## input file
| PyPSA case input file | Unnamed: 1 | Unnamed: 2 | Unnamed: 3 | Unnamed: 4 | Unnamed: 5 | Unnamed: 6 | Unnamed: 7 | Unnamed: 8 | Unnamed: 9 | Unnamed: 10 | Unnamed: 11 | Unnamed: 12 | Unnamed: 13 | Unnamed: 14 | Unnamed: 15 | Unnamed: 16 | Unnamed: 17 | Unnamed: 18 | Unnamed: 19 | Unnamed: 20 | Unnamed: 21 | Unnamed: 22 | Unnamed: 23 | Unnamed: 24 | Unnamed: 25
0
1 | Everything outside of the <CASE_DATA> or <COMPONENT_DATA> flag is for notes, etc.
2
3 | Note that demand has no decisions.
4 | Note that unmet demand is represented a source with a variable cost only, so unmet demand has an output decision.
5 | Information about PyPSA components and their attributes can be found here: https://pypsa.readthedocs.io/en/latest/components.html
6
7 | REQUIRED KEYWORDS
8 | component | PyPSA component type
9 | name | Unique name of the component
10 | bus | Name of bus from which this technology would get or give its energy (or in the case of link, the giving bus)
11
12 | OPTIONAL KEYWORDS
13 | time_series_file | Name of time series file that will get loaded
14 | capital_cost | Fixed cost, if not defined default is 0
15 | marginal_cost | Marginal cost, if not defined default is 0
16 | max_hours | Hours at max capacity for StorageUnit
17 | cyclic_state_of_charge | Assume cyclic state of charge for StorageUnit (Boolean)
18 | efficiency | Efficiency of component
19 | standing_loss | Losses per hour to state of charge
20
21 | CASE_DATA
22
23 | input_path | /carnegie/data/Shared/Labs/Caldeira Lab/Everyone/energy_demand_capacity_data/US_solar_wind_demand/
24 | costs_path | clab_pypsa/utilities/costs_2020.csv |  |  |  | Note: Path to PyPSA database
25 | output_path | output_data
26 | case_name | all_firm_case_all_stores
27 | filename_prefix | all_firm
28 | datetime_start | 2016-01-01 00:00:00 |  | Note: Dates must be formatted as text (not excel date format)
29 | datetime_end | 2017-01-01 00:00:00
30 | delta_t | 1
31 | no_time_steps | 8784 |  | Note: this assumes time unit for dt is 'hour'
32 | total_hours | 8784
33
34 | solver | gurobi
35 | logging_level | info |  | Note: Can be error, warning, info, or debug and specifies level of detail in terminal output
36 | numerics_scaling | 1 |  | Note: Factor to avoid rounding in Gurobi solver for small values
37
38 | time_unit | h
39 | power_unit | MW
40 | mass_unit | t
41 | currency | € |  | Note: 2020 €
42
43
44 | END_CASE_DATA | Note: To use PyPSA default costs, use same technology names as in costs_path |  |  |  |  | Note: p_min_mu sets uni/bidirectionality |  |  |  | Note: Capital costs are the product of hourly fixed costs and time_range |  |  |  |  | Note: cost per energy stored for Store/StoragUnit
45 |  |  | Note: For Link, bus is interpreted as bus0 | [6 empty] | Note: p_nom is a factor multiplied to the given capacity, e_nom is assumed for stores | [7 empty] | Note: For StorageUnit, efficiency is interpreted as efficiency_store
46 | MEM vocabulary
47 | tech_type | tech_name |  | node | [5 empty] | normalization | capacity | fixed_cost |  | var_cost |  |  |  | charging_time |  | efficiency |  |  |  | decay_rate
48 | COMPONENT_DATA | [14 empty] | Data source
49 | component | name | carrier | bus | bus1 | bus2 | p_min_pu | p_max_pu | time_series_file | normalization | p_nom | capital_cost |  | marginal_cost |  |  | sign | max_hours | cyclic_state_of_charge | efficiency | efficiency_dispatch | efficiency2 |  | standing_loss
50 | Load | load |  | electricity |  |  |  |  | US_demand_unnormalized.csv | [15 empty] | 1/h | Note: PyPSA costs storage_unit by power cost; cost of energy capacity is effectively capital_cost/max_hours
51 | Generator | solar-utility |  | electricity |  |  |  |  | US_capacity_solar_25pctTop_unnormalized.csv |  |  | db | €/time range/MW | db | €/MWh | PyPSA DB
52 | Generator | onwind |  | electricity |  |  |  |  | US_capacity_wind_25pctTop_unnormalized.csv |  |  | db | €/time range/MW | db | €/MWh | PyPSA DB
53 | Generator | CCGT % wCCS | natgas_wCCS | natgas_wCCS_out | [7 empty] | 143326.4338 | €/time range/MW | 39.2231 | €/MWh | NREL |  |  |  | db
54 | Link | CCGT % link wCCS | natgas_wCCS | natgas_wCCS_out | electricity | co2_atmosphere_out | [5 empty] | 0 | €/time range/MW | 0 | €/MWh | PyPSA DB |  |  |  | 1 |  | .05*db_co2_emissions | t/MWh
55 | Generator | CCGT | natgas | natgas_out | [7 empty] | db | €/time range/MW | db | €/MWh | PyPSA DB |  |  |  | db
56 | Link | CCGT % link | natgas | natgas_out | electricity | co2_atmosphere_out | [5 empty] | 0 | €/time range/MW | 0 | €/MWh | PyPSA DB |  |  |  | 1 |  | db_co2_emissions | t/MWh
57 | Generator | BECCS | beccs | beccs_out | [7 empty] | 407013.0478 | €/time range/MW | 14.5614 | €/MWh | NREL
58 | Link | BECCS % link | beccs | beccs_out | electricity | co2_atmosphere_out | [5 empty] | 0 | €/time range/MW | 0 | €/MWh | NREL | [5 empty] | -1.22 | t/MWh
59 | Generator | geothermal | geothermal | geoth_out | [7 empty] | db | €/time range/MW | db | €/MWh | PyPSA DB |  |  |  | db
60 | Link | geothermal % link | geothermal | geoth_out | electricity | co2_atmosphere_out | [5 empty] | 0 | €/time range/MW | 0 | €/MWh | PyPSA DB |  |  |  | 1 |  | db_co2_emissions | t/MWh
61 | Generator | nuclear |  | electricity | [7 empty] | db | €/time range/MW | db | €/MWh | PyPSA DB |  |  |  | db
62 | Generator | hydro |  | electricity | [7 empty] | db | €/time range/MW | db | €/MWh | PyPSA DB |  |  |  | db
63 | Store | load shifting forward |  | electricity | [7 empty] | 219298.2456 | €/time range/MW |  | €/MWh | Gerke et al | -1
64 | Store | load shifting backward |  | electricity | [7 empty] | 219298.2456 | €/time range/MW |  | €/MWh | Gerke et al
65 | Generator | load shedding |  | electricity | [8 empty] | €/time range/MW | 8771.9298 | €/MWh | Gorman
66 | Link | direct air capture |  | co2_atmosphere_out | co2_stored | electricity | [5 empty] | db | €/time range/MW | db | €/MWh | PyPSA DB | [5 empty] | -1*db_energy-input | MWh/t
67 | Store | co2 atmosphere |  | co2_atmosphere_out | [6 empty] | 0 |  | €/time range/MW |  | €/MWh | -
68 | Store | CO2 storage tank |  | co2_stored | [7 empty] | db | €/time range/CO2 | db |  | PyPSA DB
69 | StorageUnit | battery storage |  | electricity | [7 empty] | 6*db_capital_cost | €/time range/MW | 0.015 | €/MWh | PyPSA DB |  | 6 | TRUE
70 | Link | Lead-Acid-bicharger | lead_acid_store | electricity | lead_acid |  | -1 |  |  |  |  | db |  | db |  | PyPSA DB
71 | Store | Lead-Acid-store | lead_acid_store | lead_acid | [7 empty] | db |  | db |  | PyPSA DB |  |  | TRUE
72 | Link | Lithium-Ion-LFP-bicharger | lithium_ion_lfp_store | electricity | lithium_ion_lfp |  | -1 |  |  |  |  | db |  | db |  | PyPSA DB
73 | Store | Lithium-Ion-LFP-store | lithium_ion_lfp_store | lithium_ion_lfp | [7 empty] | db |  | db |  | PyPSA DB |  |  | TRUE
74 | Link | Lithium-Ion-NMC-bicharger | lithium_ion_nmc_store | electricity | lithium_ion_nmc |  | -1 |  |  |  |  | db |  | db |  | PyPSA DB
75 | Store | Lithium-Ion-NMC-store | lithium_ion_nmc_store | lithium_ion_nmc | [7 empty] | db |  | db |  | PyPSA DB |  |  | TRUE
76 | Link | Ni-Zn-bicharger | ni_zn_store | electricity | ni_zn |  | -1 |  |  |  |  | db |  | db |  | PyPSA DB
77 | Store | Ni-Zn-store | ni_zn_store | ni_zn | [7 empty] | db |  | db |  | PyPSA DB |  |  | TRUE
78 | Link | Vanadium-Redox-Flow-bicharger | redox_store | electricity | vanadium |  | -1 |  |  |  |  | db |  | db |  | PyPSA DB
79 | Store | Vanadium-Redox-Flow-store | redox_store | vanadium | [7 empty] | db |  | db |  | PyPSA DB |  |  | TRUE
80 | Link | Zn-Air-bicharger | zn_air_store | electricity | zn_air |  | -1 |  |  |  |  | db |  | db |  | PyPSA DB
81 | Store | Zn-Air-store | zn_air_store | zn_air | [7 empty] | db |  | db |  | PyPSA DB |  |  | TRUE
82 | Link | Zn-Br-Flow-bicharger | zn_br_flow_store | electricity | zn_br_flow |  | -1 |  |  |  |  | db |  | db |  | PyPSA DB | [9 empty] | Note: one way efficiency should be square root of round-trip efficiecy
83 | Store | Zn-Br-Flow-store | zn_br_flow_store | zn_br_flow | [7 empty] | db |  | db |  | PyPSA DB |  |  | TRUE | [6 empty] | Note: Be careful when designating storage costs that the source is for kWh stored and not what you get out after accounting for pump inefficiency.
84 | Link | Zn-Br-Nonflow-bicharger | zn_br_nonflow_store | electricity | zn_br_nonflow |  | -1 |  |  |  |  | db |  | db |  | PyPSA DB | [9 empty] | Note: one way efficiency should be square root of round-trip efficiecy
85 | Store | Zn-Br-Nonflow-store | zn_br_nonflow_store | zn_br_nonflow | [7 empty] | db |  | db |  | PyPSA DB |  |  | TRUE | [6 empty] | Note: Be careful when designating storage costs that the source is for kWh stored and not what you get out after accounting for pump inefficiency.
86 | Link | Compressed-Air-Adiabatic-bicharger | compressed_air_store | electricity | comp_air |  | -1 |  |  |  |  | db |  | db |  | PyPSA DB
87 | Store | Compressed-Air-Adiabatic-store | compressed_air_store | comp_air | [7 empty] | db |  | db |  | PyPSA DB |  |  | TRUE
88 | Link | Gravity-Brick-bicharger | gravity_brick_store | electricity | grav_brick |  | -1 |  |  |  |  | db |  | db |  | PyPSA DB
89 | Store | Gravity-Brick-store | gravity_brick_store | grav_brick | [7 empty] | db |  | db |  | PyPSA DB |  |  | TRUE
90 | Link | Gravity-Water-Aboveground-bicharger | gravity_aboveground_store | electricity | grav_abo_ground |  | -1 |  |  |  |  | db |  | db |  | PyPSA DB
91 | Store | Gravity-Water-Aboveground-store | gravity_aboveground_store | grav_abo_ground | [7 empty] | db |  | db |  | PyPSA DB |  |  | TRUE
92 | Link | Gravity-Water-Underground-bicharger | gravity_underground_store | electricity | grav_und_ground |  | -1 |  |  |  |  | db |  | db |  | PyPSA DB
93 | Store | Gravity-Water-Underground-store | gravity_underground_store | grav_und_ground | [7 empty] | db |  | db |  | PyPSA DB |  |  | TRUE
94 | Link | Pumped-Storage-Hydro-bicharger | phs_store | electricity | h2o |  | -1 |  |  |  |  | db | €/time range/MW | db | €/MWh | PyPSA DB
95 | Store | Pumped-Storage-Hydro-store | phs_store | h2o | [7 empty] | db | €/time range/MWh | db | €/MWh | PyPSA DB |  |  | TRUE
96 | Link | electrolysis | hydrogen_store | electricity | h2 | [6 empty] | db | €/time range/MW | 0.02 | €/MWh | PyPSA DB |  |  |  | db
97 | Store | hydrogen storage underground | hydrogen_store | h2 | [7 empty] | db | €/time range/MWh | db | €/MWh | PyPSA DB |  |  | TRUE | db |  |  |  | 4e-06
98 | Link | fuel cell | hydrogen_store | h2 | electricity | [6 empty] | db | €/time range/MW | 0.003 | €/MWh | PyPSA DB |  |  |  | db
99 | Link | Concrete-charger | concrete_store | electricity | concrete | [6 empty] | db |  | db |  | PyPSA DB
100 | Store | Concrete-store | concrete_store | concrete | [7 empty] | db |  | db |  | PyPSA DB |  |  | TRUE
101 | Link | Concrete-discharger | concrete_store | concrete | electricity | [6 empty] | db |  | db |  | PyPSA DB
102 | Link | HighT-Molten-Salt-charger | highT_molten_salt_store | electricity | highT_salt | [6 empty] | db |  | db |  | PyPSA DB
103 | Store | HighT-Molten-Salt-store | highT_molten_salt_store | highT_salt | [7 empty] | db |  | db |  | PyPSA DB |  |  | TRUE
104 | Link | HighT-Molten-Salt-discharger | highT_molten_salt_store | highT_salt | electricity | [6 empty] | db |  | db |  | PyPSA DB
105 | Link | Liquid-Air-charger | liquid_air_store | electricity | liquid_air | [6 empty] | db |  | db |  | PyPSA DB
106 | Store | Liquid-Air-store | liquid_air_store | liquid_air | [7 empty] | db |  | db |  | PyPSA DB |  |  | TRUE
107 | Link | Liquid-Air-discharger | liquid_air_store | liquid_air | electricity | [6 empty] | db |  | db |  | PyPSA DB
108 | Link | LowT-Molten-Salt-charger | lowT_molten_salt_store | electricity | lowT_salt | [6 empty] | db |  | db |  | PyPSA DB
109 | Store | LowT-Molten-Salt-store | lowT_molten_salt_store | lowT_salt | [7 empty] | db |  | db |  | PyPSA DB |  |  | TRUE
110 | Link | LowT-Molten-Salt-discharger | lowT_molten_salt_store | lowT_salt | electricity | [6 empty] | db |  | db |  | PyPSA DB
111 | Link | Pumped-Heat-charger | pumped_heat_store | electricity | pumped_heat | [6 empty] | db |  | db |  | PyPSA DB
112 | Store | Pumped-Heat-store | pumped_heat_store | pumped_heat | [7 empty] | db |  | db |  | PyPSA DB |  |  | TRUE
113 | Link | Pumped-Heat-discharger | pumped_heat_store | pumped_heat | electricity | [6 empty] | db |  | db |  | PyPSA DB
114 | Link | Sand-charger | sand_store | electricity | sand | [6 empty] | db |  | db |  | PyPSA DB
115 | Store | Sand-store | sand_store | sand | [7 empty] | db |  | db |  | PyPSA DB |  |  | TRUE
116 | Link | Sand-discharger | sand_store | sand | electricity | [6 empty] | db |  | db |  | PyPSA DB
117
118 | END_COMPONENT_DATA
119
120 | Note that any information that is in a column without an attribute header is consider a comment, and not used.
121 | Note that for MEM, storage is in energy units whereas for PyPSA it is in power units.
122 | Note: If there is a # in front of component (e.g. #Generator), this row will be ignored
123
124 | Note: costing for nuclear heat has to be for kWh thermal (or other energy unit)
125 | Note: % indicates addition to standard PyPSA name which stands before the %
126 | Note: carrier allows to group different technologies
127
128 | Cost calculations
129
130
131
132 |  | Source natural gas CCS costs | NREL (National Renewable Energy Laboratory). 2020. "2020 Annual Technology Baseline."
133 |  |  | https://atb-archive.nrel.gov/electricity/2020/data.php
134
135 |  | Source BECCS | NREL
136 |  |  | https://www.nrel.gov/docs/fy22osti/81644.pdf
137
138 |  | Source load shifting costs | Gerke et al. The California Demand Response Potential Study, Phase 3: Final Report on the Shift Resource through 2030.
139 |  |  | https://doi.org/10.20357/B7MS40
140
141 |  | Source lost load | Gorman. The quest to quantify the value of lost load: A critical review of the economics of power outages
142 |  |  | https://doi.org/10.1016/j.tej.2022.107187
143
144 |  | Source all other costs | PyPSA technology data
145 |  |  | https://github.com/PyPSA/technology-data/blob/master/outputs/costs_2020.csv
146
147
148 |  | 2020 €/$ | 1.14
149 |  | Discount rate | 0.07
150 |  | name | Overnight cost [€/MW] | Fixed O&M cost [€/MWyear] | Other fixed cost* (% of capital cost) | Lifetime [years] | Capital recovery factor [%/year] | Annual fixed costs [€/year] | Variable O&M [€/MWh] | Fuel cost [€/MWh] | Efficiency | Decay rate | Hourly fixed costs |  |  | Variable cost [€/MWh] | CO2 emissions
151 |  | pumped_hydro_storage energy | 103100 | 1546.5 |  | 30 | 0.080586 | 8433.0851 |  |  |  |  | 0.84446 | €/h/MW
152 |  | pumped_hydro_storage power | 1612000 | 14250 | 0.015 | 30 | 0.080586 | 146103.8617 |  |  | 0.81 |  | 14.6303 | €/h/MW |  | 0.00026316
153
154 |  | natural gas with CCS | 1969000 | 53000 |  | 30 | 0.080586 | 162945.7079 | 9 | 20 | 0.56 |  | 16.3168 | €/h/MW |  | 39.2231
155 |  | (NG combined cycle 95% CCS (H-frame basis -> 2nd Gen Tech)), Moderate
156 |  |  | 965000 | 27000 |  | 30 | 0.080586 | 79941.7123 | 2 | 8 | 0.56 |  | 8.0051 |  |  | 14.2857
157
158 |  | BECCS | 5580000 | 162000 |  | 30 | 0.080586 | 462727.129 |  |  |  |  | 46.3357 | €/h/MW |  | 14.5614 | -1.22 | tCO2/MWh
159
160 |  | load shedding | [13 empty] | 8771.9298
161 |  | load shifting | [5 empty] | 219298.2456
162
163 |  | * includes property, tax, insurance, licensing, permiting costs

## component inputs
| component | name | bus | p_set | carrier | capital_cost | marginal_cost | p_max_pu | p_nom_extendable | efficiency | bus0 | bus1 | bus2 | efficiency2 | sign | e_nom_extendable | e_nom | max_hours | cyclic_state_of_charge | p_min_pu | e_cyclic | standing_loss
0 | Load | load | electricity | date 2016-01-01 00:00:00 470809.0 2016-01-01 01:00:00 462893.0 2016-01-01 02:00:00 452352.0 2016-01-01 03:00:00 438677.0 2016-01-01 04:00:00 423295.0 ... 2016-12-31 20:00:00 432009.0 2016-12-31 21:00:00 435982.0 2016-12-31 22:00:00 450070.0 2016-12-31 23:00:00 459604.0 2017-01-01 00:00:00 460100.0 Name: demand (mw), Length: 8785, dtype: float64 | load
1 | Generator | solar-utility | electricity |  | solar-utility | 49588.7324 | 0 | date 2016-01-01 00:00:00 0.001722 2016-01-01 01:00:00 0.000000 2016-01-01 02:00:00 0.000000 2016-01-01 03:00:00 0.000000 2016-01-01 04:00:00 0.000000 ... 2016-12-31 20:00:00 0.497600 2016-12-31 21:00:00 0.513896 2016-12-31 22:00:00 0.439581 2016-12-31 23:00:00 0.156704 2017-01-01 00:00:00 0.001761 Name: solar 25% top, Length: 8785, dtype: float64 | TRUE
2 | Generator | onwind | electricity |  | onwind | 107318.8334 | 1.5 | date 2016-01-01 00:00:00 0.561034 2016-01-01 01:00:00 0.562139 2016-01-01 02:00:00 0.561250 2016-01-01 03:00:00 0.571372 2016-01-01 04:00:00 0.589611 ... 2016-12-31 20:00:00 0.381054 2016-12-31 21:00:00 0.371423 2016-12-31 22:00:00 0.413461 2016-12-31 23:00:00 0.486720 2017-01-01 00:00:00 0.543709 Name: wind 25% top, Length: 8785, dtype: float64 | TRUE
3 | Generator | CCGT % wCCS | natgas_wCCS_out |  | natgas_wCCS | 143326.4338 | 39.2231 |  | TRUE | 0.56
4 | Link | CCGT % link wCCS |  |  | natgas_wCCS | 0 | 0 |  | TRUE | 1 | natgas_wCCS_out | electricity | co2_atmosphere_out | 0.01
5 | Generator | CCGT | natgas_out |  | natgas | 104817.2552 | 40.2929 |  | TRUE | 0.56
6 | Link | CCGT % link |  |  | natgas | 0 | 0 |  | TRUE | 1 | natgas_out | electricity | co2_atmosphere_out | 0.2
7 | Generator | BECCS | beccs_out |  | beccs | 407013.0478 | 14.5614 |  | TRUE
8 | Link | BECCS % link |  |  | beccs | 0 | 0 |  | TRUE |  | beccs_out | electricity | co2_atmosphere_out | -1.22
9 | Generator | geothermal | geoth_out |  | geothermal | 334482.1991 | 0 |  | TRUE | 0.24
10 | Link | geothermal % link |  |  | geothermal | 0 | 0 |  | TRUE | 1 | geoth_out | electricity | co2_atmosphere_out | 0.03
11 | Generator | nuclear | electricity |  | nuclear | 706772.6168 | 11.3788 |  | TRUE | 0.33
12 | Generator | hydro | electricity |  | hydro | 177345.2166 | 0 |  | TRUE | 0.9
13 | Store | load shifting forward | electricity |  | load shifting forward | 219298.2456 | [8 empty] | -1 | TRUE
14 | Store | load shifting backward | electricity |  | load shifting backward | 219298.2456 | [9 empty] | TRUE
15 | Generator | load shedding | electricity |  | load shedding |  | 8771.9298 |  | TRUE
16 | Link | direct air capture |  |  | direct air capture | 1007250.4802 | 0 |  | TRUE |  | co2_atmosphere_out | co2_stored | electricity | -2
17 | Store | co2 atmosphere | co2_atmosphere_out |  | co2 atmosphere | [11 empty] | 0
18 | Store | CO2 storage tank | co2_stored |  | CO2 storage tank | 242.2253 | 0 | [8 empty] | TRUE
19 | StorageUnit | battery storage | electricity |  | battery storage | 131394.9526 | 0.015 |  | TRUE | [8 empty] | 6 | TRUE
20 | Link | Lead-Acid-bicharger |  |  | lead_acid_store | 20342.6982 | 0 |  | TRUE |  | electricity | lead_acid | [7 empty] | -1
21 | Store | Lead-Acid-store | lead_acid |  | lead_acid_store | 42449.2621 | 0 | [8 empty] | TRUE |  |  |  |  | TRUE
22 | Link | Lithium-Ion-LFP-bicharger |  |  | lithium_ion_lfp_store | 10956.5448 | 0 |  | TRUE |  | electricity | lithium_ion_lfp | [7 empty] | -1
23 | Store | Lithium-Ion-LFP-store | lithium_ion_lfp |  | lithium_ion_lfp_store | 31344.748 | 0 | [8 empty] | TRUE |  |  |  |  | TRUE
24 | Link | Lithium-Ion-NMC-bicharger |  |  | lithium_ion_nmc_store | 12150.6712 | 0 |  | TRUE |  | electricity | lithium_ion_nmc | [7 empty] | -1
25 | Store | Lithium-Ion-NMC-store | lithium_ion_nmc |  | lithium_ion_nmc_store | 40461.1323 | 0 | [8 empty] | TRUE |  |  |  |  | TRUE
26 | Link | Ni-Zn-bicharger |  |  | ni_zn_store | 11297.3829 | 0 |  | TRUE |  | electricity | ni_zn | [7 empty] | -1
27 | Store | Ni-Zn-store | ni_zn |  | ni_zn_store | 34978.3527 | 0 | [8 empty] | TRUE |  |  |  |  | TRUE
28 | Link | Vanadium-Redox-Flow-bicharger |  |  | redox_store | 20358.8666 | 0 |  | TRUE |  | electricity | vanadium | [7 empty] | -1
29 | Store | Vanadium-Redox-Flow-store | vanadium |  | redox_store | 36880.2443 | 0 | [8 empty] | TRUE |  |  |  |  | TRUE
30 | Link | Zn-Air-bicharger |  |  | zn_air_store | 12879.2176 | 0 |  | TRUE |  | electricity | zn_air | [7 empty] | -1
31 | Store | Zn-Air-store | zn_air |  | zn_air_store | 15483.1894 | 0 | [8 empty] | TRUE |  |  |  |  | TRUE
32 | Link | Zn-Br-Flow-bicharger |  |  | zn_br_flow_store | 20335.0267 | 0 |  | TRUE |  | electricity | zn_br_flow | [7 empty] | -1
33 | Store | Zn-Br-Flow-store | zn_br_flow |  | zn_br_flow_store | 62672.1059 | 0 | [8 empty] | TRUE |  |  |  |  | TRUE
34 | Link | Zn-Br-Nonflow-bicharger |  |  | zn_br_nonflow_store | 15682.004 | 0 |  | TRUE |  | electricity | zn_br_nonflow | [7 empty] | -1
35 | Store | Zn-Br-Nonflow-store | zn_br_nonflow |  | zn_br_nonflow_store | 28160.4554 | 0 | [8 empty] | TRUE |  |  |  |  | TRUE
36 | Link | Compressed-Air-Adiabatic-bicharger |  |  | compressed_air_store | 69012.3568 | 0 |  | TRUE |  | electricity | comp_air | [7 empty] | -1
37 | Store | Compressed-Air-Adiabatic-store | comp_air |  | compressed_air_store | 372.7473 | 0 | [8 empty] | TRUE |  |  |  |  | TRUE
38 | Link | Gravity-Brick-bicharger |  |  | gravity_brick_store | 33661.1731 | 0 |  | TRUE |  | electricity | grav_brick | [7 empty] | -1
39 | Store | Gravity-Brick-store | grav_brick |  | gravity_brick_store | 12628.3705 | 0 | [8 empty] | TRUE |  |  |  |  | TRUE
40 | Link | Gravity-Water-Aboveground-bicharger |  |  | gravity_aboveground_store | 28555.929 | 0 |  | TRUE |  | electricity | grav_abo_ground | [7 empty] | -1
41 | Store | Gravity-Water-Aboveground-store | grav_abo_ground |  | gravity_aboveground_store | 9336.1172 | 0 | [8 empty] | TRUE |  |  |  |  | TRUE
42 | Link | Gravity-Water-Underground-bicharger |  |  | gravity_underground_store | 70693.337 | 0 |  | TRUE |  | electricity | grav_und_ground | [7 empty] | -1
43 | Store | Gravity-Water-Underground-store | grav_und_ground |  | gravity_underground_store | 7347.3972 | 0 | [8 empty] | TRUE |  |  |  |  | TRUE
44 | Link | Pumped-Storage-Hydro-bicharger |  |  | phs_store | 102789.2725 | 0 |  | TRUE |  | electricity | h2o | [7 empty] | -1
45 | Store | Pumped-Storage-Hydro-store | h2o |  | phs_store | 3904.3881 | 0 | [8 empty] | TRUE |  |  |  |  | TRUE
46 | Link | electrolysis |  |  | hydrogen_store | 62293.8258 | 0.02 |  | TRUE | 0.8 | electricity | h2
47 | Store | hydrogen storage underground | h2 |  | hydrogen_store | 210.2423 | 0 | [8 empty] | TRUE |  |  |  |  | TRUE | 4e-06
48 | Link | fuel cell |  |  | hydrogen_store | 250090.7535 | 0.003 |  | TRUE | 0.58 | h2 | electricity
49 | Link | Concrete-charger |  |  | concrete_store | 14991.6613 | 0 |  | TRUE |  | electricity | concrete
50 | Store | Concrete-store | concrete |  | concrete_store | 2144.2077 | 0 | [8 empty] | TRUE |  |  |  |  | TRUE
51 | Link | Concrete-discharger |  |  | concrete_store | 54449.1165 | 0 |  | TRUE |  | concrete | electricity
52 | Link | HighT-Molten-Salt-charger |  |  | highT_molten_salt_store | 14982.18 | 0 |  | TRUE |  | electricity | highT_salt
53 | Store | HighT-Molten-Salt-store | highT_salt |  | highT_molten_salt_store | 8210.3623 | 0 | [8 empty] | TRUE |  |  |  |  | TRUE
54 | Link | HighT-Molten-Salt-discharger |  |  | highT_molten_salt_store | 54414.6825 | 0 |  | TRUE |  | highT_salt | electricity
55 | Link | Liquid-Air-charger |  |  | liquid_air_store | 36920.7588 | 0 |  | TRUE |  | electricity | liquid_air
56 | Store | Liquid-Air-store | liquid_air |  | liquid_air_store | 13621.8699 | 0 | [8 empty] | TRUE |  |  |  |  | TRUE
57 | Link | Liquid-Air-discharger |  |  | liquid_air_store | 26403.5346 | 0 |  | TRUE |  | liquid_air | electricity
58 | Link | LowT-Molten-Salt-charger |  |  | lowT_molten_salt_store | 11910.3873 | 0 |  | TRUE |  | electricity | lowT_salt
59 | Store | LowT-Molten-Salt-store | lowT_salt |  | lowT_molten_salt_store | 5063.7732 | 0 | [8 empty] | TRUE |  |  |  |  | TRUE
60 | Link | LowT-Molten-Salt-discharger |  |  | lowT_molten_salt_store | 43258.0528 | 0 |  | TRUE |  | lowT_salt | electricity
61 | Link | Pumped-Heat-charger |  |  | pumped_heat_store | 60028.892 | 0 |  | TRUE |  | electricity | pumped_heat
62 | Store | Pumped-Heat-store | pumped_heat |  | pumped_heat_store | 2239.3872 | 0 | [8 empty] | TRUE |  |  |  |  | TRUE
63 | Link | Pumped-Heat-discharger |  |  | pumped_heat_store | 42917.9303 | 0 |  | TRUE |  | pumped_heat | electricity
64 | Link | Sand-charger |  |  | sand_store | 12169.5302 | 0 |  | TRUE |  | electricity | sand
65 | Store | Sand-store | sand |  | sand_store | 584.6121 | 0 | [8 empty] | TRUE |  |  |  |  | TRUE
66 | Link | Sand-discharger |  |  | sand_store | 44199.2496 | 0 |  | TRUE |  | sand | electricity

## time inputs
snapshot | solar-utility series | onwind series | load load
2016-01-01 | 0.0017221 | 0.56103 | 470809
2016-01-01 01:00 | 0 | 0.56214 | 462893
2016-01-01 02:00 | 0 | 0.56125 | 452352
2016-01-01 03:00 | 0 | 0.57137 | 438677
2016-01-01 04:00 | 0 | 0.58961 | 423295
2016-01-01 05:00 | 0 | 0.6128 | 410979
2016-01-01 06:00 | 0 | 0.63396 | 400444
2016-01-01 07:00 | 0 | 0.64464 | 390845
2016-01-01 08:00 | 0 | 0.64481 | 383868
2016-01-01 09:00 | 0 | 0.64438 | 382247
2016-01-01 10:00 | 0 | 0.64187 | 385757
2016-01-01 11:00 | 0 | 0.6402 | 390944
2016-01-01 12:00 | 0 | 0.64083 | 398539
2016-01-01 13:00 | 0 | 0.64006 | 407548
2016-01-01 14:00 | 0.045026 | 0.59659 | 420289
2016-01-01 15:00 | 0.40261 | 0.46501 | 431770
2016-01-01 16:00 | 0.58429 | 0.3778 | 438480
2016-01-01 17:00 | 0.5848 | 0.41622 | 440338
2016-01-01 18:00 | 0.5481 | 0.45167 | 438036
2016-01-01 19:00 | 0.53386 | 0.44429 | 432321
2016-01-01 20:00 | 0.55315 | 0.41578 | 428860
2016-01-01 21:00 | 0.5848 | 0.37843 | 430801
2016-01-01 22:00 | 0.5356 | 0.47878 | 445055
2016-01-01 23:00 | 0.21023 | 0.58054 | 460170
2016-01-02 | 0.0019649 | 0.62083 | 465935
2016-01-02 01:00 | 0 | 0.64592 | 465362
2016-01-02 02:00 | 0 | 0.66047 | 462094
2016-01-02 03:00 | 0 | 0.66248 | 450580
2016-01-02 04:00 | 0 | 0.65364 | 434931
2016-01-02 05:00 | 0 | 0.63781 | 417915
2016-01-02 06:00 | 0 | 0.61815 | 406626
2016-01-02 07:00 | 0 | 0.59628 | 397512
2016-01-02 08:00 | 0 | 0.57689 | 392956
2016-01-02 09:00 | 0 | 0.56957 | 392210
2016-01-02 10:00 | 0 | 0.56554 | 396592
2016-01-02 11:00 | 0 | 0.55664 | 406767
2016-01-02 12:00 | 0 | 0.54933 | 420668
2016-01-02 13:00 | 0 | 0.54684 | 434757
2016-01-02 14:00 | 0.065175 | 0.50123 | 445046
2016-01-02 15:00 | 0.31668 | 0.34605 | 450093
2016-01-02 16:00 | 0.46539 | 0.22017 | 448776
2016-01-02 17:00 | 0.50479 | 0.21919 | 443349
2016-01-02 18:00 | 0.4964 | 0.28064 | 435148
2016-01-02 19:00 | 0.48474 | 0.3142 | 427129
2016-01-02 20:00 | 0.49386 | 0.30673 | 420682
2016-01-02 21:00 | 0.49861 | 0.29954 | 423696
2016-01-02 22:00 | 0.41262 | 0.40672 | 441498
2016-01-02 23:00 | 0.14873 | 0.47839 | 461592
2016-01-03 | 0.0019495 | 0.51762 | 469345
2016-01-03 01:00 | 0 | 0.54313 | 470347
2016-01-03 02:00 | 0 | 0.56023 | 467310
2016-01-03 03:00 | 0 | 0.57619 | 456030
2016-01-03 04:00 | 0 | 0.58655 | 441559
2016-01-03 05:00 | 0 | 0.58999 | 427167
2016-01-03 06:00 | 0 | 0.58676 | 413834
2016-01-03 07:00 | 0 | 0.5742 | 404865
2016-01-03 08:00 | 0 | 0.55269 | 399699
2016-01-03 09:00 | 0 | 0.52918 | 398110
2016-01-03 10:00 | 0 | 0.49774 | 400834
2016-01-03 11:00 | 0 | 0.45999 | 408834
2016-01-03 12:00 | 0 | 0.42558 | 420449
2016-01-03 13:00 | 0 | 0.40041 | 433181
2016-01-03 14:00 | 0.039661 | 0.31984 | 440085
2016-01-03 15:00 | 0.37348 | 0.18006 | 439806
2016-01-03 16:00 | 0.49634 | 0.10574 | 434999
2016-01-03 17:00 | 0.51266 | 0.086993 | 430919
2016-01-03 18:00 | 0.49228 | 0.083043 | 427178
2016-01-03 19:00 | 0.4773 | 0.086987 | 422449
2016-01-03 20:00 | 0.47837 | 0.090145 | 418943
2016-01-03 21:00 | 0.46511 | 0.097928 | 424541
2016-01-03 22:00 | 0.36923 | 0.14652 | 444380
2016-01-03 23:00 | 0.08686 | 0.19289 | 464325
2016-01-04 | 0.0020809 | 0.23921 | 474796
2016-01-04 01:00 | 0 | 0.27818 | 477021
2016-01-04 02:00 | 0 | 0.30743 | 469735
2016-01-04 03:00 | 0 | 0.3276 | 452837
2016-01-04 04:00 | 0 | 0.32839 | 435678
2016-01-04 05:00 | 0 | 0.31547 | 421559
2016-01-04 06:00 | 0 | 0.30021 | 410607
2016-01-04 07:00 | 0 | 0.28701 | 404707
2016-01-04 08:00 | 0 | 0.27463 | 403331
2016-01-04 09:00 | 0 | 0.2621 | 408268
2016-01-04 10:00 | 0 | 0.25405 | 424056
2016-01-04 11:00 | 0 | 0.25228 | 457966
2016-01-04 12:00 | 0 | 0.25844 | 490049
2016-01-04 13:00 | 0 | 0.27302 | 503347
2016-01-04 14:00 | 0.084897 | 0.28079 | 505677
2016-01-04 15:00 | 0.25929 | 0.22814 | 505098
2016-01-04 16:00 | 0.36727 | 0.1918 | 499867
2016-01-04 17:00 | 0.40003 | 0.20839 | 493446
2016-01-04 18:00 | 0.40313 | 0.24344 | 487900
2016-01-04 19:00 | 0.40039 | 0.27815 | 483354
2016-01-04 20:00 | 0.39534 | 0.29967 | 480122
2016-01-04 21:00 | 0.36121 | 0.31175 | 484754
2016-01-04 22:00 | 0.2623 | 0.39893 | 504066
2016-01-04 23:00 | 0.080196 | 0.53954 | 527878
2016-01-05 | 0.0016392 | 0.59697 | 538994
2016-01-05 01:00 | 0 | 0.6026 | 539677
2016-01-05 02:00 | 0 | 0.58396 | 531819
2016-01-05 03:00 | 0 | 0.55926 | 511858
2016-01-05 04:00 | 0 | 0.53794 | 488356
2016-01-05 05:00 | 0 | 0.51898 | 470100
2016-01-05 06:00 | 0 | 0.50129 | 459532
2016-01-05 07:00 | 0 | 0.48933 | 452735
2016-01-05 08:00 | 0 | 0.4815 | 450290
2016-01-05 09:00 | 0 | 0.46578 | 455066
2016-01-05 10:00 | 0 | 0.44938 | 471666
2016-01-05 11:00 | 0 | 0.43343 | 505340
2016-01-05 12:00 | 0 | 0.42277 | 536414
2016-01-05 13:00 | 0 | 0.41797 | 544393
2016-01-05 14:00 | 0.021223 | 0.39658 | 538308
2016-01-05 15:00 | 0.18775 | 0.40007 | 530432
2016-01-05 16:00 | 0.31142 | 0.42693 | 518961
2016-01-05 17:00 | 0.37362 | 0.45872 | 507046
2016-01-05 18:00 | 0.38627 | 0.45812 | 497896
2016-01-05 19:00 | 0.38481 | 0.43627 | 489977
2016-01-05 20:00 | 0.38058 | 0.40494 | 485292
2016-01-05 21:00 | 0.35004 | 0.38505 | 489904
2016-01-05 22:00 | 0.26091 | 0.41903 | 511089
2016-01-05 23:00 | 0.068156 | 0.5029 | 534774
2016-01-06 | 0.0018312 | 0.53648 | 544758
2016-01-06 01:00 | 0 | 0.53142 | 544168
2016-01-06 02:00 | 0 | 0.5143 | 534403
2016-01-06 03:00 | 0 | 0.50066 | 512646
2016-01-06 04:00 | 0 | 0.48766 | 488746
2016-01-06 05:00 | 0 | 0.47316 | 469710
2016-01-06 06:00 | 0 | 0.45467 | 459026
2016-01-06 07:00 | 0 | 0.43175 | 450847
2016-01-06 08:00 | 0 | 0.40631 | 447761
2016-01-06 09:00 | 0 | 0.38612 | 449636
2016-01-06 10:00 | 0 | 0.36481 | 463512
2016-01-06 11:00 | 0 | 0.34699 | 495560
2016-01-06 12:00 | 0 | 0.32789 | 524202
2016-01-06 13:00 | 0 | 0.30904 | 530125
2016-01-06 14:00 | 0.017994 | 0.26364 | 523807
2016-01-06 15:00 | 0.16713 | 0.1985 | 515122
2016-01-06 16:00 | 0.28894 | 0.1747 | 505229
2016-01-06 17:00 | 0.36954 | 0.18492 | 493888
2016-01-06 18:00 | 0.39122 | 0.18383 | 485222
2016-01-06 19:00 | 0.39117 | 0.17607 | 478021
2016-01-06 20:00 | 0.38642 | 0.16644 | 474674
2016-01-06 21:00 | 0.36423 | 0.16435 | 478064
2016-01-06 22:00 | 0.2863 | 0.19536 | 496279
2016-01-06 23:00 | 0.10402 | 0.26811 | 515072
2016-01-07 | 0.00090527 | 0.31581 | 521111
2016-01-07 01:00 | 0 | 0.33922 | 518375
2016-01-07 02:00 | 0 | 0.3402 | 506895
2016-01-07 03:00 | 0 | 0.32304 | 486281
2016-01-07 04:00 | 0 | 0.2902 | 461291
2016-01-07 05:00 | 0 | 0.26358 | 439921
2016-01-07 06:00 | 0 | 0.23998 | 425551
2016-01-07 07:00 | 0 | 0.22081 | 415893
2016-01-07 08:00 | 0 | 0.2109 | 410460
2016-01-07 09:00 | 0 | 0.20832 | 411058
2016-01-07 10:00 | 0 | 0.21594 | 423691
2016-01-07 11:00 | 0 | 0.22867 | 454300
2016-01-07 12:00 | 0 | 0.24108 | 483496
2016-01-07 13:00 | 0 | 0.24658 | 491785
2016-01-07 14:00 | 0.042386 | 0.21343 | 490686
2016-01-07 15:00 | 0.1967 | 0.14049 | 488256
2016-01-07 16:00 | 0.30441 | 0.15546 | 481130
2016-01-07 17:00 | 0.36281 | 0.19065 | 472955
2016-01-07 18:00 | 0.37753 | 0.19968 | 465227
2016-01-07 19:00 | 0.37099 | 0.20893 | 459310
2016-01-07 20:00 | 0.35866 | 0.21973 | 456439
2016-01-07 21:00 | 0.32887 | 0.23064 | 457995
2016-01-07 22:00 | 0.25993 | 0.25021 | 473389
2016-01-07 23:00 | 0.089468 | 0.28693 | 488977
2016-01-08 | 0.0024239 | 0.29778 | 494433
2016-01-08 01:00 | 0 | 0.29324 | 491621
2016-01-08 02:00 | 0 | 0.27983 | 481932
2016-01-08 03:00 | 0 | 0.26409 | 461801
2016-01-08 04:00 | 0 | 0.25071 | 437008
2016-01-08 05:00 | 0 | 0.2473 | 415288
2016-01-08 06:00 | 0 | 0.24685 | 399917
2016-01-08 07:00 | 0 | 0.24954 | 389529
2016-01-08 08:00 | 0 | 0.25289 | 384659
2016-01-08 09:00 | 0 | 0.25946 | 384914
2016-01-08 10:00 | 0 | 0.27022 | 395661
2016-01-08 11:00 | 0 | 0.27774 | 426104
2016-01-08 12:00 | 0 | 0.28247 | 455472
2016-01-08 13:00 | 0 | 0.2821 | 467173
2016-01-08 14:00 | 0.035377 | 0.26315 | 472550
2016-01-08 15:00 | 0.22817 | 0.26028 | 476734
2016-01-08 16:00 | 0.3899 | 0.26137 | 475016
2016-01-08 17:00 | 0.45234 | 0.25896 | 468663
2016-01-08 18:00 | 0.44326 | 0.2687 | 463564
2016-01-08 19:00 | 0.42052 | 0.29222 | 458952
2016-01-08 20:00 | 0.4077 | 0.32442 | 454537
2016-01-08 21:00 | 0.39966 | 0.34742 | 454446
2016-01-08 22:00 | 0.35428 | 0.36855 | 463432
2016-01-08 23:00 | 0.18836 | 0.39891 | 472623
2016-01-09 | 0.0036188 | 0.41074 | 473493
2016-01-09 01:00 | 0 | 0.41133 | 468337
2016-01-09 02:00 | 0 | 0.41125 | 459225
2016-01-09 03:00 | 0 | 0.4084 | 443600
2016-01-09 04:00 | 0 | 0.40893 | 424303
2016-01-09 05:00 | 0 | 0.41113 | 406106
2016-01-09 06:00 | 0 | 0.42191 | 390602
2016-01-09 07:00 | 0 | 0.4403 | 380209
2016-01-09 08:00 | 0 | 0.46413 | 373855
2016-01-09 09:00 | 0 | 0.48056 | 372820
2016-01-09 10:00 | 0 | 0.49813 | 376458
2016-01-09 11:00 | 0 | 0.51142 | 385225
2016-01-09 12:00 | 0 | 0.51404 | 400062
2016-01-09 13:00 | 2.61e-08 | 0.51036 | 417421
2016-01-09 14:00 | 0.098657 | 0.4963 | 432775
2016-01-09 15:00 | 0.42169 | 0.49706 | 443504
2016-01-09 16:00 | 0.57421 | 0.48361 | 447564
2016-01-09 17:00 | 0.58612 | 0.46263 | 446237
2016-01-09 18:00 | 0.54993 | 0.46092 | 441450
2016-01-09 19:00 | 0.53031 | 0.46978 | 437135
2016-01-09 20:00 | 0.54515 | 0.47638 | 434799
2016-01-09 21:00 | 0.55773 | 0.47931 | 438748
2016-01-09 22:00 | 0.49662 | 0.46463 | 451099
2016-01-09 23:00 | 0.17046 | 0.43744 | 461966
2016-01-10 | 0.00071692 | 0.41613 | 466908
2016-01-10 01:00 | 0 | 0.39935 | 465022
2016-01-10 02:00 | 0 | 0.38465 | 458039
2016-01-10 03:00 | 0 | 0.36871 | 445223
2016-01-10 04:00 | 0 | 0.35402 | 429865
2016-01-10 05:00 | 0 | 0.34417 | 414836
2016-01-10 06:00 | 0 | 0.33657 | 401159
2016-01-10 07:00 | 0 | 0.32998 | 391763
2016-01-10 08:00 | 0 | 0.32364 | 387369
2016-01-10 09:00 | 0 | 0.32513 | 386669
2016-01-10 10:00 | 0 | 0.33117 | 390692
2016-01-10 11:00 | 0 | 0.33073 | 400516
2016-01-10 12:00 | 0 | 0.31998 | 415332
2016-01-10 13:00 | 2.09e-07 | 0.30064 | 431531
2016-01-10 14:00 | 0.10714 | 0.26445 | 446224
2016-01-10 15:00 | 0.36678 | 0.19145 | 454445
2016-01-10 16:00 | 0.50479 | 0.15692 | 455969
2016-01-10 17:00 | 0.53637 | 0.16619 | 455005
2016-01-10 18:00 | 0.52392 | 0.19383 | 450676
2016-01-10 19:00 | 0.50759 | 0.2191 | 445348
2016-01-10 20:00 | 0.50702 | 0.23578 | 441043
2016-01-10 21:00 | 0.50436 | 0.24205 | 445970
2016-01-10 22:00 | 0.42446 | 0.26002 | 462762
2016-01-10 23:00 | 0.17367 | 0.31445 | 486387
2016-01-11 | 0.0028482 | 0.37533 | 499575
2016-01-11 01:00 | 0 | 0.42408 | 503763
2016-01-11 02:00 | 0 | 0.44679 | 499300
2016-01-11 03:00 | 0 | 0.4614 | 486290
2016-01-11 04:00 | 0 | 0.4709 | 469026
2016-01-11 05:00 | 0 | 0.48079 | 454916
2016-01-11 06:00 | 0 | 0.48597 | 445035
2016-01-11 07:00 | 0 | 0.48676 | 440399
2016-01-11 08:00 | 0 | 0.48183 | 440627
2016-01-11 09:00 | 0 | 0.46555 | 447243
2016-01-11 10:00 | 0 | 0.44727 | 465391
2016-01-11 11:00 | 0 | 0.43643 | 503205
2016-01-11 12:00 | 0 | 0.42763 | 537493
2016-01-11 13:00 | 5.8e-08 | 0.42586 | 547765
2016-01-11 14:00 | 0.095254 | 0.39626 | 543677
2016-01-11 15:00 | 0.48176 | 0.31857 | 535867
2016-01-11 16:00 | 0.61991 | 0.33687 | 524193
2016-01-11 17:00 | 0.61419 | 0.42591 | 511046
2016-01-11 18:00 | 0.58534 | 0.48688 | 501251
2016-01-11 19:00 | 0.57482 | 0.53143 | 492140
2016-01-11 20:00 | 0.59235 | 0.55402 | 485928
2016-01-11 21:00 | 0.62042 | 0.54329 | 488605
2016-01-11 22:00 | 0.56078 | 0.55823 | 506939
2016-01-11 23:00 | 0.19536 | 0.57687 | 526379
2016-01-12 | 0.0025805 | 0.57875 | 542445
2016-01-12 01:00 | 0 | 0.58336 | 543639
2016-01-12 02:00 | 0 | 0.60723 | 535222
2016-01-12 03:00 | 0 | 0.65447 | 517768
2016-01-12 04:00 | 0 | 0.6874 | 493946
2016-01-12 05:00 | 0 | 0.69762 | 476108
2016-01-12 06:00 | 0 | 0.69935 | 463046
2016-01-12 07:00 | 0 | 0.69247 | 454908
2016-01-12 08:00 | 0 | 0.68 | 451631
2016-01-12 09:00 | 0 | 0.66013 | 454626
2016-01-12 10:00 | 0 | 0.63281 | 468323
2016-01-12 11:00 | 0 | 0.59316 | 501211
2016-01-12 12:00 | 0 | 0.5425 | 532066
2016-01-12 13:00 | 6.52e-07 | 0.49191 | 539233
2016-01-12 14:00 | 0.12928 | 0.38673 | 532105
2016-01-12 15:00 | 0.55394 | 0.28053 | 521670
2016-01-12 16:00 | 0.65746 | 0.21589 | 510052
2016-01-12 17:00 | 0.64056 | 0.20691 | 498062
2016-01-12 18:00 | 0.60264 | 0.22232 | 488561
2016-01-12 19:00 | 0.58558 | 0.24217 | 480756
2016-01-12 20:00 | 0.60013 | 0.25296 | 474428
2016-01-12 21:00 | 0.62769 | 0.25401 | 476053
2016-01-12 22:00 | 0.57449 | 0.27715 | 492115
2016-01-12 23:00 | 0.20565 | 0.31038 | 513200
2016-01-13 | 0.0033679 | 0.37906 | 524891
2016-01-13 01:00 | 0 | 0.46674 | 526072
2016-01-13 02:00 | 0 | 0.53911 | 519458
2016-01-13 03:00 | 0 | 0.60088 | 503849
2016-01-13 04:00 | 0 | 0.63887 | 483469
2016-01-13 05:00 | 0 | 0.6421 | 465481
2016-01-13 06:00 | 0 | 0.63926 | 454923
2016-01-13 07:00 | 0 | 0.63448 | 448875
2016-01-13 08:00 | 0 | 0.63112 | 447429
2016-01-13 09:00 | 0 | 0.62141 | 452208
2016-01-13 10:00 | 0 | 0.60972 | 469687
2016-01-13 11:00 | 0 | 0.60055 | 505391
2016-01-13 12:00 | 0 | 0.58414 | 537146
2016-01-13 13:00 | 1.18e-06 | 0.56618 | 545012
2016-01-13 14:00 | 0.05567 | 0.4648 | 537234
2016-01-13 15:00 | 0.4856 | 0.29439 | 525619
2016-01-13 16:00 | 0.5809 | 0.20678 | 512003
2016-01-13 17:00 | 0.58156 | 0.20838 | 498883
2016-01-13 18:00 | 0.55966 | 0.24156 | 487741
2016-01-13 19:00 | 0.54701 | 0.26326 | 480098
2016-01-13 20:00 | 0.56107 | 0.27023 | 475714
2016-01-13 21:00 | 0.57419 | 0.32151 | 479086
2016-01-13 22:00 | 0.49401 | 0.41122 | 495539
2016-01-13 23:00 | 0.17431 | 0.49826 | 515312
2016-01-14 | 0.003882 | 0.57062 | 525731
2016-01-14 01:00 | 0 | 0.61577 | 525788
2016-01-14 02:00 | 0 | 0.64527 | 518221
2016-01-14 03:00 | 0 | 0.67326 | 499085
2016-01-14 04:00 | 0 | 0.70129 | 476059
2016-01-14 05:00 | 0 | 0.7233 | 455967
2016-01-14 06:00 | 0 | 0.73473 | 443426
2016-01-14 07:00 | 0 | 0.73192 | 434625
2016-01-14 08:00 | 0 | 0.71851 | 430323
2016-01-14 09:00 | 0 | 0.69133 | 433882
2016-01-14 10:00 | 0 | 0.67192 | 449048
2016-01-14 11:00 | 0 | 0.66291 | 482678
2016-01-14 12:00 | 0 | 0.65959 | 511825
2016-01-14 13:00 | 0 | 0.65686 | 518934
2016-01-14 14:00 | 0.13053 | 0.58009 | 511165
2016-01-14 15:00 | 0.48191 | 0.4541 | 499774
2016-01-14 16:00 | 0.58644 | 0.42369 | 485758
2016-01-14 17:00 | 0.60438 | 0.50764 | 471708
2016-01-14 18:00 | 0.58128 | 0.5748 | 461997
2016-01-14 19:00 | 0.56184 | 0.59899 | 454127
2016-01-14 20:00 | 0.56958 | 0.60204 | 449692
2016-01-14 21:00 | 0.58043 | 0.61718 | 451533
2016-01-14 22:00 | 0.50578 | 0.63861 | 463636
2016-01-14 23:00 | 0.19515 | 0.66778 | 481986
2016-01-15 | 0.0026644 | 0.68403 | 491071
2016-01-15 01:00 | 0 | 0.69302 | 490964
2016-01-15 02:00 | 0 | 0.69659 | 482259
2016-01-15 03:00 | 0 | 0.69278 | 462693
2016-01-15 04:00 | 0 | 0.68409 | 440735
2016-01-15 05:00 | 0 | 0.67135 | 420298
2016-01-15 06:00 | 0 | 0.65955 | 406086
2016-01-15 07:00 | 0 | 0.64791 | 397042
2016-01-15 08:00 | 0 | 0.63308 | 392675
2016-01-15 09:00 | 0 | 0.61938 | 394761
2016-01-15 10:00 | 0 | 0.60382 | 407359
2016-01-15 11:00 | 0 | 0.58435 | 436666
2016-01-15 12:00 | 0 | 0.56155 | 466185
2016-01-15 13:00 | 2.53e-06 | 0.52761 | 477552
2016-01-15 14:00 | 0.1402 | 0.39378 | 480240
2016-01-15 15:00 | 0.33532 | 0.29717 | 481526
2016-01-15 16:00 | 0.45059 | 0.26869 | 477244
2016-01-15 17:00 | 0.48227 | 0.24852 | 470535
2016-01-15 18:00 | 0.47624 | 0.24841 | 464809
2016-01-15 19:00 | 0.47052 | 0.26147 | 459306
2016-01-15 20:00 | 0.4661 | 0.27683 | 455638
2016-01-15 21:00 | 0.45393 | 0.28037 | 456911
2016-01-15 22:00 | 0.39994 | 0.29398 | 464155
2016-01-15 23:00 | 0.19056 | 0.32855 | 471864
2016-01-16 | 0.0058251 | 0.34649 | 473518
2016-01-16 01:00 | 0 | 0.34541 | 469990
2016-01-16 02:00 | 0 | 0.33666 | 462067
2016-01-16 03:00 | 0 | 0.33144 | 446898
2016-01-16 04:00 | 0 | 0.32857 | 429098
2016-01-16 05:00 | 0 | 0.32506 | 411200
2016-01-16 06:00 | 0 | 0.32389 | 397507
2016-01-16 07:00 | 0 | 0.32565 | 388116
2016-01-16 08:00 | 0 | 0.3286 | 383335
2016-01-16 09:00 | 0 | 0.32873 | 382836
2016-01-16 10:00 | 0 | 0.33917 | 388193
2016-01-16 11:00 | 0 | 0.35568 | 398613
2016-01-16 12:00 | 0 | 0.36062 | 414957
2016-01-16 13:00 | 0 | 0.36 | 431737
2016-01-16 14:00 | 0.056431 | 0.32496 | 445036
2016-01-16 15:00 | 0.3752 | 0.273 | 450767
2016-01-16 16:00 | 0.47454 | 0.26485 | 449596
2016-01-16 17:00 | 0.49433 | 0.27747 | 445176
2016-01-16 18:00 | 0.48237 | 0.29662 | 438693
2016-01-16 19:00 | 0.47666 | 0.31319 | 433491
2016-01-16 20:00 | 0.47859 | 0.32492 | 430588
2016-01-16 21:00 | 0.4739 | 0.32849 | 433541
2016-01-16 22:00 | 0.39368 | 0.31385 | 444810
2016-01-16 23:00 | 0.13742 | 0.3009 | 460141
2016-01-17 | 0.0036858 | 0.29762 | 466002
2016-01-17 01:00 | 0 | 0.29913 | 466202
2016-01-17 02:00 | 0 | 0.31298 | 461031
2016-01-17 03:00 | 0 | 0.33308 | 449651
2016-01-17 04:00 | 0 | 0.36075 | 433925
2016-01-17 05:00 | 0 | 0.39183 | 420780
2016-01-17 06:00 | 0 | 0.42059 | 409148
2016-01-17 07:00 | 0 | 0.43887 | 400726
2016-01-17 08:00 | 0 | 0.44311 | 397107
2016-01-17 09:00 | 0 | 0.42422 | 396995
2016-01-17 10:00 | 0 | 0.39388 | 401148
2016-01-17 11:00 | 0 | 0.36896 | 411144
2016-01-17 12:00 | 0 | 0.35135 | 426593
2016-01-17 13:00 | 3.71e-06 | 0.33728 | 444517
2016-01-17 14:00 | 0.049245 | 0.29434 | 458932
2016-01-17 15:00 | 0.36051 | 0.24316 | 464245
2016-01-17 16:00 | 0.50948 | 0.23498 | 462424
2016-01-17 17:00 | 0.5445 | 0.23382 | 459077
2016-01-17 18:00 | 0.52042 | 0.23029 | 454097
2016-01-17 19:00 | 0.5128 | 0.22805 | 448939
2016-01-17 20:00 | 0.53142 | 0.22142 | 445370
2016-01-17 21:00 | 0.54981 | 0.21247 | 448873
2016-01-17 22:00 | 0.49747 | 0.21152 | 464088
2016-01-17 23:00 | 0.17362 | 0.24792 | 485734
2016-01-18 | 0.0050361 | 0.27235 | 496055
2016-01-18 01:00 | 0 | 0.27314 | 499903
2016-01-18 02:00 | 0 | 0.26859 | 495273
2016-01-18 03:00 | 0 | 0.25908 | 485022
2016-01-18 04:00 | 0 | 0.24875 | 469740
2016-01-18 05:00 | 0 | 0.2432 | 455921
2016-01-18 06:00 | 0 | 0.23917 | 448386
2016-01-18 07:00 | 0 | 0.23303 | 444095
2016-01-18 08:00 | 0 | 0.22761 | 444476
2016-01-18 09:00 | 0 | 0.21932 | 451294
2016-01-18 10:00 | 0 | 0.21398 | 467139
2016-01-18 11:00 | 0 | 0.21138 | 494557
2016-01-18 12:00 | 0 | 0.21067 | 523689
2016-01-18 13:00 | 5.03e-06 | 0.21403 | 540845
2016-01-18 14:00 | 0.07477 | 0.19978 | 544986
2016-01-18 15:00 | 0.33183 | 0.15766 | 543295
2016-01-18 16:00 | 0.44145 | 0.14074 | 536682
2016-01-18 17:00 | 0.47739 | 0.1441 | 527471
2016-01-18 18:00 | 0.47938 | 0.15997 | 517624
2016-01-18 19:00 | 0.47761 | 0.17647 | 509646
2016-01-18 20:00 | 0.48286 | 0.18521 | 504548
2016-01-18 21:00 | 0.47459 | 0.19507 | 507574
2016-01-18 22:00 | 0.39346 | 0.23152 | 526254
2016-01-18 23:00 | 0.16686 | 0.33868 | 549477
2016-01-19 | 0.0050901 | 0.39524 | 562369
2016-01-19 01:00 | 0 | 0.41426 | 563958
2016-01-19 02:00 | 0 | 0.39862 | 556327
2016-01-19 03:00 | 0 | 0.37982 | 538055
2016-01-19 04:00 | 0 | 0.3684 | 516738
2016-01-19 05:00 | 0 | 0.36227 | 501292
2016-01-19 06:00 | 0 | 0.35807 | 488827
2016-01-19 07:00 | 0 | 0.35577 | 482783
2016-01-19 08:00 | 0 | 0.35133 | 481076
2016-01-19 09:00 | 0 | 0.34534 | 486092
2016-01-19 10:00 | 0 | 0.34117 | 502163
2016-01-19 11:00 | 0 | 0.33794 | 535457
2016-01-19 12:00 | 0 | 0.33913 | 566299
2016-01-19 13:00 | 0 | 0.34546 | 573164
2016-01-19 14:00 | 0.052253 | 0.32875 | 566429
2016-01-19 15:00 | 0.335 | 0.26661 | 557716
2016-01-19 16:00 | 0.44222 | 0.26538 | 545130
2016-01-19 17:00 | 0.45758 | 0.271 | 531980
2016-01-19 18:00 | 0.45271 | 0.25925 | 520957
2016-01-19 19:00 | 0.45397 | 0.25162 | 512504
2016-01-19 20:00 | 0.46435 | 0.24139 | 508038
2016-01-19 21:00 | 0.46243 | 0.2214 | 511350
2016-01-19 22:00 | 0.37438 | 0.21108 | 528590
2016-01-19 23:00 | 0.12432 | 0.26178 | 550838
2016-01-20 | 0.0041729 | 0.3151 | 561888
2016-01-20 01:00 | 0 | 0.35726 | 561943
2016-01-20 02:00 | 0 | 0.39298 | 552117
2016-01-20 03:00 | 0 | 0.39873 | 532519
2016-01-20 04:00 | 0 | 0.38608 | 508121
2016-01-20 05:00 | 0 | 0.3655 | 489033
2016-01-20 06:00 | 0 | 0.34788 | 477201
2016-01-20 07:00 | 0 | 0.33757 | 469244
2016-01-20 08:00 | 0 | 0.32783 | 465073
2016-01-20 09:00 | 0 | 0.31283 | 467668
2016-01-20 10:00 | 0 | 0.29723 | 480665
2016-01-20 11:00 | 0 | 0.28153 | 511178
2016-01-20 12:00 | 0 | 0.26795 | 538547
2016-01-20 13:00 | 1.09e-05 | 0.26412 | 545720
2016-01-20 14:00 | 0.033773 | 0.24411 | 541525
2016-01-20 15:00 | 0.31721 | 0.20056 | 535783
2016-01-20 16:00 | 0.47167 | 0.2019 | 524933
2016-01-20 17:00 | 0.52938 | 0.23964 | 513323
2016-01-20 18:00 | 0.53081 | 0.27801 | 504846
2016-01-20 19:00 | 0.53301 | 0.31056 | 499511
2016-01-20 20:00 | 0.55706 | 0.32679 | 496267
2016-01-20 21:00 | 0.58755 | 0.31478 | 498452
2016-01-20 22:00 | 0.54556 | 0.3129 | 512960
2016-01-20 23:00 | 0.26403 | 0.35203 | 530355
2016-01-21 | 0.0092433 | 0.3583 | 536685
2016-01-21 01:00 | 0 | 0.35257 | 533921
2016-01-21 02:00 | 0 | 0.3444 | 523733
2016-01-21 03:00 | 0 | 0.33906 | 502414
2016-01-21 04:00 | 0 | 0.33758 | 477551
2016-01-21 05:00 | 0 | 0.33144 | 456315
2016-01-21 06:00 | 0 | 0.31919 | 443693
2016-01-21 07:00 | 0 | 0.31593 | 435960
2016-01-21 08:00 | 0 | 0.31888 | 432949
2016-01-21 09:00 | 0 | 0.31769 | 435901
2016-01-21 10:00 | 0 | 0.31649 | 448923
2016-01-21 11:00 | 0 | 0.31566 | 480425
2016-01-21 12:00 | 0 | 0.31788 | 510035
2016-01-21 13:00 | 1.47e-05 | 0.32124 | 518534
2016-01-21 14:00 | 0.07907 | 0.29758 | 515838
2016-01-21 15:00 | 0.50895 | 0.31602 | 511625
2016-01-21 16:00 | 0.61913 | 0.33608 | 504869
2016-01-21 17:00 | 0.61776 | 0.34429 | 497314
2016-01-21 18:00 | 0.58808 | 0.35637 | 490719
2016-01-21 19:00 | 0.57325 | 0.37971 | 486338
2016-01-21 20:00 | 0.58294 | 0.40293 | 483984
2016-01-21 21:00 | 0.59659 | 0.41289 | 486412
2016-01-21 22:00 | 0.53297 | 0.4016 | 501961
2016-01-21 23:00 | 0.21177 | 0.41514 | 520445
2016-01-22 | 0.0062849 | 0.42216 | 527936
2016-01-22 01:00 | 0 | 0.40402 | 526468
2016-01-22 02:00 | 0 | 0.38178 | 516856
2016-01-22 03:00 | 0 | 0.36552 | 498821
2016-01-22 04:00 | 0 | 0.35109 | 476229
2016-01-22 05:00 | 0 | 0.34759 | 456375
2016-01-22 06:00 | 0 | 0.35256 | 444230
2016-01-22 07:00 | 0 | 0.3619 | 436401
2016-01-22 08:00 | 0 | 0.37173 | 433510
2016-01-22 09:00 | 0 | 0.37985 | 436978
2016-01-22 10:00 | 0 | 0.38896 | 449180
2016-01-22 11:00 | 0 | 0.38714 | 477761
2016-01-22 12:00 | 0 | 0.37578 | 507663
2016-01-22 13:00 | 2.26e-05 | 0.35767 | 521669
2016-01-22 14:00 | 0.087179 | 0.30705 | 527730
2016-01-22 15:00 | 0.47304 | 0.27741 | 530526
2016-01-22 16:00 | 0.56429 | 0.23355 | 527349
2016-01-22 17:00 | 0.55701 | 0.21048 | 521407
2016-01-22 18:00 | 0.53881 | 0.20987 | 515885
2016-01-22 19:00 | 0.53324 | 0.22012 | 510547
2016-01-22 20:00 | 0.54594 | 0.23788 | 506514
2016-01-22 21:00 | 0.55467 | 0.25986 | 507046
2016-01-22 22:00 | 0.46568 | 0.29215 | 517154
2016-01-22 23:00 | 0.1812 | 0.3821 | 529079
2016-01-23 | 0.0051588 | 0.46208 | 532762
2016-01-23 01:00 | 0 | 0.48704 | 529195
2016-01-23 02:00 | 0 | 0.48926 | 520505
2016-01-23 03:00 | 0 | 0.48661 | 505807
2016-01-23 04:00 | 0 | 0.48092 | 487425
2016-01-23 05:00 | 0 | 0.47877 | 471931
2016-01-23 06:00 | 0 | 0.47895 | 460046
2016-01-23 07:00 | 0 | 0.48341 | 452760
2016-01-23 08:00 | 0 | 0.48707 | 448842
2016-01-23 09:00 | 0 | 0.49429 | 449099
2016-01-23 10:00 | 0 | 0.5026 | 454288
2016-01-23 11:00 | 0 | 0.50984 | 463739
2016-01-23 12:00 | 0 | 0.51621 | 478856
2016-01-23 13:00 | 2.78e-05 | 0.5215 | 495520
2016-01-23 14:00 | 0.099082 | 0.48998 | 509928
2016-01-23 15:00 | 0.34843 | 0.42499 | 516578
2016-01-23 16:00 | 0.45111 | 0.35664 | 513731
2016-01-23 17:00 | 0.47939 | 0.35413 | 505643
2016-01-23 18:00 | 0.47354 | 0.37083 | 494705
2016-01-23 19:00 | 0.46385 | 0.38233 | 483360
2016-01-23 20:00 | 0.45906 | 0.37691 | 476779
2016-01-23 21:00 | 0.43485 | 0.36026 | 476727
2016-01-23 22:00 | 0.34958 | 0.39887 | 488300
2016-01-23 23:00 | 0.15029 | 0.53601 | 505374
2016-01-24 | 0.0098227 | 0.59087 | 514019
2016-01-24 01:00 | 0 | 0.59556 | 514024
2016-01-24 02:00 | 0 | 0.57328 | 508962
2016-01-24 03:00 | 0 | 0.53701 | 497824
2016-01-24 04:00 | 0 | 0.49958 | 482754
2016-01-24 05:00 | 0 | 0.46528 | 468555
2016-01-24 06:00 | 0 | 0.43382 | 459947
2016-01-24 07:00 | 0 | 0.4034 | 454182
2016-01-24 08:00 | 0 | 0.37673 | 452194
2016-01-24 09:00 | 0 | 0.3579 | 453163
2016-01-24 10:00 | 0 | 0.34536 | 457622
2016-01-24 11:00 | 0 | 0.33382 | 468618
2016-01-24 12:00 | 0 | 0.32414 | 482809
2016-01-24 13:00 | 2.59e-05 | 0.31737 | 494739
2016-01-24 14:00 | 0.078346 | 0.27996 | 496332
2016-01-24 15:00 | 0.39883 | 0.19938 | 487392
2016-01-24 16:00 | 0.53516 | 0.19565 | 473672
2016-01-24 17:00 | 0.56827 | 0.22715 | 460203
2016-01-24 18:00 | 0.54756 | 0.27048 | 447336
2016-01-24 19:00 | 0.5343 | 0.30316 | 437481
2016-01-24 20:00 | 0.54361 | 0.32322 | 431504
2016-01-24 21:00 | 0.55732 | 0.34625 | 433670
2016-01-24 22:00 | 0.503 | 0.4094 | 450881
2016-01-24 23:00 | 0.25689 | 0.47431 | 474596
2016-01-25 | 0.010035 | 0.49704 | 491726
2016-01-25 01:00 | 0 | 0.48531 | 495962
2016-01-25 02:00 | 0 | 0.47603 | 491171
2016-01-25 03:00 | 0 | 0.47755 | 478100
2016-01-25 04:00 | 0 | 0.48346 | 460344
2016-01-25 05:00 | 0 | 0.48938 | 445039
2016-01-25 06:00 | 0 | 0.50107 | 435449
2016-01-25 07:00 | 0 | 0.51736 | 430084
2016-01-25 08:00 | 0 | 0.53277 | 429371
2016-01-25 09:00 | 0 | 0.5388 | 434477
2016-01-25 10:00 | 0 | 0.54594 | 450562
2016-01-25 11:00 | 0 | 0.55749 | 482964
2016-01-25 12:00 | 0 | 0.56 | 513254
2016-01-25 13:00 | 2.8e-05 | 0.5669 | 521833
2016-01-25 14:00 | 0.15452 | 0.4833 | 513400
2016-01-25 15:00 | 0.48082 | 0.50462 | 502803
2016-01-25 16:00 | 0.61529 | 0.54846 | 490218
2016-01-25 17:00 | 0.6334 | 0.562 | 478418
2016-01-25 18:00 | 0.60138 | 0.58032 | 468443
2016-01-25 19:00 | 0.58294 | 0.60314 | 460520
2016-01-25 20:00 | 0.59342 | 0.61695 | 455084
2016-01-25 21:00 | 0.60642 | 0.61356 | 456462
2016-01-25 22:00 | 0.54651 | 0.59735 | 470804
2016-01-25 23:00 | 0.29061 | 0.66992 | 489971
2016-01-26 | 0.014353 | 0.72151 | 498882
2016-01-26 01:00 | 0 | 0.73616 | 497920
2016-01-26 02:00 | 0 | 0.73185 | 487578
2016-01-26 03:00 | 0 | 0.7017 | 468214
2016-01-26 04:00 | 0 | 0.65944 | 444306
2016-01-26 05:00 | 0 | 0.62368 | 424224
2016-01-26 06:00 | 0 | 0.58985 | 410463
2016-01-26 07:00 | 0 | 0.57134 | 402333
2016-01-26 08:00 | 0 | 0.5556 | 398895
2016-01-26 09:00 | 0 | 0.55142 | 402129
2016-01-26 10:00 | 0 | 0.5533 | 415301
2016-01-26 11:00 | 0 | 0.54769 | 445595
2016-01-26 12:00 | 0 | 0.53415 | 475322
2016-01-26 13:00 | 4.67e-06 | 0.51268 | 486896
2016-01-26 14:00 | 0.042868 | 0.40124 | 487445
2016-01-26 15:00 | 0.49808 | 0.29998 | 486455
2016-01-26 16:00 | 0.61716 | 0.29808 | 481157
2016-01-26 17:00 | 0.60771 | 0.32196 | 474019
2016-01-26 18:00 | 0.58715 | 0.32662 | 468079
2016-01-26 19:00 | 0.57672 | 0.32234 | 463872
2016-01-26 20:00 | 0.59273 | 0.31093 | 461239
2016-01-26 21:00 | 0.61694 | 0.27643 | 463887
2016-01-26 22:00 | 0.59295 | 0.26327 | 477148
2016-01-26 23:00 | 0.30918 | 0.25797 | 492997
2016-01-27 | 0.015881 | 0.27734 | 500249
2016-01-27 01:00 | 0 | 0.31423 | 499113
2016-01-27 02:00 | 0 | 0.35485 | 488910
2016-01-27 03:00 | 0 | 0.39205 | 469326
2016-01-27 04:00 | 0 | 0.43479 | 445534
2016-01-27 05:00 | 0 | 0.48398 | 425309
2016-01-27 06:00 | 0 | 0.53192 | 411719
2016-01-27 07:00 | 0 | 0.57064 | 403198
2016-01-27 08:00 | 0 | 0.60484 | 399404
2016-01-27 09:00 | 0 | 0.63408 | 403381
2016-01-27 10:00 | 0 | 0.65329 | 418666
2016-01-27 11:00 | 0 | 0.66139 | 449958
2016-01-27 12:00 | 0 | 0.6634 | 482253
2016-01-27 13:00 | 2.98e-05 | 0.66642 | 494454
2016-01-27 14:00 | 0.092099 | 0.57475 | 496472
2016-01-27 15:00 | 0.54032 | 0.4754 | 495410
2016-01-27 16:00 | 0.63901 | 0.45311 | 488754
2016-01-27 17:00 | 0.62094 | 0.51039 | 479322
2016-01-27 18:00 | 0.594 | 0.5689 | 469952
2016-01-27 19:00 | 0.58112 | 0.6032 | 462707
2016-01-27 20:00 | 0.5926 | 0.60768 | 458018
2016-01-27 21:00 | 0.61015 | 0.60849 | 458984
2016-01-27 22:00 | 0.55857 | 0.65987 | 471783
2016-01-27 23:00 | 0.23259 | 0.69052 | 491721
2016-01-28 | 0.010578 | 0.7185 | 503795
2016-01-28 01:00 | 0 | 0.74465 | 505618
2016-01-28 02:00 | 0 | 0.7664 | 498533
2016-01-28 03:00 | 0 | 0.78733 | 480798
2016-01-28 04:00 | 0 | 0.80773 | 458328
2016-01-28 05:00 | 0 | 0.82475 | 439388
2016-01-28 06:00 | 0 | 0.8356 | 427549
2016-01-28 07:00 | 0 | 0.84331 | 420148
2016-01-28 08:00 | 0 | 0.83759 | 417062
2016-01-28 09:00 | 0 | 0.82346 | 420727
2016-01-28 10:00 | 0 | 0.80631 | 437126
2016-01-28 11:00 | 0 | 0.79151 | 471427
2016-01-28 12:00 | 0 | 0.7737 | 503404
2016-01-28 13:00 | 3.62e-05 | 0.74211 | 512040
2016-01-28 14:00 | 0.091961 | 0.55297 | 507622
2016-01-28 15:00 | 0.54663 | 0.34228 | 498829
2016-01-28 16:00 | 0.67487 | 0.2963 | 486539
2016-01-28 17:00 | 0.65899 | 0.33188 | 473213
2016-01-28 18:00 | 0.61911 | 0.34377 | 463101
2016-01-28 19:00 | 0.60272 | 0.33482 | 455087
2016-01-28 20:00 | 0.61796 | 0.32023 | 450296
2016-01-28 21:00 | 0.65238 | 0.30855 | 452306
2016-01-28 22:00 | 0.61706 | 0.33917 | 463893
2016-01-28 23:00 | 0.26728 | 0.37637 | 479734
2016-01-29 | 0.014032 | 0.41058 | 489988
2016-01-29 01:00 | 0 | 0.44411 | 491465
2016-01-29 02:00 | 0 | 0.49006 | 483885
2016-01-29 03:00 | 0 | 0.55581 | 466139
2016-01-29 04:00 | 0 | 0.62855 | 442987
2016-01-29 05:00 | 0 | 0.6816 | 424662
2016-01-29 06:00 | 0 | 0.71972 | 413273
2016-01-29 07:00 | 0 | 0.75209 | 406076
2016-01-29 08:00 | 0 | 0.77592 | 403830
2016-01-29 09:00 | 0 | 0.78918 | 408717
2016-01-29 10:00 | 0 | 0.80087 | 423725
2016-01-29 11:00 | 0 | 0.8148 | 458104
2016-01-29 12:00 | 0 | 0.82052 | 489880
2016-01-29 13:00 | 3.94e-05 | 0.81893 | 498339
2016-01-29 14:00 | 0.11095 | 0.70645 | 492284
2016-01-29 15:00 | 0.48106 | 0.58703 | 483987
2016-01-29 16:00 | 0.57184 | 0.61274 | 472607
2016-01-29 17:00 | 0.56876 | 0.73498 | 461493
2016-01-29 18:00 | 0.55108 | 0.79233 | 453063
2016-01-29 19:00 | 0.54428 | 0.80937 | 446413
2016-01-29 20:00 | 0.55283 | 0.80173 | 441068
2016-01-29 21:00 | 0.56383 | 0.79891 | 441048
2016-01-29 22:00 | 0.4918 | 0.81157 | 450733
2016-01-29 23:00 | 0.23008 | 0.81841 | 465999
2016-01-30 | 0.013564 | 0.78504 | 473718
2016-01-30 01:00 | 0 | 0.74212 | 473262
2016-01-30 02:00 | 0 | 0.70075 | 468077
2016-01-30 03:00 | 0 | 0.66793 | 455580
2016-01-30 04:00 | 0 | 0.65037 | 437622
2016-01-30 05:00 | 0 | 0.64987 | 421454
2016-01-30 06:00 | 0 | 0.66886 | 409661
2016-01-30 07:00 | 0 | 0.67799 | 401725
2016-01-30 08:00 | 0 | 0.67038 | 397446
2016-01-30 09:00 | 0 | 0.65914 | 399211
2016-01-30 10:00 | 0 | 0.64377 | 406491
2016-01-30 11:00 | 0 | 0.62954 | 420075
2016-01-30 12:00 | 0 | 0.62403 | 436599
2016-01-30 13:00 | 4.36e-05 | 0.62454 | 448082
2016-01-30 14:00 | 0.10935 | 0.5401 | 447923
2016-01-30 15:00 | 0.42269 | 0.35059 | 440969
2016-01-30 16:00 | 0.51863 | 0.33245 | 431135
2016-01-30 17:00 | 0.5357 | 0.41794 | 420375
2016-01-30 18:00 | 0.52564 | 0.47547 | 410136
2016-01-30 19:00 | 0.52025 | 0.50968 | 402345
2016-01-30 20:00 | 0.52796 | 0.53362 | 398119
2016-01-30 21:00 | 0.53794 | 0.55571 | 398211
2016-01-30 22:00 | 0.47652 | 0.57517 | 407935
2016-01-30 23:00 | 0.24979 | 0.58693 | 424712
2016-01-31 | 0.016489 | 0.59834 | 432706
2016-01-31 01:00 | 0 | 0.60341 | 433566
2016-01-31 02:00 | 0 | 0.61749 | 428394
2016-01-31 03:00 | 0 | 0.64683 | 417412
2016-01-31 04:00 | 0 | 0.67022 | 401466
2016-01-31 05:00 | 0 | 0.67545 | 385031
2016-01-31 06:00 | 0 | 0.67181 | 372884
2016-01-31 07:00 | 0 | 0.66085 | 364163
2016-01-31 08:00 | 0 | 0.64981 | 359200
2016-01-31 09:00 | 0 | 0.62858 | 358040
2016-01-31 10:00 | 0 | 0.59374 | 360898
2016-01-31 11:00 | 0 | 0.5612 | 368195
2016-01-31 12:00 | 0 | 0.53048 | 380157
2016-01-31 13:00 | 5.51e-05 | 0.50261 | 391752
2016-01-31 14:00 | 0.11746 | 0.38899 | 399409
2016-01-31 15:00 | 0.36893 | 0.29341 | 400465
2016-01-31 16:00 | 0.45933 | 0.34679 | 398733
2016-01-31 17:00 | 0.47833 | 0.36964 | 397649
2016-01-31 18:00 | 0.4735 | 0.36127 | 395805
2016-01-31 19:00 | 0.46491 | 0.35606 | 393066
2016-01-31 20:00 | 0.44498 | 0.34751 | 391975
2016-01-31 21:00 | 0.40389 | 0.32146 | 395107
2016-01-31 22:00 | 0.32392 | 0.33141 | 407470
2016-01-31 23:00 | 0.14804 | 0.35834 | 425236
2016-02-01 | 0.012193 | 0.36298 | 434806
2016-02-01 01:00 | 0 | 0.35282 | 435064
2016-02-01 02:00 | 0 | 0.3351 | 426819
2016-02-01 03:00 | 0 | 0.3208 | 411759
2016-02-01 04:00 | 0 | 0.30793 | 391383
2016-02-01 05:00 | 0 | 0.2947 | 372942
2016-02-01 06:00 | 0 | 0.284 | 361001
2016-02-01 07:00 | 0 | 0.27675 | 353033
2016-02-01 08:00 | 0 | 0.26996 | 350045
2016-02-01 09:00 | 0 | 0.25704 | 353256
2016-02-01 10:00 | 0 | 0.24073 | 368542
2016-02-01 11:00 | 0 | 0.2342 | 401550
2016-02-01 12:00 | 0 | 0.23251 | 433191
2016-02-01 13:00 | 5.98e-05 | 0.22838 | 444295
2016-02-01 14:00 | 0.092878 | 0.1671 | 447894
2016-02-01 15:00 | 0.31718 | 0.17864 | 450694
2016-02-01 16:00 | 0.45352 | 0.26264 | 449644
2016-02-01 17:00 | 0.49924 | 0.32992 | 446263
2016-02-01 18:00 | 0.50663 | 0.36697 | 442699
2016-02-01 19:00 | 0.49938 | 0.3959 | 439797
2016-02-01 20:00 | 0.49173 | 0.42348 | 437129
2016-02-01 21:00 | 0.48025 | 0.4545 | 438025
2016-02-01 22:00 | 0.43514 | 0.48843 | 446188
2016-02-01 23:00 | 0.26102 | 0.54558 | 461930
2016-02-02 | 0.024179 | 0.57161 | 471806
2016-02-02 01:00 | 0 | 0.56317 | 470709
2016-02-02 02:00 | 0 | 0.54474 | 461079
2016-02-02 03:00 | 0 | 0.5323 | 442670
2016-02-02 04:00 | 0 | 0.51648 | 418336
2016-02-02 05:00 | 0 | 0.50954 | 396625
2016-02-02 06:00 | 0 | 0.50837 | 381749
2016-02-02 07:00 | 0 | 0.52081 | 371769
2016-02-02 08:00 | 0 | 0.53823 | 366772
2016-02-02 09:00 | 0 | 0.56491 | 368591
2016-02-02 10:00 | 0 | 0.60408 | 382021
2016-02-02 11:00 | 0 | 0.64143 | 414646
2016-02-02 12:00 | 0 | 0.66191 | 443825
2016-02-02 13:00 | 7.89e-05 | 0.66825 | 453953
2016-02-02 14:00 | 0.11822 | 0.6028 | 457153
2016-02-02 15:00 | 0.51215 | 0.64892 | 459078
2016-02-02 16:00 | 0.60884 | 0.66511 | 457079
2016-02-02 17:00 | 0.61417 | 0.66287 | 450673
2016-02-02 18:00 | 0.59705 | 0.6482 | 448768
2016-02-02 19:00 | 0.5816 | 0.63599 | 444618
2016-02-02 20:00 | 0.58235 | 0.6297 | 441273
2016-02-02 21:00 | 0.57689 | 0.62561 | 442635
2016-02-02 22:00 | 0.5138 | 0.62633 | 452450
2016-02-02 23:00 | 0.30896 | 0.63514 | 466845
2016-02-03 | 0.028656 | 0.63343 | 475296
2016-02-03 01:00 | 0 | 0.62075 | 474068
2016-02-03 02:00 | 0 | 0.61191 | 463570
2016-02-03 03:00 | 0 | 0.60504 | 444152
2016-02-03 04:00 | 0 | 0.59897 | 420117
2016-02-03 05:00 | 0 | 0.59243 | 399540
2016-02-03 06:00 | 0 | 0.58809 | 384347
2016-02-03 07:00 | 0 | 0.58355 | 374131
2016-02-03 08:00 | 0 | 0.57726 | 369211
2016-02-03 09:00 | 0 | 0.56404 | 371215
2016-02-03 10:00 | 0 | 0.55084 | 383781
2016-02-03 11:00 | 0 | 0.5383 | 415255
2016-02-03 12:00 | 0 | 0.52451 | 446694
2016-02-03 13:00 | 9.79e-05 | 0.49735 | 459887
2016-02-03 14:00 | 0.2302 | 0.43898 | 465986
2016-02-03 15:00 | 0.62755 | 0.42389 | 469666
2016-02-03 16:00 | 0.71243 | 0.41345 | 468347
2016-02-03 17:00 | 0.70131 | 0.41901 | 463302
2016-02-03 18:00 | 0.66644 | 0.43149 | 458532
2016-02-03 19:00 | 0.64601 | 0.4586 | 453700
2016-02-03 20:00 | 0.65218 | 0.48084 | 449532
2016-02-03 21:00 | 0.66442 | 0.47829 | 450158
2016-02-03 22:00 | 0.62101 | 0.42834 | 458219
2016-02-03 23:00 | 0.38355 | 0.41659 | 472065
2016-02-04 | 0.028756 | 0.41961 | 482328
2016-02-04 01:00 | 0 | 0.41339 | 482856
2016-02-04 02:00 | 0 | 0.42164 | 474367
2016-02-04 03:00 | 0 | 0.42474 | 456290
2016-02-04 04:00 | 0 | 0.42138 | 432825
2016-02-04 05:00 | 0 | 0.41869 | 412681
2016-02-04 06:00 | 0 | 0.41706 | 398724
2016-02-04 07:00 | 0 | 0.41398 | 390171
2016-02-04 08:00 | 0 | 0.40942 | 386439
2016-02-04 09:00 | 0 | 0.39928 | 389595
2016-02-04 10:00 | 0 | 0.38587 | 404973
2016-02-04 11:00 | 0 | 0.37917 | 438227
2016-02-04 12:00 | 0 | 0.38022 | 472199
2016-02-04 13:00 | 0.00010829 | 0.3817 | 484949
2016-02-04 14:00 | 0.14401 | 0.31885 | 487328
2016-02-04 15:00 | 0.53896 | 0.23456 | 485781
2016-02-04 16:00 | 0.62128 | 0.23297 | 479593
2016-02-04 17:00 | 0.63222 | 0.2572 | 470967
2016-02-04 18:00 | 0.61046 | 0.28252 | 462918
2016-02-04 19:00 | 0.59375 | 0.29742 | 456299
2016-02-04 20:00 | 0.59172 | 0.30158 | 451360
2016-02-04 21:00 | 0.59113 | 0.27999 | 451716
2016-02-04 22:00 | 0.53159 | 0.24645 | 461495
2016-02-04 23:00 | 0.33271 | 0.24139 | 477809
2016-02-05 | 0.029349 | 0.26037 | 491436
2016-02-05 01:00 | 0 | 0.30494 | 495085
2016-02-05 02:00 | 0 | 0.36804 | 488990
2016-02-05 03:00 | 0 | 0.42061 | 473043
2016-02-05 04:00 | 0 | 0.46144 | 452119
2016-02-05 05:00 | 0 | 0.48202 | 433235
2016-02-05 06:00 | 0 | 0.48294 | 421814
2016-02-05 07:00 | 0 | 0.47429 | 416139
2016-02-05 08:00 | 0 | 0.4623 | 414463
2016-02-05 09:00 | 0 | 0.44837 | 418537
2016-02-05 10:00 | 0 | 0.43929 | 435319
2016-02-05 11:00 | 0 | 0.4355 | 470378
2016-02-05 12:00 | 0 | 0.43916 | 503832
2016-02-05 13:00 | 0.00012561 | 0.43683 | 514139
2016-02-05 14:00 | 0.12887 | 0.35691 | 511370
2016-02-05 15:00 | 0.60098 | 0.32065 | 503724
2016-02-05 16:00 | 0.70556 | 0.38845 | 490621
2016-02-05 17:00 | 0.70874 | 0.46401 | 475355
2016-02-05 18:00 | 0.67554 | 0.49408 | 462022
2016-02-05 19:00 | 0.65794 | 0.50727 | 451872
2016-02-05 20:00 | 0.66858 | 0.50781 | 443685
2016-02-05 21:00 | 0.68959 | 0.47585 | 442344
2016-02-05 22:00 | 0.6509 | 0.42711 | 452742
2016-02-05 23:00 | 0.35794 | 0.4581 | 471656
2016-02-06 | 0.033942 | 0.48663 | 483417
2016-02-06 01:00 | 0 | 0.50957 | 486500
2016-02-06 02:00 | 0 | 0.53801 | 483385
2016-02-06 03:00 | 0 | 0.56186 | 472460
2016-02-06 04:00 | 0 | 0.59078 | 454189
2016-02-06 05:00 | 0 | 0.62642 | 438683
2016-02-06 06:00 | 0 | 0.65435 | 427364
2016-02-06 07:00 | 0 | 0.6633 | 420107
2016-02-06 08:00 | 0 | 0.66072 | 416611
2016-02-06 09:00 | 0 | 0.65213 | 417580
2016-02-06 10:00 | 0 | 0.63725 | 424321
2016-02-06 11:00 | 0 | 0.62351 | 438511
2016-02-06 12:00 | 0 | 0.61167 | 455511
2016-02-06 13:00 | 0.00014291 | 0.58864 | 468212
2016-02-06 14:00 | 0.16534 | 0.45882 | 470531
2016-02-06 15:00 | 0.65798 | 0.36365 | 464518
2016-02-06 16:00 | 0.73073 | 0.34357 | 453862
2016-02-06 17:00 | 0.71453 | 0.37621 | 441481
2016-02-06 18:00 | 0.68257 | 0.42218 | 429388
2016-02-06 19:00 | 0.66729 | 0.46625 | 419274
2016-02-06 20:00 | 0.68003 | 0.49241 | 413456
2016-02-06 21:00 | 0.70089 | 0.55422 | 413630
2016-02-06 22:00 | 0.64359 | 0.65713 | 423228
2016-02-06 23:00 | 0.37556 | 0.7294 | 441840
2016-02-07 | 0.032122 | 0.78781 | 454496
2016-02-07 01:00 | 0 | 0.85745 | 458884
2016-02-07 02:00 | 0 | 0.90038 | 456449
2016-02-07 03:00 | 0 | 0.92982 | 448253
2016-02-07 04:00 | 0 | 0.94841 | 434897
2016-02-07 05:00 | 0 | 0.95657 | 421779
2016-02-07 06:00 | 0 | 0.95558 | 412123
2016-02-07 07:00 | 0 | 0.94674 | 406532
2016-02-07 08:00 | 0 | 0.93176 | 404173
2016-02-07 09:00 | 0 | 0.91291 | 405629
2016-02-07 10:00 | 0 | 0.89772 | 410888
2016-02-07 11:00 | 0 | 0.88736 | 421930
2016-02-07 12:00 | 0 | 0.87059 | 436080
2016-02-07 13:00 | 0.00017491 | 0.84482 | 449995
2016-02-07 14:00 | 0.16823 | 0.72376 | 454302
2016-02-07 15:00 | 0.64815 | 0.62282 | 448053
2016-02-07 16:00 | 0.73214 | 0.6687 | 438340
2016-02-07 17:00 | 0.71017 | 0.69426 | 429703
2016-02-07 18:00 | 0.6749 | 0.72079 | 422701
2016-02-07 19:00 | 0.65976 | 0.73912 | 416621
2016-02-07 20:00 | 0.67352 | 0.76174 | 413206
2016-02-07 21:00 | 0.70317 | 0.79192 | 414826
2016-02-07 22:00 | 0.65831 | 0.83716 | 425152
2016-02-07 23:00 | 0.38507 | 0.89089 | 437288
2016-02-08 | 0.040386 | 0.92501 | 441298
2016-02-08 01:00 | 0 | 0.92171 | 444780
2016-02-08 02:00 | 0 | 0.90688 | 444304
2016-02-08 03:00 | 0 | 0.89311 | 438359
2016-02-08 04:00 | 0 | 0.87599 | 430018
2016-02-08 05:00 | 0 | 0.86439 | 413486
2016-02-08 06:00 | 0 | 0.85824 | 402235
2016-02-08 07:00 | 0 | 0.85036 | 396922
2016-02-08 08:00 | 0 | 0.84878 | 396560
2016-02-08 09:00 | 0 | 0.8492 | 402530
2016-02-08 10:00 | 0 | 0.84945 | 421060
2016-02-08 11:00 | 0 | 0.84675 | 457551
2016-02-08 12:00 | 0 | 0.83959 | 490360
2016-02-08 13:00 | 0.0002141 | 0.81695 | 498868
2016-02-08 14:00 | 0.1545 | 0.71714 | 495896
2016-02-08 15:00 | 0.63181 | 0.76414 | 491192
2016-02-08 16:00 | 0.72436 | 0.77768 | 483825
2016-02-08 17:00 | 0.70816 | 0.78848 | 475907
2016-02-08 18:00 | 0.6773 | 0.80196 | 469962
2016-02-08 19:00 | 0.66551 | 0.80914 | 464212
2016-02-08 20:00 | 0.68033 | 0.81105 | 462931
2016-02-08 21:00 | 0.7093 | 0.80652 | 465945
2016-02-08 22:00 | 0.6558 | 0.79831 | 477812
2016-02-08 23:00 | 0.3794 | 0.80549 | 496619
2016-02-09 | 0.038812 | 0.79565 | 509626
2016-02-09 01:00 | 0 | 0.76806 | 510239
2016-02-09 02:00 | 0 | 0.73615 | 501502
2016-02-09 03:00 | 0 | 0.70613 | 482734
2016-02-09 04:00 | 0 | 0.66824 | 460155
2016-02-09 05:00 | 0 | 0.64516 | 441222
2016-02-09 06:00 | 0 | 0.63508 | 430094
2016-02-09 07:00 | 0 | 0.63554 | 422745
2016-02-09 08:00 | 0 | 0.63662 | 420922
2016-02-09 09:00 | 0 | 0.63355 | 425374
2016-02-09 10:00 | 0 | 0.63465 | 441627
2016-02-09 11:00 | 0 | 0.63428 | 474965
2016-02-09 12:00 | 0 | 0.6288 | 506389
2016-02-09 13:00 | 0.00025469 | 0.60194 | 516917
2016-02-09 14:00 | 0.17983 | 0.48937 | 517639
2016-02-09 15:00 | 0.67769 | 0.42757 | 515197
2016-02-09 16:00 | 0.73854 | 0.45138 | 507624
2016-02-09 17:00 | 0.71106 | 0.48297 | 499345
2016-02-09 18:00 | 0.68151 | 0.50688 | 492763
2016-02-09 19:00 | 0.66711 | 0.5276 | 487287
2016-02-09 20:00 | 0.68019 | 0.53062 | 484330
2016-02-09 21:00 | 0.70208 | 0.49153 | 487233
2016-02-09 22:00 | 0.64706 | 0.44458 | 498901
2016-02-09 23:00 | 0.37177 | 0.44839 | 517753
2016-02-10 | 0.044519 | 0.42358 | 529194
2016-02-10 01:00 | 0 | 0.37432 | 530973
2016-02-10 02:00 | 0 | 0.33603 | 522241
2016-02-10 03:00 | 0 | 0.32019 | 503741
2016-02-10 04:00 | 0 | 0.31994 | 482147
2016-02-10 05:00 | 0 | 0.34243 | 464778
2016-02-10 06:00 | 0 | 0.3908 | 452580
2016-02-10 07:00 | 0 | 0.44557 | 445595
2016-02-10 08:00 | 0 | 0.48238 | 444200
2016-02-10 09:00 | 0 | 0.5044 | 449544
2016-02-10 10:00 | 0 | 0.52064 | 466577
2016-02-10 11:00 | 0 | 0.53842 | 500684
2016-02-10 12:00 | 0 | 0.55626 | 531402
2016-02-10 13:00 | 0.00029202 | 0.56477 | 537770
2016-02-10 14:00 | 0.19277 | 0.48274 | 531182
2016-02-10 15:00 | 0.65774 | 0.35568 | 523892
2016-02-10 16:00 | 0.71619 | 0.32575 | 511822
2016-02-10 17:00 | 0.70425 | 0.38137 | 499374
2016-02-10 18:00 | 0.67108 | 0.42507 | 492133
2016-02-10 19:00 | 0.65577 | 0.448 | 486135
2016-02-10 20:00 | 0.66741 | 0.45507 | 483900
2016-02-10 21:00 | 0.68809 | 0.44971 | 485523
2016-02-10 22:00 | 0.64508 | 0.49169 | 497609
2016-02-10 23:00 | 0.37382 | 0.53412 | 518119
2016-02-11 | 0.049909 | 0.54708 | 530898
2016-02-11 01:00 | 0 | 0.55448 | 533120
2016-02-11 02:00 | 0 | 0.54743 | 525973
2016-02-11 03:00 | 0 | 0.53188 | 508875
2016-02-11 04:00 | 0 | 0.50352 | 486593
2016-02-11 05:00 | 0 | 0.47555 | 468600
2016-02-11 06:00 | 0 | 0.45523 | 457292
2016-02-11 07:00 | 0 | 0.43392 | 449932
2016-02-11 08:00 | 0 | 0.41175 | 447546
2016-02-11 09:00 | 0 | 0.39595 | 451367
2016-02-11 10:00 | 0 | 0.38423 | 468521
2016-02-11 11:00 | 0 | 0.37533 | 502753
2016-02-11 12:00 | 0 | 0.36588 | 530737
2016-02-11 13:00 | 0.00034871 | 0.34754 | 533208
2016-02-11 14:00 | 0.20276 | 0.26703 | 523308
2016-02-11 15:00 | 0.63114 | 0.20297 | 512717
2016-02-11 16:00 | 0.69483 | 0.17829 | 499570
2016-02-11 17:00 | 0.69494 | 0.19716 | 487907
2016-02-11 18:00 | 0.66873 | 0.21697 | 479400
2016-02-11 19:00 | 0.65358 | 0.22964 | 473142
2016-02-11 20:00 | 0.66289 | 0.23773 | 469165
2016-02-11 21:00 | 0.68134 | 0.23509 | 471140
2016-02-11 22:00 | 0.62546 | 0.22926 | 481798
2016-02-11 23:00 | 0.35891 | 0.26808 | 501780
2016-02-12 | 0.036732 | 0.29151 | 515314
2016-02-12 01:00 | 0 | 0.29272 | 517658
2016-02-12 02:00 | 0 | 0.28211 | 510551
2016-02-12 03:00 | 0 | 0.26367 | 492901
2016-02-12 04:00 | 0 | 0.24703 | 471644
2016-02-12 05:00 | 0 | 0.24073 | 451818
2016-02-12 06:00 | 0 | 0.2511 | 438740
2016-02-12 07:00 | 0 | 0.26933 | 430656
2016-02-12 08:00 | 0 | 0.29544 | 426606
2016-02-12 09:00 | 0 | 0.32599 | 429427
2016-02-12 10:00 | 0 | 0.35605 | 444187
2016-02-12 11:00 | 0 | 0.38193 | 475473
2016-02-12 12:00 | 0 | 0.3947 | 502426
2016-02-12 13:00 | 0.00043786 | 0.37996 | 508523
2016-02-12 14:00 | 0.185 | 0.3329 | 506503
2016-02-12 15:00 | 0.6311 | 0.319 | 502566
2016-02-12 16:00 | 0.69235 | 0.31945 | 495536
2016-02-12 17:00 | 0.6807 | 0.31541 | 486750
2016-02-12 18:00 | 0.65707 | 0.31152 | 481045
2016-02-12 19:00 | 0.64565 | 0.30875 | 477507
2016-02-12 20:00 | 0.65723 | 0.30446 | 475470
2016-02-12 21:00 | 0.67584 | 0.29928 | 475511
2016-02-12 22:00 | 0.63093 | 0.30153 | 480587
2016-02-12 23:00 | 0.41212 | 0.37434 | 492585
2016-02-13 | 0.064186 | 0.47072 | 499809
2016-02-13 01:00 | 2.26e-08 | 0.47882 | 498731
2016-02-13 02:00 | 0 | 0.46785 | 491920
2016-02-13 03:00 | 0 | 0.44657 | 479170
2016-02-13 04:00 | 0 | 0.42613 | 462280
2016-02-13 05:00 | 0 | 0.40354 | 446151
2016-02-13 06:00 | 0 | 0.38324 | 434017
2016-02-13 07:00 | 0 | 0.3652 | 426569
2016-02-13 08:00 | 0 | 0.35458 | 423312
2016-02-13 09:00 | 0 | 0.35088 | 425077
2016-02-13 10:00 | 0 | 0.35354 | 432371
2016-02-13 11:00 | 0 | 0.3608 | 445669
2016-02-13 12:00 | 0 | 0.3738 | 462097
2016-02-13 13:00 | 0.00053239 | 0.3868 | 476177
2016-02-13 14:00 | 0.14724 | 0.40133 | 484883
2016-02-13 15:00 | 0.54834 | 0.41247 | 485582
2016-02-13 16:00 | 0.64869 | 0.42933 | 480430
2016-02-13 17:00 | 0.66567 | 0.46549 | 471854
2016-02-13 18:00 | 0.6495 | 0.49688 | 462669
2016-02-13 19:00 | 0.64069 | 0.51979 | 456167
2016-02-13 20:00 | 0.65355 | 0.53788 | 452362
2016-02-13 21:00 | 0.66585 | 0.55806 | 455137
2016-02-13 22:00 | 0.63228 | 0.57815 | 466557
2016-02-13 23:00 | 0.41847 | 0.68749 | 487773
2016-02-14 | 0.086842 | 0.74704 | 501197
2016-02-14 01:00 | 2.99e-06 | 0.75768 | 504675
2016-02-14 02:00 | 0 | 0.75371 | 501941
2016-02-14 03:00 | 0 | 0.7534 | 493215
2016-02-14 04:00 | 0 | 0.75205 | 478969
2016-02-14 05:00 | 0 | 0.7526 | 464148
2016-02-14 06:00 | 0 | 0.75297 | 453891
2016-02-14 07:00 | 0 | 0.75365 | 447242
2016-02-14 08:00 | 0 | 0.74731 | 443436
2016-02-14 09:00 | 0 | 0.73468 | 442406
2016-02-14 10:00 | 0 | 0.70754 | 446344
2016-02-14 11:00 | 0 | 0.67313 | 455950
2016-02-14 12:00 | 0 | 0.62939 | 467682
2016-02-14 13:00 | 0.00066158 | 0.57266 | 477822
2016-02-14 14:00 | 0.15366 | 0.43865 | 482732
2016-02-14 15:00 | 0.54254 | 0.35887 | 480794
2016-02-14 16:00 | 0.63871 | 0.34737 | 474300
2016-02-14 17:00 | 0.64459 | 0.35581 | 468035
2016-02-14 18:00 | 0.62478 | 0.35376 | 461079
2016-02-14 19:00 | 0.61605 | 0.35062 | 454990
2016-02-14 20:00 | 0.62813 | 0.34405 | 453504
2016-02-14 21:00 | 0.64162 | 0.33146 | 457219
2016-02-14 22:00 | 0.58122 | 0.32771 | 468996
2016-02-14 23:00 | 0.37266 | 0.36045 | 487064
2016-02-15 | 0.054166 | 0.40425 | 497245
2016-02-15 01:00 | 4.95e-06 | 0.43505 | 496464
2016-02-15 02:00 | 0 | 0.45523 | 487759
2016-02-15 03:00 | 0 | 0.46527 | 473863
2016-02-15 04:00 | 0 | 0.47427 | 456247
2016-02-15 05:00 | 0 | 0.48338 | 438571
2016-02-15 06:00 | 0 | 0.48749 | 426178
2016-02-15 07:00 | 0 | 0.49532 | 418030
2016-02-15 08:00 | 0 | 0.50206 | 413802
2016-02-15 09:00 | 0 | 0.51516 | 416020
2016-02-15 10:00 | 0 | 0.53335 | 426241
2016-02-15 11:00 | 0 | 0.53834 | 448824
2016-02-15 12:00 | 0 | 0.52207 | 472250
2016-02-15 13:00 | 0.00083168 | 0.46652 | 486638
2016-02-15 14:00 | 0.20451 | 0.29157 | 495412
2016-02-15 15:00 | 0.60932 | 0.22294 | 501301
2016-02-15 16:00 | 0.68883 | 0.23415 | 502221
2016-02-15 17:00 | 0.68881 | 0.24758 | 499362
2016-02-15 18:00 | 0.66738 | 0.26746 | 495186
2016-02-15 19:00 | 0.65691 | 0.28867 | 490387
2016-02-15 20:00 | 0.67041 | 0.31223 | 486695
2016-02-15 21:00 | 0.69862 | 0.34132 | 487005
2016-02-15 22:00 | 0.6748 | 0.37457 | 494230
2016-02-15 23:00 | 0.46328 | 0.43276 | 505582
2016-02-16 | 0.065392 | 0.48946 | 510575
2016-02-16 01:00 | 1.19e-05 | 0.55269 | 506685
2016-02-16 02:00 | 0 | 0.6132 | 492620
2016-02-16 03:00 | 0 | 0.65819 | 471783
2016-02-16 04:00 | 0 | 0.68399 | 446533
2016-02-16 05:00 | 0 | 0.6979 | 425067
2016-02-16 06:00 | 0 | 0.69614 | 408969
2016-02-16 07:00 | 0 | 0.68545 | 398529
2016-02-16 08:00 | 0 | 0.67502 | 392492
2016-02-16 09:00 | 0 | 0.66166 | 393274
2016-02-16 10:00 | 0 | 0.65537 | 404072
2016-02-16 11:00 | 0 | 0.65295 | 430339
2016-02-16 12:00 | 0 | 0.64562 | 458011
2016-02-16 13:00 | 0.0010552 | 0.60696 | 469751
2016-02-16 14:00 | 0.21453 | 0.44325 | 472089
2016-02-16 15:00 | 0.64279 | 0.47813 | 471516
2016-02-16 16:00 | 0.73067 | 0.48485 | 467780
2016-02-16 17:00 | 0.71328 | 0.46231 | 462095
2016-02-16 18:00 | 0.68811 | 0.41903 | 457704
2016-02-16 19:00 | 0.67595 | 0.37761 | 454346
2016-02-16 20:00 | 0.68713 | 0.33224 | 451843
2016-02-16 21:00 | 0.70917 | 0.29901 | 453875
2016-02-16 22:00 | 0.68614 | 0.2714 | 461734
2016-02-16 23:00 | 0.43827 | 0.30707 | 475995
2016-02-17 | 0.06995 | 0.34449 | 484937
2016-02-17 01:00 | 1.69e-05 | 0.35852 | 484039
2016-02-17 02:00 | 0 | 0.3556 | 473447
2016-02-17 03:00 | 0 | 0.3532 | 453437
2016-02-17 04:00 | 0 | 0.36084 | 429448
2016-02-17 05:00 | 0 | 0.37513 | 409782
2016-02-17 06:00 | 0 | 0.39205 | 396069
2016-02-17 07:00 | 0 | 0.41047 | 387846
2016-02-17 08:00 | 0 | 0.42589 | 384746
2016-02-17 09:00 | 0 | 0.43608 | 387908
2016-02-17 10:00 | 0 | 0.43326 | 402965
2016-02-17 11:00 | 0 | 0.42207 | 435062
2016-02-17 12:00 | 0 | 0.40759 | 464480
2016-02-17 13:00 | 0.0012409 | 0.35751 | 472263
2016-02-17 14:00 | 0.23725 | 0.20529 | 470126
2016-02-17 15:00 | 0.55383 | 0.14041 | 465928
2016-02-17 16:00 | 0.6254 | 0.19187 | 460744
2016-02-17 17:00 | 0.62335 | 0.22518 | 454129
2016-02-17 18:00 | 0.60811 | 0.2308 | 450106
2016-02-17 19:00 | 0.59894 | 0.2312 | 446675
2016-02-17 20:00 | 0.60017 | 0.23314 | 445132
2016-02-17 21:00 | 0.59589 | 0.23498 | 447514
2016-02-17 22:00 | 0.53129 | 0.31297 | 455731
2016-02-17 23:00 | 0.31349 | 0.641 | 471276
2016-02-18 | 0.040353 | 0.84739 | 483727
2016-02-18 01:00 | 2.12e-06 | 0.89042 | 485158
2016-02-18 02:00 | 0 | 0.87464 | 476973
2016-02-18 03:00 | 0 | 0.8614 | 459573
2016-02-18 04:00 | 0 | 0.85247 | 437201
2016-02-18 05:00 | 0 | 0.84925 | 418285
2016-02-18 06:00 | 0 | 0.83874 | 406299
2016-02-18 07:00 | 0 | 0.83329 | 399315
2016-02-18 08:00 | 0 | 0.8282 | 397681
2016-02-18 09:00 | 0 | 0.81143 | 401207
2016-02-18 10:00 | 0 | 0.79842 | 416327
2016-02-18 11:00 | 0 | 0.7972 | 450344
2016-02-18 12:00 | 0 | 0.79744 | 478649
2016-02-18 13:00 | 0.0016234 | 0.7778 | 482466
2016-02-18 14:00 | 0.21137 | 0.73827 | 475884
2016-02-18 15:00 | 0.48207 | 0.6967 | 468614
2016-02-18 16:00 | 0.59065 | 0.70343 | 460316
2016-02-18 17:00 | 0.62385 | 0.72943 | 452277
2016-02-18 18:00 | 0.61255 | 0.75529 | 446581
2016-02-18 19:00 | 0.61073 | 0.75887 | 442689
2016-02-18 20:00 | 0.62363 | 0.75753 | 440034
2016-02-18 21:00 | 0.64081 | 0.74611 | 441636
2016-02-18 22:00 | 0.61644 | 0.76724 | 450288
2016-02-18 23:00 | 0.43761 | 0.82593 | 467437
2016-02-19 | 0.083605 | 0.88626 | 480110
2016-02-19 01:00 | 2.53e-05 | 0.90281 | 482106
2016-02-19 02:00 | 0 | 0.89683 | 474395
2016-02-19 03:00 | 0 | 0.89291 | 457282
2016-02-19 04:00 | 0 | 0.86965 | 434122
2016-02-19 05:00 | 0 | 0.85415 | 414536
2016-02-19 06:00 | 0 | 0.86097 | 402028
2016-02-19 07:00 | 0 | 0.88955 | 393397
2016-02-19 08:00 | 0 | 0.89835 | 389054
2016-02-19 09:00 | 0 | 0.90359 | 391710
2016-02-19 10:00 | 0 | 0.90462 | 405420
2016-02-19 11:00 | 0 | 0.89659 | 435170
2016-02-19 12:00 | 0 | 0.873 | 460531
2016-02-19 13:00 | 0.0019306 | 0.81677 | 463967
2016-02-19 14:00 | 0.18789 | 0.67116 | 460831
2016-02-19 15:00 | 0.53753 | 0.6327 | 457400
2016-02-19 16:00 | 0.6343 | 0.65647 | 450971
2016-02-19 17:00 | 0.63918 | 0.64995 | 444834
2016-02-19 18:00 | 0.61411 | 0.633 | 439677
2016-02-19 19:00 | 0.59515 | 0.62606 | 436715
2016-02-19 20:00 | 0.59357 | 0.63371 | 434312
2016-02-19 21:00 | 0.58499 | 0.64376 | 433831
2016-02-19 22:00 | 0.54817 | 0.6537 | 438853
2016-02-19 23:00 | 0.39976 | 0.68417 | 448325
2016-02-20 | 0.074991 | 0.71793 | 453703
2016-02-20 01:00 | 2.15e-05 | 0.75698 | 450837
2016-02-20 02:00 | 0 | 0.79702 | 442242
2016-02-20 03:00 | 0 | 0.83228 | 427846
2016-02-20 04:00 | 0 | 0.83984 | 408070
2016-02-20 05:00 | 0 | 0.84091 | 388577
2016-02-20 06:00 | 0 | 0.83655 | 373572
2016-02-20 07:00 | 0 | 0.82752 | 362627
2016-02-20 08:00 | 0 | 0.8155 | 356552
2016-02-20 09:00 | 0 | 0.79374 | 354018
2016-02-20 10:00 | 0 | 0.76041 | 356351
2016-02-20 11:00 | 0 | 0.72046 | 365919
2016-02-20 12:00 | 0 | 0.68947 | 377725
2016-02-20 13:00 | 0.0016052 | 0.61941 | 389961
2016-02-20 14:00 | 0.21637 | 0.35655 | 399954
2016-02-20 15:00 | 0.61128 | 0.28664 | 403739
2016-02-20 16:00 | 0.7016 | 0.3236 | 402616
2016-02-20 17:00 | 0.6968 | 0.34896 | 399046
2016-02-20 18:00 | 0.67334 | 0.34619 | 394304
2016-02-20 19:00 | 0.65746 | 0.33641 | 389180
2016-02-20 20:00 | 0.66044 | 0.32727 | 385273
2016-02-20 21:00 | 0.66803 | 0.318 | 384806
2016-02-20 22:00 | 0.6349 | 0.33392 | 389641
2016-02-20 23:00 | 0.43684 | 0.4303 | 402422
2016-02-21 | 0.082912 | 0.51905 | 410711
2016-02-21 01:00 | 2.53e-05 | 0.55646 | 410144
2016-02-21 02:00 | 0 | 0.55212 | 404838
2016-02-21 03:00 | 0 | 0.53006 | 393889
2016-02-21 04:00 | 0 | 0.49486 | 378380
2016-02-21 05:00 | 0 | 0.46245 | 362368
2016-02-21 06:00 | 0 | 0.4468 | 349945
2016-02-21 07:00 | 0 | 0.44479 | 340082
2016-02-21 08:00 | 0 | 0.44664 | 334957
2016-02-21 09:00 | 0 | 0.44335 | 332892
2016-02-21 10:00 | 0 | 0.43507 | 334852
2016-02-21 11:00 | 0 | 0.41836 | 341609
2016-02-21 12:00 | 0 | 0.39597 | 351690
2016-02-21 13:00 | 0.00066425 | 0.35657 | 363583
2016-02-21 14:00 | 0.17233 | 0.25185 | 376732
2016-02-21 15:00 | 0.55304 | 0.31201 | 383921
2016-02-21 16:00 | 0.6514 | 0.36739 | 387634
2016-02-21 17:00 | 0.65268 | 0.35576 | 389435
2016-02-21 18:00 | 0.64192 | 0.33435 | 388620
2016-02-21 19:00 | 0.63409 | 0.31173 | 386747
2016-02-21 20:00 | 0.64215 | 0.28968 | 386428
2016-02-21 21:00 | 0.65355 | 0.26372 | 389231
2016-02-21 22:00 | 0.64633 | 0.24126 | 397837
2016-02-21 23:00 | 0.47783 | 0.27826 | 412587
2016-02-22 | 0.10501 | 0.34612 | 424634
2016-02-22 01:00 | 4.55e-05 | 0.36785 | 425052
2016-02-22 02:00 | 0 | 0.36706 | 417877
2016-02-22 03:00 | 0 | 0.36449 | 403748
2016-02-22 04:00 | 0 | 0.35946 | 384325
2016-02-22 05:00 | 0 | 0.35475 | 366010
2016-02-22 06:00 | 0 | 0.3474 | 353139
2016-02-22 07:00 | 0 | 0.33938 | 344882
2016-02-22 08:00 | 0 | 0.32434 | 341726
2016-02-22 09:00 | 0 | 0.30533 | 345837
2016-02-22 10:00 | 0 | 0.28545 | 360995
2016-02-22 11:00 | 0 | 0.2678 | 392795
2016-02-22 12:00 | 0 | 0.25152 | 421725
2016-02-22 13:00 | 0.0029146 | 0.21483 | 434072
2016-02-22 14:00 | 0.20023 | 0.14198 | 439407
2016-02-22 15:00 | 0.54054 | 0.161 | 442540
2016-02-22 16:00 | 0.63999 | 0.17317 | 441350
2016-02-22 17:00 | 0.64359 | 0.16663 | 438115
2016-02-22 18:00 | 0.62638 | 0.16094 | 435252
2016-02-22 19:00 | 0.60822 | 0.15944 | 432459
2016-02-22 20:00 | 0.60079 | 0.16323 | 429886
2016-02-22 21:00 | 0.58399 | 0.16997 | 431668
2016-02-22 22:00 | 0.53987 | 0.18209 | 438908
2016-02-22 23:00 | 0.4036 | 0.24466 | 455125
2016-02-23 | 0.10985 | 0.36577 | 466325
2016-02-23 01:00 | 5.76e-05 | 0.44171 | 465317
2016-02-23 02:00 | 0 | 0.4674 | 455231
2016-02-23 03:00 | 0 | 0.46412 | 436595
2016-02-23 04:00 | 0 | 0.44654 | 412301
2016-02-23 05:00 | 0 | 0.43414 | 391289
2016-02-23 06:00 | 0 | 0.43261 | 376473
2016-02-23 07:00 | 0 | 0.42927 | 366921
2016-02-23 08:00 | 0 | 0.42795 | 362150
2016-02-23 09:00 | 0 | 0.43042 | 364236
2016-02-23 10:00 | 0 | 0.43214 | 377442
2016-02-23 11:00 | 0 | 0.43464 | 409522
2016-02-23 12:00 | 0 | 0.43697 | 437217
2016-02-23 13:00 | 0.0026094 | 0.42543 | 448790
2016-02-23 14:00 | 0.17769 | 0.39697 | 455082
2016-02-23 15:00 | 0.54662 | 0.56016 | 459144
2016-02-23 16:00 | 0.63629 | 0.63515 | 458114
2016-02-23 17:00 | 0.65532 | 0.66489 | 455547
2016-02-23 18:00 | 0.65051 | 0.68352 | 453357
2016-02-23 19:00 | 0.63955 | 0.69824 | 450352
2016-02-23 20:00 | 0.64209 | 0.71037 | 448235
2016-02-23 21:00 | 0.64131 | 0.71767 | 450200
2016-02-23 22:00 | 0.60461 | 0.70845 | 457914
2016-02-23 23:00 | 0.43198 | 0.7262 | 470990
2016-02-24 | 0.0969 | 0.71499 | 480005
2016-02-24 01:00 | 5.68e-05 | 0.66784 | 478026
2016-02-24 02:00 | 0 | 0.62773 | 467177
2016-02-24 03:00 | 0 | 0.58732 | 446539
2016-02-24 04:00 | 0 | 0.55674 | 422370
2016-02-24 05:00 | 0 | 0.5462 | 400870
2016-02-24 06:00 | 0 | 0.5486 | 385872
2016-02-24 07:00 | 0 | 0.55246 | 376535
2016-02-24 08:00 | 0 | 0.55432 | 371637
2016-02-24 09:00 | 0 | 0.55789 | 373087
2016-02-24 10:00 | 0 | 0.56095 | 385851
2016-02-24 11:00 | 0 | 0.56488 | 417203
2016-02-24 12:00 | 0 | 0.57041 | 446997
2016-02-24 13:00 | 0.0045241 | 0.51548 | 458516
2016-02-24 14:00 | 0.30463 | 0.37907 | 463168
2016-02-24 15:00 | 0.69962 | 0.44229 | 466375
2016-02-24 16:00 | 0.77056 | 0.50475 | 465391
2016-02-24 17:00 | 0.76624 | 0.50756 | 460966
2016-02-24 18:00 | 0.74524 | 0.52162 | 456504
2016-02-24 19:00 | 0.73283 | 0.5447 | 451870
2016-02-24 20:00 | 0.74079 | 0.56646 | 447422
2016-02-24 21:00 | 0.74905 | 0.5841 | 447402
2016-02-24 22:00 | 0.71637 | 0.57276 | 453275
2016-02-24 23:00 | 0.50358 | 0.61463 | 464896
2016-02-25 | 0.11625 | 0.6566 | 474305
2016-02-25 01:00 | 8.43e-05 | 0.64999 | 473808
2016-02-25 02:00 | 0 | 0.64191 | 464981
2016-02-25 03:00 | 0 | 0.62346 | 447005
2016-02-25 04:00 | 0 | 0.60309 | 423778
2016-02-25 05:00 | 0 | 0.59281 | 403872
2016-02-25 06:00 | 0 | 0.58557 | 390676
2016-02-25 07:00 | 0 | 0.57362 | 382205
2016-02-25 08:00 | 0 | 0.55513 | 378974
2016-02-25 09:00 | 0 | 0.53973 | 382788
2016-02-25 10:00 | 0 | 0.51995 | 397613
2016-02-25 11:00 | 0 | 0.50338 | 430734
2016-02-25 12:00 | 0 | 0.48682 | 460048
2016-02-25 13:00 | 0.0048374 | 0.41681 | 469454
2016-02-25 14:00 | 0.3015 | 0.41208 | 469941
2016-02-25 15:00 | 0.74503 | 0.45488 | 468999
2016-02-25 16:00 | 0.79328 | 0.41654 | 464064
2016-02-25 17:00 | 0.76873 | 0.3723 | 457790
2016-02-25 18:00 | 0.74328 | 0.33872 | 452895
2016-02-25 19:00 | 0.73018 | 0.31463 | 449327
2016-02-25 20:00 | 0.73902 | 0.29455 | 447423
2016-02-25 21:00 | 0.75365 | 0.27167 | 449033
2016-02-25 22:00 | 0.71445 | 0.23887 | 456517
2016-02-25 23:00 | 0.52666 | 0.25191 | 472070
2016-02-26 | 0.13037 | 0.29397 | 484445
2016-02-26 01:00 | 0.00010386 | 0.30126 | 486525
2016-02-26 02:00 | 0 | 0.31797 | 478144
2016-02-26 03:00 | 0 | 0.33916 | 462233
2016-02-26 04:00 | 0 | 0.35834 | 440294
2016-02-26 05:00 | 0 | 0.38404 | 420829
2016-02-26 06:00 | 0 | 0.41788 | 408908
2016-02-26 07:00 | 0 | 0.45873 | 401981
2016-02-26 08:00 | 0 | 0.49424 | 400044
2016-02-26 09:00 | 0 | 0.51585 | 404325
2016-02-26 10:00 | 0 | 0.5255 | 419789
2016-02-26 11:00 | 0 | 0.53076 | 453147
2016-02-26 12:00 | 0 | 0.53814 | 480966
2016-02-26 13:00 | 0.0069838 | 0.49674 | 487257
2016-02-26 14:00 | 0.32198 | 0.27597 | 482161
2016-02-26 15:00 | 0.71269 | 0.21464 | 474541
2016-02-26 16:00 | 0.7594 | 0.28233 | 465184
2016-02-26 17:00 | 0.74525 | 0.33875 | 454966
2016-02-26 18:00 | 0.72149 | 0.36449 | 445971
2016-02-26 19:00 | 0.70704 | 0.37188 | 439126
2016-02-26 20:00 | 0.71249 | 0.36316 | 434190
2016-02-26 21:00 | 0.71958 | 0.33078 | 433274
2016-02-26 22:00 | 0.6795 | 0.32679 | 439688
2016-02-26 23:00 | 0.47314 | 0.36419 | 454068
2016-02-27 | 0.098538 | 0.38189 | 467219
2016-02-27 01:00 | 0.00010387 | 0.43499 | 470275
2016-02-27 02:00 | 0 | 0.50489 | 466084
2016-02-27 03:00 | 0 | 0.588 | 454694
2016-02-27 04:00 | 0 | 0.65866 | 437593
2016-02-27 05:00 | 0 | 0.71614 | 420905
2016-02-27 06:00 | 0 | 0.75541 | 409881
2016-02-27 07:00 | 0 | 0.78457 | 403439
2016-02-27 08:00 | 0 | 0.81025 | 400110
2016-02-27 09:00 | 0 | 0.83286 | 401585
2016-02-27 10:00 | 0 | 0.84499 | 407285
2016-02-27 11:00 | 0 | 0.84287 | 421811
2016-02-27 12:00 | 0 | 0.83206 | 436914
2016-02-27 13:00 | 0.0069439 | 0.74614 | 443577
2016-02-27 14:00 | 0.29149 | 0.43352 | 440303
2016-02-27 15:00 | 0.64338 | 0.27007 | 431766
2016-02-27 16:00 | 0.71663 | 0.29397 | 421204
2016-02-27 17:00 | 0.71566 | 0.43592 | 410971
2016-02-27 18:00 | 0.69975 | 0.53128 | 401316
2016-02-27 19:00 | 0.6898 | 0.59549 | 394032
2016-02-27 20:00 | 0.69573 | 0.64147 | 388994
2016-02-27 21:00 | 0.70188 | 0.6874 | 388726
2016-02-27 22:00 | 0.66525 | 0.74388 | 393736
2016-02-27 23:00 | 0.48935 | 0.8128 | 408718
2016-02-28 | 0.12828 | 0.85703 | 423181
2016-02-28 01:00 | 0.00016284 | 0.86879 | 427036
2016-02-28 02:00 | 0 | 0.87416 | 425059
2016-02-28 03:00 | 0 | 0.87849 | 416833
2016-02-28 04:00 | 0 | 0.88532 | 402937
2016-02-28 05:00 | 0 | 0.88952 | 389520
2016-02-28 06:00 | 0 | 0.89071 | 379015
2016-02-28 07:00 | 0 | 0.8905 | 372201
2016-02-28 08:00 | 0 | 0.88599 | 368586
2016-02-28 09:00 | 0 | 0.87592 | 368931
2016-02-28 10:00 | 0 | 0.86094 | 373265
2016-02-28 11:00 | 0 | 0.85289 | 382121
2016-02-28 12:00 | 0 | 0.84023 | 392248
2016-02-28 13:00 | 0.0083156 | 0.79132 | 397171
2016-02-28 14:00 | 0.31137 | 0.66929 | 396002
2016-02-28 15:00 | 0.67714 | 0.72539 | 390876
2016-02-28 16:00 | 0.71907 | 0.76213 | 385642
2016-02-28 17:00 | 0.70968 | 0.75833 | 380965
2016-02-28 18:00 | 0.69026 | 0.74201 | 377464
2016-02-28 19:00 | 0.67505 | 0.73659 | 374184
2016-02-28 20:00 | 0.67299 | 0.73326 | 372997
2016-02-28 21:00 | 0.66586 | 0.70501 | 375600
2016-02-28 22:00 | 0.60258 | 0.64132 | 384629
2016-02-28 23:00 | 0.43005 | 0.62651 | 401421
2016-02-29 | 0.08868 | 0.64719 | 416582
2016-02-29 01:00 | 0.00017062 | 0.65153 | 419648
2016-02-29 02:00 | 0 | 0.65281 | 412789
2016-02-29 03:00 | 0 | 0.65692 | 398731
2016-02-29 04:00 | 0 | 0.67951 | 379684
2016-02-29 05:00 | 0 | 0.70158 | 363692
2016-02-29 06:00 | 0 | 0.72264 | 350896
2016-02-29 07:00 | 0 | 0.7454 | 343233
2016-02-29 08:00 | 0 | 0.76001 | 341224
2016-02-29 09:00 | 0 | 0.75925 | 345544
2016-02-29 10:00 | 0 | 0.75573 | 362124
2016-02-29 11:00 | 0 | 0.74565 | 395627
2016-02-29 12:00 | 0 | 0.72079 | 424567
2016-02-29 13:00 | 0.011068 | 0.62191 | 433075
2016-02-29 14:00 | 0.31062 | 0.42238 | 435615
2016-02-29 15:00 | 0.66122 | 0.39712 | 436352
2016-02-29 16:00 | 0.74251 | 0.50056 | 434270
2016-02-29 17:00 | 0.72572 | 0.50536 | 430284
2016-02-29 18:00 | 0.70109 | 0.50216 | 426871
2016-02-29 19:00 | 0.68375 | 0.5006 | 424041
2016-02-29 20:00 | 0.68707 | 0.50173 | 421577
2016-02-29 21:00 | 0.68967 | 0.50467 | 422147
2016-02-29 22:00 | 0.65922 | 0.51481 | 427406
2016-02-29 23:00 | 0.49693 | 0.55946 | 440807
2016-03-01 | 0.14834 | 0.58388 | 454975
2016-03-01 01:00 | 0.00027336 | 0.57558 | 454940
2016-03-01 02:00 | 0 | 0.55832 | 443646
2016-03-01 03:00 | 0 | 0.5445 | 424940
2016-03-01 04:00 | 0 | 0.53209 | 402448
2016-03-01 05:00 | 0 | 0.52255 | 382522
2016-03-01 06:00 | 0 | 0.52232 | 369140
2016-03-01 07:00 | 0 | 0.51991 | 360103
2016-03-01 08:00 | 0 | 0.52154 | 356976
2016-03-01 09:00 | 0 | 0.53426 | 359428
2016-03-01 10:00 | 0 | 0.53129 | 373689
2016-03-01 11:00 | 0 | 0.51145 | 405395
2016-03-01 12:00 | 0 | 0.48986 | 430326
2016-03-01 13:00 | 0.013582 | 0.4271 | 435727
2016-03-01 14:00 | 0.3183 | 0.35675 | 436321
2016-03-01 15:00 | 0.5953 | 0.3779 | 437031
2016-03-01 16:00 | 0.68232 | 0.39201 | 436038
2016-03-01 17:00 | 0.70652 | 0.39571 | 434122
2016-03-01 18:00 | 0.69679 | 0.39266 | 434041
2016-03-01 19:00 | 0.68991 | 0.37842 | 433074
2016-03-01 20:00 | 0.69897 | 0.35352 | 432861
2016-03-01 21:00 | 0.70387 | 0.31603 | 434932
2016-03-01 22:00 | 0.66356 | 0.26863 | 441207
2016-03-01 23:00 | 0.50046 | 0.23539 | 453833
2016-03-02 | 0.17454 | 0.24019 | 465032
2016-03-02 01:00 | 0.00036465 | 0.24835 | 465282
2016-03-02 02:00 | 0 | 0.27101 | 454570
2016-03-02 03:00 | 0 | 0.30663 | 436355
2016-03-02 04:00 | 0 | 0.35842 | 412434
2016-03-02 05:00 | 0 | 0.41323 | 392239
2016-03-02 06:00 | 0 | 0.44989 | 377688
2016-03-02 07:00 | 0 | 0.4702 | 367874
2016-03-02 08:00 | 0 | 0.47886 | 363047
2016-03-02 09:00 | 0 | 0.478 | 366611
2016-03-02 10:00 | 0 | 0.46446 | 380785
2016-03-02 11:00 | 0 | 0.45256 | 413576
2016-03-02 12:00 | 0 | 0.4539 | 442641
2016-03-02 13:00 | 0.015171 | 0.40452 | 453351
2016-03-02 14:00 | 0.32078 | 0.31838 | 455991
2016-03-02 15:00 | 0.69585 | 0.41422 | 456455
2016-03-02 16:00 | 0.75547 | 0.50799 | 452835
2016-03-02 17:00 | 0.75079 | 0.54616 | 447782
2016-03-02 18:00 | 0.73449 | 0.56388 | 444000
2016-03-02 19:00 | 0.72475 | 0.57092 | 440889
2016-03-02 20:00 | 0.73487 | 0.57002 | 440393
2016-03-02 21:00 | 0.74342 | 0.56405 | 441612
2016-03-02 22:00 | 0.71857 | 0.56639 | 448869
2016-03-02 23:00 | 0.5534 | 0.59965 | 464980
2016-03-03 | 0.15227 | 0.625 | 480343
2016-03-03 01:00 | 0.0004093 | 0.609 | 482244
2016-03-03 02:00 | 0 | 0.57198 | 473944
2016-03-03 03:00 | 0 | 0.54019 | 455696
2016-03-03 04:00 | 0 | 0.52002 | 432467
2016-03-03 05:00 | 0 | 0.50982 | 412330
2016-03-03 06:00 | 0 | 0.50247 | 398057
2016-03-03 07:00 | 0 | 0.49222 | 389473
2016-03-03 08:00 | 0 | 0.4817 | 385904
2016-03-03 09:00 | 0 | 0.48107 | 389188
2016-03-03 10:00 | 0 | 0.4902 | 403284
2016-03-03 11:00 | 0 | 0.49532 | 434864
2016-03-03 12:00 | 0 | 0.49876 | 459002
2016-03-03 13:00 | 0.016355 | 0.44477 | 463654
2016-03-03 14:00 | 0.325 | 0.34566 | 463675
2016-03-03 15:00 | 0.59313 | 0.39275 | 462773
2016-03-03 16:00 | 0.67571 | 0.38575 | 459966
2016-03-03 17:00 | 0.68917 | 0.35021 | 456789
2016-03-03 18:00 | 0.67777 | 0.3067 | 455812
2016-03-03 19:00 | 0.66652 | 0.25906 | 455296
2016-03-03 20:00 | 0.66286 | 0.22095 | 455980
2016-03-03 21:00 | 0.63859 | 0.19557 | 459774
2016-03-03 22:00 | 0.56746 | 0.17767 | 466502
2016-03-03 23:00 | 0.39444 | 0.21691 | 478087
2016-03-04 | 0.097077 | 0.31127 | 485246
2016-03-04 01:00 | 0.00032331 | 0.38484 | 483854
2016-03-04 02:00 | 0 | 0.45299 | 472650
2016-03-04 03:00 | 0 | 0.49522 | 453614
2016-03-04 04:00 | 0 | 0.50977 | 429518
2016-03-04 05:00 | 0 | 0.51477 | 409097
2016-03-04 06:00 | 0 | 0.5239 | 395777
2016-03-04 07:00 | 0 | 0.53861 | 386963
2016-03-04 08:00 | 0 | 0.55789 | 382446
2016-03-04 09:00 | 0 | 0.57368 | 383930
2016-03-04 10:00 | 0 | 0.57383 | 396378
2016-03-04 11:00 | 0 | 0.57409 | 426195
2016-03-04 12:00 | 0 | 0.57992 | 452772
2016-03-04 13:00 | 0.017892 | 0.53719 | 463137
2016-03-04 14:00 | 0.26039 | 0.36407 | 466733
2016-03-04 15:00 | 0.59569 | 0.40608 | 467077
2016-03-04 16:00 | 0.68657 | 0.53805 | 464285
2016-03-04 17:00 | 0.6915 | 0.55854 | 456607
2016-03-04 18:00 | 0.67894 | 0.55545 | 452165
2016-03-04 19:00 | 0.66754 | 0.55162 | 448207
2016-03-04 20:00 | 0.66682 | 0.53537 | 444972
2016-03-04 21:00 | 0.65922 | 0.50808 | 444497
2016-03-04 22:00 | 0.6078 | 0.47839 | 447234
2016-03-04 23:00 | 0.43735 | 0.53046 | 454889
2016-03-05 | 0.099581 | 0.56033 | 462545
2016-03-05 01:00 | 0.00032005 | 0.54565 | 459738
2016-03-05 02:00 | 0 | 0.52722 | 454048
2016-03-05 03:00 | 0 | 0.52041 | 439985
2016-03-05 04:00 | 0 | 0.51932 | 419916
2016-03-05 05:00 | 0 | 0.51617 | 402308
2016-03-05 06:00 | 0 | 0.5067 | 389789
2016-03-05 07:00 | 0 | 0.49704 | 381883
2016-03-05 08:00 | 0 | 0.49422 | 378361
2016-03-05 09:00 | 0 | 0.49515 | 378804
2016-03-05 10:00 | 0 | 0.496 | 383622
2016-03-05 11:00 | 0 | 0.49973 | 394733
2016-03-05 12:00 | 0 | 0.5 | 407767
2016-03-05 13:00 | 0.02156 | 0.42061 | 417596
2016-03-05 14:00 | 0.24185 | 0.24805 | 421215
2016-03-05 15:00 | 0.46205 | 0.19881 | 420620
2016-03-05 16:00 | 0.58059 | 0.25817 | 416121
2016-03-05 17:00 | 0.62313 | 0.30439 | 411893
2016-03-05 18:00 | 0.61844 | 0.35021 | 407135
2016-03-05 19:00 | 0.60977 | 0.39505 | 404596
2016-03-05 20:00 | 0.60092 | 0.43605 | 402744
2016-03-05 21:00 | 0.56867 | 0.46878 | 403627
2016-03-05 22:00 | 0.49368 | 0.50718 | 407156
2016-03-05 23:00 | 0.34638 | 0.63955 | 417186
2016-03-06 | 0.10813 | 0.77788 | 426981
2016-03-06 01:00 | 0.00043813 | 0.84754 | 428558
2016-03-06 02:00 | 0 | 0.88186 | 423457
2016-03-06 03:00 | 0 | 0.89827 | 411547
2016-03-06 04:00 | 0 | 0.90357 | 394847
2016-03-06 05:00 | 0 | 0.89415 | 378337
2016-03-06 06:00 | 0 | 0.87503 | 366804
2016-03-06 07:00 | 0 | 0.85714 | 360173
2016-03-06 08:00 | 0 | 0.83991 | 356411
2016-03-06 09:00 | 0 | 0.81631 | 356415
2016-03-06 10:00 | 0 | 0.79942 | 359048
2016-03-06 11:00 | 0 | 0.78555 | 366646
2016-03-06 12:00 | 0 | 0.76689 | 377600
2016-03-06 13:00 | 0.012564 | 0.69357 | 387619
2016-03-06 14:00 | 0.223 | 0.53517 | 393836
2016-03-06 15:00 | 0.44764 | 0.55467 | 394051
2016-03-06 16:00 | 0.55687 | 0.57661 | 391527
2016-03-06 17:00 | 0.59909 | 0.57009 | 389677
2016-03-06 18:00 | 0.59583 | 0.56033 | 387230
2016-03-06 19:00 | 0.58601 | 0.55098 | 385165
2016-03-06 20:00 | 0.5781 | 0.54249 | 383511
2016-03-06 21:00 | 0.55602 | 0.54443 | 386144
2016-03-06 22:00 | 0.50173 | 0.57363 | 392608
2016-03-06 23:00 | 0.38527 | 0.64149 | 408579
2016-03-07 | 0.16462 | 0.73341 | 426425
2016-03-07 01:00 | 0.0010416 | 0.78697 | 431649
2016-03-07 02:00 | 0 | 0.80707 | 424435
2016-03-07 03:00 | 0 | 0.82729 | 410688
2016-03-07 04:00 | 0 | 0.83935 | 391731
2016-03-07 05:00 | 0 | 0.84236 | 376348
2016-03-07 06:00 | 0 | 0.8414 | 366160
2016-03-07 07:00 | 0 | 0.82628 | 359939
2016-03-07 08:00 | 0 | 0.79901 | 357960
2016-03-07 09:00 | 0 | 0.76515 | 361536
2016-03-07 10:00 | 0 | 0.72701 | 376711
2016-03-07 11:00 | 0 | 0.6951 | 408344
2016-03-07 12:00 | 0 | 0.67113 | 431451
2016-03-07 13:00 | 0.019554 | 0.5943 | 436012
2016-03-07 14:00 | 0.30863 | 0.4626 | 435209
2016-03-07 15:00 | 0.54963 | 0.49391 | 434992
2016-03-07 16:00 | 0.60862 | 0.54858 | 433605
2016-03-07 17:00 | 0.62413 | 0.57858 | 430155
2016-03-07 18:00 | 0.62308 | 0.61818 | 428360
2016-03-07 19:00 | 0.61226 | 0.65254 | 425749
2016-03-07 20:00 | 0.59811 | 0.67169 | 423283
2016-03-07 21:00 | 0.56513 | 0.6879 | 422736
2016-03-07 22:00 | 0.4939 | 0.71609 | 425027
2016-03-07 23:00 | 0.34072 | 0.77075 | 436129
2016-03-08 | 0.090513 | 0.81871 | 448796
2016-03-08 01:00 | 0.0014342 | 0.82269 | 447563
2016-03-08 02:00 | 0 | 0.81372 | 436677
2016-03-08 03:00 | 0 | 0.80182 | 418531
2016-03-08 04:00 | 0 | 0.79768 | 395467
2016-03-08 05:00 | 0 | 0.79517 | 374281
2016-03-08 06:00 | 0 | 0.77881 | 359069
2016-03-08 07:00 | 0 | 0.75392 | 349145
2016-03-08 08:00 | 0 | 0.72808 | 344267
2016-03-08 09:00 | 0 | 0.69188 | 346924
2016-03-08 10:00 | 0 | 0.66283 | 358915
2016-03-08 11:00 | 0 | 0.6516 | 387430
2016-03-08 12:00 | 0 | 0.64095 | 411254
2016-03-08 13:00 | 0.012863 | 0.57122 | 419161
2016-03-08 14:00 | 0.28662 | 0.51668 | 423336
2016-03-08 15:00 | 0.65305 | 0.4932 | 425877
2016-03-08 16:00 | 0.73069 | 0.46071 | 426409
2016-03-08 17:00 | 0.72194 | 0.43015 | 424840
2016-03-08 18:00 | 0.69411 | 0.39341 | 424108
2016-03-08 19:00 | 0.66443 | 0.3597 | 423858
2016-03-08 20:00 | 0.64728 | 0.33191 | 422736
2016-03-08 21:00 | 0.6189 | 0.30501 | 422784
2016-03-08 22:00 | 0.55776 | 0.27568 | 424813
2016-03-08 23:00 | 0.40434 | 0.26612 | 433883
2016-03-09 | 0.14053 | 0.29469 | 446635
2016-03-09 01:00 | 0.0014756 | 0.30049 | 445107
2016-03-09 02:00 | 0 | 0.30375 | 432794
2016-03-09 03:00 | 0 | 0.28354 | 413765
2016-03-09 04:00 | 0 | 0.25857 | 389747
2016-03-09 05:00 | 0 | 0.24289 | 367798
2016-03-09 06:00 | 0 | 0.23872 | 350590
2016-03-09 07:00 | 0 | 0.24768 | 339505
2016-03-09 08:00 | 0 | 0.26021 | 334541
2016-03-09 09:00 | 0 | 0.25881 | 336101
2016-03-09 10:00 | 0 | 0.24657 | 349279
2016-03-09 11:00 | 0 | 0.23764 | 375362
2016-03-09 12:00 | 0 | 0.23323 | 399305
2016-03-09 13:00 | 0.011514 | 0.20235 | 409712
2016-03-09 14:00 | 0.28552 | 0.11868 | 415738
2016-03-09 15:00 | 0.59084 | 0.11202 | 420814
2016-03-09 16:00 | 0.68958 | 0.12356 | 423758
2016-03-09 17:00 | 0.70124 | 0.1237 | 424288
2016-03-09 18:00 | 0.69276 | 0.12236 | 424566
2016-03-09 19:00 | 0.68544 | 0.12047 | 424719
2016-03-09 20:00 | 0.69318 | 0.11803 | 423876
2016-03-09 21:00 | 0.69429 | 0.11464 | 424493
2016-03-09 22:00 | 0.65583 | 0.10655 | 426869
2016-03-09 23:00 | 0.49617 | 0.12155 | 436308
2016-03-10 | 0.15133 | 0.17848 | 446277
2016-03-10 01:00 | 0.0023676 | 0.23702 | 443311
2016-03-10 02:00 | 0 | 0.26584 | 431802
2016-03-10 03:00 | 0 | 0.26749 | 412417
2016-03-10 04:00 | 0 | 0.25269 | 387558
2016-03-10 05:00 | 0 | 0.24017 | 365298
2016-03-10 06:00 | 0 | 0.23896 | 348775
2016-03-10 07:00 | 0 | 0.25117 | 337334
2016-03-10 08:00 | 0 | 0.27829 | 331475
2016-03-10 09:00 | 0 | 0.30185 | 332082
2016-03-10 10:00 | 0 | 0.32349 | 344103
2016-03-10 11:00 | 0 | 0.34407 | 368195
2016-03-10 12:00 | 0 | 0.35951 | 393405
2016-03-10 13:00 | 0.020343 | 0.31902 | 406887
2016-03-10 14:00 | 0.36801 | 0.20313 | 416430
2016-03-10 15:00 | 0.74127 | 0.22176 | 424084
2016-03-10 16:00 | 0.78971 | 0.25564 | 427335
2016-03-10 17:00 | 0.77965 | 0.28914 | 428866
2016-03-10 18:00 | 0.7604 | 0.2969 | 430572
2016-03-10 19:00 | 0.74595 | 0.29418 | 431701
2016-03-10 20:00 | 0.74951 | 0.28411 | 432151
2016-03-10 21:00 | 0.75264 | 0.26793 | 433016
2016-03-10 22:00 | 0.7182 | 0.24692 | 434635
2016-03-10 23:00 | 0.55873 | 0.30665 | 440543
2016-03-11 | 0.17782 | 0.44743 | 448569
2016-03-11 01:00 | 0.0028766 | 0.56792 | 447010
2016-03-11 02:00 | 0 | 0.63819 | 436255
2016-03-11 03:00 | 0 | 0.68979 | 417010
2016-03-11 04:00 | 0 | 0.72062 | 392696
2016-03-11 05:00 | 0 | 0.73362 | 371586
2016-03-11 06:00 | 0 | 0.73718 | 354663
2016-03-11 07:00 | 0 | 0.74358 | 342633
2016-03-11 08:00 | 0 | 0.73419 | 336132
2016-03-11 09:00 | 0 | 0.71302 | 336078
2016-03-11 10:00 | 0 | 0.69687 | 345496
2016-03-11 11:00 | 0 | 0.67986 | 370252
2016-03-11 12:00 | 0 | 0.65794 | 395329
2016-03-11 13:00 | 0.027537 | 0.5264 | 409015
2016-03-11 14:00 | 0.35266 | 0.29915 | 417633
2016-03-11 15:00 | 0.54686 | 0.29885 | 424674
2016-03-11 16:00 | 0.59149 | 0.41632 | 429006
2016-03-11 17:00 | 0.61403 | 0.43081 | 429653
2016-03-11 18:00 | 0.62307 | 0.42286 | 429771
2016-03-11 19:00 | 0.61885 | 0.41301 | 429113
2016-03-11 20:00 | 0.61023 | 0.39996 | 426720
2016-03-11 21:00 | 0.58518 | 0.38128 | 424934
2016-03-11 22:00 | 0.52168 | 0.37134 | 422823
2016-03-11 23:00 | 0.375 | 0.42437 | 424991
2016-03-12 | 0.11124 | 0.53096 | 430809
2016-03-12 01:00 | 0.0025135 | 0.61701 | 428644
2016-03-12 02:00 | 0 | 0.66482 | 417666
2016-03-12 03:00 | 0 | 0.67416 | 404957
2016-03-12 04:00 | 0 | 0.6676 | 382164
2016-03-12 05:00 | 0 | 0.65249 | 364958
2016-03-12 06:00 | 0 | 0.62334 | 350331
2016-03-12 07:00 | 0 | 0.58365 | 338382
2016-03-12 08:00 | 0 | 0.54438 | 331415
2016-03-12 09:00 | 0 | 0.51009 | 328871
2016-03-12 10:00 | 0 | 0.48058 | 331181
2016-03-12 11:00 | 0 | 0.4569 | 337640
2016-03-12 12:00 | 0 | 0.44758 | 348302
2016-03-12 13:00 | 0.023242 | 0.36409 | 362752
2016-03-12 14:00 | 0.32009 | 0.2262 | 377676
2016-03-12 15:00 | 0.64697 | 0.21573 | 388255
2016-03-12 16:00 | 0.73455 | 0.3161 | 393475
2016-03-12 17:00 | 0.74591 | 0.37515 | 394458
2016-03-12 18:00 | 0.73438 | 0.39995 | 393388
2016-03-12 19:00 | 0.72344 | 0.41762 | 391365
2016-03-12 20:00 | 0.72624 | 0.43593 | 390385
2016-03-12 21:00 | 0.72403 | 0.46079 | 390775
2016-03-12 22:00 | 0.68047 | 0.50617 | 392732
2016-03-12 23:00 | 0.54183 | 0.58661 | 399719
2016-03-13 | 0.1955 | 0.70168 | 407436
2016-03-13 01:00 | 0.0037235 | 0.73542 | 406516
2016-03-13 02:00 | 0 | 0.72832 | 398876
2016-03-13 03:00 | 0 | 0.71238 | 386291
2016-03-13 04:00 | 0 | 0.69139 | 368389
2016-03-13 05:00 | 0 | 0.67363 | 351061
2016-03-13 06:00 | 0 | 0.65319 | 337314
2016-03-13 07:00 | 0 | 0.63266 | 327141
2016-03-13 08:00 | 0 | 0.60946 | 320515
2016-03-13 09:00 | 0 | 0.59104 | 318901
2016-03-13 10:00 | 0 | 0.57662 | 322082
2016-03-13 11:00 | 0 | 0.56483 | 327898
2016-03-13 12:00 | 0 | 0.5569 | 336578
2016-03-13 13:00 | 0.038929 | 0.48819 | 349873
2016-03-13 14:00 | 0.38529 | 0.34702 | 364303
2016-03-13 15:00 | 0.64333 | 0.39527 | 374745
2016-03-13 16:00 | 0.69867 | 0.45426 | 383345
2016-03-13 17:00 | 0.70543 | 0.4422 | 389604
2016-03-13 18:00 | 0.69184 | 0.41204 | 392033
2016-03-13 19:00 | 0.67866 | 0.37987 | 392600
2016-03-13 20:00 | 0.67323 | 0.34786 | 394457
2016-03-13 21:00 | 0.6546 | 0.31132 | 398498
2016-03-13 22:00 | 0.60037 | 0.27136 | 402033
2016-03-13 23:00 | 0.43451 | 0.27713 | 407399
2016-03-14 | 0.14794 | 0.31482 | 415290
2016-03-14 01:00 | 0.0027356 | 0.30293 | 416415
2016-03-14 02:00 | 0 | 0.29092 | 404724
2016-03-14 03:00 | 0 | 0.29471 | 385037
2016-03-14 04:00 | 0 | 0.328 | 361989
2016-03-14 05:00 | 0 | 0.37479 | 343022
2016-03-14 06:00 | 0 | 0.42008 | 331889
2016-03-14 07:00 | 0 | 0.45851 | 325049
2016-03-14 08:00 | 0 | 0.48875 | 326183
2016-03-14 09:00 | 0 | 0.49678 | 338931
2016-03-14 10:00 | 0 | 0.48907 | 362356
2016-03-14 11:00 | 0 | 0.47805 | 391876
2016-03-14 12:00 | 0 | 0.4737 | 409185
2016-03-14 13:00 | 0.053779 | 0.4269 | 420455
2016-03-14 14:00 | 0.43357 | 0.27303 | 429944
2016-03-14 15:00 | 0.69362 | 0.29614 | 437125
2016-03-14 16:00 | 0.75528 | 0.40314 | 440561
2016-03-14 17:00 | 0.75408 | 0.4741 | 443657
2016-03-14 18:00 | 0.74156 | 0.52224 | 446603
2016-03-14 19:00 | 0.73278 | 0.56116 | 448872
2016-03-14 20:00 | 0.73783 | 0.58736 | 450737
2016-03-14 21:00 | 0.74096 | 0.60931 | 452592
2016-03-14 22:00 | 0.70591 | 0.63172 | 452529
2016-03-14 23:00 | 0.56412 | 0.71782 | 452786
2016-03-15 | 0.24784 | 0.78369 | 455067
2016-03-15 01:00 | 0.0061384 | 0.82067 | 447983
2016-03-15 02:00 | 0 | 0.83519 | 428966
2016-03-15 03:00 | 0 | 0.83807 | 406413
2016-03-15 04:00 | 0 | 0.82654 | 382353
2016-03-15 05:00 | 0 | 0.82008 | 362173
2016-03-15 06:00 | 0 | 0.81076 | 348585
2016-03-15 07:00 | 0 | 0.79627 | 339980
2016-03-15 08:00 | 0 | 0.78189 | 339086
2016-03-15 09:00 | 0 | 0.77934 | 347259
2016-03-15 10:00 | 0 | 0.77455 | 373132
2016-03-15 11:00 | 0 | 0.77782 | 400253
2016-03-15 12:00 | 0 | 0.7734 | 413051
2016-03-15 13:00 | 0.053515 | 0.6574 | 421080
2016-03-15 14:00 | 0.47503 | 0.60562 | 429798
2016-03-15 15:00 | 0.73549 | 0.74608 | 434747
2016-03-15 16:00 | 0.7801 | 0.77564 | 438744
2016-03-15 17:00 | 0.77681 | 0.79015 | 442489
2016-03-15 18:00 | 0.76364 | 0.79969 | 445272
2016-03-15 19:00 | 0.75486 | 0.81184 | 447216
2016-03-15 20:00 | 0.758 | 0.82153 | 450355
2016-03-15 21:00 | 0.74916 | 0.8125 | 453096
2016-03-15 22:00 | 0.70144 | 0.77998 | 451827
2016-03-15 23:00 | 0.55984 | 0.74618 | 453300
2016-03-16 | 0.24383 | 0.76933 | 457078
2016-03-16 01:00 | 0.0086333 | 0.7697 | 450176
2016-03-16 02:00 | 0 | 0.75443 | 429895
2016-03-16 03:00 | 0 | 0.73482 | 405990
2016-03-16 04:00 | 0 | 0.71702 | 381536
2016-03-16 05:00 | 0 | 0.70932 | 362804
2016-03-16 06:00 | 0 | 0.70321 | 348463
2016-03-16 07:00 | 0 | 0.69643 | 340052
2016-03-16 08:00 | 0 | 0.69303 | 338483
2016-03-16 09:00 | 0 | 0.69117 | 347356
2016-03-16 10:00 | 0 | 0.68905 | 373130
2016-03-16 11:00 | 0 | 0.68594 | 399637
2016-03-16 12:00 | 0 | 0.677 | 411341
2016-03-16 13:00 | 0.05746 | 0.53087 | 418427
2016-03-16 14:00 | 0.47333 | 0.45518 | 426785
2016-03-16 15:00 | 0.79082 | 0.59434 | 430950
2016-03-16 16:00 | 0.82335 | 0.64398 | 433247
2016-03-16 17:00 | 0.81053 | 0.6515 | 436321
2016-03-16 18:00 | 0.79263 | 0.65144 | 440033
2016-03-16 19:00 | 0.77978 | 0.65346 | 441359
2016-03-16 20:00 | 0.78613 | 0.66255 | 442901
2016-03-16 21:00 | 0.78933 | 0.66644 | 445026
2016-03-16 22:00 | 0.75862 | 0.66123 | 443029
2016-03-16 23:00 | 0.60435 | 0.66257 | 444337
2016-03-17 | 0.2644 | 0.7068 | 450102
2016-03-17 01:00 | 0.0085605 | 0.74223 | 443752
2016-03-17 02:00 | 0 | 0.74649 | 425098
2016-03-17 03:00 | 0 | 0.71685 | 401834
2016-03-17 04:00 | 0 | 0.6628 | 379767
2016-03-17 05:00 | 0 | 0.61791 | 360361
2016-03-17 06:00 | 0 | 0.58389 | 347411
2016-03-17 07:00 | 0 | 0.56232 | 339963
2016-03-17 08:00 | 0 | 0.5424 | 339724
2016-03-17 09:00 | 0 | 0.52689 | 349694
2016-03-17 10:00 | 0 | 0.52401 | 376622
2016-03-17 11:00 | 0 | 0.51729 | 404862
2016-03-17 12:00 | 0 | 0.50015 | 416193
2016-03-17 13:00 | 0.099731 | 0.3482 | 422526
2016-03-17 14:00 | 0.47875 | 0.33009 | 428195
2016-03-17 15:00 | 0.79725 | 0.39627 | 431071
2016-03-17 16:00 | 0.82237 | 0.42243 | 431928
2016-03-17 17:00 | 0.80911 | 0.42359 | 433473
2016-03-17 18:00 | 0.79026 | 0.42043 | 433891
2016-03-17 19:00 | 0.77655 | 0.42063 | 433058
2016-03-17 20:00 | 0.78154 | 0.42222 | 432969
2016-03-17 21:00 | 0.78272 | 0.42391 | 433016
2016-03-17 22:00 | 0.748 | 0.42424 | 431528
2016-03-17 23:00 | 0.59449 | 0.43865 | 434635
2016-03-18 | 0.27421 | 0.49087 | 442171
2016-03-18 01:00 | 0.011316 | 0.51785 | 436010
2016-03-18 02:00 | 0 | 0.52282 | 419733
2016-03-18 03:00 | 0 | 0.51717 | 399149
2016-03-18 04:00 | 0 | 0.49515 | 378574
2016-03-18 05:00 | 0 | 0.4512 | 361172
2016-03-18 06:00 | 0 | 0.40726 | 348755
2016-03-18 07:00 | 0 | 0.37703 | 341577
2016-03-18 08:00 | 0 | 0.36461 | 341671
2016-03-18 09:00 | 0 | 0.35825 | 352041
2016-03-18 10:00 | 0 | 0.35313 | 378131
2016-03-18 11:00 | 0 | 0.34973 | 405393
2016-03-18 12:00 | 0 | 0.34107 | 416764
2016-03-18 13:00 | 0.072862 | 0.32077 | 422899
2016-03-18 14:00 | 0.43518 | 0.39003 | 428495
2016-03-18 15:00 | 0.75057 | 0.40952 | 430735
2016-03-18 16:00 | 0.79603 | 0.40156 | 430355
2016-03-18 17:00 | 0.80112 | 0.39095 | 430978
2016-03-18 18:00 | 0.79018 | 0.38826 | 430776
2016-03-18 19:00 | 0.78163 | 0.39922 | 429869
2016-03-18 20:00 | 0.79105 | 0.42106 | 427879
2016-03-18 21:00 | 0.79668 | 0.44126 | 426015
2016-03-18 22:00 | 0.76915 | 0.45503 | 423443
2016-03-18 23:00 | 0.62519 | 0.46091 | 426392
2016-03-19 | 0.27656 | 0.46484 | 431619
2016-03-19 01:00 | 0.012481 | 0.44399 | 426822
2016-03-19 02:00 | 0 | 0.41875 | 415031
2016-03-19 03:00 | 0 | 0.39998 | 397357
2016-03-19 04:00 | 0 | 0.37616 | 378153
2016-03-19 05:00 | 0 | 0.35257 | 362685
2016-03-19 06:00 | 0 | 0.33756 | 350609
2016-03-19 07:00 | 0 | 0.32685 | 342841
2016-03-19 08:00 | 0 | 0.32 | 340170
2016-03-19 09:00 | 0 | 0.31336 | 342388
2016-03-19 10:00 | 0 | 0.31341 | 351318
2016-03-19 11:00 | 0 | 0.31294 | 364242
2016-03-19 12:00 | 0 | 0.30395 | 379072
2016-03-19 13:00 | 0.11509 | 0.23649 | 393999
2016-03-19 14:00 | 0.4876 | 0.28939 | 404444
2016-03-19 15:00 | 0.77915 | 0.30229 | 407591
2016-03-19 16:00 | 0.81643 | 0.29401 | 406100
2016-03-19 17:00 | 0.81595 | 0.29552 | 401953
2016-03-19 18:00 | 0.79944 | 0.30878 | 396743
2016-03-19 19:00 | 0.78565 | 0.32631 | 392100
2016-03-19 20:00 | 0.78846 | 0.34131 | 390815
2016-03-19 21:00 | 0.78527 | 0.35024 | 392401
2016-03-19 22:00 | 0.74493 | 0.34812 | 394474
2016-03-19 23:00 | 0.57647 | 0.33534 | 401004
2016-03-20 | 0.25255 | 0.40094 | 411271
2016-03-20 01:00 | 0.013666 | 0.46782 | 411596
2016-03-20 02:00 | 0 | 0.46235 | 403284
2016-03-20 03:00 | 0 | 0.43094 | 390083
2016-03-20 04:00 | 0 | 0.39478 | 375309
2016-03-20 05:00 | 0 | 0.37225 | 362490
2016-03-20 06:00 | 0 | 0.3551 | 352719
2016-03-20 07:00 | 0 | 0.34449 | 346932
2016-03-20 08:00 | 0 | 0.3403 | 344382
2016-03-20 09:00 | 0 | 0.33353 | 347241
2016-03-20 10:00 | 0 | 0.32019 | 354367
2016-03-20 11:00 | 0 | 0.30562 | 366569
2016-03-20 12:00 | 0 | 0.27782 | 380362
2016-03-20 13:00 | 0.10565 | 0.1628 | 392900
2016-03-20 14:00 | 0.47482 | 0.13865 | 399596
2016-03-20 15:00 | 0.7565 | 0.11809 | 400534
2016-03-20 16:00 | 0.82762 | 0.10343 | 400810
2016-03-20 17:00 | 0.82344 | 0.088605 | 400102
2016-03-20 18:00 | 0.80854 | 0.080349 | 397444
2016-03-20 19:00 | 0.7974 | 0.078568 | 395478
2016-03-20 20:00 | 0.8028 | 0.079986 | 395877
2016-03-20 21:00 | 0.80291 | 0.080602 | 399662
2016-03-20 22:00 | 0.77442 | 0.076762 | 405572
2016-03-20 23:00 | 0.62439 | 0.10153 | 416082
2016-03-21 | 0.28832 | 0.2049 | 427870
2016-03-21 01:00 | 0.013208 | 0.37275 | 429768
2016-03-21 02:00 | 0 | 0.51933 | 419224
2016-03-21 03:00 | 0 | 0.60119 | 404100
2016-03-21 04:00 | 0 | 0.65206 | 386926
2016-03-21 05:00 | 0 | 0.67689 | 374439
2016-03-21 06:00 | 0 | 0.68924 | 366584
2016-03-21 07:00 | 0 | 0.70114 | 363565
2016-03-21 08:00 | 0 | 0.70856 | 367334
2016-03-21 09:00 | 0 | 0.69639 | 382061
2016-03-21 10:00 | 0 | 0.67715 | 414117
2016-03-21 11:00 | 0 | 0.66263 | 446242
2016-03-21 12:00 | 0 | 0.63804 | 459193
2016-03-21 13:00 | 0.084603 | 0.45243 | 458799
2016-03-21 14:00 | 0.47507 | 0.3878 | 454396
2016-03-21 15:00 | 0.67852 | 0.5317 | 448158
2016-03-21 16:00 | 0.73233 | 0.56957 | 440472
2016-03-21 17:00 | 0.73682 | 0.60291 | 433201
2016-03-21 18:00 | 0.72393 | 0.62105 | 426170
2016-03-21 19:00 | 0.71196 | 0.62974 | 420613
2016-03-21 20:00 | 0.70515 | 0.6337 | 417130
2016-03-21 21:00 | 0.68263 | 0.64065 | 417140
2016-03-21 22:00 | 0.61868 | 0.65108 | 419473
2016-03-21 23:00 | 0.48144 | 0.72125 | 429597
2016-03-22 | 0.20562 | 0.80819 | 443841
2016-03-22 01:00 | 0.013768 | 0.82556 | 443516
2016-03-22 02:00 | 0 | 0.80536 | 429343
2016-03-22 03:00 | 0 | 0.77631 | 409902
2016-03-22 04:00 | 0 | 0.75002 | 391147
2016-03-22 05:00 | 0 | 0.72676 | 378205
2016-03-22 06:00 | 0 | 0.71103 | 369958
2016-03-22 07:00 | 0 | 0.69644 | 367249
2016-03-22 08:00 | 0 | 0.67779 | 370148
2016-03-22 09:00 | 0 | 0.64854 | 384088
2016-03-22 10:00 | 0 | 0.62374 | 415444
2016-03-22 11:00 | 0 | 0.60372 | 444966
2016-03-22 12:00 | 0 | 0.58099 | 452497
2016-03-22 13:00 | 0.06923 | 0.48642 | 447072
2016-03-22 14:00 | 0.39707 | 0.41342 | 440164
2016-03-22 15:00 | 0.6225 | 0.40253 | 433376
2016-03-22 16:00 | 0.70842 | 0.42884 | 426274
2016-03-22 17:00 | 0.72425 | 0.44559 | 419962
2016-03-22 18:00 | 0.72324 | 0.45445 | 415490
2016-03-22 19:00 | 0.71969 | 0.472 | 410986
2016-03-22 20:00 | 0.72235 | 0.49698 | 408946
2016-03-22 21:00 | 0.7125 | 0.52396 | 409661
2016-03-22 22:00 | 0.65709 | 0.55496 | 411033
2016-03-22 23:00 | 0.54225 | 0.61616 | 417740
2016-03-23 | 0.27768 | 0.7139 | 429407
2016-03-23 01:00 | 0.024288 | 0.76447 | 427410
2016-03-23 02:00 | 0 | 0.77784 | 412169
2016-03-23 03:00 | 0 | 0.78309 | 392077
2016-03-23 04:00 | 0 | 0.78837 | 371435
2016-03-23 05:00 | 0 | 0.78503 | 355275
2016-03-23 06:00 | 0 | 0.77687 | 344743
2016-03-23 07:00 | 0 | 0.77337 | 338507
2016-03-23 08:00 | 0 | 0.77586 | 340284
2016-03-23 09:00 | 0 | 0.77125 | 351735
2016-03-23 10:00 | 0 | 0.7618 | 379557
2016-03-23 11:00 | 0 | 0.75988 | 406573
2016-03-23 12:00 | 9.67e-08 | 0.75883 | 417572
2016-03-23 13:00 | 0.097658 | 0.7442 | 420523
2016-03-23 14:00 | 0.43713 | 0.74006 | 423590
2016-03-23 15:00 | 0.69325 | 0.75738 | 423947
2016-03-23 16:00 | 0.78223 | 0.75533 | 421960
2016-03-23 17:00 | 0.78927 | 0.74865 | 421085
2016-03-23 18:00 | 0.7785 | 0.74016 | 420827
2016-03-23 19:00 | 0.76859 | 0.73868 | 420457
2016-03-23 20:00 | 0.77106 | 0.74345 | 421559
2016-03-23 21:00 | 0.76589 | 0.74666 | 423750
2016-03-23 22:00 | 0.73655 | 0.74369 | 424144
2016-03-23 23:00 | 0.61953 | 0.74081 | 428453
2016-03-24 | 0.35409 | 0.73479 | 436285
2016-03-24 01:00 | 0.02771 | 0.72463 | 431813
2016-03-24 02:00 | 0 | 0.70202 | 415184
2016-03-24 03:00 | 0 | 0.68986 | 393248
2016-03-24 04:00 | 0 | 0.69006 | 370780
2016-03-24 05:00 | 0 | 0.71397 | 353765
2016-03-24 06:00 | 0 | 0.74072 | 342199
2016-03-24 07:00 | 0 | 0.74874 | 335265
2016-03-24 08:00 | 0 | 0.74416 | 334414
2016-03-24 09:00 | 0 | 0.73375 | 344570
2016-03-24 10:00 | 0 | 0.71309 | 369985
2016-03-24 11:00 | 0 | 0.6831 | 397052
2016-03-24 12:00 | 2.26e-06 | 0.64913 | 410677
2016-03-24 13:00 | 0.12014 | 0.53282 | 417690
2016-03-24 14:00 | 0.51547 | 0.51032 | 424441
2016-03-24 15:00 | 0.81388 | 0.50454 | 426778
2016-03-24 16:00 | 0.85689 | 0.47485 | 426376
2016-03-24 17:00 | 0.85134 | 0.43961 | 425775
2016-03-24 18:00 | 0.83046 | 0.40342 | 424162
2016-03-24 19:00 | 0.81321 | 0.36747 | 422130
2016-03-24 20:00 | 0.81334 | 0.33007 | 421635
2016-03-24 21:00 | 0.8064 | 0.29549 | 422036
2016-03-24 22:00 | 0.76854 | 0.26655 | 421562
2016-03-24 23:00 | 0.64181 | 0.25429 | 424048
2016-03-25 | 0.33885 | 0.33479 | 429148
2016-03-25 01:00 | 0.029002 | 0.42032 | 426822
2016-03-25 02:00 | 0 | 0.49966 | 411393
2016-03-25 03:00 | 0 | 0.55927 | 391348
2016-03-25 04:00 | 0 | 0.58994 | 370618
2016-03-25 05:00 | 0 | 0.59172 | 353765
2016-03-25 06:00 | 0 | 0.57554 | 342034
2016-03-25 07:00 | 0 | 0.55317 | 335251
2016-03-25 08:00 | 0 | 0.53047 | 334299
2016-03-25 09:00 | 0 | 0.51296 | 340714
2016-03-25 10:00 | 0 | 0.50189 | 358380
2016-03-25 11:00 | 0 | 0.50086 | 380796
2016-03-25 12:00 | 4.3e-06 | 0.48732 | 397205
2016-03-25 13:00 | 0.10721 | 0.32589 | 410507
2016-03-25 14:00 | 0.50987 | 0.29951 | 419029
2016-03-25 15:00 | 0.74584 | 0.45695 | 420350
2016-03-25 16:00 | 0.78028 | 0.47915 | 417424
2016-03-25 17:00 | 0.78702 | 0.46711 | 413151
2016-03-25 18:00 | 0.77783 | 0.45696 | 409258
2016-03-25 19:00 | 0.76559 | 0.4523 | 405291
2016-03-25 20:00 | 0.76501 | 0.45435 | 402461
2016-03-25 21:00 | 0.75487 | 0.47036 | 401640
2016-03-25 22:00 | 0.71053 | 0.49718 | 399619
2016-03-25 23:00 | 0.59164 | 0.55468 | 400658
2016-03-26 | 0.32189 | 0.64549 | 407842
2016-03-26 01:00 | 0.030742 | 0.66823 | 406429
2016-03-26 02:00 | 0 | 0.66325 | 396327
2016-03-26 03:00 | 0 | 0.64395 | 381589
2016-03-26 04:00 | 0 | 0.60896 | 365218
2016-03-26 05:00 | 0 | 0.57102 | 350691
2016-03-26 06:00 | 0 | 0.53582 | 340886
2016-03-26 07:00 | 0 | 0.50615 | 333906
2016-03-26 08:00 | 0 | 0.48604 | 331611
2016-03-26 09:00 | 0 | 0.46936 | 334220
2016-03-26 10:00 | 0 | 0.45182 | 342424
2016-03-26 11:00 | 0 | 0.43857 | 354664
2016-03-26 12:00 | 1.08e-05 | 0.40699 | 369423
2016-03-26 13:00 | 0.099074 | 0.34338 | 382245
2016-03-26 14:00 | 0.48158 | 0.35949 | 389687
2016-03-26 15:00 | 0.75002 | 0.35343 | 391379
2016-03-26 16:00 | 0.78258 | 0.31691 | 389794
2016-03-26 17:00 | 0.7895 | 0.27984 | 385681
2016-03-26 18:00 | 0.77981 | 0.25716 | 381045
2016-03-26 19:00 | 0.76697 | 0.24441 | 378689
2016-03-26 20:00 | 0.76149 | 0.2371 | 378613
2016-03-26 21:00 | 0.74797 | 0.23025 | 380015
2016-03-26 22:00 | 0.70987 | 0.2299 | 382175
2016-03-26 23:00 | 0.59783 | 0.254 | 387402
2016-03-27 | 0.34871 | 0.34118 | 397354
2016-03-27 01:00 | 0.032405 | 0.39886 | 397754
2016-03-27 02:00 | 0 | 0.42624 | 389218
2016-03-27 03:00 | 0 | 0.4471 | 375683
2016-03-27 04:00 | 0 | 0.45505 | 359203
2016-03-27 05:00 | 0 | 0.46959 | 343173
2016-03-27 06:00 | 0 | 0.48635 | 331201
2016-03-27 07:00 | 0 | 0.49493 | 323577
2016-03-27 08:00 | 0 | 0.50239 | 320006
2016-03-27 09:00 | 0 | 0.50656 | 321002
2016-03-27 10:00 | 0 | 0.5027 | 326695
2016-03-27 11:00 | 0 | 0.48262 | 335550
2016-03-27 12:00 | 1.96e-05 | 0.44359 | 350038
2016-03-27 13:00 | 0.17421 | 0.2946 | 364893
2016-03-27 14:00 | 0.53376 | 0.22449 | 373526
2016-03-27 15:00 | 0.75593 | 0.22582 | 376118
2016-03-27 16:00 | 0.82464 | 0.20706 | 376696
2016-03-27 17:00 | 0.83248 | 0.18389 | 374050
2016-03-27 18:00 | 0.81661 | 0.17155 | 369424
2016-03-27 19:00 | 0.80371 | 0.1685 | 366593
2016-03-27 20:00 | 0.80266 | 0.1712 | 365917
2016-03-27 21:00 | 0.79372 | 0.17163 | 366194
2016-03-27 22:00 | 0.75906 | 0.16203 | 369738
2016-03-27 23:00 | 0.6291 | 0.14563 | 378549
2016-03-28 | 0.33293 | 0.17874 | 389831
2016-03-28 01:00 | 0.027293 | 0.26863 | 391812
2016-03-28 02:00 | 0 | 0.39423 | 382930
2016-03-28 03:00 | 0 | 0.51946 | 368065
2016-03-28 04:00 | 0 | 0.61095 | 350485
2016-03-28 05:00 | 0 | 0.65118 | 337077
2016-03-28 06:00 | 0 | 0.66844 | 328173
2016-03-28 07:00 | 0 | 0.667 | 323301
2016-03-28 08:00 | 0 | 0.65077 | 324491
2016-03-28 09:00 | 0 | 0.61352 | 337024
2016-03-28 10:00 | 0 | 0.57211 | 363343
2016-03-28 11:00 | 0 | 0.53721 | 392770
2016-03-28 12:00 | 3.59e-05 | 0.49832 | 410892
2016-03-28 13:00 | 0.15934 | 0.28412 | 421543
2016-03-28 14:00 | 0.45115 | 0.16615 | 429601
2016-03-28 15:00 | 0.62947 | 0.25324 | 432761
2016-03-28 16:00 | 0.67901 | 0.3432 | 432650
2016-03-28 17:00 | 0.69209 | 0.36358 | 432249
2016-03-28 18:00 | 0.68845 | 0.36643 | 431364
2016-03-28 19:00 | 0.67649 | 0.37254 | 429831
2016-03-28 20:00 | 0.66255 | 0.38502 | 428490
2016-03-28 21:00 | 0.63301 | 0.40629 | 429216
2016-03-28 22:00 | 0.57622 | 0.44064 | 428639
2016-03-28 23:00 | 0.45245 | 0.53313 | 430926
2016-03-29 | 0.22162 | 0.72946 | 437328
2016-03-29 01:00 | 0.025598 | 0.81475 | 433906
2016-03-29 02:00 | 0 | 0.84275 | 417820
2016-03-29 03:00 | 0 | 0.84903 | 396910
2016-03-29 04:00 | 0 | 0.83263 | 375069
2016-03-29 05:00 | 0 | 0.80619 | 359006
2016-03-29 06:00 | 0 | 0.77068 | 348076
2016-03-29 07:00 | 0 | 0.72998 | 342509
2016-03-29 08:00 | 0 | 0.69392 | 342496
2016-03-29 09:00 | 0 | 0.66328 | 353594
2016-03-29 10:00 | 0 | 0.64833 | 381057
2016-03-29 11:00 | 0 | 0.6392 | 409016
2016-03-29 12:00 | 2.38e-05 | 0.61178 | 421276
2016-03-29 13:00 | 0.11542 | 0.44337 | 426116
2016-03-29 14:00 | 0.42148 | 0.4269 | 430112
2016-03-29 15:00 | 0.63324 | 0.57523 | 429882
2016-03-29 16:00 | 0.69179 | 0.62286 | 426445
2016-03-29 17:00 | 0.7061 | 0.65843 | 423530
2016-03-29 18:00 | 0.6982 | 0.68548 | 419707
2016-03-29 19:00 | 0.68492 | 0.70206 | 414668
2016-03-29 20:00 | 0.66905 | 0.7107 | 411618
2016-03-29 21:00 | 0.63515 | 0.71961 | 410978
2016-03-29 22:00 | 0.55425 | 0.74026 | 411659
2016-03-29 23:00 | 0.4037 | 0.76524 | 416763
2016-03-30 | 0.21613 | 0.77773 | 428876
2016-03-30 01:00 | 0.028195 | 0.77974 | 426869
2016-03-30 02:00 | 0 | 0.7737 | 411229
2016-03-30 03:00 | 0 | 0.76011 | 391943
2016-03-30 04:00 | 0 | 0.73758 | 373299
2016-03-30 05:00 | 0 | 0.71201 | 358903
2016-03-30 06:00 | 0 | 0.68761 | 348692
2016-03-30 07:00 | 0 | 0.65931 | 343985
2016-03-30 08:00 | 0 | 0.64154 | 345324
2016-03-30 09:00 | 0 | 0.63297 | 354962
2016-03-30 10:00 | 0 | 0.63587 | 382679
2016-03-30 11:00 | 0 | 0.63763 | 409373
2016-03-30 12:00 | 2.25e-05 | 0.62837 | 419980
2016-03-30 13:00 | 0.11639 | 0.51875 | 423396
2016-03-30 14:00 | 0.4599 | 0.48637 | 425989
2016-03-30 15:00 | 0.70717 | 0.50785 | 425878
2016-03-30 16:00 | 0.7562 | 0.53168 | 423641
2016-03-30 17:00 | 0.75533 | 0.5393 | 422023
2016-03-30 18:00 | 0.74534 | 0.54699 | 419795
2016-03-30 19:00 | 0.73461 | 0.54985 | 420096
2016-03-30 20:00 | 0.73137 | 0.55505 | 419362
2016-03-30 21:00 | 0.71963 | 0.56184 | 420230
2016-03-30 22:00 | 0.68629 | 0.5592 | 421131
2016-03-30 23:00 | 0.57512 | 0.56433 | 425611
2016-03-31 | 0.33737 | 0.60333 | 434380
2016-03-31 01:00 | 0.048423 | 0.61564 | 429456
2016-03-31 02:00 | 0 | 0.61699 | 412312
2016-03-31 03:00 | 0 | 0.62069 | 392062
2016-03-31 04:00 | 0 | 0.62931 | 370608
2016-03-31 05:00 | 0 | 0.63467 | 354013
2016-03-31 06:00 | 0 | 0.63147 | 341985
2016-03-31 07:00 | 0 | 0.61948 | 334931
2016-03-31 08:00 | 0 | 0.61723 | 334585
2016-03-31 09:00 | 0 | 0.60244 | 343135
2016-03-31 10:00 | 0 | 0.58083 | 366257
2016-03-31 11:00 | 0 | 0.56716 | 392250
2016-03-31 12:00 | 8.57e-05 | 0.54355 | 405935
2016-03-31 13:00 | 0.17681 | 0.48078 | 415097
2016-03-31 14:00 | 0.51824 | 0.55387 | 424306
2016-03-31 15:00 | 0.7487 | 0.57016 | 429177
2016-03-31 16:00 | 0.80985 | 0.57258 | 430678
2016-03-31 17:00 | 0.80772 | 0.57002 | 432261
2016-03-31 18:00 | 0.78671 | 0.56939 | 433513
2016-03-31 19:00 | 0.76381 | 0.57165 | 433019
2016-03-31 20:00 | 0.74799 | 0.57893 | 433947
2016-03-31 21:00 | 0.7194 | 0.58571 | 435573
2016-03-31 22:00 | 0.65811 | 0.59 | 434337
2016-03-31 23:00 | 0.53924 | 0.58517 | 435426
2016-04-01 | 0.31714 | 0.5966 | 439296
2016-04-01 01:00 | 0.051001 | 0.65921 | 434590
2016-04-01 02:00 | 1.72e-07 | 0.67166 | 417220
2016-04-01 03:00 | 0 | 0.65244 | 396361
2016-04-01 04:00 | 0 | 0.63952 | 373765
2016-04-01 05:00 | 0 | 0.62403 | 355606
2016-04-01 06:00 | 0 | 0.60046 | 342598
2016-04-01 07:00 | 0 | 0.5832 | 334101
2016-04-01 08:00 | 0 | 0.56041 | 332912
2016-04-01 09:00 | 0 | 0.54163 | 340789
2016-04-01 10:00 | 0 | 0.53431 | 363022
2016-04-01 11:00 | 0 | 0.52717 | 389519
2016-04-01 12:00 | 2.88e-05 | 0.48394 | 404981
2016-04-01 13:00 | 0.11849 | 0.42564 | 416209
2016-04-01 14:00 | 0.50643 | 0.53191 | 425683
2016-04-01 15:00 | 0.71205 | 0.55328 | 430139
2016-04-01 16:00 | 0.80358 | 0.53229 | 430453
2016-04-01 17:00 | 0.80649 | 0.52367 | 429766
2016-04-01 18:00 | 0.79711 | 0.53685 | 427550
2016-04-01 19:00 | 0.78676 | 0.57278 | 424573
2016-04-01 20:00 | 0.79112 | 0.6198 | 421807
2016-04-01 21:00 | 0.79026 | 0.65705 | 419340
2016-04-01 22:00 | 0.76968 | 0.661 | 415624
2016-04-01 23:00 | 0.66955 | 0.61496 | 414611
2016-04-02 | 0.43002 | 0.58274 | 419217
2016-04-02 01:00 | 0.057277 | 0.61196 | 416423
2016-04-02 02:00 | 4.28e-07 | 0.6101 | 404928
2016-04-02 03:00 | 0 | 0.62194 | 388010
2016-04-02 04:00 | 0 | 0.63792 | 368271
2016-04-02 05:00 | 0 | 0.64176 | 353021
2016-04-02 06:00 | 0 | 0.64462 | 341050
2016-04-02 07:00 | 0 | 0.65186 | 332783
2016-04-02 08:00 | 0 | 0.66623 | 329988
2016-04-02 09:00 | 0 | 0.68346 | 333243
2016-04-02 10:00 | 0 | 0.70578 | 342208
2016-04-02 11:00 | 0 | 0.72345 | 355236
2016-04-02 12:00 | 0.00010103 | 0.70906 | 369959
2016-04-02 13:00 | 0.17573 | 0.4925 | 384596
2016-04-02 14:00 | 0.59396 | 0.37497 | 393724
2016-04-02 15:00 | 0.78576 | 0.42251 | 396754
2016-04-02 16:00 | 0.87259 | 0.47457 | 394001
2016-04-02 17:00 | 0.8741 | 0.45233 | 389895
2016-04-02 18:00 | 0.8589 | 0.41807 | 385511
2016-04-02 19:00 | 0.84832 | 0.3895 | 381717
2016-04-02 20:00 | 0.85337 | 0.37077 | 380927
2016-04-02 21:00 | 0.85416 | 0.35297 | 382002
2016-04-02 22:00 | 0.82824 | 0.33309 | 383591
2016-04-02 23:00 | 0.71102 | 0.29737 | 388056
2016-04-03 | 0.42536 | 0.32238 | 397214
2016-04-03 01:00 | 0.055891 | 0.38622 | 399248
2016-04-03 02:00 | 7.32e-08 | 0.47334 | 390446
2016-04-03 03:00 | 0 | 0.58523 | 377150
2016-04-03 04:00 | 0 | 0.72924 | 361280
2016-04-03 05:00 | 0 | 0.81261 | 347844
2016-04-03 06:00 | 0 | 0.8602 | 338151
2016-04-03 07:00 | 0 | 0.88614 | 332824
2016-04-03 08:00 | 0 | 0.89528 | 331348
2016-04-03 09:00 | 0 | 0.88984 | 333588
2016-04-03 10:00 | 0 | 0.87702 | 341431
2016-04-03 11:00 | 0 | 0.86846 | 351983
2016-04-03 12:00 | 9.98e-05 | 0.83597 | 364633
2016-04-03 13:00 | 0.17905 | 0.57106 | 374386
2016-04-03 14:00 | 0.56789 | 0.42557 | 378868
2016-04-03 15:00 | 0.74745 | 0.56184 | 378196
2016-04-03 16:00 | 0.84739 | 0.65207 | 377267
2016-04-03 17:00 | 0.84977 | 0.6765 | 375638
2016-04-03 18:00 | 0.83207 | 0.68132 | 373692
2016-04-03 19:00 | 0.81972 | 0.68431 | 372138
2016-04-03 20:00 | 0.82077 | 0.68366 | 374893
2016-04-03 21:00 | 0.81629 | 0.68391 | 380097
2016-04-03 22:00 | 0.77984 | 0.67603 | 386300
2016-04-03 23:00 | 0.65318 | 0.67566 | 393963
2016-04-04 | 0.38197 | 0.70953 | 405691
2016-04-04 01:00 | 0.048543 | 0.75585 | 406544
2016-04-04 02:00 | 2.43e-06 | 0.75368 | 393610
2016-04-04 03:00 | 0 | 0.71619 | 376446
2016-04-04 04:00 | 0 | 0.65417 | 357190
2016-04-04 05:00 | 0 | 0.58642 | 342504
2016-04-04 06:00 | 0 | 0.53003 | 332944
2016-04-04 07:00 | 0 | 0.48581 | 327624
2016-04-04 08:00 | 0 | 0.45391 | 328757
2016-04-04 09:00 | 0 | 0.42258 | 342155
2016-04-04 10:00 | 0 | 0.40122 | 371782
2016-04-04 11:00 | 0 | 0.39269 | 399995
2016-04-04 12:00 | 0.00010661 | 0.34851 | 411957
2016-04-04 13:00 | 0.22007 | 0.19413 | 417396
2016-04-04 14:00 | 0.51159 | 0.12219 | 422326
2016-04-04 15:00 | 0.70158 | 0.13833 | 424961
2016-04-04 16:00 | 0.79367 | 0.15075 | 426317
2016-04-04 17:00 | 0.80543 | 0.14297 | 428527
2016-04-04 18:00 | 0.79267 | 0.14008 | 430624
2016-04-04 19:00 | 0.78025 | 0.14504 | 432786
2016-04-04 20:00 | 0.77527 | 0.15647 | 436918
2016-04-04 21:00 | 0.75925 | 0.17012 | 441503
2016-04-04 22:00 | 0.70977 | 0.19388 | 444042
2016-04-04 23:00 | 0.59772 | 0.26271 | 445816
2016-04-05 | 0.35436 | 0.53783 | 451312
2016-04-05 01:00 | 0.058307 | 0.72267 | 446412
2016-04-05 02:00 | 4.72e-06 | 0.80118 | 427575
2016-04-05 03:00 | 0 | 0.83682 | 404221
2016-04-05 04:00 | 0 | 0.85382 | 382051
2016-04-05 05:00 | 0 | 0.85653 | 364334
2016-04-05 06:00 | 0 | 0.84564 | 352651
2016-04-05 07:00 | 0 | 0.82941 | 345982
2016-04-05 08:00 | 0 | 0.81685 | 346231
2016-04-05 09:00 | 0 | 0.79776 | 359065
2016-04-05 10:00 | 0 | 0.78683 | 388043
2016-04-05 11:00 | 0 | 0.78126 | 415330
2016-04-05 12:00 | 0.0001286 | 0.74126 | 425343
2016-04-05 13:00 | 0.20167 | 0.60423 | 429582
2016-04-05 14:00 | 0.55182 | 0.64645 | 433786
2016-04-05 15:00 | 0.74602 | 0.78578 | 434652
2016-04-05 16:00 | 0.83219 | 0.82691 | 433606
2016-04-05 17:00 | 0.82441 | 0.81718 | 433699
2016-04-05 18:00 | 0.80344 | 0.8147 | 433874
2016-04-05 19:00 | 0.78887 | 0.81738 | 434463
2016-04-05 20:00 | 0.78866 | 0.81742 | 436496
2016-04-05 21:00 | 0.78236 | 0.82444 | 440088
2016-04-05 22:00 | 0.74996 | 0.83566 | 442738
2016-04-05 23:00 | 0.63945 | 0.84208 | 446832
2016-04-06 | 0.3941 | 0.85733 | 457670
2016-04-06 01:00 | 0.062109 | 0.85712 | 455270
2016-04-06 02:00 | 8.92e-06 | 0.8534 | 437545
2016-04-06 03:00 | 0 | 0.8522 | 414687
2016-04-06 04:00 | 0 | 0.84169 | 394336
2016-04-06 05:00 | 0 | 0.82836 | 377399
2016-04-06 06:00 | 0 | 0.82141 | 365727
2016-04-06 07:00 | 0 | 0.81901 | 359665
2016-04-06 08:00 | 0 | 0.81459 | 359740
2016-04-06 09:00 | 0 | 0.8111 | 370546
2016-04-06 10:00 | 0 | 0.80653 | 398678
2016-04-06 11:00 | 0 | 0.80685 | 423477
2016-04-06 12:00 | 0.00015019 | 0.78205 | 429642
2016-04-06 13:00 | 0.21234 | 0.66023 | 430930
2016-04-06 14:00 | 0.5942 | 0.75148 | 432890
2016-04-06 15:00 | 0.7966 | 0.7839 | 432338
2016-04-06 16:00 | 0.86568 | 0.77144 | 430134
2016-04-06 17:00 | 0.87043 | 0.76529 | 429355
2016-04-06 18:00 | 0.85462 | 0.7634 | 429714
2016-04-06 19:00 | 0.84124 | 0.76361 | 429632
2016-04-06 20:00 | 0.84157 | 0.76229 | 432251
2016-04-06 21:00 | 0.83644 | 0.75296 | 435366
2016-04-06 22:00 | 0.80668 | 0.72749 | 438344
2016-04-06 23:00 | 0.68773 | 0.6696 | 443182
2016-04-07 | 0.41791 | 0.62558 | 448526
2016-04-07 01:00 | 0.058264 | 0.57415 | 443024
2016-04-07 02:00 | 9.22e-06 | 0.54059 | 424750
2016-04-07 03:00 | 0 | 0.54152 | 401619
2016-04-07 04:00 | 0 | 0.57265 | 378658
2016-04-07 05:00 | 0 | 0.61934 | 361094
2016-04-07 06:00 | 0 | 0.67869 | 348949
2016-04-07 07:00 | 0 | 0.71883 | 342122
2016-04-07 08:00 | 0 | 0.73334 | 341886
2016-04-07 09:00 | 0 | 0.74586 | 350117
2016-04-07 10:00 | 0 | 0.7553 | 376991
2016-04-07 11:00 | 0 | 0.75134 | 403392
2016-04-07 12:00 | 0.00018077 | 0.70288 | 414841
2016-04-07 13:00 | 0.18455 | 0.51539 | 421774
2016-04-07 14:00 | 0.45268 | 0.57038 | 428430
2016-04-07 15:00 | 0.61169 | 0.67892 | 431891
2016-04-07 16:00 | 0.69391 | 0.69699 | 433514
2016-04-07 17:00 | 0.71785 | 0.69419 | 435105
2016-04-07 18:00 | 0.71653 | 0.69293 | 436583
2016-04-07 19:00 | 0.70349 | 0.69456 | 438358
2016-04-07 20:00 | 0.69156 | 0.69829 | 441584
2016-04-07 21:00 | 0.66178 | 0.70206 | 444346
2016-04-07 22:00 | 0.59484 | 0.70377 | 443858
2016-04-07 23:00 | 0.46479 | 0.70405 | 443415
2016-04-08 | 0.26294 | 0.73273 | 447159
2016-04-08 01:00 | 0.034304 | 0.81498 | 442404
2016-04-08 02:00 | 6.17e-06 | 0.79935 | 424868
2016-04-08 03:00 | 0 | 0.74673 | 402749
2016-04-08 04:00 | 0 | 0.66113 | 380965
2016-04-08 05:00 | 0 | 0.57212 | 363625
2016-04-08 06:00 | 0 | 0.49886 | 351875
2016-04-08 07:00 | 0 | 0.45246 | 345250
2016-04-08 08:00 | 0 | 0.42976 | 345398
2016-04-08 09:00 | 0 | 0.41255 | 355321
2016-04-08 10:00 | 0 | 0.40299 | 380433
2016-04-08 11:00 | 0 | 0.40403 | 404672
2016-04-08 12:00 | 0.00019621 | 0.37346 | 414752
2016-04-08 13:00 | 0.13043 | 0.28726 | 420576
2016-04-08 14:00 | 0.32893 | 0.35974 | 426123
2016-04-08 15:00 | 0.47923 | 0.40847 | 429033
2016-04-08 16:00 | 0.56504 | 0.40638 | 428742
2016-04-08 17:00 | 0.60355 | 0.39529 | 428449
2016-04-08 18:00 | 0.60945 | 0.38606 | 428302
2016-04-08 19:00 | 0.60158 | 0.37855 | 426825
2016-04-08 20:00 | 0.58587 | 0.3712 | 426716
2016-04-08 21:00 | 0.54238 | 0.36412 | 426130
2016-04-08 22:00 | 0.47103 | 0.35499 | 423852
2016-04-08 23:00 | 0.34663 | 0.34678 | 422141
2016-04-09 | 0.18013 | 0.40102 | 427867
2016-04-09 01:00 | 0.017252 | 0.58222 | 426624
2016-04-09 02:00 | 9.18e-08 | 0.65128 | 415274
2016-04-09 03:00 | 0 | 0.6558 | 399143
2016-04-09 04:00 | 0 | 0.62961 | 381061
2016-04-09 05:00 | 0 | 0.60126 | 367048
2016-04-09 06:00 | 0 | 0.58213 | 356187
2016-04-09 07:00 | 0 | 0.56636 | 349844
2016-04-09 08:00 | 0 | 0.55456 | 347363
2016-04-09 09:00 | 0 | 0.53678 | 351170
2016-04-09 10:00 | 0 | 0.52376 | 359217
2016-04-09 11:00 | 0 | 0.51988 | 369960
2016-04-09 12:00 | 0.0002203 | 0.50067 | 383239
2016-04-09 13:00 | 0.16668 | 0.49479 | 394503
2016-04-09 14:00 | 0.43552 | 0.50625 | 402159
2016-04-09 15:00 | 0.61325 | 0.53502 | 404535
2016-04-09 16:00 | 0.6776 | 0.56914 | 403425
2016-04-09 17:00 | 0.68742 | 0.60684 | 401764
2016-04-09 18:00 | 0.68223 | 0.64243 | 399211
2016-04-09 19:00 | 0.67524 | 0.67793 | 396576
2016-04-09 20:00 | 0.66736 | 0.70616 | 396480
2016-04-09 21:00 | 0.6397 | 0.73082 | 396600
2016-04-09 22:00 | 0.57814 | 0.74874 | 397334
2016-04-09 23:00 | 0.46216 | 0.76334 | 400185
2016-04-10 | 0.26481 | 0.82262 | 410290
2016-04-10 01:00 | 0.025691 | 0.88353 | 412863
2016-04-10 02:00 | 1.24e-07 | 0.91312 | 404305
2016-04-10 03:00 | 0 | 0.91207 | 391068
2016-04-10 04:00 | 0 | 0.8937 | 376051
2016-04-10 05:00 | 0 | 0.87162 | 363926
2016-04-10 06:00 | 0 | 0.84217 | 354621
2016-04-10 07:00 | 0 | 0.81261 | 348915
2016-04-10 08:00 | 0 | 0.78544 | 347315
2016-04-10 09:00 | 0 | 0.76987 | 348954
2016-04-10 10:00 | 0 | 0.75326 | 354885
2016-04-10 11:00 | 0 | 0.73253 | 362477
2016-04-10 12:00 | 0.0004577 | 0.64839 | 371109
2016-04-10 13:00 | 0.21617 | 0.51696 | 379666
2016-04-10 14:00 | 0.47058 | 0.58866 | 385109
2016-04-10 15:00 | 0.64559 | 0.62437 | 386806
2016-04-10 16:00 | 0.70336 | 0.61651 | 388802
2016-04-10 17:00 | 0.70245 | 0.59713 | 388882
2016-04-10 18:00 | 0.68632 | 0.5822 | 388785
2016-04-10 19:00 | 0.66099 | 0.57585 | 388616
2016-04-10 20:00 | 0.63296 | 0.57706 | 391078
2016-04-10 21:00 | 0.5837 | 0.58005 | 395313
2016-04-10 22:00 | 0.49806 | 0.58817 | 399719
2016-04-10 23:00 | 0.37786 | 0.61608 | 405711
2016-04-11 | 0.20409 | 0.68183 | 416358
2016-04-11 01:00 | 0.041129 | 0.72508 | 415376
2016-04-11 02:00 | 1.79e-06 | 0.69799 | 401510
2016-04-11 03:00 | 0 | 0.65286 | 383794
2016-04-11 04:00 | 0 | 0.62684 | 365234
2016-04-11 05:00 | 0 | 0.6089 | 350424
2016-04-11 06:00 | 0 | 0.60477 | 340447
2016-04-11 07:00 | 0 | 0.58893 | 335183
2016-04-11 08:00 | 0 | 0.57633 | 337219
2016-04-11 09:00 | 0 | 0.5399 | 348728
2016-04-11 10:00 | 0 | 0.49536 | 376332
2016-04-11 11:00 | 0 | 0.4863 | 402260
2016-04-11 12:00 | 0.0003739 | 0.42693 | 414026
2016-04-11 13:00 | 0.20326 | 0.42161 | 421216
2016-04-11 14:00 | 0.48129 | 0.46264 | 427489
2016-04-11 15:00 | 0.67303 | 0.45591 | 430492
2016-04-11 16:00 | 0.74956 | 0.42682 | 430721
2016-04-11 17:00 | 0.75109 | 0.39298 | 431134
2016-04-11 18:00 | 0.73532 | 0.36103 | 431481
2016-04-11 19:00 | 0.72218 | 0.33781 | 431842
2016-04-11 20:00 | 0.71725 | 0.32411 | 432855
2016-04-11 21:00 | 0.70064 | 0.31103 | 434795
2016-04-11 22:00 | 0.65612 | 0.29475 | 434879
2016-04-11 23:00 | 0.54715 | 0.27291 | 435622
2016-04-12 | 0.34327 | 0.30642 | 440493
2016-04-12 01:00 | 0.070271 | 0.44416 | 436390
2016-04-12 02:00 | 1.99e-05 | 0.52991 | 419168
2016-04-12 03:00 | 0 | 0.52932 | 396397
2016-04-12 04:00 | 0 | 0.51495 | 375364
2016-04-12 05:00 | 0 | 0.49538 | 357673
2016-04-12 06:00 | 0 | 0.46568 | 345682
2016-04-12 07:00 | 0 | 0.4359 | 339401
2016-04-12 08:00 | 0 | 0.41818 | 339616
2016-04-12 09:00 | 0 | 0.41676 | 349814
2016-04-12 10:00 | 0 | 0.41895 | 376869
2016-04-12 11:00 | 0 | 0.41919 | 402783
2016-04-12 12:00 | 0.00089368 | 0.3705 | 414108
2016-04-12 13:00 | 0.17864 | 0.23714 | 420206
2016-04-12 14:00 | 0.49726 | 0.28421 | 426478
2016-04-12 15:00 | 0.66926 | 0.31718 | 428627
2016-04-12 16:00 | 0.72638 | 0.31635 | 428801
2016-04-12 17:00 | 0.7205 | 0.30342 | 429079
2016-04-12 18:00 | 0.70355 | 0.28778 | 428016
2016-04-12 19:00 | 0.68628 | 0.27533 | 426659
2016-04-12 20:00 | 0.67266 | 0.26442 | 426407
2016-04-12 21:00 | 0.64645 | 0.25433 | 426789
2016-04-12 22:00 | 0.60005 | 0.24895 | 425314
2016-04-12 23:00 | 0.49889 | 0.27171 | 426837
2016-04-13 | 0.33825 | 0.39039 | 437655
2016-04-13 01:00 | 0.085677 | 0.5207 | 436961
2016-04-13 02:00 | 2.04e-05 | 0.54957 | 419995
2016-04-13 03:00 | 0 | 0.54558 | 397238
2016-04-13 04:00 | 0 | 0.53766 | 376195
2016-04-13 05:00 | 0 | 0.5279 | 360619
2016-04-13 06:00 | 0 | 0.51844 | 349758
2016-04-13 07:00 | 0 | 0.49861 | 344004
2016-04-13 08:00 | 0 | 0.47599 | 343734
2016-04-13 09:00 | 0 | 0.45023 | 355247
2016-04-13 10:00 | 0 | 0.41998 | 383845
2016-04-13 11:00 | 0 | 0.39182 | 408309
2016-04-13 12:00 | 0.0020192 | 0.315 | 416018
2016-04-13 13:00 | 0.22167 | 0.15617 | 419496
2016-04-13 14:00 | 0.56059 | 0.13761 | 422022
2016-04-13 15:00 | 0.72045 | 0.20522 | 422677
2016-04-13 16:00 | 0.78642 | 0.22584 | 421635
2016-04-13 17:00 | 0.78653 | 0.22622 | 421421
2016-04-13 18:00 | 0.77901 | 0.23298 | 420318
2016-04-13 19:00 | 0.77395 | 0.24309 | 419147
2016-04-13 20:00 | 0.77322 | 0.2514 | 419580
2016-04-13 21:00 | 0.76472 | 0.25162 | 420450
2016-04-13 22:00 | 0.72679 | 0.25585 | 420714
2016-04-13 23:00 | 0.6212 | 0.29751 | 423466
2016-04-14 | 0.42727 | 0.47007 | 433333
2016-04-14 01:00 | 0.10057 | 0.64702 | 431857
2016-04-14 02:00 | 6.1e-05 | 0.7007 | 415238
2016-04-14 03:00 | 0 | 0.69854 | 393102
2016-04-14 04:00 | 0 | 0.68032 | 373006
2016-04-14 05:00 | 0 | 0.65008 | 358223
2016-04-14 06:00 | 0 | 0.60878 | 347343
2016-04-14 07:00 | 0 | 0.56162 | 341993
2016-04-14 08:00 | 0 | 0.51381 | 341746
2016-04-14 09:00 | 0 | 0.46433 | 352742
2016-04-14 10:00 | 0 | 0.42398 | 380747
2016-04-14 11:00 | 0 | 0.39349 | 404590
2016-04-14 12:00 | 0.0011141 | 0.32985 | 413020
2016-04-14 13:00 | 0.27098 | 0.20115 | 416572
2016-04-14 14:00 | 0.60336 | 0.22237 | 420562
2016-04-14 15:00 | 0.75834 | 0.32117 | 422502
2016-04-14 16:00 | 0.83644 | 0.37763 | 423006
2016-04-14 17:00 | 0.83717 | 0.42074 | 424556
2016-04-14 18:00 | 0.82043 | 0.46297 | 425327
2016-04-14 19:00 | 0.80748 | 0.50692 | 425102
2016-04-14 20:00 | 0.80453 | 0.54742 | 425819
2016-04-14 21:00 | 0.79345 | 0.57883 | 426379
2016-04-14 22:00 | 0.75339 | 0.60199 | 425115
2016-04-14 23:00 | 0.65115 | 0.6402 | 426133
2016-04-15 | 0.43706 | 0.74127 | 434114
2016-04-15 01:00 | 0.111 | 0.83564 | 432498
2016-04-15 02:00 | 7.57e-05 | 0.84661 | 415650
2016-04-15 03:00 | 0 | 0.85185 | 394724
2016-04-15 04:00 | 0 | 0.84843 | 372955
2016-04-15 05:00 | 0 | 0.84553 | 354842
2016-04-15 06:00 | 0 | 0.83761 | 343301
2016-04-15 07:00 | 0 | 0.82272 | 337169
2016-04-15 08:00 | 0 | 0.79571 | 336380
2016-04-15 09:00 | 0 | 0.76189 | 347158
2016-04-15 10:00 | 0 | 0.73294 | 373539
2016-04-15 11:00 | 0 | 0.69513 | 396502
2016-04-15 12:00 | 0.0034037 | 0.58862 | 405688
2016-04-15 13:00 | 0.16054 | 0.52357 | 412042
2016-04-15 14:00 | 0.49417 | 0.61771 | 416745
2016-04-15 15:00 | 0.66086 | 0.66046 | 418833
2016-04-15 16:00 | 0.71855 | 0.64688 | 418523
2016-04-15 17:00 | 0.73569 | 0.63721 | 418123
2016-04-15 18:00 | 0.73355 | 0.64283 | 418358
2016-04-15 19:00 | 0.7183 | 0.65924 | 418101
2016-04-15 20:00 | 0.70388 | 0.67938 | 417358
2016-04-15 21:00 | 0.67667 | 0.69481 | 416596
2016-04-15 22:00 | 0.62613 | 0.701 | 413276
2016-04-15 23:00 | 0.53397 | 0.7115 | 410671
2016-04-16 | 0.37749 | 0.75017 | 414985
2016-04-16 01:00 | 0.12231 | 0.76881 | 414242
2016-04-16 02:00 | 0.00010106 | 0.75455 | 400649
2016-04-16 03:00 | 0 | 0.7585 | 382895
2016-04-16 04:00 | 0 | 0.75312 | 363855
2016-04-16 05:00 | 0 | 0.74624 | 347496
2016-04-16 06:00 | 0 | 0.73845 | 335417
2016-04-16 07:00 | 0 | 0.72318 | 327825
2016-04-16 08:00 | 0 | 0.71209 | 325337
2016-04-16 09:00 | 0 | 0.69997 | 327933
2016-04-16 10:00 | 0 | 0.68916 | 334746
2016-04-16 11:00 | 0 | 0.67881 | 344307
2016-04-16 12:00 | 0.0018635 | 0.60224 | 357102
2016-04-16 13:00 | 0.16762 | 0.57339 | 369331
2016-04-16 14:00 | 0.49969 | 0.63968 | 378117
2016-04-16 15:00 | 0.68417 | 0.6657 | 382861
2016-04-16 16:00 | 0.77828 | 0.68096 | 385141
2016-04-16 17:00 | 0.79122 | 0.69603 | 384341
2016-04-16 18:00 | 0.78715 | 0.70127 | 383770
2016-04-16 19:00 | 0.77712 | 0.70726 | 384101
2016-04-16 20:00 | 0.76714 | 0.70909 | 385462
2016-04-16 21:00 | 0.73931 | 0.7046 | 387085
2016-04-16 22:00 | 0.69085 | 0.68456 | 388102
2016-04-16 23:00 | 0.5908 | 0.65556 | 388037
2016-04-17 | 0.41113 | 0.65742 | 394464
2016-04-17 01:00 | 0.12968 | 0.66258 | 395190
2016-04-17 02:00 | 0.00012548 | 0.65354 | 384800
2016-04-17 03:00 | 0 | 0.64388 | 369347
2016-04-17 04:00 | 0 | 0.6317 | 351753
2016-04-17 05:00 | 0 | 0.61951 | 335850
2016-04-17 06:00 | 0 | 0.59545 | 324047
2016-04-17 07:00 | 0 | 0.57998 | 316631
2016-04-17 08:00 | 0 | 0.55458 | 313590
2016-04-17 09:00 | 0 | 0.51766 | 314738
2016-04-17 10:00 | 0 | 0.49117 | 318416
2016-04-17 11:00 | 0 | 0.45082 | 324666
2016-04-17 12:00 | 0.0023684 | 0.37376 | 336399
2016-04-17 13:00 | 0.19901 | 0.3534 | 348917
2016-04-17 14:00 | 0.54587 | 0.38593 | 357864
2016-04-17 15:00 | 0.70405 | 0.37404 | 363985
2016-04-17 16:00 | 0.80505 | 0.34147 | 369659
2016-04-17 17:00 | 0.82717 | 0.31923 | 373861
2016-04-17 18:00 | 0.8196 | 0.30737 | 377212
2016-04-17 19:00 | 0.80761 | 0.29301 | 380218
2016-04-17 20:00 | 0.80133 | 0.27275 | 385045
2016-04-17 21:00 | 0.7881 | 0.25564 | 391181
2016-04-17 22:00 | 0.74844 | 0.24939 | 396115
2016-04-17 23:00 | 0.63914 | 0.26376 | 399850
2016-04-18 | 0.43835 | 0.29972 | 409894
2016-04-18 01:00 | 0.13075 | 0.35169 | 410275
2016-04-18 02:00 | 0.00016177 | 0.38179 | 394431
2016-04-18 03:00 | 0 | 0.37136 | 373893
2016-04-18 04:00 | 0 | 0.34897 | 352812
2016-04-18 05:00 | 0 | 0.32591 | 335936
2016-04-18 06:00 | 0 | 0.31165 | 324461
2016-04-18 07:00 | 0 | 0.29576 | 317564
2016-04-18 08:00 | 0 | 0.28894 | 318785
2016-04-18 09:00 | 0 | 0.28546 | 330821
2016-04-18 10:00 | 0 | 0.28392 | 355668
2016-04-18 11:00 | 0 | 0.28355 | 379602
2016-04-18 12:00 | 0.0039937 | 0.25881 | 393054
2016-04-18 13:00 | 0.20565 | 0.26826 | 402340
2016-04-18 14:00 | 0.57841 | 0.26439 | 411514
2016-04-18 15:00 | 0.72253 | 0.24316 | 418575
2016-04-18 16:00 | 0.81743 | 0.23485 | 423926
2016-04-18 17:00 | 0.82913 | 0.23474 | 430108
2016-04-18 18:00 | 0.81733 | 0.24487 | 435650
2016-04-18 19:00 | 0.80246 | 0.25626 | 440894
2016-04-18 20:00 | 0.79279 | 0.25729 | 446123
2016-04-18 21:00 | 0.77718 | 0.24831 | 449708
2016-04-18 22:00 | 0.73503 | 0.24298 | 449607
2016-04-18 23:00 | 0.62733 | 0.24166 | 447482
2016-04-19 | 0.45737 | 0.25322 | 451741
2016-04-19 01:00 | 0.13595 | 0.30336 | 445831
2016-04-19 02:00 | 0.00019696 | 0.32861 | 423020
2016-04-19 03:00 | 0 | 0.32991 | 395905
2016-04-19 04:00 | 0 | 0.31199 | 370617
2016-04-19 05:00 | 0 | 0.28243 | 351081
2016-04-19 06:00 | 0 | 0.25672 | 335723
2016-04-19 07:00 | 0 | 0.22886 | 326292
2016-04-19 08:00 | 0 | 0.20421 | 324772
2016-04-19 09:00 | 0 | 0.18541 | 334201
2016-04-19 10:00 | 0 | 0.17092 | 357981
2016-04-19 11:00 | 0 | 0.16268 | 381298
2016-04-19 12:00 | 0.0025503 | 0.13141 | 394412
2016-04-19 13:00 | 0.19967 | 0.084687 | 403745
2016-04-19 14:00 | 0.51691 | 0.073524 | 412923
2016-04-19 15:00 | 0.70402 | 0.071202 | 420240
2016-04-19 16:00 | 0.78971 | 0.068328 | 426487
2016-04-19 17:00 | 0.80875 | 0.064811 | 433092
2016-04-19 18:00 | 0.8013 | 0.06398 | 439811
2016-04-19 19:00 | 0.79386 | 0.0648 | 444448
2016-04-19 20:00 | 0.79602 | 0.066871 | 449010
2016-04-19 21:00 | 0.78923 | 0.068844 | 451693
2016-04-19 22:00 | 0.7531 | 0.070701 | 450937
2016-04-19 23:00 | 0.65162 | 0.076637 | 448986
2016-04-20 | 0.46275 | 0.11121 | 453335
2016-04-20 01:00 | 0.12176 | 0.1861 | 447800
2016-04-20 02:00 | 0.00020668 | 0.23402 | 425207
2016-04-20 03:00 | 0 | 0.25121 | 398341
2016-04-20 04:00 | 0 | 0.25187 | 373790
2016-04-20 05:00 | 0 | 0.23794 | 354341
2016-04-20 06:00 | 0 | 0.21691 | 338967
2016-04-20 07:00 | 0 | 0.19507 | 329453
2016-04-20 08:00 | 0 | 0.17677 | 327697
2016-04-20 09:00 | 0 | 0.15895 | 335851
2016-04-20 10:00 | 0 | 0.14882 | 359277
2016-04-20 11:00 | 0 | 0.1469 | 381420
2016-04-20 12:00 | 0.0076499 | 0.1287 | 393612
2016-04-20 13:00 | 0.25342 | 0.096273 | 402045
2016-04-20 14:00 | 0.59384 | 0.098729 | 411489
2016-04-20 15:00 | 0.78705 | 0.11934 | 418261
2016-04-20 16:00 | 0.84991 | 0.13554 | 423595
2016-04-20 17:00 | 0.85635 | 0.14932 | 429865
2016-04-20 18:00 | 0.84193 | 0.16239 | 436060
2016-04-20 19:00 | 0.82932 | 0.1747 | 441806
2016-04-20 20:00 | 0.82803 | 0.1867 | 446836
2016-04-20 21:00 | 0.82069 | 0.19561 | 450042
2016-04-20 22:00 | 0.78901 | 0.19791 | 449574
2016-04-20 23:00 | 0.70119 | 0.1966 | 447815
2016-04-21 | 0.51878 | 0.23991 | 452475
2016-04-21 01:00 | 0.14967 | 0.31865 | 446707
2016-04-21 02:00 | 0.00035987 | 0.3468 | 424801
2016-04-21 03:00 | 0 | 0.34644 | 397449
2016-04-21 04:00 | 0 | 0.34975 | 372952
2016-04-21 05:00 | 0 | 0.3716 | 353450
2016-04-21 06:00 | 0 | 0.40424 | 339040
2016-04-21 07:00 | 0 | 0.42997 | 329104
2016-04-21 08:00 | 0 | 0.44773 | 328157
2016-04-21 09:00 | 0 | 0.46039 | 338269
2016-04-21 10:00 | 0 | 0.47882 | 361209
2016-04-21 11:00 | 0 | 0.49419 | 383770
2016-04-21 12:00 | 0.0057635 | 0.4099 | 396389
2016-04-21 13:00 | 0.29094 | 0.24134 | 406990
2016-04-21 14:00 | 0.62382 | 0.25667 | 416456
2016-04-21 15:00 | 0.79042 | 0.34257 | 422710
2016-04-21 16:00 | 0.85117 | 0.34891 | 427217
2016-04-21 17:00 | 0.85791 | 0.33697 | 432716
2016-04-21 18:00 | 0.84725 | 0.32441 | 438091
2016-04-21 19:00 | 0.8392 | 0.31646 | 441494
2016-04-21 20:00 | 0.84043 | 0.31259 | 445199
2016-04-21 21:00 | 0.83705 | 0.30897 | 446943
2016-04-21 22:00 | 0.80688 | 0.3029 | 444527
2016-04-21 23:00 | 0.71734 | 0.2789 | 442859
2016-04-22 | 0.533 | 0.3117 | 447196
2016-04-22 01:00 | 0.14704 | 0.44325 | 441770
2016-04-22 02:00 | 0.00042381 | 0.51347 | 422572
2016-04-22 03:00 | 0 | 0.53304 | 397667
2016-04-22 04:00 | 0 | 0.52236 | 372324
2016-04-22 05:00 | 0 | 0.49208 | 351972
2016-04-22 06:00 | 0 | 0.4536 | 337193
2016-04-22 07:00 | 0 | 0.42063 | 328530
2016-04-22 08:00 | 0 | 0.40198 | 326530
2016-04-22 09:00 | 0 | 0.39325 | 334964
2016-04-22 10:00 | 0 | 0.39244 | 357619
2016-04-22 11:00 | 0 | 0.3901 | 379900
2016-04-22 12:00 | 0.0071985 | 0.31451 | 394673
2016-04-22 13:00 | 0.3186 | 0.16989 | 406988
2016-04-22 14:00 | 0.60393 | 0.15033 | 418460
2016-04-22 15:00 | 0.7448 | 0.18001 | 427657
2016-04-22 16:00 | 0.7991 | 0.18271 | 433658
2016-04-22 17:00 | 0.80224 | 0.18586 | 439032
2016-04-22 18:00 | 0.78745 | 0.1943 | 442216
2016-04-22 19:00 | 0.77165 | 0.20443 | 444884
2016-04-22 20:00 | 0.76142 | 0.2144 | 446311
2016-04-22 21:00 | 0.73514 | 0.2274 | 444810
2016-04-22 22:00 | 0.67917 | 0.25186 | 438929
2016-04-22 23:00 | 0.58154 | 0.29567 | 432558
2016-04-23 | 0.39862 | 0.43193 | 430109
2016-04-23 01:00 | 0.10456 | 0.62344 | 425116
2016-04-23 02:00 | 0.00049221 | 0.71065 | 409918
2016-04-23 03:00 | 0 | 0.75652 | 389115
2016-04-23 04:00 | 0 | 0.77366 | 367121
2016-04-23 05:00 | 0 | 0.77071 | 349095
2016-04-23 06:00 | 0 | 0.75028 | 334518
2016-04-23 07:00 | 0 | 0.72311 | 324061
2016-04-23 08:00 | 0 | 0.70193 | 319655
2016-04-23 09:00 | 0 | 0.67834 | 319973
2016-04-23 10:00 | 0 | 0.65499 | 324738
2016-04-23 11:00 | 0 | 0.63 | 331488
2016-04-23 12:00 | 0.0096494 | 0.52392 | 347734
2016-04-23 13:00 | 0.25063 | 0.35653 | 364929
2016-04-23 14:00 | 0.57485 | 0.43199 | 378609
2016-04-23 15:00 | 0.74431 | 0.51652 | 387838
2016-04-23 16:00 | 0.81847 | 0.5447 | 393458
2016-04-23 17:00 | 0.8291 | 0.56337 | 396452
2016-04-23 18:00 | 0.81604 | 0.59774 | 399233
2016-04-23 19:00 | 0.79841 | 0.63455 | 402836
2016-04-23 20:00 | 0.7816 | 0.66349 | 407198
2016-04-23 21:00 | 0.75219 | 0.68818 | 410530
2016-04-23 22:00 | 0.71268 | 0.71465 | 410579
2016-04-23 23:00 | 0.62931 | 0.7512 | 406408
2016-04-24 | 0.47741 | 0.84247 | 406739
2016-04-24 01:00 | 0.17592 | 0.89203 | 404663
2016-04-24 02:00 | 0.00074589 | 0.90154 | 391475
2016-04-24 03:00 | 0 | 0.8913 | 373773
2016-04-24 04:00 | 0 | 0.87289 | 354686
2016-04-24 05:00 | 0 | 0.85775 | 337640
2016-04-24 06:00 | 0 | 0.83591 | 324491
2016-04-24 07:00 | 0 | 0.8105 | 315498
2016-04-24 08:00 | 0 | 0.79216 | 310594
2016-04-24 09:00 | 0 | 0.77295 | 310897
2016-04-24 10:00 | 0 | 0.75838 | 313017
2016-04-24 11:00 | 0 | 0.74665 | 318226
2016-04-24 12:00 | 0.011006 | 0.66703 | 329266
2016-04-24 13:00 | 0.29857 | 0.58144 | 344458
2016-04-24 14:00 | 0.56469 | 0.66529 | 356787
2016-04-24 15:00 | 0.72925 | 0.67819 | 366344
2016-04-24 16:00 | 0.79101 | 0.65341 | 375208
2016-04-24 17:00 | 0.79658 | 0.6479 | 382701
2016-04-24 18:00 | 0.78882 | 0.66194 | 389327
2016-04-24 19:00 | 0.779 | 0.68083 | 395220
2016-04-24 20:00 | 0.77093 | 0.69499 | 402723
2016-04-24 21:00 | 0.75158 | 0.70051 | 410249
2016-04-24 22:00 | 0.70258 | 0.69428 | 413936
2016-04-24 23:00 | 0.61077 | 0.69223 | 414161
2016-04-25 | 0.43396 | 0.73026 | 419221
2016-04-25 01:00 | 0.09724 | 0.75939 | 417903
2016-04-25 02:00 | 0.00069063 | 0.76252 | 402086
2016-04-25 03:00 | 0 | 0.74899 | 379851
2016-04-25 04:00 | 0 | 0.72886 | 358291
2016-04-25 05:00 | 0 | 0.6888 | 340422
2016-04-25 06:00 | 0 | 0.63805 | 327914
2016-04-25 07:00 | 0 | 0.59171 | 321046
2016-04-25 08:00 | 0 | 0.5499 | 320265
2016-04-25 09:00 | 0 | 0.52819 | 331202
2016-04-25 10:00 | 0 | 0.50264 | 355674
2016-04-25 11:00 | 0 | 0.46591 | 380416
2016-04-25 12:00 | 0.01764 | 0.36329 | 396610
2016-04-25 13:00 | 0.29631 | 0.28968 | 410489
2016-04-25 14:00 | 0.56616 | 0.28986 | 423717
2016-04-25 15:00 | 0.71311 | 0.28298 | 434555
2016-04-25 16:00 | 0.77914 | 0.27234 | 443887
2016-04-25 17:00 | 0.79163 | 0.26921 | 453038
2016-04-25 18:00 | 0.78351 | 0.27642 | 460667
2016-04-25 19:00 | 0.77144 | 0.29149 | 466214
2016-04-25 20:00 | 0.76158 | 0.30964 | 470456
2016-04-25 21:00 | 0.7392 | 0.32216 | 472741
2016-04-25 22:00 | 0.67785 | 0.32751 | 470154
2016-04-25 23:00 | 0.5779 | 0.33725 | 464938
2016-04-26 | 0.41378 | 0.41981 | 465175
2016-04-26 01:00 | 0.12493 | 0.53467 | 459454
2016-04-26 02:00 | 0.001268 | 0.587 | 437277
2016-04-26 03:00 | 0 | 0.59758 | 409994
2016-04-26 04:00 | 0 | 0.59324 | 384049
2016-04-26 05:00 | 0 | 0.57878 | 363833
2016-04-26 06:00 | 0 | 0.55949 | 347623
2016-04-26 07:00 | 0 | 0.53669 | 337973
2016-04-26 08:00 | 0 | 0.51709 | 335367
2016-04-26 09:00 | 0 | 0.48109 | 344432
2016-04-26 10:00 | 0 | 0.44056 | 367887
2016-04-26 11:00 | 0 | 0.41072 | 391180
2016-04-26 12:00 | 0.014274 | 0.34854 | 407178
2016-04-26 13:00 | 0.26721 | 0.3023 | 422235
2016-04-26 14:00 | 0.56552 | 0.33905 | 436334
2016-04-26 15:00 | 0.73781 | 0.35615 | 446619
2016-04-26 16:00 | 0.80133 | 0.35407 | 455231
2016-04-26 17:00 | 0.81021 | 0.35544 | 463553
2016-04-26 18:00 | 0.79895 | 0.36627 | 469707
2016-04-26 19:00 | 0.78243 | 0.38386 | 475374
2016-04-26 20:00 | 0.77053 | 0.39632 | 480460
2016-04-26 21:00 | 0.74548 | 0.39478 | 481605
2016-04-26 22:00 | 0.69276 | 0.37866 | 476490
2016-04-26 23:00 | 0.58956 | 0.38333 | 470285
2016-04-27 | 0.42845 | 0.42896 | 469467
2016-04-27 01:00 | 0.14181 | 0.49773 | 461997
2016-04-27 02:00 | 0.0012923 | 0.53705 | 439067
2016-04-27 03:00 | 0 | 0.54316 | 410842
2016-04-27 04:00 | 0 | 0.53931 | 385976
2016-04-27 05:00 | 0 | 0.53916 | 365813
2016-04-27 06:00 | 0 | 0.54211 | 350619
2016-04-27 07:00 | 0 | 0.53218 | 340552
2016-04-27 08:00 | 0 | 0.53853 | 338420
2016-04-27 09:00 | 0 | 0.56568 | 346567
2016-04-27 10:00 | 0 | 0.58888 | 366914
2016-04-27 11:00 | 0 | 0.59501 | 389260
2016-04-27 12:00 | 0.023292 | 0.5516 | 404052
2016-04-27 13:00 | 0.31643 | 0.52511 | 416117
2016-04-27 14:00 | 0.53942 | 0.58423 | 427951
2016-04-27 15:00 | 0.67323 | 0.61202 | 437301
2016-04-27 16:00 | 0.74035 | 0.6057 | 445005
2016-04-27 17:00 | 0.7567 | 0.59028 | 451967
2016-04-27 18:00 | 0.75508 | 0.58608 | 457457
2016-04-27 19:00 | 0.74545 | 0.58973 | 461254
2016-04-27 20:00 | 0.72937 | 0.59879 | 464324
2016-04-27 21:00 | 0.69474 | 0.59291 | 465915
2016-04-27 22:00 | 0.62665 | 0.56722 | 464293
2016-04-27 23:00 | 0.52085 | 0.52356 | 459867
2016-04-28 | 0.35193 | 0.49274 | 460658
2016-04-28 01:00 | 0.095624 | 0.49606 | 453142
2016-04-28 02:00 | 0.0013888 | 0.4928 | 432540
2016-04-28 03:00 | 0 | 0.50484 | 406442
2016-04-28 04:00 | 0 | 0.50678 | 382221
2016-04-28 05:00 | 0 | 0.49131 | 362038
2016-04-28 06:00 | 0 | 0.46354 | 346774
2016-04-28 07:00 | 0 | 0.43702 | 337582
2016-04-28 08:00 | 0 | 0.42022 | 336250
2016-04-28 09:00 | 0 | 0.39915 | 345488
2016-04-28 10:00 | 0 | 0.38452 | 368035
2016-04-28 11:00 | 0 | 0.37006 | 391846
2016-04-28 12:00 | 0.014173 | 0.28999 | 406902
2016-04-28 13:00 | 0.24201 | 0.26245 | 419282
2016-04-28 14:00 | 0.50442 | 0.28407 | 433056
2016-04-28 15:00 | 0.66935 | 0.28367 | 441684
2016-04-28 16:00 | 0.74484 | 0.26064 | 450834
2016-04-28 17:00 | 0.76018 | 0.24401 | 458772
2016-04-28 18:00 | 0.7536 | 0.23826 | 465420
2016-04-28 19:00 | 0.74027 | 0.24184 | 469346
2016-04-28 20:00 | 0.72525 | 0.24863 | 472165
2016-04-28 21:00 | 0.69368 | 0.25471 | 474195
2016-04-28 22:00 | 0.63591 | 0.26285 | 471519
2016-04-28 23:00 | 0.52276 | 0.27194 | 466295
2016-04-29 | 0.36108 | 0.30407 | 464614
2016-04-29 01:00 | 0.12195 | 0.3825 | 457563
2016-04-29 02:00 | 0.0024963 | 0.41474 | 437103
2016-04-29 03:00 | 0 | 0.40723 | 411991
2016-04-29 04:00 | 0 | 0.38754 | 387942
2016-04-29 05:00 | 0 | 0.36208 | 367523
2016-04-29 06:00 | 0 | 0.33781 | 352398
2016-04-29 07:00 | 0 | 0.31677 | 343479
2016-04-29 08:00 | 0 | 0.29484 | 341591
2016-04-29 09:00 | 0 | 0.27724 | 348117
2016-04-29 10:00 | 0 | 0.27213 | 371354
2016-04-29 11:00 | 0 | 0.27503 | 393813
2016-04-29 12:00 | 0.0095424 | 0.2564 | 409204
2016-04-29 13:00 | 0.25081 | 0.23226 | 422065
2016-04-29 14:00 | 0.53027 | 0.28007 | 435392
2016-04-29 15:00 | 0.66489 | 0.33253 | 444825
2016-04-29 16:00 | 0.73438 | 0.34818 | 451813
2016-04-29 17:00 | 0.73952 | 0.33855 | 458114
2016-04-29 18:00 | 0.72826 | 0.32818 | 462240
2016-04-29 19:00 | 0.71466 | 0.31992 | 463801
2016-04-29 20:00 | 0.70449 | 0.31824 | 463626
2016-04-29 21:00 | 0.6786 | 0.31786 | 460788
2016-04-29 22:00 | 0.62619 | 0.31804 | 453866
2016-04-29 23:00 | 0.52807 | 0.31691 | 445437
2016-04-30 | 0.36264 | 0.33404 | 444156
2016-04-30 01:00 | 0.12503 | 0.4057 | 438874
2016-04-30 02:00 | 0.0028166 | 0.46474 | 422664
2016-04-30 03:00 | 0 | 0.48639 | 402570
2016-04-30 04:00 | 0 | 0.47495 | 381191
2016-04-30 05:00 | 0 | 0.45655 | 362138
2016-04-30 06:00 | 0 | 0.45028 | 347527
2016-04-30 07:00 | 0 | 0.44067 | 338012
2016-04-30 08:00 | 0 | 0.43136 | 332576
2016-04-30 09:00 | 0 | 0.42286 | 332710
2016-04-30 10:00 | 0 | 0.40526 | 336162
2016-04-30 11:00 | 0 | 0.39198 | 344325
2016-04-30 12:00 | 0.017749 | 0.32949 | 359766
2016-04-30 13:00 | 0.30519 | 0.33459 | 376422
2016-04-30 14:00 | 0.58329 | 0.41847 | 389822
2016-04-30 15:00 | 0.71967 | 0.484 | 400099
2016-04-30 16:00 | 0.77078 | 0.50572 | 406119
2016-04-30 17:00 | 0.77142 | 0.51439 | 409523
2016-04-30 18:00 | 0.75743 | 0.51791 | 411456
2016-04-30 19:00 | 0.73805 | 0.5151 | 413469
2016-04-30 20:00 | 0.71673 | 0.50904 | 416757
2016-04-30 21:00 | 0.68161 | 0.50231 | 418294
2016-04-30 22:00 | 0.6144 | 0.49495 | 417016
2016-04-30 23:00 | 0.504 | 0.48131 | 415549
2016-05-01 | 0.34863 | 0.47596 | 416916
2016-05-01 01:00 | 0.13329 | 0.56946 | 412798
2016-05-01 02:00 | 0.0034002 | 0.62494 | 401503
2016-05-01 03:00 | 0 | 0.62328 | 385360
2016-05-01 04:00 | 0 | 0.60459 | 365765
2016-05-01 05:00 | 0 | 0.56965 | 348049
2016-05-01 06:00 | 0 | 0.53471 | 335251
2016-05-01 07:00 | 0 | 0.50086 | 326397
2016-05-01 08:00 | 0 | 0.47949 | 321535
2016-05-01 09:00 | 0 | 0.46079 | 319199
2016-05-01 10:00 | 0 | 0.44783 | 323091
2016-05-01 11:00 | 0 | 0.43596 | 328861
2016-05-01 12:00 | 0.027389 | 0.37057 | 343758
2016-05-01 13:00 | 0.28437 | 0.43123 | 362462
2016-05-01 14:00 | 0.59056 | 0.45675 | 378251
2016-05-01 15:00 | 0.728 | 0.43958 | 390123
2016-05-01 16:00 | 0.78373 | 0.39926 | 400493
2016-05-01 17:00 | 0.78887 | 0.35158 | 407354
2016-05-01 18:00 | 0.78077 | 0.30308 | 411927
2016-05-01 19:00 | 0.76428 | 0.25853 | 414209
2016-05-01 20:00 | 0.75306 | 0.22247 | 421199
2016-05-01 21:00 | 0.72721 | 0.19565 | 424474
2016-05-01 22:00 | 0.67782 | 0.1786 | 425817
2016-05-01 23:00 | 0.57596 | 0.1701 | 426115
2016-05-02 | 0.41381 | 0.1777 | 429974
2016-05-02 01:00 | 0.16965 | 0.19992 | 426880
2016-05-02 02:00 | 0.0039635 | 0.19118 | 411645
2016-05-02 03:00 | 0 | 0.17981 | 388976
2016-05-02 04:00 | 0 | 0.18302 | 368129
2016-05-02 05:00 | 0 | 0.20247 | 349560
2016-05-02 06:00 | 0 | 0.23645 | 337193
2016-05-02 07:00 | 0 | 0.27971 | 329807
2016-05-02 08:00 | 0 | 0.32162 | 329309
2016-05-02 09:00 | 0 | 0.34986 | 339137
2016-05-02 10:00 | 0 | 0.37184 | 364593
2016-05-02 11:00 | 0 | 0.39184 | 388475
2016-05-02 12:00 | 0.044108 | 0.31611 | 405413
2016-05-02 13:00 | 0.38439 | 0.17328 | 418102
2016-05-02 14:00 | 0.68006 | 0.13829 | 431131
2016-05-02 15:00 | 0.8194 | 0.13646 | 440805
2016-05-02 16:00 | 0.88086 | 0.12768 | 446145
2016-05-02 17:00 | 0.87857 | 0.12242 | 451006
2016-05-02 18:00 | 0.86324 | 0.12503 | 454621
2016-05-02 19:00 | 0.85167 | 0.13176 | 454755
2016-05-02 20:00 | 0.8497 | 0.13876 | 454805
2016-05-02 21:00 | 0.84213 | 0.14007 | 454255
2016-05-02 22:00 | 0.80918 | 0.13346 | 452259
2016-05-02 23:00 | 0.72124 | 0.12112 | 450556
2016-05-03 | 0.53373 | 0.11217 | 452680
2016-05-03 01:00 | 0.20109 | 0.12704 | 448063
2016-05-03 02:00 | 0.0039858 | 0.13612 | 427991
2016-05-03 03:00 | 0 | 0.15552 | 402380
2016-05-03 04:00 | 0 | 0.19078 | 378036
2016-05-03 05:00 | 0 | 0.23808 | 359393
2016-05-03 06:00 | 0 | 0.29027 | 344496
2016-05-03 07:00 | 0 | 0.32686 | 336170
2016-05-03 08:00 | 0 | 0.34616 | 334623
2016-05-03 09:00 | 0 | 0.35149 | 343487
2016-05-03 10:00 | 0 | 0.35791 | 366757
2016-05-03 11:00 | 0 | 0.36445 | 390360
2016-05-03 12:00 | 0.044713 | 0.26755 | 405042
2016-05-03 13:00 | 0.3847 | 0.11126 | 415297
2016-05-03 14:00 | 0.68107 | 0.13843 | 425481
2016-05-03 15:00 | 0.80451 | 0.19738 | 433100
2016-05-03 16:00 | 0.86528 | 0.22197 | 438801
2016-05-03 17:00 | 0.87471 | 0.25176 | 444221
2016-05-03 18:00 | 0.86794 | 0.28776 | 448945
2016-05-03 19:00 | 0.85927 | 0.32652 | 452197
2016-05-03 20:00 | 0.85482 | 0.36265 | 453611
2016-05-03 21:00 | 0.84222 | 0.38998 | 455985
2016-05-03 22:00 | 0.80709 | 0.40482 | 453653
2016-05-03 23:00 | 0.71005 | 0.40979 | 450134
2016-05-04 | 0.5191 | 0.43573 | 450877
2016-05-04 01:00 | 0.14984 | 0.48165 | 447810
2016-05-04 02:00 | 0.0026439 | 0.49483 | 428280
2016-05-04 03:00 | 0 | 0.50121 | 402015
2016-05-04 04:00 | 0 | 0.50604 | 377603
2016-05-04 05:00 | 0 | 0.51171 | 356872
2016-05-04 06:00 | 0 | 0.52131 | 342224
2016-05-04 07:00 | 0 | 0.5375 | 333126
2016-05-04 08:00 | 0 | 0.57087 | 330907
2016-05-04 09:00 | 0 | 0.59509 | 339623
2016-05-04 10:00 | 0 | 0.595 | 363251
2016-05-04 11:00 | 0 | 0.57412 | 384772
2016-05-04 12:00 | 0.043863 | 0.3908 | 397724
2016-05-04 13:00 | 0.39259 | 0.17941 | 408059
2016-05-04 14:00 | 0.61488 | 0.15934 | 417378
2016-05-04 15:00 | 0.73742 | 0.21188 | 424290
2016-05-04 16:00 | 0.80166 | 0.22738 | 428071
2016-05-04 17:00 | 0.82282 | 0.22708 | 431499
2016-05-04 18:00 | 0.82589 | 0.22816 | 434414
2016-05-04 19:00 | 0.8225 | 0.2294 | 436900
2016-05-04 20:00 | 0.82353 | 0.22855 | 440380
2016-05-04 21:00 | 0.81639 | 0.22433 | 444502
2016-05-04 22:00 | 0.7824 | 0.21373 | 445815
2016-05-04 23:00 | 0.69603 | 0.18798 | 445200
2016-05-05 | 0.52307 | 0.24278 | 446544
2016-05-05 01:00 | 0.16574 | 0.3265 | 441798
2016-05-05 02:00 | 0.002409 | 0.4011 | 423253
2016-05-05 03:00 | 0 | 0.44582 | 396594
2016-05-05 04:00 | 0 | 0.47722 | 373065
2016-05-05 05:00 | 0 | 0.4916 | 353190
2016-05-05 06:00 | 0 | 0.49897 | 338476
2016-05-05 07:00 | 0 | 0.49975 | 330208
2016-05-05 08:00 | 0 | 0.49393 | 328324
2016-05-05 09:00 | 0 | 0.47468 | 338000
2016-05-05 10:00 | 0 | 0.4478 | 360668
2016-05-05 11:00 | 0 | 0.42159 | 384312
2016-05-05 12:00 | 0.044214 | 0.30939 | 397866
2016-05-05 13:00 | 0.38627 | 0.12069 | 407841
2016-05-05 14:00 | 0.60624 | 0.065644 | 417112
2016-05-05 15:00 | 0.74633 | 0.10715 | 423684
2016-05-05 16:00 | 0.81041 | 0.12878 | 428046
2016-05-05 17:00 | 0.82581 | 0.13172 | 432047
2016-05-05 18:00 | 0.82111 | 0.13279 | 435161
2016-05-05 19:00 | 0.81163 | 0.13329 | 438825
2016-05-05 20:00 | 0.80398 | 0.13586 | 442719
2016-05-05 21:00 | 0.7857 | 0.1374 | 445012
2016-05-05 22:00 | 0.74201 | 0.1434 | 443527
2016-05-05 23:00 | 0.63222 | 0.18417 | 439817
2016-05-06 | 0.43846 | 0.35586 | 440439
2016-05-06 01:00 | 0.1329 | 0.5592 | 437238
2016-05-06 02:00 | 0.0036987 | 0.64956 | 419489
2016-05-06 03:00 | 0 | 0.71069 | 395943
2016-05-06 04:00 | 0 | 0.75019 | 373058
2016-05-06 05:00 | 0 | 0.76741 | 354787
2016-05-06 06:00 | 0 | 0.77054 | 340135
2016-05-06 07:00 | 0 | 0.76712 | 331931
2016-05-06 08:00 | 0 | 0.75349 | 330173
2016-05-06 09:00 | 0 | 0.71969 | 338097
2016-05-06 10:00 | 0 | 0.6869 | 360487
2016-05-06 11:00 | 0 | 0.65448 | 380677
2016-05-06 12:00 | 0.04817 | 0.44875 | 393325
2016-05-06 13:00 | 0.34381 | 0.26865 | 404237
2016-05-06 14:00 | 0.56506 | 0.33131 | 414417
2016-05-06 15:00 | 0.68397 | 0.46417 | 420427
2016-05-06 16:00 | 0.75015 | 0.5317 | 423953
2016-05-06 17:00 | 0.7588 | 0.5567 | 429165
2016-05-06 18:00 | 0.7519 | 0.57507 | 432520
2016-05-06 19:00 | 0.73874 | 0.59306 | 435460
2016-05-06 20:00 | 0.72624 | 0.61241 | 438257
2016-05-06 21:00 | 0.6971 | 0.63308 | 439977
2016-05-06 22:00 | 0.6357 | 0.64994 | 436609
2016-05-06 23:00 | 0.53373 | 0.68562 | 430635
2016-05-07 | 0.36432 | 0.76715 | 427574
2016-05-07 01:00 | 0.092544 | 0.8361 | 423353
2016-05-07 02:00 | 0.0030966 | 0.84977 | 408515
2016-05-07 03:00 | 0 | 0.83254 | 387298
2016-05-07 04:00 | 0 | 0.80723 | 365512
2016-05-07 05:00 | 0 | 0.77826 | 346615
2016-05-07 06:00 | 0 | 0.74763 | 332451
2016-05-07 07:00 | 0 | 0.72403 | 322728
2016-05-07 08:00 | 0 | 0.69916 | 318790
2016-05-07 09:00 | 0 | 0.66414 | 320006
2016-05-07 10:00 | 0 | 0.62064 | 324047
2016-05-07 11:00 | 0 | 0.56577 | 331978
2016-05-07 12:00 | 0.051006 | 0.38215 | 345804
2016-05-07 13:00 | 0.3395 | 0.32177 | 360939
2016-05-07 14:00 | 0.53499 | 0.43861 | 372679
2016-05-07 15:00 | 0.66585 | 0.49507 | 381821
2016-05-07 16:00 | 0.70828 | 0.48382 | 387645
2016-05-07 17:00 | 0.72009 | 0.48013 | 392381
2016-05-07 18:00 | 0.72013 | 0.48831 | 397613
2016-05-07 19:00 | 0.71347 | 0.50646 | 403027
2016-05-07 20:00 | 0.705 | 0.52594 | 408250
2016-05-07 21:00 | 0.6891 | 0.54568 | 412868
2016-05-07 22:00 | 0.64959 | 0.54695 | 411596
2016-05-07 23:00 | 0.55277 | 0.53131 | 408324
2016-05-08 | 0.38814 | 0.53912 | 407114
2016-05-08 01:00 | 0.11794 | 0.54953 | 405342
2016-05-08 02:00 | 0.0051644 | 0.54493 | 393060
2016-05-08 03:00 | 0 | 0.55235 | 374129
2016-05-08 04:00 | 0 | 0.54525 | 355169
2016-05-08 05:00 | 0 | 0.53515 | 338425
2016-05-08 06:00 | 0 | 0.51925 | 323847
2016-05-08 07:00 | 0 | 0.49991 | 314294
2016-05-08 08:00 | 0 | 0.47721 | 309467
2016-05-08 09:00 | 0 | 0.43907 | 309104
2016-05-08 10:00 | 0 | 0.40683 | 310431
2016-05-08 11:00 | 0 | 0.37247 | 316560
2016-05-08 12:00 | 0.046305 | 0.25297 | 330585
2016-05-08 13:00 | 0.33514 | 0.15675 | 347778
2016-05-08 14:00 | 0.53967 | 0.19934 | 361514
2016-05-08 15:00 | 0.67234 | 0.25104 | 371092
2016-05-08 16:00 | 0.7224 | 0.27849 | 378210
2016-05-08 17:00 | 0.73435 | 0.31449 | 385384
2016-05-08 18:00 | 0.73298 | 0.35011 | 390460
2016-05-08 19:00 | 0.72481 | 0.3897 | 394844
2016-05-08 20:00 | 0.71452 | 0.4326 | 399732
2016-05-08 21:00 | 0.68961 | 0.46732 | 403856
2016-05-08 22:00 | 0.63758 | 0.48812 | 405261
2016-05-08 23:00 | 0.54066 | 0.50626 | 404452
2016-05-09 | 0.38858 | 0.56789 | 408354
2016-05-09 01:00 | 0.1448 | 0.66322 | 410942
2016-05-09 02:00 | 0.0080845 | 0.7103 | 398272
2016-05-09 03:00 | 0 | 0.70879 | 376734
2016-05-09 04:00 | 0 | 0.70472 | 356149
2016-05-09 05:00 | 0 | 0.6921 | 339213
2016-05-09 06:00 | 0 | 0.66918 | 326866
2016-05-09 07:00 | 0 | 0.63892 | 319749
2016-05-09 08:00 | 0 | 0.62268 | 319811
2016-05-09 09:00 | 0 | 0.60932 | 330336
2016-05-09 10:00 | 0 | 0.59127 | 354415
2016-05-09 11:00 | 0 | 0.56454 | 378910
2016-05-09 12:00 | 0.054638 | 0.443 | 395303
2016-05-09 13:00 | 0.37928 | 0.37549 | 408599
2016-05-09 14:00 | 0.63365 | 0.47854 | 421708
2016-05-09 15:00 | 0.78059 | 0.53001 | 432747
2016-05-09 16:00 | 0.85304 | 0.55598 | 441139
2016-05-09 17:00 | 0.86932 | 0.57816 | 449406
2016-05-09 18:00 | 0.86558 | 0.57803 | 454614
2016-05-09 19:00 | 0.86032 | 0.56736 | 458060
2016-05-09 20:00 | 0.86142 | 0.5546 | 460481
2016-05-09 21:00 | 0.85877 | 0.53635 | 462328
2016-05-09 22:00 | 0.83491 | 0.50989 | 461423
2016-05-09 23:00 | 0.75601 | 0.50191 | 458974
2016-05-10 | 0.58634 | 0.52715 | 460125
2016-05-10 01:00 | 0.26423 | 0.56975 | 454568
2016-05-10 02:00 | 0.010226 | 0.58296 | 433819
2016-05-10 03:00 | 0 | 0.56371 | 406534
2016-05-10 04:00 | 0 | 0.53571 | 383084
2016-05-10 05:00 | 0 | 0.50657 | 362448
2016-05-10 06:00 | 0 | 0.48265 | 348334
2016-05-10 07:00 | 0 | 0.46965 | 339313
2016-05-10 08:00 | 0 | 0.47201 | 337125
2016-05-10 09:00 | 0 | 0.4595 | 344916
2016-05-10 10:00 | 0 | 0.44295 | 366983
2016-05-10 11:00 | 0 | 0.42611 | 389659
2016-05-10 12:00 | 0.047706 | 0.35214 | 404419
2016-05-10 13:00 | 0.42904 | 0.28997 | 419261
2016-05-10 14:00 | 0.67894 | 0.31289 | 434066
2016-05-10 15:00 | 0.81709 | 0.33628 | 446541
2016-05-10 16:00 | 0.86491 | 0.34846 | 456308
2016-05-10 17:00 | 0.87226 | 0.35957 | 465920
2016-05-10 18:00 | 0.862 | 0.37497 | 472503
2016-05-10 19:00 | 0.85026 | 0.39095 | 482473
2016-05-10 20:00 | 0.84529 | 0.40548 | 487083
2016-05-10 21:00 | 0.8366 | 0.4191 | 491162
2016-05-10 22:00 | 0.80445 | 0.42699 | 489289
2016-05-10 23:00 | 0.70907 | 0.43994 | 484040
2016-05-11 | 0.55386 | 0.50214 | 482045
2016-05-11 01:00 | 0.2547 | 0.5943 | 474763
2016-05-11 02:00 | 0.011398 | 0.65775 | 451796
2016-05-11 03:00 | 0 | 0.67354 | 422468
2016-05-11 04:00 | 0 | 0.66908 | 395481
2016-05-11 05:00 | 0 | 0.66781 | 374208
2016-05-11 06:00 | 0 | 0.65228 | 356964
2016-05-11 07:00 | 0 | 0.6288 | 346965
2016-05-11 08:00 | 0 | 0.6071 | 343361
2016-05-11 09:00 | 0 | 0.582 | 350486
2016-05-11 10:00 | 0 | 0.54966 | 371278
2016-05-11 11:00 | 0 | 0.5164 | 393207
2016-05-11 12:00 | 0.069394 | 0.42954 | 408675
2016-05-11 13:00 | 0.48588 | 0.42899 | 423244
2016-05-11 14:00 | 0.70629 | 0.47151 | 439106
2016-05-11 15:00 | 0.83419 | 0.47327 | 453877
2016-05-11 16:00 | 0.88345 | 0.45661 | 466276
2016-05-11 17:00 | 0.88725 | 0.4412 | 478553
2016-05-11 18:00 | 0.8763 | 0.43429 | 488461
2016-05-11 19:00 | 0.86422 | 0.43369 | 496684
2016-05-11 20:00 | 0.85932 | 0.43704 | 503446
2016-05-11 21:00 | 0.85121 | 0.44128 | 507256
2016-05-11 22:00 | 0.82166 | 0.44171 | 505658
2016-05-11 23:00 | 0.72722 | 0.43228 | 499182
2016-05-12 | 0.57456 | 0.43679 | 494879
2016-05-12 01:00 | 0.27163 | 0.53834 | 486960
2016-05-12 02:00 | 0.021054 | 0.60631 | 463156
2016-05-12 03:00 | 0 | 0.5818 | 431786
2016-05-12 04:00 | 0 | 0.55381 | 402945
2016-05-12 05:00 | 0 | 0.54045 | 378794
2016-05-12 06:00 | 0 | 0.51994 | 360427
2016-05-12 07:00 | 0 | 0.50075 | 348378
2016-05-12 08:00 | 0 | 0.49739 | 344455
2016-05-12 09:00 | 0 | 0.50989 | 351745
2016-05-12 10:00 | 0 | 0.51587 | 371489
2016-05-12 11:00 | 0 | 0.50124 | 394087
2016-05-12 12:00 | 0.067875 | 0.34839 | 411018
2016-05-12 13:00 | 0.4612 | 0.33277 | 425972
2016-05-12 14:00 | 0.6754 | 0.39533 | 441729
2016-05-12 15:00 | 0.81249 | 0.38969 | 456234
2016-05-12 16:00 | 0.85739 | 0.37598 | 467349
2016-05-12 17:00 | 0.87056 | 0.37829 | 478180
2016-05-12 18:00 | 0.86374 | 0.39174 | 486478
2016-05-12 19:00 | 0.85309 | 0.40304 | 492041
2016-05-12 20:00 | 0.84785 | 0.4074 | 496444
2016-05-12 21:00 | 0.83301 | 0.4002 | 498562
2016-05-12 22:00 | 0.80079 | 0.3839 | 495548
2016-05-12 23:00 | 0.70793 | 0.34669 | 488381
2016-05-13 | 0.56051 | 0.31708 | 485226
2016-05-13 01:00 | 0.26984 | 0.35688 | 476994
2016-05-13 02:00 | 0.022584 | 0.39318 | 454338
2016-05-13 03:00 | 0 | 0.41104 | 425241
2016-05-13 04:00 | 0 | 0.44561 | 397075
2016-05-13 05:00 | 0 | 0.46961 | 373740
2016-05-13 06:00 | 0 | 0.49269 | 355538
2016-05-13 07:00 | 0 | 0.51337 | 344884
2016-05-13 08:00 | 0 | 0.53024 | 340706
2016-05-13 09:00 | 0 | 0.53107 | 347137
2016-05-13 10:00 | 0 | 0.53209 | 365799
2016-05-13 11:00 | 0 | 0.5283 | 386840
2016-05-13 12:00 | 0.083158 | 0.41845 | 404240
2016-05-13 13:00 | 0.49106 | 0.41054 | 420934
2016-05-13 14:00 | 0.67711 | 0.53858 | 437331
2016-05-13 15:00 | 0.79652 | 0.61767 | 450750
2016-05-13 16:00 | 0.8407 | 0.62579 | 460881
2016-05-13 17:00 | 0.84589 | 0.62621 | 470063
2016-05-13 18:00 | 0.83472 | 0.63024 | 477395
2016-05-13 19:00 | 0.82363 | 0.63398 | 482250
2016-05-13 20:00 | 0.82171 | 0.6311 | 487130
2016-05-13 21:00 | 0.81189 | 0.62348 | 488871
2016-05-13 22:00 | 0.78303 | 0.62032 | 482639
2016-05-13 23:00 | 0.69893 | 0.62769 | 472125
2016-05-14 | 0.55322 | 0.66353 | 464396
2016-05-14 01:00 | 0.25976 | 0.70431 | 456650
2016-05-14 02:00 | 0.013686 | 0.72001 | 436573
2016-05-14 03:00 | 0 | 0.68804 | 410969
2016-05-14 04:00 | 0 | 0.642 | 386548
2016-05-14 05:00 | 0 | 0.59594 | 364735
2016-05-14 06:00 | 0 | 0.55442 | 347950
2016-05-14 07:00 | 0 | 0.5119 | 336595
2016-05-14 08:00 | 0 | 0.48488 | 329954
2016-05-14 09:00 | 0 | 0.46078 | 329381
2016-05-14 10:00 | 0 | 0.4471 | 331966
2016-05-14 11:00 | 0 | 0.41578 | 339821
2016-05-14 12:00 | 0.050996 | 0.37089 | 354790
2016-05-14 13:00 | 0.32267 | 0.43244 | 373261
2016-05-14 14:00 | 0.54315 | 0.45841 | 389689
2016-05-14 15:00 | 0.68054 | 0.42525 | 402974
2016-05-14 16:00 | 0.75608 | 0.39011 | 412566
2016-05-14 17:00 | 0.77452 | 0.36713 | 419073
2016-05-14 18:00 | 0.76786 | 0.352 | 423400
2016-05-14 19:00 | 0.75258 | 0.33719 | 426488
2016-05-14 20:00 | 0.73625 | 0.32233 | 428397
2016-05-14 21:00 | 0.7009 | 0.3077 | 429643
2016-05-14 22:00 | 0.64479 | 0.29006 | 426999
2016-05-14 23:00 | 0.53809 | 0.26326 | 421121
2016-05-15 | 0.38676 | 0.23336 | 418122
2016-05-15 01:00 | 0.18775 | 0.28091 | 415781
2016-05-15 02:00 | 0.015831 | 0.28584 | 402866
2016-05-15 03:00 | 0 | 0.26787 | 383232
2016-05-15 04:00 | 0 | 0.2502 | 362945
2016-05-15 05:00 | 0 | 0.24461 | 346723
2016-05-15 06:00 | 0 | 0.24197 | 333578
2016-05-15 07:00 | 0 | 0.24602 | 324196
2016-05-15 08:00 | 0 | 0.26263 | 319701
2016-05-15 09:00 | 0 | 0.27192 | 318872
2016-05-15 10:00 | 0 | 0.27632 | 318994
2016-05-15 11:00 | 0 | 0.27255 | 323783
2016-05-15 12:00 | 0.014976 | 0.17217 | 337445
2016-05-15 13:00 | 0.21377 | 0.12291 | 352435
2016-05-15 14:00 | 0.40936 | 0.16576 | 363915
2016-05-15 15:00 | 0.5322 | 0.19151 | 373504
2016-05-15 16:00 | 0.60983 | 0.20043 | 381919
2016-05-15 17:00 | 0.64688 | 0.21104 | 388083
2016-05-15 18:00 | 0.65724 | 0.22307 | 392908
2016-05-15 19:00 | 0.65046 | 0.23647 | 396532
2016-05-15 20:00 | 0.63554 | 0.25032 | 400970
2016-05-15 21:00 | 0.60481 | 0.25336 | 406594
2016-05-15 22:00 | 0.56195 | 0.24872 | 409840
2016-05-15 23:00 | 0.49789 | 0.24587 | 410874
2016-05-16 | 0.38964 | 0.26505 | 415868
2016-05-16 01:00 | 0.21786 | 0.31022 | 417754
2016-05-16 02:00 | 0.018832 | 0.34897 | 404136
2016-05-16 03:00 | 0 | 0.37553 | 383325
2016-05-16 04:00 | 0 | 0.38872 | 363727
2016-05-16 05:00 | 0 | 0.37958 | 346806
2016-05-16 06:00 | 0 | 0.3631 | 335215
2016-05-16 07:00 | 0 | 0.34727 | 329279
2016-05-16 08:00 | 0 | 0.32664 | 330265
2016-05-16 09:00 | 0 | 0.29933 | 340929
2016-05-16 10:00 | 0 | 0.27396 | 364383
2016-05-16 11:00 | 0 | 0.23671 | 388026
2016-05-16 12:00 | 0.043513 | 0.15614 | 402296
2016-05-16 13:00 | 0.37264 | 0.1279 | 413477
2016-05-16 14:00 | 0.6031 | 0.1557 | 424269
2016-05-16 15:00 | 0.7272 | 0.19283 | 431985
2016-05-16 16:00 | 0.77612 | 0.21005 | 437327
2016-05-16 17:00 | 0.77852 | 0.21363 | 442315
2016-05-16 18:00 | 0.76685 | 0.21459 | 446051
2016-05-16 19:00 | 0.7513 | 0.21392 | 447837
2016-05-16 20:00 | 0.73601 | 0.21149 | 450109
2016-05-16 21:00 | 0.70864 | 0.2069 | 451899
2016-05-16 22:00 | 0.65801 | 0.20463 | 451067
2016-05-16 23:00 | 0.566 | 0.21253 | 449437
2016-05-17 | 0.41488 | 0.26183 | 452267
2016-05-17 01:00 | 0.19091 | 0.37155 | 449303
2016-05-17 02:00 | 0.018621 | 0.44508 | 430077
2016-05-17 03:00 | 0 | 0.46314 | 403559
2016-05-17 04:00 | 0 | 0.45126 | 380929
2016-05-17 05:00 | 0 | 0.42836 | 362454
2016-05-17 06:00 | 0 | 0.41073 | 347520
2016-05-17 07:00 | 0 | 0.39186 | 339506
2016-05-17 08:00 | 0 | 0.37552 | 338388
2016-05-17 09:00 | 0 | 0.34208 | 347189
2016-05-17 10:00 | 0 | 0.3092 | 370062
2016-05-17 11:00 | 0 | 0.28431 | 393054
2016-05-17 12:00 | 0.036614 | 0.22463 | 408527
2016-05-17 13:00 | 0.3093 | 0.21153 | 420490
2016-05-17 14:00 | 0.55257 | 0.22934 | 432111
2016-05-17 15:00 | 0.67128 | 0.24211 | 439578
2016-05-17 16:00 | 0.71269 | 0.23622 | 447591
2016-05-17 17:00 | 0.72267 | 0.22505 | 452503
2016-05-17 18:00 | 0.71026 | 0.21449 | 455461
2016-05-17 19:00 | 0.68903 | 0.20727 | 458010
2016-05-17 20:00 | 0.6662 | 0.20433 | 458342
2016-05-17 21:00 | 0.62522 | 0.20465 | 459922
2016-05-17 22:00 | 0.56601 | 0.21057 | 459064
2016-05-17 23:00 | 0.48084 | 0.21856 | 455928
2016-05-18 | 0.36041 | 0.23001 | 456165
2016-05-18 01:00 | 0.19443 | 0.28932 | 453024
2016-05-18 02:00 | 0.037754 | 0.35672 | 434923
2016-05-18 03:00 | 0 | 0.40605 | 408791
2016-05-18 04:00 | 0 | 0.43567 | 385096
2016-05-18 05:00 | 0 | 0.43786 | 365147
2016-05-18 06:00 | 0 | 0.42421 | 349847
2016-05-18 07:00 | 0 | 0.40571 | 340892
2016-05-18 08:00 | 0 | 0.38845 | 339155
2016-05-18 09:00 | 0 | 0.35982 | 347311
2016-05-18 10:00 | 0 | 0.32916 | 369141
2016-05-18 11:00 | 0 | 0.29905 | 391333
2016-05-18 12:00 | 0.043256 | 0.1707 | 404643
2016-05-18 13:00 | 0.32908 | 0.11326 | 414696
2016-05-18 14:00 | 0.55779 | 0.14183 | 425309
2016-05-18 15:00 | 0.67739 | 0.14632 | 433956
2016-05-18 16:00 | 0.72567 | 0.13387 | 441180
2016-05-18 17:00 | 0.73463 | 0.1287 | 447088
2016-05-18 18:00 | 0.72099 | 0.12674 | 452422
2016-05-18 19:00 | 0.7033 | 0.12597 | 455695
2016-05-18 20:00 | 0.6873 | 0.12713 | 458559
2016-05-18 21:00 | 0.65825 | 0.13112 | 460812
2016-05-18 22:00 | 0.61046 | 0.13712 | 458743
2016-05-18 23:00 | 0.52541 | 0.15043 | 455111
2016-05-19 | 0.41013 | 0.19179 | 455162
2016-05-19 01:00 | 0.23695 | 0.35209 | 452069
2016-05-19 02:00 | 0.021841 | 0.46865 | 434434
2016-05-19 03:00 | 0 | 0.52096 | 408119
2016-05-19 04:00 | 0 | 0.54282 | 383142
2016-05-19 05:00 | 0 | 0.54061 | 362941
2016-05-19 06:00 | 0 | 0.52507 | 347770
2016-05-19 07:00 | 0 | 0.49847 | 337967
2016-05-19 08:00 | 0 | 0.46653 | 336146
2016-05-19 09:00 | 0 | 0.43175 | 345081
2016-05-19 10:00 | 0 | 0.40809 | 367118
2016-05-19 11:00 | 0 | 0.36435 | 389239
2016-05-19 12:00 | 0.061455 | 0.20468 | 403543
2016-05-19 13:00 | 0.40671 | 0.17805 | 415692
2016-05-19 14:00 | 0.61774 | 0.25192 | 427306
2016-05-19 15:00 | 0.73766 | 0.29842 | 436602
2016-05-19 16:00 | 0.79059 | 0.31598 | 443665
2016-05-19 17:00 | 0.80139 | 0.32446 | 449379
2016-05-19 18:00 | 0.79477 | 0.32642 | 453245
2016-05-19 19:00 | 0.78901 | 0.31867 | 455347
2016-05-19 20:00 | 0.78544 | 0.30863 | 456705
2016-05-19 21:00 | 0.77444 | 0.30026 | 457769
2016-05-19 22:00 | 0.74362 | 0.29869 | 454744
2016-05-19 23:00 | 0.66629 | 0.31137 | 450085
2016-05-20 | 0.52372 | 0.3594 | 449796
2016-05-20 01:00 | 0.24614 | 0.50547 | 447542
2016-05-20 02:00 | 0.011815 | 0.61162 | 430084
2016-05-20 03:00 | 0 | 0.62169 | 403363
2016-05-20 04:00 | 0 | 0.61152 | 378108
2016-05-20 05:00 | 0 | 0.58386 | 359636
2016-05-20 06:00 | 0 | 0.54281 | 344888
2016-05-20 07:00 | 0 | 0.49583 | 335003
2016-05-20 08:00 | 0 | 0.45278 | 332872
2016-05-20 09:00 | 0 | 0.4172 | 341353
2016-05-20 10:00 | 0 | 0.38146 | 361869
2016-05-20 11:00 | 0 | 0.33583 | 383643
2016-05-20 12:00 | 0.086822 | 0.22302 | 399492
2016-05-20 13:00 | 0.41818 | 0.2129 | 413654
2016-05-20 14:00 | 0.6338 | 0.25 | 426738
2016-05-20 15:00 | 0.76151 | 0.28959 | 435829
2016-05-20 16:00 | 0.82493 | 0.31101 | 441805
2016-05-20 17:00 | 0.83761 | 0.32364 | 446073
2016-05-20 18:00 | 0.83523 | 0.3257 | 449358
2016-05-20 19:00 | 0.82658 | 0.32168 | 451726
2016-05-20 20:00 | 0.82114 | 0.31897 | 454033
2016-05-20 21:00 | 0.80486 | 0.31676 | 454399
2016-05-20 22:00 | 0.76492 | 0.32315 | 449646
2016-05-20 23:00 | 0.66438 | 0.34747 | 441625
2016-05-21 | 0.53583 | 0.4061 | 438654
2016-05-21 01:00 | 0.23513 | 0.55421 | 433474
2016-05-21 02:00 | 0.024648 | 0.63754 | 415012
2016-05-21 03:00 | 0 | 0.65343 | 396530
2016-05-21 04:00 | 0 | 0.64685 | 374530
2016-05-21 05:00 | 0 | 0.62112 | 355822
2016-05-21 06:00 | 0 | 0.58532 | 340289
2016-05-21 07:00 | 0 | 0.55338 | 330939
2016-05-21 08:00 | 0 | 0.52108 | 326053
2016-05-21 09:00 | 0 | 0.48758 | 325912
2016-05-21 10:00 | 0 | 0.46698 | 330394
2016-05-21 11:00 | 0 | 0.44767 | 338051
2016-05-21 12:00 | 0.083589 | 0.34681 | 355555
2016-05-21 13:00 | 0.42984 | 0.37771 | 375291
2016-05-21 14:00 | 0.66901 | 0.45477 | 393987
2016-05-21 15:00 | 0.79388 | 0.48671 | 408509
2016-05-21 16:00 | 0.84797 | 0.50022 | 418122
2016-05-21 17:00 | 0.85339 | 0.51767 | 424519
2016-05-21 18:00 | 0.84675 | 0.53994 | 429572
2016-05-21 19:00 | 0.83684 | 0.56398 | 433418
2016-05-21 20:00 | 0.8313 | 0.58552 | 436977
2016-05-21 21:00 | 0.81788 | 0.60298 | 439549
2016-05-21 22:00 | 0.7775 | 0.62144 | 436862
2016-05-21 23:00 | 0.68351 | 0.64576 | 431572
2016-05-22 | 0.50961 | 0.67891 | 426922
2016-05-22 01:00 | 0.23449 | 0.75866 | 422713
2016-05-22 02:00 | 0.017635 | 0.77888 | 410686
2016-05-22 03:00 | 0 | 0.76926 | 391852
2016-05-22 04:00 | 0 | 0.75868 | 371675
2016-05-22 05:00 | 0 | 0.73719 | 352334
2016-05-22 06:00 | 0 | 0.72192 | 337141
2016-05-22 07:00 | 0 | 0.71567 | 326650
2016-05-22 08:00 | 0 | 0.71049 | 321017
2016-05-22 09:00 | 0 | 0.68866 | 319360
2016-05-22 10:00 | 0 | 0.66301 | 319221
2016-05-22 11:00 | 0 | 0.61415 | 324076
2016-05-22 12:00 | 0.081906 | 0.45706 | 340092
2016-05-22 13:00 | 0.44858 | 0.42586 | 358790
2016-05-22 14:00 | 0.67486 | 0.50501 | 375530
2016-05-22 15:00 | 0.80633 | 0.53014 | 389040
2016-05-22 16:00 | 0.856 | 0.52469 | 401106
2016-05-22 17:00 | 0.86509 | 0.53218 | 410650
2016-05-22 18:00 | 0.85632 | 0.55327 | 419010
2016-05-22 19:00 | 0.84848 | 0.58182 | 426197
2016-05-22 20:00 | 0.84822 | 0.60784 | 434349
2016-05-22 21:00 | 0.83714 | 0.62819 | 440959
2016-05-22 22:00 | 0.80607 | 0.64718 | 443899
2016-05-22 23:00 | 0.71861 | 0.66542 | 442256
2016-05-23 | 0.57 | 0.71168 | 440455
2016-05-23 01:00 | 0.27534 | 0.78636 | 437320
2016-05-23 02:00 | 0.026223 | 0.81607 | 421608
2016-05-23 03:00 | 0 | 0.81344 | 397199
2016-05-23 04:00 | 0 | 0.80577 | 372838
2016-05-23 05:00 | 0 | 0.79768 | 352582
2016-05-23 06:00 | 0 | 0.78654 | 337779
2016-05-23 07:00 | 0 | 0.75933 | 329066
2016-05-23 08:00 | 0 | 0.72663 | 326685
2016-05-23 09:00 | 0 | 0.68742 | 336393
2016-05-23 10:00 | 0 | 0.65255 | 358134
2016-05-23 11:00 | 0 | 0.6006 | 381460
2016-05-23 12:00 | 0.092986 | 0.41085 | 399759
2016-05-23 13:00 | 0.46252 | 0.31422 | 416209
2016-05-23 14:00 | 0.68274 | 0.35816 | 432114
2016-05-23 15:00 | 0.80035 | 0.36119 | 446006
2016-05-23 16:00 | 0.84854 | 0.35655 | 457678
2016-05-23 17:00 | 0.86561 | 0.35165 | 469006
2016-05-23 18:00 | 0.86041 | 0.35181 | 478348
2016-05-23 19:00 | 0.85177 | 0.35985 | 486089
2016-05-23 20:00 | 0.84635 | 0.37243 | 490872
2016-05-23 21:00 | 0.83416 | 0.3779 | 493110
2016-05-23 22:00 | 0.79812 | 0.37525 | 490741
2016-05-23 23:00 | 0.70889 | 0.36889 | 484074
2016-05-24 | 0.54544 | 0.38989 | 477807
2016-05-24 01:00 | 0.23942 | 0.47217 | 471053
2016-05-24 02:00 | 0.016679 | 0.51356 | 448908
2016-05-24 03:00 | 0 | 0.50944 | 420111
2016-05-24 04:00 | 0 | 0.49727 | 392234
2016-05-24 05:00 | 0 | 0.49026 | 370342
2016-05-24 06:00 | 0 | 0.49104 | 354097
2016-05-24 07:00 | 0 | 0.47945 | 344011
2016-05-24 08:00 | 0 | 0.46636 | 341307
2016-05-24 09:00 | 0 | 0.43389 | 348338
2016-05-24 10:00 | 0 | 0.39899 | 366672
2016-05-24 11:00 | 0 | 0.35084 | 389826
2016-05-24 12:00 | 0.10236 | 0.2019 | 408663
2016-05-24 13:00 | 0.44092 | 0.13618 | 426934
2016-05-24 14:00 | 0.63748 | 0.14701 | 445433
2016-05-24 15:00 | 0.76678 | 0.15259 | 462381
2016-05-24 16:00 | 0.81711 | 0.16146 | 476400
2016-05-24 17:00 | 0.82547 | 0.18189 | 489270
2016-05-24 18:00 | 0.81687 | 0.20975 | 500907
2016-05-24 19:00 | 0.80473 | 0.23939 | 509782
2016-05-24 20:00 | 0.79565 | 0.26625 | 516707
2016-05-24 21:00 | 0.77621 | 0.28638 | 520133
2016-05-24 22:00 | 0.73136 | 0.30691 | 518155
2016-05-24 23:00 | 0.63317 | 0.32889 | 509918
2016-05-25 | 0.48962 | 0.38948 | 501806
2016-05-25 01:00 | 0.22571 | 0.50063 | 493666
2016-05-25 02:00 | 0.015504 | 0.57726 | 469882
2016-05-25 03:00 | 0 | 0.605 | 439830
2016-05-25 04:00 | 0 | 0.61158 | 412104
2016-05-25 05:00 | 0 | 0.61331 | 388110
2016-05-25 06:00 | 0 | 0.61228 | 369349
2016-05-25 07:00 | 0 | 0.59868 | 357330
2016-05-25 08:00 | 0 | 0.57266 | 353196
2016-05-25 09:00 | 0 | 0.52423 | 360438
2016-05-25 10:00 | 0 | 0.50152 | 377881
2016-05-25 11:00 | 7.37e-07 | 0.4705 | 400106
2016-05-25 12:00 | 0.10862 | 0.34779 | 420344
2016-05-25 13:00 | 0.45435 | 0.24805 | 440803
2016-05-25 14:00 | 0.64761 | 0.26962 | 461933
2016-05-25 15:00 | 0.77893 | 0.2969 | 481414
2016-05-25 16:00 | 0.8168 | 0.30972 | 497705
2016-05-25 17:00 | 0.82341 | 0.31252 | 513227
2016-05-25 18:00 | 0.81631 | 0.31325 | 526761
2016-05-25 19:00 | 0.80637 | 0.31762 | 537291
2016-05-25 20:00 | 0.7978 | 0.32336 | 544450
2016-05-25 21:00 | 0.78196 | 0.32217 | 547431
2016-05-25 22:00 | 0.73925 | 0.30716 | 542287
2016-05-25 23:00 | 0.64889 | 0.29381 | 531381
2016-05-26 | 0.50988 | 0.31604 | 521817
2016-05-26 01:00 | 0.23654 | 0.38678 | 512256
2016-05-26 02:00 | 0.019863 | 0.44162 | 488412
2016-05-26 03:00 | 0 | 0.4729 | 455944
2016-05-26 04:00 | 0 | 0.48563 | 425635
2016-05-26 05:00 | 0 | 0.48738 | 400557
2016-05-26 06:00 | 0 | 0.48906 | 380967
2016-05-26 07:00 | 0 | 0.48407 | 367149
2016-05-26 08:00 | 0 | 0.47463 | 361979
2016-05-26 09:00 | 0 | 0.46112 | 367885
2016-05-26 10:00 | 0 | 0.4547 | 387246
2016-05-26 11:00 | 2.01e-06 | 0.41266 | 410827
2016-05-26 12:00 | 0.12671 | 0.25615 | 432688
2016-05-26 13:00 | 0.48296 | 0.19962 | 453714
2016-05-26 14:00 | 0.67948 | 0.2414 | 476278
2016-05-26 15:00 | 0.79882 | 0.26719 | 497102
2016-05-26 16:00 | 0.83705 | 0.28329 | 514615
2016-05-26 17:00 | 0.83488 | 0.30489 | 530002
2016-05-26 18:00 | 0.8201 | 0.33688 | 540760
2016-05-26 19:00 | 0.8019 | 0.37467 | 550035
2016-05-26 20:00 | 0.78721 | 0.40391 | 554684
2016-05-26 21:00 | 0.76588 | 0.41054 | 553672
2016-05-26 22:00 | 0.72145 | 0.40843 | 546361
2016-05-26 23:00 | 0.63807 | 0.41786 | 533794
2016-05-27 | 0.50929 | 0.44619 | 523360
2016-05-27 01:00 | 0.26338 | 0.48975 | 514618
2016-05-27 02:00 | 0.03045 | 0.53372 | 489810
2016-05-27 03:00 | 0 | 0.54002 | 459477
2016-05-27 04:00 | 0 | 0.47951 | 428775
2016-05-27 05:00 | 0 | 0.42656 | 402449
2016-05-27 06:00 | 0 | 0.39216 | 381992
2016-05-27 07:00 | 0 | 0.35837 | 368753
2016-05-27 08:00 | 0 | 0.33343 | 363980
2016-05-27 09:00 | 0 | 0.31531 | 368934
2016-05-27 10:00 | 0 | 0.30055 | 384185
2016-05-27 11:00 | 2.79e-06 | 0.28318 | 405105
2016-05-27 12:00 | 0.11218 | 0.18903 | 429110
2016-05-27 13:00 | 0.46854 | 0.15126 | 452260
2016-05-27 14:00 | 0.68702 | 0.17369 | 475781
2016-05-27 15:00 | 0.79284 | 0.19269 | 496673
2016-05-27 16:00 | 0.82854 | 0.19678 | 513944
2016-05-27 17:00 | 0.83215 | 0.20042 | 527326
2016-05-27 18:00 | 0.82402 | 0.19689 | 537440
2016-05-27 19:00 | 0.81389 | 0.18161 | 543658
2016-05-27 20:00 | 0.80547 | 0.16612 | 546585
2016-05-27 21:00 | 0.78766 | 0.15394 | 544994
2016-05-27 22:00 | 0.75212 | 0.14516 | 535312
2016-05-27 23:00 | 0.67337 | 0.14424 | 520452
2016-05-28 | 0.54357 | 0.16117 | 507956
2016-05-28 01:00 | 0.28267 | 0.22755 | 498303
2016-05-28 02:00 | 0.042965 | 0.30488 | 477056
2016-05-28 03:00 | 0 | 0.33354 | 447806
2016-05-28 04:00 | 0 | 0.32921 | 418066
2016-05-28 05:00 | 0 | 0.32187 | 394181
2016-05-28 06:00 | 0 | 0.31473 | 375435
2016-05-28 07:00 | 0 | 0.30029 | 360860
2016-05-28 08:00 | 0 | 0.28636 | 352135
2016-05-28 09:00 | 0 | 0.27405 | 348132
2016-05-28 10:00 | 0 | 0.27263 | 349321
2016-05-28 11:00 | 4.42e-06 | 0.26279 | 357711
2016-05-28 12:00 | 0.14609 | 0.15471 | 377804
2016-05-28 13:00 | 0.53994 | 0.11444 | 404774
2016-05-28 14:00 | 0.71055 | 0.13518 | 431917
2016-05-28 15:00 | 0.8149 | 0.14472 | 456896
2016-05-28 16:00 | 0.85937 | 0.15061 | 477425
2016-05-28 17:00 | 0.86027 | 0.15743 | 492482
2016-05-28 18:00 | 0.8501 | 0.16789 | 504366
2016-05-28 19:00 | 0.8352 | 0.17979 | 514319
2016-05-28 20:00 | 0.82292 | 0.19003 | 522878
2016-05-28 21:00 | 0.80116 | 0.19483 | 526804
2016-05-28 22:00 | 0.75611 | 0.19185 | 524119
2016-05-28 23:00 | 0.66673 | 0.18375 | 513281
2016-05-29 | 0.51716 | 0.18774 | 501272
2016-05-29 01:00 | 0.25147 | 0.25184 | 491484
2016-05-29 02:00 | 0.026963 | 0.31356 | 472491
2016-05-29 03:00 | 0 | 0.34067 | 444592
2016-05-29 04:00 | 0 | 0.3648 | 418205
2016-05-29 05:00 | 0 | 0.39308 | 394074
2016-05-29 06:00 | 0 | 0.40376 | 373955
2016-05-29 07:00 | 0 | 0.41534 | 359007
2016-05-29 08:00 | 0 | 0.43254 | 349369
2016-05-29 09:00 | 0 | 0.43142 | 344568
2016-05-29 10:00 | 0 | 0.42394 | 342370
2016-05-29 11:00 | 7.61e-07 | 0.36163 | 347608
2016-05-29 12:00 | 0.11175 | 0.20046 | 364457
2016-05-29 13:00 | 0.42767 | 0.1438 | 390643
2016-05-29 14:00 | 0.62417 | 0.18465 | 417784
2016-05-29 15:00 | 0.72977 | 0.20846 | 442750
2016-05-29 16:00 | 0.77993 | 0.20444 | 464005
2016-05-29 17:00 | 0.79032 | 0.19818 | 480240
2016-05-29 18:00 | 0.78754 | 0.20274 | 492006
2016-05-29 19:00 | 0.77717 | 0.21491 | 500465
2016-05-29 20:00 | 0.76983 | 0.22593 | 506111
2016-05-29 21:00 | 0.75031 | 0.22596 | 508248
2016-05-29 22:00 | 0.71367 | 0.21392 | 504790
2016-05-29 23:00 | 0.6259 | 0.20597 | 494498
2016-05-30 | 0.49145 | 0.23669 | 483132
2016-05-30 01:00 | 0.26525 | 0.35234 | 472908
2016-05-30 02:00 | 0.035805 | 0.43953 | 456189
2016-05-30 03:00 | 0 | 0.45361 | 431028
2016-05-30 04:00 | 0 | 0.446 | 404498
2016-05-30 05:00 | 0 | 0.43279 | 380422
2016-05-30 06:00 | 0 | 0.41569 | 362999
2016-05-30 07:00 | 0 | 0.38928 | 349662
2016-05-30 08:00 | 0 | 0.35471 | 342344
2016-05-30 09:00 | 0 | 0.30925 | 340098
2016-05-30 10:00 | 0 | 0.27168 | 340563
2016-05-30 11:00 | 3.22e-07 | 0.23875 | 346582
2016-05-30 12:00 | 0.09808 | 0.13958 | 362900
2016-05-30 13:00 | 0.44311 | 0.12039 | 390192
2016-05-30 14:00 | 0.66598 | 0.15949 | 420252
2016-05-30 15:00 | 0.77994 | 0.16709 | 448922
2016-05-30 16:00 | 0.82954 | 0.1728 | 472712
2016-05-30 17:00 | 0.84063 | 0.18979 | 490171
2016-05-30 18:00 | 0.83586 | 0.21666 | 503610
2016-05-30 19:00 | 0.82842 | 0.24993 | 513592
2016-05-30 20:00 | 0.82647 | 0.28801 | 521499
2016-05-30 21:00 | 0.81773 | 0.32532 | 526698
2016-05-30 22:00 | 0.78696 | 0.35824 | 526040
2016-05-30 23:00 | 0.70199 | 0.39855 | 519884
2016-05-31 | 0.55368 | 0.49626 | 510821
2016-05-31 01:00 | 0.30087 | 0.6643 | 501289
2016-05-31 02:00 | 0.042811 | 0.75113 | 478475
2016-05-31 03:00 | 0 | 0.7208 | 446575
2016-05-31 04:00 | 0 | 0.64417 | 417426
2016-05-31 05:00 | 0 | 0.58532 | 392066
2016-05-31 06:00 | 0 | 0.53603 | 372274
2016-05-31 07:00 | 0 | 0.49539 | 359147
2016-05-31 08:00 | 0 | 0.45969 | 355102
2016-05-31 09:00 | 0 | 0.42906 | 362437
2016-05-31 10:00 | 0 | 0.40241 | 380869
2016-05-31 11:00 | 4.13e-07 | 0.36744 | 404434
2016-05-31 12:00 | 0.11954 | 0.28438 | 430258
2016-05-31 13:00 | 0.50381 | 0.34283 | 457434
2016-05-31 14:00 | 0.69321 | 0.37319 | 485399
2016-05-31 15:00 | 0.78357 | 0.36874 | 511566
2016-05-31 16:00 | 0.82333 | 0.35283 | 533684
2016-05-31 17:00 | 0.82337 | 0.34465 | 552896
2016-05-31 18:00 | 0.80871 | 0.34202 | 566702
2016-05-31 19:00 | 0.78707 | 0.34077 | 575476
2016-05-31 20:00 | 0.76967 | 0.33851 | 578930
2016-05-31 21:00 | 0.74837 | 0.33407 | 578388
2016-05-31 22:00 | 0.71517 | 0.33072 | 571152
2016-05-31 23:00 | 0.64265 | 0.33106 | 558447
2016-06-01 | 0.51419 | 0.34412 | 545151
2016-06-01 01:00 | 0.30891 | 0.38816 | 533134
2016-06-01 02:00 | 0.057516 | 0.43458 | 505636
2016-06-01 03:00 | 1.91e-08 | 0.43709 | 469955
2016-06-01 04:00 | 0 | 0.42316 | 436947
2016-06-01 05:00 | 0 | 0.4087 | 409528
2016-06-01 06:00 | 0 | 0.40039 | 388462
2016-06-01 07:00 | 0 | 0.40449 | 373860
2016-06-01 08:00 | 0 | 0.41249 | 367627
2016-06-01 09:00 | 0 | 0.42511 | 372843
2016-06-01 10:00 | 0 | 0.43535 | 388457
2016-06-01 11:00 | 7.59e-06 | 0.39317 | 411140
2016-06-01 12:00 | 0.074201 | 0.25997 | 435165
2016-06-01 13:00 | 0.41453 | 0.29419 | 458866
2016-06-01 14:00 | 0.60638 | 0.33529 | 485380
2016-06-01 15:00 | 0.71441 | 0.32728 | 510547
2016-06-01 16:00 | 0.75556 | 0.31979 | 531408
2016-06-01 17:00 | 0.7617 | 0.31554 | 550110
2016-06-01 18:00 | 0.74909 | 0.30863 | 564854
2016-06-01 19:00 | 0.73391 | 0.29604 | 574628
2016-06-01 20:00 | 0.71686 | 0.27979 | 580324
2016-06-01 21:00 | 0.6936 | 0.26005 | 579092
2016-06-01 22:00 | 0.66201 | 0.23284 | 570068
2016-06-01 23:00 | 0.59673 | 0.19673 | 556557
2016-06-02 | 0.47466 | 0.16863 | 544273
2016-06-02 01:00 | 0.30003 | 0.18209 | 532348
2016-06-02 02:00 | 0.057849 | 0.21307 | 507490
2016-06-02 03:00 | 2e-07 | 0.2412 | 472589
2016-06-02 04:00 | 0 | 0.26897 | 439690
2016-06-02 05:00 | 0 | 0.29437 | 412308
2016-06-02 06:00 | 0 | 0.31342 | 390358
2016-06-02 07:00 | 0 | 0.32801 | 375879
2016-06-02 08:00 | 0 | 0.34255 | 370219
2016-06-02 09:00 | 0 | 0.34703 | 375798
2016-06-02 10:00 | 0 | 0.35021 | 393345
2016-06-02 11:00 | 5.3e-06 | 0.31332 | 414211
2016-06-02 12:00 | 0.10477 | 0.16557 | 435951
2016-06-02 13:00 | 0.46895 | 0.10429 | 457230
2016-06-02 14:00 | 0.67136 | 0.12116 | 479125
2016-06-02 15:00 | 0.78624 | 0.14578 | 500458
2016-06-02 16:00 | 0.83038 | 0.16033 | 519600
2016-06-02 17:00 | 0.83619 | 0.17474 | 537657
2016-06-02 18:00 | 0.83006 | 0.18892 | 551753
2016-06-02 19:00 | 0.81939 | 0.19899 | 561585
2016-06-02 20:00 | 0.81198 | 0.20594 | 567278
2016-06-02 21:00 | 0.79392 | 0.21516 | 568552
2016-06-02 22:00 | 0.7638 | 0.22706 | 562007
2016-06-02 23:00 | 0.69543 | 0.24487 | 550541
2016-06-03 | 0.55894 | 0.30145 | 540859
2016-06-03 01:00 | 0.34026 | 0.4573 | 528804
2016-06-03 02:00 | 0.046418 | 0.5566 | 504648
2016-06-03 03:00 | 3.37e-07 | 0.58278 | 471826
2016-06-03 04:00 | 0 | 0.5798 | 440612
2016-06-03 05:00 | 0 | 0.56433 | 412775
2016-06-03 06:00 | 0 | 0.54738 | 391019
2016-06-03 07:00 | 0 | 0.53664 | 376807
2016-06-03 08:00 | 0 | 0.5273 | 370748
2016-06-03 09:00 | 0 | 0.52193 | 376029
2016-06-03 10:00 | 0 | 0.51258 | 390568
2016-06-03 11:00 | 8.38e-06 | 0.46433 | 410728
2016-06-03 12:00 | 0.12234 | 0.28898 | 433401
2016-06-03 13:00 | 0.49458 | 0.25553 | 456710
2016-06-03 14:00 | 0.7017 | 0.34365 | 482352
2016-06-03 15:00 | 0.79597 | 0.38076 | 506438
2016-06-03 16:00 | 0.83754 | 0.37861 | 526219
2016-06-03 17:00 | 0.84857 | 0.36968 | 544271
2016-06-03 18:00 | 0.84346 | 0.36141 | 559157
2016-06-03 19:00 | 0.83538 | 0.35597 | 568887
2016-06-03 20:00 | 0.83221 | 0.35296 | 574581
2016-06-03 21:00 | 0.82329 | 0.3541 | 574869
2016-06-03 22:00 | 0.79445 | 0.35681 | 567521
2016-06-03 23:00 | 0.72217 | 0.34788 | 553923
2016-06-04 | 0.5906 | 0.35202 | 541270
2016-06-04 01:00 | 0.35349 | 0.4329 | 530077
2016-06-04 02:00 | 0.04755 | 0.53084 | 507757
2016-06-04 03:00 | 4.31e-07 | 0.54703 | 476751
2016-06-04 04:00 | 0 | 0.51072 | 445566
2016-06-04 05:00 | 0 | 0.45923 | 417881
2016-06-04 06:00 | 0 | 0.41708 | 395618
2016-06-04 07:00 | 0 | 0.39272 | 378450
2016-06-04 08:00 | 0 | 0.39198 | 367703
2016-06-04 09:00 | 0 | 0.40717 | 364114
2016-06-04 10:00 | 0 | 0.43044 | 364270
2016-06-04 11:00 | 9.92e-06 | 0.39997 | 372504
2016-06-04 12:00 | 0.15011 | 0.23693 | 391583
2016-06-04 13:00 | 0.5314 | 0.23452 | 416910
2016-06-04 14:00 | 0.68035 | 0.36388 | 444249
2016-06-04 15:00 | 0.78321 | 0.43363 | 469972
2016-06-04 16:00 | 0.81915 | 0.47453 | 491295
2016-06-04 17:00 | 0.82724 | 0.50135 | 507879
2016-06-04 18:00 | 0.82258 | 0.52351 | 520690
2016-06-04 19:00 | 0.81438 | 0.54379 | 530123
2016-06-04 20:00 | 0.80999 | 0.56098 | 536156
2016-06-04 21:00 | 0.79802 | 0.57492 | 539077
2016-06-04 22:00 | 0.76981 | 0.57239 | 535584
2016-06-04 23:00 | 0.69583 | 0.53889 | 526357
2016-06-05 | 0.56748 | 0.48925 | 517223
2016-06-05 01:00 | 0.3084 | 0.55322 | 507566
2016-06-05 02:00 | 0.031121 | 0.57285 | 488695
2016-06-05 03:00 | 0 | 0.52782 | 461209
2016-06-05 04:00 | 0 | 0.4779 | 431573
2016-06-05 05:00 | 0 | 0.43968 | 406781
2016-06-05 06:00 | 0 | 0.41995 | 386419
2016-06-05 07:00 | 0 | 0.40743 | 370429
2016-06-05 08:00 | 0 | 0.4004 | 360252
2016-06-05 09:00 | 0 | 0.39213 | 355281
2016-06-05 10:00 | 0 | 0.39484 | 352955
2016-06-05 11:00 | 1.34e-05 | 0.35168 | 357290
2016-06-05 12:00 | 0.14986 | 0.19319 | 374022
2016-06-05 13:00 | 0.53103 | 0.11867 | 397413
2016-06-05 14:00 | 0.70881 | 0.18483 | 422285
2016-06-05 15:00 | 0.79729 | 0.26326 | 445523
2016-06-05 16:00 | 0.84048 | 0.30512 | 466044
2016-06-05 17:00 | 0.84662 | 0.3361 | 483304
2016-06-05 18:00 | 0.84006 | 0.3592 | 497201
2016-06-05 19:00 | 0.83079 | 0.37258 | 508990
2016-06-05 20:00 | 0.82758 | 0.38104 | 519010
2016-06-05 21:00 | 0.81836 | 0.38738 | 525768
2016-06-05 22:00 | 0.79115 | 0.38828 | 526990
2016-06-05 23:00 | 0.70785 | 0.38631 | 521930
2016-06-06 | 0.57799 | 0.39814 | 513888
2016-06-06 01:00 | 0.31762 | 0.48725 | 504098
2016-06-06 02:00 | 0.043799 | 0.58846 | 485611
2016-06-06 03:00 | 8.35e-07 | 0.60534 | 456516
2016-06-06 04:00 | 0 | 0.57023 | 426240
2016-06-06 05:00 | 0 | 0.52917 | 403188
2016-06-06 06:00 | 0 | 0.50243 | 384384
2016-06-06 07:00 | 0 | 0.4966 | 370595
2016-06-06 08:00 | 0 | 0.49349 | 366015
2016-06-06 09:00 | 0 | 0.48861 | 371425
2016-06-06 10:00 | 0 | 0.48715 | 387935
2016-06-06 11:00 | 1.22e-05 | 0.42548 | 411661
2016-06-06 12:00 | 0.1305 | 0.25569 | 435162
2016-06-06 13:00 | 0.47762 | 0.22149 | 461328
2016-06-06 14:00 | 0.6826 | 0.27385 | 485280
2016-06-06 15:00 | 0.77921 | 0.30285 | 509087
2016-06-06 16:00 | 0.82034 | 0.30425 | 527204
2016-06-06 17:00 | 0.82732 | 0.30768 | 545385
2016-06-06 18:00 | 0.81727 | 0.30856 | 560299
2016-06-06 19:00 | 0.79848 | 0.3116 | 570244
2016-06-06 20:00 | 0.7796 | 0.31599 | 578371
2016-06-06 21:00 | 0.75136 | 0.31896 | 581232
2016-06-06 22:00 | 0.71603 | 0.32234 | 579340
2016-06-06 23:00 | 0.64068 | 0.32668 | 568858
2016-06-07 | 0.52204 | 0.35354 | 558041
2016-06-07 01:00 | 0.30548 | 0.48713 | 544630
2016-06-07 02:00 | 0.039285 | 0.63609 | 517539
2016-06-07 03:00 | 6.58e-07 | 0.62914 | 483215
2016-06-07 04:00 | 0 | 0.56097 | 448043
2016-06-07 05:00 | 0 | 0.49273 | 419365
2016-06-07 06:00 | 0 | 0.43344 | 397308
2016-06-07 07:00 | 0 | 0.38778 | 381818
2016-06-07 08:00 | 0 | 0.35407 | 375224
2016-06-07 09:00 | 0 | 0.33221 | 379918
2016-06-07 10:00 | 0 | 0.31655 | 394415
2016-06-07 11:00 | 5.73e-06 | 0.25255 | 414034
2016-06-07 12:00 | 0.11247 | 0.12153 | 436079
2016-06-07 13:00 | 0.4616 | 0.12064 | 460021
2016-06-07 14:00 | 0.65955 | 0.15079 | 485342
2016-06-07 15:00 | 0.76164 | 0.1394 | 508842
2016-06-07 16:00 | 0.80642 | 0.12017 | 528600
2016-06-07 17:00 | 0.81705 | 0.1083 | 546244
2016-06-07 18:00 | 0.80772 | 0.10338 | 559521
2016-06-07 19:00 | 0.79148 | 0.10384 | 569433
2016-06-07 20:00 | 0.77536 | 0.10981 | 575757
2016-06-07 21:00 | 0.75432 | 0.11786 | 579190
2016-06-07 22:00 | 0.72036 | 0.13348 | 575363
2016-06-07 23:00 | 0.63645 | 0.15925 | 564201
2016-06-08 | 0.50509 | 0.20742 | 548515
2016-06-08 01:00 | 0.28016 | 0.34787 | 533334
2016-06-08 02:00 | 0.03863 | 0.51707 | 506870
2016-06-08 03:00 | 1.93e-06 | 0.558 | 470978
2016-06-08 04:00 | 0 | 0.54047 | 437565
2016-06-08 05:00 | 0 | 0.50119 | 408850
2016-06-08 06:00 | 0 | 0.46938 | 386228
2016-06-08 07:00 | 0 | 0.44948 | 371486
2016-06-08 08:00 | 0 | 0.44456 | 364715
2016-06-08 09:00 | 0 | 0.44071 | 370472
2016-06-08 10:00 | 0 | 0.43629 | 382405
2016-06-08 11:00 | 4.31e-06 | 0.38475 | 400432
2016-06-08 12:00 | 0.11727 | 0.20314 | 420465
2016-06-08 13:00 | 0.44153 | 0.17551 | 442199
2016-06-08 14:00 | 0.63022 | 0.22489 | 465246
2016-06-08 15:00 | 0.71917 | 0.23147 | 486017
2016-06-08 16:00 | 0.76693 | 0.22054 | 502863
2016-06-08 17:00 | 0.77969 | 0.2198 | 519109
2016-06-08 18:00 | 0.77735 | 0.22851 | 532051
2016-06-08 19:00 | 0.76621 | 0.2403 | 543040
2016-06-08 20:00 | 0.75604 | 0.25393 | 551323
2016-06-08 21:00 | 0.73633 | 0.26528 | 555836
2016-06-08 22:00 | 0.69985 | 0.27602 | 553751
2016-06-08 23:00 | 0.61946 | 0.30876 | 543784
2016-06-09 | 0.48716 | 0.39716 | 530422
2016-06-09 01:00 | 0.26552 | 0.55529 | 517442
2016-06-09 02:00 | 0.034859 | 0.66508 | 494403
2016-06-09 03:00 | 1.49e-06 | 0.70627 | 461505
2016-06-09 04:00 | 0 | 0.70124 | 429485
2016-06-09 05:00 | 0 | 0.66947 | 402849
2016-06-09 06:00 | 0 | 0.63228 | 382478
2016-06-09 07:00 | 0 | 0.60365 | 368821
2016-06-09 08:00 | 0 | 0.57698 | 362709
2016-06-09 09:00 | 0 | 0.53165 | 366616
2016-06-09 10:00 | 0 | 0.48826 | 380315
2016-06-09 11:00 | 7.27e-06 | 0.4029 | 398304
2016-06-09 12:00 | 0.11535 | 0.23263 | 419320
2016-06-09 13:00 | 0.43497 | 0.23629 | 441583
2016-06-09 14:00 | 0.64097 | 0.32703 | 464597
2016-06-09 15:00 | 0.7517 | 0.33226 | 485879
2016-06-09 16:00 | 0.80899 | 0.32023 | 505989
2016-06-09 17:00 | 0.82262 | 0.31611 | 524767
2016-06-09 18:00 | 0.82029 | 0.31783 | 539999
2016-06-09 19:00 | 0.81231 | 0.32287 | 552774
2016-06-09 20:00 | 0.80617 | 0.32847 | 560594
2016-06-09 21:00 | 0.7912 | 0.33666 | 566846
2016-06-09 22:00 | 0.75729 | 0.35068 | 564371
2016-06-09 23:00 | 0.67834 | 0.38014 | 554318
2016-06-10 | 0.53952 | 0.4577 | 540316
2016-06-10 01:00 | 0.31319 | 0.61268 | 530398
2016-06-10 02:00 | 0.052476 | 0.72229 | 505423
2016-06-10 03:00 | 2.05e-06 | 0.71947 | 473098
2016-06-10 04:00 | 0 | 0.69097 | 438393
2016-06-10 05:00 | 0 | 0.65463 | 411512
2016-06-10 06:00 | 0 | 0.6153 | 391226
2016-06-10 07:00 | 0 | 0.5657 | 376885
2016-06-10 08:00 | 0 | 0.5154 | 369546
2016-06-10 09:00 | 0 | 0.46668 | 372398
2016-06-10 10:00 | 0 | 0.42754 | 383857
2016-06-10 11:00 | 9.14e-06 | 0.33945 | 402748
2016-06-10 12:00 | 0.12657 | 0.18186 | 426829
2016-06-10 13:00 | 0.42817 | 0.19712 | 454646
2016-06-10 14:00 | 0.58886 | 0.24662 | 482301
2016-06-10 15:00 | 0.68137 | 0.25357 | 508873
2016-06-10 16:00 | 0.72998 | 0.26226 | 531905
2016-06-10 17:00 | 0.74446 | 0.28399 | 551022
2016-06-10 18:00 | 0.74244 | 0.31146 | 567314
2016-06-10 19:00 | 0.73347 | 0.33132 | 579868
2016-06-10 20:00 | 0.71689 | 0.33505 | 589997
2016-06-10 21:00 | 0.68376 | 0.33241 | 593420
2016-06-10 22:00 | 0.6295 | 0.32853 | 587600
2016-06-10 23:00 | 0.53742 | 0.34125 | 573688
2016-06-11 | 0.40509 | 0.41187 | 556480
2016-06-11 01:00 | 0.21393 | 0.58689 | 540736
2016-06-11 02:00 | 0.032552 | 0.70348 | 517639
2016-06-11 03:00 | 2.62e-06 | 0.69478 | 486640
2016-06-11 04:00 | 0 | 0.66402 | 455231
2016-06-11 05:00 | 0 | 0.63536 | 426453
2016-06-11 06:00 | 0 | 0.60039 | 405689
2016-06-11 07:00 | 0 | 0.56313 | 388245
2016-06-11 08:00 | 0 | 0.53447 | 375972
2016-06-11 09:00 | 0 | 0.49515 | 372056
2016-06-11 10:00 | 0 | 0.45654 | 372473
2016-06-11 11:00 | 8.03e-06 | 0.37924 | 382390
2016-06-11 12:00 | 0.092122 | 0.25114 | 405494
2016-06-11 13:00 | 0.3086 | 0.24893 | 438077
2016-06-11 14:00 | 0.48649 | 0.30419 | 473340
2016-06-11 15:00 | 0.5999 | 0.32961 | 506666
2016-06-11 16:00 | 0.66231 | 0.33391 | 534752
2016-06-11 17:00 | 0.683 | 0.34272 | 555285
2016-06-11 18:00 | 0.67726 | 0.35925 | 571006
2016-06-11 19:00 | 0.66388 | 0.37801 | 582511
2016-06-11 20:00 | 0.64097 | 0.40251 | 590597
2016-06-11 21:00 | 0.60496 | 0.43479 | 595049
2016-06-11 22:00 | 0.54997 | 0.47559 | 591829
2016-06-11 23:00 | 0.47173 | 0.52699 | 580903
2016-06-12 | 0.35875 | 0.60492 | 566512
2016-06-12 01:00 | 0.20329 | 0.7093 | 552841
2016-06-12 02:00 | 0.024773 | 0.75993 | 531300
2016-06-12 03:00 | 1.6e-06 | 0.74616 | 501243
2016-06-12 04:00 | 0 | 0.70781 | 470687
2016-06-12 05:00 | 0 | 0.67295 | 442054
2016-06-12 06:00 | 0 | 0.64964 | 418211
2016-06-12 07:00 | 0 | 0.61829 | 400428
2016-06-12 08:00 | 0 | 0.59265 | 387567
2016-06-12 09:00 | 0 | 0.53706 | 380020
2016-06-12 10:00 | 0 | 0.46561 | 376210
2016-06-12 11:00 | 3.77e-06 | 0.39354 | 384024
2016-06-12 12:00 | 0.10397 | 0.30643 | 407958
2016-06-12 13:00 | 0.41377 | 0.32105 | 437678
2016-06-12 14:00 | 0.61229 | 0.33931 | 468012
2016-06-12 15:00 | 0.7192 | 0.32998 | 494687
2016-06-12 16:00 | 0.77461 | 0.32303 | 517422
2016-06-12 17:00 | 0.78608 | 0.31934 | 534487
2016-06-12 18:00 | 0.78057 | 0.32071 | 545621
2016-06-12 19:00 | 0.77104 | 0.32004 | 552724
2016-06-12 20:00 | 0.76189 | 0.31468 | 556947
2016-06-12 21:00 | 0.74442 | 0.30521 | 558748
2016-06-12 22:00 | 0.70904 | 0.29166 | 554207
2016-06-12 23:00 | 0.63446 | 0.27884 | 543277
2016-06-13 | 0.52686 | 0.29455 | 530139
2016-06-13 01:00 | 0.30355 | 0.40086 | 519068
2016-06-13 02:00 | 0.035865 | 0.4744 | 498816
2016-06-13 03:00 | 2.74e-06 | 0.45119 | 469138
2016-06-13 04:00 | 0 | 0.40546 | 439711
2016-06-13 05:00 | 0 | 0.36584 | 415207
2016-06-13 06:00 | 0 | 0.32732 | 394517
2016-06-13 07:00 | 0 | 0.29394 | 380639
2016-06-13 08:00 | 0 | 0.27134 | 374559
2016-06-13 09:00 | 0 | 0.2423 | 379564
2016-06-13 10:00 | 0 | 0.22054 | 394195
2016-06-13 11:00 | 4e-06 | 0.18451 | 416210
2016-06-13 12:00 | 0.14144 | 0.11091 | 440541
2016-06-13 13:00 | 0.46694 | 0.094479 | 467299
2016-06-13 14:00 | 0.6673 | 0.10295 | 495712
2016-06-13 15:00 | 0.76388 | 0.09984 | 522570
2016-06-13 16:00 | 0.803 | 0.093823 | 545584
2016-06-13 17:00 | 0.80562 | 0.089879 | 565469
2016-06-13 18:00 | 0.79493 | 0.090341 | 580343
2016-06-13 19:00 | 0.78386 | 0.094501 | 589658
2016-06-13 20:00 | 0.77718 | 0.098483 | 595279
2016-06-13 21:00 | 0.76668 | 0.10711 | 596967
2016-06-13 22:00 | 0.73376 | 0.12524 | 591091
2016-06-13 23:00 | 0.65056 | 0.15896 | 579889
2016-06-14 | 0.53824 | 0.21258 | 565632
2016-06-14 01:00 | 0.2948 | 0.341 | 551948
2016-06-14 02:00 | 0.04099 | 0.46675 | 527027
2016-06-14 03:00 | 0 | 0.47225 | 491855
2016-06-14 04:00 | 0 | 0.44611 | 458318
2016-06-14 05:00 | 0 | 0.41848 | 429694
2016-06-14 06:00 | 0 | 0.39414 | 408610
2016-06-14 07:00 | 0 | 0.37013 | 393006
2016-06-14 08:00 | 0 | 0.34431 | 386262
2016-06-14 09:00 | 0 | 0.31773 | 390262
2016-06-14 10:00 | 0 | 0.3071 | 405010
2016-06-14 11:00 | 1.32e-05 | 0.28893 | 425599
2016-06-14 12:00 | 0.16651 | 0.20155 | 449688
2016-06-14 13:00 | 0.55105 | 0.21367 | 476353
2016-06-14 14:00 | 0.70221 | 0.25338 | 503944
2016-06-14 15:00 | 0.80436 | 0.26357 | 530927
2016-06-14 16:00 | 0.8593 | 0.2772 | 553952
2016-06-14 17:00 | 0.86532 | 0.29852 | 573249
2016-06-14 18:00 | 0.85367 | 0.3212 | 587081
2016-06-14 19:00 | 0.84006 | 0.34304 | 595687
2016-06-14 20:00 | 0.83191 | 0.3573 | 601822
2016-06-14 21:00 | 0.81708 | 0.35726 | 603737
2016-06-14 22:00 | 0.78601 | 0.3491 | 597600
2016-06-14 23:00 | 0.70256 | 0.33149 | 585548
2016-06-15 | 0.554 | 0.33634 | 570965
2016-06-15 01:00 | 0.30135 | 0.40804 | 557325
2016-06-15 02:00 | 0.037084 | 0.46001 | 532471
2016-06-15 03:00 | 2.61e-06 | 0.47924 | 498690
2016-06-15 04:00 | 0 | 0.48186 | 466211
2016-06-15 05:00 | 0 | 0.48775 | 438142
2016-06-15 06:00 | 0 | 0.50478 | 417100
2016-06-15 07:00 | 0 | 0.51539 | 402112
2016-06-15 08:00 | 0 | 0.51429 | 394759
2016-06-15 09:00 | 0 | 0.50176 | 398514
2016-06-15 10:00 | 0 | 0.4782 | 413684
2016-06-15 11:00 | 1.75e-05 | 0.40943 | 433725
2016-06-15 12:00 | 0.15071 | 0.22061 | 458210
2016-06-15 13:00 | 0.52471 | 0.15861 | 486171
2016-06-15 14:00 | 0.6847 | 0.1642 | 515729
2016-06-15 15:00 | 0.7965 | 0.18625 | 544200
2016-06-15 16:00 | 0.8423 | 0.19834 | 569028
2016-06-15 17:00 | 0.85369 | 0.21806 | 590949
2016-06-15 18:00 | 0.84986 | 0.24605 | 608682
2016-06-15 19:00 | 0.84329 | 0.27776 | 621100
2016-06-15 20:00 | 0.84225 | 0.30696 | 629859
2016-06-15 21:00 | 0.83687 | 0.32989 | 632024
2016-06-15 22:00 | 0.80844 | 0.3476 | 626813
2016-06-15 23:00 | 0.74235 | 0.37164 | 613147
2016-06-16 | 0.59446 | 0.44433 | 596583
2016-06-16 01:00 | 0.34037 | 0.61156 | 579747
2016-06-16 02:00 | 0.047601 | 0.7209 | 552876
2016-06-16 03:00 | 2.07e-06 | 0.75404 | 516809
2016-06-16 04:00 | 0 | 0.73338 | 482294
2016-06-16 05:00 | 0 | 0.69511 | 452694
2016-06-16 06:00 | 0 | 0.65012 | 429579
2016-06-16 07:00 | 0 | 0.60901 | 412910
2016-06-16 08:00 | 0 | 0.58165 | 404973
2016-06-16 09:00 | 0 | 0.55667 | 408505
2016-06-16 10:00 | 0 | 0.5282 | 422239
2016-06-16 11:00 | 1.67e-05 | 0.45926 | 442317
2016-06-16 12:00 | 0.16139 | 0.33655 | 467491
2016-06-16 13:00 | 0.55893 | 0.34697 | 494771
2016-06-16 14:00 | 0.70996 | 0.37596 | 523244
2016-06-16 15:00 | 0.81812 | 0.38081 | 550557
2016-06-16 16:00 | 0.85707 | 0.36736 | 573493
2016-06-16 17:00 | 0.87499 | 0.3656 | 593314
2016-06-16 18:00 | 0.86837 | 0.38406 | 608327
2016-06-16 19:00 | 0.86004 | 0.4121 | 617141
2016-06-16 20:00 | 0.85833 | 0.44206 | 622344
2016-06-16 21:00 | 0.8518 | 0.46807 | 623112
2016-06-16 22:00 | 0.82356 | 0.48019 | 617203
2016-06-16 23:00 | 0.7577 | 0.47581 | 605611
2016-06-17 | 0.60271 | 0.51317 | 591553
2016-06-17 01:00 | 0.35658 | 0.6363 | 575723
2016-06-17 02:00 | 0.049939 | 0.72472 | 549591
2016-06-17 03:00 | 1.78e-06 | 0.73126 | 515717
2016-06-17 04:00 | 0 | 0.70743 | 483717
2016-06-17 05:00 | 0 | 0.68153 | 454279
2016-06-17 06:00 | 0 | 0.64985 | 428248
2016-06-17 07:00 | 0 | 0.62478 | 411752
2016-06-17 08:00 | 0 | 0.59611 | 403500
2016-06-17 09:00 | 0 | 0.56534 | 405513
2016-06-17 10:00 | 0 | 0.535 | 416644
2016-06-17 11:00 | 1.66e-05 | 0.4624 | 434301
2016-06-17 12:00 | 0.15707 | 0.30858 | 459290
2016-06-17 13:00 | 0.55306 | 0.29951 | 488911
2016-06-17 14:00 | 0.70763 | 0.28985 | 518595
2016-06-17 15:00 | 0.81093 | 0.25138 | 545741
2016-06-17 16:00 | 0.85203 | 0.21914 | 567490
2016-06-17 17:00 | 0.86526 | 0.20013 | 584549
2016-06-17 18:00 | 0.86101 | 0.18937 | 597291
2016-06-17 19:00 | 0.8533 | 0.18475 | 606608
2016-06-17 20:00 | 0.85114 | 0.18274 | 612181
2016-06-17 21:00 | 0.84395 | 0.18265 | 612561
2016-06-17 22:00 | 0.814 | 0.18868 | 604742
2016-06-17 23:00 | 0.74226 | 0.20837 | 590018
2016-06-18 | 0.58769 | 0.27552 | 571383
2016-06-18 01:00 | 0.32722 | 0.42267 | 554508
2016-06-18 02:00 | 0.048206 | 0.55167 | 530096
2016-06-18 03:00 | 8.24e-07 | 0.58047 | 497484
2016-06-18 04:00 | 0 | 0.54755 | 465759
2016-06-18 05:00 | 0 | 0.50665 | 436125
2016-06-18 06:00 | 0 | 0.46711 | 410907
2016-06-18 07:00 | 0 | 0.42833 | 393168
2016-06-18 08:00 | 0 | 0.39851 | 381758
2016-06-18 09:00 | 0 | 0.34793 | 376227
2016-06-18 10:00 | 0 | 0.30212 | 375830
2016-06-18 11:00 | 8.76e-06 | 0.24589 | 384738
2016-06-18 12:00 | 0.16263 | 0.14261 | 405325
2016-06-18 13:00 | 0.53801 | 0.10942 | 432021
2016-06-18 14:00 | 0.68773 | 0.11973 | 460821
2016-06-18 15:00 | 0.78578 | 0.11117 | 489654
2016-06-18 16:00 | 0.82382 | 0.097808 | 514631
2016-06-18 17:00 | 0.82882 | 0.092262 | 534606
2016-06-18 18:00 | 0.82061 | 0.092331 | 551191
2016-06-18 19:00 | 0.80996 | 0.099156 | 564545
2016-06-18 20:00 | 0.80153 | 0.11372 | 574478
2016-06-18 21:00 | 0.78424 | 0.13741 | 579685
2016-06-18 22:00 | 0.75119 | 0.17188 | 575841
2016-06-18 23:00 | 0.67038 | 0.22191 | 562708
2016-06-19 | 0.51684 | 0.29895 | 545617
2016-06-19 01:00 | 0.28293 | 0.46338 | 531539
2016-06-19 02:00 | 0.047518 | 0.61502 | 511308
2016-06-19 03:00 | 4.12e-06 | 0.65664 | 481727
2016-06-19 04:00 | 0 | 0.65631 | 450963
2016-06-19 05:00 | 0 | 0.63725 | 423780
2016-06-19 06:00 | 0 | 0.6111 | 400632
2016-06-19 07:00 | 0 | 0.58515 | 383744
2016-06-19 08:00 | 0 | 0.56323 | 372003
2016-06-19 09:00 | 0 | 0.54485 | 364628
2016-06-19 10:00 | 0 | 0.52409 | 361484
2016-06-19 11:00 | 1.49e-05 | 0.45628 | 367308
2016-06-19 12:00 | 0.13804 | 0.3188 | 387174
2016-06-19 13:00 | 0.46228 | 0.36011 | 415881
2016-06-19 14:00 | 0.63772 | 0.41874 | 447988
2016-06-19 15:00 | 0.74573 | 0.43877 | 479035
2016-06-19 16:00 | 0.79638 | 0.4547 | 506647
2016-06-19 17:00 | 0.80831 | 0.46895 | 530674
2016-06-19 18:00 | 0.80607 | 0.47772 | 550246
2016-06-19 19:00 | 0.8003 | 0.48098 | 567009
2016-06-19 20:00 | 0.79586 | 0.482 | 580864
2016-06-19 21:00 | 0.78208 | 0.48549 | 590387
2016-06-19 22:00 | 0.75162 | 0.49367 | 591563
2016-06-19 23:00 | 0.68352 | 0.51054 | 584623
2016-06-20 | 0.54053 | 0.55826 | 571899
2016-06-20 01:00 | 0.33336 | 0.67232 | 560612
2016-06-20 02:00 | 0.045559 | 0.77277 | 538629
2016-06-20 03:00 | 1.45e-06 | 0.77673 | 506404
2016-06-20 04:00 | 0 | 0.74855 | 472788
2016-06-20 05:00 | 0 | 0.7177 | 444380
2016-06-20 06:00 | 0 | 0.68687 | 420074
2016-06-20 07:00 | 0 | 0.65765 | 403268
2016-06-20 08:00 | 0 | 0.62122 | 394676
2016-06-20 09:00 | 0 | 0.57143 | 397331
2016-06-20 10:00 | 0 | 0.51769 | 410679
2016-06-20 11:00 | 1.66e-05 | 0.39334 | 433379
2016-06-20 12:00 | 0.16261 | 0.22459 | 461784
2016-06-20 13:00 | 0.51456 | 0.28205 | 494530
2016-06-20 14:00 | 0.69468 | 0.29187 | 529278
2016-06-20 15:00 | 0.78144 | 0.2573 | 563124
2016-06-20 16:00 | 0.82391 | 0.22493 | 592728
2016-06-20 17:00 | 0.82969 | 0.20826 | 618309
2016-06-20 18:00 | 0.82305 | 0.20207 | 637952
2016-06-20 19:00 | 0.81542 | 0.19855 | 653245
2016-06-20 20:00 | 0.8137 | 0.19481 | 664302
2016-06-20 21:00 | 0.80703 | 0.1942 | 668915
2016-06-20 22:00 | 0.78356 | 0.1931 | 664906
2016-06-20 23:00 | 0.71005 | 0.19169 | 651397
2016-06-21 | 0.57976 | 0.20697 | 631507
2016-06-21 01:00 | 0.32615 | 0.3286 | 612804
2016-06-21 02:00 | 0.048632 | 0.49889 | 581995
2016-06-21 03:00 | 1.26e-06 | 0.55426 | 539949
2016-06-21 04:00 | 0 | 0.54404 | 501362
2016-06-21 05:00 | 0 | 0.52013 | 469238
2016-06-21 06:00 | 0 | 0.4948 | 441958
2016-06-21 07:00 | 0 | 0.47726 | 422625
2016-06-21 08:00 | 0 | 0.4652 | 412705
2016-06-21 09:00 | 0 | 0.43709 | 414254
2016-06-21 10:00 | 0 | 0.40477 | 427487
2016-06-21 11:00 | 1.41e-05 | 0.34471 | 447267
2016-06-21 12:00 | 0.14051 | 0.1878 | 470193
2016-06-21 13:00 | 0.44528 | 0.15691 | 498042
2016-06-21 14:00 | 0.64717 | 0.21341 | 529549
2016-06-21 15:00 | 0.7343 | 0.23773 | 560715
2016-06-21 16:00 | 0.78676 | 0.24515 | 586867
2016-06-21 17:00 | 0.80003 | 0.25826 | 609939
2016-06-21 18:00 | 0.80045 | 0.28049 | 627655
2016-06-21 19:00 | 0.79378 | 0.31004 | 640291
2016-06-21 20:00 | 0.78771 | 0.34247 | 649707
2016-06-21 21:00 | 0.77568 | 0.37151 | 653434
2016-06-21 22:00 | 0.74371 | 0.39778 | 648117
2016-06-21 23:00 | 0.66455 | 0.43303 | 634951
2016-06-22 | 0.52356 | 0.51851 | 617957
2016-06-22 01:00 | 0.27825 | 0.70788 | 599868
2016-06-22 02:00 | 0.048132 | 0.82969 | 571899
2016-06-22 03:00 | 3.82e-06 | 0.84836 | 532903
2016-06-22 04:00 | 0 | 0.83532 | 495486
2016-06-22 05:00 | 0 | 0.80966 | 464781
2016-06-22 06:00 | 0 | 0.7808 | 439728
2016-06-22 07:00 | 0 | 0.75598 | 422327
2016-06-22 08:00 | 0 | 0.72815 | 411323
2016-06-22 09:00 | 0 | 0.69449 | 412625
2016-06-22 10:00 | 0 | 0.6628 | 424663
2016-06-22 11:00 | 1.63e-05 | 0.59264 | 445447
2016-06-22 12:00 | 0.13922 | 0.45761 | 469789
2016-06-22 13:00 | 0.44249 | 0.54688 | 498029
2016-06-22 14:00 | 0.64527 | 0.5737 | 528101
2016-06-22 15:00 | 0.72496 | 0.53277 | 557079
2016-06-22 16:00 | 0.77651 | 0.48681 | 582091
2016-06-22 17:00 | 0.78886 | 0.45305 | 604925
2016-06-22 18:00 | 0.78458 | 0.42845 | 623197
2016-06-22 19:00 | 0.77181 | 0.40658 | 636797
2016-06-22 20:00 | 0.76156 | 0.38738 | 648742
2016-06-22 21:00 | 0.74634 | 0.36855 | 653933
2016-06-22 22:00 | 0.71119 | 0.35148 | 651094
2016-06-22 23:00 | 0.63839 | 0.34148 | 640266
2016-06-23 | 0.51504 | 0.36351 | 623630
2016-06-23 01:00 | 0.29098 | 0.4892 | 607473
2016-06-23 02:00 | 0.050151 | 0.59734 | 579275
2016-06-23 03:00 | 4.03e-06 | 0.62867 | 541127
2016-06-23 04:00 | 0 | 0.6027 | 505365
2016-06-23 05:00 | 0 | 0.55896 | 474918
2016-06-23 06:00 | 0 | 0.51945 | 449614
2016-06-23 07:00 | 0 | 0.47986 | 430975
2016-06-23 08:00 | 0 | 0.44459 | 420920
2016-06-23 09:00 | 0 | 0.40927 | 422636
2016-06-23 10:00 | 0 | 0.37099 | 435624
2016-06-23 11:00 | 1.85e-06 | 0.28293 | 453506
2016-06-23 12:00 | 0.11425 | 0.1774 | 476162
2016-06-23 13:00 | 0.43225 | 0.19809 | 503574
2016-06-23 14:00 | 0.61958 | 0.21713 | 533806
2016-06-23 15:00 | 0.70485 | 0.20004 | 562667
2016-06-23 16:00 | 0.74737 | 0.17614 | 586908
2016-06-23 17:00 | 0.76084 | 0.16038 | 609543
2016-06-23 18:00 | 0.75453 | 0.15063 | 626573
2016-06-23 19:00 | 0.744 | 0.14256 | 639206
2016-06-23 20:00 | 0.73409 | 0.14034 | 646663
2016-06-23 21:00 | 0.71504 | 0.14611 | 648522
2016-06-23 22:00 | 0.68149 | 0.16132 | 641842
2016-06-23 23:00 | 0.60987 | 0.19533 | 627035
2016-06-24 | 0.48903 | 0.26882 | 610069
2016-06-24 01:00 | 0.29726 | 0.44222 | 593801
2016-06-24 02:00 | 0.047409 | 0.59401 | 567900
2016-06-24 03:00 | 3.95e-06 | 0.62864 | 530470
2016-06-24 04:00 | 0 | 0.60303 | 495549
2016-06-24 05:00 | 0 | 0.56139 | 464939
2016-06-24 06:00 | 0 | 0.52236 | 439525
2016-06-24 07:00 | 0 | 0.50174 | 421376
2016-06-24 08:00 | 0 | 0.4877 | 412085
2016-06-24 09:00 | 0 | 0.46158 | 413435
2016-06-24 10:00 | 0 | 0.43714 | 424244
2016-06-24 11:00 | 2.55e-06 | 0.36689 | 440458
2016-06-24 12:00 | 0.10713 | 0.23088 | 463708
2016-06-24 13:00 | 0.42151 | 0.27078 | 493073
2016-06-24 14:00 | 0.61034 | 0.28959 | 525878
2016-06-24 15:00 | 0.71196 | 0.26166 | 555545
2016-06-24 16:00 | 0.76665 | 0.25228 | 580705
2016-06-24 17:00 | 0.79094 | 0.26845 | 602435
2016-06-24 18:00 | 0.78659 | 0.30011 | 619693
2016-06-24 19:00 | 0.775 | 0.33847 | 630709
2016-06-24 20:00 | 0.76212 | 0.37923 | 638495
2016-06-24 21:00 | 0.74043 | 0.42227 | 640690
2016-06-24 22:00 | 0.69938 | 0.46574 | 633972
2016-06-24 23:00 | 0.62277 | 0.51402 | 618931
2016-06-25 | 0.48921 | 0.57995 | 599867
2016-06-25 01:00 | 0.28986 | 0.70264 | 582333
2016-06-25 02:00 | 0.040875 | 0.78129 | 556986
2016-06-25 03:00 | 3.71e-06 | 0.77185 | 523448
2016-06-25 04:00 | 0 | 0.74945 | 488739
2016-06-25 05:00 | 0 | 0.72856 | 458760
2016-06-25 06:00 | 0 | 0.70213 | 434366
2016-06-25 07:00 | 0 | 0.67722 | 415428
2016-06-25 08:00 | 0 | 0.66433 | 403474
2016-06-25 09:00 | 0 | 0.64321 | 398206
2016-06-25 10:00 | 0 | 0.61466 | 396437
2016-06-25 11:00 | 9.57e-06 | 0.54909 | 406211
2016-06-25 12:00 | 0.10578 | 0.47036 | 429393
2016-06-25 13:00 | 0.42089 | 0.60459 | 460277
2016-06-25 14:00 | 0.6214 | 0.652 | 496302
2016-06-25 15:00 | 0.72398 | 0.63851 | 529538
2016-06-25 16:00 | 0.77384 | 0.62844 | 556540
2016-06-25 17:00 | 0.78935 | 0.62826 | 577439
2016-06-25 18:00 | 0.78534 | 0.63159 | 594128
2016-06-25 19:00 | 0.76934 | 0.63366 | 607626
2016-06-25 20:00 | 0.75284 | 0.63095 | 617969
2016-06-25 21:00 | 0.72642 | 0.62425 | 622318
2016-06-25 22:00 | 0.67781 | 0.62032 | 618800
2016-06-25 23:00 | 0.59671 | 0.61911 | 606976
2016-06-26 | 0.474 | 0.62445 | 589083
2016-06-26 01:00 | 0.28758 | 0.64888 | 574644
2016-06-26 02:00 | 0.052865 | 0.63898 | 551576
2016-06-26 03:00 | 3.23e-06 | 0.58502 | 519032
2016-06-26 04:00 | 0 | 0.53455 | 486390
2016-06-26 05:00 | 0 | 0.48692 | 459029
2016-06-26 06:00 | 0 | 0.44867 | 434515
2016-06-26 07:00 | 0 | 0.4227 | 415502
2016-06-26 08:00 | 0 | 0.41479 | 402118
2016-06-26 09:00 | 0 | 0.41315 | 393992
2016-06-26 10:00 | 0 | 0.40196 | 389269
2016-06-26 11:00 | 2.66e-06 | 0.34645 | 395323
2016-06-26 12:00 | 0.09336 | 0.23117 | 417009
2016-06-26 13:00 | 0.41427 | 0.26343 | 448690
2016-06-26 14:00 | 0.57732 | 0.28971 | 482510
2016-06-26 15:00 | 0.68365 | 0.29972 | 515606
2016-06-26 16:00 | 0.73274 | 0.30681 | 545152
2016-06-26 17:00 | 0.74548 | 0.31354 | 569377
2016-06-26 18:00 | 0.73895 | 0.31909 | 587630
2016-06-26 19:00 | 0.72363 | 0.3217 | 600551
2016-06-26 20:00 | 0.70841 | 0.32065 | 611011
2016-06-26 21:00 | 0.68422 | 0.31633 | 618377
2016-06-26 22:00 | 0.64674 | 0.31178 | 617665
2016-06-26 23:00 | 0.57888 | 0.3073 | 607496
2016-06-27 | 0.44827 | 0.31444 | 592599
2016-06-27 01:00 | 0.2749 | 0.36696 | 578817
2016-06-27 02:00 | 0.051251 | 0.44577 | 554582
2016-06-27 03:00 | 2.31e-06 | 0.47235 | 522357
2016-06-27 04:00 | 0 | 0.45846 | 487380
2016-06-27 05:00 | 0 | 0.42355 | 457889
2016-06-27 06:00 | 0 | 0.38021 | 434252
2016-06-27 07:00 | 0 | 0.33475 | 417528
2016-06-27 08:00 | 0 | 0.29721 | 409693
2016-06-27 09:00 | 0 | 0.25681 | 412485
2016-06-27 10:00 | 0 | 0.22229 | 425260
2016-06-27 11:00 | 1.36e-05 | 0.15796 | 445867
2016-06-27 12:00 | 0.13226 | 0.093115 | 473347
2016-06-27 13:00 | 0.43441 | 0.094565 | 505702
2016-06-27 14:00 | 0.60539 | 0.10925 | 541134
2016-06-27 15:00 | 0.70728 | 0.11496 | 575398
2016-06-27 16:00 | 0.74991 | 0.11723 | 605106
2016-06-27 17:00 | 0.76743 | 0.11683 | 630216
2016-06-27 18:00 | 0.76274 | 0.11536 | 649665
2016-06-27 19:00 | 0.75167 | 0.113 | 662709
2016-06-27 20:00 | 0.74176 | 0.1115 | 670215
2016-06-27 21:00 | 0.72263 | 0.10974 | 671047
2016-06-27 22:00 | 0.68568 | 0.10931 | 663408
2016-06-27 23:00 | 0.6029 | 0.11526 | 649398
2016-06-28 | 0.46759 | 0.14024 | 630972
2016-06-28 01:00 | 0.262 | 0.23919 | 611553
2016-06-28 02:00 | 0.039836 | 0.38103 | 582436
2016-06-28 03:00 | 2.45e-06 | 0.43686 | 542570
2016-06-28 04:00 | 0 | 0.42154 | 505108
2016-06-28 05:00 | 0 | 0.38564 | 472652
2016-06-28 06:00 | 0 | 0.34406 | 447155
2016-06-28 07:00 | 0 | 0.30037 | 428315
2016-06-28 08:00 | 0 | 0.2621 | 418966
2016-06-28 09:00 | 0 | 0.21946 | 421131
2016-06-28 10:00 | 0 | 0.19029 | 432714
2016-06-28 11:00 | 5.03e-06 | 0.15564 | 450973
2016-06-28 12:00 | 0.12651 | 0.069084 | 473234
2016-06-28 13:00 | 0.39905 | 0.046865 | 500024
2016-06-28 14:00 | 0.5773 | 0.045806 | 529073
2016-06-28 15:00 | 0.69149 | 0.03997 | 556879
2016-06-28 16:00 | 0.73874 | 0.037423 | 580836
2016-06-28 17:00 | 0.75504 | 0.037973 | 601203
2016-06-28 18:00 | 0.7516 | 0.040708 | 616276
2016-06-28 19:00 | 0.73985 | 0.044996 | 624529
2016-06-28 20:00 | 0.72542 | 0.050787 | 628520
2016-06-28 21:00 | 0.69259 | 0.05972 | 628828
2016-06-28 22:00 | 0.6435 | 0.072342 | 621537
2016-06-28 23:00 | 0.56051 | 0.090669 | 607995
2016-06-29 | 0.42302 | 0.12629 | 591546
2016-06-29 01:00 | 0.22366 | 0.22112 | 574649
2016-06-29 02:00 | 0.036303 | 0.34715 | 547945
2016-06-29 03:00 | 2.2e-06 | 0.37423 | 513219
2016-06-29 04:00 | 0 | 0.35625 | 478698
2016-06-29 05:00 | 0 | 0.33098 | 449349
2016-06-29 06:00 | 0 | 0.30401 | 424797
2016-06-29 07:00 | 0 | 0.28245 | 407843
2016-06-29 08:00 | 0 | 0.26457 | 399379
2016-06-29 09:00 | 0 | 0.23229 | 401264
2016-06-29 10:00 | 0 | 0.20104 | 413223
2016-06-29 11:00 | 3.84e-06 | 0.15703 | 432696
2016-06-29 12:00 | 0.10804 | 0.070059 | 456995
2016-06-29 13:00 | 0.36695 | 0.05476 | 482516
2016-06-29 14:00 | 0.53659 | 0.062831 | 511202
2016-06-29 15:00 | 0.63005 | 0.051916 | 540055
2016-06-29 16:00 | 0.68127 | 0.039492 | 565473
2016-06-29 17:00 | 0.70161 | 0.032319 | 588208
2016-06-29 18:00 | 0.70233 | 0.029421 | 607375
2016-06-29 19:00 | 0.69343 | 0.030806 | 621004
2016-06-29 20:00 | 0.68231 | 0.033987 | 630653
2016-06-29 21:00 | 0.66154 | 0.038369 | 634465
2016-06-29 22:00 | 0.61903 | 0.048229 | 629556
2016-06-29 23:00 | 0.53675 | 0.065849 | 616067
2016-06-30 | 0.3959 | 0.10485 | 597182
2016-06-30 01:00 | 0.19767 | 0.20803 | 580014
2016-06-30 02:00 | 0.041619 | 0.33214 | 553545
2016-06-30 03:00 | 2.07e-06 | 0.37657 | 516726
2016-06-30 04:00 | 0 | 0.36222 | 480169
2016-06-30 05:00 | 0 | 0.33453 | 449511
2016-06-30 06:00 | 0 | 0.30751 | 424274
2016-06-30 07:00 | 0 | 0.28604 | 406855
2016-06-30 08:00 | 0 | 0.27226 | 398026
2016-06-30 09:00 | 0 | 0.25006 | 399538
2016-06-30 10:00 | 0 | 0.22907 | 410455
2016-06-30 11:00 | 2.01e-06 | 0.19032 | 428603
2016-06-30 12:00 | 0.082016 | 0.11435 | 452042
2016-06-30 13:00 | 0.301 | 0.12254 | 479897
2016-06-30 14:00 | 0.47567 | 0.1573 | 509011
2016-06-30 15:00 | 0.57205 | 0.16388 | 536971
2016-06-30 16:00 | 0.62566 | 0.15947 | 561106
2016-06-30 17:00 | 0.64401 | 0.15657 | 582107
2016-06-30 18:00 | 0.6336 | 0.15868 | 600446
2016-06-30 19:00 | 0.61205 | 0.16607 | 614080
2016-06-30 20:00 | 0.58427 | 0.17829 | 623589
2016-06-30 21:00 | 0.54081 | 0.19329 | 626709
2016-06-30 22:00 | 0.48173 | 0.2078 | 620594
2016-06-30 23:00 | 0.40326 | 0.22323 | 607167
2016-07-01 | 0.29173 | 0.25809 | 590202
2016-07-01 01:00 | 0.15922 | 0.37034 | 574790
2016-07-01 02:00 | 0.047611 | 0.52093 | 549953
2016-07-01 03:00 | 2.34e-06 | 0.5434 | 515518
2016-07-01 04:00 | 0 | 0.50751 | 480417
2016-07-01 05:00 | 0 | 0.47052 | 450190
2016-07-01 06:00 | 0 | 0.43127 | 426366
2016-07-01 07:00 | 0 | 0.39622 | 409213
2016-07-01 08:00 | 0 | 0.37261 | 400250
2016-07-01 09:00 | 0 | 0.34342 | 401487
2016-07-01 10:00 | 0 | 0.31092 | 412287
2016-07-01 11:00 | 0 | 0.23838 | 428746
2016-07-01 12:00 | 0.068691 | 0.15314 | 450070
2016-07-01 13:00 | 0.28862 | 0.17822 | 478324
2016-07-01 14:00 | 0.48574 | 0.18983 | 508012
2016-07-01 15:00 | 0.5991 | 0.16868 | 535615
2016-07-01 16:00 | 0.64763 | 0.14994 | 559186
2016-07-01 17:00 | 0.66524 | 0.14355 | 579245
2016-07-01 18:00 | 0.65535 | 0.14609 | 595305
2016-07-01 19:00 | 0.63179 | 0.15307 | 605699
2016-07-01 20:00 | 0.59675 | 0.1601 | 611337
2016-07-01 21:00 | 0.53964 | 0.17321 | 611951
2016-07-01 22:00 | 0.47607 | 0.18933 | 605031
2016-07-01 23:00 | 0.3931 | 0.20193 | 590638
2016-07-02 | 0.29182 | 0.22569 | 571712
2016-07-02 01:00 | 0.16844 | 0.29122 | 554807
2016-07-02 02:00 | 0.036967 | 0.36899 | 531328
2016-07-02 03:00 | 1.96e-06 | 0.40506 | 499376
2016-07-02 04:00 | 0 | 0.39277 | 466635
2016-07-02 05:00 | 0 | 0.37068 | 439718
2016-07-02 06:00 | 0 | 0.35069 | 416966
2016-07-02 07:00 | 0 | 0.32547 | 399240
2016-07-02 08:00 | 0 | 0.30577 | 387170
2016-07-02 09:00 | 0 | 0.28367 | 380581
2016-07-02 10:00 | 0 | 0.26489 | 378094
2016-07-02 11:00 | 5.64e-06 | 0.23061 | 383661
2016-07-02 12:00 | 0.098114 | 0.14459 | 400616
2016-07-02 13:00 | 0.37952 | 0.18027 | 426470
2016-07-02 14:00 | 0.58733 | 0.21103 | 455527
2016-07-02 15:00 | 0.69626 | 0.19989 | 483095
2016-07-02 16:00 | 0.73563 | 0.18701 | 505288
2016-07-02 17:00 | 0.74112 | 0.18015 | 521550
2016-07-02 18:00 | 0.72939 | 0.17551 | 534147
2016-07-02 19:00 | 0.71283 | 0.17158 | 543318
2016-07-02 20:00 | 0.69206 | 0.1697 | 550529
2016-07-02 21:00 | 0.65749 | 0.17335 | 553668
2016-07-02 22:00 | 0.61386 | 0.1868 | 551163
2016-07-02 23:00 | 0.54035 | 0.21483 | 541555
2016-07-03 | 0.4304 | 0.26787 | 529567
2016-07-03 01:00 | 0.25903 | 0.35372 | 519482
2016-07-03 02:00 | 0.039335 | 0.44831 | 501337
2016-07-03 03:00 | 1.61e-06 | 0.47676 | 475042
2016-07-03 04:00 | 0 | 0.46694 | 447642
2016-07-03 05:00 | 0 | 0.45683 | 423652
2016-07-03 06:00 | 0 | 0.45981 | 404833
2016-07-03 07:00 | 0 | 0.46001 | 389215
2016-07-03 08:00 | 0 | 0.45335 | 378146
2016-07-03 09:00 | 0 | 0.41875 | 372341
2016-07-03 10:00 | 0 | 0.38052 | 368890
2016-07-03 11:00 | 3.86e-06 | 0.31692 | 371706
2016-07-03 12:00 | 0.13285 | 0.25241 | 386611
2016-07-03 13:00 | 0.4854 | 0.28719 | 411545
2016-07-03 14:00 | 0.67164 | 0.29755 | 439309
2016-07-03 15:00 | 0.7669 | 0.28465 | 464843
2016-07-03 16:00 | 0.80761 | 0.26215 | 488465
2016-07-03 17:00 | 0.81625 | 0.23988 | 506543
2016-07-03 18:00 | 0.80746 | 0.22121 | 520834
2016-07-03 19:00 | 0.79779 | 0.20873 | 531090
2016-07-03 20:00 | 0.79293 | 0.19906 | 538146
2016-07-03 21:00 | 0.78281 | 0.19496 | 542328
2016-07-03 22:00 | 0.75653 | 0.19511 | 540729
2016-07-03 23:00 | 0.69037 | 0.20225 | 532210
2016-07-04 | 0.55835 | 0.22935 | 521496
2016-07-04 01:00 | 0.32526 | 0.31971 | 511466
2016-07-04 02:00 | 0.044486 | 0.43386 | 495426
2016-07-04 03:00 | 2.44e-06 | 0.45556 | 471952
2016-07-04 04:00 | 0 | 0.4267 | 444686
2016-07-04 05:00 | 0 | 0.39542 | 420950
2016-07-04 06:00 | 0 | 0.37342 | 400759
2016-07-04 07:00 | 0 | 0.36664 | 385823
2016-07-04 08:00 | 0 | 0.3698 | 377948
2016-07-04 09:00 | 0 | 0.36547 | 375023
2016-07-04 10:00 | 0 | 0.36164 | 373626
2016-07-04 11:00 | 1.18e-05 | 0.32995 | 376666
2016-07-04 12:00 | 0.17191 | 0.19897 | 392312
2016-07-04 13:00 | 0.53198 | 0.15166 | 418892
2016-07-04 14:00 | 0.69308 | 0.1615 | 450265
2016-07-04 15:00 | 0.7753 | 0.14238 | 479712
2016-07-04 16:00 | 0.82893 | 0.1217 | 505125
2016-07-04 17:00 | 0.8341 | 0.11423 | 524716
2016-07-04 18:00 | 0.82817 | 0.11973 | 539792
2016-07-04 19:00 | 0.81869 | 0.13027 | 550802
2016-07-04 20:00 | 0.81515 | 0.13832 | 559591
2016-07-04 21:00 | 0.80412 | 0.13729 | 564260
2016-07-04 22:00 | 0.77304 | 0.13058 | 562347
2016-07-04 23:00 | 0.70466 | 0.13 | 553619
2016-07-05 | 0.56463 | 0.15007 | 541829
2016-07-05 01:00 | 0.32475 | 0.25459 | 528918
2016-07-05 02:00 | 0.040933 | 0.44479 | 512243
2016-07-05 03:00 | 1.44e-06 | 0.58419 | 489014
2016-07-05 04:00 | 0 | 0.62792 | 463425
2016-07-05 05:00 | 0 | 0.6215 | 439017
2016-07-05 06:00 | 0 | 0.59757 | 420628
2016-07-05 07:00 | 0 | 0.56285 | 407204
2016-07-05 08:00 | 0 | 0.52169 | 400873
2016-07-05 09:00 | 0 | 0.48941 | 404728
2016-07-05 10:00 | 0 | 0.47103 | 418595
2016-07-05 11:00 | 5.11e-06 | 0.4073 | 438717
2016-07-05 12:00 | 0.15258 | 0.24115 | 466482
2016-07-05 13:00 | 0.51223 | 0.20021 | 498721
2016-07-05 14:00 | 0.67802 | 0.23091 | 532131
2016-07-05 15:00 | 0.77083 | 0.24584 | 562591
2016-07-05 16:00 | 0.82301 | 0.24459 | 588617
2016-07-05 17:00 | 0.83084 | 0.24443 | 611568
2016-07-05 18:00 | 0.82542 | 0.24742 | 630490
2016-07-05 19:00 | 0.81916 | 0.25221 | 645161
2016-07-05 20:00 | 0.81779 | 0.25271 | 655847
2016-07-05 21:00 | 0.81101 | 0.24412 | 660906
2016-07-05 22:00 | 0.78394 | 0.23998 | 659394
2016-07-05 23:00 | 0.70749 | 0.2593 | 648330
2016-07-06 | 0.57202 | 0.31771 | 631841
2016-07-06 01:00 | 0.3331 | 0.413 | 615342
2016-07-06 02:00 | 0.038526 | 0.49 | 588636
2016-07-06 03:00 | 1.59e-06 | 0.51989 | 550875
2016-07-06 04:00 | 0 | 0.50413 | 513295
2016-07-06 05:00 | 0 | 0.47093 | 482780
2016-07-06 06:00 | 0 | 0.45007 | 456911
2016-07-06 07:00 | 0 | 0.44086 | 438013
2016-07-06 08:00 | 0 | 0.4369 | 428937
2016-07-06 09:00 | 0 | 0.41591 | 430708
2016-07-06 10:00 | 0 | 0.39488 | 445156
2016-07-06 11:00 | 9.35e-06 | 0.34248 | 463770
2016-07-06 12:00 | 0.15093 | 0.21405 | 489145
2016-07-06 13:00 | 0.518 | 0.23502 | 520664
2016-07-06 14:00 | 0.66941 | 0.25113 | 555412
2016-07-06 15:00 | 0.77396 | 0.22833 | 588346
2016-07-06 16:00 | 0.81761 | 0.19832 | 615929
2016-07-06 17:00 | 0.83079 | 0.18595 | 637138
2016-07-06 18:00 | 0.8252 | 0.19313 | 653810
2016-07-06 19:00 | 0.81699 | 0.20952 | 665008
2016-07-06 20:00 | 0.81321 | 0.2308 | 672372
2016-07-06 21:00 | 0.8044 | 0.25463 | 676348
2016-07-06 22:00 | 0.7777 | 0.2817 | 672541
2016-07-06 23:00 | 0.70168 | 0.32089 | 659367
2016-07-07 | 0.56028 | 0.38003 | 641094
2016-07-07 01:00 | 0.31165 | 0.5354 | 623195
2016-07-07 02:00 | 0.041634 | 0.64674 | 595023
2016-07-07 03:00 | 1.13e-06 | 0.65589 | 556249
2016-07-07 04:00 | 0 | 0.61769 | 519251
2016-07-07 05:00 | 0 | 0.58123 | 487018
2016-07-07 06:00 | 0 | 0.54786 | 460529
2016-07-07 07:00 | 0 | 0.52704 | 441619
2016-07-07 08:00 | 0 | 0.51734 | 432270
2016-07-07 09:00 | 0 | 0.49178 | 434678
2016-07-07 10:00 | 0 | 0.46565 | 447332
2016-07-07 11:00 | 1.14e-05 | 0.42957 | 467197
2016-07-07 12:00 | 0.13077 | 0.32581 | 491641
2016-07-07 13:00 | 0.49844 | 0.33661 | 521731
2016-07-07 14:00 | 0.66098 | 0.36092 | 555164
2016-07-07 15:00 | 0.76373 | 0.34289 | 587617
2016-07-07 16:00 | 0.81378 | 0.3227 | 614204
2016-07-07 17:00 | 0.82678 | 0.31255 | 635168
2016-07-07 18:00 | 0.81919 | 0.30981 | 654364
2016-07-07 19:00 | 0.80829 | 0.31618 | 664473
2016-07-07 20:00 | 0.80218 | 0.32182 | 671071
2016-07-07 21:00 | 0.78905 | 0.32011 | 673729
2016-07-07 22:00 | 0.75704 | 0.31243 | 668069
2016-07-07 23:00 | 0.67065 | 0.30809 | 654646
2016-07-08 | 0.54908 | 0.31746 | 638410
2016-07-08 01:00 | 0.31152 | 0.40512 | 621532
2016-07-08 02:00 | 0.039956 | 0.49963 | 593605
2016-07-08 03:00 | 8.11e-07 | 0.5189 | 555858
2016-07-08 04:00 | 0 | 0.49081 | 518604
2016-07-08 05:00 | 0 | 0.45065 | 488114
2016-07-08 06:00 | 0 | 0.41923 | 461874
2016-07-08 07:00 | 0 | 0.39987 | 442742
2016-07-08 08:00 | 0 | 0.38737 | 432778
2016-07-08 09:00 | 0 | 0.36433 | 434603
2016-07-08 10:00 | 0 | 0.34447 | 446741
2016-07-08 11:00 | 9.69e-09 | 0.29382 | 464941
2016-07-08 12:00 | 0.096627 | 0.18652 | 491037
2016-07-08 13:00 | 0.43696 | 0.17694 | 523699
2016-07-08 14:00 | 0.62036 | 0.20428 | 557938
2016-07-08 15:00 | 0.72685 | 0.20659 | 591140
2016-07-08 16:00 | 0.78604 | 0.20137 | 616688
2016-07-08 17:00 | 0.79948 | 0.19796 | 637306
2016-07-08 18:00 | 0.79605 | 0.19595 | 652156
2016-07-08 19:00 | 0.78672 | 0.19311 | 661112
2016-07-08 20:00 | 0.77955 | 0.18697 | 666277
2016-07-08 21:00 | 0.76197 | 0.17848 | 666264
2016-07-08 22:00 | 0.73252 | 0.16986 | 657650
2016-07-08 23:00 | 0.64847 | 0.17226 | 641615
2016-07-09 | 0.54079 | 0.2165 | 621080
2016-07-09 01:00 | 0.30984 | 0.36017 | 600655
2016-07-09 02:00 | 0.0401 | 0.49134 | 573074
2016-07-09 03:00 | 2.38e-07 | 0.51375 | 537026
2016-07-09 04:00 | 0 | 0.49029 | 503058
2016-07-09 05:00 | 0 | 0.45924 | 472233
2016-07-09 06:00 | 0 | 0.43767 | 446984
2016-07-09 07:00 | 0 | 0.41806 | 427811
2016-07-09 08:00 | 0 | 0.3983 | 415102
2016-07-09 09:00 | 0 | 0.36921 | 408303
2016-07-09 10:00 | 0 | 0.34848 | 405812
2016-07-09 11:00 | 7.37e-06 | 0.29793 | 412095
2016-07-09 12:00 | 0.12135 | 0.16801 | 431529
2016-07-09 13:00 | 0.49015 | 0.15517 | 461399
2016-07-09 14:00 | 0.6455 | 0.17437 | 494489
2016-07-09 15:00 | 0.74934 | 0.16509 | 525257
2016-07-09 16:00 | 0.80593 | 0.16381 | 550195
2016-07-09 17:00 | 0.81757 | 0.17406 | 569722
2016-07-09 18:00 | 0.81365 | 0.19107 | 583892
2016-07-09 19:00 | 0.80472 | 0.20769 | 595393
2016-07-09 20:00 | 0.79994 | 0.22283 | 603013
2016-07-09 21:00 | 0.78864 | 0.2416 | 605780
2016-07-09 22:00 | 0.76146 | 0.26462 | 600420
2016-07-09 23:00 | 0.68366 | 0.29779 | 588550
2016-07-10 | 0.55426 | 0.3714 | 572382
2016-07-10 01:00 | 0.29687 | 0.54659 | 557030
2016-07-10 02:00 | 0.035977 | 0.65514 | 534735
2016-07-10 03:00 | 3.02e-07 | 0.665 | 504637
2016-07-10 04:00 | 0 | 0.6464 | 472865
2016-07-10 05:00 | 0 | 0.61817 | 445168
2016-07-10 06:00 | 0 | 0.58191 | 423042
2016-07-10 07:00 | 0 | 0.55108 | 405389
2016-07-10 08:00 | 0 | 0.5162 | 392995
2016-07-10 09:00 | 0 | 0.46763 | 386041
2016-07-10 10:00 | 0 | 0.42014 | 382415
2016-07-10 11:00 | 6.35e-06 | 0.35472 | 387490
2016-07-10 12:00 | 0.10511 | 0.22777 | 407703
2016-07-10 13:00 | 0.47974 | 0.22842 | 435099
2016-07-10 14:00 | 0.68131 | 0.25541 | 466139
2016-07-10 15:00 | 0.78333 | 0.26425 | 496547
2016-07-10 16:00 | 0.83642 | 0.29315 | 524202
2016-07-10 17:00 | 0.84522 | 0.33927 | 547624
2016-07-10 18:00 | 0.83983 | 0.37574 | 566798
2016-07-10 19:00 | 0.83326 | 0.40361 | 581698
2016-07-10 20:00 | 0.83368 | 0.4279 | 592595
2016-07-10 21:00 | 0.82858 | 0.45326 | 599783
2016-07-10 22:00 | 0.80631 | 0.47936 | 600387
2016-07-10 23:00 | 0.72724 | 0.51506 | 591233
2016-07-11 | 0.59818 | 0.57877 | 576878
2016-07-11 01:00 | 0.32583 | 0.70289 | 564175
2016-07-11 02:00 | 0.049906 | 0.75932 | 541665
2016-07-11 03:00 | 1.82e-07 | 0.75979 | 509761
2016-07-11 04:00 | 0 | 0.75555 | 477528
2016-07-11 05:00 | 0 | 0.75991 | 450542
2016-07-11 06:00 | 0 | 0.75606 | 428646
2016-07-11 07:00 | 0 | 0.75431 | 412850
2016-07-11 08:00 | 0 | 0.74412 | 406101
2016-07-11 09:00 | 0 | 0.72413 | 410976
2016-07-11 10:00 | 0 | 0.70122 | 424742
2016-07-11 11:00 | 5.69e-06 | 0.65814 | 443139
2016-07-11 12:00 | 0.12414 | 0.60235 | 469783
2016-07-11 13:00 | 0.49097 | 0.66755 | 501025
2016-07-11 14:00 | 0.69504 | 0.70241 | 535818
2016-07-11 15:00 | 0.80201 | 0.69658 | 568424
2016-07-11 16:00 | 0.84935 | 0.68419 | 596823
2016-07-11 17:00 | 0.86169 | 0.68292 | 621048
2016-07-11 18:00 | 0.8564 | 0.68742 | 640543
2016-07-11 19:00 | 0.84887 | 0.69127 | 654436
2016-07-11 20:00 | 0.84716 | 0.69332 | 663615
2016-07-11 21:00 | 0.84126 | 0.69812 | 666782
2016-07-11 22:00 | 0.81723 | 0.70652 | 661340
2016-07-11 23:00 | 0.74397 | 0.71744 | 647838
2016-07-12 | 0.58749 | 0.74177 | 629895
2016-07-12 01:00 | 0.32748 | 0.80468 | 611767
2016-07-12 02:00 | 0.035868 | 0.83911 | 583447
2016-07-12 03:00 | 1.36e-08 | 0.85221 | 544892
2016-07-12 04:00 | 0 | 0.84468 | 509022
2016-07-12 05:00 | 0 | 0.82267 | 477314
2016-07-12 06:00 | 0 | 0.79016 | 450498
2016-07-12 07:00 | 0 | 0.75455 | 431704
2016-07-12 08:00 | 0 | 0.71814 | 421999
2016-07-12 09:00 | 0 | 0.67805 | 422987
2016-07-12 10:00 | 0 | 0.64907 | 436029
2016-07-12 11:00 | 4.67e-06 | 0.59417 | 456498
2016-07-12 12:00 | 0.12606 | 0.44322 | 482934
2016-07-12 13:00 | 0.49407 | 0.48719 | 512658
2016-07-12 14:00 | 0.68639 | 0.52715 | 546489
2016-07-12 15:00 | 0.79895 | 0.50132 | 578718
2016-07-12 16:00 | 0.84426 | 0.48391 | 607314
2016-07-12 17:00 | 0.85235 | 0.48402 | 630683
2016-07-12 18:00 | 0.84806 | 0.4965 | 648626
2016-07-12 19:00 | 0.84081 | 0.50911 | 661644
2016-07-12 20:00 | 0.84069 | 0.51722 | 670411
2016-07-12 21:00 | 0.83645 | 0.51859 | 673446
2016-07-12 22:00 | 0.81236 | 0.5157 | 669508
2016-07-12 23:00 | 0.74202 | 0.51281 | 656296
2016-07-13 | 0.56527 | 0.53186 | 638843
2016-07-13 01:00 | 0.2957 | 0.62083 | 620660
2016-07-13 02:00 | 0.034598 | 0.6927 | 592697
2016-07-13 03:00 | 0 | 0.74815 | 554697
2016-07-13 04:00 | 0 | 0.76409 | 517724
2016-07-13 05:00 | 0 | 0.75013 | 485379
2016-07-13 06:00 | 0 | 0.7191 | 459917
2016-07-13 07:00 | 0 | 0.68945 | 441934
2016-07-13 08:00 | 0 | 0.66211 | 432676
2016-07-13 09:00 | 0 | 0.63965 | 435833
2016-07-13 10:00 | 0 | 0.62262 | 448951
2016-07-13 11:00 | 4.41e-06 | 0.55845 | 469550
2016-07-13 12:00 | 0.12583 | 0.38947 | 496070
2016-07-13 13:00 | 0.48746 | 0.43794 | 525443
2016-07-13 14:00 | 0.6976 | 0.4996 | 559810
2016-07-13 15:00 | 0.79546 | 0.49022 | 594899
2016-07-13 16:00 | 0.84383 | 0.46161 | 625088
2016-07-13 17:00 | 0.85075 | 0.44079 | 649828
2016-07-13 18:00 | 0.84419 | 0.43408 | 668009
2016-07-13 19:00 | 0.83662 | 0.43514 | 679325
2016-07-13 20:00 | 0.83618 | 0.43756 | 684178
2016-07-13 21:00 | 0.8305 | 0.4371 | 685078
2016-07-13 22:00 | 0.80711 | 0.43415 | 679696
2016-07-13 23:00 | 0.74008 | 0.43515 | 666990
2016-07-14 | 0.56046 | 0.46346 | 650042
2016-07-14 01:00 | 0.29831 | 0.53769 | 631894
2016-07-14 02:00 | 0.037011 | 0.5926 | 602801
2016-07-14 03:00 | 0 | 0.58953 | 564675
2016-07-14 04:00 | 0 | 0.57142 | 526053
2016-07-14 05:00 | 0 | 0.54478 | 493962
2016-07-14 06:00 | 0 | 0.51878 | 467053
2016-07-14 07:00 | 0 | 0.49876 | 447367
2016-07-14 08:00 | 0 | 0.48774 | 437746
2016-07-14 09:00 | 0 | 0.46201 | 439448
2016-07-14 10:00 | 0 | 0.43826 | 453146
2016-07-14 11:00 | 0 | 0.3789 | 473437
2016-07-14 12:00 | 0.10722 | 0.24254 | 498162
2016-07-14 13:00 | 0.48664 | 0.2596 | 527954
2016-07-14 14:00 | 0.68413 | 0.29124 | 563662
2016-07-14 15:00 | 0.78483 | 0.29888 | 597192
2016-07-14 16:00 | 0.82831 | 0.29038 | 624767
2016-07-14 17:00 | 0.8353 | 0.28481 | 645953
2016-07-14 18:00 | 0.82905 | 0.28231 | 661070
2016-07-14 19:00 | 0.82207 | 0.28003 | 671398
2016-07-14 20:00 | 0.82225 | 0.27537 | 676307
2016-07-14 21:00 | 0.81601 | 0.26784 | 677747
2016-07-14 22:00 | 0.79542 | 0.26049 | 673278
2016-07-14 23:00 | 0.71602 | 0.25279 | 660714
2016-07-15 | 0.56013 | 0.26262 | 643060
2016-07-15 01:00 | 0.28635 | 0.3469 | 626168
2016-07-15 02:00 | 0.032675 | 0.43159 | 596932
2016-07-15 03:00 | 0 | 0.42696 | 557655
2016-07-15 04:00 | 0 | 0.38986 | 520968
2016-07-15 05:00 | 0 | 0.35303 | 488419
2016-07-15 06:00 | 0 | 0.31833 | 461753
2016-07-15 07:00 | 0 | 0.28668 | 442091
2016-07-15 08:00 | 0 | 0.25602 | 431829
2016-07-15 09:00 | 0 | 0.22398 | 432607
2016-07-15 10:00 | 0 | 0.20201 | 444406
2016-07-15 11:00 | 1.89e-06 | 0.16458 | 462733
2016-07-15 12:00 | 0.10531 | 0.089451 | 487020
2016-07-15 13:00 | 0.46128 | 0.090023 | 517382
2016-07-15 14:00 | 0.67264 | 0.10799 | 548705
2016-07-15 15:00 | 0.76874 | 0.10293 | 577335
2016-07-15 16:00 | 0.81323 | 0.086933 | 601301
2016-07-15 17:00 | 0.82246 | 0.072891 | 623336
2016-07-15 18:00 | 0.81827 | 0.063544 | 640286
2016-07-15 19:00 | 0.81041 | 0.054996 | 650704
2016-07-15 20:00 | 0.80712 | 0.04998 | 657165
2016-07-15 21:00 | 0.79747 | 0.055623 | 657587
2016-07-15 22:00 | 0.76622 | 0.070154 | 648192
2016-07-15 23:00 | 0.68155 | 0.09747 | 630495
2016-07-16 | 0.52794 | 0.14951 | 610563
2016-07-16 01:00 | 0.25734 | 0.27394 | 593282
2016-07-16 02:00 | 0.027069 | 0.42346 | 566934
2016-07-16 03:00 | 0 | 0.45258 | 531396
2016-07-16 04:00 | 0 | 0.43797 | 495930
2016-07-16 05:00 | 0 | 0.41111 | 465615
2016-07-16 06:00 | 0 | 0.38793 | 441570
2016-07-16 07:00 | 0 | 0.36999 | 422379
2016-07-16 08:00 | 0 | 0.35606 | 410187
2016-07-16 09:00 | 0 | 0.31976 | 404433
2016-07-16 10:00 | 0 | 0.27947 | 403956
2016-07-16 11:00 | 0 | 0.23719 | 411897
2016-07-16 12:00 | 0.091395 | 0.166 | 431408
2016-07-16 13:00 | 0.41184 | 0.20568 | 460733
2016-07-16 14:00 | 0.62882 | 0.25893 | 493000
2016-07-16 15:00 | 0.74324 | 0.27484 | 524171
2016-07-16 16:00 | 0.7994 | 0.28157 | 550527
2016-07-16 17:00 | 0.81709 | 0.29195 | 572417
2016-07-16 18:00 | 0.81503 | 0.31115 | 589029
2016-07-16 19:00 | 0.80746 | 0.33752 | 600006
2016-07-16 20:00 | 0.80345 | 0.36777 | 606513
2016-07-16 21:00 | 0.79455 | 0.3975 | 608656
2016-07-16 22:00 | 0.76805 | 0.43627 | 603469
2016-07-16 23:00 | 0.69038 | 0.48349 | 591077
2016-07-17 | 0.53853 | 0.54919 | 575707
2016-07-17 01:00 | 0.27378 | 0.66005 | 560346
2016-07-17 02:00 | 0.024951 | 0.70719 | 538670
2016-07-17 03:00 | 0 | 0.69133 | 508492
2016-07-17 04:00 | 0 | 0.65645 | 477482
2016-07-17 05:00 | 0 | 0.61903 | 451035
2016-07-17 06:00 | 0 | 0.58701 | 429643
2016-07-17 07:00 | 0 | 0.55377 | 411588
2016-07-17 08:00 | 0 | 0.53338 | 399818
2016-07-17 09:00 | 0 | 0.50684 | 392622
2016-07-17 10:00 | 0 | 0.48067 | 387527
2016-07-17 11:00 | 7.91e-07 | 0.43158 | 391641
2016-07-17 12:00 | 0.10636 | 0.31304 | 411311
2016-07-17 13:00 | 0.4338 | 0.36089 | 444110
2016-07-17 14:00 | 0.64684 | 0.40011 | 479639
2016-07-17 15:00 | 0.74108 | 0.38163 | 514092
2016-07-17 16:00 | 0.78917 | 0.35467 | 545689
2016-07-17 17:00 | 0.80439 | 0.33955 | 571375
2016-07-17 18:00 | 0.80052 | 0.33693 | 591889
2016-07-17 19:00 | 0.78919 | 0.33969 | 607872
2016-07-17 20:00 | 0.78143 | 0.34012 | 620128
2016-07-17 21:00 | 0.76603 | 0.33821 | 628734
2016-07-17 22:00 | 0.73136 | 0.33325 | 630088
2016-07-17 23:00 | 0.65331 | 0.33043 | 622054
2016-07-18 | 0.50747 | 0.3566 | 608973
2016-07-18 01:00 | 0.25564 | 0.4422 | 595724
2016-07-18 02:00 | 0.028984 | 0.52098 | 572179
2016-07-18 03:00 | 0 | 0.52496 | 540002
2016-07-18 04:00 | 0 | 0.48699 | 506806
2016-07-18 05:00 | 0 | 0.45565 | 477936
2016-07-18 06:00 | 0 | 0.43481 | 455072
2016-07-18 07:00 | 0 | 0.43038 | 438275
2016-07-18 08:00 | 0 | 0.41922 | 430035
2016-07-18 09:00 | 0 | 0.3839 | 432780
2016-07-18 10:00 | 0 | 0.34952 | 446146
2016-07-18 11:00 | 4.31e-07 | 0.31774 | 466590
2016-07-18 12:00 | 0.076565 | 0.18341 | 495607
2016-07-18 13:00 | 0.36175 | 0.17642 | 530189
2016-07-18 14:00 | 0.56222 | 0.22742 | 567488
2016-07-18 15:00 | 0.67073 | 0.20517 | 602663
2016-07-18 16:00 | 0.72923 | 0.17354 | 632805
2016-07-18 17:00 | 0.75318 | 0.16505 | 655699
2016-07-18 18:00 | 0.75075 | 0.17436 | 671854
2016-07-18 19:00 | 0.73706 | 0.19361 | 678778
2016-07-18 20:00 | 0.72211 | 0.22006 | 679882
2016-07-18 21:00 | 0.69633 | 0.24989 | 677977
2016-07-18 22:00 | 0.65752 | 0.28727 | 673385
2016-07-18 23:00 | 0.57804 | 0.3336 | 662839
2016-07-19 | 0.43704 | 0.40645 | 645707
2016-07-19 01:00 | 0.21685 | 0.53986 | 626926
2016-07-19 02:00 | 0.034844 | 0.63338 | 597364
2016-07-19 03:00 | 0 | 0.62526 | 558734
2016-07-19 04:00 | 0 | 0.59716 | 520670
2016-07-19 05:00 | 0 | 0.55789 | 488298
2016-07-19 06:00 | 0 | 0.51964 | 461564
2016-07-19 07:00 | 0 | 0.48955 | 442848
2016-07-19 08:00 | 0 | 0.47857 | 433311
2016-07-19 09:00 | 0 | 0.45634 | 435488
2016-07-19 10:00 | 0 | 0.4275 | 448967
2016-07-19 11:00 | 7.89e-08 | 0.36868 | 468631
2016-07-19 12:00 | 0.08166 | 0.20578 | 495509
2016-07-19 13:00 | 0.40397 | 0.17921 | 525717
2016-07-19 14:00 | 0.61781 | 0.23126 | 561169
2016-07-19 15:00 | 0.71487 | 0.22908 | 594934
2016-07-19 16:00 | 0.76661 | 0.21876 | 622824
2016-07-19 17:00 | 0.77272 | 0.22479 | 644321
2016-07-19 18:00 | 0.7599 | 0.23691 | 659831
2016-07-19 19:00 | 0.74404 | 0.24691 | 669705
2016-07-19 20:00 | 0.72984 | 0.25399 | 676736
2016-07-19 21:00 | 0.70368 | 0.2618 | 678202
2016-07-19 22:00 | 0.66092 | 0.27316 | 671340
2016-07-19 23:00 | 0.57513 | 0.29695 | 655422
2016-07-20 | 0.4323 | 0.36533 | 636565
2016-07-20 01:00 | 0.22584 | 0.52542 | 618519
2016-07-20 02:00 | 0.030576 | 0.62887 | 589729
2016-07-20 03:00 | 0 | 0.6198 | 552048
2016-07-20 04:00 | 0 | 0.58735 | 514405
2016-07-20 05:00 | 0 | 0.56405 | 482657
2016-07-20 06:00 | 0 | 0.54722 | 456339
2016-07-20 07:00 | 0 | 0.52081 | 437311
2016-07-20 08:00 | 0 | 0.4932 | 427406
2016-07-20 09:00 | 0 | 0.47113 | 429429
2016-07-20 10:00 | 0 | 0.44711 | 441816
2016-07-20 11:00 | 3.4e-08 | 0.39718 | 460581
2016-07-20 12:00 | 0.089385 | 0.24711 | 486874
2016-07-20 13:00 | 0.40212 | 0.25401 | 517655
2016-07-20 14:00 | 0.62142 | 0.25867 | 552701
2016-07-20 15:00 | 0.70821 | 0.2134 | 587835
2016-07-20 16:00 | 0.75537 | 0.18404 | 618472
2016-07-20 17:00 | 0.76203 | 0.19306 | 645401
2016-07-20 18:00 | 0.75064 | 0.22729 | 666420
2016-07-20 19:00 | 0.73343 | 0.26722 | 681326
2016-07-20 20:00 | 0.7157 | 0.30259 | 691916
2016-07-20 21:00 | 0.68554 | 0.33534 | 696978
2016-07-20 22:00 | 0.63483 | 0.36608 | 691384
2016-07-20 23:00 | 0.5491 | 0.39838 | 678219
2016-07-21 | 0.41514 | 0.45896 | 659397
2016-07-21 01:00 | 0.21827 | 0.5844 | 640391
2016-07-21 02:00 | 0.021531 | 0.67308 | 611187
2016-07-21 03:00 | 0 | 0.68304 | 572027
2016-07-21 04:00 | 0 | 0.66313 | 533254
2016-07-21 05:00 | 0 | 0.63744 | 498740
2016-07-21 06:00 | 0 | 0.61096 | 470257
2016-07-21 07:00 | 0 | 0.57767 | 449749
2016-07-21 08:00 | 0 | 0.54119 | 438554
2016-07-21 09:00 | 0 | 0.49089 | 440488
2016-07-21 10:00 | 0 | 0.437 | 453335
2016-07-21 11:00 | 0 | 0.36689 | 472775
2016-07-21 12:00 | 0.093763 | 0.20342 | 499350
2016-07-21 13:00 | 0.41047 | 0.2113 | 533096
2016-07-21 14:00 | 0.63917 | 0.2393 | 571530
2016-07-21 15:00 | 0.73427 | 0.19916 | 609171
2016-07-21 16:00 | 0.77114 | 0.17222 | 640721
2016-07-21 17:00 | 0.78386 | 0.17039 | 668011
2016-07-21 18:00 | 0.77284 | 0.18498 | 687574
2016-07-21 19:00 | 0.75624 | 0.20158 | 699093
2016-07-21 20:00 | 0.74126 | 0.21029 | 706996
2016-07-21 21:00 | 0.71677 | 0.2118 | 708155
2016-07-21 22:00 | 0.67241 | 0.20754 | 703672
2016-07-21 23:00 | 0.58838 | 0.20959 | 690274
2016-07-22 | 0.4515 | 0.25419 | 672875
2016-07-22 01:00 | 0.22054 | 0.39007 | 654666
2016-07-22 02:00 | 0.021923 | 0.48796 | 622878
2016-07-22 03:00 | 0 | 0.51807 | 585323
2016-07-22 04:00 | 0 | 0.51894 | 547793
2016-07-22 05:00 | 0 | 0.50415 | 512625
2016-07-22 06:00 | 0 | 0.48286 | 483330
2016-07-22 07:00 | 0 | 0.45983 | 462741
2016-07-22 08:00 | 0 | 0.44138 | 451233
2016-07-22 09:00 | 0 | 0.4125 | 451810
2016-07-22 10:00 | 0 | 0.3848 | 463057
2016-07-22 11:00 | 0 | 0.34686 | 480339
2016-07-22 12:00 | 0.084332 | 0.19124 | 506206
2016-07-22 13:00 | 0.39217 | 0.13375 | 540344
2016-07-22 14:00 | 0.59667 | 0.14862 | 574745
2016-07-22 15:00 | 0.70995 | 0.1492 | 611626
2016-07-22 16:00 | 0.76412 | 0.15309 | 643805
2016-07-22 17:00 | 0.78132 | 0.1681 | 669636
2016-07-22 18:00 | 0.77077 | 0.18481 | 689538
2016-07-22 19:00 | 0.75382 | 0.1965 | 702510
2016-07-22 20:00 | 0.74133 | 0.2053 | 709819
2016-07-22 21:00 | 0.71961 | 0.21533 | 711442
2016-07-22 22:00 | 0.68395 | 0.22981 | 706132
2016-07-22 23:00 | 0.60478 | 0.25364 | 692225
2016-07-23 | 0.46757 | 0.31277 | 671763
2016-07-23 01:00 | 0.21656 | 0.48972 | 651983
2016-07-23 02:00 | 0.017055 | 0.626 | 622735
2016-07-23 03:00 | 0 | 0.65758 | 585435
2016-07-23 04:00 | 0 | 0.64357 | 548300
2016-07-23 05:00 | 0 | 0.61395 | 513775
2016-07-23 06:00 | 0 | 0.59075 | 485017
2016-07-23 07:00 | 0 | 0.56257 | 462396
2016-07-23 08:00 | 0 | 0.54453 | 446904
2016-07-23 09:00 | 0 | 0.52632 | 438752
2016-07-23 10:00 | 0 | 0.50427 | 436738
2016-07-23 11:00 | 0 | 0.46118 | 444141
2016-07-23 12:00 | 0.077278 | 0.32018 | 469768
2016-07-23 13:00 | 0.4309 | 0.3081 | 507074
2016-07-23 14:00 | 0.64377 | 0.40002 | 548202
2016-07-23 15:00 | 0.76657 | 0.42124 | 587785
2016-07-23 16:00 | 0.80645 | 0.4239 | 621140
2016-07-23 17:00 | 0.81754 | 0.43291 | 644617
2016-07-23 18:00 | 0.81323 | 0.44101 | 662366
2016-07-23 19:00 | 0.80445 | 0.44254 | 673513
2016-07-23 20:00 | 0.80041 | 0.43656 | 680986
2016-07-23 21:00 | 0.7885 | 0.4244 | 683097
2016-07-23 22:00 | 0.75645 | 0.40743 | 677117
2016-07-23 23:00 | 0.67636 | 0.39872 | 661899
2016-07-24 | 0.52595 | 0.43207 | 643422
2016-07-24 01:00 | 0.2621 | 0.58171 | 626308
2016-07-24 02:00 | 0.019335 | 0.69229 | 599234
2016-07-24 03:00 | 0 | 0.68858 | 565417
2016-07-24 04:00 | 0 | 0.63578 | 531046
2016-07-24 05:00 | 0 | 0.57063 | 499365
2016-07-24 06:00 | 0 | 0.5217 | 472698
2016-07-24 07:00 | 0 | 0.4854 | 451439
2016-07-24 08:00 | 0 | 0.44808 | 436259
2016-07-24 09:00 | 0 | 0.40844 | 427100
2016-07-24 10:00 | 0 | 0.38941 | 422282
2016-07-24 11:00 | 0 | 0.3461 | 426061
2016-07-24 12:00 | 0.067864 | 0.18873 | 447059
2016-07-24 13:00 | 0.3792 | 0.20167 | 480914
2016-07-24 14:00 | 0.58594 | 0.25703 | 520133
2016-07-24 15:00 | 0.71577 | 0.24078 | 558015
2016-07-24 16:00 | 0.77039 | 0.21692 | 591243
2016-07-24 17:00 | 0.7784 | 0.20004 | 618086
2016-07-24 18:00 | 0.76733 | 0.19159 | 639300
2016-07-24 19:00 | 0.75031 | 0.18918 | 654798
2016-07-24 20:00 | 0.73536 | 0.19062 | 666727
2016-07-24 21:00 | 0.71976 | 0.19534 | 674628
2016-07-24 22:00 | 0.68468 | 0.20177 | 674912
2016-07-24 23:00 | 0.60793 | 0.20988 | 664359
2016-07-25 | 0.46154 | 0.24134 | 649454
2016-07-25 01:00 | 0.2312 | 0.35346 | 634444
2016-07-25 02:00 | 0.01699 | 0.43154 | 605194
2016-07-25 03:00 | 0 | 0.43117 | 570238
2016-07-25 04:00 | 0 | 0.4231 | 536805
2016-07-25 05:00 | 0 | 0.41649 | 505415
2016-07-25 06:00 | 0 | 0.40967 | 479358
2016-07-25 07:00 | 0 | 0.40024 | 460062
2016-07-25 08:00 | 0 | 0.38918 | 450411
2016-07-25 09:00 | 0 | 0.33985 | 451810
2016-07-25 10:00 | 0 | 0.28742 | 464579
2016-07-25 11:00 | 0 | 0.24355 | 484904
2016-07-25 12:00 | 0.064276 | 0.12375 | 513142
2016-07-25 13:00 | 0.33637 | 0.085143 | 546585
2016-07-25 14:00 | 0.56843 | 0.12425 | 584999
2016-07-25 15:00 | 0.68692 | 0.13305 | 623644
2016-07-25 16:00 | 0.73513 | 0.13376 | 655225
2016-07-25 17:00 | 0.7431 | 0.13292 | 680782
2016-07-25 18:00 | 0.73882 | 0.13158 | 699429
2016-07-25 19:00 | 0.72045 | 0.12995 | 711269
2016-07-25 20:00 | 0.70763 | 0.12969 | 716310
2016-07-25 21:00 | 0.67923 | 0.13539 | 716023
2016-07-25 22:00 | 0.63213 | 0.14577 | 709531
2016-07-25 23:00 | 0.54697 | 0.1672 | 694428
2016-07-26 | 0.41026 | 0.22004 | 676132
2016-07-26 01:00 | 0.20484 | 0.36494 | 655962
2016-07-26 02:00 | 0.017393 | 0.48309 | 623004
2016-07-26 03:00 | 0 | 0.49827 | 581261
2016-07-26 04:00 | 0 | 0.48415 | 543580
2016-07-26 05:00 | 0 | 0.45169 | 508876
2016-07-26 06:00 | 0 | 0.4125 | 480696
2016-07-26 07:00 | 0 | 0.37483 | 460391
2016-07-26 08:00 | 0 | 0.34861 | 449809
2016-07-26 09:00 | 0 | 0.31521 | 451638
2016-07-26 10:00 | 0 | 0.2863 | 465570
2016-07-26 11:00 | 0 | 0.24817 | 484569
2016-07-26 12:00 | 0.052464 | 0.12988 | 509911
2016-07-26 13:00 | 0.30762 | 0.085747 | 540417
2016-07-26 14:00 | 0.54846 | 0.12319 | 576926
2016-07-26 15:00 | 0.66758 | 0.13064 | 612758
2016-07-26 16:00 | 0.73049 | 0.1196 | 643650
2016-07-26 17:00 | 0.74499 | 0.11203 | 669322
2016-07-26 18:00 | 0.73683 | 0.10498 | 688128
2016-07-26 19:00 | 0.7183 | 0.099126 | 700540
2016-07-26 20:00 | 0.70008 | 0.097847 | 708679
2016-07-26 21:00 | 0.67 | 0.10712 | 711359
2016-07-26 22:00 | 0.62701 | 0.12897 | 706608
2016-07-26 23:00 | 0.55138 | 0.16408 | 691752
2016-07-27 | 0.42012 | 0.22413 | 673003
2016-07-27 01:00 | 0.22281 | 0.354 | 653739
2016-07-27 02:00 | 0.014462 | 0.4339 | 621186
2016-07-27 03:00 | 0 | 0.40531 | 580774
2016-07-27 04:00 | 0 | 0.3563 | 542329
2016-07-27 05:00 | 0 | 0.31137 | 507273
2016-07-27 06:00 | 0 | 0.26421 | 480502
2016-07-27 07:00 | 0 | 0.22281 | 460678
2016-07-27 08:00 | 0 | 0.18856 | 450024
2016-07-27 09:00 | 0 | 0.16123 | 451869
2016-07-27 10:00 | 0 | 0.14627 | 463705
2016-07-27 11:00 | 0 | 0.12848 | 482751
2016-07-27 12:00 | 0.056496 | 0.069071 | 506035
2016-07-27 13:00 | 0.39644 | 0.054696 | 535215
2016-07-27 14:00 | 0.62803 | 0.067528 | 571253
2016-07-27 15:00 | 0.72853 | 0.066403 | 606150
2016-07-27 16:00 | 0.78337 | 0.06292 | 636932
2016-07-27 17:00 | 0.79593 | 0.061736 | 663231
2016-07-27 18:00 | 0.78929 | 0.062671 | 683972
2016-07-27 19:00 | 0.77753 | 0.065121 | 697747
2016-07-27 20:00 | 0.77029 | 0.068838 | 707014
2016-07-27 21:00 | 0.75881 | 0.073431 | 710613
2016-07-27 22:00 | 0.72983 | 0.080809 | 705857
2016-07-27 23:00 | 0.64717 | 0.095354 | 690397
2016-07-28 | 0.50885 | 0.1278 | 671829
2016-07-28 01:00 | 0.22469 | 0.2286 | 653940
2016-07-28 02:00 | 0.01284 | 0.31972 | 622504
2016-07-28 03:00 | 0 | 0.31415 | 581709
2016-07-28 04:00 | 0 | 0.27754 | 544970
2016-07-28 05:00 | 0 | 0.24308 | 511693
2016-07-28 06:00 | 0 | 0.2139 | 484090
2016-07-28 07:00 | 0 | 0.193 | 463557
2016-07-28 08:00 | 0 | 0.18193 | 452595
2016-07-28 09:00 | 0 | 0.16682 | 454199
2016-07-28 10:00 | 0 | 0.15615 | 466476
2016-07-28 11:00 | 0 | 0.13815 | 484847
2016-07-28 12:00 | 0.074043 | 0.074727 | 508526
2016-07-28 13:00 | 0.40719 | 0.062904 | 538216
2016-07-28 14:00 | 0.63658 | 0.080003 | 571509
2016-07-28 15:00 | 0.74026 | 0.09407 | 604417
2016-07-28 16:00 | 0.78023 | 0.097448 | 631869
2016-07-28 17:00 | 0.79967 | 0.09444 | 655351
2016-07-28 18:00 | 0.7928 | 0.086422 | 672844
2016-07-28 19:00 | 0.78441 | 0.078301 | 682884
2016-07-28 20:00 | 0.78152 | 0.072832 | 687430
2016-07-28 21:00 | 0.77272 | 0.072381 | 685827
2016-07-28 22:00 | 0.74328 | 0.079814 | 677578
2016-07-28 23:00 | 0.66018 | 0.096228 | 662885
2016-07-29 | 0.51409 | 0.13549 | 647637
2016-07-29 01:00 | 0.2207 | 0.25095 | 630930
2016-07-29 02:00 | 0.011755 | 0.33614 | 601375
2016-07-29 03:00 | 0 | 0.32911 | 565258
2016-07-29 04:00 | 0 | 0.29331 | 530970
2016-07-29 05:00 | 0 | 0.25162 | 499706
2016-07-29 06:00 | 0 | 0.21201 | 473385
2016-07-29 07:00 | 0 | 0.18456 | 453827
2016-07-29 08:00 | 0 | 0.16431 | 443185
2016-07-29 09:00 | 0 | 0.14307 | 444954
2016-07-29 10:00 | 0 | 0.12683 | 456762
2016-07-29 11:00 | 0 | 0.10663 | 471010
2016-07-29 12:00 | 0.04364 | 0.055523 | 492462
2016-07-29 13:00 | 0.3444 | 0.038356 | 519661
2016-07-29 14:00 | 0.57758 | 0.037565 | 550570
2016-07-29 15:00 | 0.69352 | 0.035128 | 581314
2016-07-29 16:00 | 0.73804 | 0.035578 | 607866
2016-07-29 17:00 | 0.75667 | 0.040334 | 630198
2016-07-29 18:00 | 0.75505 | 0.047139 | 648328
2016-07-29 19:00 | 0.7473 | 0.054377 | 661198
2016-07-29 20:00 | 0.7378 | 0.062324 | 670462
2016-07-29 21:00 | 0.71738 | 0.067448 | 673061
2016-07-29 22:00 | 0.68231 | 0.070517 | 665364
2016-07-29 23:00 | 0.59441 | 0.077812 | 647298
2016-07-30 | 0.44818 | 0.10858 | 628330
2016-07-30 01:00 | 0.19812 | 0.22047 | 610732
2016-07-30 02:00 | 0.011256 | 0.33882 | 582387
2016-07-30 03:00 | 0 | 0.36781 | 546078
2016-07-30 04:00 | 0 | 0.36218 | 511269
2016-07-30 05:00 | 0 | 0.34675 | 481131
2016-07-30 06:00 | 0 | 0.3334 | 455364
2016-07-30 07:00 | 0 | 0.31793 | 436572
2016-07-30 08:00 | 0 | 0.29784 | 424111
2016-07-30 09:00 | 0 | 0.25685 | 418253
2016-07-30 10:00 | 0 | 0.21997 | 418195
2016-07-30 11:00 | 0 | 0.19112 | 424007
2016-07-30 12:00 | 0.059183 | 0.11405 | 444413
2016-07-30 13:00 | 0.34629 | 0.11329 | 473661
2016-07-30 14:00 | 0.57007 | 0.13503 | 507186
2016-07-30 15:00 | 0.69045 | 0.13156 | 539766
2016-07-30 16:00 | 0.74058 | 0.12676 | 567012
2016-07-30 17:00 | 0.75102 | 0.12357 | 587831
2016-07-30 18:00 | 0.74192 | 0.12145 | 602724
2016-07-30 19:00 | 0.7252 | 0.12089 | 612872
2016-07-30 20:00 | 0.70653 | 0.12279 | 620163
2016-07-30 21:00 | 0.67661 | 0.131 | 621612
2016-07-30 22:00 | 0.62859 | 0.15094 | 615579
2016-07-30 23:00 | 0.5404 | 0.19069 | 599767
2016-07-31 | 0.39852 | 0.27903 | 586029
2016-07-31 01:00 | 0.17438 | 0.49953 | 573461
2016-07-31 02:00 | 0.010821 | 0.64715 | 550364
2016-07-31 03:00 | 0 | 0.63819 | 522363
2016-07-31 04:00 | 0 | 0.59796 | 492477
2016-07-31 05:00 | 0 | 0.56017 | 465571
2016-07-31 06:00 | 0 | 0.52971 | 442492
2016-07-31 07:00 | 0 | 0.50965 | 424682
2016-07-31 08:00 | 0 | 0.4972 | 412231
2016-07-31 09:00 | 0 | 0.47103 | 405962
2016-07-31 10:00 | 0 | 0.44024 | 404106
2016-07-31 11:00 | 0 | 0.39257 | 406223
2016-07-31 12:00 | 0.060657 | 0.24848 | 424927
2016-07-31 13:00 | 0.3069 | 0.21703 | 454237
2016-07-31 14:00 | 0.53948 | 0.25043 | 488251
2016-07-31 15:00 | 0.67014 | 0.24027 | 521252
2016-07-31 16:00 | 0.71425 | 0.23091 | 552152
2016-07-31 17:00 | 0.72258 | 0.23936 | 577859
2016-07-31 18:00 | 0.70443 | 0.25966 | 598135
2016-07-31 19:00 | 0.68238 | 0.28345 | 611955
2016-07-31 20:00 | 0.65856 | 0.30274 | 621525
2016-07-31 21:00 | 0.62375 | 0.32034 | 625838
2016-07-31 22:00 | 0.57455 | 0.34373 | 622856
2016-07-31 23:00 | 0.4952 | 0.3943 | 612704
2016-08-01 | 0.363 | 0.49835 | 600594
2016-08-01 01:00 | 0.1693 | 0.67692 | 586283
2016-08-01 02:00 | 0.0091852 | 0.75132 | 562283
2016-08-01 03:00 | 0 | 0.7084 | 529962
2016-08-01 04:00 | 0 | 0.64537 | 496993
2016-08-01 05:00 | 0 | 0.59348 | 468458
2016-08-01 06:00 | 0 | 0.54835 | 446164
2016-08-01 07:00 | 0 | 0.50651 | 430203
2016-08-01 08:00 | 0 | 0.47762 | 423452
2016-08-01 09:00 | 0 | 0.44246 | 426831
2016-08-01 10:00 | 0 | 0.41885 | 441975
2016-08-01 11:00 | 0 | 0.38073 | 460070
2016-08-01 12:00 | 0.052305 | 0.27053 | 483963
2016-08-01 13:00 | 0.3042 | 0.27789 | 514411
2016-08-01 14:00 | 0.53944 | 0.32309 | 548025
2016-08-01 15:00 | 0.65642 | 0.31588 | 581008
2016-08-01 16:00 | 0.71076 | 0.299 | 609100
2016-08-01 17:00 | 0.72584 | 0.29745 | 633495
2016-08-01 18:00 | 0.71825 | 0.30394 | 652822
2016-08-01 19:00 | 0.69983 | 0.30915 | 666006
2016-08-01 20:00 | 0.67798 | 0.31021 | 674610
2016-08-01 21:00 | 0.64316 | 0.30067 | 677045
2016-08-01 22:00 | 0.59272 | 0.28807 | 670787
2016-08-01 23:00 | 0.50427 | 0.2895 | 657844
2016-08-02 | 0.36509 | 0.34786 | 641335
2016-08-02 01:00 | 0.1716 | 0.49155 | 622717
2016-08-02 02:00 | 0.0080411 | 0.55757 | 592757
2016-08-02 03:00 | 0 | 0.55212 | 554537
2016-08-02 04:00 | 0 | 0.5127 | 516692
2016-08-02 05:00 | 0 | 0.4696 | 485217
2016-08-02 06:00 | 0 | 0.43494 | 459636
2016-08-02 07:00 | 0 | 0.41775 | 441125
2016-08-02 08:00 | 0 | 0.40723 | 432409
2016-08-02 09:00 | 0 | 0.37175 | 435990
2016-08-02 10:00 | 0 | 0.32705 | 451272
2016-08-02 11:00 | 0 | 0.27915 | 468913
2016-08-02 12:00 | 0.048246 | 0.16093 | 489949
2016-08-02 13:00 | 0.32003 | 0.12054 | 517096
2016-08-02 14:00 | 0.55232 | 0.12968 | 549361
2016-08-02 15:00 | 0.67168 | 0.11591 | 581580
2016-08-02 16:00 | 0.71549 | 0.091279 | 609773
2016-08-02 17:00 | 0.71817 | 0.079614 | 634098
2016-08-02 18:00 | 0.70055 | 0.077201 | 653280
2016-08-02 19:00 | 0.67166 | 0.081205 | 663366
2016-08-02 20:00 | 0.63982 | 0.090119 | 670381
2016-08-02 21:00 | 0.60078 | 0.10029 | 672154
2016-08-02 22:00 | 0.54948 | 0.11452 | 666562
2016-08-02 23:00 | 0.47508 | 0.14176 | 652378
2016-08-03 | 0.35329 | 0.19993 | 635814
2016-08-03 01:00 | 0.17449 | 0.35508 | 617329
2016-08-03 02:00 | 0.0079898 | 0.45115 | 587534
2016-08-03 03:00 | 0 | 0.46716 | 548730
2016-08-03 04:00 | 0 | 0.45272 | 512360
2016-08-03 05:00 | 0 | 0.43424 | 481561
2016-08-03 06:00 | 0 | 0.42133 | 456311
2016-08-03 07:00 | 0 | 0.40223 | 438423
2016-08-03 08:00 | 0 | 0.38369 | 429382
2016-08-03 09:00 | 0 | 0.36123 | 432012
2016-08-03 10:00 | 0 | 0.34406 | 446890
2016-08-03 11:00 | 0 | 0.33245 | 465284
2016-08-03 12:00 | 0.039294 | 0.23303 | 486959
2016-08-03 13:00 | 0.27726 | 0.22091 | 514567
2016-08-03 14:00 | 0.4906 | 0.27535 | 547136
2016-08-03 15:00 | 0.62632 | 0.31093 | 580434
2016-08-03 16:00 | 0.68886 | 0.33027 | 610440
2016-08-03 17:00 | 0.6969 | 0.34831 | 636024
2016-08-03 18:00 | 0.68356 | 0.36885 | 656420
2016-08-03 19:00 | 0.66007 | 0.38959 | 671477
2016-08-03 20:00 | 0.63215 | 0.41221 | 681036
2016-08-03 21:00 | 0.5959 | 0.43746 | 683380
2016-08-03 22:00 | 0.54986 | 0.46561 | 677806
2016-08-03 23:00 | 0.46279 | 0.49659 | 663640
2016-08-04 | 0.33248 | 0.5591 | 647265
2016-08-04 01:00 | 0.1552 | 0.70639 | 629193
2016-08-04 02:00 | 0.0075409 | 0.76329 | 597187
2016-08-04 03:00 | 0 | 0.74326 | 558357
2016-08-04 04:00 | 0 | 0.70294 | 521327
2016-08-04 05:00 | 0 | 0.66733 | 490549
2016-08-04 06:00 | 0 | 0.64215 | 462055
2016-08-04 07:00 | 0 | 0.61386 | 443032
2016-08-04 08:00 | 0 | 0.58574 | 433845
2016-08-04 09:00 | 0 | 0.55141 | 436996
2016-08-04 10:00 | 0 | 0.52779 | 452952
2016-08-04 11:00 | 0 | 0.49543 | 471032
2016-08-04 12:00 | 0.0423 | 0.38467 | 492757
2016-08-04 13:00 | 0.2758 | 0.40985 | 520777
2016-08-04 14:00 | 0.49975 | 0.46025 | 554967
2016-08-04 15:00 | 0.63117 | 0.44021 | 588187
2016-08-04 16:00 | 0.69771 | 0.41033 | 616495
2016-08-04 17:00 | 0.71181 | 0.392 | 640288
2016-08-04 18:00 | 0.69942 | 0.38077 | 658458
2016-08-04 19:00 | 0.6772 | 0.37279 | 670155
2016-08-04 20:00 | 0.65478 | 0.36342 | 676999
2016-08-04 21:00 | 0.62096 | 0.35518 | 678514
2016-08-04 22:00 | 0.56864 | 0.34563 | 672659
2016-08-04 23:00 | 0.47462 | 0.33134 | 657579
2016-08-05 | 0.3326 | 0.33217 | 641092
2016-08-05 01:00 | 0.14075 | 0.43159 | 623479
2016-08-05 02:00 | 0.0068187 | 0.49068 | 592327
2016-08-05 03:00 | 0 | 0.49867 | 554932
2016-08-05 04:00 | 0 | 0.481 | 518997
2016-08-05 05:00 | 0 | 0.44732 | 487155
2016-08-05 06:00 | 0 | 0.41098 | 461710
2016-08-05 07:00 | 0 | 0.37683 | 444178
2016-08-05 08:00 | 0 | 0.35179 | 434777
2016-08-05 09:00 | 0 | 0.30421 | 437450
2016-08-05 10:00 | 0 | 0.2569 | 450978
2016-08-05 11:00 | 0 | 0.21462 | 467665
2016-08-05 12:00 | 0.044431 | 0.1345 | 489571
2016-08-05 13:00 | 0.28068 | 0.11576 | 517694
2016-08-05 14:00 | 0.52047 | 0.12329 | 548878
2016-08-05 15:00 | 0.6472 | 0.11236 | 579384
2016-08-05 16:00 | 0.69914 | 0.1063 | 605984
2016-08-05 17:00 | 0.70562 | 0.1077 | 629230
2016-08-05 18:00 | 0.68986 | 0.11288 | 646679
2016-08-05 19:00 | 0.66901 | 0.12052 | 657913
2016-08-05 20:00 | 0.64707 | 0.12799 | 662883
2016-08-05 21:00 | 0.61259 | 0.13602 | 661113
2016-08-05 22:00 | 0.56212 | 0.14452 | 651147
2016-08-05 23:00 | 0.47918 | 0.15636 | 634076
2016-08-06 | 0.34817 | 0.19541 | 616767
2016-08-06 01:00 | 0.15655 | 0.31952 | 600353
2016-08-06 02:00 | 0.0057006 | 0.41072 | 573118
2016-08-06 03:00 | 0 | 0.41525 | 539577
2016-08-06 04:00 | 0 | 0.40147 | 506865
2016-08-06 05:00 | 0 | 0.38139 | 477499
2016-08-06 06:00 | 0 | 0.36412 | 453173
2016-08-06 07:00 | 0 | 0.34578 | 435218
2016-08-06 08:00 | 0 | 0.33087 | 423260
2016-08-06 09:00 | 0 | 0.30011 | 418988
2016-08-06 10:00 | 0 | 0.26909 | 419093
2016-08-06 11:00 | 0 | 0.23907 | 424830
2016-08-06 12:00 | 0.030881 | 0.14229 | 443533
2016-08-06 13:00 | 0.30731 | 0.11999 | 472726
2016-08-06 14:00 | 0.55915 | 0.13927 | 507408
2016-08-06 15:00 | 0.67469 | 0.13312 | 541235
2016-08-06 16:00 | 0.72234 | 0.12522 | 569814
2016-08-06 17:00 | 0.72882 | 0.12089 | 592151
2016-08-06 18:00 | 0.71374 | 0.12128 | 608053
2016-08-06 19:00 | 0.69193 | 0.12594 | 619282
2016-08-06 20:00 | 0.6761 | 0.13426 | 626743
2016-08-06 21:00 | 0.65035 | 0.14706 | 629027
2016-08-06 22:00 | 0.61185 | 0.16425 | 623131
2016-08-06 23:00 | 0.53569 | 0.19197 | 609762
2016-08-07 | 0.39696 | 0.25262 | 594637
2016-08-07 01:00 | 0.18537 | 0.38624 | 579373
2016-08-07 02:00 | 0.0048807 | 0.46359 | 551628
2016-08-07 03:00 | 0 | 0.46296 | 518395
2016-08-07 04:00 | 0 | 0.43908 | 487018
2016-08-07 05:00 | 0 | 0.41453 | 460336
2016-08-07 06:00 | 0 | 0.38955 | 436438
2016-08-07 07:00 | 0 | 0.36697 | 418176
2016-08-07 08:00 | 0 | 0.34972 | 405109
2016-08-07 09:00 | 0 | 0.31171 | 398654
2016-08-07 10:00 | 0 | 0.27456 | 396437
2016-08-07 11:00 | 0 | 0.24518 | 400201
2016-08-07 12:00 | 0.026118 | 0.14606 | 417446
2016-08-07 13:00 | 0.33043 | 0.11469 | 445771
2016-08-07 14:00 | 0.61631 | 0.13864 | 476693
2016-08-07 15:00 | 0.72553 | 0.13048 | 508737
2016-08-07 16:00 | 0.77595 | 0.12278 | 537718
2016-08-07 17:00 | 0.77911 | 0.11556 | 561896
2016-08-07 18:00 | 0.7617 | 0.10723 | 580214
2016-08-07 19:00 | 0.74132 | 0.10183 | 594523
2016-08-07 20:00 | 0.72317 | 0.10213 | 604471
2016-08-07 21:00 | 0.70085 | 0.1124 | 610725
2016-08-07 22:00 | 0.66368 | 0.13395 | 609226
2016-08-07 23:00 | 0.57784 | 0.17137 | 598850
2016-08-08 | 0.42484 | 0.24702 | 586835
2016-08-08 01:00 | 0.19436 | 0.40451 | 573941
2016-08-08 02:00 | 0.0054181 | 0.48618 | 547508
2016-08-08 03:00 | 0 | 0.487 | 514602
2016-08-08 04:00 | 0 | 0.46723 | 484360
2016-08-08 05:00 | 0 | 0.44199 | 456614
2016-08-08 06:00 | 0 | 0.40577 | 434810
2016-08-08 07:00 | 0 | 0.37384 | 420049
2016-08-08 08:00 | 0 | 0.35001 | 413608
2016-08-08 09:00 | 0 | 0.3227 | 418611
2016-08-08 10:00 | 0 | 0.3085 | 433554
2016-08-08 11:00 | 0 | 0.30067 | 451396
2016-08-08 12:00 | 0.021898 | 0.2089 | 472744
2016-08-08 13:00 | 0.32077 | 0.20613 | 500555
2016-08-08 14:00 | 0.60304 | 0.28307 | 530957
2016-08-08 15:00 | 0.72266 | 0.2796 | 562651
2016-08-08 16:00 | 0.77921 | 0.26186 | 588832
2016-08-08 17:00 | 0.78282 | 0.24968 | 610947
2016-08-08 18:00 | 0.77012 | 0.24361 | 628214
2016-08-08 19:00 | 0.75604 | 0.24013 | 640296
2016-08-08 20:00 | 0.75031 | 0.23666 | 648566
2016-08-08 21:00 | 0.73576 | 0.23302 | 651755
2016-08-08 22:00 | 0.70293 | 0.23056 | 647720
2016-08-08 23:00 | 0.62164 | 0.23312 | 635421
2016-08-09 | 0.46999 | 0.27498 | 621949
2016-08-09 01:00 | 0.20156 | 0.43935 | 604820
2016-08-09 02:00 | 0.0042747 | 0.5178 | 573048
2016-08-09 03:00 | 0 | 0.49956 | 534744
2016-08-09 04:00 | 0 | 0.46207 | 500652
2016-08-09 05:00 | 0 | 0.43329 | 471436
2016-08-09 06:00 | 0 | 0.40736 | 448168
2016-08-09 07:00 | 0 | 0.38365 | 431015
2016-08-09 08:00 | 0 | 0.36285 | 423605
2016-08-09 09:00 | 0 | 0.33878 | 428396
2016-08-09 10:00 | 0 | 0.30776 | 445945
2016-08-09 11:00 | 0 | 0.27217 | 464137
2016-08-09 12:00 | 0.022785 | 0.15898 | 484561
2016-08-09 13:00 | 0.29108 | 0.10924 | 510825
2016-08-09 14:00 | 0.56184 | 0.10857 | 544130
2016-08-09 15:00 | 0.6824 | 0.10797 | 576327
2016-08-09 16:00 | 0.72681 | 0.10654 | 604939
2016-08-09 17:00 | 0.74396 | 0.11496 | 630306
2016-08-09 18:00 | 0.74255 | 0.13034 | 650268
2016-08-09 19:00 | 0.73141 | 0.15151 | 662438
2016-08-09 20:00 | 0.71932 | 0.17909 | 669236
2016-08-09 21:00 | 0.6956 | 0.21292 | 670932
2016-08-09 22:00 | 0.65384 | 0.257 | 664467
2016-08-09 23:00 | 0.55897 | 0.32428 | 651555
2016-08-10 | 0.41495 | 0.41082 | 638816
2016-08-10 01:00 | 0.19205 | 0.55031 | 622333
2016-08-10 02:00 | 0.0040341 | 0.60296 | 593236
2016-08-10 03:00 | 0 | 0.59299 | 555718
2016-08-10 04:00 | 0 | 0.57594 | 522030
2016-08-10 05:00 | 0 | 0.56092 | 491580
2016-08-10 06:00 | 0 | 0.53996 | 466906
2016-08-10 07:00 | 0 | 0.51022 | 449880
2016-08-10 08:00 | 0 | 0.47646 | 442094
2016-08-10 09:00 | 0 | 0.43962 | 446610
2016-08-10 10:00 | 0 | 0.4016 | 463323
2016-08-10 11:00 | 0 | 0.3741 | 482624
2016-08-10 12:00 | 0.024794 | 0.26147 | 504305
2016-08-10 13:00 | 0.27918 | 0.22074 | 532360
2016-08-10 14:00 | 0.55163 | 0.26815 | 566502
2016-08-10 15:00 | 0.688 | 0.28093 | 600882
2016-08-10 16:00 | 0.75309 | 0.28994 | 630175
2016-08-10 17:00 | 0.75894 | 0.31524 | 654319
2016-08-10 18:00 | 0.73997 | 0.34434 | 672363
2016-08-10 19:00 | 0.71283 | 0.3725 | 683463
2016-08-10 20:00 | 0.68428 | 0.39714 | 692115
2016-08-10 21:00 | 0.64705 | 0.41517 | 694043
2016-08-10 22:00 | 0.59519 | 0.42851 | 689634
2016-08-10 23:00 | 0.5041 | 0.44347 | 676888
2016-08-11 | 0.37368 | 0.50485 | 663518
2016-08-11 01:00 | 0.18008 | 0.61283 | 645779
2016-08-11 02:00 | 0.0058516 | 0.62546 | 613591
2016-08-11 03:00 | 0 | 0.58083 | 574880
2016-08-11 04:00 | 0 | 0.5373 | 539161
2016-08-11 05:00 | 0 | 0.49951 | 506885
2016-08-11 06:00 | 0 | 0.45356 | 480926
2016-08-11 07:00 | 0 | 0.4155 | 463267
2016-08-11 08:00 | 0 | 0.39012 | 454853
2016-08-11 09:00 | 0 | 0.36365 | 459811
2016-08-11 10:00 | 0 | 0.34228 | 477411
2016-08-11 11:00 | 0 | 0.33229 | 496658
2016-08-11 12:00 | 0.02335 | 0.24601 | 520056
2016-08-11 13:00 | 0.28151 | 0.23649 | 548905
2016-08-11 14:00 | 0.52539 | 0.31122 | 584554
2016-08-11 15:00 | 0.6612 | 0.31284 | 620926
2016-08-11 16:00 | 0.72903 | 0.28386 | 650476
2016-08-11 17:00 | 0.74392 | 0.26102 | 672839
2016-08-11 18:00 | 0.73958 | 0.24661 | 691270
2016-08-11 19:00 | 0.73014 | 0.23539 | 704348
2016-08-11 20:00 | 0.72422 | 0.22344 | 711228
2016-08-11 21:00 | 0.71145 | 0.21317 | 712067
2016-08-11 22:00 | 0.67675 | 0.20183 | 705532
2016-08-11 23:00 | 0.58503 | 0.1956 | 693311
2016-08-12 | 0.44402 | 0.23111 | 679786
2016-08-12 01:00 | 0.20224 | 0.32528 | 661145
2016-08-12 02:00 | 0.0027509 | 0.36693 | 627372
2016-08-12 03:00 | 0 | 0.35162 | 587829
2016-08-12 04:00 | 0 | 0.31811 | 552138
2016-08-12 05:00 | 0 | 0.29515 | 518806
2016-08-12 06:00 | 0 | 0.27977 | 491927
2016-08-12 07:00 | 0 | 0.27714 | 472808
2016-08-12 08:00 | 0 | 0.2828 | 463193
2016-08-12 09:00 | 0 | 0.28469 | 466210
2016-08-12 10:00 | 0 | 0.29585 | 482275
2016-08-12 11:00 | 0 | 0.30371 | 501898
2016-08-12 12:00 | 0.028933 | 0.22353 | 523776
2016-08-12 13:00 | 0.37921 | 0.19962 | 552524
2016-08-12 14:00 | 0.59224 | 0.25395 | 585241
2016-08-12 15:00 | 0.73469 | 0.27089 | 618102
2016-08-12 16:00 | 0.7923 | 0.2606 | 645060
2016-08-12 17:00 | 0.80032 | 0.2492 | 667185
2016-08-12 18:00 | 0.79017 | 0.24042 | 683130
2016-08-12 19:00 | 0.77736 | 0.23261 | 691605
2016-08-12 20:00 | 0.76952 | 0.2257 | 693676
2016-08-12 21:00 | 0.75359 | 0.21638 | 691677
2016-08-12 22:00 | 0.71723 | 0.20809 | 681134
2016-08-12 23:00 | 0.61886 | 0.19706 | 662811
2016-08-13 | 0.46548 | 0.20049 | 647312
2016-08-13 01:00 | 0.17651 | 0.27263 | 628394
2016-08-13 02:00 | 0.002373 | 0.2989 | 598858
2016-08-13 03:00 | 0 | 0.30331 | 564410
2016-08-13 04:00 | 0 | 0.30004 | 530967
2016-08-13 05:00 | 0 | 0.29046 | 500597
2016-08-13 06:00 | 0 | 0.28152 | 474944
2016-08-13 07:00 | 0 | 0.27698 | 456605
2016-08-13 08:00 | 0 | 0.28205 | 444618
2016-08-13 09:00 | 0 | 0.28896 | 439691
2016-08-13 10:00 | 0 | 0.30272 | 440900
2016-08-13 11:00 | 0 | 0.31125 | 448811
2016-08-13 12:00 | 0.022261 | 0.18212 | 469762
2016-08-13 13:00 | 0.30415 | 0.1216 | 498958
2016-08-13 14:00 | 0.55874 | 0.18752 | 531719
2016-08-13 15:00 | 0.68077 | 0.2099 | 563517
2016-08-13 16:00 | 0.74825 | 0.21066 | 590577
2016-08-13 17:00 | 0.75538 | 0.20785 | 610030
2016-08-13 18:00 | 0.74625 | 0.20711 | 625920
2016-08-13 19:00 | 0.73706 | 0.20459 | 637776
2016-08-13 20:00 | 0.73421 | 0.20122 | 645466
2016-08-13 21:00 | 0.72411 | 0.20259 | 647940
2016-08-13 22:00 | 0.69047 | 0.20325 | 643110
2016-08-13 23:00 | 0.60151 | 0.20121 | 628592
2016-08-14 | 0.45096 | 0.22888 | 615613
2016-08-14 01:00 | 0.17477 | 0.32009 | 598889
2016-08-14 02:00 | 0.0019266 | 0.34414 | 570370
2016-08-14 03:00 | 0 | 0.33093 | 539040
2016-08-14 04:00 | 0 | 0.30257 | 506573
2016-08-14 05:00 | 0 | 0.2715 | 479368
2016-08-14 06:00 | 0 | 0.2522 | 454836
2016-08-14 07:00 | 0 | 0.2461 | 436168
2016-08-14 08:00 | 0 | 0.25239 | 423088
2016-08-14 09:00 | 0 | 0.25556 | 416755
2016-08-14 10:00 | 0 | 0.25926 | 413239
2016-08-14 11:00 | 0 | 0.26696 | 417707
2016-08-14 12:00 | 0.013324 | 0.18342 | 437681
2016-08-14 13:00 | 0.28149 | 0.081057 | 467631
2016-08-14 14:00 | 0.55697 | 0.10216 | 499596
2016-08-14 15:00 | 0.71097 | 0.12194 | 530843
2016-08-14 16:00 | 0.7797 | 0.12414 | 558890
2016-08-14 17:00 | 0.78958 | 0.12283 | 580961
2016-08-14 18:00 | 0.78177 | 0.12021 | 597919
2016-08-14 19:00 | 0.77136 | 0.11683 | 610934
2016-08-14 20:00 | 0.76805 | 0.11476 | 620918
2016-08-14 21:00 | 0.75908 | 0.11951 | 627236
2016-08-14 22:00 | 0.73106 | 0.13593 | 625583
2016-08-14 23:00 | 0.63973 | 0.17503 | 616316
2016-08-15 | 0.49244 | 0.26448 | 607623
2016-08-15 01:00 | 0.16875 | 0.41268 | 594043
2016-08-15 02:00 | 0.001872 | 0.4791 | 565864
2016-08-15 03:00 | 0 | 0.48517 | 531803
2016-08-15 04:00 | 0 | 0.45914 | 498640
2016-08-15 05:00 | 0 | 0.41846 | 471763
2016-08-15 06:00 | 0 | 0.36793 | 448691
2016-08-15 07:00 | 0 | 0.32262 | 433241
2016-08-15 08:00 | 0 | 0.29669 | 426487
2016-08-15 09:00 | 0 | 0.27569 | 430827
2016-08-15 10:00 | 0 | 0.25622 | 448712
2016-08-15 11:00 | 0 | 0.24651 | 470395
2016-08-15 12:00 | 0.012353 | 0.16435 | 491924
2016-08-15 13:00 | 0.30937 | 0.069014 | 518273
2016-08-15 14:00 | 0.59267 | 0.088494 | 549237
2016-08-15 15:00 | 0.72274 | 0.10299 | 578771
2016-08-15 16:00 | 0.79137 | 0.099849 | 603983
2016-08-15 17:00 | 0.79541 | 0.096078 | 625189
2016-08-15 18:00 | 0.78899 | 0.094523 | 639774
2016-08-15 19:00 | 0.78027 | 0.090157 | 650054
2016-08-15 20:00 | 0.77944 | 0.085994 | 657927
2016-08-15 21:00 | 0.77271 | 0.083351 | 659978
2016-08-15 22:00 | 0.73597 | 0.08577 | 653805
2016-08-15 23:00 | 0.65013 | 0.10347 | 641039
2016-08-16 | 0.44945 | 0.18408 | 631686
2016-08-16 01:00 | 0.14935 | 0.37549 | 615028
2016-08-16 02:00 | 0.0013284 | 0.45391 | 582698
2016-08-16 03:00 | 0 | 0.44857 | 545197
2016-08-16 04:00 | 0 | 0.41433 | 509549
2016-08-16 05:00 | 0 | 0.37218 | 478492
2016-08-16 06:00 | 0 | 0.33314 | 454127
2016-08-16 07:00 | 0 | 0.30325 | 437248
2016-08-16 08:00 | 0 | 0.28845 | 429944
2016-08-16 09:00 | 0 | 0.26867 | 434927
2016-08-16 10:00 | 0 | 0.24874 | 453229
2016-08-16 11:00 | 0 | 0.22963 | 473966
2016-08-16 12:00 | 0.0092355 | 0.14056 | 495516
2016-08-16 13:00 | 0.28331 | 0.051648 | 521078
2016-08-16 14:00 | 0.57119 | 0.056231 | 551975
2016-08-16 15:00 | 0.70787 | 0.060625 | 581844
2016-08-16 16:00 | 0.78072 | 0.053736 | 607904
2016-08-16 17:00 | 0.78906 | 0.053604 | 629406
2016-08-16 18:00 | 0.78463 | 0.05687 | 645681
2016-08-16 19:00 | 0.77302 | 0.062372 | 655792
2016-08-16 20:00 | 0.76603 | 0.066764 | 662781
2016-08-16 21:00 | 0.74996 | 0.069338 | 666103
2016-08-16 22:00 | 0.71012 | 0.072832 | 660448
2016-08-16 23:00 | 0.60708 | 0.084518 | 649221
2016-08-17 | 0.44795 | 0.15009 | 639748
2016-08-17 01:00 | 0.15171 | 0.32549 | 622478
2016-08-17 02:00 | 0.0010527 | 0.45808 | 589902
2016-08-17 03:00 | 0 | 0.50813 | 551696
2016-08-17 04:00 | 0 | 0.5059 | 516398
2016-08-17 05:00 | 0 | 0.48228 | 486058
2016-08-17 06:00 | 0 | 0.44557 | 460748
2016-08-17 07:00 | 0 | 0.40621 | 442708
2016-08-17 08:00 | 0 | 0.37314 | 435260
2016-08-17 09:00 | 0 | 0.34232 | 439205
2016-08-17 10:00 | 0 | 0.31243 | 458406
2016-08-17 11:00 | 0 | 0.28656 | 480095
2016-08-17 12:00 | 0.012567 | 0.19383 | 498402
2016-08-17 13:00 | 0.26067 | 0.073587 | 521282
2016-08-17 14:00 | 0.55729 | 0.071133 | 549024
2016-08-17 15:00 | 0.68897 | 0.09353 | 576883
2016-08-17 16:00 | 0.7567 | 0.087068 | 602481
2016-08-17 17:00 | 0.76117 | 0.081991 | 624699
2016-08-17 18:00 | 0.74929 | 0.082665 | 642586
2016-08-17 19:00 | 0.73194 | 0.087826 | 655492
2016-08-17 20:00 | 0.71499 | 0.095316 | 665307
2016-08-17 21:00 | 0.6887 | 0.10494 | 668430
2016-08-17 22:00 | 0.64275 | 0.12331 | 661194
2016-08-17 23:00 | 0.55131 | 0.16434 | 646276
2016-08-18 | 0.39303 | 0.28131 | 634017
2016-08-18 01:00 | 0.13733 | 0.49705 | 614945
2016-08-18 02:00 | 0.00087392 | 0.59306 | 582294
2016-08-18 03:00 | 0 | 0.59951 | 543538
2016-08-18 04:00 | 0 | 0.5683 | 507707
2016-08-18 05:00 | 0 | 0.52202 | 476687
2016-08-18 06:00 | 0 | 0.47123 | 452939
2016-08-18 07:00 | 0 | 0.42708 | 435719
2016-08-18 08:00 | 0 | 0.39466 | 427768
2016-08-18 09:00 | 0 | 0.36329 | 433040
2016-08-18 10:00 | 0 | 0.33661 | 452116
2016-08-18 11:00 | 0 | 0.31639 | 472052
2016-08-18 12:00 | 0.011263 | 0.21381 | 491223
2016-08-18 13:00 | 0.21073 | 0.12739 | 514763
2016-08-18 14:00 | 0.5107 | 0.14382 | 543408
2016-08-18 15:00 | 0.6546 | 0.19398 | 573296
2016-08-18 16:00 | 0.71729 | 0.21998 | 600194
2016-08-18 17:00 | 0.7186 | 0.2405 | 623965
2016-08-18 18:00 | 0.705 | 0.25574 | 642152
2016-08-18 19:00 | 0.68509 | 0.26202 | 654155
2016-08-18 20:00 | 0.66528 | 0.26493 | 661159
2016-08-18 21:00 | 0.63851 | 0.2712 | 661487
2016-08-18 22:00 | 0.59625 | 0.28502 | 652540
2016-08-18 23:00 | 0.51321 | 0.31179 | 637120
2016-08-19 | 0.36767 | 0.37656 | 625313
2016-08-19 01:00 | 0.1255 | 0.48303 | 608471
2016-08-19 02:00 | 0.0008235 | 0.48442 | 577238
2016-08-19 03:00 | 0 | 0.45453 | 539195
2016-08-19 04:00 | 0 | 0.42122 | 504080
2016-08-19 05:00 | 0 | 0.384 | 473150
2016-08-19 06:00 | 0 | 0.34943 | 449103
2016-08-19 07:00 | 0 | 0.3191 | 431993
2016-08-19 08:00 | 0 | 0.2974 | 424279
2016-08-19 09:00 | 0 | 0.26884 | 428643
2016-08-19 10:00 | 0 | 0.25134 | 445811
2016-08-19 11:00 | 0 | 0.23997 | 465515
2016-08-19 12:00 | 0.005565 | 0.17183 | 485714
2016-08-19 13:00 | 0.21476 | 0.14747 | 509916
2016-08-19 14:00 | 0.51358 | 0.17063 | 539855
2016-08-19 15:00 | 0.6533 | 0.17149 | 568155
2016-08-19 16:00 | 0.71484 | 0.1638 | 593314
2016-08-19 17:00 | 0.72651 | 0.16043 | 615385
2016-08-19 18:00 | 0.71734 | 0.16482 | 632255
2016-08-19 19:00 | 0.69989 | 0.17465 | 642342
2016-08-19 20:00 | 0.68646 | 0.1921 | 647445
2016-08-19 21:00 | 0.65971 | 0.2164 | 645344
2016-08-19 22:00 | 0.61422 | 0.24302 | 633038
2016-08-19 23:00 | 0.52645 | 0.27205 | 613220
2016-08-20 | 0.38007 | 0.31468 | 598060
2016-08-20 01:00 | 0.12132 | 0.37498 | 580612
2016-08-20 02:00 | 0.00057373 | 0.39779 | 551582
2016-08-20 03:00 | 0 | 0.38812 | 517337
2016-08-20 04:00 | 0 | 0.37029 | 484281
2016-08-20 05:00 | 0 | 0.36571 | 457219
2016-08-20 06:00 | 0 | 0.37016 | 434967
2016-08-20 07:00 | 0 | 0.38258 | 418235
2016-08-20 08:00 | 0 | 0.40526 | 407918
2016-08-20 09:00 | 0 | 0.4167 | 404022
2016-08-20 10:00 | 0 | 0.42236 | 406349
2016-08-20 11:00 | 0 | 0.41697 | 414084
2016-08-20 12:00 | 0.0048235 | 0.36811 | 434124
2016-08-20 13:00 | 0.22043 | 0.37851 | 461548
2016-08-20 14:00 | 0.51253 | 0.40751 | 491914
2016-08-20 15:00 | 0.68287 | 0.38884 | 520936
2016-08-20 16:00 | 0.74524 | 0.34559 | 543602
2016-08-20 17:00 | 0.75301 | 0.30832 | 560233
2016-08-20 18:00 | 0.74165 | 0.28288 | 572044
2016-08-20 19:00 | 0.72399 | 0.26816 | 580000
2016-08-20 20:00 | 0.71042 | 0.25939 | 587024
2016-08-20 21:00 | 0.68525 | 0.25146 | 589548
2016-08-20 22:00 | 0.64615 | 0.23869 | 583463
2016-08-20 23:00 | 0.55224 | 0.2153 | 570525
2016-08-21 | 0.39487 | 0.21739 | 560708
2016-08-21 01:00 | 0.12058 | 0.28206 | 546320
2016-08-21 02:00 | 0.00045065 | 0.28246 | 522016
2016-08-21 03:00 | 0 | 0.27102 | 492804
2016-08-21 04:00 | 0 | 0.26523 | 463664
2016-08-21 05:00 | 0 | 0.27143 | 439723
2016-08-21 06:00 | 0 | 0.29207 | 419299
2016-08-21 07:00 | 0 | 0.32059 | 403933
2016-08-21 08:00 | 0 | 0.35417 | 393719
2016-08-21 09:00 | 0 | 0.35968 | 388523
2016-08-21 10:00 | 0 | 0.36264 | 389420
2016-08-21 11:00 | 0 | 0.37141 | 393384
2016-08-21 12:00 | 0.0057517 | 0.29295 | 409119
2016-08-21 13:00 | 0.21642 | 0.11582 | 434233
2016-08-21 14:00 | 0.50111 | 0.10087 | 460036
2016-08-21 15:00 | 0.65985 | 0.12374 | 486552
2016-08-21 16:00 | 0.7245 | 0.13003 | 510928
2016-08-21 17:00 | 0.73089 | 0.13142 | 530086
2016-08-21 18:00 | 0.71727 | 0.13587 | 544479
2016-08-21 19:00 | 0.69366 | 0.1385 | 554802
2016-08-21 20:00 | 0.67056 | 0.13882 | 562710
2016-08-21 21:00 | 0.63575 | 0.14005 | 569215
2016-08-21 22:00 | 0.58863 | 0.14589 | 568881
2016-08-21 23:00 | 0.4868 | 0.16635 | 561221
2016-08-22 | 0.3314 | 0.28692 | 553368
2016-08-22 01:00 | 0.10468 | 0.50836 | 540660
2016-08-22 02:00 | 0.00030083 | 0.60944 | 513972
2016-08-22 03:00 | 0 | 0.66037 | 480482
2016-08-22 04:00 | 0 | 0.67995 | 450332
2016-08-22 05:00 | 0 | 0.68185 | 424764
2016-08-22 06:00 | 0 | 0.66956 | 405107
2016-08-22 07:00 | 0 | 0.65537 | 391802
2016-08-22 08:00 | 0 | 0.63987 | 386560
2016-08-22 09:00 | 0 | 0.60992 | 392538
2016-08-22 10:00 | 0 | 0.5833 | 411037
2016-08-22 11:00 | 0 | 0.56115 | 432991
2016-08-22 12:00 | 0.0041716 | 0.42068 | 452576
2016-08-22 13:00 | 0.18375 | 0.30854 | 476225
2016-08-22 14:00 | 0.42998 | 0.36692 | 502924
2016-08-22 15:00 | 0.56726 | 0.4156 | 527223
2016-08-22 16:00 | 0.63076 | 0.44653 | 548113
2016-08-22 17:00 | 0.64144 | 0.47295 | 567815
2016-08-22 18:00 | 0.63187 | 0.49328 | 584628
2016-08-22 19:00 | 0.61481 | 0.51186 | 597886
2016-08-22 20:00 | 0.59968 | 0.53016 | 606740
2016-08-22 21:00 | 0.57146 | 0.54744 | 610780
2016-08-22 22:00 | 0.52362 | 0.56393 | 605164
2016-08-22 23:00 | 0.43472 | 0.58351 | 590472
2016-08-23 | 0.29031 | 0.66768 | 578424
2016-08-23 01:00 | 0.078792 | 0.77064 | 561596
2016-08-23 02:00 | 0.00027031 | 0.79172 | 528809
2016-08-23 03:00 | 0 | 0.78834 | 492151
2016-08-23 04:00 | 0 | 0.77278 | 459051
2016-08-23 05:00 | 0 | 0.74906 | 431811
2016-08-23 06:00 | 0 | 0.72738 | 410817
2016-08-23 07:00 | 0 | 0.7164 | 396993
2016-08-23 08:00 | 0 | 0.71213 | 390746
2016-08-23 09:00 | 0 | 0.70078 | 397163
2016-08-23 10:00 | 0 | 0.68274 | 416794
2016-08-23 11:00 | 0 | 0.66108 | 437417
2016-08-23 12:00 | 0.0058434 | 0.57613 | 454648
2016-08-23 13:00 | 0.19091 | 0.48957 | 477293
2016-08-23 14:00 | 0.46838 | 0.65188 | 505355
2016-08-23 15:00 | 0.62111 | 0.70389 | 533055
2016-08-23 16:00 | 0.69978 | 0.71381 | 557774
2016-08-23 17:00 | 0.70799 | 0.72873 | 579989
2016-08-23 18:00 | 0.69882 | 0.7395 | 599625
2016-08-23 19:00 | 0.67758 | 0.74171 | 613462
2016-08-23 20:00 | 0.65422 | 0.73541 | 623291
2016-08-23 21:00 | 0.62124 | 0.71634 | 628108
2016-08-23 22:00 | 0.57461 | 0.68637 | 622384
2016-08-23 23:00 | 0.49133 | 0.67594 | 608385
2016-08-24 | 0.35592 | 0.70401 | 598766
2016-08-24 01:00 | 0.12161 | 0.78605 | 581939
2016-08-24 02:00 | 0.00018064 | 0.79012 | 548730
2016-08-24 03:00 | 0 | 0.76602 | 510750
2016-08-24 04:00 | 0 | 0.72337 | 477056
2016-08-24 05:00 | 0 | 0.68322 | 447879
2016-08-24 06:00 | 0 | 0.64663 | 425903
2016-08-24 07:00 | 0 | 0.62037 | 410647
2016-08-24 08:00 | 0 | 0.59591 | 403762
2016-08-24 09:00 | 0 | 0.56374 | 409712
2016-08-24 10:00 | 0 | 0.54099 | 428782
2016-08-24 11:00 | 0 | 0.51445 | 447986
2016-08-24 12:00 | 0.002651 | 0.40182 | 465480
2016-08-24 13:00 | 0.17495 | 0.3445 | 488202
2016-08-24 14:00 | 0.49969 | 0.41249 | 516237
2016-08-24 15:00 | 0.64902 | 0.43558 | 544552
2016-08-24 16:00 | 0.73625 | 0.43189 | 569357
2016-08-24 17:00 | 0.7462 | 0.42352 | 593181
2016-08-24 18:00 | 0.73551 | 0.41766 | 614042
2016-08-24 19:00 | 0.71702 | 0.40948 | 628911
2016-08-24 20:00 | 0.70307 | 0.39649 | 639660
2016-08-24 21:00 | 0.67625 | 0.37921 | 644653
2016-08-24 22:00 | 0.63399 | 0.36024 | 639097
2016-08-24 23:00 | 0.54331 | 0.34854 | 626278
2016-08-25 | 0.38736 | 0.38215 | 615389
2016-08-25 01:00 | 0.11753 | 0.44931 | 596882
2016-08-25 02:00 | 0.00014435 | 0.44392 | 563679
2016-08-25 03:00 | 0 | 0.42542 | 524938
2016-08-25 04:00 | 0 | 0.40783 | 489614
2016-08-25 05:00 | 0 | 0.38474 | 461217
2016-08-25 06:00 | 0 | 0.36616 | 437953
2016-08-25 07:00 | 0 | 0.35456 | 421820
2016-08-25 08:00 | 0 | 0.35169 | 415450
2016-08-25 09:00 | 0 | 0.33664 | 420070
2016-08-25 10:00 | 0 | 0.32175 | 439258
2016-08-25 11:00 | 0 | 0.30558 | 460850
2016-08-25 12:00 | 0.0014828 | 0.22825 | 479942
2016-08-25 13:00 | 0.19025 | 0.21003 | 504835
2016-08-25 14:00 | 0.50505 | 0.2257 | 535488
2016-08-25 15:00 | 0.66323 | 0.20138 | 565825
2016-08-25 16:00 | 0.73232 | 0.16639 | 594468
2016-08-25 17:00 | 0.73188 | 0.14131 | 620489
2016-08-25 18:00 | 0.72238 | 0.1255 | 639768
2016-08-25 19:00 | 0.70157 | 0.11461 | 652454
2016-08-25 20:00 | 0.67938 | 0.10615 | 659693
2016-08-25 21:00 | 0.64155 | 0.098582 | 660450
2016-08-25 22:00 | 0.58744 | 0.092967 | 651636
2016-08-25 23:00 | 0.48602 | 0.094251 | 636994
2016-08-26 | 0.33693 | 0.13664 | 625254
2016-08-26 01:00 | 0.11164 | 0.20275 | 606013
2016-08-26 02:00 | 0.00012143 | 0.23386 | 572344
2016-08-26 03:00 | 0 | 0.24303 | 533346
2016-08-26 04:00 | 0 | 0.24733 | 497549
2016-08-26 05:00 | 0 | 0.25384 | 467937
2016-08-26 06:00 | 0 | 0.26083 | 444734
2016-08-26 07:00 | 0 | 0.26509 | 428458
2016-08-26 08:00 | 0 | 0.26099 | 420866
2016-08-26 09:00 | 0 | 0.24152 | 425519
2016-08-26 10:00 | 0 | 0.22178 | 444728
2016-08-26 11:00 | 0 | 0.20676 | 466043
2016-08-26 12:00 | 0.00091518 | 0.13815 | 487524
2016-08-26 13:00 | 0.15143 | 0.054934 | 514353
2016-08-26 14:00 | 0.45747 | 0.063852 | 545261
2016-08-26 15:00 | 0.6085 | 0.079083 | 576723
2016-08-26 16:00 | 0.68776 | 0.081088 | 603840
2016-08-26 17:00 | 0.69877 | 0.079802 | 625441
2016-08-26 18:00 | 0.69527 | 0.080306 | 641847
2016-08-26 19:00 | 0.68315 | 0.083409 | 651451
2016-08-26 20:00 | 0.67757 | 0.088855 | 655480
2016-08-26 21:00 | 0.65818 | 0.091578 | 653550
2016-08-26 22:00 | 0.62565 | 0.092799 | 639815
2016-08-26 23:00 | 0.53257 | 0.10342 | 617267
2016-08-27 | 0.36912 | 0.16296 | 600923
2016-08-27 01:00 | 0.10772 | 0.29295 | 580016
2016-08-27 02:00 | 8.82e-05 | 0.34269 | 549444
2016-08-27 03:00 | 0 | 0.34466 | 516865
2016-08-27 04:00 | 0 | 0.32549 | 484549
2016-08-27 05:00 | 0 | 0.30134 | 455263
2016-08-27 06:00 | 0 | 0.28369 | 431590
2016-08-27 07:00 | 0 | 0.27119 | 414085
2016-08-27 08:00 | 0 | 0.2596 | 404444
2016-08-27 09:00 | 0 | 0.24432 | 400736
2016-08-27 10:00 | 0 | 0.22976 | 403135
2016-08-27 11:00 | 0 | 0.21675 | 411095
2016-08-27 12:00 | 0.0013379 | 0.17531 | 431558
2016-08-27 13:00 | 0.19779 | 0.094248 | 461423
2016-08-27 14:00 | 0.52467 | 0.080179 | 494132
2016-08-27 15:00 | 0.66568 | 0.083477 | 525588
2016-08-27 16:00 | 0.73359 | 0.082004 | 554105
2016-08-27 17:00 | 0.73622 | 0.081013 | 576251
2016-08-27 18:00 | 0.72366 | 0.084226 | 591311
2016-08-27 19:00 | 0.7078 | 0.090188 | 600803
2016-08-27 20:00 | 0.6966 | 0.094977 | 606858
2016-08-27 21:00 | 0.67443 | 0.096909 | 604271
2016-08-27 22:00 | 0.63086 | 0.10044 | 598870
2016-08-27 23:00 | 0.52953 | 0.1185 | 582528
2016-08-28 | 0.37143 | 0.21214 | 569917
2016-08-28 01:00 | 0.10772 | 0.39989 | 553360
2016-08-28 02:00 | 6.99e-05 | 0.50411 | 527742
2016-08-28 03:00 | 0 | 0.56779 | 498208
2016-08-28 04:00 | 0 | 0.5835 | 468879
2016-08-28 05:00 | 0 | 0.57876 | 442377
2016-08-28 06:00 | 0 | 0.56108 | 421597
2016-08-28 07:00 | 0 | 0.53709 | 406476
2016-08-28 08:00 | 0 | 0.50794 | 395549
2016-08-28 09:00 | 0 | 0.46967 | 390437
2016-08-28 10:00 | 0 | 0.43086 | 390275
2016-08-28 11:00 | 0 | 0.39412 | 394254
2016-08-28 12:00 | 0.001114 | 0.29666 | 413566
2016-08-28 13:00 | 0.16993 | 0.14677 | 444935
2016-08-28 14:00 | 0.51481 | 0.11337 | 478450
2016-08-28 15:00 | 0.70123 | 0.12905 | 511645
2016-08-28 16:00 | 0.74097 | 0.13346 | 544093
2016-08-28 17:00 | 0.73852 | 0.1429 | 570618
2016-08-28 18:00 | 0.7271 | 0.15782 | 591249
2016-08-28 19:00 | 0.70835 | 0.17169 | 604776
2016-08-28 20:00 | 0.69415 | 0.18176 | 615064
2016-08-28 21:00 | 0.66962 | 0.19337 | 618991
2016-08-28 22:00 | 0.63207 | 0.21031 | 613165
2016-08-28 23:00 | 0.54545 | 0.24449 | 600665
2016-08-29 | 0.39528 | 0.34037 | 591304
2016-08-29 01:00 | 0.10675 | 0.45827 | 573739
2016-08-29 02:00 | 5.59e-05 | 0.48791 | 542108
2016-08-29 03:00 | 0 | 0.46879 | 506758
2016-08-29 04:00 | 0 | 0.44464 | 473517
2016-08-29 05:00 | 0 | 0.41794 | 446810
2016-08-29 06:00 | 0 | 0.38593 | 426452
2016-08-29 07:00 | 0 | 0.34588 | 412154
2016-08-29 08:00 | 0 | 0.30888 | 407216
2016-08-29 09:00 | 0 | 0.26784 | 414170
2016-08-29 10:00 | 0 | 0.23722 | 436856
2016-08-29 11:00 | 0 | 0.21294 | 457948
2016-08-29 12:00 | 0.00035055 | 0.15933 | 478038
2016-08-29 13:00 | 0.11591 | 0.093916 | 505765
2016-08-29 14:00 | 0.4552 | 0.09843 | 537954
2016-08-29 15:00 | 0.64028 | 0.10148 | 569735
2016-08-29 16:00 | 0.68052 | 0.10179 | 599965
2016-08-29 17:00 | 0.68775 | 0.10087 | 625021
2016-08-29 18:00 | 0.68073 | 0.099487 | 643308
2016-08-29 19:00 | 0.66668 | 0.097022 | 654056
2016-08-29 20:00 | 0.65452 | 0.093777 | 659447
2016-08-29 21:00 | 0.63131 | 0.089649 | 660975
2016-08-29 22:00 | 0.5926 | 0.08957 | 653722
2016-08-29 23:00 | 0.50494 | 0.097512 | 638313
2016-08-30 | 0.34953 | 0.13695 | 627299
2016-08-30 01:00 | 0.087471 | 0.24224 | 604806
2016-08-30 02:00 | 3.78e-05 | 0.29957 | 566777
2016-08-30 03:00 | 0 | 0.30269 | 525022
2016-08-30 04:00 | 0 | 0.28566 | 488171
2016-08-30 05:00 | 0 | 0.2605 | 457494
2016-08-30 06:00 | 0 | 0.23564 | 433597
2016-08-30 07:00 | 0 | 0.21216 | 417950
2016-08-30 08:00 | 0 | 0.19368 | 410177
2016-08-30 09:00 | 0 | 0.18147 | 416385
2016-08-30 10:00 | 0 | 0.17555 | 437575
2016-08-30 11:00 | 0 | 0.17022 | 456389
2016-08-30 12:00 | 0.00053928 | 0.14054 | 474287
2016-08-30 13:00 | 0.13172 | 0.069301 | 498228
2016-08-30 14:00 | 0.46218 | 0.063872 | 528147
2016-08-30 15:00 | 0.64212 | 0.078612 | 558262
2016-08-30 16:00 | 0.68701 | 0.079106 | 585627
2016-08-30 17:00 | 0.69402 | 0.077045 | 610613
2016-08-30 18:00 | 0.68564 | 0.077924 | 629443
2016-08-30 19:00 | 0.67238 | 0.0816 | 642942
2016-08-30 20:00 | 0.66437 | 0.085914 | 651700
2016-08-30 21:00 | 0.6468 | 0.090645 | 654714
2016-08-30 22:00 | 0.61424 | 0.10067 | 646260
2016-08-30 23:00 | 0.52036 | 0.12602 | 631370
2016-08-31 | 0.35379 | 0.19801 | 620327
2016-08-31 01:00 | 0.084828 | 0.32277 | 599178
2016-08-31 02:00 | 2.16e-05 | 0.3719 | 562468
2016-08-31 03:00 | 0 | 0.36627 | 522581
2016-08-31 04:00 | 0 | 0.34445 | 487285
2016-08-31 05:00 | 0 | 0.31393 | 460254
2016-08-31 06:00 | 0 | 0.28812 | 436830
2016-08-31 07:00 | 0 | 0.2679 | 423222
2016-08-31 08:00 | 0 | 0.24853 | 416224
2016-08-31 09:00 | 0 | 0.23066 | 422535
2016-08-31 10:00 | 0 | 0.21796 | 442793
2016-08-31 11:00 | 0 | 0.21192 | 462873
2016-08-31 12:00 | 0.00039584 | 0.17745 | 481439
2016-08-31 13:00 | 0.13336 | 0.09154 | 503448
2016-08-31 14:00 | 0.46067 | 0.077274 | 531164
2016-08-31 15:00 | 0.66748 | 0.11177 | 558056
2016-08-31 16:00 | 0.71397 | 0.13861 | 583431
2016-08-31 17:00 | 0.71473 | 0.15446 | 606050
2016-08-31 18:00 | 0.70306 | 0.16454 | 622657
2016-08-31 19:00 | 0.68818 | 0.17267 | 632821
2016-08-31 20:00 | 0.67664 | 0.18262 | 640752
2016-08-31 21:00 | 0.65788 | 0.19286 | 640375
2016-08-31 22:00 | 0.61744 | 0.20399 | 631718
2016-08-31 23:00 | 0.52175 | 0.22835 | 619018
2016-09-01 | 0.3516 | 0.31722 | 609097
2016-09-01 01:00 | 0.084384 | 0.41979 | 588286
2016-09-01 02:00 | 2.92e-05 | 0.42808 | 555048
2016-09-01 03:00 | 0 | 0.41544 | 516859
2016-09-01 04:00 | 0 | 0.40646 | 482326
2016-09-01 05:00 | 0 | 0.38752 | 453317
2016-09-01 06:00 | 0 | 0.36493 | 431277
2016-09-01 07:00 | 0 | 0.35083 | 415650
2016-09-01 08:00 | 0 | 0.33842 | 408914
2016-09-01 09:00 | 0 | 0.32012 | 414048
2016-09-01 10:00 | 0 | 0.3103 | 435041
2016-09-01 11:00 | 0 | 0.30604 | 454300
2016-09-01 12:00 | 0.0005094 | 0.25121 | 469139
2016-09-01 13:00 | 0.15226 | 0.14592 | 490089
2016-09-01 14:00 | 0.49696 | 0.17423 | 514772
2016-09-01 15:00 | 0.65849 | 0.22207 | 538909
2016-09-01 16:00 | 0.71559 | 0.23451 | 559226
2016-09-01 17:00 | 0.70821 | 0.23584 | 577014
2016-09-01 18:00 | 0.69031 | 0.23851 | 588812
2016-09-01 19:00 | 0.66929 | 0.24393 | 595831
2016-09-01 20:00 | 0.65549 | 0.25295 | 599406
2016-09-01 21:00 | 0.63119 | 0.26995 | 599573
2016-09-01 22:00 | 0.58734 | 0.30074 | 590983
2016-09-01 23:00 | 0.49045 | 0.3475 | 579268
2016-09-02 | 0.32412 | 0.47134 | 570677
2016-09-02 01:00 | 0.084028 | 0.61715 | 555203
2016-09-02 02:00 | 2.26e-05 | 0.63021 | 524072
2016-09-02 03:00 | 0 | 0.60275 | 489864
2016-09-02 04:00 | 0 | 0.56072 | 458419
2016-09-02 05:00 | 0 | 0.52325 | 432694
2016-09-02 06:00 | 0 | 0.49734 | 411570
2016-09-02 07:00 | 0 | 0.47989 | 397043
2016-09-02 08:00 | 0 | 0.46549 | 390801
2016-09-02 09:00 | 0 | 0.44282 | 395237
2016-09-02 10:00 | 0 | 0.4255 | 411279
2016-09-02 11:00 | 0 | 0.4151 | 429471
2016-09-02 12:00 | 0.00042728 | 0.3484 | 443622
2016-09-02 13:00 | 0.1337 | 0.30817 | 461899
2016-09-02 14:00 | 0.50201 | 0.37917 | 482422
2016-09-02 15:00 | 0.66406 | 0.39159 | 500856
2016-09-02 16:00 | 0.74447 | 0.38336 | 516563
2016-09-02 17:00 | 0.7379 | 0.37678 | 531791
2016-09-02 18:00 | 0.71512 | 0.37269 | 544019
2016-09-02 19:00 | 0.69416 | 0.37365 | 551969
2016-09-02 20:00 | 0.686 | 0.3788 | 557436
2016-09-02 21:00 | 0.669 | 0.38868 | 558648
2016-09-02 22:00 | 0.62719 | 0.40654 | 549446
2016-09-02 23:00 | 0.53124 | 0.44497 | 535830
2016-09-03 | 0.36338 | 0.55731 | 525082
2016-09-03 01:00 | 0.076612 | 0.69957 | 509780
2016-09-03 02:00 | 1.16e-05 | 0.73045 | 484607
2016-09-03 03:00 | 0 | 0.72024 | 455399
2016-09-03 04:00 | 0 | 0.69218 | 428410
2016-09-03 05:00 | 0 | 0.6557 | 405539
2016-09-03 06:00 | 0 | 0.62371 | 386607
2016-09-03 07:00 | 0 | 0.59174 | 372541
2016-09-03 08:00 | 0 | 0.56654 | 363495
2016-09-03 09:00 | 0 | 0.53006 | 359961
2016-09-03 10:00 | 0 | 0.48457 | 362478
2016-09-03 11:00 | 0 | 0.45141 | 365475
2016-09-03 12:00 | 0.00026946 | 0.37715 | 378162
2016-09-03 13:00 | 0.14297 | 0.30753 | 398947
2016-09-03 14:00 | 0.46494 | 0.36399 | 422857
2016-09-03 15:00 | 0.65628 | 0.3858 | 445178
2016-09-03 16:00 | 0.71378 | 0.37665 | 465906
2016-09-03 17:00 | 0.7163 | 0.37307 | 482753
2016-09-03 18:00 | 0.70862 | 0.37758 | 496541
2016-09-03 19:00 | 0.69919 | 0.38274 | 507892
2016-09-03 20:00 | 0.6969 | 0.38671 | 516890
2016-09-03 21:00 | 0.68603 | 0.39511 | 521120
2016-09-03 22:00 | 0.64744 | 0.41264 | 517258
2016-09-03 23:00 | 0.55155 | 0.44524 | 507028
2016-09-04 | 0.36376 | 0.5436 | 497324
2016-09-04 01:00 | 0.06943 | 0.6567 | 483109
2016-09-04 02:00 | 1.07e-05 | 0.66084 | 460774
2016-09-04 03:00 | 0 | 0.63165 | 435321
2016-09-04 04:00 | 0 | 0.59471 | 410858
2016-09-04 05:00 | 0 | 0.55744 | 389279
2016-09-04 06:00 | 0 | 0.51656 | 372139
2016-09-04 07:00 | 0 | 0.48101 | 359705
2016-09-04 08:00 | 0 | 0.45409 | 352011
2016-09-04 09:00 | 0 | 0.43479 | 348343
2016-09-04 10:00 | 0 | 0.42339 | 347660
2016-09-04 11:00 | 0 | 0.41171 | 350404
2016-09-04 12:00 | 0.00018684 | 0.38081 | 362722
2016-09-04 13:00 | 0.15832 | 0.34319 | 385606
2016-09-04 14:00 | 0.52897 | 0.41473 | 411518
2016-09-04 15:00 | 0.73945 | 0.43932 | 436974
2016-09-04 16:00 | 0.77549 | 0.44193 | 461851
2016-09-04 17:00 | 0.7805 | 0.45039 | 483097
2016-09-04 18:00 | 0.77441 | 0.47322 | 499644
2016-09-04 19:00 | 0.76705 | 0.50443 | 512563
2016-09-04 20:00 | 0.76947 | 0.53568 | 522026
2016-09-04 21:00 | 0.77008 | 0.56743 | 526330
2016-09-04 22:00 | 0.74048 | 0.60133 | 521745
2016-09-04 23:00 | 0.63792 | 0.63486 | 509010
2016-09-05 | 0.42382 | 0.68672 | 499706
2016-09-05 01:00 | 0.075843 | 0.73287 | 485495
2016-09-05 02:00 | 1.29e-05 | 0.71088 | 462737
2016-09-05 03:00 | 0 | 0.6759 | 437089
2016-09-05 04:00 | 0 | 0.64226 | 412375
2016-09-05 05:00 | 0 | 0.61815 | 389910
2016-09-05 06:00 | 0 | 0.59708 | 373373
2016-09-05 07:00 | 0 | 0.57453 | 361629
2016-09-05 08:00 | 0 | 0.55566 | 354901
2016-09-05 09:00 | 0 | 0.53056 | 353197
2016-09-05 10:00 | 0 | 0.49888 | 356613
2016-09-05 11:00 | 0 | 0.46073 | 359505
2016-09-05 12:00 | 0.00014488 | 0.39663 | 371656
2016-09-05 13:00 | 0.15765 | 0.35235 | 397428
2016-09-05 14:00 | 0.57277 | 0.43836 | 429589
2016-09-05 15:00 | 0.78851 | 0.4626 | 461590
2016-09-05 16:00 | 0.81151 | 0.44936 | 490153
2016-09-05 17:00 | 0.80625 | 0.44136 | 513829
2016-09-05 18:00 | 0.79084 | 0.45141 | 532803
2016-09-05 19:00 | 0.77794 | 0.47338 | 547506
2016-09-05 20:00 | 0.77776 | 0.49274 | 559333
2016-09-05 21:00 | 0.77395 | 0.50103 | 567243
2016-09-05 22:00 | 0.74489 | 0.50762 | 566801
2016-09-05 23:00 | 0.64096 | 0.52507 | 558791
2016-09-06 | 0.416 | 0.57101 | 553560
2016-09-06 01:00 | 0.070994 | 0.62158 | 536653
2016-09-06 02:00 | 6.73e-06 | 0.6235 | 505417
2016-09-06 03:00 | 0 | 0.59236 | 471840
2016-09-06 04:00 | 0 | 0.55981 | 441900
2016-09-06 05:00 | 0 | 0.53875 | 416467
2016-09-06 06:00 | 0 | 0.52459 | 397731
2016-09-06 07:00 | 0 | 0.51512 | 385563
2016-09-06 08:00 | 0 | 0.5044 | 381781
2016-09-06 09:00 | 0 | 0.49314 | 390414
2016-09-06 10:00 | 0 | 0.47218 | 414539
2016-09-06 11:00 | 0 | 0.45328 | 437133
2016-09-06 12:00 | 0.00010323 | 0.41179 | 457047
2016-09-06 13:00 | 0.1403 | 0.38361 | 482950
2016-09-06 14:00 | 0.53133 | 0.44537 | 513254
2016-09-06 15:00 | 0.71545 | 0.43082 | 543266
2016-09-06 16:00 | 0.73158 | 0.38439 | 570498
2016-09-06 17:00 | 0.72583 | 0.33436 | 596132
2016-09-06 18:00 | 0.70407 | 0.31185 | 616338
2016-09-06 19:00 | 0.67771 | 0.31541 | 630808
2016-09-06 20:00 | 0.65261 | 0.32618 | 640366
2016-09-06 21:00 | 0.61806 | 0.33867 | 643927
2016-09-06 22:00 | 0.56539 | 0.35074 | 637359
2016-09-06 23:00 | 0.46827 | 0.36837 | 624075
2016-09-07 | 0.31564 | 0.41957 | 613268
2016-09-07 01:00 | 0.065678 | 0.47573 | 590777
2016-09-07 02:00 | 5.32e-06 | 0.49863 | 555333
2016-09-07 03:00 | 0 | 0.50038 | 518248
2016-09-07 04:00 | 0 | 0.48857 | 483143
2016-09-07 05:00 | 0 | 0.48046 | 453597
2016-09-07 06:00 | 0 | 0.47474 | 430734
2016-09-07 07:00 | 0 | 0.45847 | 415236
2016-09-07 08:00 | 0 | 0.44125 | 409003
2016-09-07 09:00 | 0 | 0.42675 | 416585
2016-09-07 10:00 | 0 | 0.42283 | 440038
2016-09-07 11:00 | 0 | 0.41129 | 460425
2016-09-07 12:00 | 3.04e-05 | 0.37969 | 478984
2016-09-07 13:00 | 0.077208 | 0.32009 | 502651
2016-09-07 14:00 | 0.38159 | 0.40526 | 531556
2016-09-07 15:00 | 0.57 | 0.46492 | 561068
2016-09-07 16:00 | 0.61425 | 0.44697 | 589066
2016-09-07 17:00 | 0.63063 | 0.43094 | 612874
2016-09-07 18:00 | 0.63253 | 0.43122 | 631647
2016-09-07 19:00 | 0.62435 | 0.43771 | 644930
2016-09-07 20:00 | 0.61515 | 0.44628 | 653355
2016-09-07 21:00 | 0.59341 | 0.4578 | 656020
2016-09-07 22:00 | 0.55475 | 0.46498 | 648378
2016-09-07 23:00 | 0.46749 | 0.47345 | 635022
2016-09-08 | 0.31342 | 0.53831 | 623500
2016-09-08 01:00 | 0.054098 | 0.62503 | 600621
2016-09-08 02:00 | 2.33e-06 | 0.61651 | 564849
2016-09-08 03:00 | 0 | 0.59328 | 525607
2016-09-08 04:00 | 0 | 0.56996 | 490421
2016-09-08 05:00 | 0 | 0.54592 | 461164
2016-09-08 06:00 | 0 | 0.51959 | 438309
2016-09-08 07:00 | 0 | 0.49583 | 423023
2016-09-08 08:00 | 0 | 0.47013 | 416468
2016-09-08 09:00 | 0 | 0.43953 | 424161
2016-09-08 10:00 | 0 | 0.41904 | 448419
2016-09-08 11:00 | 0 | 0.41333 | 469557
2016-09-08 12:00 | 4.93e-05 | 0.37779 | 484677
2016-09-08 13:00 | 0.12067 | 0.24942 | 506377
2016-09-08 14:00 | 0.52818 | 0.23194 | 535641
2016-09-08 15:00 | 0.73713 | 0.26576 | 564311
2016-09-08 16:00 | 0.77819 | 0.26312 | 591052
2016-09-08 17:00 | 0.7786 | 0.26018 | 614819
2016-09-08 18:00 | 0.76609 | 0.27032 | 633513
2016-09-08 19:00 | 0.75627 | 0.28516 | 646581
2016-09-08 20:00 | 0.7584 | 0.30114 | 654955
2016-09-08 21:00 | 0.7528 | 0.31358 | 657602
2016-09-08 22:00 | 0.72214 | 0.32404 | 649221
2016-09-08 23:00 | 0.62115 | 0.34807 | 636235
2016-09-09 | 0.42545 | 0.45011 | 625267
2016-09-09 01:00 | 0.059403 | 0.55189 | 601889
2016-09-09 02:00 | 9.8e-07 | 0.58367 | 564918
2016-09-09 03:00 | 0 | 0.58499 | 526930
2016-09-09 04:00 | 0 | 0.56177 | 491451
2016-09-09 05:00 | 0 | 0.53225 | 461648
2016-09-09 06:00 | 0 | 0.50322 | 438210
2016-09-09 07:00 | 0 | 0.48058 | 422423
2016-09-09 08:00 | 0 | 0.45954 | 415921
2016-09-09 09:00 | 0 | 0.43938 | 423218
2016-09-09 10:00 | 0 | 0.42414 | 446054
2016-09-09 11:00 | 0 | 0.41289 | 467381
2016-09-09 12:00 | 5.01e-05 | 0.37101 | 482993
2016-09-09 13:00 | 0.13596 | 0.26012 | 506442
2016-09-09 14:00 | 0.56312 | 0.35042 | 534724
2016-09-09 15:00 | 0.76286 | 0.38755 | 563014
2016-09-09 16:00 | 0.79114 | 0.36953 | 588325
2016-09-09 17:00 | 0.78778 | 0.35736 | 611508
2016-09-09 18:00 | 0.77474 | 0.3688 | 629152
2016-09-09 19:00 | 0.76381 | 0.40082 | 640895
2016-09-09 20:00 | 0.76593 | 0.44186 | 647977
2016-09-09 21:00 | 0.76335 | 0.46812 | 647514
2016-09-09 22:00 | 0.73382 | 0.48941 | 635007
2016-09-09 23:00 | 0.63214 | 0.5108 | 616608
2016-09-10 | 0.41181 | 0.56897 | 602141
2016-09-10 01:00 | 0.059859 | 0.64842 | 579290
2016-09-10 02:00 | 5.4e-07 | 0.64127 | 548551
2016-09-10 03:00 | 0 | 0.63131 | 515363
2016-09-10 04:00 | 0 | 0.63739 | 482675
2016-09-10 05:00 | 0 | 0.6405 | 452595
2016-09-10 06:00 | 0 | 0.63363 | 429718
2016-09-10 07:00 | 0 | 0.6356 | 412703
2016-09-10 08:00 | 0 | 0.60954 | 402092
2016-09-10 09:00 | 0 | 0.56355 | 398700
2016-09-10 10:00 | 0 | 0.52876 | 401747
2016-09-10 11:00 | 0 | 0.52162 | 408440
2016-09-10 12:00 | 3.62e-05 | 0.47306 | 426216
2016-09-10 13:00 | 0.12263 | 0.31883 | 452245
2016-09-10 14:00 | 0.51814 | 0.32376 | 482481
2016-09-10 15:00 | 0.73543 | 0.3647 | 511554
2016-09-10 16:00 | 0.77706 | 0.36158 | 535911
2016-09-10 17:00 | 0.77439 | 0.33169 | 554524
2016-09-10 18:00 | 0.76233 | 0.30473 | 567796
2016-09-10 19:00 | 0.7548 | 0.28373 | 576545
2016-09-10 20:00 | 0.76031 | 0.26759 | 581338
2016-09-10 21:00 | 0.76214 | 0.25588 | 580827
2016-09-10 22:00 | 0.73553 | 0.23858 | 572569
2016-09-10 23:00 | 0.63355 | 0.22967 | 561112
2016-09-11 | 0.40183 | 0.2856 | 551027
2016-09-11 01:00 | 0.053466 | 0.35522 | 533658
2016-09-11 02:00 | 6.39e-08 | 0.41759 | 506921
2016-09-11 03:00 | 0 | 0.48788 | 477279
2016-09-11 04:00 | 0 | 0.55253 | 447993
2016-09-11 05:00 | 0 | 0.59571 | 422117
2016-09-11 06:00 | 0 | 0.62527 | 402358
2016-09-11 07:00 | 0 | 0.64004 | 386718
2016-09-11 08:00 | 0 | 0.64289 | 376287
2016-09-11 09:00 | 0 | 0.62314 | 371742
2016-09-11 10:00 | 0 | 0.59967 | 372620
2016-09-11 11:00 | 0 | 0.5854 | 375875
2016-09-11 12:00 | 5.79e-05 | 0.53601 | 389538
2016-09-11 13:00 | 0.13226 | 0.33557 | 412784
2016-09-11 14:00 | 0.55601 | 0.30007 | 437043
2016-09-11 15:00 | 0.73747 | 0.3757 | 459920
2016-09-11 16:00 | 0.77957 | 0.40624 | 482980
2016-09-11 17:00 | 0.77104 | 0.41338 | 503234
2016-09-11 18:00 | 0.75592 | 0.41529 | 519746
2016-09-11 19:00 | 0.74167 | 0.4182 | 532370
2016-09-11 20:00 | 0.73924 | 0.42054 | 542155
2016-09-11 21:00 | 0.73171 | 0.42141 | 547828
2016-09-11 22:00 | 0.69581 | 0.42601 | 543941
2016-09-11 23:00 | 0.57889 | 0.49346 | 534700
2016-09-12 | 0.3588 | 0.69236 | 527731
2016-09-12 01:00 | 0.050499 | 0.79047 | 509612
2016-09-12 02:00 | 0 | 0.8117 | 480759
2016-09-12 03:00 | 0 | 0.80437 | 449727
2016-09-12 04:00 | 0 | 0.77898 | 420593
2016-09-12 05:00 | 0 | 0.747 | 395761
2016-09-12 06:00 | 0 | 0.71075 | 377690
2016-09-12 07:00 | 0 | 0.68169 | 366274
2016-09-12 08:00 | 0 | 0.64732 | 363221
2016-09-12 09:00 | 0 | 0.61388 | 371835
2016-09-12 10:00 | 0 | 0.58567 | 395317
2016-09-12 11:00 | 0 | 0.56227 | 417166
2016-09-12 12:00 | 2.52e-05 | 0.51535 | 432034
2016-09-12 13:00 | 0.084892 | 0.41809 | 452760
2016-09-12 14:00 | 0.45872 | 0.51642 | 476402
2016-09-12 15:00 | 0.65191 | 0.56437 | 499707
2016-09-12 16:00 | 0.70802 | 0.53504 | 521331
2016-09-12 17:00 | 0.70983 | 0.50894 | 542091
2016-09-12 18:00 | 0.69497 | 0.49316 | 559929
2016-09-12 19:00 | 0.67312 | 0.47587 | 572163
2016-09-12 20:00 | 0.65761 | 0.45301 | 580272
2016-09-12 21:00 | 0.63515 | 0.42591 | 582208
2016-09-12 22:00 | 0.5888 | 0.41477 | 573717
2016-09-12 23:00 | 0.48558 | 0.44383 | 562447
2016-09-13 | 0.30755 | 0.51069 | 553340
2016-09-13 01:00 | 0.043115 | 0.54154 | 531862
2016-09-13 02:00 | 0 | 0.52039 | 499804
2016-09-13 03:00 | 0 | 0.50129 | 463720
2016-09-13 04:00 | 0 | 0.47326 | 431172
2016-09-13 05:00 | 0 | 0.44345 | 406107
2016-09-13 06:00 | 0 | 0.41869 | 388315
2016-09-13 07:00 | 0 | 0.3953 | 376303
2016-09-13 08:00 | 0 | 0.37237 | 373384
2016-09-13 09:00 | 0 | 0.33872 | 381489
2016-09-13 10:00 | 0 | 0.30812 | 405252
2016-09-13 11:00 | 0 | 0.28321 | 427960
2016-09-13 12:00 | 3.63e-06 | 0.24305 | 443105
2016-09-13 13:00 | 0.098759 | 0.19813 | 463253
2016-09-13 14:00 | 0.48765 | 0.18891 | 485936
2016-09-13 15:00 | 0.68484 | 0.17063 | 507323
2016-09-13 16:00 | 0.73496 | 0.13881 | 529282
2016-09-13 17:00 | 0.72987 | 0.11582 | 549796
2016-09-13 18:00 | 0.70814 | 0.10381 | 566080
2016-09-13 19:00 | 0.6886 | 0.09811 | 577699
2016-09-13 20:00 | 0.6766 | 0.098174 | 585213
2016-09-13 21:00 | 0.65312 | 0.10082 | 586393
2016-09-13 22:00 | 0.59897 | 0.10683 | 576414
2016-09-13 23:00 | 0.46862 | 0.12438 | 564411
2016-09-14 | 0.25519 | 0.17146 | 557510
2016-09-14 01:00 | 0.031 | 0.24224 | 538277
2016-09-14 02:00 | 0 | 0.24835 | 509253
2016-09-14 03:00 | 0 | 0.25674 | 473004
2016-09-14 04:00 | 0 | 0.27518 | 438738
2016-09-14 05:00 | 0 | 0.28682 | 411716
2016-09-14 06:00 | 0 | 0.29335 | 392440
2016-09-14 07:00 | 0 | 0.29836 | 381027
2016-09-14 08:00 | 0 | 0.29737 | 377224
2016-09-14 09:00 | 0 | 0.27877 | 385772
2016-09-14 10:00 | 0 | 0.2557 | 410618
2016-09-14 11:00 | 0 | 0.24014 | 433998
2016-09-14 12:00 | 1.25e-05 | 0.21306 | 451544
2016-09-14 13:00 | 0.062715 | 0.117 | 472214
2016-09-14 14:00 | 0.41679 | 0.13624 | 496004
2016-09-14 15:00 | 0.64405 | 0.16328 | 519969
2016-09-14 16:00 | 0.70053 | 0.16494 | 542546
2016-09-14 17:00 | 0.7088 | 0.168 | 563715
2016-09-14 18:00 | 0.70223 | 0.1725 | 579326
2016-09-14 19:00 | 0.69312 | 0.17653 | 590339
2016-09-14 20:00 | 0.69411 | 0.17693 | 597164
2016-09-14 21:00 | 0.68203 | 0.17868 | 596445
2016-09-14 22:00 | 0.64042 | 0.18403 | 585395
2016-09-14 23:00 | 0.5354 | 0.19458 | 572760
2016-09-15 | 0.33754 | 0.30234 | 562942
2016-09-15 01:00 | 0.036458 | 0.43446 | 541029
2016-09-15 02:00 | 0 | 0.44941 | 508860
2016-09-15 03:00 | 0 | 0.42996 | 471861
2016-09-15 04:00 | 0 | 0.4063 | 437274
2016-09-15 05:00 | 0 | 0.3868 | 409873
2016-09-15 06:00 | 0 | 0.37404 | 390396
2016-09-15 07:00 | 0 | 0.35734 | 377710
2016-09-15 08:00 | 0 | 0.34293 | 372857
2016-09-15 09:00 | 0 | 0.32485 | 380669
2016-09-15 10:00 | 0 | 0.312 | 405076
2016-09-15 11:00 | 0 | 0.31077 | 426605
2016-09-15 12:00 | 8.33e-06 | 0.28883 | 441383
2016-09-15 13:00 | 0.070045 | 0.19048 | 461221
2016-09-15 14:00 | 0.48207 | 0.15595 | 483767
2016-09-15 15:00 | 0.7095 | 0.18163 | 506225
2016-09-15 16:00 | 0.73563 | 0.20369 | 526880
2016-09-15 17:00 | 0.7313 | 0.22435 | 546504
2016-09-15 18:00 | 0.71782 | 0.24697 | 561739
2016-09-15 19:00 | 0.70417 | 0.26595 | 572572
2016-09-15 20:00 | 0.70455 | 0.27082 | 579275
2016-09-15 21:00 | 0.70372 | 0.2654 | 579583
2016-09-15 22:00 | 0.68179 | 0.27219 | 570244
2016-09-15 23:00 | 0.59385 | 0.30626 | 559133
2016-09-16 | 0.3736 | 0.39517 | 552439
2016-09-16 01:00 | 0.031103 | 0.46943 | 532841
2016-09-16 02:00 | 0 | 0.47931 | 502456
2016-09-16 03:00 | 0 | 0.46696 | 467791
2016-09-16 04:00 | 0 | 0.44576 | 435036
2016-09-16 05:00 | 0 | 0.42056 | 408298
2016-09-16 06:00 | 0 | 0.39844 | 389324
2016-09-16 07:00 | 0 | 0.38158 | 376567
2016-09-16 08:00 | 0 | 0.37065 | 372278
2016-09-16 09:00 | 0 | 0.34719 | 379772
2016-09-16 10:00 | 0 | 0.32729 | 403765
2016-09-16 11:00 | 0 | 0.31913 | 426434
2016-09-16 12:00 | 4.47e-06 | 0.30555 | 441129
2016-09-16 13:00 | 0.078259 | 0.20153 | 460947
2016-09-16 14:00 | 0.50524 | 0.17287 | 482425
2016-09-16 15:00 | 0.76579 | 0.21351 | 503225
2016-09-16 16:00 | 0.79237 | 0.21902 | 522004
2016-09-16 17:00 | 0.78681 | 0.21534 | 539250
2016-09-16 18:00 | 0.77001 | 0.21332 | 552449
2016-09-16 19:00 | 0.75879 | 0.21598 | 562395
2016-09-16 20:00 | 0.76288 | 0.21801 | 568008
2016-09-16 21:00 | 0.76235 | 0.21432 | 566868
2016-09-16 22:00 | 0.73049 | 0.20555 | 556300
2016-09-16 23:00 | 0.62448 | 0.19847 | 543980
2016-09-17 | 0.37913 | 0.22838 | 533857
2016-09-17 01:00 | 0.031625 | 0.26015 | 514936
2016-09-17 02:00 | 0 | 0.2746 | 491140
2016-09-17 03:00 | 0 | 0.28235 | 461461
2016-09-17 04:00 | 0 | 0.29124 | 432146
2016-09-17 05:00 | 0 | 0.30886 | 407483
2016-09-17 06:00 | 0 | 0.32707 | 388124
2016-09-17 07:00 | 0 | 0.34052 | 375365
2016-09-17 08:00 | 0 | 0.35263 | 367743
2016-09-17 09:00 | 0 | 0.36109 | 366707
2016-09-17 10:00 | 0 | 0.36775 | 372011
2016-09-17 11:00 | 0 | 0.37452 | 379978
2016-09-17 12:00 | 2.9e-06 | 0.36046 | 395702
2016-09-17 13:00 | 0.087556 | 0.22406 | 418046
2016-09-17 14:00 | 0.49513 | 0.12012 | 442054
2016-09-17 15:00 | 0.73987 | 0.12385 | 465066
2016-09-17 16:00 | 0.76538 | 0.15772 | 485343
2016-09-17 17:00 | 0.76077 | 0.17454 | 502464
2016-09-17 18:00 | 0.74596 | 0.18281 | 516397
2016-09-17 19:00 | 0.7373 | 0.19596 | 526818
2016-09-17 20:00 | 0.74254 | 0.20978 | 535561
2016-09-17 21:00 | 0.7415 | 0.22073 | 539564
2016-09-17 22:00 | 0.71569 | 0.22386 | 535724
2016-09-17 23:00 | 0.59783 | 0.25415 | 528480
2016-09-18 | 0.35252 | 0.35893 | 521396
2016-09-18 01:00 | 0.028435 | 0.47082 | 504388
2016-09-18 02:00 | 0 | 0.53622 | 480604
2016-09-18 03:00 | 0 | 0.58871 | 453704
2016-09-18 04:00 | 0 | 0.63165 | 426816
2016-09-18 05:00 | 0 | 0.66132 | 403371
2016-09-18 06:00 | 0 | 0.66927 | 384582
2016-09-18 07:00 | 0 | 0.66554 | 370698
2016-09-18 08:00 | 0 | 0.65065 | 362522
2016-09-18 09:00 | 0 | 0.63098 | 360159
2016-09-18 10:00 | 0 | 0.60523 | 363022
2016-09-18 11:00 | 0 | 0.58298 | 368632
2016-09-18 12:00 | 0 | 0.55217 | 383070
2016-09-18 13:00 | 0.088419 | 0.41328 | 407510
2016-09-18 14:00 | 0.50875 | 0.27598 | 433739
2016-09-18 15:00 | 0.7402 | 0.33065 | 460279
2016-09-18 16:00 | 0.76733 | 0.38025 | 486363
2016-09-18 17:00 | 0.76073 | 0.40579 | 510136
2016-09-18 18:00 | 0.74715 | 0.4336 | 529340
2016-09-18 19:00 | 0.73617 | 0.4563 | 544013
2016-09-18 20:00 | 0.73973 | 0.46703 | 556485
2016-09-18 21:00 | 0.74215 | 0.46772 | 565678
2016-09-18 22:00 | 0.72145 | 0.46459 | 566590
2016-09-18 23:00 | 0.61167 | 0.4968 | 564433
2016-09-19 | 0.35671 | 0.58356 | 558678
2016-09-19 01:00 | 0.030638 | 0.65862 | 538138
2016-09-19 02:00 | 0 | 0.69597 | 508786
2016-09-19 03:00 | 0 | 0.71056 | 475390
2016-09-19 04:00 | 0 | 0.71245 | 443166
2016-09-19 05:00 | 0 | 0.70939 | 416746
2016-09-19 06:00 | 0 | 0.70587 | 397704
2016-09-19 07:00 | 0 | 0.69921 | 386159
2016-09-19 08:00 | 0 | 0.68663 | 383320
2016-09-19 09:00 | 0 | 0.65821 | 393834
2016-09-19 10:00 | 0 | 0.6262 | 419651
2016-09-19 11:00 | 0 | 0.59281 | 443218
2016-09-19 12:00 | 2.13e-07 | 0.53971 | 460085
2016-09-19 13:00 | 0.10895 | 0.31314 | 481042
2016-09-19 14:00 | 0.51555 | 0.16285 | 505348
2016-09-19 15:00 | 0.71363 | 0.20859 | 529849
2016-09-19 16:00 | 0.74133 | 0.23538 | 553897
2016-09-19 17:00 | 0.73067 | 0.22643 | 575743
2016-09-19 18:00 | 0.71398 | 0.21765 | 594099
2016-09-19 19:00 | 0.7003 | 0.21722 | 607306
2016-09-19 20:00 | 0.69677 | 0.22065 | 616818
2016-09-19 21:00 | 0.68462 | 0.21826 | 618763
2016-09-19 22:00 | 0.63925 | 0.21089 | 612028
2016-09-19 23:00 | 0.50795 | 0.24291 | 600923
2016-09-20 | 0.23185 | 0.37948 | 588349
2016-09-20 01:00 | 0.020818 | 0.47088 | 564326
2016-09-20 02:00 | 0 | 0.51626 | 530781
2016-09-20 03:00 | 0 | 0.53461 | 491276
2016-09-20 04:00 | 0 | 0.53275 | 454545
2016-09-20 05:00 | 0 | 0.51447 | 425252
2016-09-20 06:00 | 0 | 0.48978 | 404308
2016-09-20 07:00 | 0 | 0.46854 | 390534
2016-09-20 08:00 | 0 | 0.46195 | 385650
2016-09-20 09:00 | 0 | 0.4661 | 393778
2016-09-20 10:00 | 0 | 0.45788 | 418576
2016-09-20 11:00 | 0 | 0.44223 | 441938
2016-09-20 12:00 | 0 | 0.40246 | 456999
2016-09-20 13:00 | 0.077967 | 0.22314 | 477501
2016-09-20 14:00 | 0.29535 | 0.12826 | 501755
2016-09-20 15:00 | 0.46826 | 0.15689 | 527500
2016-09-20 16:00 | 0.54162 | 0.19476 | 551934
2016-09-20 17:00 | 0.56379 | 0.21499 | 575250
2016-09-20 18:00 | 0.56994 | 0.22594 | 593606
2016-09-20 19:00 | 0.56203 | 0.23342 | 607109
2016-09-20 20:00 | 0.54607 | 0.23791 | 615912
2016-09-20 21:00 | 0.51475 | 0.23858 | 617397
2016-09-20 22:00 | 0.46323 | 0.25759 | 608226
2016-09-20 23:00 | 0.3592 | 0.35378 | 595605
2016-09-21 | 0.17905 | 0.54704 | 584391
2016-09-21 01:00 | 0.021272 | 0.65818 | 559930
2016-09-21 02:00 | 0 | 0.6762 | 526181
2016-09-21 03:00 | 0 | 0.66343 | 487926
2016-09-21 04:00 | 0 | 0.62858 | 452003
2016-09-21 05:00 | 0 | 0.59064 | 423398
2016-09-21 06:00 | 0 | 0.56357 | 402738
2016-09-21 07:00 | 0 | 0.55051 | 389346
2016-09-21 08:00 | 0 | 0.53507 | 383965
2016-09-21 09:00 | 0 | 0.50942 | 391881
2016-09-21 10:00 | 0 | 0.48027 | 416612
2016-09-21 11:00 | 0 | 0.4573 | 439838
2016-09-21 12:00 | 0 | 0.43898 | 454962
2016-09-21 13:00 | 0.047408 | 0.32896 | 475231
2016-09-21 14:00 | 0.30117 | 0.3015 | 497212
2016-09-21 15:00 | 0.49116 | 0.38242 | 521302
2016-09-21 16:00 | 0.58466 | 0.39833 | 544593
2016-09-21 17:00 | 0.61796 | 0.38789 | 566369
2016-09-21 18:00 | 0.61652 | 0.37681 | 584246
2016-09-21 19:00 | 0.60116 | 0.37153 | 596829
2016-09-21 20:00 | 0.59312 | 0.37781 | 604822
2016-09-21 21:00 | 0.56925 | 0.39157 | 605721
2016-09-21 22:00 | 0.52083 | 0.41826 | 596355
2016-09-21 23:00 | 0.41207 | 0.46769 | 584985
2016-09-22 | 0.2271 | 0.55919 | 573454
2016-09-22 01:00 | 0.018676 | 0.62458 | 548664
2016-09-22 02:00 | 0 | 0.62174 | 516374
2016-09-22 03:00 | 0 | 0.6036 | 479292
2016-09-22 04:00 | 0 | 0.58099 | 443302
2016-09-22 05:00 | 0 | 0.55492 | 415188
2016-09-22 06:00 | 0 | 0.53173 | 395166
2016-09-22 07:00 | 0 | 0.50557 | 382311
2016-09-22 08:00 | 0 | 0.48411 | 377551
2016-09-22 09:00 | 0 | 0.45328 | 385422
2016-09-22 10:00 | 0 | 0.41511 | 410280
2016-09-22 11:00 | 0 | 0.39035 | 433417
2016-09-22 12:00 | 0 | 0.36169 | 449577
2016-09-22 13:00 | 0.071732 | 0.26707 | 469504
2016-09-22 14:00 | 0.3871 | 0.29788 | 492763
2016-09-22 15:00 | 0.62594 | 0.39223 | 517230
2016-09-22 16:00 | 0.69107 | 0.39318 | 540813
2016-09-22 17:00 | 0.69846 | 0.37104 | 562153
2016-09-22 18:00 | 0.6915 | 0.36162 | 578833
2016-09-22 19:00 | 0.68218 | 0.36426 | 591220
2016-09-22 20:00 | 0.68116 | 0.37282 | 599241
2016-09-22 21:00 | 0.67158 | 0.38335 | 599315
2016-09-22 22:00 | 0.63922 | 0.39927 | 586693
2016-09-22 23:00 | 0.52581 | 0.44027 | 574124
2016-09-23 | 0.25972 | 0.56713 | 563475
2016-09-23 01:00 | 0.018963 | 0.65338 | 540989
2016-09-23 02:00 | 0 | 0.65237 | 510591
2016-09-23 03:00 | 0 | 0.6372 | 474484
2016-09-23 04:00 | 0 | 0.60869 | 440499
2016-09-23 05:00 | 0 | 0.58268 | 411698
2016-09-23 06:00 | 0 | 0.56275 | 392249
2016-09-23 07:00 | 0 | 0.54286 | 380374
2016-09-23 08:00 | 0 | 0.52198 | 376076
2016-09-23 09:00 | 0 | 0.5031 | 382748
2016-09-23 10:00 | 0 | 0.48964 | 406169
2016-09-23 11:00 | 0 | 0.47999 | 429086
2016-09-23 12:00 | 0 | 0.47154 | 445632
2016-09-23 13:00 | 0.069164 | 0.3586 | 468144
2016-09-23 14:00 | 0.4265 | 0.40576 | 491424
2016-09-23 15:00 | 0.65226 | 0.50752 | 515169
2016-09-23 16:00 | 0.7373 | 0.53932 | 536671
2016-09-23 17:00 | 0.73882 | 0.56024 | 556404
2016-09-23 18:00 | 0.72875 | 0.5901 | 571875
2016-09-23 19:00 | 0.72159 | 0.6177 | 582063
2016-09-23 20:00 | 0.72719 | 0.63886 | 588232
2016-09-23 21:00 | 0.72721 | 0.64936 | 586369
2016-09-23 22:00 | 0.68876 | 0.65258 | 572867
2016-09-23 23:00 | 0.55311 | 0.68284 | 556402
2016-09-24 | 0.27325 | 0.7592 | 541761
2016-09-24 01:00 | 0.014452 | 0.77925 | 520490
2016-09-24 02:00 | 0 | 0.76307 | 495866
2016-09-24 03:00 | 0 | 0.74143 | 465603
2016-09-24 04:00 | 0 | 0.7282 | 435837
2016-09-24 05:00 | 0 | 0.70937 | 410777
2016-09-24 06:00 | 0 | 0.68747 | 390880
2016-09-24 07:00 | 0 | 0.65116 | 376962
2016-09-24 08:00 | 0 | 0.6211 | 368954
2016-09-24 09:00 | 0 | 0.59464 | 367250
2016-09-24 10:00 | 0 | 0.57146 | 372473
2016-09-24 11:00 | 0 | 0.55055 | 380737
2016-09-24 12:00 | 0 | 0.51484 | 396108
2016-09-24 13:00 | 0.048043 | 0.40319 | 419312
2016-09-24 14:00 | 0.41221 | 0.38823 | 445085
2016-09-24 15:00 | 0.68603 | 0.4452 | 469931
2016-09-24 16:00 | 0.74233 | 0.47314 | 490873
2016-09-24 17:00 | 0.74141 | 0.4833 | 506967
2016-09-24 18:00 | 0.72704 | 0.49411 | 518027
2016-09-24 19:00 | 0.71707 | 0.50682 | 526151
2016-09-24 20:00 | 0.71936 | 0.50705 | 531570
2016-09-24 21:00 | 0.71448 | 0.48947 | 531513
2016-09-24 22:00 | 0.6892 | 0.47396 | 524247
2016-09-24 23:00 | 0.58696 | 0.49847 | 514988
2016-09-25 | 0.29583 | 0.57594 | 507029
2016-09-25 01:00 | 0.021975 | 0.60492 | 488250
2016-09-25 02:00 | 0 | 0.60908 | 465257
2016-09-25 03:00 | 0 | 0.60432 | 438400
2016-09-25 04:00 | 0 | 0.60011 | 412771
2016-09-25 05:00 | 0 | 0.59325 | 389711
2016-09-25 06:00 | 0 | 0.57896 | 371879
2016-09-25 07:00 | 0 | 0.57209 | 359076
2016-09-25 08:00 | 0 | 0.57198 | 351230
2016-09-25 09:00 | 0 | 0.58195 | 347942
2016-09-25 10:00 | 0 | 0.59738 | 349504
2016-09-25 11:00 | 0 | 0.6138 | 355102
2016-09-25 12:00 | 0 | 0.61841 | 367703
2016-09-25 13:00 | 0.040995 | 0.56354 | 389629
2016-09-25 14:00 | 0.41165 | 0.60787 | 411035
2016-09-25 15:00 | 0.70222 | 0.68491 | 433297
2016-09-25 16:00 | 0.73555 | 0.7214 | 455494
2016-09-25 17:00 | 0.7267 | 0.73269 | 474452
2016-09-25 18:00 | 0.71134 | 0.74085 | 489324
2016-09-25 19:00 | 0.6948 | 0.7416 | 499479
2016-09-25 20:00 | 0.69141 | 0.74218 | 506893
2016-09-25 21:00 | 0.68042 | 0.73379 | 512205
2016-09-25 22:00 | 0.64835 | 0.709 | 510048
2016-09-25 23:00 | 0.52275 | 0.68326 | 508980
2016-09-26 | 0.27227 | 0.71099 | 507252
2016-09-26 01:00 | 0.011276 | 0.7093 | 488879
2016-09-26 02:00 | 0 | 0.68538 | 463538
2016-09-26 03:00 | 0 | 0.67171 | 432734
2016-09-26 04:00 | 0 | 0.652 | 404904
2016-09-26 05:00 | 0 | 0.645 | 381928
2016-09-26 06:00 | 0 | 0.64275 | 365113
2016-09-26 07:00 | 0 | 0.63467 | 355928
2016-09-26 08:00 | 0 | 0.62573 | 354275
2016-09-26 09:00 | 0 | 0.61972 | 364282
2016-09-26 10:00 | 0 | 0.62376 | 388057
2016-09-26 11:00 | 0 | 0.63355 | 412470
2016-09-26 12:00 | 0 | 0.62422 | 427194
2016-09-26 13:00 | 0.041704 | 0.42192 | 441798
2016-09-26 14:00 | 0.36767 | 0.28896 | 457712
2016-09-26 15:00 | 0.64534 | 0.39673 | 473022
2016-09-26 16:00 | 0.69271 | 0.45612 | 486534
2016-09-26 17:00 | 0.69326 | 0.45934 | 498321
2016-09-26 18:00 | 0.68089 | 0.46467 | 506525
2016-09-26 19:00 | 0.66609 | 0.47412 | 511847
2016-09-26 20:00 | 0.66068 | 0.48016 | 516288
2016-09-26 21:00 | 0.64784 | 0.47484 | 516610
2016-09-26 22:00 | 0.61665 | 0.44788 | 513497
2016-09-26 23:00 | 0.49934 | 0.42124 | 512918
2016-09-27 | 0.23818 | 0.45148 | 510195
2016-09-27 01:00 | 0.012223 | 0.4461 | 488881
2016-09-27 02:00 | 0 | 0.43297 | 462918
2016-09-27 03:00 | 0 | 0.42557 | 433838
2016-09-27 04:00 | 0 | 0.43542 | 403286
2016-09-27 05:00 | 0 | 0.45588 | 380547
2016-09-27 06:00 | 0 | 0.47505 | 364245
2016-09-27 07:00 | 0 | 0.49199 | 354187
2016-09-27 08:00 | 0 | 0.50657 | 351614
2016-09-27 09:00 | 0 | 0.51589 | 360380
2016-09-27 10:00 | 0 | 0.52601 | 384379
2016-09-27 11:00 | 0 | 0.53579 | 408124
2016-09-27 12:00 | 0 | 0.53023 | 421531
2016-09-27 13:00 | 0.040494 | 0.35476 | 436094
2016-09-27 14:00 | 0.4061 | 0.18315 | 449971
2016-09-27 15:00 | 0.68732 | 0.18346 | 464478
2016-09-27 16:00 | 0.73682 | 0.22404 | 478113
2016-09-27 17:00 | 0.73197 | 0.25256 | 490862
2016-09-27 18:00 | 0.7164 | 0.26754 | 502725
2016-09-27 19:00 | 0.7035 | 0.27861 | 511919
2016-09-27 20:00 | 0.7022 | 0.2879 | 518483
2016-09-27 21:00 | 0.69556 | 0.28646 | 520523
2016-09-27 22:00 | 0.6577 | 0.26898 | 516150
2016-09-27 23:00 | 0.52644 | 0.28762 | 514287
2016-09-28 | 0.23156 | 0.36085 | 509353
2016-09-28 01:00 | 0.0096907 | 0.41001 | 490346
2016-09-28 02:00 | 0 | 0.44814 | 462860
2016-09-28 03:00 | 0 | 0.4646 | 429862
2016-09-28 04:00 | 0 | 0.45988 | 400207
2016-09-28 05:00 | 0 | 0.45271 | 377301
2016-09-28 06:00 | 0 | 0.45029 | 361628
2016-09-28 07:00 | 0 | 0.45474 | 351135
2016-09-28 08:00 | 0 | 0.45436 | 348448
2016-09-28 09:00 | 0 | 0.43808 | 357233
2016-09-28 10:00 | 0 | 0.41462 | 380412
2016-09-28 11:00 | 0 | 0.39221 | 404373
2016-09-28 12:00 | 0 | 0.36606 | 417225
2016-09-28 13:00 | 0.04663 | 0.21148 | 433252
2016-09-28 14:00 | 0.3943 | 0.13519 | 448706
2016-09-28 15:00 | 0.66177 | 0.15208 | 463538
2016-09-28 16:00 | 0.71901 | 0.16971 | 478083
2016-09-28 17:00 | 0.71674 | 0.16868 | 491792
2016-09-28 18:00 | 0.69837 | 0.16689 | 503207
2016-09-28 19:00 | 0.67926 | 0.16861 | 513287
2016-09-28 20:00 | 0.66899 | 0.17441 | 521245
2016-09-28 21:00 | 0.64282 | 0.18328 | 525594
2016-09-28 22:00 | 0.57875 | 0.19258 | 522849
2016-09-28 23:00 | 0.43273 | 0.24783 | 519181
2016-09-29 | 0.17082 | 0.50823 | 510516
2016-09-29 01:00 | 0.0083044 | 0.61986 | 490776
2016-09-29 02:00 | 0 | 0.62577 | 463586
2016-09-29 03:00 | 0 | 0.60151 | 431162
2016-09-29 04:00 | 0 | 0.56583 | 402391
2016-09-29 05:00 | 0 | 0.52963 | 379998
2016-09-29 06:00 | 0 | 0.49812 | 363000
2016-09-29 07:00 | 0 | 0.47678 | 352206
2016-09-29 08:00 | 0 | 0.45766 | 349223
2016-09-29 09:00 | 0 | 0.42153 | 357698
2016-09-29 10:00 | 0 | 0.39107 | 380829
2016-09-29 11:00 | 0 | 0.3745 | 405282
2016-09-29 12:00 | 0 | 0.35232 | 418930
2016-09-29 13:00 | 0.042634 | 0.22257 | 433174
2016-09-29 14:00 | 0.35971 | 0.14823 | 446476
2016-09-29 15:00 | 0.58862 | 0.16732 | 457915
2016-09-29 16:00 | 0.66303 | 0.20107 | 467097
2016-09-29 17:00 | 0.66252 | 0.21337 | 476837
2016-09-29 18:00 | 0.63516 | 0.22144 | 484414
2016-09-29 19:00 | 0.60951 | 0.22868 | 490997
2016-09-29 20:00 | 0.59498 | 0.23504 | 496619
2016-09-29 21:00 | 0.56657 | 0.24344 | 498650
2016-09-29 22:00 | 0.51684 | 0.25676 | 496050
2016-09-29 23:00 | 0.40341 | 0.33217 | 495047
2016-09-30 | 0.18245 | 0.51676 | 490559
2016-09-30 01:00 | 0.0069679 | 0.62602 | 474123
2016-09-30 02:00 | 0 | 0.63701 | 449269
2016-09-30 03:00 | 0 | 0.60454 | 418628
2016-09-30 04:00 | 0 | 0.54966 | 390352
2016-09-30 05:00 | 0 | 0.49842 | 369439
2016-09-30 06:00 | 0 | 0.45894 | 355595
2016-09-30 07:00 | 0 | 0.42976 | 346003
2016-09-30 08:00 | 0 | 0.4009 | 343264
2016-09-30 09:00 | 0 | 0.36934 | 351472
2016-09-30 10:00 | 0 | 0.34467 | 372870
2016-09-30 11:00 | 0 | 0.33222 | 396585
2016-09-30 12:00 | 0 | 0.31667 | 410605
2016-09-30 13:00 | 0.027815 | 0.23082 | 425358
2016-09-30 14:00 | 0.2866 | 0.16129 | 438424
2016-09-30 15:00 | 0.55898 | 0.20711 | 449478
2016-09-30 16:00 | 0.66316 | 0.23257 | 458534
2016-09-30 17:00 | 0.6715 | 0.239 | 466904
2016-09-30 18:00 | 0.65764 | 0.23911 | 473293
2016-09-30 19:00 | 0.64757 | 0.2315 | 477889
2016-09-30 20:00 | 0.65063 | 0.22049 | 481571
2016-09-30 21:00 | 0.64887 | 0.20619 | 481980
2016-09-30 22:00 | 0.6215 | 0.19731 | 477094
2016-09-30 23:00 | 0.50821 | 0.25342 | 471788
2016-10-01 | 0.24306 | 0.41798 | 464160
2016-10-01 01:00 | 0.014263 | 0.49983 | 449071
2016-10-01 02:00 | 0 | 0.4981 | 429616
2016-10-01 03:00 | 0 | 0.4666 | 403733
2016-10-01 04:00 | 0 | 0.41559 | 379347
2016-10-01 05:00 | 0 | 0.36307 | 360029
2016-10-01 06:00 | 0 | 0.32156 | 345957
2016-10-01 07:00 | 0 | 0.29273 | 335981
2016-10-01 08:00 | 0 | 0.26729 | 330386
2016-10-01 09:00 | 0 | 0.24889 | 329674
2016-10-01 10:00 | 0 | 0.23976 | 335756
2016-10-01 11:00 | 0 | 0.23578 | 344879
2016-10-01 12:00 | 0 | 0.22877 | 358481
2016-10-01 13:00 | 0.038544 | 0.15882 | 375301
2016-10-01 14:00 | 0.39965 | 0.078225 | 391050
2016-10-01 15:00 | 0.69564 | 0.091038 | 405328
2016-10-01 16:00 | 0.75124 | 0.11062 | 416744
2016-10-01 17:00 | 0.73339 | 0.12654 | 426036
2016-10-01 18:00 | 0.70978 | 0.13149 | 434374
2016-10-01 19:00 | 0.69638 | 0.12673 | 441308
2016-10-01 20:00 | 0.70368 | 0.11734 | 446442
2016-10-01 21:00 | 0.71294 | 0.11211 | 449559
2016-10-01 22:00 | 0.69614 | 0.11525 | 447957
2016-10-01 23:00 | 0.57704 | 0.16947 | 447614
2016-10-02 | 0.253 | 0.3709 | 444225
2016-10-02 01:00 | 0.0048617 | 0.48312 | 431609
2016-10-02 02:00 | 0 | 0.52098 | 414372
2016-10-02 03:00 | 0 | 0.52578 | 392285
2016-10-02 04:00 | 0 | 0.50539 | 369627
2016-10-02 05:00 | 0 | 0.48151 | 352065
2016-10-02 06:00 | 0 | 0.45505 | 338309
2016-10-02 07:00 | 0 | 0.42531 | 328815
2016-10-02 08:00 | 0 | 0.39592 | 322930
2016-10-02 09:00 | 0 | 0.35882 | 321307
2016-10-02 10:00 | 0 | 0.3268 | 324074
2016-10-02 11:00 | 0 | 0.302 | 330659
2016-10-02 12:00 | 0 | 0.27804 | 341997
2016-10-02 13:00 | 0.04114 | 0.18431 | 360340
2016-10-02 14:00 | 0.39181 | 0.088688 | 377856
2016-10-02 15:00 | 0.69627 | 0.11504 | 394308
2016-10-02 16:00 | 0.75135 | 0.13335 | 409258
2016-10-02 17:00 | 0.73402 | 0.14939 | 422382
2016-10-02 18:00 | 0.71075 | 0.16254 | 432750
2016-10-02 19:00 | 0.6962 | 0.16854 | 440823
2016-10-02 20:00 | 0.70103 | 0.17028 | 447418
2016-10-02 21:00 | 0.7084 | 0.17435 | 452442
2016-10-02 22:00 | 0.68294 | 0.19069 | 453706
2016-10-02 23:00 | 0.55377 | 0.28244 | 455845
2016-10-03 | 0.22151 | 0.52189 | 454506
2016-10-03 01:00 | 0.0043462 | 0.63557 | 440665
2016-10-03 02:00 | 0 | 0.67261 | 419948
2016-10-03 03:00 | 0 | 0.67816 | 393288
2016-10-03 04:00 | 0 | 0.65846 | 370228
2016-10-03 05:00 | 0 | 0.6304 | 352069
2016-10-03 06:00 | 0 | 0.60629 | 339911
2016-10-03 07:00 | 0 | 0.59218 | 332910
2016-10-03 08:00 | 0 | 0.57761 | 333017
2016-10-03 09:00 | 0 | 0.55632 | 343797
2016-10-03 10:00 | 0 | 0.54136 | 367448
2016-10-03 11:00 | 0 | 0.53092 | 392416
2016-10-03 12:00 | 0 | 0.53136 | 407507
2016-10-03 13:00 | 0.028871 | 0.45366 | 422920
2016-10-03 14:00 | 0.34633 | 0.42937 | 438778
2016-10-03 15:00 | 0.64317 | 0.57175 | 452970
2016-10-03 16:00 | 0.70779 | 0.65743 | 466381
2016-10-03 17:00 | 0.70748 | 0.69287 | 478612
2016-10-03 18:00 | 0.69639 | 0.7232 | 488215
2016-10-03 19:00 | 0.69176 | 0.75332 | 494304
2016-10-03 20:00 | 0.69997 | 0.78283 | 497335
2016-10-03 21:00 | 0.70059 | 0.8099 | 497321
2016-10-03 22:00 | 0.68436 | 0.83436 | 493897
2016-10-03 23:00 | 0.56166 | 0.87587 | 493550
2016-10-04 | 0.2296 | 0.92683 | 488761
2016-10-04 01:00 | 0.0028047 | 0.92409 | 471633
2016-10-04 02:00 | 0 | 0.89612 | 446352
2016-10-04 03:00 | 0 | 0.87606 | 416647
2016-10-04 04:00 | 0 | 0.85831 | 388923
2016-10-04 05:00 | 0 | 0.84701 | 366116
2016-10-04 06:00 | 0 | 0.83609 | 351179
2016-10-04 07:00 | 0 | 0.82432 | 342658
2016-10-04 08:00 | 0 | 0.81318 | 341000
2016-10-04 09:00 | 0 | 0.79795 | 350712
2016-10-04 10:00 | 0 | 0.78207 | 375478
2016-10-04 11:00 | 0 | 0.77285 | 400098
2016-10-04 12:00 | 0 | 0.76163 | 413981
2016-10-04 13:00 | 0.028333 | 0.6743 | 428455
2016-10-04 14:00 | 0.39342 | 0.63101 | 442417
2016-10-04 15:00 | 0.73227 | 0.69759 | 455453
2016-10-04 16:00 | 0.77387 | 0.68997 | 468286
2016-10-04 17:00 | 0.76659 | 0.67872 | 480699
2016-10-04 18:00 | 0.74779 | 0.66874 | 490527
2016-10-04 19:00 | 0.73534 | 0.66026 | 497249
2016-10-04 20:00 | 0.74218 | 0.65214 | 502525
2016-10-04 21:00 | 0.74821 | 0.63751 | 503411
2016-10-04 22:00 | 0.73262 | 0.62526 | 498983
2016-10-04 23:00 | 0.58774 | 0.64168 | 498935
2016-10-05 | 0.23474 | 0.67327 | 495150
2016-10-05 01:00 | 0.0027234 | 0.66717 | 478735
2016-10-05 02:00 | 0 | 0.65579 | 453603
2016-10-05 03:00 | 0 | 0.65041 | 425594
2016-10-05 04:00 | 0 | 0.63964 | 397551
2016-10-05 05:00 | 0 | 0.63132 | 377091
2016-10-05 06:00 | 0 | 0.6189 | 361549
2016-10-05 07:00 | 0 | 0.59907 | 352193
2016-10-05 08:00 | 0 | 0.58577 | 349490
2016-10-05 09:00 | 0 | 0.5636 | 357785
2016-10-05 10:00 | 0 | 0.54214 | 381831
2016-10-05 11:00 | 0 | 0.53204 | 406223
2016-10-05 12:00 | 0 | 0.51999 | 419017
2016-10-05 13:00 | 0.026937 | 0.4261 | 432725
2016-10-05 14:00 | 0.38634 | 0.36453 | 447305
2016-10-05 15:00 | 0.73522 | 0.41094 | 460409
2016-10-05 16:00 | 0.77442 | 0.42178 | 473195
2016-10-05 17:00 | 0.75644 | 0.42758 | 486313
2016-10-05 18:00 | 0.73305 | 0.43845 | 498180
2016-10-05 19:00 | 0.71886 | 0.45099 | 507295
2016-10-05 20:00 | 0.7239 | 0.45624 | 513946
2016-10-05 21:00 | 0.72961 | 0.45178 | 515936
2016-10-05 22:00 | 0.71028 | 0.44058 | 511466
2016-10-05 23:00 | 0.562 | 0.47028 | 509137
2016-10-06 | 0.2154 | 0.56064 | 502299
2016-10-06 01:00 | 0.0028614 | 0.63033 | 481284
2016-10-06 02:00 | 0 | 0.66521 | 458450
2016-10-06 03:00 | 0 | 0.66669 | 429111
2016-10-06 04:00 | 0 | 0.64369 | 403890
2016-10-06 05:00 | 0 | 0.61133 | 381752
2016-10-06 06:00 | 0 | 0.58087 | 366277
2016-10-06 07:00 | 0 | 0.55091 | 356084
2016-10-06 08:00 | 0 | 0.5241 | 353626
2016-10-06 09:00 | 0 | 0.49789 | 362758
2016-10-06 10:00 | 0 | 0.47428 | 385927
2016-10-06 11:00 | 0 | 0.45657 | 410874
2016-10-06 12:00 | 0 | 0.44604 | 424885
2016-10-06 13:00 | 0.022041 | 0.38317 | 438806
2016-10-06 14:00 | 0.3326 | 0.38766 | 452384
2016-10-06 15:00 | 0.71098 | 0.4533 | 464701
2016-10-06 16:00 | 0.75616 | 0.45436 | 475928
2016-10-06 17:00 | 0.73612 | 0.43231 | 487992
2016-10-06 18:00 | 0.71714 | 0.41225 | 498243
2016-10-06 19:00 | 0.70476 | 0.40246 | 504825
2016-10-06 20:00 | 0.70994 | 0.4106 | 509579
2016-10-06 21:00 | 0.71306 | 0.42769 | 510568
2016-10-06 22:00 | 0.68395 | 0.44094 | 506396
2016-10-06 23:00 | 0.55136 | 0.46609 | 505799
2016-10-07 | 0.20958 | 0.50132 | 500734
2016-10-07 01:00 | 0.0035225 | 0.51485 | 484447
2016-10-07 02:00 | 0 | 0.53299 | 459365
2016-10-07 03:00 | 0 | 0.54765 | 428443
2016-10-07 04:00 | 0 | 0.55475 | 401406
2016-10-07 05:00 | 0 | 0.55657 | 379573
2016-10-07 06:00 | 0 | 0.56091 | 362525
2016-10-07 07:00 | 0 | 0.56411 | 353282
2016-10-07 08:00 | 0 | 0.56013 | 350335
2016-10-07 09:00 | 0 | 0.52426 | 357442
2016-10-07 10:00 | 0 | 0.47797 | 377785
2016-10-07 11:00 | 0 | 0.46106 | 401400
2016-10-07 12:00 | 0 | 0.45521 | 416117
2016-10-07 13:00 | 0.016532 | 0.3877 | 429380
2016-10-07 14:00 | 0.37611 | 0.38406 | 442980
2016-10-07 15:00 | 0.6794 | 0.40238 | 453071
2016-10-07 16:00 | 0.73263 | 0.38629 | 461304
2016-10-07 17:00 | 0.72758 | 0.37046 | 469765
2016-10-07 18:00 | 0.70706 | 0.35873 | 476505
2016-10-07 19:00 | 0.6941 | 0.34992 | 479943
2016-10-07 20:00 | 0.69694 | 0.34138 | 482069
2016-10-07 21:00 | 0.69671 | 0.32724 | 481238
2016-10-07 22:00 | 0.67296 | 0.29092 | 476103
2016-10-07 23:00 | 0.51603 | 0.2783 | 472386
2016-10-08 | 0.17346 | 0.34457 | 465369
2016-10-08 01:00 | 0.0012964 | 0.3849 | 450868
2016-10-08 02:00 | 0 | 0.41562 | 428352
2016-10-08 03:00 | 0 | 0.44606 | 407395
2016-10-08 04:00 | 0 | 0.46075 | 385732
2016-10-08 05:00 | 0 | 0.45923 | 364959
2016-10-08 06:00 | 0 | 0.45132 | 350104
2016-10-08 07:00 | 0 | 0.4403 | 339014
2016-10-08 08:00 | 0 | 0.42518 | 332471
2016-10-08 09:00 | 0 | 0.40211 | 331938
2016-10-08 10:00 | 0 | 0.37833 | 338002
2016-10-08 11:00 | 0 | 0.35774 | 348329
2016-10-08 12:00 | 0 | 0.34008 | 361100
2016-10-08 13:00 | 0.011475 | 0.24348 | 379211
2016-10-08 14:00 | 0.2288 | 0.10919 | 394483
2016-10-08 15:00 | 0.50403 | 0.11635 | 406622
2016-10-08 16:00 | 0.60041 | 0.14536 | 415739
2016-10-08 17:00 | 0.60721 | 0.13961 | 421708
2016-10-08 18:00 | 0.58993 | 0.12758 | 426659
2016-10-08 19:00 | 0.57137 | 0.11682 | 431968
2016-10-08 20:00 | 0.55779 | 0.10915 | 436274
2016-10-08 21:00 | 0.53064 | 0.10486 | 439383
2016-10-08 22:00 | 0.49097 | 0.11477 | 439069
2016-10-08 23:00 | 0.38473 | 0.20657 | 435365
2016-10-09 | 0.16564 | 0.36874 | 432182
2016-10-09 01:00 | 0.0019661 | 0.46817 | 422059
2016-10-09 02:00 | 0 | 0.48252 | 402252
2016-10-09 03:00 | 0 | 0.48164 | 380070
2016-10-09 04:00 | 0 | 0.48055 | 362415
2016-10-09 05:00 | 0 | 0.47414 | 344211
2016-10-09 06:00 | 0 | 0.47834 | 329703
2016-10-09 07:00 | 0 | 0.477 | 320457
2016-10-09 08:00 | 0 | 0.46869 | 314804
2016-10-09 09:00 | 0 | 0.44924 | 313504
2016-10-09 10:00 | 0 | 0.43864 | 316333
2016-10-09 11:00 | 0 | 0.43705 | 323004
2016-10-09 12:00 | 0 | 0.43931 | 334487
2016-10-09 13:00 | 0.0095861 | 0.37159 | 350536
2016-10-09 14:00 | 0.24328 | 0.23843 | 363656
2016-10-09 15:00 | 0.56268 | 0.28561 | 374100
2016-10-09 16:00 | 0.65616 | 0.36313 | 383930
2016-10-09 17:00 | 0.65121 | 0.40079 | 392899
2016-10-09 18:00 | 0.62912 | 0.43313 | 400269
2016-10-09 19:00 | 0.60847 | 0.45797 | 408188
2016-10-09 20:00 | 0.59542 | 0.47236 | 416624
2016-10-09 21:00 | 0.58142 | 0.47569 | 423858
2016-10-09 22:00 | 0.55574 | 0.47024 | 427184
2016-10-09 23:00 | 0.45481 | 0.55654 | 433837
2016-10-10 | 0.18453 | 0.66285 | 435426
2016-10-10 01:00 | 0.00094442 | 0.70913 | 419781
2016-10-10 02:00 | 0 | 0.72461 | 401543
2016-10-10 03:00 | 0 | 0.72683 | 381256
2016-10-10 04:00 | 0 | 0.71765 | 358189
2016-10-10 05:00 | 0 | 0.69993 | 340263
2016-10-10 06:00 | 0 | 0.68353 | 327877
2016-10-10 07:00 | 0 | 0.65894 | 320921
2016-10-10 08:00 | 0 | 0.63466 | 320475
2016-10-10 09:00 | 0 | 0.59699 | 328559
2016-10-10 10:00 | 0 | 0.56363 | 350200
2016-10-10 11:00 | 0 | 0.53667 | 374730
2016-10-10 12:00 | 0 | 0.52089 | 390068
2016-10-10 13:00 | 0.023213 | 0.44198 | 403659
2016-10-10 14:00 | 0.35092 | 0.32457 | 414344
2016-10-10 15:00 | 0.61674 | 0.36526 | 422674
2016-10-10 16:00 | 0.68672 | 0.41232 | 429540
2016-10-10 17:00 | 0.67969 | 0.41449 | 436521
2016-10-10 18:00 | 0.66245 | 0.41191 | 443254
2016-10-10 19:00 | 0.64942 | 0.40896 | 449624
2016-10-10 20:00 | 0.65119 | 0.40141 | 456276
2016-10-10 21:00 | 0.65067 | 0.39478 | 461341
2016-10-10 22:00 | 0.61271 | 0.40232 | 463319
2016-10-10 23:00 | 0.45385 | 0.49056 | 469066
2016-10-11 | 0.12846 | 0.62632 | 465861
2016-10-11 01:00 | 0.0006282 | 0.70463 | 450737
2016-10-11 02:00 | 0 | 0.74238 | 428112
2016-10-11 03:00 | 0 | 0.74898 | 400669
2016-10-11 04:00 | 0 | 0.72859 | 375252
2016-10-11 05:00 | 0 | 0.69775 | 357030
2016-10-11 06:00 | 0 | 0.65884 | 343584
2016-10-11 07:00 | 0 | 0.6188 | 336113
2016-10-11 08:00 | 0 | 0.58215 | 334737
2016-10-11 09:00 | 0 | 0.55234 | 343866
2016-10-11 10:00 | 0 | 0.5279 | 369914
2016-10-11 11:00 | 0 | 0.5029 | 395969
2016-10-11 12:00 | 0 | 0.47665 | 407918
2016-10-11 13:00 | 0.015359 | 0.36317 | 417206
2016-10-11 14:00 | 0.30124 | 0.23366 | 425449
2016-10-11 15:00 | 0.58977 | 0.23341 | 432647
2016-10-11 16:00 | 0.67929 | 0.26421 | 439652
2016-10-11 17:00 | 0.67986 | 0.26901 | 446392
2016-10-11 18:00 | 0.6636 | 0.28303 | 453427
2016-10-11 19:00 | 0.65332 | 0.30572 | 458453
2016-10-11 20:00 | 0.65947 | 0.32551 | 464133
2016-10-11 21:00 | 0.66645 | 0.34319 | 468519
2016-10-11 22:00 | 0.64842 | 0.38285 | 469706
2016-10-11 23:00 | 0.5109 | 0.45568 | 474251
2016-10-12 | 0.17349 | 0.53594 | 471249
2016-10-12 01:00 | 0.00051295 | 0.55689 | 456932
2016-10-12 02:00 | 0 | 0.56873 | 433484
2016-10-12 03:00 | 0 | 0.56538 | 406043
2016-10-12 04:00 | 0 | 0.56421 | 380992
2016-10-12 05:00 | 0 | 0.55766 | 361760
2016-10-12 06:00 | 0 | 0.54877 | 348243
2016-10-12 07:00 | 0 | 0.54253 | 340838
2016-10-12 08:00 | 0 | 0.54342 | 340028
2016-10-12 09:00 | 0 | 0.54005 | 348468
2016-10-12 10:00 | 0 | 0.52714 | 373533
2016-10-12 11:00 | 0 | 0.52005 | 399567
2016-10-12 12:00 | 0 | 0.50979 | 411951
2016-10-12 13:00 | 0.013642 | 0.46102 | 423006
2016-10-12 14:00 | 0.30358 | 0.42656 | 433683
2016-10-12 15:00 | 0.61662 | 0.42925 | 442339
2016-10-12 16:00 | 0.69518 | 0.40761 | 449506
2016-10-12 17:00 | 0.69897 | 0.36937 | 456544
2016-10-12 18:00 | 0.67324 | 0.33344 | 462687
2016-10-12 19:00 | 0.65533 | 0.30622 | 467162
2016-10-12 20:00 | 0.65424 | 0.28527 | 471056
2016-10-12 21:00 | 0.65111 | 0.26724 | 474321
2016-10-12 22:00 | 0.59659 | 0.24799 | 474450
2016-10-12 23:00 | 0.43019 | 0.25213 | 477720
2016-10-13 | 0.1422 | 0.29729 | 473170
2016-10-13 01:00 | 0.00033761 | 0.31825 | 458461
2016-10-13 02:00 | 0 | 0.33588 | 435066
2016-10-13 03:00 | 0 | 0.34176 | 407110
2016-10-13 04:00 | 0 | 0.35017 | 381865
2016-10-13 05:00 | 0 | 0.36055 | 362529
2016-10-13 06:00 | 0 | 0.36544 | 348729
2016-10-13 07:00 | 0 | 0.36113 | 341147
2016-10-13 08:00 | 0 | 0.35114 | 340195
2016-10-13 09:00 | 0 | 0.34398 | 348595
2016-10-13 10:00 | 0 | 0.33778 | 373419
2016-10-13 11:00 | 0 | 0.33165 | 399415
2016-10-13 12:00 | 0 | 0.32246 | 412453
2016-10-13 13:00 | 0.0068971 | 0.25687 | 423354
2016-10-13 14:00 | 0.24106 | 0.16636 | 433595
2016-10-13 15:00 | 0.55264 | 0.1602 | 441745
2016-10-13 16:00 | 0.63093 | 0.16492 | 448142
2016-10-13 17:00 | 0.63405 | 0.16717 | 454591
2016-10-13 18:00 | 0.62393 | 0.17095 | 460716
2016-10-13 19:00 | 0.61718 | 0.1731 | 464994
2016-10-13 20:00 | 0.62488 | 0.16633 | 467977
2016-10-13 21:00 | 0.631 | 0.16291 | 469397
2016-10-13 22:00 | 0.60297 | 0.17842 | 468201
2016-10-13 23:00 | 0.45331 | 0.29318 | 472705
2016-10-14 | 0.1138 | 0.47024 | 470940
2016-10-14 01:00 | 0.00019909 | 0.56053 | 456951
2016-10-14 02:00 | 0 | 0.60141 | 433342
2016-10-14 03:00 | 0 | 0.62144 | 407036
2016-10-14 04:00 | 0 | 0.63032 | 382596
2016-10-14 05:00 | 0 | 0.6292 | 362278
2016-10-14 06:00 | 0 | 0.62267 | 348008
2016-10-14 07:00 | 0 | 0.61482 | 340313
2016-10-14 08:00 | 0 | 0.60154 | 339060
2016-10-14 09:00 | 0 | 0.57517 | 347726
2016-10-14 10:00 | 0 | 0.55219 | 371146
2016-10-14 11:00 | 0 | 0.53831 | 396426
2016-10-14 12:00 | 0 | 0.5302 | 409246
2016-10-14 13:00 | 0.0091081 | 0.49674 | 419731
2016-10-14 14:00 | 0.27824 | 0.40222 | 429523
2016-10-14 15:00 | 0.54355 | 0.3911 | 436532
2016-10-14 16:00 | 0.62779 | 0.42927 | 442480
2016-10-14 17:00 | 0.64069 | 0.46427 | 448288
2016-10-14 18:00 | 0.63372 | 0.5031 | 453012
2016-10-14 19:00 | 0.62863 | 0.54428 | 456009
2016-10-14 20:00 | 0.63496 | 0.58197 | 458200
2016-10-14 21:00 | 0.64108 | 0.62739 | 458185
2016-10-14 22:00 | 0.60225 | 0.67944 | 455239
2016-10-14 23:00 | 0.4391 | 0.79742 | 456333
2016-10-15 | 0.094799 | 0.90436 | 451920
2016-10-15 01:00 | 0.00014375 | 0.9307 | 440415
2016-10-15 02:00 | 0 | 0.92822 | 422463
2016-10-15 03:00 | 0 | 0.92437 | 399992
2016-10-15 04:00 | 0 | 0.9159 | 377730
2016-10-15 05:00 | 0 | 0.89859 | 360123
2016-10-15 06:00 | 0 | 0.87759 | 346109
2016-10-15 07:00 | 0 | 0.85874 | 337138
2016-10-15 08:00 | 0 | 0.84313 | 333073
2016-10-15 09:00 | 0 | 0.82265 | 334219
2016-10-15 10:00 | 0 | 0.79482 | 341744
2016-10-15 11:00 | 0 | 0.77354 | 353154
2016-10-15 12:00 | 0 | 0.74801 | 366424
2016-10-15 13:00 | 0.009392 | 0.68303 | 381324
2016-10-15 14:00 | 0.32178 | 0.54576 | 395160
2016-10-15 15:00 | 0.62946 | 0.47298 | 407344
2016-10-15 16:00 | 0.70065 | 0.4964 | 417435
2016-10-15 17:00 | 0.69472 | 0.50092 | 425068
2016-10-15 18:00 | 0.6759 | 0.47024 | 431579
2016-10-15 19:00 | 0.66763 | 0.43578 | 437621
2016-10-15 20:00 | 0.6785 | 0.39693 | 442960
2016-10-15 21:00 | 0.69543 | 0.36063 | 445535
2016-10-15 22:00 | 0.68042 | 0.34869 | 446436
2016-10-15 23:00 | 0.49636 | 0.41525 | 449627
2016-10-16 | 0.11725 | 0.47742 | 445552
2016-10-16 01:00 | 0.00011651 | 0.51837 | 434826
2016-10-16 02:00 | 0 | 0.54409 | 417311
2016-10-16 03:00 | 0 | 0.57581 | 396189
2016-10-16 04:00 | 0 | 0.60853 | 374750
2016-10-16 05:00 | 0 | 0.62411 | 357343
2016-10-16 06:00 | 0 | 0.6281 | 343637
2016-10-16 07:00 | 0 | 0.63994 | 333971
2016-10-16 08:00 | 0 | 0.65447 | 328806
2016-10-16 09:00 | 0 | 0.66635 | 327782
2016-10-16 10:00 | 0 | 0.68219 | 331842
2016-10-16 11:00 | 0 | 0.69173 | 340368
2016-10-16 12:00 | 0 | 0.70583 | 351891
2016-10-16 13:00 | 0.0081807 | 0.65264 | 367423
2016-10-16 14:00 | 0.31655 | 0.53615 | 383772
2016-10-16 15:00 | 0.57035 | 0.5099 | 400544
2016-10-16 16:00 | 0.6447 | 0.59078 | 416790
2016-10-16 17:00 | 0.64454 | 0.68706 | 430707
2016-10-16 18:00 | 0.62667 | 0.73268 | 442178
2016-10-16 19:00 | 0.6189 | 0.75319 | 451589
2016-10-16 20:00 | 0.62334 | 0.75853 | 458822
2016-10-16 21:00 | 0.63252 | 0.75228 | 464628
2016-10-16 22:00 | 0.61418 | 0.75669 | 467804
2016-10-16 23:00 | 0.45714 | 0.81713 | 471245
2016-10-17 | 0.10816 | 0.85498 | 468534
2016-10-17 01:00 | 8.49e-05 | 0.84947 | 453973
2016-10-17 02:00 | 0 | 0.8215 | 431304
2016-10-17 03:00 | 0 | 0.78858 | 404663
2016-10-17 04:00 | 0 | 0.76709 | 379946
2016-10-17 05:00 | 0 | 0.74994 | 360858
2016-10-17 06:00 | 0 | 0.72122 | 347528
2016-10-17 07:00 | 0 | 0.69575 | 340423
2016-10-17 08:00 | 0 | 0.67029 | 339804
2016-10-17 09:00 | 0 | 0.63714 | 349623
2016-10-17 10:00 | 0 | 0.60881 | 376218
2016-10-17 11:00 | 0 | 0.5899 | 404471
2016-10-17 12:00 | 0 | 0.58016 | 420646
2016-10-17 13:00 | 0.0079174 | 0.54041 | 436484
2016-10-17 14:00 | 0.30061 | 0.4363 | 453409
2016-10-17 15:00 | 0.60107 | 0.43545 | 468848
2016-10-17 16:00 | 0.68774 | 0.51896 | 483953
2016-10-17 17:00 | 0.69122 | 0.58003 | 498846
2016-10-17 18:00 | 0.66971 | 0.61724 | 511978
2016-10-17 19:00 | 0.66 | 0.63975 | 521613
2016-10-17 20:00 | 0.6718 | 0.65474 | 527488
2016-10-17 21:00 | 0.69386 | 0.6666 | 528429
2016-10-17 22:00 | 0.68577 | 0.69133 | 523606
2016-10-17 23:00 | 0.51176 | 0.76937 | 522334
2016-10-18 | 0.12135 | 0.81432 | 514513
2016-10-18 01:00 | 8.84e-05 | 0.81057 | 495858
2016-10-18 02:00 | 0 | 0.79928 | 468422
2016-10-18 03:00 | 0 | 0.79092 | 435906
2016-10-18 04:00 | 0 | 0.78313 | 406153
2016-10-18 05:00 | 0 | 0.76608 | 383174
2016-10-18 06:00 | 0 | 0.75023 | 367099
2016-10-18 07:00 | 0 | 0.73741 | 357029
2016-10-18 08:00 | 0 | 0.71698 | 354533
2016-10-18 09:00 | 0 | 0.67642 | 363232
2016-10-18 10:00 | 0 | 0.63577 | 388280
2016-10-18 11:00 | 0 | 0.59703 | 414599
2016-10-18 12:00 | 0 | 0.56205 | 428263
2016-10-18 13:00 | 0.0058595 | 0.44825 | 443362
2016-10-18 14:00 | 0.28001 | 0.26506 | 459677
2016-10-18 15:00 | 0.67268 | 0.25748 | 473422
2016-10-18 16:00 | 0.73686 | 0.24389 | 487336
2016-10-18 17:00 | 0.71155 | 0.21427 | 500972
2016-10-18 18:00 | 0.68389 | 0.19931 | 512847
2016-10-18 19:00 | 0.66782 | 0.19869 | 521572
2016-10-18 20:00 | 0.67458 | 0.19986 | 527230
2016-10-18 21:00 | 0.68845 | 0.1988 | 527453
2016-10-18 22:00 | 0.66896 | 0.20335 | 522155
2016-10-18 23:00 | 0.49627 | 0.25835 | 520044
2016-10-19 | 0.11895 | 0.35453 | 512531
2016-10-19 01:00 | 6.18e-05 | 0.42021 | 493705
2016-10-19 02:00 | 0 | 0.44105 | 465734
2016-10-19 03:00 | 0 | 0.43067 | 434382
2016-10-19 04:00 | 0 | 0.40441 | 404120
2016-10-19 05:00 | 0 | 0.37167 | 381461
2016-10-19 06:00 | 0 | 0.34386 | 365213
2016-10-19 07:00 | 0 | 0.32185 | 355191
2016-10-19 08:00 | 0 | 0.3038 | 353273
2016-10-19 09:00 | 0 | 0.28924 | 362507
2016-10-19 10:00 | 0 | 0.28264 | 387847
2016-10-19 11:00 | 0 | 0.28485 | 413174
2016-10-19 12:00 | 0 | 0.28751 | 427913
2016-10-19 13:00 | 0.0050292 | 0.24365 | 441862
2016-10-19 14:00 | 0.26848 | 0.12636 | 458750
2016-10-19 15:00 | 0.69145 | 0.13094 | 474396
2016-10-19 16:00 | 0.74362 | 0.15916 | 488621
2016-10-19 17:00 | 0.71762 | 0.14789 | 504233
2016-10-19 18:00 | 0.68988 | 0.13924 | 514868
2016-10-19 19:00 | 0.67638 | 0.14675 | 522783
2016-10-19 20:00 | 0.68546 | 0.16754 | 526819
2016-10-19 21:00 | 0.70109 | 0.20051 | 524964
2016-10-19 22:00 | 0.68883 | 0.24308 | 520100
2016-10-19 23:00 | 0.51667 | 0.35088 | 519054
2016-10-20 | 0.11501 | 0.48392 | 509934
2016-10-20 01:00 | 5.1e-05 | 0.48911 | 488304
2016-10-20 02:00 | 0 | 0.46043 | 461216
2016-10-20 03:00 | 0 | 0.42539 | 433142
2016-10-20 04:00 | 0 | 0.40721 | 402047
2016-10-20 05:00 | 0 | 0.41165 | 379104
2016-10-20 06:00 | 0 | 0.43422 | 362360
2016-10-20 07:00 | 0 | 0.45151 | 352629
2016-10-20 08:00 | 0 | 0.46327 | 350469
2016-10-20 09:00 | 0 | 0.45832 | 358516
2016-10-20 10:00 | 0 | 0.45044 | 382205
2016-10-20 11:00 | 0 | 0.44036 | 407642
2016-10-20 12:00 | 0 | 0.42952 | 421327
2016-10-20 13:00 | 0.0047758 | 0.38594 | 433915
2016-10-20 14:00 | 0.24858 | 0.32793 | 446863
2016-10-20 15:00 | 0.67916 | 0.30479 | 458334
2016-10-20 16:00 | 0.73505 | 0.28017 | 468446
2016-10-20 17:00 | 0.72176 | 0.25841 | 477166
2016-10-20 18:00 | 0.69621 | 0.24524 | 483333
2016-10-20 19:00 | 0.68256 | 0.23717 | 485984
2016-10-20 20:00 | 0.69208 | 0.23069 | 487956
2016-10-20 21:00 | 0.70991 | 0.22033 | 486898
2016-10-20 22:00 | 0.69967 | 0.20219 | 485387
2016-10-20 23:00 | 0.51975 | 0.23258 | 487256
2016-10-21 | 0.11839 | 0.32175 | 481349
2016-10-21 01:00 | 3.32e-05 | 0.40078 | 464833
2016-10-21 02:00 | 0 | 0.47779 | 440739
2016-10-21 03:00 | 0 | 0.53168 | 411354
2016-10-21 04:00 | 0 | 0.55199 | 384789
2016-10-21 05:00 | 0 | 0.55481 | 365676
2016-10-21 06:00 | 0 | 0.55176 | 350932
2016-10-21 07:00 | 0 | 0.54355 | 342072
2016-10-21 08:00 | 0 | 0.53667 | 340233
2016-10-21 09:00 | 0 | 0.52861 | 347723
2016-10-21 10:00 | 0 | 0.52643 | 369935
2016-10-21 11:00 | 0 | 0.53104 | 396221
2016-10-21 12:00 | 0 | 0.54018 | 410677
2016-10-21 13:00 | 0.0034688 | 0.51203 | 423400
2016-10-21 14:00 | 0.24934 | 0.32562 | 433205
2016-10-21 15:00 | 0.68087 | 0.25331 | 439526
2016-10-21 16:00 | 0.73708 | 0.34517 | 443972
2016-10-21 17:00 | 0.71133 | 0.36555 | 448132
2016-10-21 18:00 | 0.68414 | 0.34828 | 450191
2016-10-21 19:00 | 0.6702 | 0.33138 | 451429
2016-10-21 20:00 | 0.67884 | 0.31506 | 452203
2016-10-21 21:00 | 0.69828 | 0.29126 | 451126
2016-10-21 22:00 | 0.69485 | 0.27135 | 448961
2016-10-21 23:00 | 0.51178 | 0.37948 | 449429
2016-10-22 | 0.1125 | 0.46134 | 443542
2016-10-22 01:00 | 2.65e-05 | 0.50653 | 430130
2016-10-22 02:00 | 0 | 0.52395 | 411926
2016-10-22 03:00 | 0 | 0.53572 | 388331
2016-10-22 04:00 | 0 | 0.54814 | 367509
2016-10-22 05:00 | 0 | 0.54752 | 350055
2016-10-22 06:00 | 0 | 0.53947 | 336559
2016-10-22 07:00 | 0 | 0.52624 | 328180
2016-10-22 08:00 | 0 | 0.50576 | 324353
2016-10-22 09:00 | 0 | 0.47664 | 326281
2016-10-22 10:00 | 0 | 0.45652 | 333702
2016-10-22 11:00 | 0 | 0.45146 | 346674
2016-10-22 12:00 | 0 | 0.45859 | 360161
2016-10-22 13:00 | 0.0028987 | 0.42345 | 374661
2016-10-22 14:00 | 0.26086 | 0.26891 | 383664
2016-10-22 15:00 | 0.61088 | 0.15772 | 387972
2016-10-22 16:00 | 0.6835 | 0.22351 | 388617
2016-10-22 17:00 | 0.67245 | 0.32898 | 388083
2016-10-22 18:00 | 0.64955 | 0.372 | 387684
2016-10-22 19:00 | 0.63789 | 0.39942 | 389417
2016-10-22 20:00 | 0.64608 | 0.41432 | 393748
2016-10-22 21:00 | 0.66141 | 0.42424 | 398974
2016-10-22 22:00 | 0.62641 | 0.47435 | 403878
2016-10-22 23:00 | 0.43036 | 0.64969 | 410658
2016-10-23 | 0.086016 | 0.74998 | 410237
2016-10-23 01:00 | 1.29e-05 | 0.78496 | 403081
2016-10-23 02:00 | 0 | 0.79783 | 389395
2016-10-23 03:00 | 0 | 0.79901 | 371839
2016-10-23 04:00 | 0 | 0.78444 | 354383
2016-10-23 05:00 | 0 | 0.76489 | 339525
2016-10-23 06:00 | 0 | 0.73883 | 328360
2016-10-23 07:00 | 0 | 0.71365 | 321477
2016-10-23 08:00 | 0 | 0.68792 | 318501
2016-10-23 09:00 | 0 | 0.6519 | 318837
2016-10-23 10:00 | 0 | 0.61843 | 325778
2016-10-23 11:00 | 0 | 0.58619 | 335639
2016-10-23 12:00 | 0 | 0.5585 | 347934
2016-10-23 13:00 | 0.0014174 | 0.48118 | 358905
2016-10-23 14:00 | 0.2237 | 0.31613 | 364785
2016-10-23 15:00 | 0.4846 | 0.34712 | 368963
2016-10-23 16:00 | 0.59979 | 0.3481 | 373345
2016-10-23 17:00 | 0.61424 | 0.32748 | 377387
2016-10-23 18:00 | 0.5965 | 0.29964 | 380953
2016-10-23 19:00 | 0.58129 | 0.27933 | 384868
2016-10-23 20:00 | 0.58171 | 0.26381 | 391183
2016-10-23 21:00 | 0.58047 | 0.2527 | 398828
2016-10-23 22:00 | 0.53275 | 0.25498 | 408238
2016-10-23 23:00 | 0.35288 | 0.40228 | 420251
2016-10-24 | 0.056876 | 0.59725 | 422595
2016-10-24 01:00 | 1.15e-05 | 0.66155 | 411659
2016-10-24 02:00 | 0 | 0.64985 | 393670
2016-10-24 03:00 | 0 | 0.61525 | 371559
2016-10-24 04:00 | 0 | 0.57156 | 352342
2016-10-24 05:00 | 0 | 0.5249 | 336659
2016-10-24 06:00 | 0 | 0.48514 | 325873
2016-10-24 07:00 | 0 | 0.45036 | 321177
2016-10-24 08:00 | 0 | 0.41957 | 322115
2016-10-24 09:00 | 0 | 0.38298 | 334390
2016-10-24 10:00 | 0 | 0.35381 | 362713
2016-10-24 11:00 | 0 | 0.32605 | 392252
2016-10-24 12:00 | 0 | 0.29742 | 406365
2016-10-24 13:00 | 0.0021007 | 0.24852 | 414488
2016-10-24 14:00 | 0.22403 | 0.15819 | 422221
2016-10-24 15:00 | 0.42068 | 0.14701 | 427759
2016-10-24 16:00 | 0.51173 | 0.16532 | 432360
2016-10-24 17:00 | 0.52967 | 0.17165 | 437102
2016-10-24 18:00 | 0.51769 | 0.17914 | 441106
2016-10-24 19:00 | 0.50117 | 0.18643 | 444839
2016-10-24 20:00 | 0.48437 | 0.19168 | 448354
2016-10-24 21:00 | 0.45033 | 0.19734 | 451542
2016-10-24 22:00 | 0.37941 | 0.221 | 454806
2016-10-24 23:00 | 0.22674 | 0.40067 | 462102
2016-10-25 | 0.049075 | 0.63928 | 459418
2016-10-25 01:00 | 1.28e-05 | 0.72394 | 445715
2016-10-25 02:00 | 0 | 0.72337 | 421898
2016-10-25 03:00 | 0 | 0.69728 | 395290
2016-10-25 04:00 | 0 | 0.66315 | 370928
2016-10-25 05:00 | 0 | 0.6265 | 353108
2016-10-25 06:00 | 0 | 0.58689 | 340493
2016-10-25 07:00 | 0 | 0.54778 | 333872
2016-10-25 08:00 | 0 | 0.51397 | 333840
2016-10-25 09:00 | 0 | 0.48461 | 345250
2016-10-25 10:00 | 0 | 0.47087 | 374380
2016-10-25 11:00 | 0 | 0.46125 | 402791
2016-10-25 12:00 | 0 | 0.45851 | 414577
2016-10-25 13:00 | 0.00060858 | 0.43481 | 420864
2016-10-25 14:00 | 0.10337 | 0.35033 | 425780
2016-10-25 15:00 | 0.36828 | 0.33402 | 429361
2016-10-25 16:00 | 0.5278 | 0.4093 | 433164
2016-10-25 17:00 | 0.58626 | 0.46754 | 437173
2016-10-25 18:00 | 0.58052 | 0.51008 | 440755
2016-10-25 19:00 | 0.57192 | 0.54519 | 444026
2016-10-25 20:00 | 0.58453 | 0.56278 | 448066
2016-10-25 21:00 | 0.60449 | 0.56047 | 451997
2016-10-25 22:00 | 0.59043 | 0.56234 | 457558
2016-10-25 23:00 | 0.45082 | 0.60567 | 465965
2016-10-26 | 0.08443 | 0.65915 | 463206
2016-10-26 01:00 | 1.25e-05 | 0.63796 | 450822
2016-10-26 02:00 | 0 | 0.61677 | 427489
2016-10-26 03:00 | 0 | 0.60167 | 401143
2016-10-26 04:00 | 0 | 0.58579 | 377467
2016-10-26 05:00 | 0 | 0.57539 | 358988
2016-10-26 06:00 | 0 | 0.56459 | 346963
2016-10-26 07:00 | 0 | 0.54997 | 340536
2016-10-26 08:00 | 0 | 0.52819 | 341377
2016-10-26 09:00 | 0 | 0.49029 | 351909
2016-10-26 10:00 | 0 | 0.45255 | 379889
2016-10-26 11:00 | 0 | 0.42703 | 408520
2016-10-26 12:00 | 0 | 0.40995 | 419924
2016-10-26 13:00 | 0.0015322 | 0.37334 | 425356
2016-10-26 14:00 | 0.22155 | 0.2509 | 430914
2016-10-26 15:00 | 0.60229 | 0.22467 | 434118
2016-10-26 16:00 | 0.69086 | 0.23716 | 437865
2016-10-26 17:00 | 0.67295 | 0.22542 | 442826
2016-10-26 18:00 | 0.64094 | 0.21141 | 447686
2016-10-26 19:00 | 0.62692 | 0.2041 | 452795
2016-10-26 20:00 | 0.6373 | 0.19366 | 458288
2016-10-26 21:00 | 0.66055 | 0.17845 | 463634
2016-10-26 22:00 | 0.63826 | 0.16027 | 469313
2016-10-26 23:00 | 0.43153 | 0.19458 | 474513
2016-10-27 | 0.066606 | 0.25241 | 470084
2016-10-27 01:00 | 1.18e-05 | 0.30527 | 457175
2016-10-27 02:00 | 0 | 0.3397 | 433502
2016-10-27 03:00 | 0 | 0.36102 | 405656
2016-10-27 04:00 | 0 | 0.36809 | 380313
2016-10-27 05:00 | 0 | 0.36953 | 361970
2016-10-27 06:00 | 0 | 0.37219 | 348505
2016-10-27 07:00 | 0 | 0.37093 | 341247
2016-10-27 08:00 | 0 | 0.36309 | 340680
2016-10-27 09:00 | 0 | 0.35047 | 350607
2016-10-27 10:00 | 0 | 0.34035 | 376569
2016-10-27 11:00 | 0 | 0.33383 | 404673
2016-10-27 12:00 | 0 | 0.32529 | 417790
2016-10-27 13:00 | 0.00108 | 0.31053 | 426933
2016-10-27 14:00 | 0.21046 | 0.21473 | 435210
2016-10-27 15:00 | 0.47088 | 0.1249 | 441686
2016-10-27 16:00 | 0.55383 | 0.13883 | 447689
2016-10-27 17:00 | 0.55972 | 0.15899 | 454898
2016-10-27 18:00 | 0.54281 | 0.16001 | 460712
2016-10-27 19:00 | 0.52744 | 0.16277 | 464519
2016-10-27 20:00 | 0.51936 | 0.17285 | 469105
2016-10-27 21:00 | 0.49665 | 0.19797 | 471458
2016-10-27 22:00 | 0.41965 | 0.29307 | 473190
2016-10-27 23:00 | 0.22641 | 0.53549 | 475743
2016-10-28 | 0.016406 | 0.69452 | 471538
2016-10-28 01:00 | 3.05e-07 | 0.78253 | 458174
2016-10-28 02:00 | 0 | 0.81725 | 435168
2016-10-28 03:00 | 0 | 0.82706 | 407076
2016-10-28 04:00 | 0 | 0.82673 | 380575
2016-10-28 05:00 | 0 | 0.81748 | 360923
2016-10-28 06:00 | 0 | 0.80145 | 346937
2016-10-28 07:00 | 0 | 0.78337 | 340245
2016-10-28 08:00 | 0 | 0.76474 | 339281
2016-10-28 09:00 | 0 | 0.7493 | 347939
2016-10-28 10:00 | 0 | 0.74235 | 374656
2016-10-28 11:00 | 0 | 0.73259 | 401690
2016-10-28 12:00 | 0 | 0.71839 | 413635
2016-10-28 13:00 | 0.0010715 | 0.66963 | 422680
2016-10-28 14:00 | 0.12715 | 0.50738 | 431243
2016-10-28 15:00 | 0.30073 | 0.37897 | 437540
2016-10-28 16:00 | 0.40028 | 0.43798 | 443197
2016-10-28 17:00 | 0.43958 | 0.49528 | 449351
2016-10-28 18:00 | 0.45617 | 0.50447 | 454376
2016-10-28 19:00 | 0.46053 | 0.51205 | 456865
2016-10-28 20:00 | 0.45842 | 0.51886 | 459630
2016-10-28 21:00 | 0.43588 | 0.51998 | 460343
2016-10-28 22:00 | 0.383 | 0.53825 | 459351
2016-10-28 23:00 | 0.25355 | 0.59539 | 458141
2016-10-29 | 0.056879 | 0.65941 | 451526
2016-10-29 01:00 | 2.79e-06 | 0.6569 | 438382
2016-10-29 02:00 | 0 | 0.63744 | 419698
2016-10-29 03:00 | 0 | 0.60871 | 398575
2016-10-29 04:00 | 0 | 0.57895 | 376913
2016-10-29 05:00 | 0 | 0.56044 | 358730
2016-10-29 06:00 | 0 | 0.54359 | 345598
2016-10-29 07:00 | 0 | 0.52466 | 336136
2016-10-29 08:00 | 0 | 0.51013 | 331955
2016-10-29 09:00 | 0 | 0.49525 | 334188
2016-10-29 10:00 | 0 | 0.48529 | 341183
2016-10-29 11:00 | 0 | 0.4785 | 353400
2016-10-29 12:00 | 0 | 0.46809 | 366362
2016-10-29 13:00 | 0.00071991 | 0.42792 | 379350
2016-10-29 14:00 | 0.1736 | 0.29084 | 393060
2016-10-29 15:00 | 0.50484 | 0.30702 | 402815
2016-10-29 16:00 | 0.62039 | 0.36949 | 410672
2016-10-29 17:00 | 0.62886 | 0.35709 | 417739
2016-10-29 18:00 | 0.60249 | 0.33823 | 425048
2016-10-29 19:00 | 0.59032 | 0.3416 | 430421
2016-10-29 20:00 | 0.60182 | 0.3581 | 436729
2016-10-29 21:00 | 0.62088 | 0.37472 | 439461
2016-10-29 22:00 | 0.59377 | 0.39075 | 439395
2016-10-29 23:00 | 0.37758 | 0.44487 | 439845
2016-10-30 | 0.046086 | 0.50805 | 433880
2016-10-30 01:00 | 7.84e-07 | 0.51938 | 421469
2016-10-30 02:00 | 0 | 0.51727 | 405072
2016-10-30 03:00 | 0 | 0.51507 | 385088
2016-10-30 04:00 | 0 | 0.51261 | 364576
2016-10-30 05:00 | 0 | 0.50782 | 348139
2016-10-30 06:00 | 0 | 0.49634 | 334018
2016-10-30 07:00 | 0 | 0.47682 | 324431
2016-10-30 08:00 | 0 | 0.45328 | 318956
2016-10-30 09:00 | 0 | 0.41187 | 317742
2016-10-30 10:00 | 0 | 0.37247 | 321987
2016-10-30 11:00 | 0 | 0.34725 | 330156
2016-10-30 12:00 | 0 | 0.32841 | 342297
2016-10-30 13:00 | 0.00059478 | 0.29405 | 356809
2016-10-30 14:00 | 0.18889 | 0.23537 | 371612
2016-10-30 15:00 | 0.3703 | 0.1885 | 384979
2016-10-30 16:00 | 0.46062 | 0.17385 | 398469
2016-10-30 17:00 | 0.48806 | 0.17828 | 411094
2016-10-30 18:00 | 0.4952 | 0.17708 | 421927
2016-10-30 19:00 | 0.5012 | 0.17661 | 429488
2016-10-30 20:00 | 0.50413 | 0.17675 | 436896
2016-10-30 21:00 | 0.49205 | 0.17665 | 441267
2016-10-30 22:00 | 0.43942 | 0.18572 | 444525
2016-10-30 23:00 | 0.26733 | 0.29305 | 448448
2016-10-31 | 0.054225 | 0.43282 | 445376
2016-10-31 01:00 | 1.55e-07 | 0.51223 | 430012
2016-10-31 02:00 | 0 | 0.54834 | 410424
2016-10-31 03:00 | 0 | 0.56649 | 386114
2016-10-31 04:00 | 0 | 0.57182 | 363896
2016-10-31 05:00 | 0 | 0.57026 | 346071
2016-10-31 06:00 | 0 | 0.5732 | 334247
2016-10-31 07:00 | 0 | 0.58172 | 327083
2016-10-31 08:00 | 0 | 0.58684 | 326644
2016-10-31 09:00 | 0 | 0.58748 | 336996
2016-10-31 10:00 | 0 | 0.59156 | 364167
2016-10-31 11:00 | 0 | 0.60877 | 394234
2016-10-31 12:00 | 0 | 0.63876 | 409948
2016-10-31 13:00 | 0.00047581 | 0.64488 | 418819
2016-10-31 14:00 | 0.15252 | 0.58588 | 428158
2016-10-31 15:00 | 0.50213 | 0.63919 | 435884
2016-10-31 16:00 | 0.62814 | 0.73225 | 443570
2016-10-31 17:00 | 0.6393 | 0.77852 | 452155
2016-10-31 18:00 | 0.61377 | 0.79627 | 457632
2016-10-31 19:00 | 0.59979 | 0.79533 | 463453
2016-10-31 20:00 | 0.60827 | 0.78543 | 466731
2016-10-31 21:00 | 0.62142 | 0.76919 | 467068
2016-10-31 22:00 | 0.58233 | 0.7741 | 465870
2016-10-31 23:00 | 0.37658 | 0.82655 | 462651
2016-11-01 | 0.058282 | 0.86168 | 457791
2016-11-01 01:00 | 0 | 0.85389 | 446536
2016-11-01 02:00 | 0 | 0.84215 | 426933
2016-11-01 03:00 | 0 | 0.82492 | 401248
2016-11-01 04:00 | 0 | 0.80523 | 377067
2016-11-01 05:00 | 0 | 0.78966 | 358819
2016-11-01 06:00 | 0 | 0.76166 | 346642
2016-11-01 07:00 | 0 | 0.72028 | 340076
2016-11-01 08:00 | 0 | 0.66835 | 339261
2016-11-01 09:00 | 0 | 0.59616 | 348857
2016-11-01 10:00 | 0 | 0.52623 | 375785
2016-11-01 11:00 | 0 | 0.47006 | 404362
2016-11-01 12:00 | 0 | 0.42961 | 418100
2016-11-01 13:00 | 0.0003552 | 0.38116 | 424883
2016-11-01 14:00 | 0.09131 | 0.26449 | 432738
2016-11-01 15:00 | 0.3218 | 0.19823 | 441024
2016-11-01 16:00 | 0.46121 | 0.19421 | 448543
2016-11-01 17:00 | 0.51334 | 0.23987 | 454209
2016-11-01 18:00 | 0.51294 | 0.26402 | 460031
2016-11-01 19:00 | 0.5041 | 0.28035 | 464625
2016-11-01 20:00 | 0.49829 | 0.29036 | 469424
2016-11-01 21:00 | 0.48337 | 0.29391 | 473308
2016-11-01 22:00 | 0.43537 | 0.31523 | 477350
2016-11-01 23:00 | 0.3073 | 0.42383 | 481831
2016-11-02 | 0.058241 | 0.49996 | 478077
2016-11-02 01:00 | 0 | 0.52088 | 461935
2016-11-02 02:00 | 0 | 0.5239 | 438071
2016-11-02 03:00 | 0 | 0.53165 | 411034
2016-11-02 04:00 | 0 | 0.53283 | 384186
2016-11-02 05:00 | 0 | 0.51605 | 363898
2016-11-02 06:00 | 0 | 0.48946 | 350436
2016-11-02 07:00 | 0 | 0.46407 | 342291
2016-11-02 08:00 | 0 | 0.44964 | 340929
2016-11-02 09:00 | 0 | 0.41985 | 350511
2016-11-02 10:00 | 0 | 0.39053 | 375741
2016-11-02 11:00 | 0 | 0.36786 | 403615
2016-11-02 12:00 | 0 | 0.34788 | 418313
2016-11-02 13:00 | 0.0001469 | 0.3173 | 426393
2016-11-02 14:00 | 0.090839 | 0.23045 | 436379
2016-11-02 15:00 | 0.49401 | 0.16919 | 444579
2016-11-02 16:00 | 0.6102 | 0.15316 | 451675
2016-11-02 17:00 | 0.60246 | 0.15635 | 459394
2016-11-02 18:00 | 0.57566 | 0.16208 | 466383
2016-11-02 19:00 | 0.55841 | 0.16308 | 471568
2016-11-02 20:00 | 0.56125 | 0.16472 | 474377
2016-11-02 21:00 | 0.57053 | 0.1712 | 475810
2016-11-02 22:00 | 0.54677 | 0.19586 | 479192
2016-11-02 23:00 | 0.37102 | 0.26805 | 481998
2016-11-03 | 0.054502 | 0.32192 | 476820
2016-11-03 01:00 | 0 | 0.33738 | 460151
2016-11-03 02:00 | 0 | 0.33984 | 436685
2016-11-03 03:00 | 0 | 0.34388 | 410743
2016-11-03 04:00 | 0 | 0.35579 | 386212
2016-11-03 05:00 | 0 | 0.3774 | 367300
2016-11-03 06:00 | 0 | 0.40505 | 351478
2016-11-03 07:00 | 0 | 0.42573 | 342221
2016-11-03 08:00 | 0 | 0.43823 | 340441
2016-11-03 09:00 | 0 | 0.43661 | 349046
2016-11-03 10:00 | 0 | 0.42904 | 372309
2016-11-03 11:00 | 0 | 0.42241 | 400076
2016-11-03 12:00 | 0 | 0.41969 | 415884
2016-11-03 13:00 | 9.89e-05 | 0.41156 | 425592
2016-11-03 14:00 | 0.087324 | 0.28845 | 436543
2016-11-03 15:00 | 0.43963 | 0.15792 | 444376
2016-11-03 16:00 | 0.56917 | 0.11204 | 450775
2016-11-03 17:00 | 0.584 | 0.10215 | 457150
2016-11-03 18:00 | 0.56883 | 0.10558 | 461030
2016-11-03 19:00 | 0.55311 | 0.10428 | 462902
2016-11-03 20:00 | 0.55007 | 0.098255 | 463605
2016-11-03 21:00 | 0.5448 | 0.091792 | 464188
2016-11-03 22:00 | 0.50449 | 0.107 | 466431
2016-11-03 23:00 | 0.32006 | 0.12507 | 469489
2016-11-04 | 0.045918 | 0.14517 | 466276
2016-11-04 01:00 | 0 | 0.16145 | 452064
2016-11-04 02:00 | 0 | 0.17814 | 428563
2016-11-04 03:00 | 0 | 0.21157 | 402878
2016-11-04 04:00 | 0 | 0.24962 | 378204
2016-11-04 05:00 | 0 | 0.27849 | 358324
2016-11-04 06:00 | 0 | 0.30317 | 345610
2016-11-04 07:00 | 0 | 0.32233 | 337040
2016-11-04 08:00 | 0 | 0.33283 | 335876
2016-11-04 09:00 | 0 | 0.31946 | 344352
2016-11-04 10:00 | 0 | 0.29838 | 368826
2016-11-04 11:00 | 0 | 0.28295 | 396880
2016-11-04 12:00 | 0 | 0.27061 | 411547
2016-11-04 13:00 | 3.04e-05 | 0.25344 | 419830
2016-11-04 14:00 | 0.061083 | 0.18028 | 428091
2016-11-04 15:00 | 0.36023 | 0.090824 | 432715
2016-11-04 16:00 | 0.48477 | 0.05975 | 435014
2016-11-04 17:00 | 0.52163 | 0.062693 | 438947
2016-11-04 18:00 | 0.5125 | 0.074259 | 441631
2016-11-04 19:00 | 0.49878 | 0.082199 | 442149
2016-11-04 20:00 | 0.49503 | 0.079657 | 442635
2016-11-04 21:00 | 0.49086 | 0.078435 | 442022
2016-11-04 22:00 | 0.44536 | 0.10602 | 442778
2016-11-04 23:00 | 0.28666 | 0.1716 | 445082
2016-11-05 | 0.035852 | 0.27805 | 439915
2016-11-05 01:00 | 0 | 0.36304 | 429862
2016-11-05 02:00 | 0 | 0.42301 | 411940
2016-11-05 03:00 | 0 | 0.46368 | 391059
2016-11-05 04:00 | 0 | 0.48608 | 370153
2016-11-05 05:00 | 0 | 0.49168 | 353399
2016-11-05 06:00 | 0 | 0.48296 | 341473
2016-11-05 07:00 | 0 | 0.46608 | 334333
2016-11-05 08:00 | 0 | 0.44448 | 331103
2016-11-05 09:00 | 0 | 0.40724 | 334017
2016-11-05 10:00 | 0 | 0.36327 | 342246
2016-11-05 11:00 | 0 | 0.33049 | 356642
2016-11-05 12:00 | 0 | 0.31098 | 371131
2016-11-05 13:00 | 7.2e-05 | 0.29555 | 383228
2016-11-05 14:00 | 0.04753 | 0.19885 | 390961
2016-11-05 15:00 | 0.34259 | 0.11207 | 394262
2016-11-05 16:00 | 0.48692 | 0.087998 | 394556
2016-11-05 17:00 | 0.52217 | 0.11272 | 393623
2016-11-05 18:00 | 0.51006 | 0.14657 | 392979
2016-11-05 19:00 | 0.49681 | 0.16768 | 392981
2016-11-05 20:00 | 0.49407 | 0.18014 | 395241
2016-11-05 21:00 | 0.48966 | 0.19407 | 397859
2016-11-05 22:00 | 0.45127 | 0.27496 | 405579
2016-11-05 23:00 | 0.31306 | 0.41097 | 412819
2016-11-06 | 0.043386 | 0.5164 | 411564
2016-11-06 01:00 | 0 | 0.57223 | 404747
2016-11-06 02:00 | 0 | 0.60668 | 390608
2016-11-06 03:00 | 0 | 0.63554 | 373425
2016-11-06 04:00 | 0 | 0.65732 | 355387
2016-11-06 05:00 | 0 | 0.66896 | 339352
2016-11-06 06:00 | 0 | 0.66521 | 329384
2016-11-06 07:00 | 0 | 0.64511 | 322959
2016-11-06 08:00 | 0 | 0.61031 | 320466
2016-11-06 09:00 | 0 | 0.56717 | 321170
2016-11-06 10:00 | 0 | 0.5308 | 325728
2016-11-06 11:00 | 0 | 0.50992 | 332624
2016-11-06 12:00 | 0 | 0.50393 | 345359
2016-11-06 13:00 | 4.1e-05 | 0.49817 | 357221
2016-11-06 14:00 | 0.085637 | 0.38196 | 367391
2016-11-06 15:00 | 0.4202 | 0.29985 | 373236
2016-11-06 16:00 | 0.53898 | 0.35314 | 377869
2016-11-06 17:00 | 0.5446 | 0.44288 | 381108
2016-11-06 18:00 | 0.53021 | 0.48695 | 384402
2016-11-06 19:00 | 0.52801 | 0.50987 | 386938
2016-11-06 20:00 | 0.543 | 0.51202 | 390845
2016-11-06 21:00 | 0.56571 | 0.50425 | 400236
2016-11-06 22:00 | 0.53484 | 0.53599 | 410590
2016-11-06 23:00 | 0.34439 | 0.62182 | 420573
2016-11-07 | 0.035073 | 0.67602 | 422553
2016-11-07 01:00 | 0 | 0.67817 | 417048
2016-11-07 02:00 | 0 | 0.66981 | 401103
2016-11-07 03:00 | 0 | 0.6594 | 383244
2016-11-07 04:00 | 0 | 0.64614 | 364444
2016-11-07 05:00 | 0 | 0.61552 | 348335
2016-11-07 06:00 | 0 | 0.58606 | 336181
2016-11-07 07:00 | 0 | 0.55818 | 329397
2016-11-07 08:00 | 0 | 0.53731 | 327608
2016-11-07 09:00 | 0 | 0.51038 | 331047
2016-11-07 10:00 | 0 | 0.48595 | 345633
2016-11-07 11:00 | 0 | 0.46614 | 376476
2016-11-07 12:00 | 0 | 0.44852 | 402683
2016-11-07 13:00 | 9.87e-05 | 0.41935 | 414736
2016-11-07 14:00 | 0.18835 | 0.28371 | 421647
2016-11-07 15:00 | 0.46513 | 0.21078 | 426656
2016-11-07 16:00 | 0.58962 | 0.24726 | 428919
2016-11-07 17:00 | 0.60697 | 0.26919 | 430687
2016-11-07 18:00 | 0.59176 | 0.28026 | 432362
2016-11-07 19:00 | 0.58084 | 0.28969 | 433968
2016-11-07 20:00 | 0.5953 | 0.30289 | 434391
2016-11-07 21:00 | 0.61936 | 0.31786 | 437060
2016-11-07 22:00 | 0.58627 | 0.32507 | 448643
2016-11-07 23:00 | 0.37143 | 0.39245 | 460712
2016-11-08 | 0.035522 | 0.44354 | 460750
2016-11-08 01:00 | 0 | 0.44975 | 454242
2016-11-08 02:00 | 0 | 0.43494 | 437320
2016-11-08 03:00 | 0 | 0.42117 | 414551
2016-11-08 04:00 | 0 | 0.41333 | 390965
2016-11-08 05:00 | 0 | 0.41024 | 370090
2016-11-08 06:00 | 0 | 0.41434 | 355713
2016-11-08 07:00 | 0 | 0.42045 | 346507
2016-11-08 08:00 | 0 | 0.42422 | 342579
2016-11-08 09:00 | 0 | 0.42813 | 343730
2016-11-08 10:00 | 0 | 0.43449 | 356009
2016-11-08 11:00 | 0 | 0.43497 | 382960
2016-11-08 12:00 | 0 | 0.43461 | 407432
2016-11-08 13:00 | 6.13e-05 | 0.42436 | 417824
2016-11-08 14:00 | 0.19821 | 0.3287 | 423057
2016-11-08 15:00 | 0.54457 | 0.30715 | 425691
2016-11-08 16:00 | 0.65281 | 0.28975 | 426448
2016-11-08 17:00 | 0.63926 | 0.27064 | 426886
2016-11-08 18:00 | 0.60235 | 0.26123 | 428327
2016-11-08 19:00 | 0.58659 | 0.25672 | 429072
2016-11-08 20:00 | 0.59891 | 0.25436 | 429520
2016-11-08 21:00 | 0.63246 | 0.25673 | 432640
2016-11-08 22:00 | 0.61522 | 0.30503 | 445778
2016-11-08 23:00 | 0.37868 | 0.4085 | 457394
2016-11-09 | 0.036632 | 0.5054 | 457668
2016-11-09 01:00 | 0 | 0.54479 | 451035
2016-11-09 02:00 | 0 | 0.54998 | 434243
2016-11-09 03:00 | 0 | 0.53878 | 410461
2016-11-09 04:00 | 0 | 0.51941 | 388056
2016-11-09 05:00 | 0 | 0.5025 | 371470
2016-11-09 06:00 | 0 | 0.49322 | 356814
2016-11-09 07:00 | 0 | 0.48235 | 345056
2016-11-09 08:00 | 0 | 0.47009 | 338487
2016-11-09 09:00 | 0 | 0.46187 | 338307
2016-11-09 10:00 | 0 | 0.45597 | 348602
2016-11-09 11:00 | 0 | 0.45644 | 375832
2016-11-09 12:00 | 0 | 0.45922 | 400769
2016-11-09 13:00 | 1.97e-05 | 0.45267 | 413065
2016-11-09 14:00 | 0.20866 | 0.34299 | 421908
2016-11-09 15:00 | 0.54671 | 0.19448 | 426417
2016-11-09 16:00 | 0.63677 | 0.12604 | 426920
2016-11-09 17:00 | 0.6264 | 0.14684 | 428995
2016-11-09 18:00 | 0.59241 | 0.16573 | 430462
2016-11-09 19:00 | 0.57383 | 0.18108 | 430710
2016-11-09 20:00 | 0.58132 | 0.18578 | 430888
2016-11-09 21:00 | 0.60428 | 0.19269 | 435479
2016-11-09 22:00 | 0.57118 | 0.30981 | 446668
2016-11-09 23:00 | 0.35379 | 0.43098 | 458996
2016-11-10 | 0.032319 | 0.51648 | 459987
2016-11-10 01:00 | 0 | 0.58375 | 454010
2016-11-10 02:00 | 0 | 0.63266 | 437767
2016-11-10 03:00 | 0 | 0.66923 | 415539
2016-11-10 04:00 | 0 | 0.69835 | 392399
2016-11-10 05:00 | 0 | 0.71789 | 372662
2016-11-10 06:00 | 0 | 0.726 | 358277
2016-11-10 07:00 | 0 | 0.71939 | 349674
2016-11-10 08:00 | 0 | 0.69938 | 345853
2016-11-10 09:00 | 0 | 0.67222 | 348169
2016-11-10 10:00 | 0 | 0.6488 | 360076
2016-11-10 11:00 | 0 | 0.62688 | 389933
2016-11-10 12:00 | 0 | 0.60677 | 414297
2016-11-10 13:00 | 2.42e-05 | 0.57491 | 422778
2016-11-10 14:00 | 0.16159 | 0.39133 | 424861
2016-11-10 15:00 | 0.50842 | 0.23404 | 425356
2016-11-10 16:00 | 0.61482 | 0.3347 | 424871
2016-11-10 17:00 | 0.61119 | 0.4044 | 424766
2016-11-10 18:00 | 0.57708 | 0.43226 | 425604
2016-11-10 19:00 | 0.56003 | 0.43728 | 426796
2016-11-10 20:00 | 0.56977 | 0.43397 | 427295
2016-11-10 21:00 | 0.59285 | 0.42891 | 429964
2016-11-10 22:00 | 0.56237 | 0.47397 | 440203
2016-11-10 23:00 | 0.32904 | 0.58329 | 452413
2016-11-11 | 0.025362 | 0.65565 | 453740
2016-11-11 01:00 | 0 | 0.69485 | 448723
2016-11-11 02:00 | 0 | 0.71141 | 434945
2016-11-11 03:00 | 0 | 0.71042 | 413757
2016-11-11 04:00 | 0 | 0.69203 | 391708
2016-11-11 05:00 | 0 | 0.66461 | 371502
2016-11-11 06:00 | 0 | 0.63548 | 357326
2016-11-11 07:00 | 0 | 0.60083 | 347689
2016-11-11 08:00 | 0 | 0.56494 | 343422
2016-11-11 09:00 | 0 | 0.53003 | 344999
2016-11-11 10:00 | 0 | 0.5001 | 354705
2016-11-11 11:00 | 0 | 0.4745 | 378884
2016-11-11 12:00 | 0 | 0.45462 | 402229
2016-11-11 13:00 | 3.58e-05 | 0.41896 | 413318
2016-11-11 14:00 | 0.1455 | 0.2892 | 417219
2016-11-11 15:00 | 0.50679 | 0.23944 | 418797
2016-11-11 16:00 | 0.64362 | 0.22113 | 419146
2016-11-11 17:00 | 0.63532 | 0.21662 | 418334
2016-11-11 18:00 | 0.59609 | 0.21877 | 418496
2016-11-11 19:00 | 0.57887 | 0.22777 | 418696
2016-11-11 20:00 | 0.59332 | 0.24302 | 418481
2016-11-11 21:00 | 0.62102 | 0.26028 | 421340
2016-11-11 22:00 | 0.58323 | 0.31089 | 431879
2016-11-11 23:00 | 0.31726 | 0.45497 | 440688
2016-11-12 | 0.021613 | 0.5624 | 439461
2016-11-12 01:00 | 0 | 0.60334 | 433417
2016-11-12 02:00 | 0 | 0.61828 | 420648
2016-11-12 03:00 | 0 | 0.61888 | 403892
2016-11-12 04:00 | 0 | 0.61755 | 385337
2016-11-12 05:00 | 0 | 0.61783 | 367248
2016-11-12 06:00 | 0 | 0.61823 | 353155
2016-11-12 07:00 | 0 | 0.61394 | 344828
2016-11-12 08:00 | 0 | 0.60623 | 340511
2016-11-12 09:00 | 0 | 0.59571 | 340583
2016-11-12 10:00 | 0 | 0.58514 | 345289
2016-11-12 11:00 | 0 | 0.57087 | 355373
2016-11-12 12:00 | 0 | 0.55875 | 368396
2016-11-12 13:00 | 4.35e-05 | 0.53986 | 381390
2016-11-12 14:00 | 0.18715 | 0.42827 | 389712
2016-11-12 15:00 | 0.43785 | 0.27949 | 392801
2016-11-12 16:00 | 0.53778 | 0.32452 | 393111
2016-11-12 17:00 | 0.54546 | 0.35692 | 391081
2016-11-12 18:00 | 0.5334 | 0.35838 | 388594
2016-11-12 19:00 | 0.5275 | 0.36779 | 386795
2016-11-12 20:00 | 0.54027 | 0.37307 | 387364
2016-11-12 21:00 | 0.55471 | 0.37812 | 392396
2016-11-12 22:00 | 0.50971 | 0.44845 | 406035
2016-11-12 23:00 | 0.25867 | 0.56445 | 419527
2016-11-13 | 0.019455 | 0.66151 | 422595
2016-11-13 01:00 | 0 | 0.73017 | 421057
2016-11-13 02:00 | 0 | 0.77072 | 411988
2016-11-13 03:00 | 0 | 0.79402 | 398326
2016-11-13 04:00 | 0 | 0.80453 | 382834
2016-11-13 05:00 | 0 | 0.80911 | 367618
2016-11-13 06:00 | 0 | 0.80827 | 355910
2016-11-13 07:00 | 0 | 0.80221 | 348713
2016-11-13 08:00 | 0 | 0.79217 | 343481
2016-11-13 09:00 | 0 | 0.77372 | 342102
2016-11-13 10:00 | 0 | 0.75738 | 346332
2016-11-13 11:00 | 0 | 0.7402 | 354510
2016-11-13 12:00 | 0 | 0.72208 | 365072
2016-11-13 13:00 | 3.36e-05 | 0.69317 | 375353
2016-11-13 14:00 | 0.17079 | 0.52023 | 381539
2016-11-13 15:00 | 0.49924 | 0.34094 | 382161
2016-11-13 16:00 | 0.61755 | 0.3969 | 381553
2016-11-13 17:00 | 0.61042 | 0.51232 | 381489
2016-11-13 18:00 | 0.57803 | 0.51666 | 381742
2016-11-13 19:00 | 0.56551 | 0.51132 | 382484
2016-11-13 20:00 | 0.58333 | 0.50204 | 384574
2016-11-13 21:00 | 0.61267 | 0.49492 | 391806
2016-11-13 22:00 | 0.57851 | 0.5359 | 408986
2016-11-13 23:00 | 0.31695 | 0.63982 | 426882
2016-11-14 | 0.02192 | 0.67351 | 430953
2016-11-14 01:00 | 0 | 0.69272 | 430938
2016-11-14 02:00 | 0 | 0.6945 | 417746
2016-11-14 03:00 | 0 | 0.68277 | 399502
2016-11-14 04:00 | 0 | 0.66914 | 379881
2016-11-14 05:00 | 0 | 0.66114 | 362913
2016-11-14 06:00 | 0 | 0.6515 | 349904
2016-11-14 07:00 | 0 | 0.64016 | 342914
2016-11-14 08:00 | 0 | 0.62074 | 341012
2016-11-14 09:00 | 0 | 0.58465 | 345976
2016-11-14 10:00 | 0 | 0.54462 | 362341
2016-11-14 11:00 | 0 | 0.51206 | 393689
2016-11-14 12:00 | 0 | 0.4847 | 421004
2016-11-14 13:00 | 2.38e-05 | 0.45668 | 430839
2016-11-14 14:00 | 0.18611 | 0.33694 | 433072
2016-11-14 15:00 | 0.51314 | 0.20802 | 432017
2016-11-14 16:00 | 0.63871 | 0.1659 | 430617
2016-11-14 17:00 | 0.6322 | 0.18535 | 428936
2016-11-14 18:00 | 0.59416 | 0.20663 | 429070
2016-11-14 19:00 | 0.5803 | 0.22521 | 429960
2016-11-14 20:00 | 0.59862 | 0.24299 | 430707
2016-11-14 21:00 | 0.63527 | 0.25345 | 436153
2016-11-14 22:00 | 0.60133 | 0.28695 | 450135
2016-11-14 23:00 | 0.33691 | 0.32128 | 462512
2016-11-15 | 0.018082 | 0.34175 | 463726
2016-11-15 01:00 | 0 | 0.36325 | 458080
2016-11-15 02:00 | 0 | 0.3873 | 441923
2016-11-15 03:00 | 0 | 0.42248 | 419149
2016-11-15 04:00 | 0 | 0.46574 | 394010
2016-11-15 05:00 | 0 | 0.50418 | 374011
2016-11-15 06:00 | 0 | 0.53616 | 359783
2016-11-15 07:00 | 0 | 0.56506 | 350973
2016-11-15 08:00 | 0 | 0.58359 | 347090
2016-11-15 09:00 | 0 | 0.5918 | 349717
2016-11-15 10:00 | 0 | 0.59244 | 361722
2016-11-15 11:00 | 0 | 0.59192 | 391526
2016-11-15 12:00 | 0 | 0.5906 | 417710
2016-11-15 13:00 | 2.47e-05 | 0.58535 | 426726
2016-11-15 14:00 | 0.20047 | 0.45203 | 429103
2016-11-15 15:00 | 0.56314 | 0.18747 | 428933
2016-11-15 16:00 | 0.66132 | 0.165 | 427043
2016-11-15 17:00 | 0.63426 | 0.21636 | 426613
2016-11-15 18:00 | 0.59195 | 0.23055 | 428470
2016-11-15 19:00 | 0.57433 | 0.23554 | 429860
2016-11-15 20:00 | 0.587 | 0.23321 | 431192
2016-11-15 21:00 | 0.61214 | 0.21568 | 435035
2016-11-15 22:00 | 0.5726 | 0.26866 | 447443
2016-11-15 23:00 | 0.2887 | 0.34492 | 457660
2016-11-16 | 0.014792 | 0.40672 | 459462
2016-11-16 01:00 | 0 | 0.44886 | 454621
2016-11-16 02:00 | 0 | 0.47637 | 439452
2016-11-16 03:00 | 0 | 0.50032 | 416820
2016-11-16 04:00 | 0 | 0.52776 | 392584
2016-11-16 05:00 | 0 | 0.55123 | 371667
2016-11-16 06:00 | 0 | 0.56916 | 357214
2016-11-16 07:00 | 0 | 0.58612 | 349218
2016-11-16 08:00 | 0 | 0.59892 | 345715
2016-11-16 09:00 | 0 | 0.60664 | 347876
2016-11-16 10:00 | 0 | 0.62262 | 362110
2016-11-16 11:00 | 0 | 0.64059 | 392804
2016-11-16 12:00 | 0 | 0.64834 | 418031
2016-11-16 13:00 | 2.62e-05 | 0.6587 | 425972
2016-11-16 14:00 | 0.13532 | 0.54813 | 427597
2016-11-16 15:00 | 0.31881 | 0.31763 | 427627
2016-11-16 16:00 | 0.44679 | 0.27515 | 426578
2016-11-16 17:00 | 0.4859 | 0.45895 | 426245
2016-11-16 18:00 | 0.48515 | 0.58808 | 428712
2016-11-16 19:00 | 0.47905 | 0.63536 | 430296
2016-11-16 20:00 | 0.48331 | 0.65404 | 431956
2016-11-16 21:00 | 0.47039 | 0.66785 | 435639
2016-11-16 22:00 | 0.39232 | 0.70689 | 446127
2016-11-16 23:00 | 0.18696 | 0.77544 | 456617
2016-11-17 | 0.018365 | 0.81228 | 458388
2016-11-17 01:00 | 0 | 0.80471 | 453785
2016-11-17 02:00 | 0 | 0.77974 | 439943
2016-11-17 03:00 | 0 | 0.75421 | 417582
2016-11-17 04:00 | 0 | 0.73164 | 393907
2016-11-17 05:00 | 0 | 0.71578 | 373832
2016-11-17 06:00 | 0 | 0.70306 | 358914
2016-11-17 07:00 | 0 | 0.69288 | 349622
2016-11-17 08:00 | 0 | 0.68168 | 345824
2016-11-17 09:00 | 0 | 0.65845 | 349147
2016-11-17 10:00 | 0 | 0.63755 | 362368
2016-11-17 11:00 | 0 | 0.62668 | 391662
2016-11-17 12:00 | 0 | 0.6173 | 417282
2016-11-17 13:00 | 1.8e-05 | 0.60838 | 425836
2016-11-17 14:00 | 0.099928 | 0.55908 | 428519
2016-11-17 15:00 | 0.42475 | 0.551 | 429950
2016-11-17 16:00 | 0.56179 | 0.59199 | 428367
2016-11-17 17:00 | 0.56136 | 0.62074 | 428497
2016-11-17 18:00 | 0.53842 | 0.64433 | 429853
2016-11-17 19:00 | 0.52742 | 0.66047 | 431227
2016-11-17 20:00 | 0.53333 | 0.68247 | 432204
2016-11-17 21:00 | 0.54809 | 0.71306 | 434647
2016-11-17 22:00 | 0.537 | 0.73744 | 445468
2016-11-17 23:00 | 0.29832 | 0.75509 | 455817
2016-11-18 | 0.016674 | 0.75967 | 458725
2016-11-18 01:00 | 0 | 0.75591 | 455329
2016-11-18 02:00 | 0 | 0.75477 | 441714
2016-11-18 03:00 | 0 | 0.75522 | 420225
2016-11-18 04:00 | 0 | 0.75388 | 397919
2016-11-18 05:00 | 0 | 0.75334 | 377492
2016-11-18 06:00 | 0 | 0.74747 | 361446
2016-11-18 07:00 | 0 | 0.74383 | 351750
2016-11-18 08:00 | 0 | 0.74888 | 347859
2016-11-18 09:00 | 0 | 0.75631 | 350172
2016-11-18 10:00 | 0 | 0.76008 | 362246
2016-11-18 11:00 | 0 | 0.76537 | 390730
2016-11-18 12:00 | 0 | 0.76482 | 415430
2016-11-18 13:00 | 2.35e-05 | 0.76036 | 424480
2016-11-18 14:00 | 0.1318 | 0.74901 | 429303
2016-11-18 15:00 | 0.58081 | 0.78372 | 432262
2016-11-18 16:00 | 0.67854 | 0.79347 | 432288
2016-11-18 17:00 | 0.66039 | 0.78354 | 431234
2016-11-18 18:00 | 0.6255 | 0.77327 | 431637
2016-11-18 19:00 | 0.60785 | 0.76908 | 431202
2016-11-18 20:00 | 0.62143 | 0.76299 | 429761
2016-11-18 21:00 | 0.65265 | 0.74902 | 429356
2016-11-18 22:00 | 0.60903 | 0.71976 | 436510
2016-11-18 23:00 | 0.32916 | 0.69778 | 442370
2016-11-19 | 0.015713 | 0.70358 | 440526
2016-11-19 01:00 | 0 | 0.67843 | 434981
2016-11-19 02:00 | 0 | 0.64497 | 422453
2016-11-19 03:00 | 0 | 0.61165 | 406615
2016-11-19 04:00 | 0 | 0.58258 | 387722
2016-11-19 05:00 | 0 | 0.56013 | 369717
2016-11-19 06:00 | 0 | 0.54125 | 354879
2016-11-19 07:00 | 0 | 0.519 | 344814
2016-11-19 08:00 | 0 | 0.49244 | 339808
2016-11-19 09:00 | 0 | 0.45117 | 340430
2016-11-19 10:00 | 0 | 0.40794 | 345724
2016-11-19 11:00 | 0 | 0.38125 | 356890
2016-11-19 12:00 | 0 | 0.36273 | 371621
2016-11-19 13:00 | 2.04e-05 | 0.34648 | 386603
2016-11-19 14:00 | 0.12827 | 0.26343 | 398800
2016-11-19 15:00 | 0.53421 | 0.26304 | 405020
2016-11-19 16:00 | 0.65757 | 0.30987 | 406368
2016-11-19 17:00 | 0.63824 | 0.33489 | 404935
2016-11-19 18:00 | 0.59851 | 0.35106 | 402033
2016-11-19 19:00 | 0.58113 | 0.36259 | 399027
2016-11-19 20:00 | 0.59317 | 0.37013 | 397484
2016-11-19 21:00 | 0.62465 | 0.36828 | 400502
2016-11-19 22:00 | 0.58108 | 0.36779 | 413683
2016-11-19 23:00 | 0.26681 | 0.4896 | 427279
2016-11-20 | 0.011802 | 0.54532 | 431645
2016-11-20 01:00 | 0 | 0.55647 | 430975
2016-11-20 02:00 | 0 | 0.5548 | 423762
2016-11-20 03:00 | 0 | 0.57318 | 411879
2016-11-20 04:00 | 0 | 0.58705 | 396011
2016-11-20 05:00 | 0 | 0.58949 | 382816
2016-11-20 06:00 | 0 | 0.58018 | 371724
2016-11-20 07:00 | 0 | 0.56837 | 364615
2016-11-20 08:00 | 0 | 0.5557 | 361541
2016-11-20 09:00 | 0 | 0.52701 | 362066
2016-11-20 10:00 | 0 | 0.50121 | 367715
2016-11-20 11:00 | 0 | 0.48104 | 377998
2016-11-20 12:00 | 0 | 0.46581 | 390252
2016-11-20 13:00 | 2.28e-05 | 0.44773 | 404595
2016-11-20 14:00 | 0.095506 | 0.33938 | 413303
2016-11-20 15:00 | 0.42029 | 0.29386 | 413355
2016-11-20 16:00 | 0.52859 | 0.31263 | 411016
2016-11-20 17:00 | 0.53046 | 0.30861 | 408200
2016-11-20 18:00 | 0.50024 | 0.28805 | 405059
2016-11-20 19:00 | 0.48172 | 0.26147 | 402637
2016-11-20 20:00 | 0.47902 | 0.23499 | 402846
2016-11-20 21:00 | 0.46255 | 0.20869 | 409160
2016-11-20 22:00 | 0.37658 | 0.25825 | 426655
2016-11-20 23:00 | 0.13829 | 0.4101 | 444859
2016-11-21 | 0.0076254 | 0.51124 | 452735
2016-11-21 01:00 | 0 | 0.55683 | 453663
2016-11-21 02:00 | 0 | 0.56372 | 444215
2016-11-21 03:00 | 0 | 0.55238 | 429663
2016-11-21 04:00 | 0 | 0.53917 | 412088
2016-11-21 05:00 | 0 | 0.52499 | 396983
2016-11-21 06:00 | 0 | 0.50086 | 386667
2016-11-21 07:00 | 0 | 0.47638 | 381643
2016-11-21 08:00 | 0 | 0.45753 | 380988
2016-11-21 09:00 | 0 | 0.42783 | 385774
2016-11-21 10:00 | 0 | 0.39814 | 400883
2016-11-21 11:00 | 0 | 0.38833 | 433200
2016-11-21 12:00 | 0 | 0.39541 | 460210
2016-11-21 13:00 | 1.79e-05 | 0.40546 | 470429
2016-11-21 14:00 | 0.047487 | 0.35284 | 469601
2016-11-21 15:00 | 0.16175 | 0.27948 | 464608
2016-11-21 16:00 | 0.2712 | 0.27336 | 457689
2016-11-21 17:00 | 0.34147 | 0.32378 | 450508
2016-11-21 18:00 | 0.36637 | 0.38846 | 445167
2016-11-21 19:00 | 0.36407 | 0.42079 | 440899
2016-11-21 20:00 | 0.34632 | 0.44456 | 439651
2016-11-21 21:00 | 0.31713 | 0.46849 | 444452
2016-11-21 22:00 | 0.26344 | 0.57538 | 462555
2016-11-21 23:00 | 0.16766 | 0.71958 | 478994
2016-11-22 | 0.013395 | 0.74609 | 485243
2016-11-22 01:00 | 0 | 0.73725 | 484328
2016-11-22 02:00 | 0 | 0.72005 | 472096
2016-11-22 03:00 | 0 | 0.70695 | 451534
2016-11-22 04:00 | 0 | 0.69181 | 430349
2016-11-22 05:00 | 0 | 0.68076 | 411026
2016-11-22 06:00 | 0 | 0.66705 | 398180
2016-11-22 07:00 | 0 | 0.65902 | 390171
2016-11-22 08:00 | 0 | 0.6425 | 387592
2016-11-22 09:00 | 0 | 0.63075 | 391911
2016-11-22 10:00 | 0 | 0.62603 | 404976
2016-11-22 11:00 | 0 | 0.61974 | 433602
2016-11-22 12:00 | 0 | 0.61231 | 457480
2016-11-22 13:00 | 5.38e-08 | 0.60802 | 466043
2016-11-22 14:00 | 0.071122 | 0.53612 | 464785
2016-11-22 15:00 | 0.42971 | 0.49679 | 460742
2016-11-22 16:00 | 0.58341 | 0.54037 | 454831
2016-11-22 17:00 | 0.5959 | 0.57232 | 447871
2016-11-22 18:00 | 0.55742 | 0.57981 | 444399
2016-11-22 19:00 | 0.53775 | 0.57499 | 441711
2016-11-22 20:00 | 0.54466 | 0.56715 | 440798
2016-11-22 21:00 | 0.56203 | 0.55205 | 445928
2016-11-22 22:00 | 0.5217 | 0.55696 | 461392
2016-11-22 23:00 | 0.25109 | 0.597 | 474383
2016-11-23 | 0.0063784 | 0.58402 | 478166
2016-11-23 01:00 | 0 | 0.56081 | 475989
2016-11-23 02:00 | 0 | 0.53674 | 464330
2016-11-23 03:00 | 0 | 0.52083 | 445737
2016-11-23 04:00 | 0 | 0.51232 | 424766
2016-11-23 05:00 | 0 | 0.50481 | 405449
2016-11-23 06:00 | 0 | 0.49932 | 391023
2016-11-23 07:00 | 0 | 0.49426 | 381703
2016-11-23 08:00 | 0 | 0.48526 | 377086
2016-11-23 09:00 | 0 | 0.46916 | 378179
2016-11-23 10:00 | 0 | 0.45492 | 387805
2016-11-23 11:00 | 0 | 0.44024 | 410565
2016-11-23 12:00 | 0 | 0.42182 | 432308
2016-11-23 13:00 | 1.07e-05 | 0.40312 | 445040
2016-11-23 14:00 | 0.15702 | 0.29931 | 450014
2016-11-23 15:00 | 0.48034 | 0.27772 | 451262
2016-11-23 16:00 | 0.59334 | 0.25622 | 448505
2016-11-23 17:00 | 0.59953 | 0.22649 | 443676
2016-11-23 18:00 | 0.57029 | 0.20794 | 439557
2016-11-23 19:00 | 0.55756 | 0.20172 | 437064
2016-11-23 20:00 | 0.57509 | 0.19807 | 435214
2016-11-23 21:00 | 0.60588 | 0.18519 | 438616
2016-11-23 22:00 | 0.56652 | 0.19381 | 450517
2016-11-23 23:00 | 0.25987 | 0.25727 | 457499
2016-11-24 | 0.019017 | 0.29588 | 457519
2016-11-24 01:00 | 0 | 0.32361 | 452882
2016-11-24 02:00 | 0 | 0.34824 | 440455
2016-11-24 03:00 | 0 | 0.37973 | 422019
2016-11-24 04:00 | 0 | 0.39879 | 400437
2016-11-24 05:00 | 0 | 0.40114 | 378621
2016-11-24 06:00 | 0 | 0.39981 | 361370
2016-11-24 07:00 | 0 | 0.39257 | 349616
2016-11-24 08:00 | 0 | 0.38735 | 342238
2016-11-24 09:00 | 0 | 0.38313 | 339265
2016-11-24 10:00 | 0 | 0.37911 | 341378
2016-11-24 11:00 | 0 | 0.38104 | 349184
2016-11-24 12:00 | 0 | 0.38145 | 360350
2016-11-24 13:00 | 8.1e-06 | 0.37974 | 378419
2016-11-24 14:00 | 0.121 | 0.31725 | 397131
2016-11-24 15:00 | 0.45457 | 0.24927 | 410459
2016-11-24 16:00 | 0.5999 | 0.29506 | 417634
2016-11-24 17:00 | 0.60157 | 0.36437 | 414375
2016-11-24 18:00 | 0.57085 | 0.37716 | 404355
2016-11-24 19:00 | 0.55488 | 0.37331 | 395055
2016-11-24 20:00 | 0.56753 | 0.37195 | 386948
2016-11-24 21:00 | 0.58479 | 0.36533 | 381058
2016-11-24 22:00 | 0.54184 | 0.36161 | 380683
2016-11-24 23:00 | 0.24719 | 0.42876 | 383072
2016-11-25 | 0.0064978 | 0.45052 | 383138
2016-11-25 01:00 | 0 | 0.45735 | 382911
2016-11-25 02:00 | 0 | 0.46304 | 377658
2016-11-25 03:00 | 0 | 0.47665 | 369843
2016-11-25 04:00 | 0 | 0.49226 | 358662
2016-11-25 05:00 | 0 | 0.50467 | 346627
2016-11-25 06:00 | 0 | 0.51445 | 336310
2016-11-25 07:00 | 0 | 0.52252 | 328607
2016-11-25 08:00 | 0 | 0.51631 | 325091
2016-11-25 09:00 | 0 | 0.50504 | 326511
2016-11-25 10:00 | 0 | 0.49899 | 331977
2016-11-25 11:00 | 0 | 0.48956 | 343329
2016-11-25 12:00 | 0 | 0.47574 | 357486
2016-11-25 13:00 | 3.02e-07 | 0.46332 | 371226
2016-11-25 14:00 | 0.11004 | 0.38056 | 383890
2016-11-25 15:00 | 0.48557 | 0.23888 | 391571
2016-11-25 16:00 | 0.60668 | 0.16614 | 395380
2016-11-25 17:00 | 0.58435 | 0.15312 | 396317
2016-11-25 18:00 | 0.55642 | 0.16035 | 394411
2016-11-25 19:00 | 0.53961 | 0.17186 | 392762
2016-11-25 20:00 | 0.54595 | 0.17577 | 391901
2016-11-25 21:00 | 0.55706 | 0.21905 | 396044
2016-11-25 22:00 | 0.50413 | 0.32492 | 406896
2016-11-25 23:00 | 0.19677 | 0.45298 | 416199
2016-11-26 | 0.0051314 | 0.55427 | 418426
2016-11-26 01:00 | 0 | 0.62732 | 415820
2016-11-26 02:00 | 0 | 0.67196 | 407072
2016-11-26 03:00 | 0 | 0.68767 | 393596
2016-11-26 04:00 | 0 | 0.67958 | 378696
2016-11-26 05:00 | 0 | 0.6632 | 361931
2016-11-26 06:00 | 0 | 0.64051 | 349185
2016-11-26 07:00 | 0 | 0.61417 | 340395
2016-11-26 08:00 | 0 | 0.58891 | 335497
2016-11-26 09:00 | 0 | 0.57269 | 334757
2016-11-26 10:00 | 0 | 0.56145 | 339519
2016-11-26 11:00 | 0 | 0.54286 | 348815
2016-11-26 12:00 | 0 | 0.51642 | 361410
2016-11-26 13:00 | 0 | 0.4956 | 375765
2016-11-26 14:00 | 0.044908 | 0.40129 | 389723
2016-11-26 15:00 | 0.40162 | 0.23556 | 397906
2016-11-26 16:00 | 0.52884 | 0.19982 | 400428
2016-11-26 17:00 | 0.52598 | 0.24334 | 398878
2016-11-26 18:00 | 0.48968 | 0.27604 | 394611
2016-11-26 19:00 | 0.46614 | 0.28139 | 390173
2016-11-26 20:00 | 0.45634 | 0.2661 | 387851
2016-11-26 21:00 | 0.44754 | 0.2471 | 393039
2016-11-26 22:00 | 0.36802 | 0.27944 | 407750
2016-11-26 23:00 | 0.15401 | 0.36775 | 422463
2016-11-27 | 0.0021298 | 0.45758 | 428188
2016-11-27 01:00 | 0 | 0.51509 | 427833
2016-11-27 02:00 | 0 | 0.5554 | 420951
2016-11-27 03:00 | 0 | 0.56885 | 409666
2016-11-27 04:00 | 0 | 0.57004 | 395489
2016-11-27 05:00 | 0 | 0.5569 | 380970
2016-11-27 06:00 | 0 | 0.53262 | 368714
2016-11-27 07:00 | 0 | 0.51194 | 360779
2016-11-27 08:00 | 0 | 0.49535 | 357817
2016-11-27 09:00 | 0 | 0.481 | 357740
2016-11-27 10:00 | 0 | 0.49657 | 362297
2016-11-27 11:00 | 0 | 0.53261 | 371445
2016-11-27 12:00 | 0 | 0.56333 | 383264
2016-11-27 13:00 | 0 | 0.58346 | 394819
2016-11-27 14:00 | 0.035921 | 0.57758 | 400599
2016-11-27 15:00 | 0.24958 | 0.59099 | 400939
2016-11-27 16:00 | 0.39952 | 0.60306 | 399311
2016-11-27 17:00 | 0.45151 | 0.63772 | 397982
2016-11-27 18:00 | 0.4475 | 0.67485 | 397282
2016-11-27 19:00 | 0.44125 | 0.70498 | 396576
2016-11-27 20:00 | 0.44049 | 0.72842 | 398083
2016-11-27 21:00 | 0.43384 | 0.76141 | 406538
2016-11-27 22:00 | 0.37243 | 0.81079 | 427369
2016-11-27 23:00 | 0.16594 | 0.85209 | 444427
2016-11-28 | 0.005972 | 0.86063 | 451693
2016-11-28 01:00 | 0 | 0.86156 | 450201
2016-11-28 02:00 | 0 | 0.86247 | 436097
2016-11-28 03:00 | 0 | 0.86837 | 420486
2016-11-28 04:00 | 0 | 0.87844 | 399764
2016-11-28 05:00 | 0 | 0.88867 | 383424
2016-11-28 06:00 | 0 | 0.89231 | 369420
2016-11-28 07:00 | 0 | 0.89313 | 362223
2016-11-28 08:00 | 0 | 0.88596 | 359618
2016-11-28 09:00 | 0 | 0.87818 | 361754
2016-11-28 10:00 | 0 | 0.87255 | 375602
2016-11-28 11:00 | 0 | 0.86657 | 406268
2016-11-28 12:00 | 0 | 0.85771 | 433750
2016-11-28 13:00 | 1.64e-06 | 0.85082 | 445747
2016-11-28 14:00 | 0.12211 | 0.75841 | 450896
2016-11-28 15:00 | 0.32252 | 0.68212 | 453009
2016-11-28 16:00 | 0.43992 | 0.7399 | 452270
2016-11-28 17:00 | 0.46279 | 0.79712 | 449944
2016-11-28 18:00 | 0.45789 | 0.80492 | 447330
2016-11-28 19:00 | 0.45144 | 0.80753 | 445643
2016-11-28 20:00 | 0.4538 | 0.79765 | 445537
2016-11-28 21:00 | 0.44493 | 0.78527 | 451033
2016-11-28 22:00 | 0.36771 | 0.80125 | 466339
2016-11-28 23:00 | 0.17167 | 0.82248 | 477026
2016-11-29 | 0.0057514 | 0.82804 | 480299
2016-11-29 01:00 | 0 | 0.83238 | 476024
2016-11-29 02:00 | 0 | 0.83226 | 460372
2016-11-29 03:00 | 0 | 0.83047 | 437418
2016-11-29 04:00 | 0 | 0.82832 | 411152
2016-11-29 05:00 | 0 | 0.82341 | 388395
2016-11-29 06:00 | 0 | 0.81067 | 370865
2016-11-29 07:00 | 0 | 0.79561 | 359202
2016-11-29 08:00 | 0 | 0.78704 | 353473
2016-11-29 09:00 | 0 | 0.78 | 354019
2016-11-29 10:00 | 0 | 0.77162 | 364087
2016-11-29 11:00 | 0 | 0.76743 | 392679
2016-11-29 12:00 | 0 | 0.76713 | 421206
2016-11-29 13:00 | 1.17e-06 | 0.76016 | 434752
2016-11-29 14:00 | 0.064637 | 0.61128 | 442692
2016-11-29 15:00 | 0.44369 | 0.5614 | 447076
2016-11-29 16:00 | 0.59592 | 0.65794 | 447270
2016-11-29 17:00 | 0.58334 | 0.66232 | 446183
2016-11-29 18:00 | 0.53401 | 0.6689 | 445690
2016-11-29 19:00 | 0.51469 | 0.68341 | 443770
2016-11-29 20:00 | 0.52267 | 0.69429 | 441815
2016-11-29 21:00 | 0.53711 | 0.69798 | 444535
2016-11-29 22:00 | 0.50151 | 0.71978 | 457321
2016-11-29 23:00 | 0.26146 | 0.78818 | 470093
2016-11-30 | 0.0054853 | 0.80524 | 475132
2016-11-30 01:00 | 0 | 0.79608 | 472057
2016-11-30 02:00 | 0 | 0.77829 | 457313
2016-11-30 03:00 | 0 | 0.75044 | 435628
2016-11-30 04:00 | 0 | 0.72647 | 410476
2016-11-30 05:00 | 0 | 0.70765 | 387059
2016-11-30 06:00 | 0 | 0.69154 | 369075
2016-11-30 07:00 | 0 | 0.67188 | 357559
2016-11-30 08:00 | 0 | 0.65433 | 351988
2016-11-30 09:00 | 0 | 0.6433 | 353346
2016-11-30 10:00 | 0 | 0.63063 | 365143
2016-11-30 11:00 | 0 | 0.62208 | 393457
2016-11-30 12:00 | 0 | 0.61172 | 421615
2016-11-30 13:00 | 6.54e-07 | 0.60021 | 435659
2016-11-30 14:00 | 0.079457 | 0.4887 | 444282
2016-11-30 15:00 | 0.51423 | 0.45855 | 448406
2016-11-30 16:00 | 0.60731 | 0.54408 | 449393
2016-11-30 17:00 | 0.59735 | 0.57301 | 447517
2016-11-30 18:00 | 0.56552 | 0.58707 | 445504
2016-11-30 19:00 | 0.55117 | 0.59047 | 444301
2016-11-30 20:00 | 0.56274 | 0.57976 | 442947
2016-11-30 21:00 | 0.58199 | 0.54561 | 446786
2016-11-30 22:00 | 0.50834 | 0.52033 | 459609
2016-11-30 23:00 | 0.2085 | 0.54398 | 471628
2016-12-01 | 0.0036948 | 0.53425 | 477172
2016-12-01 01:00 | 0 | 0.51084 | 475680
2016-12-01 02:00 | 0 | 0.49517 | 462867
2016-12-01 03:00 | 0 | 0.49652 | 441928
2016-12-01 04:00 | 0 | 0.50189 | 418210
2016-12-01 05:00 | 0 | 0.49543 | 396190
2016-12-01 06:00 | 0 | 0.47781 | 379482
2016-12-01 07:00 | 0 | 0.45 | 369828
2016-12-01 08:00 | 0 | 0.41916 | 366207
2016-12-01 09:00 | 0 | 0.39518 | 369381
2016-12-01 10:00 | 0 | 0.37678 | 382798
2016-12-01 11:00 | 0 | 0.35841 | 412850
2016-12-01 12:00 | 0 | 0.34052 | 442143
2016-12-01 13:00 | 3.68e-07 | 0.32454 | 454793
2016-12-01 14:00 | 0.075276 | 0.21397 | 458619
2016-12-01 15:00 | 0.38044 | 0.13045 | 458254
2016-12-01 16:00 | 0.51899 | 0.13692 | 454588
2016-12-01 17:00 | 0.54224 | 0.15019 | 449213
2016-12-01 18:00 | 0.52142 | 0.14664 | 445828
2016-12-01 19:00 | 0.50748 | 0.13943 | 443702
2016-12-01 20:00 | 0.51613 | 0.13196 | 441771
2016-12-01 21:00 | 0.51749 | 0.12192 | 445029
2016-12-01 22:00 | 0.45191 | 0.14686 | 460354
2016-12-01 23:00 | 0.20552 | 0.17404 | 476034
2016-12-02 | 0.0044039 | 0.2005 | 483265
2016-12-02 01:00 | 0 | 0.22091 | 484225
2016-12-02 02:00 | 0 | 0.2302 | 474133
2016-12-02 03:00 | 0 | 0.22875 | 454348
2016-12-02 04:00 | 0 | 0.22165 | 431309
2016-12-02 05:00 | 0 | 0.2116 | 410862
2016-12-02 06:00 | 0 | 0.19915 | 395520
2016-12-02 07:00 | 0 | 0.18933 | 386345
2016-12-02 08:00 | 0 | 0.18139 | 382964
2016-12-02 09:00 | 0 | 0.17482 | 385768
2016-12-02 10:00 | 0 | 0.17731 | 398872
2016-12-02 11:00 | 0 | 0.1835 | 430263
2016-12-02 12:00 | 0 | 0.18285 | 458440
2016-12-02 13:00 | 0 | 0.17333 | 468105
2016-12-02 14:00 | 0.023716 | 0.12772 | 468340
2016-12-02 15:00 | 0.27647 | 0.083993 | 463520
2016-12-02 16:00 | 0.45127 | 0.078079 | 456429
2016-12-02 17:00 | 0.49044 | 0.078895 | 449418
2016-12-02 18:00 | 0.46246 | 0.082008 | 445013
2016-12-02 19:00 | 0.44692 | 0.088946 | 441327
2016-12-02 20:00 | 0.44766 | 0.1035 | 439813
2016-12-02 21:00 | 0.43701 | 0.12084 | 444457
2016-12-02 22:00 | 0.37965 | 0.16818 | 458344
2016-12-02 23:00 | 0.20342 | 0.24082 | 471340
2016-12-03 | 0.0043175 | 0.2766 | 474735
2016-12-03 01:00 | 0 | 0.27678 | 473002
2016-12-03 02:00 | 0 | 0.27878 | 463743
2016-12-03 03:00 | 0 | 0.28163 | 447592
2016-12-03 04:00 | 0 | 0.28827 | 428138
2016-12-03 05:00 | 0 | 0.31022 | 409157
2016-12-03 06:00 | 0 | 0.34627 | 394654
2016-12-03 07:00 | 0 | 0.36598 | 384381
2016-12-03 08:00 | 0 | 0.37209 | 378927
2016-12-03 09:00 | 0 | 0.36603 | 377562
2016-12-03 10:00 | 0 | 0.35989 | 382297
2016-12-03 11:00 | 0 | 0.35486 | 391458
2016-12-03 12:00 | 0 | 0.35101 | 405403
2016-12-03 13:00 | 0 | 0.34618 | 420327
2016-12-03 14:00 | 0.010415 | 0.31962 | 431496
2016-12-03 15:00 | 0.3417 | 0.26155 | 436825
2016-12-03 16:00 | 0.5067 | 0.2622 | 436892
2016-12-03 17:00 | 0.53023 | 0.27953 | 433208
2016-12-03 18:00 | 0.50603 | 0.29538 | 428346
2016-12-03 19:00 | 0.4895 | 0.30512 | 425207
2016-12-03 20:00 | 0.5011 | 0.31072 | 424515
2016-12-03 21:00 | 0.52368 | 0.31031 | 429335
2016-12-03 22:00 | 0.48387 | 0.34397 | 445857
2016-12-03 23:00 | 0.22706 | 0.39629 | 456957
2016-12-04 | 0.0034572 | 0.41572 | 459226
2016-12-04 01:00 | 0 | 0.41466 | 457461
2016-12-04 02:00 | 0 | 0.40948 | 448462
2016-12-04 03:00 | 0 | 0.40924 | 434284
2016-12-04 04:00 | 0 | 0.41404 | 416817
2016-12-04 05:00 | 0 | 0.42155 | 399836
2016-12-04 06:00 | 0 | 0.42689 | 384940
2016-12-04 07:00 | 0 | 0.42916 | 373882
2016-12-04 08:00 | 0 | 0.43392 | 367585
2016-12-04 09:00 | 0 | 0.4481 | 365589
2016-12-04 10:00 | 0 | 0.46704 | 367383
2016-12-04 11:00 | 0 | 0.484 | 374978
2016-12-04 12:00 | 0 | 0.49218 | 385505
2016-12-04 13:00 | 0 | 0.48617 | 400585
2016-12-04 14:00 | 0.084526 | 0.4279 | 413990
2016-12-04 15:00 | 0.44933 | 0.28953 | 420910
2016-12-04 16:00 | 0.58094 | 0.22532 | 423653
2016-12-04 17:00 | 0.58468 | 0.23684 | 425473
2016-12-04 18:00 | 0.55484 | 0.26556 | 426290
2016-12-04 19:00 | 0.53626 | 0.27978 | 425797
2016-12-04 20:00 | 0.55151 | 0.27263 | 426201
2016-12-04 21:00 | 0.5771 | 0.26416 | 435167
2016-12-04 22:00 | 0.52969 | 0.30235 | 453288
2016-12-04 23:00 | 0.2165 | 0.36076 | 468054
2016-12-05 | 0.0021879 | 0.44793 | 474630
2016-12-05 01:00 | 0 | 0.51961 | 474565
2016-12-05 02:00 | 0 | 0.55978 | 462403
2016-12-05 03:00 | 0 | 0.57518 | 442384
2016-12-05 04:00 | 0 | 0.58157 | 420138
2016-12-05 05:00 | 0 | 0.58428 | 400445
2016-12-05 06:00 | 0 | 0.58401 | 385515
2016-12-05 07:00 | 0 | 0.58855 | 376224
2016-12-05 08:00 | 0 | 0.58883 | 372708
2016-12-05 09:00 | 0 | 0.57856 | 376676
2016-12-05 10:00 | 0 | 0.57008 | 390407
2016-12-05 11:00 | 0 | 0.56614 | 421183
2016-12-05 12:00 | 0 | 0.55934 | 451832
2016-12-05 13:00 | 0 | 0.55978 | 466587
2016-12-05 14:00 | 0.086458 | 0.51421 | 473979
2016-12-05 15:00 | 0.38223 | 0.43041 | 476630
2016-12-05 16:00 | 0.52056 | 0.49824 | 473521
2016-12-05 17:00 | 0.54372 | 0.59164 | 469196
2016-12-05 18:00 | 0.5247 | 0.63863 | 464977
2016-12-05 19:00 | 0.5189 | 0.66625 | 462140
2016-12-05 20:00 | 0.53984 | 0.67445 | 460300
2016-12-05 21:00 | 0.56598 | 0.66812 | 466385
2016-12-05 22:00 | 0.5027 | 0.6874 | 485100
2016-12-05 23:00 | 0.17557 | 0.74605 | 500221
2016-12-06 | 0.0021579 | 0.77482 | 505617
2016-12-06 01:00 | 0 | 0.77708 | 503684
2016-12-06 02:00 | 0 | 0.76156 | 489900
2016-12-06 03:00 | 0 | 0.7342 | 466299
2016-12-06 04:00 | 0 | 0.70473 | 439753
2016-12-06 05:00 | 0 | 0.69718 | 416325
2016-12-06 06:00 | 0 | 0.70201 | 398910
2016-12-06 07:00 | 0 | 0.7155 | 388642
2016-12-06 08:00 | 0 | 0.73226 | 383548
2016-12-06 09:00 | 0 | 0.74305 | 385909
2016-12-06 10:00 | 0 | 0.74738 | 399364
2016-12-06 11:00 | 0 | 0.74899 | 428384
2016-12-06 12:00 | 0 | 0.73473 | 457657
2016-12-06 13:00 | 0 | 0.70809 | 470719
2016-12-06 14:00 | 0.035758 | 0.64717 | 477873
2016-12-06 15:00 | 0.27608 | 0.66903 | 480748
2016-12-06 16:00 | 0.44022 | 0.65898 | 479528
2016-12-06 17:00 | 0.48498 | 0.6071 | 475564
2016-12-06 18:00 | 0.47262 | 0.56551 | 472105
2016-12-06 19:00 | 0.45722 | 0.54106 | 469315
2016-12-06 20:00 | 0.457 | 0.52495 | 468827
2016-12-06 21:00 | 0.45102 | 0.50983 | 474872
2016-12-06 22:00 | 0.38697 | 0.50096 | 489968
2016-12-06 23:00 | 0.17504 | 0.50976 | 503644
2016-12-07 | 0.0018476 | 0.52129 | 509312
2016-12-07 01:00 | 0 | 0.52843 | 507253
2016-12-07 02:00 | 0 | 0.53199 | 494187
2016-12-07 03:00 | 0 | 0.531 | 471487
2016-12-07 04:00 | 0 | 0.53239 | 447099
2016-12-07 05:00 | 0 | 0.53418 | 425025
2016-12-07 06:00 | 0 | 0.53461 | 407421
2016-12-07 07:00 | 0 | 0.53789 | 397029
2016-12-07 08:00 | 0 | 0.53696 | 393111
2016-12-07 09:00 | 0 | 0.53575 | 395627
2016-12-07 10:00 | 0 | 0.54079 | 408777
2016-12-07 11:00 | 0 | 0.54205 | 438605
2016-12-07 12:00 | 0 | 0.53809 | 468836
2016-12-07 13:00 | 0 | 0.53541 | 480119
2016-12-07 14:00 | 0.031302 | 0.51584 | 483620
2016-12-07 15:00 | 0.30724 | 0.50513 | 482502
2016-12-07 16:00 | 0.46479 | 0.5121 | 477539
2016-12-07 17:00 | 0.48823 | 0.51384 | 472931
2016-12-07 18:00 | 0.46727 | 0.52133 | 468546
2016-12-07 19:00 | 0.45193 | 0.53857 | 465826
2016-12-07 20:00 | 0.45534 | 0.56744 | 464802
2016-12-07 21:00 | 0.45193 | 0.59754 | 470564
2016-12-07 22:00 | 0.38759 | 0.62722 | 490794
2016-12-07 23:00 | 0.13248 | 0.64055 | 508905
2016-12-08 | 0.0016504 | 0.6377 | 515767
2016-12-08 01:00 | 0 | 0.63352 | 515797
2016-12-08 02:00 | 0 | 0.62273 | 504234
2016-12-08 03:00 | 0 | 0.60625 | 483118
2016-12-08 04:00 | 0 | 0.5889 | 458668
2016-12-08 05:00 | 0 | 0.57979 | 436373
2016-12-08 06:00 | 0 | 0.57567 | 420643
2016-12-08 07:00 | 0 | 0.56996 | 410867
2016-12-08 08:00 | 0 | 0.56088 | 406984
2016-12-08 09:00 | 0 | 0.54868 | 410688
2016-12-08 10:00 | 0 | 0.53491 | 425576
2016-12-08 11:00 | 0 | 0.51904 | 455738
2016-12-08 12:00 | 0 | 0.50178 | 486601
2016-12-08 13:00 | 0 | 0.47384 | 499919
2016-12-08 14:00 | 0.036084 | 0.46173 | 505890
2016-12-08 15:00 | 0.30616 | 0.4667 | 507576
2016-12-08 16:00 | 0.44646 | 0.41765 | 504190
2016-12-08 17:00 | 0.47666 | 0.36463 | 499818
2016-12-08 18:00 | 0.46338 | 0.3338 | 496188
2016-12-08 19:00 | 0.45269 | 0.31167 | 493982
2016-12-08 20:00 | 0.46036 | 0.29035 | 492492
2016-12-08 21:00 | 0.46604 | 0.26458 | 500117
2016-12-08 22:00 | 0.39582 | 0.23091 | 522102
2016-12-08 23:00 | 0.14761 | 0.22619 | 540306
2016-12-09 | 0.00090965 | 0.22761 | 548078
2016-12-09 01:00 | 0 | 0.21949 | 548669
2016-12-09 02:00 | 0 | 0.20393 | 537696
2016-12-09 03:00 | 0 | 0.19003 | 516390
2016-12-09 04:00 | 0 | 0.18574 | 492244
2016-12-09 05:00 | 0 | 0.1884 | 472568
2016-12-09 06:00 | 0 | 0.19501 | 457516
2016-12-09 07:00 | 0 | 0.1973 | 449077
2016-12-09 08:00 | 0 | 0.2012 | 446304
2016-12-09 09:00 | 0 | 0.19975 | 449959
2016-12-09 10:00 | 0 | 0.19276 | 463778
2016-12-09 11:00 | 0 | 0.18667 | 495626
2016-12-09 12:00 | 0 | 0.1805 | 525030
2016-12-09 13:00 | 0 | 0.17716 | 533803
2016-12-09 14:00 | 0.073628 | 0.17035 | 533344
2016-12-09 15:00 | 0.33224 | 0.18212 | 528271
2016-12-09 16:00 | 0.44521 | 0.1807 | 518734
2016-12-09 17:00 | 0.46512 | 0.17127 | 508481
2016-12-09 18:00 | 0.45832 | 0.16523 | 499720
2016-12-09 19:00 | 0.4632 | 0.15836 | 493059
2016-12-09 20:00 | 0.48301 | 0.14915 | 489983
2016-12-09 21:00 | 0.48875 | 0.13358 | 497648
2016-12-09 22:00 | 0.41794 | 0.13665 | 518119
2016-12-09 23:00 | 0.13844 | 0.2133 | 534333
2016-12-10 | 0.0016572 | 0.27827 | 539440
2016-12-10 01:00 | 0 | 0.30034 | 539358
2016-12-10 02:00 | 0 | 0.29871 | 531113
2016-12-10 03:00 | 0 | 0.28979 | 515810
2016-12-10 04:00 | 0 | 0.27821 | 495884
2016-12-10 05:00 | 0 | 0.26299 | 477552
2016-12-10 06:00 | 0 | 0.24804 | 463945
2016-12-10 07:00 | 0 | 0.2357 | 454895
2016-12-10 08:00 | 0 | 0.22819 | 449580
2016-12-10 09:00 | 0 | 0.22808 | 450270
2016-12-10 10:00 | 0 | 0.23373 | 455532
2016-12-10 11:00 | 0 | 0.24478 | 468218
2016-12-10 12:00 | 0 | 0.2597 | 483684
2016-12-10 13:00 | 0 | 0.27714 | 496268
2016-12-10 14:00 | 0.068245 | 0.25973 | 499445
2016-12-10 15:00 | 0.3221 | 0.26231 | 493783
2016-12-10 16:00 | 0.43409 | 0.3221 | 485209
2016-12-10 17:00 | 0.45711 | 0.3693 | 475911
2016-12-10 18:00 | 0.44789 | 0.41473 | 465551
2016-12-10 19:00 | 0.44334 | 0.44939 | 457626
2016-12-10 20:00 | 0.44848 | 0.47325 | 454752
2016-12-10 21:00 | 0.4531 | 0.49736 | 462525
2016-12-10 22:00 | 0.38322 | 0.54916 | 482787
2016-12-10 23:00 | 0.12822 | 0.60337 | 498996
2016-12-11 | 0.0015759 | 0.61427 | 506135
2016-12-11 01:00 | 0 | 0.60542 | 506369
2016-12-11 02:00 | 0 | 0.58958 | 498720
2016-12-11 03:00 | 0 | 0.56752 | 485255
2016-12-11 04:00 | 0 | 0.55007 | 468080
2016-12-11 05:00 | 0 | 0.53822 | 451964
2016-12-11 06:00 | 0 | 0.53197 | 438417
2016-12-11 07:00 | 0 | 0.52462 | 428411
2016-12-11 08:00 | 0 | 0.5215 | 422924
2016-12-11 09:00 | 0 | 0.50582 | 420773
2016-12-11 10:00 | 0 | 0.48206 | 423363
2016-12-11 11:00 | 0 | 0.46154 | 429902
2016-12-11 12:00 | 0 | 0.4478 | 438684
2016-12-11 13:00 | 0 | 0.4376 | 449833
2016-12-11 14:00 | 0.049626 | 0.4148 | 455639
2016-12-11 15:00 | 0.26146 | 0.38197 | 455897
2016-12-11 16:00 | 0.41766 | 0.40624 | 452539
2016-12-11 17:00 | 0.48759 | 0.43942 | 450280
2016-12-11 18:00 | 0.48338 | 0.46778 | 447019
2016-12-11 19:00 | 0.47259 | 0.49091 | 444274
2016-12-11 20:00 | 0.49349 | 0.49773 | 443363
2016-12-11 21:00 | 0.52767 | 0.48093 | 449731
2016-12-11 22:00 | 0.46355 | 0.45661 | 468778
2016-12-11 23:00 | 0.17172 | 0.4649 | 483949
2016-12-12 | 0.001935 | 0.44827 | 490456
2016-12-12 01:00 | 0 | 0.43232 | 490156
2016-12-12 02:00 | 0 | 0.42136 | 477727
2016-12-12 03:00 | 0 | 0.41285 | 458047
2016-12-12 04:00 | 0 | 0.39789 | 435517
2016-12-12 05:00 | 0 | 0.38182 | 413850
2016-12-12 06:00 | 0 | 0.37219 | 397790
2016-12-12 07:00 | 0 | 0.36289 | 388280
2016-12-12 08:00 | 0 | 0.36081 | 383816
2016-12-12 09:00 | 0 | 0.35374 | 386705
2016-12-12 10:00 | 0 | 0.34712 | 399214
2016-12-12 11:00 | 0 | 0.34327 | 428769
2016-12-12 12:00 | 0 | 0.33818 | 459733
2016-12-12 13:00 | 0 | 0.33465 | 474570
2016-12-12 14:00 | 0.077631 | 0.30513 | 481857
2016-12-12 15:00 | 0.30685 | 0.23626 | 485452
2016-12-12 16:00 | 0.46542 | 0.22115 | 483680
2016-12-12 17:00 | 0.51106 | 0.2825 | 479136
2016-12-12 18:00 | 0.49055 | 0.34181 | 474502
2016-12-12 19:00 | 0.47486 | 0.3706 | 469330
2016-12-12 20:00 | 0.48472 | 0.3801 | 465665
2016-12-12 21:00 | 0.4916 | 0.37379 | 471122
2016-12-12 22:00 | 0.4152 | 0.39711 | 489289
2016-12-12 23:00 | 0.12978 | 0.44643 | 506586
2016-12-13 | 0.00099876 | 0.47251 | 513426
2016-12-13 01:00 | 0 | 0.49353 | 512445
2016-12-13 02:00 | 0 | 0.50773 | 498922
2016-12-13 03:00 | 0 | 0.51291 | 477079
2016-12-13 04:00 | 0 | 0.51902 | 450772
2016-12-13 05:00 | 0 | 0.5228 | 428061
2016-12-13 06:00 | 0 | 0.52392 | 411296
2016-12-13 07:00 | 0 | 0.51696 | 400863
2016-12-13 08:00 | 0 | 0.5064 | 396104
2016-12-13 09:00 | 0 | 0.48999 | 398352
2016-12-13 10:00 | 0 | 0.47742 | 412311
2016-12-13 11:00 | 0 | 0.47191 | 439986
2016-12-13 12:00 | 0 | 0.46213 | 468628
2016-12-13 13:00 | 0 | 0.44846 | 480429
2016-12-13 14:00 | 0.079673 | 0.4334 | 485323
2016-12-13 15:00 | 0.36042 | 0.38239 | 488028
2016-12-13 16:00 | 0.50833 | 0.33076 | 485695
2016-12-13 17:00 | 0.53494 | 0.34645 | 482159
2016-12-13 18:00 | 0.50567 | 0.37945 | 479438
2016-12-13 19:00 | 0.48803 | 0.40256 | 478435
2016-12-13 20:00 | 0.50054 | 0.41754 | 478561
2016-12-13 21:00 | 0.5013 | 0.41498 | 484659
2016-12-13 22:00 | 0.42526 | 0.41143 | 501507
2016-12-13 23:00 | 0.15114 | 0.48402 | 516581
2016-12-14 | 0.0016147 | 0.53873 | 522850
2016-12-14 01:00 | 0 | 0.53782 | 520842
2016-12-14 02:00 | 0 | 0.52724 | 507901
2016-12-14 03:00 | 0 | 0.52285 | 486219
2016-12-14 04:00 | 0 | 0.51513 | 461112
2016-12-14 05:00 | 0 | 0.50034 | 437754
2016-12-14 06:00 | 0 | 0.48417 | 420383
2016-12-14 07:00 | 0 | 0.46386 | 409972
2016-12-14 08:00 | 0 | 0.44649 | 405901
2016-12-14 09:00 | 0 | 0.44195 | 408921
2016-12-14 10:00 | 0 | 0.44337 | 423189
2016-12-14 11:00 | 0 | 0.44976 | 453577
2016-12-14 12:00 | 0 | 0.46149 | 483151
2016-12-14 13:00 | 0 | 0.471 | 494539
2016-12-14 14:00 | 0.050178 | 0.4405 | 497724
2016-12-14 15:00 | 0.30541 | 0.42968 | 495918
2016-12-14 16:00 | 0.43688 | 0.45643 | 492643
2016-12-14 17:00 | 0.48326 | 0.4904 | 488018
2016-12-14 18:00 | 0.47631 | 0.50852 | 486077
2016-12-14 19:00 | 0.47066 | 0.51451 | 484267
2016-12-14 20:00 | 0.48909 | 0.51145 | 485080
2016-12-14 21:00 | 0.49696 | 0.49694 | 493089
2016-12-14 22:00 | 0.41569 | 0.46642 | 512913
2016-12-14 23:00 | 0.15361 | 0.50044 | 530545
2016-12-15 | 0.0014445 | 0.50222 | 537736
2016-12-15 01:00 | 0 | 0.46331 | 537977
2016-12-15 02:00 | 0 | 0.41726 | 527870
2016-12-15 03:00 | 0 | 0.36914 | 508040
2016-12-15 04:00 | 0 | 0.32824 | 483044
2016-12-15 05:00 | 0 | 0.29653 | 460192
2016-12-15 06:00 | 0 | 0.27065 | 444580
2016-12-15 07:00 | 0 | 0.24796 | 435415
2016-12-15 08:00 | 0 | 0.23681 | 432190
2016-12-15 09:00 | 0 | 0.22649 | 436254
2016-12-15 10:00 | 0 | 0.22034 | 453968
2016-12-15 11:00 | 0 | 0.22199 | 485955
2016-12-15 12:00 | 0 | 0.23195 | 516985
2016-12-15 13:00 | 0 | 0.24743 | 529454
2016-12-15 14:00 | 0.034955 | 0.25903 | 532001
2016-12-15 15:00 | 0.25423 | 0.29202 | 530640
2016-12-15 16:00 | 0.34154 | 0.32303 | 526810
2016-12-15 17:00 | 0.36673 | 0.34743 | 521762
2016-12-15 18:00 | 0.3677 | 0.36521 | 517951
2016-12-15 19:00 | 0.36505 | 0.37752 | 515590
2016-12-15 20:00 | 0.36175 | 0.388 | 515718
2016-12-15 21:00 | 0.34756 | 0.40479 | 525072
2016-12-15 22:00 | 0.27463 | 0.42351 | 547634
2016-12-15 23:00 | 0.062033 | 0.48096 | 565975
2016-12-16 | 2.05e-05 | 0.51121 | 573691
2016-12-16 01:00 | 0 | 0.50703 | 574150
2016-12-16 02:00 | 0 | 0.48695 | 563855
2016-12-16 03:00 | 0 | 0.45571 | 542728
2016-12-16 04:00 | 0 | 0.42819 | 516634
2016-12-16 05:00 | 0 | 0.40392 | 494644
2016-12-16 06:00 | 0 | 0.38671 | 478167
2016-12-16 07:00 | 0 | 0.38523 | 468952
2016-12-16 08:00 | 0 | 0.38356 | 464287
2016-12-16 09:00 | 0 | 0.38358 | 466808
2016-12-16 10:00 | 0 | 0.38356 | 480215
2016-12-16 11:00 | 0 | 0.3882 | 509127
2016-12-16 12:00 | 0 | 0.39719 | 536307
2016-12-16 13:00 | 0 | 0.40193 | 546053
2016-12-16 14:00 | 0.029469 | 0.39279 | 547755
2016-12-16 15:00 | 0.18219 | 0.38701 | 545038
2016-12-16 16:00 | 0.32189 | 0.38602 | 537828
2016-12-16 17:00 | 0.39512 | 0.3828 | 527938
2016-12-16 18:00 | 0.41821 | 0.38238 | 521278
2016-12-16 19:00 | 0.42422 | 0.39026 | 516221
2016-12-16 20:00 | 0.4459 | 0.41284 | 512984
2016-12-16 21:00 | 0.47377 | 0.44728 | 516347
2016-12-16 22:00 | 0.42474 | 0.48641 | 528963
2016-12-16 23:00 | 0.16511 | 0.51566 | 538562
2016-12-17 | 0.0017548 | 0.52954 | 538262
2016-12-17 01:00 | 0 | 0.54068 | 534022
2016-12-17 02:00 | 0 | 0.54696 | 521280
2016-12-17 03:00 | 0 | 0.55486 | 502161
2016-12-17 04:00 | 0 | 0.57883 | 478629
2016-12-17 05:00 | 0 | 0.60484 | 456200
2016-12-17 06:00 | 0 | 0.62756 | 438385
2016-12-17 07:00 | 0 | 0.65204 | 425874
2016-12-17 08:00 | 0 | 0.67187 | 418189
2016-12-17 09:00 | 0 | 0.68499 | 415645
2016-12-17 10:00 | 0 | 0.6892 | 418795
2016-12-17 11:00 | 0 | 0.69087 | 427947
2016-12-17 12:00 | 0 | 0.68811 | 441519
2016-12-17 13:00 | 0 | 0.6713 | 458175
2016-12-17 14:00 | 0.040671 | 0.66158 | 474077
2016-12-17 15:00 | 0.34483 | 0.62199 | 484504
2016-12-17 16:00 | 0.54866 | 0.58072 | 487476
2016-12-17 17:00 | 0.55772 | 0.57371 | 484404
2016-12-17 18:00 | 0.5312 | 0.59781 | 478451
2016-12-17 19:00 | 0.51826 | 0.63463 | 472354
2016-12-17 20:00 | 0.53331 | 0.67074 | 468144
2016-12-17 21:00 | 0.55544 | 0.68852 | 470744
2016-12-17 22:00 | 0.54205 | 0.67999 | 484005
2016-12-17 23:00 | 0.22549 | 0.65553 | 495374
2016-12-18 | 0.0018111 | 0.63064 | 499639
2016-12-18 01:00 | 0 | 0.60451 | 500069
2016-12-18 02:00 | 0 | 0.58374 | 491239
2016-12-18 03:00 | 0 | 0.57207 | 479320
2016-12-18 04:00 | 0 | 0.56082 | 461403
2016-12-18 05:00 | 0 | 0.54524 | 443249
2016-12-18 06:00 | 0 | 0.52749 | 427707
2016-12-18 07:00 | 0 | 0.51122 | 417417
2016-12-18 08:00 | 0 | 0.49654 | 412050
2016-12-18 09:00 | 0 | 0.47064 | 411510
2016-12-18 10:00 | 0 | 0.44009 | 415036
2016-12-18 11:00 | 0 | 0.41713 | 424423
2016-12-18 12:00 | 0 | 0.39853 | 438142
2016-12-18 13:00 | 0 | 0.39174 | 457346
2016-12-18 14:00 | 0.08574 | 0.38993 | 474790
2016-12-18 15:00 | 0.49042 | 0.34076 | 485275
2016-12-18 16:00 | 0.65036 | 0.27617 | 488225
2016-12-18 17:00 | 0.62786 | 0.27764 | 487242
2016-12-18 18:00 | 0.58885 | 0.29185 | 484137
2016-12-18 19:00 | 0.57185 | 0.29843 | 480659
2016-12-18 20:00 | 0.58722 | 0.30567 | 479543
2016-12-18 21:00 | 0.61569 | 0.30905 | 486497
2016-12-18 22:00 | 0.56998 | 0.3594 | 505481
2016-12-18 23:00 | 0.21815 | 0.44216 | 525851
2016-12-19 | 0.002806 | 0.51372 | 537426
2016-12-19 01:00 | 0 | 0.54668 | 542277
2016-12-19 02:00 | 0 | 0.55543 | 534931
2016-12-19 03:00 | 0 | 0.5645 | 519640
2016-12-19 04:00 | 0 | 0.57968 | 499938
2016-12-19 05:00 | 0 | 0.59477 | 481449
2016-12-19 06:00 | 0 | 0.60459 | 468614
2016-12-19 07:00 | 0 | 0.60922 | 461616
2016-12-19 08:00 | 0 | 0.60989 | 459526
2016-12-19 09:00 | 0 | 0.60255 | 463945
2016-12-19 10:00 | 0 | 0.59446 | 480074
2016-12-19 11:00 | 0 | 0.59125 | 510834
2016-12-19 12:00 | 0 | 0.58977 | 542300
2016-12-19 13:00 | 0 | 0.58928 | 559266
2016-12-19 14:00 | 0.034472 | 0.56355 | 565631
2016-12-19 15:00 | 0.43438 | 0.47045 | 563343
2016-12-19 16:00 | 0.59115 | 0.39615 | 555471
2016-12-19 17:00 | 0.58021 | 0.3972 | 545422
2016-12-19 18:00 | 0.55009 | 0.44331 | 536491
2016-12-19 19:00 | 0.53303 | 0.48065 | 528857
2016-12-19 20:00 | 0.54548 | 0.50786 | 525223
2016-12-19 21:00 | 0.5696 | 0.55828 | 529043
2016-12-19 22:00 | 0.50964 | 0.70921 | 548076
2016-12-19 23:00 | 0.22809 | 0.81683 | 567860
2016-12-20 | 0.0029418 | 0.85892 | 576875
2016-12-20 01:00 | 0 | 0.87688 | 577523
2016-12-20 02:00 | 0 | 0.88115 | 566272
2016-12-20 03:00 | 0 | 0.88767 | 545611
2016-12-20 04:00 | 0 | 0.89717 | 520703
2016-12-20 05:00 | 0 | 0.89965 | 498602
2016-12-20 06:00 | 0 | 0.89398 | 480938
2016-12-20 07:00 | 0 | 0.884 | 470824
2016-12-20 08:00 | 0 | 0.869 | 467099
2016-12-20 09:00 | 0 | 0.85397 | 470497
2016-12-20 10:00 | 0 | 0.84754 | 483373
2016-12-20 11:00 | 0 | 0.84386 | 509656
2016-12-20 12:00 | 0 | 0.82415 | 537310
2016-12-20 13:00 | 0 | 0.79622 | 547315
2016-12-20 14:00 | 0.037892 | 0.71372 | 545994
2016-12-20 15:00 | 0.43035 | 0.55863 | 537898
2016-12-20 16:00 | 0.5851 | 0.40151 | 525586
2016-12-20 17:00 | 0.58562 | 0.36268 | 511467
2016-12-20 18:00 | 0.54551 | 0.37676 | 499927
2016-12-20 19:00 | 0.52171 | 0.37875 | 491141
2016-12-20 20:00 | 0.53037 | 0.38089 | 486462
2016-12-20 21:00 | 0.53592 | 0.42794 | 490003
2016-12-20 22:00 | 0.45063 | 0.50718 | 509653
2016-12-20 23:00 | 0.1518 | 0.54771 | 529350
2016-12-21 | 0.0029824 | 0.59463 | 539075
2016-12-21 01:00 | 0 | 0.6364 | 541622
2016-12-21 02:00 | 0 | 0.6761 | 532200
2016-12-21 03:00 | 0 | 0.71479 | 513573
2016-12-21 04:00 | 0 | 0.73252 | 490567
2016-12-21 05:00 | 0 | 0.73452 | 468962
2016-12-21 06:00 | 0 | 0.7343 | 453796
2016-12-21 07:00 | 0 | 0.73454 | 445178
2016-12-21 08:00 | 0 | 0.73425 | 441880
2016-12-21 09:00 | 0 | 0.73834 | 444408
2016-12-21 10:00 | 0 | 0.74579 | 456626
2016-12-21 11:00 | 0 | 0.76246 | 483811
2016-12-21 12:00 | 0 | 0.7826 | 510286
2016-12-21 13:00 | 0 | 0.80063 | 520079
2016-12-21 14:00 | 0.034087 | 0.73504 | 517715
2016-12-21 15:00 | 0.17097 | 0.57903 | 509230
2016-12-21 16:00 | 0.30738 | 0.49612 | 497804
2016-12-21 17:00 | 0.36807 | 0.53692 | 485887
2016-12-21 18:00 | 0.38004 | 0.61254 | 475256
2016-12-21 19:00 | 0.3791 | 0.66402 | 467024
2016-12-21 20:00 | 0.38052 | 0.69069 | 464161
2016-12-21 21:00 | 0.36492 | 0.71917 | 469351
2016-12-21 22:00 | 0.30241 | 0.78256 | 486513
2016-12-21 23:00 | 0.10896 | 0.82479 | 502430
2016-12-22 | 0.0012124 | 0.83637 | 509163
2016-12-22 01:00 | 0 | 0.82779 | 509868
2016-12-22 02:00 | 0 | 0.81489 | 500571
2016-12-22 03:00 | 0 | 0.80652 | 482877
2016-12-22 04:00 | 0 | 0.78658 | 460330
2016-12-22 05:00 | 0 | 0.76152 | 440070
2016-12-22 06:00 | 0 | 0.74035 | 423190
2016-12-22 07:00 | 0 | 0.71191 | 411998
2016-12-22 08:00 | 0 | 0.68555 | 406434
2016-12-22 09:00 | 0 | 0.65724 | 407653
2016-12-22 10:00 | 0 | 0.62109 | 417723
2016-12-22 11:00 | 0 | 0.57785 | 441338
2016-12-22 12:00 | 0 | 0.53364 | 468480
2016-12-22 13:00 | 0 | 0.49787 | 481338
2016-12-22 14:00 | 0.018919 | 0.4309 | 484535
2016-12-22 15:00 | 0.091037 | 0.35842 | 482772
2016-12-22 16:00 | 0.22247 | 0.27019 | 476519
2016-12-22 17:00 | 0.30009 | 0.22943 | 467884
2016-12-22 18:00 | 0.33538 | 0.23819 | 460572
2016-12-22 19:00 | 0.34461 | 0.25639 | 455456
2016-12-22 20:00 | 0.34835 | 0.27997 | 454145
2016-12-22 21:00 | 0.3398 | 0.38178 | 459862
2016-12-22 22:00 | 0.28688 | 0.52788 | 475102
2016-12-22 23:00 | 0.13043 | 0.59947 | 489576
2016-12-23 | 0.0016122 | 0.62738 | 495798
2016-12-23 01:00 | 0 | 0.63333 | 497223
2016-12-23 02:00 | 0 | 0.62986 | 487588
2016-12-23 03:00 | 0 | 0.62675 | 472798
2016-12-23 04:00 | 0 | 0.62705 | 451296
2016-12-23 05:00 | 0 | 0.62692 | 429186
2016-12-23 06:00 | 0 | 0.62615 | 412910
2016-12-23 07:00 | 0 | 0.62134 | 401630
2016-12-23 08:00 | 0 | 0.6171 | 396314
2016-12-23 09:00 | 0 | 0.62294 | 397588
2016-12-23 10:00 | 0 | 0.63818 | 405943
2016-12-23 11:00 | 0 | 0.65648 | 424029
2016-12-23 12:00 | 0 | 0.67075 | 444616
2016-12-23 13:00 | 0 | 0.6697 | 458812
2016-12-23 14:00 | 0.019464 | 0.63157 | 465951
2016-12-23 15:00 | 0.2363 | 0.53461 | 466609
2016-12-23 16:00 | 0.36445 | 0.48939 | 463057
2016-12-23 17:00 | 0.42029 | 0.48697 | 457024
2016-12-23 18:00 | 0.42136 | 0.48154 | 451089
2016-12-23 19:00 | 0.42519 | 0.45183 | 446074
2016-12-23 20:00 | 0.43887 | 0.39245 | 443898
2016-12-23 21:00 | 0.44904 | 0.35112 | 449172
2016-12-23 22:00 | 0.3657 | 0.41582 | 463676
2016-12-23 23:00 | 0.11724 | 0.45572 | 474071
2016-12-24 | 0.00086813 | 0.46013 | 476015
2016-12-24 01:00 | 0 | 0.44129 | 472752
2016-12-24 02:00 | 0 | 0.40968 | 462869
2016-12-24 03:00 | 0 | 0.39241 | 446590
2016-12-24 04:00 | 0 | 0.37783 | 425537
2016-12-24 05:00 | 0 | 0.35993 | 404551
2016-12-24 06:00 | 0 | 0.3388 | 388257
2016-12-24 07:00 | 0 | 0.31799 | 375554
2016-12-24 08:00 | 0 | 0.30513 | 366969
2016-12-24 09:00 | 0 | 0.28924 | 363078
2016-12-24 10:00 | 0 | 0.28067 | 363251
2016-12-24 11:00 | 0 | 0.27563 | 369381
2016-12-24 12:00 | 0 | 0.27428 | 381480
2016-12-24 13:00 | 0 | 0.2834 | 398053
2016-12-24 14:00 | 0.033179 | 0.28864 | 415360
2016-12-24 15:00 | 0.32833 | 0.22943 | 428043
2016-12-24 16:00 | 0.44894 | 0.18798 | 433806
2016-12-24 17:00 | 0.47369 | 0.22227 | 433274
2016-12-24 18:00 | 0.46236 | 0.27503 | 428294
2016-12-24 19:00 | 0.4569 | 0.30938 | 423092
2016-12-24 20:00 | 0.46708 | 0.33916 | 419950
2016-12-24 21:00 | 0.47422 | 0.37689 | 420867
2016-12-24 22:00 | 0.39101 | 0.51925 | 429184
2016-12-24 23:00 | 0.11863 | 0.68853 | 434716
2016-12-25 | 0.0013198 | 0.74563 | 434106
2016-12-25 01:00 | 0 | 0.73086 | 431811
2016-12-25 02:00 | 0 | 0.67189 | 424473
2016-12-25 03:00 | 0 | 0.62163 | 414284
2016-12-25 04:00 | 0 | 0.59541 | 400191
2016-12-25 05:00 | 0 | 0.58242 | 383442
2016-12-25 06:00 | 0 | 0.58787 | 370192
2016-12-25 07:00 | 0 | 0.60199 | 360271
2016-12-25 08:00 | 0 | 0.6126 | 353271
2016-12-25 09:00 | 0 | 0.62226 | 350538
2016-12-25 10:00 | 0 | 0.6482 | 352300
2016-12-25 11:00 | 0 | 0.67752 | 358203
2016-12-25 12:00 | 0 | 0.70663 | 367970
2016-12-25 13:00 | 0 | 0.73766 | 382950
2016-12-25 14:00 | 0.033636 | 0.77113 | 396269
2016-12-25 15:00 | 0.29757 | 0.78498 | 403256
2016-12-25 16:00 | 0.46553 | 0.79523 | 405805
2016-12-25 17:00 | 0.50548 | 0.81045 | 404927
2016-12-25 18:00 | 0.49459 | 0.82808 | 400037
2016-12-25 19:00 | 0.48588 | 0.84999 | 394876
2016-12-25 20:00 | 0.50152 | 0.86734 | 390187
2016-12-25 21:00 | 0.52549 | 0.88805 | 389975
2016-12-25 22:00 | 0.47188 | 0.9048 | 398888
2016-12-25 23:00 | 0.1837 | 0.92466 | 408809
2016-12-26 | 0.0013995 | 0.92253 | 414867
2016-12-26 01:00 | 0 | 0.91107 | 418361
2016-12-26 02:00 | 0 | 0.88883 | 414284
2016-12-26 03:00 | 0 | 0.8814 | 404879
2016-12-26 04:00 | 0 | 0.87328 | 390156
2016-12-26 05:00 | 0 | 0.86757 | 375132
2016-12-26 06:00 | 0 | 0.86395 | 362658
2016-12-26 07:00 | 0 | 0.86203 | 353699
2016-12-26 08:00 | 0 | 0.85667 | 348608
2016-12-26 09:00 | 0 | 0.84155 | 347460
2016-12-26 10:00 | 0 | 0.83064 | 351425
2016-12-26 11:00 | 0 | 0.81583 | 360472
2016-12-26 12:00 | 0 | 0.80204 | 372219
2016-12-26 13:00 | 0 | 0.78995 | 386382
2016-12-26 14:00 | 0.037568 | 0.71759 | 402763
2016-12-26 15:00 | 0.44785 | 0.64497 | 415695
2016-12-26 16:00 | 0.61754 | 0.68585 | 423628
2016-12-26 17:00 | 0.60783 | 0.69351 | 425977
2016-12-26 18:00 | 0.56815 | 0.67925 | 424365
2016-12-26 19:00 | 0.55057 | 0.67451 | 421404
2016-12-26 20:00 | 0.56958 | 0.66289 | 419521
2016-12-26 21:00 | 0.59799 | 0.63181 | 423752
2016-12-26 22:00 | 0.51989 | 0.63488 | 436949
2016-12-26 23:00 | 0.18574 | 0.64107 | 451101
2016-12-27 | 0.0016102 | 0.64278 | 457182
2016-12-27 01:00 | 0 | 0.64502 | 456649
2016-12-27 02:00 | 0 | 0.64303 | 445529
2016-12-27 03:00 | 0 | 0.63856 | 428812
2016-12-27 04:00 | 0 | 0.63855 | 407088
2016-12-27 05:00 | 0 | 0.63862 | 386994
2016-12-27 06:00 | 0 | 0.63699 | 370840
2016-12-27 07:00 | 0 | 0.62298 | 360758
2016-12-27 08:00 | 0 | 0.5995 | 355649
2016-12-27 09:00 | 0 | 0.564 | 355194
2016-12-27 10:00 | 0 | 0.52854 | 363773
2016-12-27 11:00 | 0 | 0.50498 | 381884
2016-12-27 12:00 | 0 | 0.49361 | 404862
2016-12-27 13:00 | 0 | 0.49298 | 423598
2016-12-27 14:00 | 0.076485 | 0.45973 | 438131
2016-12-27 15:00 | 0.4282 | 0.34003 | 446838
2016-12-27 16:00 | 0.57818 | 0.24958 | 449707
2016-12-27 17:00 | 0.58181 | 0.24193 | 447435
2016-12-27 18:00 | 0.5438 | 0.27182 | 443791
2016-12-27 19:00 | 0.52405 | 0.2917 | 440307
2016-12-27 20:00 | 0.53867 | 0.31269 | 438806
2016-12-27 21:00 | 0.56243 | 0.38214 | 441567
2016-12-27 22:00 | 0.48888 | 0.50886 | 455269
2016-12-27 23:00 | 0.18982 | 0.61866 | 470265
2016-12-28 | 0.0027315 | 0.69105 | 475038
2016-12-28 01:00 | 0 | 0.74942 | 473497
2016-12-28 02:00 | 0 | 0.79499 | 462033
2016-12-28 03:00 | 0 | 0.83252 | 443776
2016-12-28 04:00 | 0 | 0.8639 | 422447
2016-12-28 05:00 | 0 | 0.87228 | 402556
2016-12-28 06:00 | 0 | 0.86302 | 387175
2016-12-28 07:00 | 0 | 0.84526 | 377738
2016-12-28 08:00 | 0 | 0.82933 | 373272
2016-12-28 09:00 | 0 | 0.81164 | 374497
2016-12-28 10:00 | 0 | 0.79934 | 384252
2016-12-28 11:00 | 0 | 0.79481 | 403077
2016-12-28 12:00 | 0 | 0.79305 | 427341
2016-12-28 13:00 | 0 | 0.799 | 443446
2016-12-28 14:00 | 0.032394 | 0.74703 | 452691
2016-12-28 15:00 | 0.33795 | 0.57599 | 456814
2016-12-28 16:00 | 0.52394 | 0.47493 | 456842
2016-12-28 17:00 | 0.54613 | 0.54654 | 453459
2016-12-28 18:00 | 0.51369 | 0.62825 | 449712
2016-12-28 19:00 | 0.49848 | 0.65336 | 446431
2016-12-28 20:00 | 0.51459 | 0.6624 | 444718
2016-12-28 21:00 | 0.53599 | 0.69437 | 448630
2016-12-28 22:00 | 0.46663 | 0.79235 | 463782
2016-12-28 23:00 | 0.19042 | 0.87426 | 477506
2016-12-29 | 0.0016683 | 0.91706 | 481095
2016-12-29 01:00 | 0 | 0.92816 | 479408
2016-12-29 02:00 | 0 | 0.9319 | 468166
2016-12-29 03:00 | 0 | 0.93426 | 448978
2016-12-29 04:00 | 0 | 0.93347 | 426749
2016-12-29 05:00 | 0 | 0.9235 | 407362
2016-12-29 06:00 | 0 | 0.91033 | 391950
2016-12-29 07:00 | 0 | 0.89451 | 380919
2016-12-29 08:00 | 0 | 0.87919 | 374964
2016-12-29 09:00 | 0 | 0.86798 | 375678
2016-12-29 10:00 | 0 | 0.85489 | 383293
2016-12-29 11:00 | 0 | 0.84381 | 400267
2016-12-29 12:00 | 0 | 0.83544 | 422823
2016-12-29 13:00 | 0 | 0.82554 | 439712
2016-12-29 14:00 | 0.053651 | 0.74334 | 451937
2016-12-29 15:00 | 0.35059 | 0.65793 | 458406
2016-12-29 16:00 | 0.5094 | 0.66335 | 459642
2016-12-29 17:00 | 0.52178 | 0.67686 | 457177
2016-12-29 18:00 | 0.49245 | 0.65697 | 453413
2016-12-29 19:00 | 0.47417 | 0.61991 | 448588
2016-12-29 20:00 | 0.47443 | 0.58244 | 445166
2016-12-29 21:00 | 0.491 | 0.53842 | 448553
2016-12-29 22:00 | 0.41173 | 0.55844 | 463901
2016-12-29 23:00 | 0.17009 | 0.58742 | 480596
2016-12-30 | 0.0016277 | 0.60732 | 486871
2016-12-30 01:00 | 0 | 0.61598 | 487082
2016-12-30 02:00 | 0 | 0.61955 | 476994
2016-12-30 03:00 | 0 | 0.63139 | 460130
2016-12-30 04:00 | 0 | 0.64122 | 439914
2016-12-30 05:00 | 0 | 0.64251 | 421903
2016-12-30 06:00 | 0 | 0.63847 | 407091
2016-12-30 07:00 | 0 | 0.63143 | 398686
2016-12-30 08:00 | 0 | 0.62491 | 394429
2016-12-30 09:00 | 0 | 0.6231 | 396327
2016-12-30 10:00 | 0 | 0.62508 | 405523
2016-12-30 11:00 | 0 | 0.63262 | 425145
2016-12-30 12:00 | 0 | 0.64758 | 447660
2016-12-30 13:00 | 0 | 0.66833 | 463447
2016-12-30 14:00 | 0.066719 | 0.61355 | 470223
2016-12-30 15:00 | 0.33992 | 0.49243 | 471272
2016-12-30 16:00 | 0.48141 | 0.49189 | 467833
2016-12-30 17:00 | 0.5036 | 0.58274 | 461282
2016-12-30 18:00 | 0.4784 | 0.63601 | 453356
2016-12-30 19:00 | 0.46424 | 0.67126 | 446082
2016-12-30 20:00 | 0.47219 | 0.68752 | 441690
2016-12-30 21:00 | 0.48048 | 0.73834 | 446474
2016-12-30 22:00 | 0.39249 | 0.78405 | 463624
2016-12-30 23:00 | 0.13147 | 0.81133 | 481092
2016-12-31 | 0.0013272 | 0.82084 | 487680
2016-12-31 01:00 | 0 | 0.81546 | 489425
2016-12-31 02:00 | 0 | 0.8063 | 481878
2016-12-31 03:00 | 0 | 0.8072 | 468220
2016-12-31 04:00 | 0 | 0.79934 | 450956
2016-12-31 05:00 | 0 | 0.79354 | 433000
2016-12-31 06:00 | 0 | 0.79506 | 420297
2016-12-31 07:00 | 0 | 0.79259 | 411686
2016-12-31 08:00 | 0 | 0.77895 | 406155
2016-12-31 09:00 | 0 | 0.75431 | 404289
2016-12-31 10:00 | 0 | 0.72933 | 407850
2016-12-31 11:00 | 0 | 0.70563 | 415139
2016-12-31 12:00 | 0 | 0.68337 | 426446
2016-12-31 13:00 | 0 | 0.65616 | 437460
2016-12-31 14:00 | 0.036427 | 0.55801 | 444140
2016-12-31 15:00 | 0.29475 | 0.49612 | 446688
2016-12-31 16:00 | 0.45444 | 0.45406 | 445791
2016-12-31 17:00 | 0.50867 | 0.40843 | 442001
2016-12-31 18:00 | 0.49731 | 0.39735 | 437484
2016-12-31 19:00 | 0.48732 | 0.39133 | 433876
2016-12-31 20:00 | 0.4976 | 0.38105 | 432009
2016-12-31 21:00 | 0.5139 | 0.37142 | 435982
2016-12-31 22:00 | 0.43958 | 0.41346 | 450070
2016-12-31 23:00 | 0.1567 | 0.48672 | 459604
2017-01-01 | 0.0017613 | 0.54371 | 460100

## case results
| objective [€] | system cost [€/h]
0 | 237594740071.5314 | 27048581.52

## component results
| carrier | Capacity Factor | Capital Expenditure [€] | Curtailment [MWh] | Dispatch [MW] | Installed Capacity [MW] | Market Value [€/MWh] | Operational Expenditure [€] | Optimal Capacity [MW] | Revenue [€] | Supply [MW] | Withdrawal [MW]
Generator | geothermal |  | 0 | 0 | 0 | 0 |  | 0 | 0 | 0 | 0 | 0
| natgas |  | 0 | 0 | 0 | 0 |  | 0 | 0 | 0 | 0 | 0
| natgas_wCCS |  | 0 | 0 | 0 | 0 |  | 0 | 0 | 0 | 0 | 0
| nuclear |  | 0 | 0 | 0 | 0 |  | 0 | 0 | 0 | 0 | 0
| onwind | 0.17604 | 107094082308.2004 | 2326059506.9693 | 1543253558.6504 | 0 | 70.895 | 2314880337.9756 | 997905.7624 | 109408962646.095 | 1543253558.6504 | 0
| solar-utility | 0.27049 | 51341120999.209 | 60773174.4974 | 2460223947.3496 | 0 | 20.8685 | 0 | 1035338.4427 | 51341120999.2321 | 2460223947.3496 | 0
Link | direct air capture |  | 0 |  | 0 | 0 |  | 0 | 0 | 0 | 0 | 0
| geothermal |  | 0 |  | 0 | 0 |  | 0 | 0 | 0 | 0 | 0
| gravity_aboveground_store | 0.74723 | 7411212146.532 |  | 9.8342e-08 | 0 | 2.6749e+17 | 0 | 259533.218 | 7411212146.5416 | 1703684448.3574 | -1703684448.3574
| gravity_brick_store |  | 0 |  | 0 | 0 |  | 0 | 0 | 0 | 0 | 0
| highT_molten_salt_store | 0.072346 | 6136978554.8517 |  | -78295827.4734 | 0 | -78.3819 | 0 | 123192.5727 | 6136978554.8517 | 78295827.4734 | -78295827.4734
| hydrogen_store |  | 0 |  | 0 | 0 |  | 0 | 0 | 0 | 0 | 0
| lead_acid_store |  | 0 |  | 0 | 0 |  | 0 | 0 | 0 | 0 | 0
| liquid_air_store |  | 0 |  | 0 | 0 |  | 0 | 0 | 0 | 0 | 0
| lithium_ion_lfp_store |  | 0 |  | 0 | 0 |  | 0 | 0 | 0 | 0 | 0
| lithium_ion_nmc_store |  | 0 |  | 0 | 0 |  | 0 | 0 | 0 | 0 | 0
| natgas |  | 0 |  | 0 | 0 |  | 0 | 0 | 0 | 0 | 0
| natgas_wCCS |  | 0 |  | 0 | 0 |  | 0 | 0 | 0 | 0 | 0
| ni_zn_store |  | 0 |  | 0 | 0 |  | 0 | 0 | 0 | 0 | 0
| redox_store |  | 0 |  | 0 | 0 |  | 0 | 0 | 0 | 0 | 0
| zn_air_store | 0.094575 | 302845651.7806 |  | -1.3388e-09 | 0 | -3.9453e+17 | 0 | 23514.2896 | 302845651.7809 | 19536629.213 | -19536629.213
| zn_br_flow_store |  | 0 |  | 0 | 0 |  | 0 | 0 | 0 | 0 | 0
| zn_br_nonflow_store |  | 0 |  | 0 | 0 |  | 0 | 0 | 0 | 0 | 0
Load | load |  |  |  | -4003477506 |  | -59.3471 |  |  | 237594740071.5544 | 0 | -4003477506
StorageUnit | battery storage |  | 0 | 0 | 0 | 0 |  | 0 | 0 | 0 | 0 | 0
Store | co2 atmosphere |  | 0 |  | 0 | 0 |  | 0 | 0 | 0 | 0 | 0
| gravity_aboveground_store | 0.41187 | 26889477303.3429 |  | 9.8342e-08 | 0 | 9.705e+17 | 0 | 2880156.3705 | 26889477303.3363 | 851842224.1787 | -851842224.1787
| gravity_brick_store |  | 0 |  | 0 | 0 |  | 0 | 0 | 0 | 0 | 0
| highT_molten_salt_store | 0.48085 | 35740066570.4761 |  | -5.6636e-08 | 0 | -5.4822e+17 | 0 | 4353043.789 | 35740066570.4612 | 38882348.9641 | -38882348.9641
| hydrogen_store |  | 0 |  | 0 | 0 |  | 0 | 0 | 0 | 0 | 0
| lead_acid_store |  | 0 |  | 0 | 0 |  | 0 | 0 | 0 | 0 | 0
| liquid_air_store |  | 0 |  | 0 | 0 |  | 0 | 0 | 0 | 0 | 0
| lithium_ion_lfp_store |  | 0 |  | 0 | 0 |  | 0 | 0 | 0 | 0 | 0
| lithium_ion_nmc_store |  | 0 |  | 0 | 0 |  | 0 | 0 | 0 | 0 | 0
| load shifting backward |  | 0 |  | 0 | 0 |  | 0 | 0 | 0 | 0 | 0
| load shifting forward |  | 0 |  | 0 | 0 |  | 0 | 0 | 0 | 0 | 0
| ni_zn_store |  | 0 |  | 0 | 0 |  | 0 | 0 | 0 | 0 | 0
| redox_store |  | 0 |  | 0 | 0 |  | 0 | 0 | 0 | 0 | 0
| zn_air_store | 0.10799 | 364076199.2563 |  | -1.3388e-09 | 0 | -4.743e+17 | 0 | 23514.2896 | 364076199.2561 | 9768314.6065 | -9768314.6065
| zn_br_flow_store |  | 0 |  | 0 | 0 |  | 0 | 0 | 0 | 0 | 0
| zn_br_nonflow_store |  | 0 |  | 0 | 0 |  | 0 | 0 | 0 | 0 | 0

## time results
snapshot | CCGT dispatch | CCGT % wCCS dispatch | geothermal dispatch | nuclear dispatch | onwind dispatch | solar-utility dispatch | load load | battery storage charged | battery storage discharged | battery storage state of charge | Gravity-Brick-store state of charge | Gravity-Water-Aboveground-store state of charge | HighT-Molten-Salt-store state of charge | Lead-Acid-store state of charge | Liquid-Air-store state of charge | Lithium-Ion-LFP-store state of charge | Lithium-Ion-NMC-store state of charge | Ni-Zn-store state of charge | Vanadium-Redox-Flow-store state of charge | Zn-Air-store state of charge | Zn-Br-Flow-store state of charge | Zn-Br-Nonflow-store state of charge | co2 atmosphere state of charge | hydrogen storage underground state of charge | load shifting backward state of charge | load shifting forward state of charge | CCGT % link dispatch | CCGT % link wCCS dispatch | Gravity-Brick-bicharger dispatch | Gravity-Water-Aboveground-bicharger dispatch | HighT-Molten-Salt-charger dispatch | HighT-Molten-Salt-discharger dispatch | Lead-Acid-bicharger dispatch | Liquid-Air-charger dispatch | Liquid-Air-discharger dispatch | Lithium-Ion-LFP-bicharger dispatch | Lithium-Ion-NMC-bicharger dispatch | Ni-Zn-bicharger dispatch | Vanadium-Redox-Flow-bicharger dispatch | Zn-Air-bicharger dispatch | Zn-Br-Flow-bicharger dispatch | Zn-Br-Nonflow-bicharger dispatch | direct air capture dispatch | electrolysis dispatch | fuel cell dispatch | geothermal % link dispatch
2016-01-01 | 0 | 0 | 0 | 0 | 223859.3544 | 1782.9056 | 470809 | 0 | 0 | 0 | 0 | 1210531.2411 | 3519788.0661 | 0 | 0 | 0 | 0 | 0 | 0 | 0 | 0 | 0 | 0 | 0 | 0 | 0 | 0 | 0 | 0 | -259533.218 | 14366.478 | 0 | 0 | 0 | 0 | 0 | 0 | 0 | 0 | 0 | 0 | 0 | 0 | 0 | 0 | 0
2016-01-01 01:00 | 0 | 0 | 0 | 0 | 217726.26 | 0 | 462893 | 0 | 0 | 0 | 0 | 950998.0231 | 3534154.5441 | 0 | 0 | 0 | 0 | 0 | 0 | 0 | 0 | 0 | 0 | 0 | 0 | 0 | 0 | 0 | 0 | -259533.218 | 14366.478 | 0 | 0 | 0 | 0 | 0 | 0 | 0 | 0 | 0 | 0 | 0 | 0 | 0 | 0 | 0
2016-01-01 02:00 | 0 | 0 | 0 | 0 | 560074.652 | 0 | 452352 | 0 | 0 | 0 | 0 | 1058720.6751 | 3534154.5441 | 0 | 0 | 0 | 0 | 0 | 0 | 0 | 0 | 0 | 0 | 0 | 0 | 0 | 0 | 0 | 0 | 107722.652 | 0 | 0 | 0 | 0 | 0 | 0 | 0 | 0 | 0 | 0 | 0 | 0 | 0 | 0 | 0 | 0
2016-01-01 03:00 | 0 | 0 | 0 | 0 | 570175.7306 | 0 | 438677 | 0 | 0 | 0 | 0 | 1175852.9278 | 3548521.0221 | 0 | 0 | 0 | 0 | 0 | 0 | 0 | 0 | 0 | 0 | 0 | 0 | 0 | 0 | 0 | 0 | 117132.2526 | 14366.478 | 0 | 0 | 0 | 0 | 0 | 0 | 0 | 0 | 0 | 0 | 0 | 0 | 0 | 0 | 0
2016-01-01 04:00 | 0 | 0 | 0 | 0 | 163761.782 | 0 | 423295 | 0 | 0 | 0 | 0 | 916319.7098 | 3548521.0221 | 0 | 0 | 0 | 0 | 0 | 0 | 0 | 0 | 0 | 0 | 0 | 0 | 0 | 0 | 0 | 0 | -259533.218 | 0 | 0 | 0 | 0 | 0 | 0 | 0 | 0 | 0 | 0 | 0 | 0 | 0 | 0 | 0 | 0
2016-01-01 05:00 | 0 | 0 | 0 | 0 | 165812.26 | 0 | 410979 | 0 | 0 | 0 | 0 | 656786.4918 | 3562887.5 | 0 | 0 | 0 | 0 | 0 | 0 | 0 | 0 | 0 | 0 | 0 | 0 | 0 | 0 | 0 | 0 | -259533.218 | 14366.478 | 0 | 0 | 0 | 0 | 0 | 0 | 0 | 0 | 0 | 0 | 0 | 0 | 0 | 0 | 0
2016-01-01 06:00 | 0 | 0 | 0 | 0 | 632628.8943 | 0 | 400444 | 0 | 0 | 0 | 0 | 888971.3862 | 3562887.5 | 0 | 0 | 0 | 0 | 0 | 0 | 0 | 0 | 0 | 0 | 0 | 0 | 0 | 0 | 0 | 0 | 232184.8943 | 0 | 0 | 0 | 0 | 0 | 0 | 0 | 0 | 0 | 0 | 0 | 0 | 0 | 0 | 0 | 0
2016-01-01 07:00 | 0 | 0 | 0 | 0 | 145678.26 | 0 | 390845 | 0 | 0 | 0 | 0 | 629438.1682 | 3577253.978 | 0 | 0 | 0 | 0 | 0 | 0 | 0 | 0 | 0 | 0 | 0 | 0 | 0 | 0 | 0 | 0 | -259533.218 | 14366.478 | 0 | 0 | 0 | 0 | 0 | 0 | 0 | 0 | 0 | 0 | 0 | 0 | 0 | 0 | 0
2016-01-01 08:00 | 0 | 0 | 0 | 0 | 138701.26 | 0 | 383868 | 0 | 0 | 0 | 0 | 369904.9502 | 3591620.456 | 0 | 0 | 0 | 0 | 0 | 0 | 0 | 0 | 0 | 0 | 0 | 0 | 0 | 0 | 0 | 0 | -259533.218 | 14366.478 | 0 | 0 | 0 | 0 | 0 | 0 | 0 | 0 | 0 | 0 | 0 | 0 | 0 | 0 | 0
2016-01-01 09:00 | 0 | 0 | 0 | 0 | 643029.3676 | 0 | 382247 | 0 | 0 | 0 | 0 | 616320.8398 | 3605986.934 | 0 | 0 | 0 | 0 | 0 | 0 | 0 | 0 | 0 | 0 | 0 | 0 | 0 | 0 | 0 | 0 | 246415.8896 | 14366.478 | 0 | 0 | 0 | 0 | 0 | 0 | 0 | 0 | 0 | 0 | 0 | 0 | 0 | 0 | 0
2016-01-01 10:00 | 0 | 0 | 0 | 0 | 126223.782 | 0 | 385757 | 0 | 0 | 0 | 0 | 356787.6218 | 3605986.934 | 0 | 0 | 0 | 0 | 0 | 0 | 0 | 0 | 0 | 0 | 0 | 0 | 0 | 0 | 0 | 0 | -259533.218 | 0 | 0 | 0 | 0 | 0 | 0 | 0 | 0 | 0 | 0 | 0 | 0 | 0 | 0 | 0 | 0
2016-01-01 11:00 | 0 | 0 | 0 | 0 | 145777.26 | 0 | 390944 | 0 | 0 | 0 | 0 | 97254.4039 | 3620353.412 | 0 | 0 | 0 | 0 | 0 | 0 | 0 | 0 | 0 | 0 | 0 | 0 | 0 | 0 | 0 | 0 | -259533.218 | 14366.478 | 0 | 0 | 0 | 0 | 0 | 0 | 0 | 0 | 0 | 0 | 0 | 0 | 0 | 0 | 0
2016-01-01 12:00 | 0 | 0 | 0 | 0 | 639486.1535 | 0 | 398539 | 0 | 0 | 0 | 0 | 338201.5573 | 3620353.412 | 0 | 0 | 0 | 0 | 0 | 0 | 0 | 0 | 0 | 0 | 0 | 0 | 0 | 0 | 0 | 0 | 240947.1535 | 0 | 0 | 0 | 0 | 0 | 0 | 0 | 0 | 0 | 0 | 0 | 0 | 0 | 0 | 0 | 0
2016-01-01 13:00 | 0 | 0 | 0 | 0 | 638715.3012 | 0 | 407548 | 0 | 0 | 0 | 0 | 555002.3806 | 3634719.8899 | 0 | 0 | 0 | 0 | 0 | 0 | 0 | 0 | 0 | 0 | 0 | 0 | 0 | 0 | 0 | 0 | 216800.8232 | 14366.478 | 0 | 0 | 0 | 0 | 0 | 0 | 0 | 0 | 0 | 0 | 0 | 0 | 0 | 0 | 0
2016-01-01 14:00 | 0 | 0 | 0 | 0 | 128505.0854 | 46617.1746 | 420289 | 0 | 0 | 0 | 0 | 295469.1626 | 3649086.3679 | 0 | 0 | 0 | 0 | 0 | 0 | 0 | 0 | 0 | 0 | 0 | 0 | 0 | 0 | 0 | 0 | -259533.218 | 14366.478 | 0 | 0 | 0 | 0 | 0 | 0 | 0 | 0 | 0 | 0 | 0 | 0 | 0 | 0 | 0
2016-01-01 15:00 | 0 | 0 | 0 | 0 | 0 | 416833.2319 | 431770 | 0 | 0 | 0 | 0 | 280532.3946 | 3649086.3679 | 0 | 0 | 0 | 0 | 0 | 0 | 0 | 0 | 0 | 0 | 0 | 0 | 0 | 0 | 0 | 0 | -14936.7681 | 0 | 0 | 0 | 0 | 0 | 0 | 0 | 0 | 0 | 0 | 0 | 0 | 0 | 0 | 0 | 0
2016-01-01 16:00 | 0 | 0 | 0 | 0 | 93074.7551 | 604938.4629 | 438480 | 0 | 0 | 0 | 0 | 540065.6125 | 3649086.3679 | 0 | 0 | 0 | 0 | 0 | 0 | 0 | 0 | 0 | 0 | 0 | 0 | 0 | 0 | 0 | 0 | 259533.218 | 0 | 0 | 0 | 0 | 0 | 0 | 0 | 0 | 0 | 0 | 0 | 0 | 0 | 0 | 0 | 0
2016-01-01 17:00 | 0 | 0 | 0 | 0 | 0 | 605465.9647 | 440338 | 0 | 0 | 0 | 0 | 690827.0993 | 3663452.8459 | 0 | 0 | 0 | 0 | 0 | 0 | 0 | 0 | 0 | 0 | 0 | 0 | 0 | 0 | 0 | 0 | 150761.4868 | 14366.478 | 0 | 0 | 0 | 0 | 0 | 0 | 0 | 0 | 0 | 0 | 0 | 0 | 0 | 0 | 0
2016-01-01 18:00 | 0 | 0 | 0 | 0 | 144468.0736 | 567467.6224 | 438036 | 0 | 0 | 0 | 0 | 950360.3173 | 3677819.3239 | 0 | 0 | 0 | 0 | 0 | 0 | 0 | 0 | 0 | 0 | 0 | 0 | 0 | 0 | 0 | 0 | 259533.218 | 14366.478 | 0 | 0 | 0 | 0 | 0 | 0 | 0 | 0 | 0 | 0 | 0 | 0 | 0 | 0 | 0
2016-01-01 19:00 | 0 | 0 | 0 | 0 | 139129.1441 | 552725.0739 | 432321 | 0 | 0 | 0 | 0 | 1209893.5352 | 3677819.3239 | 0 | 0 | 0 | 0 | 0 | 0 | 0 | 0 | 0 | 0 | 0 | 0 | 0 | 0 | 0 | 0 | 259533.218 | 0 | 0 | 0 | 0 | 0 | 0 | 0 | 0 | 0 | 0 | 0 | 0 | 0 | 0 | 0 | 0
2016-01-01 20:00 | 0 | 0 | 0 | 0 | 0 | 572701.3069 | 428860 | 0 | 0 | 0 | 0 | 1353734.8421 | 3677819.3239 | 0 | 0 | 0 | 0 | 0 | 0 | 0 | 0 | 0 | 0 | 0 | 0 | 0 | 0 | 0 | 0 | 143841.3069 | 0 | 0 | 0 | 0 | 0 | 0 | 0 | 0 | 0 | 0 | 0 | 0 | 0 | 0 | 0 | 0
2016-01-01 21:00 | 0 | 0 | 0 | 0 | 84867.572 | 605466.646 | 430801 | 0 | 0 | 0 | 0 | 1613268.0601 | 3677819.3239 | 0 | 0 | 0 | 0 | 0 | 0 | 0 | 0 | 0 | 0 | 0 | 0 | 0 | 0 | 0 | 0 | 259533.218 | 0 | 0 | 0 | 0 | 0 | 0 | 0 | 0 | 0 | 0 | 0 | 0 | 0 | 0 | 0 | 0
2016-01-01 22:00 | 0 | 0 | 0 | 0 | 0 | 554523.7798 | 445055 | 0 | 0 | 0 | 0 | 1708370.3618 | 3692185.8019 | 0 | 0 | 0 | 0 | 0 | 0 | 0 | 0 | 0 | 0 | 0 | 0 | 0 | 0 | 0 | 0 | 95102.3018 | 14366.478 | 0 | 0 | 0 | 0 | 0 | 0 | 0 | 0 | 0 | 0 | 0 | 0 | 0 | 0 | 0
2016-01-01 23:00 | 0 | 0 | 0 | 0 | 0 | 217655.0481 | 460170 | 0 | 0 | 0 | 0 | 1465855.4099 | 3692185.8019 | 0 | 0 | 0 | 0 | 0 | 0 | 0 | 0 | 0 | 0 | 0 | 0 | 0 | 0 | 0 | 0 | -242514.9519 | 0 | 0 | 0 | 0 | 0 | 0 | 0 | 0 | 0 | 0 | 0 | 0 | 0 | 0 | 0 | 0
2016-01-02 | 0 | 0 | 0 | 0 | 619528.6729 | 2034.3262 | 465935 | 0 | 0 | 0 | 0 | 1607116.931 | 3706552.2799 | 0 | 0 | 0 | 0 | 0 | 0 | 0 | 0 | 0 | 0 | 0 | 0 | 0 | 0 | 0 | 0 | 141261.5211 | 14366.478 | 0 | 0 | 0 | 0 | 0 | 0 | 0 | 0 | 0 | 0 | 0 | 0 | 0 | 0 | 0
2016-01-02 01:00 | 0 | 0 | 0 | 0 | 205828.782 | 0 | 465362 | 0 | 0 | 0 | 0 | 1347583.713 | 3706552.2799 | 0 | 0 | 0 | 0 | 0 | 0 | 0 | 0 | 0 | 0 | 0 | 0 | 0 | 0 | 0 | 0 | -259533.218 | 0 | 0 | 0 | 0 | 0 | 0 | 0 | 0 | 0 | 0 | 0 | 0 | 0 | 0 | 0 | 0
2016-01-02 02:00 | 0 | 0 | 0 | 0 | 216927.26 | 0 | 462094 | 0 | 0 | 0 | 0 | 1088050.495 | 3720918.7578 | 0 | 0 | 0 | 0 | 0 | 0 | 0 | 0 | 0 | 0 | 0 | 0 | 0 | 0 | 0 | 0 | -259533.218 | 14366.478 | 0 | 0 | 0 | 0 | 0 | 0 | 0 | 0 | 0 | 0 | 0 | 0 | 0 | 0 | 0
2016-01-02 03:00 | 0 | 0 | 0 | 0 | 661097.5611 | 0 | 450580 | 0 | 0 | 0 | 0 | 1298568.0561 | 3720918.7578 | 0 | 0 | 0 | 0 | 0 | 0 | 0 | 0 | 0 | 0 | 0 | 0 | 0 | 0 | 0 | 0 | 210517.5611 | 0 | 0 | 0 | 0 | 0 | 0 | 0 | 0 | 0 | 0 | 0 | 0 | 0 | 0 | 0 | 0
2016-01-02 04:00 | 0 | 0 | 0 | 0 | 189764.26 | 0 | 434931 | 0 | 0 | 0 | 0 | 1039034.8381 | 3735285.2358 | 0 | 0 | 0 | 0 | 0 | 0 | 0 | 0 | 0 | 0 | 0 | 0 | 0 | 0 | 0 | 0 | -259533.218 | 14366.478 | 0 | 0 | 0 | 0 | 0 | 0 | 0 | 0 | 0 | 0 | 0 | 0 | 0 | 0 | 0
2016-01-02 05:00 | 0 | 0 | 0 | 0 | 158381.782 | 0 | 417915 | 0 | 0 | 0 | 0 | 779501.6202 | 3735285.2358 | 0 | 0 | 0 | 0 | 0 | 0 | 0 | 0 | 0 | 0 | 0 | 0 | 0 | 0 | 0 | 0 | -259533.218 | 0 | 0 | 0 | 0 | 0 | 0 | 0 | 0 | 0 | 0 | 0 | 0 | 0 | 0 | 0 | 0
2016-01-02 06:00 | 0 | 0 | 0 | 0 | 616857.5187 | 0 | 406626 | 0 | 0 | 0 | 0 | 975366.6608 | 3749651.7138 | 0 | 0 | 0 | 0 | 0 | 0 | 0 | 0 | 0 | 0 | 0 | 0 | 0 | 0 | 0 | 0 | 195865.0407 | 14366.478 | 0 | 0 | 0 | 0 | 0 | 0 | 0 | 0 | 0 | 0 | 0 | 0 | 0 | 0 | 0
2016-01-02 07:00 | 0 | 0 | 0 | 0 | 137978.782 | 0 | 397512 | 0 | 0 | 0 | 0 | 715833.4429 | 3749651.7138 | 0 | 0 | 0 | 0 | 0 | 0 | 0 | 0 | 0 | 0 | 0 | 0 | 0 | 0 | 0 | 0 | -259533.218 | 0 | 0 | 0 | 0 | 0 | 0 | 0 | 0 | 0 | 0 | 0 | 0 | 0 | 0 | 0 | 0
2016-01-02 08:00 | 0 | 0 | 0 | 0 | 575679.0811 | 0 | 392956 | 0 | 0 | 0 | 0 | 884190.046 | 3764018.1918 | 0 | 0 | 0 | 0 | 0 | 0 | 0 | 0 | 0 | 0 | 0 | 0 | 0 | 0 | 0 | 0 | 168356.6031 | 14366.478 | 0 | 0 | 0 | 0 | 0 | 0 | 0 | 0 | 0 | 0 | 0 | 0 | 0 | 0 | 0
2016-01-02 09:00 | 0 | 0 | 0 | 0 | 132676.782 | 0 | 392210 | 0 | 0 | 0 | 0 | 624656.828 | 3764018.1918 | 0 | 0 | 0 | 0 | 0 | 0 | 0 | 0 | 0 | 0 | 0 | 0 | 0 | 0 | 0 | 0 | -259533.218 | 0 | 0 | 0 | 0 | 0 | 0 | 0 | 0 | 0 | 0 | 0 | 0 | 0 | 0 | 0 | 0
2016-01-02 10:00 | 0 | 0 | 0 | 0 | 564352.0494 | 0 | 396592 | 0 | 0 | 0 | 0 | 778050.3994 | 3778384.6698 | 0 | 0 | 0 | 0 | 0 | 0 | 0 | 0 | 0 | 0 | 0 | 0 | 0 | 0 | 0 | 0 | 153393.5714 | 14366.478 | 0 | 0 | 0 | 0 | 0 | 0 | 0 | 0 | 0 | 0 | 0 | 0 | 0 | 0 | 0
2016-01-02 11:00 | 0 | 0 | 0 | 0 | 147233.782 | 0 | 406767 | 0 | 0 | 0 | 0 | 518517.1814 | 3778384.6698 | 0 | 0 | 0 | 0 | 0 | 0 | 0 | 0 | 0 | 0 | 0 | 0 | 0 | 0 | 0 | 0 | -259533.218 | 0 | 0 | 0 | 0 | 0 | 0 | 0 | 0 | 0 | 0 | 0 | 0 | 0 | 0 | 0 | 0
2016-01-02 12:00 | 0 | 0 | 0 | 0 | 548180.9525 | 0 | 420668 | 0 | 0 | 0 | 0 | 631663.656 | 3792751.1477 | 0 | 0 | 0 | 0 | 0 | 0 | 0 | 0 | 0 | 0 | 0 | 0 | 0 | 0 | 0 | 0 | 113146.4746 | 14366.478 | 0 | 0 | 0 | 0 | 0 | 0 | 0 | 0 | 0 | 0 | 0 | 0 | 0 | 0 | 0
2016-01-02 13:00 | 0 | 0 | 0 | 0 | 189590.26 | 0 | 434757 | 0 | 0 | 0 | 0 | 372130.438 | 3807117.6257 | 0 | 0 | 0 | 0 | 0 | 0 | 0 | 0 | 0 | 0 | 0 | 0 | 0 | 0 | 0 | 0 | -259533.218 | 14366.478 | 0 | 0 | 0 | 0 | 0 | 0 | 0 | 0 | 0 | 0 | 0 | 0 | 0 | 0 | 0
2016-01-02 14:00 | 0 | 0 | 0 | 0 | 500176.4184 | 67477.6912 | 445046 | 0 | 0 | 0 | 0 | 480372.0697 | 3821484.1037 | 0 | 0 | 0 | 0 | 0 | 0 | 0 | 0 | 0 | 0 | 0 | 0 | 0 | 0 | 0 | 0 | 108241.6317 | 14366.478 | 0 | 0 | 0 | 0 | 0 | 0 | 0 | 0 | 0 | 0 | 0 | 0 | 0 | 0 | 0
2016-01-02 15:00 | 0 | 0 | 0 | 0 | 345328.9055 | 327871.6696 | 450093 | 0 | 0 | 0 | 0 | 689113.1668 | 3835850.5817 | 0 | 0 | 0 | 0 | 0 | 0 | 0 | 0 | 0 | 0 | 0 | 0 | 0 | 0 | 0 | 0 | 208741.0971 | 14366.478 | 0 | 0 | 0 | 0 | 0 | 0 | 0 | 0 | 0 | 0 | 0 | 0 | 0 | 0 | 0
2016-01-02 16:00 | 0 | 0 | 0 | 0 | 219707.9767 | 481840.6212 | 448776 | 0 | 0 | 0 | 0 | 941885.7646 | 3835850.5817 | 0 | 0 | 0 | 0 | 0 | 0 | 0 | 0 | 0 | 0 | 0 | 0 | 0 | 0 | 0 | 0 | 252772.5978 | 0 | 0 | 0 | 0 | 0 | 0 | 0 | 0 | 0 | 0 | 0 | 0 | 0 | 0 | 0 | 0
2016-01-02 17:00 | 0 | 0 | 0 | 0 | 0 | 522623.6419 | 443349 | 0 | 0 | 0 | 0 | 1006793.9286 | 3850217.0597 | 0 | 0 | 0 | 0 | 0 | 0 | 0 | 0 | 0 | 0 | 0 | 0 | 0 | 0 | 0 | 0 | 64908.1639 | 14366.478 | 0 | 0 | 0 | 0 | 0 | 0 | 0 | 0 | 0 | 0 | 0 | 0 | 0 | 0 | 0
2016-01-02 18:00 | 0 | 0 | 0 | 0 | 0 | 513943.0165 | 435148 | 0 | 0 | 0 | 0 | 1085588.9451 | 3850217.0597 | 0 | 0 | 0 | 0 | 0 | 0 | 0 | 0 | 0 | 0 | 0 | 0 | 0 | 0 | 0 | 0 | 78795.0165 | 0 | 0 | 0 | 0 | 0 | 0 | 0 | 0 | 0 | 0 | 0 | 0 | 0 | 0 | 0 | 0
2016-01-02 19:00 | 0 | 0 | 0 | 0 | 199160.2084 | 501868.4875 | 427129 | 0 | 0 | 0 | 0 | 1345122.163 | 3864583.5376 | 0 | 0 | 0 | 0 | 0 | 0 | 0 | 0 | 0 | 0 | 0 | 0 | 0 | 0 | 0 | 0 | 259533.218 | 14366.478 | 0 | 0 | 0 | 0 | 0 | 0 | 0 | 0 | 0 | 0 | 0 | 0 | 0 | 0 | 0
2016-01-02 20:00 | 0 | 0 | 0 | 0 | 0 | 511307.1194 | 420682 | 0 | 0 | 0 | 0 | 1435747.2824 | 3864583.5376 | 0 | 0 | 0 | 0 | 0 | 0 | 0 | 0 | 0 | 0 | 0 | 0 | 0 | 0 | 0 | 0 | 90625.1194 | 0 | 0 | 0 | 0 | 0 | 0 | 0 | 0 | 0 | 0 | 0 | 0 | 0 | 0 | 0 | 0
2016-01-02 21:00 | 0 | 0 | 0 | 0 | 0 | 516234.2184 | 423696 | 0 | 0 | 0 | 0 | 1513919.0229 | 3878950.0156 | 0 | 0 | 0 | 0 | 0 | 0 | 0 | 0 | 0 | 0 | 0 | 0 | 0 | 0 | 0 | 0 | 78171.7404 | 14366.478 | 0 | 0 | 0 | 0 | 0 | 0 | 0 | 0 | 0 | 0 | 0 | 0 | 0 | 0 | 0
2016-01-02 22:00 | 0 | 0 | 0 | 0 | 273833.4686 | 427197.7494 | 441498 | 0 | 0 | 0 | 0 | 1773452.2409 | 3878950.0156 | 0 | 0 | 0 | 0 | 0 | 0 | 0 | 0 | 0 | 0 | 0 | 0 | 0 | 0 | 0 | 0 | 259533.218 | 0 | 0 | 0 | 0 | 0 | 0 | 0 | 0 | 0 | 0 | 0 | 0 | 0 | 0 | 0 | 0
2016-01-02 23:00 | 0 | 0 | 0 | 0 | 62440.6065 | 153984.6535 | 461592 | 0 | 0 | 0 | 0 | 1513919.0229 | 3893316.4936 | 0 | 0 | 0 | 0 | 0 | 0 | 0 | 0 | 0 | 0 | 0 | 0 | 0 | 0 | 0 | 0 | -259533.218 | 14366.478 | 0 | 0 | 0 | 0 | 0 | 0 | 0 | 0 | 0 | 0 | 0 | 0 | 0 | 0 | 0
2016-01-03 | 0 | 0 | 0 | 0 | 516536.4507 | 2018.3954 | 469345 | 0 | 0 | 0 | 0 | 1563128.869 | 3893316.4936 | 0 | 0 | 0 | 0 | 0 | 0 | 0 | 0 | 0 | 0 | 0 | 0 | 0 | 0 | 0 | 0 | 49209.8461 | 0 | 0 | 0 | 0 | 0 | 0 | 0 | 0 | 0 | 0 | 0 | 0 | 0 | 0 | 0 | 0
2016-01-03 01:00 | 0 | 0 | 0 | 0 | 277317.8168 | 0 | 470347 | 0 | 0 | 0 | 0 | 1355733.2078 | 3907682.9716 | 0 | 0 | 0 | 0 | 0 | 0 | 0 | 0 | 0 | 0 | 0 | 0 | 0 | 0 | 0 | 0 | -207395.6612 | 14366.478 | 0 | 0 | 0 | 0 | 0 | 0 | 0 | 0 | 0 | 0 | 0 | 0 | 0 | 0 | 0
2016-01-03 02:00 | 0 | 0 | 0 | 0 | 559058.9157 | 0 | 467310 | 0 | 0 | 0 | 0 | 1447482.1235 | 3907682.9716 | 0 | 0 | 0 | 0 | 0 | 0 | 0 | 0 | 0 | 0 | 0 | 0 | 0 | 0 | 0 | 0 | 91748.9157 | 0 | 0 | 0 | 0 | 0 | 0 | 0 | 0 | 0 | 0 | 0 | 0 | 0 | 0 | 0 | 0
2016-01-03 03:00 | 0 | 0 | 0 | 0 | 574984.8031 | 0 | 456030 | 0 | 0 | 0 | 0 | 1552070.4487 | 3922049.4496 | 0 | 0 | 0 | 0 | 0 | 0 | 0 | 0 | 0 | 0 | 0 | 0 | 0 | 0 | 0 | 0 | 104588.3251 | 14366.478 | 0 | 0 | 0 | 0 | 0 | 0 | 0 | 0 | 0 | 0 | 0 | 0 | 0 | 0 | 0
2016-01-03 04:00 | 0 | 0 | 0 | 0 | 585321.4363 | 0 | 441559 | 0 | 0 | 0 | 0 | 1695832.885 | 3922049.4496 | 0 | 0 | 0 | 0 | 0 | 0 | 0 | 0 | 0 | 0 | 0 | 0 | 0 | 0 | 0 | 0 | 143762.4363 | 0 | 0 | 0 | 0 | 0 | 0 | 0 | 0 | 0 | 0 | 0 | 0 | 0 | 0 | 0 | 0
2016-01-03 05:00 | 0 | 0 | 0 | 0 | 182000.26 | 0 | 427167 | 0 | 0 | 0 | 0 | 1436299.667 | 3936415.9276 | 0 | 0 | 0 | 0 | 0 | 0 | 0 | 0 | 0 | 0 | 0 | 0 | 0 | 0 | 0 | 0 | -259533.218 | 14366.478 | 0 | 0 | 0 | 0 | 0 | 0 | 0 | 0 | 0 | 0 | 0 | 0 | 0 | 0 | 0
2016-01-03 06:00 | 0 | 0 | 0 | 0 | 585530.1134 | 0 | 413834 | 0 | 0 | 0 | 0 | 1607995.7804 | 3936415.9276 | 0 | 0 | 0 | 0 | 0 | 0 | 0 | 0 | 0 | 0 | 0 | 0 | 0 | 0 | 0 | 0 | 171696.1134 | 0 | 0 | 0 | 0 | 0 | 0 | 0 | 0 | 0 | 0 | 0 | 0 | 0 | 0 | 0 | 0
2016-01-03 07:00 | 0 | 0 | 0 | 0 | 159698.26 | 0 | 404865 | 0 | 0 | 0 | 0 | 1348462.5624 | 3950782.4055 | 0 | 0 | 0 | 0 | 0 | 0 | 0 | 0 | 0 | 0 | 0 | 0 | 0 | 0 | 0 | 0 | -259533.218 | 14366.478 | 0 | 0 | 0 | 0 | 0 | 0 | 0 | 0 | 0 | 0 | 0 | 0 | 0 | 0 | 0
2016-01-03 08:00 | 0 | 0 | 0 | 0 | 551535.0964 | 0 | 399699 | 0 | 0 | 0 | 0 | 1500298.6588 | 3950782.4055 | 0 | 0 | 0 | 0 | 0 | 0 | 0 | 0 | 0 | 0 | 0 | 0 | 0 | 0 | 0 | 0 | 151836.0964 | 0 | 0 | 0 | 0 | 0 | 0 | 0 | 0 | 0 | 0 | 0 | 0 | 0 | 0 | 0 | 0
2016-01-03 09:00 | 0 | 0 | 0 | 0 | 528067.8605 | 0 | 398110 | 0 | 0 | 0 | 0 | 1615890.0414 | 3965148.8835 | 0 | 0 | 0 | 0 | 0 | 0 | 0 | 0 | 0 | 0 | 0 | 0 | 0 | 0 | 0 | 0 | 115591.3826 | 14366.478 | 0 | 0 | 0 | 0 | 0 | 0 | 0 | 0 | 0 | 0 | 0 | 0 | 0 | 0 | 0
2016-01-03 10:00 | 0 | 0 | 0 | 0 | 496697.9894 | 0 | 400834 | 0 | 0 | 0 | 0 | 1711754.0308 | 3965148.8835 | 0 | 0 | 0 | 0 | 0 | 0 | 0 | 0 | 0 | 0 | 0 | 0 | 0 | 0 | 0 | 0 | 95863.9894 | 0 | 0 | 0 | 0 | 0 | 0 | 0 | 0 | 0 | 0 | 0 | 0 | 0 | 0 | 0 | 0
2016-01-03 11:00 | 0 | 0 | 0 | 0 | 459029.2083 | 0 | 408834 | 0 | 0 | 0 | 0 | 1747582.7611 | 3979515.3615 | 0 | 0 | 0 | 0 | 0 | 0 | 0 | 0 | 0 | 0 | 0 | 0 | 0 | 0 | 0 | 0 | 35828.7303 | 14366.478 | 0 | 0 | 0 | 0 | 0 | 0 | 0 | 0 | 0 | 0 | 0 | 0 | 0 | 0 | 0
2016-01-03 12:00 | 0 | 0 | 0 | 0 | 424690.799 | 0 | 420449 | 0 | 0 | 0 | 0 | 1737458.0822 | 3993881.8395 | 0 | 0 | 0 | 0 | 0 | 0 | 0 | 0 | 0 | 0 | 0 | 0 | 0 | 0 | 0 | 0 | -10124.679 | 14366.478 | 0 | 0 | 0 | 0 | 0 | 0 | 0 | 0 | 0 | 0 | 0 | 0 | 0 | 0 | 0
2016-01-03 13:00 | 0 | 0 | 0 | 0 | 399568.5284 | 0 | 433181 | 0 | 0 | 0 | 0 | 1689479.1326 | 4008248.3175 | 0 | 0 | 0 | 0 | 0 | 0 | 0 | 0 | 0 | 0 | 0 | 0 | 0 | 0 | 0 | 0 | -47978.9495 | 14366.478 | 0 | 0 | 0 | 0 | 0 | 0 | 0 | 0 | 0 | 0 | 0 | 0 | 0 | 0 | 0
2016-01-03 14:00 | 0 | 0 | 0 | 0 | 319166.0956 | 41062.9586 | 440085 | 0 | 0 | 0 | 0 | 1595256.7089 | 4022614.7954 | 0 | 0 | 0 | 0 | 0 | 0 | 0 | 0 | 0 | 0 | 0 | 0 | 0 | 0 | 0 | 0 | -94222.4237 | 14366.478 | 0 | 0 | 0 | 0 | 0 | 0 | 0 | 0 | 0 | 0 | 0 | 0 | 0 | 0 | 0
2016-01-03 15:00 | 0 | 0 | 0 | 0 | 179685.5979 | 386679.2524 | 439806 | 0 | 0 | 0 | 0 | 1683934.7917 | 4036981.2734 | 0 | 0 | 0 | 0 | 0 | 0 | 23514.2896 | 0 | 0 | 0 | 0 | 0 | 0 | 0 | 0 | 0 | 88678.0828 | 14366.478 | 0 | 0 | 0 | 0 | 0 | 0 | 0 | 0 | 23514.2896 | 0 | 0 | 0 | 0 | 0 | 0
2016-01-03 16:00 | 0 | 0 | 0 | 0 | 105521.5361 | 513884.1886 | 434999 | 0 | 0 | 0 | 0 | 1868341.5163 | 4036981.2734 | 0 | 0 | 0 | 0 | 0 | 0 | 23514.2896 | 0 | 0 | 0 | 0 | 0 | 0 | 0 | 0 | 0 | 184406.7247 | 0 | 0 | 0 | 0 | 0 | 0 | 0 | 0 | 0 | 0 | 0 | 0 | 0 | 0 | 0 | 0
2016-01-03 17:00 | 0 | 0 | 0 | 0 | 86811.0226 | 530781.0414 | 430919 | 0 | 0 | 0 | 0 | 2040648.1023 | 4051347.7514 | 0 | 0 | 0 | 0 | 0 | 0 | 23514.2896 | 0 | 0 | 0 | 0 | 0 | 0 | 0 | 0 | 0 | 172306.586 | 14366.478 | 0 | 0 | 0 | 0 | 0 | 0 | 0 | 0 | 0 | 0 | 0 | 0 | 0 | 0 | 0
2016-01-03 18:00 | 0 | 0 | 0 | 0 | 82869.0024 | 509674.7913 | 427178 | 0 | 0 | 0 | 0 | 2229528.1856 | 4051347.7514 | 0 | 0 | 0 | 0 | 0 | 0 | 0 | 0 | 0 | 0 | 0 | 0 | 0 | 0 | 0 | 0 | 188880.0833 | 0 | 0 | 0 | 0 | 0 | 0 | 0 | 0 | 0 | -23514.2896 | 0 | 0 | 0 | 0 | 0 | 0
2016-01-03 19:00 | 0 | 0 | 0 | 0 | 0 | 494164.6139 | 422449 | 0 | 0 | 0 | 0 | 2263363.032 | 4065714.2294 | 0 | 0 | 0 | 0 | 0 | 0 | 23514.2896 | 0 | 0 | 0 | 0 | 0 | 0 | 0 | 0 | 0 | 33834.8463 | 14366.478 | 0 | 0 | 0 | 0 | 0 | 0 | 0 | 0 | 23514.2896 | 0 | 0 | 0 | 0 | 0 | 0
2016-01-03 20:00 | 0 | 0 | 0 | 0 | 89956.5463 | 495270.082 | 418943 | 0 | 0 | 0 | 0 | 2415280.1823 | 4080080.7074 | 0 | 0 | 0 | 0 | 0 | 0 | 23514.2896 | 0 | 0 | 0 | 0 | 0 | 0 | 0 | 0 | 0 | 151917.1503 | 14366.478 | 0 | 0 | 0 | 0 | 0 | 0 | 0 | 0 | 0 | 0 | 0 | 0 | 0 | 0 | 0
2016-01-03 21:00 | 0 | 0 | 0 | 0 | 97722.9784 | 481542.7833 | 424541 | 0 | 0 | 0 | 0 | 2570004.944 | 4080080.7074 | 0 | 0 | 0 | 0 | 0 | 0 | 23514.2896 | 0 | 0 | 0 | 0 | 0 | 0 | 0 | 0 | 0 | 154724.7617 | 0 | 0 | 0 | 0 | 0 | 0 | 0 | 0 | 0 | 0 | 0 | 0 | 0 | 0 | 0 | 0
2016-01-03 22:00 | 0 | 0 | 0 | 0 | 146208.8663 | 382276.074 | 444380 | 0 | 0 | 0 | 0 | 2654109.8842 | 4080080.7074 | 0 | 0 | 0 | 0 | 0 | 0 | 23514.2896 | 0 | 0 | 0 | 0 | 0 | 0 | 0 | 0 | 0 | 84104.9403 | 0 | 0 | 0 | 0 | 0 | 0 | 0 | 0 | 0 | 0 | 0 | 0 | 0 | 0 | 0 | 0
2016-01-03 23:00 | 0 | 0 | 0 | 0 | 192481.3454 | 89929.7187 | 464325 | 0 | 0 | 0 | 0 | 2472195.9483 | 4080080.7074 | 0 | 0 | 0 | 0 | 0 | 0 | 23514.2896 | 0 | 0 | 0 | 0 | 0 | 0 | 0 | 0 | 0 | -181913.9359 | 0 | 0 | 0 | 0 | 0 | 0 | 0 | 0 | 0 | 0 | 0 | 0 | 0 | 0 | 0 | 0
2016-01-04 | 0 | 0 | 0 | 0 | 238705.4499 | 2154.4223 | 474796 | 0 | 0 | 0 | 0 | 2261774.1101 | 4080080.7074 | 0 | 0 | 0 | 0 | 0 | 0 | 0 | 0 | 0 | 0 | 0 | 0 | 0 | 0 | 0 | 0 | -210421.8382 | 0 | 0 | 0 | 0 | 0 | 0 | 0 | 0 | 0 | -23514.2896 | 0 | 0 | 0 | 0 | 0 | 0
2016-01-04 01:00 | 0 | 0 | 0 | 0 | 277597.0198 | 0 | 477021 | 0 | 0 | 0 | 0 | 2038835.8404 | 4080080.7074 | 0 | 0 | 0 | 0 | 0 | 0 | 23514.2896 | 0 | 0 | 0 | 0 | 0 | 0 | 0 | 0 | 0 | -222938.2698 | 0 | 0 | 0 | 0 | 0 | 0 | 0 | 0 | 0 | 23514.2896 | 0 | 0 | 0 | 0 | 0 | 0
2016-01-04 02:00 | 0 | 0 | 0 | 0 | 306783.2217 | 0 | 469735 | 0 | 0 | 0 | 0 | 1899398.3517 | 4080080.7074 | 0 | 0 | 0 | 0 | 0 | 0 | 0 | 0 | 0 | 0 | 0 | 0 | 0 | 0 | 0 | 0 | -139437.4887 | 0 | 0 | 0 | 0 | 0 | 0 | 0 | 0 | 0 | -23514.2896 | 0 | 0 | 0 | 0 | 0 | 0
2016-01-04 03:00 | 0 | 0 | 0 | 0 | 326916.3497 | 0 | 452837 | 0 | 0 | 0 | 0 | 1749963.4118 | 4080080.7074 | 0 | 0 | 0 | 0 | 0 | 0 | 23514.2896 | 0 | 0 | 0 | 0 | 0 | 0 | 0 | 0 | 0 | -149434.9399 | 0 | 0 | 0 | 0 | 0 | 0 | 0 | 0 | 0 | 23514.2896 | 0 | 0 | 0 | 0 | 0 | 0
2016-01-04 04:00 | 0 | 0 | 0 | 0 | 327700.0829 | 0 | 435678 | 0 | 0 | 0 | 0 | 1641985.4947 | 4080080.7074 | 0 | 0 | 0 | 0 | 0 | 0 | 23514.2896 | 0 | 0 | 0 | 0 | 0 | 0 | 0 | 0 | 0 | -107977.9171 | 0 | 0 | 0 | 0 | 0 | 0 | 0 | 0 | 0 | 0 | 0 | 0 | 0 | 0 | 0 | 0
2016-01-04 05:00 | 0 | 0 | 0 | 0 | 314805.8791 | 0 | 421559 | 0 | 0 | 0 | 0 | 1520865.8958 | 4094447.1854 | 0 | 0 | 0 | 0 | 0 | 0 | 23514.2896 | 0 | 0 | 0 | 0 | 0 | 0 | 0 | 0 | 0 | -121119.5989 | 14366.478 | 0 | 0 | 0 | 0 | 0 | 0 | 0 | 0 | 0 | 0 | 0 | 0 | 0 | 0 | 0
2016-01-04 06:00 | 0 | 0 | 0 | 0 | 299577.9948 | 0 | 410607 | 0 | 0 | 0 | 0 | 1409836.8906 | 4094447.1854 | 0 | 0 | 0 | 0 | 0 | 0 | 23514.2896 | 0 | 0 | 0 | 0 | 0 | 0 | 0 | 0 | 0 | -111029.0052 | 0 | 0 | 0 | 0 | 0 | 0 | 0 | 0 | 0 | 0 | 0 | 0 | 0 | 0 | 0 | 0
2016-01-04 07:00 | 0 | 0 | 0 | 0 | 286411.8008 | 0 | 404707 | 0 | 0 | 0 | 0 | 1291541.6915 | 4094447.1854 | 0 | 0 | 0 | 0 | 0 | 0 | 23514.2896 | 0 | 0 | 0 | 0 | 0 | 0 | 0 | 0 | 0 | -118295.1992 | 0 | 0 | 0 | 0 | 0 | 0 | 0 | 0 | 0 | 0 | 0 | 0 | 0 | 0 | 0 | 0
2016-01-04 08:00 | 0 | 0 | 0 | 0 | 274053.0254 | 0 | 403331 | 0 | 0 | 0 | 0 | 1162263.7168 | 4094447.1854 | 0 | 0 | 0 | 0 | 0 | 0 | 23514.2896 | 0 | 0 | 0 | 0 | 0 | 0 | 0 | 0 | 0 | -129277.9746 | 0 | 0 | 0 | 0 | 0 | 0 | 0 | 0 | 0 | 0 | 0 | 0 | 0 | 0 | 0 | 0
2016-01-04 09:00 | 0 | 0 | 0 | 0 | 261551.8657 | 0 | 408268 | 0 | 0 | 0 | 0 | 1015547.5825 | 4094447.1854 | 0 | 0 | 0 | 0 | 0 | 0 | 23514.2896 | 0 | 0 | 0 | 0 | 0 | 0 | 0 | 0 | 0 | -146716.1343 | 0 | 0 | 0 | 0 | 0 | 0 | 0 | 0 | 0 | 0 | 0 | 0 | 0 | 0 | 0 | 0
2016-01-04 10:00 | 0 | 0 | 0 | 0 | 253513.3805 | 0 | 424056 | 0 | 0 | 0 | 0 | 868519.2527 | 4094447.1854 | 0 | 0 | 0 | 0 | 0 | 0 | 0 | 0 | 0 | 0 | 0 | 0 | 0 | 0 | 0 | 0 | -147028.3299 | 0 | 0 | 0 | 0 | 0 | 0 | 0 | 0 | 0 | -23514.2896 | 0 | 0 | 0 | 0 | 0 | 0
2016-01-04 11:00 | 0 | 0 | 0 | 0 | 251754.1236 | 0 | 457966 | 0 | 0 | 0 | 0 | 638793.0867 | 4094447.1854 | 0 | 0 | 0 | 0 | 0 | 0 | 23514.2896 | 0 | 0 | 0 | 0 | 0 | 0 | 0 | 0 | 0 | -229726.166 | 0 | 0 | 0 | 0 | 0 | 0 | 0 | 0 | 0 | 23514.2896 | 0 | 0 | 0 | 0 | 0 | 0
2016-01-04 12:00 | 0 | 0 | 0 | 0 | 257900.3868 | 0 | 490049 | 0 | 0 | 0 | 0 | 406644.4735 | 4094447.1854 | 0 | 0 | 0 | 0 | 0 | 0 | 23514.2896 | 0 | 0 | 0 | 0 | 0 | 0 | 0 | 0 | 0 | -232148.6132 | 0 | 0 | 0 | 0 | 0 | 0 | 0 | 0 | 0 | 0 | 0 | 0 | 0 | 0 | 0 | 0
2016-01-04 13:00 | 0 | 0 | 0 | 0 | 272448.7262 | 0 | 503347 | 0 | 0 | 0 | 0 | 175746.1997 | 4094447.1854 | 0 | 0 | 0 | 0 | 0 | 0 | 23514.2896 | 0 | 0 | 0 | 0 | 0 | 0 | 0 | 0 | 0 | -230898.2738 | 0 | 0 | 0 | 0 | 0 | 0 | 0 | 0 | 0 | 0 | 0 | 0 | 0 | 0 | 0 | 0
2016-01-04 14:00 | 0 | 0 | 0 | 0 | 280199.4802 | 87896.7499 | 505677 | 0 | 0 | 0 | 0 | 23798.9518 | 4108813.6633 | 0 | 0 | 0 | 0 | 0 | 0 | 23514.2896 | 0 | 0 | 0 | 0 | 0 | 0 | 0 | 0 | 0 | -151947.2479 | 14366.478 | 0 | 0 | 0 | 0 | 0 | 0 | 0 | 0 | 0 | 0 | 0 | 0 | 0 | 0 | 0
2016-01-04 15:00 | 0 | 0 | 0 | 0 | 227661.2387 | 268454.9993 | 505098 | 0 | 0 | 0 | 0 | 23965.0014 | 4123180.1413 | 0 | 0 | 0 | 0 | 0 | 0 | 0 | 0 | 0 | 0 | 0 | 0 | 0 | 0 | 0 | 0 | 166.0496 | 14366.478 | 0 | 0 | 0 | 0 | 0 | 0 | 0 | 0 | -23514.2896 | 0 | 0 | 0 | 0 | 0 | 0
2016-01-04 16:00 | 0 | 0 | 0 | 0 | 191398.3262 | 380248.1214 | 499867 | 0 | 0 | 0 | 0 | 95744.449 | 4123180.1413 | 0 | 0 | 0 | 0 | 0 | 0 | 0 | 0 | 0 | 0 | 0 | 0 | 0 | 0 | 0 | 0 | 71779.4476 | 0 | 0 | 0 | 0 | 0 | 0 | 0 | 0 | 0 | 0 | 0 | 0 | 0 | 0 | 0 | 0
2016-01-04 17:00 | 0 | 0 | 0 | 0 | 207953.0489 | 414171.5787 | 493446 | 0 | 0 | 0 | 0 | 200908.787 | 4123180.1413 | 0 | 0 | 0 | 0 | 0 | 0 | 23514.2896 | 0 | 0 | 0 | 0 | 0 | 0 | 0 | 0 | 0 | 105164.338 | 0 | 0 | 0 | 0 | 0 | 0 | 0 | 0 | 0 | 23514.2896 | 0 | 0 | 0 | 0 | 0 | 0
2016-01-04 18:00 | 0 | 0 | 0 | 0 | 242931.4322 | 417371.0116 | 487900 | 0 | 0 | 0 | 0 | 373311.2308 | 4123180.1413 | 0 | 0 | 0 | 0 | 0 | 0 | 23514.2896 | 0 | 0 | 0 | 0 | 0 | 0 | 0 | 0 | 0 | 172402.4437 | 0 | 0 | 0 | 0 | 0 | 0 | 0 | 0 | 0 | 0 | 0 | 0 | 0 | 0 | 0 | 0
2016-01-04 19:00 | 0 | 0 | 0 | 0 | 277570.7959 | 414539.831 | 483354 | 0 | 0 | 0 | 0 | 591215.6692 | 4137546.6193 | 0 | 0 | 0 | 0 | 0 | 0 | 0 | 0 | 0 | 0 | 0 | 0 | 0 | 0 | 0 | 0 | 217904.4385 | 14366.478 | 0 | 0 | 0 | 0 | 0 | 0 | 0 | 0 | -23514.2896 | 0 | 0 | 0 | 0 | 0 | 0
2016-01-04 20:00 | 0 | 0 | 0 | 0 | 299045.9354 | 409305.7696 | 480122 | 0 | 0 | 0 | 0 | 795931.0847 | 4137546.6193 | 0 | 0 | 0 | 0 | 0 | 0 | 23514.2896 | 0 | 0 | 0 | 0 | 0 | 0 | 0 | 0 | 0 | 204715.4155 | 0 | 0 | 0 | 0 | 0 | 0 | 0 | 0 | 0 | 23514.2896 | 0 | 0 | 0 | 0 | 0 | 0
2016-01-04 21:00 | 0 | 0 | 0 | 0 | 311101.7158 | 373976.7255 | 484754 | 0 | 0 | 0 | 0 | 981889.048 | 4151913.0973 | 0 | 0 | 0 | 0 | 0 | 0 | 23514.2896 | 0 | 0 | 0 | 0 | 0 | 0 | 0 | 0 | 0 | 185957.9633 | 14366.478 | 0 | 0 | 0 | 0 | 0 | 0 | 0 | 0 | 0 | 0 | 0 | 0 | 0 | 0 | 0
2016-01-04 22:00 | 0 | 0 | 0 | 0 | 398097.1004 | 271569.8885 | 504066 | 0 | 0 | 0 | 0 | 1147490.0369 | 4151913.0973 | 0 | 0 | 0 | 0 | 0 | 0 | 23514.2896 | 0 | 0 | 0 | 0 | 0 | 0 | 0 | 0 | 0 | 165600.9889 | 0 | 0 | 0 | 0 | 0 | 0 | 0 | 0 | 0 | 0 | 0 | 0 | 0 | 0 | 0 | 0
2016-01-04 23:00 | 0 | 0 | 0 | 0 | 538414.832 | 83029.9986 | 527878 | 0 | 0 | 0 | 0 | 1264571.1572 | 4151913.0973 | 0 | 0 | 0 | 0 | 0 | 0 | 0 | 0 | 0 | 0 | 0 | 0 | 0 | 0 | 0 | 0 | 117081.1203 | 0 | 0 | 0 | 0 | 0 | 0 | 0 | 0 | 0 | -23514.2896 | 0 | 0 | 0 | 0 | 0 | 0
2016-01-05 | 0 | 0 | 0 | 0 | 595715.1976 | 1697.1278 | 538994 | 0 | 0 | 0 | 0 | 1299475.193 | 4151913.0973 | 0 | 0 | 0 | 0 | 0 | 0 | 23514.2896 | 0 | 0 | 0 | 0 | 0 | 0 | 0 | 0 | 0 | 34904.0358 | 0 | 0 | 0 | 0 | 0 | 0 | 0 | 0 | 0 | 23514.2896 | 0 | 0 | 0 | 0 | 0 | 0
2016-01-05 01:00 | 0 | 0 | 0 | 0 | 601336.6742 | 0 | 539677 | 0 | 0 | 0 | 0 | 1346768.3893 | 4166279.5753 | 0 | 0 | 0 | 0 | 0 | 0 | 23514.2896 | 0 | 0 | 0 | 0 | 0 | 0 | 0 | 0 | 0 | 47293.1962 | 14366.478 | 0 | 0 | 0 | 0 | 0 | 0 | 0 | 0 | 0 | 0 | 0 | 0 | 0 | 0 | 0
2016-01-05 02:00 | 0 | 0 | 0 | 0 | 582733.2679 | 0 | 531819 | 0 | 0 | 0 | 0 | 1421196.9468 | 4166279.5753 | 0 | 0 | 0 | 0 | 0 | 0 | 0 | 0 | 0 | 0 | 0 | 0 | 0 | 0 | 0 | 0 | 74428.5575 | 0 | 0 | 0 | 0 | 0 | 0 | 0 | 0 | 0 | -23514.2896 | 0 | 0 | 0 | 0 | 0 | 0
2016-01-05 03:00 | 0 | 0 | 0 | 0 | 558092.8052 | 0 | 511858 | 0 | 0 | 0 | 0 | 1429550.9844 | 4180646.0532 | 0 | 0 | 0 | 0 | 0 | 0 | 23514.2896 | 0 | 0 | 0 | 0 | 0 | 0 | 0 | 0 | 0 | 8354.0376 | 14366.478 | 0 | 0 | 0 | 0 | 0 | 0 | 0 | 0 | 23514.2896 | 0 | 0 | 0 | 0 | 0 | 0
2016-01-05 04:00 | 0 | 0 | 0 | 0 | 536811.0977 | 0 | 488356 | 0 | 0 | 0 | 0 | 1463639.6041 | 4195012.5312 | 0 | 0 | 0 | 0 | 0 | 0 | 23514.2896 | 0 | 0 | 0 | 0 | 0 | 0 | 0 | 0 | 0 | 34088.6197 | 14366.478 | 0 | 0 | 0 | 0 | 0 | 0 | 0 | 0 | 0 | 0 | 0 | 0 | 0 | 0 | 0
2016-01-05 05:00 | 0 | 0 | 0 | 0 | 517892.7753 | 0 | 470100 | 0 | 0 | 0 | 0 | 1511432.3794 | 4195012.5312 | 0 | 0 | 0 | 0 | 0 | 0 | 23514.2896 | 0 | 0 | 0 | 0 | 0 | 0 | 0 | 0 | 0 | 47792.7753 | 0 | 0 | 0 | 0 | 0 | 0 | 0 | 0 | 0 | 0 | 0 | 0 | 0 | 0 | 0 | 0
2016-01-05 06:00 | 0 | 0 | 0 | 0 | 500238.6409 | 0 | 459532 | 0 | 0 | 0 | 0 | 1552139.0203 | 4195012.5312 | 0 | 0 | 0 | 0 | 0 | 0 | 23514.2896 | 0 | 0 | 0 | 0 | 0 | 0 | 0 | 0 | 0 | 40706.6409 | 0 | 0 | 0 | 0 | 0 | 0 | 0 | 0 | 0 | 0 | 0 | 0 | 0 | 0 | 0 | 0
2016-01-05 07:00 | 0 | 0 | 0 | 0 | 488304.1609 | 0 | 452735 | 0 | 0 | 0 | 0 | 1573341.7032 | 4209379.0092 | 0 | 0 | 0 | 0 | 0 | 0 | 23514.2896 | 0 | 0 | 0 | 0 | 0 | 0 | 0 | 0 | 0 | 21202.683 | 14366.478 | 0 | 0 | 0 | 0 | 0 | 0 | 0 | 0 | 0 | 0 | 0 | 0 | 0 | 0 | 0
2016-01-05 08:00 | 0 | 0 | 0 | 0 | 480490.3173 | 0 | 450290 | 0 | 0 | 0 | 0 | 1603542.0206 | 4209379.0092 | 0 | 0 | 0 | 0 | 0 | 0 | 23514.2896 | 0 | 0 | 0 | 0 | 0 | 0 | 0 | 0 | 0 | 30200.3173 | 0 | 0 | 0 | 0 | 0 | 0 | 0 | 0 | 0 | 0 | 0 | 0 | 0 | 0 | 0 | 0
2016-01-05 09:00 | 0 | 0 | 0 | 0 | 464802.3277 | 0 | 455066 | 0 | 0 | 0 | 0 | 1598911.8702 | 4223745.4872 | 0 | 0 | 0 | 0 | 0 | 0 | 23514.2896 | 0 | 0 | 0 | 0 | 0 | 0 | 0 | 0 | 0 | -4630.1503 | 14366.478 | 0 | 0 | 0 | 0 | 0 | 0 | 0 | 0 | 0 | 0 | 0 | 0 | 0 | 0 | 0
2016-01-05 10:00 | 0 | 0 | 0 | 0 | 448439.607 | 0 | 471666 | 0 | 0 | 0 | 0 | 1561318.9993 | 4238111.9652 | 0 | 0 | 0 | 0 | 0 | 0 | 23514.2896 | 0 | 0 | 0 | 0 | 0 | 0 | 0 | 0 | 0 | -37592.871 | 14366.478 | 0 | 0 | 0 | 0 | 0 | 0 | 0 | 0 | 0 | 0 | 0 | 0 | 0 | 0 | 0
2016-01-05 11:00 | 0 | 0 | 0 | 0 | 432519.6901 | 0 | 505340 | 0 | 0 | 0 | 0 | 1488498.6893 | 4238111.9652 | 0 | 0 | 0 | 0 | 0 | 0 | 23514.2896 | 0 | 0 | 0 | 0 | 0 | 0 | 0 | 0 | 0 | -72820.3099 | 0 | 0 | 0 | 0 | 0 | 0 | 0 | 0 | 0 | 0 | 0 | 0 | 0 | 0 | 0 | 0
2016-01-05 12:00 | 0 | 0 | 0 | 0 | 421888.4471 | 0 | 536414 | 0 | 0 | 0 | 0 | 1373973.1364 | 4238111.9652 | 0 | 0 | 0 | 0 | 0 | 0 | 23514.2896 | 0 | 0 | 0 | 0 | 0 | 0 | 0 | 0 | 0 | -114525.5529 | 0 | 0 | 0 | 0 | 0 | 0 | 0 | 0 | 0 | 0 | 0 | 0 | 0 | 0 | 0 | 0
2016-01-05 13:00 | 0 | 0 | 0 | 0 | 417092.6617 | 0 | 544393 | 0 | 0 | 0 | 0 | 1232306.3202 | 4252478.4431 | 0 | 0 | 0 | 0 | 0 | 0 | 23514.2896 | 0 | 0 | 0 | 0 | 0 | 0 | 0 | 0 | 0 | -141666.8163 | 14366.478 | 0 | 0 | 0 | 0 | 0 | 0 | 0 | 0 | 0 | 0 | 0 | 0 | 0 | 0 | 0
2016-01-05 14:00 | 0 | 0 | 0 | 0 | 395745.2631 | 21973.4475 | 538308 | 0 | 0 | 0 | 0 | 1097350.5527 | 4266844.9211 | 0 | 0 | 0 | 0 | 0 | 0 | 23514.2896 | 0 | 0 | 0 | 0 | 0 | 0 | 0 | 0 | 0 | -134955.7675 | 14366.478 | 0 | 0 | 0 | 0 | 0 | 0 | 0 | 0 | 0 | 0 | 0 | 0 | 0 | 0 | 0
2016-01-05 15:00 | 0 | 0 | 0 | 0 | 399232.8349 | 194381.9672 | 530432 | 0 | 0 | 0 | 0 | 1184047.6444 | 4266844.9211 | 0 | 0 | 0 | 0 | 0 | 0 | 0 | 0 | 0 | 0 | 0 | 0 | 0 | 0 | 0 | 0 | 86697.0917 | 0 | 0 | 0 | 0 | 0 | 0 | 0 | 0 | 0 | -23514.2896 | 0 | 0 | 0 | 0 | 0 | 0
2016-01-05 16:00 | 0 | 0 | 0 | 0 | 426037.6954 | 322420.7214 | 518961 | 0 | 0 | 0 | 0 | 1399178.5832 | 4281211.3991 | 0 | 0 | 0 | 0 | 0 | 0 | 0 | 0 | 0 | 0 | 0 | 0 | 0 | 0 | 0 | 0 | 215130.9388 | 14366.478 | 0 | 0 | 0 | 0 | 0 | 0 | 0 | 0 | 0 | 0 | 0 | 0 | 0 | 0 | 0
2016-01-05 17:00 | 0 | 0 | 0 | 0 | 394119.0641 | 386826.6318 | 507046 | 0 | 0 | 0 | 0 | 1658711.8012 | 4295577.8771 | 0 | 0 | 0 | 0 | 0 | 0 | 0 | 0 | 0 | 0 | 0 | 0 | 0 | 0 | 0 | 0 | 259533.218 | 14366.478 | 0 | 0 | 0 | 0 | 0 | 0 | 0 | 0 | 0 | 0 | 0 | 0 | 0 | 0 | 0
2016-01-05 18:00 | 0 | 0 | 0 | 0 | 357506.9236 | 399922.2944 | 497896 | 0 | 0 | 0 | 0 | 1918245.0192 | 4295577.8771 | 0 | 0 | 0 | 0 | 0 | 0 | 0 | 0 | 0 | 0 | 0 | 0 | 0 | 0 | 0 | 0 | 259533.218 | 0 | 0 | 0 | 0 | 0 | 0 | 0 | 0 | 0 | 0 | 0 | 0 | 0 | 0 | 0 | 0
2016-01-05 19:00 | 0 | 0 | 0 | 0 | 365471.6994 | 398404.9966 | 489977 | 0 | 0 | 0 | 0 | 2177778.2371 | 4309944.3551 | 0 | 0 | 0 | 0 | 0 | 0 | 0 | 0 | 0 | 0 | 0 | 0 | 0 | 0 | 0 | 0 | 259533.218 | 14366.478 | 0 | 0 | 0 | 0 | 0 | 0 | 0 | 0 | 0 | 0 | 0 | 0 | 0 | 0 | 0
2016-01-05 20:00 | 0 | 0 | 0 | 0 | 388672.0243 | 394033.9613 | 485292 | 0 | 0 | 0 | 0 | 2437311.4551 | 4324310.8331 | 0 | 0 | 0 | 0 | 0 | 0 | 23514.2896 | 0 | 0 | 0 | 0 | 0 | 0 | 0 | 0 | 0 | 259533.218 | 14366.478 | 0 | 0 | 0 | 0 | 0 | 0 | 0 | 0 | 23514.2896 | 0 | 0 | 0 | 0 | 0 | 0
2016-01-05 21:00 | 0 | 0 | 0 | 0 | 384247.5216 | 362409.2214 | 489904 | 0 | 0 | 0 | 0 | 2696844.6731 | 4338677.311 | 0 | 0 | 0 | 0 | 0 | 0 | 6367.3366 | 0 | 0 | 0 | 0 | 0 | 0 | 0 | 0 | 0 | 259533.218 | 14366.478 | 0 | 0 | 0 | 0 | 0 | 0 | 0 | 0 | -17146.953 | 0 | 0 | 0 | 0 | 0 | 0
2016-01-05 22:00 | 0 | 0 | 0 | 0 | 418147.8592 | 270127.3546 | 511089 | 0 | 0 | 0 | 0 | 2856883.9339 | 4338677.311 | 0 | 0 | 0 | 0 | 0 | 0 | 23514.2896 | 0 | 0 | 0 | 0 | 0 | 0 | 0 | 0 | 0 | 160039.2608 | 0 | 0 | 0 | 0 | 0 | 0 | 0 | 0 | 0 | 17146.953 | 0 | 0 | 0 | 0 | 0 | 0
2016-01-05 23:00 | 0 | 0 | 0 | 0 | 501848.8277 | 70564.0869 | 534774 | 0 | 0 | 0 | 0 | 2880156.3705 | 4353043.789 | 0 | 0 | 0 | 0 | 0 | 0 | 23514.2896 | 0 | 0 | 0 | 0 | 0 | 0 | 0 | 0 | 0 | 23272.4366 | 14366.478 | 0 | 0 | 0 | 0 | 0 | 0 | 0 | 0 | 0 | 0 | 0 | 0 | 0 | 0 | 0
2016-01-06 | 0 | 0 | 0 | 0 | 535356.7109 | 1895.8859 | 544758 | 0 | 0 | 0 | 0 | 2872650.9673 | 4353043.789 | 0 | 0 | 0 | 0 | 0 | 0 | 23514.2896 | 0 | 0 | 0 | 0 | 0 | 0 | 0 | 0 | 0 | -7505.4032 | 0 | 0 | 0 | 0 | 0 | 0 | 0 | 0 | 0 | 0 | 0 | 0 | 0 | 0 | 0 | 0
2016-01-06 01:00 | 0 | 0 | 0 | 0 | 530302.7114 | 0 | 544168 | 0 | 0 | 0 | 0 | 2858785.6787 | 4353043.789 | 0 | 0 | 0 | 0 | 0 | 0 | 23514.2896 | 0 | 0 | 0 | 0 | 0 | 0 | 0 | 0 | 0 | -13865.2886 | 0 | 0 | 0 | 0 | 0 | 0 | 0 | 0 | 0 | 0 | 0 | 0 | 0 | 0 | 0 | 0
2016-01-06 02:00 | 0 | 0 | 0 | 0 | 513227.2715 | 0 | 534403 | 0 | 0 | 0 | 0 | 2837609.9502 | 4353043.789 | 0 | 0 | 0 | 0 | 0 | 0 | 23514.2896 | 0 | 0 | 0 | 0 | 0 | 0 | 0 | 0 | 0 | -21175.7285 | 0 | 0 | 0 | 0 | 0 | 0 | 0 | 0 | 0 | -1.7462e-10 | 0 | 0 | 0 | 0 | 0 | 0
2016-01-06 03:00 | 0 | 0 | 0 | 0 | 499616.4686 | 0 | 512646 | 0 | 0 | 0 | 0 | 2848094.7083 | 4353043.789 | 0 | 0 | 0 | 0 | 0 | 0 | 0 | 0 | 0 | 0 | 0 | 0 | 0 | 0 | 0 | 0 | 10484.7582 | 0 | 0 | 0 | 0 | 0 | 0 | 0 | 0 | 0 | -23514.2896 | 0 | 0 | 0 | 0 | 0 | 0
2016-01-06 04:00 | 0 | 0 | 0 | 0 | 486643.0779 | 0 | 488746 | 0 | 0 | 0 | 0 | 2822477.4967 | 4353043.789 | 0 | 0 | 0 | 0 | 0 | 0 | 23514.2896 | 0 | 0 | 0 | 0 | 0 | 0 | 0 | 0 | 0 | -25617.2117 | 0 | 0 | 0 | 0 | 0 | 0 | 0 | 0 | 0 | 23514.2896 | 0 | 0 | 0 | 0 | 0 | 0
2016-01-06 05:00 | 0 | 0 | 0 | 0 | 472166.8891 | 0 | 469710 | 0 | 0 | 0 | 0 | 2848448.6754 | 4353043.789 | 0 | 0 | 0 | 0 | 0 | 0 | 0 | 0 | 0 | 0 | 0 | 0 | 0 | 0 | 0 | 0 | 25971.1787 | 0 | 0 | 0 | 0 | 0 | 0 | 0 | 0 | 0 | -23514.2896 | 0 | 0 | 0 | 0 | 0 | 0
2016-01-06 06:00 | 0 | 0 | 0 | 0 | 453714.9061 | 0 | 459026 | 0 | 0 | 0 | 0 | 2819623.2919 | 4353043.789 | 0 | 0 | 0 | 0 | 0 | 0 | 23514.2896 | 0 | 0 | 0 | 0 | 0 | 0 | 0 | 0 | 0 | -28825.3835 | 0 | 0 | 0 | 0 | 0 | 0 | 0 | 0 | 0 | 23514.2896 | 0 | 0 | 0 | 0 | 0 | 0
2016-01-06 07:00 | 0 | 0 | 0 | 0 | 430847.3297 | 0 | 450847 | 0 | 0 | 0 | 0 | 2799623.6216 | 4353043.789 | 0 | 0 | 0 | 0 | 0 | 0 | 23514.2896 | 0 | 0 | 0 | 0 | 0 | 0 | 0 | 0 | 0 | -19999.6703 | 0 | 0 | 0 | 0 | 0 | 0 | 0 | 0 | 0 | 0 | 0 | 0 | 0 | 0 | 0 | 0
2016-01-06 08:00 | 0 | 0 | 0 | 0 | 405457.8828 | 0 | 447761 | 0 | 0 | 0 | 0 | 2757320.5045 | 4353043.789 | 0 | 0 | 0 | 0 | 0 | 0 | 23514.2896 | 0 | 0 | 0 | 0 | 0 | 0 | 0 | 0 | 0 | -42303.1172 | 0 | 0 | 0 | 0 | 0 | 0 | 0 | 0 | 0 | 0 | 0 | 0 | 0 | 0 | 0 | 0
2016-01-06 09:00 | 0 | 0 | 0 | 0 | 385315.0672 | 0 | 449636 | 0 | 0 | 0 | 0 | 2801825.6664 | 4244217.6943 | 0 | 0 | 0 | 0 | 0 | 0 | 23514.2896 | 0 | 0 | 0 | 0 | 0 | 0 | 0 | 0 | 0 | 44505.1619 | 0 | 108826.0947 | 0 | 0 | 0 | 0 | 0 | 0 | 0 | 0 | 0 | 0 | 0 | 0 | 0 | 0
2016-01-06 10:00 | 0 | 0 | 0 | 0 | 364042.0465 | 0 | 463512 | 0 | 0 | 0 | 0 | 2702355.7129 | 4244217.6943 | 0 | 0 | 0 | 0 | 0 | 0 | 23514.2896 | 0 | 0 | 0 | 0 | 0 | 0 | 0 | 0 | 0 | -99469.9535 | 0 | 0 | 0 | 0 | 0 | 0 | 0 | 0 | 0 | 0 | 0 | 0 | 0 | 0 | 0 | 0
2016-01-06 11:00 | 0 | 0 | 0 | 0 | 346266.3192 | 0 | 495560 | 0 | 0 | 0 | 0 | 2661888.1268 | 4135391.5996 | 0 | 0 | 0 | 0 | 0 | 0 | 23514.2896 | 0 | 0 | 0 | 0 | 0 | 0 | 0 | 0 | 0 | -40467.5861 | 0 | 108826.0947 | 0 | 0 | 0 | 0 | 0 | 0 | 0 | 0 | 0 | 0 | 0 | 0 | 0 | 0
2016-01-06 12:00 | 0 | 0 | 0 | 0 | 327199.5334 | 0 | 524202 | 0 | 0 | 0 | 0 | 2464885.6602 | 4135391.5996 | 0 | 0 | 0 | 0 | 0 | 0 | 23514.2896 | 0 | 0 | 0 | 0 | 0 | 0 | 0 | 0 | 0 | -197002.4666 | 0 | 0 | 0 | 0 | 0 | 0 | 0 | 0 | 0 | 0 | 0 | 0 | 0 | 0 | 0 | 0
2016-01-06 13:00 | 0 | 0 | 0 | 0 | 308394.3875 | 0 | 530125 | 0 | 0 | 0 | 0 | 2351981.1423 | 4026565.5048 | 0 | 0 | 0 | 0 | 0 | 0 | 23514.2896 | 0 | 0 | 0 | 0 | 0 | 0 | 0 | 0 | 0 | -112904.5178 | 0 | 108826.0947 | 0 | 0 | 0 | 0 | 0 | 0 | 0 | 0 | 0 | 0 | 0 | 0 | 0 | 0
2016-01-06 14:00 | 0 | 0 | 0 | 0 | 263085.1549 | 18629.5538 | 523807 | 0 | 0 | 0 | 0 | 2109888.8511 | 4026565.5048 | 0 | 0 | 0 | 0 | 0 | 0 | 23514.2896 | 0 | 0 | 0 | 0 | 0 | 0 | 0 | 0 | 0 | -242092.2913 | 0 | 0 | 0 | 0 | 0 | 0 | 0 | 0 | 0 | 0 | 0 | 0 | 0 | 0 | 0 | 0
2016-01-06 15:00 | 0 | 0 | 0 | 0 | 198081.7572 | 173038.3616 | 515122 | 0 | 0 | 0 | 0 | 2083860.8762 | 3932105.8881 | 0 | 0 | 0 | 0 | 0 | 0 | 0 | 0 | 0 | 0 | 0 | 0 | 0 | 0 | 0 | 0 | -26027.9749 | 14366.478 | 108826.0947 | 0 | 0 | 0 | 0 | 0 | 0 | 0 | -23514.2896 | 0 | 0 | 0 | 0 | 0 | 0
2016-01-06 16:00 | 0 | 0 | 0 | 0 | 174334.1626 | 299153.5161 | 505229 | 0 | 0 | 0 | 0 | 2052119.5549 | 3932105.8881 | 0 | 0 | 0 | 0 | 0 | 0 | 0 | 0 | 0 | 0 | 0 | 0 | 0 | 0 | 0 | 0 | -31741.3213 | 0 | 0 | 0 | 0 | 0 | 0 | 0 | 0 | 0 | 0 | 0 | 0 | 0 | 0 | 0 | 0
2016-01-06 17:00 | 0 | 0 | 0 | 0 | 184532.2316 | 382599.3046 | 493888 | 0 | 0 | 0 | 0 | 2125363.0911 | 3932105.8881 | 0 | 0 | 0 | 0 | 0 | 0 | 0 | 0 | 0 | 0 | 0 | 0 | 0 | 0 | 0 | 0 | 73243.5362 | 0 | 0 | 0 | 0 | 0 | 0 | 0 | 0 | 0 | 0 | 0 | 0 | 0 | 0 | 0 | 0
2016-01-06 18:00 | 0 | 0 | 0 | 0 | 183443.275 | 405045.2836 | 485222 | 0 | 0 | 0 | 0 | 2313941.4548 | 3823279.7934 | 0 | 0 | 0 | 0 | 0 | 0 | 23514.2896 | 0 | 0 | 0 | 0 | 0 | 0 | 0 | 0 | 0 | 188578.3637 | 0 | 108826.0947 | 0 | 0 | 0 | 0 | 0 | 0 | 0 | 23514.2896 | 0 | 0 | 0 | 0 | 0 | 0
2016-01-06 19:00 | 0 | 0 | 0 | 0 | 175701.8514 | 404997.5949 | 478021 | 0 | 0 | 0 | 0 | 2440134.1907 | 3823279.7934 | 0 | 0 | 0 | 0 | 0 | 0 | 0 | 0 | 0 | 0 | 0 | 0 | 0 | 0 | 0 | 0 | 126192.7358 | 0 | 0 | 0 | 0 | 0 | 0 | 0 | 0 | 0 | -23514.2896 | 0 | 0 | 0 | 0 | 0 | 0
2016-01-06 20:00 | 0 | 0 | 0 | 0 | 166088.2148 | 400071.9453 | 474674 | 0 | 0 | 0 | 0 | 2531620.3508 | 3823279.7934 | 0 | 0 | 0 | 0 | 0 | 0 | 0 | 0 | 0 | 0 | 0 | 0 | 0 | 0 | 0 | 0 | 91486.1602 | 0 | 0 | 0 | 0 | 0 | 0 | 0 | 0 | 0 | 0 | 0 | 0 | 0 | 0 | 0 | 0
2016-01-06 21:00 | 0 | 0 | 0 | 0 | 164009.0463 | 377103.3533 | 478064 | 0 | 0 | 0 | 0 | 2703494.8452 | 3714453.6986 | 0 | 0 | 0 | 0 | 0 | 0 | 0 | 0 | 0 | 0 | 0 | 0 | 0 | 0 | 0 | 0 | 171874.4943 | 0 | 108826.0947 | 0 | 0 | 0 | 0 | 0 | 0 | 0 | 0 | 0 | 0 | 0 | 0 | 0 | 0
2016-01-06 22:00 | 0 | 0 | 0 | 0 | 194951.0983 | 296413.9629 | 496279 | 0 | 0 | 0 | 0 | 2675066.6168 | 3714453.6986 | 0 | 0 | 0 | 0 | 0 | 0 | 23514.2896 | 0 | 0 | 0 | 0 | 0 | 0 | 0 | 0 | 0 | -28428.2284 | 0 | 0 | 0 | 0 | 0 | 0 | 0 | 0 | 0 | 23514.2896 | 0 | 0 | 0 | 0 | 0 | 0
2016-01-06 23:00 | 0 | 0 | 0 | 0 | 267546.5052 | 107698.8172 | 515072 | 0 | 0 | 0 | 0 | 2667580.3235 | 3605627.6039 | 0 | 0 | 0 | 0 | 0 | 0 | 0 | 0 | 0 | 0 | 0 | 0 | 0 | 0 | 0 | 0 | -7486.2933 | 0 | 108826.0947 | 0 | 0 | 0 | 0 | 0 | 0 | 0 | -23514.2896 | 0 | 0 | 0 | 0 | 0 | 0
2016-01-07 | 0 | 0 | 0 | 0 | 315151.367 | 937.265 | 521111 | 0 | 0 | 0 | 0 | 2439043.6659 | 3605627.6039 | 0 | 0 | 0 | 0 | 0 | 0 | 23514.2896 | 0 | 0 | 0 | 0 | 0 | 0 | 0 | 0 | 0 | -228536.6576 | 0 | 0 | 0 | 0 | 0 | 0 | 0 | 0 | 0 | 23514.2896 | 0 | 0 | 0 | 0 | 0 | 0
2016-01-07 01:00 | 0 | 0 | 0 | 0 | 338507.2347 | 0 | 518375 | 0 | 0 | 0 | 0 | 2368001.9953 | 3496801.5092 | 0 | 0 | 0 | 0 | 0 | 0 | 23514.2896 | 0 | 0 | 0 | 0 | 0 | 0 | 0 | 0 | 0 | -71041.6706 | 0 | 108826.0947 | 0 | 0 | 0 | 0 | 0 | 0 | 0 | 0 | 0 | 0 | 0 | 0 | 0 | 0
2016-01-07 02:00 | 0 | 0 | 0 | 0 | 339490.6937 | 0 | 506895 | 0 | 0 | 0 | 0 | 2309423.7837 | 3387975.4145 | 0 | 0 | 0 | 0 | 0 | 0 | 23514.2896 | 0 | 0 | 0 | 0 | 0 | 0 | 0 | 0 | 0 | -58578.2115 | 0 | 108826.0947 | 0 | 0 | 0 | 0 | 0 | 0 | 0 | 0 | 0 | 0 | 0 | 0 | 0 | 0
2016-01-07 03:00 | 0 | 0 | 0 | 0 | 322363.6172 | 0 | 486281 | 0 | 0 | 0 | 0 | 2145506.4009 | 3387975.4145 | 0 | 0 | 0 | 0 | 0 | 0 | 23514.2896 | 0 | 0 | 0 | 0 | 0 | 0 | 0 | 0 | 0 | -163917.3828 | 0 | 0 | 0 | 0 | 0 | 0 | 0 | 0 | 0 | 0 | 0 | 0 | 0 | 0 | 0 | 0
2016-01-07 04:00 | 0 | 0 | 0 | 0 | 289593.0386 | 0 | 461291 | 0 | 0 | 0 | 0 | 2082634.5342 | 3279149.3197 | 0 | 0 | 0 | 0 | 0 | 0 | 23514.2896 | 0 | 0 | 0 | 0 | 0 | 0 | 0 | 0 | 0 | -62871.8667 | 0 | 108826.0947 | 0 | 0 | 0 | 0 | 0 | 0 | 0 | 0 | 0 | 0 | 0 | 0 | 0 | 0
2016-01-07 05:00 | 0 | 0 | 0 | 0 | 263029.4249 | 0 | 439921 | 0 | 0 | 0 | 0 | 2014569.0538 | 3170323.225 | 0 | 0 | 0 | 0 | 0 | 0 | 23514.2896 | 0 | 0 | 0 | 0 | 0 | 0 | 0 | 0 | 0 | -68065.4804 | 0 | 108826.0947 | 0 | 0 | 0 | 0 | 0 | 0 | 0 | 0 | 0 | 0 | 0 | 0 | 0 | 0
2016-01-07 06:00 | 0 | 0 | 0 | 0 | 239476.868 | 0 | 425551 | 0 | 0 | 0 | 0 | 1828494.9219 | 3170323.225 | 0 | 0 | 0 | 0 | 0 | 0 | 23514.2896 | 0 | 0 | 0 | 0 | 0 | 0 | 0 | 0 | 0 | -186074.132 | 0 | 0 | 0 | 0 | 0 | 0 | 0 | 0 | 0 | 0 | 0 | 0 | 0 | 0 | 0 | 0
2016-01-07 07:00 | 0 | 0 | 0 | 0 | 220351.5151 | 0 | 415893 | 0 | 0 | 0 | 0 | 1741779.5317 | 3061497.1303 | 0 | 0 | 0 | 0 | 0 | 0 | 23514.2896 | 0 | 0 | 0 | 0 | 0 | 0 | 0 | 0 | 0 | -86715.3902 | 0 | 108826.0947 | 0 | 0 | 0 | 0 | 0 | 0 | 0 | 0 | 0 | 0 | 0 | 0 | 0 | 0
2016-01-07 08:00 | 0 | 0 | 0 | 0 | 210463.0813 | 0 | 410460 | 0 | 0 | 0 | 0 | 1650608.7077 | 2952671.0356 | 0 | 0 | 0 | 0 | 0 | 0 | 23514.2896 | 0 | 0 | 0 | 0 | 0 | 0 | 0 | 0 | 0 | -91170.824 | 0 | 108826.0947 | 0 | 0 | 0 | 0 | 0 | 0 | 0 | 0 | 0 | 0 | 0 | 0 | 0 | 0
2016-01-07 09:00 | 0 | 0 | 0 | 0 | 207882.3892 | 0 | 411058 | 0 | 0 | 0 | 0 | 1447433.097 | 2952671.0356 | 0 | 0 | 0 | 0 | 0 | 0 | 23514.2896 | 0 | 0 | 0 | 0 | 0 | 0 | 0 | 0 | 0 | -203175.6108 | 0 | 0 | 0 | 0 | 0 | 0 | 0 | 0 | 0 | 1.1642e-10 | 0 | 0 | 0 | 0 | 0 | 0
2016-01-07 10:00 | 0 | 0 | 0 | 0 | 215484.8515 | 0 | 423691 | 0 | 0 | 0 | 0 | 1348053.0431 | 2843844.9408 | 0 | 0 | 0 | 0 | 0 | 0 | 23514.2896 | 0 | 0 | 0 | 0 | 0 | 0 | 0 | 0 | 0 | -99380.0538 | 0 | 108826.0947 | 0 | 0 | 0 | 0 | 0 | 0 | 0 | 0 | 0 | 0 | 0 | 0 | 0 | 0
2016-01-07 11:00 | 0 | 0 | 0 | 0 | 228190.6995 | 0 | 454300 | 0 | 0 | 0 | 0 | 1230769.8374 | 2735018.8461 | 0 | 0 | 0 | 0 | 0 | 0 | 23514.2896 | 0 | 0 | 0 | 0 | 0 | 0 | 0 | 0 | 0 | -117283.2057 | 0 | 108826.0947 | 0 | 0 | 0 | 0 | 0 | 0 | 0 | 0 | 0 | 0 | 0 | 0 | 0 | 0
2016-01-07 12:00 | 0 | 0 | 0 | 0 | 240574.2241 | 0 | 483496 | 0 | 0 | 0 | 0 | 987848.0615 | 2735018.8461 | 0 | 0 | 0 | 0 | 0 | 0 | 23514.2896 | 0 | 0 | 0 | 0 | 0 | 0 | 0 | 0 | 0 | -242921.7759 | 0 | 0 | 0 | 0 | 0 | 0 | 0 | 0 | 0 | 0 | 0 | 0 | 0 | 0 | 0 | 0
2016-01-07 13:00 | 0 | 0 | 0 | 0 | 246062.9842 | 0 | 491785 | 0 | 0 | 0 | 0 | 874466.43 | 2626192.7514 | 0 | 0 | 0 | 0 | 0 | 0 | 0 | 0 | 0 | 0 | 0 | 0 | 0 | 0 | 0 | 0 | -113381.6315 | 0 | 108826.0947 | 0 | 0 | 0 | 0 | 0 | 0 | 0 | -23514.2896 | 0 | 0 | 0 | 0 | 0 | 0
2016-01-07 14:00 | 0 | 0 | 0 | 0 | 212981.5919 | 43883.8594 | 490686 | 0 | 0 | 0 | 0 | 725957.6864 | 2517366.6567 | 0 | 0 | 0 | 0 | 0 | 0 | 23514.2896 | 0 | 0 | 0 | 0 | 0 | 0 | 0 | 0 | 0 | -148508.7436 | 0 | 108826.0947 | 0 | 0 | 0 | 0 | 0 | 0 | 0 | 23514.2896 | 0 | 0 | 0 | 0 | 0 | 0
2016-01-07 15:00 | 0 | 0 | 0 | 0 | 140199.5906 | 203648.5951 | 488256 | 0 | 0 | 0 | 0 | 605064.1617 | 2517366.6567 | 0 | 0 | 0 | 0 | 0 | 0 | 0 | 0 | 0 | 0 | 0 | 0 | 0 | 0 | 0 | 0 | -120893.5247 | 0 | 0 | 0 | 0 | 0 | 0 | 0 | 0 | 0 | -23514.2896 | 0 | 0 | 0 | 0 | 0 | 0
2016-01-07 16:00 | 0 | 0 | 0 | 0 | 155129.585 | 315167.1734 | 481130 | 0 | 0 | 0 | 0 | 703057.0148 | 2408540.5619 | 0 | 0 | 0 | 0 | 0 | 0 | 0 | 0 | 0 | 0 | 0 | 0 | 0 | 0 | 0 | 0 | 97992.8531 | 0 | 108826.0947 | 0 | 0 | 0 | 0 | 0 | 0 | 0 | 0 | 0 | 0 | 0 | 0 | 0 | 0
2016-01-07 17:00 | 0 | 0 | 0 | 0 | 190246.9066 | 375633.677 | 472955 | 0 | 0 | 0 | 0 | 795982.5984 | 2408540.5619 | 0 | 0 | 0 | 0 | 0 | 0 | 0 | 0 | 0 | 0 | 0 | 0 | 0 | 0 | 0 | 0 | 92925.5836 | 0 | 0 | 0 | 0 | 0 | 0 | 0 | 0 | 0 | 0 | 0 | 0 | 0 | 0 | 0 | 0
2016-01-07 18:00 | 0 | 0 | 0 | 0 | 199258.3379 | 390874.4738 | 465227 | 0 | 0 | 0 | 0 | 1029714.5049 | 2299714.4672 | 0 | 0 | 0 | 0 | 0 | 0 | 0 | 0 | 0 | 0 | 0 | 0 | 0 | 0 | 0 | 0 | 233731.9065 | 0 | 108826.0947 | 0 | 0 | 0 | 0 | 0 | 0 | 0 | 0 | 0 | 0 | 0 | 0 | 0 | 0
2016-01-07 19:00 | 0 | 0 | 0 | 0 | 208493.9159 | 384103.0995 | 459310 | 0 | 0 | 0 | 0 | 1163001.5202 | 2299714.4672 | 0 | 0 | 0 | 0 | 0 | 0 | 0 | 0 | 0 | 0 | 0 | 0 | 0 | 0 | 0 | 0 | 133287.0154 | 0 | 0 | 0 | 0 | 0 | 0 | 0 | 0 | 0 | 0 | 0 | 0 | 0 | 0 | 0 | 0
2016-01-07 20:00 | 0 | 0 | 0 | 0 | 219266.08 | 371331.7691 | 456439 | 0 | 0 | 0 | 0 | 1382472.1745 | 2190888.3725 | 0 | 0 | 0 | 0 | 0 | 0 | 23514.2896 | 0 | 0 | 0 | 0 | 0 | 0 | 0 | 0 | 0 | 219470.6543 | 0 | 108826.0947 | 0 | 0 | 0 | 0 | 0 | 0 | 0 | 23514.2896 | 0 | 0 | 0 | 0 | 0 | 0
2016-01-07 21:00 | 0 | 0 | 0 | 0 | 230159.4449 | 340491.9089 | 457995 | 0 | 0 | 0 | 0 | 1518642.8179 | 2190888.3725 | 0 | 0 | 0 | 0 | 0 | 0 | 0 | 0 | 0 | 0 | 0 | 0 | 0 | 0 | 0 | 0 | 136170.6434 | 0 | 0 | 0 | 0 | 0 | 0 | 0 | 0 | 0 | -23514.2896 | 0 | 0 | 0 | 0 | 0 | 0
2016-01-07 22:00 | 0 | 0 | 0 | 0 | 249684.1257 | 269117.5652 | 473389 | 0 | 0 | 0 | 0 | 1649367.314 | 2082062.2778 | 0 | 0 | 0 | 0 | 0 | 0 | 23514.2896 | 0 | 0 | 0 | 0 | 0 | 0 | 0 | 0 | 0 | 130724.496 | 0 | 108826.0947 | 0 | 0 | 0 | 0 | 0 | 0 | 0 | 23514.2896 | 0 | 0 | 0 | 0 | 0 | 0
2016-01-07 23:00 | 0 | 0 | 0 | 0 | 286331.9634 | 92629.8203 | 488977 | 0 | 0 | 0 | 0 | 1562866.3872 | 2082062.2778 | 0 | 0 | 0 | 0 | 0 | 0 | 0 | 0 | 0 | 0 | 0 | 0 | 0 | 0 | 0 | 0 | -86500.9268 | 0 | 0 | 0 | 0 | 0 | 0 | 0 | 0 | 0 | -23514.2896 | 0 | 0 | 0 | 0 | 0 | 0
2016-01-08 | 0 | 0 | 0 | 0 | 297158.0654 | 2509.5879 | 494433 | 0 | 0 | 0 | 0 | 1453412.8456 | 1973236.183 | 0 | 0 | 0 | 0 | 0 | 0 | 23514.2896 | 0 | 0 | 0 | 0 | 0 | 0 | 0 | 0 | 0 | -109453.5416 | 0 | 108826.0947 | 0 | 0 | 0 | 0 | 0 | 0 | 0 | 23514.2896 | 0 | 0 | 0 | 0 | 0 | 0
2016-01-08 01:00 | 0 | 0 | 0 | 0 | 292623.7023 | 0 | 491621 | 0 | 0 | 0 | 0 | 1254415.548 | 1973236.183 | 0 | 0 | 0 | 0 | 0 | 0 | 23514.2896 | 0 | 0 | 0 | 0 | 0 | 0 | 0 | 0 | 0 | -198997.2977 | 0 | 0 | 0 | 0 | 0 | 0 | 0 | 0 | 0 | 0 | 0 | 0 | 0 | 0 | 0 | 0
2016-01-08 02:00 | 0 | 0 | 0 | 0 | 279239.4809 | 0 | 481932 | 0 | 0 | 0 | 0 | 1160549.1236 | 1864410.0883 | 0 | 0 | 0 | 0 | 0 | 0 | 23514.2896 | 0 | 0 | 0 | 0 | 0 | 0 | 0 | 0 | 0 | -93866.4244 | 0 | 108826.0947 | 0 | 0 | 0 | 0 | 0 | 0 | 0 | 0 | 0 | 0 | 0 | 0 | 0 | 0
2016-01-08 03:00 | 0 | 0 | 0 | 0 | 263537.2511 | 0 | 461801 | 0 | 0 | 0 | 0 | 1071111.4694 | 1755583.9936 | 0 | 0 | 0 | 0 | 0 | 0 | 23514.2896 | 0 | 0 | 0 | 0 | 0 | 0 | 0 | 0 | 0 | -89437.6542 | 0 | 108826.0947 | 0 | 0 | 0 | 0 | 0 | 0 | 0 | 0 | 0 | 0 | 0 | 0 | 0 | 0
2016-01-08 04:00 | 0 | 0 | 0 | 0 | 250187.8506 | 0 | 437008 | 0 | 0 | 0 | 0 | 884291.32 | 1755583.9936 | 0 | 0 | 0 | 0 | 0 | 0 | 23514.2896 | 0 | 0 | 0 | 0 | 0 | 0 | 0 | 0 | 0 | -186820.1494 | 0 | 0 | 0 | 0 | 0 | 0 | 0 | 0 | 0 | 0 | 0 | 0 | 0 | 0 | 0 | 0
2016-01-08 05:00 | 0 | 0 | 0 | 0 | 246778.7461 | 0 | 415288 | 0 | 0 | 0 | 0 | 824608.1608 | 1646757.8989 | 0 | 0 | 0 | 0 | 0 | 0 | 23514.2896 | 0 | 0 | 0 | 0 | 0 | 0 | 0 | 0 | 0 | -59683.1592 | 0 | 108826.0947 | 0 | 0 | 0 | 0 | 0 | 0 | 0 | 0 | 0 | 0 | 0 | 0 | 0 | 0
2016-01-08 06:00 | 0 | 0 | 0 | 0 | 246329.8172 | 0 | 399917 | 0 | 0 | 0 | 0 | 671020.978 | 1646757.8989 | 0 | 0 | 0 | 0 | 0 | 0 | 23514.2896 | 0 | 0 | 0 | 0 | 0 | 0 | 0 | 0 | 0 | -153587.1828 | 0 | 0 | 0 | 0 | 0 | 0 | 0 | 0 | 0 | 0 | 0 | 0 | 0 | 0 | 0 | 0
2016-01-08 07:00 | 0 | 0 | 0 | 0 | 249014.024 | 0 | 389529 | 0 | 0 | 0 | 0 | 639332.0968 | 1537931.8041 | 0 | 0 | 0 | 0 | 0 | 0 | 23514.2896 | 0 | 0 | 0 | 0 | 0 | 0 | 0 | 0 | 0 | -31688.8812 | 0 | 108826.0947 | 0 | 0 | 0 | 0 | 0 | 0 | 0 | 0 | 0 | 0 | 0 | 0 | 0 | 0
2016-01-08 08:00 | 0 | 0 | 0 | 0 | 252356.6152 | 0 | 384659 | 0 | 0 | 0 | 0 | 507029.712 | 1537931.8041 | 0 | 0 | 0 | 0 | 0 | 0 | 23514.2896 | 0 | 0 | 0 | 0 | 0 | 0 | 0 | 0 | 0 | -132302.3848 | 0 | 0 | 0 | 0 | 0 | 0 | 0 | 0 | 0 | 2.9104e-11 | 0 | 0 | 0 | 0 | 0 | 0
2016-01-08 09:00 | 0 | 0 | 0 | 0 | 258917.2388 | 0 | 384914 | 0 | 0 | 0 | 0 | 489859.0455 | 1429105.7094 | 0 | 0 | 0 | 0 | 0 | 0 | 23514.2896 | 0 | 0 | 0 | 0 | 0 | 0 | 0 | 0 | 0 | -17170.6664 | 0 | 108826.0947 | 0 | 0 | 0 | 0 | 0 | 0 | 0 | 0 | 0 | 0 | 0 | 0 | 0 | 0
2016-01-08 10:00 | 0 | 0 | 0 | 0 | 269655.4563 | 0 | 395661 | 0 | 0 | 0 | 0 | 363853.5018 | 1429105.7094 | 0 | 0 | 0 | 0 | 0 | 0 | 23514.2896 | 0 | 0 | 0 | 0 | 0 | 0 | 0 | 0 | 0 | -126005.5437 | 0 | 0 | 0 | 0 | 0 | 0 | 0 | 0 | 0 | 0 | 0 | 0 | 0 | 0 | 0 | 0
2016-01-08 11:00 | 0 | 0 | 0 | 0 | 277156.4943 | 0 | 426104 | 0 | 0 | 0 | 0 | 323732.0908 | 1320279.6147 | 0 | 0 | 0 | 0 | 0 | 0 | 23514.2896 | 0 | 0 | 0 | 0 | 0 | 0 | 0 | 0 | 0 | -40121.4109 | 0 | 108826.0947 | 0 | 0 | 0 | 0 | 0 | 0 | 0 | 0 | 0 | 0 | 0 | 0 | 0 | 0
2016-01-08 12:00 | 0 | 0 | 0 | 0 | 281882.9462 | 0 | 455472 | 0 | 0 | 0 | 0 | 150143.0371 | 1320279.6147 | 0 | 0 | 0 | 0 | 0 | 0 | 23514.2896 | 0 | 0 | 0 | 0 | 0 | 0 | 0 | 0 | 0 | -173589.0538 | 0 | 0 | 0 | 0 | 0 | 0 | 0 | 0 | 0 | 0 | 0 | 0 | 0 | 0 | 0 | 0
2016-01-08 13:00 | 0 | 0 | 0 | 0 | 281508.3095 | 0 | 467173 | 0 | 0 | 0 | 0 | 73304.4413 | 1211453.52 | 0 | 0 | 0 | 0 | 0 | 0 | 23514.2896 | 0 | 0 | 0 | 0 | 0 | 0 | 0 | 0 | 0 | -76838.5958 | 0 | 108826.0947 | 0 | 0 | 0 | 0 | 0 | 0 | 0 | 0 | 0 | 0 | 0 | 0 | 0 | 0
2016-01-08 14:00 | 0 | 0 | 0 | 0 | 262603.0776 | 36627.3928 | 472550 | 0 | 0 | 0 | 0 | 0 | 1134952.7212 | 0 | 0 | 0 | 0 | 0 | 0 | 0 | 0 | 0 | 0 | 0 | 0 | 0 | 0 | 0 | 0 | -73304.4413 | 0 | 76500.7988 | 0 | 0 | 0 | 0 | 0 | 0 | 0 | -23514.2896 | 0 | 0 | 0 | 0 | 0 | 0
2016-01-08 15:00 | 0 | 0 | 0 | 0 | 254869.721 | 236230.757 | 476734 | 0 | 0 | 0 | 0 | 0 | 1149319.1992 | 0 | 0 | 0 | 0 | 0 | 0 | 0 | 0 | 0 | 0 | 0 | 0 | 0 | 0 | 0 | 0 | 0 | 14366.478 | 0 | 0 | 0 | 0 | 0 | 0 | 0 | 0 | 0 | 0 | 0 | 0 | 0 | 0 | 0
2016-01-08 16:00 | 0 | 0 | 0 | 0 | 85706.8363 | 403675.6416 | 475016 | 0 | 0 | 0 | 0 | 0 | 1163685.6771 | 0 | 0 | 0 | 0 | 0 | 0 | 0 | 0 | 0 | 0 | 0 | 0 | 0 | 0 | 0 | 0 | 0 | 14366.478 | 0 | 0 | 0 | 0 | 0 | 0 | 0 | 0 | 0 | 0 | 0 | 0 | 0 | 0 | 0
2016-01-08 17:00 | 0 | 0 | 0 | 0 | 258421.7696 | 468323.6421 | 468663 | 0 | 0 | 0 | 0 | 243715.9338 | 1178052.1551 | 0 | 0 | 0 | 0 | 0 | 0 | 0 | 0 | 0 | 0 | 0 | 0 | 0 | 0 | 0 | 0 | 243715.9338 | 14366.478 | 0 | 0 | 0 | 0 | 0 | 0 | 0 | 0 | 0 | 0 | 0 | 0 | 0 | 0 | 0
2016-01-08 18:00 | 0 | 0 | 0 | 0 | 0 | 458922.2897 | 463564 | 0 | 0 | 0 | 0 | 224707.7455 | 1192418.6331 | 0 | 0 | 0 | 0 | 0 | 0 | 0 | 0 | 0 | 0 | 0 | 0 | 0 | 0 | 0 | 0 | -19008.1883 | 14366.478 | 0 | 0 | 0 | 0 | 0 | 0 | 0 | 0 | 0 | 0 | 0 | 0 | 0 | 0 | 0
2016-01-08 19:00 | 0 | 0 | 0 | 0 | 291612.0165 | 435381.872 | 458952 | 0 | 0 | 0 | 0 | 478383.156 | 1206785.1111 | 0 | 0 | 0 | 0 | 0 | 0 | 0 | 0 | 0 | 0 | 0 | 0 | 0 | 0 | 0 | 0 | 253675.4105 | 14366.478 | 0 | 0 | 0 | 0 | 0 | 0 | 0 | 0 | 0 | 0 | 0 | 0 | 0 | 0 | 0
2016-01-08 20:00 | 0 | 0 | 0 | 0 | 306333.2869 | 422103.409 | 454537 | 0 | 0 | 0 | 0 | 737916.3739 | 1221151.5891 | 0 | 0 | 0 | 0 | 0 | 0 | 0 | 0 | 0 | 0 | 0 | 0 | 0 | 0 | 0 | 0 | 259533.218 | 14366.478 | 0 | 0 | 0 | 0 | 0 | 0 | 0 | 0 | 0 | 0 | 0 | 0 | 0 | 0 | 0
2016-01-08 21:00 | 0 | 0 | 0 | 0 | 314566.0902 | 413779.6058 | 454446 | 0 | 0 | 0 | 0 | 997449.5919 | 1235518.067 | 0 | 0 | 0 | 0 | 0 | 0 | 0 | 0 | 0 | 0 | 0 | 0 | 0 | 0 | 0 | 0 | 259533.218 | 14366.478 | 0 | 0 | 0 | 0 | 0 | 0 | 0 | 0 | 0 | 0 | 0 | 0 | 0 | 0 | 0
2016-01-08 22:00 | 0 | 0 | 0 | 0 | 0 | 366797.5997 | 463432 | 0 | 0 | 0 | 0 | 886448.7136 | 1249884.545 | 0 | 0 | 0 | 0 | 0 | 0 | 0 | 0 | 0 | 0 | 0 | 0 | 0 | 0 | 0 | 0 | -111000.8783 | 14366.478 | 0 | 0 | 0 | 0 | 0 | 0 | 0 | 0 | 0 | 0 | 0 | 0 | 0 | 0 | 0
2016-01-08 23:00 | 0 | 0 | 0 | 0 | 398074.0338 | 195018.9664 | 472623 | 0 | 0 | 0 | 0 | 992552.2358 | 1264251.023 | 0 | 0 | 0 | 0 | 0 | 0 | 0 | 0 | 0 | 0 | 0 | 0 | 0 | 0 | 0 | 0 | 106103.5222 | 14366.478 | 0 | 0 | 0 | 0 | 0 | 0 | 0 | 0 | 0 | 0 | 0 | 0 | 0 | 0 | 0
2016-01-09 | 0 | 0 | 0 | 0 | 409884.3443 | 3746.6652 | 473493 | 0 | 0 | 0 | 0 | 918323.7673 | 1278617.501 | 0 | 0 | 0 | 0 | 0 | 0 | 0 | 0 | 0 | 0 | 0 | 0 | 0 | 0 | 0 | 0 | -74228.4685 | 14366.478 | 0 | 0 | 0 | 0 | 0 | 0 | 0 | 0 | 0 | 0 | 0 | 0 | 0 | 0 | 0
2016-01-09 01:00 | 0 | 0 | 0 | 0 | 410466.1803 | 0 | 468337 | 0 | 0 | 0 | 0 | 846086.4696 | 1292983.979 | 0 | 0 | 0 | 0 | 0 | 0 | 0 | 0 | 0 | 0 | 0 | 0 | 0 | 0 | 0 | 0 | -72237.2977 | 14366.478 | 0 | 0 | 0 | 0 | 0 | 0 | 0 | 0 | 0 | 0 | 0 | 0 | 0 | 0 | 0
2016-01-09 02:00 | 0 | 0 | 0 | 0 | 410393.0867 | 0 | 459225 | 0 | 0 | 0 | 0 | 782888.0783 | 1307350.457 | 0 | 0 | 0 | 0 | 0 | 0 | 0 | 0 | 0 | 0 | 0 | 0 | 0 | 0 | 0 | 0 | -63198.3913 | 14366.478 | 0 | 0 | 0 | 0 | 0 | 0 | 0 | 0 | 0 | 0 | 0 | 0 | 0 | 0 | 0
2016-01-09 03:00 | 0 | 0 | 0 | 0 | 407543.8991 | 0 | 443600 | 0 | 0 | 0 | 0 | 732465.4994 | 1321716.9349 | 0 | 0 | 0 | 0 | 0 | 0 | 0 | 0 | 0 | 0 | 0 | 0 | 0 | 0 | 0 | 0 | -50422.5789 | 14366.478 | 0 | 0 | 0 | 0 | 0 | 0 | 0 | 0 | 0 | 0 | 0 | 0 | 0 | 0 | 0
2016-01-09 04:00 | 0 | 0 | 0 | 0 | 408072.0108 | 0 | 424303 | 0 | 0 | 0 | 0 | 701868.0321 | 1336083.4129 | 0 | 0 | 0 | 0 | 0 | 0 | 0 | 0 | 0 | 0 | 0 | 0 | 0 | 0 | 0 | 0 | -30597.4672 | 14366.478 | 0 | 0 | 0 | 0 | 0 | 0 | 0 | 0 | 0 | 0 | 0 | 0 | 0 | 0 | 0
2016-01-09 05:00 | 0 | 0 | 0 | 0 | 410273.5366 | 0 | 406106 | 0 | 0 | 0 | 0 | 691669.0907 | 1350449.8909 | 0 | 0 | 0 | 0 | 0 | 0 | 0 | 0 | 0 | 0 | 0 | 0 | 0 | 0 | 0 | 0 | -10198.9414 | 14366.478 | 0 | 0 | 0 | 0 | 0 | 0 | 0 | 0 | 0 | 0 | 0 | 0 | 0 | 0 | 0
2016-01-09 06:00 | 0 | 0 | 0 | 0 | 145435.26 | 0 | 390602 | 0 | 0 | 0 | 0 | 432135.8727 | 1364816.3689 | 0 | 0 | 0 | 0 | 0 | 0 | 0 | 0 | 0 | 0 | 0 | 0 | 0 | 0 | 0 | 0 | -259533.218 | 14366.478 | 0 | 0 | 0 | 0 | 0 | 0 | 0 | 0 | 0 | 0 | 0 | 0 | 0 | 0 | 0
2016-01-09 07:00 | 0 | 0 | 0 | 0 | 439382.7889 | 0 | 380209 | 0 | 0 | 0 | 0 | 476943.1837 | 1379182.8469 | 0 | 0 | 0 | 0 | 0 | 0 | 0 | 0 | 0 | 0 | 0 | 0 | 0 | 0 | 0 | 0 | 44807.3109 | 14366.478 | 0 | 0 | 0 | 0 | 0 | 0 | 0 | 0 | 0 | 0 | 0 | 0 | 0 | 0 | 0
2016-01-09 08:00 | 0 | 0 | 0 | 0 | 463154.6385 | 0 | 373855 | 0 | 0 | 0 | 0 | 551876.3443 | 1393549.3248 | 0 | 0 | 0 | 0 | 0 | 0 | 0 | 0 | 0 | 0 | 0 | 0 | 0 | 0 | 0 | 0 | 74933.1606 | 14366.478 | 0 | 0 | 0 | 0 | 0 | 0 | 0 | 0 | 0 | 0 | 0 | 0 | 0 | 0 | 0
2016-01-09 09:00 | 0 | 0 | 0 | 0 | 479555.6469 | 0 | 372820 | 0 | 0 | 0 | 0 | 644245.5131 | 1407915.8028 | 0 | 0 | 0 | 0 | 0 | 0 | 0 | 0 | 0 | 0 | 0 | 0 | 0 | 0 | 0 | 0 | 92369.1689 | 14366.478 | 0 | 0 | 0 | 0 | 0 | 0 | 0 | 0 | 0 | 0 | 0 | 0 | 0 | 0 | 0
2016-01-09 10:00 | 0 | 0 | 0 | 0 | 131291.26 | 0 | 376458 | 0 | 0 | 0 | 0 | 384712.2952 | 1422282.2808 | 0 | 0 | 0 | 0 | 0 | 0 | 0 | 0 | 0 | 0 | 0 | 0 | 0 | 0 | 0 | 0 | -259533.218 | 14366.478 | 0 | 0 | 0 | 0 | 0 | 0 | 0 | 0 | 0 | 0 | 0 | 0 | 0 | 0 | 0
2016-01-09 11:00 | 0 | 0 | 0 | 0 | 510353.7599 | 0 | 385225 | 0 | 0 | 0 | 0 | 495474.5771 | 1436648.7588 | 0 | 0 | 0 | 0 | 0 | 0 | 0 | 0 | 0 | 0 | 0 | 0 | 0 | 0 | 0 | 0 | 110762.2819 | 14366.478 | 0 | 0 | 0 | 0 | 0 | 0 | 0 | 0 | 0 | 0 | 0 | 0 | 0 | 0 | 0
2016-01-09 12:00 | 0 | 0 | 0 | 0 | 154895.26 | 0 | 400062 | 0 | 0 | 0 | 0 | 235941.3591 | 1451015.2368 | 0 | 0 | 0 | 0 | 0 | 0 | 0 | 0 | 0 | 0 | 0 | 0 | 0 | 0 | 0 | 0 | -259533.218 | 14366.478 | 0 | 0 | 0 | 0 | 0 | 0 | 0 | 0 | 0 | 0 | 0 | 0 | 0 | 0 | 0
2016-01-09 13:00 | 0 | 0 | 0 | 0 | 509289.8467 | 0.027022 | 417421 | 0 | 0 | 0 | 0 | 313443.7549 | 1465381.7147 | 0 | 0 | 0 | 0 | 0 | 0 | 0 | 0 | 0 | 0 | 0 | 0 | 0 | 0 | 0 | 0 | 77502.3957 | 14366.478 | 0 | 0 | 0 | 0 | 0 | 0 | 0 | 0 | 0 | 0 | 0 | 0 | 0 | 0 | 0
2016-01-09 14:00 | 0 | 0 | 0 | 0 | 495262.1357 | 102143.8993 | 432775 | 0 | 0 | 0 | 0 | 463708.3119 | 1479748.1927 | 0 | 0 | 0 | 0 | 0 | 0 | 0 | 0 | 0 | 0 | 0 | 0 | 0 | 0 | 0 | 0 | 150264.557 | 14366.478 | 0 | 0 | 0 | 0 | 0 | 0 | 0 | 0 | 0 | 0 | 0 | 0 | 0 | 0 | 0
2016-01-09 15:00 | 0 | 0 | 0 | 0 | 280815.9477 | 436587.7483 | 443504 | 0 | 0 | 0 | 0 | 723241.5299 | 1494114.6707 | 0 | 0 | 0 | 0 | 0 | 0 | 0 | 0 | 0 | 0 | 0 | 0 | 0 | 0 | 0 | 0 | 259533.218 | 14366.478 | 0 | 0 | 0 | 0 | 0 | 0 | 0 | 0 | 0 | 0 | 0 | 0 | 0 | 0 | 0
2016-01-09 16:00 | 0 | 0 | 0 | 0 | 0 | 594500.7657 | 447564 | 0 | 0 | 0 | 0 | 855811.8176 | 1508481.1487 | 0 | 0 | 0 | 0 | 0 | 0 | 0 | 0 | 0 | 0 | 0 | 0 | 0 | 0 | 0 | 0 | 132570.2877 | 14366.478 | 0 | 0 | 0 | 0 | 0 | 0 | 0 | 0 | 0 | 0 | 0 | 0 | 0 | 0 | 0
2016-01-09 17:00 | 0 | 0 | 0 | 0 | 113308.7248 | 606827.9711 | 446237 | 0 | 0 | 0 | 0 | 1115345.0356 | 1522847.6267 | 0 | 0 | 0 | 0 | 0 | 0 | 0 | 0 | 0 | 0 | 0 | 0 | 0 | 0 | 0 | 0 | 259533.218 | 14366.478 | 0 | 0 | 0 | 0 | 0 | 0 | 0 | 0 | 0 | 0 | 0 | 0 | 0 | 0 | 0
2016-01-09 18:00 | 0 | 0 | 0 | 0 | 0 | 569358.7913 | 441450 | 0 | 0 | 0 | 0 | 1228887.3488 | 1537214.1047 | 0 | 0 | 0 | 0 | 0 | 0 | 0 | 0 | 0 | 0 | 0 | 0 | 0 | 0 | 0 | 0 | 113542.3133 | 14366.478 | 0 | 0 | 0 | 0 | 0 | 0 | 0 | 0 | 0 | 0 | 0 | 0 | 0 | 0 | 0
2016-01-09 19:00 | 0 | 0 | 0 | 0 | 161982.4127 | 549052.2832 | 437135 | 0 | 0 | 0 | 0 | 1488420.5668 | 1551580.5826 | 0 | 0 | 0 | 0 | 0 | 0 | 0 | 0 | 0 | 0 | 0 | 0 | 0 | 0 | 0 | 0 | 259533.218 | 14366.478 | 0 | 0 | 0 | 0 | 0 | 0 | 0 | 0 | 0 | 0 | 0 | 0 | 0 | 0 | 0
2016-01-09 20:00 | 0 | 0 | 0 | 0 | 0 | 564412.0643 | 434799 | 0 | 0 | 0 | 0 | 1603667.1531 | 1565947.0606 | 0 | 0 | 0 | 0 | 0 | 0 | 0 | 0 | 0 | 0 | 0 | 0 | 0 | 0 | 0 | 0 | 115246.5863 | 14366.478 | 0 | 0 | 0 | 0 | 0 | 0 | 0 | 0 | 0 | 0 | 0 | 0 | 0 | 0 | 0
2016-01-09 21:00 | 0 | 0 | 0 | 0 | 135210.7987 | 577436.8973 | 438748 | 0 | 0 | 0 | 0 | 1863200.3711 | 1580313.5386 | 0 | 0 | 0 | 0 | 0 | 0 | 0 | 0 | 0 | 0 | 0 | 0 | 0 | 0 | 0 | 0 | 259533.218 | 14366.478 | 0 | 0 | 0 | 0 | 0 | 0 | 0 | 0 | 0 | 0 | 0 | 0 | 0 | 0 | 0
2016-01-09 22:00 | 0 | 0 | 0 | 0 | 0 | 514172.8047 | 451099 | 0 | 0 | 0 | 0 | 1911907.6978 | 1594680.0166 | 0 | 0 | 0 | 0 | 0 | 0 | 0 | 0 | 0 | 0 | 0 | 0 | 0 | 0 | 0 | 0 | 48707.3267 | 14366.478 | 0 | 0 | 0 | 0 | 0 | 0 | 0 | 0 | 0 | 0 | 0 | 0 | 0 | 0 | 0
2016-01-09 23:00 | 0 | 0 | 0 | 0 | 436527.1479 | 176485.7084 | 461966 | 0 | 0 | 0 | 0 | 2048588.0761 | 1609046.4946 | 0 | 0 | 0 | 0 | 0 | 0 | 0 | 0 | 0 | 0 | 0 | 0 | 0 | 0 | 0 | 0 | 136680.3783 | 14366.478 | 0 | 0 | 0 | 0 | 0 | 0 | 0 | 0 | 0 | 0 | 0 | 0 | 0 | 0 | 0
2016-01-10 | 0 | 0 | 0 | 0 | 415262.0186 | 742.2507 | 466908 | 0 | 0 | 0 | 0 | 1983317.8673 | 1623412.9725 | 0 | 0 | 0 | 0 | 0 | 0 | 0 | 0 | 0 | 0 | 0 | 0 | 0 | 0 | 0 | 0 | -65270.2087 | 14366.478 | 0 | 0 | 0 | 0 | 0 | 0 | 0 | 0 | 0 | 0 | 0 | 0 | 0 | 0 | 0
2016-01-10 01:00 | 0 | 0 | 0 | 0 | 398513.7131 | 0 | 465022 | 0 | 0 | 0 | 0 | 1902443.1025 | 1637779.4505 | 0 | 0 | 0 | 0 | 0 | 0 | 0 | 0 | 0 | 0 | 0 | 0 | 0 | 0 | 0 | 0 | -80874.7649 | 14366.478 | 0 | 0 | 0 | 0 | 0 | 0 | 0 | 0 | 0 | 0 | 0 | 0 | 0 | 0 | 0
2016-01-10 02:00 | 0 | 0 | 0 | 0 | 383844.3008 | 0 | 458039 | 0 | 0 | 0 | 0 | 1813881.9253 | 1652145.9285 | 0 | 0 | 0 | 0 | 0 | 0 | 0 | 0 | 0 | 0 | 0 | 0 | 0 | 0 | 0 | 0 | -88561.1772 | 14366.478 | 0 | 0 | 0 | 0 | 0 | 0 | 0 | 0 | 0 | 0 | 0 | 0 | 0 | 0 | 0
2016-01-10 03:00 | 0 | 0 | 0 | 0 | 367933.1455 | 0 | 445223 | 0 | 0 | 0 | 0 | 1722225.5928 | 1666512.4065 | 0 | 0 | 0 | 0 | 0 | 0 | 0 | 0 | 0 | 0 | 0 | 0 | 0 | 0 | 0 | 0 | -91656.3325 | 14366.478 | 0 | 0 | 0 | 0 | 0 | 0 | 0 | 0 | 0 | 0 | 0 | 0 | 0 | 0 | 0
2016-01-10 04:00 | 0 | 0 | 0 | 0 | 353277.6899 | 0 | 429865 | 0 | 0 | 0 | 0 | 1631271.8047 | 1680878.8845 | 0 | 0 | 0 | 0 | 0 | 0 | 0 | 0 | 0 | 0 | 0 | 0 | 0 | 0 | 0 | 0 | -90953.7881 | 14366.478 | 0 | 0 | 0 | 0 | 0 | 0 | 0 | 0 | 0 | 0 | 0 | 0 | 0 | 0 | 0
2016-01-10 05:00 | 0 | 0 | 0 | 0 | 343451.742 | 0 | 414836 | 0 | 0 | 0 | 0 | 1545521.0687 | 1695245.3625 | 0 | 0 | 0 | 0 | 0 | 0 | 0 | 0 | 0 | 0 | 0 | 0 | 0 | 0 | 0 | 0 | -85750.736 | 14366.478 | 0 | 0 | 0 | 0 | 0 | 0 | 0 | 0 | 0 | 0 | 0 | 0 | 0 | 0 | 0
2016-01-10 06:00 | 0 | 0 | 0 | 0 | 155992.26 | 0 | 401159 | 0 | 0 | 0 | 0 | 1285987.8507 | 1709611.8404 | 0 | 0 | 0 | 0 | 0 | 0 | 0 | 0 | 0 | 0 | 0 | 0 | 0 | 0 | 0 | 0 | -259533.218 | 14366.478 | 0 | 0 | 0 | 0 | 0 | 0 | 0 | 0 | 0 | 0 | 0 | 0 | 0 | 0 | 0
2016-01-10 07:00 | 0 | 0 | 0 | 0 | 329284.6146 | 0 | 391763 | 0 | 0 | 0 | 0 | 1209142.9873 | 1723978.3184 | 0 | 0 | 0 | 0 | 0 | 0 | 0 | 0 | 0 | 0 | 0 | 0 | 0 | 0 | 0 | 0 | -76844.8634 | 14366.478 | 0 | 0 | 0 | 0 | 0 | 0 | 0 | 0 | 0 | 0 | 0 | 0 | 0 | 0 | 0
2016-01-10 08:00 | 0 | 0 | 0 | 0 | 322963.9403 | 0 | 387369 | 0 | 0 | 0 | 0 | 1130371.4496 | 1738344.7964 | 0 | 0 | 0 | 0 | 0 | 0 | 0 | 0 | 0 | 0 | 0 | 0 | 0 | 0 | 0 | 0 | -78771.5377 | 14366.478 | 0 | 0 | 0 | 0 | 0 | 0 | 0 | 0 | 0 | 0 | 0 | 0 | 0 | 0 | 0
2016-01-10 09:00 | 0 | 0 | 0 | 0 | 324444.2826 | 0 | 386669 | 0 | 0 | 0 | 0 | 1053780.2543 | 1752711.2744 | 0 | 0 | 0 | 0 | 0 | 0 | 0 | 0 | 0 | 0 | 0 | 0 | 0 | 0 | 0 | 0 | -76591.1953 | 14366.478 | 0 | 0 | 0 | 0 | 0 | 0 | 0 | 0 | 0 | 0 | 0 | 0 | 0 | 0 | 0
2016-01-10 10:00 | 0 | 0 | 0 | 0 | 145525.26 | 0 | 390692 | 0 | 0 | 0 | 0 | 794247.0363 | 1767077.7524 | 0 | 0 | 0 | 0 | 0 | 0 | 0 | 0 | 0 | 0 | 0 | 0 | 0 | 0 | 0 | 0 | -259533.218 | 14366.478 | 0 | 0 | 0 | 0 | 0 | 0 | 0 | 0 | 0 | 0 | 0 | 0 | 0 | 0 | 0
2016-01-10 11:00 | 0 | 0 | 0 | 0 | 330037.736 | 0 | 400516 | 0 | 0 | 0 | 0 | 709402.2944 | 1781444.2303 | 0 | 0 | 0 | 0 | 0 | 0 | 0 | 0 | 0 | 0 | 0 | 0 | 0 | 0 | 0 | 0 | -84844.742 | 14366.478 | 0 | 0 | 0 | 0 | 0 | 0 | 0 | 0 | 0 | 0 | 0 | 0 | 0 | 0 | 0
2016-01-10 12:00 | 0 | 0 | 0 | 0 | 319306.6776 | 0 | 415332 | 0 | 0 | 0 | 0 | 599010.494 | 1795810.7083 | 0 | 0 | 0 | 0 | 0 | 0 | 0 | 0 | 0 | 0 | 0 | 0 | 0 | 0 | 0 | 0 | -110391.8004 | 14366.478 | 0 | 0 | 0 | 0 | 0 | 0 | 0 | 0 | 0 | 0 | 0 | 0 | 0 | 0 | 0
2016-01-10 13:00 | 0 | 0 | 0 | 0 | 300011.6138 | 0.21639 | 431531 | 0 | 0 | 0 | 0 | 453124.8462 | 1810177.1863 | 0 | 0 | 0 | 0 | 0 | 0 | 0 | 0 | 0 | 0 | 0 | 0 | 0 | 0 | 0 | 0 | -145885.6478 | 14366.478 | 0 | 0 | 0 | 0 | 0 | 0 | 0 | 0 | 0 | 0 | 0 | 0 | 0 | 0 | 0
2016-01-10 14:00 | 0 | 0 | 0 | 0 | 90131.0423 | 110926.2177 | 446224 | 0 | 0 | 0 | 0 | 193591.6282 | 1824543.6643 | 0 | 0 | 0 | 0 | 0 | 0 | 0 | 0 | 0 | 0 | 0 | 0 | 0 | 0 | 0 | 0 | -259533.218 | 14366.478 | 0 | 0 | 0 | 0 | 0 | 0 | 0 | 0 | 0 | 0 | 0 | 0 | 0 | 0 | 0
2016-01-10 15:00 | 0 | 0 | 0 | 0 | 191046.8658 | 379740.9339 | 454445 | 0 | 0 | 0 | 0 | 272053.6604 | 1838910.1423 | 0 | 0 | 0 | 0 | 0 | 0 | 23514.2896 | 0 | 0 | 0 | 0 | 0 | 0 | 0 | 0 | 0 | 78462.0322 | 14366.478 | 0 | 0 | 0 | 0 | 0 | 0 | 0 | 0 | 23514.2896 | 0 | 0 | 0 | 0 | 0 | 0
2016-01-10 16:00 | 0 | 0 | 0 | 0 | 156588.1161 | 522633.5988 | 455969 | 0 | 0 | 0 | 0 | 480939.8972 | 1853276.6202 | 0 | 0 | 0 | 0 | 0 | 0 | 23514.2896 | 0 | 0 | 0 | 0 | 0 | 0 | 0 | 0 | 0 | 208886.2368 | 14366.478 | 0 | 0 | 0 | 0 | 0 | 0 | 0 | 0 | 0 | 0 | 0 | 0 | 0 | 0 | 0
2016-01-10 17:00 | 0 | 0 | 0 | 0 | 150060.9055 | 555329.5008 | 455005 | 0 | 0 | 0 | 0 | 740473.1152 | 1867643.0982 | 0 | 0 | 0 | 0 | 0 | 0 | 0 | 0 | 0 | 0 | 0 | 0 | 0 | 0 | 0 | 0 | 259533.218 | 14366.478 | 0 | 0 | 0 | 0 | 0 | 0 | 0 | 0 | -23514.2896 | 0 | 0 | 0 | 0 | 0 | 0
2016-01-10 18:00 | 0 | 0 | 0 | 0 | 0 | 542434.7747 | 450676 | 0 | 0 | 0 | 0 | 817865.4119 | 1882009.5762 | 0 | 0 | 0 | 0 | 0 | 0 | 0 | 0 | 0 | 0 | 0 | 0 | 0 | 0 | 0 | 0 | 77392.2967 | 14366.478 | 0 | 0 | 0 | 0 | 0 | 0 | 0 | 0 | 0 | 0 | 0 | 0 | 0 | 0 | 0
2016-01-10 19:00 | 0 | 0 | 0 | 0 | 193720.8211 | 525526.8748 | 445348 | 0 | 0 | 0 | 0 | 1077398.6299 | 1896376.0542 | 0 | 0 | 0 | 0 | 0 | 0 | 0 | 0 | 0 | 0 | 0 | 0 | 0 | 0 | 0 | 0 | 259533.218 | 14366.478 | 0 | 0 | 0 | 0 | 0 | 0 | 0 | 0 | 0 | 0 | 0 | 0 | 0 | 0 | 0
2016-01-10 20:00 | 0 | 0 | 0 | 0 | 0 | 524937.2071 | 441043 | 0 | 0 | 0 | 0 | 1146926.359 | 1910742.5322 | 0 | 0 | 0 | 0 | 0 | 0 | 0 | 0 | 0 | 0 | 0 | 0 | 0 | 0 | 0 | 0 | 69527.7291 | 14366.478 | 0 | 0 | 0 | 0 | 0 | 0 | 0 | 0 | 0 | 0 | 0 | 0 | 0 | 0 | 0
2016-01-10 21:00 | 0 | 0 | 0 | 0 | 197689.8177 | 522179.8782 | 445970 | 0 | 0 | 0 | 0 | 1406459.577 | 1925109.0102 | 0 | 0 | 0 | 0 | 0 | 0 | 0 | 0 | 0 | 0 | 0 | 0 | 0 | 0 | 0 | 0 | 259533.218 | 14366.478 | 0 | 0 | 0 | 0 | 0 | 0 | 0 | 0 | 0 | 0 | 0 | 0 | 0 | 0 | 0
2016-01-10 22:00 | 0 | 0 | 0 | 0 | 0 | 439458.691 | 462762 | 0 | 0 | 0 | 0 | 1368789.79 | 1939475.4881 | 0 | 0 | 0 | 0 | 0 | 0 | 0 | 0 | 0 | 0 | 0 | 0 | 0 | 0 | 0 | 0 | -37669.7869 | 14366.478 | 0 | 0 | 0 | 0 | 0 | 0 | 0 | 0 | 0 | 0 | 0 | 0 | 0 | 0 | 0
2016-01-10 23:00 | 0 | 0 | 0 | 0 | 313786.8487 | 179802.4606 | 486387 | 0 | 0 | 0 | 0 | 1361625.6214 | 1953841.9661 | 0 | 0 | 0 | 0 | 0 | 0 | 0 | 0 | 0 | 0 | 0 | 0 | 0 | 0 | 0 | 0 | -7164.1687 | 14366.478 | 0 | 0 | 0 | 0 | 0 | 0 | 0 | 0 | 0 | 0 | 0 | 0 | 0 | 0 | 0
2016-01-11 | 0 | 0 | 0 | 0 | 374547.0653 | 2948.8344 | 499575 | 0 | 0 | 0 | 0 | 1225180.0431 | 1968208.4441 | 0 | 0 | 0 | 0 | 0 | 0 | 0 | 0 | 0 | 0 | 0 | 0 | 0 | 0 | 0 | 0 | -136445.5783 | 14366.478 | 0 | 0 | 0 | 0 | 0 | 0 | 0 | 0 | 0 | 0 | 0 | 0 | 0 | 0 | 0
2016-01-11 01:00 | 0 | 0 | 0 | 0 | 423196.3084 | 0 | 503763 | 0 | 0 | 0 | 0 | 1130246.8735 | 1982574.9221 | 0 | 0 | 0 | 0 | 0 | 0 | 0 | 0 | 0 | 0 | 0 | 0 | 0 | 0 | 0 | 0 | -94933.1696 | 14366.478 | 0 | 0 | 0 | 0 | 0 | 0 | 0 | 0 | 0 | 0 | 0 | 0 | 0 | 0 | 0
2016-01-11 02:00 | 0 | 0 | 0 | 0 | 254133.26 | 0 | 499300 | 0 | 0 | 0 | 0 | 870713.6555 | 1996941.4001 | 0 | 0 | 0 | 0 | 0 | 0 | 0 | 0 | 0 | 0 | 0 | 0 | 0 | 0 | 0 | 0 | -259533.218 | 14366.478 | 0 | 0 | 0 | 0 | 0 | 0 | 0 | 0 | 0 | 0 | 0 | 0 | 0 | 0 | 0
2016-01-11 03:00 | 0 | 0 | 0 | 0 | 460429.6643 | 0 | 486290 | 0 | 0 | 0 | 0 | 830486.8418 | 2011307.878 | 0 | 0 | 0 | 0 | 0 | 0 | 0 | 0 | 0 | 0 | 0 | 0 | 0 | 0 | 0 | 0 | -40226.8137 | 14366.478 | 0 | 0 | 0 | 0 | 0 | 0 | 0 | 0 | 0 | 0 | 0 | 0 | 0 | 0 | 0
2016-01-11 04:00 | 0 | 0 | 0 | 0 | 469918.7751 | 0 | 469026 | 0 | 0 | 0 | 0 | 817013.1389 | 2025674.356 | 0 | 0 | 0 | 0 | 0 | 0 | 0 | 0 | 0 | 0 | 0 | 0 | 0 | 0 | 0 | 0 | -13473.7029 | 14366.478 | 0 | 0 | 0 | 0 | 0 | 0 | 0 | 0 | 0 | 0 | 0 | 0 | 0 | 0 | 0
2016-01-11 05:00 | 0 | 0 | 0 | 0 | 479783.2901 | 0 | 454916 | 0 | 0 | 0 | 0 | 827513.9511 | 2040040.834 | 0 | 0 | 0 | 0 | 0 | 0 | 0 | 0 | 0 | 0 | 0 | 0 | 0 | 0 | 0 | 0 | 10500.8121 | 14366.478 | 0 | 0 | 0 | 0 | 0 | 0 | 0 | 0 | 0 | 0 | 0 | 0 | 0 | 0 | 0
2016-01-11 06:00 | 0 | 0 | 0 | 0 | 199868.26 | 0 | 445035 | 0 | 0 | 0 | 0 | 567980.7331 | 2054407.312 | 0 | 0 | 0 | 0 | 0 | 0 | 0 | 0 | 0 | 0 | 0 | 0 | 0 | 0 | 0 | 0 | -259533.218 | 14366.478 | 0 | 0 | 0 | 0 | 0 | 0 | 0 | 0 | 0 | 0 | 0 | 0 | 0 | 0 | 0
2016-01-11 07:00 | 0 | 0 | 0 | 0 | 485737.9445 | 0 | 440399 | 0 | 0 | 0 | 0 | 598953.1996 | 2068773.79 | 0 | 0 | 0 | 0 | 0 | 0 | 0 | 0 | 0 | 0 | 0 | 0 | 0 | 0 | 0 | 0 | 30972.4665 | 14366.478 | 0 | 0 | 0 | 0 | 0 | 0 | 0 | 0 | 0 | 0 | 0 | 0 | 0 | 0 | 0
2016-01-11 08:00 | 0 | 0 | 0 | 0 | 480816.4509 | 0 | 440627 | 0 | 0 | 0 | 0 | 624776.1725 | 2083140.2679 | 0 | 0 | 0 | 0 | 0 | 0 | 0 | 0 | 0 | 0 | 0 | 0 | 0 | 0 | 0 | 0 | 25822.9729 | 14366.478 | 0 | 0 | 0 | 0 | 0 | 0 | 0 | 0 | 0 | 0 | 0 | 0 | 0 | 0 | 0
2016-01-11 09:00 | 0 | 0 | 0 | 0 | 464572.0689 | 0 | 447243 | 0 | 0 | 0 | 0 | 627738.7634 | 2097506.7459 | 0 | 0 | 0 | 0 | 0 | 0 | 0 | 0 | 0 | 0 | 0 | 0 | 0 | 0 | 0 | 0 | 2962.5909 | 14366.478 | 0 | 0 | 0 | 0 | 0 | 0 | 0 | 0 | 0 | 0 | 0 | 0 | 0 | 0 | 0
2016-01-11 10:00 | 0 | 0 | 0 | 0 | 260348.1816 | 0 | 465391 | 0 | 0 | 0 | 0 | 408329.467 | 2111873.2239 | 0 | 0 | 0 | 0 | 0 | 0 | 0 | 0 | 0 | 0 | 0 | 0 | 0 | 0 | 0 | 0 | -219409.2964 | 14366.478 | 0 | 0 | 0 | 0 | 0 | 0 | 0 | 0 | 0 | 0 | 0 | 0 | 0 | 0 | 0
2016-01-11 11:00 | 0 | 0 | 0 | 0 | 435520.7908 | 0 | 503205 | 0 | 0 | 0 | 0 | 326278.7799 | 2126239.7019 | 0 | 0 | 0 | 0 | 0 | 0 | 0 | 0 | 0 | 0 | 0 | 0 | 0 | 0 | 0 | 0 | -82050.6871 | 14366.478 | 0 | 0 | 0 | 0 | 0 | 0 | 0 | 0 | 0 | 0 | 0 | 0 | 0 | 0 | 0
2016-01-11 12:00 | 0 | 0 | 0 | 0 | 426739.0176 | 0 | 537493 | 0 | 0 | 0 | 0 | 201158.3195 | 2140606.1799 | 0 | 0 | 0 | 0 | 0 | 0 | 0 | 0 | 0 | 0 | 0 | 0 | 0 | 0 | 0 | 0 | -125120.4604 | 14366.478 | 0 | 0 | 0 | 0 | 0 | 0 | 0 | 0 | 0 | 0 | 0 | 0 | 0 | 0 | 0
2016-01-11 13:00 | 0 | 0 | 0 | 0 | 424970.8064 | 0.06005 | 547765 | 0 | 0 | 0 | 0 | 63997.7079 | 2154972.6579 | 0 | 0 | 0 | 0 | 0 | 0 | 0 | 0 | 0 | 0 | 0 | 0 | 0 | 0 | 0 | 0 | -137160.6115 | 14366.478 | 0 | 0 | 0 | 0 | 0 | 0 | 0 | 0 | 0 | 0 | 0 | 0 | 0 | 0 | 0
2016-01-11 14:00 | 0 | 0 | 0 | 0 | 395425.6089 | 98620.1611 | 543677 | 0 | 0 | 0 | 0 | 0 | 2169339.1358 | 0 | 0 | 0 | 0 | 0 | 0 | 0 | 0 | 0 | 0 | 0 | 0 | 0 | 0 | 0 | 0 | -63997.7079 | 14366.478 | 0 | 0 | 0 | 0 | 0 | 0 | 0 | 0 | 0 | 0 | 0 | 0 | 0 | 0 | 0
2016-01-11 15:00 | 0 | 0 | 0 | 0 | 317900.796 | 498788.0295 | 535867 | 0 | 0 | 0 | 0 | 259533.218 | 2183705.6138 | 0 | 0 | 0 | 0 | 0 | 0 | 6922.1296 | 0 | 0 | 0 | 0 | 0 | 0 | 0 | 0 | 0 | 259533.218 | 14366.478 | 0 | 0 | 0 | 0 | 0 | 0 | 0 | 0 | 6922.1296 | 0 | 0 | 0 | 0 | 0 | 0
2016-01-11 16:00 | 0 | 0 | 0 | 0 | 0 | 641813.6836 | 524193 | 0 | 0 | 0 | 0 | 369709.5532 | 2198072.0918 | 0 | 0 | 0 | 0 | 0 | 0 | 0 | 0 | 0 | 0 | 0 | 0 | 0 | 0 | 0 | 0 | 110176.3352 | 14366.478 | 0 | 0 | 0 | 0 | 0 | 0 | 0 | 0 | -6922.1296 | 0 | 0 | 0 | 0 | 0 | 0
2016-01-11 17:00 | 0 | 0 | 0 | 0 | 0 | 635897.6562 | 511046 | 0 | 0 | 0 | 0 | 480194.7314 | 2212438.5698 | 0 | 0 | 0 | 0 | 0 | 0 | 0 | 0 | 0 | 0 | 0 | 0 | 0 | 0 | 0 | 0 | 110485.1782 | 14366.478 | 0 | 0 | 0 | 0 | 0 | 0 | 0 | 0 | 0 | 0 | 0 | 0 | 0 | 0 | 0
2016-01-11 18:00 | 0 | 0 | 0 | 0 | 169129.941 | 606020.755 | 501251 | 0 | 0 | 0 | 0 | 739727.9494 | 2226805.0478 | 0 | 0 | 0 | 0 | 0 | 0 | 0 | 0 | 0 | 0 | 0 | 0 | 0 | 0 | 0 | 0 | 259533.218 | 14366.478 | 0 | 0 | 0 | 0 | 0 | 0 | 0 | 0 | 0 | 0 | 0 | 0 | 0 | 0 | 0
2016-01-11 19:00 | 0 | 0 | 0 | 0 | 0 | 595133.3161 | 492140 | 0 | 0 | 0 | 0 | 828354.7875 | 2241171.5257 | 0 | 0 | 0 | 0 | 0 | 0 | 0 | 0 | 0 | 0 | 0 | 0 | 0 | 0 | 0 | 0 | 88626.8381 | 14366.478 | 0 | 0 | 0 | 0 | 0 | 0 | 0 | 0 | 0 | 0 | 0 | 0 | 0 | 0 | 0
2016-01-11 20:00 | 0 | 0 | 0 | 0 | 146541.5518 | 613286.1442 | 485928 | 0 | 0 | 0 | 0 | 1087888.0054 | 2255538.0037 | 0 | 0 | 0 | 0 | 0 | 0 | 0 | 0 | 0 | 0 | 0 | 0 | 0 | 0 | 0 | 0 | 259533.218 | 14366.478 | 0 | 0 | 0 | 0 | 0 | 0 | 0 | 0 | 0 | 0 | 0 | 0 | 0 | 0 | 0
2016-01-11 21:00 | 0 | 0 | 0 | 0 | 0 | 642346.7928 | 488605 | 0 | 0 | 0 | 0 | 1227263.3203 | 2269904.4817 | 0 | 0 | 0 | 0 | 0 | 0 | 0 | 0 | 0 | 0 | 0 | 0 | 0 | 0 | 0 | 0 | 139375.3148 | 14366.478 | 0 | 0 | 0 | 0 | 0 | 0 | 0 | 0 | 0 | 0 | 0 | 0 | 0 | 0 | 0
2016-01-11 22:00 | 0 | 0 | 0 | 0 | 0 | 580601.0003 | 506939 | 0 | 0 | 0 | 0 | 1286558.8426 | 2284270.9597 | 0 | 0 | 0 | 0 | 0 | 0 | 0 | 0 | 0 | 0 | 0 | 0 | 0 | 0 | 0 | 0 | 59295.5223 | 14366.478 | 0 | 0 | 0 | 0 | 0 | 0 | 0 | 0 | 0 | 0 | 0 | 0 | 0 | 0 | 0
2016-01-11 23:00 | 0 | 0 | 0 | 0 | 78944.3984 | 202267.8616 | 526379 | 0 | 0 | 0 | 0 | 1027025.6246 | 2298637.4377 | 0 | 0 | 0 | 0 | 0 | 0 | 0 | 0 | 0 | 0 | 0 | 0 | 0 | 0 | 0 | 0 | -259533.218 | 14366.478 | 0 | 0 | 0 | 0 | 0 | 0 | 0 | 0 | 0 | 0 | 0 | 0 | 0 | 0 | 0
2016-01-12 | 0 | 0 | 0 | 0 | 577537.6027 | 2671.6608 | 542445 | 0 | 0 | 0 | 0 | 1050423.4102 | 2313003.9157 | 0 | 0 | 0 | 0 | 0 | 0 | 0 | 0 | 0 | 0 | 0 | 0 | 0 | 0 | 0 | 0 | 23397.7856 | 14366.478 | 0 | 0 | 0 | 0 | 0 | 0 | 0 | 0 | 0 | 0 | 0 | 0 | 0 | 0 | 0
2016-01-12 01:00 | 0 | 0 | 0 | 0 | 582140.7235 | 0 | 543639 | 0 | 0 | 0 | 0 | 1074558.6557 | 2327370.3936 | 0 | 0 | 0 | 0 | 0 | 0 | 0 | 0 | 0 | 0 | 0 | 0 | 0 | 0 | 0 | 0 | 24135.2455 | 14366.478 | 0 | 0 | 0 | 0 | 0 | 0 | 0 | 0 | 0 | 0 | 0 | 0 | 0 | 0 | 0
2016-01-12 02:00 | 0 | 0 | 0 | 0 | 605955.5968 | 0 | 535222 | 0 | 0 | 0 | 0 | 1130925.7745 | 2341736.8716 | 0 | 0 | 0 | 0 | 0 | 0 | 0 | 0 | 0 | 0 | 0 | 0 | 0 | 0 | 0 | 0 | 56367.1188 | 14366.478 | 0 | 0 | 0 | 0 | 0 | 0 | 0 | 0 | 0 | 0 | 0 | 0 | 0 | 0 | 0
2016-01-12 03:00 | 0 | 0 | 0 | 0 | 272601.26 | 0 | 517768 | 0 | 0 | 0 | 0 | 871392.5565 | 2356103.3496 | 0 | 0 | 0 | 0 | 0 | 0 | 0 | 0 | 0 | 0 | 0 | 0 | 0 | 0 | 0 | 0 | -259533.218 | 14366.478 | 0 | 0 | 0 | 0 | 0 | 0 | 0 | 0 | 0 | 0 | 0 | 0 | 0 | 0 | 0
2016-01-12 04:00 | 0 | 0 | 0 | 0 | 685963.9018 | 0 | 493946 | 0 | 0 | 0 | 0 | 1049043.9803 | 2370469.8276 | 0 | 0 | 0 | 0 | 0 | 0 | 0 | 0 | 0 | 0 | 0 | 0 | 0 | 0 | 0 | 0 | 177651.4238 | 14366.478 | 0 | 0 | 0 | 0 | 0 | 0 | 0 | 0 | 0 | 0 | 0 | 0 | 0 | 0 | 0
2016-01-12 05:00 | 0 | 0 | 0 | 0 | 230941.26 | 0 | 476108 | 0 | 0 | 0 | 0 | 789510.7623 | 2384836.3056 | 0 | 0 | 0 | 0 | 0 | 0 | 0 | 0 | 0 | 0 | 0 | 0 | 0 | 0 | 0 | 0 | -259533.218 | 14366.478 | 0 | 0 | 0 | 0 | 0 | 0 | 0 | 0 | 0 | 0 | 0 | 0 | 0 | 0 | 0
2016-01-12 06:00 | 0 | 0 | 0 | 0 | 697888.6112 | 0 | 463046 | 0 | 0 | 0 | 0 | 1009986.8955 | 2399202.7835 | 0 | 0 | 0 | 0 | 0 | 0 | 0 | 0 | 0 | 0 | 0 | 0 | 0 | 0 | 0 | 0 | 220476.1332 | 14366.478 | 0 | 0 | 0 | 0 | 0 | 0 | 0 | 0 | 0 | 0 | 0 | 0 | 0 | 0 | 0
2016-01-12 07:00 | 0 | 0 | 0 | 0 | 209741.26 | 0 | 454908 | 0 | 0 | 0 | 0 | 750453.6775 | 2413569.2615 | 0 | 0 | 0 | 0 | 0 | 0 | 0 | 0 | 0 | 0 | 0 | 0 | 0 | 0 | 0 | 0 | -259533.218 | 14366.478 | 0 | 0 | 0 | 0 | 0 | 0 | 0 | 0 | 0 | 0 | 0 | 0 | 0 | 0 | 0
2016-01-12 08:00 | 0 | 0 | 0 | 0 | 678575.9513 | 0 | 451631 | 0 | 0 | 0 | 0 | 963032.1509 | 2427935.7395 | 0 | 0 | 0 | 0 | 0 | 0 | 0 | 0 | 0 | 0 | 0 | 0 | 0 | 0 | 0 | 0 | 212578.4734 | 14366.478 | 0 | 0 | 0 | 0 | 0 | 0 | 0 | 0 | 0 | 0 | 0 | 0 | 0 | 0 | 0
2016-01-12 09:00 | 0 | 0 | 0 | 0 | 209459.26 | 0 | 454626 | 0 | 0 | 0 | 0 | 703498.9329 | 2442302.2175 | 0 | 0 | 0 | 0 | 0 | 0 | 0 | 0 | 0 | 0 | 0 | 0 | 0 | 0 | 0 | 0 | -259533.218 | 14366.478 | 0 | 0 | 0 | 0 | 0 | 0 | 0 | 0 | 0 | 0 | 0 | 0 | 0 | 0 | 0
2016-01-12 10:00 | 0 | 0 | 0 | 0 | 631484.1228 | 0 | 468323 | 0 | 0 | 0 | 0 | 852293.5777 | 2456668.6955 | 0 | 0 | 0 | 0 | 0 | 0 | 0 | 0 | 0 | 0 | 0 | 0 | 0 | 0 | 0 | 0 | 148794.6448 | 14366.478 | 0 | 0 | 0 | 0 | 0 | 0 | 0 | 0 | 0 | 0 | 0 | 0 | 0 | 0 | 0
2016-01-12 11:00 | 0 | 0 | 0 | 0 | 256044.26 | 0 | 501211 | 0 | 0 | 0 | 0 | 592760.3598 | 2471035.1734 | 0 | 0 | 0 | 0 | 0 | 0 | 0 | 0 | 0 | 0 | 0 | 0 | 0 | 0 | 0 | 0 | -259533.218 | 14366.478 | 0 | 0 | 0 | 0 | 0 | 0 | 0 | 0 | 0 | 0 | 0 | 0 | 0 | 0 | 0
2016-01-12 12:00 | 0 | 0 | 0 | 0 | 541362.2964 | 0 | 532066 | 0 | 0 | 0 | 0 | 587690.1782 | 2485401.6514 | 0 | 0 | 0 | 0 | 0 | 0 | 0 | 0 | 0 | 0 | 0 | 0 | 0 | 0 | 0 | 0 | -5070.1816 | 14366.478 | 0 | 0 | 0 | 0 | 0 | 0 | 0 | 0 | 0 | 0 | 0 | 0 | 0 | 0 | 0
2016-01-12 13:00 | 0 | 0 | 0 | 0 | 294065.585 | 0.67504 | 539233 | 0 | 0 | 0 | 0 | 328156.9602 | 2499768.1294 | 0 | 0 | 0 | 0 | 0 | 0 | 0 | 0 | 0 | 0 | 0 | 0 | 0 | 0 | 0 | 0 | -259533.218 | 14366.478 | 0 | 0 | 0 | 0 | 0 | 0 | 0 | 0 | 0 | 0 | 0 | 0 | 0 | 0 | 0
2016-01-12 14:00 | 0 | 0 | 0 | 0 | 385919.5985 | 133851.955 | 532105 | 0 | 0 | 0 | 0 | 301457.0357 | 2514134.6074 | 0 | 0 | 0 | 0 | 0 | 0 | 0 | 0 | 0 | 0 | 0 | 0 | 0 | 0 | 0 | 0 | -26699.9245 | 14366.478 | 0 | 0 | 0 | 0 | 0 | 0 | 0 | 0 | 0 | 0 | 0 | 0 | 0 | 0 | 0
2016-01-12 15:00 | 0 | 0 | 0 | 0 | 222049.4819 | 573520.214 | 521670 | 0 | 0 | 0 | 0 | 560990.2537 | 2528501.0854 | 0 | 0 | 0 | 0 | 0 | 0 | 0 | 0 | 0 | 0 | 0 | 0 | 0 | 0 | 0 | 0 | 259533.218 | 14366.478 | 0 | 0 | 0 | 0 | 0 | 0 | 0 | 0 | 0 | 0 | 0 | 0 | 0 | 0 | 0
2016-01-12 16:00 | 0 | 0 | 0 | 0 | 103256.4714 | 680695.2245 | 510052 | 0 | 0 | 0 | 0 | 820523.4717 | 2542867.5634 | 0 | 0 | 0 | 0 | 0 | 0 | 0 | 0 | 0 | 0 | 0 | 0 | 0 | 0 | 0 | 0 | 259533.218 | 14366.478 | 0 | 0 | 0 | 0 | 0 | 0 | 0 | 0 | 0 | 0 | 0 | 0 | 0 | 0 | 0
2016-01-12 17:00 | 0 | 0 | 0 | 0 | 0 | 663197.8175 | 498062 | 0 | 0 | 0 | 0 | 971292.8111 | 2557234.0413 | 0 | 0 | 0 | 0 | 0 | 0 | 0 | 0 | 0 | 0 | 0 | 0 | 0 | 0 | 0 | 0 | 150769.3395 | 14366.478 | 0 | 0 | 0 | 0 | 0 | 0 | 0 | 0 | 0 | 0 | 0 | 0 | 0 | 0 | 0
2016-01-12 18:00 | 0 | 0 | 0 | 0 | 138521.1325 | 623939.5635 | 488561 | 0 | 0 | 0 | 0 | 1230826.0291 | 2571600.5193 | 0 | 0 | 0 | 0 | 0 | 0 | 0 | 0 | 0 | 0 | 0 | 0 | 0 | 0 | 0 | 0 | 259533.218 | 14366.478 | 0 | 0 | 0 | 0 | 0 | 0 | 0 | 0 | 0 | 0 | 0 | 0 | 0 | 0 | 0
2016-01-12 19:00 | 0 | 0 | 0 | 0 | 148377.385 | 606278.311 | 480756 | 0 | 0 | 0 | 0 | 1490359.2471 | 2585966.9973 | 0 | 0 | 0 | 0 | 0 | 0 | 0 | 0 | 0 | 0 | 0 | 0 | 0 | 0 | 0 | 0 | 259533.218 | 14366.478 | 0 | 0 | 0 | 0 | 0 | 0 | 0 | 0 | 0 | 0 | 0 | 0 | 0 | 0 | 0
2016-01-12 20:00 | 0 | 0 | 0 | 0 | 0 | 621332.9809 | 474428 | 0 | 0 | 0 | 0 | 1622897.75 | 2600333.4753 | 0 | 0 | 0 | 0 | 0 | 0 | 0 | 0 | 0 | 0 | 0 | 0 | 0 | 0 | 0 | 0 | 132538.5029 | 14366.478 | 0 | 0 | 0 | 0 | 0 | 0 | 0 | 0 | 0 | 0 | 0 | 0 | 0 | 0 | 0
2016-01-12 21:00 | 0 | 0 | 0 | 0 | 0 | 649872.5375 | 476053 | 0 | 0 | 0 | 0 | 1782350.8095 | 2614699.9533 | 0 | 0 | 0 | 0 | 0 | 0 | 0 | 0 | 0 | 0 | 0 | 0 | 0 | 0 | 0 | 0 | 159453.0595 | 14366.478 | 0 | 0 | 0 | 0 | 0 | 0 | 0 | 0 | 0 | 0 | 0 | 0 | 0 | 0 | 0
2016-01-12 22:00 | 0 | 0 | 0 | 0 | 0 | 594792.7084 | 492115 | 0 | 0 | 0 | 0 | 1870662.0399 | 2629066.4312 | 0 | 0 | 0 | 0 | 0 | 0 | 0 | 0 | 0 | 0 | 0 | 0 | 0 | 0 | 0 | 0 | 88311.2304 | 14366.478 | 0 | 0 | 0 | 0 | 0 | 0 | 0 | 0 | 0 | 0 | 0 | 0 | 0 | 0 | 0
2016-01-12 23:00 | 0 | 0 | 0 | 0 | 309734.1059 | 212922.3959 | 513200 | 0 | 0 | 0 | 0 | 1865752.0637 | 2643432.9092 | 0 | 0 | 0 | 0 | 0 | 0 | 0 | 0 | 0 | 0 | 0 | 0 | 0 | 0 | 0 | 0 | -4909.9762 | 14366.478 | 0 | 0 | 0 | 0 | 0 | 0 | 0 | 0 | 0 | 0 | 0 | 0 | 0 | 0 | 0
2016-01-13 | 0 | 0 | 0 | 0 | 276237.3892 | 3486.8708 | 524891 | 0 | 0 | 0 | 0 | 1606218.8458 | 2657799.3872 | 0 | 0 | 0 | 0 | 0 | 0 | 0 | 0 | 0 | 0 | 0 | 0 | 0 | 0 | 0 | 0 | -259533.218 | 14366.478 | 0 | 0 | 0 | 0 | 0 | 0 | 0 | 0 | 0 | 0 | 0 | 0 | 0 | 0 | 0
2016-01-13 01:00 | 0 | 0 | 0 | 0 | 280905.26 | 0 | 526072 | 0 | 0 | 0 | 0 | 1346685.6278 | 2672165.8652 | 0 | 0 | 0 | 0 | 0 | 0 | 0 | 0 | 0 | 0 | 0 | 0 | 0 | 0 | 0 | 0 | -259533.218 | 14366.478 | 0 | 0 | 0 | 0 | 0 | 0 | 0 | 0 | 0 | 0 | 0 | 0 | 0 | 0 | 0
2016-01-13 02:00 | 0 | 0 | 0 | 0 | 537984.2577 | 0 | 519458 | 0 | 0 | 0 | 0 | 1350845.4075 | 2686532.3432 | 0 | 0 | 0 | 0 | 0 | 0 | 0 | 0 | 0 | 0 | 0 | 0 | 0 | 0 | 0 | 0 | 4159.7797 | 14366.478 | 0 | 0 | 0 | 0 | 0 | 0 | 0 | 0 | 0 | 0 | 0 | 0 | 0 | 0 | 0
2016-01-13 03:00 | 0 | 0 | 0 | 0 | 258682.26 | 0 | 503849 | 0 | 0 | 0 | 0 | 1091312.1895 | 2700898.8212 | 0 | 0 | 0 | 0 | 0 | 0 | 0 | 0 | 0 | 0 | 0 | 0 | 0 | 0 | 0 | 0 | -259533.218 | 14366.478 | 0 | 0 | 0 | 0 | 0 | 0 | 0 | 0 | 0 | 0 | 0 | 0 | 0 | 0 | 0
2016-01-13 04:00 | 0 | 0 | 0 | 0 | 637528.3023 | 0 | 483469 | 0 | 0 | 0 | 0 | 1231005.0138 | 2715265.2991 | 0 | 0 | 0 | 0 | 0 | 0 | 0 | 0 | 0 | 0 | 0 | 0 | 0 | 0 | 0 | 0 | 139692.8243 | 14366.478 | 0 | 0 | 0 | 0 | 0 | 0 | 0 | 0 | 0 | 0 | 0 | 0 | 0 | 0 | 0
2016-01-13 05:00 | 0 | 0 | 0 | 0 | 220314.26 | 0 | 465481 | 0 | 0 | 0 | 0 | 971471.7958 | 2729631.7771 | 0 | 0 | 0 | 0 | 0 | 0 | 0 | 0 | 0 | 0 | 0 | 0 | 0 | 0 | 0 | 0 | -259533.218 | 14366.478 | 0 | 0 | 0 | 0 | 0 | 0 | 0 | 0 | 0 | 0 | 0 | 0 | 0 | 0 | 0
2016-01-13 06:00 | 0 | 0 | 0 | 0 | 637916.3818 | 0 | 454923 | 0 | 0 | 0 | 0 | 1140098.6997 | 2743998.2551 | 0 | 0 | 0 | 0 | 0 | 0 | 0 | 0 | 0 | 0 | 0 | 0 | 0 | 0 | 0 | 0 | 168626.9039 | 14366.478 | 0 | 0 | 0 | 0 | 0 | 0 | 0 | 0 | 0 | 0 | 0 | 0 | 0 | 0 | 0
2016-01-13 07:00 | 0 | 0 | 0 | 0 | 203708.26 | 0 | 448875 | 0 | 0 | 0 | 0 | 880565.4817 | 2758364.7331 | 0 | 0 | 0 | 0 | 0 | 0 | 0 | 0 | 0 | 0 | 0 | 0 | 0 | 0 | 0 | 0 | -259533.218 | 14366.478 | 0 | 0 | 0 | 0 | 0 | 0 | 0 | 0 | 0 | 0 | 0 | 0 | 0 | 0 | 0
2016-01-13 08:00 | 0 | 0 | 0 | 0 | 629802.3432 | 0 | 447429 | 0 | 0 | 0 | 0 | 1048572.347 | 2772731.2111 | 0 | 0 | 0 | 0 | 0 | 0 | 0 | 0 | 0 | 0 | 0 | 0 | 0 | 0 | 0 | 0 | 168006.8653 | 14366.478 | 0 | 0 | 0 | 0 | 0 | 0 | 0 | 0 | 0 | 0 | 0 | 0 | 0 | 0 | 0
2016-01-13 09:00 | 0 | 0 | 0 | 0 | 207041.26 | 0 | 452208 | 0 | 0 | 0 | 0 | 789039.129 | 2787097.689 | 0 | 0 | 0 | 0 | 0 | 0 | 0 | 0 | 0 | 0 | 0 | 0 | 0 | 0 | 0 | 0 | -259533.218 | 14366.478 | 0 | 0 | 0 | 0 | 0 | 0 | 0 | 0 | 0 | 0 | 0 | 0 | 0 | 0 | 0
2016-01-13 10:00 | 0 | 0 | 0 | 0 | 608445.6611 | 0 | 469687 | 0 | 0 | 0 | 0 | 913431.3121 | 2801464.167 | 0 | 0 | 0 | 0 | 0 | 0 | 0 | 0 | 0 | 0 | 0 | 0 | 0 | 0 | 0 | 0 | 124392.1831 | 14366.478 | 0 | 0 | 0 | 0 | 0 | 0 | 0 | 0 | 0 | 0 | 0 | 0 | 0 | 0 | 0
2016-01-13 11:00 | 0 | 0 | 0 | 0 | 260224.26 | 0 | 505391 | 0 | 0 | 0 | 0 | 653898.0941 | 2815830.645 | 0 | 0 | 0 | 0 | 0 | 0 | 0 | 0 | 0 | 0 | 0 | 0 | 0 | 0 | 0 | 0 | -259533.218 | 14366.478 | 0 | 0 | 0 | 0 | 0 | 0 | 0 | 0 | 0 | 0 | 0 | 0 | 0 | 0 | 0
2016-01-13 12:00 | 0 | 0 | 0 | 0 | 582918.8335 | 0 | 537146 | 0 | 0 | 0 | 0 | 685304.4497 | 2830197.123 | 0 | 0 | 0 | 0 | 0 | 0 | 0 | 0 | 0 | 0 | 0 | 0 | 0 | 0 | 0 | 0 | 31406.3555 | 14366.478 | 0 | 0 | 0 | 0 | 0 | 0 | 0 | 0 | 0 | 0 | 0 | 0 | 0 | 0 | 0
2016-01-13 13:00 | 0 | 0 | 0 | 0 | 564989.5325 | 1.2217 | 545012 | 0 | 0 | 0 | 0 | 690916.7259 | 2844563.601 | 0 | 0 | 0 | 0 | 0 | 0 | 0 | 0 | 0 | 0 | 0 | 0 | 0 | 0 | 0 | 0 | 5612.2762 | 14366.478 | 0 | 0 | 0 | 0 | 0 | 0 | 0 | 0 | 0 | 0 | 0 | 0 | 0 | 0 | 0
2016-01-13 14:00 | 0 | 0 | 0 | 0 | 463825.817 | 57637.0333 | 537234 | 0 | 0 | 0 | 0 | 660779.0982 | 2858930.0789 | 0 | 0 | 0 | 0 | 0 | 0 | 0 | 0 | 0 | 0 | 0 | 0 | 0 | 0 | 0 | 0 | -30137.6277 | 14366.478 | 0 | 0 | 0 | 0 | 0 | 0 | 0 | 0 | 0 | 0 | 0 | 0 | 0 | 0 | 0
2016-01-13 15:00 | 0 | 0 | 0 | 0 | 0 | 502764.9136 | 525619 | 0 | 0 | 0 | 0 | 623558.5338 | 2873296.5569 | 0 | 0 | 0 | 0 | 0 | 0 | 0 | 0 | 0 | 0 | 0 | 0 | 0 | 0 | 0 | 0 | -37220.5644 | 14366.478 | 0 | 0 | 0 | 0 | 0 | 0 | 0 | 0 | 0 | 0 | 0 | 0 | 0 | 0 | 0
2016-01-13 16:00 | 0 | 0 | 0 | 0 | 0 | 601425.6766 | 512003 | 0 | 0 | 0 | 0 | 698614.7324 | 2887663.0349 | 0 | 0 | 0 | 0 | 0 | 0 | 0 | 0 | 0 | 0 | 0 | 0 | 0 | 0 | 0 | 0 | 75056.1986 | 14366.478 | 0 | 0 | 0 | 0 | 0 | 0 | 0 | 0 | 0 | 0 | 0 | 0 | 0 | 0 | 0
2016-01-13 17:00 | 0 | 0 | 0 | 0 | 170672.6679 | 602110.028 | 498883 | 0 | 0 | 0 | 0 | 958147.9504 | 2902029.5129 | 0 | 0 | 0 | 0 | 0 | 0 | 0 | 0 | 0 | 0 | 0 | 0 | 0 | 0 | 0 | 0 | 259533.218 | 14366.478 | 0 | 0 | 0 | 0 | 0 | 0 | 0 | 0 | 0 | 0 | 0 | 0 | 0 | 0 | 0
2016-01-13 18:00 | 0 | 0 | 0 | 0 | 0 | 579432.4448 | 487741 | 0 | 0 | 0 | 0 | 1035472.9172 | 2916395.9909 | 0 | 0 | 0 | 0 | 0 | 0 | 0 | 0 | 0 | 0 | 0 | 0 | 0 | 0 | 0 | 0 | 77324.9669 | 14366.478 | 0 | 0 | 0 | 0 | 0 | 0 | 0 | 0 | 0 | 0 | 0 | 0 | 0 | 0 | 0
2016-01-13 19:00 | 0 | 0 | 0 | 0 | 0 | 566335.3804 | 480098 | 0 | 0 | 0 | 0 | 1107343.8196 | 2930762.4689 | 0 | 0 | 0 | 0 | 0 | 0 | 0 | 0 | 0 | 0 | 0 | 0 | 0 | 0 | 0 | 0 | 71870.9024 | 14366.478 | 0 | 0 | 0 | 0 | 0 | 0 | 0 | 0 | 0 | 0 | 0 | 0 | 0 | 0 | 0
2016-01-13 20:00 | 0 | 0 | 0 | 0 | 168717.1987 | 580896.4973 | 475714 | 0 | 0 | 0 | 0 | 1366877.0376 | 2945128.9468 | 0 | 0 | 0 | 0 | 0 | 0 | 0 | 0 | 0 | 0 | 0 | 0 | 0 | 0 | 0 | 0 | 259533.218 | 14366.478 | 0 | 0 | 0 | 0 | 0 | 0 | 0 | 0 | 0 | 0 | 0 | 0 | 0 | 0 | 0
2016-01-13 21:00 | 0 | 0 | 0 | 0 | 0 | 594478.3403 | 479086 | 0 | 0 | 0 | 0 | 1467902.8999 | 2959495.4248 | 0 | 0 | 0 | 0 | 0 | 0 | 0 | 0 | 0 | 0 | 0 | 0 | 0 | 0 | 0 | 0 | 101025.8623 | 14366.478 | 0 | 0 | 0 | 0 | 0 | 0 | 0 | 0 | 0 | 0 | 0 | 0 | 0 | 0 | 0
2016-01-13 22:00 | 0 | 0 | 0 | 0 | 0 | 511469.9885 | 495539 | 0 | 0 | 0 | 0 | 1469467.4104 | 2973861.9028 | 0 | 0 | 0 | 0 | 0 | 0 | 0 | 0 | 0 | 0 | 0 | 0 | 0 | 0 | 0 | 0 | 1564.5105 | 14366.478 | 0 | 0 | 0 | 0 | 0 | 0 | 0 | 0 | 0 | 0 | 0 | 0 | 0 | 0 | 0
2016-01-13 23:00 | 0 | 0 | 0 | 0 | 89677.5095 | 180467.7505 | 515312 | 0 | 0 | 0 | 0 | 1209934.1924 | 2988228.3808 | 0 | 0 | 0 | 0 | 0 | 0 | 0 | 0 | 0 | 0 | 0 | 0 | 0 | 0 | 0 | 0 | -259533.218 | 14366.478 | 0 | 0 | 0 | 0 | 0 | 0 | 0 | 0 | 0 | 0 | 0 | 0 | 0 | 0 | 0
2016-01-14 | 0 | 0 | 0 | 0 | 569422.4674 | 4019.1652 | 525731 | 0 | 0 | 0 | 0 | 1243278.3471 | 3002594.8588 | 0 | 0 | 0 | 0 | 0 | 0 | 0 | 0 | 0 | 0 | 0 | 0 | 0 | 0 | 0 | 0 | 33344.1546 | 14366.478 | 0 | 0 | 0 | 0 | 0 | 0 | 0 | 0 | 0 | 0 | 0 | 0 | 0 | 0 | 0
2016-01-14 01:00 | 0 | 0 | 0 | 0 | 280621.26 | 0 | 525788 | 0 | 0 | 0 | 0 | 983745.1291 | 3016961.3367 | 0 | 0 | 0 | 0 | 0 | 0 | 0 | 0 | 0 | 0 | 0 | 0 | 0 | 0 | 0 | 0 | -259533.218 | 14366.478 | 0 | 0 | 0 | 0 | 0 | 0 | 0 | 0 | 0 | 0 | 0 | 0 | 0 | 0 | 0
2016-01-14 02:00 | 0 | 0 | 0 | 0 | 643916.3371 | 0 | 518221 | 0 | 0 | 0 | 0 | 1095073.9883 | 3031327.8147 | 0 | 0 | 0 | 0 | 0 | 0 | 0 | 0 | 0 | 0 | 0 | 0 | 0 | 0 | 0 | 0 | 111328.8592 | 14366.478 | 0 | 0 | 0 | 0 | 0 | 0 | 0 | 0 | 0 | 0 | 0 | 0 | 0 | 0 | 0
2016-01-14 03:00 | 0 | 0 | 0 | 0 | 671853.3346 | 0 | 499085 | 0 | 0 | 0 | 0 | 1253475.8449 | 3045694.2927 | 0 | 0 | 0 | 0 | 0 | 0 | 0 | 0 | 0 | 0 | 0 | 0 | 0 | 0 | 0 | 0 | 158401.8567 | 14366.478 | 0 | 0 | 0 | 0 | 0 | 0 | 0 | 0 | 0 | 0 | 0 | 0 | 0 | 0 | 0
2016-01-14 04:00 | 0 | 0 | 0 | 0 | 230892.26 | 0 | 476059 | 0 | 0 | 0 | 0 | 993942.627 | 3060060.7707 | 0 | 0 | 0 | 0 | 0 | 0 | 0 | 0 | 0 | 0 | 0 | 0 | 0 | 0 | 0 | 0 | -259533.218 | 14366.478 | 0 | 0 | 0 | 0 | 0 | 0 | 0 | 0 | 0 | 0 | 0 | 0 | 0 | 0 | 0
2016-01-14 05:00 | 0 | 0 | 0 | 0 | 210800.26 | 0 | 455967 | 0 | 0 | 0 | 0 | 734409.409 | 3074427.2487 | 0 | 0 | 0 | 0 | 0 | 0 | 0 | 0 | 0 | 0 | 0 | 0 | 0 | 0 | 0 | 0 | -259533.218 | 14366.478 | 0 | 0 | 0 | 0 | 0 | 0 | 0 | 0 | 0 | 0 | 0 | 0 | 0 | 0 | 0
2016-01-14 06:00 | 0 | 0 | 0 | 0 | 717325.6959 | 0 | 443426 | 0 | 0 | 0 | 0 | 993942.627 | 3088793.7267 | 0 | 0 | 0 | 0 | 0 | 0 | 0 | 0 | 0 | 0 | 0 | 0 | 0 | 0 | 0 | 0 | 259533.218 | 14366.478 | 0 | 0 | 0 | 0 | 0 | 0 | 0 | 0 | 0 | 0 | 0 | 0 | 0 | 0 | 0
2016-01-14 07:00 | 0 | 0 | 0 | 0 | 189458.26 | 0 | 434625 | 0 | 0 | 0 | 0 | 734409.409 | 3103160.2046 | 0 | 0 | 0 | 0 | 0 | 0 | 0 | 0 | 0 | 0 | 0 | 0 | 0 | 0 | 0 | 0 | -259533.218 | 14366.478 | 0 | 0 | 0 | 0 | 0 | 0 | 0 | 0 | 0 | 0 | 0 | 0 | 0 | 0 | 0
2016-01-14 08:00 | 0 | 0 | 0 | 0 | 185156.26 | 0 | 430323 | 0 | 0 | 0 | 0 | 474876.191 | 3117526.6826 | 0 | 0 | 0 | 0 | 0 | 0 | 0 | 0 | 0 | 0 | 0 | 0 | 0 | 0 | 0 | 0 | -259533.218 | 14366.478 | 0 | 0 | 0 | 0 | 0 | 0 | 0 | 0 | 0 | 0 | 0 | 0 | 0 | 0 | 0
2016-01-14 09:00 | 0 | 0 | 0 | 0 | 689878.3368 | 0 | 433882 | 0 | 0 | 0 | 0 | 716506.0498 | 3131893.1606 | 0 | 0 | 0 | 0 | 0 | 0 | 0 | 0 | 0 | 0 | 0 | 0 | 0 | 0 | 0 | 0 | 241629.8588 | 14366.478 | 0 | 0 | 0 | 0 | 0 | 0 | 0 | 0 | 0 | 0 | 0 | 0 | 0 | 0 | 0
2016-01-14 10:00 | 0 | 0 | 0 | 0 | 203881.26 | 0 | 449048 | 0 | 0 | 0 | 0 | 456972.8319 | 3146259.6386 | 0 | 0 | 0 | 0 | 0 | 0 | 0 | 0 | 0 | 0 | 0 | 0 | 0 | 0 | 0 | 0 | -259533.218 | 14366.478 | 0 | 0 | 0 | 0 | 0 | 0 | 0 | 0 | 0 | 0 | 0 | 0 | 0 | 0 | 0
2016-01-14 11:00 | 0 | 0 | 0 | 0 | 661516.7344 | 0 | 482678 | 0 | 0 | 0 | 0 | 621445.0883 | 3160626.1166 | 0 | 0 | 0 | 0 | 0 | 0 | 0 | 0 | 0 | 0 | 0 | 0 | 0 | 0 | 0 | 0 | 164472.2564 | 14366.478 | 0 | 0 | 0 | 0 | 0 | 0 | 0 | 0 | 0 | 0 | 0 | 0 | 0 | 0 | 0
2016-01-14 12:00 | 0 | 0 | 0 | 0 | 658210.5169 | 0 | 511825 | 0 | 0 | 0 | 0 | 753464.1272 | 3174992.5945 | 0 | 0 | 0 | 0 | 0 | 0 | 0 | 0 | 0 | 0 | 0 | 0 | 0 | 0 | 0 | 0 | 132019.0389 | 14366.478 | 0 | 0 | 0 | 0 | 0 | 0 | 0 | 0 | 0 | 0 | 0 | 0 | 0 | 0 | 0
2016-01-14 13:00 | 0 | 0 | 0 | 0 | 273767.26 | 0 | 518934 | 0 | 0 | 0 | 0 | 493930.9092 | 3189359.0725 | 0 | 0 | 0 | 0 | 0 | 0 | 0 | 0 | 0 | 0 | 0 | 0 | 0 | 0 | 0 | 0 | -259533.218 | 14366.478 | 0 | 0 | 0 | 0 | 0 | 0 | 0 | 0 | 0 | 0 | 0 | 0 | 0 | 0 | 0
2016-01-14 14:00 | 0 | 0 | 0 | 0 | 130855.9327 | 135142.3273 | 511165 | 0 | 0 | 0 | 0 | 234397.6913 | 3203725.5505 | 0 | 0 | 0 | 0 | 0 | 0 | 0 | 0 | 0 | 0 | 0 | 0 | 0 | 0 | 0 | 0 | -259533.218 | 14366.478 | 0 | 0 | 0 | 0 | 0 | 0 | 0 | 0 | 0 | 0 | 0 | 0 | 0 | 0 | 0
2016-01-14 15:00 | 0 | 0 | 0 | 0 | 274732.6941 | 498941.0018 | 499774 | 0 | 0 | 0 | 0 | 493930.9092 | 3218092.0285 | 0 | 0 | 0 | 0 | 0 | 0 | 0 | 0 | 0 | 0 | 0 | 0 | 0 | 0 | 0 | 0 | 259533.218 | 14366.478 | 0 | 0 | 0 | 0 | 0 | 0 | 0 | 0 | 0 | 0 | 0 | 0 | 0 | 0 | 0
2016-01-14 16:00 | 0 | 0 | 0 | 0 | 152494.8809 | 607162.8151 | 485758 | 0 | 0 | 0 | 0 | 753464.1272 | 3232458.5065 | 0 | 0 | 0 | 0 | 0 | 0 | 0 | 0 | 0 | 0 | 0 | 0 | 0 | 0 | 0 | 0 | 259533.218 | 14366.478 | 0 | 0 | 0 | 0 | 0 | 0 | 0 | 0 | 0 | 0 | 0 | 0 | 0 | 0 | 0
2016-01-14 17:00 | 0 | 0 | 0 | 0 | 119867.7421 | 625739.9538 | 471708 | 0 | 0 | 0 | 0 | 1012997.3452 | 3246824.9844 | 0 | 0 | 0 | 0 | 0 | 0 | 0 | 0 | 0 | 0 | 0 | 0 | 0 | 0 | 0 | 0 | 259533.218 | 14366.478 | 0 | 0 | 0 | 0 | 0 | 0 | 0 | 0 | 0 | 0 | 0 | 0 | 0 | 0 | 0
2016-01-14 18:00 | 0 | 0 | 0 | 0 | 0 | 601820.2813 | 461997 | 0 | 0 | 0 | 0 | 1138454.1485 | 3261191.4624 | 0 | 0 | 0 | 0 | 0 | 0 | 0 | 0 | 0 | 0 | 0 | 0 | 0 | 0 | 0 | 0 | 125456.8033 | 14366.478 | 0 | 0 | 0 | 0 | 0 | 0 | 0 | 0 | 0 | 0 | 0 | 0 | 0 | 0 | 0
2016-01-14 19:00 | 0 | 0 | 0 | 0 | 0 | 581698.7903 | 454127 | 0 | 0 | 0 | 0 | 1251659.4609 | 3275557.9404 | 0 | 0 | 0 | 0 | 0 | 0 | 0 | 0 | 0 | 0 | 0 | 0 | 0 | 0 | 0 | 0 | 113205.3123 | 14366.478 | 0 | 0 | 0 | 0 | 0 | 0 | 0 | 0 | 0 | 0 | 0 | 0 | 0 | 0 | 0
2016-01-14 20:00 | 0 | 0 | 0 | 0 | 133879.2049 | 589712.4911 | 449692 | 0 | 0 | 0 | 0 | 1511192.6788 | 3289924.4184 | 0 | 0 | 0 | 0 | 0 | 0 | 0 | 0 | 0 | 0 | 0 | 0 | 0 | 0 | 0 | 0 | 259533.218 | 14366.478 | 0 | 0 | 0 | 0 | 0 | 0 | 0 | 0 | 0 | 0 | 0 | 0 | 0 | 0 | 0
2016-01-14 21:00 | 0 | 0 | 0 | 0 | 0 | 600940.4186 | 451533 | 0 | 0 | 0 | 0 | 1646233.6195 | 3304290.8964 | 0 | 0 | 0 | 0 | 0 | 0 | 0 | 0 | 0 | 0 | 0 | 0 | 0 | 0 | 0 | 0 | 135040.9406 | 14366.478 | 0 | 0 | 0 | 0 | 0 | 0 | 0 | 0 | 0 | 0 | 0 | 0 | 0 | 0 | 0
2016-01-14 22:00 | 0 | 0 | 0 | 0 | 0 | 523655.7749 | 463636 | 0 | 0 | 0 | 0 | 1691886.9164 | 3318657.3744 | 0 | 0 | 0 | 0 | 0 | 0 | 0 | 0 | 0 | 0 | 0 | 0 | 0 | 0 | 0 | 0 | 45653.297 | 14366.478 | 0 | 0 | 0 | 0 | 0 | 0 | 0 | 0 | 0 | 0 | 0 | 0 | 0 | 0 | 0
2016-01-14 23:00 | 0 | 0 | 0 | 0 | 34777.5619 | 202041.6981 | 481986 | 0 | 0 | 0 | 0 | 1432353.6985 | 3333023.8523 | 0 | 0 | 0 | 0 | 0 | 0 | 0 | 0 | 0 | 0 | 0 | 0 | 0 | 0 | 0 | 0 | -259533.218 | 14366.478 | 0 | 0 | 0 | 0 | 0 | 0 | 0 | 0 | 0 | 0 | 0 | 0 | 0 | 0 | 0
2016-01-15 | 0 | 0 | 0 | 0 | 682593.6946 | 2758.5133 | 491071 | 0 | 0 | 0 | 0 | 1612268.4283 | 3347390.3303 | 0 | 0 | 0 | 0 | 0 | 0 | 0 | 0 | 0 | 0 | 0 | 0 | 0 | 0 | 0 | 0 | 179914.7299 | 14366.478 | 0 | 0 | 0 | 0 | 0 | 0 | 0 | 0 | 0 | 0 | 0 | 0 | 0 | 0 | 0
2016-01-15 01:00 | 0 | 0 | 0 | 0 | 245797.26 | 0 | 490964 | 0 | 0 | 0 | 0 | 1352735.2104 | 3361756.8083 | 0 | 0 | 0 | 0 | 0 | 0 | 0 | 0 | 0 | 0 | 0 | 0 | 0 | 0 | 0 | 0 | -259533.218 | 14366.478 | 0 | 0 | 0 | 0 | 0 | 0 | 0 | 0 | 0 | 0 | 0 | 0 | 0 | 0 | 0
2016-01-15 02:00 | 0 | 0 | 0 | 0 | 237092.26 | 0 | 482259 | 0 | 0 | 0 | 0 | 1093201.9924 | 3376123.2863 | 0 | 0 | 0 | 0 | 0 | 0 | 0 | 0 | 0 | 0 | 0 | 0 | 0 | 0 | 0 | 0 | -259533.218 | 14366.478 | 0 | 0 | 0 | 0 | 0 | 0 | 0 | 0 | 0 | 0 | 0 | 0 | 0 | 0 | 0
2016-01-15 03:00 | 0 | 0 | 0 | 0 | 691331.7247 | 0 | 462693 | 0 | 0 | 0 | 0 | 1307474.2391 | 3390489.7643 | 0 | 0 | 0 | 0 | 0 | 0 | 0 | 0 | 0 | 0 | 0 | 0 | 0 | 0 | 0 | 0 | 214272.2467 | 14366.478 | 0 | 0 | 0 | 0 | 0 | 0 | 0 | 0 | 0 | 0 | 0 | 0 | 0 | 0 | 0
2016-01-15 04:00 | 0 | 0 | 0 | 0 | 195568.26 | 0 | 440735 | 0 | 0 | 0 | 0 | 1047941.0211 | 3404856.2422 | 0 | 0 | 0 | 0 | 0 | 0 | 0 | 0 | 0 | 0 | 0 | 0 | 0 | 0 | 0 | 0 | -259533.218 | 14366.478 | 0 | 0 | 0 | 0 | 0 | 0 | 0 | 0 | 0 | 0 | 0 | 0 | 0 | 0 | 0
2016-01-15 05:00 | 0 | 0 | 0 | 0 | 669941.3173 | 0 | 420298 | 0 | 0 | 0 | 0 | 1283217.8604 | 3419222.7202 | 0 | 0 | 0 | 0 | 0 | 0 | 0 | 0 | 0 | 0 | 0 | 0 | 0 | 0 | 0 | 0 | 235276.8393 | 14366.478 | 0 | 0 | 0 | 0 | 0 | 0 | 0 | 0 | 0 | 0 | 0 | 0 | 0 | 0 | 0
2016-01-15 06:00 | 0 | 0 | 0 | 0 | 160919.26 | 0 | 406086 | 0 | 0 | 0 | 0 | 1023684.6424 | 3433589.1982 | 0 | 0 | 0 | 0 | 0 | 0 | 0 | 0 | 0 | 0 | 0 | 0 | 0 | 0 | 0 | 0 | -259533.218 | 14366.478 | 0 | 0 | 0 | 0 | 0 | 0 | 0 | 0 | 0 | 0 | 0 | 0 | 0 | 0 | 0
2016-01-15 07:00 | 0 | 0 | 0 | 0 | 646557.7857 | 0 | 397042 | 0 | 0 | 0 | 0 | 1258833.9502 | 3447955.6762 | 0 | 0 | 0 | 0 | 0 | 0 | 0 | 0 | 0 | 0 | 0 | 0 | 0 | 0 | 0 | 0 | 235149.3077 | 14366.478 | 0 | 0 | 0 | 0 | 0 | 0 | 0 | 0 | 0 | 0 | 0 | 0 | 0 | 0 | 0
2016-01-15 08:00 | 0 | 0 | 0 | 0 | 147508.26 | 0 | 392675 | 0 | 0 | 0 | 0 | 999300.7322 | 3462322.1542 | 0 | 0 | 0 | 0 | 0 | 0 | 0 | 0 | 0 | 0 | 0 | 0 | 0 | 0 | 0 | 0 | -259533.218 | 14366.478 | 0 | 0 | 0 | 0 | 0 | 0 | 0 | 0 | 0 | 0 | 0 | 0 | 0 | 0 | 0
2016-01-15 09:00 | 0 | 0 | 0 | 0 | 618079.6309 | 0 | 394761 | 0 | 0 | 0 | 0 | 1208252.8851 | 3476688.6321 | 0 | 0 | 0 | 0 | 0 | 0 | 0 | 0 | 0 | 0 | 0 | 0 | 0 | 0 | 0 | 0 | 208952.1529 | 14366.478 | 0 | 0 | 0 | 0 | 0 | 0 | 0 | 0 | 0 | 0 | 0 | 0 | 0 | 0 | 0
2016-01-15 10:00 | 0 | 0 | 0 | 0 | 602559.2844 | 0 | 407359 | 0 | 0 | 0 | 0 | 1389086.6916 | 3491055.1101 | 0 | 0 | 0 | 0 | 0 | 0 | 0 | 0 | 0 | 0 | 0 | 0 | 0 | 0 | 0 | 0 | 180833.8064 | 14366.478 | 0 | 0 | 0 | 0 | 0 | 0 | 0 | 0 | 0 | 0 | 0 | 0 | 0 | 0 | 0
2016-01-15 11:00 | 0 | 0 | 0 | 0 | 583126.0167 | 0 | 436666 | 0 | 0 | 0 | 0 | 1521180.2303 | 3505421.5881 | 0 | 0 | 0 | 0 | 0 | 0 | 0 | 0 | 0 | 0 | 0 | 0 | 0 | 0 | 0 | 0 | 132093.5387 | 14366.478 | 0 | 0 | 0 | 0 | 0 | 0 | 0 | 0 | 0 | 0 | 0 | 0 | 0 | 0 | 0
2016-01-15 12:00 | 0 | 0 | 0 | 0 | 221018.26 | 0 | 466185 | 0 | 0 | 0 | 0 | 1261647.0123 | 3519788.0661 | 0 | 0 | 0 | 0 | 0 | 0 | 0 | 0 | 0 | 0 | 0 | 0 | 0 | 0 | 0 | 0 | -259533.218 | 14366.478 | 0 | 0 | 0 | 0 | 0 | 0 | 0 | 0 | 0 | 0 | 0 | 0 | 0 | 0 | 0
2016-01-15 13:00 | 0 | 0 | 0 | 0 | 526503.0655 | 2.6194 | 477552 | 0 | 0 | 0 | 0 | 1296234.2192 | 3534154.5441 | 0 | 0 | 0 | 0 | 0 | 0 | 0 | 0 | 0 | 0 | 0 | 0 | 0 | 0 | 0 | 0 | 34587.2069 | 14366.478 | 0 | 0 | 0 | 0 | 0 | 0 | 0 | 0 | 0 | 0 | 0 | 0 | 0 | 0 | 0
2016-01-15 14:00 | 0 | 0 | 0 | 0 | 89923.576 | 145149.684 | 480240 | 0 | 0 | 0 | 0 | 1036701.0012 | 3548521.0221 | 0 | 0 | 0 | 0 | 0 | 0 | 0 | 0 | 0 | 0 | 0 | 0 | 0 | 0 | 0 | 0 | -259533.218 | 14366.478 | 0 | 0 | 0 | 0 | 0 | 0 | 0 | 0 | 0 | 0 | 0 | 0 | 0 | 0 | 0
2016-01-15 15:00 | 0 | 0 | 0 | 0 | 296547.4389 | 347173.1073 | 481526 | 0 | 0 | 0 | 0 | 1184529.0695 | 3562887.5 | 0 | 0 | 0 | 0 | 0 | 0 | 0 | 0 | 0 | 0 | 0 | 0 | 0 | 0 | 0 | 0 | 147828.0682 | 14366.478 | 0 | 0 | 0 | 0 | 0 | 0 | 0 | 0 | 0 | 0 | 0 | 0 | 0 | 0 | 0
2016-01-15 16:00 | 0 | 0 | 0 | 0 | 268130.8478 | 466510.8639 | 477244 | 0 | 0 | 0 | 0 | 1427560.3032 | 3577253.978 | 0 | 0 | 0 | 0 | 0 | 0 | 0 | 0 | 0 | 0 | 0 | 0 | 0 | 0 | 0 | 0 | 243031.2337 | 14366.478 | 0 | 0 | 0 | 0 | 0 | 0 | 0 | 0 | 0 | 0 | 0 | 0 | 0 | 0 | 0
2016-01-15 17:00 | 0 | 0 | 0 | 0 | 247999.8434 | 499312.6045 | 470535 | 0 | 0 | 0 | 0 | 1687093.5212 | 3591620.456 | 0 | 0 | 0 | 0 | 0 | 0 | 2877.752 | 0 | 0 | 0 | 0 | 0 | 0 | 0 | 0 | 0 | 259533.218 | 14366.478 | 0 | 0 | 0 | 0 | 0 | 0 | 0 | 0 | 2877.752 | 0 | 0 | 0 | 0 | 0 | 0
2016-01-15 18:00 | 0 | 0 | 0 | 0 | 0 | 493068.3831 | 464809 | 0 | 0 | 0 | 0 | 1703864.1782 | 3605986.934 | 0 | 0 | 0 | 0 | 0 | 0 | 0 | 0 | 0 | 0 | 0 | 0 | 0 | 0 | 0 | 0 | 16770.6571 | 14366.478 | 0 | 0 | 0 | 0 | 0 | 0 | 0 | 0 | -2877.752 | 0 | 0 | 0 | 0 | 0 | 0
2016-01-15 19:00 | 0 | 0 | 0 | 0 | 0 | 487150.7312 | 459306 | 0 | 0 | 0 | 0 | 1717342.4315 | 3620353.412 | 0 | 0 | 0 | 0 | 0 | 0 | 0 | 0 | 0 | 0 | 0 | 0 | 0 | 0 | 0 | 0 | 13478.2533 | 14366.478 | 0 | 0 | 0 | 0 | 0 | 0 | 0 | 0 | 0 | 0 | 0 | 0 | 0 | 0 | 0
2016-01-15 20:00 | 0 | 0 | 0 | 0 | 246961.6087 | 482576.0873 | 455638 | 0 | 0 | 0 | 0 | 1976875.6494 | 3634719.8899 | 0 | 0 | 0 | 0 | 0 | 0 | 0 | 0 | 0 | 0 | 0 | 0 | 0 | 0 | 0 | 0 | 259533.218 | 14366.478 | 0 | 0 | 0 | 0 | 0 | 0 | 0 | 0 | 0 | 0 | 0 | 0 | 0 | 0 | 0
2016-01-15 21:00 | 0 | 0 | 0 | 0 | 260841.0479 | 469969.648 | 456911 | 0 | 0 | 0 | 0 | 2236408.8674 | 3649086.3679 | 0 | 0 | 0 | 0 | 0 | 0 | 0 | 0 | 0 | 0 | 0 | 0 | 0 | 0 | 0 | 0 | 259533.218 | 14366.478 | 0 | 0 | 0 | 0 | 0 | 0 | 0 | 0 | 0 | 0 | 0 | 0 | 0 | 0 | 0
2016-01-15 22:00 | 0 | 0 | 0 | 0 | 293365.9896 | 414078.2605 | 464155 | 0 | 0 | 0 | 0 | 2465331.6395 | 3663452.8459 | 0 | 0 | 0 | 0 | 0 | 0 | 0 | 0 | 0 | 0 | 0 | 0 | 0 | 0 | 0 | 0 | 228922.7721 | 14366.478 | 0 | 0 | 0 | 0 | 0 | 0 | 0 | 0 | 0 | 0 | 0 | 0 | 0 | 0 | 0
2016-01-15 23:00 | 0 | 0 | 0 | 0 | 327857.6692 | 197298.8148 | 471864 | 0 | 0 | 0 | 0 | 2504257.6455 | 3677819.3239 | 0 | 0 | 0 | 0 | 0 | 0 | 0 | 0 | 0 | 0 | 0 | 0 | 0 | 0 | 0 | 0 | 38926.006 | 14366.478 | 0 | 0 | 0 | 0 | 0 | 0 | 0 | 0 | 0 | 0 | 0 | 0 | 0 | 0 | 0
2016-01-16 | 0 | 0 | 0 | 0 | 345759.5836 | 6030.9655 | 473518 | 0 | 0 | 0 | 0 | 2368163.7167 | 3692185.8019 | 0 | 0 | 0 | 0 | 0 | 0 | 0 | 0 | 0 | 0 | 0 | 0 | 0 | 0 | 0 | 0 | -136093.9288 | 14366.478 | 0 | 0 | 0 | 0 | 0 | 0 | 0 | 0 | 0 | 0 | 0 | 0 | 0 | 0 | 0
2016-01-16 01:00 | 0 | 0 | 0 | 0 | 344685.8181 | 0 | 469990 | 0 | 0 | 0 | 0 | 2228493.0568 | 3706552.2799 | 0 | 0 | 0 | 0 | 0 | 0 | 0 | 0 | 0 | 0 | 0 | 0 | 0 | 0 | 0 | 0 | -139670.6599 | 14366.478 | 0 | 0 | 0 | 0 | 0 | 0 | 0 | 0 | 0 | 0 | 0 | 0 | 0 | 0 | 0
2016-01-16 02:00 | 0 | 0 | 0 | 0 | 335954.8053 | 0 | 462067 | 0 | 0 | 0 | 0 | 2088014.3841 | 3720918.7578 | 0 | 0 | 0 | 0 | 0 | 0 | 0 | 0 | 0 | 0 | 0 | 0 | 0 | 0 | 0 | 0 | -140478.6727 | 14366.478 | 0 | 0 | 0 | 0 | 0 | 0 | 0 | 0 | 0 | 0 | 0 | 0 | 0 | 0 | 0
2016-01-16 03:00 | 0 | 0 | 0 | 0 | 330746.2381 | 0 | 446898 | 0 | 0 | 0 | 0 | 1957496.1442 | 3735285.2358 | 0 | 0 | 0 | 0 | 0 | 0 | 0 | 0 | 0 | 0 | 0 | 0 | 0 | 0 | 0 | 0 | -130518.2398 | 14366.478 | 0 | 0 | 0 | 0 | 0 | 0 | 0 | 0 | 0 | 0 | 0 | 0 | 0 | 0 | 0
2016-01-16 04:00 | 0 | 0 | 0 | 0 | 327881.3265 | 0 | 429098 | 0 | 0 | 0 | 0 | 1841912.9928 | 3749651.7138 | 0 | 0 | 0 | 0 | 0 | 0 | 0 | 0 | 0 | 0 | 0 | 0 | 0 | 0 | 0 | 0 | -115583.1514 | 14366.478 | 0 | 0 | 0 | 0 | 0 | 0 | 0 | 0 | 0 | 0 | 0 | 0 | 0 | 0 | 0
2016-01-16 05:00 | 0 | 0 | 0 | 0 | 166033.26 | 0 | 411200 | 0 | 0 | 0 | 0 | 1582379.7748 | 3764018.1918 | 0 | 0 | 0 | 0 | 0 | 0 | 0 | 0 | 0 | 0 | 0 | 0 | 0 | 0 | 0 | 0 | -259533.218 | 14366.478 | 0 | 0 | 0 | 0 | 0 | 0 | 0 | 0 | 0 | 0 | 0 | 0 | 0 | 0 | 0
2016-01-16 06:00 | 0 | 0 | 0 | 0 | 323214.9366 | 0 | 397507 | 0 | 0 | 0 | 0 | 1493721.2334 | 3778384.6698 | 0 | 0 | 0 | 0 | 0 | 0 | 0 | 0 | 0 | 0 | 0 | 0 | 0 | 0 | 0 | 0 | -88658.5414 | 14366.478 | 0 | 0 | 0 | 0 | 0 | 0 | 0 | 0 | 0 | 0 | 0 | 0 | 0 | 0 | 0
2016-01-16 07:00 | 0 | 0 | 0 | 0 | 324965.0128 | 0 | 388116 | 0 | 0 | 0 | 0 | 1416203.7682 | 3792751.1477 | 0 | 0 | 0 | 0 | 0 | 0 | 0 | 0 | 0 | 0 | 0 | 0 | 0 | 0 | 0 | 0 | -77517.4652 | 14366.478 | 0 | 0 | 0 | 0 | 0 | 0 | 0 | 0 | 0 | 0 | 0 | 0 | 0 | 0 | 0
2016-01-16 08:00 | 0 | 0 | 0 | 0 | 327909.1252 | 0 | 383335 | 0 | 0 | 0 | 0 | 1346411.4155 | 3807117.6257 | 0 | 0 | 0 | 0 | 0 | 0 | 0 | 0 | 0 | 0 | 0 | 0 | 0 | 0 | 0 | 0 | -69792.3528 | 14366.478 | 0 | 0 | 0 | 0 | 0 | 0 | 0 | 0 | 0 | 0 | 0 | 0 | 0 | 0 | 0
2016-01-16 09:00 | 0 | 0 | 0 | 0 | 137669.26 | 0 | 382836 | 0 | 0 | 0 | 0 | 1086878.1975 | 3821484.1037 | 0 | 0 | 0 | 0 | 0 | 0 | 0 | 0 | 0 | 0 | 0 | 0 | 0 | 0 | 0 | 0 | -259533.218 | 14366.478 | 0 | 0 | 0 | 0 | 0 | 0 | 0 | 0 | 0 | 0 | 0 | 0 | 0 | 0 | 0
2016-01-16 10:00 | 0 | 0 | 0 | 0 | 338458.9181 | 0 | 388193 | 0 | 0 | 0 | 0 | 1022777.6376 | 3835850.5817 | 0 | 0 | 0 | 0 | 0 | 0 | 0 | 0 | 0 | 0 | 0 | 0 | 0 | 0 | 0 | 0 | -64100.5599 | 14366.478 | 0 | 0 | 0 | 0 | 0 | 0 | 0 | 0 | 0 | 0 | 0 | 0 | 0 | 0 | 0
2016-01-16 11:00 | 0 | 0 | 0 | 0 | 354934.5468 | 0 | 398613 | 0 | 0 | 0 | 0 | 964732.7063 | 3850217.0597 | 0 | 0 | 0 | 0 | 0 | 0 | 0 | 0 | 0 | 0 | 0 | 0 | 0 | 0 | 0 | 0 | -58044.9312 | 14366.478 | 0 | 0 | 0 | 0 | 0 | 0 | 0 | 0 | 0 | 0 | 0 | 0 | 0 | 0 | 0
2016-01-16 12:00 | 0 | 0 | 0 | 0 | 359862.4779 | 0 | 414957 | 0 | 0 | 0 | 0 | 895271.7062 | 3864583.5376 | 0 | 0 | 0 | 0 | 0 | 0 | 0 | 0 | 0 | 0 | 0 | 0 | 0 | 0 | 0 | 0 | -69461.0001 | 14366.478 | 0 | 0 | 0 | 0 | 0 | 0 | 0 | 0 | 0 | 0 | 0 | 0 | 0 | 0 | 0
2016-01-16 13:00 | 0 | 0 | 0 | 0 | 359245.5905 | 0 | 431737 | 0 | 0 | 0 | 0 | 808413.8187 | 3878950.0156 | 0 | 0 | 0 | 0 | 0 | 0 | 0 | 0 | 0 | 0 | 0 | 0 | 0 | 0 | 0 | 0 | -86857.8875 | 14366.478 | 0 | 0 | 0 | 0 | 0 | 0 | 0 | 0 | 0 | 0 | 0 | 0 | 0 | 0 | 0
2016-01-16 14:00 | 0 | 0 | 0 | 0 | 324282.3245 | 58425.0118 | 445036 | 0 | 0 | 0 | 0 | 731718.677 | 3893316.4936 | 0 | 0 | 0 | 0 | 0 | 0 | 0 | 0 | 0 | 0 | 0 | 0 | 0 | 0 | 0 | 0 | -76695.1417 | 14366.478 | 0 | 0 | 0 | 0 | 0 | 0 | 0 | 0 | 0 | 0 | 0 | 0 | 0 | 0 | 0
2016-01-16 15:00 | 0 | 0 | 0 | 0 | 272423.6628 | 388458.4174 | 450767 | 0 | 0 | 0 | 0 | 927467.2792 | 3907682.9716 | 0 | 0 | 0 | 0 | 0 | 0 | 0 | 0 | 0 | 0 | 0 | 0 | 0 | 0 | 0 | 0 | 195748.6022 | 14366.478 | 0 | 0 | 0 | 0 | 0 | 0 | 0 | 0 | 0 | 0 | 0 | 0 | 0 | 0 | 0
2016-01-16 16:00 | 0 | 0 | 0 | 0 | 232181.609 | 491314.087 | 449596 | 0 | 0 | 0 | 0 | 1187000.4972 | 3922049.4496 | 0 | 0 | 0 | 0 | 0 | 0 | 0 | 0 | 0 | 0 | 0 | 0 | 0 | 0 | 0 | 0 | 259533.218 | 14366.478 | 0 | 0 | 0 | 0 | 0 | 0 | 0 | 0 | 0 | 0 | 0 | 0 | 0 | 0 | 0
2016-01-16 17:00 | 0 | 0 | 0 | 0 | 0 | 511799.5036 | 445176 | 0 | 0 | 0 | 0 | 1239257.5228 | 3936415.9276 | 0 | 0 | 0 | 0 | 0 | 0 | 0 | 0 | 0 | 0 | 0 | 0 | 0 | 0 | 0 | 0 | 52257.0256 | 14366.478 | 0 | 0 | 0 | 0 | 0 | 0 | 0 | 0 | 0 | 0 | 0 | 0 | 0 | 0 | 0
2016-01-16 18:00 | 0 | 0 | 0 | 0 | 213171.5942 | 499421.1017 | 438693 | 0 | 0 | 0 | 0 | 1498790.7408 | 3950782.4055 | 0 | 0 | 0 | 0 | 0 | 0 | 0 | 0 | 0 | 0 | 0 | 0 | 0 | 0 | 0 | 0 | 259533.218 | 14366.478 | 0 | 0 | 0 | 0 | 0 | 0 | 0 | 0 | 0 | 0 | 0 | 0 | 0 | 0 | 0
2016-01-16 19:00 | 0 | 0 | 0 | 0 | 213886.044 | 493504.6519 | 433491 | 0 | 0 | 0 | 0 | 1758323.9587 | 3965148.8835 | 0 | 0 | 0 | 0 | 0 | 0 | 0 | 0 | 0 | 0 | 0 | 0 | 0 | 0 | 0 | 0 | 259533.218 | 14366.478 | 0 | 0 | 0 | 0 | 0 | 0 | 0 | 0 | 0 | 0 | 0 | 0 | 0 | 0 | 0
2016-01-16 20:00 | 0 | 0 | 0 | 0 | 208988.215 | 495499.4809 | 430588 | 0 | 0 | 0 | 0 | 2017857.1767 | 3979515.3615 | 0 | 0 | 0 | 0 | 0 | 0 | 0 | 0 | 0 | 0 | 0 | 0 | 0 | 0 | 0 | 0 | 259533.218 | 14366.478 | 0 | 0 | 0 | 0 | 0 | 0 | 0 | 0 | 0 | 0 | 0 | 0 | 0 | 0 | 0
2016-01-16 21:00 | 0 | 0 | 0 | 0 | 189848.2092 | 490651.7375 | 433541 | 0 | 0 | 0 | 0 | 2250449.6455 | 3993881.8395 | 0 | 0 | 0 | 0 | 0 | 0 | 0 | 0 | 0 | 0 | 0 | 0 | 0 | 0 | 0 | 0 | 232592.4688 | 14366.478 | 0 | 0 | 0 | 0 | 0 | 0 | 0 | 0 | 0 | 0 | 0 | 0 | 0 | 0 | 0
2016-01-16 22:00 | 0 | 0 | 0 | 0 | 313196.768 | 407595.1079 | 444810 | 0 | 0 | 0 | 0 | 2509982.8634 | 4008248.3175 | 0 | 0 | 0 | 0 | 0 | 0 | 2082.18 | 0 | 0 | 0 | 0 | 0 | 0 | 0 | 0 | 0 | 259533.218 | 14366.478 | 0 | 0 | 0 | 0 | 0 | 0 | 0 | 0 | 2082.18 | 0 | 0 | 0 | 0 | 0 | 0
2016-01-16 23:00 | 0 | 0 | 0 | 0 | 300267.2593 | 142278.7091 | 460141 | 0 | 0 | 0 | 0 | 2480103.5339 | 4022614.7954 | 0 | 0 | 0 | 0 | 0 | 0 | 0 | 0 | 0 | 0 | 0 | 0 | 0 | 0 | 0 | 0 | -29879.3296 | 14366.478 | 0 | 0 | 0 | 0 | 0 | 0 | 0 | 0 | -2082.18 | 0 | 0 | 0 | 0 | 0 | 0
2016-01-17 | 0 | 0 | 0 | 0 | 296999.2537 | 3816.0639 | 466002 | 0 | 0 | 0 | 0 | 2300550.3734 | 4036981.2734 | 0 | 0 | 0 | 0 | 0 | 0 | 0 | 0 | 0 | 0 | 0 | 0 | 0 | 0 | 0 | 0 | -179553.1604 | 14366.478 | 0 | 0 | 0 | 0 | 0 | 0 | 0 | 0 | 0 | 0 | 0 | 0 | 0 | 0 | 0
2016-01-17 01:00 | 0 | 0 | 0 | 0 | 298501.1038 | 0 | 466202 | 0 | 0 | 0 | 0 | 2118482.9993 | 4051347.7514 | 0 | 0 | 0 | 0 | 0 | 0 | 0 | 0 | 0 | 0 | 0 | 0 | 0 | 0 | 0 | 0 | -182067.3741 | 14366.478 | 0 | 0 | 0 | 0 | 0 | 0 | 0 | 0 | 0 | 0 | 0 | 0 | 0 | 0 | 0
2016-01-17 02:00 | 0 | 0 | 0 | 0 | 312327.3386 | 0 | 461031 | 0 | 0 | 0 | 0 | 1955412.86 | 4065714.2294 | 0 | 0 | 0 | 0 | 0 | 0 | 0 | 0 | 0 | 0 | 0 | 0 | 0 | 0 | 0 | 0 | -163070.1393 | 14366.478 | 0 | 0 | 0 | 0 | 0 | 0 | 0 | 0 | 0 | 0 | 0 | 0 | 0 | 0 | 0
2016-01-17 03:00 | 0 | 0 | 0 | 0 | 204484.26 | 0 | 449651 | 0 | 0 | 0 | 0 | 1695879.642 | 4080080.7074 | 0 | 0 | 0 | 0 | 0 | 0 | 0 | 0 | 0 | 0 | 0 | 0 | 0 | 0 | 0 | 0 | -259533.218 | 14366.478 | 0 | 0 | 0 | 0 | 0 | 0 | 0 | 0 | 0 | 0 | 0 | 0 | 0 | 0 | 0
2016-01-17 04:00 | 0 | 0 | 0 | 0 | 359990.6908 | 0 | 433925 | 0 | 0 | 0 | 0 | 1607578.8548 | 4094447.1854 | 0 | 0 | 0 | 0 | 0 | 0 | 0 | 0 | 0 | 0 | 0 | 0 | 0 | 0 | 0 | 0 | -88300.7872 | 14366.478 | 0 | 0 | 0 | 0 | 0 | 0 | 0 | 0 | 0 | 0 | 0 | 0 | 0 | 0 | 0
2016-01-17 05:00 | 0 | 0 | 0 | 0 | 391011.2979 | 0 | 420780 | 0 | 0 | 0 | 0 | 1563443.6747 | 4108813.6633 | 0 | 0 | 0 | 0 | 0 | 0 | 0 | 0 | 0 | 0 | 0 | 0 | 0 | 0 | 0 | 0 | -44135.1801 | 14366.478 | 0 | 0 | 0 | 0 | 0 | 0 | 0 | 0 | 0 | 0 | 0 | 0 | 0 | 0 | 0
2016-01-17 06:00 | 0 | 0 | 0 | 0 | 419713.6832 | 0 | 409148 | 0 | 0 | 0 | 0 | 1559642.8799 | 4123180.1413 | 0 | 0 | 0 | 0 | 0 | 0 | 0 | 0 | 0 | 0 | 0 | 0 | 0 | 0 | 0 | 0 | -3800.7948 | 14366.478 | 0 | 0 | 0 | 0 | 0 | 0 | 0 | 0 | 0 | 0 | 0 | 0 | 0 | 0 | 0
2016-01-17 07:00 | 0 | 0 | 0 | 0 | 437953.3698 | 0 | 400726 | 0 | 0 | 0 | 0 | 1582503.7717 | 4137546.6193 | 0 | 0 | 0 | 0 | 0 | 0 | 0 | 0 | 0 | 0 | 0 | 0 | 0 | 0 | 0 | 0 | 22860.8918 | 14366.478 | 0 | 0 | 0 | 0 | 0 | 0 | 0 | 0 | 0 | 0 | 0 | 0 | 0 | 0 | 0
2016-01-17 08:00 | 0 | 0 | 0 | 0 | 442177.5527 | 0 | 397107 | 0 | 0 | 0 | 0 | 1613207.8464 | 4151913.0973 | 0 | 0 | 0 | 0 | 0 | 0 | 0 | 0 | 0 | 0 | 0 | 0 | 0 | 0 | 0 | 0 | 30704.0748 | 14366.478 | 0 | 0 | 0 | 0 | 0 | 0 | 0 | 0 | 0 | 0 | 0 | 0 | 0 | 0 | 0
2016-01-17 09:00 | 0 | 0 | 0 | 0 | 423335.7707 | 0 | 396995 | 0 | 0 | 0 | 0 | 1625182.1392 | 4166279.5753 | 0 | 0 | 0 | 0 | 0 | 0 | 0 | 0 | 0 | 0 | 0 | 0 | 0 | 0 | 0 | 0 | 11974.2927 | 14366.478 | 0 | 0 | 0 | 0 | 0 | 0 | 0 | 0 | 0 | 0 | 0 | 0 | 0 | 0 | 0
2016-01-17 10:00 | 0 | 0 | 0 | 0 | 393057.839 | 0 | 401148 | 0 | 0 | 0 | 0 | 1602725.5002 | 4180646.0532 | 0 | 0 | 0 | 0 | 0 | 0 | 0 | 0 | 0 | 0 | 0 | 0 | 0 | 0 | 0 | 0 | -22456.639 | 14366.478 | 0 | 0 | 0 | 0 | 0 | 0 | 0 | 0 | 0 | 0 | 0 | 0 | 0 | 0 | 0
2016-01-17 11:00 | 0 | 0 | 0 | 0 | 368184.472 | 0 | 411144 | 0 | 0 | 0 | 0 | 1545399.4942 | 4195012.5312 | 0 | 0 | 0 | 0 | 0 | 0 | 0 | 0 | 0 | 0 | 0 | 0 | 0 | 0 | 0 | 0 | -57326.0059 | 14366.478 | 0 | 0 | 0 | 0 | 0 | 0 | 0 | 0 | 0 | 0 | 0 | 0 | 0 | 0 | 0
2016-01-17 12:00 | 0 | 0 | 0 | 0 | 350616.2323 | 0 | 426593 | 0 | 0 | 0 | 0 | 1455056.2486 | 4209379.0092 | 0 | 0 | 0 | 0 | 0 | 0 | 0 | 0 | 0 | 0 | 0 | 0 | 0 | 0 | 0 | 0 | -90343.2457 | 14366.478 | 0 | 0 | 0 | 0 | 0 | 0 | 0 | 0 | 0 | 0 | 0 | 0 | 0 | 0 | 0
2016-01-17 13:00 | 0 | 0 | 0 | 0 | 336569.1919 | 3.8411 | 444517 | 0 | 0 | 0 | 0 | 1332745.8036 | 4223745.4872 | 0 | 0 | 0 | 0 | 0 | 0 | 0 | 0 | 0 | 0 | 0 | 0 | 0 | 0 | 0 | 0 | -122310.445 | 14366.478 | 0 | 0 | 0 | 0 | 0 | 0 | 0 | 0 | 0 | 0 | 0 | 0 | 0 | 0 | 0
2016-01-17 14:00 | 0 | 0 | 0 | 0 | 293727.8012 | 50984.7622 | 458932 | 0 | 0 | 0 | 0 | 1204159.8891 | 4238111.9652 | 0 | 0 | 0 | 0 | 0 | 0 | 0 | 0 | 0 | 0 | 0 | 0 | 0 | 0 | 0 | 0 | -128585.9145 | 14366.478 | 0 | 0 | 0 | 0 | 0 | 0 | 0 | 0 | 0 | 0 | 0 | 0 | 0 | 0 | 0
2016-01-17 15:00 | 0 | 0 | 0 | 0 | 0 | 373248.3286 | 464245 | 0 | 0 | 0 | 0 | 1098796.7398 | 4252478.4431 | 0 | 0 | 0 | 0 | 0 | 0 | 0 | 0 | 0 | 0 | 0 | 0 | 0 | 0 | 0 | 0 | -105363.1494 | 14366.478 | 0 | 0 | 0 | 0 | 0 | 0 | 0 | 0 | 0 | 0 | 0 | 0 | 0 | 0 | 0
2016-01-17 16:00 | 0 | 0 | 0 | 0 | 208836.9845 | 527486.7115 | 462424 | 0 | 0 | 0 | 0 | 1358329.9577 | 4266844.9211 | 0 | 0 | 0 | 0 | 0 | 0 | 0 | 0 | 0 | 0 | 0 | 0 | 0 | 0 | 0 | 0 | 259533.218 | 14366.478 | 0 | 0 | 0 | 0 | 0 | 0 | 0 | 0 | 0 | 0 | 0 | 0 | 0 | 0 | 0
2016-01-17 17:00 | 0 | 0 | 0 | 0 | 169237.523 | 563739.173 | 459077 | 0 | 0 | 0 | 0 | 1617863.1757 | 4281211.3991 | 0 | 0 | 0 | 0 | 0 | 0 | 0 | 0 | 0 | 0 | 0 | 0 | 0 | 0 | 0 | 0 | 259533.218 | 14366.478 | 0 | 0 | 0 | 0 | 0 | 0 | 0 | 0 | 0 | 0 | 0 | 0 | 0 | 0 | 0
2016-01-17 18:00 | 0 | 0 | 0 | 0 | 189190.7276 | 538805.9683 | 454097 | 0 | 0 | 0 | 0 | 1877396.3937 | 4295577.8771 | 0 | 0 | 0 | 0 | 0 | 0 | 0 | 0 | 0 | 0 | 0 | 0 | 0 | 0 | 0 | 0 | 259533.218 | 14366.478 | 0 | 0 | 0 | 0 | 0 | 0 | 0 | 0 | 0 | 0 | 0 | 0 | 0 | 0 | 0
2016-01-17 19:00 | 0 | 0 | 0 | 0 | 191913.3118 | 530925.3841 | 448939 | 0 | 0 | 0 | 0 | 2136929.6116 | 4309944.3551 | 0 | 0 | 0 | 0 | 0 | 0 | 0 | 0 | 0 | 0 | 0 | 0 | 0 | 0 | 0 | 0 | 259533.218 | 14366.478 | 0 | 0 | 0 | 0 | 0 | 0 | 0 | 0 | 0 | 0 | 0 | 0 | 0 | 0 | 0
2016-01-17 20:00 | 0 | 0 | 0 | 0 | 169072.0468 | 550197.6491 | 445370 | 0 | 0 | 0 | 0 | 2396462.8296 | 4324310.8331 | 0 | 0 | 0 | 0 | 0 | 0 | 0 | 0 | 0 | 0 | 0 | 0 | 0 | 0 | 0 | 0 | 259533.218 | 14366.478 | 0 | 0 | 0 | 0 | 0 | 0 | 0 | 0 | 0 | 0 | 0 | 0 | 0 | 0 | 0
2016-01-17 21:00 | 0 | 0 | 0 | 0 | 153530.5407 | 569242.1552 | 448873 | 0 | 0 | 0 | 0 | 2655996.0476 | 4338677.311 | 0 | 0 | 0 | 0 | 0 | 0 | 0 | 0 | 0 | 0 | 0 | 0 | 0 | 0 | 0 | 0 | 259533.218 | 14366.478 | 0 | 0 | 0 | 0 | 0 | 0 | 0 | 0 | 0 | 0 | 0 | 0 | 0 | 0 | 0
2016-01-17 22:00 | 0 | 0 | 0 | 0 | 211076.8113 | 515052.2792 | 464088 | 0 | 0 | 0 | 0 | 2880156.3705 | 4353043.789 | 0 | 0 | 0 | 0 | 0 | 0 | 23514.2896 | 0 | 0 | 0 | 0 | 0 | 0 | 0 | 0 | 0 | 224160.3229 | 14366.478 | 0 | 0 | 0 | 0 | 0 | 0 | 0 | 0 | 23514.2896 | 0 | 0 | 0 | 0 | 0 | 0
2016-01-17 23:00 | 0 | 0 | 0 | 0 | 247397.9855 | 179759.4889 | 485734 | 0 | 0 | 0 | 0 | 2821579.8449 | 4353043.789 | 0 | 0 | 0 | 0 | 0 | 0 | 23514.2896 | 0 | 0 | 0 | 0 | 0 | 0 | 0 | 0 | 0 | -58576.5256 | 0 | 0 | 0 | 0 | 0 | 0 | 0 | 0 | 0 | 0 | 0 | 0 | 0 | 0 | 0 | 0
2016-01-18 | 0 | 0 | 0 | 0 | 271782.5303 | 5214.0493 | 496055 | 0 | 0 | 0 | 0 | 2711347.5192 | 4244217.6943 | 0 | 0 | 0 | 0 | 0 | 0 | 23514.2896 | 0 | 0 | 0 | 0 | 0 | 0 | 0 | 0 | 0 | -110232.3257 | 0 | 108826.0947 | 0 | 0 | 0 | 0 | 0 | 0 | 0 | 0 | 0 | 0 | 0 | 0 | 0 | 0
2016-01-18 01:00 | 0 | 0 | 0 | 0 | 272569.4319 | 0 | 499903 | 0 | 0 | 0 | 0 | 2484013.9511 | 4244217.6943 | 0 | 0 | 0 | 0 | 0 | 0 | 23514.2896 | 0 | 0 | 0 | 0 | 0 | 0 | 0 | 0 | 0 | -227333.5681 | 0 | 0 | 0 | 0 | 0 | 0 | 0 | 0 | 0 | 0 | 0 | 0 | 0 | 0 | 0 | 0
2016-01-18 02:00 | 0 | 0 | 0 | 0 | 268026.1396 | 0 | 495273 | 0 | 0 | 0 | 0 | 2365593.1854 | 4135391.5996 | 0 | 0 | 0 | 0 | 0 | 0 | 23514.2896 | 0 | 0 | 0 | 0 | 0 | 0 | 0 | 0 | 0 | -118420.7657 | 0 | 108826.0947 | 0 | 0 | 0 | 0 | 0 | 0 | 0 | 0 | 0 | 0 | 0 | 0 | 0 | 0
2016-01-18 03:00 | 0 | 0 | 0 | 0 | 258533.4513 | 0 | 485022 | 0 | 0 | 0 | 0 | 2247930.7314 | 4026565.5048 | 0 | 0 | 0 | 0 | 0 | 0 | 23514.2896 | 0 | 0 | 0 | 0 | 0 | 0 | 0 | 0 | 0 | -117662.454 | 0 | 108826.0947 | 0 | 0 | 0 | 0 | 0 | 0 | 0 | 0 | 0 | 0 | 0 | 0 | 0 | 0
2016-01-18 04:00 | 0 | 0 | 0 | 0 | 248229.8986 | 0 | 469740 | 0 | 0 | 0 | 0 | 2135246.7248 | 3917739.4101 | 0 | 0 | 0 | 0 | 0 | 0 | 23514.2896 | 0 | 0 | 0 | 0 | 0 | 0 | 0 | 0 | 0 | -112684.0066 | 0 | 108826.0947 | 0 | 0 | 0 | 0 | 0 | 0 | 0 | 0 | 0 | 0 | 0 | 0 | 0 | 0
2016-01-18 05:00 | 0 | 0 | 0 | 0 | 242687.3773 | 0 | 455921 | 0 | 0 | 0 | 0 | 1922013.1021 | 3917739.4101 | 0 | 0 | 0 | 0 | 0 | 0 | 23514.2896 | 0 | 0 | 0 | 0 | 0 | 0 | 0 | 0 | 0 | -213233.6227 | 0 | 0 | 0 | 0 | 0 | 0 | 0 | 0 | 0 | 0 | 0 | 0 | 0 | 0 | 0 | 0
2016-01-18 06:00 | 0 | 0 | 0 | 0 | 238664.5348 | 0 | 448386 | 0 | 0 | 0 | 0 | 1821117.7316 | 3808913.3154 | 0 | 0 | 0 | 0 | 0 | 0 | 23514.2896 | 0 | 0 | 0 | 0 | 0 | 0 | 0 | 0 | 0 | -100895.3705 | 0 | 108826.0947 | 0 | 0 | 0 | 0 | 0 | 0 | 0 | 0 | 0 | 0 | 0 | 0 | 0 | 0
2016-01-18 07:00 | 0 | 0 | 0 | 0 | 232538.6887 | 0 | 444095 | 0 | 0 | 0 | 0 | 1718387.5151 | 3700087.2207 | 0 | 0 | 0 | 0 | 0 | 0 | 23514.2896 | 0 | 0 | 0 | 0 | 0 | 0 | 0 | 0 | 0 | -102730.2166 | 0 | 108826.0947 | 0 | 0 | 0 | 0 | 0 | 0 | 0 | 0 | 0 | 0 | 0 | 0 | 0 | 0
2016-01-18 08:00 | 0 | 0 | 0 | 0 | 227132.5382 | 0 | 444476 | 0 | 0 | 0 | 0 | 1609870.148 | 3591261.1259 | 0 | 0 | 0 | 0 | 0 | 0 | 23514.2896 | 0 | 0 | 0 | 0 | 0 | 0 | 0 | 0 | 0 | -108517.367 | 0 | 108826.0947 | 0 | 0 | 0 | 0 | 0 | 0 | 0 | 0 | 0 | 0 | 0 | 0 | 0 | 0
2016-01-18 09:00 | 0 | 0 | 0 | 0 | 218865.6035 | 0 | 451294 | 0 | 0 | 0 | 0 | 1377441.7515 | 3591261.1259 | 0 | 0 | 0 | 0 | 0 | 0 | 23514.2896 | 0 | 0 | 0 | 0 | 0 | 0 | 0 | 0 | 0 | -232428.3965 | 0 | 0 | 0 | 0 | 0 | 0 | 0 | 0 | 0 | 4.0745e-10 | 0 | 0 | 0 | 0 | 0 | 0
2016-01-18 10:00 | 0 | 0 | 0 | 0 | 213535.217 | 0 | 467139 | 0 | 0 | 0 | 0 | 1232664.0633 | 3482435.0312 | 0 | 0 | 0 | 0 | 0 | 0 | 23514.2896 | 0 | 0 | 0 | 0 | 0 | 0 | 0 | 0 | 0 | -144777.6883 | 0 | 108826.0947 | 0 | 0 | 0 | 0 | 0 | 0 | 0 | 0 | 0 | 0 | 0 | 0 | 0 | 0
2016-01-18 11:00 | 0 | 0 | 0 | 0 | 210938.9596 | 0 | 494557 | 0 | 0 | 0 | 0 | 1057872.1176 | 3373608.9365 | 0 | 0 | 0 | 0 | 0 | 0 | 23514.2896 | 0 | 0 | 0 | 0 | 0 | 0 | 0 | 0 | 0 | -174791.9457 | 0 | 108826.0947 | 0 | 0 | 0 | 0 | 0 | 0 | 0 | 0 | 0 | 0 | 0 | 0 | 0 | 0
2016-01-18 12:00 | 0 | 0 | 0 | 0 | 210227.0117 | 0 | 523689 | 0 | 0 | 0 | 0 | 853236.2241 | 3264782.8418 | 0 | 0 | 0 | 0 | 0 | 0 | 23514.2896 | 0 | 0 | 0 | 0 | 0 | 0 | 0 | 0 | 0 | -204635.8935 | 0 | 108826.0947 | 0 | 0 | 0 | 0 | 0 | 0 | 0 | 0 | 0 | 0 | 0 | 0 | 0 | 0
2016-01-18 13:00 | 0 | 0 | 0 | 0 | 213578.8465 | 5.2078 | 540845 | 0 | 0 | 0 | 0 | 634801.373 | 3155956.747 | 0 | 0 | 0 | 0 | 0 | 0 | 23514.2896 | 0 | 0 | 0 | 0 | 0 | 0 | 0 | 0 | 0 | -218434.8511 | 0 | 108826.0947 | 0 | 0 | 0 | 0 | 0 | 0 | 0 | 0 | 0 | 0 | 0 | 0 | 0 | 0
2016-01-18 14:00 | 0 | 0 | 0 | 0 | 199363.2897 | 77412.6571 | 544986 | 0 | 0 | 0 | 0 | 375739.1314 | 3170323.225 | 0 | 0 | 0 | 0 | 0 | 0 | 0 | 0 | 0 | 0 | 0 | 0 | 0 | 0 | 0 | 0 | -259062.2416 | 14366.478 | 0 | 0 | 0 | 0 | 0 | 0 | 0 | 0 | -23514.2896 | 0 | 0 | 0 | 0 | 0 | 0
2016-01-18 15:00 | 0 | 0 | 0 | 0 | 157328.3705 | 343555.5075 | 543295 | 0 | 0 | 0 | 0 | 442154.1041 | 3061497.1303 | 0 | 0 | 0 | 0 | 0 | 0 | 0 | 0 | 0 | 0 | 0 | 0 | 0 | 0 | 0 | 0 | 66414.9728 | 0 | 108826.0947 | 0 | 0 | 0 | 0 | 0 | 0 | 0 | 0 | 0 | 0 | 0 | 0 | 0 | 0
2016-01-18 16:00 | 0 | 0 | 0 | 0 | 140445.4087 | 457045.101 | 536682 | 0 | 0 | 0 | 0 | 588274.4189 | 2952671.0356 | 0 | 0 | 0 | 0 | 0 | 0 | 23514.2896 | 0 | 0 | 0 | 0 | 0 | 0 | 0 | 0 | 0 | 146120.3148 | 0 | 108826.0947 | 0 | 0 | 0 | 0 | 0 | 0 | 0 | 23514.2896 | 0 | 0 | 0 | 0 | 0 | 0
2016-01-18 17:00 | 0 | 0 | 0 | 0 | 143802.3277 | 494261.2866 | 527471 | 0 | 0 | 0 | 0 | 722381.3228 | 2952671.0356 | 0 | 0 | 0 | 0 | 0 | 0 | 0 | 0 | 0 | 0 | 0 | 0 | 0 | 0 | 0 | 0 | 134106.9039 | 0 | 0 | 0 | 0 | 0 | 0 | 0 | 0 | 0 | -23514.2896 | 0 | 0 | 0 | 0 | 0 | 0
2016-01-18 18:00 | 0 | 0 | 0 | 0 | 159639.4355 | 496320.2683 | 517624 | 0 | 0 | 0 | 0 | 946028.8317 | 2843844.9408 | 0 | 0 | 0 | 0 | 0 | 0 | 23514.2896 | 0 | 0 | 0 | 0 | 0 | 0 | 0 | 0 | 0 | 223647.5089 | 0 | 108826.0947 | 0 | 0 | 0 | 0 | 0 | 0 | 0 | 23514.2896 | 0 | 0 | 0 | 0 | 0 | 0
2016-01-18 19:00 | 0 | 0 | 0 | 0 | 176100.9658 | 494491.1265 | 509646 | 0 | 0 | 0 | 0 | 1130489.2136 | 2843844.9408 | 0 | 0 | 0 | 0 | 0 | 0 | 0 | 0 | 0 | 0 | 0 | 0 | 0 | 0 | 0 | 0 | 184460.3819 | 0 | 0 | 0 | 0 | 0 | 0 | 0 | 0 | 0 | -23514.2896 | 0 | 0 | 0 | 0 | 0 | 0
2016-01-18 20:00 | 0 | 0 | 0 | 0 | 184818.4091 | 499923.5598 | 504548 | 0 | 0 | 0 | 0 | 1390022.4315 | 2764505.6917 | 0 | 0 | 0 | 0 | 0 | 0 | 0 | 0 | 0 | 0 | 0 | 0 | 0 | 0 | 0 | 0 | 259533.218 | 0 | 79339.2492 | 0 | 0 | 0 | 0 | 0 | 0 | 0 | 0 | 0 | 0 | 0 | 0 | 0 | 0
2016-01-18 21:00 | 0 | 0 | 0 | 0 | 194658.6859 | 491362.2426 | 507574 | 0 | 0 | 0 | 0 | 1568469.3601 | 2764505.6917 | 0 | 0 | 0 | 0 | 0 | 0 | 0 | 0 | 0 | 0 | 0 | 0 | 0 | 0 | 0 | 0 | 178446.9286 | 0 | 0 | 0 | 0 | 0 | 0 | 0 | 0 | 0 | 0 | 0 | 0 | 0 | 0 | 0 | 0
2016-01-18 22:00 | 0 | 0 | 0 | 0 | 231030.3901 | 407363.423 | 526254 | 0 | 0 | 0 | 0 | 1680609.1731 | 2764505.6917 | 0 | 0 | 0 | 0 | 0 | 0 | 0 | 0 | 0 | 0 | 0 | 0 | 0 | 0 | 0 | 0 | 112139.813 | 0 | 0 | 0 | 0 | 0 | 0 | 0 | 0 | 0 | 0 | 0 | 0 | 0 | 0 | 0 | 0
2016-01-18 23:00 | 0 | 0 | 0 | 0 | 337968.0133 | 172754.857 | 549477 | 0 | 0 | 0 | 0 | 1727166.8485 | 2655679.597 | 0 | 0 | 0 | 0 | 0 | 0 | 23514.2896 | 0 | 0 | 0 | 0 | 0 | 0 | 0 | 0 | 0 | 46557.6754 | 0 | 108826.0947 | 0 | 0 | 0 | 0 | 0 | 0 | 0 | 23514.2896 | 0 | 0 | 0 | 0 | 0 | 0
2016-01-19 | 0 | 0 | 0 | 0 | 394414.5627 | 5269.9317 | 562369 | 0 | 0 | 0 | 0 | 1673308.4377 | 2546853.5022 | 0 | 0 | 0 | 0 | 0 | 0 | 23514.2896 | 0 | 0 | 0 | 0 | 0 | 0 | 0 | 0 | 0 | -53858.4109 | 0 | 108826.0947 | 0 | 0 | 0 | 0 | 0 | 0 | 0 | 0 | 0 | 0 | 0 | 0 | 0 | 0
2016-01-19 01:00 | 0 | 0 | 0 | 0 | 413389.7408 | 0 | 563958 | 0 | 0 | 0 | 0 | 1522740.1785 | 2546853.5022 | 0 | 0 | 0 | 0 | 0 | 0 | 23514.2896 | 0 | 0 | 0 | 0 | 0 | 0 | 0 | 0 | 0 | -150568.2592 | 0 | 0 | 0 | 0 | 0 | 0 | 0 | 0 | 0 | 0 | 0 | 0 | 0 | 0 | 0 | 0
2016-01-19 02:00 | 0 | 0 | 0 | 0 | 397783.0635 | 0 | 556327 | 0 | 0 | 0 | 0 | 1473022.3367 | 2438027.4075 | 0 | 0 | 0 | 0 | 0 | 0 | 23514.2896 | 0 | 0 | 0 | 0 | 0 | 0 | 0 | 0 | 0 | -49717.8418 | 0 | 108826.0947 | 0 | 0 | 0 | 0 | 0 | 0 | 0 | 0 | 0 | 0 | 0 | 0 | 0 | 0
2016-01-19 03:00 | 0 | 0 | 0 | 0 | 379027.6951 | 0 | 538055 | 0 | 0 | 0 | 0 | 1422821.1265 | 2329201.3128 | 0 | 0 | 0 | 0 | 0 | 0 | 23514.2896 | 0 | 0 | 0 | 0 | 0 | 0 | 0 | 0 | 0 | -50201.2102 | 0 | 108826.0947 | 0 | 0 | 0 | 0 | 0 | 0 | 0 | 0 | 0 | 0 | 0 | 0 | 0 | 0
2016-01-19 04:00 | 0 | 0 | 0 | 0 | 367630.1883 | 0 | 516738 | 0 | 0 | 0 | 0 | 1273713.3148 | 2329201.3128 | 0 | 0 | 0 | 0 | 0 | 0 | 23514.2896 | 0 | 0 | 0 | 0 | 0 | 0 | 0 | 0 | 0 | -149107.8117 | 0 | 0 | 0 | 0 | 0 | 0 | 0 | 0 | 0 | 0 | 0 | 0 | 0 | 0 | 0 | 0
2016-01-19 05:00 | 0 | 0 | 0 | 0 | 361508.262 | 0 | 501292 | 0 | 0 | 0 | 0 | 1242755.6714 | 2220375.2181 | 0 | 0 | 0 | 0 | 0 | 0 | 23514.2896 | 0 | 0 | 0 | 0 | 0 | 0 | 0 | 0 | 0 | -30957.6433 | 0 | 108826.0947 | 0 | 0 | 0 | 0 | 0 | 0 | 0 | 0 | 0 | 0 | 0 | 0 | 0 | 0
2016-01-19 06:00 | 0 | 0 | 0 | 0 | 357318.6684 | 0 | 488827 | 0 | 0 | 0 | 0 | 1111247.3398 | 2220375.2181 | 0 | 0 | 0 | 0 | 0 | 0 | 23514.2896 | 0 | 0 | 0 | 0 | 0 | 0 | 0 | 0 | 0 | -131508.3316 | 0 | 0 | 0 | 0 | 0 | 0 | 0 | 0 | 0 | 0 | 0 | 0 | 0 | 0 | 0 | 0
2016-01-19 07:00 | 0 | 0 | 0 | 0 | 355022.1928 | 0 | 482783 | 0 | 0 | 0 | 0 | 1092312.6274 | 2111549.1233 | 0 | 0 | 0 | 0 | 0 | 0 | 23514.2896 | 0 | 0 | 0 | 0 | 0 | 0 | 0 | 0 | 0 | -18934.7124 | 0 | 108826.0947 | 0 | 0 | 0 | 0 | 0 | 0 | 0 | 0 | 0 | 0 | 0 | 0 | 0 | 0
2016-01-19 08:00 | 0 | 0 | 0 | 0 | 350594.2215 | 0 | 481076 | 0 | 0 | 0 | 0 | 1070656.9436 | 2002723.0286 | 0 | 0 | 0 | 0 | 0 | 0 | 23514.2896 | 0 | 0 | 0 | 0 | 0 | 0 | 0 | 0 | 0 | -21655.6838 | 0 | 108826.0947 | 0 | 0 | 0 | 0 | 0 | 0 | 0 | 0 | 0 | 0 | 0 | 0 | 0 | 0
2016-01-19 09:00 | 0 | 0 | 0 | 0 | 344614.7273 | 0 | 486092 | 0 | 0 | 0 | 0 | 929179.6709 | 2002723.0286 | 0 | 0 | 0 | 0 | 0 | 0 | 23514.2896 | 0 | 0 | 0 | 0 | 0 | 0 | 0 | 0 | 0 | -141477.2727 | 0 | 0 | 0 | 0 | 0 | 0 | 0 | 0 | 0 | 1.1642e-10 | 0 | 0 | 0 | 0 | 0 | 0
2016-01-19 10:00 | 0 | 0 | 0 | 0 | 340458.3909 | 0 | 502163 | 0 | 0 | 0 | 0 | 876301.1565 | 1893896.9339 | 0 | 0 | 0 | 0 | 0 | 0 | 23514.2896 | 0 | 0 | 0 | 0 | 0 | 0 | 0 | 0 | 0 | -52878.5144 | 0 | 108826.0947 | 0 | 0 | 0 | 0 | 0 | 0 | 0 | 0 | 0 | 0 | 0 | 0 | 0 | 0
2016-01-19 11:00 | 0 | 0 | 0 | 0 | 337236.1901 | 0 | 535457 | 0 | 0 | 0 | 0 | 786906.4414 | 1785070.8392 | 0 | 0 | 0 | 0 | 0 | 0 | 23514.2896 | 0 | 0 | 0 | 0 | 0 | 0 | 0 | 0 | 0 | -89394.7152 | 0 | 108826.0947 | 0 | 0 | 0 | 0 | 0 | 0 | 0 | 0 | 0 | 0 | 0 | 0 | 0 | 0
2016-01-19 12:00 | 0 | 0 | 0 | 0 | 338421.3419 | 0 | 566299 | 0 | 0 | 0 | 0 | 559028.7833 | 1785070.8392 | 0 | 0 | 0 | 0 | 0 | 0 | 23514.2896 | 0 | 0 | 0 | 0 | 0 | 0 | 0 | 0 | 0 | -227877.6581 | 0 | 0 | 0 | 0 | 0 | 0 | 0 | 0 | 0 | 0 | 0 | 0 | 0 | 0 | 0 | 0
2016-01-19 13:00 | 0 | 0 | 0 | 0 | 344737.9916 | 0 | 573164 | 0 | 0 | 0 | 0 | 462943.1592 | 1676244.7444 | 0 | 0 | 0 | 0 | 0 | 0 | 0 | 0 | 0 | 0 | 0 | 0 | 0 | 0 | 0 | 0 | -96085.6241 | 0 | 108826.0947 | 0 | 0 | 0 | 0 | 0 | 0 | 0 | -23514.2896 | 0 | 0 | 0 | 0 | 0 | 0
2016-01-19 14:00 | 0 | 0 | 0 | 0 | 328056.6576 | 54099.8233 | 566429 | 0 | 0 | 0 | 0 | 255156.3505 | 1676244.7444 | 0 | 0 | 0 | 0 | 0 | 0 | 23514.2896 | 0 | 0 | 0 | 0 | 0 | 0 | 0 | 0 | 0 | -207786.8087 | 0 | 0 | 0 | 0 | 0 | 0 | 0 | 0 | 0 | 23514.2896 | 0 | 0 | 0 | 0 | 0 | 0
2016-01-19 15:00 | 0 | 0 | 0 | 0 | 266048.4051 | 346841.0857 | 557716 | 0 | 0 | 0 | 0 | 442670.2257 | 1567418.6497 | 0 | 0 | 0 | 0 | 0 | 0 | 0 | 0 | 0 | 0 | 0 | 0 | 0 | 0 | 0 | 0 | 187513.8751 | 0 | 108826.0947 | 0 | 0 | 0 | 0 | 0 | 0 | 0 | -23514.2896 | 0 | 0 | 0 | 0 | 0 | 0
2016-01-19 16:00 | 0 | 0 | 0 | 0 | 264820.4332 | 457847.3319 | 545130 | 0 | 0 | 0 | 0 | 620207.9908 | 1567418.6497 | 0 | 0 | 0 | 0 | 0 | 0 | 0 | 0 | 0 | 0 | 0 | 0 | 0 | 0 | 0 | 0 | 177537.7651 | 0 | 0 | 0 | 0 | 0 | 0 | 0 | 0 | 0 | 0 | 0 | 0 | 0 | 0 | 0 | 0
2016-01-19 17:00 | 0 | 0 | 0 | 0 | 270430.7332 | 473747.4096 | 531980 | 0 | 0 | 0 | 0 | 879741.2088 | 1520083.5745 | 0 | 0 | 0 | 0 | 0 | 0 | 0 | 0 | 0 | 0 | 0 | 0 | 0 | 0 | 0 | 0 | 259533.218 | 0 | 47335.0752 | 0 | 0 | 0 | 0 | 0 | 0 | 0 | 0 | 0 | 0 | 0 | 0 | 0 | 0
2016-01-19 18:00 | 0 | 0 | 0 | 0 | 258706.9142 | 468705.0649 | 520957 | 0 | 0 | 0 | 0 | 1086196.1879 | 1520083.5745 | 0 | 0 | 0 | 0 | 0 | 0 | 0 | 0 | 0 | 0 | 0 | 0 | 0 | 0 | 0 | 0 | 206454.9791 | 0 | 0 | 0 | 0 | 0 | 0 | 0 | 0 | 0 | 0 | 0 | 0 | 0 | 0 | 0 | 0
2016-01-19 19:00 | 0 | 0 | 0 | 0 | 251095.3451 | 470012.131 | 512504 | 0 | 0 | 0 | 0 | 1345729.4059 | 1469153.8327 | 0 | 0 | 0 | 0 | 0 | 0 | 0 | 0 | 0 | 0 | 0 | 0 | 0 | 0 | 0 | 0 | 259533.218 | 0 | 50929.7418 | 0 | 0 | 0 | 0 | 0 | 0 | 0 | 0 | 0 | 0 | 0 | 0 | 0 | 0
2016-01-19 20:00 | 0 | 0 | 0 | 0 | 240885.2064 | 480762.0957 | 508038 | 0 | 0 | 0 | 0 | 1559338.708 | 1469153.8327 | 0 | 0 | 0 | 0 | 0 | 0 | 0 | 0 | 0 | 0 | 0 | 0 | 0 | 0 | 0 | 0 | 213609.3021 | 0 | 0 | 0 | 0 | 0 | 0 | 0 | 0 | 0 | 0 | 0 | 0 | 0 | 0 | 0 | 0
2016-01-19 21:00 | 0 | 0 | 0 | 0 | 220935.1313 | 478770.7795 | 511350 | 0 | 0 | 0 | 0 | 1747694.6188 | 1469153.8327 | 0 | 0 | 0 | 0 | 0 | 0 | 0 | 0 | 0 | 0 | 0 | 0 | 0 | 0 | 0 | 0 | 188355.9108 | 0 | 0 | 0 | 0 | 0 | 0 | 0 | 0 | 0 | 0 | 0 | 0 | 0 | 0 | 0 | 0
2016-01-19 22:00 | 0 | 0 | 0 | 0 | 210642.5377 | 387610.2267 | 528590 | 0 | 0 | 0 | 0 | 1902669.1883 | 1360327.738 | 0 | 0 | 0 | 0 | 0 | 0 | 23514.2896 | 0 | 0 | 0 | 0 | 0 | 0 | 0 | 0 | 0 | 154974.5695 | 0 | 108826.0947 | 0 | 0 | 0 | 0 | 0 | 0 | 0 | 23514.2896 | 0 | 0 | 0 | 0 | 0 | 0
2016-01-19 23:00 | 0 | 0 | 0 | 0 | 261227.9754 | 128709.8441 | 550838 | 0 | 0 | 0 | 0 | 1741769.0078 | 1360327.738 | 0 | 0 | 0 | 0 | 0 | 0 | 23514.2896 | 0 | 0 | 0 | 0 | 0 | 0 | 0 | 0 | 0 | -160900.1805 | 0 | 0 | 0 | 0 | 0 | 0 | 0 | 0 | 0 | 0 | 0 | 0 | 0 | 0 | 0 | 0
2016-01-20 | 0 | 0 | 0 | 0 | 314443.3579 | 4320.3638 | 561888 | 0 | 0 | 0 | 0 | 1607470.8242 | 1251501.6433 | 0 | 0 | 0 | 0 | 0 | 0 | 23514.2896 | 0 | 0 | 0 | 0 | 0 | 0 | 0 | 0 | 0 | -134298.1836 | 0 | 108826.0947 | 0 | 0 | 0 | 0 | 0 | 0 | 0 | 0 | 0 | 0 | 0 | 0 | 0 | 0
2016-01-20 01:00 | 0 | 0 | 0 | 0 | 356508.3749 | 0 | 561943 | 0 | 0 | 0 | 0 | 1402036.1991 | 1251501.6433 | 0 | 0 | 0 | 0 | 0 | 0 | 23514.2896 | 0 | 0 | 0 | 0 | 0 | 0 | 0 | 0 | 0 | -205434.6251 | 0 | 0 | 0 | 0 | 0 | 0 | 0 | 0 | 0 | 0 | 0 | 0 | 0 | 0 | 0 | 0
2016-01-20 02:00 | 0 | 0 | 0 | 0 | 392156.1792 | 0 | 552117 | 0 | 0 | 0 | 0 | 1350901.4731 | 1142675.5485 | 0 | 0 | 0 | 0 | 0 | 0 | 23514.2896 | 0 | 0 | 0 | 0 | 0 | 0 | 0 | 0 | 0 | -51134.726 | 0 | 108826.0947 | 0 | 0 | 0 | 0 | 0 | 0 | 0 | 0 | 0 | 0 | 0 | 0 | 0 | 0
2016-01-20 03:00 | 0 | 0 | 0 | 0 | 397891.2205 | 0 | 532519 | 0 | 0 | 0 | 0 | 1325099.7883 | 1033849.4538 | 0 | 0 | 0 | 0 | 0 | 0 | 23514.2896 | 0 | 0 | 0 | 0 | 0 | 0 | 0 | 0 | 0 | -25801.6848 | 0 | 108826.0947 | 0 | 0 | 0 | 0 | 0 | 0 | 0 | 0 | 0 | 0 | 0 | 0 | 0 | 0
2016-01-20 04:00 | 0 | 0 | 0 | 0 | 385274.9773 | 0 | 508121 | 0 | 0 | 0 | 0 | 1202253.7657 | 1033849.4538 | 0 | 0 | 0 | 0 | 0 | 0 | 23514.2896 | 0 | 0 | 0 | 0 | 0 | 0 | 0 | 0 | 0 | -122846.0227 | 0 | 0 | 0 | 0 | 0 | 0 | 0 | 0 | 0 | 0 | 0 | 0 | 0 | 0 | 0 | 0
2016-01-20 05:00 | 0 | 0 | 0 | 0 | 364735.9742 | 0 | 489033 | 0 | 0 | 0 | 0 | 1186782.8345 | 925023.3591 | 0 | 0 | 0 | 0 | 0 | 0 | 23514.2896 | 0 | 0 | 0 | 0 | 0 | 0 | 0 | 0 | 0 | -15470.9311 | 0 | 108826.0947 | 0 | 0 | 0 | 0 | 0 | 0 | 0 | 0 | 0 | 0 | 0 | 0 | 0 | 0
2016-01-20 06:00 | 0 | 0 | 0 | 0 | 347155.562 | 0 | 477201 | 0 | 0 | 0 | 0 | 1056737.3965 | 925023.3591 | 0 | 0 | 0 | 0 | 0 | 0 | 23514.2896 | 0 | 0 | 0 | 0 | 0 | 0 | 0 | 0 | 0 | -130045.438 | 0 | 0 | 0 | 0 | 0 | 0 | 0 | 0 | 0 | 0 | 0 | 0 | 0 | 0 | 0 | 0
2016-01-20 07:00 | 0 | 0 | 0 | 0 | 336864.0291 | 0 | 469244 | 0 | 0 | 0 | 0 | 1033183.5204 | 816197.2644 | 0 | 0 | 0 | 0 | 0 | 0 | 23514.2896 | 0 | 0 | 0 | 0 | 0 | 0 | 0 | 0 | 0 | -23553.8761 | 0 | 108826.0947 | 0 | 0 | 0 | 0 | 0 | 0 | 0 | 0 | 0 | 0 | 0 | 0 | 0 | 0
2016-01-20 08:00 | 0 | 0 | 0 | 0 | 327141.4333 | 0 | 465073 | 0 | 0 | 0 | 0 | 895251.9537 | 816197.2644 | 0 | 0 | 0 | 0 | 0 | 0 | 23514.2896 | 0 | 0 | 0 | 0 | 0 | 0 | 0 | 0 | 0 | -137931.5667 | 0 | 0 | 0 | 0 | 0 | 0 | 0 | 0 | 0 | 0 | 0 | 0 | 0 | 0 | 0 | 0
2016-01-20 09:00 | 0 | 0 | 0 | 0 | 312172.7451 | 0 | 467668 | 0 | 0 | 0 | 0 | 848582.7935 | 707371.1696 | 0 | 0 | 0 | 0 | 0 | 0 | 23514.2896 | 0 | 0 | 0 | 0 | 0 | 0 | 0 | 0 | 0 | -46669.1602 | 0 | 108826.0947 | 0 | 0 | 0 | 0 | 0 | 0 | 0 | 0 | 0 | 0 | 0 | 0 | 0 | 0
2016-01-20 10:00 | 0 | 0 | 0 | 0 | 296605.1078 | 0 | 480665 | 0 | 0 | 0 | 0 | 773348.9961 | 598545.0749 | 0 | 0 | 0 | 0 | 0 | 0 | 23514.2896 | 0 | 0 | 0 | 0 | 0 | 0 | 0 | 0 | 0 | -75233.7974 | 0 | 108826.0947 | 0 | 0 | 0 | 0 | 0 | 0 | 0 | 0 | 0 | 0 | 0 | 0 | 0 | 0
2016-01-20 11:00 | 0 | 0 | 0 | 0 | 280944.7422 | 0 | 511178 | 0 | 0 | 0 | 0 | 543115.7383 | 598545.0749 | 0 | 0 | 0 | 0 | 0 | 0 | 23514.2896 | 0 | 0 | 0 | 0 | 0 | 0 | 0 | 0 | 0 | -230233.2578 | 0 | 0 | 0 | 0 | 0 | 0 | 0 | 0 | 0 | 0 | 0 | 0 | 0 | 0 | 0 | 0
2016-01-20 12:00 | 0 | 0 | 0 | 0 | 267384.4233 | 0 | 538547 | 0 | 0 | 0 | 0 | 380779.2563 | 489718.9802 | 0 | 0 | 0 | 0 | 0 | 0 | 23514.2896 | 0 | 0 | 0 | 0 | 0 | 0 | 0 | 0 | 0 | -162336.482 | 0 | 108826.0947 | 0 | 0 | 0 | 0 | 0 | 0 | 0 | 0 | 0 | 0 | 0 | 0 | 0 | 0
2016-01-20 13:00 | 0 | 0 | 0 | 0 | 263569.7539 | 11.2852 | 545720 | 0 | 0 | 0 | 0 | 207466.3901 | 380892.8855 | 0 | 0 | 0 | 0 | 0 | 0 | 23514.2896 | 0 | 0 | 0 | 0 | 0 | 0 | 0 | 0 | 0 | -173312.8662 | 0 | 108826.0947 | 0 | 0 | 0 | 0 | 0 | 0 | 0 | 0 | 0 | 0 | 0 | 0 | 0 | 0
2016-01-20 14:00 | 0 | 0 | 0 | 0 | 243598.4573 | 34966.2046 | 541525 | 0 | 0 | 0 | 0 | 0 | 348913.2272 | 0 | 0 | 0 | 0 | 0 | 0 | 0 | 0 | 0 | 0 | 0 | 0 | 0 | 0 | 0 | 0 | -207466.3901 | 0 | 31979.6583 | 0 | 0 | 0 | 0 | 0 | 0 | 0 | -23514.2896 | 0 | 0 | 0 | 0 | 0 | 0
2016-01-20 15:00 | 0 | 0 | 0 | 0 | 200138.5387 | 328418.7818 | 535783 | 0 | 0 | 0 | 0 | 0 | 341687.5477 | 0 | 0 | 0 | 0 | 0 | 0 | 0 | 0 | 0 | 0 | 0 | 0 | 0 | 0 | 0 | 0 | 0 | 0 | 7225.6795 | 0 | 0 | 0 | 0 | 0 | 0 | 0 | 0 | 0 | 0 | 0 | 0 | 0 | 0
2016-01-20 16:00 | 0 | 0 | 0 | 0 | 201480.8278 | 488342.032 | 524933 | 0 | 0 | 0 | 0 | 259533.218 | 247044.1895 | 0 | 0 | 0 | 0 | 0 | 0 | 0 | 0 | 0 | 0 | 0 | 0 | 0 | 0 | 0 | 0 | 259533.218 | 0 | 94643.3582 | 0 | 0 | 0 | 0 | 0 | 0 | 0 | 0 | 0 | 0 | 0 | 0 | 0 | 0
2016-01-20 17:00 | 0 | 0 | 0 | 0 | 239136.6061 | 548086.0898 | 513323 | 0 | 0 | 0 | 0 | 519066.4359 | 261410.6675 | 0 | 0 | 0 | 0 | 0 | 0 | 0 | 0 | 0 | 0 | 0 | 0 | 0 | 0 | 0 | 0 | 259533.218 | 14366.478 | 0 | 0 | 0 | 0 | 0 | 0 | 0 | 0 | 0 | 0 | 0 | 0 | 0 | 0 | 0
2016-01-20 18:00 | 0 | 0 | 0 | 0 | 229181.2743 | 549564.4216 | 504846 | 0 | 0 | 0 | 0 | 778599.6539 | 275777.1455 | 0 | 0 | 0 | 0 | 0 | 0 | 0 | 0 | 0 | 0 | 0 | 0 | 0 | 0 | 0 | 0 | 259533.218 | 14366.478 | 0 | 0 | 0 | 0 | 0 | 0 | 0 | 0 | 0 | 0 | 0 | 0 | 0 | 0 | 0
2016-01-20 19:00 | 0 | 0 | 0 | 0 | 221563.0569 | 551847.639 | 499511 | 0 | 0 | 0 | 0 | 1038132.8719 | 290143.6234 | 0 | 0 | 0 | 0 | 0 | 0 | 0 | 0 | 0 | 0 | 0 | 0 | 0 | 0 | 0 | 0 | 259533.218 | 14366.478 | 0 | 0 | 0 | 0 | 0 | 0 | 0 | 0 | 0 | 0 | 0 | 0 | 0 | 0 | 0
2016-01-20 20:00 | 0 | 0 | 0 | 0 | 193425.8878 | 576740.8082 | 496267 | 0 | 0 | 0 | 0 | 1297666.0898 | 304510.1014 | 0 | 0 | 0 | 0 | 0 | 0 | 0 | 0 | 0 | 0 | 0 | 0 | 0 | 0 | 0 | 0 | 259533.218 | 14366.478 | 0 | 0 | 0 | 0 | 0 | 0 | 0 | 0 | 0 | 0 | 0 | 0 | 0 | 0 | 0
2016-01-20 21:00 | 0 | 0 | 0 | 0 | 164034.084 | 608317.6119 | 498452 | 0 | 0 | 0 | 0 | 1557199.3078 | 318876.5794 | 0 | 0 | 0 | 0 | 0 | 0 | 0 | 0 | 0 | 0 | 0 | 0 | 0 | 0 | 0 | 0 | 259533.218 | 14366.478 | 0 | 0 | 0 | 0 | 0 | 0 | 0 | 0 | 0 | 0 | 0 | 0 | 0 | 0 | 0
2016-01-20 22:00 | 0 | 0 | 0 | 0 | 245532.0684 | 564841.9171 | 512960 | 0 | 0 | 0 | 0 | 1816732.5258 | 333243.0574 | 0 | 0 | 0 | 0 | 0 | 0 | 23514.2896 | 0 | 0 | 0 | 0 | 0 | 0 | 0 | 0 | 0 | 259533.218 | 14366.478 | 0 | 0 | 0 | 0 | 0 | 0 | 0 | 0 | 23514.2896 | 0 | 0 | 0 | 0 | 0 | 0
2016-01-20 23:00 | 0 | 0 | 0 | 0 | 351290.7518 | 273361.4464 | 530355 | 0 | 0 | 0 | 0 | 1896663.246 | 347609.5354 | 0 | 0 | 0 | 0 | 0 | 0 | 23514.2896 | 0 | 0 | 0 | 0 | 0 | 0 | 0 | 0 | 0 | 79930.7202 | 14366.478 | 0 | 0 | 0 | 0 | 0 | 0 | 0 | 0 | 0 | 0 | 0 | 0 | 0 | 0 | 0
2016-01-21 | 0 | 0 | 0 | 0 | 357551.9179 | 9569.9894 | 536685 | 0 | 0 | 0 | 0 | 1727100.1532 | 347609.5354 | 0 | 0 | 0 | 0 | 0 | 0 | 23514.2896 | 0 | 0 | 0 | 0 | 0 | 0 | 0 | 0 | 0 | -169563.0928 | 0 | 0 | 0 | 0 | 0 | 0 | 0 | 0 | 0 | 0 | 0 | 0 | 0 | 0 | 0 | 0
2016-01-21 01:00 | 0 | 0 | 0 | 0 | 351833.4329 | 0 | 533921 | 0 | 0 | 0 | 0 | 1568526.8757 | 347609.5354 | 0 | 0 | 0 | 0 | 0 | 0 | 0 | 0 | 0 | 0 | 0 | 0 | 0 | 0 | 0 | 0 | -158573.2775 | 0 | 0 | 0 | 0 | 0 | 0 | 0 | 0 | 0 | -23514.2896 | 0 | 0 | 0 | 0 | 0 | 0
2016-01-21 02:00 | 0 | 0 | 0 | 0 | 343679.5499 | 0 | 523733 | 0 | 0 | 0 | 0 | 1364959.136 | 347609.5354 | 0 | 0 | 0 | 0 | 0 | 0 | 23514.2896 | 0 | 0 | 0 | 0 | 0 | 0 | 0 | 0 | 0 | -203567.7397 | 0 | 0 | 0 | 0 | 0 | 0 | 0 | 0 | 0 | 23514.2896 | 0 | 0 | 0 | 0 | 0 | 0
2016-01-21 03:00 | 0 | 0 | 0 | 0 | 338347.457 | 0 | 502414 | 0 | 0 | 0 | 0 | 1224406.8825 | 347609.5354 | 0 | 0 | 0 | 0 | 0 | 0 | 0 | 0 | 0 | 0 | 0 | 0 | 0 | 0 | 0 | 0 | -140552.2534 | 0 | 0 | 0 | 0 | 0 | 0 | 0 | 0 | 0 | -23514.2896 | 0 | 0 | 0 | 0 | 0 | 0
2016-01-21 04:00 | 0 | 0 | 0 | 0 | 336872.0523 | 0 | 477551 | 0 | 0 | 0 | 0 | 1060213.6452 | 347609.5354 | 0 | 0 | 0 | 0 | 0 | 0 | 23514.2896 | 0 | 0 | 0 | 0 | 0 | 0 | 0 | 0 | 0 | -164193.2373 | 0 | 0 | 0 | 0 | 0 | 0 | 0 | 0 | 0 | 23514.2896 | 0 | 0 | 0 | 0 | 0 | 0
2016-01-21 05:00 | 0 | 0 | 0 | 0 | 330749.1031 | 0 | 456315 | 0 | 0 | 0 | 0 | 958162.038 | 347609.5354 | 0 | 0 | 0 | 0 | 0 | 0 | 0 | 0 | 0 | 0 | 0 | 0 | 0 | 0 | 0 | 0 | -102051.6073 | 0 | 0 | 0 | 0 | 0 | 0 | 0 | 0 | 0 | -23514.2896 | 0 | 0 | 0 | 0 | 0 | 0
2016-01-21 06:00 | 0 | 0 | 0 | 0 | 318521.5044 | 0 | 443693 | 0 | 0 | 0 | 0 | 918302.3475 | 238783.4406 | 0 | 0 | 0 | 0 | 0 | 0 | 23514.2896 | 0 | 0 | 0 | 0 | 0 | 0 | 0 | 0 | 0 | -39859.6905 | 0 | 108826.0947 | 0 | 0 | 0 | 0 | 0 | 0 | 0 | 23514.2896 | 0 | 0 | 0 | 0 | 0 | 0
2016-01-21 07:00 | 0 | 0 | 0 | 0 | 315272.9848 | 0 | 435960 | 0 | 0 | 0 | 0 | 821129.6219 | 238783.4406 | 0 | 0 | 0 | 0 | 0 | 0 | 0 | 0 | 0 | 0 | 0 | 0 | 0 | 0 | 0 | 0 | -97172.7256 | 0 | 0 | 0 | 0 | 0 | 0 | 0 | 0 | 0 | -23514.2896 | 0 | 0 | 0 | 0 | 0 | 0
2016-01-21 08:00 | 0 | 0 | 0 | 0 | 318213.9618 | 0 | 432949 | 0 | 0 | 0 | 0 | 682880.2941 | 238783.4406 | 0 | 0 | 0 | 0 | 0 | 0 | 23514.2896 | 0 | 0 | 0 | 0 | 0 | 0 | 0 | 0 | 0 | -138249.3278 | 0 | 0 | 0 | 0 | 0 | 0 | 0 | 0 | 0 | 23514.2896 | 0 | 0 | 0 | 0 | 0 | 0
2016-01-21 09:00 | 0 | 0 | 0 | 0 | 317023.3504 | 0 | 435901 | 0 | 0 | 0 | 0 | 564002.6445 | 238783.4406 | 0 | 0 | 0 | 0 | 0 | 0 | 23514.2896 | 0 | 0 | 0 | 0 | 0 | 0 | 0 | 0 | 0 | -118877.6496 | 0 | 0 | 0 | 0 | 0 | 0 | 0 | 0 | 0 | 0 | 0 | 0 | 0 | 0 | 0 | 0
2016-01-21 10:00 | 0 | 0 | 0 | 0 | 315826.9582 | 0 | 448923 | 0 | 0 | 0 | 0 | 430906.6027 | 238783.4406 | 0 | 0 | 0 | 0 | 0 | 0 | 23514.2896 | 0 | 0 | 0 | 0 | 0 | 0 | 0 | 0 | 0 | -133096.0418 | 0 | 0 | 0 | 0 | 0 | 0 | 0 | 0 | 0 | 0 | 0 | 0 | 0 | 0 | 0 | 0
2016-01-21 11:00 | 0 | 0 | 0 | 0 | 315003.7049 | 0 | 480425 | 0 | 0 | 0 | 0 | 374311.4024 | 129957.3459 | 0 | 0 | 0 | 0 | 0 | 0 | 23514.2896 | 0 | 0 | 0 | 0 | 0 | 0 | 0 | 0 | 0 | -56595.2003 | 0 | 108826.0947 | 0 | 0 | 0 | 0 | 0 | 0 | 0 | 0 | 0 | 0 | 0 | 0 | 0 | 0
2016-01-21 12:00 | 0 | 0 | 0 | 0 | 317215.8944 | 0 | 510035 | 0 | 0 | 0 | 0 | 181492.2968 | 129957.3459 | 0 | 0 | 0 | 0 | 0 | 0 | 23514.2896 | 0 | 0 | 0 | 0 | 0 | 0 | 0 | 0 | 0 | -192819.1056 | 0 | 0 | 0 | 0 | 0 | 0 | 0 | 0 | 0 | 0 | 0 | 0 | 0 | 0 | 0 | 0
2016-01-21 13:00 | 0 | 0 | 0 | 0 | 320572.0181 | 15.2195 | 518534 | 0 | 0 | 0 | 0 | 28191.0751 | 108826.0947 | 0 | 0 | 0 | 0 | 0 | 0 | 0 | 0 | 0 | 0 | 0 | 0 | 0 | 0 | 0 | 0 | -153301.2216 | 0 | 21131.2512 | 0 | 0 | 0 | 0 | 0 | 0 | 0 | -23514.2896 | 0 | 0 | 0 | 0 | 0 | 0
2016-01-21 14:00 | 0 | 0 | 0 | 0 | 296956.4166 | 81864.4136 | 515838 | 0 | 0 | 0 | 0 | 0 | 0 | 0 | 0 | 0 | 0 | 0 | 0 | 0 | 0 | 0 | 0 | 0 | 0 | 0 | 0 | 0 | 0 | -28191.0751 | 0 | 108826.0947 | 0 | 0 | 0 | 0 | 0 | 0 | 0 | 0 | 0 | 0 | 0 | 0 | 0 | 0
2016-01-21 15:00 | 0 | 0 | 0 | 0 | 0 | 526931.1302 | 511625 | 0 | 0 | 0 | 0 | 939.6522 | 14366.478 | 0 | 0 | 0 | 0 | 0 | 0 | 0 | 0 | 0 | 0 | 0 | 0 | 0 | 0 | 0 | 0 | 939.6522 | 14366.478 | 0 | 0 | 0 | 0 | 0 | 0 | 0 | 0 | 0 | 0 | 0 | 0 | 0 | 0 | 0
2016-01-21 16:00 | 0 | 0 | 0 | 0 | 137758.3677 | 641010.3283 | 504869 | 0 | 0 | 0 | 0 | 260472.8702 | 28732.956 | 0 | 0 | 0 | 0 | 0 | 0 | 0 | 0 | 0 | 0 | 0 | 0 | 0 | 0 | 0 | 0 | 259533.218 | 14366.478 | 0 | 0 | 0 | 0 | 0 | 0 | 0 | 0 | 0 | 0 | 0 | 0 | 0 | 0 | 0
2016-01-21 17:00 | 0 | 0 | 0 | 0 | 117251.9509 | 639595.267 | 497314 | 0 | 0 | 0 | 0 | 520006.0882 | 28732.956 | 0 | 0 | 0 | 0 | 0 | 0 | 0 | 0 | 0 | 0 | 0 | 0 | 0 | 0 | 0 | 0 | 259533.218 | 0 | 0 | 0 | 0 | 0 | 0 | 0 | 0 | 0 | 0 | 0 | 0 | 0 | 0 | 0 | 0
2016-01-21 18:00 | 0 | 0 | 0 | 0 | 155756.8325 | 608861.8634 | 490719 | 0 | 0 | 0 | 0 | 779539.3061 | 43099.4339 | 0 | 0 | 0 | 0 | 0 | 0 | 0 | 0 | 0 | 0 | 0 | 0 | 0 | 0 | 0 | 0 | 259533.218 | 14366.478 | 0 | 0 | 0 | 0 | 0 | 0 | 0 | 0 | 0 | 0 | 0 | 0 | 0 | 0 | 0
2016-01-21 19:00 | 0 | 0 | 0 | 0 | 166725.5045 | 593512.1914 | 486338 | 0 | 0 | 0 | 0 | 1039072.5241 | 57465.9119 | 0 | 0 | 0 | 0 | 0 | 0 | 0 | 0 | 0 | 0 | 0 | 0 | 0 | 0 | 0 | 0 | 259533.218 | 14366.478 | 0 | 0 | 0 | 0 | 0 | 0 | 0 | 0 | 0 | 0 | 0 | 0 | 0 | 0 | 0
2016-01-21 20:00 | 0 | 0 | 0 | 0 | 139981.56 | 603535.658 | 483984 | 0 | 0 | 0 | 0 | 1298605.7421 | 57465.9119 | 0 | 0 | 0 | 0 | 0 | 0 | 0 | 0 | 0 | 0 | 0 | 0 | 0 | 0 | 0 | 0 | 259533.218 | 0 | 0 | 0 | 0 | 0 | 0 | 0 | 0 | 0 | 0 | 0 | 0 | 0 | 0 | 0 | 0
2016-01-21 21:00 | 0 | 0 | 0 | 0 | 142643.5781 | 617668.1178 | 486412 | 0 | 0 | 0 | 0 | 1558138.96 | 71832.3899 | 0 | 0 | 0 | 0 | 0 | 0 | 0 | 0 | 0 | 0 | 0 | 0 | 0 | 0 | 0 | 0 | 259533.218 | 14366.478 | 0 | 0 | 0 | 0 | 0 | 0 | 0 | 0 | 0 | 0 | 0 | 0 | 0 | 0 | 0
2016-01-21 22:00 | 0 | 0 | 0 | 0 | 209690.2847 | 551803.9332 | 501961 | 0 | 0 | 0 | 0 | 1817672.178 | 71832.3899 | 0 | 0 | 0 | 0 | 0 | 0 | 0 | 0 | 0 | 0 | 0 | 0 | 0 | 0 | 0 | 0 | 259533.218 | 0 | 0 | 0 | 0 | 0 | 0 | 0 | 0 | 0 | 0 | 0 | 0 | 0 | 0 | 0 | 0
2016-01-21 23:00 | 0 | 0 | 0 | 0 | 222700.3922 | 219251.7781 | 520445 | 0 | 0 | 0 | 0 | 1715665.0587 | 71832.3899 | 0 | 0 | 0 | 0 | 0 | 0 | 23514.2896 | 0 | 0 | 0 | 0 | 0 | 0 | 0 | 0 | 0 | -102007.1194 | 0 | 0 | 0 | 0 | 0 | 0 | 0 | 0 | 0 | 23514.2896 | 0 | 0 | 0 | 0 | 0 | 0
2016-01-22 | 0 | 0 | 0 | 0 | 421274.8838 | 6507.0234 | 527936 | 0 | 0 | 0 | 0 | 1624658.7775 | 86198.8679 | 0 | 0 | 0 | 0 | 0 | 0 | 0 | 0 | 0 | 0 | 0 | 0 | 0 | 0 | 0 | 0 | -91006.2812 | 14366.478 | 0 | 0 | 0 | 0 | 0 | 0 | 0 | 0 | -23514.2896 | 0 | 0 | 0 | 0 | 0 | 0
2016-01-22 01:00 | 0 | 0 | 0 | 0 | 403177.4257 | 0 | 526468 | 0 | 0 | 0 | 0 | 1501368.2032 | 86198.8679 | 0 | 0 | 0 | 0 | 0 | 0 | 0 | 0 | 0 | 0 | 0 | 0 | 0 | 0 | 0 | 0 | -123290.5743 | 0 | 0 | 0 | 0 | 0 | 0 | 0 | 0 | 0 | 0 | 0 | 0 | 0 | 0 | 0 | 0
2016-01-22 02:00 | 0 | 0 | 0 | 0 | 380976.8615 | 0 | 516856 | 0 | 0 | 0 | 0 | 1365489.0647 | 86198.8679 | 0 | 0 | 0 | 0 | 0 | 0 | 0 | 0 | 0 | 0 | 0 | 0 | 0 | 0 | 0 | 0 | -135879.1385 | 0 | 0 | 0 | 0 | 0 | 0 | 0 | 0 | 0 | 0 | 0 | 0 | 0 | 0 | 0 | 0
2016-01-22 03:00 | 0 | 0 | 0 | 0 | 364756.08 | 0 | 498821 | 0 | 0 | 0 | 0 | 1217057.6667 | 100565.3459 | 0 | 0 | 0 | 0 | 0 | 0 | 0 | 0 | 0 | 0 | 0 | 0 | 0 | 0 | 0 | 0 | -148431.398 | 14366.478 | 0 | 0 | 0 | 0 | 0 | 0 | 0 | 0 | 0 | 0 | 0 | 0 | 0 | 0 | 0
2016-01-22 04:00 | 0 | 0 | 0 | 0 | 350357.0782 | 0 | 476229 | 0 | 0 | 0 | 0 | 1091185.7449 | 100565.3459 | 0 | 0 | 0 | 0 | 0 | 0 | 0 | 0 | 0 | 0 | 0 | 0 | 0 | 0 | 0 | 0 | -125871.9218 | 0 | 0 | 0 | 0 | 0 | 0 | 0 | 0 | 0 | 0 | 0 | 0 | 0 | 0 | 0 | 0
2016-01-22 05:00 | 0 | 0 | 0 | 0 | 346857.755 | 0 | 456375 | 0 | 0 | 0 | 0 | 958154.2103 | 100565.3459 | 0 | 0 | 0 | 0 | 0 | 0 | 23514.2896 | 0 | 0 | 0 | 0 | 0 | 0 | 0 | 0 | 0 | -133031.5346 | 0 | 0 | 0 | 0 | 0 | 0 | 0 | 0 | 0 | 23514.2896 | 0 | 0 | 0 | 0 | 0 | 0
2016-01-22 06:00 | 0 | 0 | 0 | 0 | 351822.2324 | 0 | 444230 | 0 | 0 | 0 | 0 | 874894.2542 | 114931.8239 | 0 | 0 | 0 | 0 | 0 | 0 | 0 | 0 | 0 | 0 | 0 | 0 | 0 | 0 | 0 | 0 | -83259.956 | 14366.478 | 0 | 0 | 0 | 0 | 0 | 0 | 0 | 0 | -23514.2896 | 0 | 0 | 0 | 0 | 0 | 0
2016-01-22 07:00 | 0 | 0 | 0 | 0 | 361139.7623 | 0 | 436401 | 0 | 0 | 0 | 0 | 799633.0165 | 114931.8239 | 0 | 0 | 0 | 0 | 0 | 0 | 0 | 0 | 0 | 0 | 0 | 0 | 0 | 0 | 0 | 0 | -75261.2377 | 0 | 0 | 0 | 0 | 0 | 0 | 0 | 0 | 0 | 0 | 0 | 0 | 0 | 0 | 0 | 0
2016-01-22 08:00 | 0 | 0 | 0 | 0 | 370954.7582 | 0 | 433510 | 0 | 0 | 0 | 0 | 722711.2968 | 129298.3018 | 0 | 0 | 0 | 0 | 0 | 0 | 0 | 0 | 0 | 0 | 0 | 0 | 0 | 0 | 0 | 0 | -76921.7198 | 14366.478 | 0 | 0 | 0 | 0 | 0 | 0 | 0 | 0 | 0 | 0 | 0 | 0 | 0 | 0 | 0
2016-01-22 09:00 | 0 | 0 | 0 | 0 | 379057.6413 | 0 | 436978 | 0 | 0 | 0 | 0 | 650424.4601 | 143664.7798 | 0 | 0 | 0 | 0 | 0 | 0 | 0 | 0 | 0 | 0 | 0 | 0 | 0 | 0 | 0 | 0 | -72286.8367 | 14366.478 | 0 | 0 | 0 | 0 | 0 | 0 | 0 | 0 | 0 | 0 | 0 | 0 | 0 | 0 | 0
2016-01-22 10:00 | 0 | 0 | 0 | 0 | 388145.8694 | 0 | 449180 | 0 | 0 | 0 | 0 | 589390.3295 | 143664.7798 | 0 | 0 | 0 | 0 | 0 | 0 | 0 | 0 | 0 | 0 | 0 | 0 | 0 | 0 | 0 | 0 | -61034.1306 | 0 | 0 | 0 | 0 | 0 | 0 | 0 | 0 | 0 | 0 | 0 | 0 | 0 | 0 | 0 | 0
2016-01-22 11:00 | 0 | 0 | 0 | 0 | 386331.532 | 0 | 477761 | 0 | 0 | 0 | 0 | 474446.5719 | 143664.7798 | 0 | 0 | 0 | 0 | 0 | 0 | 23514.2896 | 0 | 0 | 0 | 0 | 0 | 0 | 0 | 0 | 0 | -114943.7576 | 0 | 0 | 0 | 0 | 0 | 0 | 0 | 0 | 0 | 23514.2896 | 0 | 0 | 0 | 0 | 0 | 0
2016-01-22 12:00 | 0 | 0 | 0 | 0 | 374992.6053 | 0 | 507663 | 0 | 0 | 0 | 0 | 350923.9888 | 158031.2578 | 0 | 0 | 0 | 0 | 0 | 0 | 0 | 0 | 0 | 0 | 0 | 0 | 0 | 0 | 0 | 0 | -123522.5831 | 14366.478 | 0 | 0 | 0 | 0 | 0 | 0 | 0 | 0 | -23514.2896 | 0 | 0 | 0 | 0 | 0 | 0
2016-01-22 13:00 | 0 | 0 | 0 | 0 | 356923.2652 | 23.3986 | 521669 | 0 | 0 | 0 | 0 | 162687.363 | 158031.2578 | 0 | 0 | 0 | 0 | 0 | 0 | 23514.2896 | 0 | 0 | 0 | 0 | 0 | 0 | 0 | 0 | 0 | -188236.6258 | 0 | 0 | 0 | 0 | 0 | 0 | 0 | 0 | 0 | 23514.2896 | 0 | 0 | 0 | 0 | 0 | 0
2016-01-22 14:00 | 0 | 0 | 0 | 0 | 306404.5863 | 90259.7939 | 527730 | 0 | 0 | 0 | 0 | 40769.5549 | 172397.7358 | 0 | 0 | 0 | 0 | 0 | 0 | 0 | 0 | 0 | 0 | 0 | 0 | 0 | 0 | 0 | 0 | -121917.8082 | 14366.478 | 0 | 0 | 0 | 0 | 0 | 0 | 0 | 0 | -23514.2896 | 0 | 0 | 0 | 0 | 0 | 0
2016-01-22 15:00 | 0 | 0 | 0 | 0 | 0 | 489756.4451 | 530526 | 0 | 0 | 0 | 0 | 0 | 172397.7358 | 0 | 0 | 0 | 0 | 0 | 0 | 0 | 0 | 0 | 0 | 0 | 0 | 0 | 0 | 0 | 0 | -40769.5549 | 0 | 0 | 0 | 0 | 0 | 0 | 0 | 0 | 0 | 0 | 0 | 0 | 0 | 0 | 0 | 0
2016-01-22 16:00 | 0 | 0 | 0 | 0 | 217012.6255 | 584236.0704 | 527349 | 0 | 0 | 0 | 0 | 259533.218 | 186764.2138 | 0 | 0 | 0 | 0 | 0 | 0 | 0 | 0 | 0 | 0 | 0 | 0 | 0 | 0 | 0 | 0 | 259533.218 | 14366.478 | 0 | 0 | 0 | 0 | 0 | 0 | 0 | 0 | 0 | 0 | 0 | 0 | 0 | 0 | 0
2016-01-22 17:00 | 0 | 0 | 0 | 0 | 0 | 576689.9606 | 521407 | 0 | 0 | 0 | 0 | 314816.1786 | 186764.2138 | 0 | 0 | 0 | 0 | 0 | 0 | 0 | 0 | 0 | 0 | 0 | 0 | 0 | 0 | 0 | 0 | 55282.9606 | 0 | 0 | 0 | 0 | 0 | 0 | 0 | 0 | 0 | 0 | 0 | 0 | 0 | 0 | 0 | 0
2016-01-22 18:00 | 0 | 0 | 0 | 0 | 209427.4677 | 557846.1239 | 515885 | 0 | 0 | 0 | 0 | 551838.2922 | 201130.6917 | 0 | 0 | 0 | 0 | 0 | 0 | 0 | 0 | 0 | 0 | 0 | 0 | 0 | 0 | 0 | 0 | 237022.1136 | 14366.478 | 0 | 0 | 0 | 0 | 0 | 0 | 0 | 0 | 0 | 0 | 0 | 0 | 0 | 0 | 0
2016-01-22 19:00 | 0 | 0 | 0 | 0 | 219660.2079 | 552084.0513 | 510547 | 0 | 0 | 0 | 0 | 798669.0734 | 215497.1697 | 0 | 0 | 0 | 0 | 0 | 0 | 0 | 0 | 0 | 0 | 0 | 0 | 0 | 0 | 0 | 0 | 246830.7812 | 14366.478 | 0 | 0 | 0 | 0 | 0 | 0 | 0 | 0 | 0 | 0 | 0 | 0 | 0 | 0 | 0
2016-01-22 20:00 | 0 | 0 | 0 | 0 | 200814.8778 | 565232.3401 | 506514 | 0 | 0 | 0 | 0 | 1058202.2914 | 215497.1697 | 0 | 0 | 0 | 0 | 0 | 0 | 0 | 0 | 0 | 0 | 0 | 0 | 0 | 0 | 0 | 0 | 259533.218 | 0 | 0 | 0 | 0 | 0 | 0 | 0 | 0 | 0 | 0 | 0 | 0 | 0 | 0 | 0 | 0
2016-01-22 21:00 | 0 | 0 | 0 | 0 | 0 | 574272.1317 | 507046 | 0 | 0 | 0 | 0 | 1125428.4231 | 215497.1697 | 0 | 0 | 0 | 0 | 0 | 0 | 0 | 0 | 0 | 0 | 0 | 0 | 0 | 0 | 0 | 0 | 67226.1317 | 0 | 0 | 0 | 0 | 0 | 0 | 0 | 0 | 0 | 0 | 0 | 0 | 0 | 0 | 0 | 0
2016-01-22 22:00 | 0 | 0 | 0 | 0 | 291539.7172 | 482137.7416 | 517154 | 0 | 0 | 0 | 0 | 1384961.641 | 212487.4105 | 0 | 0 | 0 | 0 | 0 | 0 | 0 | 0 | 0 | 0 | 0 | 0 | 0 | 0 | 0 | 0 | 259533.218 | 0 | 3009.7592 | 0 | 0 | 0 | 0 | 0 | 0 | 0 | 0 | 0 | 0 | 0 | 0 | 0 | 0
2016-01-22 23:00 | 0 | 0 | 0 | 0 | 96308.9011 | 187603.3589 | 529079 | 0 | 0 | 0 | 0 | 1125428.4231 | 226853.8885 | 0 | 0 | 0 | 0 | 0 | 0 | 0 | 0 | 0 | 0 | 0 | 0 | 0 | 0 | 0 | 0 | -259533.218 | 14366.478 | 0 | 0 | 0 | 0 | 0 | 0 | 0 | 0 | 0 | 0 | 0 | 0 | 0 | 0 | 0
2016-01-23 | 0 | 0 | 0 | 0 | 461116.905 | 5341.134 | 532762 | 0 | 0 | 0 | 0 | 1059124.462 | 226853.8885 | 0 | 0 | 0 | 0 | 0 | 0 | 0 | 0 | 0 | 0 | 0 | 0 | 0 | 0 | 0 | 0 | -66303.961 | 0 | 0 | 0 | 0 | 0 | 0 | 0 | 0 | 0 | 0 | 0 | 0 | 0 | 0 | 0 | 0
2016-01-23 01:00 | 0 | 0 | 0 | 0 | 486015.994 | 0 | 529195 | 0 | 0 | 0 | 0 | 1015945.456 | 226853.8885 | 0 | 0 | 0 | 0 | 0 | 0 | 0 | 0 | 0 | 0 | 0 | 0 | 0 | 0 | 0 | 0 | -43179.006 | 0 | 0 | 0 | 0 | 0 | 0 | 0 | 0 | 0 | 0 | 0 | 0 | 0 | 0 | 0 | 0
2016-01-23 02:00 | 0 | 0 | 0 | 0 | 488239.791 | 0 | 520505 | 0 | 0 | 0 | 0 | 969313.7691 | 241220.3665 | 0 | 0 | 0 | 0 | 0 | 0 | 0 | 0 | 0 | 0 | 0 | 0 | 0 | 0 | 0 | 0 | -46631.687 | 14366.478 | 0 | 0 | 0 | 0 | 0 | 0 | 0 | 0 | 0 | 0 | 0 | 0 | 0 | 0 | 0
2016-01-23 03:00 | 0 | 0 | 0 | 0 | 246273.782 | 0 | 505807 | 0 | 0 | 0 | 0 | 709780.5511 | 241220.3665 | 0 | 0 | 0 | 0 | 0 | 0 | 0 | 0 | 0 | 0 | 0 | 0 | 0 | 0 | 0 | 0 | -259533.218 | 0 | 0 | 0 | 0 | 0 | 0 | 0 | 0 | 0 | 0 | 0 | 0 | 0 | 0 | 0 | 0
2016-01-23 04:00 | 0 | 0 | 0 | 0 | 479914.5896 | 0 | 487425 | 0 | 0 | 0 | 0 | 702270.1407 | 241220.3665 | 0 | 0 | 0 | 0 | 0 | 0 | 0 | 0 | 0 | 0 | 0 | 0 | 0 | 0 | 0 | 0 | -7510.4104 | 0 | 0 | 0 | 0 | 0 | 0 | 0 | 0 | 0 | 0 | 0 | 0 | 0 | 0 | 0 | 0
2016-01-23 05:00 | 0 | 0 | 0 | 0 | 477768.5443 | 0 | 471931 | 0 | 0 | 0 | 0 | 693741.207 | 255586.8445 | 0 | 0 | 0 | 0 | 0 | 0 | 0 | 0 | 0 | 0 | 0 | 0 | 0 | 0 | 0 | 0 | -8528.9337 | 14366.478 | 0 | 0 | 0 | 0 | 0 | 0 | 0 | 0 | 0 | 0 | 0 | 0 | 0 | 0 | 0
2016-01-23 06:00 | 0 | 0 | 0 | 0 | 477951.696 | 0 | 460046 | 0 | 0 | 0 | 0 | 711646.903 | 255586.8445 | 0 | 0 | 0 | 0 | 0 | 0 | 0 | 0 | 0 | 0 | 0 | 0 | 0 | 0 | 0 | 0 | 17905.696 | 0 | 0 | 0 | 0 | 0 | 0 | 0 | 0 | 0 | 0 | 0 | 0 | 0 | 0 | 0 | 0
2016-01-23 07:00 | 0 | 0 | 0 | 0 | 207593.26 | 0 | 452760 | 0 | 0 | 0 | 0 | 452113.685 | 269953.3225 | 0 | 0 | 0 | 0 | 0 | 0 | 0 | 0 | 0 | 0 | 0 | 0 | 0 | 0 | 0 | 0 | -259533.218 | 14366.478 | 0 | 0 | 0 | 0 | 0 | 0 | 0 | 0 | 0 | 0 | 0 | 0 | 0 | 0 | 0
2016-01-23 08:00 | 0 | 0 | 0 | 0 | 486050.6782 | 0 | 448842 | 0 | 0 | 0 | 0 | 474955.8852 | 284319.8004 | 0 | 0 | 0 | 0 | 0 | 0 | 0 | 0 | 0 | 0 | 0 | 0 | 0 | 0 | 0 | 0 | 22842.2002 | 14366.478 | 0 | 0 | 0 | 0 | 0 | 0 | 0 | 0 | 0 | 0 | 0 | 0 | 0 | 0 | 0
2016-01-23 09:00 | 0 | 0 | 0 | 0 | 493252.7726 | 0 | 449099 | 0 | 0 | 0 | 0 | 519109.6578 | 284319.8004 | 0 | 0 | 0 | 0 | 0 | 0 | 0 | 0 | 0 | 0 | 0 | 0 | 0 | 0 | 0 | 0 | 44153.7726 | 0 | 0 | 0 | 0 | 0 | 0 | 0 | 0 | 0 | 0 | 0 | 0 | 0 | 0 | 0 | 0
2016-01-23 10:00 | 0 | 0 | 0 | 0 | 501543.9006 | 0 | 454288 | 0 | 0 | 0 | 0 | 551999.0804 | 298686.2784 | 0 | 0 | 0 | 0 | 0 | 0 | 0 | 0 | 0 | 0 | 0 | 0 | 0 | 0 | 0 | 0 | 32889.4226 | 14366.478 | 0 | 0 | 0 | 0 | 0 | 0 | 0 | 0 | 0 | 0 | 0 | 0 | 0 | 0 | 0
2016-01-23 11:00 | 0 | 0 | 0 | 0 | 508770.9217 | 0 | 463739 | 0 | 0 | 0 | 0 | 582664.5242 | 313052.7564 | 0 | 0 | 0 | 0 | 0 | 0 | 0 | 0 | 0 | 0 | 0 | 0 | 0 | 0 | 0 | 0 | 30665.4437 | 14366.478 | 0 | 0 | 0 | 0 | 0 | 0 | 0 | 0 | 0 | 0 | 0 | 0 | 0 | 0 | 0
2016-01-23 12:00 | 0 | 0 | 0 | 0 | 515128.7699 | 0 | 478856 | 0 | 0 | 0 | 0 | 618937.2941 | 313052.7564 | 0 | 0 | 0 | 0 | 0 | 0 | 0 | 0 | 0 | 0 | 0 | 0 | 0 | 0 | 0 | 0 | 36272.7699 | 0 | 0 | 0 | 0 | 0 | 0 | 0 | 0 | 0 | 0 | 0 | 0 | 0 | 0 | 0 | 0
2016-01-23 13:00 | 0 | 0 | 0 | 0 | 520410.1373 | 28.7824 | 495520 | 0 | 0 | 0 | 0 | 629489.7358 | 327419.2344 | 0 | 0 | 0 | 0 | 0 | 0 | 0 | 0 | 0 | 0 | 0 | 0 | 0 | 0 | 0 | 0 | 10552.4417 | 14366.478 | 0 | 0 | 0 | 0 | 0 | 0 | 0 | 0 | 0 | 0 | 0 | 0 | 0 | 0 | 0
2016-01-23 14:00 | 0 | 0 | 0 | 0 | 488956.7823 | 102583.3342 | 509928 | 0 | 0 | 0 | 0 | 696735.3744 | 341785.7124 | 0 | 0 | 0 | 0 | 0 | 0 | 0 | 0 | 0 | 0 | 0 | 0 | 0 | 0 | 0 | 0 | 67245.6386 | 14366.478 | 0 | 0 | 0 | 0 | 0 | 0 | 0 | 0 | 0 | 0 | 0 | 0 | 0 | 0 | 0
2016-01-23 15:00 | 0 | 0 | 0 | 0 | 0 | 360747.4628 | 516578 | 0 | 0 | 0 | 0 | 540904.8372 | 341785.7124 | 0 | 0 | 0 | 0 | 0 | 0 | 0 | 0 | 0 | 0 | 0 | 0 | 0 | 0 | 0 | 0 | -155830.5372 | 0 | 0 | 0 | 0 | 0 | 0 | 0 | 0 | 0 | 0 | 0 | 0 | 0 | 0 | 0 | 0
2016-01-23 16:00 | 0 | 0 | 0 | 0 | 320576.7246 | 467053.9714 | 513731 | 0 | 0 | 0 | 0 | 800438.0551 | 356152.1904 | 0 | 0 | 0 | 0 | 0 | 0 | 0 | 0 | 0 | 0 | 0 | 0 | 0 | 0 | 0 | 0 | 259533.218 | 14366.478 | 0 | 0 | 0 | 0 | 0 | 0 | 0 | 0 | 0 | 0 | 0 | 0 | 0 | 0 | 0
2016-01-23 17:00 | 0 | 0 | 0 | 0 | 0 | 496335.291 | 505643 | 0 | 0 | 0 | 0 | 791130.3462 | 356152.1904 | 0 | 0 | 0 | 0 | 0 | 0 | 0 | 0 | 0 | 0 | 0 | 0 | 0 | 0 | 0 | 0 | -9307.709 | 0 | 0 | 0 | 0 | 0 | 0 | 0 | 0 | 0 | 0 | 0 | 0 | 0 | 0 | 0 | 0
2016-01-23 18:00 | 0 | 0 | 0 | 0 | 263964.8956 | 490273.3223 | 494705 | 0 | 0 | 0 | 0 | 1050663.5641 | 356152.1904 | 0 | 0 | 0 | 0 | 0 | 0 | 0 | 0 | 0 | 0 | 0 | 0 | 0 | 0 | 0 | 0 | 259533.218 | 0 | 0 | 0 | 0 | 0 | 0 | 0 | 0 | 0 | 0 | 0 | 0 | 0 | 0 | 0 | 0
2016-01-23 19:00 | 0 | 0 | 0 | 0 | 0 | 480242.4986 | 483360 | 0 | 0 | 0 | 0 | 1033179.5848 | 370518.6683 | 0 | 0 | 0 | 0 | 0 | 0 | 0 | 0 | 0 | 0 | 0 | 0 | 0 | 0 | 0 | 0 | -17483.9793 | 14366.478 | 0 | 0 | 0 | 0 | 0 | 0 | 0 | 0 | 0 | 0 | 0 | 0 | 0 | 0 | 0
2016-01-23 20:00 | 0 | 0 | 0 | 0 | 261032.9952 | 475279.2228 | 476779 | 0 | 0 | 0 | 0 | 1292712.8028 | 370518.6683 | 0 | 0 | 0 | 0 | 0 | 0 | 0 | 0 | 0 | 0 | 0 | 0 | 0 | 0 | 0 | 0 | 259533.218 | 0 | 0 | 0 | 0 | 0 | 0 | 0 | 0 | 0 | 0 | 0 | 0 | 0 | 0 | 0 | 0
2016-01-23 21:00 | 0 | 0 | 0 | 0 | 286042.1149 | 450218.1031 | 476727 | 0 | 0 | 0 | 0 | 1552246.0207 | 370518.6683 | 0 | 0 | 0 | 0 | 0 | 0 | 0 | 0 | 0 | 0 | 0 | 0 | 0 | 0 | 0 | 0 | 259533.218 | 0 | 0 | 0 | 0 | 0 | 0 | 0 | 0 | 0 | 0 | 0 | 0 | 0 | 0 | 0 | 0
2016-01-23 22:00 | 0 | 0 | 0 | 0 | 398034.7882 | 361933.385 | 488300 | 0 | 0 | 0 | 0 | 1811779.2387 | 370518.6683 | 0 | 0 | 0 | 0 | 0 | 0 | 12134.9552 | 0 | 0 | 0 | 0 | 0 | 0 | 0 | 0 | 0 | 259533.218 | 0 | 0 | 0 | 0 | 0 | 0 | 0 | 0 | 0 | 12134.9552 | 0 | 0 | 0 | 0 | 0 | 0
2016-01-23 23:00 | 0 | 0 | 0 | 0 | 0 | 155597.7781 | 505374 | 0 | 0 | 0 | 0 | 1552246.0207 | 292410.6196 | 0 | 0 | 0 | 0 | 0 | 0 | 0 | 0 | 0 | 0 | 0 | 0 | 0 | 0 | 0 | 0 | -259533.218 | 14366.478 | 92474.5267 | 0 | 0 | 0 | 0 | 0 | 0 | 0 | -12134.9552 | 0 | 0 | 0 | 0 | 0 | 0
2016-01-24 | 0 | 0 | 0 | 0 | 589631.532 | 10169.8707 | 514019 | 0 | 0 | 0 | 0 | 1638028.4234 | 292410.6196 | 0 | 0 | 0 | 0 | 0 | 0 | 0 | 0 | 0 | 0 | 0 | 0 | 0 | 0 | 0 | 0 | 85782.4027 | 0 | 0 | 0 | 0 | 0 | 0 | 0 | 0 | 0 | 0 | 0 | 0 | 0 | 0 | 0 | 0
2016-01-24 01:00 | 0 | 0 | 0 | 0 | 594314.5341 | 0 | 514024 | 0 | 0 | 0 | 0 | 1718318.9575 | 292410.6196 | 0 | 0 | 0 | 0 | 0 | 0 | 0 | 0 | 0 | 0 | 0 | 0 | 0 | 0 | 0 | 0 | 80290.5341 | 0 | 0 | 0 | 0 | 0 | 0 | 0 | 0 | 0 | 0 | 0 | 0 | 0 | 0 | 0 | 0
2016-01-24 02:00 | 0 | 0 | 0 | 0 | 572075.0237 | 0 | 508962 | 0 | 0 | 0 | 0 | 1767065.5032 | 306777.0976 | 0 | 0 | 0 | 0 | 0 | 0 | 0 | 0 | 0 | 0 | 0 | 0 | 0 | 0 | 0 | 0 | 48746.5457 | 14366.478 | 0 | 0 | 0 | 0 | 0 | 0 | 0 | 0 | 0 | 0 | 0 | 0 | 0 | 0 | 0
2016-01-24 03:00 | 0 | 0 | 0 | 0 | 238290.782 | 0 | 497824 | 0 | 0 | 0 | 0 | 1507532.2853 | 306777.0976 | 0 | 0 | 0 | 0 | 0 | 0 | 0 | 0 | 0 | 0 | 0 | 0 | 0 | 0 | 0 | 0 | -259533.218 | 0 | 0 | 0 | 0 | 0 | 0 | 0 | 0 | 0 | 0 | 0 | 0 | 0 | 0 | 0 | 0
2016-01-24 04:00 | 0 | 0 | 0 | 0 | 498537.4211 | 0 | 482754 | 0 | 0 | 0 | 0 | 1523315.7063 | 306777.0976 | 0 | 0 | 0 | 0 | 0 | 0 | 0 | 0 | 0 | 0 | 0 | 0 | 0 | 0 | 0 | 0 | 15783.4211 | 0 | 0 | 0 | 0 | 0 | 0 | 0 | 0 | 0 | 0 | 0 | 0 | 0 | 0 | 0 | 0
2016-01-24 05:00 | 0 | 0 | 0 | 0 | 464306.2607 | 0 | 468555 | 0 | 0 | 0 | 0 | 1504700.4891 | 321143.5756 | 0 | 0 | 0 | 0 | 0 | 0 | 0 | 0 | 0 | 0 | 0 | 0 | 0 | 0 | 0 | 0 | -18615.2173 | 14366.478 | 0 | 0 | 0 | 0 | 0 | 0 | 0 | 0 | 0 | 0 | 0 | 0 | 0 | 0 | 0
2016-01-24 06:00 | 0 | 0 | 0 | 0 | 432913.6343 | 0 | 459947 | 0 | 0 | 0 | 0 | 1477667.1234 | 321143.5756 | 0 | 0 | 0 | 0 | 0 | 0 | 0 | 0 | 0 | 0 | 0 | 0 | 0 | 0 | 0 | 0 | -27033.3657 | 0 | 0 | 0 | 0 | 0 | 0 | 0 | 0 | 0 | 0 | 0 | 0 | 0 | 0 | 0 | 0
2016-01-24 07:00 | 0 | 0 | 0 | 0 | 194648.782 | 0 | 454182 | 0 | 0 | 0 | 0 | 1218133.9054 | 321143.5756 | 0 | 0 | 0 | 0 | 0 | 0 | 0 | 0 | 0 | 0 | 0 | 0 | 0 | 0 | 0 | 0 | -259533.218 | 0 | 0 | 0 | 0 | 0 | 0 | 0 | 0 | 0 | 0 | 0 | 0 | 0 | 0 | 0 | 0
2016-01-24 08:00 | 0 | 0 | 0 | 0 | 375941.1307 | 0 | 452194 | 0 | 0 | 0 | 0 | 1127514.5581 | 335510.0536 | 0 | 0 | 0 | 0 | 0 | 0 | 0 | 0 | 0 | 0 | 0 | 0 | 0 | 0 | 0 | 0 | -90619.3473 | 14366.478 | 0 | 0 | 0 | 0 | 0 | 0 | 0 | 0 | 0 | 0 | 0 | 0 | 0 | 0 | 0
2016-01-24 09:00 | 0 | 0 | 0 | 0 | 357149.21 | 0 | 453163 | 0 | 0 | 0 | 0 | 1031500.7681 | 335510.0536 | 0 | 0 | 0 | 0 | 0 | 0 | 0 | 0 | 0 | 0 | 0 | 0 | 0 | 0 | 0 | 0 | -96013.79 | 0 | 0 | 0 | 0 | 0 | 0 | 0 | 0 | 0 | 0 | 0 | 0 | 0 | 0 | 0 | 0
2016-01-24 10:00 | 0 | 0 | 0 | 0 | 344637.5683 | 0 | 457622 | 0 | 0 | 0 | 0 | 904149.8585 | 349876.5315 | 0 | 0 | 0 | 0 | 0 | 0 | 0 | 0 | 0 | 0 | 0 | 0 | 0 | 0 | 0 | 0 | -127350.9096 | 14366.478 | 0 | 0 | 0 | 0 | 0 | 0 | 0 | 0 | 0 | 0 | 0 | 0 | 0 | 0 | 0
2016-01-24 11:00 | 0 | 0 | 0 | 0 | 333117.0277 | 0 | 468618 | 0 | 0 | 0 | 0 | 754282.4082 | 364243.0095 | 0 | 0 | 0 | 0 | 0 | 0 | 0 | 0 | 0 | 0 | 0 | 0 | 0 | 0 | 0 | 0 | -149867.4503 | 14366.478 | 0 | 0 | 0 | 0 | 0 | 0 | 0 | 0 | 0 | 0 | 0 | 0 | 0 | 0 | 0
2016-01-24 12:00 | 0 | 0 | 0 | 0 | 323465.1844 | 0 | 482809 | 0 | 0 | 0 | 0 | 594938.5926 | 364243.0095 | 0 | 0 | 0 | 0 | 0 | 0 | 0 | 0 | 0 | 0 | 0 | 0 | 0 | 0 | 0 | 0 | -159343.8156 | 0 | 0 | 0 | 0 | 0 | 0 | 0 | 0 | 0 | 0 | 0 | 0 | 0 | 0 | 0 | 0
2016-01-24 13:00 | 0 | 0 | 0 | 0 | 316701.3083 | 26.8153 | 494739 | 0 | 0 | 0 | 0 | 402561.2382 | 378609.4875 | 0 | 0 | 0 | 0 | 0 | 0 | 0 | 0 | 0 | 0 | 0 | 0 | 0 | 0 | 0 | 0 | -192377.3544 | 14366.478 | 0 | 0 | 0 | 0 | 0 | 0 | 0 | 0 | 0 | 0 | 0 | 0 | 0 | 0 | 0
2016-01-24 14:00 | 0 | 0 | 0 | 0 | 279368.9153 | 81114.989 | 496332 | 0 | 0 | 0 | 0 | 252346.6645 | 392975.9655 | 0 | 0 | 0 | 0 | 0 | 0 | 0 | 0 | 0 | 0 | 0 | 0 | 0 | 0 | 0 | 0 | -150214.5737 | 14366.478 | 0 | 0 | 0 | 0 | 0 | 0 | 0 | 0 | 0 | 0 | 0 | 0 | 0 | 0 | 0
2016-01-24 15:00 | 0 | 0 | 0 | 0 | 0 | 412918.9217 | 487392 | 0 | 0 | 0 | 0 | 177873.5862 | 392975.9655 | 0 | 0 | 0 | 0 | 0 | 0 | 0 | 0 | 0 | 0 | 0 | 0 | 0 | 0 | 0 | 0 | -74473.0783 | 0 | 0 | 0 | 0 | 0 | 0 | 0 | 0 | 0 | 0 | 0 | 0 | 0 | 0 | 0 | 0
2016-01-24 16:00 | 0 | 0 | 0 | 0 | 195241.6425 | 554071.5501 | 473672 | 0 | 0 | 0 | 0 | 437406.8042 | 407342.4435 | 0 | 0 | 0 | 0 | 0 | 0 | 1741.4967 | 0 | 0 | 0 | 0 | 0 | 0 | 0 | 0 | 0 | 259533.218 | 14366.478 | 0 | 0 | 0 | 0 | 0 | 0 | 0 | 0 | 1741.4967 | 0 | 0 | 0 | 0 | 0 | 0
2016-01-24 17:00 | 0 | 0 | 0 | 0 | 0 | 588353.9665 | 460203 | 0 | 0 | 0 | 0 | 567299.2674 | 407342.4435 | 0 | 0 | 0 | 0 | 0 | 0 | 0 | 0 | 0 | 0 | 0 | 0 | 0 | 0 | 0 | 0 | 129892.4632 | 0 | 0 | 0 | 0 | 0 | 0 | 0 | 0 | 0 | -1741.4967 | 0 | 0 | 0 | 0 | 0 | 0
2016-01-24 18:00 | 0 | 0 | 0 | 0 | 139963.6146 | 566905.6034 | 447336 | 0 | 0 | 0 | 0 | 826832.4854 | 407342.4435 | 0 | 0 | 0 | 0 | 0 | 0 | 0 | 0 | 0 | 0 | 0 | 0 | 0 | 0 | 0 | 0 | 259533.218 | 0 | 0 | 0 | 0 | 0 | 0 | 0 | 0 | 0 | 0 | 0 | 0 | 0 | 0 | 0 | 0
2016-01-24 19:00 | 0 | 0 | 0 | 0 | 158196.0323 | 553184.6637 | 437481 | 0 | 0 | 0 | 0 | 1086365.7033 | 421708.9214 | 0 | 0 | 0 | 0 | 0 | 0 | 0 | 0 | 0 | 0 | 0 | 0 | 0 | 0 | 0 | 0 | 259533.218 | 14366.478 | 0 | 0 | 0 | 0 | 0 | 0 | 0 | 0 | 0 | 0 | 0 | 0 | 0 | 0 | 0
2016-01-24 20:00 | 0 | 0 | 0 | 0 | 0 | 562823.4627 | 431504 | 0 | 0 | 0 | 0 | 1217685.166 | 421708.9214 | 0 | 0 | 0 | 0 | 0 | 0 | 0 | 0 | 0 | 0 | 0 | 0 | 0 | 0 | 0 | 0 | 131319.4627 | 0 | 0 | 0 | 0 | 0 | 0 | 0 | 0 | 0 | 0 | 0 | 0 | 0 | 0 | 0 | 0
2016-01-24 21:00 | 0 | 0 | 0 | 0 | 116191.9204 | 577011.2976 | 433670 | 0 | 0 | 0 | 0 | 1477218.384 | 421708.9214 | 0 | 0 | 0 | 0 | 0 | 0 | 0 | 0 | 0 | 0 | 0 | 0 | 0 | 0 | 0 | 0 | 259533.218 | 0 | 0 | 0 | 0 | 0 | 0 | 0 | 0 | 0 | 0 | 0 | 0 | 0 | 0 | 0 | 0
2016-01-24 22:00 | 0 | 0 | 0 | 0 | 0 | 520772.5375 | 450881 | 0 | 0 | 0 | 0 | 1532743.4436 | 436075.3994 | 0 | 0 | 0 | 0 | 0 | 0 | 0 | 0 | 0 | 0 | 0 | 0 | 0 | 0 | 0 | 0 | 55525.0595 | 14366.478 | 0 | 0 | 0 | 0 | 0 | 0 | 0 | 0 | 0 | 0 | 0 | 0 | 0 | 0 | 0
2016-01-24 23:00 | 0 | 0 | 0 | 0 | 0 | 265972.8354 | 474596 | 0 | 0 | 0 | 0 | 1324120.279 | 436075.3994 | 0 | 0 | 0 | 0 | 0 | 0 | 0 | 0 | 0 | 0 | 0 | 0 | 0 | 0 | 0 | 0 | -208623.1646 | 0 | 0 | 0 | 0 | 0 | 0 | 0 | 0 | 0 | 0 | 0 | 0 | 0 | 0 | 0 | 0
2016-01-25 | 0 | 0 | 0 | 0 | 495995.6384 | 10389.9588 | 491726 | 0 | 0 | 0 | 0 | 1324413.3981 | 450441.8774 | 0 | 0 | 0 | 0 | 0 | 0 | 0 | 0 | 0 | 0 | 0 | 0 | 0 | 0 | 0 | 0 | 293.1192 | 14366.478 | 0 | 0 | 0 | 0 | 0 | 0 | 0 | 0 | 0 | 0 | 0 | 0 | 0 | 0 | 0
2016-01-25 01:00 | 0 | 0 | 0 | 0 | 484293.3571 | 0 | 495962 | 0 | 0 | 0 | 0 | 1312744.7553 | 450441.8774 | 0 | 0 | 0 | 0 | 0 | 0 | 0 | 0 | 0 | 0 | 0 | 0 | 0 | 0 | 0 | 0 | -11668.6429 | 0 | 0 | 0 | 0 | 0 | 0 | 0 | 0 | 0 | 0 | 0 | 0 | 0 | 0 | 0 | 0
2016-01-25 02:00 | 0 | 0 | 0 | 0 | 475036.922 | 0 | 491171 | 0 | 0 | 0 | 0 | 1296610.6773 | 450441.8774 | 0 | 0 | 0 | 0 | 0 | 0 | 0 | 0 | 0 | 0 | 0 | 0 | 0 | 0 | 0 | 0 | -16134.078 | 0 | 0 | 0 | 0 | 0 | 0 | 0 | 0 | 0 | 0 | 0 | 0 | 0 | 0 | 0 | 0
2016-01-25 03:00 | 0 | 0 | 0 | 0 | 232933.26 | 0 | 478100 | 0 | 0 | 0 | 0 | 1037077.4593 | 464808.3554 | 0 | 0 | 0 | 0 | 0 | 0 | 0 | 0 | 0 | 0 | 0 | 0 | 0 | 0 | 0 | 0 | -259533.218 | 14366.478 | 0 | 0 | 0 | 0 | 0 | 0 | 0 | 0 | 0 | 0 | 0 | 0 | 0 | 0 | 0
2016-01-25 04:00 | 0 | 0 | 0 | 0 | 482452.0983 | 0 | 460344 | 0 | 0 | 0 | 0 | 1059185.5576 | 464808.3554 | 0 | 0 | 0 | 0 | 0 | 0 | 0 | 0 | 0 | 0 | 0 | 0 | 0 | 0 | 0 | 0 | 22108.0983 | 0 | 0 | 0 | 0 | 0 | 0 | 0 | 0 | 0 | 0 | 0 | 0 | 0 | 0 | 0 | 0
2016-01-25 05:00 | 0 | 0 | 0 | 0 | 185505.782 | 0 | 445039 | 0 | 0 | 0 | 0 | 799652.3396 | 464808.3554 | 0 | 0 | 0 | 0 | 0 | 0 | 0 | 0 | 0 | 0 | 0 | 0 | 0 | 0 | 0 | 0 | -259533.218 | 0 | 0 | 0 | 0 | 0 | 0 | 0 | 0 | 0 | 0 | 0 | 0 | 0 | 0 | 0 | 0
2016-01-25 06:00 | 0 | 0 | 0 | 0 | 500017.7335 | 0 | 435449 | 0 | 0 | 0 | 0 | 849854.5951 | 479174.8334 | 0 | 0 | 0 | 0 | 0 | 0 | 0 | 0 | 0 | 0 | 0 | 0 | 0 | 0 | 0 | 0 | 50202.2555 | 14366.478 | 0 | 0 | 0 | 0 | 0 | 0 | 0 | 0 | 0 | 0 | 0 | 0 | 0 | 0 | 0
2016-01-25 07:00 | 0 | 0 | 0 | 0 | 170550.782 | 0 | 430084 | 0 | 0 | 0 | 0 | 590321.3771 | 479174.8334 | 0 | 0 | 0 | 0 | 0 | 0 | 0 | 0 | 0 | 0 | 0 | 0 | 0 | 0 | 0 | 0 | -259533.218 | 0 | 0 | 0 | 0 | 0 | 0 | 0 | 0 | 0 | 0 | 0 | 0 | 0 | 0 | 0 | 0
2016-01-25 08:00 | 0 | 0 | 0 | 0 | 531653.7381 | 0 | 429371 | 0 | 0 | 0 | 0 | 692604.1152 | 479174.8334 | 0 | 0 | 0 | 0 | 0 | 0 | 0 | 0 | 0 | 0 | 0 | 0 | 0 | 0 | 0 | 0 | 102282.7381 | 0 | 0 | 0 | 0 | 0 | 0 | 0 | 0 | 0 | 0 | 0 | 0 | 0 | 0 | 0 | 0
2016-01-25 09:00 | 0 | 0 | 0 | 0 | 189310.26 | 0 | 434477 | 0 | 0 | 0 | 0 | 433070.8973 | 493541.3114 | 0 | 0 | 0 | 0 | 0 | 0 | 0 | 0 | 0 | 0 | 0 | 0 | 0 | 0 | 0 | 0 | -259533.218 | 14366.478 | 0 | 0 | 0 | 0 | 0 | 0 | 0 | 0 | 0 | 0 | 0 | 0 | 0 | 0 | 0
2016-01-25 10:00 | 0 | 0 | 0 | 0 | 544793.8129 | 0 | 450562 | 0 | 0 | 0 | 0 | 527302.7102 | 493541.3114 | 0 | 0 | 0 | 0 | 0 | 0 | 0 | 0 | 0 | 0 | 0 | 0 | 0 | 0 | 0 | 0 | 94231.8129 | 0 | 0 | 0 | 0 | 0 | 0 | 0 | 0 | 0 | 0 | 0 | 0 | 0 | 0 | 0 | 0
2016-01-25 11:00 | 0 | 0 | 0 | 0 | 223430.782 | 0 | 482964 | 0 | 0 | 0 | 0 | 267769.4922 | 493541.3114 | 0 | 0 | 0 | 0 | 0 | 0 | 0 | 0 | 0 | 0 | 0 | 0 | 0 | 0 | 0 | 0 | -259533.218 | 0 | 0 | 0 | 0 | 0 | 0 | 0 | 0 | 0 | 0 | 0 | 0 | 0 | 0 | 0 | 0
2016-01-25 12:00 | 0 | 0 | 0 | 0 | 558831.1347 | 0 | 513254 | 0 | 0 | 0 | 0 | 298980.149 | 507907.7893 | 0 | 0 | 0 | 0 | 0 | 0 | 0 | 0 | 0 | 0 | 0 | 0 | 0 | 0 | 0 | 0 | 31210.6567 | 14366.478 | 0 | 0 | 0 | 0 | 0 | 0 | 0 | 0 | 0 | 0 | 0 | 0 | 0 | 0 | 0
2016-01-25 13:00 | 0 | 0 | 0 | 0 | 262270.7926 | 28.9895 | 521833 | 0 | 0 | 0 | 0 | 39446.931 | 507907.7893 | 0 | 0 | 0 | 0 | 0 | 0 | 0 | 0 | 0 | 0 | 0 | 0 | 0 | 0 | 0 | 0 | -259533.218 | 0 | 0 | 0 | 0 | 0 | 0 | 0 | 0 | 0 | 0 | 0 | 0 | 0 | 0 | 0 | 0
2016-01-25 14:00 | 0 | 0 | 0 | 0 | 482291.0473 | 159985.2494 | 513400 | 0 | 0 | 0 | 0 | 168323.2276 | 507907.7893 | 0 | 0 | 0 | 0 | 0 | 0 | 0 | 0 | 0 | 0 | 0 | 0 | 0 | 0 | 0 | 0 | 128876.2967 | 0 | 0 | 0 | 0 | 0 | 0 | 0 | 0 | 0 | 0 | 0 | 0 | 0 | 0 | 0 | 0
2016-01-25 15:00 | 0 | 0 | 0 | 0 | 278893.2735 | 497809.4225 | 502803 | 0 | 0 | 0 | 0 | 427856.4456 | 522274.2673 | 0 | 0 | 0 | 0 | 0 | 0 | 0 | 0 | 0 | 0 | 0 | 0 | 0 | 0 | 0 | 0 | 259533.218 | 14366.478 | 0 | 0 | 0 | 0 | 0 | 0 | 0 | 0 | 0 | 0 | 0 | 0 | 0 | 0 | 0
2016-01-25 16:00 | 0 | 0 | 0 | 0 | 0 | 637034.0944 | 490218 | 0 | 0 | 0 | 0 | 574672.54 | 522274.2673 | 0 | 0 | 0 | 0 | 0 | 0 | 0 | 0 | 0 | 0 | 0 | 0 | 0 | 0 | 0 | 0 | 146816.0944 | 0 | 0 | 0 | 0 | 0 | 0 | 0 | 0 | 0 | 0 | 0 | 0 | 0 | 0 | 0 | 0
2016-01-25 17:00 | 0 | 0 | 0 | 0 | 82166.84 | 655784.378 | 478418 | 0 | 0 | 0 | 0 | 834205.758 | 522274.2673 | 0 | 0 | 0 | 0 | 0 | 0 | 0 | 0 | 0 | 0 | 0 | 0 | 0 | 0 | 0 | 0 | 259533.218 | 0 | 0 | 0 | 0 | 0 | 0 | 0 | 0 | 0 | 0 | 0 | 0 | 0 | 0 | 0 | 0
2016-01-25 18:00 | 0 | 0 | 0 | 0 | 0 | 622631.9693 | 468443 | 0 | 0 | 0 | 0 | 974028.2493 | 536640.7453 | 0 | 0 | 0 | 0 | 0 | 0 | 0 | 0 | 0 | 0 | 0 | 0 | 0 | 0 | 0 | 0 | 139822.4913 | 14366.478 | 0 | 0 | 0 | 0 | 0 | 0 | 0 | 0 | 0 | 0 | 0 | 0 | 0 | 0 | 0
2016-01-25 19:00 | 0 | 0 | 0 | 0 | 116510.9969 | 603542.221 | 460520 | 0 | 0 | 0 | 0 | 1233561.4673 | 536640.7453 | 0 | 0 | 0 | 0 | 0 | 0 | 0 | 0 | 0 | 0 | 0 | 0 | 0 | 0 | 0 | 0 | 259533.218 | 0 | 0 | 0 | 0 | 0 | 0 | 0 | 0 | 0 | 0 | 0 | 0 | 0 | 0 | 0 | 0
2016-01-25 20:00 | 0 | 0 | 0 | 0 | 114588.4631 | 614395.2329 | 455084 | 0 | 0 | 0 | 0 | 1493094.6852 | 551007.2233 | 0 | 0 | 0 | 0 | 0 | 0 | 0 | 0 | 0 | 0 | 0 | 0 | 0 | 0 | 0 | 0 | 259533.218 | 14366.478 | 0 | 0 | 0 | 0 | 0 | 0 | 0 | 0 | 0 | 0 | 0 | 0 | 0 | 0 | 0
2016-01-25 21:00 | 0 | 0 | 0 | 0 | 0 | 627854.0963 | 456462 | 0 | 0 | 0 | 0 | 1650120.3036 | 565373.7013 | 0 | 0 | 0 | 0 | 0 | 0 | 0 | 0 | 0 | 0 | 0 | 0 | 0 | 0 | 0 | 0 | 157025.6183 | 14366.478 | 0 | 0 | 0 | 0 | 0 | 0 | 0 | 0 | 0 | 0 | 0 | 0 | 0 | 0 | 0
2016-01-25 22:00 | 0 | 0 | 0 | 0 | 0 | 565824.4036 | 470804 | 0 | 0 | 0 | 0 | 1745140.7072 | 565373.7013 | 0 | 0 | 0 | 0 | 0 | 0 | 0 | 0 | 0 | 0 | 0 | 0 | 0 | 0 | 0 | 0 | 95020.4036 | 0 | 0 | 0 | 0 | 0 | 0 | 0 | 0 | 0 | 0 | 0 | 0 | 0 | 0 | 0 | 0
2016-01-25 23:00 | 0 | 0 | 0 | 0 | 0 | 300877.9354 | 489971 | 0 | 0 | 0 | 0 | 1556047.6426 | 565373.7013 | 0 | 0 | 0 | 0 | 0 | 0 | 0 | 0 | 0 | 0 | 0 | 0 | 0 | 0 | 0 | 0 | -189093.0646 | 0 | 0 | 0 | 0 | 0 | 0 | 0 | 0 | 0 | 0 | 0 | 0 | 0 | 0 | 0 | 0
2016-01-26 | 0 | 0 | 0 | 0 | 719998.6174 | 14859.7209 | 498882 | 0 | 0 | 0 | 0 | 1789729.4108 | 567668.2714 | 0 | 0 | 0 | 0 | 0 | 0 | 0 | 0 | 0 | 0 | 0 | 0 | 0 | 0 | 0 | 0 | 233681.7682 | 2294.5701 | 0 | 0 | 0 | 0 | 0 | 0 | 0 | 0 | 0 | 0 | 0 | 0 | 0 | 0 | 0
2016-01-26 01:00 | 0 | 0 | 0 | 0 | 252753.26 | 0 | 497920 | 0 | 0 | 0 | 0 | 1530196.1928 | 582034.7494 | 0 | 0 | 0 | 0 | 0 | 0 | 0 | 0 | 0 | 0 | 0 | 0 | 0 | 0 | 0 | 0 | -259533.218 | 14366.478 | 0 | 0 | 0 | 0 | 0 | 0 | 0 | 0 | 0 | 0 | 0 | 0 | 0 | 0 | 0
2016-01-26 02:00 | 0 | 0 | 0 | 0 | 228044.782 | 0 | 487578 | 0 | 0 | 0 | 0 | 1270662.9748 | 582034.7494 | 0 | 0 | 0 | 0 | 0 | 0 | 0 | 0 | 0 | 0 | 0 | 0 | 0 | 0 | 0 | 0 | -259533.218 | 0 | 0 | 0 | 0 | 0 | 0 | 0 | 0 | 0 | 0 | 0 | 0 | 0 | 0 | 0 | 0
2016-01-26 03:00 | 0 | 0 | 0 | 0 | 700226.0777 | 0 | 468214 | 0 | 0 | 0 | 0 | 1502675.0525 | 582034.7494 | 0 | 0 | 0 | 0 | 0 | 0 | 0 | 0 | 0 | 0 | 0 | 0 | 0 | 0 | 0 | 0 | 232012.0777 | 0 | 0 | 0 | 0 | 0 | 0 | 0 | 0 | 0 | 0 | 0 | 0 | 0 | 0 | 0 | 0
2016-01-26 04:00 | 0 | 0 | 0 | 0 | 184772.782 | 0 | 444306 | 0 | 0 | 0 | 0 | 1243141.8345 | 582034.7494 | 0 | 0 | 0 | 0 | 0 | 0 | 0 | 0 | 0 | 0 | 0 | 0 | 0 | 0 | 0 | 0 | -259533.218 | 0 | 0 | 0 | 0 | 0 | 0 | 0 | 0 | 0 | 0 | 0 | 0 | 0 | 0 | 0 | 0
2016-01-26 05:00 | 0 | 0 | 0 | 0 | 510027.872 | 0 | 424224 | 0 | 0 | 0 | 0 | 1314579.2286 | 596401.2273 | 0 | 0 | 0 | 0 | 0 | 0 | 0 | 0 | 0 | 0 | 0 | 0 | 0 | 0 | 0 | 0 | 71437.3941 | 14366.478 | 0 | 0 | 0 | 0 | 0 | 0 | 0 | 0 | 0 | 0 | 0 | 0 | 0 | 0 | 0
2016-01-26 06:00 | 0 | 0 | 0 | 0 | 588619.0399 | 0 | 410463 | 0 | 0 | 0 | 0 | 1492735.2685 | 596401.2273 | 0 | 0 | 0 | 0 | 0 | 0 | 0 | 0 | 0 | 0 | 0 | 0 | 0 | 0 | 0 | 0 | 178156.0399 | 0 | 0 | 0 | 0 | 0 | 0 | 0 | 0 | 0 | 0 | 0 | 0 | 0 | 0 | 0 | 0
2016-01-26 07:00 | 0 | 0 | 0 | 0 | 142799.782 | 0 | 402333 | 0 | 0 | 0 | 0 | 1233202.0505 | 596401.2273 | 0 | 0 | 0 | 0 | 0 | 0 | 0 | 0 | 0 | 0 | 0 | 0 | 0 | 0 | 0 | 0 | -259533.218 | 0 | 0 | 0 | 0 | 0 | 0 | 0 | 0 | 0 | 0 | 0 | 0 | 0 | 0 | 0 | 0
2016-01-26 08:00 | 0 | 0 | 0 | 0 | 554435.4866 | 0 | 398895 | 0 | 0 | 0 | 0 | 1388742.5371 | 596401.2273 | 0 | 0 | 0 | 0 | 0 | 0 | 0 | 0 | 0 | 0 | 0 | 0 | 0 | 0 | 0 | 0 | 155540.4866 | 0 | 0 | 0 | 0 | 0 | 0 | 0 | 0 | 0 | 0 | 0 | 0 | 0 | 0 | 0 | 0
2016-01-26 09:00 | 0 | 0 | 0 | 0 | 156962.26 | 0 | 402129 | 0 | 0 | 0 | 0 | 1129209.3191 | 610767.7053 | 0 | 0 | 0 | 0 | 0 | 0 | 0 | 0 | 0 | 0 | 0 | 0 | 0 | 0 | 0 | 0 | -259533.218 | 14366.478 | 0 | 0 | 0 | 0 | 0 | 0 | 0 | 0 | 0 | 0 | 0 | 0 | 0 | 0 | 0
2016-01-26 10:00 | 0 | 0 | 0 | 0 | 155767.782 | 0 | 415301 | 0 | 0 | 0 | 0 | 869676.1011 | 610767.7053 | 0 | 0 | 0 | 0 | 0 | 0 | 0 | 0 | 0 | 0 | 0 | 0 | 0 | 0 | 0 | 0 | -259533.218 | 0 | 0 | 0 | 0 | 0 | 0 | 0 | 0 | 0 | 0 | 0 | 0 | 0 | 0 | 0 | 0
2016-01-26 11:00 | 0 | 0 | 0 | 0 | 546545.395 | 0 | 445595 | 0 | 0 | 0 | 0 | 970626.4961 | 610767.7053 | 0 | 0 | 0 | 0 | 0 | 0 | 0 | 0 | 0 | 0 | 0 | 0 | 0 | 0 | 0 | 0 | 100950.395 | 0 | 0 | 0 | 0 | 0 | 0 | 0 | 0 | 0 | 0 | 0 | 0 | 0 | 0 | 0 | 0
2016-01-26 12:00 | 0 | 0 | 0 | 0 | 230155.26 | 0 | 475322 | 0 | 0 | 0 | 0 | 711093.2782 | 625134.1833 | 0 | 0 | 0 | 0 | 0 | 0 | 0 | 0 | 0 | 0 | 0 | 0 | 0 | 0 | 0 | 0 | -259533.218 | 14366.478 | 0 | 0 | 0 | 0 | 0 | 0 | 0 | 0 | 0 | 0 | 0 | 0 | 0 | 0 | 0
2016-01-26 13:00 | 0 | 0 | 0 | 0 | 511605.8133 | 4.835 | 486896 | 0 | 0 | 0 | 0 | 721441.4485 | 639500.6613 | 0 | 0 | 0 | 0 | 0 | 0 | 0 | 0 | 0 | 0 | 0 | 0 | 0 | 0 | 0 | 0 | 10348.1704 | 14366.478 | 0 | 0 | 0 | 0 | 0 | 0 | 0 | 0 | 0 | 0 | 0 | 0 | 0 | 0 | 0
2016-01-26 14:00 | 0 | 0 | 0 | 0 | 197895.177 | 44383.083 | 487445 | 0 | 0 | 0 | 0 | 461908.2306 | 653867.1393 | 0 | 0 | 0 | 0 | 0 | 0 | 0 | 0 | 0 | 0 | 0 | 0 | 0 | 0 | 0 | 0 | -259533.218 | 14366.478 | 0 | 0 | 0 | 0 | 0 | 0 | 0 | 0 | 0 | 0 | 0 | 0 | 0 | 0 | 0
2016-01-26 15:00 | 0 | 0 | 0 | 0 | 230305.2748 | 515682.9432 | 486455 | 0 | 0 | 0 | 0 | 721441.4485 | 653867.1393 | 0 | 0 | 0 | 0 | 0 | 0 | 0 | 0 | 0 | 0 | 0 | 0 | 0 | 0 | 0 | 0 | 259533.218 | 0 | 0 | 0 | 0 | 0 | 0 | 0 | 0 | 0 | 0 | 0 | 0 | 0 | 0 | 0 | 0
2016-01-26 16:00 | 0 | 0 | 0 | 0 | 101724.5568 | 638965.6612 | 481157 | 0 | 0 | 0 | 0 | 980974.6665 | 653867.1393 | 0 | 0 | 0 | 0 | 0 | 0 | 0 | 0 | 0 | 0 | 0 | 0 | 0 | 0 | 0 | 0 | 259533.218 | 0 | 0 | 0 | 0 | 0 | 0 | 0 | 0 | 0 | 0 | 0 | 0 | 0 | 0 | 0 | 0
2016-01-26 17:00 | 0 | 0 | 0 | 0 | 0 | 629185.1854 | 474019 | 0 | 0 | 0 | 0 | 1121774.3739 | 668233.6172 | 0 | 0 | 0 | 0 | 0 | 0 | 0 | 0 | 0 | 0 | 0 | 0 | 0 | 0 | 0 | 0 | 140799.7074 | 14366.478 | 0 | 0 | 0 | 0 | 0 | 0 | 0 | 0 | 0 | 0 | 0 | 0 | 0 | 0 | 0
2016-01-26 18:00 | 0 | 0 | 0 | 0 | 0 | 607898.7906 | 468079 | 0 | 0 | 0 | 0 | 1261594.1645 | 668233.6172 | 0 | 0 | 0 | 0 | 0 | 0 | 0 | 0 | 0 | 0 | 0 | 0 | 0 | 0 | 0 | 0 | 139819.7906 | 0 | 0 | 0 | 0 | 0 | 0 | 0 | 0 | 0 | 0 | 0 | 0 | 0 | 0 | 0 | 0
2016-01-26 19:00 | 0 | 0 | 0 | 0 | 126302.9491 | 597102.2689 | 463872 | 0 | 0 | 0 | 0 | 1521127.3825 | 668233.6172 | 0 | 0 | 0 | 0 | 0 | 0 | 0 | 0 | 0 | 0 | 0 | 0 | 0 | 0 | 0 | 0 | 259533.218 | 0 | 0 | 0 | 0 | 0 | 0 | 0 | 0 | 0 | 0 | 0 | 0 | 0 | 0 | 0 | 0
2016-01-26 20:00 | 0 | 0 | 0 | 0 | 0 | 613675.9346 | 461239 | 0 | 0 | 0 | 0 | 1659197.8391 | 682600.0952 | 0 | 0 | 0 | 0 | 0 | 0 | 0 | 0 | 0 | 0 | 0 | 0 | 0 | 0 | 0 | 0 | 138070.4566 | 14366.478 | 0 | 0 | 0 | 0 | 0 | 0 | 0 | 0 | 0 | 0 | 0 | 0 | 0 | 0 | 0
2016-01-26 21:00 | 0 | 0 | 0 | 0 | 0 | 638743.8627 | 463887 | 0 | 0 | 0 | 0 | 1834054.7017 | 682600.0952 | 0 | 0 | 0 | 0 | 0 | 0 | 0 | 0 | 0 | 0 | 0 | 0 | 0 | 0 | 0 | 0 | 174856.8627 | 0 | 0 | 0 | 0 | 0 | 0 | 0 | 0 | 0 | 0 | 0 | 0 | 0 | 0 | 0 | 0
2016-01-26 22:00 | 0 | 0 | 0 | 0 | 122777.8081 | 613903.4098 | 477148 | 0 | 0 | 0 | 0 | 2093587.9197 | 682600.0952 | 0 | 0 | 0 | 0 | 0 | 0 | 0 | 0 | 0 | 0 | 0 | 0 | 0 | 0 | 0 | 0 | 259533.218 | 0 | 0 | 0 | 0 | 0 | 0 | 0 | 0 | 0 | 0 | 0 | 0 | 0 | 0 | 0 | 0
2016-01-26 23:00 | 0 | 0 | 0 | 0 | 0 | 320105.9677 | 492997 | 0 | 0 | 0 | 0 | 1920696.8874 | 682600.0952 | 0 | 0 | 0 | 0 | 0 | 0 | 0 | 0 | 0 | 0 | 0 | 0 | 0 | 0 | 0 | 0 | -172891.0323 | 0 | 0 | 0 | 0 | 0 | 0 | 0 | 0 | 0 | 0 | 0 | 0 | 0 | 0 | 0 | 0
2016-01-27 | 0 | 0 | 0 | 0 | 276759.4206 | 16442.0814 | 500249 | 0 | 0 | 0 | 0 | 1699282.9115 | 696966.5732 | 0 | 0 | 0 | 0 | 0 | 0 | 0 | 0 | 0 | 0 | 0 | 0 | 0 | 0 | 0 | 0 | -221413.9759 | 14366.478 | 0 | 0 | 0 | 0 | 0 | 0 | 0 | 0 | 0 | 0 | 0 | 0 | 0 | 0 | 0
2016-01-27 01:00 | 0 | 0 | 0 | 0 | 239579.782 | 0 | 499113 | 0 | 0 | 0 | 0 | 1439749.6935 | 696966.5732 | 0 | 0 | 0 | 0 | 0 | 0 | 0 | 0 | 0 | 0 | 0 | 0 | 0 | 0 | 0 | 0 | -259533.218 | 0 | 0 | 0 | 0 | 0 | 0 | 0 | 0 | 0 | 0 | 0 | 0 | 0 | 0 | 0 | 0
2016-01-27 02:00 | 0 | 0 | 0 | 0 | 354108.1361 | 0 | 488910 | 0 | 0 | 0 | 0 | 1304947.8296 | 696966.5732 | 0 | 0 | 0 | 0 | 0 | 0 | 0 | 0 | 0 | 0 | 0 | 0 | 0 | 0 | 0 | 0 | -134801.8639 | 0 | 0 | 0 | 0 | 0 | 0 | 0 | 0 | 0 | 0 | 0 | 0 | 0 | 0 | 0 | 0
2016-01-27 03:00 | 0 | 0 | 0 | 0 | 391232.1854 | 0 | 469326 | 0 | 0 | 0 | 0 | 1226854.0149 | 696966.5732 | 0 | 0 | 0 | 0 | 0 | 0 | 0 | 0 | 0 | 0 | 0 | 0 | 0 | 0 | 0 | 0 | -78093.8146 | 0 | 0 | 0 | 0 | 0 | 0 | 0 | 0 | 0 | 0 | 0 | 0 | 0 | 0 | 0 | 0
2016-01-27 04:00 | 0 | 0 | 0 | 0 | 200367.26 | 0 | 445534 | 0 | 0 | 0 | 0 | 967320.797 | 711333.0512 | 0 | 0 | 0 | 0 | 0 | 0 | 0 | 0 | 0 | 0 | 0 | 0 | 0 | 0 | 0 | 0 | -259533.218 | 14366.478 | 0 | 0 | 0 | 0 | 0 | 0 | 0 | 0 | 0 | 0 | 0 | 0 | 0 | 0 | 0
2016-01-27 05:00 | 0 | 0 | 0 | 0 | 482962.8684 | 0 | 425309 | 0 | 0 | 0 | 0 | 1024974.6653 | 711333.0512 | 0 | 0 | 0 | 0 | 0 | 0 | 0 | 0 | 0 | 0 | 0 | 0 | 0 | 0 | 0 | 0 | 57653.8684 | 0 | 0 | 0 | 0 | 0 | 0 | 0 | 0 | 0 | 0 | 0 | 0 | 0 | 0 | 0 | 0
2016-01-27 06:00 | 0 | 0 | 0 | 0 | 152185.782 | 0 | 411719 | 0 | 0 | 0 | 0 | 765441.4474 | 711333.0512 | 0 | 0 | 0 | 0 | 0 | 0 | 0 | 0 | 0 | 0 | 0 | 0 | 0 | 0 | 0 | 0 | -259533.218 | 0 | 0 | 0 | 0 | 0 | 0 | 0 | 0 | 0 | 0 | 0 | 0 | 0 | 0 | 0 | 0
2016-01-27 07:00 | 0 | 0 | 0 | 0 | 569448.412 | 0 | 403198 | 0 | 0 | 0 | 0 | 893811.0917 | 725699.5292 | 0 | 0 | 0 | 0 | 0 | 0 | 23514.2896 | 0 | 0 | 0 | 0 | 0 | 0 | 0 | 0 | 0 | 128369.6444 | 14366.478 | 0 | 0 | 0 | 0 | 0 | 0 | 0 | 0 | 23514.2896 | 0 | 0 | 0 | 0 | 0 | 0
2016-01-27 08:00 | 0 | 0 | 0 | 0 | 116356.4924 | 0 | 399404 | 0 | 0 | 0 | 0 | 634277.8738 | 725699.5292 | 0 | 0 | 0 | 0 | 0 | 0 | 0 | 0 | 0 | 0 | 0 | 0 | 0 | 0 | 0 | 0 | -259533.218 | 0 | 0 | 0 | 0 | 0 | 0 | 0 | 0 | 0 | -23514.2896 | 0 | 0 | 0 | 0 | 0 | 0
2016-01-27 09:00 | 0 | 0 | 0 | 0 | 143847.782 | 0 | 403381 | 0 | 0 | 0 | 0 | 374744.6558 | 725699.5292 | 0 | 0 | 0 | 0 | 0 | 0 | 0 | 0 | 0 | 0 | 0 | 0 | 0 | 0 | 0 | 0 | -259533.218 | 0 | 0 | 0 | 0 | 0 | 0 | 0 | 0 | 0 | 0 | 0 | 0 | 0 | 0 | 0 | 0
2016-01-27 10:00 | 0 | 0 | 0 | 0 | 651918.1782 | 0 | 418666 | 0 | 0 | 0 | 0 | 607996.834 | 725699.5292 | 0 | 0 | 0 | 0 | 0 | 0 | 0 | 0 | 0 | 0 | 0 | 0 | 0 | 0 | 0 | 0 | 233252.1782 | 0 | 0 | 0 | 0 | 0 | 0 | 0 | 0 | 0 | 0 | 0 | 0 | 0 | 0 | 0 | 0
2016-01-27 11:00 | 0 | 0 | 0 | 0 | 204791.26 | 0 | 449958 | 0 | 0 | 0 | 0 | 348463.6161 | 740066.0072 | 0 | 0 | 0 | 0 | 0 | 0 | 0 | 0 | 0 | 0 | 0 | 0 | 0 | 0 | 0 | 0 | -259533.218 | 14366.478 | 0 | 0 | 0 | 0 | 0 | 0 | 0 | 0 | 0 | 0 | 0 | 0 | 0 | 0 | 0
2016-01-27 12:00 | 0 | 0 | 0 | 0 | 222719.782 | 0 | 482253 | 0 | 0 | 0 | 0 | 88930.3981 | 740066.0072 | 0 | 0 | 0 | 0 | 0 | 0 | 0 | 0 | 0 | 0 | 0 | 0 | 0 | 0 | 0 | 0 | -259533.218 | 0 | 0 | 0 | 0 | 0 | 0 | 0 | 0 | 0 | 0 | 0 | 0 | 0 | 0 | 0 | 0
2016-01-27 13:00 | 0 | 0 | 0 | 0 | 665025.9668 | 30.8531 | 494454 | 0 | 0 | 0 | 0 | 259533.218 | 740066.0072 | 0 | 0 | 0 | 0 | 0 | 0 | 0 | 0 | 0 | 0 | 0 | 0 | 0 | 0 | 0 | 0 | 170602.8199 | 0 | 0 | 0 | 0 | 0 | 0 | 0 | 0 | 0 | 0 | 0 | 0 | 0 | 0 | 0 | 0
2016-01-27 14:00 | 0 | 0 | 0 | 0 | 155951.66 | 95353.6 | 496472 | 0 | 0 | 0 | 0 | 0 | 754432.4851 | 0 | 0 | 0 | 0 | 0 | 0 | 0 | 0 | 0 | 0 | 0 | 0 | 0 | 0 | 0 | 0 | -259533.218 | 14366.478 | 0 | 0 | 0 | 0 | 0 | 0 | 0 | 0 | 0 | 0 | 0 | 0 | 0 | 0 | 0
2016-01-27 15:00 | 0 | 0 | 0 | 0 | 195533.0994 | 559410.1186 | 495410 | 0 | 0 | 0 | 0 | 259533.218 | 754432.4851 | 0 | 0 | 0 | 0 | 0 | 0 | 0 | 0 | 0 | 0 | 0 | 0 | 0 | 0 | 0 | 0 | 259533.218 | 0 | 0 | 0 | 0 | 0 | 0 | 0 | 0 | 0 | 0 | 0 | 0 | 0 | 0 | 0 | 0
2016-01-27 16:00 | 0 | 0 | 0 | 0 | 0 | 661593.0708 | 488754 | 0 | 0 | 0 | 0 | 432372.2888 | 754432.4851 | 0 | 0 | 0 | 0 | 0 | 0 | 0 | 0 | 0 | 0 | 0 | 0 | 0 | 0 | 0 | 0 | 172839.0708 | 0 | 0 | 0 | 0 | 0 | 0 | 0 | 0 | 0 | 0 | 0 | 0 | 0 | 0 | 0 | 0
2016-01-27 17:00 | 0 | 0 | 0 | 0 | 110335.4079 | 642886.288 | 479322 | 0 | 0 | 0 | 0 | 691905.5068 | 768798.9631 | 0 | 0 | 0 | 0 | 0 | 0 | 0 | 0 | 0 | 0 | 0 | 0 | 0 | 0 | 0 | 0 | 259533.218 | 14366.478 | 0 | 0 | 0 | 0 | 0 | 0 | 0 | 0 | 0 | 0 | 0 | 0 | 0 | 0 | 0
2016-01-27 18:00 | 0 | 0 | 0 | 0 | 114492.6207 | 614992.5973 | 469952 | 0 | 0 | 0 | 0 | 951438.7247 | 768798.9631 | 0 | 0 | 0 | 0 | 0 | 0 | 0 | 0 | 0 | 0 | 0 | 0 | 0 | 0 | 0 | 0 | 259533.218 | 0 | 0 | 0 | 0 | 0 | 0 | 0 | 0 | 0 | 0 | 0 | 0 | 0 | 0 | 0 | 0
2016-01-27 19:00 | 0 | 0 | 0 | 0 | 0 | 601652.4395 | 462707 | 0 | 0 | 0 | 0 | 1090384.1642 | 768798.9631 | 0 | 0 | 0 | 0 | 0 | 0 | 0 | 0 | 0 | 0 | 0 | 0 | 0 | 0 | 0 | 0 | 138945.4395 | 0 | 0 | 0 | 0 | 0 | 0 | 0 | 0 | 0 | 0 | 0 | 0 | 0 | 0 | 0 | 0
2016-01-27 20:00 | 0 | 0 | 0 | 0 | 0 | 613541.1221 | 458018 | 0 | 0 | 0 | 0 | 1245907.2864 | 768798.9631 | 0 | 0 | 0 | 0 | 0 | 0 | 0 | 0 | 0 | 0 | 0 | 0 | 0 | 0 | 0 | 0 | 155523.1221 | 0 | 0 | 0 | 0 | 0 | 0 | 0 | 0 | 0 | 0 | 0 | 0 | 0 | 0 | 0 | 0
2016-01-27 21:00 | 0 | 0 | 0 | 0 | 101168.8039 | 631714.892 | 458984 | 0 | 0 | 0 | 0 | 1505440.5043 | 783165.4411 | 0 | 0 | 0 | 0 | 0 | 0 | 0 | 0 | 0 | 0 | 0 | 0 | 0 | 0 | 0 | 0 | 259533.218 | 14366.478 | 0 | 0 | 0 | 0 | 0 | 0 | 0 | 0 | 0 | 0 | 0 | 0 | 0 | 0 | 0
2016-01-27 22:00 | 0 | 0 | 0 | 0 | 0 | 578304.4074 | 471783 | 0 | 0 | 0 | 0 | 1611961.9117 | 783165.4411 | 0 | 0 | 0 | 0 | 0 | 0 | 0 | 0 | 0 | 0 | 0 | 0 | 0 | 0 | 0 | 0 | 106521.4074 | 0 | 0 | 0 | 0 | 0 | 0 | 0 | 0 | 0 | 0 | 0 | 0 | 0 | 0 | 0 | 0
2016-01-27 23:00 | 0 | 0 | 0 | 0 | 0 | 240809.7597 | 491721 | 0 | 0 | 0 | 0 | 1361050.6714 | 783165.4411 | 0 | 0 | 0 | 0 | 0 | 0 | 0 | 0 | 0 | 0 | 0 | 0 | 0 | 0 | 0 | 0 | -250911.2403 | 0 | 0 | 0 | 0 | 0 | 0 | 0 | 0 | 0 | 0 | 0 | 0 | 0 | 0 | 0 | 0
2016-01-28 | 0 | 0 | 0 | 0 | 233310.3737 | 10951.4083 | 503795 | 0 | 0 | 0 | 0 | 1101517.4535 | 783165.4411 | 0 | 0 | 0 | 0 | 0 | 0 | 0 | 0 | 0 | 0 | 0 | 0 | 0 | 0 | 0 | 0 | -259533.218 | 0 | 0 | 0 | 0 | 0 | 0 | 0 | 0 | 0 | 0 | 0 | 0 | 0 | 0 | 0 | 0
2016-01-28 01:00 | 0 | 0 | 0 | 0 | 743090.9471 | 0 | 505618 | 0 | 0 | 0 | 0 | 1324623.9225 | 797531.9191 | 0 | 0 | 0 | 0 | 0 | 0 | 0 | 0 | 0 | 0 | 0 | 0 | 0 | 0 | 0 | 0 | 223106.4691 | 14366.478 | 0 | 0 | 0 | 0 | 0 | 0 | 0 | 0 | 0 | 0 | 0 | 0 | 0 | 0 | 0
2016-01-28 02:00 | 0 | 0 | 0 | 0 | 238999.782 | 0 | 498533 | 0 | 0 | 0 | 0 | 1065090.7046 | 797531.9191 | 0 | 0 | 0 | 0 | 0 | 0 | 0 | 0 | 0 | 0 | 0 | 0 | 0 | 0 | 0 | 0 | -259533.218 | 0 | 0 | 0 | 0 | 0 | 0 | 0 | 0 | 0 | 0 | 0 | 0 | 0 | 0 | 0 | 0
2016-01-28 03:00 | 0 | 0 | 0 | 0 | 221264.782 | 0 | 480798 | 0 | 0 | 0 | 0 | 805557.4866 | 797531.9191 | 0 | 0 | 0 | 0 | 0 | 0 | 0 | 0 | 0 | 0 | 0 | 0 | 0 | 0 | 0 | 0 | -259533.218 | 0 | 0 | 0 | 0 | 0 | 0 | 0 | 0 | 0 | 0 | 0 | 0 | 0 | 0 | 0 | 0
2016-01-28 04:00 | 0 | 0 | 0 | 0 | 198794.782 | 0 | 458328 | 0 | 0 | 0 | 0 | 546024.2686 | 797531.9191 | 0 | 0 | 0 | 0 | 0 | 0 | 0 | 0 | 0 | 0 | 0 | 0 | 0 | 0 | 0 | 0 | -259533.218 | 0 | 0 | 0 | 0 | 0 | 0 | 0 | 0 | 0 | 0 | 0 | 0 | 0 | 0 | 0 | 0
2016-01-28 05:00 | 0 | 0 | 0 | 0 | 713287.6959 | 0 | 439388 | 0 | 0 | 0 | 0 | 805557.4866 | 811898.3971 | 0 | 0 | 0 | 0 | 0 | 0 | 0 | 0 | 0 | 0 | 0 | 0 | 0 | 0 | 0 | 0 | 259533.218 | 14366.478 | 0 | 0 | 0 | 0 | 0 | 0 | 0 | 0 | 0 | 0 | 0 | 0 | 0 | 0 | 0
2016-01-28 06:00 | 0 | 0 | 0 | 0 | 168015.782 | 0 | 427549 | 0 | 0 | 0 | 0 | 546024.2686 | 811898.3971 | 0 | 0 | 0 | 0 | 0 | 0 | 0 | 0 | 0 | 0 | 0 | 0 | 0 | 0 | 0 | 0 | -259533.218 | 0 | 0 | 0 | 0 | 0 | 0 | 0 | 0 | 0 | 0 | 0 | 0 | 0 | 0 | 0 | 0
2016-01-28 07:00 | 0 | 0 | 0 | 0 | 160614.782 | 0 | 420148 | 0 | 0 | 0 | 0 | 286491.0507 | 811898.3971 | 0 | 0 | 0 | 0 | 0 | 0 | 0 | 0 | 0 | 0 | 0 | 0 | 0 | 0 | 0 | 0 | -259533.218 | 0 | 0 | 0 | 0 | 0 | 0 | 0 | 0 | 0 | 0 | 0 | 0 | 0 | 0 | 0 | 0
2016-01-28 08:00 | 0 | 0 | 0 | 0 | 690961.6959 | 0 | 417062 | 0 | 0 | 0 | 0 | 546024.2686 | 826264.875 | 0 | 0 | 0 | 0 | 0 | 0 | 0 | 0 | 0 | 0 | 0 | 0 | 0 | 0 | 0 | 0 | 259533.218 | 14366.478 | 0 | 0 | 0 | 0 | 0 | 0 | 0 | 0 | 0 | 0 | 0 | 0 | 0 | 0 | 0
2016-01-28 09:00 | 0 | 0 | 0 | 0 | 175560.26 | 0 | 420727 | 0 | 0 | 0 | 0 | 286491.0507 | 840631.353 | 0 | 0 | 0 | 0 | 0 | 0 | 0 | 0 | 0 | 0 | 0 | 0 | 0 | 0 | 0 | 0 | -259533.218 | 14366.478 | 0 | 0 | 0 | 0 | 0 | 0 | 0 | 0 | 0 | 0 | 0 | 0 | 0 | 0 | 0
2016-01-28 10:00 | 0 | 0 | 0 | 0 | 177592.782 | 0 | 437126 | 0 | 0 | 0 | 0 | 26957.8327 | 840631.353 | 0 | 0 | 0 | 0 | 0 | 0 | 0 | 0 | 0 | 0 | 0 | 0 | 0 | 0 | 0 | 0 | -259533.218 | 0 | 0 | 0 | 0 | 0 | 0 | 0 | 0 | 0 | 0 | 0 | 0 | 0 | 0 | 0 | 0
2016-01-28 11:00 | 0 | 0 | 0 | 0 | 730960.218 | 0 | 471427 | 0 | 0 | 0 | 0 | 286491.0507 | 840631.353 | 0 | 0 | 0 | 0 | 0 | 0 | 0 | 0 | 0 | 0 | 0 | 0 | 0 | 0 | 0 | 0 | 259533.218 | 0 | 0 | 0 | 0 | 0 | 0 | 0 | 0 | 0 | 0 | 0 | 0 | 0 | 0 | 0 | 0
2016-01-28 12:00 | 0 | 0 | 0 | 0 | 243870.782 | 0 | 503404 | 0 | 0 | 0 | 0 | 26957.8327 | 840631.353 | 0 | 0 | 0 | 0 | 0 | 0 | 0 | 0 | 0 | 0 | 0 | 0 | 0 | 0 | 0 | 0 | -259533.218 | 0 | 0 | 0 | 0 | 0 | 0 | 0 | 0 | 0 | 0 | 0 | 0 | 0 | 0 | 0 | 0
2016-01-28 13:00 | 0 | 0 | 0 | 0 | 499411.166 | 37.4793 | 512040 | 0 | 0 | 0 | 0 | 0 | 854997.831 | 0 | 0 | 0 | 0 | 0 | 0 | 0 | 0 | 0 | 0 | 0 | 0 | 0 | 0 | 0 | 0 | -26957.8327 | 14366.478 | 0 | 0 | 0 | 0 | 0 | 0 | 0 | 0 | 0 | 0 | 0 | 0 | 0 | 0 | 0
2016-01-28 14:00 | 0 | 0 | 0 | 0 | 551812.1919 | 95211.271 | 507622 | 0 | 0 | 0 | 0 | 125034.9849 | 869364.309 | 0 | 0 | 0 | 0 | 0 | 0 | 0 | 0 | 0 | 0 | 0 | 0 | 0 | 0 | 0 | 0 | 125034.9849 | 14366.478 | 0 | 0 | 0 | 0 | 0 | 0 | 0 | 0 | 0 | 0 | 0 | 0 | 0 | 0 | 0
2016-01-28 15:00 | 0 | 0 | 0 | 0 | 192413.875 | 565948.3429 | 498829 | 0 | 0 | 0 | 0 | 384568.2029 | 869364.309 | 0 | 0 | 0 | 0 | 0 | 0 | 0 | 0 | 0 | 0 | 0 | 0 | 0 | 0 | 0 | 0 | 259533.218 | 0 | 0 | 0 | 0 | 0 | 0 | 0 | 0 | 0 | 0 | 0 | 0 | 0 | 0 | 0 | 0
2016-01-28 16:00 | 0 | 0 | 0 | 0 | 47352.246 | 698719.9719 | 486539 | 0 | 0 | 0 | 0 | 644101.4209 | 869364.309 | 0 | 0 | 0 | 0 | 0 | 0 | 0 | 0 | 0 | 0 | 0 | 0 | 0 | 0 | 0 | 0 | 259533.218 | 0 | 0 | 0 | 0 | 0 | 0 | 0 | 0 | 0 | 0 | 0 | 0 | 0 | 0 | 0 | 0
2016-01-28 17:00 | 0 | 0 | 0 | 0 | 0 | 682279.2209 | 473213 | 0 | 0 | 0 | 0 | 838801.1638 | 883730.787 | 0 | 0 | 0 | 0 | 0 | 0 | 0 | 0 | 0 | 0 | 0 | 0 | 0 | 0 | 0 | 0 | 194699.7429 | 14366.478 | 0 | 0 | 0 | 0 | 0 | 0 | 0 | 0 | 0 | 0 | 0 | 0 | 0 | 0 | 0
2016-01-28 18:00 | 0 | 0 | 0 | 0 | 0 | 640987.8107 | 463101 | 0 | 0 | 0 | 0 | 1016687.9745 | 883730.787 | 0 | 0 | 0 | 0 | 0 | 0 | 0 | 0 | 0 | 0 | 0 | 0 | 0 | 0 | 0 | 0 | 177886.8107 | 0 | 0 | 0 | 0 | 0 | 0 | 0 | 0 | 0 | 0 | 0 | 0 | 0 | 0 | 0 | 0
2016-01-28 19:00 | 0 | 0 | 0 | 0 | 90596.3697 | 624023.8483 | 455087 | 0 | 0 | 0 | 0 | 1276221.1925 | 883730.787 | 0 | 0 | 0 | 0 | 0 | 0 | 0 | 0 | 0 | 0 | 0 | 0 | 0 | 0 | 0 | 0 | 259533.218 | 0 | 0 | 0 | 0 | 0 | 0 | 0 | 0 | 0 | 0 | 0 | 0 | 0 | 0 | 0 | 0
2016-01-28 20:00 | 0 | 0 | 0 | 0 | 0 | 639798.5775 | 450296 | 0 | 0 | 0 | 0 | 1451357.2919 | 898097.265 | 0 | 0 | 0 | 0 | 0 | 0 | 0 | 0 | 0 | 0 | 0 | 0 | 0 | 0 | 0 | 0 | 175136.0995 | 14366.478 | 0 | 0 | 0 | 0 | 0 | 0 | 0 | 0 | 0 | 0 | 0 | 0 | 0 | 0 | 0
2016-01-28 21:00 | 0 | 0 | 0 | 0 | 36410.2269 | 675428.9911 | 452306 | 0 | 0 | 0 | 0 | 1710890.5099 | 898097.265 | 0 | 0 | 0 | 0 | 0 | 0 | 0 | 0 | 0 | 0 | 0 | 0 | 0 | 0 | 0 | 0 | 259533.218 | 0 | 0 | 0 | 0 | 0 | 0 | 0 | 0 | 0 | 0 | 0 | 0 | 0 | 0 | 0 | 0
2016-01-28 22:00 | 0 | 0 | 0 | 0 | 0 | 638868.6758 | 463893 | 0 | 0 | 0 | 0 | 1885866.1857 | 898097.265 | 0 | 0 | 0 | 0 | 0 | 0 | 0 | 0 | 0 | 0 | 0 | 0 | 0 | 0 | 0 | 0 | 174975.6758 | 0 | 0 | 0 | 0 | 0 | 0 | 0 | 0 | 0 | 0 | 0 | 0 | 0 | 0 | 0 | 0
2016-01-28 23:00 | 0 | 0 | 0 | 0 | 0 | 276724.3727 | 479734 | 0 | 0 | 0 | 0 | 1682856.5584 | 898097.265 | 0 | 0 | 0 | 0 | 0 | 0 | 0 | 0 | 0 | 0 | 0 | 0 | 0 | 0 | 0 | 0 | -203009.6273 | 0 | 0 | 0 | 0 | 0 | 0 | 0 | 0 | 0 | 0 | 0 | 0 | 0 | 0 | 0 | 0
2016-01-29 | 0 | 0 | 0 | 0 | 409718.0813 | 14527.4176 | 489988 | 0 | 0 | 0 | 0 | 1602747.5793 | 912463.7429 | 0 | 0 | 0 | 0 | 0 | 0 | 0 | 0 | 0 | 0 | 0 | 0 | 0 | 0 | 0 | 0 | -80108.9791 | 14366.478 | 0 | 0 | 0 | 0 | 0 | 0 | 0 | 0 | 0 | 0 | 0 | 0 | 0 | 0 | 0
2016-01-29 01:00 | 0 | 0 | 0 | 0 | 231931.782 | 0 | 491465 | 0 | 0 | 0 | 0 | 1343214.3614 | 912463.7429 | 0 | 0 | 0 | 0 | 0 | 0 | 0 | 0 | 0 | 0 | 0 | 0 | 0 | 0 | 0 | 0 | -259533.218 | 0 | 0 | 0 | 0 | 0 | 0 | 0 | 0 | 0 | 0 | 0 | 0 | 0 | 0 | 0 | 0
2016-01-29 02:00 | 0 | 0 | 0 | 0 | 224351.782 | 0 | 483885 | 0 | 0 | 0 | 0 | 1083681.1434 | 912463.7429 | 0 | 0 | 0 | 0 | 0 | 0 | 0 | 0 | 0 | 0 | 0 | 0 | 0 | 0 | 0 | 0 | -259533.218 | 0 | 0 | 0 | 0 | 0 | 0 | 0 | 0 | 0 | 0 | 0 | 0 | 0 | 0 | 0 | 0
2016-01-29 03:00 | 0 | 0 | 0 | 0 | 554643.1378 | 0 | 466139 | 0 | 0 | 0 | 0 | 1172185.2812 | 912463.7429 | 0 | 0 | 0 | 0 | 0 | 0 | 0 | 0 | 0 | 0 | 0 | 0 | 0 | 0 | 0 | 0 | 88504.1378 | 0 | 0 | 0 | 0 | 0 | 0 | 0 | 0 | 0 | 0 | 0 | 0 | 0 | 0 | 0 | 0
2016-01-29 04:00 | 0 | 0 | 0 | 0 | 197820.26 | 0 | 442987 | 0 | 0 | 0 | 0 | 912652.0632 | 926830.2209 | 0 | 0 | 0 | 0 | 0 | 0 | 0 | 0 | 0 | 0 | 0 | 0 | 0 | 0 | 0 | 0 | -259533.218 | 14366.478 | 0 | 0 | 0 | 0 | 0 | 0 | 0 | 0 | 0 | 0 | 0 | 0 | 0 | 0 | 0
2016-01-29 05:00 | 0 | 0 | 0 | 0 | 165128.782 | 0 | 424662 | 0 | 0 | 0 | 0 | 653118.8453 | 926830.2209 | 0 | 0 | 0 | 0 | 0 | 0 | 0 | 0 | 0 | 0 | 0 | 0 | 0 | 0 | 0 | 0 | -259533.218 | 0 | 0 | 0 | 0 | 0 | 0 | 0 | 0 | 0 | 0 | 0 | 0 | 0 | 0 | 0 | 0
2016-01-29 06:00 | 0 | 0 | 0 | 0 | 672806.218 | 0 | 413273 | 0 | 0 | 0 | 0 | 912652.0632 | 926830.2209 | 0 | 0 | 0 | 0 | 0 | 0 | 0 | 0 | 0 | 0 | 0 | 0 | 0 | 0 | 0 | 0 | 259533.218 | 0 | 0 | 0 | 0 | 0 | 0 | 0 | 0 | 0 | 0 | 0 | 0 | 0 | 0 | 0 | 0
2016-01-29 07:00 | 0 | 0 | 0 | 0 | 146542.782 | 0 | 406076 | 0 | 0 | 0 | 0 | 653118.8453 | 926830.2209 | 0 | 0 | 0 | 0 | 0 | 0 | 0 | 0 | 0 | 0 | 0 | 0 | 0 | 0 | 0 | 0 | -259533.218 | 0 | 0 | 0 | 0 | 0 | 0 | 0 | 0 | 0 | 0 | 0 | 0 | 0 | 0 | 0 | 0
2016-01-29 08:00 | 0 | 0 | 0 | 0 | 144296.782 | 0 | 403830 | 0 | 0 | 0 | 0 | 393585.6273 | 926830.2209 | 0 | 0 | 0 | 0 | 0 | 0 | 0 | 0 | 0 | 0 | 0 | 0 | 0 | 0 | 0 | 0 | -259533.218 | 0 | 0 | 0 | 0 | 0 | 0 | 0 | 0 | 0 | 0 | 0 | 0 | 0 | 0 | 0 | 0
2016-01-29 09:00 | 0 | 0 | 0 | 0 | 682616.6959 | 0 | 408717 | 0 | 0 | 0 | 0 | 653118.8453 | 941196.6989 | 0 | 0 | 0 | 0 | 0 | 0 | 0 | 0 | 0 | 0 | 0 | 0 | 0 | 0 | 0 | 0 | 259533.218 | 14366.478 | 0 | 0 | 0 | 0 | 0 | 0 | 0 | 0 | 0 | 0 | 0 | 0 | 0 | 0 | 0
2016-01-29 10:00 | 0 | 0 | 0 | 0 | 164191.782 | 0 | 423725 | 0 | 0 | 0 | 0 | 393585.6273 | 941196.6989 | 0 | 0 | 0 | 0 | 0 | 0 | 0 | 0 | 0 | 0 | 0 | 0 | 0 | 0 | 0 | 0 | -259533.218 | 0 | 0 | 0 | 0 | 0 | 0 | 0 | 0 | 0 | 0 | 0 | 0 | 0 | 0 | 0 | 0
2016-01-29 11:00 | 0 | 0 | 0 | 0 | 198570.782 | 0 | 458104 | 0 | 0 | 0 | 0 | 134052.4093 | 941196.6989 | 0 | 0 | 0 | 0 | 0 | 0 | 0 | 0 | 0 | 0 | 0 | 0 | 0 | 0 | 0 | 0 | -259533.218 | 0 | 0 | 0 | 0 | 0 | 0 | 0 | 0 | 0 | 0 | 0 | 0 | 0 | 0 | 0 | 0
2016-01-29 12:00 | 0 | 0 | 0 | 0 | 749413.218 | 0 | 489880 | 0 | 0 | 0 | 0 | 393585.6273 | 941196.6989 | 0 | 0 | 0 | 0 | 0 | 0 | 0 | 0 | 0 | 0 | 0 | 0 | 0 | 0 | 0 | 0 | 259533.218 | 0 | 0 | 0 | 0 | 0 | 0 | 0 | 0 | 0 | 0 | 0 | 0 | 0 | 0 | 0 | 0
2016-01-29 13:00 | 0 | 0 | 0 | 0 | 238764.9897 | 40.7923 | 498339 | 0 | 0 | 0 | 0 | 134052.4093 | 941196.6989 | 0 | 0 | 0 | 0 | 0 | 0 | 0 | 0 | 0 | 0 | 0 | 0 | 0 | 0 | 0 | 0 | -259533.218 | 0 | 0 | 0 | 0 | 0 | 0 | 0 | 0 | 0 | 0 | 0 | 0 | 0 | 0 | 0 | 0
2016-01-29 14:00 | 0 | 0 | 0 | 0 | 651317.6562 | 114866.0397 | 492284 | 0 | 0 | 0 | 0 | 393585.6273 | 955563.1769 | 0 | 0 | 0 | 0 | 0 | 0 | 0 | 0 | 0 | 0 | 0 | 0 | 0 | 0 | 0 | 0 | 259533.218 | 14366.478 | 0 | 0 | 0 | 0 | 0 | 0 | 0 | 0 | 0 | 0 | 0 | 0 | 0 | 0 | 0
2016-01-29 15:00 | 0 | 0 | 0 | 0 | 245461.8722 | 498058.3458 | 483987 | 0 | 0 | 0 | 0 | 653118.8453 | 955563.1769 | 0 | 0 | 0 | 0 | 0 | 0 | 0 | 0 | 0 | 0 | 0 | 0 | 0 | 0 | 0 | 0 | 259533.218 | 0 | 0 | 0 | 0 | 0 | 0 | 0 | 0 | 0 | 0 | 0 | 0 | 0 | 0 | 0 | 0
2016-01-29 16:00 | 0 | 0 | 0 | 0 | 0 | 592046.557 | 472607 | 0 | 0 | 0 | 0 | 772558.4023 | 955563.1769 | 0 | 0 | 0 | 0 | 0 | 0 | 0 | 0 | 0 | 0 | 0 | 0 | 0 | 0 | 0 | 0 | 119439.557 | 0 | 0 | 0 | 0 | 0 | 0 | 0 | 0 | 0 | 0 | 0 | 0 | 0 | 0 | 0 | 0
2016-01-29 17:00 | 0 | 0 | 0 | 0 | 132167.4649 | 588858.7531 | 461493 | 0 | 0 | 0 | 0 | 1032091.6202 | 955563.1769 | 0 | 0 | 0 | 0 | 0 | 0 | 0 | 0 | 0 | 0 | 0 | 0 | 0 | 0 | 0 | 0 | 259533.218 | 0 | 0 | 0 | 0 | 0 | 0 | 0 | 0 | 0 | 0 | 0 | 0 | 0 | 0 | 0 | 0
2016-01-29 18:00 | 0 | 0 | 0 | 0 | 156404.8037 | 570557.8923 | 453063 | 0 | 0 | 0 | 0 | 1291624.8382 | 969929.6549 | 0 | 0 | 0 | 0 | 0 | 0 | 0 | 0 | 0 | 0 | 0 | 0 | 0 | 0 | 0 | 0 | 259533.218 | 14366.478 | 0 | 0 | 0 | 0 | 0 | 0 | 0 | 0 | 0 | 0 | 0 | 0 | 0 | 0 | 0
2016-01-29 19:00 | 0 | 0 | 0 | 0 | 0 | 563510.6427 | 446413 | 0 | 0 | 0 | 0 | 1408722.4809 | 969929.6549 | 0 | 0 | 0 | 0 | 0 | 0 | 0 | 0 | 0 | 0 | 0 | 0 | 0 | 0 | 0 | 0 | 117097.6427 | 0 | 0 | 0 | 0 | 0 | 0 | 0 | 0 | 0 | 0 | 0 | 0 | 0 | 0 | 0 | 0
2016-01-29 20:00 | 0 | 0 | 0 | 0 | 0 | 572364.7639 | 441068 | 0 | 0 | 0 | 0 | 1540019.2448 | 969929.6549 | 0 | 0 | 0 | 0 | 0 | 0 | 0 | 0 | 0 | 0 | 0 | 0 | 0 | 0 | 0 | 0 | 131296.7639 | 0 | 0 | 0 | 0 | 0 | 0 | 0 | 0 | 0 | 0 | 0 | 0 | 0 | 0 | 0 | 0
2016-01-29 21:00 | 0 | 0 | 0 | 0 | 116823.3103 | 583757.9077 | 441048 | 0 | 0 | 0 | 0 | 1799552.4628 | 969929.6549 | 0 | 0 | 0 | 0 | 0 | 0 | 0 | 0 | 0 | 0 | 0 | 0 | 0 | 0 | 0 | 0 | 259533.218 | 0 | 0 | 0 | 0 | 0 | 0 | 0 | 0 | 0 | 0 | 0 | 0 | 0 | 0 | 0 | 0
2016-01-29 22:00 | 0 | 0 | 0 | 0 | 0 | 509182.3005 | 450733 | 0 | 0 | 0 | 0 | 1843635.2853 | 984296.1328 | 0 | 0 | 0 | 0 | 0 | 0 | 0 | 0 | 0 | 0 | 0 | 0 | 0 | 0 | 0 | 0 | 44082.8225 | 14366.478 | 0 | 0 | 0 | 0 | 0 | 0 | 0 | 0 | 0 | 0 | 0 | 0 | 0 | 0 | 0
2016-01-29 23:00 | 0 | 0 | 0 | 0 | 0 | 238206.7025 | 465999 | 0 | 0 | 0 | 0 | 1615842.9878 | 984296.1328 | 0 | 0 | 0 | 0 | 0 | 0 | 0 | 0 | 0 | 0 | 0 | 0 | 0 | 0 | 0 | 0 | -227792.2975 | 0 | 0 | 0 | 0 | 0 | 0 | 0 | 0 | 0 | 0 | 0 | 0 | 0 | 0 | 0 | 0
2016-01-30 | 0 | 0 | 0 | 0 | 200141.8013 | 14042.9807 | 473718 | 0 | 0 | 0 | 0 | 1356309.7699 | 984296.1328 | 0 | 0 | 0 | 0 | 0 | 0 | 0 | 0 | 0 | 0 | 0 | 0 | 0 | 0 | 0 | 0 | -259533.218 | 0 | 0 | 0 | 0 | 0 | 0 | 0 | 0 | 0 | 0 | 0 | 0 | 0 | 0 | 0 | 0
2016-01-30 01:00 | 0 | 0 | 0 | 0 | 740568.5576 | 0 | 473262 | 0 | 0 | 0 | 0 | 1615842.9878 | 984296.1328 | 0 | 0 | 0 | 0 | 0 | 0 | 7773.3397 | 0 | 0 | 0 | 0 | 0 | 0 | 0 | 0 | 0 | 259533.218 | 0 | 0 | 0 | 0 | 0 | 0 | 0 | 0 | 0 | 7773.3397 | 0 | 0 | 0 | 0 | 0 | 0
2016-01-30 02:00 | 0 | 0 | 0 | 0 | 200770.4424 | 0 | 468077 | 0 | 0 | 0 | 0 | 1356309.7699 | 984296.1328 | 0 | 0 | 0 | 0 | 0 | 0 | 0 | 0 | 0 | 0 | 0 | 0 | 0 | 0 | 0 | 0 | -259533.218 | 0 | 0 | 0 | 0 | 0 | 0 | 0 | 0 | 0 | -7773.3397 | 0 | 0 | 0 | 0 | 0 | 0
2016-01-30 03:00 | 0 | 0 | 0 | 0 | 210413.26 | 0 | 455580 | 0 | 0 | 0 | 0 | 1096776.5519 | 998662.6108 | 0 | 0 | 0 | 0 | 0 | 0 | 0 | 0 | 0 | 0 | 0 | 0 | 0 | 0 | 0 | 0 | -259533.218 | 14366.478 | 0 | 0 | 0 | 0 | 0 | 0 | 0 | 0 | 0 | 0 | 0 | 0 | 0 | 0 | 0
2016-01-30 04:00 | 0 | 0 | 0 | 0 | 649010.2589 | 0 | 437622 | 0 | 0 | 0 | 0 | 1308164.8108 | 998662.6108 | 0 | 0 | 0 | 0 | 0 | 0 | 0 | 0 | 0 | 0 | 0 | 0 | 0 | 0 | 0 | 0 | 211388.2589 | 0 | 0 | 0 | 0 | 0 | 0 | 0 | 0 | 0 | 0 | 0 | 0 | 0 | 0 | 0 | 0
2016-01-30 05:00 | 0 | 0 | 0 | 0 | 161920.782 | 0 | 421454 | 0 | 0 | 0 | 0 | 1048631.5928 | 998662.6108 | 0 | 0 | 0 | 0 | 0 | 0 | 0 | 0 | 0 | 0 | 0 | 0 | 0 | 0 | 0 | 0 | -259533.218 | 0 | 0 | 0 | 0 | 0 | 0 | 0 | 0 | 0 | 0 | 0 | 0 | 0 | 0 | 0 | 0
2016-01-30 06:00 | 0 | 0 | 0 | 0 | 150127.782 | 0 | 409661 | 0 | 0 | 0 | 0 | 789098.3748 | 998662.6108 | 0 | 0 | 0 | 0 | 0 | 0 | 0 | 0 | 0 | 0 | 0 | 0 | 0 | 0 | 0 | 0 | -259533.218 | 0 | 0 | 0 | 0 | 0 | 0 | 0 | 0 | 0 | 0 | 0 | 0 | 0 | 0 | 0 | 0
2016-01-30 07:00 | 0 | 0 | 0 | 0 | 661258.218 | 0 | 401725 | 0 | 0 | 0 | 0 | 1048631.5928 | 998662.6108 | 0 | 0 | 0 | 0 | 0 | 0 | 0 | 0 | 0 | 0 | 0 | 0 | 0 | 0 | 0 | 0 | 259533.218 | 0 | 0 | 0 | 0 | 0 | 0 | 0 | 0 | 0 | 0 | 0 | 0 | 0 | 0 | 0 | 0
2016-01-30 08:00 | 0 | 0 | 0 | 0 | 152279.26 | 0 | 397446 | 0 | 0 | 0 | 0 | 789098.3748 | 1013029.0888 | 0 | 0 | 0 | 0 | 0 | 0 | 0 | 0 | 0 | 0 | 0 | 0 | 0 | 0 | 0 | 0 | -259533.218 | 14366.478 | 0 | 0 | 0 | 0 | 0 | 0 | 0 | 0 | 0 | 0 | 0 | 0 | 0 | 0 | 0
2016-01-30 09:00 | 0 | 0 | 0 | 0 | 139677.782 | 0 | 399211 | 0 | 0 | 0 | 0 | 529565.1569 | 1013029.0888 | 0 | 0 | 0 | 0 | 0 | 0 | 0 | 0 | 0 | 0 | 0 | 0 | 0 | 0 | 0 | 0 | -259533.218 | 0 | 0 | 0 | 0 | 0 | 0 | 0 | 0 | 0 | 0 | 0 | 0 | 0 | 0 | 0 | 0
2016-01-30 10:00 | 0 | 0 | 0 | 0 | 642424.9261 | 0 | 406491 | 0 | 0 | 0 | 0 | 765499.0829 | 1013029.0888 | 0 | 0 | 0 | 0 | 0 | 0 | 0 | 0 | 0 | 0 | 0 | 0 | 0 | 0 | 0 | 0 | 235933.9261 | 0 | 0 | 0 | 0 | 0 | 0 | 0 | 0 | 0 | 0 | 0 | 0 | 0 | 0 | 0 | 0
2016-01-30 11:00 | 0 | 0 | 0 | 0 | 160541.782 | 0 | 420075 | 0 | 0 | 0 | 0 | 505965.865 | 1013029.0888 | 0 | 0 | 0 | 0 | 0 | 0 | 0 | 0 | 0 | 0 | 0 | 0 | 0 | 0 | 0 | 0 | -259533.218 | 0 | 0 | 0 | 0 | 0 | 0 | 0 | 0 | 0 | 0 | 0 | 0 | 0 | 0 | 0 | 0
2016-01-30 12:00 | 0 | 0 | 0 | 0 | 271602.5723 | 0 | 436599 | 0 | 0 | 0 | 0 | 340969.4372 | 1013029.0888 | 0 | 0 | 0 | 0 | 0 | 0 | 0 | 0 | 0 | 0 | 0 | 0 | 0 | 0 | 0 | 0 | -164996.4277 | 0 | 0 | 0 | 0 | 0 | 0 | 0 | 0 | 0 | 0 | 0 | 0 | 0 | 0 | 0 | 0
2016-01-30 13:00 | 0 | 0 | 0 | 0 | 623231.1987 | 45.1408 | 448082 | 0 | 0 | 0 | 0 | 501797.2987 | 1027395.5668 | 0 | 0 | 0 | 0 | 0 | 0 | 0 | 0 | 0 | 0 | 0 | 0 | 0 | 0 | 0 | 0 | 160827.8614 | 14366.478 | 0 | 0 | 0 | 0 | 0 | 0 | 0 | 0 | 0 | 0 | 0 | 0 | 0 | 0 | 0
2016-01-30 14:00 | 0 | 0 | 0 | 0 | 89540.5291 | 113215.731 | 447923 | 0 | 0 | 0 | 0 | 242264.0807 | 1041762.0448 | 0 | 0 | 0 | 0 | 0 | 0 | 0 | 0 | 0 | 0 | 0 | 0 | 0 | 0 | 0 | 0 | -259533.218 | 14366.478 | 0 | 0 | 0 | 0 | 0 | 0 | 0 | 0 | 0 | 0 | 0 | 0 | 0 | 0 | 0
2016-01-30 15:00 | 0 | 0 | 0 | 0 | 262874.9526 | 437627.2653 | 440969 | 0 | 0 | 0 | 0 | 501797.2987 | 1041762.0448 | 0 | 0 | 0 | 0 | 0 | 0 | 0 | 0 | 0 | 0 | 0 | 0 | 0 | 0 | 0 | 0 | 259533.218 | 0 | 0 | 0 | 0 | 0 | 0 | 0 | 0 | 0 | 0 | 0 | 0 | 0 | 0 | 0 | 0
2016-01-30 16:00 | 0 | 0 | 0 | 0 | 153714.0405 | 536954.1775 | 431135 | 0 | 0 | 0 | 0 | 761330.5166 | 1041762.0448 | 0 | 0 | 0 | 0 | 0 | 0 | 0 | 0 | 0 | 0 | 0 | 0 | 0 | 0 | 0 | 0 | 259533.218 | 0 | 0 | 0 | 0 | 0 | 0 | 0 | 0 | 0 | 0 | 0 | 0 | 0 | 0 | 0 | 0
2016-01-30 17:00 | 0 | 0 | 0 | 0 | 0 | 554628.6337 | 420375 | 0 | 0 | 0 | 0 | 895584.1503 | 1041762.0448 | 0 | 0 | 0 | 0 | 0 | 0 | 0 | 0 | 0 | 0 | 0 | 0 | 0 | 0 | 0 | 0 | 134253.6337 | 0 | 0 | 0 | 0 | 0 | 0 | 0 | 0 | 0 | 0 | 0 | 0 | 0 | 0 | 0 | 0
2016-01-30 18:00 | 0 | 0 | 0 | 0 | 0 | 544217.2247 | 410136 | 0 | 0 | 0 | 0 | 1029665.375 | 1041762.0448 | 0 | 0 | 0 | 0 | 0 | 0 | 0 | 0 | 0 | 0 | 0 | 0 | 0 | 0 | 0 | 0 | 134081.2247 | 0 | 0 | 0 | 0 | 0 | 0 | 0 | 0 | 0 | 0 | 0 | 0 | 0 | 0 | 0 | 0
2016-01-30 19:00 | 0 | 0 | 0 | 0 | 137605.8634 | 538638.8326 | 402345 | 0 | 0 | 0 | 0 | 1289198.593 | 1056128.5227 | 0 | 0 | 0 | 0 | 0 | 0 | 0 | 0 | 0 | 0 | 0 | 0 | 0 | 0 | 0 | 0 | 259533.218 | 14366.478 | 0 | 0 | 0 | 0 | 0 | 0 | 0 | 0 | 0 | 0 | 0 | 0 | 0 | 0 | 0
2016-01-30 20:00 | 0 | 0 | 0 | 0 | 0 | 546616.7603 | 398119 | 0 | 0 | 0 | 0 | 1437696.3533 | 1056128.5227 | 0 | 0 | 0 | 0 | 0 | 0 | 0 | 0 | 0 | 0 | 0 | 0 | 0 | 0 | 0 | 0 | 148497.7603 | 0 | 0 | 0 | 0 | 0 | 0 | 0 | 0 | 0 | 0 | 0 | 0 | 0 | 0 | 0 | 0
2016-01-30 21:00 | 0 | 0 | 0 | 0 | 0 | 556945.0471 | 398211 | 0 | 0 | 0 | 0 | 1596430.4004 | 1056128.5227 | 0 | 0 | 0 | 0 | 0 | 0 | 0 | 0 | 0 | 0 | 0 | 0 | 0 | 0 | 0 | 0 | 158734.0471 | 0 | 0 | 0 | 0 | 0 | 0 | 0 | 0 | 0 | 0 | 0 | 0 | 0 | 0 | 0 | 0
2016-01-30 22:00 | 0 | 0 | 0 | 0 | 0 | 493355.4596 | 407935 | 0 | 0 | 0 | 0 | 1681850.86 | 1056128.5227 | 0 | 0 | 0 | 0 | 0 | 0 | 0 | 0 | 0 | 0 | 0 | 0 | 0 | 0 | 0 | 0 | 85420.4596 | 0 | 0 | 0 | 0 | 0 | 0 | 0 | 0 | 0 | 0 | 0 | 0 | 0 | 0 | 0 | 0
2016-01-30 23:00 | 0 | 0 | 0 | 0 | 0 | 258620.9168 | 424712 | 0 | 0 | 0 | 0 | 1515759.7768 | 1056128.5227 | 0 | 0 | 0 | 0 | 0 | 0 | 0 | 0 | 0 | 0 | 0 | 0 | 0 | 0 | 0 | 0 | -166091.0832 | 0 | 0 | 0 | 0 | 0 | 0 | 0 | 0 | 0 | 0 | 0 | 0 | 0 | 0 | 0 | 0
2016-01-31 | 0 | 0 | 0 | 0 | 597084.2146 | 17072.1045 | 432706 | 0 | 0 | 0 | 0 | 1682843.618 | 1070495.0007 | 0 | 0 | 0 | 0 | 0 | 0 | 0 | 0 | 0 | 0 | 0 | 0 | 0 | 0 | 0 | 0 | 167083.8411 | 14366.478 | 0 | 0 | 0 | 0 | 0 | 0 | 0 | 0 | 0 | 0 | 0 | 0 | 0 | 0 | 0
2016-01-31 01:00 | 0 | 0 | 0 | 0 | 174032.782 | 0 | 433566 | 0 | 0 | 0 | 0 | 1423310.4 | 1070495.0007 | 0 | 0 | 0 | 0 | 0 | 0 | 0 | 0 | 0 | 0 | 0 | 0 | 0 | 0 | 0 | 0 | -259533.218 | 0 | 0 | 0 | 0 | 0 | 0 | 0 | 0 | 0 | 0 | 0 | 0 | 0 | 0 | 0 | 0
2016-01-31 02:00 | 0 | 0 | 0 | 0 | 168860.782 | 0 | 428394 | 0 | 0 | 0 | 0 | 1163777.182 | 1070495.0007 | 0 | 0 | 0 | 0 | 0 | 0 | 0 | 0 | 0 | 0 | 0 | 0 | 0 | 0 | 0 | 0 | -259533.218 | 0 | 0 | 0 | 0 | 0 | 0 | 0 | 0 | 0 | 0 | 0 | 0 | 0 | 0 | 0 | 0
2016-01-31 03:00 | 0 | 0 | 0 | 0 | 645473.1869 | 0 | 417412 | 0 | 0 | 0 | 0 | 1391838.3689 | 1070495.0007 | 0 | 0 | 0 | 0 | 0 | 0 | 0 | 0 | 0 | 0 | 0 | 0 | 0 | 0 | 0 | 0 | 228061.1869 | 0 | 0 | 0 | 0 | 0 | 0 | 0 | 0 | 0 | 0 | 0 | 0 | 0 | 0 | 0 | 0
2016-01-31 04:00 | 0 | 0 | 0 | 0 | 141932.782 | 0 | 401466 | 0 | 0 | 0 | 0 | 1132305.1509 | 1070495.0007 | 0 | 0 | 0 | 0 | 0 | 0 | 0 | 0 | 0 | 0 | 0 | 0 | 0 | 0 | 0 | 0 | -259533.218 | 0 | 0 | 0 | 0 | 0 | 0 | 0 | 0 | 0 | 0 | 0 | 0 | 0 | 0 | 0 | 0
2016-01-31 05:00 | 0 | 0 | 0 | 0 | 125497.782 | 0 | 385031 | 0 | 0 | 0 | 0 | 872771.933 | 1070495.0007 | 0 | 0 | 0 | 0 | 0 | 0 | 0 | 0 | 0 | 0 | 0 | 0 | 0 | 0 | 0 | 0 | -259533.218 | 0 | 0 | 0 | 0 | 0 | 0 | 0 | 0 | 0 | 0 | 0 | 0 | 0 | 0 | 0 | 0
2016-01-31 06:00 | 0 | 0 | 0 | 0 | 646783.6959 | 0 | 372884 | 0 | 0 | 0 | 0 | 1132305.1509 | 1084861.4787 | 0 | 0 | 0 | 0 | 0 | 0 | 0 | 0 | 0 | 0 | 0 | 0 | 0 | 0 | 0 | 0 | 259533.218 | 14366.478 | 0 | 0 | 0 | 0 | 0 | 0 | 0 | 0 | 0 | 0 | 0 | 0 | 0 | 0 | 0
2016-01-31 07:00 | 0 | 0 | 0 | 0 | 104629.782 | 0 | 364163 | 0 | 0 | 0 | 0 | 872771.933 | 1084861.4787 | 0 | 0 | 0 | 0 | 0 | 0 | 0 | 0 | 0 | 0 | 0 | 0 | 0 | 0 | 0 | 0 | -259533.218 | 0 | 0 | 0 | 0 | 0 | 0 | 0 | 0 | 0 | 0 | 0 | 0 | 0 | 0 | 0 | 0
2016-01-31 08:00 | 0 | 0 | 0 | 0 | 618733.218 | 0 | 359200 | 0 | 0 | 0 | 0 | 1132305.1509 | 1084861.4787 | 0 | 0 | 0 | 0 | 0 | 0 | 0 | 0 | 0 | 0 | 0 | 0 | 0 | 0 | 0 | 0 | 259533.218 | 0 | 0 | 0 | 0 | 0 | 0 | 0 | 0 | 0 | 0 | 0 | 0 | 0 | 0 | 0 | 0
2016-01-31 09:00 | 0 | 0 | 0 | 0 | 627258.885 | 0 | 358040 | 0 | 0 | 0 | 0 | 1391838.3689 | 1084861.4787 | 0 | 0 | 0 | 0 | 0 | 0 | 9685.667 | 0 | 0 | 0 | 0 | 0 | 0 | 0 | 0 | 0 | 259533.218 | 0 | 0 | 0 | 0 | 0 | 0 | 0 | 0 | 0 | 9685.667 | 0 | 0 | 0 | 0 | 0 | 0
2016-01-31 10:00 | 0 | 0 | 0 | 0 | 91679.115 | 0 | 360898 | 0 | 0 | 0 | 0 | 1132305.1509 | 1084861.4787 | 0 | 0 | 0 | 0 | 0 | 0 | 0 | 0 | 0 | 0 | 0 | 0 | 0 | 0 | 0 | 0 | -259533.218 | 0 | 0 | 0 | 0 | 0 | 0 | 0 | 0 | 0 | -9685.667 | 0 | 0 | 0 | 0 | 0 | 0
2016-01-31 11:00 | 0 | 0 | 0 | 0 | 560027.6497 | 0 | 368195 | 0 | 0 | 0 | 0 | 1300623.511 | 1084861.4787 | 0 | 0 | 0 | 0 | 0 | 0 | 23514.2896 | 0 | 0 | 0 | 0 | 0 | 0 | 0 | 0 | 0 | 168318.3601 | 0 | 0 | 0 | 0 | 0 | 0 | 0 | 0 | 0 | 23514.2896 | 0 | 0 | 0 | 0 | 0 | 0
2016-01-31 12:00 | 0 | 0 | 0 | 0 | 111475.9704 | 0 | 380157 | 0 | 0 | 0 | 0 | 1041090.2931 | 1099227.9567 | 0 | 0 | 0 | 0 | 0 | 0 | 0 | 0 | 0 | 0 | 0 | 0 | 0 | 0 | 0 | 0 | -259533.218 | 14366.478 | 0 | 0 | 0 | 0 | 0 | 0 | 0 | 0 | -23514.2896 | 0 | 0 | 0 | 0 | 0 | 0
2016-01-31 13:00 | 0 | 0 | 0 | 0 | 501556.8724 | 57.0471 | 391752 | 0 | 0 | 0 | 0 | 1136585.7346 | 1113594.4347 | 0 | 0 | 0 | 0 | 0 | 0 | 0 | 0 | 0 | 0 | 0 | 0 | 0 | 0 | 0 | 0 | 95495.4415 | 14366.478 | 0 | 0 | 0 | 0 | 0 | 0 | 0 | 0 | 0 | 0 | 0 | 0 | 0 | 0 | 0
2016-01-31 14:00 | 0 | 0 | 0 | 0 | 32634.6886 | 121607.5715 | 399409 | 0 | 0 | 0 | 0 | 877052.5166 | 1127960.9127 | 0 | 0 | 0 | 0 | 0 | 0 | 0 | 0 | 0 | 0 | 0 | 0 | 0 | 0 | 0 | 0 | -259533.218 | 14366.478 | 0 | 0 | 0 | 0 | 0 | 0 | 0 | 0 | 0 | 0 | 0 | 0 | 0 | 0 | 0
2016-01-31 15:00 | 0 | 0 | 0 | 0 | 278030.7359 | 381967.4821 | 400465 | 0 | 0 | 0 | 0 | 1136585.7346 | 1127960.9127 | 0 | 0 | 0 | 0 | 0 | 0 | 0 | 0 | 0 | 0 | 0 | 0 | 0 | 0 | 0 | 0 | 259533.218 | 0 | 0 | 0 | 0 | 0 | 0 | 0 | 0 | 0 | 0 | 0 | 0 | 0 | 0 | 0 | 0
2016-01-31 16:00 | 0 | 0 | 0 | 0 | 0 | 475560.5677 | 398733 | 0 | 0 | 0 | 0 | 1213413.3023 | 1127960.9127 | 0 | 0 | 0 | 0 | 0 | 0 | 0 | 0 | 0 | 0 | 0 | 0 | 0 | 0 | 0 | 0 | 76827.5677 | 0 | 0 | 0 | 0 | 0 | 0 | 0 | 0 | 0 | 0 | 0 | 0 | 0 | 0 | 0 | 0
2016-01-31 17:00 | 0 | 0 | 0 | 0 | 0 | 495228.5795 | 397649 | 0 | 0 | 0 | 0 | 1310992.8818 | 1127960.9127 | 0 | 0 | 0 | 0 | 0 | 0 | 0 | 0 | 0 | 0 | 0 | 0 | 0 | 0 | 0 | 0 | 97579.5795 | 0 | 0 | 0 | 0 | 0 | 0 | 0 | 0 | 0 | 0 | 0 | 0 | 0 | 0 | 0 | 0
2016-01-31 18:00 | 0 | 0 | 0 | 0 | 165107.0971 | 490231.1209 | 395805 | 0 | 0 | 0 | 0 | 1570526.0998 | 1127960.9127 | 0 | 0 | 0 | 0 | 0 | 0 | 0 | 0 | 0 | 0 | 0 | 0 | 0 | 0 | 0 | 0 | 259533.218 | 0 | 0 | 0 | 0 | 0 | 0 | 0 | 0 | 0 | 0 | 0 | 0 | 0 | 0 | 0 | 0
2016-01-31 19:00 | 0 | 0 | 0 | 0 | 0 | 481335.289 | 393066 | 0 | 0 | 0 | 0 | 1658795.3888 | 1127960.9127 | 0 | 0 | 0 | 0 | 0 | 0 | 0 | 0 | 0 | 0 | 0 | 0 | 0 | 0 | 0 | 0 | 88269.289 | 0 | 0 | 0 | 0 | 0 | 0 | 0 | 0 | 0 | 0 | 0 | 0 | 0 | 0 | 0 | 0
2016-01-31 20:00 | 0 | 0 | 0 | 0 | 190804.7921 | 460703.4259 | 391975 | 0 | 0 | 0 | 0 | 1918328.6068 | 1127960.9127 | 0 | 0 | 0 | 0 | 0 | 0 | 0 | 0 | 0 | 0 | 0 | 0 | 0 | 0 | 0 | 0 | 259533.218 | 0 | 0 | 0 | 0 | 0 | 0 | 0 | 0 | 0 | 0 | 0 | 0 | 0 | 0 | 0 | 0
2016-01-31 21:00 | 0 | 0 | 0 | 0 | 236479.1344 | 418161.0835 | 395107 | 0 | 0 | 0 | 0 | 2177861.8247 | 1127960.9127 | 0 | 0 | 0 | 0 | 0 | 0 | 0 | 0 | 0 | 0 | 0 | 0 | 0 | 0 | 0 | 0 | 259533.218 | 0 | 0 | 0 | 0 | 0 | 0 | 0 | 0 | 0 | 0 | 0 | 0 | 0 | 0 | 0 | 0
2016-01-31 22:00 | 0 | 0 | 0 | 0 | 0 | 335367.6421 | 407470 | 0 | 0 | 0 | 0 | 2105759.4669 | 1127960.9127 | 0 | 0 | 0 | 0 | 0 | 0 | 0 | 0 | 0 | 0 | 0 | 0 | 0 | 0 | 0 | 0 | -72102.3579 | 0 | 0 | 0 | 0 | 0 | 0 | 0 | 0 | 0 | 0 | 0 | 0 | 0 | 0 | 0 | 0
2016-01-31 23:00 | 0 | 0 | 0 | 0 | 357592.0277 | 153268.5441 | 425236 | 0 | 0 | 0 | 0 | 2177017.5606 | 1142327.3906 | 0 | 0 | 0 | 0 | 0 | 0 | 0 | 0 | 0 | 0 | 0 | 0 | 0 | 0 | 0 | 0 | 71258.0938 | 14366.478 | 0 | 0 | 0 | 0 | 0 | 0 | 0 | 0 | 0 | 0 | 0 | 0 | 0 | 0 | 0
2016-02-01 | 0 | 0 | 0 | 0 | 362218.706 | 12623.8413 | 434806 | 0 | 0 | 0 | 0 | 2117054.1079 | 1142327.3906 | 0 | 0 | 0 | 0 | 0 | 0 | 0 | 0 | 0 | 0 | 0 | 0 | 0 | 0 | 0 | 0 | -59963.4528 | 0 | 0 | 0 | 0 | 0 | 0 | 0 | 0 | 0 | 0 | 0 | 0 | 0 | 0 | 0 | 0
2016-02-01 01:00 | 0 | 0 | 0 | 0 | 352083.2276 | 0 | 435064 | 0 | 0 | 0 | 0 | 2034073.3355 | 1142327.3906 | 0 | 0 | 0 | 0 | 0 | 0 | 0 | 0 | 0 | 0 | 0 | 0 | 0 | 0 | 0 | 0 | -82980.7724 | 0 | 0 | 0 | 0 | 0 | 0 | 0 | 0 | 0 | 0 | 0 | 0 | 0 | 0 | 0 | 0
2016-02-01 02:00 | 0 | 0 | 0 | 0 | 167285.782 | 0 | 426819 | 0 | 0 | 0 | 0 | 1774540.1175 | 1142327.3906 | 0 | 0 | 0 | 0 | 0 | 0 | 0 | 0 | 0 | 0 | 0 | 0 | 0 | 0 | 0 | 0 | -259533.218 | 0 | 0 | 0 | 0 | 0 | 0 | 0 | 0 | 0 | 0 | 0 | 0 | 0 | 0 | 0 | 0
2016-02-01 03:00 | 0 | 0 | 0 | 0 | 320128.3532 | 0 | 411759 | 0 | 0 | 0 | 0 | 1682909.4707 | 1142327.3906 | 0 | 0 | 0 | 0 | 0 | 0 | 0 | 0 | 0 | 0 | 0 | 0 | 0 | 0 | 0 | 0 | -91630.6468 | 0 | 0 | 0 | 0 | 0 | 0 | 0 | 0 | 0 | 0 | 0 | 0 | 0 | 0 | 0 | 0
2016-02-01 04:00 | 0 | 0 | 0 | 0 | 307289.13 | 0 | 391383 | 0 | 0 | 0 | 0 | 1598815.6007 | 1142327.3906 | 0 | 0 | 0 | 0 | 0 | 0 | 0 | 0 | 0 | 0 | 0 | 0 | 0 | 0 | 0 | 0 | -84093.87 | 0 | 0 | 0 | 0 | 0 | 0 | 0 | 0 | 0 | 0 | 0 | 0 | 0 | 0 | 0 | 0
2016-02-01 05:00 | 0 | 0 | 0 | 0 | 294086.6961 | 0 | 372942 | 0 | 0 | 0 | 0 | 1505593.8188 | 1156693.8686 | 0 | 0 | 0 | 0 | 0 | 0 | 0 | 0 | 0 | 0 | 0 | 0 | 0 | 0 | 0 | 0 | -93221.7819 | 14366.478 | 0 | 0 | 0 | 0 | 0 | 0 | 0 | 0 | 0 | 0 | 0 | 0 | 0 | 0 | 0
2016-02-01 06:00 | 0 | 0 | 0 | 0 | 283401.1391 | 0 | 361001 | 0 | 0 | 0 | 0 | 1427993.9579 | 1156693.8686 | 0 | 0 | 0 | 0 | 0 | 0 | 0 | 0 | 0 | 0 | 0 | 0 | 0 | 0 | 0 | 0 | -77599.8609 | 0 | 0 | 0 | 0 | 0 | 0 | 0 | 0 | 0 | 0 | 0 | 0 | 0 | 0 | 0 | 0
2016-02-01 07:00 | 0 | 0 | 0 | 0 | 276174.2038 | 0 | 353033 | 0 | 0 | 0 | 0 | 1351135.1617 | 1156693.8686 | 0 | 0 | 0 | 0 | 0 | 0 | 0 | 0 | 0 | 0 | 0 | 0 | 0 | 0 | 0 | 0 | -76858.7962 | 0 | 0 | 0 | 0 | 0 | 0 | 0 | 0 | 0 | 0 | 0 | 0 | 0 | 0 | 0 | 0
2016-02-01 08:00 | 0 | 0 | 0 | 0 | 269395.6834 | 0 | 350045 | 0 | 0 | 0 | 0 | 1270485.8451 | 1156693.8686 | 0 | 0 | 0 | 0 | 0 | 0 | 0 | 0 | 0 | 0 | 0 | 0 | 0 | 0 | 0 | 0 | -80649.3166 | 0 | 0 | 0 | 0 | 0 | 0 | 0 | 0 | 0 | 0 | 0 | 0 | 0 | 0 | 0 | 0
2016-02-01 09:00 | 0 | 0 | 0 | 0 | 256497.0749 | 0 | 353256 | 0 | 0 | 0 | 0 | 1173726.92 | 1156693.8686 | 0 | 0 | 0 | 0 | 0 | 0 | 0 | 0 | 0 | 0 | 0 | 0 | 0 | 0 | 0 | 0 | -96758.9251 | 0 | 0 | 0 | 0 | 0 | 0 | 0 | 0 | 0 | 0 | 0 | 0 | 0 | 0 | 0 | 0
2016-02-01 10:00 | 0 | 0 | 0 | 0 | 240225.3393 | 0 | 368542 | 0 | 0 | 0 | 0 | 1045410.2592 | 1156693.8686 | 0 | 0 | 0 | 0 | 0 | 0 | 0 | 0 | 0 | 0 | 0 | 0 | 0 | 0 | 0 | 0 | -128316.6607 | 0 | 0 | 0 | 0 | 0 | 0 | 0 | 0 | 0 | 0 | 0 | 0 | 0 | 0 | 0 | 0
2016-02-01 11:00 | 0 | 0 | 0 | 0 | 233714.1978 | 0 | 401550 | 0 | 0 | 0 | 0 | 877574.457 | 1156693.8686 | 0 | 0 | 0 | 0 | 0 | 0 | 0 | 0 | 0 | 0 | 0 | 0 | 0 | 0 | 0 | 0 | -167835.8022 | 0 | 0 | 0 | 0 | 0 | 0 | 0 | 0 | 0 | 0 | 0 | 0 | 0 | 0 | 0 | 0
2016-02-01 12:00 | 0 | 0 | 0 | 0 | 232020.6958 | 0 | 433191 | 0 | 0 | 0 | 0 | 662037.6748 | 1171060.3466 | 0 | 0 | 0 | 0 | 0 | 0 | 0 | 0 | 0 | 0 | 0 | 0 | 0 | 0 | 0 | 0 | -215536.7822 | 14366.478 | 0 | 0 | 0 | 0 | 0 | 0 | 0 | 0 | 0 | 0 | 0 | 0 | 0 | 0 | 0
2016-02-01 13:00 | 0 | 0 | 0 | 0 | 227901.4057 | 61.9132 | 444295 | 0 | 0 | 0 | 0 | 445705.9937 | 1171060.3466 | 0 | 0 | 0 | 0 | 0 | 0 | 0 | 0 | 0 | 0 | 0 | 0 | 0 | 0 | 0 | 0 | -216331.6811 | 0 | 0 | 0 | 0 | 0 | 0 | 0 | 0 | 0 | 0 | 0 | 0 | 0 | 0 | 0 | 0
2016-02-01 14:00 | 0 | 0 | 0 | 0 | 106567.1469 | 96160.1131 | 447894 | 0 | 0 | 0 | 0 | 186172.7757 | 1185426.8246 | 0 | 0 | 0 | 0 | 0 | 0 | 0 | 0 | 0 | 0 | 0 | 0 | 0 | 0 | 0 | 0 | -259533.218 | 14366.478 | 0 | 0 | 0 | 0 | 0 | 0 | 0 | 0 | 0 | 0 | 0 | 0 | 0 | 0 | 0
2016-02-01 15:00 | 0 | 0 | 0 | 0 | 0 | 328393.5589 | 450694 | 0 | 0 | 0 | 0 | 63872.3346 | 1185426.8246 | 0 | 0 | 0 | 0 | 0 | 0 | 0 | 0 | 0 | 0 | 0 | 0 | 0 | 0 | 0 | 0 | -122300.4411 | 0 | 0 | 0 | 0 | 0 | 0 | 0 | 0 | 0 | 0 | 0 | 0 | 0 | 0 | 0 | 0
2016-02-01 16:00 | 0 | 0 | 0 | 0 | 0 | 469545.212 | 449644 | 0 | 0 | 0 | 0 | 83773.5467 | 1185426.8246 | 0 | 0 | 0 | 0 | 0 | 0 | 0 | 0 | 0 | 0 | 0 | 0 | 0 | 0 | 0 | 0 | 19901.212 | 0 | 0 | 0 | 0 | 0 | 0 | 0 | 0 | 0 | 0 | 0 | 0 | 0 | 0 | 0 | 0
2016-02-01 17:00 | 0 | 0 | 0 | 0 | 188909.1327 | 516887.0853 | 446263 | 0 | 0 | 0 | 0 | 343306.7646 | 1185426.8246 | 0 | 0 | 0 | 0 | 0 | 0 | 0 | 0 | 0 | 0 | 0 | 0 | 0 | 0 | 0 | 0 | 259533.218 | 0 | 0 | 0 | 0 | 0 | 0 | 0 | 0 | 0 | 0 | 0 | 0 | 0 | 0 | 0 | 0
2016-02-01 18:00 | 0 | 0 | 0 | 0 | 177700.5674 | 524531.6506 | 442699 | 0 | 0 | 0 | 0 | 602839.9826 | 1185426.8246 | 0 | 0 | 0 | 0 | 0 | 0 | 0 | 0 | 0 | 0 | 0 | 0 | 0 | 0 | 0 | 0 | 259533.218 | 0 | 0 | 0 | 0 | 0 | 0 | 0 | 0 | 0 | 0 | 0 | 0 | 0 | 0 | 0 | 0
2016-02-01 19:00 | 0 | 0 | 0 | 0 | 182299.7404 | 517030.4776 | 439797 | 0 | 0 | 0 | 0 | 862373.2006 | 1185426.8246 | 0 | 0 | 0 | 0 | 0 | 0 | 0 | 0 | 0 | 0 | 0 | 0 | 0 | 0 | 0 | 0 | 259533.218 | 0 | 0 | 0 | 0 | 0 | 0 | 0 | 0 | 0 | 0 | 0 | 0 | 0 | 0 | 0 | 0
2016-02-01 20:00 | 0 | 0 | 0 | 0 | 0 | 509103.0288 | 437129 | 0 | 0 | 0 | 0 | 934347.2294 | 1185426.8246 | 0 | 0 | 0 | 0 | 0 | 0 | 0 | 0 | 0 | 0 | 0 | 0 | 0 | 0 | 0 | 0 | 71974.0288 | 0 | 0 | 0 | 0 | 0 | 0 | 0 | 0 | 0 | 0 | 0 | 0 | 0 | 0 | 0 | 0
2016-02-01 21:00 | 0 | 0 | 0 | 0 | 200342.0548 | 497216.1632 | 438025 | 0 | 0 | 0 | 0 | 1193880.4473 | 1185426.8246 | 0 | 0 | 0 | 0 | 0 | 0 | 0 | 0 | 0 | 0 | 0 | 0 | 0 | 0 | 0 | 0 | 259533.218 | 0 | 0 | 0 | 0 | 0 | 0 | 0 | 0 | 0 | 0 | 0 | 0 | 0 | 0 | 0 | 0
2016-02-01 22:00 | 0 | 0 | 0 | 0 | 0 | 450522.0246 | 446188 | 0 | 0 | 0 | 0 | 1198214.472 | 1185426.8246 | 0 | 0 | 0 | 0 | 0 | 0 | 0 | 0 | 0 | 0 | 0 | 0 | 0 | 0 | 0 | 0 | 4334.0246 | 0 | 0 | 0 | 0 | 0 | 0 | 0 | 0 | 0 | 0 | 0 | 0 | 0 | 0 | 0 | 0
2016-02-01 23:00 | 0 | 0 | 0 | 0 | 0 | 270246.6028 | 461930 | 0 | 0 | 0 | 0 | 1006531.0747 | 1185426.8246 | 0 | 0 | 0 | 0 | 0 | 0 | 0 | 0 | 0 | 0 | 0 | 0 | 0 | 0 | 0 | 0 | -191683.3972 | 0 | 0 | 0 | 0 | 0 | 0 | 0 | 0 | 0 | 0 | 0 | 0 | 0 | 0 | 0 | 0
2016-02-02 | 0 | 0 | 0 | 0 | 570412.8919 | 25033.883 | 471806 | 0 | 0 | 0 | 0 | 1115805.3717 | 1199793.3026 | 0 | 0 | 0 | 0 | 0 | 0 | 0 | 0 | 0 | 0 | 0 | 0 | 0 | 0 | 0 | 0 | 109274.2969 | 14366.478 | 0 | 0 | 0 | 0 | 0 | 0 | 0 | 0 | 0 | 0 | 0 | 0 | 0 | 0 | 0
2016-02-02 01:00 | 0 | 0 | 0 | 0 | 211175.782 | 0 | 470709 | 0 | 0 | 0 | 0 | 856272.1537 | 1199793.3026 | 0 | 0 | 0 | 0 | 0 | 0 | 0 | 0 | 0 | 0 | 0 | 0 | 0 | 0 | 0 | 0 | -259533.218 | 0 | 0 | 0 | 0 | 0 | 0 | 0 | 0 | 0 | 0 | 0 | 0 | 0 | 0 | 0 | 0
2016-02-02 02:00 | 0 | 0 | 0 | 0 | 543602.5639 | 0 | 461079 | 0 | 0 | 0 | 0 | 938795.7176 | 1199793.3026 | 0 | 0 | 0 | 0 | 0 | 0 | 0 | 0 | 0 | 0 | 0 | 0 | 0 | 0 | 0 | 0 | 82523.5639 | 0 | 0 | 0 | 0 | 0 | 0 | 0 | 0 | 0 | 0 | 0 | 0 | 0 | 0 | 0 | 0
2016-02-02 03:00 | 0 | 0 | 0 | 0 | 183136.782 | 0 | 442670 | 0 | 0 | 0 | 0 | 679262.4997 | 1199793.3026 | 0 | 0 | 0 | 0 | 0 | 0 | 0 | 0 | 0 | 0 | 0 | 0 | 0 | 0 | 0 | 0 | -259533.218 | 0 | 0 | 0 | 0 | 0 | 0 | 0 | 0 | 0 | 0 | 0 | 0 | 0 | 0 | 0 | 0
2016-02-02 04:00 | 0 | 0 | 0 | 0 | 515401.8488 | 0 | 418336 | 0 | 0 | 0 | 0 | 776328.3485 | 1199793.3026 | 0 | 0 | 0 | 0 | 0 | 0 | 0 | 0 | 0 | 0 | 0 | 0 | 0 | 0 | 0 | 0 | 97065.8488 | 0 | 0 | 0 | 0 | 0 | 0 | 0 | 0 | 0 | 0 | 0 | 0 | 0 | 0 | 0 | 0
2016-02-02 05:00 | 0 | 0 | 0 | 0 | 137091.782 | 0 | 396625 | 0 | 0 | 0 | 0 | 516795.1305 | 1199793.3026 | 0 | 0 | 0 | 0 | 0 | 0 | 0 | 0 | 0 | 0 | 0 | 0 | 0 | 0 | 0 | 0 | -259533.218 | 0 | 0 | 0 | 0 | 0 | 0 | 0 | 0 | 0 | 0 | 0 | 0 | 0 | 0 | 0 | 0
2016-02-02 06:00 | 0 | 0 | 0 | 0 | 507305.6328 | 0 | 381749 | 0 | 0 | 0 | 0 | 642351.7634 | 1199793.3026 | 0 | 0 | 0 | 0 | 0 | 0 | 0 | 0 | 0 | 0 | 0 | 0 | 0 | 0 | 0 | 0 | 125556.6328 | 0 | 0 | 0 | 0 | 0 | 0 | 0 | 0 | 0 | 0 | 0 | 0 | 0 | 0 | 0 | 0
2016-02-02 07:00 | 0 | 0 | 0 | 0 | 126602.26 | 0 | 371769 | 0 | 0 | 0 | 0 | 382818.5454 | 1214159.7805 | 0 | 0 | 0 | 0 | 0 | 0 | 0 | 0 | 0 | 0 | 0 | 0 | 0 | 0 | 0 | 0 | -259533.218 | 14366.478 | 0 | 0 | 0 | 0 | 0 | 0 | 0 | 0 | 0 | 0 | 0 | 0 | 0 | 0 | 0
2016-02-02 08:00 | 0 | 0 | 0 | 0 | 537107.7661 | 0 | 366772 | 0 | 0 | 0 | 0 | 553154.3115 | 1214159.7805 | 0 | 0 | 0 | 0 | 0 | 0 | 0 | 0 | 0 | 0 | 0 | 0 | 0 | 0 | 0 | 0 | 170335.7661 | 0 | 0 | 0 | 0 | 0 | 0 | 0 | 0 | 0 | 0 | 0 | 0 | 0 | 0 | 0 | 0
2016-02-02 09:00 | 0 | 0 | 0 | 0 | 109057.782 | 0 | 368591 | 0 | 0 | 0 | 0 | 293621.0935 | 1214159.7805 | 0 | 0 | 0 | 0 | 0 | 0 | 0 | 0 | 0 | 0 | 0 | 0 | 0 | 0 | 0 | 0 | -259533.218 | 0 | 0 | 0 | 0 | 0 | 0 | 0 | 0 | 0 | 0 | 0 | 0 | 0 | 0 | 0 | 0
2016-02-02 10:00 | 0 | 0 | 0 | 0 | 122487.782 | 0 | 382021 | 0 | 0 | 0 | 0 | 34087.8756 | 1214159.7805 | 0 | 0 | 0 | 0 | 0 | 0 | 0 | 0 | 0 | 0 | 0 | 0 | 0 | 0 | 0 | 0 | -259533.218 | 0 | 0 | 0 | 0 | 0 | 0 | 0 | 0 | 0 | 0 | 0 | 0 | 0 | 0 | 0 | 0
2016-02-02 11:00 | 0 | 0 | 0 | 0 | 640091.3424 | 0 | 414646 | 0 | 0 | 0 | 0 | 259533.218 | 1214159.7805 | 0 | 0 | 0 | 0 | 0 | 0 | 0 | 0 | 0 | 0 | 0 | 0 | 0 | 0 | 0 | 0 | 225445.3424 | 0 | 0 | 0 | 0 | 0 | 0 | 0 | 0 | 0 | 0 | 0 | 0 | 0 | 0 | 0 | 0
2016-02-02 12:00 | 0 | 0 | 0 | 0 | 184291.782 | 0 | 443825 | 0 | 0 | 0 | 0 | 0 | 1214159.7805 | 0 | 0 | 0 | 0 | 0 | 0 | 0 | 0 | 0 | 0 | 0 | 0 | 0 | 0 | 0 | 0 | -259533.218 | 0 | 0 | 0 | 0 | 0 | 0 | 0 | 0 | 0 | 0 | 0 | 0 | 0 | 0 | 0 | 0
2016-02-02 13:00 | 0 | 0 | 0 | 0 | 666854.69 | 81.6882 | 453953 | 0 | 0 | 0 | 0 | 212983.3782 | 1214159.7805 | 0 | 0 | 0 | 0 | 0 | 0 | 0 | 0 | 0 | 0 | 0 | 0 | 0 | 0 | 0 | 0 | 212983.3782 | 0 | 0 | 0 | 0 | 0 | 0 | 0 | 0 | 0 | 0 | 0 | 0 | 0 | 0 | 0 | 0
2016-02-02 14:00 | 0 | 0 | 0 | 0 | 601532.7547 | 122395.3253 | 457153 | 0 | 0 | 0 | 0 | 472516.5961 | 1214159.7805 | 0 | 0 | 0 | 0 | 0 | 0 | 7241.862 | 0 | 0 | 0 | 0 | 0 | 0 | 0 | 0 | 0 | 259533.218 | 0 | 0 | 0 | 0 | 0 | 0 | 0 | 0 | 0 | 7241.862 | 0 | 0 | 0 | 0 | 0 | 0
2016-02-02 15:00 | 0 | 0 | 0 | 0 | 0 | 530244.5642 | 459078 | 0 | 0 | 0 | 0 | 550925.0224 | 1214159.7805 | 0 | 0 | 0 | 0 | 0 | 0 | 0 | 0 | 0 | 0 | 0 | 0 | 0 | 0 | 0 | 0 | 78408.4262 | 0 | 0 | 0 | 0 | 0 | 0 | 0 | 0 | 0 | -7241.862 | 0 | 0 | 0 | 0 | 0 | 0
2016-02-02 16:00 | 0 | 0 | 0 | 0 | 100624.3091 | 630354.3869 | 457079 | 0 | 0 | 0 | 0 | 810458.2403 | 1228526.2585 | 0 | 0 | 0 | 0 | 0 | 0 | 0 | 0 | 0 | 0 | 0 | 0 | 0 | 0 | 0 | 0 | 259533.218 | 14366.478 | 0 | 0 | 0 | 0 | 0 | 0 | 0 | 0 | 0 | 0 | 0 | 0 | 0 | 0 | 0
2016-02-02 17:00 | 0 | 0 | 0 | 0 | 0 | 635869.6337 | 450673 | 0 | 0 | 0 | 0 | 995654.8741 | 1228526.2585 | 0 | 0 | 0 | 0 | 0 | 0 | 0 | 0 | 0 | 0 | 0 | 0 | 0 | 0 | 0 | 0 | 185196.6337 | 0 | 0 | 0 | 0 | 0 | 0 | 0 | 0 | 0 | 0 | 0 | 0 | 0 | 0 | 0 | 0
2016-02-02 18:00 | 0 | 0 | 0 | 0 | 0 | 618146.6471 | 448768 | 0 | 0 | 0 | 0 | 1165033.5212 | 1228526.2585 | 0 | 0 | 0 | 0 | 0 | 0 | 0 | 0 | 0 | 0 | 0 | 0 | 0 | 0 | 0 | 0 | 169378.6471 | 0 | 0 | 0 | 0 | 0 | 0 | 0 | 0 | 0 | 0 | 0 | 0 | 0 | 0 | 0 | 0
2016-02-02 19:00 | 0 | 0 | 0 | 0 | 101996.7014 | 602154.5165 | 444618 | 0 | 0 | 0 | 0 | 1424566.7392 | 1228526.2585 | 0 | 0 | 0 | 0 | 0 | 0 | 0 | 0 | 0 | 0 | 0 | 0 | 0 | 0 | 0 | 0 | 259533.218 | 0 | 0 | 0 | 0 | 0 | 0 | 0 | 0 | 0 | 0 | 0 | 0 | 0 | 0 | 0 | 0
2016-02-02 20:00 | 0 | 0 | 0 | 0 | 0 | 602925.6231 | 441273 | 0 | 0 | 0 | 0 | 1571852.8843 | 1242892.7365 | 0 | 0 | 0 | 0 | 0 | 0 | 0 | 0 | 0 | 0 | 0 | 0 | 0 | 0 | 0 | 0 | 147286.1452 | 14366.478 | 0 | 0 | 0 | 0 | 0 | 0 | 0 | 0 | 0 | 0 | 0 | 0 | 0 | 0 | 0
2016-02-02 21:00 | 0 | 0 | 0 | 0 | 0 | 597272.3325 | 442635 | 0 | 0 | 0 | 0 | 1726490.2169 | 1242892.7365 | 0 | 0 | 0 | 0 | 0 | 0 | 0 | 0 | 0 | 0 | 0 | 0 | 0 | 0 | 0 | 0 | 154637.3325 | 0 | 0 | 0 | 0 | 0 | 0 | 0 | 0 | 0 | 0 | 0 | 0 | 0 | 0 | 0 | 0
2016-02-02 22:00 | 0 | 0 | 0 | 0 | 0 | 531960.5145 | 452450 | 0 | 0 | 0 | 0 | 1806000.7314 | 1242892.7365 | 0 | 0 | 0 | 0 | 0 | 0 | 0 | 0 | 0 | 0 | 0 | 0 | 0 | 0 | 0 | 0 | 79510.5145 | 0 | 0 | 0 | 0 | 0 | 0 | 0 | 0 | 0 | 0 | 0 | 0 | 0 | 0 | 0 | 0
2016-02-02 23:00 | 0 | 0 | 0 | 0 | 0 | 319880.6387 | 466845 | 0 | 0 | 0 | 0 | 1659036.37 | 1242892.7365 | 0 | 0 | 0 | 0 | 0 | 0 | 0 | 0 | 0 | 0 | 0 | 0 | 0 | 0 | 0 | 0 | -146964.3613 | 0 | 0 | 0 | 0 | 0 | 0 | 0 | 0 | 0 | 0 | 0 | 0 | 0 | 0 | 0 | 0
2016-02-03 | 0 | 0 | 0 | 0 | 632098.6641 | 29668.3571 | 475296 | 0 | 0 | 0 | 0 | 1845507.3912 | 1242892.7365 | 0 | 0 | 0 | 0 | 0 | 0 | 0 | 0 | 0 | 0 | 0 | 0 | 0 | 0 | 0 | 0 | 186471.0212 | 0 | 0 | 0 | 0 | 0 | 0 | 0 | 0 | 0 | 0 | 0 | 0 | 0 | 0 | 0 | 0
2016-02-03 01:00 | 0 | 0 | 0 | 0 | 214534.782 | 0 | 474068 | 0 | 0 | 0 | 0 | 1585974.1733 | 1242892.7365 | 0 | 0 | 0 | 0 | 0 | 0 | 0 | 0 | 0 | 0 | 0 | 0 | 0 | 0 | 0 | 0 | -259533.218 | 0 | 0 | 0 | 0 | 0 | 0 | 0 | 0 | 0 | 0 | 0 | 0 | 0 | 0 | 0 | 0
2016-02-03 02:00 | 0 | 0 | 0 | 0 | 204036.782 | 0 | 463570 | 0 | 0 | 0 | 0 | 1326440.9553 | 1242892.7365 | 0 | 0 | 0 | 0 | 0 | 0 | 0 | 0 | 0 | 0 | 0 | 0 | 0 | 0 | 0 | 0 | -259533.218 | 0 | 0 | 0 | 0 | 0 | 0 | 0 | 0 | 0 | 0 | 0 | 0 | 0 | 0 | 0 | 0
2016-02-03 03:00 | 0 | 0 | 0 | 0 | 603776.6905 | 0 | 444152 | 0 | 0 | 0 | 0 | 1486065.6458 | 1242892.7365 | 0 | 0 | 0 | 0 | 0 | 0 | 0 | 0 | 0 | 0 | 0 | 0 | 0 | 0 | 0 | 0 | 159624.6905 | 0 | 0 | 0 | 0 | 0 | 0 | 0 | 0 | 0 | 0 | 0 | 0 | 0 | 0 | 0 | 0
2016-02-03 04:00 | 0 | 0 | 0 | 0 | 174950.26 | 0 | 420117 | 0 | 0 | 0 | 0 | 1226532.4279 | 1257259.2145 | 0 | 0 | 0 | 0 | 0 | 0 | 0 | 0 | 0 | 0 | 0 | 0 | 0 | 0 | 0 | 0 | -259533.218 | 14366.478 | 0 | 0 | 0 | 0 | 0 | 0 | 0 | 0 | 0 | 0 | 0 | 0 | 0 | 0 | 0
2016-02-03 05:00 | 0 | 0 | 0 | 0 | 140006.782 | 0 | 399540 | 0 | 0 | 0 | 0 | 966999.2099 | 1257259.2145 | 0 | 0 | 0 | 0 | 0 | 0 | 0 | 0 | 0 | 0 | 0 | 0 | 0 | 0 | 0 | 0 | -259533.218 | 0 | 0 | 0 | 0 | 0 | 0 | 0 | 0 | 0 | 0 | 0 | 0 | 0 | 0 | 0 | 0
2016-02-03 06:00 | 0 | 0 | 0 | 0 | 586861.8256 | 0 | 384347 | 0 | 0 | 0 | 0 | 1169514.0355 | 1257259.2145 | 0 | 0 | 0 | 0 | 0 | 0 | 0 | 0 | 0 | 0 | 0 | 0 | 0 | 0 | 0 | 0 | 202514.8256 | 0 | 0 | 0 | 0 | 0 | 0 | 0 | 0 | 0 | 0 | 0 | 0 | 0 | 0 | 0 | 0
2016-02-03 07:00 | 0 | 0 | 0 | 0 | 114597.782 | 0 | 374131 | 0 | 0 | 0 | 0 | 909980.8175 | 1257259.2145 | 0 | 0 | 0 | 0 | 0 | 0 | 0 | 0 | 0 | 0 | 0 | 0 | 0 | 0 | 0 | 0 | -259533.218 | 0 | 0 | 0 | 0 | 0 | 0 | 0 | 0 | 0 | 0 | 0 | 0 | 0 | 0 | 0 | 0
2016-02-03 08:00 | 0 | 0 | 0 | 0 | 109677.782 | 0 | 369211 | 0 | 0 | 0 | 0 | 650447.5996 | 1257259.2145 | 0 | 0 | 0 | 0 | 0 | 0 | 0 | 0 | 0 | 0 | 0 | 0 | 0 | 0 | 0 | 0 | -259533.218 | 0 | 0 | 0 | 0 | 0 | 0 | 0 | 0 | 0 | 0 | 0 | 0 | 0 | 0 | 0 | 0
2016-02-03 09:00 | 0 | 0 | 0 | 0 | 562861.6601 | 0 | 371215 | 0 | 0 | 0 | 0 | 842094.2597 | 1257259.2145 | 0 | 0 | 0 | 0 | 0 | 0 | 0 | 0 | 0 | 0 | 0 | 0 | 0 | 0 | 0 | 0 | 191646.6601 | 0 | 0 | 0 | 0 | 0 | 0 | 0 | 0 | 0 | 0 | 0 | 0 | 0 | 0 | 0 | 0
2016-02-03 10:00 | 0 | 0 | 0 | 0 | 124247.782 | 0 | 383781 | 0 | 0 | 0 | 0 | 582561.0417 | 1257259.2145 | 0 | 0 | 0 | 0 | 0 | 0 | 0 | 0 | 0 | 0 | 0 | 0 | 0 | 0 | 0 | 0 | -259533.218 | 0 | 0 | 0 | 0 | 0 | 0 | 0 | 0 | 0 | 0 | 0 | 0 | 0 | 0 | 0 | 0
2016-02-03 11:00 | 0 | 0 | 0 | 0 | 155721.782 | 0 | 415255 | 0 | 0 | 0 | 0 | 323027.8238 | 1257259.2145 | 0 | 0 | 0 | 0 | 0 | 0 | 0 | 0 | 0 | 0 | 0 | 0 | 0 | 0 | 0 | 0 | -259533.218 | 0 | 0 | 0 | 0 | 0 | 0 | 0 | 0 | 0 | 0 | 0 | 0 | 0 | 0 | 0 | 0
2016-02-03 12:00 | 0 | 0 | 0 | 0 | 523409.0287 | 0 | 446694 | 0 | 0 | 0 | 0 | 399742.8525 | 1257259.2145 | 0 | 0 | 0 | 0 | 0 | 0 | 0 | 0 | 0 | 0 | 0 | 0 | 0 | 0 | 0 | 0 | 76715.0287 | 0 | 0 | 0 | 0 | 0 | 0 | 0 | 0 | 0 | 0 | 0 | 0 | 0 | 0 | 0 | 0
2016-02-03 13:00 | 0 | 0 | 0 | 0 | 214618.9004 | 101.3596 | 459887 | 0 | 0 | 0 | 0 | 140209.6345 | 1271625.6925 | 0 | 0 | 0 | 0 | 0 | 0 | 0 | 0 | 0 | 0 | 0 | 0 | 0 | 0 | 0 | 0 | -259533.218 | 14366.478 | 0 | 0 | 0 | 0 | 0 | 0 | 0 | 0 | 0 | 0 | 0 | 0 | 0 | 0 | 0
2016-02-03 14:00 | 0 | 0 | 0 | 0 | 438059.0669 | 238335.98 | 465986 | 0 | 0 | 0 | 0 | 336252.2035 | 1285992.1705 | 0 | 0 | 0 | 0 | 0 | 0 | 0 | 0 | 0 | 0 | 0 | 0 | 0 | 0 | 0 | 0 | 196042.569 | 14366.478 | 0 | 0 | 0 | 0 | 0 | 0 | 0 | 0 | 0 | 0 | 0 | 0 | 0 | 0 | 0
2016-02-03 15:00 | 0 | 0 | 0 | 0 | 79469.1699 | 649730.048 | 469666 | 0 | 0 | 0 | 0 | 595785.4215 | 1285992.1705 | 0 | 0 | 0 | 0 | 0 | 0 | 0 | 0 | 0 | 0 | 0 | 0 | 0 | 0 | 0 | 0 | 259533.218 | 0 | 0 | 0 | 0 | 0 | 0 | 0 | 0 | 0 | 0 | 0 | 0 | 0 | 0 | 0 | 0
2016-02-03 16:00 | 0 | 0 | 0 | 0 | 0 | 737610.3826 | 468347 | 0 | 0 | 0 | 0 | 855318.6394 | 1285992.1705 | 0 | 0 | 0 | 0 | 0 | 0 | 9730.1646 | 0 | 0 | 0 | 0 | 0 | 0 | 0 | 0 | 0 | 259533.218 | 0 | 0 | 0 | 0 | 0 | 0 | 0 | 0 | 0 | 9730.1646 | 0 | 0 | 0 | 0 | 0 | 0
2016-02-03 17:00 | 0 | 0 | 0 | 0 | 0 | 726090.8965 | 463302 | 0 | 0 | 0 | 0 | 1114851.8574 | 1285992.1705 | 0 | 0 | 0 | 0 | 0 | 0 | 12985.8431 | 0 | 0 | 0 | 0 | 0 | 0 | 0 | 0 | 0 | 259533.218 | 0 | 0 | 0 | 0 | 0 | 0 | 0 | 0 | 0 | 3255.6785 | 0 | 0 | 0 | 0 | 0 | 0
2016-02-03 18:00 | 0 | 0 | 0 | 0 | 0 | 689987.4575 | 458532 | 0 | 0 | 0 | 0 | 1344926.68 | 1300358.6484 | 0 | 0 | 0 | 0 | 0 | 0 | 0 | 0 | 0 | 0 | 0 | 0 | 0 | 0 | 0 | 0 | 230074.8226 | 14366.478 | 0 | 0 | 0 | 0 | 0 | 0 | 0 | 0 | -12985.8431 | 0 | 0 | 0 | 0 | 0 | 0
2016-02-03 19:00 | 0 | 0 | 0 | 0 | 0 | 668836.7251 | 453700 | 0 | 0 | 0 | 0 | 1560063.4051 | 1300358.6484 | 0 | 0 | 0 | 0 | 0 | 0 | 0 | 0 | 0 | 0 | 0 | 0 | 0 | 0 | 0 | 0 | 215136.7251 | 0 | 0 | 0 | 0 | 0 | 0 | 0 | 0 | 0 | 0 | 0 | 0 | 0 | 0 | 0 | 0
2016-02-03 20:00 | 0 | 0 | 0 | 0 | 48205.0732 | 675226.6228 | 449532 | 0 | 0 | 0 | 0 | 1819596.6231 | 1314725.1264 | 0 | 0 | 0 | 0 | 0 | 0 | 0 | 0 | 0 | 0 | 0 | 0 | 0 | 0 | 0 | 0 | 259533.218 | 14366.478 | 0 | 0 | 0 | 0 | 0 | 0 | 0 | 0 | 0 | 0 | 0 | 0 | 0 | 0 | 0
2016-02-03 21:00 | 0 | 0 | 0 | 0 | 0 | 687904.1049 | 450158 | 0 | 0 | 0 | 0 | 2057342.728 | 1314725.1264 | 0 | 0 | 0 | 0 | 0 | 0 | 0 | 0 | 0 | 0 | 0 | 0 | 0 | 0 | 0 | 0 | 237746.1049 | 0 | 0 | 0 | 0 | 0 | 0 | 0 | 0 | 0 | 0 | 0 | 0 | 0 | 0 | 0 | 0
2016-02-03 22:00 | 0 | 0 | 0 | 0 | 0 | 642955.1825 | 458219 | 0 | 0 | 0 | 0 | 2242078.9106 | 1314725.1264 | 0 | 0 | 0 | 0 | 0 | 0 | 0 | 0 | 0 | 0 | 0 | 0 | 0 | 0 | 0 | 0 | 184736.1825 | 0 | 0 | 0 | 0 | 0 | 0 | 0 | 0 | 0 | 0 | 0 | 0 | 0 | 0 | 0 | 0
2016-02-03 23:00 | 0 | 0 | 0 | 0 | 0 | 397105.8591 | 472065 | 0 | 0 | 0 | 0 | 2167119.7697 | 1314725.1264 | 0 | 0 | 0 | 0 | 0 | 0 | 0 | 0 | 0 | 0 | 0 | 0 | 0 | 0 | 0 | 0 | -74959.1409 | 0 | 0 | 0 | 0 | 0 | 0 | 0 | 0 | 0 | 0 | 0 | 0 | 0 | 0 | 0 | 0
2016-02-04 | 0 | 0 | 0 | 0 | 418732.3177 | 29772.3797 | 482328 | 0 | 0 | 0 | 0 | 2118929.989 | 1329091.6044 | 0 | 0 | 0 | 0 | 0 | 0 | 0 | 0 | 0 | 0 | 0 | 0 | 0 | 0 | 0 | 0 | -48189.7806 | 14366.478 | 0 | 0 | 0 | 0 | 0 | 0 | 0 | 0 | 0 | 0 | 0 | 0 | 0 | 0 | 0
2016-02-04 01:00 | 0 | 0 | 0 | 0 | 223322.782 | 0 | 482856 | 0 | 0 | 0 | 0 | 1859396.771 | 1329091.6044 | 0 | 0 | 0 | 0 | 0 | 0 | 0 | 0 | 0 | 0 | 0 | 0 | 0 | 0 | 0 | 0 | -259533.218 | 0 | 0 | 0 | 0 | 0 | 0 | 0 | 0 | 0 | 0 | 0 | 0 | 0 | 0 | 0 | 0
2016-02-04 02:00 | 0 | 0 | 0 | 0 | 420753.2435 | 0 | 474367 | 0 | 0 | 0 | 0 | 1805783.0146 | 1329091.6044 | 0 | 0 | 0 | 0 | 0 | 0 | 0 | 0 | 0 | 0 | 0 | 0 | 0 | 0 | 0 | 0 | -53613.7565 | 0 | 0 | 0 | 0 | 0 | 0 | 0 | 0 | 0 | 0 | 0 | 0 | 0 | 0 | 0 | 0
2016-02-04 03:00 | 0 | 0 | 0 | 0 | 196756.782 | 0 | 456290 | 0 | 0 | 0 | 0 | 1546249.7966 | 1329091.6044 | 0 | 0 | 0 | 0 | 0 | 0 | 0 | 0 | 0 | 0 | 0 | 0 | 0 | 0 | 0 | 0 | -259533.218 | 0 | 0 | 0 | 0 | 0 | 0 | 0 | 0 | 0 | 0 | 0 | 0 | 0 | 0 | 0 | 0
2016-02-04 04:00 | 0 | 0 | 0 | 0 | 420495.7948 | 0 | 432825 | 0 | 0 | 0 | 0 | 1533920.5914 | 1329091.6044 | 0 | 0 | 0 | 0 | 0 | 0 | 0 | 0 | 0 | 0 | 0 | 0 | 0 | 0 | 0 | 0 | -12329.2052 | 0 | 0 | 0 | 0 | 0 | 0 | 0 | 0 | 0 | 0 | 0 | 0 | 0 | 0 | 0 | 0
2016-02-04 05:00 | 0 | 0 | 0 | 0 | 153147.782 | 0 | 412681 | 0 | 0 | 0 | 0 | 1274387.3734 | 1329091.6044 | 0 | 0 | 0 | 0 | 0 | 0 | 0 | 0 | 0 | 0 | 0 | 0 | 0 | 0 | 0 | 0 | -259533.218 | 0 | 0 | 0 | 0 | 0 | 0 | 0 | 0 | 0 | 0 | 0 | 0 | 0 | 0 | 0 | 0
2016-02-04 06:00 | 0 | 0 | 0 | 0 | 416191.3143 | 0 | 398724 | 0 | 0 | 0 | 0 | 1291854.6877 | 1329091.6044 | 0 | 0 | 0 | 0 | 0 | 0 | 0 | 0 | 0 | 0 | 0 | 0 | 0 | 0 | 0 | 0 | 17467.3143 | 0 | 0 | 0 | 0 | 0 | 0 | 0 | 0 | 0 | 0 | 0 | 0 | 0 | 0 | 0 | 0
2016-02-04 07:00 | 0 | 0 | 0 | 0 | 130637.782 | 0 | 390171 | 0 | 0 | 0 | 0 | 1032321.4698 | 1329091.6044 | 0 | 0 | 0 | 0 | 0 | 0 | 0 | 0 | 0 | 0 | 0 | 0 | 0 | 0 | 0 | 0 | -259533.218 | 0 | 0 | 0 | 0 | 0 | 0 | 0 | 0 | 0 | 0 | 0 | 0 | 0 | 0 | 0 | 0
2016-02-04 08:00 | 0 | 0 | 0 | 0 | 408561.5424 | 0 | 386439 | 0 | 0 | 0 | 0 | 1040077.5342 | 1343458.0824 | 0 | 0 | 0 | 0 | 0 | 0 | 0 | 0 | 0 | 0 | 0 | 0 | 0 | 0 | 0 | 0 | 7756.0644 | 14366.478 | 0 | 0 | 0 | 0 | 0 | 0 | 0 | 0 | 0 | 0 | 0 | 0 | 0 | 0 | 0
2016-02-04 09:00 | 0 | 0 | 0 | 0 | 398443.1043 | 0 | 389595 | 0 | 0 | 0 | 0 | 1048925.6385 | 1343458.0824 | 0 | 0 | 0 | 0 | 0 | 0 | 0 | 0 | 0 | 0 | 0 | 0 | 0 | 0 | 0 | 0 | 8848.1043 | 0 | 0 | 0 | 0 | 0 | 0 | 0 | 0 | 0 | 0 | 0 | 0 | 0 | 0 | 0 | 0
2016-02-04 10:00 | 0 | 0 | 0 | 0 | 385064.9751 | 0 | 404973 | 0 | 0 | 0 | 0 | 1029017.6135 | 1343458.0824 | 0 | 0 | 0 | 0 | 0 | 0 | 0 | 0 | 0 | 0 | 0 | 0 | 0 | 0 | 0 | 0 | -19908.0249 | 0 | 0 | 0 | 0 | 0 | 0 | 0 | 0 | 0 | 0 | 0 | 0 | 0 | 0 | 0 | 0
2016-02-04 11:00 | 0 | 0 | 0 | 0 | 178693.782 | 0 | 438227 | 0 | 0 | 0 | 0 | 769484.3956 | 1343458.0824 | 0 | 0 | 0 | 0 | 0 | 0 | 0 | 0 | 0 | 0 | 0 | 0 | 0 | 0 | 0 | 0 | -259533.218 | 0 | 0 | 0 | 0 | 0 | 0 | 0 | 0 | 0 | 0 | 0 | 0 | 0 | 0 | 0 | 0
2016-02-04 12:00 | 0 | 0 | 0 | 0 | 379422.0734 | 0 | 472199 | 0 | 0 | 0 | 0 | 676707.469 | 1343458.0824 | 0 | 0 | 0 | 0 | 0 | 0 | 0 | 0 | 0 | 0 | 0 | 0 | 0 | 0 | 0 | 0 | -92776.9266 | 0 | 0 | 0 | 0 | 0 | 0 | 0 | 0 | 0 | 0 | 0 | 0 | 0 | 0 | 0 | 0
2016-02-04 13:00 | 0 | 0 | 0 | 0 | 239670.1411 | 112.1189 | 484949 | 0 | 0 | 0 | 0 | 417174.251 | 1357824.5604 | 0 | 0 | 0 | 0 | 0 | 0 | 0 | 0 | 0 | 0 | 0 | 0 | 0 | 0 | 0 | 0 | -259533.218 | 14366.478 | 0 | 0 | 0 | 0 | 0 | 0 | 0 | 0 | 0 | 0 | 0 | 0 | 0 | 0 | 0
2016-02-04 14:00 | 0 | 0 | 0 | 0 | 318185.6702 | 149095.6849 | 487328 | 0 | 0 | 0 | 0 | 382761.1282 | 1372191.0383 | 0 | 0 | 0 | 0 | 0 | 0 | 0 | 0 | 0 | 0 | 0 | 0 | 0 | 0 | 0 | 0 | -34413.1229 | 14366.478 | 0 | 0 | 0 | 0 | 0 | 0 | 0 | 0 | 0 | 0 | 0 | 0 | 0 | 0 | 0
2016-02-04 15:00 | 0 | 0 | 0 | 0 | 0 | 558010.0645 | 485781 | 0 | 0 | 0 | 0 | 454990.1927 | 1372191.0383 | 0 | 0 | 0 | 0 | 0 | 0 | 0 | 0 | 0 | 0 | 0 | 0 | 0 | 0 | 0 | 0 | 72229.0645 | 0 | 0 | 0 | 0 | 0 | 0 | 0 | 0 | 0 | 0 | 0 | 0 | 0 | 0 | 0 | 0
2016-02-04 16:00 | 0 | 0 | 0 | 0 | 95894.0658 | 643232.1521 | 479593 | 0 | 0 | 0 | 0 | 714523.4107 | 1372191.0383 | 0 | 0 | 0 | 0 | 0 | 0 | 0 | 0 | 0 | 0 | 0 | 0 | 0 | 0 | 0 | 0 | 259533.218 | 0 | 0 | 0 | 0 | 0 | 0 | 0 | 0 | 0 | 0 | 0 | 0 | 0 | 0 | 0 | 0
2016-02-04 17:00 | 0 | 0 | 0 | 0 | 0 | 654557.151 | 470967 | 0 | 0 | 0 | 0 | 898113.5616 | 1372191.0383 | 0 | 0 | 0 | 0 | 0 | 0 | 0 | 0 | 0 | 0 | 0 | 0 | 0 | 0 | 0 | 0 | 183590.151 | 0 | 0 | 0 | 0 | 0 | 0 | 0 | 0 | 0 | 0 | 0 | 0 | 0 | 0 | 0 | 0
2016-02-04 18:00 | 0 | 0 | 0 | 0 | 90418.4253 | 632032.7927 | 462918 | 0 | 0 | 0 | 0 | 1157646.7796 | 1372191.0383 | 0 | 0 | 0 | 0 | 0 | 0 | 0 | 0 | 0 | 0 | 0 | 0 | 0 | 0 | 0 | 0 | 259533.218 | 0 | 0 | 0 | 0 | 0 | 0 | 0 | 0 | 0 | 0 | 0 | 0 | 0 | 0 | 0 | 0
2016-02-04 19:00 | 0 | 0 | 0 | 0 | 101099.6625 | 614732.5554 | 456299 | 0 | 0 | 0 | 0 | 1417179.9976 | 1372191.0383 | 0 | 0 | 0 | 0 | 0 | 0 | 0 | 0 | 0 | 0 | 0 | 0 | 0 | 0 | 0 | 0 | 259533.218 | 0 | 0 | 0 | 0 | 0 | 0 | 0 | 0 | 0 | 0 | 0 | 0 | 0 | 0 | 0 | 0
2016-02-04 20:00 | 0 | 0 | 0 | 0 | 0 | 612634.6989 | 451360 | 0 | 0 | 0 | 0 | 1578454.6964 | 1372191.0383 | 0 | 0 | 0 | 0 | 0 | 0 | 0 | 0 | 0 | 0 | 0 | 0 | 0 | 0 | 0 | 0 | 161274.6989 | 0 | 0 | 0 | 0 | 0 | 0 | 0 | 0 | 0 | 0 | 0 | 0 | 0 | 0 | 0 | 0
2016-02-04 21:00 | 0 | 0 | 0 | 0 | 0 | 612021.5393 | 451716 | 0 | 0 | 0 | 0 | 1738760.2357 | 1372191.0383 | 0 | 0 | 0 | 0 | 0 | 0 | 0 | 0 | 0 | 0 | 0 | 0 | 0 | 0 | 0 | 0 | 160305.5393 | 0 | 0 | 0 | 0 | 0 | 0 | 0 | 0 | 0 | 0 | 0 | 0 | 0 | 0 | 0 | 0
2016-02-04 22:00 | 0 | 0 | 0 | 0 | 0 | 550379.8987 | 461495 | 0 | 0 | 0 | 0 | 1827645.1345 | 1372191.0383 | 0 | 0 | 0 | 0 | 0 | 0 | 0 | 0 | 0 | 0 | 0 | 0 | 0 | 0 | 0 | 0 | 88884.8987 | 0 | 0 | 0 | 0 | 0 | 0 | 0 | 0 | 0 | 0 | 0 | 0 | 0 | 0 | 0 | 0
2016-02-04 23:00 | 0 | 0 | 0 | 0 | 240881.9203 | 344463.1224 | 477809 | 0 | 0 | 0 | 0 | 1935181.1772 | 1372191.0383 | 0 | 0 | 0 | 0 | 0 | 0 | 0 | 0 | 0 | 0 | 0 | 0 | 0 | 0 | 0 | 0 | 107536.0428 | 0 | 0 | 0 | 0 | 0 | 0 | 0 | 0 | 0 | 0 | 0 | 0 | 0 | 0 | 0 | 0
2016-02-05 | 0 | 0 | 0 | 0 | 215882.7673 | 30386.4927 | 491436 | 0 | 0 | 0 | 0 | 1675647.9593 | 1386557.5163 | 0 | 0 | 0 | 0 | 0 | 0 | 0 | 0 | 0 | 0 | 0 | 0 | 0 | 0 | 0 | 0 | -259533.218 | 14366.478 | 0 | 0 | 0 | 0 | 0 | 0 | 0 | 0 | 0 | 0 | 0 | 0 | 0 | 0 | 0
2016-02-05 01:00 | 0 | 0 | 0 | 0 | 304300.521 | 0 | 495085 | 0 | 0 | 0 | 0 | 1585087.7784 | 1286333.2182 | 0 | 0 | 0 | 0 | 0 | 0 | 0 | 0 | 0 | 0 | 0 | 0 | 0 | 0 | 0 | 0 | -90560.1809 | 0 | 100224.2981 | 0 | 0 | 0 | 0 | 0 | 0 | 0 | 0 | 0 | 0 | 0 | 0 | 0 | 0
2016-02-05 02:00 | 0 | 0 | 0 | 0 | 229456.782 | 0 | 488990 | 0 | 0 | 0 | 0 | 1325554.5604 | 1286333.2182 | 0 | 0 | 0 | 0 | 0 | 0 | 0 | 0 | 0 | 0 | 0 | 0 | 0 | 0 | 0 | 0 | -259533.218 | 0 | 0 | 0 | 0 | 0 | 0 | 0 | 0 | 0 | 0 | 0 | 0 | 0 | 0 | 0 | 0
2016-02-05 03:00 | 0 | 0 | 0 | 0 | 419730.1466 | 0 | 473043 | 0 | 0 | 0 | 0 | 1272241.707 | 1286333.2182 | 0 | 0 | 0 | 0 | 0 | 0 | 0 | 0 | 0 | 0 | 0 | 0 | 0 | 0 | 0 | 0 | -53312.8534 | 0 | 0 | 0 | 0 | 0 | 0 | 0 | 0 | 0 | 0 | 0 | 0 | 0 | 0 | 0 | 0
2016-02-05 04:00 | 0 | 0 | 0 | 0 | 192585.782 | 0 | 452119 | 0 | 0 | 0 | 0 | 1012708.4891 | 1286333.2182 | 0 | 0 | 0 | 0 | 0 | 0 | 0 | 0 | 0 | 0 | 0 | 0 | 0 | 0 | 0 | 0 | -259533.218 | 0 | 0 | 0 | 0 | 0 | 0 | 0 | 0 | 0 | 0 | 0 | 0 | 0 | 0 | 0 | 0
2016-02-05 05:00 | 0 | 0 | 0 | 0 | 481006.544 | 0 | 433235 | 0 | 0 | 0 | 0 | 1060480.033 | 1286333.2182 | 0 | 0 | 0 | 0 | 0 | 0 | 0 | 0 | 0 | 0 | 0 | 0 | 0 | 0 | 0 | 0 | 47771.544 | 0 | 0 | 0 | 0 | 0 | 0 | 0 | 0 | 0 | 0 | 0 | 0 | 0 | 0 | 0 | 0
2016-02-05 06:00 | 0 | 0 | 0 | 0 | 162280.782 | 0 | 421814 | 0 | 0 | 0 | 0 | 800946.815 | 1286333.2182 | 0 | 0 | 0 | 0 | 0 | 0 | 0 | 0 | 0 | 0 | 0 | 0 | 0 | 0 | 0 | 0 | -259533.218 | 0 | 0 | 0 | 0 | 0 | 0 | 0 | 0 | 0 | 0 | 0 | 0 | 0 | 0 | 0 | 0
2016-02-05 07:00 | 0 | 0 | 0 | 0 | 473294.8729 | 0 | 416139 | 0 | 0 | 0 | 0 | 858102.688 | 1286333.2182 | 0 | 0 | 0 | 0 | 0 | 0 | 0 | 0 | 0 | 0 | 0 | 0 | 0 | 0 | 0 | 0 | 57155.8729 | 0 | 0 | 0 | 0 | 0 | 0 | 0 | 0 | 0 | 0 | 0 | 0 | 0 | 0 | 0 | 0
2016-02-05 08:00 | 0 | 0 | 0 | 0 | 154929.782 | 0 | 414463 | 0 | 0 | 0 | 0 | 598569.47 | 1286333.2182 | 0 | 0 | 0 | 0 | 0 | 0 | 0 | 0 | 0 | 0 | 0 | 0 | 0 | 0 | 0 | 0 | -259533.218 | 0 | 0 | 0 | 0 | 0 | 0 | 0 | 0 | 0 | 0 | 0 | 0 | 0 | 0 | 0 | 0
2016-02-05 09:00 | 0 | 0 | 0 | 0 | 447430.7323 | 0 | 418537 | 0 | 0 | 0 | 0 | 613096.7243 | 1300699.6962 | 0 | 0 | 0 | 0 | 0 | 0 | 0 | 0 | 0 | 0 | 0 | 0 | 0 | 0 | 0 | 0 | 14527.2543 | 14366.478 | 0 | 0 | 0 | 0 | 0 | 0 | 0 | 0 | 0 | 0 | 0 | 0 | 0 | 0 | 0
2016-02-05 10:00 | 0 | 0 | 0 | 0 | 438367.9766 | 0 | 435319 | 0 | 0 | 0 | 0 | 601779.2229 | 1315066.1742 | 0 | 0 | 0 | 0 | 0 | 0 | 0 | 0 | 0 | 0 | 0 | 0 | 0 | 0 | 0 | 0 | -11317.5013 | 14366.478 | 0 | 0 | 0 | 0 | 0 | 0 | 0 | 0 | 0 | 0 | 0 | 0 | 0 | 0 | 0
2016-02-05 11:00 | 0 | 0 | 0 | 0 | 434592.2345 | 0 | 470378 | 0 | 0 | 0 | 0 | 565993.4575 | 1315066.1742 | 0 | 0 | 0 | 0 | 0 | 0 | 0 | 0 | 0 | 0 | 0 | 0 | 0 | 0 | 0 | 0 | -35785.7655 | 0 | 0 | 0 | 0 | 0 | 0 | 0 | 0 | 0 | 0 | 0 | 0 | 0 | 0 | 0 | 0
2016-02-05 12:00 | 0 | 0 | 0 | 0 | 244298.782 | 0 | 503832 | 0 | 0 | 0 | 0 | 306460.2395 | 1315066.1742 | 0 | 0 | 0 | 0 | 0 | 0 | 0 | 0 | 0 | 0 | 0 | 0 | 0 | 0 | 0 | 0 | -259533.218 | 0 | 0 | 0 | 0 | 0 | 0 | 0 | 0 | 0 | 0 | 0 | 0 | 0 | 0 | 0 | 0
2016-02-05 13:00 | 0 | 0 | 0 | 0 | 435913.9408 | 130.0509 | 514139 | 0 | 0 | 0 | 0 | 228365.2312 | 1315066.1742 | 0 | 0 | 0 | 0 | 0 | 0 | 0 | 0 | 0 | 0 | 0 | 0 | 0 | 0 | 0 | 0 | -78095.0083 | 0 | 0 | 0 | 0 | 0 | 0 | 0 | 0 | 0 | 0 | 0 | 0 | 0 | 0 | 0 | 0
2016-02-05 14:00 | 0 | 0 | 0 | 0 | 356161.9808 | 133429.0585 | 511370 | 0 | 0 | 0 | 0 | 192219.7926 | 1329432.6521 | 0 | 0 | 0 | 0 | 0 | 0 | 0 | 0 | 0 | 0 | 0 | 0 | 0 | 0 | 0 | 0 | -36145.4386 | 14366.478 | 0 | 0 | 0 | 0 | 0 | 0 | 0 | 0 | 0 | 0 | 0 | 0 | 0 | 0 | 0
2016-02-05 15:00 | 0 | 0 | 0 | 0 | 141040.2724 | 622216.9456 | 503724 | 0 | 0 | 0 | 0 | 451753.0106 | 1329432.6521 | 0 | 0 | 0 | 0 | 0 | 0 | 0 | 0 | 0 | 0 | 0 | 0 | 0 | 0 | 0 | 0 | 259533.218 | 0 | 0 | 0 | 0 | 0 | 0 | 0 | 0 | 0 | 0 | 0 | 0 | 0 | 0 | 0 | 0
2016-02-05 16:00 | 0 | 0 | 0 | 0 | 0 | 730490.8136 | 490621 | 0 | 0 | 0 | 0 | 691622.8242 | 1329432.6521 | 0 | 0 | 0 | 0 | 0 | 0 | 0 | 0 | 0 | 0 | 0 | 0 | 0 | 0 | 0 | 0 | 239869.8136 | 0 | 0 | 0 | 0 | 0 | 0 | 0 | 0 | 0 | 0 | 0 | 0 | 0 | 0 | 0 | 0
2016-02-05 17:00 | 0 | 0 | 0 | 0 | 15467.0428 | 733787.6532 | 475355 | 0 | 0 | 0 | 0 | 951156.0421 | 1343799.1301 | 0 | 0 | 0 | 0 | 0 | 0 | 0 | 0 | 0 | 0 | 0 | 0 | 0 | 0 | 0 | 0 | 259533.218 | 14366.478 | 0 | 0 | 0 | 0 | 0 | 0 | 0 | 0 | 0 | 0 | 0 | 0 | 0 | 0 | 0
2016-02-05 18:00 | 0 | 0 | 0 | 0 | 0 | 699414.8196 | 462022 | 0 | 0 | 0 | 0 | 1188548.8618 | 1343799.1301 | 0 | 0 | 0 | 0 | 0 | 0 | 0 | 0 | 0 | 0 | 0 | 0 | 0 | 0 | 0 | 0 | 237392.8196 | 0 | 0 | 0 | 0 | 0 | 0 | 0 | 0 | 0 | 0 | 0 | 0 | 0 | 0 | 0 | 0
2016-02-05 19:00 | 0 | 0 | 0 | 0 | 0 | 681192.8869 | 451872 | 0 | 0 | 0 | 0 | 1403503.2707 | 1358165.6081 | 0 | 0 | 0 | 0 | 0 | 0 | 0 | 0 | 0 | 0 | 0 | 0 | 0 | 0 | 0 | 0 | 214954.4089 | 14366.478 | 0 | 0 | 0 | 0 | 0 | 0 | 0 | 0 | 0 | 0 | 0 | 0 | 0 | 0 | 0
2016-02-05 20:00 | 0 | 0 | 0 | 0 | 25379.3562 | 692205.3398 | 443685 | 0 | 0 | 0 | 0 | 1663036.4886 | 1372532.0861 | 0 | 0 | 0 | 0 | 0 | 0 | 0 | 0 | 0 | 0 | 0 | 0 | 0 | 0 | 0 | 0 | 259533.218 | 14366.478 | 0 | 0 | 0 | 0 | 0 | 0 | 0 | 0 | 0 | 0 | 0 | 0 | 0 | 0 | 0
2016-02-05 21:00 | 0 | 0 | 0 | 0 | 0 | 713956.0321 | 442344 | 0 | 0 | 0 | 0 | 1920282.0428 | 1386898.5641 | 0 | 0 | 0 | 0 | 0 | 0 | 0 | 0 | 0 | 0 | 0 | 0 | 0 | 0 | 0 | 0 | 257245.5541 | 14366.478 | 0 | 0 | 0 | 0 | 0 | 0 | 0 | 0 | 0 | 0 | 0 | 0 | 0 | 0 | 0
2016-02-05 22:00 | 0 | 0 | 0 | 0 | 0 | 673902.4487 | 452742 | 0 | 0 | 0 | 0 | 2141442.4915 | 1386898.5641 | 0 | 0 | 0 | 0 | 0 | 0 | 0 | 0 | 0 | 0 | 0 | 0 | 0 | 0 | 0 | 0 | 221160.4487 | 0 | 0 | 0 | 0 | 0 | 0 | 0 | 0 | 0 | 0 | 0 | 0 | 0 | 0 | 0 | 0
2016-02-05 23:00 | 0 | 0 | 0 | 0 | 0 | 370586.7934 | 471656 | 0 | 0 | 0 | 0 | 2040373.2849 | 1386898.5641 | 0 | 0 | 0 | 0 | 0 | 0 | 0 | 0 | 0 | 0 | 0 | 0 | 0 | 0 | 0 | 0 | -101069.2066 | 0 | 0 | 0 | 0 | 0 | 0 | 0 | 0 | 0 | 0 | 0 | 0 | 0 | 0 | 0 | 0
2016-02-06 | 0 | 0 | 0 | 0 | 203109.2116 | 35141.0485 | 483417 | 0 | 0 | 0 | 0 | 1780840.0669 | 1401265.0421 | 0 | 0 | 0 | 0 | 0 | 0 | 0 | 0 | 0 | 0 | 0 | 0 | 0 | 0 | 0 | 0 | -259533.218 | 14366.478 | 0 | 0 | 0 | 0 | 0 | 0 | 0 | 0 | 0 | 0 | 0 | 0 | 0 | 0 | 0
2016-02-06 01:00 | 0 | 0 | 0 | 0 | 508501.9243 | 0 | 486500 | 0 | 0 | 0 | 0 | 1802841.9912 | 1401265.0421 | 0 | 0 | 0 | 0 | 0 | 0 | 0 | 0 | 0 | 0 | 0 | 0 | 0 | 0 | 0 | 0 | 22001.9243 | 0 | 0 | 0 | 0 | 0 | 0 | 0 | 0 | 0 | 0 | 0 | 0 | 0 | 0 | 0 | 0
2016-02-06 02:00 | 0 | 0 | 0 | 0 | 223851.782 | 0 | 483385 | 0 | 0 | 0 | 0 | 1543308.7732 | 1401265.0421 | 0 | 0 | 0 | 0 | 0 | 0 | 0 | 0 | 0 | 0 | 0 | 0 | 0 | 0 | 0 | 0 | -259533.218 | 0 | 0 | 0 | 0 | 0 | 0 | 0 | 0 | 0 | 0 | 0 | 0 | 0 | 0 | 0 | 0
2016-02-06 03:00 | 0 | 0 | 0 | 0 | 212926.782 | 0 | 472460 | 0 | 0 | 0 | 0 | 1283775.5553 | 1401265.0421 | 0 | 0 | 0 | 0 | 0 | 0 | 0 | 0 | 0 | 0 | 0 | 0 | 0 | 0 | 0 | 0 | -259533.218 | 0 | 0 | 0 | 0 | 0 | 0 | 0 | 0 | 0 | 0 | 0 | 0 | 0 | 0 | 0 | 0
2016-02-06 04:00 | 0 | 0 | 0 | 0 | 589543.3351 | 0 | 454189 | 0 | 0 | 0 | 0 | 1419129.8904 | 1401265.0421 | 0 | 0 | 0 | 0 | 0 | 0 | 0 | 0 | 0 | 0 | 0 | 0 | 0 | 0 | 0 | 0 | 135354.3351 | 0 | 0 | 0 | 0 | 0 | 0 | 0 | 0 | 0 | 0 | 0 | 0 | 0 | 0 | 0 | 0
2016-02-06 05:00 | 0 | 0 | 0 | 0 | 179149.782 | 0 | 438683 | 0 | 0 | 0 | 0 | 1159596.6724 | 1401265.0421 | 0 | 0 | 0 | 0 | 0 | 0 | 0 | 0 | 0 | 0 | 0 | 0 | 0 | 0 | 0 | 0 | -259533.218 | 0 | 0 | 0 | 0 | 0 | 0 | 0 | 0 | 0 | 0 | 0 | 0 | 0 | 0 | 0 | 0
2016-02-06 06:00 | 0 | 0 | 0 | 0 | 167830.782 | 0 | 427364 | 0 | 0 | 0 | 0 | 900063.4544 | 1401265.0421 | 0 | 0 | 0 | 0 | 0 | 0 | 0 | 0 | 0 | 0 | 0 | 0 | 0 | 0 | 0 | 0 | -259533.218 | 0 | 0 | 0 | 0 | 0 | 0 | 0 | 0 | 0 | 0 | 0 | 0 | 0 | 0 | 0 | 0
2016-02-06 07:00 | 0 | 0 | 0 | 0 | 160573.782 | 0 | 420107 | 0 | 0 | 0 | 0 | 640530.2365 | 1401265.0421 | 0 | 0 | 0 | 0 | 0 | 0 | 0 | 0 | 0 | 0 | 0 | 0 | 0 | 0 | 0 | 0 | -259533.218 | 0 | 0 | 0 | 0 | 0 | 0 | 0 | 0 | 0 | 0 | 0 | 0 | 0 | 0 | 0 | 0
2016-02-06 08:00 | 0 | 0 | 0 | 0 | 659334.8623 | 0 | 416611 | 0 | 0 | 0 | 0 | 883254.0988 | 1401265.0421 | 0 | 0 | 0 | 0 | 0 | 0 | 0 | 0 | 0 | 0 | 0 | 0 | 0 | 0 | 0 | 0 | 242723.8623 | 0 | 0 | 0 | 0 | 0 | 0 | 0 | 0 | 0 | 0 | 0 | 0 | 0 | 0 | 0 | 0
2016-02-06 09:00 | 0 | 0 | 0 | 0 | 158046.782 | 0 | 417580 | 0 | 0 | 0 | 0 | 623720.8808 | 1401265.0421 | 0 | 0 | 0 | 0 | 0 | 0 | 0 | 0 | 0 | 0 | 0 | 0 | 0 | 0 | 0 | 0 | -259533.218 | 0 | 0 | 0 | 0 | 0 | 0 | 0 | 0 | 0 | 0 | 0 | 0 | 0 | 0 | 0 | 0
2016-02-06 10:00 | 0 | 0 | 0 | 0 | 164787.782 | 0 | 424321 | 0 | 0 | 0 | 0 | 364187.6628 | 1401265.0421 | 0 | 0 | 0 | 0 | 0 | 0 | 0 | 0 | 0 | 0 | 0 | 0 | 0 | 0 | 0 | 0 | -259533.218 | 0 | 0 | 0 | 0 | 0 | 0 | 0 | 0 | 0 | 0 | 0 | 0 | 0 | 0 | 0 | 0
2016-02-06 11:00 | 0 | 0 | 0 | 0 | 178977.782 | 0 | 438511 | 0 | 0 | 0 | 0 | 104654.4449 | 1401265.0421 | 0 | 0 | 0 | 0 | 0 | 0 | 0 | 0 | 0 | 0 | 0 | 0 | 0 | 0 | 0 | 0 | -259533.218 | 0 | 0 | 0 | 0 | 0 | 0 | 0 | 0 | 0 | 0 | 0 | 0 | 0 | 0 | 0 | 0
2016-02-06 12:00 | 0 | 0 | 0 | 0 | 610389.7731 | 0 | 455511 | 0 | 0 | 0 | 0 | 259533.218 | 1401265.0421 | 0 | 0 | 0 | 0 | 0 | 0 | 0 | 0 | 0 | 0 | 0 | 0 | 0 | 0 | 0 | 0 | 154878.7731 | 0 | 0 | 0 | 0 | 0 | 0 | 0 | 0 | 0 | 0 | 0 | 0 | 0 | 0 | 0 | 0
2016-02-06 13:00 | 0 | 0 | 0 | 0 | 208530.8229 | 147.9592 | 468212 | 0 | 0 | 0 | 0 | 0 | 1401265.0421 | 0 | 0 | 0 | 0 | 0 | 0 | 0 | 0 | 0 | 0 | 0 | 0 | 0 | 0 | 0 | 0 | -259533.218 | 0 | 0 | 0 | 0 | 0 | 0 | 0 | 0 | 0 | 0 | 0 | 0 | 0 | 0 | 0 | 0
2016-02-06 14:00 | 0 | 0 | 0 | 0 | 457857.3227 | 171185.7208 | 470531 | 0 | 0 | 0 | 0 | 158512.0435 | 1401265.0421 | 0 | 0 | 0 | 0 | 0 | 0 | 0 | 0 | 0 | 0 | 0 | 0 | 0 | 0 | 0 | 0 | 158512.0435 | 0 | 0 | 0 | 0 | 0 | 0 | 0 | 0 | 0 | 0 | 0 | 0 | 0 | 0 | 0 | 0
2016-02-06 15:00 | 0 | 0 | 0 | 0 | 42817.2634 | 681233.9546 | 464518 | 0 | 0 | 0 | 0 | 418045.2615 | 1401265.0421 | 0 | 0 | 0 | 0 | 0 | 0 | 0 | 0 | 0 | 0 | 0 | 0 | 0 | 0 | 0 | 0 | 259533.218 | 0 | 0 | 0 | 0 | 0 | 0 | 0 | 0 | 0 | 0 | 0 | 0 | 0 | 0 | 0 | 0
2016-02-06 16:00 | 0 | 0 | 0 | 0 | 0 | 727761.6959 | 453862 | 0 | 0 | 0 | 0 | 677578.4794 | 1415631.52 | 0 | 0 | 0 | 0 | 0 | 0 | 0 | 0 | 0 | 0 | 0 | 0 | 0 | 0 | 0 | 0 | 259533.218 | 14366.478 | 0 | 0 | 0 | 0 | 0 | 0 | 0 | 0 | 0 | 0 | 0 | 0 | 0 | 0 | 0
2016-02-06 17:00 | 0 | 0 | 0 | 0 | 0 | 715380.6959 | 441481 | 0 | 0 | 0 | 0 | 937111.6974 | 1429997.998 | 0 | 0 | 0 | 0 | 0 | 0 | 0 | 0 | 0 | 0 | 0 | 0 | 0 | 0 | 0 | 0 | 259533.218 | 14366.478 | 0 | 0 | 0 | 0 | 0 | 0 | 0 | 0 | 0 | 0 | 0 | 0 | 0 | 0 | 0
2016-02-06 18:00 | 0 | 0 | 0 | 0 | 0 | 706692.5821 | 429388 | 0 | 0 | 0 | 0 | 1196644.9154 | 1444364.476 | 0 | 0 | 0 | 0 | 0 | 0 | 3404.8862 | 0 | 0 | 0 | 0 | 0 | 0 | 0 | 0 | 0 | 259533.218 | 14366.478 | 0 | 0 | 0 | 0 | 0 | 0 | 0 | 0 | 3404.8862 | 0 | 0 | 0 | 0 | 0 | 0
2016-02-06 19:00 | 0 | 0 | 0 | 0 | 0 | 689768.8098 | 419274 | 0 | 0 | 0 | 0 | 1456178.1333 | 1458730.954 | 0 | 0 | 0 | 0 | 0 | 0 | 0 | 0 | 0 | 0 | 0 | 0 | 0 | 0 | 0 | 0 | 259533.218 | 14366.478 | 0 | 0 | 0 | 0 | 0 | 0 | 0 | 0 | -3404.8862 | 0 | 0 | 0 | 0 | 0 | 0
2016-02-06 20:00 | 0 | 0 | 0 | 0 | 0 | 687355.6959 | 413456 | 0 | 0 | 0 | 0 | 1715711.3513 | 1473097.432 | 0 | 0 | 0 | 0 | 0 | 0 | 0 | 0 | 0 | 0 | 0 | 0 | 0 | 0 | 0 | 0 | 259533.218 | 14366.478 | 0 | 0 | 0 | 0 | 0 | 0 | 0 | 0 | 0 | 0 | 0 | 0 | 0 | 0 | 0
2016-02-06 21:00 | 0 | 0 | 0 | 0 | 0 | 711043.9855 | 413630 | 0 | 0 | 0 | 0 | 1975244.5693 | 1487463.9099 | 0 | 0 | 0 | 0 | 0 | 0 | 23514.2896 | 0 | 0 | 0 | 0 | 0 | 0 | 0 | 0 | 0 | 259533.218 | 14366.478 | 0 | 0 | 0 | 0 | 0 | 0 | 0 | 0 | 23514.2896 | 0 | 0 | 0 | 0 | 0 | 0
2016-02-06 22:00 | 0 | 0 | 0 | 0 | 0 | 666335.7895 | 423228 | 0 | 0 | 0 | 0 | 2203985.8808 | 1501830.3879 | 0 | 0 | 0 | 0 | 0 | 0 | 23514.2896 | 0 | 0 | 0 | 0 | 0 | 0 | 0 | 0 | 0 | 228741.3116 | 14366.478 | 0 | 0 | 0 | 0 | 0 | 0 | 0 | 0 | 0 | 0 | 0 | 0 | 0 | 0 | 0
2016-02-06 23:00 | 0 | 0 | 0 | 0 | 0 | 388834.8229 | 441840 | 0 | 0 | 0 | 0 | 2174494.9933 | 1501830.3879 | 0 | 0 | 0 | 0 | 0 | 0 | 0 | 0 | 0 | 0 | 0 | 0 | 0 | 0 | 0 | 0 | -29490.8875 | 0 | 0 | 0 | 0 | 0 | 0 | 0 | 0 | 0 | -23514.2896 | 0 | 0 | 0 | 0 | 0 | 0
2016-02-07 | 0 | 0 | 0 | 0 | 176072.3919 | 33256.8681 | 454496 | 0 | 0 | 0 | 0 | 1914961.7754 | 1516196.8659 | 0 | 0 | 0 | 0 | 0 | 0 | 0 | 0 | 0 | 0 | 0 | 0 | 0 | 0 | 0 | 0 | -259533.218 | 14366.478 | 0 | 0 | 0 | 0 | 0 | 0 | 0 | 0 | 0 | 0 | 0 | 0 | 0 | 0 | 0
2016-02-07 01:00 | 0 | 0 | 0 | 0 | 199350.782 | 0 | 458884 | 0 | 0 | 0 | 0 | 1655428.5574 | 1516196.8659 | 0 | 0 | 0 | 0 | 0 | 0 | 0 | 0 | 0 | 0 | 0 | 0 | 0 | 0 | 0 | 0 | -259533.218 | 0 | 0 | 0 | 0 | 0 | 0 | 0 | 0 | 0 | 0 | 0 | 0 | 0 | 0 | 0 | 0
2016-02-07 02:00 | 0 | 0 | 0 | 0 | 196915.782 | 0 | 456449 | 0 | 0 | 0 | 0 | 1395895.3394 | 1516196.8659 | 0 | 0 | 0 | 0 | 0 | 0 | 0 | 0 | 0 | 0 | 0 | 0 | 0 | 0 | 0 | 0 | -259533.218 | 0 | 0 | 0 | 0 | 0 | 0 | 0 | 0 | 0 | 0 | 0 | 0 | 0 | 0 | 0 | 0
2016-02-07 03:00 | 0 | 0 | 0 | 0 | 707786.218 | 0 | 448253 | 0 | 0 | 0 | 0 | 1655428.5574 | 1516196.8659 | 0 | 0 | 0 | 0 | 0 | 0 | 0 | 0 | 0 | 0 | 0 | 0 | 0 | 0 | 0 | 0 | 259533.218 | 0 | 0 | 0 | 0 | 0 | 0 | 0 | 0 | 0 | 0 | 0 | 0 | 0 | 0 | 0 | 0
2016-02-07 04:00 | 0 | 0 | 0 | 0 | 175363.782 | 0 | 434897 | 0 | 0 | 0 | 0 | 1395895.3394 | 1516196.8659 | 0 | 0 | 0 | 0 | 0 | 0 | 0 | 0 | 0 | 0 | 0 | 0 | 0 | 0 | 0 | 0 | -259533.218 | 0 | 0 | 0 | 0 | 0 | 0 | 0 | 0 | 0 | 0 | 0 | 0 | 0 | 0 | 0 | 0
2016-02-07 05:00 | 0 | 0 | 0 | 0 | 162245.782 | 0 | 421779 | 0 | 0 | 0 | 0 | 1136362.1215 | 1516196.8659 | 0 | 0 | 0 | 0 | 0 | 0 | 0 | 0 | 0 | 0 | 0 | 0 | 0 | 0 | 0 | 0 | -259533.218 | 0 | 0 | 0 | 0 | 0 | 0 | 0 | 0 | 0 | 0 | 0 | 0 | 0 | 0 | 0 | 0
2016-02-07 06:00 | 0 | 0 | 0 | 0 | 152589.782 | 0 | 412123 | 0 | 0 | 0 | 0 | 876828.9035 | 1516196.8659 | 0 | 0 | 0 | 0 | 0 | 0 | 0 | 0 | 0 | 0 | 0 | 0 | 0 | 0 | 0 | 0 | -259533.218 | 0 | 0 | 0 | 0 | 0 | 0 | 0 | 0 | 0 | 0 | 0 | 0 | 0 | 0 | 0 | 0
2016-02-07 07:00 | 0 | 0 | 0 | 0 | 666065.218 | 0 | 406532 | 0 | 0 | 0 | 0 | 1136362.1215 | 1516196.8659 | 0 | 0 | 0 | 0 | 0 | 0 | 0 | 0 | 0 | 0 | 0 | 0 | 0 | 0 | 0 | 0 | 259533.218 | 0 | 0 | 0 | 0 | 0 | 0 | 0 | 0 | 0 | 0 | 0 | 0 | 0 | 0 | 0 | 0
2016-02-07 08:00 | 0 | 0 | 0 | 0 | 144639.782 | 0 | 404173 | 0 | 0 | 0 | 0 | 876828.9035 | 1516196.8659 | 0 | 0 | 0 | 0 | 0 | 0 | 0 | 0 | 0 | 0 | 0 | 0 | 0 | 0 | 0 | 0 | -259533.218 | 0 | 0 | 0 | 0 | 0 | 0 | 0 | 0 | 0 | 0 | 0 | 0 | 0 | 0 | 0 | 0
2016-02-07 09:00 | 0 | 0 | 0 | 0 | 146095.782 | 0 | 405629 | 0 | 0 | 0 | 0 | 617295.6855 | 1516196.8659 | 0 | 0 | 0 | 0 | 0 | 0 | 0 | 0 | 0 | 0 | 0 | 0 | 0 | 0 | 0 | 0 | -259533.218 | 0 | 0 | 0 | 0 | 0 | 0 | 0 | 0 | 0 | 0 | 0 | 0 | 0 | 0 | 0 | 0
2016-02-07 10:00 | 0 | 0 | 0 | 0 | 151354.782 | 0 | 410888 | 0 | 0 | 0 | 0 | 357762.4676 | 1516196.8659 | 0 | 0 | 0 | 0 | 0 | 0 | 0 | 0 | 0 | 0 | 0 | 0 | 0 | 0 | 0 | 0 | -259533.218 | 0 | 0 | 0 | 0 | 0 | 0 | 0 | 0 | 0 | 0 | 0 | 0 | 0 | 0 | 0 | 0
2016-02-07 11:00 | 0 | 0 | 0 | 0 | 681463.218 | 0 | 421930 | 0 | 0 | 0 | 0 | 617295.6855 | 1516196.8659 | 0 | 0 | 0 | 0 | 0 | 0 | 0 | 0 | 0 | 0 | 0 | 0 | 0 | 0 | 0 | 0 | 259533.218 | 0 | 0 | 0 | 0 | 0 | 0 | 0 | 0 | 0 | 0 | 0 | 0 | 0 | 0 | 0 | 0
2016-02-07 12:00 | 0 | 0 | 0 | 0 | 176546.782 | 0 | 436080 | 0 | 0 | 0 | 0 | 357762.4676 | 1516196.8659 | 0 | 0 | 0 | 0 | 0 | 0 | 0 | 0 | 0 | 0 | 0 | 0 | 0 | 0 | 0 | 0 | -259533.218 | 0 | 0 | 0 | 0 | 0 | 0 | 0 | 0 | 0 | 0 | 0 | 0 | 0 | 0 | 0 | 0
2016-02-07 13:00 | 0 | 0 | 0 | 0 | 190280.6889 | 181.0931 | 449995 | 0 | 0 | 0 | 0 | 98229.2496 | 1516196.8659 | 0 | 0 | 0 | 0 | 0 | 0 | 0 | 0 | 0 | 0 | 0 | 0 | 0 | 0 | 0 | 0 | -259533.218 | 0 | 0 | 0 | 0 | 0 | 0 | 0 | 0 | 0 | 0 | 0 | 0 | 0 | 0 | 0 | 0
2016-02-07 14:00 | 0 | 0 | 0 | 0 | 230908.692 | 174171.5458 | 454302 | 0 | 0 | 0 | 0 | 49007.4874 | 1516196.8659 | 0 | 0 | 0 | 0 | 0 | 0 | 0 | 0 | 0 | 0 | 0 | 0 | 0 | 0 | 0 | 0 | -49221.7622 | 0 | 0 | 0 | 0 | 0 | 0 | 0 | 0 | 0 | 0 | 0 | 0 | 0 | 0 | 0 | 0
2016-02-07 15:00 | 0 | 0 | 0 | 0 | 36535.4734 | 671050.7446 | 448053 | 0 | 0 | 0 | 0 | 308540.7054 | 1516196.8659 | 0 | 0 | 0 | 0 | 0 | 0 | 0 | 0 | 0 | 0 | 0 | 0 | 0 | 0 | 0 | 0 | 259533.218 | 0 | 0 | 0 | 0 | 0 | 0 | 0 | 0 | 0 | 0 | 0 | 0 | 0 | 0 | 0 | 0
2016-02-07 16:00 | 0 | 0 | 0 | 0 | 0 | 712239.6959 | 438340 | 0 | 0 | 0 | 0 | 568073.9233 | 1530563.3439 | 0 | 0 | 0 | 0 | 0 | 0 | 0 | 0 | 0 | 0 | 0 | 0 | 0 | 0 | 0 | 0 | 259533.218 | 14366.478 | 0 | 0 | 0 | 0 | 0 | 0 | 0 | 0 | 0 | 0 | 0 | 0 | 0 | 0 | 0
2016-02-07 17:00 | 0 | 0 | 0 | 0 | 0 | 708895.7142 | 429703 | 0 | 0 | 0 | 0 | 827607.1413 | 1544929.8219 | 0 | 0 | 0 | 0 | 0 | 0 | 5293.0183 | 0 | 0 | 0 | 0 | 0 | 0 | 0 | 0 | 0 | 259533.218 | 14366.478 | 0 | 0 | 0 | 0 | 0 | 0 | 0 | 0 | 5293.0183 | 0 | 0 | 0 | 0 | 0 | 0
2016-02-07 18:00 | 0 | 0 | 0 | 0 | 0 | 698750.238 | 422701 | 0 | 0 | 0 | 0 | 1087140.3593 | 1559296.2998 | 0 | 0 | 0 | 0 | 0 | 0 | 7442.5603 | 0 | 0 | 0 | 0 | 0 | 0 | 0 | 0 | 0 | 259533.218 | 14366.478 | 0 | 0 | 0 | 0 | 0 | 0 | 0 | 0 | 2149.542 | 0 | 0 | 0 | 0 | 0 | 0
2016-02-07 19:00 | 0 | 0 | 0 | 0 | 0 | 683078.1357 | 416621 | 0 | 0 | 0 | 0 | 1346673.5772 | 1573662.7778 | 0 | 0 | 0 | 0 | 0 | 0 | 0 | 0 | 0 | 0 | 0 | 0 | 0 | 0 | 0 | 0 | 259533.218 | 14366.478 | 0 | 0 | 0 | 0 | 0 | 0 | 0 | 0 | -7442.5603 | 0 | 0 | 0 | 0 | 0 | 0
2016-02-07 20:00 | 0 | 0 | 0 | 0 | 0 | 687105.6959 | 413206 | 0 | 0 | 0 | 0 | 1606206.7952 | 1588029.2558 | 0 | 0 | 0 | 0 | 0 | 0 | 0 | 0 | 0 | 0 | 0 | 0 | 0 | 0 | 0 | 0 | 259533.218 | 14366.478 | 0 | 0 | 0 | 0 | 0 | 0 | 0 | 0 | 0 | 0 | 0 | 0 | 0 | 0 | 0
2016-02-07 21:00 | 0 | 0 | 0 | 0 | 0 | 712239.9855 | 414826 | 0 | 0 | 0 | 0 | 1865740.0132 | 1602395.7338 | 0 | 0 | 0 | 0 | 0 | 0 | 23514.2896 | 0 | 0 | 0 | 0 | 0 | 0 | 0 | 0 | 0 | 259533.218 | 14366.478 | 0 | 0 | 0 | 0 | 0 | 0 | 0 | 0 | 23514.2896 | 0 | 0 | 0 | 0 | 0 | 0
2016-02-07 22:00 | 0 | 0 | 0 | 0 | 0 | 681572.2918 | 425152 | 0 | 0 | 0 | 0 | 2125273.2311 | 1616762.2118 | 0 | 0 | 0 | 0 | 0 | 0 | 6034.8855 | 0 | 0 | 0 | 0 | 0 | 0 | 0 | 0 | 0 | 259533.218 | 14366.478 | 0 | 0 | 0 | 0 | 0 | 0 | 0 | 0 | -17479.4041 | 0 | 0 | 0 | 0 | 0 | 0
2016-02-07 23:00 | 0 | 0 | 0 | 0 | 0 | 398681.169 | 437288 | 0 | 0 | 0 | 0 | 2078334.8076 | 1631128.6898 | 0 | 0 | 0 | 0 | 0 | 0 | 0 | 0 | 0 | 0 | 0 | 0 | 0 | 0 | 0 | 0 | -46938.4235 | 14366.478 | 0 | 0 | 0 | 0 | 0 | 0 | 0 | 0 | -6034.8855 | 0 | 0 | 0 | 0 | 0 | 0
2016-02-08 | 0 | 0 | 0 | 0 | 139951.8573 | 41812.9247 | 441298 | 0 | 0 | 0 | 0 | 1818801.5896 | 1631128.6898 | 0 | 0 | 0 | 0 | 0 | 0 | 0 | 0 | 0 | 0 | 0 | 0 | 0 | 0 | 0 | 0 | -259533.218 | 0 | 0 | 0 | 0 | 0 | 0 | 0 | 0 | 0 | 0 | 0 | 0 | 0 | 0 | 0 | 0
2016-02-08 01:00 | 0 | 0 | 0 | 0 | 185246.782 | 0 | 444780 | 0 | 0 | 0 | 0 | 1559268.3717 | 1631128.6898 | 0 | 0 | 0 | 0 | 0 | 0 | 0 | 0 | 0 | 0 | 0 | 0 | 0 | 0 | 0 | 0 | -259533.218 | 0 | 0 | 0 | 0 | 0 | 0 | 0 | 0 | 0 | 0 | 0 | 0 | 0 | 0 | 0 | 0
2016-02-08 02:00 | 0 | 0 | 0 | 0 | 184770.782 | 0 | 444304 | 0 | 0 | 0 | 0 | 1299735.1537 | 1631128.6898 | 0 | 0 | 0 | 0 | 0 | 0 | 0 | 0 | 0 | 0 | 0 | 0 | 0 | 0 | 0 | 0 | -259533.218 | 0 | 0 | 0 | 0 | 0 | 0 | 0 | 0 | 0 | 0 | 0 | 0 | 0 | 0 | 0 | 0
2016-02-08 03:00 | 0 | 0 | 0 | 0 | 697892.218 | 0 | 438359 | 0 | 0 | 0 | 0 | 1559268.3717 | 1631128.6898 | 0 | 0 | 0 | 0 | 0 | 0 | 0 | 0 | 0 | 0 | 0 | 0 | 0 | 0 | 0 | 0 | 259533.218 | 0 | 0 | 0 | 0 | 0 | 0 | 0 | 0 | 0 | 0 | 0 | 0 | 0 | 0 | 0 | 0
2016-02-08 04:00 | 0 | 0 | 0 | 0 | 170484.782 | 0 | 430018 | 0 | 0 | 0 | 0 | 1299735.1537 | 1631128.6898 | 0 | 0 | 0 | 0 | 0 | 0 | 0 | 0 | 0 | 0 | 0 | 0 | 0 | 0 | 0 | 0 | -259533.218 | 0 | 0 | 0 | 0 | 0 | 0 | 0 | 0 | 0 | 0 | 0 | 0 | 0 | 0 | 0 | 0
2016-02-08 05:00 | 0 | 0 | 0 | 0 | 153952.782 | 0 | 413486 | 0 | 0 | 0 | 0 | 1040201.9357 | 1631128.6898 | 0 | 0 | 0 | 0 | 0 | 0 | 0 | 0 | 0 | 0 | 0 | 0 | 0 | 0 | 0 | 0 | -259533.218 | 0 | 0 | 0 | 0 | 0 | 0 | 0 | 0 | 0 | 0 | 0 | 0 | 0 | 0 | 0 | 0
2016-02-08 06:00 | 0 | 0 | 0 | 0 | 142701.782 | 0 | 402235 | 0 | 0 | 0 | 0 | 780668.7178 | 1631128.6898 | 0 | 0 | 0 | 0 | 0 | 0 | 0 | 0 | 0 | 0 | 0 | 0 | 0 | 0 | 0 | 0 | -259533.218 | 0 | 0 | 0 | 0 | 0 | 0 | 0 | 0 | 0 | 0 | 0 | 0 | 0 | 0 | 0 | 0
2016-02-08 07:00 | 0 | 0 | 0 | 0 | 656455.218 | 0 | 396922 | 0 | 0 | 0 | 0 | 1040201.9357 | 1631128.6898 | 0 | 0 | 0 | 0 | 0 | 0 | 0 | 0 | 0 | 0 | 0 | 0 | 0 | 0 | 0 | 0 | 259533.218 | 0 | 0 | 0 | 0 | 0 | 0 | 0 | 0 | 0 | 0 | 0 | 0 | 0 | 0 | 0 | 0
2016-02-08 08:00 | 0 | 0 | 0 | 0 | 137026.782 | 0 | 396560 | 0 | 0 | 0 | 0 | 780668.7178 | 1631128.6898 | 0 | 0 | 0 | 0 | 0 | 0 | 0 | 0 | 0 | 0 | 0 | 0 | 0 | 0 | 0 | 0 | -259533.218 | 0 | 0 | 0 | 0 | 0 | 0 | 0 | 0 | 0 | 0 | 0 | 0 | 0 | 0 | 0 | 0
2016-02-08 09:00 | 0 | 0 | 0 | 0 | 142996.782 | 0 | 402530 | 0 | 0 | 0 | 0 | 521135.4998 | 1631128.6898 | 0 | 0 | 0 | 0 | 0 | 0 | 0 | 0 | 0 | 0 | 0 | 0 | 0 | 0 | 0 | 0 | -259533.218 | 0 | 0 | 0 | 0 | 0 | 0 | 0 | 0 | 0 | 0 | 0 | 0 | 0 | 0 | 0 | 0
2016-02-08 10:00 | 0 | 0 | 0 | 0 | 161526.782 | 0 | 421060 | 0 | 0 | 0 | 0 | 261602.2818 | 1631128.6898 | 0 | 0 | 0 | 0 | 0 | 0 | 0 | 0 | 0 | 0 | 0 | 0 | 0 | 0 | 0 | 0 | -259533.218 | 0 | 0 | 0 | 0 | 0 | 0 | 0 | 0 | 0 | 0 | 0 | 0 | 0 | 0 | 0 | 0
2016-02-08 11:00 | 0 | 0 | 0 | 0 | 717084.218 | 0 | 457551 | 0 | 0 | 0 | 0 | 521135.4998 | 1631128.6898 | 0 | 0 | 0 | 0 | 0 | 0 | 0 | 0 | 0 | 0 | 0 | 0 | 0 | 0 | 0 | 0 | 259533.218 | 0 | 0 | 0 | 0 | 0 | 0 | 0 | 0 | 0 | 0 | 0 | 0 | 0 | 0 | 0 | 0
2016-02-08 12:00 | 0 | 0 | 0 | 0 | 230826.782 | 0 | 490360 | 0 | 0 | 0 | 0 | 261602.2818 | 1631128.6898 | 0 | 0 | 0 | 0 | 0 | 0 | 0 | 0 | 0 | 0 | 0 | 0 | 0 | 0 | 0 | 0 | -259533.218 | 0 | 0 | 0 | 0 | 0 | 0 | 0 | 0 | 0 | 0 | 0 | 0 | 0 | 0 | 0 | 0
2016-02-08 13:00 | 0 | 0 | 0 | 0 | 239113.1161 | 221.666 | 498868 | 0 | 0 | 0 | 0 | 2069.0639 | 1631128.6898 | 0 | 0 | 0 | 0 | 0 | 0 | 0 | 0 | 0 | 0 | 0 | 0 | 0 | 0 | 0 | 0 | -259533.218 | 0 | 0 | 0 | 0 | 0 | 0 | 0 | 0 | 0 | 0 | 0 | 0 | 0 | 0 | 0 | 0
2016-02-08 14:00 | 0 | 0 | 0 | 0 | 486638.6086 | 159964.5147 | 495896 | 0 | 0 | 0 | 0 | 261602.2818 | 1522302.595 | 0 | 0 | 0 | 0 | 0 | 0 | 0 | 0 | 0 | 0 | 0 | 0 | 0 | 0 | 0 | 0 | 259533.218 | 0 | 108826.0947 | 0 | 0 | 0 | 0 | 0 | 0 | 0 | 0 | 0 | 0 | 0 | 0 | 0 | 0
2016-02-08 15:00 | 0 | 0 | 0 | 0 | 96587.1948 | 654138.0232 | 491192 | 0 | 0 | 0 | 0 | 521135.4998 | 1522302.595 | 0 | 0 | 0 | 0 | 0 | 0 | 0 | 0 | 0 | 0 | 0 | 0 | 0 | 0 | 0 | 0 | 259533.218 | 0 | 0 | 0 | 0 | 0 | 0 | 0 | 0 | 0 | 0 | 0 | 0 | 0 | 0 | 0 | 0
2016-02-08 16:00 | 0 | 0 | 0 | 0 | 0 | 749954.8699 | 483825 | 0 | 0 | 0 | 0 | 780668.7178 | 1528899.2469 | 0 | 0 | 0 | 0 | 0 | 0 | 0 | 0 | 0 | 0 | 0 | 0 | 0 | 0 | 0 | 0 | 259533.218 | 6596.6519 | 0 | 0 | 0 | 0 | 0 | 0 | 0 | 0 | 0 | 0 | 0 | 0 | 0 | 0 | 0
2016-02-08 17:00 | 0 | 0 | 0 | 0 | 0 | 733184.6535 | 475907 | 0 | 0 | 0 | 0 | 1023579.8932 | 1543265.7249 | 0 | 0 | 0 | 0 | 0 | 0 | 0 | 0 | 0 | 0 | 0 | 0 | 0 | 0 | 0 | 0 | 242911.1755 | 14366.478 | 0 | 0 | 0 | 0 | 0 | 0 | 0 | 0 | 0 | 0 | 0 | 0 | 0 | 0 | 0
2016-02-08 18:00 | 0 | 0 | 0 | 0 | 0 | 701239.1647 | 469962 | 0 | 0 | 0 | 0 | 1254857.0579 | 1543265.7249 | 0 | 0 | 0 | 0 | 0 | 0 | 0 | 0 | 0 | 0 | 0 | 0 | 0 | 0 | 0 | 0 | 231277.1647 | 0 | 0 | 0 | 0 | 0 | 0 | 0 | 0 | 0 | 0 | 0 | 0 | 0 | 0 | 0 | 0
2016-02-08 19:00 | 0 | 0 | 0 | 0 | 0 | 689031.105 | 464212 | 0 | 0 | 0 | 0 | 1479676.1629 | 1543265.7249 | 0 | 0 | 0 | 0 | 0 | 0 | 0 | 0 | 0 | 0 | 0 | 0 | 0 | 0 | 0 | 0 | 224819.105 | 0 | 0 | 0 | 0 | 0 | 0 | 0 | 0 | 0 | 0 | 0 | 0 | 0 | 0 | 0 | 0
2016-02-08 20:00 | 0 | 0 | 0 | 0 | 32460.4111 | 704370.2849 | 462931 | 0 | 0 | 0 | 0 | 1739209.3808 | 1557632.2029 | 0 | 0 | 0 | 0 | 0 | 0 | 0 | 0 | 0 | 0 | 0 | 0 | 0 | 0 | 0 | 0 | 259533.218 | 14366.478 | 0 | 0 | 0 | 0 | 0 | 0 | 0 | 0 | 0 | 0 | 0 | 0 | 0 | 0 | 0
2016-02-08 21:00 | 0 | 0 | 0 | 0 | 0 | 734366.8298 | 465945 | 0 | 0 | 0 | 0 | 1998742.5988 | 1557632.2029 | 0 | 0 | 0 | 0 | 0 | 0 | 8888.6118 | 0 | 0 | 0 | 0 | 0 | 0 | 0 | 0 | 0 | 259533.218 | 0 | 0 | 0 | 0 | 0 | 0 | 0 | 0 | 0 | 8888.6118 | 0 | 0 | 0 | 0 | 0 | 0
2016-02-08 22:00 | 0 | 0 | 0 | 0 | 0 | 678979.062 | 477812 | 0 | 0 | 0 | 0 | 2194431.7947 | 1571998.6809 | 0 | 0 | 0 | 0 | 0 | 0 | 0 | 0 | 0 | 0 | 0 | 0 | 0 | 0 | 0 | 0 | 195689.1959 | 14366.478 | 0 | 0 | 0 | 0 | 0 | 0 | 0 | 0 | -8888.6118 | 0 | 0 | 0 | 0 | 0 | 0
2016-02-08 23:00 | 0 | 0 | 0 | 0 | 0 | 392809.4593 | 496619 | 0 | 0 | 0 | 0 | 2090622.2539 | 1571998.6809 | 0 | 0 | 0 | 0 | 0 | 0 | 0 | 0 | 0 | 0 | 0 | 0 | 0 | 0 | 0 | 0 | -103809.5407 | 0 | 0 | 0 | 0 | 0 | 0 | 0 | 0 | 0 | 0 | 0 | 0 | 0 | 0 | 0 | 0
2016-02-09 | 0 | 0 | 0 | 0 | 209909.5463 | 40183.2357 | 509626 | 0 | 0 | 0 | 0 | 1831089.036 | 1571998.6809 | 0 | 0 | 0 | 0 | 0 | 0 | 0 | 0 | 0 | 0 | 0 | 0 | 0 | 0 | 0 | 0 | -259533.218 | 0 | 0 | 0 | 0 | 0 | 0 | 0 | 0 | 0 | 0 | 0 | 0 | 0 | 0 | 0 | 0
2016-02-09 01:00 | 0 | 0 | 0 | 0 | 250705.782 | 0 | 510239 | 0 | 0 | 0 | 0 | 1571555.818 | 1571998.6809 | 0 | 0 | 0 | 0 | 0 | 0 | 0 | 0 | 0 | 0 | 0 | 0 | 0 | 0 | 0 | 0 | -259533.218 | 0 | 0 | 0 | 0 | 0 | 0 | 0 | 0 | 0 | 0 | 0 | 0 | 0 | 0 | 0 | 0
2016-02-09 02:00 | 0 | 0 | 0 | 0 | 734610.242 | 0 | 501502 | 0 | 0 | 0 | 0 | 1804664.06 | 1571998.6809 | 0 | 0 | 0 | 0 | 0 | 0 | 0 | 0 | 0 | 0 | 0 | 0 | 0 | 0 | 0 | 0 | 233108.242 | 0 | 0 | 0 | 0 | 0 | 0 | 0 | 0 | 0 | 0 | 0 | 0 | 0 | 0 | 0 | 0
2016-02-09 03:00 | 0 | 0 | 0 | 0 | 223200.782 | 0 | 482734 | 0 | 0 | 0 | 0 | 1545130.842 | 1571998.6809 | 0 | 0 | 0 | 0 | 0 | 0 | 0 | 0 | 0 | 0 | 0 | 0 | 0 | 0 | 0 | 0 | -259533.218 | 0 | 0 | 0 | 0 | 0 | 0 | 0 | 0 | 0 | 0 | 0 | 0 | 0 | 0 | 0 | 0
2016-02-09 04:00 | 0 | 0 | 0 | 0 | 200621.782 | 0 | 460155 | 0 | 0 | 0 | 0 | 1285597.624 | 1571998.6809 | 0 | 0 | 0 | 0 | 0 | 0 | 0 | 0 | 0 | 0 | 0 | 0 | 0 | 0 | 0 | 0 | -259533.218 | 0 | 0 | 0 | 0 | 0 | 0 | 0 | 0 | 0 | 0 | 0 | 0 | 0 | 0 | 0 | 0
2016-02-09 05:00 | 0 | 0 | 0 | 0 | 181688.782 | 0 | 441222 | 0 | 0 | 0 | 0 | 1026064.4061 | 1571998.6809 | 0 | 0 | 0 | 0 | 0 | 0 | 0 | 0 | 0 | 0 | 0 | 0 | 0 | 0 | 0 | 0 | -259533.218 | 0 | 0 | 0 | 0 | 0 | 0 | 0 | 0 | 0 | 0 | 0 | 0 | 0 | 0 | 0 | 0
2016-02-09 06:00 | 0 | 0 | 0 | 0 | 633746.7374 | 0 | 430094 | 0 | 0 | 0 | 0 | 1229717.1435 | 1571998.6809 | 0 | 0 | 0 | 0 | 0 | 0 | 0 | 0 | 0 | 0 | 0 | 0 | 0 | 0 | 0 | 0 | 203652.7374 | 0 | 0 | 0 | 0 | 0 | 0 | 0 | 0 | 0 | 0 | 0 | 0 | 0 | 0 | 0 | 0
2016-02-09 07:00 | 0 | 0 | 0 | 0 | 163211.782 | 0 | 422745 | 0 | 0 | 0 | 0 | 970183.9255 | 1571998.6809 | 0 | 0 | 0 | 0 | 0 | 0 | 0 | 0 | 0 | 0 | 0 | 0 | 0 | 0 | 0 | 0 | -259533.218 | 0 | 0 | 0 | 0 | 0 | 0 | 0 | 0 | 0 | 0 | 0 | 0 | 0 | 0 | 0 | 0
2016-02-09 08:00 | 0 | 0 | 0 | 0 | 161388.782 | 0 | 420922 | 0 | 0 | 0 | 0 | 710650.7075 | 1571998.6809 | 0 | 0 | 0 | 0 | 0 | 0 | 0 | 0 | 0 | 0 | 0 | 0 | 0 | 0 | 0 | 0 | -259533.218 | 0 | 0 | 0 | 0 | 0 | 0 | 0 | 0 | 0 | 0 | 0 | 0 | 0 | 0 | 0 | 0
2016-02-09 09:00 | 0 | 0 | 0 | 0 | 632220.2958 | 0 | 425374 | 0 | 0 | 0 | 0 | 917497.0034 | 1571998.6809 | 0 | 0 | 0 | 0 | 0 | 0 | 0 | 0 | 0 | 0 | 0 | 0 | 0 | 0 | 0 | 0 | 206846.2958 | 0 | 0 | 0 | 0 | 0 | 0 | 0 | 0 | 0 | 0 | 0 | 0 | 0 | 0 | 0 | 0
2016-02-09 10:00 | 0 | 0 | 0 | 0 | 182093.782 | 0 | 441627 | 0 | 0 | 0 | 0 | 657963.7854 | 1571998.6809 | 0 | 0 | 0 | 0 | 0 | 0 | 0 | 0 | 0 | 0 | 0 | 0 | 0 | 0 | 0 | 0 | -259533.218 | 0 | 0 | 0 | 0 | 0 | 0 | 0 | 0 | 0 | 0 | 0 | 0 | 0 | 0 | 0 | 0
2016-02-09 11:00 | 0 | 0 | 0 | 0 | 215431.782 | 0 | 474965 | 0 | 0 | 0 | 0 | 398430.5674 | 1571998.6809 | 0 | 0 | 0 | 0 | 0 | 0 | 0 | 0 | 0 | 0 | 0 | 0 | 0 | 0 | 0 | 0 | -259533.218 | 0 | 0 | 0 | 0 | 0 | 0 | 0 | 0 | 0 | 0 | 0 | 0 | 0 | 0 | 0 | 0
2016-02-09 12:00 | 0 | 0 | 0 | 0 | 627480.7953 | 0 | 506389 | 0 | 0 | 0 | 0 | 519522.3627 | 1571998.6809 | 0 | 0 | 0 | 0 | 0 | 0 | 0 | 0 | 0 | 0 | 0 | 0 | 0 | 0 | 0 | 0 | 121091.7953 | 0 | 0 | 0 | 0 | 0 | 0 | 0 | 0 | 0 | 0 | 0 | 0 | 0 | 0 | 0 | 0
2016-02-09 13:00 | 0 | 0 | 0 | 0 | 257120.0958 | 263.6862 | 516917 | 0 | 0 | 0 | 0 | 259989.1448 | 1571998.6809 | 0 | 0 | 0 | 0 | 0 | 0 | 0 | 0 | 0 | 0 | 0 | 0 | 0 | 0 | 0 | 0 | -259533.218 | 0 | 0 | 0 | 0 | 0 | 0 | 0 | 0 | 0 | 0 | 0 | 0 | 0 | 0 | 0 | 0
2016-02-09 14:00 | 0 | 0 | 0 | 0 | 71924.9636 | 186180.8184 | 517639 | 0 | 0 | 0 | 0 | 455.9268 | 1571998.6809 | 0 | 0 | 0 | 0 | 0 | 0 | 0 | 0 | 0 | 0 | 0 | 0 | 0 | 0 | 0 | 0 | -259533.218 | 0 | 0 | 0 | 0 | 0 | 0 | 0 | 0 | 0 | 0 | 0 | 0 | 0 | 0 | 0 | 0
2016-02-09 15:00 | 0 | 0 | 0 | 0 | 73090.7521 | 701639.4659 | 515197 | 0 | 0 | 0 | 0 | 259989.1448 | 1571998.6809 | 0 | 0 | 0 | 0 | 0 | 0 | 0 | 0 | 0 | 0 | 0 | 0 | 0 | 0 | 0 | 0 | 259533.218 | 0 | 0 | 0 | 0 | 0 | 0 | 0 | 0 | 0 | 0 | 0 | 0 | 0 | 0 | 0 | 0
2016-02-09 16:00 | 0 | 0 | 0 | 0 | 0 | 764643.8469 | 507624 | 0 | 0 | 0 | 0 | 502642.5137 | 1586365.1589 | 0 | 0 | 0 | 0 | 0 | 0 | 0 | 0 | 0 | 0 | 0 | 0 | 0 | 0 | 0 | 0 | 242653.3689 | 14366.478 | 0 | 0 | 0 | 0 | 0 | 0 | 0 | 0 | 0 | 0 | 0 | 0 | 0 | 0 | 0
2016-02-09 17:00 | 0 | 0 | 0 | 0 | 0 | 736185.7942 | 499345 | 0 | 0 | 0 | 0 | 739483.3078 | 1586365.1589 | 0 | 0 | 0 | 0 | 0 | 0 | 0 | 0 | 0 | 0 | 0 | 0 | 0 | 0 | 0 | 0 | 236840.7942 | 0 | 0 | 0 | 0 | 0 | 0 | 0 | 0 | 0 | 0 | 0 | 0 | 0 | 0 | 0 | 0
2016-02-09 18:00 | 0 | 0 | 0 | 0 | 46697.7939 | 705598.424 | 492763 | 0 | 0 | 0 | 0 | 999016.5258 | 1586365.1589 | 0 | 0 | 0 | 0 | 0 | 0 | 0 | 0 | 0 | 0 | 0 | 0 | 0 | 0 | 0 | 0 | 259533.218 | 0 | 0 | 0 | 0 | 0 | 0 | 0 | 0 | 0 | 0 | 0 | 0 | 0 | 0 | 0 | 0
2016-02-09 19:00 | 0 | 0 | 0 | 0 | 56137.0317 | 690683.1863 | 487287 | 0 | 0 | 0 | 0 | 1258549.7438 | 1586365.1589 | 0 | 0 | 0 | 0 | 0 | 0 | 0 | 0 | 0 | 0 | 0 | 0 | 0 | 0 | 0 | 0 | 259533.218 | 0 | 0 | 0 | 0 | 0 | 0 | 0 | 0 | 0 | 0 | 0 | 0 | 0 | 0 | 0 | 0
2016-02-09 20:00 | 0 | 0 | 0 | 0 | 0 | 704229.0823 | 484330 | 0 | 0 | 0 | 0 | 1464082.3481 | 1600731.6368 | 0 | 0 | 0 | 0 | 0 | 0 | 0 | 0 | 0 | 0 | 0 | 0 | 0 | 0 | 0 | 0 | 205532.6043 | 14366.478 | 0 | 0 | 0 | 0 | 0 | 0 | 0 | 0 | 0 | 0 | 0 | 0 | 0 | 0 | 0
2016-02-09 21:00 | 0 | 0 | 0 | 0 | 34237.8374 | 726894.8585 | 487233 | 0 | 0 | 0 | 0 | 1723615.5661 | 1615098.1148 | 0 | 0 | 0 | 0 | 0 | 0 | 0 | 0 | 0 | 0 | 0 | 0 | 0 | 0 | 0 | 0 | 259533.218 | 14366.478 | 0 | 0 | 0 | 0 | 0 | 0 | 0 | 0 | 0 | 0 | 0 | 0 | 0 | 0 | 0
2016-02-09 22:00 | 0 | 0 | 0 | 0 | 0 | 669930.3811 | 498901 | 0 | 0 | 0 | 0 | 1894644.9471 | 1615098.1148 | 0 | 0 | 0 | 0 | 0 | 0 | 0 | 0 | 0 | 0 | 0 | 0 | 0 | 0 | 0 | 0 | 171029.3811 | 0 | 0 | 0 | 0 | 0 | 0 | 0 | 0 | 0 | 0 | 0 | 0 | 0 | 0 | 0 | 0
2016-02-09 23:00 | 0 | 0 | 0 | 0 | 392374.868 | 384911.3499 | 517753 | 0 | 0 | 0 | 0 | 2154178.1651 | 1615098.1148 | 0 | 0 | 0 | 0 | 0 | 0 | 0 | 0 | 0 | 0 | 0 | 0 | 0 | 0 | 0 | 0 | 259533.218 | 0 | 0 | 0 | 0 | 0 | 0 | 0 | 0 | 0 | 0 | 0 | 0 | 0 | 0 | 0 | 0
2016-02-10 | 0 | 0 | 0 | 0 | 422693.9806 | 46092.4485 | 529194 | 0 | 0 | 0 | 0 | 2079404.1162 | 1629464.5928 | 0 | 0 | 0 | 0 | 0 | 0 | 0 | 0 | 0 | 0 | 0 | 0 | 0 | 0 | 0 | 0 | -74774.0489 | 14366.478 | 0 | 0 | 0 | 0 | 0 | 0 | 0 | 0 | 0 | 0 | 0 | 0 | 0 | 0 | 0
2016-02-10 01:00 | 0 | 0 | 0 | 0 | 373531.6952 | 0 | 530973 | 0 | 0 | 0 | 0 | 1921962.8114 | 1629464.5928 | 0 | 0 | 0 | 0 | 0 | 0 | 0 | 0 | 0 | 0 | 0 | 0 | 0 | 0 | 0 | 0 | -157441.3048 | 0 | 0 | 0 | 0 | 0 | 0 | 0 | 0 | 0 | 0 | 0 | 0 | 0 | 0 | 0 | 0
2016-02-10 02:00 | 0 | 0 | 0 | 0 | 335327.8879 | 0 | 522241 | 0 | 0 | 0 | 0 | 1735049.6994 | 1629464.5928 | 0 | 0 | 0 | 0 | 0 | 0 | 0 | 0 | 0 | 0 | 0 | 0 | 0 | 0 | 0 | 0 | -186913.1121 | 0 | 0 | 0 | 0 | 0 | 0 | 0 | 0 | 0 | 0 | 0 | 0 | 0 | 0 | 0 | 0
2016-02-10 03:00 | 0 | 0 | 0 | 0 | 244207.782 | 0 | 503741 | 0 | 0 | 0 | 0 | 1475516.4814 | 1629464.5928 | 0 | 0 | 0 | 0 | 0 | 0 | 0 | 0 | 0 | 0 | 0 | 0 | 0 | 0 | 0 | 0 | -259533.218 | 0 | 0 | 0 | 0 | 0 | 0 | 0 | 0 | 0 | 0 | 0 | 0 | 0 | 0 | 0 | 0
2016-02-10 04:00 | 0 | 0 | 0 | 0 | 319269.0485 | 0 | 482147 | 0 | 0 | 0 | 0 | 1312638.53 | 1629464.5928 | 0 | 0 | 0 | 0 | 0 | 0 | 0 | 0 | 0 | 0 | 0 | 0 | 0 | 0 | 0 | 0 | -162877.9515 | 0 | 0 | 0 | 0 | 0 | 0 | 0 | 0 | 0 | 0 | 0 | 0 | 0 | 0 | 0 | 0
2016-02-10 05:00 | 0 | 0 | 0 | 0 | 205244.782 | 0 | 464778 | 0 | 0 | 0 | 0 | 1053105.312 | 1629464.5928 | 0 | 0 | 0 | 0 | 0 | 0 | 0 | 0 | 0 | 0 | 0 | 0 | 0 | 0 | 0 | 0 | -259533.218 | 0 | 0 | 0 | 0 | 0 | 0 | 0 | 0 | 0 | 0 | 0 | 0 | 0 | 0 | 0 | 0
2016-02-10 06:00 | 0 | 0 | 0 | 0 | 389983.1257 | 0 | 452580 | 0 | 0 | 0 | 0 | 990508.4377 | 1629464.5928 | 0 | 0 | 0 | 0 | 0 | 0 | 0 | 0 | 0 | 0 | 0 | 0 | 0 | 0 | 0 | 0 | -62596.8743 | 0 | 0 | 0 | 0 | 0 | 0 | 0 | 0 | 0 | 0 | 0 | 0 | 0 | 0 | 0 | 0
2016-02-10 07:00 | 0 | 0 | 0 | 0 | 186061.782 | 0 | 445595 | 0 | 0 | 0 | 0 | 730975.2197 | 1629464.5928 | 0 | 0 | 0 | 0 | 0 | 0 | 0 | 0 | 0 | 0 | 0 | 0 | 0 | 0 | 0 | 0 | -259533.218 | 0 | 0 | 0 | 0 | 0 | 0 | 0 | 0 | 0 | 0 | 0 | 0 | 0 | 0 | 0 | 0
2016-02-10 08:00 | 0 | 0 | 0 | 0 | 481367.6392 | 0 | 444200 | 0 | 0 | 0 | 0 | 768142.8588 | 1629464.5928 | 0 | 0 | 0 | 0 | 0 | 0 | 0 | 0 | 0 | 0 | 0 | 0 | 0 | 0 | 0 | 0 | 37167.6392 | 0 | 0 | 0 | 0 | 0 | 0 | 0 | 0 | 0 | 0 | 0 | 0 | 0 | 0 | 0 | 0
2016-02-10 09:00 | 0 | 0 | 0 | 0 | 190010.782 | 0 | 449544 | 0 | 0 | 0 | 0 | 508609.6409 | 1629464.5928 | 0 | 0 | 0 | 0 | 0 | 0 | 0 | 0 | 0 | 0 | 0 | 0 | 0 | 0 | 0 | 0 | -259533.218 | 0 | 0 | 0 | 0 | 0 | 0 | 0 | 0 | 0 | 0 | 0 | 0 | 0 | 0 | 0 | 0
2016-02-10 10:00 | 0 | 0 | 0 | 0 | 519546.399 | 0 | 466577 | 0 | 0 | 0 | 0 | 561579.0398 | 1629464.5928 | 0 | 0 | 0 | 0 | 0 | 0 | 0 | 0 | 0 | 0 | 0 | 0 | 0 | 0 | 0 | 0 | 52969.399 | 0 | 0 | 0 | 0 | 0 | 0 | 0 | 0 | 0 | 0 | 0 | 0 | 0 | 0 | 0 | 0
2016-02-10 11:00 | 0 | 0 | 0 | 0 | 241150.782 | 0 | 500684 | 0 | 0 | 0 | 0 | 302045.8219 | 1629464.5928 | 0 | 0 | 0 | 0 | 0 | 0 | 0 | 0 | 0 | 0 | 0 | 0 | 0 | 0 | 0 | 0 | -259533.218 | 0 | 0 | 0 | 0 | 0 | 0 | 0 | 0 | 0 | 0 | 0 | 0 | 0 | 0 | 0 | 0
2016-02-10 12:00 | 0 | 0 | 0 | 0 | 555099.541 | 0 | 531402 | 0 | 0 | 0 | 0 | 325743.3628 | 1629464.5928 | 0 | 0 | 0 | 0 | 0 | 0 | 0 | 0 | 0 | 0 | 0 | 0 | 0 | 0 | 0 | 0 | 23697.541 | 0 | 0 | 0 | 0 | 0 | 0 | 0 | 0 | 0 | 0 | 0 | 0 | 0 | 0 | 0 | 0
2016-02-10 13:00 | 0 | 0 | 0 | 0 | 292300.9194 | 302.3406 | 537770 | 0 | 0 | 0 | 0 | 66210.1449 | 1643831.0708 | 0 | 0 | 0 | 0 | 0 | 0 | 0 | 0 | 0 | 0 | 0 | 0 | 0 | 0 | 0 | 0 | -259533.218 | 14366.478 | 0 | 0 | 0 | 0 | 0 | 0 | 0 | 0 | 0 | 0 | 0 | 0 | 0 | 0 | 0
2016-02-10 14:00 | 0 | 0 | 0 | 0 | 481724.2817 | 199580.2514 | 531182 | 0 | 0 | 0 | 0 | 216332.6779 | 1643831.0708 | 0 | 0 | 0 | 0 | 0 | 0 | 0 | 0 | 0 | 0 | 0 | 0 | 0 | 0 | 0 | 0 | 150122.5331 | 0 | 0 | 0 | 0 | 0 | 0 | 0 | 0 | 0 | 0 | 0 | 0 | 0 | 0 | 0 | 0
2016-02-10 15:00 | 0 | 0 | 0 | 0 | 116808.959 | 680982.737 | 523892 | 0 | 0 | 0 | 0 | 475865.8959 | 1658197.5488 | 0 | 0 | 0 | 0 | 0 | 0 | 0 | 0 | 0 | 0 | 0 | 0 | 0 | 0 | 0 | 0 | 259533.218 | 14366.478 | 0 | 0 | 0 | 0 | 0 | 0 | 0 | 0 | 0 | 0 | 0 | 0 | 0 | 0 | 0
2016-02-10 16:00 | 0 | 0 | 0 | 0 | 0 | 741499.4855 | 511822 | 0 | 0 | 0 | 0 | 705543.3814 | 1658197.5488 | 0 | 0 | 0 | 0 | 0 | 0 | 0 | 0 | 0 | 0 | 0 | 0 | 0 | 0 | 0 | 0 | 229677.4855 | 0 | 0 | 0 | 0 | 0 | 0 | 0 | 0 | 0 | 0 | 0 | 0 | 0 | 0 | 0 | 0
2016-02-10 17:00 | 0 | 0 | 0 | 0 | 0 | 729139.6307 | 499374 | 0 | 0 | 0 | 0 | 935309.012 | 1658197.5488 | 0 | 0 | 0 | 0 | 0 | 0 | 0 | 0 | 0 | 0 | 0 | 0 | 0 | 0 | 0 | 0 | 229765.6307 | 0 | 0 | 0 | 0 | 0 | 0 | 0 | 0 | 0 | 0 | 0 | 0 | 0 | 0 | 0 | 0
2016-02-10 18:00 | 0 | 0 | 0 | 0 | 0 | 694790.4484 | 492133 | 0 | 0 | 0 | 0 | 1137966.4604 | 1658197.5488 | 0 | 0 | 0 | 0 | 0 | 0 | 0 | 0 | 0 | 0 | 0 | 0 | 0 | 0 | 0 | 0 | 202657.4484 | 0 | 0 | 0 | 0 | 0 | 0 | 0 | 0 | 0 | 0 | 0 | 0 | 0 | 0 | 0 | 0
2016-02-10 19:00 | 0 | 0 | 0 | 0 | 66729.2484 | 678938.9696 | 486135 | 0 | 0 | 0 | 0 | 1397499.6784 | 1658197.5488 | 0 | 0 | 0 | 0 | 0 | 0 | 0 | 0 | 0 | 0 | 0 | 0 | 0 | 0 | 0 | 0 | 259533.218 | 0 | 0 | 0 | 0 | 0 | 0 | 0 | 0 | 0 | 0 | 0 | 0 | 0 | 0 | 0 | 0
2016-02-10 20:00 | 0 | 0 | 0 | 0 | 0 | 690997.5751 | 483900 | 0 | 0 | 0 | 0 | 1604597.2535 | 1658197.5488 | 0 | 0 | 0 | 0 | 0 | 0 | 0 | 0 | 0 | 0 | 0 | 0 | 0 | 0 | 0 | 0 | 207097.5751 | 0 | 0 | 0 | 0 | 0 | 0 | 0 | 0 | 0 | 0 | 0 | 0 | 0 | 0 | 0 | 0
2016-02-10 21:00 | 0 | 0 | 0 | 0 | 32653.6097 | 712402.6082 | 485523 | 0 | 0 | 0 | 0 | 1864130.4714 | 1658197.5488 | 0 | 0 | 0 | 0 | 0 | 0 | 0 | 0 | 0 | 0 | 0 | 0 | 0 | 0 | 0 | 0 | 259533.218 | 0 | 0 | 0 | 0 | 0 | 0 | 0 | 0 | 0 | 0 | 0 | 0 | 0 | 0 | 0 | 0
2016-02-10 22:00 | 0 | 0 | 0 | 0 | 0 | 667870.948 | 497609 | 0 | 0 | 0 | 0 | 2020025.9414 | 1672564.0267 | 0 | 0 | 0 | 0 | 0 | 0 | 0 | 0 | 0 | 0 | 0 | 0 | 0 | 0 | 0 | 0 | 155895.47 | 14366.478 | 0 | 0 | 0 | 0 | 0 | 0 | 0 | 0 | 0 | 0 | 0 | 0 | 0 | 0 | 0
2016-02-10 23:00 | 0 | 0 | 0 | 0 | 0 | 387028.7257 | 518119 | 0 | 0 | 0 | 0 | 1888935.6672 | 1672564.0267 | 0 | 0 | 0 | 0 | 0 | 0 | 0 | 0 | 0 | 0 | 0 | 0 | 0 | 0 | 0 | 0 | -131090.2743 | 0 | 0 | 0 | 0 | 0 | 0 | 0 | 0 | 0 | 0 | 0 | 0 | 0 | 0 | 0 | 0
2016-02-11 | 0 | 0 | 0 | 0 | 545936.3422 | 51673.0428 | 530898 | 0 | 0 | 0 | 0 | 1955647.0521 | 1672564.0267 | 0 | 0 | 0 | 0 | 0 | 0 | 0 | 0 | 0 | 0 | 0 | 0 | 0 | 0 | 0 | 0 | 66711.385 | 0 | 0 | 0 | 0 | 0 | 0 | 0 | 0 | 0 | 0 | 0 | 0 | 0 | 0 | 0 | 0
2016-02-11 01:00 | 0 | 0 | 0 | 0 | 273586.782 | 0 | 533120 | 0 | 0 | 0 | 0 | 1696113.8342 | 1672564.0267 | 0 | 0 | 0 | 0 | 0 | 0 | 0 | 0 | 0 | 0 | 0 | 0 | 0 | 0 | 0 | 0 | -259533.218 | 0 | 0 | 0 | 0 | 0 | 0 | 0 | 0 | 0 | 0 | 0 | 0 | 0 | 0 | 0 | 0
2016-02-11 02:00 | 0 | 0 | 0 | 0 | 546280.8661 | 0 | 525973 | 0 | 0 | 0 | 0 | 1716421.7003 | 1672564.0267 | 0 | 0 | 0 | 0 | 0 | 0 | 0 | 0 | 0 | 0 | 0 | 0 | 0 | 0 | 0 | 0 | 20307.8661 | 0 | 0 | 0 | 0 | 0 | 0 | 0 | 0 | 0 | 0 | 0 | 0 | 0 | 0 | 0 | 0
2016-02-11 03:00 | 0 | 0 | 0 | 0 | 530770.2352 | 0 | 508875 | 0 | 0 | 0 | 0 | 1738316.9355 | 1672564.0267 | 0 | 0 | 0 | 0 | 0 | 0 | 0 | 0 | 0 | 0 | 0 | 0 | 0 | 0 | 0 | 0 | 21895.2352 | 0 | 0 | 0 | 0 | 0 | 0 | 0 | 0 | 0 | 0 | 0 | 0 | 0 | 0 | 0 | 0
2016-02-11 04:00 | 0 | 0 | 0 | 0 | 502464.0216 | 0 | 486593 | 0 | 0 | 0 | 0 | 1754187.9571 | 1672564.0267 | 0 | 0 | 0 | 0 | 0 | 0 | 0 | 0 | 0 | 0 | 0 | 0 | 0 | 0 | 0 | 0 | 15871.0216 | 0 | 0 | 0 | 0 | 0 | 0 | 0 | 0 | 0 | 0 | 0 | 0 | 0 | 0 | 0 | 0
2016-02-11 05:00 | 0 | 0 | 0 | 0 | 209066.782 | 0 | 468600 | 0 | 0 | 0 | 0 | 1494654.7392 | 1672564.0267 | 0 | 0 | 0 | 0 | 0 | 0 | 0 | 0 | 0 | 0 | 0 | 0 | 0 | 0 | 0 | 0 | -259533.218 | 0 | 0 | 0 | 0 | 0 | 0 | 0 | 0 | 0 | 0 | 0 | 0 | 0 | 0 | 0 | 0
2016-02-11 06:00 | 0 | 0 | 0 | 0 | 454274.7452 | 0 | 457292 | 0 | 0 | 0 | 0 | 1491637.4844 | 1672564.0267 | 0 | 0 | 0 | 0 | 0 | 0 | 0 | 0 | 0 | 0 | 0 | 0 | 0 | 0 | 0 | 0 | -3017.2548 | 0 | 0 | 0 | 0 | 0 | 0 | 0 | 0 | 0 | 0 | 0 | 0 | 0 | 0 | 0 | 0
2016-02-11 07:00 | 0 | 0 | 0 | 0 | 433010.7186 | 0 | 449932 | 0 | 0 | 0 | 0 | 1474716.2029 | 1672564.0267 | 0 | 0 | 0 | 0 | 0 | 0 | 0 | 0 | 0 | 0 | 0 | 0 | 0 | 0 | 0 | 0 | -16921.2814 | 0 | 0 | 0 | 0 | 0 | 0 | 0 | 0 | 0 | 0 | 0 | 0 | 0 | 0 | 0 | 0
2016-02-11 08:00 | 0 | 0 | 0 | 0 | 410884.4066 | 0 | 447546 | 0 | 0 | 0 | 0 | 1438054.6095 | 1672564.0267 | 0 | 0 | 0 | 0 | 0 | 0 | 0 | 0 | 0 | 0 | 0 | 0 | 0 | 0 | 0 | 0 | -36661.5934 | 0 | 0 | 0 | 0 | 0 | 0 | 0 | 0 | 0 | 0 | 0 | 0 | 0 | 0 | 0 | 0
2016-02-11 09:00 | 0 | 0 | 0 | 0 | 395117.4706 | 0 | 451367 | 0 | 0 | 0 | 0 | 1367438.6021 | 1686930.5047 | 0 | 0 | 0 | 0 | 0 | 0 | 0 | 0 | 0 | 0 | 0 | 0 | 0 | 0 | 0 | 0 | -70616.0074 | 14366.478 | 0 | 0 | 0 | 0 | 0 | 0 | 0 | 0 | 0 | 0 | 0 | 0 | 0 | 0 | 0
2016-02-11 10:00 | 0 | 0 | 0 | 0 | 383424.0538 | 0 | 468521 | 0 | 0 | 0 | 0 | 1282341.6558 | 1686930.5047 | 0 | 0 | 0 | 0 | 0 | 0 | 0 | 0 | 0 | 0 | 0 | 0 | 0 | 0 | 0 | 0 | -85096.9462 | 0 | 0 | 0 | 0 | 0 | 0 | 0 | 0 | 0 | 0 | 0 | 0 | 0 | 0 | 0 | 0
2016-02-11 11:00 | 0 | 0 | 0 | 0 | 243219.782 | 0 | 502753 | 0 | 0 | 0 | 0 | 1022808.4379 | 1686930.5047 | 0 | 0 | 0 | 0 | 0 | 0 | 0 | 0 | 0 | 0 | 0 | 0 | 0 | 0 | 0 | 0 | -259533.218 | 0 | 0 | 0 | 0 | 0 | 0 | 0 | 0 | 0 | 0 | 0 | 0 | 0 | 0 | 0 | 0
2016-02-11 12:00 | 0 | 0 | 0 | 0 | 365117.9925 | 0 | 530737 | 0 | 0 | 0 | 0 | 857189.4303 | 1686930.5047 | 0 | 0 | 0 | 0 | 0 | 0 | 0 | 0 | 0 | 0 | 0 | 0 | 0 | 0 | 0 | 0 | -165619.0075 | 0 | 0 | 0 | 0 | 0 | 0 | 0 | 0 | 0 | 0 | 0 | 0 | 0 | 0 | 0 | 0
2016-02-11 13:00 | 0 | 0 | 0 | 0 | 273313.7461 | 361.036 | 533208 | 0 | 0 | 0 | 0 | 597656.2124 | 1686930.5047 | 0 | 0 | 0 | 0 | 0 | 0 | 0 | 0 | 0 | 0 | 0 | 0 | 0 | 0 | 0 | 0 | -259533.218 | 0 | 0 | 0 | 0 | 0 | 0 | 0 | 0 | 0 | 0 | 0 | 0 | 0 | 0 | 0 | 0
2016-02-11 14:00 | 0 | 0 | 0 | 0 | 266472.5131 | 209927.8234 | 523308 | 0 | 0 | 0 | 0 | 550748.5488 | 1686930.5047 | 0 | 0 | 0 | 0 | 0 | 0 | 0 | 0 | 0 | 0 | 0 | 0 | 0 | 0 | 0 | 0 | -46907.6635 | 0 | 0 | 0 | 0 | 0 | 0 | 0 | 0 | 0 | 0 | 0 | 0 | 0 | 0 | 0 | 0
2016-02-11 15:00 | 0 | 0 | 0 | 0 | 118802.8691 | 653447.3489 | 512717 | 0 | 0 | 0 | 0 | 810281.7668 | 1686930.5047 | 0 | 0 | 0 | 0 | 0 | 0 | 0 | 0 | 0 | 0 | 0 | 0 | 0 | 0 | 0 | 0 | 259533.218 | 0 | 0 | 0 | 0 | 0 | 0 | 0 | 0 | 0 | 0 | 0 | 0 | 0 | 0 | 0 | 0
2016-02-11 16:00 | 0 | 0 | 0 | 0 | 54084.8533 | 719384.8427 | 499570 | 0 | 0 | 0 | 0 | 1069814.9848 | 1701296.9827 | 0 | 0 | 0 | 0 | 0 | 0 | 0 | 0 | 0 | 0 | 0 | 0 | 0 | 0 | 0 | 0 | 259533.218 | 14366.478 | 0 | 0 | 0 | 0 | 0 | 0 | 0 | 0 | 0 | 0 | 0 | 0 | 0 | 0 | 0
2016-02-11 17:00 | 0 | 0 | 0 | 0 | 0 | 719502.9531 | 487907 | 0 | 0 | 0 | 0 | 1301410.9378 | 1701296.9827 | 0 | 0 | 0 | 0 | 0 | 0 | 0 | 0 | 0 | 0 | 0 | 0 | 0 | 0 | 0 | 0 | 231595.9531 | 0 | 0 | 0 | 0 | 0 | 0 | 0 | 0 | 0 | 0 | 0 | 0 | 0 | 0 | 0 | 0
2016-02-11 18:00 | 0 | 0 | 0 | 0 | 46573.3239 | 692359.8941 | 479400 | 0 | 0 | 0 | 0 | 1560944.1558 | 1701296.9827 | 0 | 0 | 0 | 0 | 0 | 0 | 0 | 0 | 0 | 0 | 0 | 0 | 0 | 0 | 0 | 0 | 259533.218 | 0 | 0 | 0 | 0 | 0 | 0 | 0 | 0 | 0 | 0 | 0 | 0 | 0 | 0 | 0 | 0
2016-02-11 19:00 | 0 | 0 | 0 | 0 | 56000.1526 | 676675.0654 | 473142 | 0 | 0 | 0 | 0 | 1820477.3738 | 1701296.9827 | 0 | 0 | 0 | 0 | 0 | 0 | 0 | 0 | 0 | 0 | 0 | 0 | 0 | 0 | 0 | 0 | 259533.218 | 0 | 0 | 0 | 0 | 0 | 0 | 0 | 0 | 0 | 0 | 0 | 0 | 0 | 0 | 0 | 0
2016-02-11 20:00 | 0 | 0 | 0 | 0 | 0 | 686311.5266 | 469165 | 0 | 0 | 0 | 0 | 2037623.9004 | 1701296.9827 | 0 | 0 | 0 | 0 | 0 | 0 | 0 | 0 | 0 | 0 | 0 | 0 | 0 | 0 | 0 | 0 | 217146.5266 | 0 | 0 | 0 | 0 | 0 | 0 | 0 | 0 | 0 | 0 | 0 | 0 | 0 | 0 | 0 | 0
2016-02-11 21:00 | 0 | 0 | 0 | 0 | 25260.4643 | 705412.7537 | 471140 | 0 | 0 | 0 | 0 | 2297157.1184 | 1701296.9827 | 0 | 0 | 0 | 0 | 0 | 0 | 0 | 0 | 0 | 0 | 0 | 0 | 0 | 0 | 0 | 0 | 259533.218 | 0 | 0 | 0 | 0 | 0 | 0 | 0 | 0 | 0 | 0 | 0 | 0 | 0 | 0 | 0 | 0
2016-02-11 22:00 | 0 | 0 | 0 | 0 | 0 | 647565.0549 | 481798 | 0 | 0 | 0 | 0 | 2462924.1733 | 1701296.9827 | 0 | 0 | 0 | 0 | 0 | 0 | 0 | 0 | 0 | 0 | 0 | 0 | 0 | 0 | 0 | 0 | 165767.0549 | 0 | 0 | 0 | 0 | 0 | 0 | 0 | 0 | 0 | 0 | 0 | 0 | 0 | 0 | 0 | 0
2016-02-11 23:00 | 0 | 0 | 0 | 0 | 267522.5345 | 371596.8893 | 501780 | 0 | 0 | 0 | 0 | 2576749.3074 | 1701296.9827 | 0 | 0 | 0 | 0 | 0 | 0 | 23514.2896 | 0 | 0 | 0 | 0 | 0 | 0 | 0 | 0 | 0 | 113825.1341 | 0 | 0 | 0 | 0 | 0 | 0 | 0 | 0 | 0 | 23514.2896 | 0 | 0 | 0 | 0 | 0 | 0
2016-02-12 | 0 | 0 | 0 | 0 | 290902.9346 | 38030.3581 | 515314 | 0 | 0 | 0 | 0 | 2399516.4118 | 1715663.4607 | 0 | 0 | 0 | 0 | 0 | 0 | 0 | 0 | 0 | 0 | 0 | 0 | 0 | 0 | 0 | 0 | -177232.8957 | 14366.478 | 0 | 0 | 0 | 0 | 0 | 0 | 0 | 0 | -23514.2896 | 0 | 0 | 0 | 0 | 0 | 0
2016-02-12 01:00 | 0 | 0 | 0 | 0 | 292109.237 | 0 | 517658 | 0 | 0 | 0 | 0 | 2282793.7435 | 1606837.366 | 0 | 0 | 0 | 0 | 0 | 0 | 0 | 0 | 0 | 0 | 0 | 0 | 0 | 0 | 0 | 0 | -116722.6683 | 0 | 108826.0947 | 0 | 0 | 0 | 0 | 0 | 0 | 0 | 0 | 0 | 0 | 0 | 0 | 0 | 0
2016-02-12 02:00 | 0 | 0 | 0 | 0 | 251017.782 | 0 | 510551 | 0 | 0 | 0 | 0 | 2023260.5255 | 1606837.366 | 0 | 0 | 0 | 0 | 0 | 0 | 0 | 0 | 0 | 0 | 0 | 0 | 0 | 0 | 0 | 0 | -259533.218 | 0 | 0 | 0 | 0 | 0 | 0 | 0 | 0 | 0 | 0 | 0 | 0 | 0 | 0 | 0 | 0
2016-02-12 03:00 | 0 | 0 | 0 | 0 | 263116.4562 | 0 | 492901 | 0 | 0 | 0 | 0 | 1793475.9818 | 1606837.366 | 0 | 0 | 0 | 0 | 0 | 0 | 0 | 0 | 0 | 0 | 0 | 0 | 0 | 0 | 0 | 0 | -229784.5438 | 0 | 0 | 0 | 0 | 0 | 0 | 0 | 0 | 0 | 0 | 0 | 0 | 0 | 0 | 0 | 0
2016-02-12 04:00 | 0 | 0 | 0 | 0 | 246514.7651 | 0 | 471644 | 0 | 0 | 0 | 0 | 1568346.7468 | 1606837.366 | 0 | 0 | 0 | 0 | 0 | 0 | 0 | 0 | 0 | 0 | 0 | 0 | 0 | 0 | 0 | 0 | -225129.2349 | 0 | 0 | 0 | 0 | 0 | 0 | 0 | 0 | 0 | 0 | 0 | 0 | 0 | 0 | 0 | 0
2016-02-12 05:00 | 0 | 0 | 0 | 0 | 240229.8817 | 0 | 451818 | 0 | 0 | 0 | 0 | 1356758.6285 | 1606837.366 | 0 | 0 | 0 | 0 | 0 | 0 | 0 | 0 | 0 | 0 | 0 | 0 | 0 | 0 | 0 | 0 | -211588.1183 | 0 | 0 | 0 | 0 | 0 | 0 | 0 | 0 | 0 | 0 | 0 | 0 | 0 | 0 | 0 | 0
2016-02-12 06:00 | 0 | 0 | 0 | 0 | 179206.782 | 0 | 438740 | 0 | 0 | 0 | 0 | 1097225.4106 | 1606837.366 | 0 | 0 | 0 | 0 | 0 | 0 | 0 | 0 | 0 | 0 | 0 | 0 | 0 | 0 | 0 | 0 | -259533.218 | 0 | 0 | 0 | 0 | 0 | 0 | 0 | 0 | 0 | 0 | 0 | 0 | 0 | 0 | 0 | 0
2016-02-12 07:00 | 0 | 0 | 0 | 0 | 268764.1338 | 0 | 430656 | 0 | 0 | 0 | 0 | 935333.5444 | 1606837.366 | 0 | 0 | 0 | 0 | 0 | 0 | 0 | 0 | 0 | 0 | 0 | 0 | 0 | 0 | 0 | 0 | -161891.8662 | 0 | 0 | 0 | 0 | 0 | 0 | 0 | 0 | 0 | 0 | 0 | 0 | 0 | 0 | 0 | 0
2016-02-12 08:00 | 0 | 0 | 0 | 0 | 167072.782 | 0 | 426606 | 0 | 0 | 0 | 0 | 675800.3264 | 1606837.366 | 0 | 0 | 0 | 0 | 0 | 0 | 0 | 0 | 0 | 0 | 0 | 0 | 0 | 0 | 0 | 0 | -259533.218 | 0 | 0 | 0 | 0 | 0 | 0 | 0 | 0 | 0 | 0 | 0 | 0 | 0 | 0 | 0 | 0
2016-02-12 09:00 | 0 | 0 | 0 | 0 | 325302.6053 | 0 | 429427 | 0 | 0 | 0 | 0 | 571675.9317 | 1606837.366 | 0 | 0 | 0 | 0 | 0 | 0 | 0 | 0 | 0 | 0 | 0 | 0 | 0 | 0 | 0 | 0 | -104124.3947 | 0 | 0 | 0 | 0 | 0 | 0 | 0 | 0 | 0 | 0 | 0 | 0 | 0 | 0 | 0 | 0
2016-02-12 10:00 | 0 | 0 | 0 | 0 | 355299.6266 | 0 | 444187 | 0 | 0 | 0 | 0 | 482788.5583 | 1606837.366 | 0 | 0 | 0 | 0 | 0 | 0 | 0 | 0 | 0 | 0 | 0 | 0 | 0 | 0 | 0 | 0 | -88887.3734 | 0 | 0 | 0 | 0 | 0 | 0 | 0 | 0 | 0 | 0 | 0 | 0 | 0 | 0 | 0 | 0
2016-02-12 11:00 | 0 | 0 | 0 | 0 | 381125.767 | 0 | 475473 | 0 | 0 | 0 | 0 | 388441.3254 | 1606837.366 | 0 | 0 | 0 | 0 | 0 | 0 | 0 | 0 | 0 | 0 | 0 | 0 | 0 | 0 | 0 | 0 | -94347.233 | 0 | 0 | 0 | 0 | 0 | 0 | 0 | 0 | 0 | 0 | 0 | 0 | 0 | 0 | 0 | 0
2016-02-12 12:00 | 0 | 0 | 0 | 0 | 242892.782 | 0 | 502426 | 0 | 0 | 0 | 0 | 128908.1074 | 1606837.366 | 0 | 0 | 0 | 0 | 0 | 0 | 0 | 0 | 0 | 0 | 0 | 0 | 0 | 0 | 0 | 0 | -259533.218 | 0 | 0 | 0 | 0 | 0 | 0 | 0 | 0 | 0 | 0 | 0 | 0 | 0 | 0 | 0 | 0
2016-02-12 13:00 | 0 | 0 | 0 | 0 | 379161.5552 | 453.3374 | 508523 | 0 | 0 | 0 | 0 | 0 | 1606837.366 | 0 | 0 | 0 | 0 | 0 | 0 | 0 | 0 | 0 | 0 | 0 | 0 | 0 | 0 | 0 | 0 | -128908.1074 | 0 | 0 | 0 | 0 | 0 | 0 | 0 | 0 | 0 | 0 | 0 | 0 | 0 | 0 | 0 | 0
2016-02-12 14:00 | 0 | 0 | 0 | 0 | 332200.9682 | 191542.0121 | 506503 | 0 | 0 | 0 | 0 | 17239.9803 | 1606837.366 | 0 | 0 | 0 | 0 | 0 | 0 | 0 | 0 | 0 | 0 | 0 | 0 | 0 | 0 | 0 | 0 | 17239.9803 | 0 | 0 | 0 | 0 | 0 | 0 | 0 | 0 | 0 | 0 | 0 | 0 | 0 | 0 | 0 | 0
2016-02-12 15:00 | 0 | 0 | 0 | 0 | 108701.6751 | 653397.5429 | 502566 | 0 | 0 | 0 | 0 | 276773.1982 | 1606837.366 | 0 | 0 | 0 | 0 | 0 | 0 | 0 | 0 | 0 | 0 | 0 | 0 | 0 | 0 | 0 | 0 | 259533.218 | 0 | 0 | 0 | 0 | 0 | 0 | 0 | 0 | 0 | 0 | 0 | 0 | 0 | 0 | 0 | 0
2016-02-12 16:00 | 0 | 0 | 0 | 0 | 0 | 716812.6996 | 495536 | 0 | 0 | 0 | 0 | 483683.4199 | 1621203.8439 | 0 | 0 | 0 | 0 | 0 | 0 | 0 | 0 | 0 | 0 | 0 | 0 | 0 | 0 | 0 | 0 | 206910.2217 | 14366.478 | 0 | 0 | 0 | 0 | 0 | 0 | 0 | 0 | 0 | 0 | 0 | 0 | 0 | 0 | 0
2016-02-12 17:00 | 0 | 0 | 0 | 0 | 41532.2153 | 704751.0026 | 486750 | 0 | 0 | 0 | 0 | 743216.6379 | 1621203.8439 | 0 | 0 | 0 | 0 | 0 | 0 | 0 | 0 | 0 | 0 | 0 | 0 | 0 | 0 | 0 | 0 | 259533.218 | 0 | 0 | 0 | 0 | 0 | 0 | 0 | 0 | 0 | 0 | 0 | 0 | 0 | 0 | 0 | 0
2016-02-12 18:00 | 0 | 0 | 0 | 0 | 60290.4354 | 680287.7826 | 481045 | 0 | 0 | 0 | 0 | 1002749.8558 | 1621203.8439 | 0 | 0 | 0 | 0 | 0 | 0 | 0 | 0 | 0 | 0 | 0 | 0 | 0 | 0 | 0 | 0 | 259533.218 | 0 | 0 | 0 | 0 | 0 | 0 | 0 | 0 | 0 | 0 | 0 | 0 | 0 | 0 | 0 | 0
2016-02-12 19:00 | 0 | 0 | 0 | 0 | 0 | 668463.5343 | 477507 | 0 | 0 | 0 | 0 | 1193706.3901 | 1621203.8439 | 0 | 0 | 0 | 0 | 0 | 0 | 0 | 0 | 0 | 0 | 0 | 0 | 0 | 0 | 0 | 0 | 190956.5343 | 0 | 0 | 0 | 0 | 0 | 0 | 0 | 0 | 0 | 0 | 0 | 0 | 0 | 0 | 0 | 0
2016-02-12 20:00 | 0 | 0 | 0 | 0 | 0 | 680458.2956 | 475470 | 0 | 0 | 0 | 0 | 1398694.6857 | 1621203.8439 | 0 | 0 | 0 | 0 | 0 | 0 | 0 | 0 | 0 | 0 | 0 | 0 | 0 | 0 | 0 | 0 | 204988.2956 | 0 | 0 | 0 | 0 | 0 | 0 | 0 | 0 | 0 | 0 | 0 | 0 | 0 | 0 | 0 | 0
2016-02-12 21:00 | 0 | 0 | 0 | 0 | 35317.8029 | 699726.4151 | 475511 | 0 | 0 | 0 | 0 | 1658227.9037 | 1621203.8439 | 0 | 0 | 0 | 0 | 0 | 0 | 0 | 0 | 0 | 0 | 0 | 0 | 0 | 0 | 0 | 0 | 259533.218 | 0 | 0 | 0 | 0 | 0 | 0 | 0 | 0 | 0 | 0 | 0 | 0 | 0 | 0 | 0 | 0
2016-02-12 22:00 | 0 | 0 | 0 | 0 | 0 | 653221.2652 | 480587 | 0 | 0 | 0 | 0 | 1830862.1688 | 1621203.8439 | 0 | 0 | 0 | 0 | 0 | 0 | 0 | 0 | 0 | 0 | 0 | 0 | 0 | 0 | 0 | 0 | 172634.2652 | 0 | 0 | 0 | 0 | 0 | 0 | 0 | 0 | 0 | 0 | 0 | 0 | 0 | 0 | 0 | 0
2016-02-12 23:00 | 0 | 0 | 0 | 0 | 0 | 426685.5405 | 492585 | 0 | 0 | 0 | 0 | 1750596.2314 | 1635570.3219 | 0 | 0 | 0 | 0 | 0 | 0 | 0 | 0 | 0 | 0 | 0 | 0 | 0 | 0 | 0 | 0 | -80265.9375 | 14366.478 | 0 | 0 | 0 | 0 | 0 | 0 | 0 | 0 | 0 | 0 | 0 | 0 | 0 | 0 | 0
2016-02-13 | 0 | 0 | 0 | 0 | 469735.2882 | 66454.5894 | 499809 | 0 | 0 | 0 | 0 | 1786977.109 | 1635570.3219 | 0 | 0 | 0 | 0 | 0 | 0 | 0 | 0 | 0 | 0 | 0 | 0 | 0 | 0 | 0 | 0 | 36380.8776 | 0 | 0 | 0 | 0 | 0 | 0 | 0 | 0 | 0 | 0 | 0 | 0 | 0 | 0 | 0 | 0
2016-02-13 01:00 | 0 | 0 | 0 | 0 | 239197.7586 | 0.023399 | 498731 | 0 | 0 | 0 | 0 | 1527443.891 | 1635570.3219 | 0 | 0 | 0 | 0 | 0 | 0 | 0 | 0 | 0 | 0 | 0 | 0 | 0 | 0 | 0 | 0 | -259533.218 | 0 | 0 | 0 | 0 | 0 | 0 | 0 | 0 | 0 | 0 | 0 | 0 | 0 | 0 | 0 | 0
2016-02-13 02:00 | 0 | 0 | 0 | 0 | 466869.0224 | 0 | 491920 | 0 | 0 | 0 | 0 | 1502392.9135 | 1635570.3219 | 0 | 0 | 0 | 0 | 0 | 0 | 0 | 0 | 0 | 0 | 0 | 0 | 0 | 0 | 0 | 0 | -25050.9776 | 0 | 0 | 0 | 0 | 0 | 0 | 0 | 0 | 0 | 0 | 0 | 0 | 0 | 0 | 0 | 0
2016-02-13 03:00 | 0 | 0 | 0 | 0 | 445634.3113 | 0 | 479170 | 0 | 0 | 0 | 0 | 1468857.2247 | 1635570.3219 | 0 | 0 | 0 | 0 | 0 | 0 | 0 | 0 | 0 | 0 | 0 | 0 | 0 | 0 | 0 | 0 | -33535.6887 | 0 | 0 | 0 | 0 | 0 | 0 | 0 | 0 | 0 | 0 | 0 | 0 | 0 | 0 | 0 | 0
2016-02-13 04:00 | 0 | 0 | 0 | 0 | 425237.359 | 0 | 462280 | 0 | 0 | 0 | 0 | 1431814.5837 | 1635570.3219 | 0 | 0 | 0 | 0 | 0 | 0 | 0 | 0 | 0 | 0 | 0 | 0 | 0 | 0 | 0 | 0 | -37042.641 | 0 | 0 | 0 | 0 | 0 | 0 | 0 | 0 | 0 | 0 | 0 | 0 | 0 | 0 | 0 | 0
2016-02-13 05:00 | 0 | 0 | 0 | 0 | 186617.782 | 0 | 446151 | 0 | 0 | 0 | 0 | 1172281.3658 | 1635570.3219 | 0 | 0 | 0 | 0 | 0 | 0 | 0 | 0 | 0 | 0 | 0 | 0 | 0 | 0 | 0 | 0 | -259533.218 | 0 | 0 | 0 | 0 | 0 | 0 | 0 | 0 | 0 | 0 | 0 | 0 | 0 | 0 | 0 | 0
2016-02-13 06:00 | 0 | 0 | 0 | 0 | 382434.3089 | 0 | 434017 | 0 | 0 | 0 | 0 | 1120698.6746 | 1635570.3219 | 0 | 0 | 0 | 0 | 0 | 0 | 0 | 0 | 0 | 0 | 0 | 0 | 0 | 0 | 0 | 0 | -51582.6911 | 0 | 0 | 0 | 0 | 0 | 0 | 0 | 0 | 0 | 0 | 0 | 0 | 0 | 0 | 0 | 0
2016-02-13 07:00 | 0 | 0 | 0 | 0 | 167035.782 | 0 | 426569 | 0 | 0 | 0 | 0 | 861165.4567 | 1635570.3219 | 0 | 0 | 0 | 0 | 0 | 0 | 0 | 0 | 0 | 0 | 0 | 0 | 0 | 0 | 0 | 0 | -259533.218 | 0 | 0 | 0 | 0 | 0 | 0 | 0 | 0 | 0 | 0 | 0 | 0 | 0 | 0 | 0 | 0
2016-02-13 08:00 | 0 | 0 | 0 | 0 | 353837.5939 | 0 | 423312 | 0 | 0 | 0 | 0 | 791691.0505 | 1635570.3219 | 0 | 0 | 0 | 0 | 0 | 0 | 0 | 0 | 0 | 0 | 0 | 0 | 0 | 0 | 0 | 0 | -69474.4061 | 0 | 0 | 0 | 0 | 0 | 0 | 0 | 0 | 0 | 0 | 0 | 0 | 0 | 0 | 0 | 0
2016-02-13 09:00 | 0 | 0 | 0 | 0 | 350141.0825 | 0 | 425077 | 0 | 0 | 0 | 0 | 716755.133 | 1635570.3219 | 0 | 0 | 0 | 0 | 0 | 0 | 0 | 0 | 0 | 0 | 0 | 0 | 0 | 0 | 0 | 0 | -74935.9175 | 0 | 0 | 0 | 0 | 0 | 0 | 0 | 0 | 0 | 0 | 0 | 0 | 0 | 0 | 0 | 0
2016-02-13 10:00 | 0 | 0 | 0 | 0 | 352802.104 | 0 | 432371 | 0 | 0 | 0 | 0 | 637186.237 | 1635570.3219 | 0 | 0 | 0 | 0 | 0 | 0 | 0 | 0 | 0 | 0 | 0 | 0 | 0 | 0 | 0 | 0 | -79568.896 | 0 | 0 | 0 | 0 | 0 | 0 | 0 | 0 | 0 | 0 | 0 | 0 | 0 | 0 | 0 | 0
2016-02-13 11:00 | 0 | 0 | 0 | 0 | 186135.782 | 0 | 445669 | 0 | 0 | 0 | 0 | 377653.019 | 1635570.3219 | 0 | 0 | 0 | 0 | 0 | 0 | 0 | 0 | 0 | 0 | 0 | 0 | 0 | 0 | 0 | 0 | -259533.218 | 0 | 0 | 0 | 0 | 0 | 0 | 0 | 0 | 0 | 0 | 0 | 0 | 0 | 0 | 0 | 0
2016-02-13 12:00 | 0 | 0 | 0 | 0 | 373021.935 | 0 | 462097 | 0 | 0 | 0 | 0 | 288577.954 | 1635570.3219 | 0 | 0 | 0 | 0 | 0 | 0 | 0 | 0 | 0 | 0 | 0 | 0 | 0 | 0 | 0 | 0 | -89075.065 | 0 | 0 | 0 | 0 | 0 | 0 | 0 | 0 | 0 | 0 | 0 | 0 | 0 | 0 | 0 | 0
2016-02-13 13:00 | 0 | 0 | 0 | 0 | 230459.0593 | 551.2007 | 476177 | 0 | 0 | 0 | 0 | 29044.736 | 1649936.7999 | 0 | 0 | 0 | 0 | 0 | 0 | 0 | 0 | 0 | 0 | 0 | 0 | 0 | 0 | 0 | 0 | -259533.218 | 14366.478 | 0 | 0 | 0 | 0 | 0 | 0 | 0 | 0 | 0 | 0 | 0 | 0 | 0 | 0 | 0
2016-02-13 14:00 | 0 | 0 | 0 | 0 | 303391.2444 | 152447.0196 | 484883 | 0 | 0 | 0 | 0 | 0 | 1649936.7999 | 0 | 0 | 0 | 0 | 0 | 0 | 0 | 0 | 0 | 0 | 0 | 0 | 0 | 0 | 0 | 0 | -29044.736 | 0 | 0 | 0 | 0 | 0 | 0 | 0 | 0 | 0 | 0 | 0 | 0 | 0 | 0 | 0 | 0
2016-02-13 15:00 | 0 | 0 | 0 | 0 | 177395.3468 | 567719.8712 | 485582 | 0 | 0 | 0 | 0 | 259533.218 | 1649936.7999 | 0 | 0 | 0 | 0 | 0 | 0 | 0 | 0 | 0 | 0 | 0 | 0 | 0 | 0 | 0 | 0 | 259533.218 | 0 | 0 | 0 | 0 | 0 | 0 | 0 | 0 | 0 | 0 | 0 | 0 | 0 | 0 | 0 | 0
2016-02-13 16:00 | 0 | 0 | 0 | 0 | 68351.6657 | 671611.5522 | 480430 | 0 | 0 | 0 | 0 | 519066.4359 | 1649936.7999 | 0 | 0 | 0 | 0 | 0 | 0 | 0 | 0 | 0 | 0 | 0 | 0 | 0 | 0 | 0 | 0 | 259533.218 | 0 | 0 | 0 | 0 | 0 | 0 | 0 | 0 | 0 | 0 | 0 | 0 | 0 | 0 | 0 | 0
2016-02-13 17:00 | 0 | 0 | 0 | 0 | 56562.6063 | 689191.0896 | 471854 | 0 | 0 | 0 | 0 | 778599.6539 | 1664303.2779 | 0 | 0 | 0 | 0 | 0 | 0 | 0 | 0 | 0 | 0 | 0 | 0 | 0 | 0 | 0 | 0 | 259533.218 | 14366.478 | 0 | 0 | 0 | 0 | 0 | 0 | 0 | 0 | 0 | 0 | 0 | 0 | 0 | 0 | 0
2016-02-13 18:00 | 0 | 0 | 0 | 0 | 0 | 672451.0709 | 462669 | 0 | 0 | 0 | 0 | 988381.7248 | 1664303.2779 | 0 | 0 | 0 | 0 | 0 | 0 | 0 | 0 | 0 | 0 | 0 | 0 | 0 | 0 | 0 | 0 | 209782.0709 | 0 | 0 | 0 | 0 | 0 | 0 | 0 | 0 | 0 | 0 | 0 | 0 | 0 | 0 | 0 | 0
2016-02-13 19:00 | 0 | 0 | 0 | 0 | 0 | 663335.7131 | 456167 | 0 | 0 | 0 | 0 | 1195550.438 | 1664303.2779 | 0 | 0 | 0 | 0 | 0 | 0 | 0 | 0 | 0 | 0 | 0 | 0 | 0 | 0 | 0 | 0 | 207168.7131 | 0 | 0 | 0 | 0 | 0 | 0 | 0 | 0 | 0 | 0 | 0 | 0 | 0 | 0 | 0 | 0
2016-02-13 20:00 | 0 | 0 | 0 | 0 | 35253.2358 | 676641.9822 | 452362 | 0 | 0 | 0 | 0 | 1455083.6559 | 1664303.2779 | 0 | 0 | 0 | 0 | 0 | 0 | 0 | 0 | 0 | 0 | 0 | 0 | 0 | 0 | 0 | 0 | 259533.218 | 0 | 0 | 0 | 0 | 0 | 0 | 0 | 0 | 0 | 0 | 0 | 0 | 0 | 0 | 0 | 0
2016-02-13 21:00 | 0 | 0 | 0 | 0 | 0 | 689382.2493 | 455137 | 0 | 0 | 0 | 0 | 1689328.9053 | 1664303.2779 | 0 | 0 | 0 | 0 | 0 | 0 | 0 | 0 | 0 | 0 | 0 | 0 | 0 | 0 | 0 | 0 | 234245.2493 | 0 | 0 | 0 | 0 | 0 | 0 | 0 | 0 | 0 | 0 | 0 | 0 | 0 | 0 | 0 | 0
2016-02-13 22:00 | 0 | 0 | 0 | 0 | 0 | 654628.2228 | 466557 | 0 | 0 | 0 | 0 | 1863033.6501 | 1678669.7559 | 0 | 0 | 0 | 0 | 0 | 0 | 0 | 0 | 0 | 0 | 0 | 0 | 0 | 0 | 0 | 0 | 173704.7448 | 14366.478 | 0 | 0 | 0 | 0 | 0 | 0 | 0 | 0 | 0 | 0 | 0 | 0 | 0 | 0 | 0
2016-02-13 23:00 | 0 | 0 | 0 | 0 | 0 | 433253.2513 | 487773 | 0 | 0 | 0 | 0 | 1808513.9014 | 1678669.7559 | 0 | 0 | 0 | 0 | 0 | 0 | 0 | 0 | 0 | 0 | 0 | 0 | 0 | 0 | 0 | 0 | -54519.7487 | 0 | 0 | 0 | 0 | 0 | 0 | 0 | 0 | 0 | 0 | 0 | 0 | 0 | 0 | 0 | 0
2016-02-14 | 0 | 0 | 0 | 0 | 151752.9541 | 89910.8279 | 501197 | 0 | 0 | 0 | 0 | 1548980.6835 | 1678669.7559 | 0 | 0 | 0 | 0 | 0 | 0 | 0 | 0 | 0 | 0 | 0 | 0 | 0 | 0 | 0 | 0 | -259533.218 | 0 | 0 | 0 | 0 | 0 | 0 | 0 | 0 | 0 | 0 | 0 | 0 | 0 | 0 | 0 | 0
2016-02-14 01:00 | 0 | 0 | 0 | 0 | 245138.6864 | 3.0957 | 504675 | 0 | 0 | 0 | 0 | 1289447.4655 | 1678669.7559 | 0 | 0 | 0 | 0 | 0 | 0 | 0 | 0 | 0 | 0 | 0 | 0 | 0 | 0 | 0 | 0 | -259533.218 | 0 | 0 | 0 | 0 | 0 | 0 | 0 | 0 | 0 | 0 | 0 | 0 | 0 | 0 | 0 | 0
2016-02-14 02:00 | 0 | 0 | 0 | 0 | 752136.4758 | 0 | 501941 | 0 | 0 | 0 | 0 | 1539642.9413 | 1678669.7559 | 0 | 0 | 0 | 0 | 0 | 0 | 0 | 0 | 0 | 0 | 0 | 0 | 0 | 0 | 0 | 0 | 250195.4758 | 0 | 0 | 0 | 0 | 0 | 0 | 0 | 0 | 0 | 0 | 0 | 0 | 0 | 0 | 0 | 0
2016-02-14 03:00 | 0 | 0 | 0 | 0 | 233681.782 | 0 | 493215 | 0 | 0 | 0 | 0 | 1280109.7234 | 1678669.7559 | 0 | 0 | 0 | 0 | 0 | 0 | 0 | 0 | 0 | 0 | 0 | 0 | 0 | 0 | 0 | 0 | -259533.218 | 0 | 0 | 0 | 0 | 0 | 0 | 0 | 0 | 0 | 0 | 0 | 0 | 0 | 0 | 0 | 0
2016-02-14 04:00 | 0 | 0 | 0 | 0 | 219435.782 | 0 | 478969 | 0 | 0 | 0 | 0 | 1020576.5054 | 1678669.7559 | 0 | 0 | 0 | 0 | 0 | 0 | 0 | 0 | 0 | 0 | 0 | 0 | 0 | 0 | 0 | 0 | -259533.218 | 0 | 0 | 0 | 0 | 0 | 0 | 0 | 0 | 0 | 0 | 0 | 0 | 0 | 0 | 0 | 0
2016-02-14 05:00 | 0 | 0 | 0 | 0 | 204614.782 | 0 | 464148 | 0 | 0 | 0 | 0 | 761043.2874 | 1678669.7559 | 0 | 0 | 0 | 0 | 0 | 0 | 0 | 0 | 0 | 0 | 0 | 0 | 0 | 0 | 0 | 0 | -259533.218 | 0 | 0 | 0 | 0 | 0 | 0 | 0 | 0 | 0 | 0 | 0 | 0 | 0 | 0 | 0 | 0
2016-02-14 06:00 | 0 | 0 | 0 | 0 | 713424.218 | 0 | 453891 | 0 | 0 | 0 | 0 | 1020576.5054 | 1678669.7559 | 0 | 0 | 0 | 0 | 0 | 0 | 0 | 0 | 0 | 0 | 0 | 0 | 0 | 0 | 0 | 0 | 259533.218 | 0 | 0 | 0 | 0 | 0 | 0 | 0 | 0 | 0 | 0 | 0 | 0 | 0 | 0 | 0 | 0
2016-02-14 07:00 | 0 | 0 | 0 | 0 | 187708.782 | 0 | 447242 | 0 | 0 | 0 | 0 | 761043.2874 | 1678669.7559 | 0 | 0 | 0 | 0 | 0 | 0 | 0 | 0 | 0 | 0 | 0 | 0 | 0 | 0 | 0 | 0 | -259533.218 | 0 | 0 | 0 | 0 | 0 | 0 | 0 | 0 | 0 | 0 | 0 | 0 | 0 | 0 | 0 | 0
2016-02-14 08:00 | 0 | 0 | 0 | 0 | 183902.782 | 0 | 443436 | 0 | 0 | 0 | 0 | 501510.0695 | 1678669.7559 | 0 | 0 | 0 | 0 | 0 | 0 | 0 | 0 | 0 | 0 | 0 | 0 | 0 | 0 | 0 | 0 | -259533.218 | 0 | 0 | 0 | 0 | 0 | 0 | 0 | 0 | 0 | 0 | 0 | 0 | 0 | 0 | 0 | 0
2016-02-14 09:00 | 0 | 0 | 0 | 0 | 701939.218 | 0 | 442406 | 0 | 0 | 0 | 0 | 761043.2874 | 1678669.7559 | 0 | 0 | 0 | 0 | 0 | 0 | 0 | 0 | 0 | 0 | 0 | 0 | 0 | 0 | 0 | 0 | 259533.218 | 0 | 0 | 0 | 0 | 0 | 0 | 0 | 0 | 0 | 0 | 0 | 0 | 0 | 0 | 0 | 0
2016-02-14 10:00 | 0 | 0 | 0 | 0 | 186810.782 | 0 | 446344 | 0 | 0 | 0 | 0 | 501510.0695 | 1678669.7559 | 0 | 0 | 0 | 0 | 0 | 0 | 0 | 0 | 0 | 0 | 0 | 0 | 0 | 0 | 0 | 0 | -259533.218 | 0 | 0 | 0 | 0 | 0 | 0 | 0 | 0 | 0 | 0 | 0 | 0 | 0 | 0 | 0 | 0
2016-02-14 11:00 | 0 | 0 | 0 | 0 | 196416.782 | 0 | 455950 | 0 | 0 | 0 | 0 | 241976.8515 | 1678669.7559 | 0 | 0 | 0 | 0 | 0 | 0 | 0 | 0 | 0 | 0 | 0 | 0 | 0 | 0 | 0 | 0 | -259533.218 | 0 | 0 | 0 | 0 | 0 | 0 | 0 | 0 | 0 | 0 | 0 | 0 | 0 | 0 | 0 | 0
2016-02-14 12:00 | 0 | 0 | 0 | 0 | 628073.8856 | 0 | 467682 | 0 | 0 | 0 | 0 | 402368.7371 | 1678669.7559 | 0 | 0 | 0 | 0 | 0 | 0 | 0 | 0 | 0 | 0 | 0 | 0 | 0 | 0 | 0 | 0 | 160391.8856 | 0 | 0 | 0 | 0 | 0 | 0 | 0 | 0 | 0 | 0 | 0 | 0 | 0 | 0 | 0 | 0
2016-02-14 13:00 | 0 | 0 | 0 | 0 | 217603.8197 | 684.9623 | 477822 | 0 | 0 | 0 | 0 | 142835.5191 | 1678669.7559 | 0 | 0 | 0 | 0 | 0 | 0 | 0 | 0 | 0 | 0 | 0 | 0 | 0 | 0 | 0 | 0 | -259533.218 | 0 | 0 | 0 | 0 | 0 | 0 | 0 | 0 | 0 | 0 | 0 | 0 | 0 | 0 | 0 | 0
2016-02-14 14:00 | 0 | 0 | 0 | 0 | 437731.0793 | 159087.5768 | 482732 | 0 | 0 | 0 | 0 | 256922.1752 | 1678669.7559 | 0 | 0 | 0 | 0 | 0 | 0 | 0 | 0 | 0 | 0 | 0 | 0 | 0 | 0 | 0 | 0 | 114086.6561 | 0 | 0 | 0 | 0 | 0 | 0 | 0 | 0 | 0 | 0 | 0 | 0 | 0 | 0 | 0 | 0
2016-02-14 15:00 | 0 | 0 | 0 | 0 | 178616.2627 | 561710.9553 | 480794 | 0 | 0 | 0 | 0 | 516455.3932 | 1678669.7559 | 0 | 0 | 0 | 0 | 0 | 0 | 0 | 0 | 0 | 0 | 0 | 0 | 0 | 0 | 0 | 0 | 259533.218 | 0 | 0 | 0 | 0 | 0 | 0 | 0 | 0 | 0 | 0 | 0 | 0 | 0 | 0 | 0 | 0
2016-02-14 16:00 | 0 | 0 | 0 | 0 | 0 | 661284.7408 | 474300 | 0 | 0 | 0 | 0 | 689073.656 | 1693036.2338 | 0 | 0 | 0 | 0 | 0 | 0 | 0 | 0 | 0 | 0 | 0 | 0 | 0 | 0 | 0 | 0 | 172618.2628 | 14366.478 | 0 | 0 | 0 | 0 | 0 | 0 | 0 | 0 | 0 | 0 | 0 | 0 | 0 | 0 | 0
2016-02-14 17:00 | 0 | 0 | 0 | 0 | 0 | 667370.9499 | 468035 | 0 | 0 | 0 | 0 | 888409.6059 | 1693036.2338 | 0 | 0 | 0 | 0 | 0 | 0 | 0 | 0 | 0 | 0 | 0 | 0 | 0 | 0 | 0 | 0 | 199335.9499 | 0 | 0 | 0 | 0 | 0 | 0 | 0 | 0 | 0 | 0 | 0 | 0 | 0 | 0 | 0 | 0
2016-02-14 18:00 | 0 | 0 | 0 | 0 | 73748.9517 | 646863.2663 | 461079 | 0 | 0 | 0 | 0 | 1147942.8239 | 1693036.2338 | 0 | 0 | 0 | 0 | 0 | 0 | 0 | 0 | 0 | 0 | 0 | 0 | 0 | 0 | 0 | 0 | 259533.218 | 0 | 0 | 0 | 0 | 0 | 0 | 0 | 0 | 0 | 0 | 0 | 0 | 0 | 0 | 0 | 0
2016-02-14 19:00 | 0 | 0 | 0 | 0 | 0 | 637819.2847 | 454990 | 0 | 0 | 0 | 0 | 1330772.1086 | 1693036.2338 | 0 | 0 | 0 | 0 | 0 | 0 | 0 | 0 | 0 | 0 | 0 | 0 | 0 | 0 | 0 | 0 | 182829.2847 | 0 | 0 | 0 | 0 | 0 | 0 | 0 | 0 | 0 | 0 | 0 | 0 | 0 | 0 | 0 | 0
2016-02-14 20:00 | 0 | 0 | 0 | 0 | 0 | 650323.6521 | 453504 | 0 | 0 | 0 | 0 | 1527591.7607 | 1693036.2338 | 0 | 0 | 0 | 0 | 0 | 0 | 0 | 0 | 0 | 0 | 0 | 0 | 0 | 0 | 0 | 0 | 196819.6521 | 0 | 0 | 0 | 0 | 0 | 0 | 0 | 0 | 0 | 0 | 0 | 0 | 0 | 0 | 0 | 0
2016-02-14 21:00 | 0 | 0 | 0 | 0 | 52463.4375 | 664288.7805 | 457219 | 0 | 0 | 0 | 0 | 1787124.9786 | 1693036.2338 | 0 | 0 | 0 | 0 | 0 | 0 | 0 | 0 | 0 | 0 | 0 | 0 | 0 | 0 | 0 | 0 | 259533.218 | 0 | 0 | 0 | 0 | 0 | 0 | 0 | 0 | 0 | 0 | 0 | 0 | 0 | 0 | 0 | 0
2016-02-14 22:00 | 0 | 0 | 0 | 0 | 0 | 601762.1616 | 468996 | 0 | 0 | 0 | 0 | 1919891.1402 | 1693036.2338 | 0 | 0 | 0 | 0 | 0 | 0 | 0 | 0 | 0 | 0 | 0 | 0 | 0 | 0 | 0 | 0 | 132766.1616 | 0 | 0 | 0 | 0 | 0 | 0 | 0 | 0 | 0 | 0 | 0 | 0 | 0 | 0 | 0 | 0
2016-02-14 23:00 | 0 | 0 | 0 | 0 | 0 | 385831.8569 | 487064 | 0 | 0 | 0 | 0 | 1818658.9971 | 1693036.2338 | 0 | 0 | 0 | 0 | 0 | 0 | 0 | 0 | 0 | 0 | 0 | 0 | 0 | 0 | 0 | 0 | -101232.1431 | 0 | 0 | 0 | 0 | 0 | 0 | 0 | 0 | 0 | 0 | 0 | 0 | 0 | 0 | 0 | 0
2016-02-15 | 0 | 0 | 0 | 0 | 403399.801 | 56080.1369 | 497245 | 0 | 0 | 0 | 0 | 1766527.457 | 1707402.7118 | 0 | 0 | 0 | 0 | 0 | 0 | 0 | 0 | 0 | 0 | 0 | 0 | 0 | 0 | 0 | 0 | -52131.5401 | 14366.478 | 0 | 0 | 0 | 0 | 0 | 0 | 0 | 0 | 0 | 0 | 0 | 0 | 0 | 0 | 0
2016-02-15 01:00 | 0 | 0 | 0 | 0 | 128099.5624 | 5.1249 | 496464 | 0 | 0 | 0 | 0 | 1506994.2391 | 1598576.6171 | 0 | 0 | 0 | 0 | 0 | 0 | 0 | 0 | 0 | 0 | 0 | 0 | 0 | 0 | 0 | 0 | -259533.218 | 0 | 108826.0947 | 0 | 0 | 0 | 0 | 0 | 0 | 0 | 0 | 0 | 0 | 0 | 0 | 0 | 0
2016-02-15 02:00 | 0 | 0 | 0 | 0 | 228225.782 | 0 | 487759 | 0 | 0 | 0 | 0 | 1247461.0211 | 1598576.6171 | 0 | 0 | 0 | 0 | 0 | 0 | 0 | 0 | 0 | 0 | 0 | 0 | 0 | 0 | 0 | 0 | -259533.218 | 0 | 0 | 0 | 0 | 0 | 0 | 0 | 0 | 0 | 0 | 0 | 0 | 0 | 0 | 0 | 0
2016-02-15 03:00 | 0 | 0 | 0 | 0 | 464292.8309 | 0 | 473863 | 0 | 0 | 0 | 0 | 1237890.852 | 1598576.6171 | 0 | 0 | 0 | 0 | 0 | 0 | 0 | 0 | 0 | 0 | 0 | 0 | 0 | 0 | 0 | 0 | -9570.1691 | 0 | 0 | 0 | 0 | 0 | 0 | 0 | 0 | 0 | 0 | 0 | 0 | 0 | 0 | 0 | 0
2016-02-15 04:00 | 0 | 0 | 0 | 0 | 196713.782 | 0 | 456247 | 0 | 0 | 0 | 0 | 978357.634 | 1598576.6171 | 0 | 0 | 0 | 0 | 0 | 0 | 0 | 0 | 0 | 0 | 0 | 0 | 0 | 0 | 0 | 0 | -259533.218 | 0 | 0 | 0 | 0 | 0 | 0 | 0 | 0 | 0 | 0 | 0 | 0 | 0 | 0 | 0 | 0
2016-02-15 05:00 | 0 | 0 | 0 | 0 | 482369.7441 | 0 | 438571 | 0 | 0 | 0 | 0 | 1022156.3781 | 1598576.6171 | 0 | 0 | 0 | 0 | 0 | 0 | 0 | 0 | 0 | 0 | 0 | 0 | 0 | 0 | 0 | 0 | 43798.7441 | 0 | 0 | 0 | 0 | 0 | 0 | 0 | 0 | 0 | 0 | 0 | 0 | 0 | 0 | 0 | 0
2016-02-15 06:00 | 0 | 0 | 0 | 0 | 486469.2797 | 0 | 426178 | 0 | 0 | 0 | 0 | 1082447.6578 | 1598576.6171 | 0 | 0 | 0 | 0 | 0 | 0 | 0 | 0 | 0 | 0 | 0 | 0 | 0 | 0 | 0 | 0 | 60291.2797 | 0 | 0 | 0 | 0 | 0 | 0 | 0 | 0 | 0 | 0 | 0 | 0 | 0 | 0 | 0 | 0
2016-02-15 07:00 | 0 | 0 | 0 | 0 | 158496.782 | 0 | 418030 | 0 | 0 | 0 | 0 | 822914.4399 | 1598576.6171 | 0 | 0 | 0 | 0 | 0 | 0 | 0 | 0 | 0 | 0 | 0 | 0 | 0 | 0 | 0 | 0 | -259533.218 | 0 | 0 | 0 | 0 | 0 | 0 | 0 | 0 | 0 | 0 | 0 | 0 | 0 | 0 | 0 | 0
2016-02-15 08:00 | 0 | 0 | 0 | 0 | 501013.0467 | 0 | 413802 | 0 | 0 | 0 | 0 | 910125.4865 | 1598576.6171 | 0 | 0 | 0 | 0 | 0 | 0 | 0 | 0 | 0 | 0 | 0 | 0 | 0 | 0 | 0 | 0 | 87211.0467 | 0 | 0 | 0 | 0 | 0 | 0 | 0 | 0 | 0 | 0 | 0 | 0 | 0 | 0 | 0 | 0
2016-02-15 09:00 | 0 | 0 | 0 | 0 | 514078.8613 | 0 | 416020 | 0 | 0 | 0 | 0 | 1008184.3478 | 1598576.6171 | 0 | 0 | 0 | 0 | 0 | 0 | 0 | 0 | 0 | 0 | 0 | 0 | 0 | 0 | 0 | 0 | 98058.8613 | 0 | 0 | 0 | 0 | 0 | 0 | 0 | 0 | 0 | 0 | 0 | 0 | 0 | 0 | 0 | 0
2016-02-15 10:00 | 0 | 0 | 0 | 0 | 166707.782 | 0 | 426241 | 0 | 0 | 0 | 0 | 748651.1299 | 1598576.6171 | 0 | 0 | 0 | 0 | 0 | 0 | 0 | 0 | 0 | 0 | 0 | 0 | 0 | 0 | 0 | 0 | -259533.218 | 0 | 0 | 0 | 0 | 0 | 0 | 0 | 0 | 0 | 0 | 0 | 0 | 0 | 0 | 0 | 0
2016-02-15 11:00 | 0 | 0 | 0 | 0 | 189290.782 | 0 | 448824 | 0 | 0 | 0 | 0 | 489117.9119 | 1598576.6171 | 0 | 0 | 0 | 0 | 0 | 0 | 0 | 0 | 0 | 0 | 0 | 0 | 0 | 0 | 0 | 0 | -259533.218 | 0 | 0 | 0 | 0 | 0 | 0 | 0 | 0 | 0 | 0 | 0 | 0 | 0 | 0 | 0 | 0
2016-02-15 12:00 | 0 | 0 | 0 | 0 | 520978.8568 | 0 | 472250 | 0 | 0 | 0 | 0 | 537846.7686 | 1598576.6171 | 0 | 0 | 0 | 0 | 0 | 0 | 0 | 0 | 0 | 0 | 0 | 0 | 0 | 0 | 0 | 0 | 48728.8568 | 0 | 0 | 0 | 0 | 0 | 0 | 0 | 0 | 0 | 0 | 0 | 0 | 0 | 0 | 0 | 0
2016-02-15 13:00 | 0 | 0 | 0 | 0 | 226243.7118 | 861.0703 | 486638 | 0 | 0 | 0 | 0 | 278313.5507 | 1598576.6171 | 0 | 0 | 0 | 0 | 0 | 0 | 0 | 0 | 0 | 0 | 0 | 0 | 0 | 0 | 0 | 0 | -259533.218 | 0 | 0 | 0 | 0 | 0 | 0 | 0 | 0 | 0 | 0 | 0 | 0 | 0 | 0 | 0 | 0
2016-02-15 14:00 | 0 | 0 | 0 | 0 | 290963.8428 | 211734.899 | 495412 | 0 | 0 | 0 | 0 | 285600.2924 | 1598576.6171 | 0 | 0 | 0 | 0 | 0 | 0 | 0 | 0 | 0 | 0 | 0 | 0 | 0 | 0 | 0 | 0 | 7286.7418 | 0 | 0 | 0 | 0 | 0 | 0 | 0 | 0 | 0 | 0 | 0 | 0 | 0 | 0 | 0 | 0
2016-02-15 15:00 | 0 | 0 | 0 | 0 | 129982.4762 | 630851.7417 | 501301 | 0 | 0 | 0 | 0 | 545133.5104 | 1598576.6171 | 0 | 0 | 0 | 0 | 0 | 0 | 0 | 0 | 0 | 0 | 0 | 0 | 0 | 0 | 0 | 0 | 259533.218 | 0 | 0 | 0 | 0 | 0 | 0 | 0 | 0 | 0 | 0 | 0 | 0 | 0 | 0 | 0 | 0
2016-02-15 16:00 | 0 | 0 | 0 | 0 | 0 | 713171.4837 | 502221 | 0 | 0 | 0 | 0 | 741717.5161 | 1612943.0951 | 0 | 0 | 0 | 0 | 0 | 0 | 0 | 0 | 0 | 0 | 0 | 0 | 0 | 0 | 0 | 0 | 196584.0057 | 14366.478 | 0 | 0 | 0 | 0 | 0 | 0 | 0 | 0 | 0 | 0 | 0 | 0 | 0 | 0 | 0
2016-02-15 17:00 | 0 | 0 | 0 | 0 | 0 | 713156.5966 | 499362 | 0 | 0 | 0 | 0 | 955512.1127 | 1612943.0951 | 0 | 0 | 0 | 0 | 0 | 0 | 0 | 0 | 0 | 0 | 0 | 0 | 0 | 0 | 0 | 0 | 213794.5966 | 0 | 0 | 0 | 0 | 0 | 0 | 0 | 0 | 0 | 0 | 0 | 0 | 0 | 0 | 0 | 0
2016-02-15 18:00 | 0 | 0 | 0 | 0 | 63759.6523 | 690959.5657 | 495186 | 0 | 0 | 0 | 0 | 1215045.3307 | 1612943.0951 | 0 | 0 | 0 | 0 | 0 | 0 | 0 | 0 | 0 | 0 | 0 | 0 | 0 | 0 | 0 | 0 | 259533.218 | 0 | 0 | 0 | 0 | 0 | 0 | 0 | 0 | 0 | 0 | 0 | 0 | 0 | 0 | 0 | 0
2016-02-15 19:00 | 0 | 0 | 0 | 0 | 0 | 680125.4281 | 490387 | 0 | 0 | 0 | 0 | 1404783.7588 | 1612943.0951 | 0 | 0 | 0 | 0 | 0 | 0 | 0 | 0 | 0 | 0 | 0 | 0 | 0 | 0 | 0 | 0 | 189738.4281 | 0 | 0 | 0 | 0 | 0 | 0 | 0 | 0 | 0 | 0 | 0 | 0 | 0 | 0 | 0 | 0
2016-02-15 20:00 | 0 | 0 | 0 | 0 | 0 | 694105.5089 | 486695 | 0 | 0 | 0 | 0 | 1612194.2676 | 1612943.0951 | 0 | 0 | 0 | 0 | 0 | 0 | 0 | 0 | 0 | 0 | 0 | 0 | 0 | 0 | 0 | 0 | 207410.5089 | 0 | 0 | 0 | 0 | 0 | 0 | 0 | 0 | 0 | 0 | 0 | 0 | 0 | 0 | 0 | 0
2016-02-15 21:00 | 0 | 0 | 0 | 0 | 23234.7052 | 723303.5128 | 487005 | 0 | 0 | 0 | 0 | 1871727.4856 | 1612943.0951 | 0 | 0 | 0 | 0 | 0 | 0 | 0 | 0 | 0 | 0 | 0 | 0 | 0 | 0 | 0 | 0 | 259533.218 | 0 | 0 | 0 | 0 | 0 | 0 | 0 | 0 | 0 | 0 | 0 | 0 | 0 | 0 | 0 | 0
2016-02-15 22:00 | 0 | 0 | 0 | 0 | 0 | 698648.4404 | 494230 | 0 | 0 | 0 | 0 | 2076145.926 | 1612943.0951 | 0 | 0 | 0 | 0 | 0 | 0 | 0 | 0 | 0 | 0 | 0 | 0 | 0 | 0 | 0 | 0 | 204418.4404 | 0 | 0 | 0 | 0 | 0 | 0 | 0 | 0 | 0 | 0 | 0 | 0 | 0 | 0 | 0 | 0
2016-02-15 23:00 | 0 | 0 | 0 | 0 | 0 | 479650.5667 | 505582 | 0 | 0 | 0 | 0 | 2050214.4926 | 1612943.0951 | 0 | 0 | 0 | 0 | 0 | 0 | 0 | 0 | 0 | 0 | 0 | 0 | 0 | 0 | 0 | 0 | -25931.4333 | 0 | 0 | 0 | 0 | 0 | 0 | 0 | 0 | 0 | 0 | 0 | 0 | 0 | 0 | 0 | 0
2016-02-16 | 0 | 0 | 0 | 0 | 197705.3382 | 67702.9218 | 510575 | 0 | 0 | 0 | 0 | 1790681.2747 | 1627309.5731 | 0 | 0 | 0 | 0 | 0 | 0 | 0 | 0 | 0 | 0 | 0 | 0 | 0 | 0 | 0 | 0 | -259533.218 | 14366.478 | 0 | 0 | 0 | 0 | 0 | 0 | 0 | 0 | 0 | 0 | 0 | 0 | 0 | 0 | 0
2016-02-16 01:00 | 0 | 0 | 0 | 0 | 551531.034 | 12.3205 | 506685 | 0 | 0 | 0 | 0 | 1835539.6291 | 1627309.5731 | 0 | 0 | 0 | 0 | 0 | 0 | 0 | 0 | 0 | 0 | 0 | 0 | 0 | 0 | 0 | 0 | 44858.3545 | 0 | 0 | 0 | 0 | 0 | 0 | 0 | 0 | 0 | 0 | 0 | 0 | 0 | 0 | 0 | 0
2016-02-16 02:00 | 0 | 0 | 0 | 0 | 233086.782 | 0 | 492620 | 0 | 0 | 0 | 0 | 1576006.4112 | 1627309.5731 | 0 | 0 | 0 | 0 | 0 | 0 | 0 | 0 | 0 | 0 | 0 | 0 | 0 | 0 | 0 | 0 | -259533.218 | 0 | 0 | 0 | 0 | 0 | 0 | 0 | 0 | 0 | 0 | 0 | 0 | 0 | 0 | 0 | 0
2016-02-16 03:00 | 0 | 0 | 0 | 0 | 212249.782 | 0 | 471783 | 0 | 0 | 0 | 0 | 1316473.1932 | 1627309.5731 | 0 | 0 | 0 | 0 | 0 | 0 | 0 | 0 | 0 | 0 | 0 | 0 | 0 | 0 | 0 | 0 | -259533.218 | 0 | 0 | 0 | 0 | 0 | 0 | 0 | 0 | 0 | 0 | 0 | 0 | 0 | 0 | 0 | 0
2016-02-16 04:00 | 0 | 0 | 0 | 0 | 186999.782 | 0 | 446533 | 0 | 0 | 0 | 0 | 1056939.9752 | 1627309.5731 | 0 | 0 | 0 | 0 | 0 | 0 | 0 | 0 | 0 | 0 | 0 | 0 | 0 | 0 | 0 | 0 | -259533.218 | 0 | 0 | 0 | 0 | 0 | 0 | 0 | 0 | 0 | 0 | 0 | 0 | 0 | 0 | 0 | 0
2016-02-16 05:00 | 0 | 0 | 0 | 0 | 684600.218 | 0 | 425067 | 0 | 0 | 0 | 0 | 1316473.1932 | 1627309.5731 | 0 | 0 | 0 | 0 | 0 | 0 | 0 | 0 | 0 | 0 | 0 | 0 | 0 | 0 | 0 | 0 | 259533.218 | 0 | 0 | 0 | 0 | 0 | 0 | 0 | 0 | 0 | 0 | 0 | 0 | 0 | 0 | 0 | 0
2016-02-16 06:00 | 0 | 0 | 0 | 0 | 149435.782 | 0 | 408969 | 0 | 0 | 0 | 0 | 1056939.9752 | 1627309.5731 | 0 | 0 | 0 | 0 | 0 | 0 | 0 | 0 | 0 | 0 | 0 | 0 | 0 | 0 | 0 | 0 | -259533.218 | 0 | 0 | 0 | 0 | 0 | 0 | 0 | 0 | 0 | 0 | 0 | 0 | 0 | 0 | 0 | 0
2016-02-16 07:00 | 0 | 0 | 0 | 0 | 138995.782 | 0 | 398529 | 0 | 0 | 0 | 0 | 797406.7573 | 1627309.5731 | 0 | 0 | 0 | 0 | 0 | 0 | 0 | 0 | 0 | 0 | 0 | 0 | 0 | 0 | 0 | 0 | -259533.218 | 0 | 0 | 0 | 0 | 0 | 0 | 0 | 0 | 0 | 0 | 0 | 0 | 0 | 0 | 0 | 0
2016-02-16 08:00 | 0 | 0 | 0 | 0 | 132958.782 | 0 | 392492 | 0 | 0 | 0 | 0 | 537873.5393 | 1627309.5731 | 0 | 0 | 0 | 0 | 0 | 0 | 0 | 0 | 0 | 0 | 0 | 0 | 0 | 0 | 0 | 0 | -259533.218 | 0 | 0 | 0 | 0 | 0 | 0 | 0 | 0 | 0 | 0 | 0 | 0 | 0 | 0 | 0 | 0
2016-02-16 09:00 | 0 | 0 | 0 | 0 | 660273.3608 | 0 | 393274 | 0 | 0 | 0 | 0 | 797406.7573 | 1611261.4263 | 0 | 0 | 0 | 0 | 0 | 0 | 23514.2896 | 0 | 0 | 0 | 0 | 0 | 0 | 0 | 0 | 0 | 259533.218 | 0 | 16048.1468 | 0 | 0 | 0 | 0 | 0 | 0 | 0 | 23514.2896 | 0 | 0 | 0 | 0 | 0 | 0
2016-02-16 10:00 | 0 | 0 | 0 | 0 | 121024.4924 | 0 | 404072 | 0 | 0 | 0 | 0 | 537873.5393 | 1611261.4263 | 0 | 0 | 0 | 0 | 0 | 0 | 0 | 0 | 0 | 0 | 0 | 0 | 0 | 0 | 0 | 0 | -259533.218 | 0 | 0 | 0 | 0 | 0 | 0 | 0 | 0 | 0 | -23514.2896 | 0 | 0 | 0 | 0 | 0 | 0
2016-02-16 11:00 | 0 | 0 | 0 | 0 | 170805.782 | 0 | 430339 | 0 | 0 | 0 | 0 | 278340.3213 | 1611261.4263 | 0 | 0 | 0 | 0 | 0 | 0 | 0 | 0 | 0 | 0 | 0 | 0 | 0 | 0 | 0 | 0 | -259533.218 | 0 | 0 | 0 | 0 | 0 | 0 | 0 | 0 | 0 | 0 | 0 | 0 | 0 | 0 | 0 | 0
2016-02-16 12:00 | 0 | 0 | 0 | 0 | 198477.782 | 0 | 458011 | 0 | 0 | 0 | 0 | 18807.1034 | 1611261.4263 | 0 | 0 | 0 | 0 | 0 | 0 | 0 | 0 | 0 | 0 | 0 | 0 | 0 | 0 | 0 | 0 | -259533.218 | 0 | 0 | 0 | 0 | 0 | 0 | 0 | 0 | 0 | 0 | 0 | 0 | 0 | 0 | 0 | 0
2016-02-16 13:00 | 0 | 0 | 0 | 0 | 605692.6277 | 1092.5368 | 469751 | 0 | 0 | 0 | 0 | 155841.2678 | 1611261.4263 | 0 | 0 | 0 | 0 | 0 | 0 | 0 | 0 | 0 | 0 | 0 | 0 | 0 | 0 | 0 | 0 | 137034.1644 | 0 | 0 | 0 | 0 | 0 | 0 | 0 | 0 | 0 | 0 | 0 | 0 | 0 | 0 | 0 | 0
2016-02-16 14:00 | 0 | 0 | 0 | 0 | 442325.126 | 222112.6284 | 472089 | 0 | 0 | 0 | 0 | 348190.0222 | 1611261.4263 | 0 | 0 | 0 | 0 | 0 | 0 | 0 | 0 | 0 | 0 | 0 | 0 | 0 | 0 | 0 | 0 | 192348.7544 | 0 | 0 | 0 | 0 | 0 | 0 | 0 | 0 | 0 | 0 | 0 | 0 | 0 | 0 | 0 | 0
2016-02-16 15:00 | 0 | 0 | 0 | 0 | 79914.0921 | 665501.6039 | 471516 | 0 | 0 | 0 | 0 | 607723.2402 | 1625627.9042 | 0 | 0 | 0 | 0 | 0 | 0 | 0 | 0 | 0 | 0 | 0 | 0 | 0 | 0 | 0 | 0 | 259533.218 | 14366.478 | 0 | 0 | 0 | 0 | 0 | 0 | 0 | 0 | 0 | 0 | 0 | 0 | 0 | 0 | 0
2016-02-16 16:00 | 0 | 0 | 0 | 0 | 0 | 756487.756 | 467780 | 0 | 0 | 0 | 0 | 867256.4581 | 1633775.5975 | 0 | 0 | 0 | 0 | 0 | 0 | 21026.8449 | 0 | 0 | 0 | 0 | 0 | 0 | 0 | 0 | 0 | 259533.218 | 8147.6932 | 0 | 0 | 0 | 0 | 0 | 0 | 0 | 0 | 21026.8449 | 0 | 0 | 0 | 0 | 0 | 0
2016-02-16 17:00 | 0 | 0 | 0 | 0 | 0 | 738482.1407 | 462095 | 0 | 0 | 0 | 0 | 1126789.6761 | 1648142.0754 | 0 | 0 | 0 | 0 | 0 | 0 | 23514.2896 | 0 | 0 | 0 | 0 | 0 | 0 | 0 | 0 | 0 | 259533.218 | 14366.478 | 0 | 0 | 0 | 0 | 0 | 0 | 0 | 0 | 2487.4447 | 0 | 0 | 0 | 0 | 0 | 0
2016-02-16 18:00 | 0 | 0 | 0 | 0 | 0 | 712425.0047 | 457704 | 0 | 0 | 0 | 0 | 1386322.8941 | 1662508.5534 | 0 | 0 | 0 | 0 | 0 | 0 | 4335.5983 | 0 | 0 | 0 | 0 | 0 | 0 | 0 | 0 | 0 | 259533.218 | 14366.478 | 0 | 0 | 0 | 0 | 0 | 0 | 0 | 0 | -19178.6913 | 0 | 0 | 0 | 0 | 0 | 0
2016-02-16 19:00 | 0 | 0 | 0 | 0 | 24074.9854 | 699835.1122 | 454346 | 0 | 0 | 0 | 0 | 1645856.112 | 1676875.0314 | 0 | 0 | 0 | 0 | 0 | 0 | 0 | 0 | 0 | 0 | 0 | 0 | 0 | 0 | 0 | 0 | 259533.218 | 14366.478 | 0 | 0 | 0 | 0 | 0 | 0 | 0 | 0 | -4335.5983 | 0 | 0 | 0 | 0 | 0 | 0
2016-02-16 20:00 | 0 | 0 | 0 | 0 | 0 | 711408.2216 | 451843 | 0 | 0 | 0 | 0 | 1905389.33 | 1676875.0314 | 0 | 0 | 0 | 0 | 0 | 0 | 32.0036 | 0 | 0 | 0 | 0 | 0 | 0 | 0 | 0 | 0 | 259533.218 | 0 | 0 | 0 | 0 | 0 | 0 | 0 | 0 | 0 | 32.0036 | 0 | 0 | 0 | 0 | 0 | 0
2016-02-16 21:00 | 0 | 0 | 0 | 0 | 0 | 734227.6555 | 453875 | 0 | 0 | 0 | 0 | 2147893.2215 | 1691241.5094 | 0 | 0 | 0 | 0 | 0 | 0 | 23514.2896 | 0 | 0 | 0 | 0 | 0 | 0 | 0 | 0 | 0 | 242503.8915 | 14366.478 | 0 | 0 | 0 | 0 | 0 | 0 | 0 | 0 | 23482.286 | 0 | 0 | 0 | 0 | 0 | 0
2016-02-16 22:00 | 0 | 0 | 0 | 0 | 0 | 710387.9898 | 461734 | 0 | 0 | 0 | 0 | 2396547.2113 | 1691241.5094 | 0 | 0 | 0 | 0 | 0 | 0 | 23514.2896 | 0 | 0 | 0 | 0 | 0 | 0 | 0 | 0 | 0 | 248653.9898 | 0 | 0 | 0 | 0 | 0 | 0 | 0 | 0 | 0 | 0 | 0 | 0 | 0 | 0 | 0 | 0
2016-02-16 23:00 | 0 | 0 | 0 | 0 | 0 | 453757.9822 | 475995 | 0 | 0 | 0 | 0 | 2397824.483 | 1691241.5094 | 0 | 0 | 0 | 0 | 0 | 0 | 0 | 0 | 0 | 0 | 0 | 0 | 0 | 0 | 0 | 0 | 1277.2718 | 0 | 0 | 0 | 0 | 0 | 0 | 0 | 0 | 0 | -23514.2896 | 0 | 0 | 0 | 0 | 0 | 0
2016-02-17 | 0 | 0 | 0 | 0 | 167348.4975 | 72421.7626 | 484937 | 0 | 0 | 0 | 0 | 2138291.2651 | 1705607.9874 | 0 | 0 | 0 | 0 | 0 | 0 | 0 | 0 | 0 | 0 | 0 | 0 | 0 | 0 | 0 | 0 | -259533.218 | 14366.478 | 0 | 0 | 0 | 0 | 0 | 0 | 0 | 0 | 0 | 0 | 0 | 0 | 0 | 0 | 0
2016-02-17 01:00 | 0 | 0 | 0 | 0 | 357765.4637 | 17.4972 | 484039 | 0 | 0 | 0 | 0 | 2012035.226 | 1705607.9874 | 0 | 0 | 0 | 0 | 0 | 0 | 0 | 0 | 0 | 0 | 0 | 0 | 0 | 0 | 0 | 0 | -126256.0391 | 0 | 0 | 0 | 0 | 0 | 0 | 0 | 0 | 0 | 0 | 0 | 0 | 0 | 0 | 0 | 0
2016-02-17 02:00 | 0 | 0 | 0 | 0 | 213913.782 | 0 | 473447 | 0 | 0 | 0 | 0 | 1752502.008 | 1705607.9874 | 0 | 0 | 0 | 0 | 0 | 0 | 0 | 0 | 0 | 0 | 0 | 0 | 0 | 0 | 0 | 0 | -259533.218 | 0 | 0 | 0 | 0 | 0 | 0 | 0 | 0 | 0 | 0 | 0 | 0 | 0 | 0 | 0 | 0
2016-02-17 03:00 | 0 | 0 | 0 | 0 | 352461.39 | 0 | 453437 | 0 | 0 | 0 | 0 | 1651526.398 | 1705607.9874 | 0 | 0 | 0 | 0 | 0 | 0 | 0 | 0 | 0 | 0 | 0 | 0 | 0 | 0 | 0 | 0 | -100975.61 | 0 | 0 | 0 | 0 | 0 | 0 | 0 | 0 | 0 | 0 | 0 | 0 | 0 | 0 | 0 | 0
2016-02-17 04:00 | 0 | 0 | 0 | 0 | 169914.782 | 0 | 429448 | 0 | 0 | 0 | 0 | 1391993.1801 | 1705607.9874 | 0 | 0 | 0 | 0 | 0 | 0 | 0 | 0 | 0 | 0 | 0 | 0 | 0 | 0 | 0 | 0 | -259533.218 | 0 | 0 | 0 | 0 | 0 | 0 | 0 | 0 | 0 | 0 | 0 | 0 | 0 | 0 | 0 | 0
2016-02-17 05:00 | 0 | 0 | 0 | 0 | 374342.5056 | 0 | 409782 | 0 | 0 | 0 | 0 | 1356553.6857 | 1705607.9874 | 0 | 0 | 0 | 0 | 0 | 0 | 0 | 0 | 0 | 0 | 0 | 0 | 0 | 0 | 0 | 0 | -35439.4944 | 0 | 0 | 0 | 0 | 0 | 0 | 0 | 0 | 0 | 0 | 0 | 0 | 0 | 0 | 0 | 0
2016-02-17 06:00 | 0 | 0 | 0 | 0 | 136535.782 | 0 | 396069 | 0 | 0 | 0 | 0 | 1097020.4677 | 1705607.9874 | 0 | 0 | 0 | 0 | 0 | 0 | 0 | 0 | 0 | 0 | 0 | 0 | 0 | 0 | 0 | 0 | -259533.218 | 0 | 0 | 0 | 0 | 0 | 0 | 0 | 0 | 0 | 0 | 0 | 0 | 0 | 0 | 0 | 0
2016-02-17 07:00 | 0 | 0 | 0 | 0 | 409614.5984 | 0 | 387846 | 0 | 0 | 0 | 0 | 1118789.0661 | 1705607.9874 | 0 | 0 | 0 | 0 | 0 | 0 | 0 | 0 | 0 | 0 | 0 | 0 | 0 | 0 | 0 | 0 | 21768.5984 | 0 | 0 | 0 | 0 | 0 | 0 | 0 | 0 | 0 | 0 | 0 | 0 | 0 | 0 | 0 | 0
2016-02-17 08:00 | 0 | 0 | 0 | 0 | 125212.782 | 0 | 384746 | 0 | 0 | 0 | 0 | 859255.8482 | 1705607.9874 | 0 | 0 | 0 | 0 | 0 | 0 | 0 | 0 | 0 | 0 | 0 | 0 | 0 | 0 | 0 | 0 | -259533.218 | 0 | 0 | 0 | 0 | 0 | 0 | 0 | 0 | 0 | 0 | 0 | 0 | 0 | 0 | 0 | 0
2016-02-17 09:00 | 0 | 0 | 0 | 0 | 435164.3828 | 0 | 387908 | 0 | 0 | 0 | 0 | 906512.231 | 1705607.9874 | 0 | 0 | 0 | 0 | 0 | 0 | 0 | 0 | 0 | 0 | 0 | 0 | 0 | 0 | 0 | 0 | 47256.3828 | 0 | 0 | 0 | 0 | 0 | 0 | 0 | 0 | 0 | 0 | 0 | 0 | 0 | 0 | 0 | 0
2016-02-17 10:00 | 0 | 0 | 0 | 0 | 143431.782 | 0 | 402965 | 0 | 0 | 0 | 0 | 646979.013 | 1705607.9874 | 0 | 0 | 0 | 0 | 0 | 0 | 0 | 0 | 0 | 0 | 0 | 0 | 0 | 0 | 0 | 0 | -259533.218 | 0 | 0 | 0 | 0 | 0 | 0 | 0 | 0 | 0 | 0 | 0 | 0 | 0 | 0 | 0 | 0
2016-02-17 11:00 | 0 | 0 | 0 | 0 | 421182.0995 | 0 | 435062 | 0 | 0 | 0 | 0 | 633099.1125 | 1705607.9874 | 0 | 0 | 0 | 0 | 0 | 0 | 0 | 0 | 0 | 0 | 0 | 0 | 0 | 0 | 0 | 0 | -13879.9005 | 0 | 0 | 0 | 0 | 0 | 0 | 0 | 0 | 0 | 0 | 0 | 0 | 0 | 0 | 0 | 0
2016-02-17 12:00 | 0 | 0 | 0 | 0 | 406732.8661 | 0 | 464480 | 0 | 0 | 0 | 0 | 575351.9786 | 1705607.9874 | 0 | 0 | 0 | 0 | 0 | 0 | 0 | 0 | 0 | 0 | 0 | 0 | 0 | 0 | 0 | 0 | -57747.1339 | 0 | 0 | 0 | 0 | 0 | 0 | 0 | 0 | 0 | 0 | 0 | 0 | 0 | 0 | 0 | 0
2016-02-17 13:00 | 0 | 0 | 0 | 0 | 356758.7514 | 1284.7722 | 472263 | 0 | 0 | 0 | 0 | 423251.7347 | 1719974.4653 | 0 | 0 | 0 | 0 | 0 | 0 | 23514.2896 | 0 | 0 | 0 | 0 | 0 | 0 | 0 | 0 | 0 | -152100.244 | 14366.478 | 0 | 0 | 0 | 0 | 0 | 0 | 0 | 0 | 23514.2896 | 0 | 0 | 0 | 0 | 0 | 0
2016-02-17 14:00 | 0 | 0 | 0 | 0 | 0 | 245632.5443 | 470126 | 0 | 0 | 0 | 0 | 222272.5685 | 1719974.4653 | 0 | 0 | 0 | 0 | 0 | 0 | 0 | 0 | 0 | 0 | 0 | 0 | 0 | 0 | 0 | 0 | -200979.1661 | 0 | 0 | 0 | 0 | 0 | 0 | 0 | 0 | 0 | -23514.2896 | 0 | 0 | 0 | 0 | 0 | 0
2016-02-17 15:00 | 0 | 0 | 0 | 0 | 140118.3301 | 573404.4901 | 465928 | 0 | 0 | 0 | 0 | 469867.3887 | 1719974.4653 | 0 | 0 | 0 | 0 | 0 | 0 | 0 | 0 | 0 | 0 | 0 | 0 | 0 | 0 | 0 | 0 | 247594.8202 | 0 | 0 | 0 | 0 | 0 | 0 | 0 | 0 | 0 | 0 | 0 | 0 | 0 | 0 | 0 | 0
2016-02-17 16:00 | 0 | 0 | 0 | 0 | 0 | 647502.4946 | 460744 | 0 | 0 | 0 | 0 | 656625.8833 | 1719974.4653 | 0 | 0 | 0 | 0 | 0 | 0 | 0 | 0 | 0 | 0 | 0 | 0 | 0 | 0 | 0 | 0 | 186758.4946 | 0 | 0 | 0 | 0 | 0 | 0 | 0 | 0 | 0 | 0 | 0 | 0 | 0 | 0 | 0 | 0
2016-02-17 17:00 | 0 | 0 | 0 | 0 | 0 | 645383.1092 | 454129 | 0 | 0 | 0 | 0 | 847879.9925 | 1719974.4653 | 0 | 0 | 0 | 0 | 0 | 0 | 0 | 0 | 0 | 0 | 0 | 0 | 0 | 0 | 0 | 0 | 191254.1092 | 0 | 0 | 0 | 0 | 0 | 0 | 0 | 0 | 0 | 0 | 0 | 0 | 0 | 0 | 0 | 0
2016-02-17 18:00 | 0 | 0 | 0 | 0 | 0 | 629600.3478 | 450106 | 0 | 0 | 0 | 0 | 1027374.3403 | 1719974.4653 | 0 | 0 | 0 | 0 | 0 | 0 | 0 | 0 | 0 | 0 | 0 | 0 | 0 | 0 | 0 | 0 | 179494.3478 | 0 | 0 | 0 | 0 | 0 | 0 | 0 | 0 | 0 | 0 | 0 | 0 | 0 | 0 | 0 | 0
2016-02-17 19:00 | 0 | 0 | 0 | 0 | 86099.9058 | 620108.3122 | 446675 | 0 | 0 | 0 | 0 | 1286907.5583 | 1719974.4653 | 0 | 0 | 0 | 0 | 0 | 0 | 0 | 0 | 0 | 0 | 0 | 0 | 0 | 0 | 0 | 0 | 259533.218 | 0 | 0 | 0 | 0 | 0 | 0 | 0 | 0 | 0 | 0 | 0 | 0 | 0 | 0 | 0 | 0
2016-02-17 20:00 | 0 | 0 | 0 | 0 | 0 | 621376.8233 | 445132 | 0 | 0 | 0 | 0 | 1463152.3816 | 1719974.4653 | 0 | 0 | 0 | 0 | 0 | 0 | 0 | 0 | 0 | 0 | 0 | 0 | 0 | 0 | 0 | 0 | 176244.8233 | 0 | 0 | 0 | 0 | 0 | 0 | 0 | 0 | 0 | 0 | 0 | 0 | 0 | 0 | 0 | 0
2016-02-17 21:00 | 0 | 0 | 0 | 0 | 0 | 616951.3458 | 447514 | 0 | 0 | 0 | 0 | 1632589.7274 | 1719974.4653 | 0 | 0 | 0 | 0 | 0 | 0 | 0 | 0 | 0 | 0 | 0 | 0 | 0 | 0 | 0 | 0 | 169437.3458 | 0 | 0 | 0 | 0 | 0 | 0 | 0 | 0 | 0 | 0 | 0 | 0 | 0 | 0 | 0 | 0
2016-02-17 22:00 | 0 | 0 | 0 | 0 | 0 | 550069.8097 | 455731 | 0 | 0 | 0 | 0 | 1726928.5371 | 1719974.4653 | 0 | 0 | 0 | 0 | 0 | 0 | 0 | 0 | 0 | 0 | 0 | 0 | 0 | 0 | 0 | 0 | 94338.8097 | 0 | 0 | 0 | 0 | 0 | 0 | 0 | 0 | 0 | 0 | 0 | 0 | 0 | 0 | 0 | 0
2016-02-17 23:00 | 0 | 0 | 0 | 0 | 0 | 324569.9256 | 471276 | 0 | 0 | 0 | 0 | 1565855.9847 | 1734340.9433 | 0 | 0 | 0 | 0 | 0 | 0 | 0 | 0 | 0 | 0 | 0 | 0 | 0 | 0 | 0 | 0 | -161072.5523 | 14366.478 | 0 | 0 | 0 | 0 | 0 | 0 | 0 | 0 | 0 | 0 | 0 | 0 | 0 | 0 | 0
2016-02-18 | 0 | 0 | 0 | 0 | 73589.1504 | 41778.537 | 483727 | 0 | 0 | 0 | 0 | 1306322.7668 | 1625514.8486 | 0 | 0 | 0 | 0 | 0 | 0 | 0 | 0 | 0 | 0 | 0 | 0 | 0 | 0 | 0 | 0 | -259533.218 | 0 | 108826.0947 | 0 | 0 | 0 | 0 | 0 | 0 | 0 | 0 | 0 | 0 | 0 | 0 | 0 | 0
2016-02-18 01:00 | 0 | 0 | 0 | 0 | 744689.0231 | 2.1949 | 485158 | 0 | 0 | 0 | 0 | 1565855.9847 | 1625514.8486 | 0 | 0 | 0 | 0 | 0 | 0 | 0 | 0 | 0 | 0 | 0 | 0 | 0 | 0 | 0 | 0 | 259533.218 | 0 | 0 | 0 | 0 | 0 | 0 | 0 | 0 | 0 | 0 | 0 | 0 | 0 | 0 | 0 | 0
2016-02-18 02:00 | 0 | 0 | 0 | 0 | 217439.782 | 0 | 476973 | 0 | 0 | 0 | 0 | 1306322.7668 | 1625514.8486 | 0 | 0 | 0 | 0 | 0 | 0 | 0 | 0 | 0 | 0 | 0 | 0 | 0 | 0 | 0 | 0 | -259533.218 | 0 | 0 | 0 | 0 | 0 | 0 | 0 | 0 | 0 | 0 | 0 | 0 | 0 | 0 | 0 | 0
2016-02-18 03:00 | 0 | 0 | 0 | 0 | 200039.782 | 0 | 459573 | 0 | 0 | 0 | 0 | 1046789.5488 | 1625514.8486 | 0 | 0 | 0 | 0 | 0 | 0 | 0 | 0 | 0 | 0 | 0 | 0 | 0 | 0 | 0 | 0 | -259533.218 | 0 | 0 | 0 | 0 | 0 | 0 | 0 | 0 | 0 | 0 | 0 | 0 | 0 | 0 | 0 | 0
2016-02-18 04:00 | 0 | 0 | 0 | 0 | 177667.782 | 0 | 437201 | 0 | 0 | 0 | 0 | 787256.3308 | 1625514.8486 | 0 | 0 | 0 | 0 | 0 | 0 | 0 | 0 | 0 | 0 | 0 | 0 | 0 | 0 | 0 | 0 | -259533.218 | 0 | 0 | 0 | 0 | 0 | 0 | 0 | 0 | 0 | 0 | 0 | 0 | 0 | 0 | 0 | 0
2016-02-18 05:00 | 0 | 0 | 0 | 0 | 677818.218 | 0 | 418285 | 0 | 0 | 0 | 0 | 1046789.5488 | 1625514.8486 | 0 | 0 | 0 | 0 | 0 | 0 | 0 | 0 | 0 | 0 | 0 | 0 | 0 | 0 | 0 | 0 | 259533.218 | 0 | 0 | 0 | 0 | 0 | 0 | 0 | 0 | 0 | 0 | 0 | 0 | 0 | 0 | 0 | 0
2016-02-18 06:00 | 0 | 0 | 0 | 0 | 146765.782 | 0 | 406299 | 0 | 0 | 0 | 0 | 787256.3308 | 1625514.8486 | 0 | 0 | 0 | 0 | 0 | 0 | 0 | 0 | 0 | 0 | 0 | 0 | 0 | 0 | 0 | 0 | -259533.218 | 0 | 0 | 0 | 0 | 0 | 0 | 0 | 0 | 0 | 0 | 0 | 0 | 0 | 0 | 0 | 0
2016-02-18 07:00 | 0 | 0 | 0 | 0 | 139781.782 | 0 | 399315 | 0 | 0 | 0 | 0 | 527723.1129 | 1625514.8486 | 0 | 0 | 0 | 0 | 0 | 0 | 0 | 0 | 0 | 0 | 0 | 0 | 0 | 0 | 0 | 0 | -259533.218 | 0 | 0 | 0 | 0 | 0 | 0 | 0 | 0 | 0 | 0 | 0 | 0 | 0 | 0 | 0 | 0
2016-02-18 08:00 | 0 | 0 | 0 | 0 | 657214.218 | 0 | 397681 | 0 | 0 | 0 | 0 | 787256.3308 | 1625514.8486 | 0 | 0 | 0 | 0 | 0 | 0 | 0 | 0 | 0 | 0 | 0 | 0 | 0 | 0 | 0 | 0 | 259533.218 | 0 | 0 | 0 | 0 | 0 | 0 | 0 | 0 | 0 | 0 | 0 | 0 | 0 | 0 | 0 | 0
2016-02-18 09:00 | 0 | 0 | 0 | 0 | 141673.782 | 0 | 401207 | 0 | 0 | 0 | 0 | 527723.1129 | 1625514.8486 | 0 | 0 | 0 | 0 | 0 | 0 | 0 | 0 | 0 | 0 | 0 | 0 | 0 | 0 | 0 | 0 | -259533.218 | 0 | 0 | 0 | 0 | 0 | 0 | 0 | 0 | 0 | 0 | 0 | 0 | 0 | 0 | 0 | 0
2016-02-18 10:00 | 0 | 0 | 0 | 0 | 156793.782 | 0 | 416327 | 0 | 0 | 0 | 0 | 268189.8949 | 1625514.8486 | 0 | 0 | 0 | 0 | 0 | 0 | 0 | 0 | 0 | 0 | 0 | 0 | 0 | 0 | 0 | 0 | -259533.218 | 0 | 0 | 0 | 0 | 0 | 0 | 0 | 0 | 0 | 0 | 0 | 0 | 0 | 0 | 0 | 0
2016-02-18 11:00 | 0 | 0 | 0 | 0 | 190810.782 | 0 | 450344 | 0 | 0 | 0 | 0 | 8656.6769 | 1625514.8486 | 0 | 0 | 0 | 0 | 0 | 0 | 0 | 0 | 0 | 0 | 0 | 0 | 0 | 0 | 0 | 0 | -259533.218 | 0 | 0 | 0 | 0 | 0 | 0 | 0 | 0 | 0 | 0 | 0 | 0 | 0 | 0 | 0 | 0
2016-02-18 12:00 | 0 | 0 | 0 | 0 | 738182.218 | 0 | 478649 | 0 | 0 | 0 | 0 | 268189.8949 | 1625514.8486 | 0 | 0 | 0 | 0 | 0 | 0 | 0 | 0 | 0 | 0 | 0 | 0 | 0 | 0 | 0 | 0 | 259533.218 | 0 | 0 | 0 | 0 | 0 | 0 | 0 | 0 | 0 | 0 | 0 | 0 | 0 | 0 | 0 | 0
2016-02-18 13:00 | 0 | 0 | 0 | 0 | 221251.9649 | 1680.8171 | 482466 | 0 | 0 | 0 | 0 | 8656.6769 | 1625514.8486 | 0 | 0 | 0 | 0 | 0 | 0 | 0 | 0 | 0 | 0 | 0 | 0 | 0 | 0 | 0 | 0 | -259533.218 | 0 | 0 | 0 | 0 | 0 | 0 | 0 | 0 | 0 | 0 | 0 | 0 | 0 | 0 | 0 | 0
2016-02-18 14:00 | 0 | 0 | 0 | 0 | 254349.3287 | 218840.6369 | 475884 | 0 | 0 | 0 | 0 | 5962.6425 | 1625514.8486 | 0 | 0 | 0 | 0 | 0 | 0 | 0 | 0 | 0 | 0 | 0 | 0 | 0 | 0 | 0 | 0 | -2694.0344 | 0 | 0 | 0 | 0 | 0 | 0 | 0 | 0 | 0 | 0 | 0 | 0 | 0 | 0 | 0 | 0
2016-02-18 15:00 | 0 | 0 | 0 | 0 | 229037.5347 | 499109.6833 | 468614 | 0 | 0 | 0 | 0 | 265495.8605 | 1625514.8486 | 0 | 0 | 0 | 0 | 0 | 0 | 0 | 0 | 0 | 0 | 0 | 0 | 0 | 0 | 0 | 0 | 259533.218 | 0 | 0 | 0 | 0 | 0 | 0 | 0 | 0 | 0 | 0 | 0 | 0 | 0 | 0 | 0 | 0
2016-02-18 16:00 | 0 | 0 | 0 | 0 | 108324.6618 | 611524.5562 | 460316 | 0 | 0 | 0 | 0 | 525029.0785 | 1625514.8486 | 0 | 0 | 0 | 0 | 0 | 0 | 0 | 0 | 0 | 0 | 0 | 0 | 0 | 0 | 0 | 0 | 259533.218 | 0 | 0 | 0 | 0 | 0 | 0 | 0 | 0 | 0 | 0 | 0 | 0 | 0 | 0 | 0 | 0
2016-02-18 17:00 | 0 | 0 | 0 | 0 | 65915.4953 | 645894.7227 | 452277 | 0 | 0 | 0 | 0 | 784562.2964 | 1625514.8486 | 0 | 0 | 0 | 0 | 0 | 0 | 0 | 0 | 0 | 0 | 0 | 0 | 0 | 0 | 0 | 0 | 259533.218 | 0 | 0 | 0 | 0 | 0 | 0 | 0 | 0 | 0 | 0 | 0 | 0 | 0 | 0 | 0 | 0
2016-02-18 18:00 | 0 | 0 | 0 | 0 | 0 | 634201.5617 | 446581 | 0 | 0 | 0 | 0 | 972182.8581 | 1625514.8486 | 0 | 0 | 0 | 0 | 0 | 0 | 0 | 0 | 0 | 0 | 0 | 0 | 0 | 0 | 0 | 0 | 187620.5617 | 0 | 0 | 0 | 0 | 0 | 0 | 0 | 0 | 0 | 0 | 0 | 0 | 0 | 0 | 0 | 0
2016-02-18 19:00 | 0 | 0 | 0 | 0 | 0 | 632312.4945 | 442689 | 0 | 0 | 0 | 0 | 1161806.3526 | 1625514.8486 | 0 | 0 | 0 | 0 | 0 | 0 | 0 | 0 | 0 | 0 | 0 | 0 | 0 | 0 | 0 | 0 | 189623.4945 | 0 | 0 | 0 | 0 | 0 | 0 | 0 | 0 | 0 | 0 | 0 | 0 | 0 | 0 | 0 | 0
2016-02-18 20:00 | 0 | 0 | 0 | 0 | 53902.6282 | 645664.5897 | 440034 | 0 | 0 | 0 | 0 | 1421339.5706 | 1625514.8486 | 0 | 0 | 0 | 0 | 0 | 0 | 0 | 0 | 0 | 0 | 0 | 0 | 0 | 0 | 0 | 0 | 259533.218 | 0 | 0 | 0 | 0 | 0 | 0 | 0 | 0 | 0 | 0 | 0 | 0 | 0 | 0 | 0 | 0
2016-02-18 21:00 | 0 | 0 | 0 | 0 | 0 | 663454.8589 | 441636 | 0 | 0 | 0 | 0 | 1643158.4294 | 1625514.8486 | 0 | 0 | 0 | 0 | 0 | 0 | 0 | 0 | 0 | 0 | 0 | 0 | 0 | 0 | 0 | 0 | 221818.8589 | 0 | 0 | 0 | 0 | 0 | 0 | 0 | 0 | 0 | 0 | 0 | 0 | 0 | 0 | 0 | 0
2016-02-18 22:00 | 0 | 0 | 0 | 0 | 0 | 638228.9537 | 450288 | 0 | 0 | 0 | 0 | 1831099.3831 | 1625514.8486 | 0 | 0 | 0 | 0 | 0 | 0 | 0 | 0 | 0 | 0 | 0 | 0 | 0 | 0 | 0 | 0 | 187940.9537 | 0 | 0 | 0 | 0 | 0 | 0 | 0 | 0 | 0 | 0 | 0 | 0 | 0 | 0 | 0 | 0
2016-02-18 23:00 | 0 | 0 | 0 | 0 | 0 | 453070.1427 | 467437 | 0 | 0 | 0 | 0 | 1816732.5258 | 1625514.8486 | 0 | 0 | 0 | 0 | 0 | 0 | 0 | 0 | 0 | 0 | 0 | 0 | 0 | 0 | 0 | 0 | -14366.8573 | 0 | 0 | 0 | 0 | 0 | 0 | 0 | 0 | 0 | 0 | 0 | 0 | 0 | 0 | 0 | 0
2016-02-19 | 0 | 0 | 0 | 0 | 134017.5093 | 86559.2727 | 480110 | 0 | 0 | 0 | 0 | 1557199.3078 | 1625514.8486 | 0 | 0 | 0 | 0 | 0 | 0 | 0 | 0 | 0 | 0 | 0 | 0 | 0 | 0 | 0 | 0 | -259533.218 | 0 | 0 | 0 | 0 | 0 | 0 | 0 | 0 | 0 | 0 | 0 | 0 | 0 | 0 | 0 | 0
2016-02-19 01:00 | 0 | 0 | 0 | 0 | 222546.588 | 26.1941 | 482106 | 0 | 0 | 0 | 0 | 1297666.0898 | 1625514.8486 | 0 | 0 | 0 | 0 | 0 | 0 | 0 | 0 | 0 | 0 | 0 | 0 | 0 | 0 | 0 | 0 | -259533.218 | 0 | 0 | 0 | 0 | 0 | 0 | 0 | 0 | 0 | 0 | 0 | 0 | 0 | 0 | 0 | 0
2016-02-19 02:00 | 0 | 0 | 0 | 0 | 733928.218 | 0 | 474395 | 0 | 0 | 0 | 0 | 1557199.3078 | 1625514.8486 | 0 | 0 | 0 | 0 | 0 | 0 | 0 | 0 | 0 | 0 | 0 | 0 | 0 | 0 | 0 | 0 | 259533.218 | 0 | 0 | 0 | 0 | 0 | 0 | 0 | 0 | 0 | 0 | 0 | 0 | 0 | 0 | 0 | 0
2016-02-19 03:00 | 0 | 0 | 0 | 0 | 197748.782 | 0 | 457282 | 0 | 0 | 0 | 0 | 1297666.0898 | 1625514.8486 | 0 | 0 | 0 | 0 | 0 | 0 | 0 | 0 | 0 | 0 | 0 | 0 | 0 | 0 | 0 | 0 | -259533.218 | 0 | 0 | 0 | 0 | 0 | 0 | 0 | 0 | 0 | 0 | 0 | 0 | 0 | 0 | 0 | 0
2016-02-19 04:00 | 0 | 0 | 0 | 0 | 174588.782 | 0 | 434122 | 0 | 0 | 0 | 0 | 1038132.8719 | 1625514.8486 | 0 | 0 | 0 | 0 | 0 | 0 | 0 | 0 | 0 | 0 | 0 | 0 | 0 | 0 | 0 | 0 | -259533.218 | 0 | 0 | 0 | 0 | 0 | 0 | 0 | 0 | 0 | 0 | 0 | 0 | 0 | 0 | 0 | 0
2016-02-19 05:00 | 0 | 0 | 0 | 0 | 155002.782 | 0 | 414536 | 0 | 0 | 0 | 0 | 778599.6539 | 1625514.8486 | 0 | 0 | 0 | 0 | 0 | 0 | 0 | 0 | 0 | 0 | 0 | 0 | 0 | 0 | 0 | 0 | -259533.218 | 0 | 0 | 0 | 0 | 0 | 0 | 0 | 0 | 0 | 0 | 0 | 0 | 0 | 0 | 0 | 0
2016-02-19 06:00 | 0 | 0 | 0 | 0 | 661561.218 | 0 | 402028 | 0 | 0 | 0 | 0 | 1038132.8719 | 1625514.8486 | 0 | 0 | 0 | 0 | 0 | 0 | 0 | 0 | 0 | 0 | 0 | 0 | 0 | 0 | 0 | 0 | 259533.218 | 0 | 0 | 0 | 0 | 0 | 0 | 0 | 0 | 0 | 0 | 0 | 0 | 0 | 0 | 0 | 0
2016-02-19 07:00 | 0 | 0 | 0 | 0 | 133863.782 | 0 | 393397 | 0 | 0 | 0 | 0 | 778599.6539 | 1625514.8486 | 0 | 0 | 0 | 0 | 0 | 0 | 0 | 0 | 0 | 0 | 0 | 0 | 0 | 0 | 0 | 0 | -259533.218 | 0 | 0 | 0 | 0 | 0 | 0 | 0 | 0 | 0 | 0 | 0 | 0 | 0 | 0 | 0 | 0
2016-02-19 08:00 | 0 | 0 | 0 | 0 | 129520.782 | 0 | 389054 | 0 | 0 | 0 | 0 | 519066.4359 | 1625514.8486 | 0 | 0 | 0 | 0 | 0 | 0 | 0 | 0 | 0 | 0 | 0 | 0 | 0 | 0 | 0 | 0 | -259533.218 | 0 | 0 | 0 | 0 | 0 | 0 | 0 | 0 | 0 | 0 | 0 | 0 | 0 | 0 | 0 | 0
2016-02-19 09:00 | 0 | 0 | 0 | 0 | 132176.782 | 0 | 391710 | 0 | 0 | 0 | 0 | 259533.218 | 1625514.8486 | 0 | 0 | 0 | 0 | 0 | 0 | 0 | 0 | 0 | 0 | 0 | 0 | 0 | 0 | 0 | 0 | -259533.218 | 0 | 0 | 0 | 0 | 0 | 0 | 0 | 0 | 0 | 0 | 0 | 0 | 0 | 0 | 0 | 0
2016-02-19 10:00 | 0 | 0 | 0 | 0 | 664953.218 | 0 | 405420 | 0 | 0 | 0 | 0 | 519066.4359 | 1625514.8486 | 0 | 0 | 0 | 0 | 0 | 0 | 0 | 0 | 0 | 0 | 0 | 0 | 0 | 0 | 0 | 0 | 259533.218 | 0 | 0 | 0 | 0 | 0 | 0 | 0 | 0 | 0 | 0 | 0 | 0 | 0 | 0 | 0 | 0
2016-02-19 11:00 | 0 | 0 | 0 | 0 | 175636.782 | 0 | 435170 | 0 | 0 | 0 | 0 | 259533.218 | 1625514.8486 | 0 | 0 | 0 | 0 | 0 | 0 | 0 | 0 | 0 | 0 | 0 | 0 | 0 | 0 | 0 | 0 | -259533.218 | 0 | 0 | 0 | 0 | 0 | 0 | 0 | 0 | 0 | 0 | 0 | 0 | 0 | 0 | 0 | 0
2016-02-19 12:00 | 0 | 0 | 0 | 0 | 200997.782 | 0 | 460531 | 0 | 0 | 0 | 0 | 0 | 1625514.8486 | 0 | 0 | 0 | 0 | 0 | 0 | 0 | 0 | 0 | 0 | 0 | 0 | 0 | 0 | 0 | 0 | -259533.218 | 0 | 0 | 0 | 0 | 0 | 0 | 0 | 0 | 0 | 0 | 0 | 0 | 0 | 0 | 0 | 0
2016-02-19 13:00 | 0 | 0 | 0 | 0 | 461968.1518 | 1998.8482 | 463967 | 0 | 0 | 0 | 0 | 0 | 1625514.8486 | 0 | 0 | 0 | 0 | 0 | 0 | 0 | 0 | 0 | 0 | 0 | 0 | 0 | 0 | 0 | 0 | 0 | 0 | 0 | 0 | 0 | 0 | 0 | 0 | 0 | 0 | 0 | 0 | 0 | 0 | 0 | 0 | 0
2016-02-19 14:00 | 0 | 0 | 0 | 0 | 525832.6982 | 194531.5197 | 460831 | 0 | 0 | 0 | 0 | 259533.218 | 1625514.8486 | 0 | 0 | 0 | 0 | 0 | 0 | 0 | 0 | 0 | 0 | 0 | 0 | 0 | 0 | 0 | 0 | 259533.218 | 0 | 0 | 0 | 0 | 0 | 0 | 0 | 0 | 0 | 0 | 0 | 0 | 0 | 0 | 0 | 0
2016-02-19 15:00 | 0 | 0 | 0 | 0 | 160407.5337 | 556525.6843 | 457400 | 0 | 0 | 0 | 0 | 519066.4359 | 1625514.8486 | 0 | 0 | 0 | 0 | 0 | 0 | 0 | 0 | 0 | 0 | 0 | 0 | 0 | 0 | 0 | 0 | 259533.218 | 0 | 0 | 0 | 0 | 0 | 0 | 0 | 0 | 0 | 0 | 0 | 0 | 0 | 0 | 0 | 0
2016-02-19 16:00 | 0 | 0 | 0 | 0 | 53785.242 | 656718.9759 | 450971 | 0 | 0 | 0 | 0 | 778599.6539 | 1625514.8486 | 0 | 0 | 0 | 0 | 0 | 0 | 0 | 0 | 0 | 0 | 0 | 0 | 0 | 0 | 0 | 0 | 259533.218 | 0 | 0 | 0 | 0 | 0 | 0 | 0 | 0 | 0 | 0 | 0 | 0 | 0 | 0 | 0 | 0
2016-02-19 17:00 | 0 | 0 | 0 | 0 | 0 | 661768.1372 | 444834 | 0 | 0 | 0 | 0 | 995533.7911 | 1625514.8486 | 0 | 0 | 0 | 0 | 0 | 0 | 0 | 0 | 0 | 0 | 0 | 0 | 0 | 0 | 0 | 0 | 216934.1372 | 0 | 0 | 0 | 0 | 0 | 0 | 0 | 0 | 0 | 0 | 0 | 0 | 0 | 0 | 0 | 0
2016-02-19 18:00 | 0 | 0 | 0 | 0 | 0 | 635811.6579 | 439677 | 0 | 0 | 0 | 0 | 1191668.449 | 1625514.8486 | 0 | 0 | 0 | 0 | 0 | 0 | 0 | 0 | 0 | 0 | 0 | 0 | 0 | 0 | 0 | 0 | 196134.6579 | 0 | 0 | 0 | 0 | 0 | 0 | 0 | 0 | 0 | 0 | 0 | 0 | 0 | 0 | 0 | 0
2016-02-19 19:00 | 0 | 0 | 0 | 0 | 0 | 616184.0616 | 436715 | 0 | 0 | 0 | 0 | 1371137.5107 | 1625514.8486 | 0 | 0 | 0 | 0 | 0 | 0 | 0 | 0 | 0 | 0 | 0 | 0 | 0 | 0 | 0 | 0 | 179469.0616 | 0 | 0 | 0 | 0 | 0 | 0 | 0 | 0 | 0 | 0 | 0 | 0 | 0 | 0 | 0 | 0
2016-02-19 20:00 | 0 | 0 | 0 | 0 | 79298.5617 | 614546.6563 | 434312 | 0 | 0 | 0 | 0 | 1630670.7286 | 1625514.8486 | 0 | 0 | 0 | 0 | 0 | 0 | 0 | 0 | 0 | 0 | 0 | 0 | 0 | 0 | 0 | 0 | 259533.218 | 0 | 0 | 0 | 0 | 0 | 0 | 0 | 0 | 0 | 0 | 0 | 0 | 0 | 0 | 0 | 0
2016-02-19 21:00 | 0 | 0 | 0 | 0 | 0 | 605664.0467 | 433831 | 0 | 0 | 0 | 0 | 1802503.7754 | 1625514.8486 | 0 | 0 | 0 | 0 | 0 | 0 | 0 | 0 | 0 | 0 | 0 | 0 | 0 | 0 | 0 | 0 | 171833.0467 | 0 | 0 | 0 | 0 | 0 | 0 | 0 | 0 | 0 | 0 | 0 | 0 | 0 | 0 | 0 | 0
2016-02-19 22:00 | 0 | 0 | 0 | 0 | 0 | 567537.662 | 438853 | 0 | 0 | 0 | 0 | 1916821.9594 | 1639881.3266 | 0 | 0 | 0 | 0 | 0 | 0 | 0 | 0 | 0 | 0 | 0 | 0 | 0 | 0 | 0 | 0 | 114318.184 | 14366.478 | 0 | 0 | 0 | 0 | 0 | 0 | 0 | 0 | 0 | 0 | 0 | 0 | 0 | 0 | 0
2016-02-19 23:00 | 0 | 0 | 0 | 0 | 0 | 413892.0042 | 448325 | 0 | 0 | 0 | 0 | 1882388.9636 | 1639881.3266 | 0 | 0 | 0 | 0 | 0 | 0 | 0 | 0 | 0 | 0 | 0 | 0 | 0 | 0 | 0 | 0 | -34432.9958 | 0 | 0 | 0 | 0 | 0 | 0 | 0 | 0 | 0 | 0 | 0 | 0 | 0 | 0 | 0 | 0
2016-02-20 | 0 | 0 | 0 | 0 | 116528.7438 | 77641.0382 | 453703 | 0 | 0 | 0 | 0 | 1622855.7456 | 1639881.3266 | 0 | 0 | 0 | 0 | 0 | 0 | 0 | 0 | 0 | 0 | 0 | 0 | 0 | 0 | 0 | 0 | -259533.218 | 0 | 0 | 0 | 0 | 0 | 0 | 0 | 0 | 0 | 0 | 0 | 0 | 0 | 0 | 0 | 0
2016-02-20 01:00 | 0 | 0 | 0 | 0 | 191281.5223 | 22.2598 | 450837 | 0 | 0 | 0 | 0 | 1363322.5276 | 1639881.3266 | 0 | 0 | 0 | 0 | 0 | 0 | 0 | 0 | 0 | 0 | 0 | 0 | 0 | 0 | 0 | 0 | -259533.218 | 0 | 0 | 0 | 0 | 0 | 0 | 0 | 0 | 0 | 0 | 0 | 0 | 0 | 0 | 0 | 0
2016-02-20 02:00 | 0 | 0 | 0 | 0 | 701775.218 | 0 | 442242 | 0 | 0 | 0 | 0 | 1622855.7456 | 1639881.3266 | 0 | 0 | 0 | 0 | 0 | 0 | 0 | 0 | 0 | 0 | 0 | 0 | 0 | 0 | 0 | 0 | 259533.218 | 0 | 0 | 0 | 0 | 0 | 0 | 0 | 0 | 0 | 0 | 0 | 0 | 0 | 0 | 0 | 0
2016-02-20 03:00 | 0 | 0 | 0 | 0 | 168312.782 | 0 | 427846 | 0 | 0 | 0 | 0 | 1363322.5276 | 1639881.3266 | 0 | 0 | 0 | 0 | 0 | 0 | 0 | 0 | 0 | 0 | 0 | 0 | 0 | 0 | 0 | 0 | -259533.218 | 0 | 0 | 0 | 0 | 0 | 0 | 0 | 0 | 0 | 0 | 0 | 0 | 0 | 0 | 0 | 0
2016-02-20 04:00 | 0 | 0 | 0 | 0 | 148536.782 | 0 | 408070 | 0 | 0 | 0 | 0 | 1103789.3097 | 1639881.3266 | 0 | 0 | 0 | 0 | 0 | 0 | 0 | 0 | 0 | 0 | 0 | 0 | 0 | 0 | 0 | 0 | -259533.218 | 0 | 0 | 0 | 0 | 0 | 0 | 0 | 0 | 0 | 0 | 0 | 0 | 0 | 0 | 0 | 0
2016-02-20 05:00 | 0 | 0 | 0 | 0 | 129043.782 | 0 | 388577 | 0 | 0 | 0 | 0 | 844256.0917 | 1639881.3266 | 0 | 0 | 0 | 0 | 0 | 0 | 0 | 0 | 0 | 0 | 0 | 0 | 0 | 0 | 0 | 0 | -259533.218 | 0 | 0 | 0 | 0 | 0 | 0 | 0 | 0 | 0 | 0 | 0 | 0 | 0 | 0 | 0 | 0
2016-02-20 06:00 | 0 | 0 | 0 | 0 | 633105.218 | 0 | 373572 | 0 | 0 | 0 | 0 | 1103789.3097 | 1639881.3266 | 0 | 0 | 0 | 0 | 0 | 0 | 0 | 0 | 0 | 0 | 0 | 0 | 0 | 0 | 0 | 0 | 259533.218 | 0 | 0 | 0 | 0 | 0 | 0 | 0 | 0 | 0 | 0 | 0 | 0 | 0 | 0 | 0 | 0
2016-02-20 07:00 | 0 | 0 | 0 | 0 | 103093.782 | 0 | 362627 | 0 | 0 | 0 | 0 | 844256.0917 | 1639881.3266 | 0 | 0 | 0 | 0 | 0 | 0 | 0 | 0 | 0 | 0 | 0 | 0 | 0 | 0 | 0 | 0 | -259533.218 | 0 | 0 | 0 | 0 | 0 | 0 | 0 | 0 | 0 | 0 | 0 | 0 | 0 | 0 | 0 | 0
2016-02-20 08:00 | 0 | 0 | 0 | 0 | 97018.782 | 0 | 356552 | 0 | 0 | 0 | 0 | 584722.8737 | 1639881.3266 | 0 | 0 | 0 | 0 | 0 | 0 | 0 | 0 | 0 | 0 | 0 | 0 | 0 | 0 | 0 | 0 | -259533.218 | 0 | 0 | 0 | 0 | 0 | 0 | 0 | 0 | 0 | 0 | 0 | 0 | 0 | 0 | 0 | 0
2016-02-20 09:00 | 0 | 0 | 0 | 0 | 94484.782 | 0 | 354018 | 0 | 0 | 0 | 0 | 325189.6558 | 1639881.3266 | 0 | 0 | 0 | 0 | 0 | 0 | 0 | 0 | 0 | 0 | 0 | 0 | 0 | 0 | 0 | 0 | -259533.218 | 0 | 0 | 0 | 0 | 0 | 0 | 0 | 0 | 0 | 0 | 0 | 0 | 0 | 0 | 0 | 0
2016-02-20 10:00 | 0 | 0 | 0 | 0 | 615884.218 | 0 | 356351 | 0 | 0 | 0 | 0 | 584722.8737 | 1639881.3266 | 0 | 0 | 0 | 0 | 0 | 0 | 0 | 0 | 0 | 0 | 0 | 0 | 0 | 0 | 0 | 0 | 259533.218 | 0 | 0 | 0 | 0 | 0 | 0 | 0 | 0 | 0 | 0 | 0 | 0 | 0 | 0 | 0 | 0
2016-02-20 11:00 | 0 | 0 | 0 | 0 | 106385.782 | 0 | 365919 | 0 | 0 | 0 | 0 | 325189.6558 | 1639881.3266 | 0 | 0 | 0 | 0 | 0 | 0 | 0 | 0 | 0 | 0 | 0 | 0 | 0 | 0 | 0 | 0 | -259533.218 | 0 | 0 | 0 | 0 | 0 | 0 | 0 | 0 | 0 | 0 | 0 | 0 | 0 | 0 | 0 | 0
2016-02-20 12:00 | 0 | 0 | 0 | 0 | 118191.782 | 0 | 377725 | 0 | 0 | 0 | 0 | 65656.4378 | 1639881.3266 | 0 | 0 | 0 | 0 | 0 | 0 | 0 | 0 | 0 | 0 | 0 | 0 | 0 | 0 | 0 | 0 | -259533.218 | 0 | 0 | 0 | 0 | 0 | 0 | 0 | 0 | 0 | 0 | 0 | 0 | 0 | 0 | 0 | 0
2016-02-20 13:00 | 0 | 0 | 0 | 0 | 322642.5935 | 1661.9688 | 389961 | 0 | 0 | 0 | 0 | 0 | 1639881.3266 | 0 | 0 | 0 | 0 | 0 | 0 | 0 | 0 | 0 | 0 | 0 | 0 | 0 | 0 | 0 | 0 | -65656.4378 | 0 | 0 | 0 | 0 | 0 | 0 | 0 | 0 | 0 | 0 | 0 | 0 | 0 | 0 | 0 | 0
2016-02-20 14:00 | 0 | 0 | 0 | 0 | 355798.3839 | 224019.4226 | 399954 | 0 | 0 | 0 | 0 | 179863.8064 | 1639881.3266 | 0 | 0 | 0 | 0 | 0 | 0 | 0 | 0 | 0 | 0 | 0 | 0 | 0 | 0 | 0 | 0 | 179863.8064 | 0 | 0 | 0 | 0 | 0 | 0 | 0 | 0 | 0 | 0 | 0 | 0 | 0 | 0 | 0 | 0
2016-02-20 15:00 | 0 | 0 | 0 | 0 | 30391.0006 | 632881.2173 | 403739 | 0 | 0 | 0 | 0 | 439397.0244 | 1639881.3266 | 0 | 0 | 0 | 0 | 0 | 0 | 0 | 0 | 0 | 0 | 0 | 0 | 0 | 0 | 0 | 0 | 259533.218 | 0 | 0 | 0 | 0 | 0 | 0 | 0 | 0 | 0 | 0 | 0 | 0 | 0 | 0 | 0 | 0
2016-02-20 16:00 | 0 | 0 | 0 | 0 | 0 | 676515.6959 | 402616 | 0 | 0 | 0 | 0 | 698930.2424 | 1654247.8046 | 0 | 0 | 0 | 0 | 0 | 0 | 0 | 0 | 0 | 0 | 0 | 0 | 0 | 0 | 0 | 0 | 259533.218 | 14366.478 | 0 | 0 | 0 | 0 | 0 | 0 | 0 | 0 | 0 | 0 | 0 | 0 | 0 | 0 | 0
2016-02-20 17:00 | 0 | 0 | 0 | 0 | 0 | 672945.6959 | 399046 | 0 | 0 | 0 | 0 | 958463.4603 | 1668614.2825 | 0 | 0 | 0 | 0 | 0 | 0 | 0 | 0 | 0 | 0 | 0 | 0 | 0 | 0 | 0 | 0 | 259533.218 | 14366.478 | 0 | 0 | 0 | 0 | 0 | 0 | 0 | 0 | 0 | 0 | 0 | 0 | 0 | 0 | 0
2016-02-20 18:00 | 0 | 0 | 0 | 0 | 0 | 668203.6959 | 394304 | 0 | 0 | 0 | 0 | 1217996.6783 | 1682980.7605 | 0 | 0 | 0 | 0 | 0 | 0 | 0 | 0 | 0 | 0 | 0 | 0 | 0 | 0 | 0 | 0 | 259533.218 | 14366.478 | 0 | 0 | 0 | 0 | 0 | 0 | 0 | 0 | 0 | 0 | 0 | 0 | 0 | 0 | 0
2016-02-20 19:00 | 0 | 0 | 0 | 0 | 0 | 663079.6959 | 389180 | 0 | 0 | 0 | 0 | 1477529.8963 | 1697347.2385 | 0 | 0 | 0 | 0 | 0 | 0 | 0 | 0 | 0 | 0 | 0 | 0 | 0 | 0 | 0 | 0 | 259533.218 | 14366.478 | 0 | 0 | 0 | 0 | 0 | 0 | 0 | 0 | 0 | 0 | 0 | 0 | 0 | 0 | 0
2016-02-20 20:00 | 0 | 0 | 0 | 0 | 0 | 659172.6959 | 385273 | 0 | 0 | 0 | 0 | 1737063.1142 | 1711713.7165 | 0 | 0 | 0 | 0 | 0 | 0 | 0 | 0 | 0 | 0 | 0 | 0 | 0 | 0 | 0 | 0 | 259533.218 | 14366.478 | 0 | 0 | 0 | 0 | 0 | 0 | 0 | 0 | 0 | 0 | 0 | 0 | 0 | 0 | 0
2016-02-20 21:00 | 0 | 0 | 0 | 0 | 0 | 682219.9855 | 384806 | 0 | 0 | 0 | 0 | 1996596.3322 | 1726080.1945 | 0 | 0 | 0 | 0 | 0 | 0 | 23514.2896 | 0 | 0 | 0 | 0 | 0 | 0 | 0 | 0 | 0 | 259533.218 | 14366.478 | 0 | 0 | 0 | 0 | 0 | 0 | 0 | 0 | 23514.2896 | 0 | 0 | 0 | 0 | 0 | 0
2016-02-20 22:00 | 0 | 0 | 0 | 0 | 0 | 657337.7791 | 389641 | 0 | 0 | 0 | 0 | 2256129.5502 | 1740446.6724 | 0 | 0 | 0 | 0 | 0 | 0 | 17311.3727 | 0 | 0 | 0 | 0 | 0 | 0 | 0 | 0 | 0 | 259533.218 | 14366.478 | 0 | 0 | 0 | 0 | 0 | 0 | 0 | 0 | -6202.9169 | 0 | 0 | 0 | 0 | 0 | 0
2016-02-20 23:00 | 0 | 0 | 0 | 0 | 0 | 452272.1069 | 402422 | 0 | 0 | 0 | 0 | 2432117.1245 | 1631620.5777 | 0 | 0 | 0 | 0 | 0 | 0 | 0 | 0 | 0 | 0 | 0 | 0 | 0 | 0 | 0 | 0 | 175987.5744 | 0 | 108826.0947 | 0 | 0 | 0 | 0 | 0 | 0 | 0 | -17311.3727 | 0 | 0 | 0 | 0 | 0 | 0
2016-02-21 | 0 | 0 | 0 | 0 | 79702.5317 | 85841.7283 | 410711 | 0 | 0 | 0 | 0 | 2172583.9066 | 1645987.0557 | 0 | 0 | 0 | 0 | 0 | 0 | 0 | 0 | 0 | 0 | 0 | 0 | 0 | 0 | 0 | 0 | -259533.218 | 14366.478 | 0 | 0 | 0 | 0 | 0 | 0 | 0 | 0 | 0 | 0 | 0 | 0 | 0 | 0 | 0
2016-02-21 01:00 | 0 | 0 | 0 | 0 | 150584.588 | 26.1941 | 410144 | 0 | 0 | 0 | 0 | 1913050.6886 | 1645987.0557 | 0 | 0 | 0 | 0 | 0 | 0 | 0 | 0 | 0 | 0 | 0 | 0 | 0 | 0 | 0 | 0 | -259533.218 | 0 | 0 | 0 | 0 | 0 | 0 | 0 | 0 | 0 | 0 | 0 | 0 | 0 | 0 | 0 | 0
2016-02-21 02:00 | 0 | 0 | 0 | 0 | 145304.782 | 0 | 404838 | 0 | 0 | 0 | 0 | 1653517.4706 | 1645987.0557 | 0 | 0 | 0 | 0 | 0 | 0 | 0 | 0 | 0 | 0 | 0 | 0 | 0 | 0 | 0 | 0 | -259533.218 | 0 | 0 | 0 | 0 | 0 | 0 | 0 | 0 | 0 | 0 | 0 | 0 | 0 | 0 | 0 | 0
2016-02-21 03:00 | 0 | 0 | 0 | 0 | 528946.1194 | 0 | 393889 | 0 | 0 | 0 | 0 | 1788574.59 | 1645987.0557 | 0 | 0 | 0 | 0 | 0 | 0 | 0 | 0 | 0 | 0 | 0 | 0 | 0 | 0 | 0 | 0 | 135057.1194 | 0 | 0 | 0 | 0 | 0 | 0 | 0 | 0 | 0 | 0 | 0 | 0 | 0 | 0 | 0 | 0
2016-02-21 04:00 | 0 | 0 | 0 | 0 | 118846.782 | 0 | 378380 | 0 | 0 | 0 | 0 | 1529041.3721 | 1645987.0557 | 0 | 0 | 0 | 0 | 0 | 0 | 0 | 0 | 0 | 0 | 0 | 0 | 0 | 0 | 0 | 0 | -259533.218 | 0 | 0 | 0 | 0 | 0 | 0 | 0 | 0 | 0 | 0 | 0 | 0 | 0 | 0 | 0 | 0
2016-02-21 05:00 | 0 | 0 | 0 | 0 | 102834.782 | 0 | 362368 | 0 | 0 | 0 | 0 | 1269508.1541 | 1645987.0557 | 0 | 0 | 0 | 0 | 0 | 0 | 0 | 0 | 0 | 0 | 0 | 0 | 0 | 0 | 0 | 0 | -259533.218 | 0 | 0 | 0 | 0 | 0 | 0 | 0 | 0 | 0 | 0 | 0 | 0 | 0 | 0 | 0 | 0
2016-02-21 06:00 | 0 | 0 | 0 | 0 | 445865.2895 | 0 | 349945 | 0 | 0 | 0 | 0 | 1365428.4436 | 1645987.0557 | 0 | 0 | 0 | 0 | 0 | 0 | 0 | 0 | 0 | 0 | 0 | 0 | 0 | 0 | 0 | 0 | 95920.2895 | 0 | 0 | 0 | 0 | 0 | 0 | 0 | 0 | 0 | 0 | 0 | 0 | 0 | 0 | 0 | 0
2016-02-21 07:00 | 0 | 0 | 0 | 0 | 80548.782 | 0 | 340082 | 0 | 0 | 0 | 0 | 1105895.2257 | 1645987.0557 | 0 | 0 | 0 | 0 | 0 | 0 | 0 | 0 | 0 | 0 | 0 | 0 | 0 | 0 | 0 | 0 | -259533.218 | 0 | 0 | 0 | 0 | 0 | 0 | 0 | 0 | 0 | 0 | 0 | 0 | 0 | 0 | 0 | 0
2016-02-21 08:00 | 0 | 0 | 0 | 0 | 75423.782 | 0 | 334957 | 0 | 0 | 0 | 0 | 846362.0077 | 1645987.0557 | 0 | 0 | 0 | 0 | 0 | 0 | 0 | 0 | 0 | 0 | 0 | 0 | 0 | 0 | 0 | 0 | -259533.218 | 0 | 0 | 0 | 0 | 0 | 0 | 0 | 0 | 0 | 0 | 0 | 0 | 0 | 0 | 0 | 0
2016-02-21 09:00 | 0 | 0 | 0 | 0 | 442419.3992 | 0 | 332892 | 0 | 0 | 0 | 0 | 955889.4069 | 1645987.0557 | 0 | 0 | 0 | 0 | 0 | 0 | 0 | 0 | 0 | 0 | 0 | 0 | 0 | 0 | 0 | 0 | 109527.3992 | 0 | 0 | 0 | 0 | 0 | 0 | 0 | 0 | 0 | 0 | 0 | 0 | 0 | 0 | 0 | 0
2016-02-21 10:00 | 0 | 0 | 0 | 0 | 75318.782 | 0 | 334852 | 0 | 0 | 0 | 0 | 696356.1889 | 1645987.0557 | 0 | 0 | 0 | 0 | 0 | 0 | 0 | 0 | 0 | 0 | 0 | 0 | 0 | 0 | 0 | 0 | -259533.218 | 0 | 0 | 0 | 0 | 0 | 0 | 0 | 0 | 0 | 0 | 0 | 0 | 0 | 0 | 0 | 0
2016-02-21 11:00 | 0 | 0 | 0 | 0 | 82075.782 | 0 | 341609 | 0 | 0 | 0 | 0 | 436822.971 | 1645987.0557 | 0 | 0 | 0 | 0 | 0 | 0 | 0 | 0 | 0 | 0 | 0 | 0 | 0 | 0 | 0 | 0 | -259533.218 | 0 | 0 | 0 | 0 | 0 | 0 | 0 | 0 | 0 | 0 | 0 | 0 | 0 | 0 | 0 | 0
2016-02-21 12:00 | 0 | 0 | 0 | 0 | 395145.1984 | 0 | 351690 | 0 | 0 | 0 | 0 | 480278.1694 | 1645987.0557 | 0 | 0 | 0 | 0 | 0 | 0 | 0 | 0 | 0 | 0 | 0 | 0 | 0 | 0 | 0 | 0 | 43455.1984 | 0 | 0 | 0 | 0 | 0 | 0 | 0 | 0 | 0 | 0 | 0 | 0 | 0 | 0 | 0 | 0
2016-02-21 13:00 | 0 | 0 | 0 | 0 | 103362.0564 | 687.7256 | 363583 | 0 | 0 | 0 | 0 | 220744.9514 | 1645987.0557 | 0 | 0 | 0 | 0 | 0 | 0 | 0 | 0 | 0 | 0 | 0 | 0 | 0 | 0 | 0 | 0 | -259533.218 | 0 | 0 | 0 | 0 | 0 | 0 | 0 | 0 | 0 | 0 | 0 | 0 | 0 | 0 | 0 | 0
2016-02-21 14:00 | 0 | 0 | 0 | 0 | 251318.0577 | 178421.8824 | 376732 | 0 | 0 | 0 | 0 | 273752.8915 | 1645987.0557 | 0 | 0 | 0 | 0 | 0 | 0 | 0 | 0 | 0 | 0 | 0 | 0 | 0 | 0 | 0 | 0 | 53007.9401 | 0 | 0 | 0 | 0 | 0 | 0 | 0 | 0 | 0 | 0 | 0 | 0 | 0 | 0 | 0 | 0
2016-02-21 15:00 | 0 | 0 | 0 | 0 | 70866.8625 | 572587.3555 | 383921 | 0 | 0 | 0 | 0 | 533286.1094 | 1645987.0557 | 0 | 0 | 0 | 0 | 0 | 0 | 0 | 0 | 0 | 0 | 0 | 0 | 0 | 0 | 0 | 0 | 259533.218 | 0 | 0 | 0 | 0 | 0 | 0 | 0 | 0 | 0 | 0 | 0 | 0 | 0 | 0 | 0 | 0
2016-02-21 16:00 | 0 | 0 | 0 | 0 | 0 | 661533.6959 | 387634 | 0 | 0 | 0 | 0 | 792819.3274 | 1660353.5337 | 0 | 0 | 0 | 0 | 0 | 0 | 0 | 0 | 0 | 0 | 0 | 0 | 0 | 0 | 0 | 0 | 259533.218 | 14366.478 | 0 | 0 | 0 | 0 | 0 | 0 | 0 | 0 | 0 | 0 | 0 | 0 | 0 | 0 | 0
2016-02-21 17:00 | 0 | 0 | 0 | 0 | 0 | 675749.1353 | 389435 | 0 | 0 | 0 | 0 | 1052352.5454 | 1674720.0117 | 0 | 0 | 0 | 0 | 0 | 0 | 12414.4394 | 0 | 0 | 0 | 0 | 0 | 0 | 0 | 0 | 0 | 259533.218 | 14366.478 | 0 | 0 | 0 | 0 | 0 | 0 | 0 | 0 | 12414.4394 | 0 | 0 | 0 | 0 | 0 | 0
2016-02-21 18:00 | 0 | 0 | 0 | 0 | 0 | 664601.4651 | 388620 | 0 | 0 | 0 | 0 | 1311885.7634 | 1689086.4896 | 0 | 0 | 0 | 0 | 0 | 0 | 14496.2085 | 0 | 0 | 0 | 0 | 0 | 0 | 0 | 0 | 0 | 259533.218 | 14366.478 | 0 | 0 | 0 | 0 | 0 | 0 | 0 | 0 | 2081.7692 | 0 | 0 | 0 | 0 | 0 | 0
2016-02-21 19:00 | 0 | 0 | 0 | 0 | 0 | 656495.377 | 386747 | 0 | 0 | 0 | 0 | 1571418.9813 | 1703452.9676 | 0 | 0 | 0 | 0 | 0 | 0 | 10344.8896 | 0 | 0 | 0 | 0 | 0 | 0 | 0 | 0 | 0 | 259533.218 | 14366.478 | 0 | 0 | 0 | 0 | 0 | 0 | 0 | 0 | -4151.319 | 0 | 0 | 0 | 0 | 0 | 0
2016-02-21 20:00 | 0 | 0 | 0 | 0 | 0 | 659981.8247 | 386428 | 0 | 0 | 0 | 0 | 1830952.1993 | 1717819.4456 | 0 | 0 | 0 | 0 | 0 | 0 | 9999.0183 | 0 | 0 | 0 | 0 | 0 | 0 | 0 | 0 | 0 | 259533.218 | 14366.478 | 0 | 0 | 0 | 0 | 0 | 0 | 0 | 0 | -345.8713 | 0 | 0 | 0 | 0 | 0 | 0
2016-02-21 21:00 | 0 | 0 | 0 | 0 | 0 | 676645.9672 | 389231 | 0 | 0 | 0 | 0 | 2090485.4173 | 1732185.9236 | 0 | 0 | 0 | 0 | 0 | 0 | 23514.2896 | 0 | 0 | 0 | 0 | 0 | 0 | 0 | 0 | 0 | 259533.218 | 14366.478 | 0 | 0 | 0 | 0 | 0 | 0 | 0 | 0 | 13515.2713 | 0 | 0 | 0 | 0 | 0 | 0
2016-02-21 22:00 | 0 | 0 | 0 | 0 | 0 | 669175.1876 | 397837 | 0 | 0 | 0 | 0 | 2350018.6352 | 1746552.4016 | 0 | 0 | 0 | 0 | 0 | 0 | 20952.7813 | 0 | 0 | 0 | 0 | 0 | 0 | 0 | 0 | 0 | 259533.218 | 14366.478 | 0 | 0 | 0 | 0 | 0 | 0 | 0 | 0 | -2561.5083 | 0 | 0 | 0 | 0 | 0 | 0
2016-02-21 23:00 | 0 | 0 | 0 | 0 | 0 | 494713.8258 | 412587 | 0 | 0 | 0 | 0 | 2453098.2422 | 1746552.4016 | 0 | 0 | 0 | 0 | 0 | 0 | 0 | 0 | 0 | 0 | 0 | 0 | 0 | 0 | 0 | 0 | 103079.607 | 0 | 0 | 0 | 0 | 0 | 0 | 0 | 0 | 0 | -20952.7813 | 0 | 0 | 0 | 0 | 0 | 0
2016-02-22 | 0 | 0 | 0 | 0 | 70745.9602 | 108721.2999 | 424634 | 0 | 0 | 0 | 0 | 2193565.0243 | 1760918.8796 | 0 | 0 | 0 | 0 | 0 | 0 | 0 | 0 | 0 | 0 | 0 | 0 | 0 | 0 | 0 | 0 | -259533.218 | 14366.478 | 0 | 0 | 0 | 0 | 0 | 0 | 0 | 0 | 0 | 0 | 0 | 0 | 0 | 0 | 0
2016-02-22 01:00 | 0 | 0 | 0 | 0 | 367076.5282 | 47.1079 | 425052 | 0 | 0 | 0 | 0 | 2135636.6604 | 1760918.8796 | 0 | 0 | 0 | 0 | 0 | 0 | 0 | 0 | 0 | 0 | 0 | 0 | 0 | 0 | 0 | 0 | -57928.3639 | 0 | 0 | 0 | 0 | 0 | 0 | 0 | 0 | 0 | 0 | 0 | 0 | 0 | 0 | 0 | 0
2016-02-22 02:00 | 0 | 0 | 0 | 0 | 158343.782 | 0 | 417877 | 0 | 0 | 0 | 0 | 1876103.4424 | 1760918.8796 | 0 | 0 | 0 | 0 | 0 | 0 | 0 | 0 | 0 | 0 | 0 | 0 | 0 | 0 | 0 | 0 | -259533.218 | 0 | 0 | 0 | 0 | 0 | 0 | 0 | 0 | 0 | 0 | 0 | 0 | 0 | 0 | 0 | 0
2016-02-22 03:00 | 0 | 0 | 0 | 0 | 363729.0922 | 0 | 403748 | 0 | 0 | 0 | 0 | 1836084.5347 | 1760918.8796 | 0 | 0 | 0 | 0 | 0 | 0 | 0 | 0 | 0 | 0 | 0 | 0 | 0 | 0 | 0 | 0 | -40018.9078 | 0 | 0 | 0 | 0 | 0 | 0 | 0 | 0 | 0 | 0 | 0 | 0 | 0 | 0 | 0 | 0
2016-02-22 04:00 | 0 | 0 | 0 | 0 | 124791.782 | 0 | 384325 | 0 | 0 | 0 | 0 | 1576551.3167 | 1760918.8796 | 0 | 0 | 0 | 0 | 0 | 0 | 0 | 0 | 0 | 0 | 0 | 0 | 0 | 0 | 0 | 0 | -259533.218 | 0 | 0 | 0 | 0 | 0 | 0 | 0 | 0 | 0 | 0 | 0 | 0 | 0 | 0 | 0 | 0
2016-02-22 05:00 | 0 | 0 | 0 | 0 | 354003.9358 | 0 | 366010 | 0 | 0 | 0 | 0 | 1564545.2525 | 1760918.8796 | 0 | 0 | 0 | 0 | 0 | 0 | 0 | 0 | 0 | 0 | 0 | 0 | 0 | 0 | 0 | 0 | -12006.0642 | 0 | 0 | 0 | 0 | 0 | 0 | 0 | 0 | 0 | 0 | 0 | 0 | 0 | 0 | 0 | 0
2016-02-22 06:00 | 0 | 0 | 0 | 0 | 93605.782 | 0 | 353139 | 0 | 0 | 0 | 0 | 1305012.0345 | 1760918.8796 | 0 | 0 | 0 | 0 | 0 | 0 | 0 | 0 | 0 | 0 | 0 | 0 | 0 | 0 | 0 | 0 | -259533.218 | 0 | 0 | 0 | 0 | 0 | 0 | 0 | 0 | 0 | 0 | 0 | 0 | 0 | 0 | 0 | 0
2016-02-22 07:00 | 0 | 0 | 0 | 0 | 338665.771 | 0 | 344882 | 0 | 0 | 0 | 0 | 1298795.8055 | 1760918.8796 | 0 | 0 | 0 | 0 | 0 | 0 | 0 | 0 | 0 | 0 | 0 | 0 | 0 | 0 | 0 | 0 | -6216.229 | 0 | 0 | 0 | 0 | 0 | 0 | 0 | 0 | 0 | 0 | 0 | 0 | 0 | 0 | 0 | 0
2016-02-22 08:00 | 0 | 0 | 0 | 0 | 159460.9447 | 0 | 341726 | 0 | 0 | 0 | 0 | 1116530.7501 | 1760918.8796 | 0 | 0 | 0 | 0 | 0 | 0 | 0 | 0 | 0 | 0 | 0 | 0 | 0 | 0 | 0 | 0 | -182265.0553 | 0 | 0 | 0 | 0 | 0 | 0 | 0 | 0 | 0 | 0 | 0 | 0 | 0 | 0 | 0 | 0
2016-02-22 09:00 | 0 | 0 | 0 | 0 | 304694.5291 | 0 | 345837 | 0 | 0 | 0 | 0 | 1075388.2792 | 1760918.8796 | 0 | 0 | 0 | 0 | 0 | 0 | 0 | 0 | 0 | 0 | 0 | 0 | 0 | 0 | 0 | 0 | -41142.4709 | 0 | 0 | 0 | 0 | 0 | 0 | 0 | 0 | 0 | 0 | 0 | 0 | 0 | 0 | 0 | 0
2016-02-22 10:00 | 0 | 0 | 0 | 0 | 284849.0295 | 0 | 360995 | 0 | 0 | 0 | 0 | 999242.3088 | 1760918.8796 | 0 | 0 | 0 | 0 | 0 | 0 | 0 | 0 | 0 | 0 | 0 | 0 | 0 | 0 | 0 | 0 | -76145.9705 | 0 | 0 | 0 | 0 | 0 | 0 | 0 | 0 | 0 | 0 | 0 | 0 | 0 | 0 | 0 | 0
2016-02-22 11:00 | 0 | 0 | 0 | 0 | 267236.2712 | 0 | 392795 | 0 | 0 | 0 | 0 | 873683.58 | 1760918.8796 | 0 | 0 | 0 | 0 | 0 | 0 | 0 | 0 | 0 | 0 | 0 | 0 | 0 | 0 | 0 | 0 | -125558.7288 | 0 | 0 | 0 | 0 | 0 | 0 | 0 | 0 | 0 | 0 | 0 | 0 | 0 | 0 | 0 | 0
2016-02-22 12:00 | 0 | 0 | 0 | 0 | 250994.6514 | 0 | 421725 | 0 | 0 | 0 | 0 | 679438.9418 | 1760918.8796 | 0 | 0 | 0 | 0 | 0 | 0 | 23514.2896 | 0 | 0 | 0 | 0 | 0 | 0 | 0 | 0 | 0 | -194244.6382 | 0 | 0 | 0 | 0 | 0 | 0 | 0 | 0 | 0 | 23514.2896 | 0 | 0 | 0 | 0 | 0 | 0
2016-02-22 13:00 | 0 | 0 | 0 | 0 | 214380.6757 | 3017.6181 | 434072 | 0 | 0 | 0 | 0 | 448398.7577 | 1775285.3575 | 0 | 0 | 0 | 0 | 0 | 0 | 23514.2896 | 0 | 0 | 0 | 0 | 0 | 0 | 0 | 0 | 0 | -231040.1841 | 14366.478 | 0 | 0 | 0 | 0 | 0 | 0 | 0 | 0 | 0 | 0 | 0 | 0 | 0 | 0 | 0
2016-02-22 14:00 | 0 | 0 | 0 | 0 | 0 | 207308.8996 | 439407 | 0 | 0 | 0 | 0 | 239814.9469 | 1775285.3575 | 0 | 0 | 0 | 0 | 0 | 0 | 0 | 0 | 0 | 0 | 0 | 0 | 0 | 0 | 0 | 0 | -208583.8108 | 0 | 0 | 0 | 0 | 0 | 0 | 0 | 0 | 0 | -23514.2896 | 0 | 0 | 0 | 0 | 0 | 0
2016-02-22 15:00 | 0 | 0 | 0 | 0 | 156800.8784 | 559638.8176 | 442540 | 0 | 0 | 0 | 0 | 499348.1649 | 1789651.8355 | 0 | 0 | 0 | 0 | 0 | 0 | 0 | 0 | 0 | 0 | 0 | 0 | 0 | 0 | 0 | 0 | 259533.218 | 14366.478 | 0 | 0 | 0 | 0 | 0 | 0 | 0 | 0 | 0 | 0 | 0 | 0 | 0 | 0 | 0
2016-02-22 16:00 | 0 | 0 | 0 | 0 | 38280.2118 | 662603.0062 | 441350 | 0 | 0 | 0 | 0 | 758881.3828 | 1789651.8355 | 0 | 0 | 0 | 0 | 0 | 0 | 0 | 0 | 0 | 0 | 0 | 0 | 0 | 0 | 0 | 0 | 259533.218 | 0 | 0 | 0 | 0 | 0 | 0 | 0 | 0 | 0 | 0 | 0 | 0 | 0 | 0 | 0 | 0
2016-02-22 17:00 | 0 | 0 | 0 | 0 | 31314.32 | 666333.898 | 438115 | 0 | 0 | 0 | 0 | 1018414.6008 | 1789651.8355 | 0 | 0 | 0 | 0 | 0 | 0 | 0 | 0 | 0 | 0 | 0 | 0 | 0 | 0 | 0 | 0 | 259533.218 | 0 | 0 | 0 | 0 | 0 | 0 | 0 | 0 | 0 | 0 | 0 | 0 | 0 | 0 | 0 | 0
2016-02-22 18:00 | 0 | 0 | 0 | 0 | 0 | 648517.3768 | 435252 | 0 | 0 | 0 | 0 | 1231679.9776 | 1789651.8355 | 0 | 0 | 0 | 0 | 0 | 0 | 0 | 0 | 0 | 0 | 0 | 0 | 0 | 0 | 0 | 0 | 213265.3768 | 0 | 0 | 0 | 0 | 0 | 0 | 0 | 0 | 0 | 0 | 0 | 0 | 0 | 0 | 0 | 0
2016-02-22 19:00 | 0 | 0 | 0 | 0 | 0 | 629717.4125 | 432459 | 0 | 0 | 0 | 0 | 1491213.1956 | 1727377.0301 | 0 | 0 | 0 | 0 | 0 | 0 | 0 | 0 | 0 | 0 | 0 | 0 | 0 | 0 | 0 | 0 | 259533.218 | 14366.478 | 76641.2834 | 0 | 0 | 0 | 0 | 0 | 0 | 0 | 0 | 0 | 0 | 0 | 0 | 0 | 0
2016-02-22 20:00 | 0 | 0 | 0 | 0 | 67402.5959 | 622016.6221 | 429886 | 0 | 0 | 0 | 0 | 1750746.4135 | 1727377.0301 | 0 | 0 | 0 | 0 | 0 | 0 | 0 | 0 | 0 | 0 | 0 | 0 | 0 | 0 | 0 | 0 | 259533.218 | 0 | 0 | 0 | 0 | 0 | 0 | 0 | 0 | 0 | 0 | 0 | 0 | 0 | 0 | 0 | 0
2016-02-22 21:00 | 0 | 0 | 0 | 0 | 0 | 604629.1121 | 431668 | 0 | 0 | 0 | 0 | 1923707.5256 | 1727377.0301 | 0 | 0 | 0 | 0 | 0 | 0 | 0 | 0 | 0 | 0 | 0 | 0 | 0 | 0 | 0 | 0 | 172961.1121 | 0 | 0 | 0 | 0 | 0 | 0 | 0 | 0 | 0 | 0 | 0 | 0 | 0 | 0 | 0 | 0
2016-02-22 22:00 | 0 | 0 | 0 | 0 | 0 | 558946.2828 | 438908 | 0 | 0 | 0 | 0 | 2043745.8084 | 1727377.0301 | 0 | 0 | 0 | 0 | 0 | 0 | 0 | 0 | 0 | 0 | 0 | 0 | 0 | 0 | 0 | 0 | 120038.2828 | 0 | 0 | 0 | 0 | 0 | 0 | 0 | 0 | 0 | 0 | 0 | 0 | 0 | 0 | 0 | 0
2016-02-22 23:00 | 0 | 0 | 0 | 0 | 0 | 417861.4493 | 455125 | 0 | 0 | 0 | 0 | 2006482.2577 | 1727377.0301 | 0 | 0 | 0 | 0 | 0 | 0 | 0 | 0 | 0 | 0 | 0 | 0 | 0 | 0 | 0 | 0 | -37263.5507 | 0 | 0 | 0 | 0 | 0 | 0 | 0 | 0 | 0 | 0 | 0 | 0 | 0 | 0 | 0 | 0
2016-02-23 | 0 | 0 | 0 | 0 | 107423.108 | 113735.152 | 466325 | 0 | 0 | 0 | 0 | 1746949.0398 | 1741743.508 | 0 | 0 | 0 | 0 | 0 | 0 | 0 | 0 | 0 | 0 | 0 | 0 | 0 | 0 | 0 | 0 | -259533.218 | 14366.478 | 0 | 0 | 0 | 0 | 0 | 0 | 0 | 0 | 0 | 0 | 0 | 0 | 0 | 0 | 0
2016-02-23 01:00 | 0 | 0 | 0 | 0 | 440783.8616 | 59.6355 | 465317 | 0 | 0 | 0 | 0 | 1831301.6316 | 1632917.4133 | 0 | 0 | 0 | 0 | 0 | 0 | 0 | 0 | 0 | 0 | 0 | 0 | 0 | 0 | 0 | 0 | 84352.5918 | 0 | 108826.0947 | 0 | 0 | 0 | 0 | 0 | 0 | 0 | 0 | 0 | 0 | 0 | 0 | 0 | 0
2016-02-23 02:00 | 0 | 0 | 0 | 0 | 195697.782 | 0 | 455231 | 0 | 0 | 0 | 0 | 1571768.4136 | 1632917.4133 | 0 | 0 | 0 | 0 | 0 | 0 | 0 | 0 | 0 | 0 | 0 | 0 | 0 | 0 | 0 | 0 | -259533.218 | 0 | 0 | 0 | 0 | 0 | 0 | 0 | 0 | 0 | 0 | 0 | 0 | 0 | 0 | 0 | 0
2016-02-23 03:00 | 0 | 0 | 0 | 0 | 177061.782 | 0 | 436595 | 0 | 0 | 0 | 0 | 1312235.1956 | 1632917.4133 | 0 | 0 | 0 | 0 | 0 | 0 | 0 | 0 | 0 | 0 | 0 | 0 | 0 | 0 | 0 | 0 | -259533.218 | 0 | 0 | 0 | 0 | 0 | 0 | 0 | 0 | 0 | 0 | 0 | 0 | 0 | 0 | 0 | 0
2016-02-23 04:00 | 0 | 0 | 0 | 0 | 445601.0381 | 0 | 412301 | 0 | 0 | 0 | 0 | 1345535.2337 | 1632917.4133 | 0 | 0 | 0 | 0 | 0 | 0 | 0 | 0 | 0 | 0 | 0 | 0 | 0 | 0 | 0 | 0 | 33300.0381 | 0 | 0 | 0 | 0 | 0 | 0 | 0 | 0 | 0 | 0 | 0 | 0 | 0 | 0 | 0 | 0
2016-02-23 05:00 | 0 | 0 | 0 | 0 | 131755.782 | 0 | 391289 | 0 | 0 | 0 | 0 | 1086002.0158 | 1632917.4133 | 0 | 0 | 0 | 0 | 0 | 0 | 0 | 0 | 0 | 0 | 0 | 0 | 0 | 0 | 0 | 0 | -259533.218 | 0 | 0 | 0 | 0 | 0 | 0 | 0 | 0 | 0 | 0 | 0 | 0 | 0 | 0 | 0 | 0
2016-02-23 06:00 | 0 | 0 | 0 | 0 | 431706.2432 | 0 | 376473 | 0 | 0 | 0 | 0 | 1141235.259 | 1632917.4133 | 0 | 0 | 0 | 0 | 0 | 0 | 0 | 0 | 0 | 0 | 0 | 0 | 0 | 0 | 0 | 0 | 55233.2432 | 0 | 0 | 0 | 0 | 0 | 0 | 0 | 0 | 0 | 0 | 0 | 0 | 0 | 0 | 0 | 0
2016-02-23 07:00 | 0 | 0 | 0 | 0 | 107387.782 | 0 | 366921 | 0 | 0 | 0 | 0 | 881702.041 | 1632917.4133 | 0 | 0 | 0 | 0 | 0 | 0 | 0 | 0 | 0 | 0 | 0 | 0 | 0 | 0 | 0 | 0 | -259533.218 | 0 | 0 | 0 | 0 | 0 | 0 | 0 | 0 | 0 | 0 | 0 | 0 | 0 | 0 | 0 | 0
2016-02-23 08:00 | 0 | 0 | 0 | 0 | 427057.5471 | 0 | 362150 | 0 | 0 | 0 | 0 | 946609.5881 | 1632917.4133 | 0 | 0 | 0 | 0 | 0 | 0 | 0 | 0 | 0 | 0 | 0 | 0 | 0 | 0 | 0 | 0 | 64907.5471 | 0 | 0 | 0 | 0 | 0 | 0 | 0 | 0 | 0 | 0 | 0 | 0 | 0 | 0 | 0 | 0
2016-02-23 09:00 | 0 | 0 | 0 | 0 | 104702.782 | 0 | 364236 | 0 | 0 | 0 | 0 | 687076.3701 | 1632917.4133 | 0 | 0 | 0 | 0 | 0 | 0 | 0 | 0 | 0 | 0 | 0 | 0 | 0 | 0 | 0 | 0 | -259533.218 | 0 | 0 | 0 | 0 | 0 | 0 | 0 | 0 | 0 | 0 | 0 | 0 | 0 | 0 | 0 | 0
2016-02-23 10:00 | 0 | 0 | 0 | 0 | 431237.0209 | 0 | 377442 | 0 | 0 | 0 | 0 | 740871.391 | 1632917.4133 | 0 | 0 | 0 | 0 | 0 | 0 | 0 | 0 | 0 | 0 | 0 | 0 | 0 | 0 | 0 | 0 | 53795.0209 | 0 | 0 | 0 | 0 | 0 | 0 | 0 | 0 | 0 | 0 | 0 | 0 | 0 | 0 | 0 | 0
2016-02-23 11:00 | 0 | 0 | 0 | 0 | 149988.782 | 0 | 409522 | 0 | 0 | 0 | 0 | 481338.173 | 1632917.4133 | 0 | 0 | 0 | 0 | 0 | 0 | 0 | 0 | 0 | 0 | 0 | 0 | 0 | 0 | 0 | 0 | -259533.218 | 0 | 0 | 0 | 0 | 0 | 0 | 0 | 0 | 0 | 0 | 0 | 0 | 0 | 0 | 0 | 0
2016-02-23 12:00 | 0 | 0 | 0 | 0 | 436054.867 | 0 | 437217 | 0 | 0 | 0 | 0 | 480176.0401 | 1632917.4133 | 0 | 0 | 0 | 0 | 0 | 0 | 0 | 0 | 0 | 0 | 0 | 0 | 0 | 0 | 0 | 0 | -1162.133 | 0 | 0 | 0 | 0 | 0 | 0 | 0 | 0 | 0 | 0 | 0 | 0 | 0 | 0 | 0 | 0
2016-02-23 13:00 | 0 | 0 | 0 | 0 | 186555.1243 | 2701.6577 | 448790 | 0 | 0 | 0 | 0 | 220642.8221 | 1632917.4133 | 0 | 0 | 0 | 0 | 0 | 0 | 0 | 0 | 0 | 0 | 0 | 0 | 0 | 0 | 0 | 0 | -259533.218 | 0 | 0 | 0 | 0 | 0 | 0 | 0 | 0 | 0 | 0 | 0 | 0 | 0 | 0 | 0 | 0
2016-02-23 14:00 | 0 | 0 | 0 | 0 | 396133.9334 | 183965.7698 | 455082 | 0 | 0 | 0 | 0 | 345660.5253 | 1632917.4133 | 0 | 0 | 0 | 0 | 0 | 0 | 0 | 0 | 0 | 0 | 0 | 0 | 0 | 0 | 0 | 0 | 125017.7032 | 0 | 0 | 0 | 0 | 0 | 0 | 0 | 0 | 0 | 0 | 0 | 0 | 0 | 0 | 0 | 0
2016-02-23 15:00 | 0 | 0 | 0 | 0 | 152736.961 | 565940.2569 | 459144 | 0 | 0 | 0 | 0 | 605193.7432 | 1632917.4133 | 0 | 0 | 0 | 0 | 0 | 0 | 0 | 0 | 0 | 0 | 0 | 0 | 0 | 0 | 0 | 0 | 259533.218 | 0 | 0 | 0 | 0 | 0 | 0 | 0 | 0 | 0 | 0 | 0 | 0 | 0 | 0 | 0 | 0
2016-02-23 16:00 | 0 | 0 | 0 | 0 | 0 | 658778.231 | 458114 | 0 | 0 | 0 | 0 | 805857.9742 | 1632917.4133 | 0 | 0 | 0 | 0 | 0 | 0 | 0 | 0 | 0 | 0 | 0 | 0 | 0 | 0 | 0 | 0 | 200664.231 | 0 | 0 | 0 | 0 | 0 | 0 | 0 | 0 | 0 | 0 | 0 | 0 | 0 | 0 | 0 | 0
2016-02-23 17:00 | 0 | 0 | 0 | 0 | 36603.5488 | 678476.6692 | 455547 | 0 | 0 | 0 | 0 | 1065391.1922 | 1632917.4133 | 0 | 0 | 0 | 0 | 0 | 0 | 0 | 0 | 0 | 0 | 0 | 0 | 0 | 0 | 0 | 0 | 259533.218 | 0 | 0 | 0 | 0 | 0 | 0 | 0 | 0 | 0 | 0 | 0 | 0 | 0 | 0 | 0 | 0
2016-02-23 18:00 | 0 | 0 | 0 | 0 | 0 | 673498.9504 | 453357 | 0 | 0 | 0 | 0 | 1285533.1426 | 1632917.4133 | 0 | 0 | 0 | 0 | 0 | 0 | 0 | 0 | 0 | 0 | 0 | 0 | 0 | 0 | 0 | 0 | 220141.9504 | 0 | 0 | 0 | 0 | 0 | 0 | 0 | 0 | 0 | 0 | 0 | 0 | 0 | 0 | 0 | 0
2016-02-23 19:00 | 0 | 0 | 0 | 0 | 0 | 662153.484 | 450352 | 0 | 0 | 0 | 0 | 1497334.6266 | 1632917.4133 | 0 | 0 | 0 | 0 | 0 | 0 | 0 | 0 | 0 | 0 | 0 | 0 | 0 | 0 | 0 | 0 | 211801.484 | 0 | 0 | 0 | 0 | 0 | 0 | 0 | 0 | 0 | 0 | 0 | 0 | 0 | 0 | 0 | 0
2016-02-23 20:00 | 0 | 0 | 0 | 0 | 42992.0509 | 664776.1671 | 448235 | 0 | 0 | 0 | 0 | 1756867.8445 | 1632917.4133 | 0 | 0 | 0 | 0 | 0 | 0 | 0 | 0 | 0 | 0 | 0 | 0 | 0 | 0 | 0 | 0 | 259533.218 | 0 | 0 | 0 | 0 | 0 | 0 | 0 | 0 | 0 | 0 | 0 | 0 | 0 | 0 | 0 | 0
2016-02-23 21:00 | 0 | 0 | 0 | 0 | 0 | 663974.6578 | 450200 | 0 | 0 | 0 | 0 | 1970642.5023 | 1632917.4133 | 0 | 0 | 0 | 0 | 0 | 0 | 0 | 0 | 0 | 0 | 0 | 0 | 0 | 0 | 0 | 0 | 213774.6578 | 0 | 0 | 0 | 0 | 0 | 0 | 0 | 0 | 0 | 0 | 0 | 0 | 0 | 0 | 0 | 0
2016-02-23 22:00 | 0 | 0 | 0 | 0 | 0 | 625978.4109 | 457914 | 0 | 0 | 0 | 0 | 2124340.4353 | 1647283.8913 | 0 | 0 | 0 | 0 | 0 | 0 | 0 | 0 | 0 | 0 | 0 | 0 | 0 | 0 | 0 | 0 | 153697.9329 | 14366.478 | 0 | 0 | 0 | 0 | 0 | 0 | 0 | 0 | 0 | 0 | 0 | 0 | 0 | 0 | 0
2016-02-23 23:00 | 0 | 0 | 0 | 0 | 0 | 447243.4194 | 470990 | 0 | 0 | 0 | 0 | 2100593.8547 | 1647283.8913 | 0 | 0 | 0 | 0 | 0 | 0 | 0 | 0 | 0 | 0 | 0 | 0 | 0 | 0 | 0 | 0 | -23746.5806 | 0 | 0 | 0 | 0 | 0 | 0 | 0 | 0 | 0 | 0 | 0 | 0 | 0 | 0 | 0 | 0
2016-02-24 | 0 | 0 | 0 | 0 | 120147.1981 | 100324.584 | 480005 | 0 | 0 | 0 | 0 | 1841060.6367 | 1647283.8913 | 0 | 0 | 0 | 0 | 0 | 0 | 0 | 0 | 0 | 0 | 0 | 0 | 0 | 0 | 0 | 0 | -259533.218 | 0 | 0 | 0 | 0 | 0 | 0 | 0 | 0 | 0 | 0 | 0 | 0 | 0 | 0 | 0 | 0
2016-02-24 01:00 | 0 | 0 | 0 | 0 | 218433.9748 | 58.8072 | 478026 | 0 | 0 | 0 | 0 | 1581527.4188 | 1647283.8913 | 0 | 0 | 0 | 0 | 0 | 0 | 0 | 0 | 0 | 0 | 0 | 0 | 0 | 0 | 0 | 0 | -259533.218 | 0 | 0 | 0 | 0 | 0 | 0 | 0 | 0 | 0 | 0 | 0 | 0 | 0 | 0 | 0 | 0
2016-02-24 02:00 | 0 | 0 | 0 | 0 | 626411.9674 | 0 | 467177 | 0 | 0 | 0 | 0 | 1740762.3861 | 1647283.8913 | 0 | 0 | 0 | 0 | 0 | 0 | 0 | 0 | 0 | 0 | 0 | 0 | 0 | 0 | 0 | 0 | 159234.9674 | 0 | 0 | 0 | 0 | 0 | 0 | 0 | 0 | 0 | 0 | 0 | 0 | 0 | 0 | 0 | 0
2016-02-24 03:00 | 0 | 0 | 0 | 0 | 187005.782 | 0 | 446539 | 0 | 0 | 0 | 0 | 1481229.1682 | 1647283.8913 | 0 | 0 | 0 | 0 | 0 | 0 | 0 | 0 | 0 | 0 | 0 | 0 | 0 | 0 | 0 | 0 | -259533.218 | 0 | 0 | 0 | 0 | 0 | 0 | 0 | 0 | 0 | 0 | 0 | 0 | 0 | 0 | 0 | 0
2016-02-24 04:00 | 0 | 0 | 0 | 0 | 162836.782 | 0 | 422370 | 0 | 0 | 0 | 0 | 1221695.9502 | 1647283.8913 | 0 | 0 | 0 | 0 | 0 | 0 | 0 | 0 | 0 | 0 | 0 | 0 | 0 | 0 | 0 | 0 | -259533.218 | 0 | 0 | 0 | 0 | 0 | 0 | 0 | 0 | 0 | 0 | 0 | 0 | 0 | 0 | 0 | 0
2016-02-24 05:00 | 0 | 0 | 0 | 0 | 141336.782 | 0 | 400870 | 0 | 0 | 0 | 0 | 962162.7322 | 1647283.8913 | 0 | 0 | 0 | 0 | 0 | 0 | 0 | 0 | 0 | 0 | 0 | 0 | 0 | 0 | 0 | 0 | -259533.218 | 0 | 0 | 0 | 0 | 0 | 0 | 0 | 0 | 0 | 0 | 0 | 0 | 0 | 0 | 0 | 0
2016-02-24 06:00 | 0 | 0 | 0 | 0 | 547449.8559 | 0 | 385872 | 0 | 0 | 0 | 0 | 1123740.5881 | 1647283.8913 | 0 | 0 | 0 | 0 | 0 | 0 | 0 | 0 | 0 | 0 | 0 | 0 | 0 | 0 | 0 | 0 | 161577.8559 | 0 | 0 | 0 | 0 | 0 | 0 | 0 | 0 | 0 | 0 | 0 | 0 | 0 | 0 | 0 | 0
2016-02-24 07:00 | 0 | 0 | 0 | 0 | 117001.782 | 0 | 376535 | 0 | 0 | 0 | 0 | 864207.3701 | 1647283.8913 | 0 | 0 | 0 | 0 | 0 | 0 | 0 | 0 | 0 | 0 | 0 | 0 | 0 | 0 | 0 | 0 | -259533.218 | 0 | 0 | 0 | 0 | 0 | 0 | 0 | 0 | 0 | 0 | 0 | 0 | 0 | 0 | 0 | 0
2016-02-24 08:00 | 0 | 0 | 0 | 0 | 112103.782 | 0 | 371637 | 0 | 0 | 0 | 0 | 604674.1522 | 1647283.8913 | 0 | 0 | 0 | 0 | 0 | 0 | 0 | 0 | 0 | 0 | 0 | 0 | 0 | 0 | 0 | 0 | -259533.218 | 0 | 0 | 0 | 0 | 0 | 0 | 0 | 0 | 0 | 0 | 0 | 0 | 0 | 0 | 0 | 0
2016-02-24 09:00 | 0 | 0 | 0 | 0 | 113553.782 | 0 | 373087 | 0 | 0 | 0 | 0 | 345140.9342 | 1647283.8913 | 0 | 0 | 0 | 0 | 0 | 0 | 0 | 0 | 0 | 0 | 0 | 0 | 0 | 0 | 0 | 0 | -259533.218 | 0 | 0 | 0 | 0 | 0 | 0 | 0 | 0 | 0 | 0 | 0 | 0 | 0 | 0 | 0 | 0
2016-02-24 10:00 | 0 | 0 | 0 | 0 | 559776.5018 | 0 | 385851 | 0 | 0 | 0 | 0 | 519066.4359 | 1647283.8913 | 0 | 0 | 0 | 0 | 0 | 0 | 0 | 0 | 0 | 0 | 0 | 0 | 0 | 0 | 0 | 0 | 173925.5018 | 0 | 0 | 0 | 0 | 0 | 0 | 0 | 0 | 0 | 0 | 0 | 0 | 0 | 0 | 0 | 0
2016-02-24 11:00 | 0 | 0 | 0 | 0 | 157669.782 | 0 | 417203 | 0 | 0 | 0 | 0 | 259533.218 | 1647283.8913 | 0 | 0 | 0 | 0 | 0 | 0 | 0 | 0 | 0 | 0 | 0 | 0 | 0 | 0 | 0 | 0 | -259533.218 | 0 | 0 | 0 | 0 | 0 | 0 | 0 | 0 | 0 | 0 | 0 | 0 | 0 | 0 | 0 | 0
2016-02-24 12:00 | 0 | 0 | 0 | 0 | 187463.782 | 0 | 446997 | 0 | 0 | 0 | 0 | 0 | 1647283.8913 | 0 | 0 | 0 | 0 | 0 | 0 | 0 | 0 | 0 | 0 | 0 | 0 | 0 | 0 | 0 | 0 | -259533.218 | 0 | 0 | 0 | 0 | 0 | 0 | 0 | 0 | 0 | 0 | 0 | 0 | 0 | 0 | 0 | 0
2016-02-24 13:00 | 0 | 0 | 0 | 0 | 514400.9324 | 4683.9602 | 458516 | 0 | 0 | 0 | 0 | 60568.8926 | 1647283.8913 | 0 | 0 | 0 | 0 | 0 | 0 | 0 | 0 | 0 | 0 | 0 | 0 | 0 | 0 | 0 | 0 | 60568.8926 | 0 | 0 | 0 | 0 | 0 | 0 | 0 | 0 | 0 | 0 | 0 | 0 | 0 | 0 | 0 | 0
2016-02-24 14:00 | 0 | 0 | 0 | 0 | 378272.0858 | 315392.3254 | 463168 | 0 | 0 | 0 | 0 | 291065.3038 | 1647283.8913 | 0 | 0 | 0 | 0 | 0 | 0 | 0 | 0 | 0 | 0 | 0 | 0 | 0 | 0 | 0 | 0 | 230496.4112 | 0 | 0 | 0 | 0 | 0 | 0 | 0 | 0 | 0 | 0 | 0 | 0 | 0 | 0 | 0 | 0
2016-02-24 15:00 | 0 | 0 | 0 | 0 | 1569.5148 | 724338.7032 | 466375 | 0 | 0 | 0 | 0 | 550598.5218 | 1647283.8913 | 0 | 0 | 0 | 0 | 0 | 0 | 0 | 0 | 0 | 0 | 0 | 0 | 0 | 0 | 0 | 0 | 259533.218 | 0 | 0 | 0 | 0 | 0 | 0 | 0 | 0 | 0 | 0 | 0 | 0 | 0 | 0 | 0 | 0
2016-02-24 16:00 | 0 | 0 | 0 | 0 | 0 | 739290.6959 | 465391 | 0 | 0 | 0 | 0 | 810131.7397 | 1661650.3693 | 0 | 0 | 0 | 0 | 0 | 0 | 0 | 0 | 0 | 0 | 0 | 0 | 0 | 0 | 0 | 0 | 259533.218 | 14366.478 | 0 | 0 | 0 | 0 | 0 | 0 | 0 | 0 | 0 | 0 | 0 | 0 | 0 | 0 | 0
2016-02-24 17:00 | 0 | 0 | 0 | 0 | 0 | 734865.6959 | 460966 | 0 | 0 | 0 | 0 | 1069664.9577 | 1676016.8473 | 0 | 0 | 0 | 0 | 0 | 0 | 0 | 0 | 0 | 0 | 0 | 0 | 0 | 0 | 0 | 0 | 259533.218 | 14366.478 | 0 | 0 | 0 | 0 | 0 | 0 | 0 | 0 | 0 | 0 | 0 | 0 | 0 | 0 | 0
2016-02-24 18:00 | 0 | 0 | 0 | 0 | 0 | 730403.6959 | 456504 | 0 | 0 | 0 | 0 | 1329198.1757 | 1690383.3252 | 0 | 0 | 0 | 0 | 0 | 0 | 0 | 0 | 0 | 0 | 0 | 0 | 0 | 0 | 0 | 0 | 259533.218 | 14366.478 | 0 | 0 | 0 | 0 | 0 | 0 | 0 | 0 | 0 | 0 | 0 | 0 | 0 | 0 | 0
2016-02-24 19:00 | 0 | 0 | 0 | 0 | 0 | 725769.6959 | 451870 | 0 | 0 | 0 | 0 | 1588731.3936 | 1704749.8032 | 0 | 0 | 0 | 0 | 0 | 0 | 0 | 0 | 0 | 0 | 0 | 0 | 0 | 0 | 0 | 0 | 259533.218 | 14366.478 | 0 | 0 | 0 | 0 | 0 | 0 | 0 | 0 | 0 | 0 | 0 | 0 | 0 | 0 | 0
2016-02-24 20:00 | 0 | 0 | 0 | 0 | 0 | 721321.6959 | 447422 | 0 | 0 | 0 | 0 | 1848264.6116 | 1719116.2812 | 0 | 0 | 0 | 0 | 0 | 0 | 0 | 0 | 0 | 0 | 0 | 0 | 0 | 0 | 0 | 0 | 259533.218 | 14366.478 | 0 | 0 | 0 | 0 | 0 | 0 | 0 | 0 | 0 | 0 | 0 | 0 | 0 | 0 | 0
2016-02-24 21:00 | 0 | 0 | 0 | 0 | 0 | 730307.0145 | 447402 | 0 | 0 | 0 | 0 | 2107797.8296 | 1733482.7592 | 0 | 0 | 0 | 0 | 0 | 0 | 9005.3185 | 0 | 0 | 0 | 0 | 0 | 0 | 0 | 0 | 0 | 259533.218 | 14366.478 | 0 | 0 | 0 | 0 | 0 | 0 | 0 | 0 | 9005.3185 | 0 | 0 | 0 | 0 | 0 | 0
2016-02-24 22:00 | 0 | 0 | 0 | 0 | 0 | 741683.667 | 453275 | 0 | 0 | 0 | 0 | 2367331.0475 | 1747849.2372 | 0 | 0 | 0 | 0 | 0 | 0 | 23514.2896 | 0 | 0 | 0 | 0 | 0 | 0 | 0 | 0 | 0 | 259533.218 | 14366.478 | 0 | 0 | 0 | 0 | 0 | 0 | 0 | 0 | 14508.9711 | 0 | 0 | 0 | 0 | 0 | 0
2016-02-24 23:00 | 0 | 0 | 0 | 0 | 0 | 521380.6115 | 464896 | 0 | 0 | 0 | 0 | 2556156.0433 | 1639023.1424 | 0 | 0 | 0 | 0 | 0 | 0 | 0 | 0 | 0 | 0 | 0 | 0 | 0 | 0 | 0 | 0 | 188824.9958 | 0 | 108826.0947 | 0 | 0 | 0 | 0 | 0 | 0 | 0 | -23514.2896 | 0 | 0 | 0 | 0 | 0 | 0
2016-02-25 | 0 | 0 | 0 | 0 | 94408.8914 | 120362.8907 | 474305 | 0 | 0 | 0 | 0 | 2296622.8253 | 1639023.1424 | 0 | 0 | 0 | 0 | 0 | 0 | 0 | 0 | 0 | 0 | 0 | 0 | 0 | 0 | 0 | 0 | -259533.218 | 0 | 0 | 0 | 0 | 0 | 0 | 0 | 0 | 0 | 0 | 0 | 0 | 0 | 0 | 0 | 0
2016-02-25 01:00 | 0 | 0 | 0 | 0 | 214187.503 | 87.279 | 473808 | 0 | 0 | 0 | 0 | 2037089.6074 | 1639023.1424 | 0 | 0 | 0 | 0 | 0 | 0 | 0 | 0 | 0 | 0 | 0 | 0 | 0 | 0 | 0 | 0 | -259533.218 | 0 | 0 | 0 | 0 | 0 | 0 | 0 | 0 | 0 | 0 | 0 | 0 | 0 | 0 | 0 | 0
2016-02-25 02:00 | 0 | 0 | 0 | 0 | 205447.782 | 0 | 464981 | 0 | 0 | 0 | 0 | 1777556.3894 | 1639023.1424 | 0 | 0 | 0 | 0 | 0 | 0 | 0 | 0 | 0 | 0 | 0 | 0 | 0 | 0 | 0 | 0 | -259533.218 | 0 | 0 | 0 | 0 | 0 | 0 | 0 | 0 | 0 | 0 | 0 | 0 | 0 | 0 | 0 | 0
2016-02-25 03:00 | 0 | 0 | 0 | 0 | 622156.2945 | 0 | 447005 | 0 | 0 | 0 | 0 | 1952707.6839 | 1639023.1424 | 0 | 0 | 0 | 0 | 0 | 0 | 0 | 0 | 0 | 0 | 0 | 0 | 0 | 0 | 0 | 0 | 175151.2945 | 0 | 0 | 0 | 0 | 0 | 0 | 0 | 0 | 0 | 0 | 0 | 0 | 0 | 0 | 0 | 0
2016-02-25 04:00 | 0 | 0 | 0 | 0 | 164244.782 | 0 | 423778 | 0 | 0 | 0 | 0 | 1693174.4659 | 1639023.1424 | 0 | 0 | 0 | 0 | 0 | 0 | 0 | 0 | 0 | 0 | 0 | 0 | 0 | 0 | 0 | 0 | -259533.218 | 0 | 0 | 0 | 0 | 0 | 0 | 0 | 0 | 0 | 0 | 0 | 0 | 0 | 0 | 0 | 0
2016-02-25 05:00 | 0 | 0 | 0 | 0 | 144338.782 | 0 | 403872 | 0 | 0 | 0 | 0 | 1433641.248 | 1639023.1424 | 0 | 0 | 0 | 0 | 0 | 0 | 0 | 0 | 0 | 0 | 0 | 0 | 0 | 0 | 0 | 0 | -259533.218 | 0 | 0 | 0 | 0 | 0 | 0 | 0 | 0 | 0 | 0 | 0 | 0 | 0 | 0 | 0 | 0
2016-02-25 06:00 | 0 | 0 | 0 | 0 | 131142.782 | 0 | 390676 | 0 | 0 | 0 | 0 | 1174108.03 | 1639023.1424 | 0 | 0 | 0 | 0 | 0 | 0 | 0 | 0 | 0 | 0 | 0 | 0 | 0 | 0 | 0 | 0 | -259533.218 | 0 | 0 | 0 | 0 | 0 | 0 | 0 | 0 | 0 | 0 | 0 | 0 | 0 | 0 | 0 | 0
2016-02-25 07:00 | 0 | 0 | 0 | 0 | 572416.4831 | 0 | 382205 | 0 | 0 | 0 | 0 | 1364319.5131 | 1639023.1424 | 0 | 0 | 0 | 0 | 0 | 0 | 0 | 0 | 0 | 0 | 0 | 0 | 0 | 0 | 0 | 0 | 190211.4831 | 0 | 0 | 0 | 0 | 0 | 0 | 0 | 0 | 0 | 0 | 0 | 0 | 0 | 0 | 0 | 0
2016-02-25 08:00 | 0 | 0 | 0 | 0 | 119440.782 | 0 | 378974 | 0 | 0 | 0 | 0 | 1104786.2951 | 1639023.1424 | 0 | 0 | 0 | 0 | 0 | 0 | 0 | 0 | 0 | 0 | 0 | 0 | 0 | 0 | 0 | 0 | -259533.218 | 0 | 0 | 0 | 0 | 0 | 0 | 0 | 0 | 0 | 0 | 0 | 0 | 0 | 0 | 0 | 0
2016-02-25 09:00 | 0 | 0 | 0 | 0 | 123254.782 | 0 | 382788 | 0 | 0 | 0 | 0 | 845253.0771 | 1639023.1424 | 0 | 0 | 0 | 0 | 0 | 0 | 0 | 0 | 0 | 0 | 0 | 0 | 0 | 0 | 0 | 0 | -259533.218 | 0 | 0 | 0 | 0 | 0 | 0 | 0 | 0 | 0 | 0 | 0 | 0 | 0 | 0 | 0 | 0
2016-02-25 10:00 | 0 | 0 | 0 | 0 | 138079.782 | 0 | 397613 | 0 | 0 | 0 | 0 | 585719.8592 | 1639023.1424 | 0 | 0 | 0 | 0 | 0 | 0 | 0 | 0 | 0 | 0 | 0 | 0 | 0 | 0 | 0 | 0 | -259533.218 | 0 | 0 | 0 | 0 | 0 | 0 | 0 | 0 | 0 | 0 | 0 | 0 | 0 | 0 | 0 | 0
2016-02-25 11:00 | 0 | 0 | 0 | 0 | 502327.6358 | 0 | 430734 | 0 | 0 | 0 | 0 | 657313.495 | 1639023.1424 | 0 | 0 | 0 | 0 | 0 | 0 | 0 | 0 | 0 | 0 | 0 | 0 | 0 | 0 | 0 | 0 | 71593.6358 | 0 | 0 | 0 | 0 | 0 | 0 | 0 | 0 | 0 | 0 | 0 | 0 | 0 | 0 | 0 | 0
2016-02-25 12:00 | 0 | 0 | 0 | 0 | 200514.782 | 0 | 460048 | 0 | 0 | 0 | 0 | 397780.277 | 1639023.1424 | 0 | 0 | 0 | 0 | 0 | 0 | 0 | 0 | 0 | 0 | 0 | 0 | 0 | 0 | 0 | 0 | -259533.218 | 0 | 0 | 0 | 0 | 0 | 0 | 0 | 0 | 0 | 0 | 0 | 0 | 0 | 0 | 0 | 0
2016-02-25 13:00 | 0 | 0 | 0 | 0 | 204912.4006 | 5008.3814 | 469454 | 0 | 0 | 0 | 0 | 138247.059 | 1639023.1424 | 0 | 0 | 0 | 0 | 0 | 0 | 0 | 0 | 0 | 0 | 0 | 0 | 0 | 0 | 0 | 0 | -259533.218 | 0 | 0 | 0 | 0 | 0 | 0 | 0 | 0 | 0 | 0 | 0 | 0 | 0 | 0 | 0 | 0
2016-02-25 14:00 | 0 | 0 | 0 | 0 | 130901.6596 | 312158.4561 | 469941 | 0 | 0 | 0 | 0 | 111366.1748 | 1639023.1424 | 0 | 0 | 0 | 0 | 0 | 0 | 0 | 0 | 0 | 0 | 0 | 0 | 0 | 0 | 0 | 0 | -26880.8842 | 0 | 0 | 0 | 0 | 0 | 0 | 0 | 0 | 0 | 0 | 0 | 0 | 0 | 0 | 0 | 0
2016-02-25 15:00 | 0 | 0 | 0 | 0 | 0 | 742898.6959 | 468999 | 0 | 0 | 0 | 0 | 370899.3928 | 1653389.6204 | 0 | 0 | 0 | 0 | 0 | 0 | 0 | 0 | 0 | 0 | 0 | 0 | 0 | 0 | 0 | 0 | 259533.218 | 14366.478 | 0 | 0 | 0 | 0 | 0 | 0 | 0 | 0 | 0 | 0 | 0 | 0 | 0 | 0 | 0
2016-02-25 16:00 | 0 | 0 | 0 | 0 | 0 | 737963.6959 | 464064 | 0 | 0 | 0 | 0 | 630432.6107 | 1667756.0984 | 0 | 0 | 0 | 0 | 0 | 0 | 0 | 0 | 0 | 0 | 0 | 0 | 0 | 0 | 0 | 0 | 259533.218 | 14366.478 | 0 | 0 | 0 | 0 | 0 | 0 | 0 | 0 | 0 | 0 | 0 | 0 | 0 | 0 | 0
2016-02-25 17:00 | 0 | 0 | 0 | 0 | 0 | 731689.6959 | 457790 | 0 | 0 | 0 | 0 | 889965.8287 | 1682122.5764 | 0 | 0 | 0 | 0 | 0 | 0 | 0 | 0 | 0 | 0 | 0 | 0 | 0 | 0 | 0 | 0 | 259533.218 | 14366.478 | 0 | 0 | 0 | 0 | 0 | 0 | 0 | 0 | 0 | 0 | 0 | 0 | 0 | 0 | 0
2016-02-25 18:00 | 0 | 0 | 0 | 0 | 0 | 726794.6959 | 452895 | 0 | 0 | 0 | 0 | 1149499.0467 | 1696489.0544 | 0 | 0 | 0 | 0 | 0 | 0 | 0 | 0 | 0 | 0 | 0 | 0 | 0 | 0 | 0 | 0 | 259533.218 | 14366.478 | 0 | 0 | 0 | 0 | 0 | 0 | 0 | 0 | 0 | 0 | 0 | 0 | 0 | 0 | 0
2016-02-25 19:00 | 0 | 0 | 0 | 0 | 0 | 723226.6959 | 449327 | 0 | 0 | 0 | 0 | 1409032.2646 | 1710855.5323 | 0 | 0 | 0 | 0 | 0 | 0 | 0 | 0 | 0 | 0 | 0 | 0 | 0 | 0 | 0 | 0 | 259533.218 | 14366.478 | 0 | 0 | 0 | 0 | 0 | 0 | 0 | 0 | 0 | 0 | 0 | 0 | 0 | 0 | 0
2016-02-25 20:00 | 0 | 0 | 0 | 0 | 0 | 721322.6959 | 447423 | 0 | 0 | 0 | 0 | 1668565.4826 | 1725222.0103 | 0 | 0 | 0 | 0 | 0 | 0 | 0 | 0 | 0 | 0 | 0 | 0 | 0 | 0 | 0 | 0 | 259533.218 | 14366.478 | 0 | 0 | 0 | 0 | 0 | 0 | 0 | 0 | 0 | 0 | 0 | 0 | 0 | 0 | 0
2016-02-25 21:00 | 0 | 0 | 0 | 0 | 0 | 737164.3048 | 449033 | 0 | 0 | 0 | 0 | 1928098.7006 | 1739588.4883 | 0 | 0 | 0 | 0 | 0 | 0 | 14231.6089 | 0 | 0 | 0 | 0 | 0 | 0 | 0 | 0 | 0 | 259533.218 | 14366.478 | 0 | 0 | 0 | 0 | 0 | 0 | 0 | 0 | 14231.6089 | 0 | 0 | 0 | 0 | 0 | 0
2016-02-25 22:00 | 0 | 0 | 0 | 0 | 0 | 739699.3767 | 456517 | 0 | 0 | 0 | 0 | 2187631.9185 | 1753954.9663 | 0 | 0 | 0 | 0 | 0 | 0 | 23514.2896 | 0 | 0 | 0 | 0 | 0 | 0 | 0 | 0 | 0 | 259533.218 | 14366.478 | 0 | 0 | 0 | 0 | 0 | 0 | 0 | 0 | 9282.6807 | 0 | 0 | 0 | 0 | 0 | 0
2016-02-25 23:00 | 0 | 0 | 0 | 0 | 162816.5188 | 545272.4096 | 472070 | 0 | 0 | 0 | 0 | 2447165.1365 | 1753954.9663 | 0 | 0 | 0 | 0 | 0 | 0 | 0 | 0 | 0 | 0 | 0 | 0 | 0 | 0 | 0 | 0 | 259533.218 | 0 | 0 | 0 | 0 | 0 | 0 | 0 | 0 | 0 | -23514.2896 | 0 | 0 | 0 | 0 | 0 | 0
2016-02-26 | 0 | 0 | 0 | 0 | 293356.3488 | 134979.0016 | 484445 | 0 | 0 | 0 | 0 | 2376689.0089 | 1768321.4443 | 0 | 0 | 0 | 0 | 0 | 0 | 0 | 0 | 0 | 0 | 0 | 0 | 0 | 0 | 0 | 0 | -70476.1276 | 14366.478 | 0 | 0 | 0 | 0 | 0 | 0 | 0 | 0 | 0 | 0 | 0 | 0 | 0 | 0 | 0
2016-02-26 01:00 | 0 | 0 | 0 | 0 | 300625.3818 | 107.5271 | 486525 | 0 | 0 | 0 | 0 | 2190896.9178 | 1768321.4443 | 0 | 0 | 0 | 0 | 0 | 0 | 0 | 0 | 0 | 0 | 0 | 0 | 0 | 0 | 0 | 0 | -185792.0911 | 0 | 0 | 0 | 0 | 0 | 0 | 0 | 0 | 0 | 0 | 0 | 0 | 0 | 0 | 0 | 0
2016-02-26 02:00 | 0 | 0 | 0 | 0 | 218610.782 | 0 | 478144 | 0 | 0 | 0 | 0 | 1931363.6998 | 1768321.4443 | 0 | 0 | 0 | 0 | 0 | 0 | 0 | 0 | 0 | 0 | 0 | 0 | 0 | 0 | 0 | 0 | -259533.218 | 0 | 0 | 0 | 0 | 0 | 0 | 0 | 0 | 0 | 0 | 0 | 0 | 0 | 0 | 0 | 0
2016-02-26 03:00 | 0 | 0 | 0 | 0 | 202699.782 | 0 | 462233 | 0 | 0 | 0 | 0 | 1671830.4819 | 1768321.4443 | 0 | 0 | 0 | 0 | 0 | 0 | 0 | 0 | 0 | 0 | 0 | 0 | 0 | 0 | 0 | 0 | -259533.218 | 0 | 0 | 0 | 0 | 0 | 0 | 0 | 0 | 0 | 0 | 0 | 0 | 0 | 0 | 0 | 0
2016-02-26 04:00 | 0 | 0 | 0 | 0 | 357588.8623 | 0 | 440294 | 0 | 0 | 0 | 0 | 1589125.3442 | 1768321.4443 | 0 | 0 | 0 | 0 | 0 | 0 | 0 | 0 | 0 | 0 | 0 | 0 | 0 | 0 | 0 | 0 | -82705.1377 | 0 | 0 | 0 | 0 | 0 | 0 | 0 | 0 | 0 | 0 | 0 | 0 | 0 | 0 | 0 | 0
2016-02-26 05:00 | 0 | 0 | 0 | 0 | 161295.782 | 0 | 420829 | 0 | 0 | 0 | 0 | 1329592.1262 | 1768321.4443 | 0 | 0 | 0 | 0 | 0 | 0 | 0 | 0 | 0 | 0 | 0 | 0 | 0 | 0 | 0 | 0 | -259533.218 | 0 | 0 | 0 | 0 | 0 | 0 | 0 | 0 | 0 | 0 | 0 | 0 | 0 | 0 | 0 | 0
2016-02-26 06:00 | 0 | 0 | 0 | 0 | 149374.782 | 0 | 408908 | 0 | 0 | 0 | 0 | 1070058.9083 | 1768321.4443 | 0 | 0 | 0 | 0 | 0 | 0 | 0 | 0 | 0 | 0 | 0 | 0 | 0 | 0 | 0 | 0 | -259533.218 | 0 | 0 | 0 | 0 | 0 | 0 | 0 | 0 | 0 | 0 | 0 | 0 | 0 | 0 | 0 | 0
2016-02-26 07:00 | 0 | 0 | 0 | 0 | 457770.0488 | 0 | 401981 | 0 | 0 | 0 | 0 | 1125847.9571 | 1768321.4443 | 0 | 0 | 0 | 0 | 0 | 0 | 0 | 0 | 0 | 0 | 0 | 0 | 0 | 0 | 0 | 0 | 55789.0488 | 0 | 0 | 0 | 0 | 0 | 0 | 0 | 0 | 0 | 0 | 0 | 0 | 0 | 0 | 0 | 0
2016-02-26 08:00 | 0 | 0 | 0 | 0 | 140510.782 | 0 | 400044 | 0 | 0 | 0 | 0 | 866314.7391 | 1768321.4443 | 0 | 0 | 0 | 0 | 0 | 0 | 0 | 0 | 0 | 0 | 0 | 0 | 0 | 0 | 0 | 0 | -259533.218 | 0 | 0 | 0 | 0 | 0 | 0 | 0 | 0 | 0 | 0 | 0 | 0 | 0 | 0 | 0 | 0
2016-02-26 09:00 | 0 | 0 | 0 | 0 | 144791.782 | 0 | 404325 | 0 | 0 | 0 | 0 | 606781.5212 | 1768321.4443 | 0 | 0 | 0 | 0 | 0 | 0 | 0 | 0 | 0 | 0 | 0 | 0 | 0 | 0 | 0 | 0 | -259533.218 | 0 | 0 | 0 | 0 | 0 | 0 | 0 | 0 | 0 | 0 | 0 | 0 | 0 | 0 | 0 | 0
2016-02-26 10:00 | 0 | 0 | 0 | 0 | 524399.057 | 0 | 419789 | 0 | 0 | 0 | 0 | 711391.5782 | 1768321.4443 | 0 | 0 | 0 | 0 | 0 | 0 | 0 | 0 | 0 | 0 | 0 | 0 | 0 | 0 | 0 | 0 | 104610.057 | 0 | 0 | 0 | 0 | 0 | 0 | 0 | 0 | 0 | 0 | 0 | 0 | 0 | 0 | 0 | 0
2016-02-26 11:00 | 0 | 0 | 0 | 0 | 84787.6873 | 0 | 453147 | 0 | 0 | 0 | 0 | 451858.3602 | 1659495.3495 | 0 | 0 | 0 | 0 | 0 | 0 | 0 | 0 | 0 | 0 | 0 | 0 | 0 | 0 | 0 | 0 | -259533.218 | 0 | 108826.0947 | 0 | 0 | 0 | 0 | 0 | 0 | 0 | 0 | 0 | 0 | 0 | 0 | 0 | 0
2016-02-26 12:00 | 0 | 0 | 0 | 0 | 221432.782 | 0 | 480966 | 0 | 0 | 0 | 0 | 192325.1422 | 1659495.3495 | 0 | 0 | 0 | 0 | 0 | 0 | 0 | 0 | 0 | 0 | 0 | 0 | 0 | 0 | 0 | 0 | -259533.218 | 0 | 0 | 0 | 0 | 0 | 0 | 0 | 0 | 0 | 0 | 0 | 0 | 0 | 0 | 0 | 0
2016-02-26 13:00 | 0 | 0 | 0 | 0 | 495696.6169 | 7230.6101 | 487257 | 0 | 0 | 0 | 0 | 207995.3692 | 1659495.3495 | 0 | 0 | 0 | 0 | 0 | 0 | 0 | 0 | 0 | 0 | 0 | 0 | 0 | 0 | 0 | 0 | 15670.227 | 0 | 0 | 0 | 0 | 0 | 0 | 0 | 0 | 0 | 0 | 0 | 0 | 0 | 0 | 0 | 0
2016-02-26 14:00 | 0 | 0 | 0 | 0 | 275387.4619 | 333361.0724 | 482161 | 0 | 0 | 0 | 0 | 334582.9034 | 1659495.3495 | 0 | 0 | 0 | 0 | 0 | 0 | 0 | 0 | 0 | 0 | 0 | 0 | 0 | 0 | 0 | 0 | 126587.5342 | 0 | 0 | 0 | 0 | 0 | 0 | 0 | 0 | 0 | 0 | 0 | 0 | 0 | 0 | 0 | 0
2016-02-26 15:00 | 0 | 0 | 0 | 0 | 10562.7384 | 737877.9575 | 474541 | 0 | 0 | 0 | 0 | 594116.1214 | 1673861.8275 | 0 | 0 | 0 | 0 | 0 | 0 | 0 | 0 | 0 | 0 | 0 | 0 | 0 | 0 | 0 | 0 | 259533.218 | 14366.478 | 0 | 0 | 0 | 0 | 0 | 0 | 0 | 0 | 0 | 0 | 0 | 0 | 0 | 0 | 0
2016-02-26 16:00 | 0 | 0 | 0 | 0 | 0 | 739083.6959 | 465184 | 0 | 0 | 0 | 0 | 853649.3394 | 1688228.3055 | 0 | 0 | 0 | 0 | 0 | 0 | 0 | 0 | 0 | 0 | 0 | 0 | 0 | 0 | 0 | 0 | 259533.218 | 14366.478 | 0 | 0 | 0 | 0 | 0 | 0 | 0 | 0 | 0 | 0 | 0 | 0 | 0 | 0 | 0
2016-02-26 17:00 | 0 | 0 | 0 | 0 | 0 | 728865.6959 | 454966 | 0 | 0 | 0 | 0 | 1113182.5573 | 1702594.7835 | 0 | 0 | 0 | 0 | 0 | 0 | 0 | 0 | 0 | 0 | 0 | 0 | 0 | 0 | 0 | 0 | 259533.218 | 14366.478 | 0 | 0 | 0 | 0 | 0 | 0 | 0 | 0 | 0 | 0 | 0 | 0 | 0 | 0 | 0
2016-02-26 18:00 | 0 | 0 | 0 | 0 | 0 | 719870.6959 | 445971 | 0 | 0 | 0 | 0 | 1372715.7753 | 1716961.2615 | 0 | 0 | 0 | 0 | 0 | 0 | 0 | 0 | 0 | 0 | 0 | 0 | 0 | 0 | 0 | 0 | 259533.218 | 14366.478 | 0 | 0 | 0 | 0 | 0 | 0 | 0 | 0 | 0 | 0 | 0 | 0 | 0 | 0 | 0
2016-02-26 19:00 | 0 | 0 | 0 | 0 | 0 | 713025.6959 | 439126 | 0 | 0 | 0 | 0 | 1632248.9933 | 1731327.7395 | 0 | 0 | 0 | 0 | 0 | 0 | 0 | 0 | 0 | 0 | 0 | 0 | 0 | 0 | 0 | 0 | 259533.218 | 14366.478 | 0 | 0 | 0 | 0 | 0 | 0 | 0 | 0 | 0 | 0 | 0 | 0 | 0 | 0 | 0
2016-02-26 20:00 | 0 | 0 | 0 | 0 | 0 | 708089.6959 | 434190 | 0 | 0 | 0 | 0 | 1891782.2112 | 1745694.2174 | 0 | 0 | 0 | 0 | 0 | 0 | 0 | 0 | 0 | 0 | 0 | 0 | 0 | 0 | 0 | 0 | 259533.218 | 14366.478 | 0 | 0 | 0 | 0 | 0 | 0 | 0 | 0 | 0 | 0 | 0 | 0 | 0 | 0 | 0
2016-02-26 21:00 | 0 | 0 | 0 | 0 | 0 | 730687.9855 | 433274 | 0 | 0 | 0 | 0 | 2151315.4292 | 1760060.6954 | 0 | 0 | 0 | 0 | 0 | 0 | 23514.2896 | 0 | 0 | 0 | 0 | 0 | 0 | 0 | 0 | 0 | 259533.218 | 14366.478 | 0 | 0 | 0 | 0 | 0 | 0 | 0 | 0 | 23514.2896 | 0 | 0 | 0 | 0 | 0 | 0
2016-02-26 22:00 | 0 | 0 | 0 | 0 | 0 | 703508.0778 | 439688 | 0 | 0 | 0 | 0 | 2410848.6472 | 1774427.1734 | 0 | 0 | 0 | 0 | 0 | 0 | 13434.6714 | 0 | 0 | 0 | 0 | 0 | 0 | 0 | 0 | 0 | 259533.218 | 14366.478 | 0 | 0 | 0 | 0 | 0 | 0 | 0 | 0 | -10079.6181 | 0 | 0 | 0 | 0 | 0 | 0
2016-02-26 23:00 | 0 | 0 | 0 | 0 | 0 | 489857.8286 | 454068 | 0 | 0 | 0 | 0 | 2460073.1472 | 1774427.1734 | 0 | 0 | 0 | 0 | 0 | 0 | 0 | 0 | 0 | 0 | 0 | 0 | 0 | 0 | 0 | 0 | 49224.5 | 0 | 0 | 0 | 0 | 0 | 0 | 0 | 0 | 0 | -13434.6714 | 0 | 0 | 0 | 0 | 0 | 0
2016-02-27 | 0 | 0 | 0 | 0 | 120032.0505 | 102020.2095 | 467219 | 0 | 0 | 0 | 0 | 2200539.9293 | 1788793.6514 | 0 | 0 | 0 | 0 | 0 | 0 | 0 | 0 | 0 | 0 | 0 | 0 | 0 | 0 | 0 | 0 | -259533.218 | 14366.478 | 0 | 0 | 0 | 0 | 0 | 0 | 0 | 0 | 0 | 0 | 0 | 0 | 0 | 0 | 0
2016-02-27 01:00 | 0 | 0 | 0 | 0 | 210634.2425 | 107.5396 | 470275 | 0 | 0 | 0 | 0 | 1941006.7113 | 1788793.6514 | 0 | 0 | 0 | 0 | 0 | 0 | 0 | 0 | 0 | 0 | 0 | 0 | 0 | 0 | 0 | 0 | -259533.218 | 0 | 0 | 0 | 0 | 0 | 0 | 0 | 0 | 0 | 0 | 0 | 0 | 0 | 0 | 0 | 0
2016-02-27 02:00 | 0 | 0 | 0 | 0 | 503836.0322 | 0 | 466084 | 0 | 0 | 0 | 0 | 1955244.4539 | 1788793.6514 | 0 | 0 | 0 | 0 | 0 | 0 | 23514.2896 | 0 | 0 | 0 | 0 | 0 | 0 | 0 | 0 | 0 | 14237.7427 | 0 | 0 | 0 | 0 | 0 | 0 | 0 | 0 | 0 | 23514.2896 | 0 | 0 | 0 | 0 | 0 | 0
2016-02-27 03:00 | 0 | 0 | 0 | 0 | 171646.4924 | 0 | 454694 | 0 | 0 | 0 | 0 | 1695711.236 | 1788793.6514 | 0 | 0 | 0 | 0 | 0 | 0 | 0 | 0 | 0 | 0 | 0 | 0 | 0 | 0 | 0 | 0 | -259533.218 | 0 | 0 | 0 | 0 | 0 | 0 | 0 | 0 | 0 | -23514.2896 | 0 | 0 | 0 | 0 | 0 | 0
2016-02-27 04:00 | 0 | 0 | 0 | 0 | 178059.782 | 0 | 437593 | 0 | 0 | 0 | 0 | 1436178.018 | 1788793.6514 | 0 | 0 | 0 | 0 | 0 | 0 | 0 | 0 | 0 | 0 | 0 | 0 | 0 | 0 | 0 | 0 | -259533.218 | 0 | 0 | 0 | 0 | 0 | 0 | 0 | 0 | 0 | 0 | 0 | 0 | 0 | 0 | 0 | 0
2016-02-27 05:00 | 0 | 0 | 0 | 0 | 161371.782 | 0 | 420905 | 0 | 0 | 0 | 0 | 1176644.8 | 1788793.6514 | 0 | 0 | 0 | 0 | 0 | 0 | 0 | 0 | 0 | 0 | 0 | 0 | 0 | 0 | 0 | 0 | -259533.218 | 0 | 0 | 0 | 0 | 0 | 0 | 0 | 0 | 0 | 0 | 0 | 0 | 0 | 0 | 0 | 0
2016-02-27 06:00 | 0 | 0 | 0 | 0 | 150347.782 | 0 | 409881 | 0 | 0 | 0 | 0 | 917111.5821 | 1788793.6514 | 0 | 0 | 0 | 0 | 0 | 0 | 0 | 0 | 0 | 0 | 0 | 0 | 0 | 0 | 0 | 0 | -259533.218 | 0 | 0 | 0 | 0 | 0 | 0 | 0 | 0 | 0 | 0 | 0 | 0 | 0 | 0 | 0 | 0
2016-02-27 07:00 | 0 | 0 | 0 | 0 | 662972.218 | 0 | 403439 | 0 | 0 | 0 | 0 | 1176644.8 | 1788793.6514 | 0 | 0 | 0 | 0 | 0 | 0 | 0 | 0 | 0 | 0 | 0 | 0 | 0 | 0 | 0 | 0 | 259533.218 | 0 | 0 | 0 | 0 | 0 | 0 | 0 | 0 | 0 | 0 | 0 | 0 | 0 | 0 | 0 | 0
2016-02-27 08:00 | 0 | 0 | 0 | 0 | 140576.782 | 0 | 400110 | 0 | 0 | 0 | 0 | 917111.5821 | 1788793.6514 | 0 | 0 | 0 | 0 | 0 | 0 | 0 | 0 | 0 | 0 | 0 | 0 | 0 | 0 | 0 | 0 | -259533.218 | 0 | 0 | 0 | 0 | 0 | 0 | 0 | 0 | 0 | 0 | 0 | 0 | 0 | 0 | 0 | 0
2016-02-27 09:00 | 0 | 0 | 0 | 0 | 142051.782 | 0 | 401585 | 0 | 0 | 0 | 0 | 657578.3641 | 1788793.6514 | 0 | 0 | 0 | 0 | 0 | 0 | 0 | 0 | 0 | 0 | 0 | 0 | 0 | 0 | 0 | 0 | -259533.218 | 0 | 0 | 0 | 0 | 0 | 0 | 0 | 0 | 0 | 0 | 0 | 0 | 0 | 0 | 0 | 0
2016-02-27 10:00 | 0 | 0 | 0 | 0 | 147751.782 | 0 | 407285 | 0 | 0 | 0 | 0 | 398045.1461 | 1788793.6514 | 0 | 0 | 0 | 0 | 0 | 0 | 0 | 0 | 0 | 0 | 0 | 0 | 0 | 0 | 0 | 0 | -259533.218 | 0 | 0 | 0 | 0 | 0 | 0 | 0 | 0 | 0 | 0 | 0 | 0 | 0 | 0 | 0 | 0
2016-02-27 11:00 | 0 | 0 | 0 | 0 | 162277.782 | 0 | 421811 | 0 | 0 | 0 | 0 | 138511.9282 | 1788793.6514 | 0 | 0 | 0 | 0 | 0 | 0 | 0 | 0 | 0 | 0 | 0 | 0 | 0 | 0 | 0 | 0 | -259533.218 | 0 | 0 | 0 | 0 | 0 | 0 | 0 | 0 | 0 | 0 | 0 | 0 | 0 | 0 | 0 | 0
2016-02-27 12:00 | 0 | 0 | 0 | 0 | 696447.218 | 0 | 436914 | 0 | 0 | 0 | 0 | 398045.1461 | 1788793.6514 | 0 | 0 | 0 | 0 | 0 | 0 | 0 | 0 | 0 | 0 | 0 | 0 | 0 | 0 | 0 | 0 | 259533.218 | 0 | 0 | 0 | 0 | 0 | 0 | 0 | 0 | 0 | 0 | 0 | 0 | 0 | 0 | 0 | 0
2016-02-27 13:00 | 0 | 0 | 0 | 0 | 176854.5399 | 7189.2421 | 443577 | 0 | 0 | 0 | 0 | 138511.9282 | 1788793.6514 | 0 | 0 | 0 | 0 | 0 | 0 | 0 | 0 | 0 | 0 | 0 | 0 | 0 | 0 | 0 | 0 | -259533.218 | 0 | 0 | 0 | 0 | 0 | 0 | 0 | 0 | 0 | 0 | 0 | 0 | 0 | 0 | 0 | 0
2016-02-27 14:00 | 0 | 0 | 0 | 0 | 0 | 301791.0718 | 440303 | 0 | 0 | 0 | 0 | 0 | 1788793.6514 | 0 | 0 | 0 | 0 | 0 | 0 | 0 | 0 | 0 | 0 | 0 | 0 | 0 | 0 | 0 | 0 | -138511.9282 | 0 | 0 | 0 | 0 | 0 | 0 | 0 | 0 | 0 | 0 | 0 | 0 | 0 | 0 | 0 | 0
2016-02-27 15:00 | 0 | 0 | 0 | 0 | 25188.1041 | 666111.1138 | 431766 | 0 | 0 | 0 | 0 | 259533.218 | 1788793.6514 | 0 | 0 | 0 | 0 | 0 | 0 | 0 | 0 | 0 | 0 | 0 | 0 | 0 | 0 | 0 | 0 | 259533.218 | 0 | 0 | 0 | 0 | 0 | 0 | 0 | 0 | 0 | 0 | 0 | 0 | 0 | 0 | 0 | 0
2016-02-27 16:00 | 0 | 0 | 0 | 0 | 0 | 695103.6959 | 421204 | 0 | 0 | 0 | 0 | 519066.4359 | 1803160.1294 | 0 | 0 | 0 | 0 | 0 | 0 | 0 | 0 | 0 | 0 | 0 | 0 | 0 | 0 | 0 | 0 | 259533.218 | 14366.478 | 0 | 0 | 0 | 0 | 0 | 0 | 0 | 0 | 0 | 0 | 0 | 0 | 0 | 0 | 0
2016-02-27 17:00 | 0 | 0 | 0 | 0 | 0 | 684870.6959 | 410971 | 0 | 0 | 0 | 0 | 778599.6539 | 1817526.6073 | 0 | 0 | 0 | 0 | 0 | 0 | 0 | 0 | 0 | 0 | 0 | 0 | 0 | 0 | 0 | 0 | 259533.218 | 14366.478 | 0 | 0 | 0 | 0 | 0 | 0 | 0 | 0 | 0 | 0 | 0 | 0 | 0 | 0 | 0
2016-02-27 18:00 | 0 | 0 | 0 | 0 | 0 | 675215.6959 | 401316 | 0 | 0 | 0 | 0 | 1038132.8719 | 1831893.0853 | 0 | 0 | 0 | 0 | 0 | 0 | 0 | 0 | 0 | 0 | 0 | 0 | 0 | 0 | 0 | 0 | 259533.218 | 14366.478 | 0 | 0 | 0 | 0 | 0 | 0 | 0 | 0 | 0 | 0 | 0 | 0 | 0 | 0 | 0
2016-02-27 19:00 | 0 | 0 | 0 | 0 | 0 | 667931.6959 | 394032 | 0 | 0 | 0 | 0 | 1297666.0898 | 1846259.5633 | 0 | 0 | 0 | 0 | 0 | 0 | 0 | 0 | 0 | 0 | 0 | 0 | 0 | 0 | 0 | 0 | 259533.218 | 14366.478 | 0 | 0 | 0 | 0 | 0 | 0 | 0 | 0 | 0 | 0 | 0 | 0 | 0 | 0 | 0
2016-02-27 20:00 | 0 | 0 | 0 | 0 | 0 | 662893.6959 | 388994 | 0 | 0 | 0 | 0 | 1557199.3078 | 1860626.0413 | 0 | 0 | 0 | 0 | 0 | 0 | 0 | 0 | 0 | 0 | 0 | 0 | 0 | 0 | 0 | 0 | 259533.218 | 14366.478 | 0 | 0 | 0 | 0 | 0 | 0 | 0 | 0 | 0 | 0 | 0 | 0 | 0 | 0 | 0
2016-02-27 21:00 | 0 | 0 | 0 | 0 | 0 | 665018.2796 | 388726 | 0 | 0 | 0 | 0 | 1816732.5258 | 1874992.5193 | 0 | 0 | 0 | 0 | 0 | 0 | 2392.5837 | 0 | 0 | 0 | 0 | 0 | 0 | 0 | 0 | 0 | 259533.218 | 14366.478 | 0 | 0 | 0 | 0 | 0 | 0 | 0 | 0 | 2392.5837 | 0 | 0 | 0 | 0 | 0 | 0
2016-02-27 22:00 | 0 | 0 | 0 | 0 | 0 | 688757.4019 | 393736 | 0 | 0 | 0 | 0 | 2076265.7437 | 1889358.9973 | 0 | 0 | 0 | 0 | 0 | 0 | 23514.2896 | 0 | 0 | 0 | 0 | 0 | 0 | 0 | 0 | 0 | 259533.218 | 14366.478 | 0 | 0 | 0 | 0 | 0 | 0 | 0 | 0 | 21121.7059 | 0 | 0 | 0 | 0 | 0 | 0
2016-02-27 23:00 | 0 | 0 | 0 | 0 | 0 | 506644.9707 | 408718 | 0 | 0 | 0 | 0 | 2306533.0988 | 1780532.9025 | 0 | 0 | 0 | 0 | 0 | 0 | 0 | 0 | 0 | 0 | 0 | 0 | 0 | 0 | 0 | 0 | 230267.355 | 0 | 108826.0947 | 0 | 0 | 0 | 0 | 0 | 0 | 0 | -23514.2896 | 0 | 0 | 0 | 0 | 0 | 0
2016-02-28 | 0 | 0 | 0 | 0 | 30836.2232 | 132811.5589 | 423181 | 0 | 0 | 0 | 0 | 2046999.8808 | 1780532.9025 | 0 | 0 | 0 | 0 | 0 | 0 | 0 | 0 | 0 | 0 | 0 | 0 | 0 | 0 | 0 | 0 | -259533.218 | 0 | 0 | 0 | 0 | 0 | 0 | 0 | 0 | 0 | 0 | 0 | 0 | 0 | 0 | 0 | 0
2016-02-28 01:00 | 0 | 0 | 0 | 0 | 167334.1844 | 168.5976 | 427036 | 0 | 0 | 0 | 0 | 1787466.6628 | 1780532.9025 | 0 | 0 | 0 | 0 | 0 | 0 | 0 | 0 | 0 | 0 | 0 | 0 | 0 | 0 | 0 | 0 | -259533.218 | 0 | 0 | 0 | 0 | 0 | 0 | 0 | 0 | 0 | 0 | 0 | 0 | 0 | 0 | 0 | 0
2016-02-28 02:00 | 0 | 0 | 0 | 0 | 165525.782 | 0 | 425059 | 0 | 0 | 0 | 0 | 1527933.4449 | 1780532.9025 | 0 | 0 | 0 | 0 | 0 | 0 | 0 | 0 | 0 | 0 | 0 | 0 | 0 | 0 | 0 | 0 | -259533.218 | 0 | 0 | 0 | 0 | 0 | 0 | 0 | 0 | 0 | 0 | 0 | 0 | 0 | 0 | 0 | 0
2016-02-28 03:00 | 0 | 0 | 0 | 0 | 157299.782 | 0 | 416833 | 0 | 0 | 0 | 0 | 1268400.2269 | 1780532.9025 | 0 | 0 | 0 | 0 | 0 | 0 | 0 | 0 | 0 | 0 | 0 | 0 | 0 | 0 | 0 | 0 | -259533.218 | 0 | 0 | 0 | 0 | 0 | 0 | 0 | 0 | 0 | 0 | 0 | 0 | 0 | 0 | 0 | 0
2016-02-28 04:00 | 0 | 0 | 0 | 0 | 662470.218 | 0 | 402937 | 0 | 0 | 0 | 0 | 1527933.4449 | 1780532.9025 | 0 | 0 | 0 | 0 | 0 | 0 | 0 | 0 | 0 | 0 | 0 | 0 | 0 | 0 | 0 | 0 | 259533.218 | 0 | 0 | 0 | 0 | 0 | 0 | 0 | 0 | 0 | 0 | 0 | 0 | 0 | 0 | 0 | 0
2016-02-28 05:00 | 0 | 0 | 0 | 0 | 129986.782 | 0 | 389520 | 0 | 0 | 0 | 0 | 1268400.2269 | 1780532.9025 | 0 | 0 | 0 | 0 | 0 | 0 | 0 | 0 | 0 | 0 | 0 | 0 | 0 | 0 | 0 | 0 | -259533.218 | 0 | 0 | 0 | 0 | 0 | 0 | 0 | 0 | 0 | 0 | 0 | 0 | 0 | 0 | 0 | 0
2016-02-28 06:00 | 0 | 0 | 0 | 0 | 119481.782 | 0 | 379015 | 0 | 0 | 0 | 0 | 1008867.0089 | 1780532.9025 | 0 | 0 | 0 | 0 | 0 | 0 | 0 | 0 | 0 | 0 | 0 | 0 | 0 | 0 | 0 | 0 | -259533.218 | 0 | 0 | 0 | 0 | 0 | 0 | 0 | 0 | 0 | 0 | 0 | 0 | 0 | 0 | 0 | 0
2016-02-28 07:00 | 0 | 0 | 0 | 0 | 112667.782 | 0 | 372201 | 0 | 0 | 0 | 0 | 749333.791 | 1780532.9025 | 0 | 0 | 0 | 0 | 0 | 0 | 0 | 0 | 0 | 0 | 0 | 0 | 0 | 0 | 0 | 0 | -259533.218 | 0 | 0 | 0 | 0 | 0 | 0 | 0 | 0 | 0 | 0 | 0 | 0 | 0 | 0 | 0 | 0
2016-02-28 08:00 | 0 | 0 | 0 | 0 | 138318.645 | 0 | 368586 | 0 | 0 | 0 | 0 | 519066.4359 | 1780532.9025 | 0 | 0 | 0 | 0 | 0 | 0 | 0 | 0 | 0 | 0 | 0 | 0 | 0 | 0 | 0 | 0 | -230267.355 | 0 | 0 | 0 | 0 | 0 | 0 | 0 | 0 | 0 | 0 | 0 | 0 | 0 | 0 | 0 | 0
2016-02-28 09:00 | 0 | 0 | 0 | 0 | 628464.218 | 0 | 368931 | 0 | 0 | 0 | 0 | 778599.6539 | 1780532.9025 | 0 | 0 | 0 | 0 | 0 | 0 | 0 | 0 | 0 | 0 | 0 | 0 | 0 | 0 | 0 | 0 | 259533.218 | 0 | 0 | 0 | 0 | 0 | 0 | 0 | 0 | 0 | 0 | 0 | 0 | 0 | 0 | 0 | 0
2016-02-28 10:00 | 0 | 0 | 0 | 0 | 113731.782 | 0 | 373265 | 0 | 0 | 0 | 0 | 519066.4359 | 1780532.9025 | 0 | 0 | 0 | 0 | 0 | 0 | 0 | 0 | 0 | 0 | 0 | 0 | 0 | 0 | 0 | 0 | -259533.218 | 0 | 0 | 0 | 0 | 0 | 0 | 0 | 0 | 0 | 0 | 0 | 0 | 0 | 0 | 0 | 0
2016-02-28 11:00 | 0 | 0 | 0 | 0 | 122587.782 | 0 | 382121 | 0 | 0 | 0 | 0 | 259533.218 | 1780532.9025 | 0 | 0 | 0 | 0 | 0 | 0 | 0 | 0 | 0 | 0 | 0 | 0 | 0 | 0 | 0 | 0 | -259533.218 | 0 | 0 | 0 | 0 | 0 | 0 | 0 | 0 | 0 | 0 | 0 | 0 | 0 | 0 | 0 | 0
2016-02-28 12:00 | 0 | 0 | 0 | 0 | 132714.782 | 0 | 392248 | 0 | 0 | 0 | 0 | 0 | 1780532.9025 | 0 | 0 | 0 | 0 | 0 | 0 | 0 | 0 | 0 | 0 | 0 | 0 | 0 | 0 | 0 | 0 | -259533.218 | 0 | 0 | 0 | 0 | 0 | 0 | 0 | 0 | 0 | 0 | 0 | 0 | 0 | 0 | 0 | 0
2016-02-28 13:00 | 0 | 0 | 0 | 0 | 388561.5179 | 8609.4821 | 397171 | 0 | 0 | 0 | 0 | 0 | 1780532.9025 | 0 | 0 | 0 | 0 | 0 | 0 | 0 | 0 | 0 | 0 | 0 | 0 | 0 | 0 | 0 | 0 | 0 | 0 | 0 | 0 | 0 | 0 | 0 | 0 | 0 | 0 | 0 | 0 | 0 | 0 | 0 | 0 | 0
2016-02-28 14:00 | 0 | 0 | 0 | 0 | 333158.1547 | 322377.0633 | 396002 | 0 | 0 | 0 | 0 | 259533.218 | 1780532.9025 | 0 | 0 | 0 | 0 | 0 | 0 | 0 | 0 | 0 | 0 | 0 | 0 | 0 | 0 | 0 | 0 | 259533.218 | 0 | 0 | 0 | 0 | 0 | 0 | 0 | 0 | 0 | 0 | 0 | 0 | 0 | 0 | 0 | 0
2016-02-28 15:00 | 0 | 0 | 0 | 0 | 0 | 664775.6959 | 390876 | 0 | 0 | 0 | 0 | 519066.4359 | 1794899.3805 | 0 | 0 | 0 | 0 | 0 | 0 | 0 | 0 | 0 | 0 | 0 | 0 | 0 | 0 | 0 | 0 | 259533.218 | 14366.478 | 0 | 0 | 0 | 0 | 0 | 0 | 0 | 0 | 0 | 0 | 0 | 0 | 0 | 0 | 0
2016-02-28 16:00 | 0 | 0 | 0 | 0 | 0 | 659541.6959 | 385642 | 0 | 0 | 0 | 0 | 778599.6539 | 1809265.8585 | 0 | 0 | 0 | 0 | 0 | 0 | 0 | 0 | 0 | 0 | 0 | 0 | 0 | 0 | 0 | 0 | 259533.218 | 14366.478 | 0 | 0 | 0 | 0 | 0 | 0 | 0 | 0 | 0 | 0 | 0 | 0 | 0 | 0 | 0
2016-02-28 17:00 | 0 | 0 | 0 | 0 | 0 | 654864.6959 | 380965 | 0 | 0 | 0 | 0 | 1038132.8719 | 1823632.3365 | 0 | 0 | 0 | 0 | 0 | 0 | 0 | 0 | 0 | 0 | 0 | 0 | 0 | 0 | 0 | 0 | 259533.218 | 14366.478 | 0 | 0 | 0 | 0 | 0 | 0 | 0 | 0 | 0 | 0 | 0 | 0 | 0 | 0 | 0
2016-02-28 18:00 | 0 | 0 | 0 | 0 | 0 | 651363.6959 | 377464 | 0 | 0 | 0 | 0 | 1297666.0898 | 1837998.8145 | 0 | 0 | 0 | 0 | 0 | 0 | 0 | 0 | 0 | 0 | 0 | 0 | 0 | 0 | 0 | 0 | 259533.218 | 14366.478 | 0 | 0 | 0 | 0 | 0 | 0 | 0 | 0 | 0 | 0 | 0 | 0 | 0 | 0 | 0
2016-02-28 19:00 | 0 | 0 | 0 | 0 | 0 | 648083.6959 | 374184 | 0 | 0 | 0 | 0 | 1557199.3078 | 1852365.2924 | 0 | 0 | 0 | 0 | 0 | 0 | 0 | 0 | 0 | 0 | 0 | 0 | 0 | 0 | 0 | 0 | 259533.218 | 14366.478 | 0 | 0 | 0 | 0 | 0 | 0 | 0 | 0 | 0 | 0 | 0 | 0 | 0 | 0 | 0
2016-02-28 20:00 | 0 | 0 | 0 | 0 | 0 | 646896.6959 | 372997 | 0 | 0 | 0 | 0 | 1816732.5258 | 1866731.7704 | 0 | 0 | 0 | 0 | 0 | 0 | 0 | 0 | 0 | 0 | 0 | 0 | 0 | 0 | 0 | 0 | 259533.218 | 14366.478 | 0 | 0 | 0 | 0 | 0 | 0 | 0 | 0 | 0 | 0 | 0 | 0 | 0 | 0 | 0
2016-02-28 21:00 | 0 | 0 | 0 | 0 | 0 | 673013.9855 | 375600 | 0 | 0 | 0 | 0 | 2076265.7437 | 1881098.2484 | 0 | 0 | 0 | 0 | 0 | 0 | 23514.2896 | 0 | 0 | 0 | 0 | 0 | 0 | 0 | 0 | 0 | 259533.218 | 14366.478 | 0 | 0 | 0 | 0 | 0 | 0 | 0 | 0 | 23514.2896 | 0 | 0 | 0 | 0 | 0 | 0
2016-02-28 22:00 | 0 | 0 | 0 | 0 | 0 | 623876.4171 | 384629 | 0 | 0 | 0 | 0 | 2335798.9617 | 1881098.2484 | 0 | 0 | 0 | 0 | 0 | 0 | 3228.4888 | 0 | 0 | 0 | 0 | 0 | 0 | 0 | 0 | 0 | 259533.218 | 0 | 0 | 0 | 0 | 0 | 0 | 0 | 0 | 0 | -20285.8008 | 0 | 0 | 0 | 0 | 0 | 0
2016-02-28 23:00 | 0 | 0 | 0 | 0 | 0 | 445250.4975 | 401421 | 0 | 0 | 0 | 0 | 2382856.948 | 1881098.2484 | 0 | 0 | 0 | 0 | 0 | 0 | 0 | 0 | 0 | 0 | 0 | 0 | 0 | 0 | 0 | 0 | 47057.9862 | 0 | 0 | 0 | 0 | 0 | 0 | 0 | 0 | 0 | -3228.4888 | 0 | 0 | 0 | 0 | 0 | 0
2016-02-29 | 0 | 0 | 0 | 0 | 65234.9658 | 91813.8162 | 416582 | 0 | 0 | 0 | 0 | 2123323.73 | 1881098.2484 | 0 | 0 | 0 | 0 | 0 | 0 | 0 | 0 | 0 | 0 | 0 | 0 | 0 | 0 | 0 | 0 | -259533.218 | 0 | 0 | 0 | 0 | 0 | 0 | 0 | 0 | 0 | 0 | 0 | 0 | 0 | 0 | 0 | 0
2016-02-29 01:00 | 0 | 0 | 0 | 0 | 159938.1274 | 176.6546 | 419648 | 0 | 0 | 0 | 0 | 1863790.512 | 1881098.2484 | 0 | 0 | 0 | 0 | 0 | 0 | 0 | 0 | 0 | 0 | 0 | 0 | 0 | 0 | 0 | 0 | -259533.218 | 0 | 0 | 0 | 0 | 0 | 0 | 0 | 0 | 0 | 0 | 0 | 0 | 0 | 0 | 0 | 0
2016-02-29 02:00 | 0 | 0 | 0 | 0 | 153255.782 | 0 | 412789 | 0 | 0 | 0 | 0 | 1604257.2941 | 1881098.2484 | 0 | 0 | 0 | 0 | 0 | 0 | 0 | 0 | 0 | 0 | 0 | 0 | 0 | 0 | 0 | 0 | -259533.218 | 0 | 0 | 0 | 0 | 0 | 0 | 0 | 0 | 0 | 0 | 0 | 0 | 0 | 0 | 0 | 0
2016-02-29 03:00 | 0 | 0 | 0 | 0 | 139197.782 | 0 | 398731 | 0 | 0 | 0 | 0 | 1344724.0761 | 1881098.2484 | 0 | 0 | 0 | 0 | 0 | 0 | 0 | 0 | 0 | 0 | 0 | 0 | 0 | 0 | 0 | 0 | -259533.218 | 0 | 0 | 0 | 0 | 0 | 0 | 0 | 0 | 0 | 0 | 0 | 0 | 0 | 0 | 0 | 0
2016-02-29 04:00 | 0 | 0 | 0 | 0 | 639217.218 | 0 | 379684 | 0 | 0 | 0 | 0 | 1604257.2941 | 1881098.2484 | 0 | 0 | 0 | 0 | 0 | 0 | 0 | 0 | 0 | 0 | 0 | 0 | 0 | 0 | 0 | 0 | 259533.218 | 0 | 0 | 0 | 0 | 0 | 0 | 0 | 0 | 0 | 0 | 0 | 0 | 0 | 0 | 0 | 0
2016-02-29 05:00 | 0 | 0 | 0 | 0 | 104158.782 | 0 | 363692 | 0 | 0 | 0 | 0 | 1344724.0761 | 1881098.2484 | 0 | 0 | 0 | 0 | 0 | 0 | 0 | 0 | 0 | 0 | 0 | 0 | 0 | 0 | 0 | 0 | -259533.218 | 0 | 0 | 0 | 0 | 0 | 0 | 0 | 0 | 0 | 0 | 0 | 0 | 0 | 0 | 0 | 0
2016-02-29 06:00 | 0 | 0 | 0 | 0 | 91362.782 | 0 | 350896 | 0 | 0 | 0 | 0 | 1085190.8581 | 1881098.2484 | 0 | 0 | 0 | 0 | 0 | 0 | 0 | 0 | 0 | 0 | 0 | 0 | 0 | 0 | 0 | 0 | -259533.218 | 0 | 0 | 0 | 0 | 0 | 0 | 0 | 0 | 0 | 0 | 0 | 0 | 0 | 0 | 0 | 0
2016-02-29 07:00 | 0 | 0 | 0 | 0 | 83699.782 | 0 | 343233 | 0 | 0 | 0 | 0 | 825657.6401 | 1881098.2484 | 0 | 0 | 0 | 0 | 0 | 0 | 0 | 0 | 0 | 0 | 0 | 0 | 0 | 0 | 0 | 0 | -259533.218 | 0 | 0 | 0 | 0 | 0 | 0 | 0 | 0 | 0 | 0 | 0 | 0 | 0 | 0 | 0 | 0
2016-02-29 08:00 | 0 | 0 | 0 | 0 | 81690.782 | 0 | 341224 | 0 | 0 | 0 | 0 | 566124.4222 | 1881098.2484 | 0 | 0 | 0 | 0 | 0 | 0 | 0 | 0 | 0 | 0 | 0 | 0 | 0 | 0 | 0 | 0 | -259533.218 | 0 | 0 | 0 | 0 | 0 | 0 | 0 | 0 | 0 | 0 | 0 | 0 | 0 | 0 | 0 | 0
2016-02-29 09:00 | 0 | 0 | 0 | 0 | 605077.218 | 0 | 345544 | 0 | 0 | 0 | 0 | 825657.6401 | 1881098.2484 | 0 | 0 | 0 | 0 | 0 | 0 | 0 | 0 | 0 | 0 | 0 | 0 | 0 | 0 | 0 | 0 | 259533.218 | 0 | 0 | 0 | 0 | 0 | 0 | 0 | 0 | 0 | 0 | 0 | 0 | 0 | 0 | 0 | 0
2016-02-29 10:00 | 0 | 0 | 0 | 0 | 102590.782 | 0 | 362124 | 0 | 0 | 0 | 0 | 566124.4222 | 1881098.2484 | 0 | 0 | 0 | 0 | 0 | 0 | 0 | 0 | 0 | 0 | 0 | 0 | 0 | 0 | 0 | 0 | -259533.218 | 0 | 0 | 0 | 0 | 0 | 0 | 0 | 0 | 0 | 0 | 0 | 0 | 0 | 0 | 0 | 0
2016-02-29 11:00 | 0 | 0 | 0 | 0 | 136093.782 | 0 | 395627 | 0 | 0 | 0 | 0 | 306591.2042 | 1881098.2484 | 0 | 0 | 0 | 0 | 0 | 0 | 0 | 0 | 0 | 0 | 0 | 0 | 0 | 0 | 0 | 0 | -259533.218 | 0 | 0 | 0 | 0 | 0 | 0 | 0 | 0 | 0 | 0 | 0 | 0 | 0 | 0 | 0 | 0
2016-02-29 12:00 | 0 | 0 | 0 | 0 | 165033.782 | 0 | 424567 | 0 | 0 | 0 | 0 | 47057.9862 | 1881098.2484 | 0 | 0 | 0 | 0 | 0 | 0 | 0 | 0 | 0 | 0 | 0 | 0 | 0 | 0 | 0 | 0 | -259533.218 | 0 | 0 | 0 | 0 | 0 | 0 | 0 | 0 | 0 | 0 | 0 | 0 | 0 | 0 | 0 | 0
2016-02-29 13:00 | 0 | 0 | 0 | 0 | 374558.0732 | 11458.9406 | 433075 | 0 | 0 | 0 | 0 | 0 | 1881098.2484 | 0 | 0 | 0 | 0 | 0 | 0 | 0 | 0 | 0 | 0 | 0 | 0 | 0 | 0 | 0 | 0 | -47057.9862 | 0 | 0 | 0 | 0 | 0 | 0 | 0 | 0 | 0 | 0 | 0 | 0 | 0 | 0 | 0 | 0
2016-02-29 14:00 | 0 | 0 | 0 | 0 | 373549.607 | 321598.6109 | 435615 | 0 | 0 | 0 | 0 | 259533.218 | 1881098.2484 | 0 | 0 | 0 | 0 | 0 | 0 | 0 | 0 | 0 | 0 | 0 | 0 | 0 | 0 | 0 | 0 | 259533.218 | 0 | 0 | 0 | 0 | 0 | 0 | 0 | 0 | 0 | 0 | 0 | 0 | 0 | 0 | 0 | 0
2016-02-29 15:00 | 0 | 0 | 0 | 0 | 11298.6925 | 684586.5254 | 436352 | 0 | 0 | 0 | 0 | 519066.4359 | 1881098.2484 | 0 | 0 | 0 | 0 | 0 | 0 | 0 | 0 | 0 | 0 | 0 | 0 | 0 | 0 | 0 | 0 | 259533.218 | 0 | 0 | 0 | 0 | 0 | 0 | 0 | 0 | 0 | 0 | 0 | 0 | 0 | 0 | 0 | 0
2016-02-29 16:00 | 0 | 0 | 0 | 0 | 0 | 708169.6959 | 434270 | 0 | 0 | 0 | 0 | 778599.6539 | 1895464.7264 | 0 | 0 | 0 | 0 | 0 | 0 | 0 | 0 | 0 | 0 | 0 | 0 | 0 | 0 | 0 | 0 | 259533.218 | 14366.478 | 0 | 0 | 0 | 0 | 0 | 0 | 0 | 0 | 0 | 0 | 0 | 0 | 0 | 0 | 0
2016-02-29 17:00 | 0 | 0 | 0 | 0 | 0 | 704183.6959 | 430284 | 0 | 0 | 0 | 0 | 1038132.8719 | 1909831.2044 | 0 | 0 | 0 | 0 | 0 | 0 | 0 | 0 | 0 | 0 | 0 | 0 | 0 | 0 | 0 | 0 | 259533.218 | 14366.478 | 0 | 0 | 0 | 0 | 0 | 0 | 0 | 0 | 0 | 0 | 0 | 0 | 0 | 0 | 0
2016-02-29 18:00 | 0 | 0 | 0 | 0 | 0 | 700770.6959 | 426871 | 0 | 0 | 0 | 0 | 1297666.0898 | 1924197.6823 | 0 | 0 | 0 | 0 | 0 | 0 | 0 | 0 | 0 | 0 | 0 | 0 | 0 | 0 | 0 | 0 | 259533.218 | 14366.478 | 0 | 0 | 0 | 0 | 0 | 0 | 0 | 0 | 0 | 0 | 0 | 0 | 0 | 0 | 0
2016-02-29 19:00 | 0 | 0 | 0 | 0 | 0 | 707911.8133 | 424041 | 0 | 0 | 0 | 0 | 1557199.3078 | 1938564.1603 | 0 | 0 | 0 | 0 | 0 | 0 | 9971.1173 | 0 | 0 | 0 | 0 | 0 | 0 | 0 | 0 | 0 | 259533.218 | 14366.478 | 0 | 0 | 0 | 0 | 0 | 0 | 0 | 0 | 9971.1173 | 0 | 0 | 0 | 0 | 0 | 0
2016-02-29 20:00 | 0 | 0 | 0 | 0 | 0 | 691024.6373 | 421577 | 0 | 0 | 0 | 0 | 1816732.5258 | 1952930.6383 | 0 | 0 | 0 | 0 | 0 | 0 | 5519.0586 | 0 | 0 | 0 | 0 | 0 | 0 | 0 | 0 | 0 | 259533.218 | 14366.478 | 0 | 0 | 0 | 0 | 0 | 0 | 0 | 0 | -4452.0587 | 0 | 0 | 0 | 0 | 0 | 0
2016-02-29 21:00 | 0 | 0 | 0 | 0 | 0 | 714041.9269 | 422147 | 0 | 0 | 0 | 0 | 2076265.7437 | 1967297.1163 | 0 | 0 | 0 | 0 | 0 | 0 | 23514.2896 | 0 | 0 | 0 | 0 | 0 | 0 | 0 | 0 | 0 | 259533.218 | 14366.478 | 0 | 0 | 0 | 0 | 0 | 0 | 0 | 0 | 17995.2309 | 0 | 0 | 0 | 0 | 0 | 0
2016-02-29 22:00 | 0 | 0 | 0 | 0 | 0 | 682518.5943 | 427406 | 0 | 0 | 0 | 0 | 2335798.9617 | 1967297.1163 | 0 | 0 | 0 | 0 | 0 | 0 | 19093.6659 | 0 | 0 | 0 | 0 | 0 | 0 | 0 | 0 | 0 | 259533.218 | 0 | 0 | 0 | 0 | 0 | 0 | 0 | 0 | 0 | -4420.6237 | 0 | 0 | 0 | 0 | 0 | 0
2016-02-29 23:00 | 0 | 0 | 0 | 0 | 0 | 514487.2556 | 440807 | 0 | 0 | 0 | 0 | 2428572.8832 | 1967297.1163 | 0 | 0 | 0 | 0 | 0 | 0 | 0 | 0 | 0 | 0 | 0 | 0 | 0 | 0 | 0 | 0 | 92773.9215 | 0 | 0 | 0 | 0 | 0 | 0 | 0 | 0 | 0 | -19093.6659 | 0 | 0 | 0 | 0 | 0 | 0
2016-03-01 | 0 | 0 | 0 | 0 | 0 | 153583.7094 | 454975 | 0 | 0 | 0 | 0 | 2169039.6653 | 1925439.0436 | 0 | 0 | 0 | 0 | 0 | 0 | 0 | 0 | 0 | 0 | 0 | 0 | 0 | 0 | 0 | 0 | -259533.218 | 0 | 41858.0727 | 0 | 0 | 0 | 0 | 0 | 0 | 0 | 0 | 0 | 0 | 0 | 0 | 0 | 0
2016-03-01 01:00 | 0 | 0 | 0 | 0 | 195123.7609 | 283.0212 | 454940 | 0 | 0 | 0 | 0 | 1909506.4473 | 1925439.0436 | 0 | 0 | 0 | 0 | 0 | 0 | 0 | 0 | 0 | 0 | 0 | 0 | 0 | 0 | 0 | 0 | -259533.218 | 0 | 0 | 0 | 0 | 0 | 0 | 0 | 0 | 0 | 0 | 0 | 0 | 0 | 0 | 0 | 0
2016-03-01 02:00 | 0 | 0 | 0 | 0 | 184112.782 | 0 | 443646 | 0 | 0 | 0 | 0 | 1649973.2293 | 1925439.0436 | 0 | 0 | 0 | 0 | 0 | 0 | 0 | 0 | 0 | 0 | 0 | 0 | 0 | 0 | 0 | 0 | -259533.218 | 0 | 0 | 0 | 0 | 0 | 0 | 0 | 0 | 0 | 0 | 0 | 0 | 0 | 0 | 0 | 0
2016-03-01 03:00 | 0 | 0 | 0 | 0 | 543359.6287 | 0 | 424940 | 0 | 0 | 0 | 0 | 1768392.8581 | 1925439.0436 | 0 | 0 | 0 | 0 | 0 | 0 | 0 | 0 | 0 | 0 | 0 | 0 | 0 | 0 | 0 | 0 | 118419.6287 | 0 | 0 | 0 | 0 | 0 | 0 | 0 | 0 | 0 | 0 | 0 | 0 | 0 | 0 | 0 | 0
2016-03-01 04:00 | 0 | 0 | 0 | 0 | 142914.782 | 0 | 402448 | 0 | 0 | 0 | 0 | 1508859.6401 | 1925439.0436 | 0 | 0 | 0 | 0 | 0 | 0 | 0 | 0 | 0 | 0 | 0 | 0 | 0 | 0 | 0 | 0 | -259533.218 | 0 | 0 | 0 | 0 | 0 | 0 | 0 | 0 | 0 | 0 | 0 | 0 | 0 | 0 | 0 | 0
2016-03-01 05:00 | 0 | 0 | 0 | 0 | 122988.782 | 0 | 382522 | 0 | 0 | 0 | 0 | 1249326.4221 | 1925439.0436 | 0 | 0 | 0 | 0 | 0 | 0 | 0 | 0 | 0 | 0 | 0 | 0 | 0 | 0 | 0 | 0 | -259533.218 | 0 | 0 | 0 | 0 | 0 | 0 | 0 | 0 | 0 | 0 | 0 | 0 | 0 | 0 | 0 | 0
2016-03-01 06:00 | 0 | 0 | 0 | 0 | 109606.782 | 0 | 369140 | 0 | 0 | 0 | 0 | 989793.2042 | 1925439.0436 | 0 | 0 | 0 | 0 | 0 | 0 | 0 | 0 | 0 | 0 | 0 | 0 | 0 | 0 | 0 | 0 | -259533.218 | 0 | 0 | 0 | 0 | 0 | 0 | 0 | 0 | 0 | 0 | 0 | 0 | 0 | 0 | 0 | 0
2016-03-01 07:00 | 0 | 0 | 0 | 0 | 518818.8588 | 0 | 360103 | 0 | 0 | 0 | 0 | 1148509.063 | 1925439.0436 | 0 | 0 | 0 | 0 | 0 | 0 | 0 | 0 | 0 | 0 | 0 | 0 | 0 | 0 | 0 | 0 | 158715.8588 | 0 | 0 | 0 | 0 | 0 | 0 | 0 | 0 | 0 | 0 | 0 | 0 | 0 | 0 | 0 | 0
2016-03-01 08:00 | 0 | 0 | 0 | 0 | 97442.782 | 0 | 356976 | 0 | 0 | 0 | 0 | 888975.845 | 1925439.0436 | 0 | 0 | 0 | 0 | 0 | 0 | 0 | 0 | 0 | 0 | 0 | 0 | 0 | 0 | 0 | 0 | -259533.218 | 0 | 0 | 0 | 0 | 0 | 0 | 0 | 0 | 0 | 0 | 0 | 0 | 0 | 0 | 0 | 0
2016-03-01 09:00 | 0 | 0 | 0 | 0 | 99894.782 | 0 | 359428 | 0 | 0 | 0 | 0 | 629442.627 | 1925439.0436 | 0 | 0 | 0 | 0 | 0 | 0 | 0 | 0 | 0 | 0 | 0 | 0 | 0 | 0 | 0 | 0 | -259533.218 | 0 | 0 | 0 | 0 | 0 | 0 | 0 | 0 | 0 | 0 | 0 | 0 | 0 | 0 | 0 | 0
2016-03-01 10:00 | 0 | 0 | 0 | 0 | 216311.0915 | 0 | 373689 | 0 | 0 | 0 | 0 | 472064.7185 | 1925439.0436 | 0 | 0 | 0 | 0 | 0 | 0 | 0 | 0 | 0 | 0 | 0 | 0 | 0 | 0 | 0 | 0 | -157377.9085 | 0 | 0 | 0 | 0 | 0 | 0 | 0 | 0 | 0 | 0 | 0 | 0 | 0 | 0 | 0 | 0
2016-03-01 11:00 | 0 | 0 | 0 | 0 | 510381.2812 | 0 | 405395 | 0 | 0 | 0 | 0 | 577050.9997 | 1925439.0436 | 0 | 0 | 0 | 0 | 0 | 0 | 0 | 0 | 0 | 0 | 0 | 0 | 0 | 0 | 0 | 0 | 104986.2812 | 0 | 0 | 0 | 0 | 0 | 0 | 0 | 0 | 0 | 0 | 0 | 0 | 0 | 0 | 0 | 0
2016-03-01 12:00 | 0 | 0 | 0 | 0 | 170792.782 | 0 | 430326 | 0 | 0 | 0 | 0 | 317517.7817 | 1925439.0436 | 0 | 0 | 0 | 0 | 0 | 0 | 0 | 0 | 0 | 0 | 0 | 0 | 0 | 0 | 0 | 0 | -259533.218 | 0 | 0 | 0 | 0 | 0 | 0 | 0 | 0 | 0 | 0 | 0 | 0 | 0 | 0 | 0 | 0
2016-03-01 13:00 | 0 | 0 | 0 | 0 | 162131.338 | 14062.444 | 435727 | 0 | 0 | 0 | 0 | 57984.5638 | 1925439.0436 | 0 | 0 | 0 | 0 | 0 | 0 | 0 | 0 | 0 | 0 | 0 | 0 | 0 | 0 | 0 | 0 | -259533.218 | 0 | 0 | 0 | 0 | 0 | 0 | 0 | 0 | 0 | 0 | 0 | 0 | 0 | 0 | 0 | 0
2016-03-01 14:00 | 0 | 0 | 0 | 0 | 356000.1155 | 329543.3002 | 436321 | 0 | 0 | 0 | 0 | 307206.9794 | 1925439.0436 | 0 | 0 | 0 | 0 | 0 | 0 | 0 | 0 | 0 | 0 | 0 | 0 | 0 | 0 | 0 | 0 | 249222.4157 | 0 | 0 | 0 | 0 | 0 | 0 | 0 | 0 | 0 | 0 | 0 | 0 | 0 | 0 | 0 | 0
2016-03-01 15:00 | 0 | 0 | 0 | 0 | 80229.4059 | 616334.8121 | 437031 | 0 | 0 | 0 | 0 | 566740.1974 | 1925439.0436 | 0 | 0 | 0 | 0 | 0 | 0 | 0 | 0 | 0 | 0 | 0 | 0 | 0 | 0 | 0 | 0 | 259533.218 | 0 | 0 | 0 | 0 | 0 | 0 | 0 | 0 | 0 | 0 | 0 | 0 | 0 | 0 | 0 | 0
2016-03-01 16:00 | 0 | 0 | 0 | 0 | 0 | 706429.6393 | 436038 | 0 | 0 | 0 | 0 | 826273.4154 | 1936297.4649 | 0 | 0 | 0 | 0 | 0 | 0 | 0 | 0 | 0 | 0 | 0 | 0 | 0 | 0 | 0 | 0 | 259533.218 | 10858.4213 | 0 | 0 | 0 | 0 | 0 | 0 | 0 | 0 | 0 | 0 | 0 | 0 | 0 | 0 | 0
2016-03-01 17:00 | 0 | 0 | 0 | 0 | 0 | 708021.6959 | 434122 | 0 | 0 | 0 | 0 | 1085806.6334 | 1950663.9429 | 0 | 0 | 0 | 0 | 0 | 0 | 0 | 0 | 0 | 0 | 0 | 0 | 0 | 0 | 0 | 0 | 259533.218 | 14366.478 | 0 | 0 | 0 | 0 | 0 | 0 | 0 | 0 | 0 | 0 | 0 | 0 | 0 | 0 | 0
2016-03-01 18:00 | 0 | 0 | 0 | 0 | 0 | 707940.6959 | 434041 | 0 | 0 | 0 | 0 | 1345339.8513 | 1965030.4209 | 0 | 0 | 0 | 0 | 0 | 0 | 0 | 0 | 0 | 0 | 0 | 0 | 0 | 0 | 0 | 0 | 259533.218 | 14366.478 | 0 | 0 | 0 | 0 | 0 | 0 | 0 | 0 | 0 | 0 | 0 | 0 | 0 | 0 | 0
2016-03-01 19:00 | 0 | 0 | 0 | 0 | 0 | 714286.156 | 433074 | 0 | 0 | 0 | 0 | 1604873.0693 | 1979396.8989 | 0 | 0 | 0 | 0 | 0 | 0 | 7312.46 | 0 | 0 | 0 | 0 | 0 | 0 | 0 | 0 | 0 | 259533.218 | 14366.478 | 0 | 0 | 0 | 0 | 0 | 0 | 0 | 0 | 7312.46 | 0 | 0 | 0 | 0 | 0 | 0
2016-03-01 20:00 | 0 | 0 | 0 | 0 | 0 | 703050.4007 | 432861 | 0 | 0 | 0 | 0 | 1864406.2873 | 1993763.3769 | 0 | 0 | 0 | 0 | 0 | 0 | 3602.1648 | 0 | 0 | 0 | 0 | 0 | 0 | 0 | 0 | 0 | 259533.218 | 14366.478 | 0 | 0 | 0 | 0 | 0 | 0 | 0 | 0 | -3710.2953 | 0 | 0 | 0 | 0 | 0 | 0
2016-03-01 21:00 | 0 | 0 | 0 | 0 | 0 | 728743.8208 | 434932 | 0 | 0 | 0 | 0 | 2123939.5052 | 2008129.8549 | 0 | 0 | 0 | 0 | 0 | 0 | 23514.2896 | 0 | 0 | 0 | 0 | 0 | 0 | 0 | 0 | 0 | 259533.218 | 14366.478 | 0 | 0 | 0 | 0 | 0 | 0 | 0 | 0 | 19912.1248 | 0 | 0 | 0 | 0 | 0 | 0
2016-03-01 22:00 | 0 | 0 | 0 | 0 | 0 | 687005.7728 | 441207 | 0 | 0 | 0 | 0 | 2369738.278 | 2008129.8549 | 0 | 0 | 0 | 0 | 0 | 0 | 23514.2896 | 0 | 0 | 0 | 0 | 0 | 0 | 0 | 0 | 0 | 245798.7728 | 0 | 0 | 0 | 0 | 0 | 0 | 0 | 0 | 0 | 0 | 0 | 0 | 0 | 0 | 0 | 0
2016-03-01 23:00 | 0 | 0 | 0 | 0 | 0 | 518140.9122 | 453833 | 0 | 0 | 0 | 0 | 2457560.4798 | 2008129.8549 | 0 | 0 | 0 | 0 | 0 | 0 | 0 | 0 | 0 | 0 | 0 | 0 | 0 | 0 | 0 | 0 | 87822.2018 | 0 | 0 | 0 | 0 | 0 | 0 | 0 | 0 | 0 | -23514.2896 | 0 | 0 | 0 | 0 | 0 | 0
2016-03-02 | 0 | 0 | 0 | 0 | 39158.1807 | 180707.0793 | 465032 | 0 | 0 | 0 | 0 | 2198027.2619 | 2022496.3328 | 0 | 0 | 0 | 0 | 0 | 0 | 0 | 0 | 0 | 0 | 0 | 0 | 0 | 0 | 0 | 0 | -259533.218 | 14366.478 | 0 | 0 | 0 | 0 | 0 | 0 | 0 | 0 | 0 | 0 | 0 | 0 | 0 | 0 | 0
2016-03-02 01:00 | 0 | 0 | 0 | 0 | 247832.0206 | 377.5403 | 465282 | 0 | 0 | 0 | 0 | 1980954.8228 | 2022496.3328 | 0 | 0 | 0 | 0 | 0 | 0 | 0 | 0 | 0 | 0 | 0 | 0 | 0 | 0 | 0 | 0 | -217072.4391 | 0 | 0 | 0 | 0 | 0 | 0 | 0 | 0 | 0 | 0 | 0 | 0 | 0 | 0 | 0 | 0
2016-03-02 02:00 | 0 | 0 | 0 | 0 | 195036.782 | 0 | 454570 | 0 | 0 | 0 | 0 | 1721421.6048 | 2022496.3328 | 0 | 0 | 0 | 0 | 0 | 0 | 0 | 0 | 0 | 0 | 0 | 0 | 0 | 0 | 0 | 0 | -259533.218 | 0 | 0 | 0 | 0 | 0 | 0 | 0 | 0 | 0 | 0 | 0 | 0 | 0 | 0 | 0 | 0
2016-03-02 03:00 | 0 | 0 | 0 | 0 | 67995.6873 | 0 | 436355 | 0 | 0 | 0 | 0 | 1461888.3869 | 1913670.2381 | 0 | 0 | 0 | 0 | 0 | 0 | 0 | 0 | 0 | 0 | 0 | 0 | 0 | 0 | 0 | 0 | -259533.218 | 0 | 108826.0947 | 0 | 0 | 0 | 0 | 0 | 0 | 0 | 0 | 0 | 0 | 0 | 0 | 0 | 0
2016-03-02 04:00 | 0 | 0 | 0 | 0 | 357667.2369 | 0 | 412434 | 0 | 0 | 0 | 0 | 1407121.6237 | 1913670.2381 | 0 | 0 | 0 | 0 | 0 | 0 | 0 | 0 | 0 | 0 | 0 | 0 | 0 | 0 | 0 | 0 | -54766.7631 | 0 | 0 | 0 | 0 | 0 | 0 | 0 | 0 | 0 | 0 | 0 | 0 | 0 | 0 | 0 | 0
2016-03-02 05:00 | 0 | 0 | 0 | 0 | 132705.782 | 0 | 392239 | 0 | 0 | 0 | 0 | 1147588.4057 | 1913670.2381 | 0 | 0 | 0 | 0 | 0 | 0 | 0 | 0 | 0 | 0 | 0 | 0 | 0 | 0 | 0 | 0 | -259533.218 | 0 | 0 | 0 | 0 | 0 | 0 | 0 | 0 | 0 | 0 | 0 | 0 | 0 | 0 | 0 | 0
2016-03-02 06:00 | 0 | 0 | 0 | 0 | 118154.782 | 0 | 377688 | 0 | 0 | 0 | 0 | 888055.1878 | 1913670.2381 | 0 | 0 | 0 | 0 | 0 | 0 | 0 | 0 | 0 | 0 | 0 | 0 | 0 | 0 | 0 | 0 | -259533.218 | 0 | 0 | 0 | 0 | 0 | 0 | 0 | 0 | 0 | 0 | 0 | 0 | 0 | 0 | 0 | 0
2016-03-02 07:00 | 0 | 0 | 0 | 0 | 469218.0477 | 0 | 367874 | 0 | 0 | 0 | 0 | 989399.2355 | 1913670.2381 | 0 | 0 | 0 | 0 | 0 | 0 | 0 | 0 | 0 | 0 | 0 | 0 | 0 | 0 | 0 | 0 | 101344.0477 | 0 | 0 | 0 | 0 | 0 | 0 | 0 | 0 | 0 | 0 | 0 | 0 | 0 | 0 | 0 | 0
2016-03-02 08:00 | 0 | 0 | 0 | 0 | 103513.782 | 0 | 363047 | 0 | 0 | 0 | 0 | 729866.0175 | 1913670.2381 | 0 | 0 | 0 | 0 | 0 | 0 | 0 | 0 | 0 | 0 | 0 | 0 | 0 | 0 | 0 | 0 | -259533.218 | 0 | 0 | 0 | 0 | 0 | 0 | 0 | 0 | 0 | 0 | 0 | 0 | 0 | 0 | 0 | 0
2016-03-02 09:00 | 0 | 0 | 0 | 0 | 107077.782 | 0 | 366611 | 0 | 0 | 0 | 0 | 470332.7995 | 1913670.2381 | 0 | 0 | 0 | 0 | 0 | 0 | 0 | 0 | 0 | 0 | 0 | 0 | 0 | 0 | 0 | 0 | -259533.218 | 0 | 0 | 0 | 0 | 0 | 0 | 0 | 0 | 0 | 0 | 0 | 0 | 0 | 0 | 0 | 0
2016-03-02 10:00 | 0 | 0 | 0 | 0 | 463485.5541 | 0 | 380785 | 0 | 0 | 0 | 0 | 553033.3536 | 1913670.2381 | 0 | 0 | 0 | 0 | 0 | 0 | 0 | 0 | 0 | 0 | 0 | 0 | 0 | 0 | 0 | 0 | 82700.5541 | 0 | 0 | 0 | 0 | 0 | 0 | 0 | 0 | 0 | 0 | 0 | 0 | 0 | 0 | 0 | 0
2016-03-02 11:00 | 0 | 0 | 0 | 0 | 154042.782 | 0 | 413576 | 0 | 0 | 0 | 0 | 293500.1356 | 1913670.2381 | 0 | 0 | 0 | 0 | 0 | 0 | 0 | 0 | 0 | 0 | 0 | 0 | 0 | 0 | 0 | 0 | -259533.218 | 0 | 0 | 0 | 0 | 0 | 0 | 0 | 0 | 0 | 0 | 0 | 0 | 0 | 0 | 0 | 0
2016-03-02 12:00 | 0 | 0 | 0 | 0 | 183107.782 | 0 | 442641 | 0 | 0 | 0 | 0 | 33966.9177 | 1913670.2381 | 0 | 0 | 0 | 0 | 0 | 0 | 0 | 0 | 0 | 0 | 0 | 0 | 0 | 0 | 0 | 0 | -259533.218 | 0 | 0 | 0 | 0 | 0 | 0 | 0 | 0 | 0 | 0 | 0 | 0 | 0 | 0 | 0 | 0
2016-03-02 13:00 | 0 | 0 | 0 | 0 | 403676.646 | 15707.4363 | 453351 | 0 | 0 | 0 | 0 | 0 | 1913670.2381 | 0 | 0 | 0 | 0 | 0 | 0 | 0 | 0 | 0 | 0 | 0 | 0 | 0 | 0 | 0 | 0 | -33966.9177 | 0 | 0 | 0 | 0 | 0 | 0 | 0 | 0 | 0 | 0 | 0 | 0 | 0 | 0 | 0 | 0
2016-03-02 14:00 | 0 | 0 | 0 | 0 | 317714.1767 | 332113.5051 | 455991 | 0 | 0 | 0 | 0 | 193836.6817 | 1913670.2381 | 0 | 0 | 0 | 0 | 0 | 0 | 0 | 0 | 0 | 0 | 0 | 0 | 0 | 0 | 0 | 0 | 193836.6817 | 0 | 0 | 0 | 0 | 0 | 0 | 0 | 0 | 0 | 0 | 0 | 0 | 0 | 0 | 0 | 0
2016-03-02 15:00 | 0 | 0 | 0 | 0 | 0 | 720440.9345 | 456455 | 0 | 0 | 0 | 0 | 453369.8997 | 1918122.9546 | 0 | 0 | 0 | 0 | 0 | 0 | 0 | 0 | 0 | 0 | 0 | 0 | 0 | 0 | 0 | 0 | 259533.218 | 4452.7165 | 0 | 0 | 0 | 0 | 0 | 0 | 0 | 0 | 0 | 0 | 0 | 0 | 0 | 0 | 0
2016-03-02 16:00 | 0 | 0 | 0 | 0 | 0 | 726734.6959 | 452835 | 0 | 0 | 0 | 0 | 712903.1176 | 1932489.4326 | 0 | 0 | 0 | 0 | 0 | 0 | 0 | 0 | 0 | 0 | 0 | 0 | 0 | 0 | 0 | 0 | 259533.218 | 14366.478 | 0 | 0 | 0 | 0 | 0 | 0 | 0 | 0 | 0 | 0 | 0 | 0 | 0 | 0 | 0
2016-03-02 17:00 | 0 | 0 | 0 | 0 | 0 | 721681.6959 | 447782 | 0 | 0 | 0 | 0 | 972436.3356 | 1946855.9106 | 0 | 0 | 0 | 0 | 0 | 0 | 0 | 0 | 0 | 0 | 0 | 0 | 0 | 0 | 0 | 0 | 259533.218 | 14366.478 | 0 | 0 | 0 | 0 | 0 | 0 | 0 | 0 | 0 | 0 | 0 | 0 | 0 | 0 | 0
2016-03-02 18:00 | 0 | 0 | 0 | 0 | 0 | 717899.6959 | 444000 | 0 | 0 | 0 | 0 | 1231969.5536 | 1961222.3886 | 0 | 0 | 0 | 0 | 0 | 0 | 0 | 0 | 0 | 0 | 0 | 0 | 0 | 0 | 0 | 0 | 259533.218 | 14366.478 | 0 | 0 | 0 | 0 | 0 | 0 | 0 | 0 | 0 | 0 | 0 | 0 | 0 | 0 | 0
2016-03-02 19:00 | 0 | 0 | 0 | 0 | 0 | 714788.6959 | 440889 | 0 | 0 | 0 | 0 | 1491502.7716 | 1975588.8666 | 0 | 0 | 0 | 0 | 0 | 0 | 0 | 0 | 0 | 0 | 0 | 0 | 0 | 0 | 0 | 0 | 259533.218 | 14366.478 | 0 | 0 | 0 | 0 | 0 | 0 | 0 | 0 | 0 | 0 | 0 | 0 | 0 | 0 | 0
2016-03-02 20:00 | 0 | 0 | 0 | 0 | 0 | 714292.6959 | 440393 | 0 | 0 | 0 | 0 | 1751035.9895 | 1989955.3446 | 0 | 0 | 0 | 0 | 0 | 0 | 0 | 0 | 0 | 0 | 0 | 0 | 0 | 0 | 0 | 0 | 259533.218 | 14366.478 | 0 | 0 | 0 | 0 | 0 | 0 | 0 | 0 | 0 | 0 | 0 | 0 | 0 | 0 | 0
2016-03-02 21:00 | 0 | 0 | 0 | 0 | 0 | 717827.5238 | 441612 | 0 | 0 | 0 | 0 | 2010569.2075 | 2004321.8225 | 0 | 0 | 0 | 0 | 0 | 0 | 2315.8278 | 0 | 0 | 0 | 0 | 0 | 0 | 0 | 0 | 0 | 259533.218 | 14366.478 | 0 | 0 | 0 | 0 | 0 | 0 | 0 | 0 | 2315.8278 | 0 | 0 | 0 | 0 | 0 | 0
2016-03-02 22:00 | 0 | 0 | 0 | 0 | 0 | 743967.1577 | 448869 | 0 | 0 | 0 | 0 | 2270102.4255 | 2018688.3005 | 0 | 0 | 0 | 0 | 0 | 0 | 23514.2896 | 0 | 0 | 0 | 0 | 0 | 0 | 0 | 0 | 0 | 259533.218 | 14366.478 | 0 | 0 | 0 | 0 | 0 | 0 | 0 | 0 | 21198.4618 | 0 | 0 | 0 | 0 | 0 | 0
2016-03-02 23:00 | 0 | 0 | 0 | 0 | 0 | 572953.0981 | 464980 | 0 | 0 | 0 | 0 | 2401589.8131 | 2018688.3005 | 0 | 0 | 0 | 0 | 0 | 0 | 0 | 0 | 0 | 0 | 0 | 0 | 0 | 0 | 0 | 0 | 131487.3877 | 0 | 0 | 0 | 0 | 0 | 0 | 0 | 0 | 0 | -23514.2896 | 0 | 0 | 0 | 0 | 0 | 0
2016-03-03 | 0 | 0 | 0 | 0 | 63154.2574 | 157655.5246 | 480343 | 0 | 0 | 0 | 0 | 2142056.5952 | 2018688.3005 | 0 | 0 | 0 | 0 | 0 | 0 | 0 | 0 | 0 | 0 | 0 | 0 | 0 | 0 | 0 | 0 | -259533.218 | 0 | 0 | 0 | 0 | 0 | 0 | 0 | 0 | 0 | 0 | 0 | 0 | 0 | 0 | 0 | 0
2016-03-03 01:00 | 0 | 0 | 0 | 0 | 222287.018 | 423.764 | 482244 | 0 | 0 | 0 | 0 | 1882523.3772 | 2018688.3005 | 0 | 0 | 0 | 0 | 0 | 0 | 0 | 0 | 0 | 0 | 0 | 0 | 0 | 0 | 0 | 0 | -259533.218 | 0 | 0 | 0 | 0 | 0 | 0 | 0 | 0 | 0 | 0 | 0 | 0 | 0 | 0 | 0 | 0
2016-03-03 02:00 | 0 | 0 | 0 | 0 | 570783.1878 | 0 | 473944 | 0 | 0 | 0 | 0 | 1979362.5649 | 2018688.3005 | 0 | 0 | 0 | 0 | 0 | 0 | 0 | 0 | 0 | 0 | 0 | 0 | 0 | 0 | 0 | 0 | 96839.1878 | 0 | 0 | 0 | 0 | 0 | 0 | 0 | 0 | 0 | 0 | 0 | 0 | 0 | 0 | 0 | 0
2016-03-03 03:00 | 0 | 0 | 0 | 0 | 196162.782 | 0 | 455696 | 0 | 0 | 0 | 0 | 1719829.347 | 2018688.3005 | 0 | 0 | 0 | 0 | 0 | 0 | 0 | 0 | 0 | 0 | 0 | 0 | 0 | 0 | 0 | 0 | -259533.218 | 0 | 0 | 0 | 0 | 0 | 0 | 0 | 0 | 0 | 0 | 0 | 0 | 0 | 0 | 0 | 0
2016-03-03 04:00 | 0 | 0 | 0 | 0 | 172933.782 | 0 | 432467 | 0 | 0 | 0 | 0 | 1460296.129 | 2018688.3005 | 0 | 0 | 0 | 0 | 0 | 0 | 0 | 0 | 0 | 0 | 0 | 0 | 0 | 0 | 0 | 0 | -259533.218 | 0 | 0 | 0 | 0 | 0 | 0 | 0 | 0 | 0 | 0 | 0 | 0 | 0 | 0 | 0 | 0
2016-03-03 05:00 | 0 | 0 | 0 | 0 | 508752.6371 | 0 | 412330 | 0 | 0 | 0 | 0 | 1533204.4765 | 2018688.3005 | 0 | 0 | 0 | 0 | 0 | 0 | 23514.2896 | 0 | 0 | 0 | 0 | 0 | 0 | 0 | 0 | 0 | 72908.3475 | 0 | 0 | 0 | 0 | 0 | 0 | 0 | 0 | 0 | 23514.2896 | 0 | 0 | 0 | 0 | 0 | 0
2016-03-03 06:00 | 0 | 0 | 0 | 0 | 115009.4924 | 0 | 398057 | 0 | 0 | 0 | 0 | 1273671.2585 | 2018688.3005 | 0 | 0 | 0 | 0 | 0 | 0 | 0 | 0 | 0 | 0 | 0 | 0 | 0 | 0 | 0 | 0 | -259533.218 | 0 | 0 | 0 | 0 | 0 | 0 | 0 | 0 | 0 | -23514.2896 | 0 | 0 | 0 | 0 | 0 | 0
2016-03-03 07:00 | 0 | 0 | 0 | 0 | 129939.782 | 0 | 389473 | 0 | 0 | 0 | 0 | 1014138.0406 | 2018688.3005 | 0 | 0 | 0 | 0 | 0 | 0 | 0 | 0 | 0 | 0 | 0 | 0 | 0 | 0 | 0 | 0 | -259533.218 | 0 | 0 | 0 | 0 | 0 | 0 | 0 | 0 | 0 | 0 | 0 | 0 | 0 | 0 | 0 | 0
2016-03-03 08:00 | 0 | 0 | 0 | 0 | 480691.2077 | 0 | 385904 | 0 | 0 | 0 | 0 | 1108925.2483 | 2018688.3005 | 0 | 0 | 0 | 0 | 0 | 0 | 0 | 0 | 0 | 0 | 0 | 0 | 0 | 0 | 0 | 0 | 94787.2077 | 0 | 0 | 0 | 0 | 0 | 0 | 0 | 0 | 0 | 0 | 0 | 0 | 0 | 0 | 0 | 0
2016-03-03 09:00 | 0 | 0 | 0 | 0 | 129654.782 | 0 | 389188 | 0 | 0 | 0 | 0 | 849392.0303 | 2018688.3005 | 0 | 0 | 0 | 0 | 0 | 0 | 0 | 0 | 0 | 0 | 0 | 0 | 0 | 0 | 0 | 0 | -259533.218 | 0 | 0 | 0 | 0 | 0 | 0 | 0 | 0 | 0 | 0 | 0 | 0 | 0 | 0 | 0 | 0
2016-03-03 10:00 | 0 | 0 | 0 | 0 | 143750.782 | 0 | 403284 | 0 | 0 | 0 | 0 | 589858.8124 | 2018688.3005 | 0 | 0 | 0 | 0 | 0 | 0 | 0 | 0 | 0 | 0 | 0 | 0 | 0 | 0 | 0 | 0 | -259533.218 | 0 | 0 | 0 | 0 | 0 | 0 | 0 | 0 | 0 | 0 | 0 | 0 | 0 | 0 | 0 | 0
2016-03-03 11:00 | 0 | 0 | 0 | 0 | 494282.8698 | 0 | 434864 | 0 | 0 | 0 | 0 | 649277.6822 | 2018688.3005 | 0 | 0 | 0 | 0 | 0 | 0 | 0 | 0 | 0 | 0 | 0 | 0 | 0 | 0 | 0 | 0 | 59418.8698 | 0 | 0 | 0 | 0 | 0 | 0 | 0 | 0 | 0 | 0 | 0 | 0 | 0 | 0 | 0 | 0
2016-03-03 12:00 | 0 | 0 | 0 | 0 | 199468.782 | 0 | 459002 | 0 | 0 | 0 | 0 | 389744.4642 | 2018688.3005 | 0 | 0 | 0 | 0 | 0 | 0 | 0 | 0 | 0 | 0 | 0 | 0 | 0 | 0 | 0 | 0 | -259533.218 | 0 | 0 | 0 | 0 | 0 | 0 | 0 | 0 | 0 | 0 | 0 | 0 | 0 | 0 | 0 | 0
2016-03-03 13:00 | 0 | 0 | 0 | 0 | 187188.061 | 16932.7211 | 463654 | 0 | 0 | 0 | 0 | 130211.2463 | 2018688.3005 | 0 | 0 | 0 | 0 | 0 | 0 | 0 | 0 | 0 | 0 | 0 | 0 | 0 | 0 | 0 | 0 | -259533.218 | 0 | 0 | 0 | 0 | 0 | 0 | 0 | 0 | 0 | 0 | 0 | 0 | 0 | 0 | 0 | 0
2016-03-03 14:00 | 0 | 0 | 0 | 0 | 344938.5447 | 336485.7662 | 463675 | 0 | 0 | 0 | 0 | 347960.5572 | 2018688.3005 | 0 | 0 | 0 | 0 | 0 | 0 | 0 | 0 | 0 | 0 | 0 | 0 | 0 | 0 | 0 | 0 | 217749.3109 | 0 | 0 | 0 | 0 | 0 | 0 | 0 | 0 | 0 | 0 | 0 | 0 | 0 | 0 | 0 | 0
2016-03-03 15:00 | 0 | 0 | 0 | 0 | 108211.9383 | 614094.2796 | 462773 | 0 | 0 | 0 | 0 | 607493.7752 | 2018688.3005 | 0 | 0 | 0 | 0 | 0 | 0 | 0 | 0 | 0 | 0 | 0 | 0 | 0 | 0 | 0 | 0 | 259533.218 | 0 | 0 | 0 | 0 | 0 | 0 | 0 | 0 | 0 | 0 | 0 | 0 | 0 | 0 | 0 | 0
2016-03-03 16:00 | 0 | 0 | 0 | 0 | 19909.8982 | 699589.3197 | 459966 | 0 | 0 | 0 | 0 | 867026.9931 | 2018688.3005 | 0 | 0 | 0 | 0 | 0 | 0 | 0 | 0 | 0 | 0 | 0 | 0 | 0 | 0 | 0 | 0 | 259533.218 | 0 | 0 | 0 | 0 | 0 | 0 | 0 | 0 | 0 | 0 | 0 | 0 | 0 | 0 | 0 | 0
2016-03-03 17:00 | 0 | 0 | 0 | 0 | 17163.6338 | 713525.0621 | 456789 | 0 | 0 | 0 | 0 | 1126560.2111 | 2033054.7785 | 0 | 0 | 0 | 0 | 0 | 0 | 0 | 0 | 0 | 0 | 0 | 0 | 0 | 0 | 0 | 0 | 259533.218 | 14366.478 | 0 | 0 | 0 | 0 | 0 | 0 | 0 | 0 | 0 | 0 | 0 | 0 | 0 | 0 | 0
2016-03-03 18:00 | 0 | 0 | 0 | 0 | 0 | 701718.6164 | 455812 | 0 | 0 | 0 | 0 | 1372466.8275 | 2033054.7785 | 0 | 0 | 0 | 0 | 0 | 0 | 0 | 0 | 0 | 0 | 0 | 0 | 0 | 0 | 0 | 0 | 245906.6164 | 0 | 0 | 0 | 0 | 0 | 0 | 0 | 0 | 0 | 0 | 0 | 0 | 0 | 0 | 0 | 0
2016-03-03 19:00 | 0 | 0 | 0 | 0 | 0 | 690072.4857 | 455296 | 0 | 0 | 0 | 0 | 1607243.3132 | 2033054.7785 | 0 | 0 | 0 | 0 | 0 | 0 | 0 | 0 | 0 | 0 | 0 | 0 | 0 | 0 | 0 | 0 | 234776.4857 | 0 | 0 | 0 | 0 | 0 | 0 | 0 | 0 | 0 | 0 | 0 | 0 | 0 | 0 | 0 | 0
2016-03-03 20:00 | 0 | 0 | 0 | 0 | 0 | 686284.9381 | 455980 | 0 | 0 | 0 | 0 | 1837548.2513 | 2033054.7785 | 0 | 0 | 0 | 0 | 0 | 0 | 0 | 0 | 0 | 0 | 0 | 0 | 0 | 0 | 0 | 0 | 230304.9381 | 0 | 0 | 0 | 0 | 0 | 0 | 0 | 0 | 0 | 0 | 0 | 0 | 0 | 0 | 0 | 0
2016-03-03 21:00 | 0 | 0 | 0 | 0 | 0 | 661154.3161 | 459774 | 0 | 0 | 0 | 0 | 2038928.5674 | 2033054.7785 | 0 | 0 | 0 | 0 | 0 | 0 | 0 | 0 | 0 | 0 | 0 | 0 | 0 | 0 | 0 | 0 | 201380.3161 | 0 | 0 | 0 | 0 | 0 | 0 | 0 | 0 | 0 | 0 | 0 | 0 | 0 | 0 | 0 | 0
2016-03-03 22:00 | 0 | 0 | 0 | 0 | 0 | 587515.0422 | 466502 | 0 | 0 | 0 | 0 | 2159941.6096 | 2033054.7785 | 0 | 0 | 0 | 0 | 0 | 0 | 0 | 0 | 0 | 0 | 0 | 0 | 0 | 0 | 0 | 0 | 121013.0422 | 0 | 0 | 0 | 0 | 0 | 0 | 0 | 0 | 0 | 0 | 0 | 0 | 0 | 0 | 0 | 0
2016-03-03 23:00 | 0 | 0 | 0 | 0 | 0 | 408379.4917 | 478087 | 0 | 0 | 0 | 0 | 2090234.1013 | 2033054.7785 | 0 | 0 | 0 | 0 | 0 | 0 | 0 | 0 | 0 | 0 | 0 | 0 | 0 | 0 | 0 | 0 | -69707.5083 | 0 | 0 | 0 | 0 | 0 | 0 | 0 | 0 | 0 | 0 | 0 | 0 | 0 | 0 | 0 | 0
2016-03-04 | 0 | 0 | 0 | 0 | 310622.8946 | 100508.0221 | 485246 | 0 | 0 | 0 | 0 | 2001752.54 | 2047421.2565 | 0 | 0 | 0 | 0 | 0 | 0 | 0 | 0 | 0 | 0 | 0 | 0 | 0 | 0 | 0 | 0 | -88481.5612 | 14366.478 | 0 | 0 | 0 | 0 | 0 | 0 | 0 | 0 | 0 | 0 | 0 | 0 | 0 | 0 | 0
2016-03-04 01:00 | 0 | 0 | 0 | 0 | 115159.951 | 334.7363 | 483854 | 0 | 0 | 0 | 0 | 1742219.3221 | 1938595.1618 | 0 | 0 | 0 | 0 | 0 | 0 | 0 | 0 | 0 | 0 | 0 | 0 | 0 | 0 | 0 | 0 | -259533.218 | 0 | 108826.0947 | 0 | 0 | 0 | 0 | 0 | 0 | 0 | 0 | 0 | 0 | 0 | 0 | 0 | 0
2016-03-04 02:00 | 0 | 0 | 0 | 0 | 213116.782 | 0 | 472650 | 0 | 0 | 0 | 0 | 1482686.1041 | 1938595.1618 | 0 | 0 | 0 | 0 | 0 | 0 | 0 | 0 | 0 | 0 | 0 | 0 | 0 | 0 | 0 | 0 | -259533.218 | 0 | 0 | 0 | 0 | 0 | 0 | 0 | 0 | 0 | 0 | 0 | 0 | 0 | 0 | 0 | 0
2016-03-04 03:00 | 0 | 0 | 0 | 0 | 494185.6628 | 0 | 453614 | 0 | 0 | 0 | 0 | 1523257.7669 | 1938595.1618 | 0 | 0 | 0 | 0 | 0 | 0 | 0 | 0 | 0 | 0 | 0 | 0 | 0 | 0 | 0 | 0 | 40571.6628 | 0 | 0 | 0 | 0 | 0 | 0 | 0 | 0 | 0 | 0 | 0 | 0 | 0 | 0 | 0 | 0
2016-03-04 04:00 | 0 | 0 | 0 | 0 | 169984.782 | 0 | 429518 | 0 | 0 | 0 | 0 | 1263724.549 | 1938595.1618 | 0 | 0 | 0 | 0 | 0 | 0 | 0 | 0 | 0 | 0 | 0 | 0 | 0 | 0 | 0 | 0 | -259533.218 | 0 | 0 | 0 | 0 | 0 | 0 | 0 | 0 | 0 | 0 | 0 | 0 | 0 | 0 | 0 | 0
2016-03-04 05:00 | 0 | 0 | 0 | 0 | 149563.782 | 0 | 409097 | 0 | 0 | 0 | 0 | 1004191.331 | 1938595.1618 | 0 | 0 | 0 | 0 | 0 | 0 | 0 | 0 | 0 | 0 | 0 | 0 | 0 | 0 | 0 | 0 | -259533.218 | 0 | 0 | 0 | 0 | 0 | 0 | 0 | 0 | 0 | 0 | 0 | 0 | 0 | 0 | 0 | 0
2016-03-04 06:00 | 0 | 0 | 0 | 0 | 522803.6163 | 0 | 395777 | 0 | 0 | 0 | 0 | 1131217.9472 | 1938595.1618 | 0 | 0 | 0 | 0 | 0 | 0 | 0 | 0 | 0 | 0 | 0 | 0 | 0 | 0 | 0 | 0 | 127026.6163 | 0 | 0 | 0 | 0 | 0 | 0 | 0 | 0 | 0 | 0 | 0 | 0 | 0 | 0 | 0 | 0
2016-03-04 07:00 | 0 | 0 | 0 | 0 | 127429.782 | 0 | 386963 | 0 | 0 | 0 | 0 | 871684.7293 | 1938595.1618 | 0 | 0 | 0 | 0 | 0 | 0 | 0 | 0 | 0 | 0 | 0 | 0 | 0 | 0 | 0 | 0 | -259533.218 | 0 | 0 | 0 | 0 | 0 | 0 | 0 | 0 | 0 | 0 | 0 | 0 | 0 | 0 | 0 | 0
2016-03-04 08:00 | 0 | 0 | 0 | 0 | 122912.782 | 0 | 382446 | 0 | 0 | 0 | 0 | 612151.5113 | 1938595.1618 | 0 | 0 | 0 | 0 | 0 | 0 | 0 | 0 | 0 | 0 | 0 | 0 | 0 | 0 | 0 | 0 | -259533.218 | 0 | 0 | 0 | 0 | 0 | 0 | 0 | 0 | 0 | 0 | 0 | 0 | 0 | 0 | 0 | 0
2016-03-04 09:00 | 0 | 0 | 0 | 0 | 572477.2765 | 0 | 383930 | 0 | 0 | 0 | 0 | 800698.7878 | 1938595.1618 | 0 | 0 | 0 | 0 | 0 | 0 | 0 | 0 | 0 | 0 | 0 | 0 | 0 | 0 | 0 | 0 | 188547.2765 | 0 | 0 | 0 | 0 | 0 | 0 | 0 | 0 | 0 | 0 | 0 | 0 | 0 | 0 | 0 | 0
2016-03-04 10:00 | 0 | 0 | 0 | 0 | 136844.782 | 0 | 396378 | 0 | 0 | 0 | 0 | 541165.5698 | 1938595.1618 | 0 | 0 | 0 | 0 | 0 | 0 | 0 | 0 | 0 | 0 | 0 | 0 | 0 | 0 | 0 | 0 | -259533.218 | 0 | 0 | 0 | 0 | 0 | 0 | 0 | 0 | 0 | 0 | 0 | 0 | 0 | 0 | 0 | 0
2016-03-04 11:00 | 0 | 0 | 0 | 0 | 166661.782 | 0 | 426195 | 0 | 0 | 0 | 0 | 281632.3519 | 1938595.1618 | 0 | 0 | 0 | 0 | 0 | 0 | 0 | 0 | 0 | 0 | 0 | 0 | 0 | 0 | 0 | 0 | -259533.218 | 0 | 0 | 0 | 0 | 0 | 0 | 0 | 0 | 0 | 0 | 0 | 0 | 0 | 0 | 0 | 0
2016-03-04 12:00 | 0 | 0 | 0 | 0 | 578707.0305 | 0 | 452772 | 0 | 0 | 0 | 0 | 407567.3824 | 1938595.1618 | 0 | 0 | 0 | 0 | 0 | 0 | 0 | 0 | 0 | 0 | 0 | 0 | 0 | 0 | 0 | 0 | 125935.0305 | 0 | 0 | 0 | 0 | 0 | 0 | 0 | 0 | 0 | 0 | 0 | 0 | 0 | 0 | 0 | 0
2016-03-04 13:00 | 0 | 0 | 0 | 0 | 185079.0397 | 18524.7424 | 463137 | 0 | 0 | 0 | 0 | 148034.1644 | 1938595.1618 | 0 | 0 | 0 | 0 | 0 | 0 | 0 | 0 | 0 | 0 | 0 | 0 | 0 | 0 | 0 | 0 | -259533.218 | 0 | 0 | 0 | 0 | 0 | 0 | 0 | 0 | 0 | 0 | 0 | 0 | 0 | 0 | 0 | 0
2016-03-04 14:00 | 0 | 0 | 0 | 0 | 363310.0187 | 269589.9901 | 466733 | 0 | 0 | 0 | 0 | 314201.1732 | 1938595.1618 | 0 | 0 | 0 | 0 | 0 | 0 | 0 | 0 | 0 | 0 | 0 | 0 | 0 | 0 | 0 | 0 | 166167.0088 | 0 | 0 | 0 | 0 | 0 | 0 | 0 | 0 | 0 | 0 | 0 | 0 | 0 | 0 | 0 | 0
2016-03-04 15:00 | 0 | 0 | 0 | 0 | 109865.0485 | 616745.1695 | 467077 | 0 | 0 | 0 | 0 | 573734.3912 | 1938595.1618 | 0 | 0 | 0 | 0 | 0 | 0 | 0 | 0 | 0 | 0 | 0 | 0 | 0 | 0 | 0 | 0 | 259533.218 | 0 | 0 | 0 | 0 | 0 | 0 | 0 | 0 | 0 | 0 | 0 | 0 | 0 | 0 | 0 | 0
2016-03-04 16:00 | 0 | 0 | 0 | 0 | 50863.6074 | 710835.3781 | 464285 | 0 | 0 | 0 | 0 | 833267.6092 | 1952961.6397 | 0 | 0 | 0 | 0 | 0 | 0 | 23514.2896 | 0 | 0 | 0 | 0 | 0 | 0 | 0 | 0 | 0 | 259533.218 | 14366.478 | 0 | 0 | 0 | 0 | 0 | 0 | 0 | 0 | 23514.2896 | 0 | 0 | 0 | 0 | 0 | 0
2016-03-04 17:00 | 0 | 0 | 0 | 0 | 0 | 715937.8946 | 456607 | 0 | 0 | 0 | 0 | 1092800.8271 | 1952961.6397 | 0 | 0 | 0 | 0 | 0 | 0 | 23311.9662 | 0 | 0 | 0 | 0 | 0 | 0 | 0 | 0 | 0 | 259533.218 | 0 | 0 | 0 | 0 | 0 | 0 | 0 | 0 | 0 | -202.3234 | 0 | 0 | 0 | 0 | 0 | 0
2016-03-04 18:00 | 0 | 0 | 0 | 0 | 0 | 702928.2448 | 452165 | 0 | 0 | 0 | 0 | 1343361.7485 | 1952961.6397 | 0 | 0 | 0 | 0 | 0 | 0 | 23514.2896 | 0 | 0 | 0 | 0 | 0 | 0 | 0 | 0 | 0 | 250560.9214 | 0 | 0 | 0 | 0 | 0 | 0 | 0 | 0 | 0 | 202.3234 | 0 | 0 | 0 | 0 | 0 | 0
2016-03-04 19:00 | 0 | 0 | 0 | 0 | 0 | 691131.1824 | 448207 | 0 | 0 | 0 | 0 | 1595433.7425 | 1967328.1177 | 0 | 0 | 0 | 0 | 0 | 0 | 0 | 0 | 0 | 0 | 0 | 0 | 0 | 0 | 0 | 0 | 252071.994 | 14366.478 | 0 | 0 | 0 | 0 | 0 | 0 | 0 | 0 | -23514.2896 | 0 | 0 | 0 | 0 | 0 | 0
2016-03-04 20:00 | 0 | 0 | 0 | 0 | 14122.9829 | 690382.2351 | 444972 | 0 | 0 | 0 | 0 | 1854966.9605 | 1967328.1177 | 0 | 0 | 0 | 0 | 0 | 0 | 0 | 0 | 0 | 0 | 0 | 0 | 0 | 0 | 0 | 0 | 259533.218 | 0 | 0 | 0 | 0 | 0 | 0 | 0 | 0 | 0 | 0 | 0 | 0 | 0 | 0 | 0 | 0
2016-03-04 21:00 | 0 | 0 | 0 | 0 | 0 | 682515.9334 | 444497 | 0 | 0 | 0 | 0 | 2092985.8939 | 1967328.1177 | 0 | 0 | 0 | 0 | 0 | 0 | 0 | 0 | 0 | 0 | 0 | 0 | 0 | 0 | 0 | 0 | 238018.9334 | 0 | 0 | 0 | 0 | 0 | 0 | 0 | 0 | 0 | 0 | 0 | 0 | 0 | 0 | 0 | 0
2016-03-04 22:00 | 0 | 0 | 0 | 0 | 0 | 629277.9838 | 447234 | 0 | 0 | 0 | 0 | 2260663.3998 | 1981694.5957 | 0 | 0 | 0 | 0 | 0 | 0 | 0 | 0 | 0 | 0 | 0 | 0 | 0 | 0 | 0 | 0 | 167677.5058 | 14366.478 | 0 | 0 | 0 | 0 | 0 | 0 | 0 | 0 | 0 | 0 | 0 | 0 | 0 | 0 | 0
2016-03-04 23:00 | 0 | 0 | 0 | 0 | 0 | 452800.2268 | 454889 | 0 | 0 | 0 | 0 | 2258574.6266 | 1981694.5957 | 0 | 0 | 0 | 0 | 0 | 0 | 0 | 0 | 0 | 0 | 0 | 0 | 0 | 0 | 0 | 0 | -2088.7732 | 0 | 0 | 0 | 0 | 0 | 0 | 0 | 0 | 0 | 0 | 0 | 0 | 0 | 0 | 0 | 0
2016-03-05 | 0 | 0 | 0 | 0 | 99912.0738 | 103099.7082 | 462545 | 0 | 0 | 0 | 0 | 1999041.4086 | 1981694.5957 | 0 | 0 | 0 | 0 | 0 | 0 | 0 | 0 | 0 | 0 | 0 | 0 | 0 | 0 | 0 | 0 | -259533.218 | 0 | 0 | 0 | 0 | 0 | 0 | 0 | 0 | 0 | 0 | 0 | 0 | 0 | 0 | 0 | 0
2016-03-05 01:00 | 0 | 0 | 0 | 0 | 544507.7163 | 331.357 | 459738 | 0 | 0 | 0 | 0 | 2084142.4819 | 1981694.5957 | 0 | 0 | 0 | 0 | 0 | 0 | 0 | 0 | 0 | 0 | 0 | 0 | 0 | 0 | 0 | 0 | 85101.0733 | 0 | 0 | 0 | 0 | 0 | 0 | 0 | 0 | 0 | 0 | 0 | 0 | 0 | 0 | 0 | 0
2016-03-05 02:00 | 0 | 0 | 0 | 0 | 194514.782 | 0 | 454048 | 0 | 0 | 0 | 0 | 1824609.2639 | 1981694.5957 | 0 | 0 | 0 | 0 | 0 | 0 | 0 | 0 | 0 | 0 | 0 | 0 | 0 | 0 | 0 | 0 | -259533.218 | 0 | 0 | 0 | 0 | 0 | 0 | 0 | 0 | 0 | 0 | 0 | 0 | 0 | 0 | 0 | 0
2016-03-05 03:00 | 0 | 0 | 0 | 0 | 180451.782 | 0 | 439985 | 0 | 0 | 0 | 0 | 1565076.046 | 1981694.5957 | 0 | 0 | 0 | 0 | 0 | 0 | 0 | 0 | 0 | 0 | 0 | 0 | 0 | 0 | 0 | 0 | -259533.218 | 0 | 0 | 0 | 0 | 0 | 0 | 0 | 0 | 0 | 0 | 0 | 0 | 0 | 0 | 0 | 0
2016-03-05 04:00 | 0 | 0 | 0 | 0 | 518237.0268 | 0 | 419916 | 0 | 0 | 0 | 0 | 1663397.0728 | 1981694.5957 | 0 | 0 | 0 | 0 | 0 | 0 | 0 | 0 | 0 | 0 | 0 | 0 | 0 | 0 | 0 | 0 | 98321.0268 | 0 | 0 | 0 | 0 | 0 | 0 | 0 | 0 | 0 | 0 | 0 | 0 | 0 | 0 | 0 | 0
2016-03-05 05:00 | 0 | 0 | 0 | 0 | 142774.782 | 0 | 402308 | 0 | 0 | 0 | 0 | 1403863.8548 | 1981694.5957 | 0 | 0 | 0 | 0 | 0 | 0 | 0 | 0 | 0 | 0 | 0 | 0 | 0 | 0 | 0 | 0 | -259533.218 | 0 | 0 | 0 | 0 | 0 | 0 | 0 | 0 | 0 | 0 | 0 | 0 | 0 | 0 | 0 | 0
2016-03-05 06:00 | 0 | 0 | 0 | 0 | 130255.782 | 0 | 389789 | 0 | 0 | 0 | 0 | 1144330.6369 | 1981694.5957 | 0 | 0 | 0 | 0 | 0 | 0 | 0 | 0 | 0 | 0 | 0 | 0 | 0 | 0 | 0 | 0 | -259533.218 | 0 | 0 | 0 | 0 | 0 | 0 | 0 | 0 | 0 | 0 | 0 | 0 | 0 | 0 | 0 | 0
2016-03-05 07:00 | 0 | 0 | 0 | 0 | 495998.9544 | 0 | 381883 | 0 | 0 | 0 | 0 | 1258446.5913 | 1981694.5957 | 0 | 0 | 0 | 0 | 0 | 0 | 0 | 0 | 0 | 0 | 0 | 0 | 0 | 0 | 0 | 0 | 114115.9544 | 0 | 0 | 0 | 0 | 0 | 0 | 0 | 0 | 0 | 0 | 0 | 0 | 0 | 0 | 0 | 0
2016-03-05 08:00 | 0 | 0 | 0 | 0 | 118827.782 | 0 | 378361 | 0 | 0 | 0 | 0 | 998913.3733 | 1981694.5957 | 0 | 0 | 0 | 0 | 0 | 0 | 0 | 0 | 0 | 0 | 0 | 0 | 0 | 0 | 0 | 0 | -259533.218 | 0 | 0 | 0 | 0 | 0 | 0 | 0 | 0 | 0 | 0 | 0 | 0 | 0 | 0 | 0 | 0
2016-03-05 09:00 | 0 | 0 | 0 | 0 | 119270.782 | 0 | 378804 | 0 | 0 | 0 | 0 | 739380.1553 | 1981694.5957 | 0 | 0 | 0 | 0 | 0 | 0 | 0 | 0 | 0 | 0 | 0 | 0 | 0 | 0 | 0 | 0 | -259533.218 | 0 | 0 | 0 | 0 | 0 | 0 | 0 | 0 | 0 | 0 | 0 | 0 | 0 | 0 | 0 | 0
2016-03-05 10:00 | 0 | 0 | 0 | 0 | 494957.8363 | 0 | 383622 | 0 | 0 | 0 | 0 | 850715.9917 | 1981694.5957 | 0 | 0 | 0 | 0 | 0 | 0 | 0 | 0 | 0 | 0 | 0 | 0 | 0 | 0 | 0 | 0 | 111335.8363 | 0 | 0 | 0 | 0 | 0 | 0 | 0 | 0 | 0 | 0 | 0 | 0 | 0 | 0 | 0 | 0
2016-03-05 11:00 | 0 | 0 | 0 | 0 | 135199.782 | 0 | 394733 | 0 | 0 | 0 | 0 | 591182.7737 | 1981694.5957 | 0 | 0 | 0 | 0 | 0 | 0 | 0 | 0 | 0 | 0 | 0 | 0 | 0 | 0 | 0 | 0 | -259533.218 | 0 | 0 | 0 | 0 | 0 | 0 | 0 | 0 | 0 | 0 | 0 | 0 | 0 | 0 | 0 | 0
2016-03-05 12:00 | 0 | 0 | 0 | 0 | 148233.782 | 0 | 407767 | 0 | 0 | 0 | 0 | 331649.5557 | 1981694.5957 | 0 | 0 | 0 | 0 | 0 | 0 | 0 | 0 | 0 | 0 | 0 | 0 | 0 | 0 | 0 | 0 | -259533.218 | 0 | 0 | 0 | 0 | 0 | 0 | 0 | 0 | 0 | 0 | 0 | 0 | 0 | 0 | 0 | 0
2016-03-05 13:00 | 0 | 0 | 0 | 0 | 419731.4598 | 22322.3876 | 417596 | 0 | 0 | 0 | 0 | 356107.4031 | 1981694.5957 | 0 | 0 | 0 | 0 | 0 | 0 | 0 | 0 | 0 | 0 | 0 | 0 | 0 | 0 | 0 | 0 | 24457.8474 | 0 | 0 | 0 | 0 | 0 | 0 | 0 | 0 | 0 | 0 | 0 | 0 | 0 | 0 | 0 | 0
2016-03-05 14:00 | 0 | 0 | 0 | 0 | 0 | 250392.4869 | 421215 | 0 | 0 | 0 | 0 | 185284.89 | 1981694.5957 | 0 | 0 | 0 | 0 | 0 | 0 | 0 | 0 | 0 | 0 | 0 | 0 | 0 | 0 | 0 | 0 | -170822.5131 | 0 | 0 | 0 | 0 | 0 | 0 | 0 | 0 | 0 | 0 | 0 | 0 | 0 | 0 | 0 | 0
2016-03-05 15:00 | 0 | 0 | 0 | 0 | 198395.1185 | 478380.5563 | 420620 | 0 | 0 | 0 | 0 | 444818.108 | 1978317.0526 | 0 | 0 | 0 | 0 | 0 | 0 | 0 | 0 | 0 | 0 | 0 | 0 | 0 | 0 | 0 | 0 | 259533.218 | 0 | 3377.5431 | 0 | 0 | 0 | 0 | 0 | 0 | 0 | 0 | 0 | 0 | 0 | 0 | 0 | 0
2016-03-05 16:00 | 0 | 0 | 0 | 0 | 74544.2523 | 601109.9656 | 416121 | 0 | 0 | 0 | 0 | 704351.326 | 1978317.0526 | 0 | 0 | 0 | 0 | 0 | 0 | 0 | 0 | 0 | 0 | 0 | 0 | 0 | 0 | 0 | 0 | 259533.218 | 0 | 0 | 0 | 0 | 0 | 0 | 0 | 0 | 0 | 0 | 0 | 0 | 0 | 0 | 0 | 0
2016-03-05 17:00 | 0 | 0 | 0 | 0 | 0 | 645150.1642 | 411893 | 0 | 0 | 0 | 0 | 937608.4902 | 1978317.0526 | 0 | 0 | 0 | 0 | 0 | 0 | 0 | 0 | 0 | 0 | 0 | 0 | 0 | 0 | 0 | 0 | 233257.1642 | 0 | 0 | 0 | 0 | 0 | 0 | 0 | 0 | 0 | 0 | 0 | 0 | 0 | 0 | 0 | 0
2016-03-05 18:00 | 0 | 0 | 0 | 0 | 0 | 640297.0039 | 407135 | 0 | 0 | 0 | 0 | 1170770.4941 | 1978317.0526 | 0 | 0 | 0 | 0 | 0 | 0 | 0 | 0 | 0 | 0 | 0 | 0 | 0 | 0 | 0 | 0 | 233162.0039 | 0 | 0 | 0 | 0 | 0 | 0 | 0 | 0 | 0 | 0 | 0 | 0 | 0 | 0 | 0 | 0
2016-03-05 19:00 | 0 | 0 | 0 | 0 | 0 | 631321.0606 | 404596 | 0 | 0 | 0 | 0 | 1397495.5547 | 1978317.0526 | 0 | 0 | 0 | 0 | 0 | 0 | 0 | 0 | 0 | 0 | 0 | 0 | 0 | 0 | 0 | 0 | 226725.0606 | 0 | 0 | 0 | 0 | 0 | 0 | 0 | 0 | 0 | 0 | 0 | 0 | 0 | 0 | 0 | 0
2016-03-05 20:00 | 0 | 0 | 0 | 0 | 40122.6111 | 622154.6068 | 402744 | 0 | 0 | 0 | 0 | 1657028.7727 | 1978317.0526 | 0 | 0 | 0 | 0 | 0 | 0 | 0 | 0 | 0 | 0 | 0 | 0 | 0 | 0 | 0 | 0 | 259533.218 | 0 | 0 | 0 | 0 | 0 | 0 | 0 | 0 | 0 | 0 | 0 | 0 | 0 | 0 | 0 | 0
2016-03-05 21:00 | 0 | 0 | 0 | 0 | 0 | 588764.9555 | 403627 | 0 | 0 | 0 | 0 | 1842166.7282 | 1978317.0526 | 0 | 0 | 0 | 0 | 0 | 0 | 0 | 0 | 0 | 0 | 0 | 0 | 0 | 0 | 0 | 0 | 185137.9555 | 0 | 0 | 0 | 0 | 0 | 0 | 0 | 0 | 0 | 0 | 0 | 0 | 0 | 0 | 0 | 0
2016-03-05 22:00 | 0 | 0 | 0 | 0 | 0 | 511124.4391 | 407156 | 0 | 0 | 0 | 0 | 2026002.3942 | 1898449.8257 | 0 | 0 | 0 | 0 | 0 | 0 | 0 | 0 | 0 | 0 | 0 | 0 | 0 | 0 | 0 | 0 | 183835.666 | 14366.478 | 94233.7049 | 0 | 0 | 0 | 0 | 0 | 0 | 0 | 0 | 0 | 0 | 0 | 0 | 0 | 0
2016-03-05 23:00 | 0 | 0 | 0 | 0 | 0 | 358623.2548 | 417186 | 0 | 0 | 0 | 0 | 2076265.7437 | 1789623.731 | 0 | 0 | 0 | 0 | 0 | 0 | 0 | 0 | 0 | 0 | 0 | 0 | 0 | 0 | 0 | 0 | 50263.3495 | 0 | 108826.0947 | 0 | 0 | 0 | 0 | 0 | 0 | 0 | 0 | 0 | 0 | 0 | 0 | 0 | 0
2016-03-06 | 0 | 0 | 0 | 0 | 55493.8667 | 111953.9153 | 426981 | 0 | 0 | 0 | 0 | 1816732.5258 | 1789623.731 | 0 | 0 | 0 | 0 | 0 | 0 | 0 | 0 | 0 | 0 | 0 | 0 | 0 | 0 | 0 | 0 | -259533.218 | 0 | 0 | 0 | 0 | 0 | 0 | 0 | 0 | 0 | 0 | 0 | 0 | 0 | 0 | 0 | 0
2016-03-06 01:00 | 0 | 0 | 0 | 0 | 168571.1682 | 453.6139 | 428558 | 0 | 0 | 0 | 0 | 1557199.3078 | 1789623.731 | 0 | 0 | 0 | 0 | 0 | 0 | 0 | 0 | 0 | 0 | 0 | 0 | 0 | 0 | 0 | 0 | -259533.218 | 0 | 0 | 0 | 0 | 0 | 0 | 0 | 0 | 0 | 0 | 0 | 0 | 0 | 0 | 0 | 0
2016-03-06 02:00 | 0 | 0 | 0 | 0 | 682990.218 | 0 | 423457 | 0 | 0 | 0 | 0 | 1816732.5258 | 1789623.731 | 0 | 0 | 0 | 0 | 0 | 0 | 0 | 0 | 0 | 0 | 0 | 0 | 0 | 0 | 0 | 0 | 259533.218 | 0 | 0 | 0 | 0 | 0 | 0 | 0 | 0 | 0 | 0 | 0 | 0 | 0 | 0 | 0 | 0
2016-03-06 03:00 | 0 | 0 | 0 | 0 | 152013.782 | 0 | 411547 | 0 | 0 | 0 | 0 | 1557199.3078 | 1789623.731 | 0 | 0 | 0 | 0 | 0 | 0 | 0 | 0 | 0 | 0 | 0 | 0 | 0 | 0 | 0 | 0 | -259533.218 | 0 | 0 | 0 | 0 | 0 | 0 | 0 | 0 | 0 | 0 | 0 | 0 | 0 | 0 | 0 | 0
2016-03-06 04:00 | 0 | 0 | 0 | 0 | 135313.782 | 0 | 394847 | 0 | 0 | 0 | 0 | 1297666.0898 | 1789623.731 | 0 | 0 | 0 | 0 | 0 | 0 | 0 | 0 | 0 | 0 | 0 | 0 | 0 | 0 | 0 | 0 | -259533.218 | 0 | 0 | 0 | 0 | 0 | 0 | 0 | 0 | 0 | 0 | 0 | 0 | 0 | 0 | 0 | 0
2016-03-06 05:00 | 0 | 0 | 0 | 0 | 118803.782 | 0 | 378337 | 0 | 0 | 0 | 0 | 1038132.8719 | 1789623.731 | 0 | 0 | 0 | 0 | 0 | 0 | 0 | 0 | 0 | 0 | 0 | 0 | 0 | 0 | 0 | 0 | -259533.218 | 0 | 0 | 0 | 0 | 0 | 0 | 0 | 0 | 0 | 0 | 0 | 0 | 0 | 0 | 0 | 0
2016-03-06 06:00 | 0 | 0 | 0 | 0 | 626337.218 | 0 | 366804 | 0 | 0 | 0 | 0 | 1297666.0898 | 1789623.731 | 0 | 0 | 0 | 0 | 0 | 0 | 0 | 0 | 0 | 0 | 0 | 0 | 0 | 0 | 0 | 0 | 259533.218 | 0 | 0 | 0 | 0 | 0 | 0 | 0 | 0 | 0 | 0 | 0 | 0 | 0 | 0 | 0 | 0
2016-03-06 07:00 | 0 | 0 | 0 | 0 | 100639.782 | 0 | 360173 | 0 | 0 | 0 | 0 | 1038132.8719 | 1789623.731 | 0 | 0 | 0 | 0 | 0 | 0 | 0 | 0 | 0 | 0 | 0 | 0 | 0 | 0 | 0 | 0 | -259533.218 | 0 | 0 | 0 | 0 | 0 | 0 | 0 | 0 | 0 | 0 | 0 | 0 | 0 | 0 | 0 | 0
2016-03-06 08:00 | 0 | 0 | 0 | 0 | 96877.782 | 0 | 356411 | 0 | 0 | 0 | 0 | 778599.6539 | 1789623.731 | 0 | 0 | 0 | 0 | 0 | 0 | 0 | 0 | 0 | 0 | 0 | 0 | 0 | 0 | 0 | 0 | -259533.218 | 0 | 0 | 0 | 0 | 0 | 0 | 0 | 0 | 0 | 0 | 0 | 0 | 0 | 0 | 0 | 0
2016-03-06 09:00 | 0 | 0 | 0 | 0 | 96881.782 | 0 | 356415 | 0 | 0 | 0 | 0 | 519066.4359 | 1789623.731 | 0 | 0 | 0 | 0 | 0 | 0 | 0 | 0 | 0 | 0 | 0 | 0 | 0 | 0 | 0 | 0 | -259533.218 | 0 | 0 | 0 | 0 | 0 | 0 | 0 | 0 | 0 | 0 | 0 | 0 | 0 | 0 | 0 | 0
2016-03-06 10:00 | 0 | 0 | 0 | 0 | 618581.218 | 0 | 359048 | 0 | 0 | 0 | 0 | 778599.6539 | 1789623.731 | 0 | 0 | 0 | 0 | 0 | 0 | 0 | 0 | 0 | 0 | 0 | 0 | 0 | 0 | 0 | 0 | 259533.218 | 0 | 0 | 0 | 0 | 0 | 0 | 0 | 0 | 0 | 0 | 0 | 0 | 0 | 0 | 0 | 0
2016-03-06 11:00 | 0 | 0 | 0 | 0 | 107112.782 | 0 | 366646 | 0 | 0 | 0 | 0 | 519066.4359 | 1789623.731 | 0 | 0 | 0 | 0 | 0 | 0 | 0 | 0 | 0 | 0 | 0 | 0 | 0 | 0 | 0 | 0 | -259533.218 | 0 | 0 | 0 | 0 | 0 | 0 | 0 | 0 | 0 | 0 | 0 | 0 | 0 | 0 | 0 | 0
2016-03-06 12:00 | 0 | 0 | 0 | 0 | 118066.782 | 0 | 377600 | 0 | 0 | 0 | 0 | 259533.218 | 1789623.731 | 0 | 0 | 0 | 0 | 0 | 0 | 0 | 0 | 0 | 0 | 0 | 0 | 0 | 0 | 0 | 0 | -259533.218 | 0 | 0 | 0 | 0 | 0 | 0 | 0 | 0 | 0 | 0 | 0 | 0 | 0 | 0 | 0 | 0
2016-03-06 13:00 | 0 | 0 | 0 | 0 | 115078.0528 | 13007.7292 | 387619 | 0 | 0 | 0 | 0 | 0 | 1789623.731 | 0 | 0 | 0 | 0 | 0 | 0 | 0 | 0 | 0 | 0 | 0 | 0 | 0 | 0 | 0 | 0 | -259533.218 | 0 | 0 | 0 | 0 | 0 | 0 | 0 | 0 | 0 | 0 | 0 | 0 | 0 | 0 | 0 | 0
2016-03-06 14:00 | 0 | 0 | 0 | 0 | 313667.8127 | 230875.3105 | 393836 | 0 | 0 | 0 | 0 | 259533.218 | 1680797.6362 | 0 | 0 | 0 | 0 | 0 | 0 | 0 | 0 | 0 | 0 | 0 | 0 | 0 | 0 | 0 | 0 | 259533.218 | 0 | 108826.0947 | 0 | 0 | 0 | 0 | 0 | 0 | 0 | 0 | 0 | 0 | 0 | 0 | 0 | 0
2016-03-06 15:00 | 0 | 0 | 0 | 0 | 204491.3855 | 463459.3105 | 394051 | 0 | 0 | 0 | 0 | 519066.4359 | 1695164.1142 | 0 | 0 | 0 | 0 | 0 | 0 | 0 | 0 | 0 | 0 | 0 | 0 | 0 | 0 | 0 | 0 | 259533.218 | 14366.478 | 0 | 0 | 0 | 0 | 0 | 0 | 0 | 0 | 0 | 0 | 0 | 0 | 0 | 0 | 0
2016-03-06 16:00 | 0 | 0 | 0 | 0 | 74507.0959 | 576553.122 | 391527 | 0 | 0 | 0 | 0 | 778599.6539 | 1695164.1142 | 0 | 0 | 0 | 0 | 0 | 0 | 0 | 0 | 0 | 0 | 0 | 0 | 0 | 0 | 0 | 0 | 259533.218 | 0 | 0 | 0 | 0 | 0 | 0 | 0 | 0 | 0 | 0 | 0 | 0 | 0 | 0 | 0 | 0
2016-03-06 17:00 | 0 | 0 | 0 | 0 | 0 | 620258.3969 | 389677 | 0 | 0 | 0 | 0 | 1009181.0508 | 1695164.1142 | 0 | 0 | 0 | 0 | 0 | 0 | 0 | 0 | 0 | 0 | 0 | 0 | 0 | 0 | 0 | 0 | 230581.3969 | 0 | 0 | 0 | 0 | 0 | 0 | 0 | 0 | 0 | 0 | 0 | 0 | 0 | 0 | 0 | 0
2016-03-06 18:00 | 0 | 0 | 0 | 0 | 0 | 616888.947 | 387230 | 0 | 0 | 0 | 0 | 1238839.9978 | 1695164.1142 | 0 | 0 | 0 | 0 | 0 | 0 | 0 | 0 | 0 | 0 | 0 | 0 | 0 | 0 | 0 | 0 | 229658.947 | 0 | 0 | 0 | 0 | 0 | 0 | 0 | 0 | 0 | 0 | 0 | 0 | 0 | 0 | 0 | 0
2016-03-06 19:00 | 0 | 0 | 0 | 0 | 37984.2697 | 606713.9482 | 385165 | 0 | 0 | 0 | 0 | 1498373.2157 | 1695164.1142 | 0 | 0 | 0 | 0 | 0 | 0 | 0 | 0 | 0 | 0 | 0 | 0 | 0 | 0 | 0 | 0 | 259533.218 | 0 | 0 | 0 | 0 | 0 | 0 | 0 | 0 | 0 | 0 | 0 | 0 | 0 | 0 | 0 | 0
2016-03-06 20:00 | 0 | 0 | 0 | 0 | 0 | 598525.1935 | 383511 | 0 | 0 | 0 | 0 | 1713387.4093 | 1695164.1142 | 0 | 0 | 0 | 0 | 0 | 0 | 0 | 0 | 0 | 0 | 0 | 0 | 0 | 0 | 0 | 0 | 215014.1935 | 0 | 0 | 0 | 0 | 0 | 0 | 0 | 0 | 0 | 0 | 0 | 0 | 0 | 0 | 0 | 0
2016-03-06 21:00 | 0 | 0 | 0 | 0 | 0 | 575665.9436 | 386144 | 0 | 0 | 0 | 0 | 1888542.8749 | 1709530.5922 | 0 | 0 | 0 | 0 | 0 | 0 | 0 | 0 | 0 | 0 | 0 | 0 | 0 | 0 | 0 | 0 | 175155.4656 | 14366.478 | 0 | 0 | 0 | 0 | 0 | 0 | 0 | 0 | 0 | 0 | 0 | 0 | 0 | 0 | 0
2016-03-06 22:00 | 0 | 0 | 0 | 0 | 0 | 519459.5575 | 392608 | 0 | 0 | 0 | 0 | 2015394.4325 | 1709530.5922 | 0 | 0 | 0 | 0 | 0 | 0 | 0 | 0 | 0 | 0 | 0 | 0 | 0 | 0 | 0 | 0 | 126851.5575 | 0 | 0 | 0 | 0 | 0 | 0 | 0 | 0 | 0 | 0 | 0 | 0 | 0 | 0 | 0 | 0
2016-03-06 23:00 | 0 | 0 | 0 | 0 | 0 | 398887.015 | 408579 | 0 | 0 | 0 | 0 | 2005702.4474 | 1709530.5922 | 0 | 0 | 0 | 0 | 0 | 0 | 0 | 0 | 0 | 0 | 0 | 0 | 0 | 0 | 0 | 0 | -9691.985 | 0 | 0 | 0 | 0 | 0 | 0 | 0 | 0 | 0 | 0 | 0 | 0 | 0 | 0 | 0 | 0
2016-03-07 | 0 | 0 | 0 | 0 | 0 | 170436.2921 | 426425 | 0 | 0 | 0 | 0 | 1749713.7396 | 1709530.5922 | 0 | 0 | 0 | 0 | 0 | 0 | 0 | 0 | 0 | 0 | 0 | 0 | 0 | 0 | 0 | 0 | -255988.7079 | 0 | 0 | 0 | 0 | 0 | 0 | 0 | 0 | 0 | 0 | 0 | 0 | 0 | 0 | 0 | 0
2016-03-07 01:00 | 0 | 0 | 0 | 0 | 171037.3456 | 1078.4365 | 431649 | 0 | 0 | 0 | 0 | 1490180.5216 | 1709530.5922 | 0 | 0 | 0 | 0 | 0 | 0 | 0 | 0 | 0 | 0 | 0 | 0 | 0 | 0 | 0 | 0 | -259533.218 | 0 | 0 | 0 | 0 | 0 | 0 | 0 | 0 | 0 | 0 | 0 | 0 | 0 | 0 | 0 | 0
2016-03-07 02:00 | 0 | 0 | 0 | 0 | 683968.218 | 0 | 424435 | 0 | 0 | 0 | 0 | 1749713.7396 | 1709530.5922 | 0 | 0 | 0 | 0 | 0 | 0 | 0 | 0 | 0 | 0 | 0 | 0 | 0 | 0 | 0 | 0 | 259533.218 | 0 | 0 | 0 | 0 | 0 | 0 | 0 | 0 | 0 | 0 | 0 | 0 | 0 | 0 | 0 | 0
2016-03-07 03:00 | 0 | 0 | 0 | 0 | 151154.782 | 0 | 410688 | 0 | 0 | 0 | 0 | 1490180.5216 | 1709530.5922 | 0 | 0 | 0 | 0 | 0 | 0 | 0 | 0 | 0 | 0 | 0 | 0 | 0 | 0 | 0 | 0 | -259533.218 | 0 | 0 | 0 | 0 | 0 | 0 | 0 | 0 | 0 | 0 | 0 | 0 | 0 | 0 | 0 | 0
2016-03-07 04:00 | 0 | 0 | 0 | 0 | 132197.782 | 0 | 391731 | 0 | 0 | 0 | 0 | 1230647.3036 | 1709530.5922 | 0 | 0 | 0 | 0 | 0 | 0 | 0 | 0 | 0 | 0 | 0 | 0 | 0 | 0 | 0 | 0 | -259533.218 | 0 | 0 | 0 | 0 | 0 | 0 | 0 | 0 | 0 | 0 | 0 | 0 | 0 | 0 | 0 | 0
2016-03-07 05:00 | 0 | 0 | 0 | 0 | 116814.782 | 0 | 376348 | 0 | 0 | 0 | 0 | 971114.0857 | 1709530.5922 | 0 | 0 | 0 | 0 | 0 | 0 | 0 | 0 | 0 | 0 | 0 | 0 | 0 | 0 | 0 | 0 | -259533.218 | 0 | 0 | 0 | 0 | 0 | 0 | 0 | 0 | 0 | 0 | 0 | 0 | 0 | 0 | 0 | 0
2016-03-07 06:00 | 0 | 0 | 0 | 0 | 625693.218 | 0 | 366160 | 0 | 0 | 0 | 0 | 1230647.3036 | 1709530.5922 | 0 | 0 | 0 | 0 | 0 | 0 | 0 | 0 | 0 | 0 | 0 | 0 | 0 | 0 | 0 | 0 | 259533.218 | 0 | 0 | 0 | 0 | 0 | 0 | 0 | 0 | 0 | 0 | 0 | 0 | 0 | 0 | 0 | 0
2016-03-07 07:00 | 0 | 0 | 0 | 0 | 100405.782 | 0 | 359939 | 0 | 0 | 0 | 0 | 971114.0857 | 1709530.5922 | 0 | 0 | 0 | 0 | 0 | 0 | 0 | 0 | 0 | 0 | 0 | 0 | 0 | 0 | 0 | 0 | -259533.218 | 0 | 0 | 0 | 0 | 0 | 0 | 0 | 0 | 0 | 0 | 0 | 0 | 0 | 0 | 0 | 0
2016-03-07 08:00 | 0 | 0 | 0 | 0 | 98426.782 | 0 | 357960 | 0 | 0 | 0 | 0 | 711580.8677 | 1709530.5922 | 0 | 0 | 0 | 0 | 0 | 0 | 0 | 0 | 0 | 0 | 0 | 0 | 0 | 0 | 0 | 0 | -259533.218 | 0 | 0 | 0 | 0 | 0 | 0 | 0 | 0 | 0 | 0 | 0 | 0 | 0 | 0 | 0 | 0
2016-03-07 09:00 | 0 | 0 | 0 | 0 | 102002.782 | 0 | 361536 | 0 | 0 | 0 | 0 | 452047.6497 | 1709530.5922 | 0 | 0 | 0 | 0 | 0 | 0 | 0 | 0 | 0 | 0 | 0 | 0 | 0 | 0 | 0 | 0 | -259533.218 | 0 | 0 | 0 | 0 | 0 | 0 | 0 | 0 | 0 | 0 | 0 | 0 | 0 | 0 | 0 | 0
2016-03-07 10:00 | 0 | 0 | 0 | 0 | 636244.218 | 0 | 376711 | 0 | 0 | 0 | 0 | 711580.8677 | 1709530.5922 | 0 | 0 | 0 | 0 | 0 | 0 | 0 | 0 | 0 | 0 | 0 | 0 | 0 | 0 | 0 | 0 | 259533.218 | 0 | 0 | 0 | 0 | 0 | 0 | 0 | 0 | 0 | 0 | 0 | 0 | 0 | 0 | 0 | 0
2016-03-07 11:00 | 0 | 0 | 0 | 0 | 148810.782 | 0 | 408344 | 0 | 0 | 0 | 0 | 452047.6497 | 1709530.5922 | 0 | 0 | 0 | 0 | 0 | 0 | 0 | 0 | 0 | 0 | 0 | 0 | 0 | 0 | 0 | 0 | -259533.218 | 0 | 0 | 0 | 0 | 0 | 0 | 0 | 0 | 0 | 0 | 0 | 0 | 0 | 0 | 0 | 0
2016-03-07 12:00 | 0 | 0 | 0 | 0 | 171917.782 | 0 | 431451 | 0 | 0 | 0 | 0 | 192514.4318 | 1709530.5922 | 0 | 0 | 0 | 0 | 0 | 0 | 0 | 0 | 0 | 0 | 0 | 0 | 0 | 0 | 0 | 0 | -259533.218 | 0 | 0 | 0 | 0 | 0 | 0 | 0 | 0 | 0 | 0 | 0 | 0 | 0 | 0 | 0 | 0
2016-03-07 13:00 | 0 | 0 | 0 | 0 | 303997.5495 | 20244.7812 | 436012 | 0 | 0 | 0 | 0 | 80744.7624 | 1709530.5922 | 0 | 0 | 0 | 0 | 0 | 0 | 0 | 0 | 0 | 0 | 0 | 0 | 0 | 0 | 0 | 0 | -111769.6694 | 0 | 0 | 0 | 0 | 0 | 0 | 0 | 0 | 0 | 0 | 0 | 0 | 0 | 0 | 0 | 0
2016-03-07 14:00 | 0 | 0 | 0 | 0 | 375205.557 | 319536.6609 | 435209 | 0 | 0 | 0 | 0 | 340277.9804 | 1709530.5922 | 0 | 0 | 0 | 0 | 0 | 0 | 0 | 0 | 0 | 0 | 0 | 0 | 0 | 0 | 0 | 0 | 259533.218 | 0 | 0 | 0 | 0 | 0 | 0 | 0 | 0 | 0 | 0 | 0 | 0 | 0 | 0 | 0 | 0
2016-03-07 15:00 | 0 | 0 | 0 | 0 | 139838.7281 | 569052.9678 | 434992 | 0 | 0 | 0 | 0 | 599811.1983 | 1723897.0702 | 0 | 0 | 0 | 0 | 0 | 0 | 0 | 0 | 0 | 0 | 0 | 0 | 0 | 0 | 0 | 0 | 259533.218 | 14366.478 | 0 | 0 | 0 | 0 | 0 | 0 | 0 | 0 | 0 | 0 | 0 | 0 | 0 | 0 | 0
2016-03-07 16:00 | 0 | 0 | 0 | 0 | 63005.7041 | 630132.5139 | 433605 | 0 | 0 | 0 | 0 | 859344.4163 | 1723897.0702 | 0 | 0 | 0 | 0 | 0 | 0 | 0 | 0 | 0 | 0 | 0 | 0 | 0 | 0 | 0 | 0 | 259533.218 | 0 | 0 | 0 | 0 | 0 | 0 | 0 | 0 | 0 | 0 | 0 | 0 | 0 | 0 | 0 | 0
2016-03-07 17:00 | 0 | 0 | 0 | 0 | 0 | 646187.7773 | 430155 | 0 | 0 | 0 | 0 | 1075377.1936 | 1723897.0702 | 0 | 0 | 0 | 0 | 0 | 0 | 0 | 0 | 0 | 0 | 0 | 0 | 0 | 0 | 0 | 0 | 216032.7773 | 0 | 0 | 0 | 0 | 0 | 0 | 0 | 0 | 0 | 0 | 0 | 0 | 0 | 0 | 0 | 0
2016-03-07 18:00 | 0 | 0 | 0 | 0 | 0 | 645096.9427 | 428360 | 0 | 0 | 0 | 0 | 1292114.1363 | 1723897.0702 | 0 | 0 | 0 | 0 | 0 | 0 | 0 | 0 | 0 | 0 | 0 | 0 | 0 | 0 | 0 | 0 | 216736.9427 | 0 | 0 | 0 | 0 | 0 | 0 | 0 | 0 | 0 | 0 | 0 | 0 | 0 | 0 | 0 | 0
2016-03-07 19:00 | 0 | 0 | 0 | 0 | 51387.7884 | 633894.4295 | 425749 | 0 | 0 | 0 | 0 | 1551647.3542 | 1723897.0702 | 0 | 0 | 0 | 0 | 0 | 0 | 0 | 0 | 0 | 0 | 0 | 0 | 0 | 0 | 0 | 0 | 259533.218 | 0 | 0 | 0 | 0 | 0 | 0 | 0 | 0 | 0 | 0 | 0 | 0 | 0 | 0 | 0 | 0
2016-03-07 20:00 | 0 | 0 | 0 | 0 | 0 | 619241.297 | 423283 | 0 | 0 | 0 | 0 | 1733239.1732 | 1738263.5482 | 0 | 0 | 0 | 0 | 0 | 0 | 0 | 0 | 0 | 0 | 0 | 0 | 0 | 0 | 0 | 0 | 181591.819 | 14366.478 | 0 | 0 | 0 | 0 | 0 | 0 | 0 | 0 | 0 | 0 | 0 | 0 | 0 | 0 | 0
2016-03-07 21:00 | 0 | 0 | 0 | 0 | 0 | 585102.8744 | 422736 | 0 | 0 | 0 | 0 | 1895606.0477 | 1738263.5482 | 0 | 0 | 0 | 0 | 0 | 0 | 0 | 0 | 0 | 0 | 0 | 0 | 0 | 0 | 0 | 0 | 162366.8744 | 0 | 0 | 0 | 0 | 0 | 0 | 0 | 0 | 0 | 0 | 0 | 0 | 0 | 0 | 0 | 0
2016-03-07 22:00 | 0 | 0 | 0 | 0 | 0 | 511356.9461 | 425027 | 0 | 0 | 0 | 0 | 1981935.9938 | 1738263.5482 | 0 | 0 | 0 | 0 | 0 | 0 | 0 | 0 | 0 | 0 | 0 | 0 | 0 | 0 | 0 | 0 | 86329.9461 | 0 | 0 | 0 | 0 | 0 | 0 | 0 | 0 | 0 | 0 | 0 | 0 | 0 | 0 | 0 | 0
2016-03-07 23:00 | 0 | 0 | 0 | 0 | 0 | 352762.7836 | 436129 | 0 | 0 | 0 | 0 | 1898569.7774 | 1738263.5482 | 0 | 0 | 0 | 0 | 0 | 0 | 0 | 0 | 0 | 0 | 0 | 0 | 0 | 0 | 0 | 0 | -83366.2164 | 0 | 0 | 0 | 0 | 0 | 0 | 0 | 0 | 0 | 0 | 0 | 0 | 0 | 0 | 0 | 0
2016-03-08 | 0 | 0 | 0 | 0 | 95551.615 | 93711.1671 | 448796 | 0 | 0 | 0 | 0 | 1639036.5594 | 1738263.5482 | 0 | 0 | 0 | 0 | 0 | 0 | 0 | 0 | 0 | 0 | 0 | 0 | 0 | 0 | 0 | 0 | -259533.218 | 0 | 0 | 0 | 0 | 0 | 0 | 0 | 0 | 0 | 0 | 0 | 0 | 0 | 0 | 0 | 0
2016-03-08 01:00 | 0 | 0 | 0 | 0 | 186544.9203 | 1484.8617 | 447563 | 0 | 0 | 0 | 0 | 1379503.3415 | 1738263.5482 | 0 | 0 | 0 | 0 | 0 | 0 | 0 | 0 | 0 | 0 | 0 | 0 | 0 | 0 | 0 | 0 | -259533.218 | 0 | 0 | 0 | 0 | 0 | 0 | 0 | 0 | 0 | 0 | 0 | 0 | 0 | 0 | 0 | 0
2016-03-08 02:00 | 0 | 0 | 0 | 0 | 696210.218 | 0 | 436677 | 0 | 0 | 0 | 0 | 1639036.5594 | 1738263.5482 | 0 | 0 | 0 | 0 | 0 | 0 | 0 | 0 | 0 | 0 | 0 | 0 | 0 | 0 | 0 | 0 | 259533.218 | 0 | 0 | 0 | 0 | 0 | 0 | 0 | 0 | 0 | 0 | 0 | 0 | 0 | 0 | 0 | 0
2016-03-08 03:00 | 0 | 0 | 0 | 0 | 158997.782 | 0 | 418531 | 0 | 0 | 0 | 0 | 1379503.3415 | 1738263.5482 | 0 | 0 | 0 | 0 | 0 | 0 | 0 | 0 | 0 | 0 | 0 | 0 | 0 | 0 | 0 | 0 | -259533.218 | 0 | 0 | 0 | 0 | 0 | 0 | 0 | 0 | 0 | 0 | 0 | 0 | 0 | 0 | 0 | 0
2016-03-08 04:00 | 0 | 0 | 0 | 0 | 135933.782 | 0 | 395467 | 0 | 0 | 0 | 0 | 1119970.1235 | 1738263.5482 | 0 | 0 | 0 | 0 | 0 | 0 | 0 | 0 | 0 | 0 | 0 | 0 | 0 | 0 | 0 | 0 | -259533.218 | 0 | 0 | 0 | 0 | 0 | 0 | 0 | 0 | 0 | 0 | 0 | 0 | 0 | 0 | 0 | 0
2016-03-08 05:00 | 0 | 0 | 0 | 0 | 114747.782 | 0 | 374281 | 0 | 0 | 0 | 0 | 860436.9055 | 1738263.5482 | 0 | 0 | 0 | 0 | 0 | 0 | 0 | 0 | 0 | 0 | 0 | 0 | 0 | 0 | 0 | 0 | -259533.218 | 0 | 0 | 0 | 0 | 0 | 0 | 0 | 0 | 0 | 0 | 0 | 0 | 0 | 0 | 0 | 0
2016-03-08 06:00 | 0 | 0 | 0 | 0 | 509776.1232 | 0 | 359069 | 0 | 0 | 0 | 0 | 1119970.1235 | 1629437.4534 | 0 | 0 | 0 | 0 | 0 | 0 | 0 | 0 | 0 | 0 | 0 | 0 | 0 | 0 | 0 | 0 | 259533.218 | 0 | 108826.0947 | 0 | 0 | 0 | 0 | 0 | 0 | 0 | 0 | 0 | 0 | 0 | 0 | 0 | 0
2016-03-08 07:00 | 0 | 0 | 0 | 0 | 89611.782 | 0 | 349145 | 0 | 0 | 0 | 0 | 860436.9055 | 1629437.4534 | 0 | 0 | 0 | 0 | 0 | 0 | 0 | 0 | 0 | 0 | 0 | 0 | 0 | 0 | 0 | 0 | -259533.218 | 0 | 0 | 0 | 0 | 0 | 0 | 0 | 0 | 0 | 0 | 0 | 0 | 0 | 0 | 0 | 0
2016-03-08 08:00 | 0 | 0 | 0 | 0 | 84733.782 | 0 | 344267 | 0 | 0 | 0 | 0 | 600903.6876 | 1629437.4534 | 0 | 0 | 0 | 0 | 0 | 0 | 0 | 0 | 0 | 0 | 0 | 0 | 0 | 0 | 0 | 0 | -259533.218 | 0 | 0 | 0 | 0 | 0 | 0 | 0 | 0 | 0 | 0 | 0 | 0 | 0 | 0 | 0 | 0
2016-03-08 09:00 | 0 | 0 | 0 | 0 | 87390.782 | 0 | 346924 | 0 | 0 | 0 | 0 | 341370.4696 | 1629437.4534 | 0 | 0 | 0 | 0 | 0 | 0 | 0 | 0 | 0 | 0 | 0 | 0 | 0 | 0 | 0 | 0 | -259533.218 | 0 | 0 | 0 | 0 | 0 | 0 | 0 | 0 | 0 | 0 | 0 | 0 | 0 | 0 | 0 | 0
2016-03-08 10:00 | 0 | 0 | 0 | 0 | 618448.218 | 0 | 358915 | 0 | 0 | 0 | 0 | 600903.6876 | 1629437.4534 | 0 | 0 | 0 | 0 | 0 | 0 | 0 | 0 | 0 | 0 | 0 | 0 | 0 | 0 | 0 | 0 | 259533.218 | 0 | 0 | 0 | 0 | 0 | 0 | 0 | 0 | 0 | 0 | 0 | 0 | 0 | 0 | 0 | 0
2016-03-08 11:00 | 0 | 0 | 0 | 0 | 127896.782 | 0 | 387430 | 0 | 0 | 0 | 0 | 341370.4696 | 1629437.4534 | 0 | 0 | 0 | 0 | 0 | 0 | 0 | 0 | 0 | 0 | 0 | 0 | 0 | 0 | 0 | 0 | -259533.218 | 0 | 0 | 0 | 0 | 0 | 0 | 0 | 0 | 0 | 0 | 0 | 0 | 0 | 0 | 0 | 0
2016-03-08 12:00 | 0 | 0 | 0 | 0 | 151720.782 | 0 | 411254 | 0 | 0 | 0 | 0 | 81837.2516 | 1629437.4534 | 0 | 0 | 0 | 0 | 0 | 0 | 0 | 0 | 0 | 0 | 0 | 0 | 0 | 0 | 0 | 0 | -259533.218 | 0 | 0 | 0 | 0 | 0 | 0 | 0 | 0 | 0 | 0 | 0 | 0 | 0 | 0 | 0 | 0
2016-03-08 13:00 | 0 | 0 | 0 | 0 | 570026.9428 | 13317.5729 | 419161 | 0 | 0 | 0 | 0 | 246020.7673 | 1629437.4534 | 0 | 0 | 0 | 0 | 0 | 0 | 0 | 0 | 0 | 0 | 0 | 0 | 0 | 0 | 0 | 0 | 164183.5157 | 0 | 0 | 0 | 0 | 0 | 0 | 0 | 0 | 0 | 0 | 0 | 0 | 0 | 0 | 0 | 0
2016-03-08 14:00 | 0 | 0 | 0 | 0 | 386123.8608 | 296745.3572 | 423336 | 0 | 0 | 0 | 0 | 505553.9853 | 1629437.4534 | 0 | 0 | 0 | 0 | 0 | 0 | 0 | 0 | 0 | 0 | 0 | 0 | 0 | 0 | 0 | 0 | 259533.218 | 0 | 0 | 0 | 0 | 0 | 0 | 0 | 0 | 0 | 0 | 0 | 0 | 0 | 0 | 0 | 0
2016-03-08 15:00 | 0 | 0 | 0 | 0 | 23643.8052 | 676132.8908 | 425877 | 0 | 0 | 0 | 0 | 765087.2033 | 1643803.9314 | 0 | 0 | 0 | 0 | 0 | 0 | 0 | 0 | 0 | 0 | 0 | 0 | 0 | 0 | 0 | 0 | 259533.218 | 14366.478 | 0 | 0 | 0 | 0 | 0 | 0 | 0 | 0 | 0 | 0 | 0 | 0 | 0 | 0 | 0
2016-03-08 16:00 | 0 | 0 | 0 | 0 | 0 | 700308.6959 | 426409 | 0 | 0 | 0 | 0 | 1024620.4212 | 1658170.4094 | 0 | 0 | 0 | 0 | 0 | 0 | 0 | 0 | 0 | 0 | 0 | 0 | 0 | 0 | 0 | 0 | 259533.218 | 14366.478 | 0 | 0 | 0 | 0 | 0 | 0 | 0 | 0 | 0 | 0 | 0 | 0 | 0 | 0 | 0
2016-03-08 17:00 | 0 | 0 | 0 | 0 | 0 | 701624.9226 | 424840 | 0 | 0 | 0 | 0 | 1284153.6392 | 1672536.8874 | 0 | 0 | 0 | 0 | 0 | 0 | 2885.2266 | 0 | 0 | 0 | 0 | 0 | 0 | 0 | 0 | 0 | 259533.218 | 14366.478 | 0 | 0 | 0 | 0 | 0 | 0 | 0 | 0 | 2885.2266 | 0 | 0 | 0 | 0 | 0 | 0
2016-03-08 18:00 | 0 | 0 | 0 | 0 | 0 | 718636.7589 | 424108 | 0 | 0 | 0 | 0 | 1543686.8572 | 1686903.3654 | 0 | 0 | 0 | 0 | 0 | 0 | 23514.2896 | 0 | 0 | 0 | 0 | 0 | 0 | 0 | 0 | 0 | 259533.218 | 14366.478 | 0 | 0 | 0 | 0 | 0 | 0 | 0 | 0 | 20629.063 | 0 | 0 | 0 | 0 | 0 | 0
2016-03-08 19:00 | 0 | 0 | 0 | 0 | 0 | 687912.7231 | 423858 | 0 | 0 | 0 | 0 | 1803220.0752 | 1701269.8433 | 0 | 0 | 0 | 0 | 0 | 0 | 13669.3167 | 0 | 0 | 0 | 0 | 0 | 0 | 0 | 0 | 0 | 259533.218 | 14366.478 | 0 | 0 | 0 | 0 | 0 | 0 | 0 | 0 | -9844.9729 | 0 | 0 | 0 | 0 | 0 | 0
2016-03-08 20:00 | 0 | 0 | 0 | 0 | 0 | 670158.4206 | 422736 | 0 | 0 | 0 | 0 | 2062753.2931 | 1701269.8433 | 0 | 0 | 0 | 0 | 0 | 0 | 1558.5193 | 0 | 0 | 0 | 0 | 0 | 0 | 0 | 0 | 0 | 259533.218 | 0 | 0 | 0 | 0 | 0 | 0 | 0 | 0 | 0 | -12110.7974 | 0 | 0 | 0 | 0 | 0 | 0
2016-03-08 21:00 | 0 | 0 | 0 | 0 | 0 | 640765.8051 | 422784 | 0 | 0 | 0 | 0 | 2282293.6176 | 1701269.8433 | 0 | 0 | 0 | 0 | 0 | 0 | 0 | 0 | 0 | 0 | 0 | 0 | 0 | 0 | 0 | 0 | 219540.3245 | 0 | 0 | 0 | 0 | 0 | 0 | 0 | 0 | 0 | -1558.5193 | 0 | 0 | 0 | 0 | 0 | 0
2016-03-08 22:00 | 0 | 0 | 0 | 0 | 0 | 577466.8527 | 424813 | 0 | 0 | 0 | 0 | 2434947.4703 | 1701269.8433 | 0 | 0 | 0 | 0 | 0 | 0 | 0 | 0 | 0 | 0 | 0 | 0 | 0 | 0 | 0 | 0 | 152653.8527 | 0 | 0 | 0 | 0 | 0 | 0 | 0 | 0 | 0 | 0 | 0 | 0 | 0 | 0 | 0 | 0
2016-03-08 23:00 | 0 | 0 | 0 | 0 | 0 | 418630.0629 | 433883 | 0 | 0 | 0 | 0 | 2528520.6279 | 1592443.7486 | 0 | 0 | 0 | 0 | 0 | 0 | 0 | 0 | 0 | 0 | 0 | 0 | 0 | 0 | 0 | 0 | 93573.1576 | 0 | 108826.0947 | 0 | 0 | 0 | 0 | 0 | 0 | 0 | 0 | 0 | 0 | 0 | 0 | 0 | 0
2016-03-09 | 0 | 0 | 0 | 0 | 294075.9955 | 145491.0423 | 446635 | 0 | 0 | 0 | 0 | 2507086.1877 | 1606810.2266 | 0 | 0 | 0 | 0 | 0 | 0 | 0 | 0 | 0 | 0 | 0 | 0 | 0 | 0 | 0 | 0 | -21434.4401 | 14366.478 | 0 | 0 | 0 | 0 | 0 | 0 | 0 | 0 | 0 | 0 | 0 | 0 | 0 | 0 | 0
2016-03-09 01:00 | 0 | 0 | 0 | 0 | 184046.0418 | 1527.7402 | 445107 | 0 | 0 | 0 | 0 | 2247552.9698 | 1606810.2266 | 0 | 0 | 0 | 0 | 0 | 0 | 0 | 0 | 0 | 0 | 0 | 0 | 0 | 0 | 0 | 0 | -259533.218 | 0 | 0 | 0 | 0 | 0 | 0 | 0 | 0 | 0 | 0 | 0 | 0 | 0 | 0 | 0 | 0
2016-03-09 02:00 | 0 | 0 | 0 | 0 | 303109.6791 | 0 | 432794 | 0 | 0 | 0 | 0 | 2117868.6489 | 1606810.2266 | 0 | 0 | 0 | 0 | 0 | 0 | 0 | 0 | 0 | 0 | 0 | 0 | 0 | 0 | 0 | 0 | -129684.3209 | 0 | 0 | 0 | 0 | 0 | 0 | 0 | 0 | 0 | 0 | 0 | 0 | 0 | 0 | 0 | 0
2016-03-09 03:00 | 0 | 0 | 0 | 0 | 154231.782 | 0 | 413765 | 0 | 0 | 0 | 0 | 1858335.4309 | 1606810.2266 | 0 | 0 | 0 | 0 | 0 | 0 | 0 | 0 | 0 | 0 | 0 | 0 | 0 | 0 | 0 | 0 | -259533.218 | 0 | 0 | 0 | 0 | 0 | 0 | 0 | 0 | 0 | 0 | 0 | 0 | 0 | 0 | 0 | 0
2016-03-09 04:00 | 0 | 0 | 0 | 0 | 258028.2904 | 0 | 389747 | 0 | 0 | 0 | 0 | 1726616.7213 | 1606810.2266 | 0 | 0 | 0 | 0 | 0 | 0 | 0 | 0 | 0 | 0 | 0 | 0 | 0 | 0 | 0 | 0 | -131718.7096 | 0 | 0 | 0 | 0 | 0 | 0 | 0 | 0 | 0 | 0 | 0 | 0 | 0 | 0 | 0 | 0
2016-03-09 05:00 | 0 | 0 | 0 | 0 | 242385.1626 | 0 | 367798 | 0 | 0 | 0 | 0 | 1601203.8839 | 1606810.2266 | 0 | 0 | 0 | 0 | 0 | 0 | 0 | 0 | 0 | 0 | 0 | 0 | 0 | 0 | 0 | 0 | -125412.8374 | 0 | 0 | 0 | 0 | 0 | 0 | 0 | 0 | 0 | 0 | 0 | 0 | 0 | 0 | 0 | 0
2016-03-09 06:00 | 0 | 0 | 0 | 0 | 238221.6094 | 0 | 350590 | 0 | 0 | 0 | 0 | 1488835.4933 | 1606810.2266 | 0 | 0 | 0 | 0 | 0 | 0 | 0 | 0 | 0 | 0 | 0 | 0 | 0 | 0 | 0 | 0 | -112368.3906 | 0 | 0 | 0 | 0 | 0 | 0 | 0 | 0 | 0 | 0 | 0 | 0 | 0 | 0 | 0 | 0
2016-03-09 07:00 | 0 | 0 | 0 | 0 | 79971.782 | 0 | 339505 | 0 | 0 | 0 | 0 | 1229302.2753 | 1606810.2266 | 0 | 0 | 0 | 0 | 0 | 0 | 0 | 0 | 0 | 0 | 0 | 0 | 0 | 0 | 0 | 0 | -259533.218 | 0 | 0 | 0 | 0 | 0 | 0 | 0 | 0 | 0 | 0 | 0 | 0 | 0 | 0 | 0 | 0
2016-03-09 08:00 | 0 | 0 | 0 | 0 | 259665.5973 | 0 | 334541 | 0 | 0 | 0 | 0 | 1154426.8726 | 1606810.2266 | 0 | 0 | 0 | 0 | 0 | 0 | 0 | 0 | 0 | 0 | 0 | 0 | 0 | 0 | 0 | 0 | -74875.4027 | 0 | 0 | 0 | 0 | 0 | 0 | 0 | 0 | 0 | 0 | 0 | 0 | 0 | 0 | 0 | 0
2016-03-09 09:00 | 0 | 0 | 0 | 0 | 76567.782 | 0 | 336101 | 0 | 0 | 0 | 0 | 894893.6546 | 1606810.2266 | 0 | 0 | 0 | 0 | 0 | 0 | 0 | 0 | 0 | 0 | 0 | 0 | 0 | 0 | 0 | 0 | -259533.218 | 0 | 0 | 0 | 0 | 0 | 0 | 0 | 0 | 0 | 0 | 0 | 0 | 0 | 0 | 0 | 0
2016-03-09 10:00 | 0 | 0 | 0 | 0 | 246054.8542 | 0 | 349279 | 0 | 0 | 0 | 0 | 791669.5089 | 1606810.2266 | 0 | 0 | 0 | 0 | 0 | 0 | 0 | 0 | 0 | 0 | 0 | 0 | 0 | 0 | 0 | 0 | -103224.1458 | 0 | 0 | 0 | 0 | 0 | 0 | 0 | 0 | 0 | 0 | 0 | 0 | 0 | 0 | 0 | 0
2016-03-09 11:00 | 0 | 0 | 0 | 0 | 237141.571 | 0 | 375362 | 0 | 0 | 0 | 0 | 653449.0798 | 1606810.2266 | 0 | 0 | 0 | 0 | 0 | 0 | 0 | 0 | 0 | 0 | 0 | 0 | 0 | 0 | 0 | 0 | -138220.429 | 0 | 0 | 0 | 0 | 0 | 0 | 0 | 0 | 0 | 0 | 0 | 0 | 0 | 0 | 0 | 0
2016-03-09 12:00 | 0 | 0 | 0 | 0 | 232738.6241 | 0 | 399305 | 0 | 0 | 0 | 0 | 486882.704 | 1606810.2266 | 0 | 0 | 0 | 0 | 0 | 0 | 0 | 0 | 0 | 0 | 0 | 0 | 0 | 0 | 0 | 0 | -166566.3759 | 0 | 0 | 0 | 0 | 0 | 0 | 0 | 0 | 0 | 0 | 0 | 0 | 0 | 0 | 0 | 0
2016-03-09 13:00 | 0 | 0 | 0 | 0 | 176138.6493 | 11920.9003 | 409712 | 0 | 0 | 0 | 0 | 227349.486 | 1621176.7046 | 0 | 0 | 0 | 0 | 0 | 0 | 23514.2896 | 0 | 0 | 0 | 0 | 0 | 0 | 0 | 0 | 0 | -259533.218 | 14366.478 | 0 | 0 | 0 | 0 | 0 | 0 | 0 | 0 | 23514.2896 | 0 | 0 | 0 | 0 | 0 | 0
2016-03-09 14:00 | 0 | 0 | 0 | 0 | 0 | 295609.7762 | 415738 | 0 | 0 | 0 | 0 | 130735.5518 | 1621176.7046 | 0 | 0 | 0 | 0 | 0 | 0 | 0 | 0 | 0 | 0 | 0 | 0 | 0 | 0 | 0 | 0 | -96613.9342 | 0 | 0 | 0 | 0 | 0 | 0 | 0 | 0 | 0 | -23514.2896 | 0 | 0 | 0 | 0 | 0 | 0
2016-03-09 15:00 | 0 | 0 | 0 | 0 | 68626.0593 | 611721.1587 | 420814 | 0 | 0 | 0 | 0 | 390268.7698 | 1621176.7046 | 0 | 0 | 0 | 0 | 0 | 0 | 0 | 0 | 0 | 0 | 0 | 0 | 0 | 0 | 0 | 0 | 259533.218 | 0 | 0 | 0 | 0 | 0 | 0 | 0 | 0 | 0 | 0 | 0 | 0 | 0 | 0 | 0 | 0
2016-03-09 16:00 | 0 | 0 | 0 | 0 | 0 | 697657.6959 | 423758 | 0 | 0 | 0 | 0 | 649801.9878 | 1635543.1826 | 0 | 0 | 0 | 0 | 0 | 0 | 0 | 0 | 0 | 0 | 0 | 0 | 0 | 0 | 0 | 0 | 259533.218 | 14366.478 | 0 | 0 | 0 | 0 | 0 | 0 | 0 | 0 | 0 | 0 | 0 | 0 | 0 | 0 | 0
2016-03-09 17:00 | 0 | 0 | 0 | 0 | 0 | 698187.6959 | 424288 | 0 | 0 | 0 | 0 | 909335.2057 | 1649909.6605 | 0 | 0 | 0 | 0 | 0 | 0 | 0 | 0 | 0 | 0 | 0 | 0 | 0 | 0 | 0 | 0 | 259533.218 | 14366.478 | 0 | 0 | 0 | 0 | 0 | 0 | 0 | 0 | 0 | 0 | 0 | 0 | 0 | 0 | 0
2016-03-09 18:00 | 0 | 0 | 0 | 0 | 0 | 698465.6959 | 424566 | 0 | 0 | 0 | 0 | 1168868.4237 | 1664276.1385 | 0 | 0 | 0 | 0 | 0 | 0 | 0 | 0 | 0 | 0 | 0 | 0 | 0 | 0 | 0 | 0 | 259533.218 | 14366.478 | 0 | 0 | 0 | 0 | 0 | 0 | 0 | 0 | 0 | 0 | 0 | 0 | 0 | 0 | 0
2016-03-09 19:00 | 0 | 0 | 0 | 0 | 0 | 709666.5121 | 424719 | 0 | 0 | 0 | 0 | 1428401.6417 | 1678642.6165 | 0 | 0 | 0 | 0 | 0 | 0 | 11047.8161 | 0 | 0 | 0 | 0 | 0 | 0 | 0 | 0 | 0 | 259533.218 | 14366.478 | 0 | 0 | 0 | 0 | 0 | 0 | 0 | 0 | 11047.8161 | 0 | 0 | 0 | 0 | 0 | 0
2016-03-09 20:00 | 0 | 0 | 0 | 0 | 0 | 689810.0331 | 423876 | 0 | 0 | 0 | 0 | 1687934.8596 | 1693009.0945 | 0 | 0 | 0 | 0 | 0 | 0 | 3082.1533 | 0 | 0 | 0 | 0 | 0 | 0 | 0 | 0 | 0 | 259533.218 | 14366.478 | 0 | 0 | 0 | 0 | 0 | 0 | 0 | 0 | -7965.6629 | 0 | 0 | 0 | 0 | 0 | 0
2016-03-09 21:00 | 0 | 0 | 0 | 0 | 0 | 718824.8323 | 424493 | 0 | 0 | 0 | 0 | 1947468.0776 | 1707375.5725 | 0 | 0 | 0 | 0 | 0 | 0 | 23514.2896 | 0 | 0 | 0 | 0 | 0 | 0 | 0 | 0 | 0 | 259533.218 | 14366.478 | 0 | 0 | 0 | 0 | 0 | 0 | 0 | 0 | 20432.1363 | 0 | 0 | 0 | 0 | 0 | 0
2016-03-09 22:00 | 0 | 0 | 0 | 0 | 0 | 679004.1421 | 426869 | 0 | 0 | 0 | 0 | 2199603.2197 | 1707375.5725 | 0 | 0 | 0 | 0 | 0 | 0 | 23514.2896 | 0 | 0 | 0 | 0 | 0 | 0 | 0 | 0 | 0 | 252135.1421 | 0 | 0 | 0 | 0 | 0 | 0 | 0 | 0 | 0 | 0 | 0 | 0 | 0 | 0 | 0 | 0
2016-03-09 23:00 | 0 | 0 | 0 | 0 | 0 | 513699.8632 | 436308 | 0 | 0 | 0 | 0 | 2300509.3724 | 1707375.5725 | 0 | 0 | 0 | 0 | 0 | 0 | 0 | 0 | 0 | 0 | 0 | 0 | 0 | 0 | 0 | 0 | 100906.1527 | 0 | 0 | 0 | 0 | 0 | 0 | 0 | 0 | 0 | -23514.2896 | 0 | 0 | 0 | 0 | 0 | 0
2016-03-10 | 0 | 0 | 0 | 0 | 178107.5387 | 156673.3767 | 446277 | 0 | 0 | 0 | 0 | 2189013.2878 | 1707375.5725 | 0 | 0 | 0 | 0 | 0 | 0 | 0 | 0 | 0 | 0 | 0 | 0 | 0 | 0 | 0 | 0 | -111496.0846 | 0 | 0 | 0 | 0 | 0 | 0 | 0 | 0 | 0 | 0 | 0 | 0 | 0 | 0 | 0 | 0
2016-03-10 01:00 | 0 | 0 | 0 | 0 | 236527.8988 | 2451.2953 | 443311 | 0 | 0 | 0 | 0 | 1970315.0039 | 1721742.0504 | 0 | 0 | 0 | 0 | 0 | 0 | 0 | 0 | 0 | 0 | 0 | 0 | 0 | 0 | 0 | 0 | -218698.2839 | 14366.478 | 0 | 0 | 0 | 0 | 0 | 0 | 0 | 0 | 0 | 0 | 0 | 0 | 0 | 0 | 0
2016-03-10 02:00 | 0 | 0 | 0 | 0 | 265286.1029 | 0 | 431802 | 0 | 0 | 0 | 0 | 1803799.1068 | 1721742.0504 | 0 | 0 | 0 | 0 | 0 | 0 | 0 | 0 | 0 | 0 | 0 | 0 | 0 | 0 | 0 | 0 | -166515.8971 | 0 | 0 | 0 | 0 | 0 | 0 | 0 | 0 | 0 | 0 | 0 | 0 | 0 | 0 | 0 | 0
2016-03-10 03:00 | 0 | 0 | 0 | 0 | 152883.782 | 0 | 412417 | 0 | 0 | 0 | 0 | 1544265.8888 | 1721742.0504 | 0 | 0 | 0 | 0 | 0 | 0 | 0 | 0 | 0 | 0 | 0 | 0 | 0 | 0 | 0 | 0 | -259533.218 | 0 | 0 | 0 | 0 | 0 | 0 | 0 | 0 | 0 | 0 | 0 | 0 | 0 | 0 | 0 | 0
2016-03-10 04:00 | 0 | 0 | 0 | 0 | 252157.3024 | 0 | 387558 | 0 | 0 | 0 | 0 | 1408865.1913 | 1721742.0504 | 0 | 0 | 0 | 0 | 0 | 0 | 0 | 0 | 0 | 0 | 0 | 0 | 0 | 0 | 0 | 0 | -135400.6976 | 0 | 0 | 0 | 0 | 0 | 0 | 0 | 0 | 0 | 0 | 0 | 0 | 0 | 0 | 0 | 0
2016-03-10 05:00 | 0 | 0 | 0 | 0 | 105764.782 | 0 | 365298 | 0 | 0 | 0 | 0 | 1149331.9733 | 1721742.0504 | 0 | 0 | 0 | 0 | 0 | 0 | 0 | 0 | 0 | 0 | 0 | 0 | 0 | 0 | 0 | 0 | -259533.218 | 0 | 0 | 0 | 0 | 0 | 0 | 0 | 0 | 0 | 0 | 0 | 0 | 0 | 0 | 0 | 0
2016-03-10 06:00 | 0 | 0 | 0 | 0 | 238457.8805 | 0 | 348775 | 0 | 0 | 0 | 0 | 1039014.8538 | 1721742.0504 | 0 | 0 | 0 | 0 | 0 | 0 | 0 | 0 | 0 | 0 | 0 | 0 | 0 | 0 | 0 | 0 | -110317.1195 | 0 | 0 | 0 | 0 | 0 | 0 | 0 | 0 | 0 | 0 | 0 | 0 | 0 | 0 | 0 | 0
2016-03-10 07:00 | 0 | 0 | 0 | 0 | 77800.782 | 0 | 337334 | 0 | 0 | 0 | 0 | 779481.6359 | 1721742.0504 | 0 | 0 | 0 | 0 | 0 | 0 | 0 | 0 | 0 | 0 | 0 | 0 | 0 | 0 | 0 | 0 | -259533.218 | 0 | 0 | 0 | 0 | 0 | 0 | 0 | 0 | 0 | 0 | 0 | 0 | 0 | 0 | 0 | 0
2016-03-10 08:00 | 0 | 0 | 0 | 0 | 277703.4894 | 0 | 331475 | 0 | 0 | 0 | 0 | 725710.1252 | 1721742.0504 | 0 | 0 | 0 | 0 | 0 | 0 | 0 | 0 | 0 | 0 | 0 | 0 | 0 | 0 | 0 | 0 | -53771.5106 | 0 | 0 | 0 | 0 | 0 | 0 | 0 | 0 | 0 | 0 | 0 | 0 | 0 | 0 | 0 | 0
2016-03-10 09:00 | 0 | 0 | 0 | 0 | 72548.782 | 0 | 332082 | 0 | 0 | 0 | 0 | 466176.9073 | 1721742.0504 | 0 | 0 | 0 | 0 | 0 | 0 | 0 | 0 | 0 | 0 | 0 | 0 | 0 | 0 | 0 | 0 | -259533.218 | 0 | 0 | 0 | 0 | 0 | 0 | 0 | 0 | 0 | 0 | 0 | 0 | 0 | 0 | 0 | 0
2016-03-10 10:00 | 0 | 0 | 0 | 0 | 322811.9713 | 0 | 344103 | 0 | 0 | 0 | 0 | 444885.8785 | 1721742.0504 | 0 | 0 | 0 | 0 | 0 | 0 | 0 | 0 | 0 | 0 | 0 | 0 | 0 | 0 | 0 | 0 | -21291.0287 | 0 | 0 | 0 | 0 | 0 | 0 | 0 | 0 | 0 | 0 | 0 | 0 | 0 | 0 | 0 | 0
2016-03-10 11:00 | 0 | 0 | 0 | 0 | 108661.782 | 0 | 368195 | 0 | 0 | 0 | 0 | 185352.6606 | 1721742.0504 | 0 | 0 | 0 | 0 | 0 | 0 | 0 | 0 | 0 | 0 | 0 | 0 | 0 | 0 | 0 | 0 | -259533.218 | 0 | 0 | 0 | 0 | 0 | 0 | 0 | 0 | 0 | 0 | 0 | 0 | 0 | 0 | 0 | 0
2016-03-10 12:00 | 0 | 0 | 0 | 0 | 358759.4627 | 0 | 393405 | 0 | 0 | 0 | 0 | 259533.218 | 1612915.9557 | 0 | 0 | 0 | 0 | 0 | 0 | 0 | 0 | 0 | 0 | 0 | 0 | 0 | 0 | 0 | 0 | 74180.5574 | 0 | 108826.0947 | 0 | 0 | 0 | 0 | 0 | 0 | 0 | 0 | 0 | 0 | 0 | 0 | 0 | 0
2016-03-10 13:00 | 0 | 0 | 0 | 0 | 126291.7316 | 21062.0504 | 406887 | 0 | 0 | 0 | 0 | 0 | 1612915.9557 | 0 | 0 | 0 | 0 | 0 | 0 | 0 | 0 | 0 | 0 | 0 | 0 | 0 | 0 | 0 | 0 | -259533.218 | 0 | 0 | 0 | 0 | 0 | 0 | 0 | 0 | 0 | 0 | 0 | 0 | 0 | 0 | 0 | 0
2016-03-10 14:00 | 0 | 0 | 0 | 0 | 35417.4002 | 381012.5998 | 416430 | 0 | 0 | 0 | 0 | 0 | 1612915.9557 | 0 | 0 | 0 | 0 | 0 | 0 | 0 | 0 | 0 | 0 | 0 | 0 | 0 | 0 | 0 | 0 | 0 | 0 | 0 | 0 | 0 | 0 | 0 | 0 | 0 | 0 | 0 | 0 | 0 | 0 | 0 | 0 | 0
2016-03-10 15:00 | 0 | 0 | 0 | 0 | 0 | 697983.6959 | 424084 | 0 | 0 | 0 | 0 | 259533.218 | 1627282.4337 | 0 | 0 | 0 | 0 | 0 | 0 | 0 | 0 | 0 | 0 | 0 | 0 | 0 | 0 | 0 | 0 | 259533.218 | 14366.478 | 0 | 0 | 0 | 0 | 0 | 0 | 0 | 0 | 0 | 0 | 0 | 0 | 0 | 0 | 0
2016-03-10 16:00 | 0 | 0 | 0 | 0 | 0 | 701234.6959 | 427335 | 0 | 0 | 0 | 0 | 519066.4359 | 1641648.9117 | 0 | 0 | 0 | 0 | 0 | 0 | 0 | 0 | 0 | 0 | 0 | 0 | 0 | 0 | 0 | 0 | 259533.218 | 14366.478 | 0 | 0 | 0 | 0 | 0 | 0 | 0 | 0 | 0 | 0 | 0 | 0 | 0 | 0 | 0
2016-03-10 17:00 | 0 | 0 | 0 | 0 | 0 | 702765.6959 | 428866 | 0 | 0 | 0 | 0 | 778599.6539 | 1656015.3897 | 0 | 0 | 0 | 0 | 0 | 0 | 0 | 0 | 0 | 0 | 0 | 0 | 0 | 0 | 0 | 0 | 259533.218 | 14366.478 | 0 | 0 | 0 | 0 | 0 | 0 | 0 | 0 | 0 | 0 | 0 | 0 | 0 | 0 | 0
2016-03-10 18:00 | 0 | 0 | 0 | 0 | 0 | 704471.6959 | 430572 | 0 | 0 | 0 | 0 | 1038132.8719 | 1670381.8676 | 0 | 0 | 0 | 0 | 0 | 0 | 0 | 0 | 0 | 0 | 0 | 0 | 0 | 0 | 0 | 0 | 259533.218 | 14366.478 | 0 | 0 | 0 | 0 | 0 | 0 | 0 | 0 | 0 | 0 | 0 | 0 | 0 | 0 | 0
2016-03-10 19:00 | 0 | 0 | 0 | 0 | 0 | 705600.6959 | 431701 | 0 | 0 | 0 | 0 | 1297666.0898 | 1684748.3456 | 0 | 0 | 0 | 0 | 0 | 0 | 0 | 0 | 0 | 0 | 0 | 0 | 0 | 0 | 0 | 0 | 259533.218 | 14366.478 | 0 | 0 | 0 | 0 | 0 | 0 | 0 | 0 | 0 | 0 | 0 | 0 | 0 | 0 | 0
2016-03-10 20:00 | 0 | 0 | 0 | 0 | 0 | 706050.6959 | 432151 | 0 | 0 | 0 | 0 | 1557199.3078 | 1699114.8236 | 0 | 0 | 0 | 0 | 0 | 0 | 0 | 0 | 0 | 0 | 0 | 0 | 0 | 0 | 0 | 0 | 259533.218 | 14366.478 | 0 | 0 | 0 | 0 | 0 | 0 | 0 | 0 | 0 | 0 | 0 | 0 | 0 | 0 | 0
2016-03-10 21:00 | 0 | 0 | 0 | 0 | 0 | 706915.6959 | 433016 | 0 | 0 | 0 | 0 | 1816732.5258 | 1713481.3016 | 0 | 0 | 0 | 0 | 0 | 0 | 0 | 0 | 0 | 0 | 0 | 0 | 0 | 0 | 0 | 0 | 259533.218 | 14366.478 | 0 | 0 | 0 | 0 | 0 | 0 | 0 | 0 | 0 | 0 | 0 | 0 | 0 | 0 | 0
2016-03-10 22:00 | 0 | 0 | 0 | 0 | 0 | 732048.9855 | 434635 | 0 | 0 | 0 | 0 | 2076265.7437 | 1727847.7796 | 0 | 0 | 0 | 0 | 0 | 0 | 23514.2896 | 0 | 0 | 0 | 0 | 0 | 0 | 0 | 0 | 0 | 259533.218 | 14366.478 | 0 | 0 | 0 | 0 | 0 | 0 | 0 | 0 | 23514.2896 | 0 | 0 | 0 | 0 | 0 | 0
2016-03-10 23:00 | 0 | 0 | 0 | 0 | 0 | 578471.248 | 440543 | 0 | 0 | 0 | 0 | 2335798.9617 | 1629757.0992 | 0 | 0 | 0 | 0 | 0 | 0 | 0 | 0 | 0 | 0 | 0 | 0 | 0 | 0 | 0 | 0 | 259533.218 | 0 | 98090.6804 | 0 | 0 | 0 | 0 | 0 | 0 | 0 | -23514.2896 | 0 | 0 | 0 | 0 | 0 | 0
2016-03-11 | 0 | 0 | 0 | 0 | 19296.4886 | 184105.7714 | 448569 | 0 | 0 | 0 | 0 | 2076265.7437 | 1644123.5772 | 0 | 0 | 0 | 0 | 0 | 0 | 0 | 0 | 0 | 0 | 0 | 0 | 0 | 0 | 0 | 0 | -259533.218 | 14366.478 | 0 | 0 | 0 | 0 | 0 | 0 | 0 | 0 | 0 | 0 | 0 | 0 | 0 | 0 | 0
2016-03-11 01:00 | 0 | 0 | 0 | 0 | 184498.5161 | 2978.266 | 447010 | 0 | 0 | 0 | 0 | 1816732.5258 | 1644123.5772 | 0 | 0 | 0 | 0 | 0 | 0 | 0 | 0 | 0 | 0 | 0 | 0 | 0 | 0 | 0 | 0 | -259533.218 | 0 | 0 | 0 | 0 | 0 | 0 | 0 | 0 | 0 | 0 | 0 | 0 | 0 | 0 | 0 | 0
2016-03-11 02:00 | 0 | 0 | 0 | 0 | 176721.782 | 0 | 436255 | 0 | 0 | 0 | 0 | 1557199.3078 | 1644123.5772 | 0 | 0 | 0 | 0 | 0 | 0 | 0 | 0 | 0 | 0 | 0 | 0 | 0 | 0 | 0 | 0 | -259533.218 | 0 | 0 | 0 | 0 | 0 | 0 | 0 | 0 | 0 | 0 | 0 | 0 | 0 | 0 | 0 | 0
2016-03-11 03:00 | 0 | 0 | 0 | 0 | 157476.782 | 0 | 417010 | 0 | 0 | 0 | 0 | 1297666.0898 | 1644123.5772 | 0 | 0 | 0 | 0 | 0 | 0 | 0 | 0 | 0 | 0 | 0 | 0 | 0 | 0 | 0 | 0 | -259533.218 | 0 | 0 | 0 | 0 | 0 | 0 | 0 | 0 | 0 | 0 | 0 | 0 | 0 | 0 | 0 | 0
2016-03-11 04:00 | 0 | 0 | 0 | 0 | 652229.218 | 0 | 392696 | 0 | 0 | 0 | 0 | 1557199.3078 | 1644123.5772 | 0 | 0 | 0 | 0 | 0 | 0 | 0 | 0 | 0 | 0 | 0 | 0 | 0 | 0 | 0 | 0 | 259533.218 | 0 | 0 | 0 | 0 | 0 | 0 | 0 | 0 | 0 | 0 | 0 | 0 | 0 | 0 | 0 | 0
2016-03-11 05:00 | 0 | 0 | 0 | 0 | 112052.782 | 0 | 371586 | 0 | 0 | 0 | 0 | 1297666.0898 | 1644123.5772 | 0 | 0 | 0 | 0 | 0 | 0 | 0 | 0 | 0 | 0 | 0 | 0 | 0 | 0 | 0 | 0 | -259533.218 | 0 | 0 | 0 | 0 | 0 | 0 | 0 | 0 | 0 | 0 | 0 | 0 | 0 | 0 | 0 | 0
2016-03-11 06:00 | 0 | 0 | 0 | 0 | 95129.782 | 0 | 354663 | 0 | 0 | 0 | 0 | 1038132.8719 | 1644123.5772 | 0 | 0 | 0 | 0 | 0 | 0 | 0 | 0 | 0 | 0 | 0 | 0 | 0 | 0 | 0 | 0 | -259533.218 | 0 | 0 | 0 | 0 | 0 | 0 | 0 | 0 | 0 | 0 | 0 | 0 | 0 | 0 | 0 | 0
2016-03-11 07:00 | 0 | 0 | 0 | 0 | 83099.782 | 0 | 342633 | 0 | 0 | 0 | 0 | 778599.6539 | 1644123.5772 | 0 | 0 | 0 | 0 | 0 | 0 | 0 | 0 | 0 | 0 | 0 | 0 | 0 | 0 | 0 | 0 | -259533.218 | 0 | 0 | 0 | 0 | 0 | 0 | 0 | 0 | 0 | 0 | 0 | 0 | 0 | 0 | 0 | 0
2016-03-11 08:00 | 0 | 0 | 0 | 0 | 595665.218 | 0 | 336132 | 0 | 0 | 0 | 0 | 1038132.8719 | 1644123.5772 | 0 | 0 | 0 | 0 | 0 | 0 | 0 | 0 | 0 | 0 | 0 | 0 | 0 | 0 | 0 | 0 | 259533.218 | 0 | 0 | 0 | 0 | 0 | 0 | 0 | 0 | 0 | 0 | 0 | 0 | 0 | 0 | 0 | 0
2016-03-11 09:00 | 0 | 0 | 0 | 0 | 76544.782 | 0 | 336078 | 0 | 0 | 0 | 0 | 778599.6539 | 1644123.5772 | 0 | 0 | 0 | 0 | 0 | 0 | 0 | 0 | 0 | 0 | 0 | 0 | 0 | 0 | 0 | 0 | -259533.218 | 0 | 0 | 0 | 0 | 0 | 0 | 0 | 0 | 0 | 0 | 0 | 0 | 0 | 0 | 0 | 0
2016-03-11 10:00 | 0 | 0 | 0 | 0 | 85962.782 | 0 | 345496 | 0 | 0 | 0 | 0 | 519066.4359 | 1644123.5772 | 0 | 0 | 0 | 0 | 0 | 0 | 0 | 0 | 0 | 0 | 0 | 0 | 0 | 0 | 0 | 0 | -259533.218 | 0 | 0 | 0 | 0 | 0 | 0 | 0 | 0 | 0 | 0 | 0 | 0 | 0 | 0 | 0 | 0
2016-03-11 11:00 | 0 | 0 | 0 | 0 | 110718.782 | 0 | 370252 | 0 | 0 | 0 | 0 | 259533.218 | 1644123.5772 | 0 | 0 | 0 | 0 | 0 | 0 | 0 | 0 | 0 | 0 | 0 | 0 | 0 | 0 | 0 | 0 | -259533.218 | 0 | 0 | 0 | 0 | 0 | 0 | 0 | 0 | 0 | 0 | 0 | 0 | 0 | 0 | 0 | 0
2016-03-11 12:00 | 0 | 0 | 0 | 0 | 350411.3009 | 0 | 395329 | 0 | 0 | 0 | 0 | 214615.5189 | 1644123.5772 | 0 | 0 | 0 | 0 | 0 | 0 | 0 | 0 | 0 | 0 | 0 | 0 | 0 | 0 | 0 | 0 | -44917.6991 | 0 | 0 | 0 | 0 | 0 | 0 | 0 | 0 | 0 | 0 | 0 | 0 | 0 | 0 | 0 | 0
2016-03-11 13:00 | 0 | 0 | 0 | 0 | 525294.6814 | 28510.2213 | 409015 | 0 | 0 | 0 | 0 | 359405.4217 | 1644123.5772 | 0 | 0 | 0 | 0 | 0 | 0 | 0 | 0 | 0 | 0 | 0 | 0 | 0 | 0 | 0 | 0 | 144789.9028 | 0 | 0 | 0 | 0 | 0 | 0 | 0 | 0 | 0 | 0 | 0 | 0 | 0 | 0 | 0 | 0
2016-03-11 14:00 | 0 | 0 | 0 | 0 | 0 | 365122.158 | 417633 | 0 | 0 | 0 | 0 | 306894.5797 | 1644123.5772 | 0 | 0 | 0 | 0 | 0 | 0 | 0 | 0 | 0 | 0 | 0 | 0 | 0 | 0 | 0 | 0 | -52510.842 | 0 | 0 | 0 | 0 | 0 | 0 | 0 | 0 | 0 | 0 | 0 | 0 | 0 | 0 | 0 | 0
2016-03-11 15:00 | 0 | 0 | 0 | 0 | 118018.4694 | 566188.7485 | 424674 | 0 | 0 | 0 | 0 | 566427.7977 | 1644123.5772 | 0 | 0 | 0 | 0 | 0 | 0 | 0 | 0 | 0 | 0 | 0 | 0 | 0 | 0 | 0 | 0 | 259533.218 | 0 | 0 | 0 | 0 | 0 | 0 | 0 | 0 | 0 | 0 | 0 | 0 | 0 | 0 | 0 | 0
2016-03-11 16:00 | 0 | 0 | 0 | 0 | 76150.1035 | 612389.1145 | 429006 | 0 | 0 | 0 | 0 | 825961.0156 | 1644123.5772 | 0 | 0 | 0 | 0 | 0 | 0 | 0 | 0 | 0 | 0 | 0 | 0 | 0 | 0 | 0 | 0 | 259533.218 | 0 | 0 | 0 | 0 | 0 | 0 | 0 | 0 | 0 | 0 | 0 | 0 | 0 | 0 | 0 | 0
2016-03-11 17:00 | 0 | 0 | 0 | 0 | 0 | 635732.8459 | 429653 | 0 | 0 | 0 | 0 | 1032040.8615 | 1644123.5772 | 0 | 0 | 0 | 0 | 0 | 0 | 0 | 0 | 0 | 0 | 0 | 0 | 0 | 0 | 0 | 0 | 206079.8459 | 0 | 0 | 0 | 0 | 0 | 0 | 0 | 0 | 0 | 0 | 0 | 0 | 0 | 0 | 0 | 0
2016-03-11 18:00 | 0 | 0 | 0 | 0 | 0 | 645088.4477 | 429771 | 0 | 0 | 0 | 0 | 1247358.3092 | 1644123.5772 | 0 | 0 | 0 | 0 | 0 | 0 | 0 | 0 | 0 | 0 | 0 | 0 | 0 | 0 | 0 | 0 | 215317.4477 | 0 | 0 | 0 | 0 | 0 | 0 | 0 | 0 | 0 | 0 | 0 | 0 | 0 | 0 | 0 | 0
2016-03-11 19:00 | 0 | 0 | 0 | 0 | 47930.2457 | 640715.9722 | 429113 | 0 | 0 | 0 | 0 | 1506891.5272 | 1644123.5772 | 0 | 0 | 0 | 0 | 0 | 0 | 0 | 0 | 0 | 0 | 0 | 0 | 0 | 0 | 0 | 0 | 259533.218 | 0 | 0 | 0 | 0 | 0 | 0 | 0 | 0 | 0 | 0 | 0 | 0 | 0 | 0 | 0 | 0
2016-03-11 20:00 | 0 | 0 | 0 | 0 | 0 | 631790.4086 | 426720 | 0 | 0 | 0 | 0 | 1711961.9357 | 1644123.5772 | 0 | 0 | 0 | 0 | 0 | 0 | 0 | 0 | 0 | 0 | 0 | 0 | 0 | 0 | 0 | 0 | 205070.4086 | 0 | 0 | 0 | 0 | 0 | 0 | 0 | 0 | 0 | 0 | 0 | 0 | 0 | 0 | 0 | 0
2016-03-11 21:00 | 0 | 0 | 0 | 0 | 0 | 605856.2397 | 424934 | 0 | 0 | 0 | 0 | 1892884.1754 | 1644123.5772 | 0 | 0 | 0 | 0 | 0 | 0 | 0 | 0 | 0 | 0 | 0 | 0 | 0 | 0 | 0 | 0 | 180922.2397 | 0 | 0 | 0 | 0 | 0 | 0 | 0 | 0 | 0 | 0 | 0 | 0 | 0 | 0 | 0 | 0
2016-03-11 22:00 | 0 | 0 | 0 | 0 | 0 | 540119.3987 | 422823 | 0 | 0 | 0 | 0 | 2010180.5741 | 1644123.5772 | 0 | 0 | 0 | 0 | 0 | 0 | 0 | 0 | 0 | 0 | 0 | 0 | 0 | 0 | 0 | 0 | 117296.3987 | 0 | 0 | 0 | 0 | 0 | 0 | 0 | 0 | 0 | 0 | 0 | 0 | 0 | 0 | 0 | 0
2016-03-11 23:00 | 0 | 0 | 0 | 0 | 0 | 388256.517 | 424991 | 0 | 0 | 0 | 0 | 1973446.0911 | 1644123.5772 | 0 | 0 | 0 | 0 | 0 | 0 | 0 | 0 | 0 | 0 | 0 | 0 | 0 | 0 | 0 | 0 | -36734.483 | 0 | 0 | 0 | 0 | 0 | 0 | 0 | 0 | 0 | 0 | 0 | 0 | 0 | 0 | 0 | 0
2016-03-12 | 0 | 0 | 0 | 0 | 70471.5657 | 115170.6943 | 430809 | 0 | 0 | 0 | 0 | 1713912.8732 | 1658490.0552 | 0 | 0 | 0 | 0 | 0 | 0 | 0 | 0 | 0 | 0 | 0 | 0 | 0 | 0 | 0 | 0 | -259533.218 | 14366.478 | 0 | 0 | 0 | 0 | 0 | 0 | 0 | 0 | 0 | 0 | 0 | 0 | 0 | 0 | 0
2016-03-12 01:00 | 0 | 0 | 0 | 0 | 57682.3341 | 2602.3532 | 428644 | 0 | 0 | 0 | 0 | 1454379.6552 | 1549663.9604 | 0 | 0 | 0 | 0 | 0 | 0 | 0 | 0 | 0 | 0 | 0 | 0 | 0 | 0 | 0 | 0 | -259533.218 | 0 | 108826.0947 | 0 | 0 | 0 | 0 | 0 | 0 | 0 | 0 | 0 | 0 | 0 | 0 | 0 | 0
2016-03-12 02:00 | 0 | 0 | 0 | 0 | 158132.782 | 0 | 417666 | 0 | 0 | 0 | 0 | 1194846.4372 | 1549663.9604 | 0 | 0 | 0 | 0 | 0 | 0 | 0 | 0 | 0 | 0 | 0 | 0 | 0 | 0 | 0 | 0 | -259533.218 | 0 | 0 | 0 | 0 | 0 | 0 | 0 | 0 | 0 | 0 | 0 | 0 | 0 | 0 | 0 | 0
2016-03-12 03:00 | 0 | 0 | 0 | 0 | 664490.218 | 0 | 404957 | 0 | 0 | 0 | 0 | 1454379.6552 | 1549663.9604 | 0 | 0 | 0 | 0 | 0 | 0 | 0 | 0 | 0 | 0 | 0 | 0 | 0 | 0 | 0 | 0 | 259533.218 | 0 | 0 | 0 | 0 | 0 | 0 | 0 | 0 | 0 | 0 | 0 | 0 | 0 | 0 | 0 | 0
2016-03-12 04:00 | 0 | 0 | 0 | 0 | 122630.782 | 0 | 382164 | 0 | 0 | 0 | 0 | 1194846.4372 | 1549663.9604 | 0 | 0 | 0 | 0 | 0 | 0 | 0 | 0 | 0 | 0 | 0 | 0 | 0 | 0 | 0 | 0 | -259533.218 | 0 | 0 | 0 | 0 | 0 | 0 | 0 | 0 | 0 | 0 | 0 | 0 | 0 | 0 | 0 | 0
2016-03-12 05:00 | 0 | 0 | 0 | 0 | 105424.782 | 0 | 364958 | 0 | 0 | 0 | 0 | 935313.2193 | 1549663.9604 | 0 | 0 | 0 | 0 | 0 | 0 | 0 | 0 | 0 | 0 | 0 | 0 | 0 | 0 | 0 | 0 | -259533.218 | 0 | 0 | 0 | 0 | 0 | 0 | 0 | 0 | 0 | 0 | 0 | 0 | 0 | 0 | 0 | 0
2016-03-12 06:00 | 0 | 0 | 0 | 0 | 90797.782 | 0 | 350331 | 0 | 0 | 0 | 0 | 675780.0013 | 1549663.9604 | 0 | 0 | 0 | 0 | 0 | 0 | 0 | 0 | 0 | 0 | 0 | 0 | 0 | 0 | 0 | 0 | -259533.218 | 0 | 0 | 0 | 0 | 0 | 0 | 0 | 0 | 0 | 0 | 0 | 0 | 0 | 0 | 0 | 0
2016-03-12 07:00 | 0 | 0 | 0 | 0 | 582429.0783 | 0 | 338382 | 0 | 0 | 0 | 0 | 919827.0796 | 1549663.9604 | 0 | 0 | 0 | 0 | 0 | 0 | 0 | 0 | 0 | 0 | 0 | 0 | 0 | 0 | 0 | 0 | 244047.0783 | 0 | 0 | 0 | 0 | 0 | 0 | 0 | 0 | 0 | 0 | 0 | 0 | 0 | 0 | 0 | 0
2016-03-12 08:00 | 0 | 0 | 0 | 0 | 71881.782 | 0 | 331415 | 0 | 0 | 0 | 0 | 660293.8616 | 1549663.9604 | 0 | 0 | 0 | 0 | 0 | 0 | 0 | 0 | 0 | 0 | 0 | 0 | 0 | 0 | 0 | 0 | -259533.218 | 0 | 0 | 0 | 0 | 0 | 0 | 0 | 0 | 0 | 0 | 0 | 0 | 0 | 0 | 0 | 0
2016-03-12 09:00 | 0 | 0 | 0 | 0 | 69337.782 | 0 | 328871 | 0 | 0 | 0 | 0 | 400760.6437 | 1549663.9604 | 0 | 0 | 0 | 0 | 0 | 0 | 0 | 0 | 0 | 0 | 0 | 0 | 0 | 0 | 0 | 0 | -259533.218 | 0 | 0 | 0 | 0 | 0 | 0 | 0 | 0 | 0 | 0 | 0 | 0 | 0 | 0 | 0 | 0
2016-03-12 10:00 | 0 | 0 | 0 | 0 | 71647.782 | 0 | 331181 | 0 | 0 | 0 | 0 | 141227.4257 | 1549663.9604 | 0 | 0 | 0 | 0 | 0 | 0 | 0 | 0 | 0 | 0 | 0 | 0 | 0 | 0 | 0 | 0 | -259533.218 | 0 | 0 | 0 | 0 | 0 | 0 | 0 | 0 | 0 | 0 | 0 | 0 | 0 | 0 | 0 | 0
2016-03-12 11:00 | 0 | 0 | 0 | 0 | 455945.7923 | 0 | 337640 | 0 | 0 | 0 | 0 | 259533.218 | 1549663.9604 | 0 | 0 | 0 | 0 | 0 | 0 | 0 | 0 | 0 | 0 | 0 | 0 | 0 | 0 | 0 | 0 | 118305.7923 | 0 | 0 | 0 | 0 | 0 | 0 | 0 | 0 | 0 | 0 | 0 | 0 | 0 | 0 | 0 | 0
2016-03-12 12:00 | 0 | 0 | 0 | 0 | 88768.782 | 0 | 348302 | 0 | 0 | 0 | 0 | 0 | 1549663.9604 | 0 | 0 | 0 | 0 | 0 | 0 | 0 | 0 | 0 | 0 | 0 | 0 | 0 | 0 | 0 | 0 | -259533.218 | 0 | 0 | 0 | 0 | 0 | 0 | 0 | 0 | 0 | 0 | 0 | 0 | 0 | 0 | 0 | 0
2016-03-12 13:00 | 0 | 0 | 0 | 0 | 338688.7488 | 24063.2512 | 362752 | 0 | 0 | 0 | 0 | 0 | 1549663.9604 | 0 | 0 | 0 | 0 | 0 | 0 | 0 | 0 | 0 | 0 | 0 | 0 | 0 | 0 | 0 | 0 | 0 | 0 | 0 | 0 | 0 | 0 | 0 | 0 | 0 | 0 | 0 | 0 | 0 | 0 | 0 | 0 | 0
2016-03-12 14:00 | 0 | 0 | 0 | 0 | 225722.4096 | 331401.7627 | 377676 | 0 | 0 | 0 | 0 | 179448.1723 | 1549663.9604 | 0 | 0 | 0 | 0 | 0 | 0 | 0 | 0 | 0 | 0 | 0 | 0 | 0 | 0 | 0 | 0 | 179448.1723 | 0 | 0 | 0 | 0 | 0 | 0 | 0 | 0 | 0 | 0 | 0 | 0 | 0 | 0 | 0 | 0
2016-03-12 15:00 | 0 | 0 | 0 | 0 | 0 | 662154.6959 | 388255 | 0 | 0 | 0 | 0 | 438981.3902 | 1564030.4384 | 0 | 0 | 0 | 0 | 0 | 0 | 0 | 0 | 0 | 0 | 0 | 0 | 0 | 0 | 0 | 0 | 259533.218 | 14366.478 | 0 | 0 | 0 | 0 | 0 | 0 | 0 | 0 | 0 | 0 | 0 | 0 | 0 | 0 | 0
2016-03-12 16:00 | 0 | 0 | 0 | 0 | 0 | 667374.6959 | 393475 | 0 | 0 | 0 | 0 | 698514.6082 | 1578396.9164 | 0 | 0 | 0 | 0 | 0 | 0 | 0 | 0 | 0 | 0 | 0 | 0 | 0 | 0 | 0 | 0 | 259533.218 | 14366.478 | 0 | 0 | 0 | 0 | 0 | 0 | 0 | 0 | 0 | 0 | 0 | 0 | 0 | 0 | 0
2016-03-12 17:00 | 0 | 0 | 0 | 0 | 0 | 668357.6959 | 394458 | 0 | 0 | 0 | 0 | 958047.8262 | 1592763.3944 | 0 | 0 | 0 | 0 | 0 | 0 | 0 | 0 | 0 | 0 | 0 | 0 | 0 | 0 | 0 | 0 | 259533.218 | 14366.478 | 0 | 0 | 0 | 0 | 0 | 0 | 0 | 0 | 0 | 0 | 0 | 0 | 0 | 0 | 0
2016-03-12 18:00 | 0 | 0 | 0 | 0 | 0 | 667287.6959 | 393388 | 0 | 0 | 0 | 0 | 1217581.0441 | 1607129.8724 | 0 | 0 | 0 | 0 | 0 | 0 | 0 | 0 | 0 | 0 | 0 | 0 | 0 | 0 | 0 | 0 | 259533.218 | 14366.478 | 0 | 0 | 0 | 0 | 0 | 0 | 0 | 0 | 0 | 0 | 0 | 0 | 0 | 0 | 0
2016-03-12 19:00 | 0 | 0 | 0 | 0 | 0 | 665264.6959 | 391365 | 0 | 0 | 0 | 0 | 1477114.2621 | 1621496.3503 | 0 | 0 | 0 | 0 | 0 | 0 | 0 | 0 | 0 | 0 | 0 | 0 | 0 | 0 | 0 | 0 | 259533.218 | 14366.478 | 0 | 0 | 0 | 0 | 0 | 0 | 0 | 0 | 0 | 0 | 0 | 0 | 0 | 0 | 0
2016-03-12 20:00 | 0 | 0 | 0 | 0 | 0 | 664284.6959 | 390385 | 0 | 0 | 0 | 0 | 1736647.4801 | 1635862.8283 | 0 | 0 | 0 | 0 | 0 | 0 | 0 | 0 | 0 | 0 | 0 | 0 | 0 | 0 | 0 | 0 | 259533.218 | 14366.478 | 0 | 0 | 0 | 0 | 0 | 0 | 0 | 0 | 0 | 0 | 0 | 0 | 0 | 0 | 0
2016-03-12 21:00 | 0 | 0 | 0 | 0 | 0 | 664674.6959 | 390775 | 0 | 0 | 0 | 0 | 1996180.698 | 1650229.3063 | 0 | 0 | 0 | 0 | 0 | 0 | 0 | 0 | 0 | 0 | 0 | 0 | 0 | 0 | 0 | 0 | 259533.218 | 14366.478 | 0 | 0 | 0 | 0 | 0 | 0 | 0 | 0 | 0 | 0 | 0 | 0 | 0 | 0 | 0
2016-03-12 22:00 | 0 | 0 | 0 | 0 | 0 | 690145.9855 | 392732 | 0 | 0 | 0 | 0 | 2255713.916 | 1664595.7843 | 0 | 0 | 0 | 0 | 0 | 0 | 23514.2896 | 0 | 0 | 0 | 0 | 0 | 0 | 0 | 0 | 0 | 259533.218 | 14366.478 | 0 | 0 | 0 | 0 | 0 | 0 | 0 | 0 | 23514.2896 | 0 | 0 | 0 | 0 | 0 | 0
2016-03-12 23:00 | 0 | 0 | 0 | 0 | 0 | 560976.6933 | 399719 | 0 | 0 | 0 | 0 | 2515247.134 | 1589834.5492 | 0 | 0 | 0 | 0 | 0 | 0 | 0 | 0 | 0 | 0 | 0 | 0 | 0 | 0 | 0 | 0 | 259533.218 | 0 | 74761.2351 | 0 | 0 | 0 | 0 | 0 | 0 | 0 | -23514.2896 | 0 | 0 | 0 | 0 | 0 | 0
2016-03-13 | 0 | 0 | 0 | 0 | 0 | 202408.2442 | 407436 | 0 | 0 | 0 | 0 | 2310219.3781 | 1589834.5492 | 0 | 0 | 0 | 0 | 0 | 0 | 0 | 0 | 0 | 0 | 0 | 0 | 0 | 0 | 0 | 0 | -205027.7558 | 0 | 0 | 0 | 0 | 0 | 0 | 0 | 0 | 0 | 0 | 0 | 0 | 0 | 0 | 0 | 0
2016-03-13 01:00 | 0 | 0 | 0 | 0 | 143127.6714 | 3855.1106 | 406516 | 0 | 0 | 0 | 0 | 2050686.1602 | 1589834.5492 | 0 | 0 | 0 | 0 | 0 | 0 | 0 | 0 | 0 | 0 | 0 | 0 | 0 | 0 | 0 | 0 | -259533.218 | 0 | 0 | 0 | 0 | 0 | 0 | 0 | 0 | 0 | 0 | 0 | 0 | 0 | 0 | 0 | 0
2016-03-13 02:00 | 0 | 0 | 0 | 0 | 139342.782 | 0 | 398876 | 0 | 0 | 0 | 0 | 1791152.9422 | 1589834.5492 | 0 | 0 | 0 | 0 | 0 | 0 | 0 | 0 | 0 | 0 | 0 | 0 | 0 | 0 | 0 | 0 | -259533.218 | 0 | 0 | 0 | 0 | 0 | 0 | 0 | 0 | 0 | 0 | 0 | 0 | 0 | 0 | 0 | 0
2016-03-13 03:00 | 0 | 0 | 0 | 0 | 126757.782 | 0 | 386291 | 0 | 0 | 0 | 0 | 1531619.7242 | 1589834.5492 | 0 | 0 | 0 | 0 | 0 | 0 | 0 | 0 | 0 | 0 | 0 | 0 | 0 | 0 | 0 | 0 | -259533.218 | 0 | 0 | 0 | 0 | 0 | 0 | 0 | 0 | 0 | 0 | 0 | 0 | 0 | 0 | 0 | 0
2016-03-13 04:00 | 0 | 0 | 0 | 0 | 108855.782 | 0 | 368389 | 0 | 0 | 0 | 0 | 1272086.5063 | 1589834.5492 | 0 | 0 | 0 | 0 | 0 | 0 | 0 | 0 | 0 | 0 | 0 | 0 | 0 | 0 | 0 | 0 | -259533.218 | 0 | 0 | 0 | 0 | 0 | 0 | 0 | 0 | 0 | 0 | 0 | 0 | 0 | 0 | 0 | 0
2016-03-13 05:00 | 0 | 0 | 0 | 0 | 610594.218 | 0 | 351061 | 0 | 0 | 0 | 0 | 1531619.7242 | 1589834.5492 | 0 | 0 | 0 | 0 | 0 | 0 | 0 | 0 | 0 | 0 | 0 | 0 | 0 | 0 | 0 | 0 | 259533.218 | 0 | 0 | 0 | 0 | 0 | 0 | 0 | 0 | 0 | 0 | 0 | 0 | 0 | 0 | 0 | 0
2016-03-13 06:00 | 0 | 0 | 0 | 0 | 77780.782 | 0 | 337314 | 0 | 0 | 0 | 0 | 1272086.5063 | 1589834.5492 | 0 | 0 | 0 | 0 | 0 | 0 | 0 | 0 | 0 | 0 | 0 | 0 | 0 | 0 | 0 | 0 | -259533.218 | 0 | 0 | 0 | 0 | 0 | 0 | 0 | 0 | 0 | 0 | 0 | 0 | 0 | 0 | 0 | 0
2016-03-13 07:00 | 0 | 0 | 0 | 0 | 67607.782 | 0 | 327141 | 0 | 0 | 0 | 0 | 1012553.2883 | 1589834.5492 | 0 | 0 | 0 | 0 | 0 | 0 | 0 | 0 | 0 | 0 | 0 | 0 | 0 | 0 | 0 | 0 | -259533.218 | 0 | 0 | 0 | 0 | 0 | 0 | 0 | 0 | 0 | 0 | 0 | 0 | 0 | 0 | 0 | 0
2016-03-13 08:00 | 0 | 0 | 0 | 0 | 60981.782 | 0 | 320515 | 0 | 0 | 0 | 0 | 753020.0703 | 1589834.5492 | 0 | 0 | 0 | 0 | 0 | 0 | 0 | 0 | 0 | 0 | 0 | 0 | 0 | 0 | 0 | 0 | -259533.218 | 0 | 0 | 0 | 0 | 0 | 0 | 0 | 0 | 0 | 0 | 0 | 0 | 0 | 0 | 0 | 0
2016-03-13 09:00 | 0 | 0 | 0 | 0 | 59367.782 | 0 | 318901 | 0 | 0 | 0 | 0 | 493486.8524 | 1589834.5492 | 0 | 0 | 0 | 0 | 0 | 0 | 0 | 0 | 0 | 0 | 0 | 0 | 0 | 0 | 0 | 0 | -259533.218 | 0 | 0 | 0 | 0 | 0 | 0 | 0 | 0 | 0 | 0 | 0 | 0 | 0 | 0 | 0 | 0
2016-03-13 10:00 | 0 | 0 | 0 | 0 | 575414.3736 | 0 | 322082 | 0 | 0 | 0 | 0 | 746819.226 | 1589834.5492 | 0 | 0 | 0 | 0 | 0 | 0 | 0 | 0 | 0 | 0 | 0 | 0 | 0 | 0 | 0 | 0 | 253332.3736 | 0 | 0 | 0 | 0 | 0 | 0 | 0 | 0 | 0 | 0 | 0 | 0 | 0 | 0 | 0 | 0
2016-03-13 11:00 | 0 | 0 | 0 | 0 | 68364.782 | 0 | 327898 | 0 | 0 | 0 | 0 | 487286.008 | 1589834.5492 | 0 | 0 | 0 | 0 | 0 | 0 | 0 | 0 | 0 | 0 | 0 | 0 | 0 | 0 | 0 | 0 | -259533.218 | 0 | 0 | 0 | 0 | 0 | 0 | 0 | 0 | 0 | 0 | 0 | 0 | 0 | 0 | 0 | 0
2016-03-13 12:00 | 0 | 0 | 0 | 0 | 77044.782 | 0 | 336578 | 0 | 0 | 0 | 0 | 227752.79 | 1589834.5492 | 0 | 0 | 0 | 0 | 0 | 0 | 0 | 0 | 0 | 0 | 0 | 0 | 0 | 0 | 0 | 0 | -259533.218 | 0 | 0 | 0 | 0 | 0 | 0 | 0 | 0 | 0 | 0 | 0 | 0 | 0 | 0 | 0 | 0
2016-03-13 13:00 | 0 | 0 | 0 | 0 | 127413.1682 | 40304.2916 | 349873 | 0 | 0 | 0 | 0 | 45597.2499 | 1589834.5492 | 0 | 0 | 0 | 0 | 0 | 0 | 0 | 0 | 0 | 0 | 0 | 0 | 0 | 0 | 0 | 0 | -182155.5401 | 0 | 0 | 0 | 0 | 0 | 0 | 0 | 0 | 0 | 0 | 0 | 0 | 0 | 0 | 0 | 0
2016-03-13 14:00 | 0 | 0 | 0 | 0 | 224934.7196 | 398901.4983 | 364303 | 0 | 0 | 0 | 0 | 305130.4678 | 1589834.5492 | 0 | 0 | 0 | 0 | 0 | 0 | 0 | 0 | 0 | 0 | 0 | 0 | 0 | 0 | 0 | 0 | 259533.218 | 0 | 0 | 0 | 0 | 0 | 0 | 0 | 0 | 0 | 0 | 0 | 0 | 0 | 0 | 0 | 0
2016-03-13 15:00 | 0 | 0 | 0 | 0 | 0 | 648644.6959 | 374745 | 0 | 0 | 0 | 0 | 564663.6858 | 1604201.0272 | 0 | 0 | 0 | 0 | 0 | 0 | 0 | 0 | 0 | 0 | 0 | 0 | 0 | 0 | 0 | 0 | 259533.218 | 14366.478 | 0 | 0 | 0 | 0 | 0 | 0 | 0 | 0 | 0 | 0 | 0 | 0 | 0 | 0 | 0
2016-03-13 16:00 | 0 | 0 | 0 | 0 | 0 | 657244.6959 | 383345 | 0 | 0 | 0 | 0 | 824196.9038 | 1618567.5052 | 0 | 0 | 0 | 0 | 0 | 0 | 0 | 0 | 0 | 0 | 0 | 0 | 0 | 0 | 0 | 0 | 259533.218 | 14366.478 | 0 | 0 | 0 | 0 | 0 | 0 | 0 | 0 | 0 | 0 | 0 | 0 | 0 | 0 | 0
2016-03-13 17:00 | 0 | 0 | 0 | 0 | 0 | 663503.6959 | 389604 | 0 | 0 | 0 | 0 | 1083730.1217 | 1632933.9832 | 0 | 0 | 0 | 0 | 0 | 0 | 0 | 0 | 0 | 0 | 0 | 0 | 0 | 0 | 0 | 0 | 259533.218 | 14366.478 | 0 | 0 | 0 | 0 | 0 | 0 | 0 | 0 | 0 | 0 | 0 | 0 | 0 | 0 | 0
2016-03-13 18:00 | 0 | 0 | 0 | 0 | 0 | 665932.6959 | 392033 | 0 | 0 | 0 | 0 | 1343263.3397 | 1647300.4611 | 0 | 0 | 0 | 0 | 0 | 0 | 0 | 0 | 0 | 0 | 0 | 0 | 0 | 0 | 0 | 0 | 259533.218 | 14366.478 | 0 | 0 | 0 | 0 | 0 | 0 | 0 | 0 | 0 | 0 | 0 | 0 | 0 | 0 | 0
2016-03-13 19:00 | 0 | 0 | 0 | 0 | 0 | 666499.6959 | 392600 | 0 | 0 | 0 | 0 | 1602796.5577 | 1661666.9391 | 0 | 0 | 0 | 0 | 0 | 0 | 0 | 0 | 0 | 0 | 0 | 0 | 0 | 0 | 0 | 0 | 259533.218 | 14366.478 | 0 | 0 | 0 | 0 | 0 | 0 | 0 | 0 | 0 | 0 | 0 | 0 | 0 | 0 | 0
2016-03-13 20:00 | 0 | 0 | 0 | 0 | 0 | 686531.6073 | 394457 | 0 | 0 | 0 | 0 | 1862329.7756 | 1676033.4171 | 0 | 0 | 0 | 0 | 0 | 0 | 18174.9114 | 0 | 0 | 0 | 0 | 0 | 0 | 0 | 0 | 0 | 259533.218 | 14366.478 | 0 | 0 | 0 | 0 | 0 | 0 | 0 | 0 | 18174.9114 | 0 | 0 | 0 | 0 | 0 | 0
2016-03-13 21:00 | 0 | 0 | 0 | 0 | 0 | 677737.0742 | 398498 | 0 | 0 | 0 | 0 | 2121862.9936 | 1690399.8951 | 0 | 0 | 0 | 0 | 0 | 0 | 23514.2896 | 0 | 0 | 0 | 0 | 0 | 0 | 0 | 0 | 0 | 259533.218 | 14366.478 | 0 | 0 | 0 | 0 | 0 | 0 | 0 | 0 | 5339.3782 | 0 | 0 | 0 | 0 | 0 | 0
2016-03-13 22:00 | 0 | 0 | 0 | 0 | 0 | 621586.9867 | 402033 | 0 | 0 | 0 | 0 | 2364931.2699 | 1690399.8951 | 0 | 0 | 0 | 0 | 0 | 0 | 0 | 0 | 0 | 0 | 0 | 0 | 0 | 0 | 0 | 0 | 243068.2763 | 0 | 0 | 0 | 0 | 0 | 0 | 0 | 0 | 0 | -23514.2896 | 0 | 0 | 0 | 0 | 0 | 0
2016-03-13 23:00 | 0 | 0 | 0 | 0 | 0 | 449861.0056 | 407399 | 0 | 0 | 0 | 0 | 2407393.2755 | 1690399.8951 | 0 | 0 | 0 | 0 | 0 | 0 | 0 | 0 | 0 | 0 | 0 | 0 | 0 | 0 | 0 | 0 | 42462.0056 | 0 | 0 | 0 | 0 | 0 | 0 | 0 | 0 | 0 | 0 | 0 | 0 | 0 | 0 | 0 | 0
2016-03-14 | 0 | 0 | 0 | 0 | 16952.0471 | 153171.2129 | 415290 | 0 | 0 | 0 | 0 | 2147860.0575 | 1704766.3731 | 0 | 0 | 0 | 0 | 0 | 0 | 0 | 0 | 0 | 0 | 0 | 0 | 0 | 0 | 0 | 0 | -259533.218 | 14366.478 | 0 | 0 | 0 | 0 | 0 | 0 | 0 | 0 | 0 | 0 | 0 | 0 | 0 | 0 | 0
2016-03-14 01:00 | 0 | 0 | 0 | 0 | 302299.2589 | 2832.2397 | 416415 | 0 | 0 | 0 | 0 | 2145402.6509 | 1595940.2783 | 0 | 0 | 0 | 0 | 0 | 0 | 0 | 0 | 0 | 0 | 0 | 0 | 0 | 0 | 0 | 0 | -2457.4066 | 0 | 108826.0947 | 0 | 0 | 0 | 0 | 0 | 0 | 0 | 0 | 0 | 0 | 0 | 0 | 0 | 0
2016-03-14 02:00 | 0 | 0 | 0 | 0 | 145190.782 | 0 | 404724 | 0 | 0 | 0 | 0 | 1885869.4329 | 1595940.2783 | 0 | 0 | 0 | 0 | 0 | 0 | 0 | 0 | 0 | 0 | 0 | 0 | 0 | 0 | 0 | 0 | -259533.218 | 0 | 0 | 0 | 0 | 0 | 0 | 0 | 0 | 0 | 0 | 0 | 0 | 0 | 0 | 0 | 0
2016-03-14 03:00 | 0 | 0 | 0 | 0 | 125503.782 | 0 | 385037 | 0 | 0 | 0 | 0 | 1626336.2149 | 1595940.2783 | 0 | 0 | 0 | 0 | 0 | 0 | 0 | 0 | 0 | 0 | 0 | 0 | 0 | 0 | 0 | 0 | -259533.218 | 0 | 0 | 0 | 0 | 0 | 0 | 0 | 0 | 0 | 0 | 0 | 0 | 0 | 0 | 0 | 0
2016-03-14 04:00 | 0 | 0 | 0 | 0 | 327314.3255 | 0 | 361989 | 0 | 0 | 0 | 0 | 1591661.5404 | 1595940.2783 | 0 | 0 | 0 | 0 | 0 | 0 | 0 | 0 | 0 | 0 | 0 | 0 | 0 | 0 | 0 | 0 | -34674.6745 | 0 | 0 | 0 | 0 | 0 | 0 | 0 | 0 | 0 | 0 | 0 | 0 | 0 | 0 | 0 | 0
2016-03-14 05:00 | 0 | 0 | 0 | 0 | 83488.782 | 0 | 343022 | 0 | 0 | 0 | 0 | 1332128.3224 | 1595940.2783 | 0 | 0 | 0 | 0 | 0 | 0 | 0 | 0 | 0 | 0 | 0 | 0 | 0 | 0 | 0 | 0 | -259533.218 | 0 | 0 | 0 | 0 | 0 | 0 | 0 | 0 | 0 | 0 | 0 | 0 | 0 | 0 | 0 | 0
2016-03-14 06:00 | 0 | 0 | 0 | 0 | 72355.782 | 0 | 331889 | 0 | 0 | 0 | 0 | 1072595.1045 | 1595940.2783 | 0 | 0 | 0 | 0 | 0 | 0 | 0 | 0 | 0 | 0 | 0 | 0 | 0 | 0 | 0 | 0 | -259533.218 | 0 | 0 | 0 | 0 | 0 | 0 | 0 | 0 | 0 | 0 | 0 | 0 | 0 | 0 | 0 | 0
2016-03-14 07:00 | 0 | 0 | 0 | 0 | 65515.782 | 0 | 325049 | 0 | 0 | 0 | 0 | 813061.8865 | 1595940.2783 | 0 | 0 | 0 | 0 | 0 | 0 | 0 | 0 | 0 | 0 | 0 | 0 | 0 | 0 | 0 | 0 | -259533.218 | 0 | 0 | 0 | 0 | 0 | 0 | 0 | 0 | 0 | 0 | 0 | 0 | 0 | 0 | 0 | 0
2016-03-14 08:00 | 0 | 0 | 0 | 0 | 487726.7866 | 0 | 326183 | 0 | 0 | 0 | 0 | 974605.6731 | 1595940.2783 | 0 | 0 | 0 | 0 | 0 | 0 | 0 | 0 | 0 | 0 | 0 | 0 | 0 | 0 | 0 | 0 | 161543.7866 | 0 | 0 | 0 | 0 | 0 | 0 | 0 | 0 | 0 | 0 | 0 | 0 | 0 | 0 | 0 | 0
2016-03-14 09:00 | 0 | 0 | 0 | 0 | 79397.782 | 0 | 338931 | 0 | 0 | 0 | 0 | 715072.4552 | 1595940.2783 | 0 | 0 | 0 | 0 | 0 | 0 | 0 | 0 | 0 | 0 | 0 | 0 | 0 | 0 | 0 | 0 | -259533.218 | 0 | 0 | 0 | 0 | 0 | 0 | 0 | 0 | 0 | 0 | 0 | 0 | 0 | 0 | 0 | 0
2016-03-14 10:00 | 0 | 0 | 0 | 0 | 102822.782 | 0 | 362356 | 0 | 0 | 0 | 0 | 455539.2372 | 1595940.2783 | 0 | 0 | 0 | 0 | 0 | 0 | 0 | 0 | 0 | 0 | 0 | 0 | 0 | 0 | 0 | 0 | -259533.218 | 0 | 0 | 0 | 0 | 0 | 0 | 0 | 0 | 0 | 0 | 0 | 0 | 0 | 0 | 0 | 0
2016-03-14 11:00 | 0 | 0 | 0 | 0 | 132342.782 | 0 | 391876 | 0 | 0 | 0 | 0 | 196006.0192 | 1595940.2783 | 0 | 0 | 0 | 0 | 0 | 0 | 0 | 0 | 0 | 0 | 0 | 0 | 0 | 0 | 0 | 0 | -259533.218 | 0 | 0 | 0 | 0 | 0 | 0 | 0 | 0 | 0 | 0 | 0 | 0 | 0 | 0 | 0 | 0
2016-03-14 12:00 | 0 | 0 | 0 | 0 | 472712.1987 | 0 | 409185 | 0 | 0 | 0 | 0 | 259533.218 | 1595940.2783 | 0 | 0 | 0 | 0 | 0 | 0 | 0 | 0 | 0 | 0 | 0 | 0 | 0 | 0 | 0 | 0 | 63527.1987 | 0 | 0 | 0 | 0 | 0 | 0 | 0 | 0 | 0 | 0 | 0 | 0 | 0 | 0 | 0 | 0
2016-03-14 13:00 | 0 | 0 | 0 | 0 | 105242.6752 | 55679.1068 | 420455 | 0 | 0 | 0 | 0 | 0 | 1595940.2783 | 0 | 0 | 0 | 0 | 0 | 0 | 0 | 0 | 0 | 0 | 0 | 0 | 0 | 0 | 0 | 0 | -259533.218 | 0 | 0 | 0 | 0 | 0 | 0 | 0 | 0 | 0 | 0 | 0 | 0 | 0 | 0 | 0 | 0
2016-03-14 14:00 | 0 | 0 | 0 | 0 | 0 | 448890.9152 | 429944 | 0 | 0 | 0 | 0 | 18946.9152 | 1595940.2783 | 0 | 0 | 0 | 0 | 0 | 0 | 0 | 0 | 0 | 0 | 0 | 0 | 0 | 0 | 0 | 0 | 18946.9152 | 0 | 0 | 0 | 0 | 0 | 0 | 0 | 0 | 0 | 0 | 0 | 0 | 0 | 0 | 0 | 0
2016-03-14 15:00 | 0 | 0 | 0 | 0 | 0 | 711024.6959 | 437125 | 0 | 0 | 0 | 0 | 278480.1331 | 1610306.7563 | 0 | 0 | 0 | 0 | 0 | 0 | 0 | 0 | 0 | 0 | 0 | 0 | 0 | 0 | 0 | 0 | 259533.218 | 14366.478 | 0 | 0 | 0 | 0 | 0 | 0 | 0 | 0 | 0 | 0 | 0 | 0 | 0 | 0 | 0
2016-03-14 16:00 | 0 | 0 | 0 | 0 | 0 | 714460.6959 | 440561 | 0 | 0 | 0 | 0 | 538013.3511 | 1624673.2343 | 0 | 0 | 0 | 0 | 0 | 0 | 0 | 0 | 0 | 0 | 0 | 0 | 0 | 0 | 0 | 0 | 259533.218 | 14366.478 | 0 | 0 | 0 | 0 | 0 | 0 | 0 | 0 | 0 | 0 | 0 | 0 | 0 | 0 | 0
2016-03-14 17:00 | 0 | 0 | 0 | 0 | 0 | 717556.6959 | 443657 | 0 | 0 | 0 | 0 | 797546.5691 | 1639039.7123 | 0 | 0 | 0 | 0 | 0 | 0 | 0 | 0 | 0 | 0 | 0 | 0 | 0 | 0 | 0 | 0 | 259533.218 | 14366.478 | 0 | 0 | 0 | 0 | 0 | 0 | 0 | 0 | 0 | 0 | 0 | 0 | 0 | 0 | 0
2016-03-14 18:00 | 0 | 0 | 0 | 0 | 0 | 720502.6959 | 446603 | 0 | 0 | 0 | 0 | 1057079.7871 | 1653406.1903 | 0 | 0 | 0 | 0 | 0 | 0 | 0 | 0 | 0 | 0 | 0 | 0 | 0 | 0 | 0 | 0 | 259533.218 | 14366.478 | 0 | 0 | 0 | 0 | 0 | 0 | 0 | 0 | 0 | 0 | 0 | 0 | 0 | 0 | 0
2016-03-14 19:00 | 0 | 0 | 0 | 0 | 0 | 722771.6959 | 448872 | 0 | 0 | 0 | 0 | 1316613.005 | 1667772.6682 | 0 | 0 | 0 | 0 | 0 | 0 | 0 | 0 | 0 | 0 | 0 | 0 | 0 | 0 | 0 | 0 | 259533.218 | 14366.478 | 0 | 0 | 0 | 0 | 0 | 0 | 0 | 0 | 0 | 0 | 0 | 0 | 0 | 0 | 0
2016-03-14 20:00 | 0 | 0 | 0 | 0 | 0 | 724636.6959 | 450737 | 0 | 0 | 0 | 0 | 1576146.223 | 1682139.1462 | 0 | 0 | 0 | 0 | 0 | 0 | 0 | 0 | 0 | 0 | 0 | 0 | 0 | 0 | 0 | 0 | 259533.218 | 14366.478 | 0 | 0 | 0 | 0 | 0 | 0 | 0 | 0 | 0 | 0 | 0 | 0 | 0 | 0 | 0
2016-03-14 21:00 | 0 | 0 | 0 | 0 | 0 | 745581.8028 | 452592 | 0 | 0 | 0 | 0 | 1835679.441 | 1696505.6242 | 0 | 0 | 0 | 0 | 0 | 0 | 19090.1068 | 0 | 0 | 0 | 0 | 0 | 0 | 0 | 0 | 0 | 259533.218 | 14366.478 | 0 | 0 | 0 | 0 | 0 | 0 | 0 | 0 | 19090.1068 | 0 | 0 | 0 | 0 | 0 | 0
2016-03-14 22:00 | 0 | 0 | 0 | 0 | 0 | 730852.8787 | 452529 | 0 | 0 | 0 | 0 | 2095212.6589 | 1710872.1022 | 0 | 0 | 0 | 0 | 0 | 0 | 23514.2896 | 0 | 0 | 0 | 0 | 0 | 0 | 0 | 0 | 0 | 259533.218 | 14366.478 | 0 | 0 | 0 | 0 | 0 | 0 | 0 | 0 | 4424.1828 | 0 | 0 | 0 | 0 | 0 | 0
2016-03-14 23:00 | 0 | 0 | 0 | 0 | 0 | 584058.4457 | 452786 | 0 | 0 | 0 | 0 | 2354745.8769 | 1606125.6195 | 0 | 0 | 0 | 0 | 0 | 0 | 0 | 0 | 0 | 0 | 0 | 0 | 0 | 0 | 0 | 0 | 259533.218 | 0 | 104746.4827 | 0 | 0 | 0 | 0 | 0 | 0 | 0 | -23514.2896 | 0 | 0 | 0 | 0 | 0 | 0
2016-03-15 | 0 | 0 | 0 | 0 | 0 | 256594.1911 | 455067 | 0 | 0 | 0 | 0 | 2156273.068 | 1606125.6195 | 0 | 0 | 0 | 0 | 0 | 0 | 0 | 0 | 0 | 0 | 0 | 0 | 0 | 0 | 0 | 0 | -198472.8089 | 0 | 0 | 0 | 0 | 0 | 0 | 0 | 0 | 0 | 0 | 0 | 0 | 0 | 0 | 0 | 0
2016-03-15 01:00 | 0 | 0 | 0 | 0 | 182094.4191 | 6355.3629 | 447983 | 0 | 0 | 0 | 0 | 1896739.85 | 1606125.6195 | 0 | 0 | 0 | 0 | 0 | 0 | 0 | 0 | 0 | 0 | 0 | 0 | 0 | 0 | 0 | 0 | -259533.218 | 0 | 0 | 0 | 0 | 0 | 0 | 0 | 0 | 0 | 0 | 0 | 0 | 0 | 0 | 0 | 0
2016-03-15 02:00 | 0 | 0 | 0 | 0 | 169432.782 | 0 | 428966 | 0 | 0 | 0 | 0 | 1637206.632 | 1606125.6195 | 0 | 0 | 0 | 0 | 0 | 0 | 0 | 0 | 0 | 0 | 0 | 0 | 0 | 0 | 0 | 0 | -259533.218 | 0 | 0 | 0 | 0 | 0 | 0 | 0 | 0 | 0 | 0 | 0 | 0 | 0 | 0 | 0 | 0
2016-03-15 03:00 | 0 | 0 | 0 | 0 | 146879.782 | 0 | 406413 | 0 | 0 | 0 | 0 | 1377673.4141 | 1606125.6195 | 0 | 0 | 0 | 0 | 0 | 0 | 0 | 0 | 0 | 0 | 0 | 0 | 0 | 0 | 0 | 0 | -259533.218 | 0 | 0 | 0 | 0 | 0 | 0 | 0 | 0 | 0 | 0 | 0 | 0 | 0 | 0 | 0 | 0
2016-03-15 04:00 | 0 | 0 | 0 | 0 | 122819.782 | 0 | 382353 | 0 | 0 | 0 | 0 | 1118140.1961 | 1606125.6195 | 0 | 0 | 0 | 0 | 0 | 0 | 0 | 0 | 0 | 0 | 0 | 0 | 0 | 0 | 0 | 0 | -259533.218 | 0 | 0 | 0 | 0 | 0 | 0 | 0 | 0 | 0 | 0 | 0 | 0 | 0 | 0 | 0 | 0
2016-03-15 05:00 | 0 | 0 | 0 | 0 | 102639.782 | 0 | 362173 | 0 | 0 | 0 | 0 | 858606.9781 | 1606125.6195 | 0 | 0 | 0 | 0 | 0 | 0 | 0 | 0 | 0 | 0 | 0 | 0 | 0 | 0 | 0 | 0 | -259533.218 | 0 | 0 | 0 | 0 | 0 | 0 | 0 | 0 | 0 | 0 | 0 | 0 | 0 | 0 | 0 | 0
2016-03-15 06:00 | 0 | 0 | 0 | 0 | 608118.218 | 0 | 348585 | 0 | 0 | 0 | 0 | 1118140.1961 | 1606125.6195 | 0 | 0 | 0 | 0 | 0 | 0 | 0 | 0 | 0 | 0 | 0 | 0 | 0 | 0 | 0 | 0 | 259533.218 | 0 | 0 | 0 | 0 | 0 | 0 | 0 | 0 | 0 | 0 | 0 | 0 | 0 | 0 | 0 | 0
2016-03-15 07:00 | 0 | 0 | 0 | 0 | 80446.782 | 0 | 339980 | 0 | 0 | 0 | 0 | 858606.9781 | 1606125.6195 | 0 | 0 | 0 | 0 | 0 | 0 | 0 | 0 | 0 | 0 | 0 | 0 | 0 | 0 | 0 | 0 | -259533.218 | 0 | 0 | 0 | 0 | 0 | 0 | 0 | 0 | 0 | 0 | 0 | 0 | 0 | 0 | 0 | 0
2016-03-15 08:00 | 0 | 0 | 0 | 0 | 79552.782 | 0 | 339086 | 0 | 0 | 0 | 0 | 599073.7602 | 1606125.6195 | 0 | 0 | 0 | 0 | 0 | 0 | 0 | 0 | 0 | 0 | 0 | 0 | 0 | 0 | 0 | 0 | -259533.218 | 0 | 0 | 0 | 0 | 0 | 0 | 0 | 0 | 0 | 0 | 0 | 0 | 0 | 0 | 0 | 0
2016-03-15 09:00 | 0 | 0 | 0 | 0 | 87725.782 | 0 | 347259 | 0 | 0 | 0 | 0 | 339540.5422 | 1606125.6195 | 0 | 0 | 0 | 0 | 0 | 0 | 0 | 0 | 0 | 0 | 0 | 0 | 0 | 0 | 0 | 0 | -259533.218 | 0 | 0 | 0 | 0 | 0 | 0 | 0 | 0 | 0 | 0 | 0 | 0 | 0 | 0 | 0 | 0
2016-03-15 10:00 | 0 | 0 | 0 | 0 | 113598.782 | 0 | 373132 | 0 | 0 | 0 | 0 | 80007.3242 | 1606125.6195 | 0 | 0 | 0 | 0 | 0 | 0 | 0 | 0 | 0 | 0 | 0 | 0 | 0 | 0 | 0 | 0 | -259533.218 | 0 | 0 | 0 | 0 | 0 | 0 | 0 | 0 | 0 | 0 | 0 | 0 | 0 | 0 | 0 | 0
2016-03-15 11:00 | 0 | 0 | 0 | 0 | 320245.6758 | 0 | 400253 | 0 | 0 | 0 | 0 | 0 | 1606125.6195 | 0 | 0 | 0 | 0 | 0 | 0 | 0 | 0 | 0 | 0 | 0 | 0 | 0 | 0 | 0 | 0 | -80007.3242 | 0 | 0 | 0 | 0 | 0 | 0 | 0 | 0 | 0 | 0 | 0 | 0 | 0 | 0 | 0 | 0
2016-03-15 12:00 | 0 | 0 | 0 | 0 | 672584.218 | 0 | 413051 | 0 | 0 | 0 | 0 | 259533.218 | 1606125.6195 | 0 | 0 | 0 | 0 | 0 | 0 | 0 | 0 | 0 | 0 | 0 | 0 | 0 | 0 | 0 | 0 | 259533.218 | 0 | 0 | 0 | 0 | 0 | 0 | 0 | 0 | 0 | 0 | 0 | 0 | 0 | 0 | 0 | 0
2016-03-15 13:00 | 0 | 0 | 0 | 0 | 106140.7209 | 55406.0612 | 421080 | 0 | 0 | 0 | 0 | 0 | 1606125.6195 | 0 | 0 | 0 | 0 | 0 | 0 | 0 | 0 | 0 | 0 | 0 | 0 | 0 | 0 | 0 | 0 | -259533.218 | 0 | 0 | 0 | 0 | 0 | 0 | 0 | 0 | 0 | 0 | 0 | 0 | 0 | 0 | 0 | 0
2016-03-15 14:00 | 0 | 0 | 0 | 0 | 197510.6817 | 491820.5362 | 429798 | 0 | 0 | 0 | 0 | 259533.218 | 1606125.6195 | 0 | 0 | 0 | 0 | 0 | 0 | 0 | 0 | 0 | 0 | 0 | 0 | 0 | 0 | 0 | 0 | 259533.218 | 0 | 0 | 0 | 0 | 0 | 0 | 0 | 0 | 0 | 0 | 0 | 0 | 0 | 0 | 0 | 0
2016-03-15 15:00 | 0 | 0 | 0 | 0 | 0 | 708646.6959 | 434747 | 0 | 0 | 0 | 0 | 519066.4359 | 1620492.0975 | 0 | 0 | 0 | 0 | 0 | 0 | 0 | 0 | 0 | 0 | 0 | 0 | 0 | 0 | 0 | 0 | 259533.218 | 14366.478 | 0 | 0 | 0 | 0 | 0 | 0 | 0 | 0 | 0 | 0 | 0 | 0 | 0 | 0 | 0
2016-03-15 16:00 | 0 | 0 | 0 | 0 | 0 | 712643.6959 | 438744 | 0 | 0 | 0 | 0 | 778599.6539 | 1634858.5755 | 0 | 0 | 0 | 0 | 0 | 0 | 0 | 0 | 0 | 0 | 0 | 0 | 0 | 0 | 0 | 0 | 259533.218 | 14366.478 | 0 | 0 | 0 | 0 | 0 | 0 | 0 | 0 | 0 | 0 | 0 | 0 | 0 | 0 | 0
2016-03-15 17:00 | 0 | 0 | 0 | 0 | 0 | 716388.6959 | 442489 | 0 | 0 | 0 | 0 | 1038132.8719 | 1649225.0535 | 0 | 0 | 0 | 0 | 0 | 0 | 0 | 0 | 0 | 0 | 0 | 0 | 0 | 0 | 0 | 0 | 259533.218 | 14366.478 | 0 | 0 | 0 | 0 | 0 | 0 | 0 | 0 | 0 | 0 | 0 | 0 | 0 | 0 | 0
2016-03-15 18:00 | 0 | 0 | 0 | 0 | 0 | 719171.6959 | 445272 | 0 | 0 | 0 | 0 | 1297666.0898 | 1663591.5314 | 0 | 0 | 0 | 0 | 0 | 0 | 0 | 0 | 0 | 0 | 0 | 0 | 0 | 0 | 0 | 0 | 259533.218 | 14366.478 | 0 | 0 | 0 | 0 | 0 | 0 | 0 | 0 | 0 | 0 | 0 | 0 | 0 | 0 | 0
2016-03-15 19:00 | 0 | 0 | 0 | 0 | 0 | 721115.6959 | 447216 | 0 | 0 | 0 | 0 | 1557199.3078 | 1677958.0094 | 0 | 0 | 0 | 0 | 0 | 0 | 0 | 0 | 0 | 0 | 0 | 0 | 0 | 0 | 0 | 0 | 259533.218 | 14366.478 | 0 | 0 | 0 | 0 | 0 | 0 | 0 | 0 | 0 | 0 | 0 | 0 | 0 | 0 | 0
2016-03-15 20:00 | 0 | 0 | 0 | 0 | 0 | 724254.6959 | 450355 | 0 | 0 | 0 | 0 | 1816732.5258 | 1692324.4874 | 0 | 0 | 0 | 0 | 0 | 0 | 0 | 0 | 0 | 0 | 0 | 0 | 0 | 0 | 0 | 0 | 259533.218 | 14366.478 | 0 | 0 | 0 | 0 | 0 | 0 | 0 | 0 | 0 | 0 | 0 | 0 | 0 | 0 | 0
2016-03-15 21:00 | 0 | 0 | 0 | 0 | 0 | 750010.137 | 453096 | 0 | 0 | 0 | 0 | 2076265.7437 | 1706690.9654 | 0 | 0 | 0 | 0 | 0 | 0 | 23014.4411 | 0 | 0 | 0 | 0 | 0 | 0 | 0 | 0 | 0 | 259533.218 | 14366.478 | 0 | 0 | 0 | 0 | 0 | 0 | 0 | 0 | 23014.4411 | 0 | 0 | 0 | 0 | 0 | 0
2016-03-15 22:00 | 0 | 0 | 0 | 0 | 0 | 726226.5445 | 451827 | 0 | 0 | 0 | 0 | 2335798.9617 | 1721057.4434 | 0 | 0 | 0 | 0 | 0 | 0 | 23514.2896 | 0 | 0 | 0 | 0 | 0 | 0 | 0 | 0 | 0 | 259533.218 | 14366.478 | 0 | 0 | 0 | 0 | 0 | 0 | 0 | 0 | 499.8485 | 0 | 0 | 0 | 0 | 0 | 0
2016-03-15 23:00 | 0 | 0 | 0 | 0 | 870.9695 | 579621.8641 | 453300 | 0 | 0 | 0 | 0 | 2595332.1797 | 1612231.3486 | 0 | 0 | 0 | 0 | 0 | 0 | 0 | 0 | 0 | 0 | 0 | 0 | 0 | 0 | 0 | 0 | 259533.218 | 0 | 108826.0947 | 0 | 0 | 0 | 0 | 0 | 0 | 0 | -23514.2896 | 0 | 0 | 0 | 0 | 0 | 0
2016-03-16 | 0 | 0 | 0 | 0 | 0 | 252448.8999 | 457078 | 0 | 0 | 0 | 0 | 2390703.0796 | 1612231.3486 | 0 | 0 | 0 | 0 | 0 | 0 | 0 | 0 | 0 | 0 | 0 | 0 | 0 | 0 | 0 | 0 | -204629.1001 | 0 | 0 | 0 | 0 | 0 | 0 | 0 | 0 | 0 | 0 | 0 | 0 | 0 | 0 | 0 | 0
2016-03-16 01:00 | 0 | 0 | 0 | 0 | 181704.4154 | 8938.3667 | 450176 | 0 | 0 | 0 | 0 | 2131169.8616 | 1612231.3486 | 0 | 0 | 0 | 0 | 0 | 0 | 0 | 0 | 0 | 0 | 0 | 0 | 0 | 0 | 0 | 0 | -259533.218 | 0 | 0 | 0 | 0 | 0 | 0 | 0 | 0 | 0 | 0 | 0 | 0 | 0 | 0 | 0 | 0
2016-03-16 02:00 | 0 | 0 | 0 | 0 | 170361.782 | 0 | 429895 | 0 | 0 | 0 | 0 | 1871636.6437 | 1612231.3486 | 0 | 0 | 0 | 0 | 0 | 0 | 0 | 0 | 0 | 0 | 0 | 0 | 0 | 0 | 0 | 0 | -259533.218 | 0 | 0 | 0 | 0 | 0 | 0 | 0 | 0 | 0 | 0 | 0 | 0 | 0 | 0 | 0 | 0
2016-03-16 03:00 | 0 | 0 | 0 | 0 | 146456.782 | 0 | 405990 | 0 | 0 | 0 | 0 | 1612103.4257 | 1612231.3486 | 0 | 0 | 0 | 0 | 0 | 0 | 0 | 0 | 0 | 0 | 0 | 0 | 0 | 0 | 0 | 0 | -259533.218 | 0 | 0 | 0 | 0 | 0 | 0 | 0 | 0 | 0 | 0 | 0 | 0 | 0 | 0 | 0 | 0
2016-03-16 04:00 | 0 | 0 | 0 | 0 | 122002.782 | 0 | 381536 | 0 | 0 | 0 | 0 | 1352570.2077 | 1612231.3486 | 0 | 0 | 0 | 0 | 0 | 0 | 0 | 0 | 0 | 0 | 0 | 0 | 0 | 0 | 0 | 0 | -259533.218 | 0 | 0 | 0 | 0 | 0 | 0 | 0 | 0 | 0 | 0 | 0 | 0 | 0 | 0 | 0 | 0
2016-03-16 05:00 | 0 | 0 | 0 | 0 | 103270.782 | 0 | 362804 | 0 | 0 | 0 | 0 | 1093036.9898 | 1612231.3486 | 0 | 0 | 0 | 0 | 0 | 0 | 0 | 0 | 0 | 0 | 0 | 0 | 0 | 0 | 0 | 0 | -259533.218 | 0 | 0 | 0 | 0 | 0 | 0 | 0 | 0 | 0 | 0 | 0 | 0 | 0 | 0 | 0 | 0
2016-03-16 06:00 | 0 | 0 | 0 | 0 | 607996.218 | 0 | 348463 | 0 | 0 | 0 | 0 | 1352570.2077 | 1612231.3486 | 0 | 0 | 0 | 0 | 0 | 0 | 0 | 0 | 0 | 0 | 0 | 0 | 0 | 0 | 0 | 0 | 259533.218 | 0 | 0 | 0 | 0 | 0 | 0 | 0 | 0 | 0 | 0 | 0 | 0 | 0 | 0 | 0 | 0
2016-03-16 07:00 | 0 | 0 | 0 | 0 | 80518.782 | 0 | 340052 | 0 | 0 | 0 | 0 | 1093036.9898 | 1612231.3486 | 0 | 0 | 0 | 0 | 0 | 0 | 0 | 0 | 0 | 0 | 0 | 0 | 0 | 0 | 0 | 0 | -259533.218 | 0 | 0 | 0 | 0 | 0 | 0 | 0 | 0 | 0 | 0 | 0 | 0 | 0 | 0 | 0 | 0
2016-03-16 08:00 | 0 | 0 | 0 | 0 | 78949.782 | 0 | 338483 | 0 | 0 | 0 | 0 | 833503.7718 | 1612231.3486 | 0 | 0 | 0 | 0 | 0 | 0 | 0 | 0 | 0 | 0 | 0 | 0 | 0 | 0 | 0 | 0 | -259533.218 | 0 | 0 | 0 | 0 | 0 | 0 | 0 | 0 | 0 | 0 | 0 | 0 | 0 | 0 | 0 | 0
2016-03-16 09:00 | 0 | 0 | 0 | 0 | 87822.782 | 0 | 347356 | 0 | 0 | 0 | 0 | 573970.5538 | 1612231.3486 | 0 | 0 | 0 | 0 | 0 | 0 | 0 | 0 | 0 | 0 | 0 | 0 | 0 | 0 | 0 | 0 | -259533.218 | 0 | 0 | 0 | 0 | 0 | 0 | 0 | 0 | 0 | 0 | 0 | 0 | 0 | 0 | 0 | 0
2016-03-16 10:00 | 0 | 0 | 0 | 0 | 113596.782 | 0 | 373130 | 0 | 0 | 0 | 0 | 314437.3358 | 1612231.3486 | 0 | 0 | 0 | 0 | 0 | 0 | 0 | 0 | 0 | 0 | 0 | 0 | 0 | 0 | 0 | 0 | -259533.218 | 0 | 0 | 0 | 0 | 0 | 0 | 0 | 0 | 0 | 0 | 0 | 0 | 0 | 0 | 0 | 0
2016-03-16 11:00 | 0 | 0 | 0 | 0 | 140103.782 | 0 | 399637 | 0 | 0 | 0 | 0 | 54904.1179 | 1612231.3486 | 0 | 0 | 0 | 0 | 0 | 0 | 0 | 0 | 0 | 0 | 0 | 0 | 0 | 0 | 0 | 0 | -259533.218 | 0 | 0 | 0 | 0 | 0 | 0 | 0 | 0 | 0 | 0 | 0 | 0 | 0 | 0 | 0 | 0
2016-03-16 12:00 | 0 | 0 | 0 | 0 | 670874.218 | 0 | 411341 | 0 | 0 | 0 | 0 | 314437.3358 | 1612231.3486 | 0 | 0 | 0 | 0 | 0 | 0 | 0 | 0 | 0 | 0 | 0 | 0 | 0 | 0 | 0 | 0 | 259533.218 | 0 | 0 | 0 | 0 | 0 | 0 | 0 | 0 | 0 | 0 | 0 | 0 | 0 | 0 | 0 | 0
2016-03-16 13:00 | 0 | 0 | 0 | 0 | 99403.4028 | 59490.3792 | 418427 | 0 | 0 | 0 | 0 | 54904.1179 | 1612231.3486 | 0 | 0 | 0 | 0 | 0 | 0 | 0 | 0 | 0 | 0 | 0 | 0 | 0 | 0 | 0 | 0 | -259533.218 | 0 | 0 | 0 | 0 | 0 | 0 | 0 | 0 | 0 | 0 | 0 | 0 | 0 | 0 | 0 | 0
2016-03-16 14:00 | 0 | 0 | 0 | 0 | 0 | 490055.2438 | 426785 | 0 | 0 | 0 | 0 | 118174.3617 | 1612231.3486 | 0 | 0 | 0 | 0 | 0 | 0 | 0 | 0 | 0 | 0 | 0 | 0 | 0 | 0 | 0 | 0 | 63270.2438 | 0 | 0 | 0 | 0 | 0 | 0 | 0 | 0 | 0 | 0 | 0 | 0 | 0 | 0 | 0 | 0
2016-03-16 15:00 | 0 | 0 | 0 | 0 | 0 | 704849.6959 | 430950 | 0 | 0 | 0 | 0 | 377707.5797 | 1626597.8266 | 0 | 0 | 0 | 0 | 0 | 0 | 0 | 0 | 0 | 0 | 0 | 0 | 0 | 0 | 0 | 0 | 259533.218 | 14366.478 | 0 | 0 | 0 | 0 | 0 | 0 | 0 | 0 | 0 | 0 | 0 | 0 | 0 | 0 | 0
2016-03-16 16:00 | 0 | 0 | 0 | 0 | 0 | 707146.6959 | 433247 | 0 | 0 | 0 | 0 | 637240.7976 | 1640964.3046 | 0 | 0 | 0 | 0 | 0 | 0 | 0 | 0 | 0 | 0 | 0 | 0 | 0 | 0 | 0 | 0 | 259533.218 | 14366.478 | 0 | 0 | 0 | 0 | 0 | 0 | 0 | 0 | 0 | 0 | 0 | 0 | 0 | 0 | 0
2016-03-16 17:00 | 0 | 0 | 0 | 0 | 0 | 710220.6959 | 436321 | 0 | 0 | 0 | 0 | 896774.0156 | 1655330.7826 | 0 | 0 | 0 | 0 | 0 | 0 | 0 | 0 | 0 | 0 | 0 | 0 | 0 | 0 | 0 | 0 | 259533.218 | 14366.478 | 0 | 0 | 0 | 0 | 0 | 0 | 0 | 0 | 0 | 0 | 0 | 0 | 0 | 0 | 0
2016-03-16 18:00 | 0 | 0 | 0 | 0 | 0 | 713932.6959 | 440033 | 0 | 0 | 0 | 0 | 1156307.2336 | 1669697.2606 | 0 | 0 | 0 | 0 | 0 | 0 | 0 | 0 | 0 | 0 | 0 | 0 | 0 | 0 | 0 | 0 | 259533.218 | 14366.478 | 0 | 0 | 0 | 0 | 0 | 0 | 0 | 0 | 0 | 0 | 0 | 0 | 0 | 0 | 0
2016-03-16 19:00 | 0 | 0 | 0 | 0 | 0 | 715258.6959 | 441359 | 0 | 0 | 0 | 0 | 1415840.4515 | 1684063.7386 | 0 | 0 | 0 | 0 | 0 | 0 | 0 | 0 | 0 | 0 | 0 | 0 | 0 | 0 | 0 | 0 | 259533.218 | 14366.478 | 0 | 0 | 0 | 0 | 0 | 0 | 0 | 0 | 0 | 0 | 0 | 0 | 0 | 0 | 0
2016-03-16 20:00 | 0 | 0 | 0 | 0 | 0 | 716800.6959 | 442901 | 0 | 0 | 0 | 0 | 1675373.6695 | 1698430.2165 | 0 | 0 | 0 | 0 | 0 | 0 | 0 | 0 | 0 | 0 | 0 | 0 | 0 | 0 | 0 | 0 | 259533.218 | 14366.478 | 0 | 0 | 0 | 0 | 0 | 0 | 0 | 0 | 0 | 0 | 0 | 0 | 0 | 0 | 0
2016-03-16 21:00 | 0 | 0 | 0 | 0 | 0 | 718925.6959 | 445026 | 0 | 0 | 0 | 0 | 1934906.8875 | 1712796.6945 | 0 | 0 | 0 | 0 | 0 | 0 | 0 | 0 | 0 | 0 | 0 | 0 | 0 | 0 | 0 | 0 | 259533.218 | 14366.478 | 0 | 0 | 0 | 0 | 0 | 0 | 0 | 0 | 0 | 0 | 0 | 0 | 0 | 0 | 0
2016-03-16 22:00 | 0 | 0 | 0 | 0 | 0 | 740442.9855 | 443029 | 0 | 0 | 0 | 0 | 2194440.1054 | 1727163.1725 | 0 | 0 | 0 | 0 | 0 | 0 | 23514.2896 | 0 | 0 | 0 | 0 | 0 | 0 | 0 | 0 | 0 | 259533.218 | 14366.478 | 0 | 0 | 0 | 0 | 0 | 0 | 0 | 0 | 23514.2896 | 0 | 0 | 0 | 0 | 0 | 0
2016-03-16 23:00 | 0 | 0 | 0 | 0 | 54647.6383 | 625708.2901 | 444337 | 0 | 0 | 0 | 0 | 2453973.3234 | 1727163.1725 | 0 | 0 | 0 | 0 | 0 | 0 | 0 | 0 | 0 | 0 | 0 | 0 | 0 | 0 | 0 | 0 | 259533.218 | 0 | 0 | 0 | 0 | 0 | 0 | 0 | 0 | 0 | -23514.2896 | 0 | 0 | 0 | 0 | 0 | 0
2016-03-17 | 0 | 0 | 0 | 0 | 0 | 273746.7393 | 450102 | 0 | 0 | 0 | 0 | 2277618.0627 | 1727163.1725 | 0 | 0 | 0 | 0 | 0 | 0 | 0 | 0 | 0 | 0 | 0 | 0 | 0 | 0 | 0 | 0 | -176355.2607 | 0 | 0 | 0 | 0 | 0 | 0 | 0 | 0 | 0 | 0 | 0 | 0 | 0 | 0 | 0 | 0
2016-03-17 01:00 | 0 | 0 | 0 | 0 | 175355.7259 | 8863.0562 | 443752 | 0 | 0 | 0 | 0 | 2018084.8448 | 1727163.1725 | 0 | 0 | 0 | 0 | 0 | 0 | 0 | 0 | 0 | 0 | 0 | 0 | 0 | 0 | 0 | 0 | -259533.218 | 0 | 0 | 0 | 0 | 0 | 0 | 0 | 0 | 0 | 0 | 0 | 0 | 0 | 0 | 0 | 0
2016-03-17 02:00 | 0 | 0 | 0 | 0 | 165564.782 | 0 | 425098 | 0 | 0 | 0 | 0 | 1758551.6268 | 1727163.1725 | 0 | 0 | 0 | 0 | 0 | 0 | 0 | 0 | 0 | 0 | 0 | 0 | 0 | 0 | 0 | 0 | -259533.218 | 0 | 0 | 0 | 0 | 0 | 0 | 0 | 0 | 0 | 0 | 0 | 0 | 0 | 0 | 0 | 0
2016-03-17 03:00 | 0 | 0 | 0 | 0 | 142300.782 | 0 | 401834 | 0 | 0 | 0 | 0 | 1499018.4088 | 1727163.1725 | 0 | 0 | 0 | 0 | 0 | 0 | 0 | 0 | 0 | 0 | 0 | 0 | 0 | 0 | 0 | 0 | -259533.218 | 0 | 0 | 0 | 0 | 0 | 0 | 0 | 0 | 0 | 0 | 0 | 0 | 0 | 0 | 0 | 0
2016-03-17 04:00 | 0 | 0 | 0 | 0 | 120233.782 | 0 | 379767 | 0 | 0 | 0 | 0 | 1239485.1909 | 1727163.1725 | 0 | 0 | 0 | 0 | 0 | 0 | 0 | 0 | 0 | 0 | 0 | 0 | 0 | 0 | 0 | 0 | -259533.218 | 0 | 0 | 0 | 0 | 0 | 0 | 0 | 0 | 0 | 0 | 0 | 0 | 0 | 0 | 0 | 0
2016-03-17 05:00 | 0 | 0 | 0 | 0 | 100827.782 | 0 | 360361 | 0 | 0 | 0 | 0 | 979951.9729 | 1727163.1725 | 0 | 0 | 0 | 0 | 0 | 0 | 0 | 0 | 0 | 0 | 0 | 0 | 0 | 0 | 0 | 0 | -259533.218 | 0 | 0 | 0 | 0 | 0 | 0 | 0 | 0 | 0 | 0 | 0 | 0 | 0 | 0 | 0 | 0
2016-03-17 06:00 | 0 | 0 | 0 | 0 | 582669.2573 | 0 | 347411 | 0 | 0 | 0 | 0 | 1215210.2302 | 1727163.1725 | 0 | 0 | 0 | 0 | 0 | 0 | 0 | 0 | 0 | 0 | 0 | 0 | 0 | 0 | 0 | 0 | 235258.2573 | 0 | 0 | 0 | 0 | 0 | 0 | 0 | 0 | 0 | 0 | 0 | 0 | 0 | 0 | 0 | 0
2016-03-17 07:00 | 0 | 0 | 0 | 0 | 80429.782 | 0 | 339963 | 0 | 0 | 0 | 0 | 955677.0122 | 1727163.1725 | 0 | 0 | 0 | 0 | 0 | 0 | 0 | 0 | 0 | 0 | 0 | 0 | 0 | 0 | 0 | 0 | -259533.218 | 0 | 0 | 0 | 0 | 0 | 0 | 0 | 0 | 0 | 0 | 0 | 0 | 0 | 0 | 0 | 0
2016-03-17 08:00 | 0 | 0 | 0 | 0 | 80190.782 | 0 | 339724 | 0 | 0 | 0 | 0 | 696143.7942 | 1727163.1725 | 0 | 0 | 0 | 0 | 0 | 0 | 0 | 0 | 0 | 0 | 0 | 0 | 0 | 0 | 0 | 0 | -259533.218 | 0 | 0 | 0 | 0 | 0 | 0 | 0 | 0 | 0 | 0 | 0 | 0 | 0 | 0 | 0 | 0
2016-03-17 09:00 | 0 | 0 | 0 | 0 | 90160.782 | 0 | 349694 | 0 | 0 | 0 | 0 | 436610.5763 | 1727163.1725 | 0 | 0 | 0 | 0 | 0 | 0 | 0 | 0 | 0 | 0 | 0 | 0 | 0 | 0 | 0 | 0 | -259533.218 | 0 | 0 | 0 | 0 | 0 | 0 | 0 | 0 | 0 | 0 | 0 | 0 | 0 | 0 | 0 | 0
2016-03-17 10:00 | 0 | 0 | 0 | 0 | 117088.782 | 0 | 376622 | 0 | 0 | 0 | 0 | 177077.3583 | 1727163.1725 | 0 | 0 | 0 | 0 | 0 | 0 | 0 | 0 | 0 | 0 | 0 | 0 | 0 | 0 | 0 | 0 | -259533.218 | 0 | 0 | 0 | 0 | 0 | 0 | 0 | 0 | 0 | 0 | 0 | 0 | 0 | 0 | 0 | 0
2016-03-17 11:00 | 0 | 0 | 0 | 0 | 516208.3234 | 0 | 404862 | 0 | 0 | 0 | 0 | 288423.6817 | 1727163.1725 | 0 | 0 | 0 | 0 | 0 | 0 | 0 | 0 | 0 | 0 | 0 | 0 | 0 | 0 | 0 | 0 | 111346.3234 | 0 | 0 | 0 | 0 | 0 | 0 | 0 | 0 | 0 | 0 | 0 | 0 | 0 | 0 | 0 | 0
2016-03-17 12:00 | 0 | 0 | 0 | 0 | 156659.782 | 0 | 416193 | 0 | 0 | 0 | 0 | 28890.4637 | 1727163.1725 | 0 | 0 | 0 | 0 | 0 | 0 | 0 | 0 | 0 | 0 | 0 | 0 | 0 | 0 | 0 | 0 | -259533.218 | 0 | 0 | 0 | 0 | 0 | 0 | 0 | 0 | 0 | 0 | 0 | 0 | 0 | 0 | 0 | 0
2016-03-17 13:00 | 0 | 0 | 0 | 0 | 347472.2175 | 103255.038 | 422526 | 0 | 0 | 0 | 0 | 57091.7191 | 1727163.1725 | 0 | 0 | 0 | 0 | 0 | 0 | 0 | 0 | 0 | 0 | 0 | 0 | 0 | 0 | 0 | 0 | 28201.2554 | 0 | 0 | 0 | 0 | 0 | 0 | 0 | 0 | 0 | 0 | 0 | 0 | 0 | 0 | 0 | 0
2016-03-17 14:00 | 0 | 0 | 0 | 0 | 192063.7579 | 495664.4601 | 428195 | 0 | 0 | 0 | 0 | 316624.9371 | 1727163.1725 | 0 | 0 | 0 | 0 | 0 | 0 | 0 | 0 | 0 | 0 | 0 | 0 | 0 | 0 | 0 | 0 | 259533.218 | 0 | 0 | 0 | 0 | 0 | 0 | 0 | 0 | 0 | 0 | 0 | 0 | 0 | 0 | 0 | 0
2016-03-17 15:00 | 0 | 0 | 0 | 0 | 0 | 704970.6959 | 431071 | 0 | 0 | 0 | 0 | 576158.1551 | 1741529.6505 | 0 | 0 | 0 | 0 | 0 | 0 | 0 | 0 | 0 | 0 | 0 | 0 | 0 | 0 | 0 | 0 | 259533.218 | 14366.478 | 0 | 0 | 0 | 0 | 0 | 0 | 0 | 0 | 0 | 0 | 0 | 0 | 0 | 0 | 0
2016-03-17 16:00 | 0 | 0 | 0 | 0 | 0 | 705827.6959 | 431928 | 0 | 0 | 0 | 0 | 835691.373 | 1755896.1285 | 0 | 0 | 0 | 0 | 0 | 0 | 0 | 0 | 0 | 0 | 0 | 0 | 0 | 0 | 0 | 0 | 259533.218 | 14366.478 | 0 | 0 | 0 | 0 | 0 | 0 | 0 | 0 | 0 | 0 | 0 | 0 | 0 | 0 | 0
2016-03-17 17:00 | 0 | 0 | 0 | 0 | 0 | 707372.6959 | 433473 | 0 | 0 | 0 | 0 | 1095224.591 | 1770262.6064 | 0 | 0 | 0 | 0 | 0 | 0 | 0 | 0 | 0 | 0 | 0 | 0 | 0 | 0 | 0 | 0 | 259533.218 | 14366.478 | 0 | 0 | 0 | 0 | 0 | 0 | 0 | 0 | 0 | 0 | 0 | 0 | 0 | 0 | 0
2016-03-17 18:00 | 0 | 0 | 0 | 0 | 0 | 707790.6959 | 433891 | 0 | 0 | 0 | 0 | 1354757.809 | 1784629.0844 | 0 | 0 | 0 | 0 | 0 | 0 | 0 | 0 | 0 | 0 | 0 | 0 | 0 | 0 | 0 | 0 | 259533.218 | 14366.478 | 0 | 0 | 0 | 0 | 0 | 0 | 0 | 0 | 0 | 0 | 0 | 0 | 0 | 0 | 0
2016-03-17 19:00 | 0 | 0 | 0 | 0 | 0 | 706957.6959 | 433058 | 0 | 0 | 0 | 0 | 1614291.0269 | 1798995.5624 | 0 | 0 | 0 | 0 | 0 | 0 | 0 | 0 | 0 | 0 | 0 | 0 | 0 | 0 | 0 | 0 | 259533.218 | 14366.478 | 0 | 0 | 0 | 0 | 0 | 0 | 0 | 0 | 0 | 0 | 0 | 0 | 0 | 0 | 0
2016-03-17 20:00 | 0 | 0 | 0 | 0 | 0 | 706868.6959 | 432969 | 0 | 0 | 0 | 0 | 1873824.2449 | 1813362.0404 | 0 | 0 | 0 | 0 | 0 | 0 | 0 | 0 | 0 | 0 | 0 | 0 | 0 | 0 | 0 | 0 | 259533.218 | 14366.478 | 0 | 0 | 0 | 0 | 0 | 0 | 0 | 0 | 0 | 0 | 0 | 0 | 0 | 0 | 0
2016-03-17 21:00 | 0 | 0 | 0 | 0 | 0 | 706915.6959 | 433016 | 0 | 0 | 0 | 0 | 2133357.4629 | 1827728.5184 | 0 | 0 | 0 | 0 | 0 | 0 | 0 | 0 | 0 | 0 | 0 | 0 | 0 | 0 | 0 | 0 | 259533.218 | 14366.478 | 0 | 0 | 0 | 0 | 0 | 0 | 0 | 0 | 0 | 0 | 0 | 0 | 0 | 0 | 0
2016-03-17 22:00 | 0 | 0 | 0 | 0 | 0 | 728941.9855 | 431528 | 0 | 0 | 0 | 0 | 2392890.6808 | 1842094.9963 | 0 | 0 | 0 | 0 | 0 | 0 | 23514.2896 | 0 | 0 | 0 | 0 | 0 | 0 | 0 | 0 | 0 | 259533.218 | 14366.478 | 0 | 0 | 0 | 0 | 0 | 0 | 0 | 0 | 23514.2896 | 0 | 0 | 0 | 0 | 0 | 0
2016-03-17 23:00 | 0 | 0 | 0 | 0 | 0 | 615494.3254 | 434635 | 0 | 0 | 0 | 0 | 2652423.8988 | 1786935.3934 | 0 | 0 | 0 | 0 | 0 | 0 | 0 | 0 | 0 | 0 | 0 | 0 | 0 | 0 | 0 | 0 | 259533.218 | 0 | 55159.603 | 0 | 0 | 0 | 0 | 0 | 0 | 0 | -23514.2896 | 0 | 0 | 0 | 0 | 0 | 0
2016-03-18 | 0 | 0 | 0 | 0 | 0 | 283901.1887 | 442171 | 0 | 0 | 0 | 0 | 2494154.0875 | 1786935.3934 | 0 | 0 | 0 | 0 | 0 | 0 | 0 | 0 | 0 | 0 | 0 | 0 | 0 | 0 | 0 | 0 | -158269.8113 | 0 | 0 | 0 | 0 | 0 | 0 | 0 | 0 | 0 | 0 | 0 | 0 | 0 | 0 | 0 | 0
2016-03-18 01:00 | 0 | 0 | 0 | 0 | 179127.4779 | 11715.7821 | 436010 | 0 | 0 | 0 | 0 | 2234620.8695 | 1801301.8713 | 0 | 0 | 0 | 0 | 0 | 0 | 0 | 0 | 0 | 0 | 0 | 0 | 0 | 0 | 0 | 0 | -259533.218 | 14366.478 | 0 | 0 | 0 | 0 | 0 | 0 | 0 | 0 | 0 | 0 | 0 | 0 | 0 | 0 | 0
2016-03-18 02:00 | 0 | 0 | 0 | 0 | 160199.782 | 0 | 419733 | 0 | 0 | 0 | 0 | 1975087.6515 | 1801301.8713 | 0 | 0 | 0 | 0 | 0 | 0 | 0 | 0 | 0 | 0 | 0 | 0 | 0 | 0 | 0 | 0 | -259533.218 | 0 | 0 | 0 | 0 | 0 | 0 | 0 | 0 | 0 | 0 | 0 | 0 | 0 | 0 | 0 | 0
2016-03-18 03:00 | 0 | 0 | 0 | 0 | 139615.782 | 0 | 399149 | 0 | 0 | 0 | 0 | 1715554.4336 | 1801301.8713 | 0 | 0 | 0 | 0 | 0 | 0 | 0 | 0 | 0 | 0 | 0 | 0 | 0 | 0 | 0 | 0 | -259533.218 | 0 | 0 | 0 | 0 | 0 | 0 | 0 | 0 | 0 | 0 | 0 | 0 | 0 | 0 | 0 | 0
2016-03-18 04:00 | 0 | 0 | 0 | 0 | 494113.3626 | 0 | 378574 | 0 | 0 | 0 | 0 | 1807579.5065 | 1801301.8713 | 0 | 0 | 0 | 0 | 0 | 0 | 23514.2896 | 0 | 0 | 0 | 0 | 0 | 0 | 0 | 0 | 0 | 92025.073 | 0 | 0 | 0 | 0 | 0 | 0 | 0 | 0 | 0 | 23514.2896 | 0 | 0 | 0 | 0 | 0 | 0
2016-03-18 05:00 | 0 | 0 | 0 | 0 | 78124.4924 | 0 | 361172 | 0 | 0 | 0 | 0 | 1548046.2886 | 1801301.8713 | 0 | 0 | 0 | 0 | 0 | 0 | 0 | 0 | 0 | 0 | 0 | 0 | 0 | 0 | 0 | 0 | -259533.218 | 0 | 0 | 0 | 0 | 0 | 0 | 0 | 0 | 0 | -23514.2896 | 0 | 0 | 0 | 0 | 0 | 0
2016-03-18 06:00 | 0 | 0 | 0 | 0 | 0 | 0 | 348755 | 0 | 0 | 0 | 0 | 1288513.0706 | 1712080.0893 | 0 | 0 | 0 | 0 | 0 | 0 | 0 | 0 | 0 | 0 | 0 | 0 | 0 | 0 | 0 | 0 | -259533.218 | 0 | 89221.782 | 0 | 0 | 0 | 0 | 0 | 0 | 0 | 0 | 0 | 0 | 0 | 0 | 0 | 0
2016-03-18 07:00 | 0 | 0 | 0 | 0 | 82043.782 | 0 | 341577 | 0 | 0 | 0 | 0 | 1028979.8526 | 1712080.0893 | 0 | 0 | 0 | 0 | 0 | 0 | 0 | 0 | 0 | 0 | 0 | 0 | 0 | 0 | 0 | 0 | -259533.218 | 0 | 0 | 0 | 0 | 0 | 0 | 0 | 0 | 0 | 0 | 0 | 0 | 0 | 0 | 0 | 0
2016-03-18 08:00 | 0 | 0 | 0 | 0 | 363848.3799 | 0 | 341671 | 0 | 0 | 0 | 0 | 1051157.2325 | 1712080.0893 | 0 | 0 | 0 | 0 | 0 | 0 | 0 | 0 | 0 | 0 | 0 | 0 | 0 | 0 | 0 | 0 | 22177.3799 | 0 | 0 | 0 | 0 | 0 | 0 | 0 | 0 | 0 | 0 | 0 | 0 | 0 | 0 | 0 | 0
2016-03-18 09:00 | 0 | 0 | 0 | 0 | 92507.782 | 0 | 352041 | 0 | 0 | 0 | 0 | 791624.0146 | 1712080.0893 | 0 | 0 | 0 | 0 | 0 | 0 | 0 | 0 | 0 | 0 | 0 | 0 | 0 | 0 | 0 | 0 | -259533.218 | 0 | 0 | 0 | 0 | 0 | 0 | 0 | 0 | 0 | 0 | 0 | 0 | 0 | 0 | 0 | 0
2016-03-18 10:00 | 0 | 0 | 0 | 0 | 161964.7048 | 0 | 378131 | 0 | 0 | 0 | 0 | 575457.7193 | 1712080.0893 | 0 | 0 | 0 | 0 | 0 | 0 | 0 | 0 | 0 | 0 | 0 | 0 | 0 | 0 | 0 | 0 | -216166.2952 | 0 | 0 | 0 | 0 | 0 | 0 | 0 | 0 | 0 | 0 | 0 | 0 | 0 | 0 | 0 | 0
2016-03-18 11:00 | 0 | 0 | 0 | 0 | 349001.7166 | 0 | 405393 | 0 | 0 | 0 | 0 | 519066.4359 | 1712080.0893 | 0 | 0 | 0 | 0 | 0 | 0 | 0 | 0 | 0 | 0 | 0 | 0 | 0 | 0 | 0 | 0 | -56391.2834 | 0 | 0 | 0 | 0 | 0 | 0 | 0 | 0 | 0 | 0 | 0 | 0 | 0 | 0 | 0 | 0
2016-03-18 12:00 | 0 | 0 | 0 | 0 | 157230.782 | 0 | 416764 | 0 | 0 | 0 | 0 | 259533.218 | 1712080.0893 | 0 | 0 | 0 | 0 | 0 | 0 | 0 | 0 | 0 | 0 | 0 | 0 | 0 | 0 | 0 | 0 | -259533.218 | 0 | 0 | 0 | 0 | 0 | 0 | 0 | 0 | 0 | 0 | 0 | 0 | 0 | 0 | 0 | 0
2016-03-18 13:00 | 0 | 0 | 0 | 0 | 87929.3945 | 75436.3875 | 422899 | 0 | 0 | 0 | 0 | 0 | 1712080.0893 | 0 | 0 | 0 | 0 | 0 | 0 | 0 | 0 | 0 | 0 | 0 | 0 | 0 | 0 | 0 | 0 | -259533.218 | 0 | 0 | 0 | 0 | 0 | 0 | 0 | 0 | 0 | 0 | 0 | 0 | 0 | 0 | 0 | 0
2016-03-18 14:00 | 0 | 0 | 0 | 0 | 237466.7469 | 450561.471 | 428495 | 0 | 0 | 0 | 0 | 259533.218 | 1712080.0893 | 0 | 0 | 0 | 0 | 0 | 0 | 0 | 0 | 0 | 0 | 0 | 0 | 0 | 0 | 0 | 0 | 259533.218 | 0 | 0 | 0 | 0 | 0 | 0 | 0 | 0 | 0 | 0 | 0 | 0 | 0 | 0 | 0 | 0
2016-03-18 15:00 | 0 | 0 | 0 | 0 | 0 | 704634.6959 | 430735 | 0 | 0 | 0 | 0 | 519066.4359 | 1726446.5673 | 0 | 0 | 0 | 0 | 0 | 0 | 0 | 0 | 0 | 0 | 0 | 0 | 0 | 0 | 0 | 0 | 259533.218 | 14366.478 | 0 | 0 | 0 | 0 | 0 | 0 | 0 | 0 | 0 | 0 | 0 | 0 | 0 | 0 | 0
2016-03-18 16:00 | 0 | 0 | 0 | 0 | 0 | 704254.6959 | 430355 | 0 | 0 | 0 | 0 | 778599.6539 | 1740813.0453 | 0 | 0 | 0 | 0 | 0 | 0 | 0 | 0 | 0 | 0 | 0 | 0 | 0 | 0 | 0 | 0 | 259533.218 | 14366.478 | 0 | 0 | 0 | 0 | 0 | 0 | 0 | 0 | 0 | 0 | 0 | 0 | 0 | 0 | 0
2016-03-18 17:00 | 0 | 0 | 0 | 0 | 0 | 704877.6959 | 430978 | 0 | 0 | 0 | 0 | 1038132.8719 | 1755179.5232 | 0 | 0 | 0 | 0 | 0 | 0 | 0 | 0 | 0 | 0 | 0 | 0 | 0 | 0 | 0 | 0 | 259533.218 | 14366.478 | 0 | 0 | 0 | 0 | 0 | 0 | 0 | 0 | 0 | 0 | 0 | 0 | 0 | 0 | 0
2016-03-18 18:00 | 0 | 0 | 0 | 0 | 0 | 704675.6959 | 430776 | 0 | 0 | 0 | 0 | 1297666.0898 | 1769546.0012 | 0 | 0 | 0 | 0 | 0 | 0 | 0 | 0 | 0 | 0 | 0 | 0 | 0 | 0 | 0 | 0 | 259533.218 | 14366.478 | 0 | 0 | 0 | 0 | 0 | 0 | 0 | 0 | 0 | 0 | 0 | 0 | 0 | 0 | 0
2016-03-18 19:00 | 0 | 0 | 0 | 0 | 0 | 703768.6959 | 429869 | 0 | 0 | 0 | 0 | 1557199.3078 | 1783912.4792 | 0 | 0 | 0 | 0 | 0 | 0 | 0 | 0 | 0 | 0 | 0 | 0 | 0 | 0 | 0 | 0 | 259533.218 | 14366.478 | 0 | 0 | 0 | 0 | 0 | 0 | 0 | 0 | 0 | 0 | 0 | 0 | 0 | 0 | 0
2016-03-18 20:00 | 0 | 0 | 0 | 0 | 0 | 701778.6959 | 427879 | 0 | 0 | 0 | 0 | 1816732.5258 | 1798278.9572 | 0 | 0 | 0 | 0 | 0 | 0 | 0 | 0 | 0 | 0 | 0 | 0 | 0 | 0 | 0 | 0 | 259533.218 | 14366.478 | 0 | 0 | 0 | 0 | 0 | 0 | 0 | 0 | 0 | 0 | 0 | 0 | 0 | 0 | 0
2016-03-18 21:00 | 0 | 0 | 0 | 0 | 0 | 699914.6959 | 426015 | 0 | 0 | 0 | 0 | 2076265.7437 | 1812645.4352 | 0 | 0 | 0 | 0 | 0 | 0 | 0 | 0 | 0 | 0 | 0 | 0 | 0 | 0 | 0 | 0 | 259533.218 | 14366.478 | 0 | 0 | 0 | 0 | 0 | 0 | 0 | 0 | 0 | 0 | 0 | 0 | 0 | 0 | 0
2016-03-18 22:00 | 0 | 0 | 0 | 0 | 0 | 720856.9855 | 423443 | 0 | 0 | 0 | 0 | 2335798.9617 | 1827011.9132 | 0 | 0 | 0 | 0 | 0 | 0 | 23514.2896 | 0 | 0 | 0 | 0 | 0 | 0 | 0 | 0 | 0 | 259533.218 | 14366.478 | 0 | 0 | 0 | 0 | 0 | 0 | 0 | 0 | 23514.2896 | 0 | 0 | 0 | 0 | 0 | 0
2016-03-18 23:00 | 0 | 0 | 0 | 0 | 15125.9128 | 647285.0155 | 426392 | 0 | 0 | 0 | 0 | 2595332.1797 | 1827011.9132 | 0 | 0 | 0 | 0 | 0 | 0 | 0 | 0 | 0 | 0 | 0 | 0 | 0 | 0 | 0 | 0 | 259533.218 | 0 | 0 | 0 | 0 | 0 | 0 | 0 | 0 | 0 | -23514.2896 | 0 | 0 | 0 | 0 | 0 | 0
2016-03-19 | 0 | 0 | 0 | 0 | 0 | 286331.3319 | 431619 | 0 | 0 | 0 | 0 | 2558870.6064 | 1718185.8184 | 0 | 0 | 0 | 0 | 0 | 0 | 0 | 0 | 0 | 0 | 0 | 0 | 0 | 0 | 0 | 0 | -36461.5733 | 0 | 108826.0947 | 0 | 0 | 0 | 0 | 0 | 0 | 0 | 0 | 0 | 0 | 0 | 0 | 0 | 0
2016-03-19 01:00 | 0 | 0 | 0 | 0 | 168733.1916 | 12922.0684 | 426822 | 0 | 0 | 0 | 0 | 2299337.3884 | 1732552.2964 | 0 | 0 | 0 | 0 | 0 | 0 | 0 | 0 | 0 | 0 | 0 | 0 | 0 | 0 | 0 | 0 | -259533.218 | 14366.478 | 0 | 0 | 0 | 0 | 0 | 0 | 0 | 0 | 0 | 0 | 0 | 0 | 0 | 0 | 0
2016-03-19 02:00 | 0 | 0 | 0 | 0 | 155497.782 | 0 | 415031 | 0 | 0 | 0 | 0 | 2039804.1704 | 1732552.2964 | 0 | 0 | 0 | 0 | 0 | 0 | 0 | 0 | 0 | 0 | 0 | 0 | 0 | 0 | 0 | 0 | -259533.218 | 0 | 0 | 0 | 0 | 0 | 0 | 0 | 0 | 0 | 0 | 0 | 0 | 0 | 0 | 0 | 0
2016-03-19 03:00 | 0 | 0 | 0 | 0 | 399139.389 | 0 | 397357 | 0 | 0 | 0 | 0 | 2041586.5595 | 1732552.2964 | 0 | 0 | 0 | 0 | 0 | 0 | 0 | 0 | 0 | 0 | 0 | 0 | 0 | 0 | 0 | 0 | 1782.389 | 0 | 0 | 0 | 0 | 0 | 0 | 0 | 0 | 0 | 0 | 0 | 0 | 0 | 0 | 0 | 0
2016-03-19 04:00 | 0 | 0 | 0 | 0 | 118619.782 | 0 | 378153 | 0 | 0 | 0 | 0 | 1782053.3415 | 1732552.2964 | 0 | 0 | 0 | 0 | 0 | 0 | 0 | 0 | 0 | 0 | 0 | 0 | 0 | 0 | 0 | 0 | -259533.218 | 0 | 0 | 0 | 0 | 0 | 0 | 0 | 0 | 0 | 0 | 0 | 0 | 0 | 0 | 0 | 0
2016-03-19 05:00 | 0 | 0 | 0 | 0 | 103151.782 | 0 | 362685 | 0 | 0 | 0 | 0 | 1522520.1235 | 1732552.2964 | 0 | 0 | 0 | 0 | 0 | 0 | 0 | 0 | 0 | 0 | 0 | 0 | 0 | 0 | 0 | 0 | -259533.218 | 0 | 0 | 0 | 0 | 0 | 0 | 0 | 0 | 0 | 0 | 0 | 0 | 0 | 0 | 0 | 0
2016-03-19 06:00 | 0 | 0 | 0 | 0 | 336848.4049 | 0 | 350609 | 0 | 0 | 0 | 0 | 1508759.5285 | 1732552.2964 | 0 | 0 | 0 | 0 | 0 | 0 | 0 | 0 | 0 | 0 | 0 | 0 | 0 | 0 | 0 | 0 | -13760.5951 | 0 | 0 | 0 | 0 | 0 | 0 | 0 | 0 | 0 | 0 | 0 | 0 | 0 | 0 | 0 | 0
2016-03-19 07:00 | 0 | 0 | 0 | 0 | 83307.782 | 0 | 342841 | 0 | 0 | 0 | 0 | 1249226.3105 | 1732552.2964 | 0 | 0 | 0 | 0 | 0 | 0 | 0 | 0 | 0 | 0 | 0 | 0 | 0 | 0 | 0 | 0 | -259533.218 | 0 | 0 | 0 | 0 | 0 | 0 | 0 | 0 | 0 | 0 | 0 | 0 | 0 | 0 | 0 | 0
2016-03-19 08:00 | 0 | 0 | 0 | 0 | 80636.782 | 0 | 340170 | 0 | 0 | 0 | 0 | 989693.0925 | 1732552.2964 | 0 | 0 | 0 | 0 | 0 | 0 | 0 | 0 | 0 | 0 | 0 | 0 | 0 | 0 | 0 | 0 | -259533.218 | 0 | 0 | 0 | 0 | 0 | 0 | 0 | 0 | 0 | 0 | 0 | 0 | 0 | 0 | 0 | 0
2016-03-19 09:00 | 0 | 0 | 0 | 0 | 312699.6812 | 0 | 342388 | 0 | 0 | 0 | 0 | 960004.7738 | 1732552.2964 | 0 | 0 | 0 | 0 | 0 | 0 | 0 | 0 | 0 | 0 | 0 | 0 | 0 | 0 | 0 | 0 | -29688.3188 | 0 | 0 | 0 | 0 | 0 | 0 | 0 | 0 | 0 | 0 | 0 | 0 | 0 | 0 | 0 | 0
2016-03-19 10:00 | 0 | 0 | 0 | 0 | 91784.782 | 0 | 351318 | 0 | 0 | 0 | 0 | 700471.5558 | 1732552.2964 | 0 | 0 | 0 | 0 | 0 | 0 | 0 | 0 | 0 | 0 | 0 | 0 | 0 | 0 | 0 | 0 | -259533.218 | 0 | 0 | 0 | 0 | 0 | 0 | 0 | 0 | 0 | 0 | 0 | 0 | 0 | 0 | 0 | 0
2016-03-19 11:00 | 0 | 0 | 0 | 0 | 104708.782 | 0 | 364242 | 0 | 0 | 0 | 0 | 440938.3378 | 1732552.2964 | 0 | 0 | 0 | 0 | 0 | 0 | 0 | 0 | 0 | 0 | 0 | 0 | 0 | 0 | 0 | 0 | -259533.218 | 0 | 0 | 0 | 0 | 0 | 0 | 0 | 0 | 0 | 0 | 0 | 0 | 0 | 0 | 0 | 0
2016-03-19 12:00 | 0 | 0 | 0 | 0 | 303310.8599 | 0 | 379072 | 0 | 0 | 0 | 0 | 365177.1977 | 1732552.2964 | 0 | 0 | 0 | 0 | 0 | 0 | 0 | 0 | 0 | 0 | 0 | 0 | 0 | 0 | 0 | 0 | -75761.1401 | 0 | 0 | 0 | 0 | 0 | 0 | 0 | 0 | 0 | 0 | 0 | 0 | 0 | 0 | 0 | 0
2016-03-19 13:00 | 0 | 0 | 0 | 0 | 0 | 119152.2394 | 393999 | 0 | 0 | 0 | 0 | 105643.9798 | 1717238.7538 | 0 | 0 | 0 | 0 | 0 | 0 | 0 | 0 | 0 | 0 | 0 | 0 | 0 | 0 | 0 | 0 | -259533.218 | 0 | 15313.5426 | 0 | 0 | 0 | 0 | 0 | 0 | 0 | 0 | 0 | 0 | 0 | 0 | 0 | 0
2016-03-19 14:00 | 0 | 0 | 0 | 0 | 0 | 504826.4816 | 404444 | 0 | 0 | 0 | 0 | 206026.4614 | 1717238.7538 | 0 | 0 | 0 | 0 | 0 | 0 | 0 | 0 | 0 | 0 | 0 | 0 | 0 | 0 | 0 | 0 | 100382.4816 | 0 | 0 | 0 | 0 | 0 | 0 | 0 | 0 | 0 | 0 | 0 | 0 | 0 | 0 | 0 | 0
2016-03-19 15:00 | 0 | 0 | 0 | 0 | 0 | 681490.6959 | 407591 | 0 | 0 | 0 | 0 | 465559.6793 | 1731605.2318 | 0 | 0 | 0 | 0 | 0 | 0 | 0 | 0 | 0 | 0 | 0 | 0 | 0 | 0 | 0 | 0 | 259533.218 | 14366.478 | 0 | 0 | 0 | 0 | 0 | 0 | 0 | 0 | 0 | 0 | 0 | 0 | 0 | 0 | 0
2016-03-19 16:00 | 0 | 0 | 0 | 0 | 0 | 679999.6959 | 406100 | 0 | 0 | 0 | 0 | 725092.8973 | 1745971.7098 | 0 | 0 | 0 | 0 | 0 | 0 | 0 | 0 | 0 | 0 | 0 | 0 | 0 | 0 | 0 | 0 | 259533.218 | 14366.478 | 0 | 0 | 0 | 0 | 0 | 0 | 0 | 0 | 0 | 0 | 0 | 0 | 0 | 0 | 0
2016-03-19 17:00 | 0 | 0 | 0 | 0 | 0 | 675852.6959 | 401953 | 0 | 0 | 0 | 0 | 984626.1153 | 1760338.1877 | 0 | 0 | 0 | 0 | 0 | 0 | 0 | 0 | 0 | 0 | 0 | 0 | 0 | 0 | 0 | 0 | 259533.218 | 14366.478 | 0 | 0 | 0 | 0 | 0 | 0 | 0 | 0 | 0 | 0 | 0 | 0 | 0 | 0 | 0
2016-03-19 18:00 | 0 | 0 | 0 | 0 | 0 | 670642.6959 | 396743 | 0 | 0 | 0 | 0 | 1244159.3332 | 1774704.6657 | 0 | 0 | 0 | 0 | 0 | 0 | 0 | 0 | 0 | 0 | 0 | 0 | 0 | 0 | 0 | 0 | 259533.218 | 14366.478 | 0 | 0 | 0 | 0 | 0 | 0 | 0 | 0 | 0 | 0 | 0 | 0 | 0 | 0 | 0
2016-03-19 19:00 | 0 | 0 | 0 | 0 | 0 | 665999.6959 | 392100 | 0 | 0 | 0 | 0 | 1503692.5512 | 1789071.1437 | 0 | 0 | 0 | 0 | 0 | 0 | 0 | 0 | 0 | 0 | 0 | 0 | 0 | 0 | 0 | 0 | 259533.218 | 14366.478 | 0 | 0 | 0 | 0 | 0 | 0 | 0 | 0 | 0 | 0 | 0 | 0 | 0 | 0 | 0
2016-03-19 20:00 | 0 | 0 | 0 | 0 | 0 | 664714.6959 | 390815 | 0 | 0 | 0 | 0 | 1763225.7692 | 1803437.6217 | 0 | 0 | 0 | 0 | 0 | 0 | 0 | 0 | 0 | 0 | 0 | 0 | 0 | 0 | 0 | 0 | 259533.218 | 14366.478 | 0 | 0 | 0 | 0 | 0 | 0 | 0 | 0 | 0 | 0 | 0 | 0 | 0 | 0 | 0
2016-03-19 21:00 | 0 | 0 | 0 | 0 | 0 | 666300.6959 | 392401 | 0 | 0 | 0 | 0 | 2022758.9871 | 1817804.0997 | 0 | 0 | 0 | 0 | 0 | 0 | 0 | 0 | 0 | 0 | 0 | 0 | 0 | 0 | 0 | 0 | 259533.218 | 14366.478 | 0 | 0 | 0 | 0 | 0 | 0 | 0 | 0 | 0 | 0 | 0 | 0 | 0 | 0 | 0
2016-03-19 22:00 | 0 | 0 | 0 | 0 | 0 | 691887.9855 | 394474 | 0 | 0 | 0 | 0 | 2282292.2051 | 1832170.5776 | 0 | 0 | 0 | 0 | 0 | 0 | 23514.2896 | 0 | 0 | 0 | 0 | 0 | 0 | 0 | 0 | 0 | 259533.218 | 14366.478 | 0 | 0 | 0 | 0 | 0 | 0 | 0 | 0 | 23514.2896 | 0 | 0 | 0 | 0 | 0 | 0
2016-03-19 23:00 | 0 | 0 | 0 | 0 | 0 | 596839.0993 | 401004 | 0 | 0 | 0 | 0 | 2541825.4231 | 1791986.7486 | 0 | 0 | 0 | 0 | 0 | 0 | 0 | 0 | 0 | 0 | 0 | 0 | 0 | 0 | 0 | 0 | 259533.218 | 0 | 40183.8291 | 0 | 0 | 0 | 0 | 0 | 0 | 0 | -23514.2896 | 0 | 0 | 0 | 0 | 0 | 0
2016-03-20 | 0 | 0 | 0 | 0 | 0 | 261472.798 | 411271 | 0 | 0 | 0 | 0 | 2392027.221 | 1791986.7486 | 0 | 0 | 0 | 0 | 0 | 0 | 0 | 0 | 0 | 0 | 0 | 0 | 0 | 0 | 0 | 0 | -149798.202 | 0 | 0 | 0 | 0 | 0 | 0 | 0 | 0 | 0 | 0 | 0 | 0 | 0 | 0 | 0 | 0
2016-03-20 01:00 | 0 | 0 | 0 | 0 | 152280.6903 | 14148.5697 | 411596 | 0 | 0 | 0 | 0 | 2132494.0031 | 1806353.2266 | 0 | 0 | 0 | 0 | 0 | 0 | 0 | 0 | 0 | 0 | 0 | 0 | 0 | 0 | 0 | 0 | -259533.218 | 14366.478 | 0 | 0 | 0 | 0 | 0 | 0 | 0 | 0 | 0 | 0 | 0 | 0 | 0 | 0 | 0
2016-03-20 02:00 | 0 | 0 | 0 | 0 | 143750.782 | 0 | 403284 | 0 | 0 | 0 | 0 | 1872960.7851 | 1806353.2266 | 0 | 0 | 0 | 0 | 0 | 0 | 0 | 0 | 0 | 0 | 0 | 0 | 0 | 0 | 0 | 0 | -259533.218 | 0 | 0 | 0 | 0 | 0 | 0 | 0 | 0 | 0 | 0 | 0 | 0 | 0 | 0 | 0 | 0
2016-03-20 03:00 | 0 | 0 | 0 | 0 | 130549.782 | 0 | 390083 | 0 | 0 | 0 | 0 | 1613427.5671 | 1806353.2266 | 0 | 0 | 0 | 0 | 0 | 0 | 0 | 0 | 0 | 0 | 0 | 0 | 0 | 0 | 0 | 0 | -259533.218 | 0 | 0 | 0 | 0 | 0 | 0 | 0 | 0 | 0 | 0 | 0 | 0 | 0 | 0 | 0 | 0
2016-03-20 04:00 | 0 | 0 | 0 | 0 | 393956.056 | 0 | 375309 | 0 | 0 | 0 | 0 | 1632074.6231 | 1806353.2266 | 0 | 0 | 0 | 0 | 0 | 0 | 0 | 0 | 0 | 0 | 0 | 0 | 0 | 0 | 0 | 0 | 18647.056 | 0 | 0 | 0 | 0 | 0 | 0 | 0 | 0 | 0 | 0 | 0 | 0 | 0 | 0 | 0 | 0
2016-03-20 05:00 | 0 | 0 | 0 | 0 | 102956.782 | 0 | 362490 | 0 | 0 | 0 | 0 | 1372541.4051 | 1806353.2266 | 0 | 0 | 0 | 0 | 0 | 0 | 0 | 0 | 0 | 0 | 0 | 0 | 0 | 0 | 0 | 0 | -259533.218 | 0 | 0 | 0 | 0 | 0 | 0 | 0 | 0 | 0 | 0 | 0 | 0 | 0 | 0 | 0 | 0
2016-03-20 06:00 | 0 | 0 | 0 | 0 | 93185.782 | 0 | 352719 | 0 | 0 | 0 | 0 | 1113008.1871 | 1806353.2266 | 0 | 0 | 0 | 0 | 0 | 0 | 0 | 0 | 0 | 0 | 0 | 0 | 0 | 0 | 0 | 0 | -259533.218 | 0 | 0 | 0 | 0 | 0 | 0 | 0 | 0 | 0 | 0 | 0 | 0 | 0 | 0 | 0 | 0
2016-03-20 07:00 | 0 | 0 | 0 | 0 | 343768.6678 | 0 | 346932 | 0 | 0 | 0 | 0 | 1109844.855 | 1806353.2266 | 0 | 0 | 0 | 0 | 0 | 0 | 0 | 0 | 0 | 0 | 0 | 0 | 0 | 0 | 0 | 0 | -3163.3322 | 0 | 0 | 0 | 0 | 0 | 0 | 0 | 0 | 0 | 0 | 0 | 0 | 0 | 0 | 0 | 0
2016-03-20 08:00 | 0 | 0 | 0 | 0 | 84848.782 | 0 | 344382 | 0 | 0 | 0 | 0 | 850311.637 | 1806353.2266 | 0 | 0 | 0 | 0 | 0 | 0 | 0 | 0 | 0 | 0 | 0 | 0 | 0 | 0 | 0 | 0 | -259533.218 | 0 | 0 | 0 | 0 | 0 | 0 | 0 | 0 | 0 | 0 | 0 | 0 | 0 | 0 | 0 | 0
2016-03-20 09:00 | 0 | 0 | 0 | 0 | 87707.782 | 0 | 347241 | 0 | 0 | 0 | 0 | 590778.419 | 1806353.2266 | 0 | 0 | 0 | 0 | 0 | 0 | 0 | 0 | 0 | 0 | 0 | 0 | 0 | 0 | 0 | 0 | -259533.218 | 0 | 0 | 0 | 0 | 0 | 0 | 0 | 0 | 0 | 0 | 0 | 0 | 0 | 0 | 0 | 0
2016-03-20 10:00 | 0 | 0 | 0 | 0 | 319519.6756 | 0 | 354367 | 0 | 0 | 0 | 0 | 555931.0946 | 1806353.2266 | 0 | 0 | 0 | 0 | 0 | 0 | 0 | 0 | 0 | 0 | 0 | 0 | 0 | 0 | 0 | 0 | -34847.3244 | 0 | 0 | 0 | 0 | 0 | 0 | 0 | 0 | 0 | 0 | 0 | 0 | 0 | 0 | 0 | 0
2016-03-20 11:00 | 0 | 0 | 0 | 0 | 107035.782 | 0 | 366569 | 0 | 0 | 0 | 0 | 296397.8767 | 1806353.2266 | 0 | 0 | 0 | 0 | 0 | 0 | 0 | 0 | 0 | 0 | 0 | 0 | 0 | 0 | 0 | 0 | -259533.218 | 0 | 0 | 0 | 0 | 0 | 0 | 0 | 0 | 0 | 0 | 0 | 0 | 0 | 0 | 0 | 0
2016-03-20 12:00 | 0 | 0 | 0 | 0 | 277242.7304 | 0 | 380362 | 0 | 0 | 0 | 0 | 193278.607 | 1806353.2266 | 0 | 0 | 0 | 0 | 0 | 0 | 0 | 0 | 0 | 0 | 0 | 0 | 0 | 0 | 0 | 0 | -103119.2696 | 0 | 0 | 0 | 0 | 0 | 0 | 0 | 0 | 0 | 0 | 0 | 0 | 0 | 0 | 0 | 0
2016-03-20 13:00 | 0 | 0 | 0 | 0 | 162457.7708 | 109380.0847 | 392900 | 0 | 0 | 0 | 0 | 72216.4625 | 1806353.2266 | 0 | 0 | 0 | 0 | 0 | 0 | 0 | 0 | 0 | 0 | 0 | 0 | 0 | 0 | 0 | 0 | -121062.1445 | 0 | 0 | 0 | 0 | 0 | 0 | 0 | 0 | 0 | 0 | 0 | 0 | 0 | 0 | 0 | 0
2016-03-20 14:00 | 0 | 0 | 0 | 0 | 138358.65 | 491596.5004 | 399596 | 0 | 0 | 0 | 0 | 302575.6129 | 1806353.2266 | 0 | 0 | 0 | 0 | 0 | 0 | 0 | 0 | 0 | 0 | 0 | 0 | 0 | 0 | 0 | 0 | 230359.1504 | 0 | 0 | 0 | 0 | 0 | 0 | 0 | 0 | 0 | 0 | 0 | 0 | 0 | 0 | 0 | 0
2016-03-20 15:00 | 0 | 0 | 0 | 0 | 0 | 674433.6959 | 400534 | 0 | 0 | 0 | 0 | 562108.8309 | 1820719.7045 | 0 | 0 | 0 | 0 | 0 | 0 | 0 | 0 | 0 | 0 | 0 | 0 | 0 | 0 | 0 | 0 | 259533.218 | 14366.478 | 0 | 0 | 0 | 0 | 0 | 0 | 0 | 0 | 0 | 0 | 0 | 0 | 0 | 0 | 0
2016-03-20 16:00 | 0 | 0 | 0 | 0 | 0 | 674709.6959 | 400810 | 0 | 0 | 0 | 0 | 821642.0488 | 1835086.1825 | 0 | 0 | 0 | 0 | 0 | 0 | 0 | 0 | 0 | 0 | 0 | 0 | 0 | 0 | 0 | 0 | 259533.218 | 14366.478 | 0 | 0 | 0 | 0 | 0 | 0 | 0 | 0 | 0 | 0 | 0 | 0 | 0 | 0 | 0
2016-03-20 17:00 | 0 | 0 | 0 | 0 | 0 | 674001.6959 | 400102 | 0 | 0 | 0 | 0 | 1081175.2668 | 1849452.6605 | 0 | 0 | 0 | 0 | 0 | 0 | 0 | 0 | 0 | 0 | 0 | 0 | 0 | 0 | 0 | 0 | 259533.218 | 14366.478 | 0 | 0 | 0 | 0 | 0 | 0 | 0 | 0 | 0 | 0 | 0 | 0 | 0 | 0 | 0
2016-03-20 18:00 | 0 | 0 | 0 | 0 | 0 | 671343.6959 | 397444 | 0 | 0 | 0 | 0 | 1340708.4848 | 1863819.1385 | 0 | 0 | 0 | 0 | 0 | 0 | 0 | 0 | 0 | 0 | 0 | 0 | 0 | 0 | 0 | 0 | 259533.218 | 14366.478 | 0 | 0 | 0 | 0 | 0 | 0 | 0 | 0 | 0 | 0 | 0 | 0 | 0 | 0 | 0
2016-03-20 19:00 | 0 | 0 | 0 | 0 | 0 | 669377.6959 | 395478 | 0 | 0 | 0 | 0 | 1600241.7027 | 1878185.6165 | 0 | 0 | 0 | 0 | 0 | 0 | 0 | 0 | 0 | 0 | 0 | 0 | 0 | 0 | 0 | 0 | 259533.218 | 14366.478 | 0 | 0 | 0 | 0 | 0 | 0 | 0 | 0 | 0 | 0 | 0 | 0 | 0 | 0 | 0
2016-03-20 20:00 | 0 | 0 | 0 | 0 | 0 | 669776.6959 | 395877 | 0 | 0 | 0 | 0 | 1859774.9207 | 1892552.0945 | 0 | 0 | 0 | 0 | 0 | 0 | 0 | 0 | 0 | 0 | 0 | 0 | 0 | 0 | 0 | 0 | 259533.218 | 14366.478 | 0 | 0 | 0 | 0 | 0 | 0 | 0 | 0 | 0 | 0 | 0 | 0 | 0 | 0 | 0
2016-03-20 21:00 | 0 | 0 | 0 | 0 | 0 | 673561.6959 | 399662 | 0 | 0 | 0 | 0 | 2119308.1387 | 1906918.5724 | 0 | 0 | 0 | 0 | 0 | 0 | 0 | 0 | 0 | 0 | 0 | 0 | 0 | 0 | 0 | 0 | 259533.218 | 14366.478 | 0 | 0 | 0 | 0 | 0 | 0 | 0 | 0 | 0 | 0 | 0 | 0 | 0 | 0 | 0
2016-03-20 22:00 | 0 | 0 | 0 | 0 | 0 | 702985.9855 | 405572 | 0 | 0 | 0 | 0 | 2378841.3566 | 1921285.0504 | 0 | 0 | 0 | 0 | 0 | 0 | 23514.2896 | 0 | 0 | 0 | 0 | 0 | 0 | 0 | 0 | 0 | 259533.218 | 14366.478 | 0 | 0 | 0 | 0 | 0 | 0 | 0 | 0 | 23514.2896 | 0 | 0 | 0 | 0 | 0 | 0
2016-03-20 23:00 | 0 | 0 | 0 | 0 | 5641.2298 | 646459.6986 | 416082 | 0 | 0 | 0 | 0 | 2638374.5746 | 1921285.0504 | 0 | 0 | 0 | 0 | 0 | 0 | 0 | 0 | 0 | 0 | 0 | 0 | 0 | 0 | 0 | 0 | 259533.218 | 0 | 0 | 0 | 0 | 0 | 0 | 0 | 0 | 0 | -23514.2896 | 0 | 0 | 0 | 0 | 0 | 0
2016-03-21 | 0 | 0 | 0 | 0 | 0 | 298513.4274 | 427870 | 0 | 0 | 0 | 0 | 2509018.002 | 1921285.0504 | 0 | 0 | 0 | 0 | 0 | 0 | 0 | 0 | 0 | 0 | 0 | 0 | 0 | 0 | 0 | 0 | -129356.5726 | 0 | 0 | 0 | 0 | 0 | 0 | 0 | 0 | 0 | 0 | 0 | 0 | 0 | 0 | 0 | 0
2016-03-21 01:00 | 0 | 0 | 0 | 0 | 62100.0072 | 13675.1581 | 429768 | 0 | 0 | 0 | 0 | 2249484.7841 | 1826825.4337 | 0 | 0 | 0 | 0 | 0 | 0 | 0 | 0 | 0 | 0 | 0 | 0 | 0 | 0 | 0 | 0 | -259533.218 | 14366.478 | 108826.0947 | 0 | 0 | 0 | 0 | 0 | 0 | 0 | 0 | 0 | 0 | 0 | 0 | 0 | 0
2016-03-21 02:00 | 0 | 0 | 0 | 0 | 159690.782 | 0 | 419224 | 0 | 0 | 0 | 0 | 1989951.5661 | 1826825.4337 | 0 | 0 | 0 | 0 | 0 | 0 | 0 | 0 | 0 | 0 | 0 | 0 | 0 | 0 | 0 | 0 | -259533.218 | 0 | 0 | 0 | 0 | 0 | 0 | 0 | 0 | 0 | 0 | 0 | 0 | 0 | 0 | 0 | 0
2016-03-21 03:00 | 0 | 0 | 0 | 0 | 144566.782 | 0 | 404100 | 0 | 0 | 0 | 0 | 1730418.3481 | 1826825.4337 | 0 | 0 | 0 | 0 | 0 | 0 | 0 | 0 | 0 | 0 | 0 | 0 | 0 | 0 | 0 | 0 | -259533.218 | 0 | 0 | 0 | 0 | 0 | 0 | 0 | 0 | 0 | 0 | 0 | 0 | 0 | 0 | 0 | 0
2016-03-21 04:00 | 0 | 0 | 0 | 0 | 127392.782 | 0 | 386926 | 0 | 0 | 0 | 0 | 1470885.1302 | 1826825.4337 | 0 | 0 | 0 | 0 | 0 | 0 | 0 | 0 | 0 | 0 | 0 | 0 | 0 | 0 | 0 | 0 | -259533.218 | 0 | 0 | 0 | 0 | 0 | 0 | 0 | 0 | 0 | 0 | 0 | 0 | 0 | 0 | 0 | 0
2016-03-21 05:00 | 0 | 0 | 0 | 0 | 114905.782 | 0 | 374439 | 0 | 0 | 0 | 0 | 1211351.9122 | 1826825.4337 | 0 | 0 | 0 | 0 | 0 | 0 | 0 | 0 | 0 | 0 | 0 | 0 | 0 | 0 | 0 | 0 | -259533.218 | 0 | 0 | 0 | 0 | 0 | 0 | 0 | 0 | 0 | 0 | 0 | 0 | 0 | 0 | 0 | 0
2016-03-21 06:00 | 0 | 0 | 0 | 0 | 626117.218 | 0 | 366584 | 0 | 0 | 0 | 0 | 1470885.1302 | 1826825.4337 | 0 | 0 | 0 | 0 | 0 | 0 | 0 | 0 | 0 | 0 | 0 | 0 | 0 | 0 | 0 | 0 | 259533.218 | 0 | 0 | 0 | 0 | 0 | 0 | 0 | 0 | 0 | 0 | 0 | 0 | 0 | 0 | 0 | 0
2016-03-21 07:00 | 0 | 0 | 0 | 0 | 104031.782 | 0 | 363565 | 0 | 0 | 0 | 0 | 1211351.9122 | 1826825.4337 | 0 | 0 | 0 | 0 | 0 | 0 | 0 | 0 | 0 | 0 | 0 | 0 | 0 | 0 | 0 | 0 | -259533.218 | 0 | 0 | 0 | 0 | 0 | 0 | 0 | 0 | 0 | 0 | 0 | 0 | 0 | 0 | 0 | 0
2016-03-21 08:00 | 0 | 0 | 0 | 0 | 107800.782 | 0 | 367334 | 0 | 0 | 0 | 0 | 951818.6942 | 1826825.4337 | 0 | 0 | 0 | 0 | 0 | 0 | 0 | 0 | 0 | 0 | 0 | 0 | 0 | 0 | 0 | 0 | -259533.218 | 0 | 0 | 0 | 0 | 0 | 0 | 0 | 0 | 0 | 0 | 0 | 0 | 0 | 0 | 0 | 0
2016-03-21 09:00 | 0 | 0 | 0 | 0 | 122527.782 | 0 | 382061 | 0 | 0 | 0 | 0 | 692285.4763 | 1826825.4337 | 0 | 0 | 0 | 0 | 0 | 0 | 0 | 0 | 0 | 0 | 0 | 0 | 0 | 0 | 0 | 0 | -259533.218 | 0 | 0 | 0 | 0 | 0 | 0 | 0 | 0 | 0 | 0 | 0 | 0 | 0 | 0 | 0 | 0
2016-03-21 10:00 | 0 | 0 | 0 | 0 | 154583.782 | 0 | 414117 | 0 | 0 | 0 | 0 | 432752.2583 | 1826825.4337 | 0 | 0 | 0 | 0 | 0 | 0 | 0 | 0 | 0 | 0 | 0 | 0 | 0 | 0 | 0 | 0 | -259533.218 | 0 | 0 | 0 | 0 | 0 | 0 | 0 | 0 | 0 | 0 | 0 | 0 | 0 | 0 | 0 | 0
2016-03-21 11:00 | 0 | 0 | 0 | 0 | 186708.782 | 0 | 446242 | 0 | 0 | 0 | 0 | 173219.0403 | 1826825.4337 | 0 | 0 | 0 | 0 | 0 | 0 | 0 | 0 | 0 | 0 | 0 | 0 | 0 | 0 | 0 | 0 | -259533.218 | 0 | 0 | 0 | 0 | 0 | 0 | 0 | 0 | 0 | 0 | 0 | 0 | 0 | 0 | 0 | 0
2016-03-21 12:00 | 0 | 0 | 0 | 0 | 636704.4562 | 0 | 459193 | 0 | 0 | 0 | 0 | 350730.4966 | 1826825.4337 | 0 | 0 | 0 | 0 | 0 | 0 | 0 | 0 | 0 | 0 | 0 | 0 | 0 | 0 | 0 | 0 | 177511.4562 | 0 | 0 | 0 | 0 | 0 | 0 | 0 | 0 | 0 | 0 | 0 | 0 | 0 | 0 | 0 | 0
2016-03-21 13:00 | 0 | 0 | 0 | 0 | 111672.5261 | 87593.2559 | 458799 | 0 | 0 | 0 | 0 | 91197.2786 | 1826825.4337 | 0 | 0 | 0 | 0 | 0 | 0 | 0 | 0 | 0 | 0 | 0 | 0 | 0 | 0 | 0 | 0 | -259533.218 | 0 | 0 | 0 | 0 | 0 | 0 | 0 | 0 | 0 | 0 | 0 | 0 | 0 | 0 | 0 | 0
2016-03-21 14:00 | 0 | 0 | 0 | 0 | 113239.7333 | 491863.3899 | 454396 | 0 | 0 | 0 | 0 | 350730.4966 | 1717999.339 | 0 | 0 | 0 | 0 | 0 | 0 | 0 | 0 | 0 | 0 | 0 | 0 | 0 | 0 | 0 | 0 | 259533.218 | 0 | 108826.0947 | 0 | 0 | 0 | 0 | 0 | 0 | 0 | 0 | 0 | 0 | 0 | 0 | 0 | 0
2016-03-21 15:00 | 0 | 0 | 0 | 0 | 19562.3541 | 702495.3418 | 448158 | 0 | 0 | 0 | 0 | 610263.7145 | 1732365.8169 | 0 | 0 | 0 | 0 | 0 | 0 | 0 | 0 | 0 | 0 | 0 | 0 | 0 | 0 | 0 | 0 | 259533.218 | 14366.478 | 0 | 0 | 0 | 0 | 0 | 0 | 0 | 0 | 0 | 0 | 0 | 0 | 0 | 0 | 0
2016-03-21 16:00 | 0 | 0 | 0 | 0 | 0 | 714371.6959 | 440472 | 0 | 0 | 0 | 0 | 869796.9325 | 1746732.2949 | 0 | 0 | 0 | 0 | 0 | 0 | 0 | 0 | 0 | 0 | 0 | 0 | 0 | 0 | 0 | 0 | 259533.218 | 14366.478 | 0 | 0 | 0 | 0 | 0 | 0 | 0 | 0 | 0 | 0 | 0 | 0 | 0 | 0 | 0
2016-03-21 17:00 | 0 | 0 | 0 | 0 | 0 | 707100.6959 | 433201 | 0 | 0 | 0 | 0 | 1129330.1505 | 1761098.7729 | 0 | 0 | 0 | 0 | 0 | 0 | 0 | 0 | 0 | 0 | 0 | 0 | 0 | 0 | 0 | 0 | 259533.218 | 14366.478 | 0 | 0 | 0 | 0 | 0 | 0 | 0 | 0 | 0 | 0 | 0 | 0 | 0 | 0 | 0
2016-03-21 18:00 | 0 | 0 | 0 | 0 | 0 | 700069.6959 | 426170 | 0 | 0 | 0 | 0 | 1388863.3684 | 1775465.2509 | 0 | 0 | 0 | 0 | 0 | 0 | 0 | 0 | 0 | 0 | 0 | 0 | 0 | 0 | 0 | 0 | 259533.218 | 14366.478 | 0 | 0 | 0 | 0 | 0 | 0 | 0 | 0 | 0 | 0 | 0 | 0 | 0 | 0 | 0
2016-03-21 19:00 | 0 | 0 | 0 | 0 | 0 | 694512.6959 | 420613 | 0 | 0 | 0 | 0 | 1648396.5864 | 1789831.7289 | 0 | 0 | 0 | 0 | 0 | 0 | 0 | 0 | 0 | 0 | 0 | 0 | 0 | 0 | 0 | 0 | 259533.218 | 14366.478 | 0 | 0 | 0 | 0 | 0 | 0 | 0 | 0 | 0 | 0 | 0 | 0 | 0 | 0 | 0
2016-03-21 20:00 | 0 | 0 | 0 | 0 | 0 | 698827.8919 | 417130 | 0 | 0 | 0 | 0 | 1907929.8044 | 1804198.2068 | 0 | 0 | 0 | 0 | 0 | 0 | 7798.196 | 0 | 0 | 0 | 0 | 0 | 0 | 0 | 0 | 0 | 259533.218 | 14366.478 | 0 | 0 | 0 | 0 | 0 | 0 | 0 | 0 | 7798.196 | 0 | 0 | 0 | 0 | 0 | 0
2016-03-21 21:00 | 0 | 0 | 0 | 0 | 0 | 706755.7896 | 417140 | 0 | 0 | 0 | 0 | 2167463.0223 | 1818564.6848 | 0 | 0 | 0 | 0 | 0 | 0 | 23514.2896 | 0 | 0 | 0 | 0 | 0 | 0 | 0 | 0 | 0 | 259533.218 | 14366.478 | 0 | 0 | 0 | 0 | 0 | 0 | 0 | 0 | 15716.0936 | 0 | 0 | 0 | 0 | 0 | 0
2016-03-21 22:00 | 0 | 0 | 0 | 0 | 0 | 640539.9926 | 419473 | 0 | 0 | 0 | 0 | 2388530.015 | 1818564.6848 | 0 | 0 | 0 | 0 | 0 | 0 | 23514.2896 | 0 | 0 | 0 | 0 | 0 | 0 | 0 | 0 | 0 | 221066.9926 | 0 | 0 | 0 | 0 | 0 | 0 | 0 | 0 | 0 | 0 | 0 | 0 | 0 | 0 | 0 | 0
2016-03-21 23:00 | 0 | 0 | 0 | 0 | 0 | 498450.3301 | 429597 | 0 | 0 | 0 | 0 | 2480897.6347 | 1818564.6848 | 0 | 0 | 0 | 0 | 0 | 0 | 0 | 0 | 0 | 0 | 0 | 0 | 0 | 0 | 0 | 0 | 92367.6197 | 0 | 0 | 0 | 0 | 0 | 0 | 0 | 0 | 0 | -23514.2896 | 0 | 0 | 0 | 0 | 0 | 0
2016-03-22 | 0 | 0 | 0 | 0 | 0 | 212881.5332 | 443841 | 0 | 0 | 0 | 0 | 2249938.1679 | 1818564.6848 | 0 | 0 | 0 | 0 | 0 | 0 | 0 | 0 | 0 | 0 | 0 | 0 | 0 | 0 | 0 | 0 | -230959.4668 | 0 | 0 | 0 | 0 | 0 | 0 | 0 | 0 | 0 | 0 | 0 | 0 | 0 | 0 | 0 | 0
2016-03-22 01:00 | 0 | 0 | 0 | 0 | 169728.0487 | 14254.7333 | 443516 | 0 | 0 | 0 | 0 | 1990404.9499 | 1818564.6848 | 0 | 0 | 0 | 0 | 0 | 0 | 0 | 0 | 0 | 0 | 0 | 0 | 0 | 0 | 0 | 0 | -259533.218 | 0 | 0 | 0 | 0 | 0 | 0 | 0 | 0 | 0 | 0 | 0 | 0 | 0 | 0 | 0 | 0
2016-03-22 02:00 | 0 | 0 | 0 | 0 | 169809.782 | 0 | 429343 | 0 | 0 | 0 | 0 | 1730871.7319 | 1818564.6848 | 0 | 0 | 0 | 0 | 0 | 0 | 0 | 0 | 0 | 0 | 0 | 0 | 0 | 0 | 0 | 0 | -259533.218 | 0 | 0 | 0 | 0 | 0 | 0 | 0 | 0 | 0 | 0 | 0 | 0 | 0 | 0 | 0 | 0
2016-03-22 03:00 | 0 | 0 | 0 | 0 | 150368.782 | 0 | 409902 | 0 | 0 | 0 | 0 | 1471338.514 | 1818564.6848 | 0 | 0 | 0 | 0 | 0 | 0 | 0 | 0 | 0 | 0 | 0 | 0 | 0 | 0 | 0 | 0 | -259533.218 | 0 | 0 | 0 | 0 | 0 | 0 | 0 | 0 | 0 | 0 | 0 | 0 | 0 | 0 | 0 | 0
2016-03-22 04:00 | 0 | 0 | 0 | 0 | 131613.782 | 0 | 391147 | 0 | 0 | 0 | 0 | 1211805.296 | 1818564.6848 | 0 | 0 | 0 | 0 | 0 | 0 | 0 | 0 | 0 | 0 | 0 | 0 | 0 | 0 | 0 | 0 | -259533.218 | 0 | 0 | 0 | 0 | 0 | 0 | 0 | 0 | 0 | 0 | 0 | 0 | 0 | 0 | 0 | 0
2016-03-22 05:00 | 0 | 0 | 0 | 0 | 637738.218 | 0 | 378205 | 0 | 0 | 0 | 0 | 1471338.514 | 1818564.6848 | 0 | 0 | 0 | 0 | 0 | 0 | 0 | 0 | 0 | 0 | 0 | 0 | 0 | 0 | 0 | 0 | 259533.218 | 0 | 0 | 0 | 0 | 0 | 0 | 0 | 0 | 0 | 0 | 0 | 0 | 0 | 0 | 0 | 0
2016-03-22 06:00 | 0 | 0 | 0 | 0 | 110424.782 | 0 | 369958 | 0 | 0 | 0 | 0 | 1211805.296 | 1818564.6848 | 0 | 0 | 0 | 0 | 0 | 0 | 0 | 0 | 0 | 0 | 0 | 0 | 0 | 0 | 0 | 0 | -259533.218 | 0 | 0 | 0 | 0 | 0 | 0 | 0 | 0 | 0 | 0 | 0 | 0 | 0 | 0 | 0 | 0
2016-03-22 07:00 | 0 | 0 | 0 | 0 | 107715.782 | 0 | 367249 | 0 | 0 | 0 | 0 | 952272.078 | 1818564.6848 | 0 | 0 | 0 | 0 | 0 | 0 | 0 | 0 | 0 | 0 | 0 | 0 | 0 | 0 | 0 | 0 | -259533.218 | 0 | 0 | 0 | 0 | 0 | 0 | 0 | 0 | 0 | 0 | 0 | 0 | 0 | 0 | 0 | 0
2016-03-22 08:00 | 0 | 0 | 0 | 0 | 110614.782 | 0 | 370148 | 0 | 0 | 0 | 0 | 692738.8601 | 1818564.6848 | 0 | 0 | 0 | 0 | 0 | 0 | 0 | 0 | 0 | 0 | 0 | 0 | 0 | 0 | 0 | 0 | -259533.218 | 0 | 0 | 0 | 0 | 0 | 0 | 0 | 0 | 0 | 0 | 0 | 0 | 0 | 0 | 0 | 0
2016-03-22 09:00 | 0 | 0 | 0 | 0 | 124554.782 | 0 | 384088 | 0 | 0 | 0 | 0 | 433205.6421 | 1818564.6848 | 0 | 0 | 0 | 0 | 0 | 0 | 0 | 0 | 0 | 0 | 0 | 0 | 0 | 0 | 0 | 0 | -259533.218 | 0 | 0 | 0 | 0 | 0 | 0 | 0 | 0 | 0 | 0 | 0 | 0 | 0 | 0 | 0 | 0
2016-03-22 10:00 | 0 | 0 | 0 | 0 | 622435.1113 | 0 | 415444 | 0 | 0 | 0 | 0 | 640196.7534 | 1818564.6848 | 0 | 0 | 0 | 0 | 0 | 0 | 0 | 0 | 0 | 0 | 0 | 0 | 0 | 0 | 0 | 0 | 206991.1113 | 0 | 0 | 0 | 0 | 0 | 0 | 0 | 0 | 0 | 0 | 0 | 0 | 0 | 0 | 0 | 0
2016-03-22 11:00 | 0 | 0 | 0 | 0 | 185432.782 | 0 | 444966 | 0 | 0 | 0 | 0 | 380663.5355 | 1818564.6848 | 0 | 0 | 0 | 0 | 0 | 0 | 0 | 0 | 0 | 0 | 0 | 0 | 0 | 0 | 0 | 0 | -259533.218 | 0 | 0 | 0 | 0 | 0 | 0 | 0 | 0 | 0 | 0 | 0 | 0 | 0 | 0 | 0 | 0
2016-03-22 12:00 | 0 | 0 | 0 | 0 | 192963.782 | 0 | 452497 | 0 | 0 | 0 | 0 | 121130.3175 | 1818564.6848 | 0 | 0 | 0 | 0 | 0 | 0 | 0 | 0 | 0 | 0 | 0 | 0 | 0 | 0 | 0 | 0 | -259533.218 | 0 | 0 | 0 | 0 | 0 | 0 | 0 | 0 | 0 | 0 | 0 | 0 | 0 | 0 | 0 | 0
2016-03-22 13:00 | 0 | 0 | 0 | 0 | 269682.9939 | 71676.8303 | 447072 | 0 | 0 | 0 | 0 | 15418.1417 | 1818564.6848 | 0 | 0 | 0 | 0 | 0 | 0 | 0 | 0 | 0 | 0 | 0 | 0 | 0 | 0 | 0 | 0 | -105712.1758 | 0 | 0 | 0 | 0 | 0 | 0 | 0 | 0 | 0 | 0 | 0 | 0 | 0 | 0 | 0 | 0
2016-03-22 14:00 | 0 | 0 | 0 | 0 | 179765.5326 | 411105.5906 | 440164 | 0 | 0 | 0 | 0 | 274951.3597 | 1709738.5901 | 0 | 0 | 0 | 0 | 0 | 0 | 0 | 0 | 0 | 0 | 0 | 0 | 0 | 0 | 0 | 0 | 259533.218 | 0 | 108826.0947 | 0 | 0 | 0 | 0 | 0 | 0 | 0 | 0 | 0 | 0 | 0 | 0 | 0 | 0
2016-03-22 15:00 | 0 | 0 | 0 | 0 | 48407.8527 | 644501.3653 | 433376 | 0 | 0 | 0 | 0 | 534484.5777 | 1709738.5901 | 0 | 0 | 0 | 0 | 0 | 0 | 0 | 0 | 0 | 0 | 0 | 0 | 0 | 0 | 0 | 0 | 259533.218 | 0 | 0 | 0 | 0 | 0 | 0 | 0 | 0 | 0 | 0 | 0 | 0 | 0 | 0 | 0 | 0
2016-03-22 16:00 | 0 | 0 | 0 | 0 | 0 | 700173.6959 | 426274 | 0 | 0 | 0 | 0 | 794017.7956 | 1724105.0681 | 0 | 0 | 0 | 0 | 0 | 0 | 0 | 0 | 0 | 0 | 0 | 0 | 0 | 0 | 0 | 0 | 259533.218 | 14366.478 | 0 | 0 | 0 | 0 | 0 | 0 | 0 | 0 | 0 | 0 | 0 | 0 | 0 | 0 | 0
2016-03-22 17:00 | 0 | 0 | 0 | 0 | 0 | 693861.6959 | 419962 | 0 | 0 | 0 | 0 | 1053551.0136 | 1738471.5461 | 0 | 0 | 0 | 0 | 0 | 0 | 0 | 0 | 0 | 0 | 0 | 0 | 0 | 0 | 0 | 0 | 259533.218 | 14366.478 | 0 | 0 | 0 | 0 | 0 | 0 | 0 | 0 | 0 | 0 | 0 | 0 | 0 | 0 | 0
2016-03-22 18:00 | 0 | 0 | 0 | 0 | 0 | 689389.6959 | 415490 | 0 | 0 | 0 | 0 | 1313084.2316 | 1752838.024 | 0 | 0 | 0 | 0 | 0 | 0 | 0 | 0 | 0 | 0 | 0 | 0 | 0 | 0 | 0 | 0 | 259533.218 | 14366.478 | 0 | 0 | 0 | 0 | 0 | 0 | 0 | 0 | 0 | 0 | 0 | 0 | 0 | 0 | 0
2016-03-22 19:00 | 0 | 0 | 0 | 0 | 0 | 684885.6959 | 410986 | 0 | 0 | 0 | 0 | 1572617.4496 | 1767204.502 | 0 | 0 | 0 | 0 | 0 | 0 | 0 | 0 | 0 | 0 | 0 | 0 | 0 | 0 | 0 | 0 | 259533.218 | 14366.478 | 0 | 0 | 0 | 0 | 0 | 0 | 0 | 0 | 0 | 0 | 0 | 0 | 0 | 0 | 0
2016-03-22 20:00 | 0 | 0 | 0 | 0 | 0 | 682845.6959 | 408946 | 0 | 0 | 0 | 0 | 1832150.6675 | 1781570.98 | 0 | 0 | 0 | 0 | 0 | 0 | 0 | 0 | 0 | 0 | 0 | 0 | 0 | 0 | 0 | 0 | 259533.218 | 14366.478 | 0 | 0 | 0 | 0 | 0 | 0 | 0 | 0 | 0 | 0 | 0 | 0 | 0 | 0 | 0
2016-03-22 21:00 | 0 | 0 | 0 | 0 | 0 | 707074.9855 | 409661 | 0 | 0 | 0 | 0 | 2091683.8855 | 1795937.458 | 0 | 0 | 0 | 0 | 0 | 0 | 23514.2896 | 0 | 0 | 0 | 0 | 0 | 0 | 0 | 0 | 0 | 259533.218 | 14366.478 | 0 | 0 | 0 | 0 | 0 | 0 | 0 | 0 | 23514.2896 | 0 | 0 | 0 | 0 | 0 | 0
2016-03-22 22:00 | 0 | 0 | 0 | 0 | 0 | 680306.8535 | 411033 | 0 | 0 | 0 | 0 | 2351217.1035 | 1805678.0936 | 0 | 0 | 0 | 0 | 0 | 0 | 23514.2896 | 0 | 0 | 0 | 0 | 0 | 0 | 0 | 0 | 0 | 259533.218 | 9740.6356 | 0 | 0 | 0 | 0 | 0 | 0 | 0 | 0 | 0 | 0 | 0 | 0 | 0 | 0 | 0
2016-03-22 23:00 | 0 | 0 | 0 | 0 | 0 | 561414.1611 | 417740 | 0 | 0 | 0 | 0 | 2518405.5541 | 1805678.0936 | 0 | 0 | 0 | 0 | 0 | 0 | 0 | 0 | 0 | 0 | 0 | 0 | 0 | 0 | 0 | 0 | 167188.4506 | 0 | 0 | 0 | 0 | 0 | 0 | 0 | 0 | 0 | -23514.2896 | 0 | 0 | 0 | 0 | 0 | 0
2016-03-23 | 0 | 0 | 0 | 0 | 0 | 287496.3558 | 429407 | 0 | 0 | 0 | 0 | 2376494.91 | 1805678.0936 | 0 | 0 | 0 | 0 | 0 | 0 | 0 | 0 | 0 | 0 | 0 | 0 | 0 | 0 | 0 | 0 | -141910.6442 | 0 | 0 | 0 | 0 | 0 | 0 | 0 | 0 | 0 | 0 | 0 | 0 | 0 | 0 | 0 | 0
2016-03-23 01:00 | 0 | 0 | 0 | 0 | 142730.0222 | 25146.7598 | 427410 | 0 | 0 | 0 | 0 | 2116961.692 | 1805678.0936 | 0 | 0 | 0 | 0 | 0 | 0 | 0 | 0 | 0 | 0 | 0 | 0 | 0 | 0 | 0 | 0 | -259533.218 | 0 | 0 | 0 | 0 | 0 | 0 | 0 | 0 | 0 | 0 | 0 | 0 | 0 | 0 | 0 | 0
2016-03-23 02:00 | 0 | 0 | 0 | 0 | 152635.782 | 0 | 412169 | 0 | 0 | 0 | 0 | 1857428.474 | 1805678.0936 | 0 | 0 | 0 | 0 | 0 | 0 | 0 | 0 | 0 | 0 | 0 | 0 | 0 | 0 | 0 | 0 | -259533.218 | 0 | 0 | 0 | 0 | 0 | 0 | 0 | 0 | 0 | 0 | 0 | 0 | 0 | 0 | 0 | 0
2016-03-23 03:00 | 0 | 0 | 0 | 0 | 132543.782 | 0 | 392077 | 0 | 0 | 0 | 0 | 1597895.256 | 1805678.0936 | 0 | 0 | 0 | 0 | 0 | 0 | 0 | 0 | 0 | 0 | 0 | 0 | 0 | 0 | 0 | 0 | -259533.218 | 0 | 0 | 0 | 0 | 0 | 0 | 0 | 0 | 0 | 0 | 0 | 0 | 0 | 0 | 0 | 0
2016-03-23 04:00 | 0 | 0 | 0 | 0 | 111901.782 | 0 | 371435 | 0 | 0 | 0 | 0 | 1338362.0381 | 1805678.0936 | 0 | 0 | 0 | 0 | 0 | 0 | 0 | 0 | 0 | 0 | 0 | 0 | 0 | 0 | 0 | 0 | -259533.218 | 0 | 0 | 0 | 0 | 0 | 0 | 0 | 0 | 0 | 0 | 0 | 0 | 0 | 0 | 0 | 0
2016-03-23 05:00 | 0 | 0 | 0 | 0 | 95741.782 | 0 | 355275 | 0 | 0 | 0 | 0 | 1078828.8201 | 1805678.0936 | 0 | 0 | 0 | 0 | 0 | 0 | 0 | 0 | 0 | 0 | 0 | 0 | 0 | 0 | 0 | 0 | -259533.218 | 0 | 0 | 0 | 0 | 0 | 0 | 0 | 0 | 0 | 0 | 0 | 0 | 0 | 0 | 0 | 0
2016-03-23 06:00 | 0 | 0 | 0 | 0 | 604276.218 | 0 | 344743 | 0 | 0 | 0 | 0 | 1338362.0381 | 1805678.0936 | 0 | 0 | 0 | 0 | 0 | 0 | 0 | 0 | 0 | 0 | 0 | 0 | 0 | 0 | 0 | 0 | 259533.218 | 0 | 0 | 0 | 0 | 0 | 0 | 0 | 0 | 0 | 0 | 0 | 0 | 0 | 0 | 0 | 0
2016-03-23 07:00 | 0 | 0 | 0 | 0 | 78973.782 | 0 | 338507 | 0 | 0 | 0 | 0 | 1078828.8201 | 1805678.0936 | 0 | 0 | 0 | 0 | 0 | 0 | 0 | 0 | 0 | 0 | 0 | 0 | 0 | 0 | 0 | 0 | -259533.218 | 0 | 0 | 0 | 0 | 0 | 0 | 0 | 0 | 0 | 0 | 0 | 0 | 0 | 0 | 0 | 0
2016-03-23 08:00 | 0 | 0 | 0 | 0 | 80750.782 | 0 | 340284 | 0 | 0 | 0 | 0 | 819295.6021 | 1805678.0936 | 0 | 0 | 0 | 0 | 0 | 0 | 0 | 0 | 0 | 0 | 0 | 0 | 0 | 0 | 0 | 0 | -259533.218 | 0 | 0 | 0 | 0 | 0 | 0 | 0 | 0 | 0 | 0 | 0 | 0 | 0 | 0 | 0 | 0
2016-03-23 09:00 | 0 | 0 | 0 | 0 | 92201.782 | 0 | 351735 | 0 | 0 | 0 | 0 | 559762.3842 | 1805678.0936 | 0 | 0 | 0 | 0 | 0 | 0 | 0 | 0 | 0 | 0 | 0 | 0 | 0 | 0 | 0 | 0 | -259533.218 | 0 | 0 | 0 | 0 | 0 | 0 | 0 | 0 | 0 | 0 | 0 | 0 | 0 | 0 | 0 | 0
2016-03-23 10:00 | 0 | 0 | 0 | 0 | 120023.782 | 0 | 379557 | 0 | 0 | 0 | 0 | 300229.1662 | 1805678.0936 | 0 | 0 | 0 | 0 | 0 | 0 | 0 | 0 | 0 | 0 | 0 | 0 | 0 | 0 | 0 | 0 | -259533.218 | 0 | 0 | 0 | 0 | 0 | 0 | 0 | 0 | 0 | 0 | 0 | 0 | 0 | 0 | 0 | 0
2016-03-23 11:00 | 0 | 0 | 0 | 0 | 147039.782 | 0 | 406573 | 0 | 0 | 0 | 0 | 40695.9482 | 1805678.0936 | 0 | 0 | 0 | 0 | 0 | 0 | 0 | 0 | 0 | 0 | 0 | 0 | 0 | 0 | 0 | 0 | -259533.218 | 0 | 0 | 0 | 0 | 0 | 0 | 0 | 0 | 0 | 0 | 0 | 0 | 0 | 0 | 0 | 0
2016-03-23 12:00 | 0 | 0 | 0 | 0 | 568279.0231 | 0.10012 | 417572 | 0 | 0 | 0 | 0 | 300229.1662 | 1696851.9988 | 0 | 0 | 0 | 0 | 0 | 0 | 0 | 0 | 0 | 0 | 0 | 0 | 0 | 0 | 0 | 0 | 259533.218 | 0 | 108826.0947 | 0 | 0 | 0 | 0 | 0 | 0 | 0 | 0 | 0 | 0 | 0 | 0 | 0 | 0
2016-03-23 13:00 | 0 | 0 | 0 | 0 | 59880.396 | 101109.386 | 420523 | 0 | 0 | 0 | 0 | 40695.9482 | 1696851.9988 | 0 | 0 | 0 | 0 | 0 | 0 | 0 | 0 | 0 | 0 | 0 | 0 | 0 | 0 | 0 | 0 | -259533.218 | 0 | 0 | 0 | 0 | 0 | 0 | 0 | 0 | 0 | 0 | 0 | 0 | 0 | 0 | 0 | 0
2016-03-23 14:00 | 0 | 0 | 0 | 0 | 0 | 452573.5799 | 423590 | 0 | 0 | 0 | 0 | 69679.5281 | 1696851.9988 | 0 | 0 | 0 | 0 | 0 | 0 | 0 | 0 | 0 | 0 | 0 | 0 | 0 | 0 | 0 | 0 | 28983.5799 | 0 | 0 | 0 | 0 | 0 | 0 | 0 | 0 | 0 | 0 | 0 | 0 | 0 | 0 | 0 | 0
2016-03-23 15:00 | 0 | 0 | 0 | 0 | 0 | 697846.6959 | 423947 | 0 | 0 | 0 | 0 | 329212.7461 | 1711218.4768 | 0 | 0 | 0 | 0 | 0 | 0 | 0 | 0 | 0 | 0 | 0 | 0 | 0 | 0 | 0 | 0 | 259533.218 | 14366.478 | 0 | 0 | 0 | 0 | 0 | 0 | 0 | 0 | 0 | 0 | 0 | 0 | 0 | 0 | 0
2016-03-23 16:00 | 0 | 0 | 0 | 0 | 0 | 695859.6959 | 421960 | 0 | 0 | 0 | 0 | 588745.964 | 1725584.9548 | 0 | 0 | 0 | 0 | 0 | 0 | 0 | 0 | 0 | 0 | 0 | 0 | 0 | 0 | 0 | 0 | 259533.218 | 14366.478 | 0 | 0 | 0 | 0 | 0 | 0 | 0 | 0 | 0 | 0 | 0 | 0 | 0 | 0 | 0
2016-03-23 17:00 | 0 | 0 | 0 | 0 | 0 | 694984.6959 | 421085 | 0 | 0 | 0 | 0 | 848279.182 | 1739951.4328 | 0 | 0 | 0 | 0 | 0 | 0 | 0 | 0 | 0 | 0 | 0 | 0 | 0 | 0 | 0 | 0 | 259533.218 | 14366.478 | 0 | 0 | 0 | 0 | 0 | 0 | 0 | 0 | 0 | 0 | 0 | 0 | 0 | 0 | 0
2016-03-23 18:00 | 0 | 0 | 0 | 0 | 0 | 694726.6959 | 420827 | 0 | 0 | 0 | 0 | 1107812.4 | 1754317.9108 | 0 | 0 | 0 | 0 | 0 | 0 | 0 | 0 | 0 | 0 | 0 | 0 | 0 | 0 | 0 | 0 | 259533.218 | 14366.478 | 0 | 0 | 0 | 0 | 0 | 0 | 0 | 0 | 0 | 0 | 0 | 0 | 0 | 0 | 0
2016-03-23 19:00 | 0 | 0 | 0 | 0 | 0 | 694356.6959 | 420457 | 0 | 0 | 0 | 0 | 1367345.6179 | 1768684.3887 | 0 | 0 | 0 | 0 | 0 | 0 | 0 | 0 | 0 | 0 | 0 | 0 | 0 | 0 | 0 | 0 | 259533.218 | 14366.478 | 0 | 0 | 0 | 0 | 0 | 0 | 0 | 0 | 0 | 0 | 0 | 0 | 0 | 0 | 0
2016-03-23 20:00 | 0 | 0 | 0 | 0 | 0 | 695458.6959 | 421559 | 0 | 0 | 0 | 0 | 1626878.8359 | 1783050.8667 | 0 | 0 | 0 | 0 | 0 | 0 | 0 | 0 | 0 | 0 | 0 | 0 | 0 | 0 | 0 | 0 | 259533.218 | 14366.478 | 0 | 0 | 0 | 0 | 0 | 0 | 0 | 0 | 0 | 0 | 0 | 0 | 0 | 0 | 0
2016-03-23 21:00 | 0 | 0 | 0 | 0 | 0 | 697649.6959 | 423750 | 0 | 0 | 0 | 0 | 1886412.0539 | 1797417.3447 | 0 | 0 | 0 | 0 | 0 | 0 | 0 | 0 | 0 | 0 | 0 | 0 | 0 | 0 | 0 | 0 | 259533.218 | 14366.478 | 0 | 0 | 0 | 0 | 0 | 0 | 0 | 0 | 0 | 0 | 0 | 0 | 0 | 0 | 0
2016-03-23 22:00 | 0 | 0 | 0 | 0 | 0 | 721557.9855 | 424144 | 0 | 0 | 0 | 0 | 2145945.2718 | 1811783.8227 | 0 | 0 | 0 | 0 | 0 | 0 | 23514.2896 | 0 | 0 | 0 | 0 | 0 | 0 | 0 | 0 | 0 | 259533.218 | 14366.478 | 0 | 0 | 0 | 0 | 0 | 0 | 0 | 0 | 23514.2896 | 0 | 0 | 0 | 0 | 0 | 0
2016-03-23 23:00 | 0 | 0 | 0 | 0 | 37413.7843 | 641424.622 | 428453 | 0 | 0 | 0 | 0 | 2405478.4898 | 1826150.3007 | 0 | 0 | 0 | 0 | 0 | 0 | 0 | 0 | 0 | 0 | 0 | 0 | 0 | 0 | 0 | 0 | 259533.218 | 14366.478 | 0 | 0 | 0 | 0 | 0 | 0 | 0 | 0 | -23514.2896 | 0 | 0 | 0 | 0 | 0 | 0
2016-03-24 | 0 | 0 | 0 | 0 | 0 | 366605.4719 | 436285 | 0 | 0 | 0 | 0 | 2335798.9617 | 1826150.3007 | 0 | 0 | 0 | 0 | 0 | 0 | 0 | 0 | 0 | 0 | 0 | 0 | 0 | 0 | 0 | 0 | -69679.5281 | 0 | 0 | 0 | 0 | 0 | 0 | 0 | 0 | 0 | 0 | 0 | 0 | 0 | 0 | 0 | 0
2016-03-24 01:00 | 0 | 0 | 0 | 0 | 143590.7681 | 28689.0139 | 431813 | 0 | 0 | 0 | 0 | 2076265.7437 | 1826150.3007 | 0 | 0 | 0 | 0 | 0 | 0 | 0 | 0 | 0 | 0 | 0 | 0 | 0 | 0 | 0 | 0 | -259533.218 | 0 | 0 | 0 | 0 | 0 | 0 | 0 | 0 | 0 | 0 | 0 | 0 | 0 | 0 | 0 | 0
2016-03-24 02:00 | 0 | 0 | 0 | 0 | 155650.782 | 0 | 415184 | 0 | 0 | 0 | 0 | 1816732.5258 | 1826150.3007 | 0 | 0 | 0 | 0 | 0 | 0 | 0 | 0 | 0 | 0 | 0 | 0 | 0 | 0 | 0 | 0 | -259533.218 | 0 | 0 | 0 | 0 | 0 | 0 | 0 | 0 | 0 | 0 | 0 | 0 | 0 | 0 | 0 | 0
2016-03-24 03:00 | 0 | 0 | 0 | 0 | 133714.782 | 0 | 393248 | 0 | 0 | 0 | 0 | 1557199.3078 | 1826150.3007 | 0 | 0 | 0 | 0 | 0 | 0 | 0 | 0 | 0 | 0 | 0 | 0 | 0 | 0 | 0 | 0 | -259533.218 | 0 | 0 | 0 | 0 | 0 | 0 | 0 | 0 | 0 | 0 | 0 | 0 | 0 | 0 | 0 | 0
2016-03-24 04:00 | 0 | 0 | 0 | 0 | 2420.6873 | 0 | 370780 | 0 | 0 | 0 | 0 | 1297666.0898 | 1717324.2059 | 0 | 0 | 0 | 0 | 0 | 0 | 0 | 0 | 0 | 0 | 0 | 0 | 0 | 0 | 0 | 0 | -259533.218 | 0 | 108826.0947 | 0 | 0 | 0 | 0 | 0 | 0 | 0 | 0 | 0 | 0 | 0 | 0 | 0 | 0
2016-03-24 05:00 | 0 | 0 | 0 | 0 | 94231.782 | 0 | 353765 | 0 | 0 | 0 | 0 | 1038132.8719 | 1717324.2059 | 0 | 0 | 0 | 0 | 0 | 0 | 0 | 0 | 0 | 0 | 0 | 0 | 0 | 0 | 0 | 0 | -259533.218 | 0 | 0 | 0 | 0 | 0 | 0 | 0 | 0 | 0 | 0 | 0 | 0 | 0 | 0 | 0 | 0
2016-03-24 06:00 | 0 | 0 | 0 | 0 | 82665.782 | 0 | 342199 | 0 | 0 | 0 | 0 | 778599.6539 | 1717324.2059 | 0 | 0 | 0 | 0 | 0 | 0 | 0 | 0 | 0 | 0 | 0 | 0 | 0 | 0 | 0 | 0 | -259533.218 | 0 | 0 | 0 | 0 | 0 | 0 | 0 | 0 | 0 | 0 | 0 | 0 | 0 | 0 | 0 | 0
2016-03-24 07:00 | 0 | 0 | 0 | 0 | 594798.218 | 0 | 335265 | 0 | 0 | 0 | 0 | 1038132.8719 | 1717324.2059 | 0 | 0 | 0 | 0 | 0 | 0 | 0 | 0 | 0 | 0 | 0 | 0 | 0 | 0 | 0 | 0 | 259533.218 | 0 | 0 | 0 | 0 | 0 | 0 | 0 | 0 | 0 | 0 | 0 | 0 | 0 | 0 | 0 | 0
2016-03-24 08:00 | 0 | 0 | 0 | 0 | 74880.782 | 0 | 334414 | 0 | 0 | 0 | 0 | 778599.6539 | 1717324.2059 | 0 | 0 | 0 | 0 | 0 | 0 | 0 | 0 | 0 | 0 | 0 | 0 | 0 | 0 | 0 | 0 | -259533.218 | 0 | 0 | 0 | 0 | 0 | 0 | 0 | 0 | 0 | 0 | 0 | 0 | 0 | 0 | 0 | 0
2016-03-24 09:00 | 0 | 0 | 0 | 0 | 85036.782 | 0 | 344570 | 0 | 0 | 0 | 0 | 519066.4359 | 1717324.2059 | 0 | 0 | 0 | 0 | 0 | 0 | 0 | 0 | 0 | 0 | 0 | 0 | 0 | 0 | 0 | 0 | -259533.218 | 0 | 0 | 0 | 0 | 0 | 0 | 0 | 0 | 0 | 0 | 0 | 0 | 0 | 0 | 0 | 0
2016-03-24 10:00 | 0 | 0 | 0 | 0 | 110451.782 | 0 | 369985 | 0 | 0 | 0 | 0 | 259533.218 | 1717324.2059 | 0 | 0 | 0 | 0 | 0 | 0 | 0 | 0 | 0 | 0 | 0 | 0 | 0 | 0 | 0 | 0 | -259533.218 | 0 | 0 | 0 | 0 | 0 | 0 | 0 | 0 | 0 | 0 | 0 | 0 | 0 | 0 | 0 | 0
2016-03-24 11:00 | 0 | 0 | 0 | 0 | 137518.782 | 0 | 397052 | 0 | 0 | 0 | 0 | 0 | 1717324.2059 | 0 | 0 | 0 | 0 | 0 | 0 | 0 | 0 | 0 | 0 | 0 | 0 | 0 | 0 | 0 | 0 | -259533.218 | 0 | 0 | 0 | 0 | 0 | 0 | 0 | 0 | 0 | 0 | 0 | 0 | 0 | 0 | 0 | 0
2016-03-24 12:00 | 0 | 0 | 0 | 0 | 410674.6601 | 2.3399 | 410677 | 0 | 0 | 0 | 0 | 0 | 1717324.2059 | 0 | 0 | 0 | 0 | 0 | 0 | 0 | 0 | 0 | 0 | 0 | 0 | 0 | 0 | 0 | 0 | 0 | 0 | 0 | 0 | 0 | 0 | 0 | 0 | 0 | 0 | 0 | 0 | 0 | 0 | 0 | 0 | 0
2016-03-24 13:00 | 0 | 0 | 0 | 0 | 320864.254 | 124389.8126 | 417690 | 0 | 0 | 0 | 0 | 27564.0666 | 1717324.2059 | 0 | 0 | 0 | 0 | 0 | 0 | 0 | 0 | 0 | 0 | 0 | 0 | 0 | 0 | 0 | 0 | 27564.0666 | 0 | 0 | 0 | 0 | 0 | 0 | 0 | 0 | 0 | 0 | 0 | 0 | 0 | 0 | 0 | 0
2016-03-24 14:00 | 0 | 0 | 0 | 0 | 150288.458 | 533685.76 | 424441 | 0 | 0 | 0 | 0 | 287097.2846 | 1717324.2059 | 0 | 0 | 0 | 0 | 0 | 0 | 0 | 0 | 0 | 0 | 0 | 0 | 0 | 0 | 0 | 0 | 259533.218 | 0 | 0 | 0 | 0 | 0 | 0 | 0 | 0 | 0 | 0 | 0 | 0 | 0 | 0 | 0 | 0
2016-03-24 15:00 | 0 | 0 | 0 | 0 | 0 | 700677.6959 | 426778 | 0 | 0 | 0 | 0 | 546630.5025 | 1731690.6839 | 0 | 0 | 0 | 0 | 0 | 0 | 0 | 0 | 0 | 0 | 0 | 0 | 0 | 0 | 0 | 0 | 259533.218 | 14366.478 | 0 | 0 | 0 | 0 | 0 | 0 | 0 | 0 | 0 | 0 | 0 | 0 | 0 | 0 | 0
2016-03-24 16:00 | 0 | 0 | 0 | 0 | 0 | 700275.6959 | 426376 | 0 | 0 | 0 | 0 | 806163.7205 | 1746057.1619 | 0 | 0 | 0 | 0 | 0 | 0 | 0 | 0 | 0 | 0 | 0 | 0 | 0 | 0 | 0 | 0 | 259533.218 | 14366.478 | 0 | 0 | 0 | 0 | 0 | 0 | 0 | 0 | 0 | 0 | 0 | 0 | 0 | 0 | 0
2016-03-24 17:00 | 0 | 0 | 0 | 0 | 0 | 699674.6959 | 425775 | 0 | 0 | 0 | 0 | 1065696.9385 | 1760423.6399 | 0 | 0 | 0 | 0 | 0 | 0 | 0 | 0 | 0 | 0 | 0 | 0 | 0 | 0 | 0 | 0 | 259533.218 | 14366.478 | 0 | 0 | 0 | 0 | 0 | 0 | 0 | 0 | 0 | 0 | 0 | 0 | 0 | 0 | 0
2016-03-24 18:00 | 0 | 0 | 0 | 0 | 0 | 698061.6959 | 424162 | 0 | 0 | 0 | 0 | 1325230.1564 | 1774790.1179 | 0 | 0 | 0 | 0 | 0 | 0 | 0 | 0 | 0 | 0 | 0 | 0 | 0 | 0 | 0 | 0 | 259533.218 | 14366.478 | 0 | 0 | 0 | 0 | 0 | 0 | 0 | 0 | 0 | 0 | 0 | 0 | 0 | 0 | 0
2016-03-24 19:00 | 0 | 0 | 0 | 0 | 0 | 696029.6959 | 422130 | 0 | 0 | 0 | 0 | 1584763.3744 | 1789156.5959 | 0 | 0 | 0 | 0 | 0 | 0 | 0 | 0 | 0 | 0 | 0 | 0 | 0 | 0 | 0 | 0 | 259533.218 | 14366.478 | 0 | 0 | 0 | 0 | 0 | 0 | 0 | 0 | 0 | 0 | 0 | 0 | 0 | 0 | 0
2016-03-24 20:00 | 0 | 0 | 0 | 0 | 0 | 695534.6959 | 421635 | 0 | 0 | 0 | 0 | 1844296.5924 | 1803523.0738 | 0 | 0 | 0 | 0 | 0 | 0 | 0 | 0 | 0 | 0 | 0 | 0 | 0 | 0 | 0 | 0 | 259533.218 | 14366.478 | 0 | 0 | 0 | 0 | 0 | 0 | 0 | 0 | 0 | 0 | 0 | 0 | 0 | 0 | 0
2016-03-24 21:00 | 0 | 0 | 0 | 0 | 0 | 695935.6959 | 422036 | 0 | 0 | 0 | 0 | 2103829.8103 | 1817889.5518 | 0 | 0 | 0 | 0 | 0 | 0 | 0 | 0 | 0 | 0 | 0 | 0 | 0 | 0 | 0 | 0 | 259533.218 | 14366.478 | 0 | 0 | 0 | 0 | 0 | 0 | 0 | 0 | 0 | 0 | 0 | 0 | 0 | 0 | 0
2016-03-24 22:00 | 0 | 0 | 0 | 0 | 0 | 718975.9855 | 421562 | 0 | 0 | 0 | 0 | 2363363.0283 | 1832256.0298 | 0 | 0 | 0 | 0 | 0 | 0 | 23514.2896 | 0 | 0 | 0 | 0 | 0 | 0 | 0 | 0 | 0 | 259533.218 | 14366.478 | 0 | 0 | 0 | 0 | 0 | 0 | 0 | 0 | 23514.2896 | 0 | 0 | 0 | 0 | 0 | 0
2016-03-24 23:00 | 0 | 0 | 0 | 0 | 0 | 664495.0851 | 424048 | 0 | 0 | 0 | 0 | 2622896.2463 | 1832256.0298 | 0 | 0 | 0 | 0 | 0 | 0 | 4428.1568 | 0 | 0 | 0 | 0 | 0 | 0 | 0 | 0 | 0 | 259533.218 | 0 | 0 | 0 | 0 | 0 | 0 | 0 | 0 | 0 | -19086.1328 | 0 | 0 | 0 | 0 | 0 | 0
2016-03-25 | 0 | 0 | 0 | 0 | 0 | 350828.1979 | 429148 | 0 | 0 | 0 | 0 | 2549004.6009 | 1832256.0298 | 0 | 0 | 0 | 0 | 0 | 0 | 0 | 0 | 0 | 0 | 0 | 0 | 0 | 0 | 0 | 0 | -73891.6454 | 0 | 0 | 0 | 0 | 0 | 0 | 0 | 0 | 0 | -4428.1568 | 0 | 0 | 0 | 0 | 0 | 0
2016-03-25 01:00 | 0 | 0 | 0 | 0 | 151628.5029 | 30026.7571 | 426822 | 0 | 0 | 0 | 0 | 2289471.3829 | 1846622.5078 | 0 | 0 | 0 | 0 | 0 | 0 | 0 | 0 | 0 | 0 | 0 | 0 | 0 | 0 | 0 | 0 | -259533.218 | 14366.478 | 0 | 0 | 0 | 0 | 0 | 0 | 0 | 0 | 0 | 0 | 0 | 0 | 0 | 0 | 0
2016-03-25 02:00 | 0 | 0 | 0 | 0 | 151859.782 | 0 | 411393 | 0 | 0 | 0 | 0 | 2029938.165 | 1846622.5078 | 0 | 0 | 0 | 0 | 0 | 0 | 0 | 0 | 0 | 0 | 0 | 0 | 0 | 0 | 0 | 0 | -259533.218 | 0 | 0 | 0 | 0 | 0 | 0 | 0 | 0 | 0 | 0 | 0 | 0 | 0 | 0 | 0 | 0
2016-03-25 03:00 | 0 | 0 | 0 | 0 | 131814.782 | 0 | 391348 | 0 | 0 | 0 | 0 | 1770404.947 | 1846622.5078 | 0 | 0 | 0 | 0 | 0 | 0 | 0 | 0 | 0 | 0 | 0 | 0 | 0 | 0 | 0 | 0 | -259533.218 | 0 | 0 | 0 | 0 | 0 | 0 | 0 | 0 | 0 | 0 | 0 | 0 | 0 | 0 | 0 | 0
2016-03-25 04:00 | 0 | 0 | 0 | 0 | 2258.6873 | 0 | 370618 | 0 | 0 | 0 | 0 | 1510871.729 | 1737796.4131 | 0 | 0 | 0 | 0 | 0 | 0 | 0 | 0 | 0 | 0 | 0 | 0 | 0 | 0 | 0 | 0 | -259533.218 | 0 | 108826.0947 | 0 | 0 | 0 | 0 | 0 | 0 | 0 | 0 | 0 | 0 | 0 | 0 | 0 | 0
2016-03-25 05:00 | 0 | 0 | 0 | 0 | 94231.782 | 0 | 353765 | 0 | 0 | 0 | 0 | 1251338.511 | 1737796.4131 | 0 | 0 | 0 | 0 | 0 | 0 | 0 | 0 | 0 | 0 | 0 | 0 | 0 | 0 | 0 | 0 | -259533.218 | 0 | 0 | 0 | 0 | 0 | 0 | 0 | 0 | 0 | 0 | 0 | 0 | 0 | 0 | 0 | 0
2016-03-25 06:00 | 0 | 0 | 0 | 0 | 82500.782 | 0 | 342034 | 0 | 0 | 0 | 0 | 991805.2931 | 1737796.4131 | 0 | 0 | 0 | 0 | 0 | 0 | 0 | 0 | 0 | 0 | 0 | 0 | 0 | 0 | 0 | 0 | -259533.218 | 0 | 0 | 0 | 0 | 0 | 0 | 0 | 0 | 0 | 0 | 0 | 0 | 0 | 0 | 0 | 0
2016-03-25 07:00 | 0 | 0 | 0 | 0 | 552013.7719 | 0 | 335251 | 0 | 0 | 0 | 0 | 1208568.065 | 1737796.4131 | 0 | 0 | 0 | 0 | 0 | 0 | 0 | 0 | 0 | 0 | 0 | 0 | 0 | 0 | 0 | 0 | 216762.7719 | 0 | 0 | 0 | 0 | 0 | 0 | 0 | 0 | 0 | 0 | 0 | 0 | 0 | 0 | 0 | 0
2016-03-25 08:00 | 0 | 0 | 0 | 0 | 74765.782 | 0 | 334299 | 0 | 0 | 0 | 0 | 949034.847 | 1737796.4131 | 0 | 0 | 0 | 0 | 0 | 0 | 0 | 0 | 0 | 0 | 0 | 0 | 0 | 0 | 0 | 0 | -259533.218 | 0 | 0 | 0 | 0 | 0 | 0 | 0 | 0 | 0 | 0 | 0 | 0 | 0 | 0 | 0 | 0
2016-03-25 09:00 | 0 | 0 | 0 | 0 | 81180.782 | 0 | 340714 | 0 | 0 | 0 | 0 | 689501.629 | 1737796.4131 | 0 | 0 | 0 | 0 | 0 | 0 | 0 | 0 | 0 | 0 | 0 | 0 | 0 | 0 | 0 | 0 | -259533.218 | 0 | 0 | 0 | 0 | 0 | 0 | 0 | 0 | 0 | 0 | 0 | 0 | 0 | 0 | 0 | 0
2016-03-25 10:00 | 0 | 0 | 0 | 0 | 98846.782 | 0 | 358380 | 0 | 0 | 0 | 0 | 429968.411 | 1737796.4131 | 0 | 0 | 0 | 0 | 0 | 0 | 0 | 0 | 0 | 0 | 0 | 0 | 0 | 0 | 0 | 0 | -259533.218 | 0 | 0 | 0 | 0 | 0 | 0 | 0 | 0 | 0 | 0 | 0 | 0 | 0 | 0 | 0 | 0
2016-03-25 11:00 | 0 | 0 | 0 | 0 | 121262.782 | 0 | 380796 | 0 | 0 | 0 | 0 | 170435.1931 | 1737796.4131 | 0 | 0 | 0 | 0 | 0 | 0 | 0 | 0 | 0 | 0 | 0 | 0 | 0 | 0 | 0 | 0 | -259533.218 | 0 | 0 | 0 | 0 | 0 | 0 | 0 | 0 | 0 | 0 | 0 | 0 | 0 | 0 | 0 | 0
2016-03-25 12:00 | 0 | 0 | 0 | 0 | 486298.5729 | 4.452 | 397205 | 0 | 0 | 0 | 0 | 259533.218 | 1737796.4131 | 0 | 0 | 0 | 0 | 0 | 0 | 0 | 0 | 0 | 0 | 0 | 0 | 0 | 0 | 0 | 0 | 89098.0249 | 0 | 0 | 0 | 0 | 0 | 0 | 0 | 0 | 0 | 0 | 0 | 0 | 0 | 0 | 0 | 0
2016-03-25 13:00 | 0 | 0 | 0 | 0 | 39978.1584 | 110995.6237 | 410507 | 0 | 0 | 0 | 0 | 0 | 1737796.4131 | 0 | 0 | 0 | 0 | 0 | 0 | 0 | 0 | 0 | 0 | 0 | 0 | 0 | 0 | 0 | 0 | -259533.218 | 0 | 0 | 0 | 0 | 0 | 0 | 0 | 0 | 0 | 0 | 0 | 0 | 0 | 0 | 0 | 0
2016-03-25 14:00 | 0 | 0 | 0 | 0 | 0 | 527887.0282 | 419029 | 0 | 0 | 0 | 0 | 108858.0282 | 1737796.4131 | 0 | 0 | 0 | 0 | 0 | 0 | 0 | 0 | 0 | 0 | 0 | 0 | 0 | 0 | 0 | 0 | 108858.0282 | 0 | 0 | 0 | 0 | 0 | 0 | 0 | 0 | 0 | 0 | 0 | 0 | 0 | 0 | 0 | 0
2016-03-25 15:00 | 0 | 0 | 0 | 0 | 0 | 694249.6959 | 420350 | 0 | 0 | 0 | 0 | 368391.2462 | 1752162.891 | 0 | 0 | 0 | 0 | 0 | 0 | 0 | 0 | 0 | 0 | 0 | 0 | 0 | 0 | 0 | 0 | 259533.218 | 14366.478 | 0 | 0 | 0 | 0 | 0 | 0 | 0 | 0 | 0 | 0 | 0 | 0 | 0 | 0 | 0
2016-03-25 16:00 | 0 | 0 | 0 | 0 | 0 | 691323.6959 | 417424 | 0 | 0 | 0 | 0 | 627924.4641 | 1766529.369 | 0 | 0 | 0 | 0 | 0 | 0 | 0 | 0 | 0 | 0 | 0 | 0 | 0 | 0 | 0 | 0 | 259533.218 | 14366.478 | 0 | 0 | 0 | 0 | 0 | 0 | 0 | 0 | 0 | 0 | 0 | 0 | 0 | 0 | 0
2016-03-25 17:00 | 0 | 0 | 0 | 0 | 0 | 687050.6959 | 413151 | 0 | 0 | 0 | 0 | 887457.6821 | 1780895.847 | 0 | 0 | 0 | 0 | 0 | 0 | 0 | 0 | 0 | 0 | 0 | 0 | 0 | 0 | 0 | 0 | 259533.218 | 14366.478 | 0 | 0 | 0 | 0 | 0 | 0 | 0 | 0 | 0 | 0 | 0 | 0 | 0 | 0 | 0
2016-03-25 18:00 | 0 | 0 | 0 | 0 | 0 | 683157.6959 | 409258 | 0 | 0 | 0 | 0 | 1146990.9001 | 1795262.325 | 0 | 0 | 0 | 0 | 0 | 0 | 0 | 0 | 0 | 0 | 0 | 0 | 0 | 0 | 0 | 0 | 259533.218 | 14366.478 | 0 | 0 | 0 | 0 | 0 | 0 | 0 | 0 | 0 | 0 | 0 | 0 | 0 | 0 | 0
2016-03-25 19:00 | 0 | 0 | 0 | 0 | 0 | 679190.6959 | 405291 | 0 | 0 | 0 | 0 | 1406524.118 | 1809628.803 | 0 | 0 | 0 | 0 | 0 | 0 | 0 | 0 | 0 | 0 | 0 | 0 | 0 | 0 | 0 | 0 | 259533.218 | 14366.478 | 0 | 0 | 0 | 0 | 0 | 0 | 0 | 0 | 0 | 0 | 0 | 0 | 0 | 0 | 0
2016-03-25 20:00 | 0 | 0 | 0 | 0 | 0 | 676360.6959 | 402461 | 0 | 0 | 0 | 0 | 1666057.336 | 1823995.2809 | 0 | 0 | 0 | 0 | 0 | 0 | 0 | 0 | 0 | 0 | 0 | 0 | 0 | 0 | 0 | 0 | 259533.218 | 14366.478 | 0 | 0 | 0 | 0 | 0 | 0 | 0 | 0 | 0 | 0 | 0 | 0 | 0 | 0 | 0
2016-03-25 21:00 | 0 | 0 | 0 | 0 | 0 | 675539.6959 | 401640 | 0 | 0 | 0 | 0 | 1925590.554 | 1838361.7589 | 0 | 0 | 0 | 0 | 0 | 0 | 0 | 0 | 0 | 0 | 0 | 0 | 0 | 0 | 0 | 0 | 259533.218 | 14366.478 | 0 | 0 | 0 | 0 | 0 | 0 | 0 | 0 | 0 | 0 | 0 | 0 | 0 | 0 | 0
2016-03-25 22:00 | 0 | 0 | 0 | 0 | 0 | 697032.9855 | 399619 | 0 | 0 | 0 | 0 | 2185123.7719 | 1852728.2369 | 0 | 0 | 0 | 0 | 0 | 0 | 23514.2896 | 0 | 0 | 0 | 0 | 0 | 0 | 0 | 0 | 0 | 259533.218 | 14366.478 | 0 | 0 | 0 | 0 | 0 | 0 | 0 | 0 | 23514.2896 | 0 | 0 | 0 | 0 | 0 | 0
2016-03-25 23:00 | 0 | 0 | 0 | 0 | 24128.7942 | 612548.1342 | 400658 | 0 | 0 | 0 | 0 | 2444656.9899 | 1852728.2369 | 0 | 0 | 0 | 0 | 0 | 0 | 0 | 0 | 0 | 0 | 0 | 0 | 0 | 0 | 0 | 0 | 259533.218 | 0 | 0 | 0 | 0 | 0 | 0 | 0 | 0 | 0 | -23514.2896 | 0 | 0 | 0 | 0 | 0 | 0
2016-03-26 | 0 | 0 | 0 | 0 | 0 | 333263.8945 | 407842 | 0 | 0 | 0 | 0 | 2370078.8843 | 1852728.2369 | 0 | 0 | 0 | 0 | 0 | 0 | 0 | 0 | 0 | 0 | 0 | 0 | 0 | 0 | 0 | 0 | -74578.1055 | 0 | 0 | 0 | 0 | 0 | 0 | 0 | 0 | 0 | 0 | 0 | 0 | 0 | 0 | 0 | 0
2016-03-26 01:00 | 0 | 0 | 0 | 0 | 115066.9552 | 31828.8268 | 406429 | 0 | 0 | 0 | 0 | 2110545.6664 | 1852728.2369 | 0 | 0 | 0 | 0 | 0 | 0 | 0 | 0 | 0 | 0 | 0 | 0 | 0 | 0 | 0 | 0 | -259533.218 | 0 | 0 | 0 | 0 | 0 | 0 | 0 | 0 | 0 | 0 | 0 | 0 | 0 | 0 | 0 | 0
2016-03-26 02:00 | 0 | 0 | 0 | 0 | 136793.782 | 0 | 396327 | 0 | 0 | 0 | 0 | 1851012.4484 | 1852728.2369 | 0 | 0 | 0 | 0 | 0 | 0 | 0 | 0 | 0 | 0 | 0 | 0 | 0 | 0 | 0 | 0 | -259533.218 | 0 | 0 | 0 | 0 | 0 | 0 | 0 | 0 | 0 | 0 | 0 | 0 | 0 | 0 | 0 | 0
2016-03-26 03:00 | 0 | 0 | 0 | 0 | 122055.782 | 0 | 381589 | 0 | 0 | 0 | 0 | 1591479.2304 | 1852728.2369 | 0 | 0 | 0 | 0 | 0 | 0 | 0 | 0 | 0 | 0 | 0 | 0 | 0 | 0 | 0 | 0 | -259533.218 | 0 | 0 | 0 | 0 | 0 | 0 | 0 | 0 | 0 | 0 | 0 | 0 | 0 | 0 | 0 | 0
2016-03-26 04:00 | 0 | 0 | 0 | 0 | 105684.782 | 0 | 365218 | 0 | 0 | 0 | 0 | 1331946.0125 | 1852728.2369 | 0 | 0 | 0 | 0 | 0 | 0 | 0 | 0 | 0 | 0 | 0 | 0 | 0 | 0 | 0 | 0 | -259533.218 | 0 | 0 | 0 | 0 | 0 | 0 | 0 | 0 | 0 | 0 | 0 | 0 | 0 | 0 | 0 | 0
2016-03-26 05:00 | 0 | 0 | 0 | 0 | 91157.782 | 0 | 350691 | 0 | 0 | 0 | 0 | 1072412.7945 | 1852728.2369 | 0 | 0 | 0 | 0 | 0 | 0 | 0 | 0 | 0 | 0 | 0 | 0 | 0 | 0 | 0 | 0 | -259533.218 | 0 | 0 | 0 | 0 | 0 | 0 | 0 | 0 | 0 | 0 | 0 | 0 | 0 | 0 | 0 | 0
2016-03-26 06:00 | 0 | 0 | 0 | 0 | 534702.4789 | 0 | 340886 | 0 | 0 | 0 | 0 | 1266229.2734 | 1852728.2369 | 0 | 0 | 0 | 0 | 0 | 0 | 0 | 0 | 0 | 0 | 0 | 0 | 0 | 0 | 0 | 0 | 193816.4789 | 0 | 0 | 0 | 0 | 0 | 0 | 0 | 0 | 0 | 0 | 0 | 0 | 0 | 0 | 0 | 0
2016-03-26 07:00 | 0 | 0 | 0 | 0 | 74372.782 | 0 | 333906 | 0 | 0 | 0 | 0 | 1006696.0555 | 1852728.2369 | 0 | 0 | 0 | 0 | 0 | 0 | 0 | 0 | 0 | 0 | 0 | 0 | 0 | 0 | 0 | 0 | -259533.218 | 0 | 0 | 0 | 0 | 0 | 0 | 0 | 0 | 0 | 0 | 0 | 0 | 0 | 0 | 0 | 0
2016-03-26 08:00 | 0 | 0 | 0 | 0 | 72077.782 | 0 | 331611 | 0 | 0 | 0 | 0 | 747162.8375 | 1852728.2369 | 0 | 0 | 0 | 0 | 0 | 0 | 0 | 0 | 0 | 0 | 0 | 0 | 0 | 0 | 0 | 0 | -259533.218 | 0 | 0 | 0 | 0 | 0 | 0 | 0 | 0 | 0 | 0 | 0 | 0 | 0 | 0 | 0 | 0
2016-03-26 09:00 | 0 | 0 | 0 | 0 | 74686.782 | 0 | 334220 | 0 | 0 | 0 | 0 | 487629.6195 | 1852728.2369 | 0 | 0 | 0 | 0 | 0 | 0 | 0 | 0 | 0 | 0 | 0 | 0 | 0 | 0 | 0 | 0 | -259533.218 | 0 | 0 | 0 | 0 | 0 | 0 | 0 | 0 | 0 | 0 | 0 | 0 | 0 | 0 | 0 | 0
2016-03-26 10:00 | 0 | 0 | 0 | 0 | 82890.782 | 0 | 342424 | 0 | 0 | 0 | 0 | 228096.4016 | 1852728.2369 | 0 | 0 | 0 | 0 | 0 | 0 | 0 | 0 | 0 | 0 | 0 | 0 | 0 | 0 | 0 | 0 | -259533.218 | 0 | 0 | 0 | 0 | 0 | 0 | 0 | 0 | 0 | 0 | 0 | 0 | 0 | 0 | 0 | 0
2016-03-26 11:00 | 0 | 0 | 0 | 0 | 437649.4366 | 0 | 354664 | 0 | 0 | 0 | 0 | 311081.8381 | 1852728.2369 | 0 | 0 | 0 | 0 | 0 | 0 | 0 | 0 | 0 | 0 | 0 | 0 | 0 | 0 | 0 | 0 | 82985.4366 | 0 | 0 | 0 | 0 | 0 | 0 | 0 | 0 | 0 | 0 | 0 | 0 | 0 | 0 | 0 | 0
2016-03-26 12:00 | 0 | 0 | 0 | 0 | 109878.6004 | 11.1817 | 369423 | 0 | 0 | 0 | 0 | 51548.6202 | 1852728.2369 | 0 | 0 | 0 | 0 | 0 | 0 | 0 | 0 | 0 | 0 | 0 | 0 | 0 | 0 | 0 | 0 | -259533.218 | 0 | 0 | 0 | 0 | 0 | 0 | 0 | 0 | 0 | 0 | 0 | 0 | 0 | 0 | 0 | 0
2016-03-26 13:00 | 0 | 0 | 0 | 0 | 228120.9432 | 102575.4366 | 382245 | 0 | 0 | 0 | 0 | 0 | 1852728.2369 | 0 | 0 | 0 | 0 | 0 | 0 | 0 | 0 | 0 | 0 | 0 | 0 | 0 | 0 | 0 | 0 | -51548.6202 | 0 | 0 | 0 | 0 | 0 | 0 | 0 | 0 | 0 | 0 | 0 | 0 | 0 | 0 | 0 | 0
2016-03-26 14:00 | 0 | 0 | 0 | 0 | 41794.6081 | 498599.5151 | 389687 | 0 | 0 | 0 | 0 | 259533.218 | 1743902.1422 | 0 | 0 | 0 | 0 | 0 | 0 | 0 | 0 | 0 | 0 | 0 | 0 | 0 | 0 | 0 | 0 | 259533.218 | 0 | 108826.0947 | 0 | 0 | 0 | 0 | 0 | 0 | 0 | 0 | 0 | 0 | 0 | 0 | 0 | 0
2016-03-26 15:00 | 0 | 0 | 0 | 0 | 0 | 665278.6959 | 391379 | 0 | 0 | 0 | 0 | 519066.4359 | 1758268.6202 | 0 | 0 | 0 | 0 | 0 | 0 | 0 | 0 | 0 | 0 | 0 | 0 | 0 | 0 | 0 | 0 | 259533.218 | 14366.478 | 0 | 0 | 0 | 0 | 0 | 0 | 0 | 0 | 0 | 0 | 0 | 0 | 0 | 0 | 0
2016-03-26 16:00 | 0 | 0 | 0 | 0 | 0 | 663693.6959 | 389794 | 0 | 0 | 0 | 0 | 778599.6539 | 1772635.0981 | 0 | 0 | 0 | 0 | 0 | 0 | 0 | 0 | 0 | 0 | 0 | 0 | 0 | 0 | 0 | 0 | 259533.218 | 14366.478 | 0 | 0 | 0 | 0 | 0 | 0 | 0 | 0 | 0 | 0 | 0 | 0 | 0 | 0 | 0
2016-03-26 17:00 | 0 | 0 | 0 | 0 | 0 | 659580.6959 | 385681 | 0 | 0 | 0 | 0 | 1038132.8719 | 1787001.5761 | 0 | 0 | 0 | 0 | 0 | 0 | 0 | 0 | 0 | 0 | 0 | 0 | 0 | 0 | 0 | 0 | 259533.218 | 14366.478 | 0 | 0 | 0 | 0 | 0 | 0 | 0 | 0 | 0 | 0 | 0 | 0 | 0 | 0 | 0
2016-03-26 18:00 | 0 | 0 | 0 | 0 | 0 | 654944.6959 | 381045 | 0 | 0 | 0 | 0 | 1297666.0898 | 1801368.0541 | 0 | 0 | 0 | 0 | 0 | 0 | 0 | 0 | 0 | 0 | 0 | 0 | 0 | 0 | 0 | 0 | 259533.218 | 14366.478 | 0 | 0 | 0 | 0 | 0 | 0 | 0 | 0 | 0 | 0 | 0 | 0 | 0 | 0 | 0
2016-03-26 19:00 | 0 | 0 | 0 | 0 | 0 | 652588.6959 | 378689 | 0 | 0 | 0 | 0 | 1557199.3078 | 1815734.5321 | 0 | 0 | 0 | 0 | 0 | 0 | 0 | 0 | 0 | 0 | 0 | 0 | 0 | 0 | 0 | 0 | 259533.218 | 14366.478 | 0 | 0 | 0 | 0 | 0 | 0 | 0 | 0 | 0 | 0 | 0 | 0 | 0 | 0 | 0
2016-03-26 20:00 | 0 | 0 | 0 | 0 | 0 | 652512.6959 | 378613 | 0 | 0 | 0 | 0 | 1816732.5258 | 1830101.0101 | 0 | 0 | 0 | 0 | 0 | 0 | 0 | 0 | 0 | 0 | 0 | 0 | 0 | 0 | 0 | 0 | 259533.218 | 14366.478 | 0 | 0 | 0 | 0 | 0 | 0 | 0 | 0 | 0 | 0 | 0 | 0 | 0 | 0 | 0
2016-03-26 21:00 | 0 | 0 | 0 | 0 | 0 | 653914.6959 | 380015 | 0 | 0 | 0 | 0 | 2076265.7437 | 1844467.488 | 0 | 0 | 0 | 0 | 0 | 0 | 0 | 0 | 0 | 0 | 0 | 0 | 0 | 0 | 0 | 0 | 259533.218 | 14366.478 | 0 | 0 | 0 | 0 | 0 | 0 | 0 | 0 | 0 | 0 | 0 | 0 | 0 | 0 | 0
2016-03-26 22:00 | 0 | 0 | 0 | 0 | 0 | 679588.9855 | 382175 | 0 | 0 | 0 | 0 | 2335798.9617 | 1858833.966 | 0 | 0 | 0 | 0 | 0 | 0 | 23514.2896 | 0 | 0 | 0 | 0 | 0 | 0 | 0 | 0 | 0 | 259533.218 | 14366.478 | 0 | 0 | 0 | 0 | 0 | 0 | 0 | 0 | 23514.2896 | 0 | 0 | 0 | 0 | 0 | 0
2016-03-26 23:00 | 0 | 0 | 0 | 0 | 0 | 618958.6983 | 387402 | 0 | 0 | 0 | 0 | 2590869.9496 | 1858833.966 | 0 | 0 | 0 | 0 | 0 | 0 | 0 | 0 | 0 | 0 | 0 | 0 | 0 | 0 | 0 | 0 | 255070.9879 | 0 | 0 | 0 | 0 | 0 | 0 | 0 | 0 | 0 | -23514.2896 | 0 | 0 | 0 | 0 | 0 | 0
2016-03-27 | 0 | 0 | 0 | 0 | 0 | 361029.2012 | 397354 | 0 | 0 | 0 | 0 | 2554545.1507 | 1858833.966 | 0 | 0 | 0 | 0 | 0 | 0 | 0 | 0 | 0 | 0 | 0 | 0 | 0 | 0 | 0 | 0 | -36324.7988 | 0 | 0 | 0 | 0 | 0 | 0 | 0 | 0 | 0 | 0 | 0 | 0 | 0 | 0 | 0 | 0
2016-03-27 01:00 | 0 | 0 | 0 | 0 | 119036.9345 | 33550.3255 | 397754 | 0 | 0 | 0 | 0 | 2295011.9328 | 1873200.444 | 0 | 0 | 0 | 0 | 0 | 0 | 0 | 0 | 0 | 0 | 0 | 0 | 0 | 0 | 0 | 0 | -259533.218 | 14366.478 | 0 | 0 | 0 | 0 | 0 | 0 | 0 | 0 | 0 | 0 | 0 | 0 | 0 | 0 | 0
2016-03-27 02:00 | 0 | 0 | 0 | 0 | 129684.782 | 0 | 389218 | 0 | 0 | 0 | 0 | 2035478.7148 | 1873200.444 | 0 | 0 | 0 | 0 | 0 | 0 | 0 | 0 | 0 | 0 | 0 | 0 | 0 | 0 | 0 | 0 | -259533.218 | 0 | 0 | 0 | 0 | 0 | 0 | 0 | 0 | 0 | 0 | 0 | 0 | 0 | 0 | 0 | 0
2016-03-27 03:00 | 0 | 0 | 0 | 0 | 116149.782 | 0 | 375683 | 0 | 0 | 0 | 0 | 1775945.4968 | 1873200.444 | 0 | 0 | 0 | 0 | 0 | 0 | 0 | 0 | 0 | 0 | 0 | 0 | 0 | 0 | 0 | 0 | -259533.218 | 0 | 0 | 0 | 0 | 0 | 0 | 0 | 0 | 0 | 0 | 0 | 0 | 0 | 0 | 0 | 0
2016-03-27 04:00 | 0 | 0 | 0 | 0 | 99669.782 | 0 | 359203 | 0 | 0 | 0 | 0 | 1516412.2789 | 1873200.444 | 0 | 0 | 0 | 0 | 0 | 0 | 0 | 0 | 0 | 0 | 0 | 0 | 0 | 0 | 0 | 0 | -259533.218 | 0 | 0 | 0 | 0 | 0 | 0 | 0 | 0 | 0 | 0 | 0 | 0 | 0 | 0 | 0 | 0
2016-03-27 05:00 | 0 | 0 | 0 | 0 | 83639.782 | 0 | 343173 | 0 | 0 | 0 | 0 | 1256879.0609 | 1873200.444 | 0 | 0 | 0 | 0 | 0 | 0 | 0 | 0 | 0 | 0 | 0 | 0 | 0 | 0 | 0 | 0 | -259533.218 | 0 | 0 | 0 | 0 | 0 | 0 | 0 | 0 | 0 | 0 | 0 | 0 | 0 | 0 | 0 | 0
2016-03-27 06:00 | 0 | 0 | 0 | 0 | 71667.782 | 0 | 331201 | 0 | 0 | 0 | 0 | 997345.8429 | 1873200.444 | 0 | 0 | 0 | 0 | 0 | 0 | 0 | 0 | 0 | 0 | 0 | 0 | 0 | 0 | 0 | 0 | -259533.218 | 0 | 0 | 0 | 0 | 0 | 0 | 0 | 0 | 0 | 0 | 0 | 0 | 0 | 0 | 0 | 0
2016-03-27 07:00 | 0 | 0 | 0 | 0 | 493888.9575 | 0 | 323577 | 0 | 0 | 0 | 0 | 1167657.8004 | 1873200.444 | 0 | 0 | 0 | 0 | 0 | 0 | 0 | 0 | 0 | 0 | 0 | 0 | 0 | 0 | 0 | 0 | 170311.9575 | 0 | 0 | 0 | 0 | 0 | 0 | 0 | 0 | 0 | 0 | 0 | 0 | 0 | 0 | 0 | 0
2016-03-27 08:00 | 0 | 0 | 0 | 0 | 60472.782 | 0 | 320006 | 0 | 0 | 0 | 0 | 908124.5825 | 1873200.444 | 0 | 0 | 0 | 0 | 0 | 0 | 0 | 0 | 0 | 0 | 0 | 0 | 0 | 0 | 0 | 0 | -259533.218 | 0 | 0 | 0 | 0 | 0 | 0 | 0 | 0 | 0 | 0 | 0 | 0 | 0 | 0 | 0 | 0
2016-03-27 09:00 | 0 | 0 | 0 | 0 | 61468.782 | 0 | 321002 | 0 | 0 | 0 | 0 | 648591.3645 | 1873200.444 | 0 | 0 | 0 | 0 | 0 | 0 | 0 | 0 | 0 | 0 | 0 | 0 | 0 | 0 | 0 | 0 | -259533.218 | 0 | 0 | 0 | 0 | 0 | 0 | 0 | 0 | 0 | 0 | 0 | 0 | 0 | 0 | 0 | 0
2016-03-27 10:00 | 0 | 0 | 0 | 0 | 67161.782 | 0 | 326695 | 0 | 0 | 0 | 0 | 389058.1465 | 1873200.444 | 0 | 0 | 0 | 0 | 0 | 0 | 0 | 0 | 0 | 0 | 0 | 0 | 0 | 0 | 0 | 0 | -259533.218 | 0 | 0 | 0 | 0 | 0 | 0 | 0 | 0 | 0 | 0 | 0 | 0 | 0 | 0 | 0 | 0
2016-03-27 11:00 | 0 | 0 | 0 | 0 | 76016.782 | 0 | 335550 | 0 | 0 | 0 | 0 | 129524.9286 | 1873200.444 | 0 | 0 | 0 | 0 | 0 | 0 | 0 | 0 | 0 | 0 | 0 | 0 | 0 | 0 | 0 | 0 | -259533.218 | 0 | 0 | 0 | 0 | 0 | 0 | 0 | 0 | 0 | 0 | 0 | 0 | 0 | 0 | 0 | 0
2016-03-27 12:00 | 0 | 0 | 0 | 0 | 220492.7788 | 20.2926 | 350038 | 0 | 0 | 0 | 0 | 0 | 1873200.444 | 0 | 0 | 0 | 0 | 0 | 0 | 0 | 0 | 0 | 0 | 0 | 0 | 0 | 0 | 0 | 0 | -129524.9286 | 0 | 0 | 0 | 0 | 0 | 0 | 0 | 0 | 0 | 0 | 0 | 0 | 0 | 0 | 0 | 0
2016-03-27 13:00 | 0 | 0 | 0 | 0 | 293979.3364 | 180362.0124 | 364893 | 0 | 0 | 0 | 0 | 109448.3488 | 1873200.444 | 0 | 0 | 0 | 0 | 0 | 0 | 0 | 0 | 0 | 0 | 0 | 0 | 0 | 0 | 0 | 0 | 109448.3488 | 0 | 0 | 0 | 0 | 0 | 0 | 0 | 0 | 0 | 0 | 0 | 0 | 0 | 0 | 0 | 0
2016-03-27 14:00 | 0 | 0 | 0 | 0 | 80440.2932 | 552618.9247 | 373526 | 0 | 0 | 0 | 0 | 368981.5667 | 1873200.444 | 0 | 0 | 0 | 0 | 0 | 0 | 0 | 0 | 0 | 0 | 0 | 0 | 0 | 0 | 0 | 0 | 259533.218 | 0 | 0 | 0 | 0 | 0 | 0 | 0 | 0 | 0 | 0 | 0 | 0 | 0 | 0 | 0 | 0
2016-03-27 15:00 | 0 | 0 | 0 | 0 | 0 | 650017.6959 | 376118 | 0 | 0 | 0 | 0 | 628514.7847 | 1887566.922 | 0 | 0 | 0 | 0 | 0 | 0 | 0 | 0 | 0 | 0 | 0 | 0 | 0 | 0 | 0 | 0 | 259533.218 | 14366.478 | 0 | 0 | 0 | 0 | 0 | 0 | 0 | 0 | 0 | 0 | 0 | 0 | 0 | 0 | 0
2016-03-27 16:00 | 0 | 0 | 0 | 0 | 0 | 650595.6959 | 376696 | 0 | 0 | 0 | 0 | 888048.0027 | 1901933.4 | 0 | 0 | 0 | 0 | 0 | 0 | 0 | 0 | 0 | 0 | 0 | 0 | 0 | 0 | 0 | 0 | 259533.218 | 14366.478 | 0 | 0 | 0 | 0 | 0 | 0 | 0 | 0 | 0 | 0 | 0 | 0 | 0 | 0 | 0
2016-03-27 17:00 | 0 | 0 | 0 | 0 | 0 | 647949.6959 | 374050 | 0 | 0 | 0 | 0 | 1147581.2206 | 1916299.878 | 0 | 0 | 0 | 0 | 0 | 0 | 0 | 0 | 0 | 0 | 0 | 0 | 0 | 0 | 0 | 0 | 259533.218 | 14366.478 | 0 | 0 | 0 | 0 | 0 | 0 | 0 | 0 | 0 | 0 | 0 | 0 | 0 | 0 | 0
2016-03-27 18:00 | 0 | 0 | 0 | 0 | 0 | 643323.6959 | 369424 | 0 | 0 | 0 | 0 | 1407114.4386 | 1930666.3559 | 0 | 0 | 0 | 0 | 0 | 0 | 0 | 0 | 0 | 0 | 0 | 0 | 0 | 0 | 0 | 0 | 259533.218 | 14366.478 | 0 | 0 | 0 | 0 | 0 | 0 | 0 | 0 | 0 | 0 | 0 | 0 | 0 | 0 | 0
2016-03-27 19:00 | 0 | 0 | 0 | 0 | 0 | 640492.6959 | 366593 | 0 | 0 | 0 | 0 | 1666647.6566 | 1945032.8339 | 0 | 0 | 0 | 0 | 0 | 0 | 0 | 0 | 0 | 0 | 0 | 0 | 0 | 0 | 0 | 0 | 259533.218 | 14366.478 | 0 | 0 | 0 | 0 | 0 | 0 | 0 | 0 | 0 | 0 | 0 | 0 | 0 | 0 | 0
2016-03-27 20:00 | 0 | 0 | 0 | 0 | 0 | 639816.6959 | 365917 | 0 | 0 | 0 | 0 | 1926180.8745 | 1959399.3119 | 0 | 0 | 0 | 0 | 0 | 0 | 0 | 0 | 0 | 0 | 0 | 0 | 0 | 0 | 0 | 0 | 259533.218 | 14366.478 | 0 | 0 | 0 | 0 | 0 | 0 | 0 | 0 | 0 | 0 | 0 | 0 | 0 | 0 | 0
2016-03-27 21:00 | 0 | 0 | 0 | 0 | 0 | 640093.6959 | 366194 | 0 | 0 | 0 | 0 | 2185714.0925 | 1973765.7899 | 0 | 0 | 0 | 0 | 0 | 0 | 0 | 0 | 0 | 0 | 0 | 0 | 0 | 0 | 0 | 0 | 259533.218 | 14366.478 | 0 | 0 | 0 | 0 | 0 | 0 | 0 | 0 | 0 | 0 | 0 | 0 | 0 | 0 | 0
2016-03-27 22:00 | 0 | 0 | 0 | 0 | 0 | 667151.9855 | 369738 | 0 | 0 | 0 | 0 | 2445247.3105 | 1988132.2679 | 0 | 0 | 0 | 0 | 0 | 0 | 23514.2896 | 0 | 0 | 0 | 0 | 0 | 0 | 0 | 0 | 0 | 259533.218 | 14366.478 | 0 | 0 | 0 | 0 | 0 | 0 | 0 | 0 | 23514.2896 | 0 | 0 | 0 | 0 | 0 | 0
2016-03-27 23:00 | 0 | 0 | 0 | 0 | 0 | 651332.8555 | 378549 | 0 | 0 | 0 | 0 | 2704780.5284 | 2001382.9054 | 0 | 0 | 0 | 0 | 0 | 0 | 23514.2896 | 0 | 0 | 0 | 0 | 0 | 0 | 0 | 0 | 0 | 259533.218 | 13250.6375 | 0 | 0 | 0 | 0 | 0 | 0 | 0 | 0 | 0 | 0 | 0 | 0 | 0 | 0 | 0
2016-03-28 | 0 | 0 | 0 | 0 | 0 | 344699.0378 | 389831 | 0 | 0 | 0 | 0 | 2741599.2798 | 1942946.4814 | 0 | 0 | 0 | 0 | 0 | 0 | 0 | 0 | 0 | 0 | 0 | 0 | 0 | 0 | 0 | 0 | 36818.7513 | 0 | 58436.424 | 0 | 0 | 0 | 0 | 0 | 0 | 0 | -23514.2896 | 0 | 0 | 0 | 0 | 0 | 0
2016-03-28 01:00 | 0 | 0 | 0 | 0 | 104021.7123 | 28257.0697 | 391812 | 0 | 0 | 0 | 0 | 2482066.0618 | 1942946.4814 | 0 | 0 | 0 | 0 | 0 | 0 | 0 | 0 | 0 | 0 | 0 | 0 | 0 | 0 | 0 | 0 | -259533.218 | 0 | 0 | 0 | 0 | 0 | 0 | 0 | 0 | 0 | 0 | 0 | 0 | 0 | 0 | 0 | 0
2016-03-28 02:00 | 0 | 0 | 0 | 0 | 123396.782 | 0 | 382930 | 0 | 0 | 0 | 0 | 2222532.8439 | 1942946.4814 | 0 | 0 | 0 | 0 | 0 | 0 | 0 | 0 | 0 | 0 | 0 | 0 | 0 | 0 | 0 | 0 | -259533.218 | 0 | 0 | 0 | 0 | 0 | 0 | 0 | 0 | 0 | 0 | 0 | 0 | 0 | 0 | 0 | 0
2016-03-28 03:00 | 0 | 0 | 0 | 0 | 108531.782 | 0 | 368065 | 0 | 0 | 0 | 0 | 1962999.6259 | 1942946.4814 | 0 | 0 | 0 | 0 | 0 | 0 | 0 | 0 | 0 | 0 | 0 | 0 | 0 | 0 | 0 | 0 | -259533.218 | 0 | 0 | 0 | 0 | 0 | 0 | 0 | 0 | 0 | 0 | 0 | 0 | 0 | 0 | 0 | 0
2016-03-28 04:00 | 0 | 0 | 0 | 0 | 90951.782 | 0 | 350485 | 0 | 0 | 0 | 0 | 1703466.4079 | 1942946.4814 | 0 | 0 | 0 | 0 | 0 | 0 | 0 | 0 | 0 | 0 | 0 | 0 | 0 | 0 | 0 | 0 | -259533.218 | 0 | 0 | 0 | 0 | 0 | 0 | 0 | 0 | 0 | 0 | 0 | 0 | 0 | 0 | 0 | 0
2016-03-28 05:00 | 0 | 0 | 0 | 0 | 77543.782 | 0 | 337077 | 0 | 0 | 0 | 0 | 1443933.19 | 1942946.4814 | 0 | 0 | 0 | 0 | 0 | 0 | 0 | 0 | 0 | 0 | 0 | 0 | 0 | 0 | 0 | 0 | -259533.218 | 0 | 0 | 0 | 0 | 0 | 0 | 0 | 0 | 0 | 0 | 0 | 0 | 0 | 0 | 0 | 0
2016-03-28 06:00 | 0 | 0 | 0 | 0 | 68639.782 | 0 | 328173 | 0 | 0 | 0 | 0 | 1184399.972 | 1942946.4814 | 0 | 0 | 0 | 0 | 0 | 0 | 0 | 0 | 0 | 0 | 0 | 0 | 0 | 0 | 0 | 0 | -259533.218 | 0 | 0 | 0 | 0 | 0 | 0 | 0 | 0 | 0 | 0 | 0 | 0 | 0 | 0 | 0 | 0
2016-03-28 07:00 | 0 | 0 | 0 | 0 | 582834.218 | 0 | 323301 | 0 | 0 | 0 | 0 | 1443933.19 | 1942946.4814 | 0 | 0 | 0 | 0 | 0 | 0 | 0 | 0 | 0 | 0 | 0 | 0 | 0 | 0 | 0 | 0 | 259533.218 | 0 | 0 | 0 | 0 | 0 | 0 | 0 | 0 | 0 | 0 | 0 | 0 | 0 | 0 | 0 | 0
2016-03-28 08:00 | 0 | 0 | 0 | 0 | 64957.782 | 0 | 324491 | 0 | 0 | 0 | 0 | 1184399.972 | 1942946.4814 | 0 | 0 | 0 | 0 | 0 | 0 | 0 | 0 | 0 | 0 | 0 | 0 | 0 | 0 | 0 | 0 | -259533.218 | 0 | 0 | 0 | 0 | 0 | 0 | 0 | 0 | 0 | 0 | 0 | 0 | 0 | 0 | 0 | 0
2016-03-28 09:00 | 0 | 0 | 0 | 0 | 77490.782 | 0 | 337024 | 0 | 0 | 0 | 0 | 924866.754 | 1942946.4814 | 0 | 0 | 0 | 0 | 0 | 0 | 0 | 0 | 0 | 0 | 0 | 0 | 0 | 0 | 0 | 0 | -259533.218 | 0 | 0 | 0 | 0 | 0 | 0 | 0 | 0 | 0 | 0 | 0 | 0 | 0 | 0 | 0 | 0
2016-03-28 10:00 | 0 | 0 | 0 | 0 | 103809.782 | 0 | 363343 | 0 | 0 | 0 | 0 | 665333.536 | 1942946.4814 | 0 | 0 | 0 | 0 | 0 | 0 | 0 | 0 | 0 | 0 | 0 | 0 | 0 | 0 | 0 | 0 | -259533.218 | 0 | 0 | 0 | 0 | 0 | 0 | 0 | 0 | 0 | 0 | 0 | 0 | 0 | 0 | 0 | 0
2016-03-28 11:00 | 0 | 0 | 0 | 0 | 133236.782 | 0 | 392770 | 0 | 0 | 0 | 0 | 405800.3181 | 1942946.4814 | 0 | 0 | 0 | 0 | 0 | 0 | 0 | 0 | 0 | 0 | 0 | 0 | 0 | 0 | 0 | 0 | -259533.218 | 0 | 0 | 0 | 0 | 0 | 0 | 0 | 0 | 0 | 0 | 0 | 0 | 0 | 0 | 0 | 0
2016-03-28 12:00 | 0 | 0 | 0 | 0 | 497277.9882 | 37.1687 | 410892 | 0 | 0 | 0 | 0 | 492223.4749 | 1942946.4814 | 0 | 0 | 0 | 0 | 0 | 0 | 0 | 0 | 0 | 0 | 0 | 0 | 0 | 0 | 0 | 0 | 86423.1568 | 0 | 0 | 0 | 0 | 0 | 0 | 0 | 0 | 0 | 0 | 0 | 0 | 0 | 0 | 0 | 0
2016-03-28 13:00 | 0 | 0 | 0 | 0 | 0 | 164968.8313 | 421543 | 0 | 0 | 0 | 0 | 235649.3062 | 1942946.4814 | 0 | 0 | 0 | 0 | 0 | 0 | 0 | 0 | 0 | 0 | 0 | 0 | 0 | 0 | 0 | 0 | -256574.1687 | 0 | 0 | 0 | 0 | 0 | 0 | 0 | 0 | 0 | 0 | 0 | 0 | 0 | 0 | 0 | 0
2016-03-28 14:00 | 0 | 0 | 0 | 0 | 165799.5267 | 467095.7421 | 429601 | 0 | 0 | 0 | 0 | 438943.575 | 1942946.4814 | 0 | 0 | 0 | 0 | 0 | 0 | 0 | 0 | 0 | 0 | 0 | 0 | 0 | 0 | 0 | 0 | 203294.2688 | 0 | 0 | 0 | 0 | 0 | 0 | 0 | 0 | 0 | 0 | 0 | 0 | 0 | 0 | 0 | 0
2016-03-28 15:00 | 0 | 0 | 0 | 0 | 40577.8214 | 651716.3966 | 432761 | 0 | 0 | 0 | 0 | 698476.793 | 1942946.4814 | 0 | 0 | 0 | 0 | 0 | 0 | 0 | 0 | 0 | 0 | 0 | 0 | 0 | 0 | 0 | 0 | 259533.218 | 0 | 0 | 0 | 0 | 0 | 0 | 0 | 0 | 0 | 0 | 0 | 0 | 0 | 0 | 0 | 0
2016-03-28 16:00 | 0 | 0 | 0 | 0 | 0 | 703004.6145 | 432650 | 0 | 0 | 0 | 0 | 958010.011 | 1953767.8779 | 0 | 0 | 0 | 0 | 0 | 0 | 0 | 0 | 0 | 0 | 0 | 0 | 0 | 0 | 0 | 0 | 259533.218 | 10821.3965 | 0 | 0 | 0 | 0 | 0 | 0 | 0 | 0 | 0 | 0 | 0 | 0 | 0 | 0 | 0
2016-03-28 17:00 | 0 | 0 | 0 | 0 | 0 | 716549.4027 | 432249 | 0 | 0 | 0 | 0 | 1217543.2289 | 1968134.3558 | 0 | 0 | 0 | 0 | 0 | 0 | 10400.7068 | 0 | 0 | 0 | 0 | 0 | 0 | 0 | 0 | 0 | 259533.218 | 14366.478 | 0 | 0 | 0 | 0 | 0 | 0 | 0 | 0 | 10400.7068 | 0 | 0 | 0 | 0 | 0 | 0
2016-03-28 18:00 | 0 | 0 | 0 | 0 | 0 | 712781.2543 | 431364 | 0 | 0 | 0 | 0 | 1477076.4469 | 1982500.8338 | 0 | 0 | 0 | 0 | 0 | 0 | 17918.2651 | 0 | 0 | 0 | 0 | 0 | 0 | 0 | 0 | 0 | 259533.218 | 14366.478 | 0 | 0 | 0 | 0 | 0 | 0 | 0 | 0 | 7517.5583 | 0 | 0 | 0 | 0 | 0 | 0
2016-03-28 19:00 | 0 | 0 | 0 | 0 | 0 | 700396.0285 | 429831 | 0 | 0 | 0 | 0 | 1736609.6649 | 1987936.6199 | 0 | 0 | 0 | 0 | 0 | 0 | 23514.2896 | 0 | 0 | 0 | 0 | 0 | 0 | 0 | 0 | 0 | 259533.218 | 5435.7861 | 0 | 0 | 0 | 0 | 0 | 0 | 0 | 0 | 5596.0245 | 0 | 0 | 0 | 0 | 0 | 0
2016-03-28 20:00 | 0 | 0 | 0 | 0 | 0 | 685964.3093 | 428490 | 0 | 0 | 0 | 0 | 1996142.8828 | 1987936.6199 | 0 | 0 | 0 | 0 | 0 | 0 | 21455.3809 | 0 | 0 | 0 | 0 | 0 | 0 | 0 | 0 | 0 | 259533.218 | 0 | 0 | 0 | 0 | 0 | 0 | 0 | 0 | 0 | -2058.9087 | 0 | 0 | 0 | 0 | 0 | 0
2016-03-28 21:00 | 0 | 0 | 0 | 0 | 0 | 655379.717 | 429216 | 0 | 0 | 0 | 0 | 2243761.9808 | 1987936.6199 | 0 | 0 | 0 | 0 | 0 | 0 | 0 | 0 | 0 | 0 | 0 | 0 | 0 | 0 | 0 | 0 | 247619.0979 | 0 | 0 | 0 | 0 | 0 | 0 | 0 | 0 | 0 | -21455.3809 | 0 | 0 | 0 | 0 | 0 | 0
2016-03-28 22:00 | 0 | 0 | 0 | 0 | 0 | 596582.4079 | 428639 | 0 | 0 | 0 | 0 | 2411705.3886 | 1987936.6199 | 0 | 0 | 0 | 0 | 0 | 0 | 0 | 0 | 0 | 0 | 0 | 0 | 0 | 0 | 0 | 0 | 167943.4079 | 0 | 0 | 0 | 0 | 0 | 0 | 0 | 0 | 0 | 0 | 0 | 0 | 0 | 0 | 0 | 0
2016-03-28 23:00 | 0 | 0 | 0 | 0 | 0 | 468435.7258 | 430926 | 0 | 0 | 0 | 0 | 2434848.6364 | 2002303.0979 | 0 | 0 | 0 | 0 | 0 | 0 | 0 | 0 | 0 | 0 | 0 | 0 | 0 | 0 | 0 | 0 | 23143.2478 | 14366.478 | 0 | 0 | 0 | 0 | 0 | 0 | 0 | 0 | 0 | 0 | 0 | 0 | 0 | 0 | 0
2016-03-29 | 0 | 0 | 0 | 0 | 0 | 229452.2306 | 437328 | 0 | 0 | 0 | 0 | 2335798.9617 | 1893477.0032 | 0 | 0 | 0 | 0 | 0 | 0 | 0 | 0 | 0 | 0 | 0 | 0 | 0 | 0 | 0 | 0 | -99049.6747 | 0 | 108826.0947 | 0 | 0 | 0 | 0 | 0 | 0 | 0 | 0 | 0 | 0 | 0 | 0 | 0 | 0
2016-03-29 01:00 | 0 | 0 | 0 | 0 | 147870.259 | 26502.5231 | 433906 | 0 | 0 | 0 | 0 | 2076265.7437 | 1893477.0032 | 0 | 0 | 0 | 0 | 0 | 0 | 0 | 0 | 0 | 0 | 0 | 0 | 0 | 0 | 0 | 0 | -259533.218 | 0 | 0 | 0 | 0 | 0 | 0 | 0 | 0 | 0 | 0 | 0 | 0 | 0 | 0 | 0 | 0
2016-03-29 02:00 | 0 | 0 | 0 | 0 | 158286.782 | 0 | 417820 | 0 | 0 | 0 | 0 | 1816732.5258 | 1893477.0032 | 0 | 0 | 0 | 0 | 0 | 0 | 0 | 0 | 0 | 0 | 0 | 0 | 0 | 0 | 0 | 0 | -259533.218 | 0 | 0 | 0 | 0 | 0 | 0 | 0 | 0 | 0 | 0 | 0 | 0 | 0 | 0 | 0 | 0
2016-03-29 03:00 | 0 | 0 | 0 | 0 | 137376.782 | 0 | 396910 | 0 | 0 | 0 | 0 | 1557199.3078 | 1893477.0032 | 0 | 0 | 0 | 0 | 0 | 0 | 0 | 0 | 0 | 0 | 0 | 0 | 0 | 0 | 0 | 0 | -259533.218 | 0 | 0 | 0 | 0 | 0 | 0 | 0 | 0 | 0 | 0 | 0 | 0 | 0 | 0 | 0 | 0
2016-03-29 04:00 | 0 | 0 | 0 | 0 | 634602.218 | 0 | 375069 | 0 | 0 | 0 | 0 | 1816732.5258 | 1893477.0032 | 0 | 0 | 0 | 0 | 0 | 0 | 0 | 0 | 0 | 0 | 0 | 0 | 0 | 0 | 0 | 0 | 259533.218 | 0 | 0 | 0 | 0 | 0 | 0 | 0 | 0 | 0 | 0 | 0 | 0 | 0 | 0 | 0 | 0
2016-03-29 05:00 | 0 | 0 | 0 | 0 | 99472.782 | 0 | 359006 | 0 | 0 | 0 | 0 | 1557199.3078 | 1893477.0032 | 0 | 0 | 0 | 0 | 0 | 0 | 0 | 0 | 0 | 0 | 0 | 0 | 0 | 0 | 0 | 0 | -259533.218 | 0 | 0 | 0 | 0 | 0 | 0 | 0 | 0 | 0 | 0 | 0 | 0 | 0 | 0 | 0 | 0
2016-03-29 06:00 | 0 | 0 | 0 | 0 | 88542.782 | 0 | 348076 | 0 | 0 | 0 | 0 | 1297666.0898 | 1893477.0032 | 0 | 0 | 0 | 0 | 0 | 0 | 0 | 0 | 0 | 0 | 0 | 0 | 0 | 0 | 0 | 0 | -259533.218 | 0 | 0 | 0 | 0 | 0 | 0 | 0 | 0 | 0 | 0 | 0 | 0 | 0 | 0 | 0 | 0
2016-03-29 07:00 | 0 | 0 | 0 | 0 | 82975.782 | 0 | 342509 | 0 | 0 | 0 | 0 | 1038132.8719 | 1893477.0032 | 0 | 0 | 0 | 0 | 0 | 0 | 0 | 0 | 0 | 0 | 0 | 0 | 0 | 0 | 0 | 0 | -259533.218 | 0 | 0 | 0 | 0 | 0 | 0 | 0 | 0 | 0 | 0 | 0 | 0 | 0 | 0 | 0 | 0
2016-03-29 08:00 | 0 | 0 | 0 | 0 | 0 | 0 | 342496 | 0 | 0 | 0 | 0 | 778599.6539 | 1810514.2211 | 0 | 0 | 0 | 0 | 0 | 0 | 0 | 0 | 0 | 0 | 0 | 0 | 0 | 0 | 0 | 0 | -259533.218 | 0 | 82962.782 | 0 | 0 | 0 | 0 | 0 | 0 | 0 | 0 | 0 | 0 | 0 | 0 | 0 | 0
2016-03-29 09:00 | 0 | 0 | 0 | 0 | 613127.218 | 0 | 353594 | 0 | 0 | 0 | 0 | 1038132.8719 | 1810514.2211 | 0 | 0 | 0 | 0 | 0 | 0 | 0 | 0 | 0 | 0 | 0 | 0 | 0 | 0 | 0 | 0 | 259533.218 | 0 | 0 | 0 | 0 | 0 | 0 | 0 | 0 | 0 | 0 | 0 | 0 | 0 | 0 | 0 | 0
2016-03-29 10:00 | 0 | 0 | 0 | 0 | 121523.782 | 0 | 381057 | 0 | 0 | 0 | 0 | 778599.6539 | 1810514.2211 | 0 | 0 | 0 | 0 | 0 | 0 | 0 | 0 | 0 | 0 | 0 | 0 | 0 | 0 | 0 | 0 | -259533.218 | 0 | 0 | 0 | 0 | 0 | 0 | 0 | 0 | 0 | 0 | 0 | 0 | 0 | 0 | 0 | 0
2016-03-29 11:00 | 0 | 0 | 0 | 0 | 149482.782 | 0 | 409016 | 0 | 0 | 0 | 0 | 519066.4359 | 1810514.2211 | 0 | 0 | 0 | 0 | 0 | 0 | 0 | 0 | 0 | 0 | 0 | 0 | 0 | 0 | 0 | 0 | -259533.218 | 0 | 0 | 0 | 0 | 0 | 0 | 0 | 0 | 0 | 0 | 0 | 0 | 0 | 0 | 0 | 0
2016-03-29 12:00 | 0 | 0 | 0 | 0 | 161718.141 | 24.6411 | 421276 | 0 | 0 | 0 | 0 | 259533.218 | 1810514.2211 | 0 | 0 | 0 | 0 | 0 | 0 | 0 | 0 | 0 | 0 | 0 | 0 | 0 | 0 | 0 | 0 | -259533.218 | 0 | 0 | 0 | 0 | 0 | 0 | 0 | 0 | 0 | 0 | 0 | 0 | 0 | 0 | 0 | 0
2016-03-29 13:00 | 0 | 0 | 0 | 0 | 47087.6023 | 119495.1797 | 426116 | 0 | 0 | 0 | 0 | 0 | 1810514.2211 | 0 | 0 | 0 | 0 | 0 | 0 | 0 | 0 | 0 | 0 | 0 | 0 | 0 | 0 | 0 | 0 | -259533.218 | 0 | 0 | 0 | 0 | 0 | 0 | 0 | 0 | 0 | 0 | 0 | 0 | 0 | 0 | 0 | 0
2016-03-29 14:00 | 0 | 0 | 0 | 0 | 253270.7339 | 436374.4841 | 430112 | 0 | 0 | 0 | 0 | 259533.218 | 1810514.2211 | 0 | 0 | 0 | 0 | 0 | 0 | 0 | 0 | 0 | 0 | 0 | 0 | 0 | 0 | 0 | 0 | 259533.218 | 0 | 0 | 0 | 0 | 0 | 0 | 0 | 0 | 0 | 0 | 0 | 0 | 0 | 0 | 0 | 0
2016-03-29 15:00 | 0 | 0 | 0 | 0 | 48159.6777 | 655622.0183 | 429882 | 0 | 0 | 0 | 0 | 519066.4359 | 1824880.6991 | 0 | 0 | 0 | 0 | 0 | 0 | 0 | 0 | 0 | 0 | 0 | 0 | 0 | 0 | 0 | 0 | 259533.218 | 14366.478 | 0 | 0 | 0 | 0 | 0 | 0 | 0 | 0 | 0 | 0 | 0 | 0 | 0 | 0 | 0
2016-03-29 16:00 | 0 | 0 | 0 | 0 | 0 | 700344.6959 | 426445 | 0 | 0 | 0 | 0 | 778599.6539 | 1839247.1771 | 0 | 0 | 0 | 0 | 0 | 0 | 0 | 0 | 0 | 0 | 0 | 0 | 0 | 0 | 0 | 0 | 259533.218 | 14366.478 | 0 | 0 | 0 | 0 | 0 | 0 | 0 | 0 | 0 | 0 | 0 | 0 | 0 | 0 | 0
2016-03-29 17:00 | 0 | 0 | 0 | 0 | 0 | 697429.6959 | 423530 | 0 | 0 | 0 | 0 | 1038132.8719 | 1853613.6551 | 0 | 0 | 0 | 0 | 0 | 0 | 0 | 0 | 0 | 0 | 0 | 0 | 0 | 0 | 0 | 0 | 259533.218 | 14366.478 | 0 | 0 | 0 | 0 | 0 | 0 | 0 | 0 | 0 | 0 | 0 | 0 | 0 | 0 | 0
2016-03-29 18:00 | 0 | 0 | 0 | 0 | 0 | 693606.6959 | 419707 | 0 | 0 | 0 | 0 | 1297666.0898 | 1867980.133 | 0 | 0 | 0 | 0 | 0 | 0 | 0 | 0 | 0 | 0 | 0 | 0 | 0 | 0 | 0 | 0 | 259533.218 | 14366.478 | 0 | 0 | 0 | 0 | 0 | 0 | 0 | 0 | 0 | 0 | 0 | 0 | 0 | 0 | 0
2016-03-29 19:00 | 0 | 0 | 0 | 0 | 0 | 704911.2383 | 414668 | 0 | 0 | 0 | 0 | 1557199.3078 | 1882346.611 | 0 | 0 | 0 | 0 | 0 | 0 | 16343.5423 | 0 | 0 | 0 | 0 | 0 | 0 | 0 | 0 | 0 | 259533.218 | 14366.478 | 0 | 0 | 0 | 0 | 0 | 0 | 0 | 0 | 16343.5423 | 0 | 0 | 0 | 0 | 0 | 0
2016-03-29 20:00 | 0 | 0 | 0 | 0 | 0 | 692688.4432 | 411618 | 0 | 0 | 0 | 0 | 1816732.5258 | 1896713.089 | 0 | 0 | 0 | 0 | 0 | 0 | 23514.2896 | 0 | 0 | 0 | 0 | 0 | 0 | 0 | 0 | 0 | 259533.218 | 14366.478 | 0 | 0 | 0 | 0 | 0 | 0 | 0 | 0 | 7170.7473 | 0 | 0 | 0 | 0 | 0 | 0
2016-03-29 21:00 | 0 | 0 | 0 | 0 | 0 | 657598.1212 | 410978 | 0 | 0 | 0 | 0 | 2076265.7437 | 1896713.089 | 0 | 0 | 0 | 0 | 0 | 0 | 10601.1928 | 0 | 0 | 0 | 0 | 0 | 0 | 0 | 0 | 0 | 259533.218 | 0 | 0 | 0 | 0 | 0 | 0 | 0 | 0 | 0 | -12913.0968 | 0 | 0 | 0 | 0 | 0 | 0
2016-03-29 22:00 | 0 | 0 | 0 | 0 | 0 | 573841.3097 | 411659 | 0 | 0 | 0 | 0 | 2249049.2463 | 1896713.089 | 0 | 0 | 0 | 0 | 0 | 0 | 0 | 0 | 0 | 0 | 0 | 0 | 0 | 0 | 0 | 0 | 172783.5025 | 0 | 0 | 0 | 0 | 0 | 0 | 0 | 0 | 0 | -10601.1928 | 0 | 0 | 0 | 0 | 0 | 0
2016-03-29 23:00 | 0 | 0 | 0 | 0 | 0 | 417963.2355 | 416763 | 0 | 0 | 0 | 0 | 2289049.4727 | 1857913.0981 | 0 | 0 | 0 | 0 | 0 | 0 | 0 | 0 | 0 | 0 | 0 | 0 | 0 | 0 | 0 | 0 | 40000.2264 | 0 | 38799.9909 | 0 | 0 | 0 | 0 | 0 | 0 | 0 | 0 | 0 | 0 | 0 | 0 | 0 | 0
2016-03-30 | 0 | 0 | 0 | 0 | 0 | 223768.969 | 428876 | 0 | 0 | 0 | 0 | 2083942.4417 | 1857913.0981 | 0 | 0 | 0 | 0 | 0 | 0 | 0 | 0 | 0 | 0 | 0 | 0 | 0 | 0 | 0 | 0 | -205107.031 | 0 | 0 | 0 | 0 | 0 | 0 | 0 | 0 | 0 | 0 | 0 | 0 | 0 | 0 | 0 | 0
2016-03-30 01:00 | 0 | 0 | 0 | 0 | 138144.3411 | 29191.4409 | 426869 | 0 | 0 | 0 | 0 | 1824409.2237 | 1857913.0981 | 0 | 0 | 0 | 0 | 0 | 0 | 0 | 0 | 0 | 0 | 0 | 0 | 0 | 0 | 0 | 0 | -259533.218 | 0 | 0 | 0 | 0 | 0 | 0 | 0 | 0 | 0 | 0 | 0 | 0 | 0 | 0 | 0 | 0
2016-03-30 02:00 | 0 | 0 | 0 | 0 | 151695.782 | 0 | 411229 | 0 | 0 | 0 | 0 | 1564876.0057 | 1857913.0981 | 0 | 0 | 0 | 0 | 0 | 0 | 0 | 0 | 0 | 0 | 0 | 0 | 0 | 0 | 0 | 0 | -259533.218 | 0 | 0 | 0 | 0 | 0 | 0 | 0 | 0 | 0 | 0 | 0 | 0 | 0 | 0 | 0 | 0
2016-03-30 03:00 | 0 | 0 | 0 | 0 | 132409.782 | 0 | 391943 | 0 | 0 | 0 | 0 | 1305342.7878 | 1857913.0981 | 0 | 0 | 0 | 0 | 0 | 0 | 0 | 0 | 0 | 0 | 0 | 0 | 0 | 0 | 0 | 0 | -259533.218 | 0 | 0 | 0 | 0 | 0 | 0 | 0 | 0 | 0 | 0 | 0 | 0 | 0 | 0 | 0 | 0
2016-03-30 04:00 | 0 | 0 | 0 | 0 | 632832.218 | 0 | 373299 | 0 | 0 | 0 | 0 | 1564876.0057 | 1857913.0981 | 0 | 0 | 0 | 0 | 0 | 0 | 0 | 0 | 0 | 0 | 0 | 0 | 0 | 0 | 0 | 0 | 259533.218 | 0 | 0 | 0 | 0 | 0 | 0 | 0 | 0 | 0 | 0 | 0 | 0 | 0 | 0 | 0 | 0
2016-03-30 05:00 | 0 | 0 | 0 | 0 | 99369.782 | 0 | 358903 | 0 | 0 | 0 | 0 | 1305342.7878 | 1857913.0981 | 0 | 0 | 0 | 0 | 0 | 0 | 0 | 0 | 0 | 0 | 0 | 0 | 0 | 0 | 0 | 0 | -259533.218 | 0 | 0 | 0 | 0 | 0 | 0 | 0 | 0 | 0 | 0 | 0 | 0 | 0 | 0 | 0 | 0
2016-03-30 06:00 | 0 | 0 | 0 | 0 | 89158.782 | 0 | 348692 | 0 | 0 | 0 | 0 | 1045809.5698 | 1857913.0981 | 0 | 0 | 0 | 0 | 0 | 0 | 0 | 0 | 0 | 0 | 0 | 0 | 0 | 0 | 0 | 0 | -259533.218 | 0 | 0 | 0 | 0 | 0 | 0 | 0 | 0 | 0 | 0 | 0 | 0 | 0 | 0 | 0 | 0
2016-03-30 07:00 | 0 | 0 | 0 | 0 | 84451.782 | 0 | 343985 | 0 | 0 | 0 | 0 | 786276.3518 | 1857913.0981 | 0 | 0 | 0 | 0 | 0 | 0 | 0 | 0 | 0 | 0 | 0 | 0 | 0 | 0 | 0 | 0 | -259533.218 | 0 | 0 | 0 | 0 | 0 | 0 | 0 | 0 | 0 | 0 | 0 | 0 | 0 | 0 | 0 | 0
2016-03-30 08:00 | 0 | 0 | 0 | 0 | 85790.782 | 0 | 345324 | 0 | 0 | 0 | 0 | 526743.1339 | 1857913.0981 | 0 | 0 | 0 | 0 | 0 | 0 | 0 | 0 | 0 | 0 | 0 | 0 | 0 | 0 | 0 | 0 | -259533.218 | 0 | 0 | 0 | 0 | 0 | 0 | 0 | 0 | 0 | 0 | 0 | 0 | 0 | 0 | 0 | 0
2016-03-30 09:00 | 0 | 0 | 0 | 0 | 95428.782 | 0 | 354962 | 0 | 0 | 0 | 0 | 267209.9159 | 1857913.0981 | 0 | 0 | 0 | 0 | 0 | 0 | 0 | 0 | 0 | 0 | 0 | 0 | 0 | 0 | 0 | 0 | -259533.218 | 0 | 0 | 0 | 0 | 0 | 0 | 0 | 0 | 0 | 0 | 0 | 0 | 0 | 0 | 0 | 0
2016-03-30 10:00 | 0 | 0 | 0 | 0 | 634535.52 | 0 | 382679 | 0 | 0 | 0 | 0 | 519066.4359 | 1857913.0981 | 0 | 0 | 0 | 0 | 0 | 0 | 0 | 0 | 0 | 0 | 0 | 0 | 0 | 0 | 0 | 0 | 251856.52 | 0 | 0 | 0 | 0 | 0 | 0 | 0 | 0 | 0 | 0 | 0 | 0 | 0 | 0 | 0 | 0
2016-03-30 11:00 | 0 | 0 | 0 | 0 | 41013.6873 | 0 | 409373 | 0 | 0 | 0 | 0 | 259533.218 | 1749087.0034 | 0 | 0 | 0 | 0 | 0 | 0 | 0 | 0 | 0 | 0 | 0 | 0 | 0 | 0 | 0 | 0 | -259533.218 | 0 | 108826.0947 | 0 | 0 | 0 | 0 | 0 | 0 | 0 | 0 | 0 | 0 | 0 | 0 | 0 | 0
2016-03-30 12:00 | 0 | 0 | 0 | 0 | 160423.4869 | 23.2951 | 419980 | 0 | 0 | 0 | 0 | 0 | 1749087.0034 | 0 | 0 | 0 | 0 | 0 | 0 | 0 | 0 | 0 | 0 | 0 | 0 | 0 | 0 | 0 | 0 | -259533.218 | 0 | 0 | 0 | 0 | 0 | 0 | 0 | 0 | 0 | 0 | 0 | 0 | 0 | 0 | 0 | 0
2016-03-30 13:00 | 0 | 0 | 0 | 0 | 302895.8762 | 120500.1238 | 423396 | 0 | 0 | 0 | 0 | 0 | 1749087.0034 | 0 | 0 | 0 | 0 | 0 | 0 | 0 | 0 | 0 | 0 | 0 | 0 | 0 | 0 | 0 | 0 | 0 | 0 | 0 | 0 | 0 | 0 | 0 | 0 | 0 | 0 | 0 | 0 | 0 | 0 | 0 | 0 | 0
2016-03-30 14:00 | 0 | 0 | 0 | 0 | 209366.4176 | 476155.8004 | 425989 | 0 | 0 | 0 | 0 | 259533.218 | 1749087.0034 | 0 | 0 | 0 | 0 | 0 | 0 | 0 | 0 | 0 | 0 | 0 | 0 | 0 | 0 | 0 | 0 | 259533.218 | 0 | 0 | 0 | 0 | 0 | 0 | 0 | 0 | 0 | 0 | 0 | 0 | 0 | 0 | 0 | 0
2016-03-30 15:00 | 0 | 0 | 0 | 0 | 0 | 699777.6959 | 425878 | 0 | 0 | 0 | 0 | 519066.4359 | 1763453.4814 | 0 | 0 | 0 | 0 | 0 | 0 | 0 | 0 | 0 | 0 | 0 | 0 | 0 | 0 | 0 | 0 | 259533.218 | 14366.478 | 0 | 0 | 0 | 0 | 0 | 0 | 0 | 0 | 0 | 0 | 0 | 0 | 0 | 0 | 0
2016-03-30 16:00 | 0 | 0 | 0 | 0 | 0 | 697540.6959 | 423641 | 0 | 0 | 0 | 0 | 778599.6539 | 1777819.9594 | 0 | 0 | 0 | 0 | 0 | 0 | 0 | 0 | 0 | 0 | 0 | 0 | 0 | 0 | 0 | 0 | 259533.218 | 14366.478 | 0 | 0 | 0 | 0 | 0 | 0 | 0 | 0 | 0 | 0 | 0 | 0 | 0 | 0 | 0
2016-03-30 17:00 | 0 | 0 | 0 | 0 | 0 | 695922.6959 | 422023 | 0 | 0 | 0 | 0 | 1038132.8719 | 1792186.4374 | 0 | 0 | 0 | 0 | 0 | 0 | 0 | 0 | 0 | 0 | 0 | 0 | 0 | 0 | 0 | 0 | 259533.218 | 14366.478 | 0 | 0 | 0 | 0 | 0 | 0 | 0 | 0 | 0 | 0 | 0 | 0 | 0 | 0 | 0
2016-03-30 18:00 | 0 | 0 | 0 | 0 | 0 | 693694.6959 | 419795 | 0 | 0 | 0 | 0 | 1297666.0898 | 1806552.9153 | 0 | 0 | 0 | 0 | 0 | 0 | 0 | 0 | 0 | 0 | 0 | 0 | 0 | 0 | 0 | 0 | 259533.218 | 14366.478 | 0 | 0 | 0 | 0 | 0 | 0 | 0 | 0 | 0 | 0 | 0 | 0 | 0 | 0 | 0
2016-03-30 19:00 | 0 | 0 | 0 | 0 | 0 | 693995.6959 | 420096 | 0 | 0 | 0 | 0 | 1557199.3078 | 1820919.3933 | 0 | 0 | 0 | 0 | 0 | 0 | 0 | 0 | 0 | 0 | 0 | 0 | 0 | 0 | 0 | 0 | 259533.218 | 14366.478 | 0 | 0 | 0 | 0 | 0 | 0 | 0 | 0 | 0 | 0 | 0 | 0 | 0 | 0 | 0
2016-03-30 20:00 | 0 | 0 | 0 | 0 | 0 | 693261.6959 | 419362 | 0 | 0 | 0 | 0 | 1816732.5258 | 1835285.8713 | 0 | 0 | 0 | 0 | 0 | 0 | 0 | 0 | 0 | 0 | 0 | 0 | 0 | 0 | 0 | 0 | 259533.218 | 14366.478 | 0 | 0 | 0 | 0 | 0 | 0 | 0 | 0 | 0 | 0 | 0 | 0 | 0 | 0 | 0
2016-03-30 21:00 | 0 | 0 | 0 | 0 | 0 | 702134.82 | 420230 | 0 | 0 | 0 | 0 | 2076265.7437 | 1849652.3493 | 0 | 0 | 0 | 0 | 0 | 0 | 8005.1241 | 0 | 0 | 0 | 0 | 0 | 0 | 0 | 0 | 0 | 259533.218 | 14366.478 | 0 | 0 | 0 | 0 | 0 | 0 | 0 | 0 | 8005.1241 | 0 | 0 | 0 | 0 | 0 | 0
2016-03-30 22:00 | 0 | 0 | 0 | 0 | 0 | 710539.8615 | 421131 | 0 | 0 | 0 | 0 | 2335798.9617 | 1864018.8273 | 0 | 0 | 0 | 0 | 0 | 0 | 23514.2896 | 0 | 0 | 0 | 0 | 0 | 0 | 0 | 0 | 0 | 259533.218 | 14366.478 | 0 | 0 | 0 | 0 | 0 | 0 | 0 | 0 | 15509.1655 | 0 | 0 | 0 | 0 | 0 | 0
2016-03-30 23:00 | 0 | 0 | 0 | 0 | 0 | 595444.9612 | 425611 | 0 | 0 | 0 | 0 | 2529147.2125 | 1864018.8273 | 0 | 0 | 0 | 0 | 0 | 0 | 0 | 0 | 0 | 0 | 0 | 0 | 0 | 0 | 0 | 0 | 193348.2508 | 0 | 0 | 0 | 0 | 0 | 0 | 0 | 0 | 0 | -23514.2896 | 0 | 0 | 0 | 0 | 0 | 0
2016-03-31 | 0 | 0 | 0 | 0 | 0 | 349295.2105 | 434380 | 0 | 0 | 0 | 0 | 2444062.4231 | 1864018.8273 | 0 | 0 | 0 | 0 | 0 | 0 | 0 | 0 | 0 | 0 | 0 | 0 | 0 | 0 | 0 | 0 | -85084.7895 | 0 | 0 | 0 | 0 | 0 | 0 | 0 | 0 | 0 | 0 | 0 | 0 | 0 | 0 | 0 | 0
2016-03-31 01:00 | 0 | 0 | 0 | 0 | 119788.2521 | 50134.5299 | 429456 | 0 | 0 | 0 | 0 | 2184529.2051 | 1864018.8273 | 0 | 0 | 0 | 0 | 0 | 0 | 0 | 0 | 0 | 0 | 0 | 0 | 0 | 0 | 0 | 0 | -259533.218 | 0 | 0 | 0 | 0 | 0 | 0 | 0 | 0 | 0 | 0 | 0 | 0 | 0 | 0 | 0 | 0
2016-03-31 02:00 | 0 | 0 | 0 | 0 | 152778.782 | 0 | 412312 | 0 | 0 | 0 | 0 | 1924995.9871 | 1864018.8273 | 0 | 0 | 0 | 0 | 0 | 0 | 0 | 0 | 0 | 0 | 0 | 0 | 0 | 0 | 0 | 0 | -259533.218 | 0 | 0 | 0 | 0 | 0 | 0 | 0 | 0 | 0 | 0 | 0 | 0 | 0 | 0 | 0 | 0
2016-03-31 03:00 | 0 | 0 | 0 | 0 | 132528.782 | 0 | 392062 | 0 | 0 | 0 | 0 | 1665462.7692 | 1864018.8273 | 0 | 0 | 0 | 0 | 0 | 0 | 0 | 0 | 0 | 0 | 0 | 0 | 0 | 0 | 0 | 0 | -259533.218 | 0 | 0 | 0 | 0 | 0 | 0 | 0 | 0 | 0 | 0 | 0 | 0 | 0 | 0 | 0 | 0
2016-03-31 04:00 | 0 | 0 | 0 | 0 | 111074.782 | 0 | 370608 | 0 | 0 | 0 | 0 | 1405929.5512 | 1864018.8273 | 0 | 0 | 0 | 0 | 0 | 0 | 0 | 0 | 0 | 0 | 0 | 0 | 0 | 0 | 0 | 0 | -259533.218 | 0 | 0 | 0 | 0 | 0 | 0 | 0 | 0 | 0 | 0 | 0 | 0 | 0 | 0 | 0 | 0
2016-03-31 05:00 | 0 | 0 | 0 | 0 | 94479.782 | 0 | 354013 | 0 | 0 | 0 | 0 | 1146396.3332 | 1864018.8273 | 0 | 0 | 0 | 0 | 0 | 0 | 0 | 0 | 0 | 0 | 0 | 0 | 0 | 0 | 0 | 0 | -259533.218 | 0 | 0 | 0 | 0 | 0 | 0 | 0 | 0 | 0 | 0 | 0 | 0 | 0 | 0 | 0 | 0
2016-03-31 06:00 | 0 | 0 | 0 | 0 | 82451.782 | 0 | 341985 | 0 | 0 | 0 | 0 | 886863.1153 | 1864018.8273 | 0 | 0 | 0 | 0 | 0 | 0 | 0 | 0 | 0 | 0 | 0 | 0 | 0 | 0 | 0 | 0 | -259533.218 | 0 | 0 | 0 | 0 | 0 | 0 | 0 | 0 | 0 | 0 | 0 | 0 | 0 | 0 | 0 | 0
2016-03-31 07:00 | 0 | 0 | 0 | 0 | 485638.1232 | 0 | 334931 | 0 | 0 | 0 | 0 | 1146396.3332 | 1755192.7325 | 0 | 0 | 0 | 0 | 0 | 0 | 0 | 0 | 0 | 0 | 0 | 0 | 0 | 0 | 0 | 0 | 259533.218 | 0 | 108826.0947 | 0 | 0 | 0 | 0 | 0 | 0 | 0 | 0 | 0 | 0 | 0 | 0 | 0 | 0
2016-03-31 08:00 | 0 | 0 | 0 | 0 | 75051.782 | 0 | 334585 | 0 | 0 | 0 | 0 | 886863.1153 | 1755192.7325 | 0 | 0 | 0 | 0 | 0 | 0 | 0 | 0 | 0 | 0 | 0 | 0 | 0 | 0 | 0 | 0 | -259533.218 | 0 | 0 | 0 | 0 | 0 | 0 | 0 | 0 | 0 | 0 | 0 | 0 | 0 | 0 | 0 | 0
2016-03-31 09:00 | 0 | 0 | 0 | 0 | 83601.782 | 0 | 343135 | 0 | 0 | 0 | 0 | 627329.8973 | 1755192.7325 | 0 | 0 | 0 | 0 | 0 | 0 | 0 | 0 | 0 | 0 | 0 | 0 | 0 | 0 | 0 | 0 | -259533.218 | 0 | 0 | 0 | 0 | 0 | 0 | 0 | 0 | 0 | 0 | 0 | 0 | 0 | 0 | 0 | 0
2016-03-31 10:00 | 0 | 0 | 0 | 0 | 106723.782 | 0 | 366257 | 0 | 0 | 0 | 0 | 367796.6793 | 1755192.7325 | 0 | 0 | 0 | 0 | 0 | 0 | 0 | 0 | 0 | 0 | 0 | 0 | 0 | 0 | 0 | 0 | -259533.218 | 0 | 0 | 0 | 0 | 0 | 0 | 0 | 0 | 0 | 0 | 0 | 0 | 0 | 0 | 0 | 0
2016-03-31 11:00 | 0 | 0 | 0 | 0 | 132716.782 | 0 | 392250 | 0 | 0 | 0 | 0 | 108263.4614 | 1755192.7325 | 0 | 0 | 0 | 0 | 0 | 0 | 0 | 0 | 0 | 0 | 0 | 0 | 0 | 0 | 0 | 0 | -259533.218 | 0 | 0 | 0 | 0 | 0 | 0 | 0 | 0 | 0 | 0 | 0 | 0 | 0 | 0 | 0 | 0
2016-03-31 12:00 | 0 | 0 | 0 | 0 | 297582.8101 | 88.7285 | 405935 | 0 | 0 | 0 | 0 | 0 | 1755192.7325 | 0 | 0 | 0 | 0 | 0 | 0 | 0 | 0 | 0 | 0 | 0 | 0 | 0 | 0 | 0 | 0 | -108263.4614 | 0 | 0 | 0 | 0 | 0 | 0 | 0 | 0 | 0 | 0 | 0 | 0 | 0 | 0 | 0 | 0
2016-03-31 13:00 | 0 | 0 | 0 | 0 | 232038.9093 | 183058.0907 | 415097 | 0 | 0 | 0 | 0 | 0 | 1755192.7325 | 0 | 0 | 0 | 0 | 0 | 0 | 0 | 0 | 0 | 0 | 0 | 0 | 0 | 0 | 0 | 0 | 0 | 0 | 0 | 0 | 0 | 0 | 0 | 0 | 0 | 0 | 0 | 0 | 0 | 0 | 0 | 0 | 0
2016-03-31 14:00 | 0 | 0 | 0 | 0 | 147288.5823 | 536550.6357 | 424306 | 0 | 0 | 0 | 0 | 259533.218 | 1755192.7325 | 0 | 0 | 0 | 0 | 0 | 0 | 0 | 0 | 0 | 0 | 0 | 0 | 0 | 0 | 0 | 0 | 259533.218 | 0 | 0 | 0 | 0 | 0 | 0 | 0 | 0 | 0 | 0 | 0 | 0 | 0 | 0 | 0 | 0
2016-03-31 15:00 | 0 | 0 | 0 | 0 | 0 | 703076.6959 | 429177 | 0 | 0 | 0 | 0 | 519066.4359 | 1769559.2105 | 0 | 0 | 0 | 0 | 0 | 0 | 0 | 0 | 0 | 0 | 0 | 0 | 0 | 0 | 0 | 0 | 259533.218 | 14366.478 | 0 | 0 | 0 | 0 | 0 | 0 | 0 | 0 | 0 | 0 | 0 | 0 | 0 | 0 | 0
2016-03-31 16:00 | 0 | 0 | 0 | 0 | 0 | 704577.6959 | 430678 | 0 | 0 | 0 | 0 | 778599.6539 | 1783925.6885 | 0 | 0 | 0 | 0 | 0 | 0 | 0 | 0 | 0 | 0 | 0 | 0 | 0 | 0 | 0 | 0 | 259533.218 | 14366.478 | 0 | 0 | 0 | 0 | 0 | 0 | 0 | 0 | 0 | 0 | 0 | 0 | 0 | 0 | 0
2016-03-31 17:00 | 0 | 0 | 0 | 0 | 0 | 706160.6959 | 432261 | 0 | 0 | 0 | 0 | 1038132.8719 | 1798292.1665 | 0 | 0 | 0 | 0 | 0 | 0 | 0 | 0 | 0 | 0 | 0 | 0 | 0 | 0 | 0 | 0 | 259533.218 | 14366.478 | 0 | 0 | 0 | 0 | 0 | 0 | 0 | 0 | 0 | 0 | 0 | 0 | 0 | 0 | 0
2016-03-31 18:00 | 0 | 0 | 0 | 0 | 0 | 707412.6959 | 433513 | 0 | 0 | 0 | 0 | 1297666.0898 | 1812658.6445 | 0 | 0 | 0 | 0 | 0 | 0 | 0 | 0 | 0 | 0 | 0 | 0 | 0 | 0 | 0 | 0 | 259533.218 | 14366.478 | 0 | 0 | 0 | 0 | 0 | 0 | 0 | 0 | 0 | 0 | 0 | 0 | 0 | 0 | 0
2016-03-31 19:00 | 0 | 0 | 0 | 0 | 0 | 706918.6959 | 433019 | 0 | 0 | 0 | 0 | 1557199.3078 | 1827025.1224 | 0 | 0 | 0 | 0 | 0 | 0 | 0 | 0 | 0 | 0 | 0 | 0 | 0 | 0 | 0 | 0 | 259533.218 | 14366.478 | 0 | 0 | 0 | 0 | 0 | 0 | 0 | 0 | 0 | 0 | 0 | 0 | 0 | 0 | 0
2016-03-31 20:00 | 0 | 0 | 0 | 0 | 0 | 707846.6959 | 433947 | 0 | 0 | 0 | 0 | 1816732.5258 | 1841391.6004 | 0 | 0 | 0 | 0 | 0 | 0 | 0 | 0 | 0 | 0 | 0 | 0 | 0 | 0 | 0 | 0 | 259533.218 | 14366.478 | 0 | 0 | 0 | 0 | 0 | 0 | 0 | 0 | 0 | 0 | 0 | 0 | 0 | 0 | 0
2016-03-31 21:00 | 0 | 0 | 0 | 0 | 0 | 732986.9855 | 435573 | 0 | 0 | 0 | 0 | 2076265.7437 | 1855758.0784 | 0 | 0 | 0 | 0 | 0 | 0 | 23514.2896 | 0 | 0 | 0 | 0 | 0 | 0 | 0 | 0 | 0 | 259533.218 | 14366.478 | 0 | 0 | 0 | 0 | 0 | 0 | 0 | 0 | 23514.2896 | 0 | 0 | 0 | 0 | 0 | 0
2016-03-31 22:00 | 0 | 0 | 0 | 0 | 0 | 681365.0108 | 434337 | 0 | 0 | 0 | 0 | 2335798.9617 | 1855758.0784 | 0 | 0 | 0 | 0 | 0 | 0 | 11009.0825 | 0 | 0 | 0 | 0 | 0 | 0 | 0 | 0 | 0 | 259533.218 | 0 | 0 | 0 | 0 | 0 | 0 | 0 | 0 | 0 | -12505.2071 | 0 | 0 | 0 | 0 | 0 | 0
2016-03-31 23:00 | 0 | 0 | 0 | 0 | 0 | 558293.9471 | 435426 | 0 | 0 | 0 | 0 | 2469675.9913 | 1855758.0784 | 0 | 0 | 0 | 0 | 0 | 0 | 0 | 0 | 0 | 0 | 0 | 0 | 0 | 0 | 0 | 0 | 133877.0296 | 0 | 0 | 0 | 0 | 0 | 0 | 0 | 0 | 0 | -11009.0825 | 0 | 0 | 0 | 0 | 0 | 0
2016-04-01 | 0 | 0 | 0 | 0 | 0 | 328350.5416 | 439296 | 0 | 0 | 0 | 0 | 2467556.6276 | 1746931.9837 | 0 | 0 | 0 | 0 | 0 | 0 | 0 | 0 | 0 | 0 | 0 | 0 | 0 | 0 | 0 | 0 | -2119.3637 | 0 | 108826.0947 | 0 | 0 | 0 | 0 | 0 | 0 | 0 | 0 | 0 | 0 | 0 | 0 | 0 | 0
2016-04-01 01:00 | 0 | 0 | 0 | 0 | 122253.5451 | 52803.2369 | 434590 | 0 | 0 | 0 | 0 | 2208023.4096 | 1746931.9837 | 0 | 0 | 0 | 0 | 0 | 0 | 0 | 0 | 0 | 0 | 0 | 0 | 0 | 0 | 0 | 0 | -259533.218 | 0 | 0 | 0 | 0 | 0 | 0 | 0 | 0 | 0 | 0 | 0 | 0 | 0 | 0 | 0 | 0
2016-04-01 02:00 | 0 | 0 | 0 | 0 | 157686.604 | 0.17808 | 417220 | 0 | 0 | 0 | 0 | 1948490.1917 | 1746931.9837 | 0 | 0 | 0 | 0 | 0 | 0 | 0 | 0 | 0 | 0 | 0 | 0 | 0 | 0 | 0 | 0 | -259533.218 | 0 | 0 | 0 | 0 | 0 | 0 | 0 | 0 | 0 | 0 | 0 | 0 | 0 | 0 | 0 | 0
2016-04-01 03:00 | 0 | 0 | 0 | 0 | 136827.782 | 0 | 396361 | 0 | 0 | 0 | 0 | 1688956.9737 | 1746931.9837 | 0 | 0 | 0 | 0 | 0 | 0 | 0 | 0 | 0 | 0 | 0 | 0 | 0 | 0 | 0 | 0 | -259533.218 | 0 | 0 | 0 | 0 | 0 | 0 | 0 | 0 | 0 | 0 | 0 | 0 | 0 | 0 | 0 | 0
2016-04-01 04:00 | 0 | 0 | 0 | 0 | 114231.782 | 0 | 373765 | 0 | 0 | 0 | 0 | 1429423.7557 | 1746931.9837 | 0 | 0 | 0 | 0 | 0 | 0 | 0 | 0 | 0 | 0 | 0 | 0 | 0 | 0 | 0 | 0 | -259533.218 | 0 | 0 | 0 | 0 | 0 | 0 | 0 | 0 | 0 | 0 | 0 | 0 | 0 | 0 | 0 | 0
2016-04-01 05:00 | 0 | 0 | 0 | 0 | 96072.782 | 0 | 355606 | 0 | 0 | 0 | 0 | 1169890.5378 | 1746931.9837 | 0 | 0 | 0 | 0 | 0 | 0 | 0 | 0 | 0 | 0 | 0 | 0 | 0 | 0 | 0 | 0 | -259533.218 | 0 | 0 | 0 | 0 | 0 | 0 | 0 | 0 | 0 | 0 | 0 | 0 | 0 | 0 | 0 | 0
2016-04-01 06:00 | 0 | 0 | 0 | 0 | 83064.782 | 0 | 342598 | 0 | 0 | 0 | 0 | 910357.3198 | 1746931.9837 | 0 | 0 | 0 | 0 | 0 | 0 | 0 | 0 | 0 | 0 | 0 | 0 | 0 | 0 | 0 | 0 | -259533.218 | 0 | 0 | 0 | 0 | 0 | 0 | 0 | 0 | 0 | 0 | 0 | 0 | 0 | 0 | 0 | 0
2016-04-01 07:00 | 0 | 0 | 0 | 0 | 581973.7678 | 0 | 334101 | 0 | 0 | 0 | 0 | 1158230.0877 | 1746931.9837 | 0 | 0 | 0 | 0 | 0 | 0 | 0 | 0 | 0 | 0 | 0 | 0 | 0 | 0 | 0 | 0 | 247872.7678 | 0 | 0 | 0 | 0 | 0 | 0 | 0 | 0 | 0 | 0 | 0 | 0 | 0 | 0 | 0 | 0
2016-04-01 08:00 | 0 | 0 | 0 | 0 | 73378.782 | 0 | 332912 | 0 | 0 | 0 | 0 | 898696.8697 | 1746931.9837 | 0 | 0 | 0 | 0 | 0 | 0 | 0 | 0 | 0 | 0 | 0 | 0 | 0 | 0 | 0 | 0 | -259533.218 | 0 | 0 | 0 | 0 | 0 | 0 | 0 | 0 | 0 | 0 | 0 | 0 | 0 | 0 | 0 | 0
2016-04-01 09:00 | 0 | 0 | 0 | 0 | 81255.782 | 0 | 340789 | 0 | 0 | 0 | 0 | 639163.6517 | 1746931.9837 | 0 | 0 | 0 | 0 | 0 | 0 | 0 | 0 | 0 | 0 | 0 | 0 | 0 | 0 | 0 | 0 | -259533.218 | 0 | 0 | 0 | 0 | 0 | 0 | 0 | 0 | 0 | 0 | 0 | 0 | 0 | 0 | 0 | 0
2016-04-01 10:00 | 0 | 0 | 0 | 0 | 103488.782 | 0 | 363022 | 0 | 0 | 0 | 0 | 379630.4337 | 1746931.9837 | 0 | 0 | 0 | 0 | 0 | 0 | 0 | 0 | 0 | 0 | 0 | 0 | 0 | 0 | 0 | 0 | -259533.218 | 0 | 0 | 0 | 0 | 0 | 0 | 0 | 0 | 0 | 0 | 0 | 0 | 0 | 0 | 0 | 0
2016-04-01 11:00 | 0 | 0 | 0 | 0 | 191445.429 | 0 | 389519 | 0 | 0 | 0 | 0 | 181556.8627 | 1746931.9837 | 0 | 0 | 0 | 0 | 0 | 0 | 0 | 0 | 0 | 0 | 0 | 0 | 0 | 0 | 0 | 0 | -198073.571 | 0 | 0 | 0 | 0 | 0 | 0 | 0 | 0 | 0 | 0 | 0 | 0 | 0 | 0 | 0 | 0
2016-04-01 12:00 | 0 | 0 | 0 | 0 | 482927.5375 | 29.8177 | 404981 | 0 | 0 | 0 | 0 | 259533.218 | 1746931.9837 | 0 | 0 | 0 | 0 | 0 | 0 | 0 | 0 | 0 | 0 | 0 | 0 | 0 | 0 | 0 | 0 | 77976.3552 | 0 | 0 | 0 | 0 | 0 | 0 | 0 | 0 | 0 | 0 | 0 | 0 | 0 | 0 | 0 | 0
2016-04-01 13:00 | 0 | 0 | 0 | 0 | 34002.7065 | 122673.0755 | 416209 | 0 | 0 | 0 | 0 | 0 | 1746931.9837 | 0 | 0 | 0 | 0 | 0 | 0 | 0 | 0 | 0 | 0 | 0 | 0 | 0 | 0 | 0 | 0 | -259533.218 | 0 | 0 | 0 | 0 | 0 | 0 | 0 | 0 | 0 | 0 | 0 | 0 | 0 | 0 | 0 | 0
2016-04-01 14:00 | 0 | 0 | 0 | 0 | 0 | 524324.1988 | 425683 | 0 | 0 | 0 | 0 | 98641.1988 | 1746931.9837 | 0 | 0 | 0 | 0 | 0 | 0 | 0 | 0 | 0 | 0 | 0 | 0 | 0 | 0 | 0 | 0 | 98641.1988 | 0 | 0 | 0 | 0 | 0 | 0 | 0 | 0 | 0 | 0 | 0 | 0 | 0 | 0 | 0 | 0
2016-04-01 15:00 | 0 | 0 | 0 | 0 | 0 | 704038.6959 | 430139 | 0 | 0 | 0 | 0 | 358174.4167 | 1761298.4617 | 0 | 0 | 0 | 0 | 0 | 0 | 0 | 0 | 0 | 0 | 0 | 0 | 0 | 0 | 0 | 0 | 259533.218 | 14366.478 | 0 | 0 | 0 | 0 | 0 | 0 | 0 | 0 | 0 | 0 | 0 | 0 | 0 | 0 | 0
2016-04-01 16:00 | 0 | 0 | 0 | 0 | 0 | 704352.6959 | 430453 | 0 | 0 | 0 | 0 | 617707.6347 | 1775664.9396 | 0 | 0 | 0 | 0 | 0 | 0 | 0 | 0 | 0 | 0 | 0 | 0 | 0 | 0 | 0 | 0 | 259533.218 | 14366.478 | 0 | 0 | 0 | 0 | 0 | 0 | 0 | 0 | 0 | 0 | 0 | 0 | 0 | 0 | 0
2016-04-01 17:00 | 0 | 0 | 0 | 0 | 0 | 703665.6959 | 429766 | 0 | 0 | 0 | 0 | 877240.8527 | 1790031.4176 | 0 | 0 | 0 | 0 | 0 | 0 | 0 | 0 | 0 | 0 | 0 | 0 | 0 | 0 | 0 | 0 | 259533.218 | 14366.478 | 0 | 0 | 0 | 0 | 0 | 0 | 0 | 0 | 0 | 0 | 0 | 0 | 0 | 0 | 0
2016-04-01 18:00 | 0 | 0 | 0 | 0 | 0 | 701449.6959 | 427550 | 0 | 0 | 0 | 0 | 1136774.0706 | 1804397.8956 | 0 | 0 | 0 | 0 | 0 | 0 | 0 | 0 | 0 | 0 | 0 | 0 | 0 | 0 | 0 | 0 | 259533.218 | 14366.478 | 0 | 0 | 0 | 0 | 0 | 0 | 0 | 0 | 0 | 0 | 0 | 0 | 0 | 0 | 0
2016-04-01 19:00 | 0 | 0 | 0 | 0 | 0 | 698472.6959 | 424573 | 0 | 0 | 0 | 0 | 1396307.2886 | 1818764.3736 | 0 | 0 | 0 | 0 | 0 | 0 | 0 | 0 | 0 | 0 | 0 | 0 | 0 | 0 | 0 | 0 | 259533.218 | 14366.478 | 0 | 0 | 0 | 0 | 0 | 0 | 0 | 0 | 0 | 0 | 0 | 0 | 0 | 0 | 0
2016-04-01 20:00 | 0 | 0 | 0 | 0 | 0 | 695706.6959 | 421807 | 0 | 0 | 0 | 0 | 1655840.5066 | 1833130.8516 | 0 | 0 | 0 | 0 | 0 | 0 | 0 | 0 | 0 | 0 | 0 | 0 | 0 | 0 | 0 | 0 | 259533.218 | 14366.478 | 0 | 0 | 0 | 0 | 0 | 0 | 0 | 0 | 0 | 0 | 0 | 0 | 0 | 0 | 0
2016-04-01 21:00 | 0 | 0 | 0 | 0 | 0 | 693239.6959 | 419340 | 0 | 0 | 0 | 0 | 1915373.7245 | 1847497.3295 | 0 | 0 | 0 | 0 | 0 | 0 | 0 | 0 | 0 | 0 | 0 | 0 | 0 | 0 | 0 | 0 | 259533.218 | 14366.478 | 0 | 0 | 0 | 0 | 0 | 0 | 0 | 0 | 0 | 0 | 0 | 0 | 0 | 0 | 0
2016-04-01 22:00 | 0 | 0 | 0 | 0 | 0 | 708333.1465 | 415624 | 0 | 0 | 0 | 0 | 2174906.9425 | 1861863.8075 | 0 | 0 | 0 | 0 | 0 | 0 | 18809.4505 | 0 | 0 | 0 | 0 | 0 | 0 | 0 | 0 | 0 | 259533.218 | 14366.478 | 0 | 0 | 0 | 0 | 0 | 0 | 0 | 0 | 18809.4505 | 0 | 0 | 0 | 0 | 0 | 0
2016-04-01 23:00 | 0 | 0 | 0 | 0 | 0 | 693215.535 | 414611 | 0 | 0 | 0 | 0 | 2434440.1605 | 1876230.2855 | 0 | 0 | 0 | 0 | 0 | 0 | 23514.2896 | 0 | 0 | 0 | 0 | 0 | 0 | 0 | 0 | 0 | 259533.218 | 14366.478 | 0 | 0 | 0 | 0 | 0 | 0 | 0 | 0 | 4704.8391 | 0 | 0 | 0 | 0 | 0 | 0
2016-04-02 | 0 | 0 | 0 | 0 | 0 | 445211.899 | 419217 | 0 | 0 | 0 | 0 | 2483949.3491 | 1876230.2855 | 0 | 0 | 0 | 0 | 0 | 0 | 0 | 0 | 0 | 0 | 0 | 0 | 0 | 0 | 0 | 0 | 49509.1886 | 0 | 0 | 0 | 0 | 0 | 0 | 0 | 0 | 0 | -23514.2896 | 0 | 0 | 0 | 0 | 0 | 0
2016-04-02 01:00 | 0 | 0 | 0 | 0 | 97588.6989 | 59301.0831 | 416423 | 0 | 0 | 0 | 0 | 2224416.1311 | 1876230.2855 | 0 | 0 | 0 | 0 | 0 | 0 | 0 | 0 | 0 | 0 | 0 | 0 | 0 | 0 | 0 | 0 | -259533.218 | 0 | 0 | 0 | 0 | 0 | 0 | 0 | 0 | 0 | 0 | 0 | 0 | 0 | 0 | 0 | 0
2016-04-02 02:00 | 0 | 0 | 0 | 0 | 145394.3389 | 0.44312 | 404928 | 0 | 0 | 0 | 0 | 1964882.9132 | 1876230.2855 | 0 | 0 | 0 | 0 | 0 | 0 | 0 | 0 | 0 | 0 | 0 | 0 | 0 | 0 | 0 | 0 | -259533.218 | 0 | 0 | 0 | 0 | 0 | 0 | 0 | 0 | 0 | 0 | 0 | 0 | 0 | 0 | 0 | 0
2016-04-02 03:00 | 0 | 0 | 0 | 0 | 128476.782 | 0 | 388010 | 0 | 0 | 0 | 0 | 1705349.6952 | 1876230.2855 | 0 | 0 | 0 | 0 | 0 | 0 | 0 | 0 | 0 | 0 | 0 | 0 | 0 | 0 | 0 | 0 | -259533.218 | 0 | 0 | 0 | 0 | 0 | 0 | 0 | 0 | 0 | 0 | 0 | 0 | 0 | 0 | 0 | 0
2016-04-02 04:00 | 0 | 0 | 0 | 0 | 108737.782 | 0 | 368271 | 0 | 0 | 0 | 0 | 1445816.4772 | 1876230.2855 | 0 | 0 | 0 | 0 | 0 | 0 | 0 | 0 | 0 | 0 | 0 | 0 | 0 | 0 | 0 | 0 | -259533.218 | 0 | 0 | 0 | 0 | 0 | 0 | 0 | 0 | 0 | 0 | 0 | 0 | 0 | 0 | 0 | 0
2016-04-02 05:00 | 0 | 0 | 0 | 0 | 93487.782 | 0 | 353021 | 0 | 0 | 0 | 0 | 1186283.2593 | 1876230.2855 | 0 | 0 | 0 | 0 | 0 | 0 | 0 | 0 | 0 | 0 | 0 | 0 | 0 | 0 | 0 | 0 | -259533.218 | 0 | 0 | 0 | 0 | 0 | 0 | 0 | 0 | 0 | 0 | 0 | 0 | 0 | 0 | 0 | 0
2016-04-02 06:00 | 0 | 0 | 0 | 0 | 81516.782 | 0 | 341050 | 0 | 0 | 0 | 0 | 926750.0413 | 1876230.2855 | 0 | 0 | 0 | 0 | 0 | 0 | 0 | 0 | 0 | 0 | 0 | 0 | 0 | 0 | 0 | 0 | -259533.218 | 0 | 0 | 0 | 0 | 0 | 0 | 0 | 0 | 0 | 0 | 0 | 0 | 0 | 0 | 0 | 0
2016-04-02 07:00 | 0 | 0 | 0 | 0 | 592316.218 | 0 | 332783 | 0 | 0 | 0 | 0 | 1186283.2593 | 1876230.2855 | 0 | 0 | 0 | 0 | 0 | 0 | 0 | 0 | 0 | 0 | 0 | 0 | 0 | 0 | 0 | 0 | 259533.218 | 0 | 0 | 0 | 0 | 0 | 0 | 0 | 0 | 0 | 0 | 0 | 0 | 0 | 0 | 0 | 0
2016-04-02 08:00 | 0 | 0 | 0 | 0 | 70454.782 | 0 | 329988 | 0 | 0 | 0 | 0 | 926750.0413 | 1876230.2855 | 0 | 0 | 0 | 0 | 0 | 0 | 0 | 0 | 0 | 0 | 0 | 0 | 0 | 0 | 0 | 0 | -259533.218 | 0 | 0 | 0 | 0 | 0 | 0 | 0 | 0 | 0 | 0 | 0 | 0 | 0 | 0 | 0 | 0
2016-04-02 09:00 | 0 | 0 | 0 | 0 | 73709.782 | 0 | 333243 | 0 | 0 | 0 | 0 | 667216.8233 | 1876230.2855 | 0 | 0 | 0 | 0 | 0 | 0 | 0 | 0 | 0 | 0 | 0 | 0 | 0 | 0 | 0 | 0 | -259533.218 | 0 | 0 | 0 | 0 | 0 | 0 | 0 | 0 | 0 | 0 | 0 | 0 | 0 | 0 | 0 | 0
2016-04-02 10:00 | 0 | 0 | 0 | 0 | 82674.782 | 0 | 342208 | 0 | 0 | 0 | 0 | 407683.6054 | 1876230.2855 | 0 | 0 | 0 | 0 | 0 | 0 | 0 | 0 | 0 | 0 | 0 | 0 | 0 | 0 | 0 | 0 | -259533.218 | 0 | 0 | 0 | 0 | 0 | 0 | 0 | 0 | 0 | 0 | 0 | 0 | 0 | 0 | 0 | 0
2016-04-02 11:00 | 0 | 0 | 0 | 0 | 95702.782 | 0 | 355236 | 0 | 0 | 0 | 0 | 148150.3874 | 1876230.2855 | 0 | 0 | 0 | 0 | 0 | 0 | 0 | 0 | 0 | 0 | 0 | 0 | 0 | 0 | 0 | 0 | -259533.218 | 0 | 0 | 0 | 0 | 0 | 0 | 0 | 0 | 0 | 0 | 0 | 0 | 0 | 0 | 0 | 0
2016-04-02 12:00 | 0 | 0 | 0 | 0 | 221704.0072 | 104.6054 | 369959 | 0 | 0 | 0 | 0 | 0 | 1876230.2855 | 0 | 0 | 0 | 0 | 0 | 0 | 0 | 0 | 0 | 0 | 0 | 0 | 0 | 0 | 0 | 0 | -148150.3874 | 0 | 0 | 0 | 0 | 0 | 0 | 0 | 0 | 0 | 0 | 0 | 0 | 0 | 0 | 0 | 0
2016-04-02 13:00 | 0 | 0 | 0 | 0 | 202651.5422 | 181944.4578 | 384596 | 0 | 0 | 0 | 0 | 0 | 1876230.2855 | 0 | 0 | 0 | 0 | 0 | 0 | 0 | 0 | 0 | 0 | 0 | 0 | 0 | 0 | 0 | 0 | 0 | 0 | 0 | 0 | 0 | 0 | 0 | 0 | 0 | 0 | 0 | 0 | 0 | 0 | 0 | 0 | 0
2016-04-02 14:00 | 0 | 0 | 0 | 0 | 38308.5843 | 614948.6337 | 393724 | 0 | 0 | 0 | 0 | 259533.218 | 1876230.2855 | 0 | 0 | 0 | 0 | 0 | 0 | 0 | 0 | 0 | 0 | 0 | 0 | 0 | 0 | 0 | 0 | 259533.218 | 0 | 0 | 0 | 0 | 0 | 0 | 0 | 0 | 0 | 0 | 0 | 0 | 0 | 0 | 0 | 0
2016-04-02 15:00 | 0 | 0 | 0 | 0 | 0 | 670653.6959 | 396754 | 0 | 0 | 0 | 0 | 519066.4359 | 1890596.7635 | 0 | 0 | 0 | 0 | 0 | 0 | 0 | 0 | 0 | 0 | 0 | 0 | 0 | 0 | 0 | 0 | 259533.218 | 14366.478 | 0 | 0 | 0 | 0 | 0 | 0 | 0 | 0 | 0 | 0 | 0 | 0 | 0 | 0 | 0
2016-04-02 16:00 | 0 | 0 | 0 | 0 | 0 | 667900.6959 | 394001 | 0 | 0 | 0 | 0 | 778599.6539 | 1904963.2415 | 0 | 0 | 0 | 0 | 0 | 0 | 0 | 0 | 0 | 0 | 0 | 0 | 0 | 0 | 0 | 0 | 259533.218 | 14366.478 | 0 | 0 | 0 | 0 | 0 | 0 | 0 | 0 | 0 | 0 | 0 | 0 | 0 | 0 | 0
2016-04-02 17:00 | 0 | 0 | 0 | 0 | 0 | 663794.6959 | 389895 | 0 | 0 | 0 | 0 | 1038132.8719 | 1919329.7195 | 0 | 0 | 0 | 0 | 0 | 0 | 0 | 0 | 0 | 0 | 0 | 0 | 0 | 0 | 0 | 0 | 259533.218 | 14366.478 | 0 | 0 | 0 | 0 | 0 | 0 | 0 | 0 | 0 | 0 | 0 | 0 | 0 | 0 | 0
2016-04-02 18:00 | 0 | 0 | 0 | 0 | 0 | 659410.6959 | 385511 | 0 | 0 | 0 | 0 | 1297666.0898 | 1933696.1974 | 0 | 0 | 0 | 0 | 0 | 0 | 0 | 0 | 0 | 0 | 0 | 0 | 0 | 0 | 0 | 0 | 259533.218 | 14366.478 | 0 | 0 | 0 | 0 | 0 | 0 | 0 | 0 | 0 | 0 | 0 | 0 | 0 | 0 | 0
2016-04-02 19:00 | 0 | 0 | 0 | 0 | 0 | 655616.6959 | 381717 | 0 | 0 | 0 | 0 | 1557199.3078 | 1948062.6754 | 0 | 0 | 0 | 0 | 0 | 0 | 0 | 0 | 0 | 0 | 0 | 0 | 0 | 0 | 0 | 0 | 259533.218 | 14366.478 | 0 | 0 | 0 | 0 | 0 | 0 | 0 | 0 | 0 | 0 | 0 | 0 | 0 | 0 | 0
2016-04-02 20:00 | 0 | 0 | 0 | 0 | 0 | 654826.6959 | 380927 | 0 | 0 | 0 | 0 | 1816732.5258 | 1962429.1534 | 0 | 0 | 0 | 0 | 0 | 0 | 0 | 0 | 0 | 0 | 0 | 0 | 0 | 0 | 0 | 0 | 259533.218 | 14366.478 | 0 | 0 | 0 | 0 | 0 | 0 | 0 | 0 | 0 | 0 | 0 | 0 | 0 | 0 | 0
2016-04-02 21:00 | 0 | 0 | 0 | 0 | 0 | 655901.6959 | 382002 | 0 | 0 | 0 | 0 | 2076265.7437 | 1976795.6314 | 0 | 0 | 0 | 0 | 0 | 0 | 0 | 0 | 0 | 0 | 0 | 0 | 0 | 0 | 0 | 0 | 259533.218 | 14366.478 | 0 | 0 | 0 | 0 | 0 | 0 | 0 | 0 | 0 | 0 | 0 | 0 | 0 | 0 | 0
2016-04-02 22:00 | 0 | 0 | 0 | 0 | 0 | 657490.6959 | 383591 | 0 | 0 | 0 | 0 | 2335798.9617 | 1991162.1094 | 0 | 0 | 0 | 0 | 0 | 0 | 0 | 0 | 0 | 0 | 0 | 0 | 0 | 0 | 0 | 0 | 259533.218 | 14366.478 | 0 | 0 | 0 | 0 | 0 | 0 | 0 | 0 | 0 | 0 | 0 | 0 | 0 | 0 | 0
2016-04-02 23:00 | 0 | 0 | 0 | 0 | 0 | 685469.9855 | 388056 | 0 | 0 | 0 | 0 | 2595332.1797 | 2005528.5873 | 0 | 0 | 0 | 0 | 0 | 0 | 23514.2896 | 0 | 0 | 0 | 0 | 0 | 0 | 0 | 0 | 0 | 259533.218 | 14366.478 | 0 | 0 | 0 | 0 | 0 | 0 | 0 | 0 | 23514.2896 | 0 | 0 | 0 | 0 | 0 | 0
2016-04-03 | 0 | 0 | 0 | 0 | 0 | 440392.4576 | 397214 | 0 | 0 | 0 | 0 | 2770851.0216 | 1896702.4926 | 0 | 0 | 0 | 0 | 0 | 0 | 0 | 0 | 0 | 0 | 0 | 0 | 0 | 0 | 0 | 0 | 175518.8419 | 0 | 108826.0947 | 0 | 0 | 0 | 0 | 0 | 0 | 0 | -23514.2896 | 0 | 0 | 0 | 0 | 0 | 0
2016-04-03 01:00 | 0 | 0 | 0 | 0 | 96215.5287 | 57865.7313 | 399248 | 0 | 0 | 0 | 0 | 2511317.8036 | 1911068.9706 | 0 | 0 | 0 | 0 | 0 | 0 | 0 | 0 | 0 | 0 | 0 | 0 | 0 | 0 | 0 | 0 | -259533.218 | 14366.478 | 0 | 0 | 0 | 0 | 0 | 0 | 0 | 0 | 0 | 0 | 0 | 0 | 0 | 0 | 0
2016-04-03 02:00 | 0 | 0 | 0 | 0 | 130912.7062 | 0.075787 | 390446 | 0 | 0 | 0 | 0 | 2251784.5857 | 1911068.9706 | 0 | 0 | 0 | 0 | 0 | 0 | 0 | 0 | 0 | 0 | 0 | 0 | 0 | 0 | 0 | 0 | -259533.218 | 0 | 0 | 0 | 0 | 0 | 0 | 0 | 0 | 0 | 0 | 0 | 0 | 0 | 0 | 0 | 0
2016-04-03 03:00 | 0 | 0 | 0 | 0 | 117616.782 | 0 | 377150 | 0 | 0 | 0 | 0 | 1992251.3677 | 1911068.9706 | 0 | 0 | 0 | 0 | 0 | 0 | 0 | 0 | 0 | 0 | 0 | 0 | 0 | 0 | 0 | 0 | -259533.218 | 0 | 0 | 0 | 0 | 0 | 0 | 0 | 0 | 0 | 0 | 0 | 0 | 0 | 0 | 0 | 0
2016-04-03 04:00 | 0 | 0 | 0 | 0 | 101746.782 | 0 | 361280 | 0 | 0 | 0 | 0 | 1732718.1497 | 1911068.9706 | 0 | 0 | 0 | 0 | 0 | 0 | 0 | 0 | 0 | 0 | 0 | 0 | 0 | 0 | 0 | 0 | -259533.218 | 0 | 0 | 0 | 0 | 0 | 0 | 0 | 0 | 0 | 0 | 0 | 0 | 0 | 0 | 0 | 0
2016-04-03 05:00 | 0 | 0 | 0 | 0 | 88310.782 | 0 | 347844 | 0 | 0 | 0 | 0 | 1473184.9318 | 1911068.9706 | 0 | 0 | 0 | 0 | 0 | 0 | 0 | 0 | 0 | 0 | 0 | 0 | 0 | 0 | 0 | 0 | -259533.218 | 0 | 0 | 0 | 0 | 0 | 0 | 0 | 0 | 0 | 0 | 0 | 0 | 0 | 0 | 0 | 0
2016-04-03 06:00 | 0 | 0 | 0 | 0 | 78617.782 | 0 | 338151 | 0 | 0 | 0 | 0 | 1213651.7138 | 1911068.9706 | 0 | 0 | 0 | 0 | 0 | 0 | 0 | 0 | 0 | 0 | 0 | 0 | 0 | 0 | 0 | 0 | -259533.218 | 0 | 0 | 0 | 0 | 0 | 0 | 0 | 0 | 0 | 0 | 0 | 0 | 0 | 0 | 0 | 0
2016-04-03 07:00 | 0 | 0 | 0 | 0 | 73290.782 | 0 | 332824 | 0 | 0 | 0 | 0 | 954118.4958 | 1911068.9706 | 0 | 0 | 0 | 0 | 0 | 0 | 0 | 0 | 0 | 0 | 0 | 0 | 0 | 0 | 0 | 0 | -259533.218 | 0 | 0 | 0 | 0 | 0 | 0 | 0 | 0 | 0 | 0 | 0 | 0 | 0 | 0 | 0 | 0
2016-04-03 08:00 | 0 | 0 | 0 | 0 | 71814.782 | 0 | 331348 | 0 | 0 | 0 | 0 | 694585.2779 | 1911068.9706 | 0 | 0 | 0 | 0 | 0 | 0 | 0 | 0 | 0 | 0 | 0 | 0 | 0 | 0 | 0 | 0 | -259533.218 | 0 | 0 | 0 | 0 | 0 | 0 | 0 | 0 | 0 | 0 | 0 | 0 | 0 | 0 | 0 | 0
2016-04-03 09:00 | 0 | 0 | 0 | 0 | 74054.782 | 0 | 333588 | 0 | 0 | 0 | 0 | 435052.0599 | 1911068.9706 | 0 | 0 | 0 | 0 | 0 | 0 | 0 | 0 | 0 | 0 | 0 | 0 | 0 | 0 | 0 | 0 | -259533.218 | 0 | 0 | 0 | 0 | 0 | 0 | 0 | 0 | 0 | 0 | 0 | 0 | 0 | 0 | 0 | 0
2016-04-03 10:00 | 0 | 0 | 0 | 0 | 600964.218 | 0 | 341431 | 0 | 0 | 0 | 0 | 694585.2779 | 1911068.9706 | 0 | 0 | 0 | 0 | 0 | 0 | 0 | 0 | 0 | 0 | 0 | 0 | 0 | 0 | 0 | 0 | 259533.218 | 0 | 0 | 0 | 0 | 0 | 0 | 0 | 0 | 0 | 0 | 0 | 0 | 0 | 0 | 0 | 0
2016-04-03 11:00 | 0 | 0 | 0 | 0 | 92449.782 | 0 | 351983 | 0 | 0 | 0 | 0 | 435052.0599 | 1911068.9706 | 0 | 0 | 0 | 0 | 0 | 0 | 0 | 0 | 0 | 0 | 0 | 0 | 0 | 0 | 0 | 0 | -259533.218 | 0 | 0 | 0 | 0 | 0 | 0 | 0 | 0 | 0 | 0 | 0 | 0 | 0 | 0 | 0 | 0
2016-04-03 12:00 | 0 | 0 | 0 | 0 | 104996.4553 | 103.3268 | 364633 | 0 | 0 | 0 | 0 | 175518.8419 | 1911068.9706 | 0 | 0 | 0 | 0 | 0 | 0 | 0 | 0 | 0 | 0 | 0 | 0 | 0 | 0 | 0 | 0 | -259533.218 | 0 | 0 | 0 | 0 | 0 | 0 | 0 | 0 | 0 | 0 | 0 | 0 | 0 | 0 | 0 | 0
2016-04-03 13:00 | 0 | 0 | 0 | 0 | 13488.7031 | 185378.4549 | 374386 | 0 | 0 | 0 | 0 | 0 | 1911068.9706 | 0 | 0 | 0 | 0 | 0 | 0 | 0 | 0 | 0 | 0 | 0 | 0 | 0 | 0 | 0 | 0 | -175518.8419 | 0 | 0 | 0 | 0 | 0 | 0 | 0 | 0 | 0 | 0 | 0 | 0 | 0 | 0 | 0 | 0
2016-04-03 14:00 | 0 | 0 | 0 | 0 | 50443.8233 | 587957.3947 | 378868 | 0 | 0 | 0 | 0 | 259533.218 | 1911068.9706 | 0 | 0 | 0 | 0 | 0 | 0 | 0 | 0 | 0 | 0 | 0 | 0 | 0 | 0 | 0 | 0 | 259533.218 | 0 | 0 | 0 | 0 | 0 | 0 | 0 | 0 | 0 | 0 | 0 | 0 | 0 | 0 | 0 | 0
2016-04-03 15:00 | 0 | 0 | 0 | 0 | 0 | 652095.6959 | 378196 | 0 | 0 | 0 | 0 | 519066.4359 | 1925435.4486 | 0 | 0 | 0 | 0 | 0 | 0 | 0 | 0 | 0 | 0 | 0 | 0 | 0 | 0 | 0 | 0 | 259533.218 | 14366.478 | 0 | 0 | 0 | 0 | 0 | 0 | 0 | 0 | 0 | 0 | 0 | 0 | 0 | 0 | 0
2016-04-03 16:00 | 0 | 0 | 0 | 0 | 0 | 651166.6959 | 377267 | 0 | 0 | 0 | 0 | 778599.6539 | 1939801.9266 | 0 | 0 | 0 | 0 | 0 | 0 | 0 | 0 | 0 | 0 | 0 | 0 | 0 | 0 | 0 | 0 | 259533.218 | 14366.478 | 0 | 0 | 0 | 0 | 0 | 0 | 0 | 0 | 0 | 0 | 0 | 0 | 0 | 0 | 0
2016-04-03 17:00 | 0 | 0 | 0 | 0 | 0 | 649537.6959 | 375638 | 0 | 0 | 0 | 0 | 1038132.8719 | 1954168.4045 | 0 | 0 | 0 | 0 | 0 | 0 | 0 | 0 | 0 | 0 | 0 | 0 | 0 | 0 | 0 | 0 | 259533.218 | 14366.478 | 0 | 0 | 0 | 0 | 0 | 0 | 0 | 0 | 0 | 0 | 0 | 0 | 0 | 0 | 0
2016-04-03 18:00 | 0 | 0 | 0 | 0 | 0 | 647591.6959 | 373692 | 0 | 0 | 0 | 0 | 1297666.0898 | 1968534.8825 | 0 | 0 | 0 | 0 | 0 | 0 | 0 | 0 | 0 | 0 | 0 | 0 | 0 | 0 | 0 | 0 | 259533.218 | 14366.478 | 0 | 0 | 0 | 0 | 0 | 0 | 0 | 0 | 0 | 0 | 0 | 0 | 0 | 0 | 0
2016-04-03 19:00 | 0 | 0 | 0 | 0 | 0 | 646037.6959 | 372138 | 0 | 0 | 0 | 0 | 1557199.3078 | 1982901.3605 | 0 | 0 | 0 | 0 | 0 | 0 | 0 | 0 | 0 | 0 | 0 | 0 | 0 | 0 | 0 | 0 | 259533.218 | 14366.478 | 0 | 0 | 0 | 0 | 0 | 0 | 0 | 0 | 0 | 0 | 0 | 0 | 0 | 0 | 0
2016-04-03 20:00 | 0 | 0 | 0 | 0 | 0 | 648792.6959 | 374893 | 0 | 0 | 0 | 0 | 1816732.5258 | 1997267.8385 | 0 | 0 | 0 | 0 | 0 | 0 | 0 | 0 | 0 | 0 | 0 | 0 | 0 | 0 | 0 | 0 | 259533.218 | 14366.478 | 0 | 0 | 0 | 0 | 0 | 0 | 0 | 0 | 0 | 0 | 0 | 0 | 0 | 0 | 0
2016-04-03 21:00 | 0 | 0 | 0 | 0 | 0 | 653996.6959 | 380097 | 0 | 0 | 0 | 0 | 2076265.7437 | 2011634.3165 | 0 | 0 | 0 | 0 | 0 | 0 | 0 | 0 | 0 | 0 | 0 | 0 | 0 | 0 | 0 | 0 | 259533.218 | 14366.478 | 0 | 0 | 0 | 0 | 0 | 0 | 0 | 0 | 0 | 0 | 0 | 0 | 0 | 0 | 0
2016-04-03 22:00 | 0 | 0 | 0 | 0 | 0 | 675311.9487 | 386300 | 0 | 0 | 0 | 0 | 2335798.9617 | 2026000.7945 | 0 | 0 | 0 | 0 | 0 | 0 | 15112.2527 | 0 | 0 | 0 | 0 | 0 | 0 | 0 | 0 | 0 | 259533.218 | 14366.478 | 0 | 0 | 0 | 0 | 0 | 0 | 0 | 0 | 15112.2527 | 0 | 0 | 0 | 0 | 0 | 0
2016-04-03 23:00 | 0 | 0 | 0 | 0 | 0 | 676264.7328 | 393963 | 0 | 0 | 0 | 0 | 2595332.1797 | 2040367.2724 | 0 | 0 | 0 | 0 | 0 | 0 | 23514.2896 | 0 | 0 | 0 | 0 | 0 | 0 | 0 | 0 | 0 | 259533.218 | 14366.478 | 0 | 0 | 0 | 0 | 0 | 0 | 0 | 0 | 8402.0369 | 0 | 0 | 0 | 0 | 0 | 0
2016-04-04 | 0 | 0 | 0 | 0 | 0 | 395468.1452 | 405691 | 0 | 0 | 0 | 0 | 2608623.6145 | 2040367.2724 | 0 | 0 | 0 | 0 | 0 | 0 | 0 | 0 | 0 | 0 | 0 | 0 | 0 | 0 | 0 | 0 | 13291.4348 | 0 | 0 | 0 | 0 | 0 | 0 | 0 | 0 | 0 | -23514.2896 | 0 | 0 | 0 | 0 | 0 | 0
2016-04-04 01:00 | 0 | 0 | 0 | 0 | 96752.0995 | 50258.6825 | 406544 | 0 | 0 | 0 | 0 | 2349090.3965 | 2040367.2724 | 0 | 0 | 0 | 0 | 0 | 0 | 0 | 0 | 0 | 0 | 0 | 0 | 0 | 0 | 0 | 0 | -259533.218 | 0 | 0 | 0 | 0 | 0 | 0 | 0 | 0 | 0 | 0 | 0 | 0 | 0 | 0 | 0 | 0
2016-04-04 02:00 | 0 | 0 | 0 | 0 | 25248.1714 | 2.5159 | 393610 | 0 | 0 | 0 | 0 | 2089557.1786 | 1931541.1777 | 0 | 0 | 0 | 0 | 0 | 0 | 0 | 0 | 0 | 0 | 0 | 0 | 0 | 0 | 0 | 0 | -259533.218 | 0 | 108826.0947 | 0 | 0 | 0 | 0 | 0 | 0 | 0 | 0 | 0 | 0 | 0 | 0 | 0 | 0
2016-04-04 03:00 | 0 | 0 | 0 | 0 | 116912.782 | 0 | 376446 | 0 | 0 | 0 | 0 | 1830023.9606 | 1931541.1777 | 0 | 0 | 0 | 0 | 0 | 0 | 0 | 0 | 0 | 0 | 0 | 0 | 0 | 0 | 0 | 0 | -259533.218 | 0 | 0 | 0 | 0 | 0 | 0 | 0 | 0 | 0 | 0 | 0 | 0 | 0 | 0 | 0 | 0
2016-04-04 04:00 | 0 | 0 | 0 | 0 | 97656.782 | 0 | 357190 | 0 | 0 | 0 | 0 | 1570490.7426 | 1931541.1777 | 0 | 0 | 0 | 0 | 0 | 0 | 0 | 0 | 0 | 0 | 0 | 0 | 0 | 0 | 0 | 0 | -259533.218 | 0 | 0 | 0 | 0 | 0 | 0 | 0 | 0 | 0 | 0 | 0 | 0 | 0 | 0 | 0 | 0
2016-04-04 05:00 | 0 | 0 | 0 | 0 | 82970.782 | 0 | 342504 | 0 | 0 | 0 | 0 | 1310957.5247 | 1931541.1777 | 0 | 0 | 0 | 0 | 0 | 0 | 0 | 0 | 0 | 0 | 0 | 0 | 0 | 0 | 0 | 0 | -259533.218 | 0 | 0 | 0 | 0 | 0 | 0 | 0 | 0 | 0 | 0 | 0 | 0 | 0 | 0 | 0 | 0
2016-04-04 06:00 | 0 | 0 | 0 | 0 | 73410.782 | 0 | 332944 | 0 | 0 | 0 | 0 | 1051424.3067 | 1931541.1777 | 0 | 0 | 0 | 0 | 0 | 0 | 0 | 0 | 0 | 0 | 0 | 0 | 0 | 0 | 0 | 0 | -259533.218 | 0 | 0 | 0 | 0 | 0 | 0 | 0 | 0 | 0 | 0 | 0 | 0 | 0 | 0 | 0 | 0
2016-04-04 07:00 | 0 | 0 | 0 | 0 | 484796.606 | 0 | 327624 | 0 | 0 | 0 | 0 | 1208596.9127 | 1931541.1777 | 0 | 0 | 0 | 0 | 0 | 0 | 0 | 0 | 0 | 0 | 0 | 0 | 0 | 0 | 0 | 0 | 157172.606 | 0 | 0 | 0 | 0 | 0 | 0 | 0 | 0 | 0 | 0 | 0 | 0 | 0 | 0 | 0 | 0
2016-04-04 08:00 | 0 | 0 | 0 | 0 | 69223.782 | 0 | 328757 | 0 | 0 | 0 | 0 | 949063.6947 | 1931541.1777 | 0 | 0 | 0 | 0 | 0 | 0 | 0 | 0 | 0 | 0 | 0 | 0 | 0 | 0 | 0 | 0 | -259533.218 | 0 | 0 | 0 | 0 | 0 | 0 | 0 | 0 | 0 | 0 | 0 | 0 | 0 | 0 | 0 | 0
2016-04-04 09:00 | 0 | 0 | 0 | 0 | 82621.782 | 0 | 342155 | 0 | 0 | 0 | 0 | 689530.4768 | 1931541.1777 | 0 | 0 | 0 | 0 | 0 | 0 | 0 | 0 | 0 | 0 | 0 | 0 | 0 | 0 | 0 | 0 | -259533.218 | 0 | 0 | 0 | 0 | 0 | 0 | 0 | 0 | 0 | 0 | 0 | 0 | 0 | 0 | 0 | 0
2016-04-04 10:00 | 0 | 0 | 0 | 0 | 112248.782 | 0 | 371782 | 0 | 0 | 0 | 0 | 429997.2588 | 1931541.1777 | 0 | 0 | 0 | 0 | 0 | 0 | 0 | 0 | 0 | 0 | 0 | 0 | 0 | 0 | 0 | 0 | -259533.218 | 0 | 0 | 0 | 0 | 0 | 0 | 0 | 0 | 0 | 0 | 0 | 0 | 0 | 0 | 0 | 0
2016-04-04 11:00 | 0 | 0 | 0 | 0 | 391864.8097 | 0 | 399995 | 0 | 0 | 0 | 0 | 421867.0685 | 1931541.1777 | 0 | 0 | 0 | 0 | 0 | 0 | 0 | 0 | 0 | 0 | 0 | 0 | 0 | 0 | 0 | 0 | -8130.1903 | 0 | 0 | 0 | 0 | 0 | 0 | 0 | 0 | 0 | 0 | 0 | 0 | 0 | 0 | 0 | 0
2016-04-04 12:00 | 0 | 0 | 0 | 0 | 347783.7477 | 110.3795 | 411957 | 0 | 0 | 0 | 0 | 357804.1957 | 1931541.1777 | 0 | 0 | 0 | 0 | 0 | 0 | 0 | 0 | 0 | 0 | 0 | 0 | 0 | 0 | 0 | 0 | -64062.8728 | 0 | 0 | 0 | 0 | 0 | 0 | 0 | 0 | 0 | 0 | 0 | 0 | 0 | 0 | 0 | 0
2016-04-04 13:00 | 0 | 0 | 0 | 0 | 0 | 227845.6856 | 417396 | 0 | 0 | 0 | 0 | 168253.8812 | 1931541.1777 | 0 | 0 | 0 | 0 | 0 | 0 | 0 | 0 | 0 | 0 | 0 | 0 | 0 | 0 | 0 | 0 | -189550.3144 | 0 | 0 | 0 | 0 | 0 | 0 | 0 | 0 | 0 | 0 | 0 | 0 | 0 | 0 | 0 | 0
2016-04-04 14:00 | 0 | 0 | 0 | 0 | 0 | 529667.5214 | 422326 | 0 | 0 | 0 | 0 | 275595.4027 | 1931541.1777 | 0 | 0 | 0 | 0 | 0 | 0 | 0 | 0 | 0 | 0 | 0 | 0 | 0 | 0 | 0 | 0 | 107341.5214 | 0 | 0 | 0 | 0 | 0 | 0 | 0 | 0 | 0 | 0 | 0 | 0 | 0 | 0 | 0 | 0
2016-04-04 15:00 | 0 | 0 | 0 | 0 | 0 | 698860.6959 | 424961 | 0 | 0 | 0 | 0 | 535128.6206 | 1945907.6557 | 0 | 0 | 0 | 0 | 0 | 0 | 0 | 0 | 0 | 0 | 0 | 0 | 0 | 0 | 0 | 0 | 259533.218 | 14366.478 | 0 | 0 | 0 | 0 | 0 | 0 | 0 | 0 | 0 | 0 | 0 | 0 | 0 | 0 | 0
2016-04-04 16:00 | 0 | 0 | 0 | 0 | 0 | 700216.6959 | 426317 | 0 | 0 | 0 | 0 | 794661.8386 | 1960274.1337 | 0 | 0 | 0 | 0 | 0 | 0 | 0 | 0 | 0 | 0 | 0 | 0 | 0 | 0 | 0 | 0 | 259533.218 | 14366.478 | 0 | 0 | 0 | 0 | 0 | 0 | 0 | 0 | 0 | 0 | 0 | 0 | 0 | 0 | 0
2016-04-04 17:00 | 0 | 0 | 0 | 0 | 0 | 702426.6959 | 428527 | 0 | 0 | 0 | 0 | 1054195.0566 | 1974640.6117 | 0 | 0 | 0 | 0 | 0 | 0 | 0 | 0 | 0 | 0 | 0 | 0 | 0 | 0 | 0 | 0 | 259533.218 | 14366.478 | 0 | 0 | 0 | 0 | 0 | 0 | 0 | 0 | 0 | 0 | 0 | 0 | 0 | 0 | 0
2016-04-04 18:00 | 0 | 0 | 0 | 0 | 0 | 704523.6959 | 430624 | 0 | 0 | 0 | 0 | 1313728.2745 | 1989007.0896 | 0 | 0 | 0 | 0 | 0 | 0 | 0 | 0 | 0 | 0 | 0 | 0 | 0 | 0 | 0 | 0 | 259533.218 | 14366.478 | 0 | 0 | 0 | 0 | 0 | 0 | 0 | 0 | 0 | 0 | 0 | 0 | 0 | 0 | 0
2016-04-04 19:00 | 0 | 0 | 0 | 0 | 0 | 706685.6959 | 432786 | 0 | 0 | 0 | 0 | 1573261.4925 | 2003373.5676 | 0 | 0 | 0 | 0 | 0 | 0 | 0 | 0 | 0 | 0 | 0 | 0 | 0 | 0 | 0 | 0 | 259533.218 | 14366.478 | 0 | 0 | 0 | 0 | 0 | 0 | 0 | 0 | 0 | 0 | 0 | 0 | 0 | 0 | 0
2016-04-04 20:00 | 0 | 0 | 0 | 0 | 0 | 710817.6959 | 436918 | 0 | 0 | 0 | 0 | 1832794.7105 | 2017740.0456 | 0 | 0 | 0 | 0 | 0 | 0 | 0 | 0 | 0 | 0 | 0 | 0 | 0 | 0 | 0 | 0 | 259533.218 | 14366.478 | 0 | 0 | 0 | 0 | 0 | 0 | 0 | 0 | 0 | 0 | 0 | 0 | 0 | 0 | 0
2016-04-04 21:00 | 0 | 0 | 0 | 0 | 0 | 722009.5082 | 441503 | 0 | 0 | 0 | 0 | 2092327.9285 | 2032106.5236 | 0 | 0 | 0 | 0 | 0 | 0 | 6606.8123 | 0 | 0 | 0 | 0 | 0 | 0 | 0 | 0 | 0 | 259533.218 | 14366.478 | 0 | 0 | 0 | 0 | 0 | 0 | 0 | 0 | 6606.8123 | 0 | 0 | 0 | 0 | 0 | 0
2016-04-04 22:00 | 0 | 0 | 0 | 0 | 0 | 734849.1733 | 444042 | 0 | 0 | 0 | 0 | 2351861.1464 | 2046473.0016 | 0 | 0 | 0 | 0 | 0 | 0 | 23514.2896 | 0 | 0 | 0 | 0 | 0 | 0 | 0 | 0 | 0 | 259533.218 | 14366.478 | 0 | 0 | 0 | 0 | 0 | 0 | 0 | 0 | 16907.4773 | 0 | 0 | 0 | 0 | 0 | 0
2016-04-04 23:00 | 0 | 0 | 0 | 0 | 0 | 618841.237 | 445816 | 0 | 0 | 0 | 0 | 2611394.3644 | 1983479.3102 | 0 | 0 | 0 | 0 | 0 | 0 | 0 | 0 | 0 | 0 | 0 | 0 | 0 | 0 | 0 | 0 | 259533.218 | 0 | 62993.6913 | 0 | 0 | 0 | 0 | 0 | 0 | 0 | -23514.2896 | 0 | 0 | 0 | 0 | 0 | 0
2016-04-05 | 0 | 0 | 0 | 0 | 0 | 366883.2429 | 451312 | 0 | 0 | 0 | 0 | 2512599.1293 | 1997845.7882 | 0 | 0 | 0 | 0 | 0 | 0 | 0 | 0 | 0 | 0 | 0 | 0 | 0 | 0 | 0 | 0 | -98795.2351 | 14366.478 | 0 | 0 | 0 | 0 | 0 | 0 | 0 | 0 | 0 | 0 | 0 | 0 | 0 | 0 | 0
2016-04-05 01:00 | 0 | 0 | 0 | 0 | 126511.5965 | 60367.1856 | 446412 | 0 | 0 | 0 | 0 | 2253065.9113 | 1997845.7882 | 0 | 0 | 0 | 0 | 0 | 0 | 0 | 0 | 0 | 0 | 0 | 0 | 0 | 0 | 0 | 0 | -259533.218 | 0 | 0 | 0 | 0 | 0 | 0 | 0 | 0 | 0 | 0 | 0 | 0 | 0 | 0 | 0 | 0
2016-04-05 02:00 | 0 | 0 | 0 | 0 | 168036.8952 | 4.8868 | 427575 | 0 | 0 | 0 | 0 | 1993532.6933 | 1997845.7882 | 0 | 0 | 0 | 0 | 0 | 0 | 0 | 0 | 0 | 0 | 0 | 0 | 0 | 0 | 0 | 0 | -259533.218 | 0 | 0 | 0 | 0 | 0 | 0 | 0 | 0 | 0 | 0 | 0 | 0 | 0 | 0 | 0 | 0
2016-04-05 03:00 | 0 | 0 | 0 | 0 | 35861.6873 | 0 | 404221 | 0 | 0 | 0 | 0 | 1733999.4754 | 1889019.6935 | 0 | 0 | 0 | 0 | 0 | 0 | 0 | 0 | 0 | 0 | 0 | 0 | 0 | 0 | 0 | 0 | -259533.218 | 0 | 108826.0947 | 0 | 0 | 0 | 0 | 0 | 0 | 0 | 0 | 0 | 0 | 0 | 0 | 0 | 0
2016-04-05 04:00 | 0 | 0 | 0 | 0 | 122517.782 | 0 | 382051 | 0 | 0 | 0 | 0 | 1474466.2574 | 1889019.6935 | 0 | 0 | 0 | 0 | 0 | 0 | 0 | 0 | 0 | 0 | 0 | 0 | 0 | 0 | 0 | 0 | -259533.218 | 0 | 0 | 0 | 0 | 0 | 0 | 0 | 0 | 0 | 0 | 0 | 0 | 0 | 0 | 0 | 0
2016-04-05 05:00 | 0 | 0 | 0 | 0 | 104800.782 | 0 | 364334 | 0 | 0 | 0 | 0 | 1214933.0394 | 1889019.6935 | 0 | 0 | 0 | 0 | 0 | 0 | 0 | 0 | 0 | 0 | 0 | 0 | 0 | 0 | 0 | 0 | -259533.218 | 0 | 0 | 0 | 0 | 0 | 0 | 0 | 0 | 0 | 0 | 0 | 0 | 0 | 0 | 0 | 0
2016-04-05 06:00 | 0 | 0 | 0 | 0 | 93117.782 | 0 | 352651 | 0 | 0 | 0 | 0 | 955399.8214 | 1889019.6935 | 0 | 0 | 0 | 0 | 0 | 0 | 0 | 0 | 0 | 0 | 0 | 0 | 0 | 0 | 0 | 0 | -259533.218 | 0 | 0 | 0 | 0 | 0 | 0 | 0 | 0 | 0 | 0 | 0 | 0 | 0 | 0 | 0 | 0
2016-04-05 07:00 | 0 | 0 | 0 | 0 | 605515.218 | 0 | 345982 | 0 | 0 | 0 | 0 | 1214933.0394 | 1889019.6935 | 0 | 0 | 0 | 0 | 0 | 0 | 0 | 0 | 0 | 0 | 0 | 0 | 0 | 0 | 0 | 0 | 259533.218 | 0 | 0 | 0 | 0 | 0 | 0 | 0 | 0 | 0 | 0 | 0 | 0 | 0 | 0 | 0 | 0
2016-04-05 08:00 | 0 | 0 | 0 | 0 | 86697.782 | 0 | 346231 | 0 | 0 | 0 | 0 | 955399.8214 | 1889019.6935 | 0 | 0 | 0 | 0 | 0 | 0 | 0 | 0 | 0 | 0 | 0 | 0 | 0 | 0 | 0 | 0 | -259533.218 | 0 | 0 | 0 | 0 | 0 | 0 | 0 | 0 | 0 | 0 | 0 | 0 | 0 | 0 | 0 | 0
2016-04-05 09:00 | 0 | 0 | 0 | 0 | 99531.782 | 0 | 359065 | 0 | 0 | 0 | 0 | 695866.6035 | 1889019.6935 | 0 | 0 | 0 | 0 | 0 | 0 | 0 | 0 | 0 | 0 | 0 | 0 | 0 | 0 | 0 | 0 | -259533.218 | 0 | 0 | 0 | 0 | 0 | 0 | 0 | 0 | 0 | 0 | 0 | 0 | 0 | 0 | 0 | 0
2016-04-05 10:00 | 0 | 0 | 0 | 0 | 128509.782 | 0 | 388043 | 0 | 0 | 0 | 0 | 436333.3855 | 1889019.6935 | 0 | 0 | 0 | 0 | 0 | 0 | 0 | 0 | 0 | 0 | 0 | 0 | 0 | 0 | 0 | 0 | -259533.218 | 0 | 0 | 0 | 0 | 0 | 0 | 0 | 0 | 0 | 0 | 0 | 0 | 0 | 0 | 0 | 0
2016-04-05 11:00 | 0 | 0 | 0 | 0 | 155796.782 | 0 | 415330 | 0 | 0 | 0 | 0 | 176800.1675 | 1889019.6935 | 0 | 0 | 0 | 0 | 0 | 0 | 0 | 0 | 0 | 0 | 0 | 0 | 0 | 0 | 0 | 0 | -259533.218 | 0 | 0 | 0 | 0 | 0 | 0 | 0 | 0 | 0 | 0 | 0 | 0 | 0 | 0 | 0 | 0
2016-04-05 12:00 | 0 | 0 | 0 | 0 | 248409.6859 | 133.1466 | 425343 | 0 | 0 | 0 | 0 | 0 | 1889019.6935 | 0 | 0 | 0 | 0 | 0 | 0 | 0 | 0 | 0 | 0 | 0 | 0 | 0 | 0 | 0 | 0 | -176800.1675 | 0 | 0 | 0 | 0 | 0 | 0 | 0 | 0 | 0 | 0 | 0 | 0 | 0 | 0 | 0 | 0
2016-04-05 13:00 | 0 | 0 | 0 | 0 | 291223.9919 | 208801.1743 | 429582 | 0 | 0 | 0 | 0 | 70443.1662 | 1889019.6935 | 0 | 0 | 0 | 0 | 0 | 0 | 0 | 0 | 0 | 0 | 0 | 0 | 0 | 0 | 0 | 0 | 70443.1662 | 0 | 0 | 0 | 0 | 0 | 0 | 0 | 0 | 0 | 0 | 0 | 0 | 0 | 0 | 0 | 0
2016-04-05 14:00 | 0 | 0 | 0 | 0 | 122001.9733 | 571317.2447 | 433786 | 0 | 0 | 0 | 0 | 329976.3841 | 1889019.6935 | 0 | 0 | 0 | 0 | 0 | 0 | 0 | 0 | 0 | 0 | 0 | 0 | 0 | 0 | 0 | 0 | 259533.218 | 0 | 0 | 0 | 0 | 0 | 0 | 0 | 0 | 0 | 0 | 0 | 0 | 0 | 0 | 0 | 0
2016-04-05 15:00 | 0 | 0 | 0 | 0 | 0 | 708551.6959 | 434652 | 0 | 0 | 0 | 0 | 589509.6021 | 1903386.1715 | 0 | 0 | 0 | 0 | 0 | 0 | 0 | 0 | 0 | 0 | 0 | 0 | 0 | 0 | 0 | 0 | 259533.218 | 14366.478 | 0 | 0 | 0 | 0 | 0 | 0 | 0 | 0 | 0 | 0 | 0 | 0 | 0 | 0 | 0
2016-04-05 16:00 | 0 | 0 | 0 | 0 | 0 | 707505.6959 | 433606 | 0 | 0 | 0 | 0 | 849042.8201 | 1917752.6494 | 0 | 0 | 0 | 0 | 0 | 0 | 0 | 0 | 0 | 0 | 0 | 0 | 0 | 0 | 0 | 0 | 259533.218 | 14366.478 | 0 | 0 | 0 | 0 | 0 | 0 | 0 | 0 | 0 | 0 | 0 | 0 | 0 | 0 | 0
2016-04-05 17:00 | 0 | 0 | 0 | 0 | 0 | 707598.6959 | 433699 | 0 | 0 | 0 | 0 | 1108576.038 | 1932119.1274 | 0 | 0 | 0 | 0 | 0 | 0 | 0 | 0 | 0 | 0 | 0 | 0 | 0 | 0 | 0 | 0 | 259533.218 | 14366.478 | 0 | 0 | 0 | 0 | 0 | 0 | 0 | 0 | 0 | 0 | 0 | 0 | 0 | 0 | 0
2016-04-05 18:00 | 0 | 0 | 0 | 0 | 0 | 707773.6959 | 433874 | 0 | 0 | 0 | 0 | 1368109.256 | 1946485.6054 | 0 | 0 | 0 | 0 | 0 | 0 | 0 | 0 | 0 | 0 | 0 | 0 | 0 | 0 | 0 | 0 | 259533.218 | 14366.478 | 0 | 0 | 0 | 0 | 0 | 0 | 0 | 0 | 0 | 0 | 0 | 0 | 0 | 0 | 0
2016-04-05 19:00 | 0 | 0 | 0 | 0 | 0 | 708362.6959 | 434463 | 0 | 0 | 0 | 0 | 1627642.474 | 1960852.0834 | 0 | 0 | 0 | 0 | 0 | 0 | 0 | 0 | 0 | 0 | 0 | 0 | 0 | 0 | 0 | 0 | 259533.218 | 14366.478 | 0 | 0 | 0 | 0 | 0 | 0 | 0 | 0 | 0 | 0 | 0 | 0 | 0 | 0 | 0
2016-04-05 20:00 | 0 | 0 | 0 | 0 | 0 | 710395.6959 | 436496 | 0 | 0 | 0 | 0 | 1887175.692 | 1975218.5614 | 0 | 0 | 0 | 0 | 0 | 0 | 0 | 0 | 0 | 0 | 0 | 0 | 0 | 0 | 0 | 0 | 259533.218 | 14366.478 | 0 | 0 | 0 | 0 | 0 | 0 | 0 | 0 | 0 | 0 | 0 | 0 | 0 | 0 | 0
2016-04-05 21:00 | 0 | 0 | 0 | 0 | 0 | 713987.6959 | 440088 | 0 | 0 | 0 | 0 | 2146708.9099 | 1989585.0394 | 0 | 0 | 0 | 0 | 0 | 0 | 0 | 0 | 0 | 0 | 0 | 0 | 0 | 0 | 0 | 0 | 259533.218 | 14366.478 | 0 | 0 | 0 | 0 | 0 | 0 | 0 | 0 | 0 | 0 | 0 | 0 | 0 | 0 | 0
2016-04-05 22:00 | 0 | 0 | 0 | 0 | 0 | 740151.9855 | 442738 | 0 | 0 | 0 | 0 | 2406242.1279 | 2003951.5173 | 0 | 0 | 0 | 0 | 0 | 0 | 23514.2896 | 0 | 0 | 0 | 0 | 0 | 0 | 0 | 0 | 0 | 259533.218 | 14366.478 | 0 | 0 | 0 | 0 | 0 | 0 | 0 | 0 | 23514.2896 | 0 | 0 | 0 | 0 | 0 | 0
2016-04-05 23:00 | 0 | 0 | 0 | 0 | 0 | 662052.1979 | 446832 | 0 | 0 | 0 | 0 | 2644976.6153 | 2003951.5173 | 0 | 0 | 0 | 0 | 0 | 0 | 0 | 0 | 0 | 0 | 0 | 0 | 0 | 0 | 0 | 0 | 238734.4875 | 0 | 0 | 0 | 0 | 0 | 0 | 0 | 0 | 0 | -23514.2896 | 0 | 0 | 0 | 0 | 0 | 0
2016-04-06 | 0 | 0 | 0 | 0 | 0 | 408025.5643 | 457670 | 0 | 0 | 0 | 0 | 2595332.1797 | 2003951.5173 | 0 | 0 | 0 | 0 | 0 | 0 | 0 | 0 | 0 | 0 | 0 | 0 | 0 | 0 | 0 | 0 | -49644.4357 | 0 | 0 | 0 | 0 | 0 | 0 | 0 | 0 | 0 | 0 | 0 | 0 | 0 | 0 | 0 | 0
2016-04-06 01:00 | 0 | 0 | 0 | 0 | 131432.5087 | 64304.2733 | 455270 | 0 | 0 | 0 | 0 | 2335798.9617 | 2003951.5173 | 0 | 0 | 0 | 0 | 0 | 0 | 0 | 0 | 0 | 0 | 0 | 0 | 0 | 0 | 0 | 0 | -259533.218 | 0 | 0 | 0 | 0 | 0 | 0 | 0 | 0 | 0 | 0 | 0 | 0 | 0 | 0 | 0 | 0
2016-04-06 02:00 | 0 | 0 | 0 | 0 | 178002.5468 | 9.2352 | 437545 | 0 | 0 | 0 | 0 | 2076265.7437 | 2003951.5173 | 0 | 0 | 0 | 0 | 0 | 0 | 0 | 0 | 0 | 0 | 0 | 0 | 0 | 0 | 0 | 0 | -259533.218 | 0 | 0 | 0 | 0 | 0 | 0 | 0 | 0 | 0 | 0 | 0 | 0 | 0 | 0 | 0 | 0
2016-04-06 03:00 | 0 | 0 | 0 | 0 | 155153.782 | 0 | 414687 | 0 | 0 | 0 | 0 | 1816732.5258 | 2003951.5173 | 0 | 0 | 0 | 0 | 0 | 0 | 0 | 0 | 0 | 0 | 0 | 0 | 0 | 0 | 0 | 0 | -259533.218 | 0 | 0 | 0 | 0 | 0 | 0 | 0 | 0 | 0 | 0 | 0 | 0 | 0 | 0 | 0 | 0
2016-04-06 04:00 | 0 | 0 | 0 | 0 | 25976.6873 | 0 | 394336 | 0 | 0 | 0 | 0 | 1557199.3078 | 1895125.4226 | 0 | 0 | 0 | 0 | 0 | 0 | 0 | 0 | 0 | 0 | 0 | 0 | 0 | 0 | 0 | 0 | -259533.218 | 0 | 108826.0947 | 0 | 0 | 0 | 0 | 0 | 0 | 0 | 0 | 0 | 0 | 0 | 0 | 0 | 0
2016-04-06 05:00 | 0 | 0 | 0 | 0 | 117865.782 | 0 | 377399 | 0 | 0 | 0 | 0 | 1297666.0898 | 1895125.4226 | 0 | 0 | 0 | 0 | 0 | 0 | 0 | 0 | 0 | 0 | 0 | 0 | 0 | 0 | 0 | 0 | -259533.218 | 0 | 0 | 0 | 0 | 0 | 0 | 0 | 0 | 0 | 0 | 0 | 0 | 0 | 0 | 0 | 0
2016-04-06 06:00 | 0 | 0 | 0 | 0 | 106193.782 | 0 | 365727 | 0 | 0 | 0 | 0 | 1038132.8719 | 1895125.4226 | 0 | 0 | 0 | 0 | 0 | 0 | 0 | 0 | 0 | 0 | 0 | 0 | 0 | 0 | 0 | 0 | -259533.218 | 0 | 0 | 0 | 0 | 0 | 0 | 0 | 0 | 0 | 0 | 0 | 0 | 0 | 0 | 0 | 0
2016-04-06 07:00 | 0 | 0 | 0 | 0 | 100131.782 | 0 | 359665 | 0 | 0 | 0 | 0 | 778599.6539 | 1895125.4226 | 0 | 0 | 0 | 0 | 0 | 0 | 0 | 0 | 0 | 0 | 0 | 0 | 0 | 0 | 0 | 0 | -259533.218 | 0 | 0 | 0 | 0 | 0 | 0 | 0 | 0 | 0 | 0 | 0 | 0 | 0 | 0 | 0 | 0
2016-04-06 08:00 | 0 | 0 | 0 | 0 | 619273.218 | 0 | 359740 | 0 | 0 | 0 | 0 | 1038132.8719 | 1895125.4226 | 0 | 0 | 0 | 0 | 0 | 0 | 0 | 0 | 0 | 0 | 0 | 0 | 0 | 0 | 0 | 0 | 259533.218 | 0 | 0 | 0 | 0 | 0 | 0 | 0 | 0 | 0 | 0 | 0 | 0 | 0 | 0 | 0 | 0
2016-04-06 09:00 | 0 | 0 | 0 | 0 | 111012.782 | 0 | 370546 | 0 | 0 | 0 | 0 | 778599.6539 | 1895125.4226 | 0 | 0 | 0 | 0 | 0 | 0 | 0 | 0 | 0 | 0 | 0 | 0 | 0 | 0 | 0 | 0 | -259533.218 | 0 | 0 | 0 | 0 | 0 | 0 | 0 | 0 | 0 | 0 | 0 | 0 | 0 | 0 | 0 | 0
2016-04-06 10:00 | 0 | 0 | 0 | 0 | 139144.782 | 0 | 398678 | 0 | 0 | 0 | 0 | 519066.4359 | 1895125.4226 | 0 | 0 | 0 | 0 | 0 | 0 | 0 | 0 | 0 | 0 | 0 | 0 | 0 | 0 | 0 | 0 | -259533.218 | 0 | 0 | 0 | 0 | 0 | 0 | 0 | 0 | 0 | 0 | 0 | 0 | 0 | 0 | 0 | 0
2016-04-06 11:00 | 0 | 0 | 0 | 0 | 163943.782 | 0 | 423477 | 0 | 0 | 0 | 0 | 259533.218 | 1895125.4226 | 0 | 0 | 0 | 0 | 0 | 0 | 0 | 0 | 0 | 0 | 0 | 0 | 0 | 0 | 0 | 0 | -259533.218 | 0 | 0 | 0 | 0 | 0 | 0 | 0 | 0 | 0 | 0 | 0 | 0 | 0 | 0 | 0 | 0
2016-04-06 12:00 | 0 | 0 | 0 | 0 | 169953.2814 | 155.5006 | 429642 | 0 | 0 | 0 | 0 | 0 | 1895125.4226 | 0 | 0 | 0 | 0 | 0 | 0 | 0 | 0 | 0 | 0 | 0 | 0 | 0 | 0 | 0 | 0 | -259533.218 | 0 | 0 | 0 | 0 | 0 | 0 | 0 | 0 | 0 | 0 | 0 | 0 | 0 | 0 | 0 | 0
2016-04-06 13:00 | 0 | 0 | 0 | 0 | 211086.439 | 219843.561 | 430930 | 0 | 0 | 0 | 0 | 0 | 1895125.4226 | 0 | 0 | 0 | 0 | 0 | 0 | 0 | 0 | 0 | 0 | 0 | 0 | 0 | 0 | 0 | 0 | 0 | 0 | 0 | 0 | 0 | 0 | 0 | 0 | 0 | 0 | 0 | 0 | 0 | 0 | 0 | 0 | 0
2016-04-06 14:00 | 0 | 0 | 0 | 0 | 77228.2866 | 615194.9314 | 432890 | 0 | 0 | 0 | 0 | 259533.218 | 1895125.4226 | 0 | 0 | 0 | 0 | 0 | 0 | 0 | 0 | 0 | 0 | 0 | 0 | 0 | 0 | 0 | 0 | 259533.218 | 0 | 0 | 0 | 0 | 0 | 0 | 0 | 0 | 0 | 0 | 0 | 0 | 0 | 0 | 0 | 0
2016-04-06 15:00 | 0 | 0 | 0 | 0 | 0 | 706237.6959 | 432338 | 0 | 0 | 0 | 0 | 519066.4359 | 1909491.9006 | 0 | 0 | 0 | 0 | 0 | 0 | 0 | 0 | 0 | 0 | 0 | 0 | 0 | 0 | 0 | 0 | 259533.218 | 14366.478 | 0 | 0 | 0 | 0 | 0 | 0 | 0 | 0 | 0 | 0 | 0 | 0 | 0 | 0 | 0
2016-04-06 16:00 | 0 | 0 | 0 | 0 | 0 | 704033.6959 | 430134 | 0 | 0 | 0 | 0 | 778599.6539 | 1923858.3786 | 0 | 0 | 0 | 0 | 0 | 0 | 0 | 0 | 0 | 0 | 0 | 0 | 0 | 0 | 0 | 0 | 259533.218 | 14366.478 | 0 | 0 | 0 | 0 | 0 | 0 | 0 | 0 | 0 | 0 | 0 | 0 | 0 | 0 | 0
2016-04-06 17:00 | 0 | 0 | 0 | 0 | 0 | 703254.6959 | 429355 | 0 | 0 | 0 | 0 | 1038132.8719 | 1938224.8566 | 0 | 0 | 0 | 0 | 0 | 0 | 0 | 0 | 0 | 0 | 0 | 0 | 0 | 0 | 0 | 0 | 259533.218 | 14366.478 | 0 | 0 | 0 | 0 | 0 | 0 | 0 | 0 | 0 | 0 | 0 | 0 | 0 | 0 | 0
2016-04-06 18:00 | 0 | 0 | 0 | 0 | 0 | 703613.6959 | 429714 | 0 | 0 | 0 | 0 | 1297666.0898 | 1952591.3345 | 0 | 0 | 0 | 0 | 0 | 0 | 0 | 0 | 0 | 0 | 0 | 0 | 0 | 0 | 0 | 0 | 259533.218 | 14366.478 | 0 | 0 | 0 | 0 | 0 | 0 | 0 | 0 | 0 | 0 | 0 | 0 | 0 | 0 | 0
2016-04-06 19:00 | 0 | 0 | 0 | 0 | 0 | 703531.6959 | 429632 | 0 | 0 | 0 | 0 | 1557199.3078 | 1966957.8125 | 0 | 0 | 0 | 0 | 0 | 0 | 0 | 0 | 0 | 0 | 0 | 0 | 0 | 0 | 0 | 0 | 259533.218 | 14366.478 | 0 | 0 | 0 | 0 | 0 | 0 | 0 | 0 | 0 | 0 | 0 | 0 | 0 | 0 | 0
2016-04-06 20:00 | 0 | 0 | 0 | 0 | 0 | 706150.6959 | 432251 | 0 | 0 | 0 | 0 | 1816732.5258 | 1981324.2905 | 0 | 0 | 0 | 0 | 0 | 0 | 0 | 0 | 0 | 0 | 0 | 0 | 0 | 0 | 0 | 0 | 259533.218 | 14366.478 | 0 | 0 | 0 | 0 | 0 | 0 | 0 | 0 | 0 | 0 | 0 | 0 | 0 | 0 | 0
2016-04-06 21:00 | 0 | 0 | 0 | 0 | 0 | 709265.6959 | 435366 | 0 | 0 | 0 | 0 | 2076265.7437 | 1995690.7685 | 0 | 0 | 0 | 0 | 0 | 0 | 0 | 0 | 0 | 0 | 0 | 0 | 0 | 0 | 0 | 0 | 259533.218 | 14366.478 | 0 | 0 | 0 | 0 | 0 | 0 | 0 | 0 | 0 | 0 | 0 | 0 | 0 | 0 | 0
2016-04-06 22:00 | 0 | 0 | 0 | 0 | 0 | 735757.9855 | 438344 | 0 | 0 | 0 | 0 | 2335798.9617 | 2010057.2465 | 0 | 0 | 0 | 0 | 0 | 0 | 23514.2896 | 0 | 0 | 0 | 0 | 0 | 0 | 0 | 0 | 0 | 259533.218 | 14366.478 | 0 | 0 | 0 | 0 | 0 | 0 | 0 | 0 | 23514.2896 | 0 | 0 | 0 | 0 | 0 | 0
2016-04-06 23:00 | 0 | 0 | 0 | 0 | 0 | 712034.8446 | 443182 | 0 | 0 | 0 | 0 | 2595332.1797 | 2019376.8731 | 0 | 0 | 0 | 0 | 0 | 0 | 23514.2896 | 0 | 0 | 0 | 0 | 0 | 0 | 0 | 0 | 0 | 259533.218 | 9319.6267 | 0 | 0 | 0 | 0 | 0 | 0 | 0 | 0 | 0 | 0 | 0 | 0 | 0 | 0 | 0
2016-04-07 | 0 | 0 | 0 | 0 | 0 | 432673.3044 | 448526 | 0 | 0 | 0 | 0 | 2602993.7737 | 2019376.8731 | 0 | 0 | 0 | 0 | 0 | 0 | 0 | 0 | 0 | 0 | 0 | 0 | 0 | 0 | 0 | 0 | 7661.594 | 0 | 0 | 0 | 0 | 0 | 0 | 0 | 0 | 0 | -23514.2896 | 0 | 0 | 0 | 0 | 0 | 0
2016-04-07 01:00 | 0 | 0 | 0 | 0 | 123167.3105 | 60323.4715 | 443024 | 0 | 0 | 0 | 0 | 2343460.5558 | 2019376.8731 | 0 | 0 | 0 | 0 | 0 | 0 | 0 | 0 | 0 | 0 | 0 | 0 | 0 | 0 | 0 | 0 | -259533.218 | 0 | 0 | 0 | 0 | 0 | 0 | 0 | 0 | 0 | 0 | 0 | 0 | 0 | 0 | 0 | 0
2016-04-07 02:00 | 0 | 0 | 0 | 0 | 165207.2362 | 9.5458 | 424750 | 0 | 0 | 0 | 0 | 2083927.3378 | 2019376.8731 | 0 | 0 | 0 | 0 | 0 | 0 | 0 | 0 | 0 | 0 | 0 | 0 | 0 | 0 | 0 | 0 | -259533.218 | 0 | 0 | 0 | 0 | 0 | 0 | 0 | 0 | 0 | 0 | 0 | 0 | 0 | 0 | 0 | 0
2016-04-07 03:00 | 0 | 0 | 0 | 0 | 142085.782 | 0 | 401619 | 0 | 0 | 0 | 0 | 1824394.1198 | 2019376.8731 | 0 | 0 | 0 | 0 | 0 | 0 | 0 | 0 | 0 | 0 | 0 | 0 | 0 | 0 | 0 | 0 | -259533.218 | 0 | 0 | 0 | 0 | 0 | 0 | 0 | 0 | 0 | 0 | 0 | 0 | 0 | 0 | 0 | 0
2016-04-07 04:00 | 0 | 0 | 0 | 0 | 119124.782 | 0 | 378658 | 0 | 0 | 0 | 0 | 1564860.9018 | 2019376.8731 | 0 | 0 | 0 | 0 | 0 | 0 | 0 | 0 | 0 | 0 | 0 | 0 | 0 | 0 | 0 | 0 | -259533.218 | 0 | 0 | 0 | 0 | 0 | 0 | 0 | 0 | 0 | 0 | 0 | 0 | 0 | 0 | 0 | 0
2016-04-07 05:00 | 0 | 0 | 0 | 0 | 101560.782 | 0 | 361094 | 0 | 0 | 0 | 0 | 1305327.6839 | 2019376.8731 | 0 | 0 | 0 | 0 | 0 | 0 | 0 | 0 | 0 | 0 | 0 | 0 | 0 | 0 | 0 | 0 | -259533.218 | 0 | 0 | 0 | 0 | 0 | 0 | 0 | 0 | 0 | 0 | 0 | 0 | 0 | 0 | 0 | 0
2016-04-07 06:00 | 0 | 0 | 0 | 0 | 0 | 0 | 348949 | 0 | 0 | 0 | 0 | 1045794.4659 | 1929961.0911 | 0 | 0 | 0 | 0 | 0 | 0 | 0 | 0 | 0 | 0 | 0 | 0 | 0 | 0 | 0 | 0 | -259533.218 | 0 | 89415.782 | 0 | 0 | 0 | 0 | 0 | 0 | 0 | 0 | 0 | 0 | 0 | 0 | 0 | 0
2016-04-07 07:00 | 0 | 0 | 0 | 0 | 601655.218 | 0 | 342122 | 0 | 0 | 0 | 0 | 1305327.6839 | 1929961.0911 | 0 | 0 | 0 | 0 | 0 | 0 | 0 | 0 | 0 | 0 | 0 | 0 | 0 | 0 | 0 | 0 | 259533.218 | 0 | 0 | 0 | 0 | 0 | 0 | 0 | 0 | 0 | 0 | 0 | 0 | 0 | 0 | 0 | 0
2016-04-07 08:00 | 0 | 0 | 0 | 0 | 82352.782 | 0 | 341886 | 0 | 0 | 0 | 0 | 1045794.4659 | 1929961.0911 | 0 | 0 | 0 | 0 | 0 | 0 | 0 | 0 | 0 | 0 | 0 | 0 | 0 | 0 | 0 | 0 | -259533.218 | 0 | 0 | 0 | 0 | 0 | 0 | 0 | 0 | 0 | 0 | 0 | 0 | 0 | 0 | 0 | 0
2016-04-07 09:00 | 0 | 0 | 0 | 0 | 90583.782 | 0 | 350117 | 0 | 0 | 0 | 0 | 786261.2479 | 1929961.0911 | 0 | 0 | 0 | 0 | 0 | 0 | 0 | 0 | 0 | 0 | 0 | 0 | 0 | 0 | 0 | 0 | -259533.218 | 0 | 0 | 0 | 0 | 0 | 0 | 0 | 0 | 0 | 0 | 0 | 0 | 0 | 0 | 0 | 0
2016-04-07 10:00 | 0 | 0 | 0 | 0 | 117457.782 | 0 | 376991 | 0 | 0 | 0 | 0 | 526728.03 | 1929961.0911 | 0 | 0 | 0 | 0 | 0 | 0 | 0 | 0 | 0 | 0 | 0 | 0 | 0 | 0 | 0 | 0 | -259533.218 | 0 | 0 | 0 | 0 | 0 | 0 | 0 | 0 | 0 | 0 | 0 | 0 | 0 | 0 | 0 | 0
2016-04-07 11:00 | 0 | 0 | 0 | 0 | 143858.782 | 0 | 403392 | 0 | 0 | 0 | 0 | 267194.812 | 1929961.0911 | 0 | 0 | 0 | 0 | 0 | 0 | 0 | 0 | 0 | 0 | 0 | 0 | 0 | 0 | 0 | 0 | -259533.218 | 0 | 0 | 0 | 0 | 0 | 0 | 0 | 0 | 0 | 0 | 0 | 0 | 0 | 0 | 0 | 0
2016-04-07 12:00 | 0 | 0 | 0 | 0 | 155120.6249 | 187.1571 | 414841 | 0 | 0 | 0 | 0 | 7661.594 | 1929961.0911 | 0 | 0 | 0 | 0 | 0 | 0 | 0 | 0 | 0 | 0 | 0 | 0 | 0 | 0 | 0 | 0 | -259533.218 | 0 | 0 | 0 | 0 | 0 | 0 | 0 | 0 | 0 | 0 | 0 | 0 | 0 | 0 | 0 | 0
2016-04-07 13:00 | 0 | 0 | 0 | 0 | 490235.3117 | 191071.9063 | 421774 | 0 | 0 | 0 | 0 | 267194.812 | 1929961.0911 | 0 | 0 | 0 | 0 | 0 | 0 | 0 | 0 | 0 | 0 | 0 | 0 | 0 | 0 | 0 | 0 | 259533.218 | 0 | 0 | 0 | 0 | 0 | 0 | 0 | 0 | 0 | 0 | 0 | 0 | 0 | 0 | 0 | 0
2016-04-07 14:00 | 0 | 0 | 0 | 0 | 0 | 468676.9161 | 428430 | 0 | 0 | 0 | 0 | 416267.8229 | 1821134.9964 | 0 | 0 | 0 | 0 | 0 | 0 | 0 | 0 | 0 | 0 | 0 | 0 | 0 | 0 | 0 | 0 | 149073.0109 | 0 | 108826.0947 | 0 | 0 | 0 | 0 | 0 | 0 | 0 | 0 | 0 | 0 | 0 | 0 | 0 | 0
2016-04-07 15:00 | 0 | 0 | 0 | 0 | 58115.0269 | 633309.191 | 431891 | 0 | 0 | 0 | 0 | 675801.0408 | 1821134.9964 | 0 | 0 | 0 | 0 | 0 | 0 | 0 | 0 | 0 | 0 | 0 | 0 | 0 | 0 | 0 | 0 | 259533.218 | 0 | 0 | 0 | 0 | 0 | 0 | 0 | 0 | 0 | 0 | 0 | 0 | 0 | 0 | 0 | 0
2016-04-07 16:00 | 0 | 0 | 0 | 0 | 0 | 707413.6959 | 433514 | 0 | 0 | 0 | 0 | 935334.2588 | 1835501.4744 | 0 | 0 | 0 | 0 | 0 | 0 | 0 | 0 | 0 | 0 | 0 | 0 | 0 | 0 | 0 | 0 | 259533.218 | 14366.478 | 0 | 0 | 0 | 0 | 0 | 0 | 0 | 0 | 0 | 0 | 0 | 0 | 0 | 0 | 0
2016-04-07 17:00 | 0 | 0 | 0 | 0 | 0 | 709004.6959 | 435105 | 0 | 0 | 0 | 0 | 1194867.4768 | 1849867.9523 | 0 | 0 | 0 | 0 | 0 | 0 | 0 | 0 | 0 | 0 | 0 | 0 | 0 | 0 | 0 | 0 | 259533.218 | 14366.478 | 0 | 0 | 0 | 0 | 0 | 0 | 0 | 0 | 0 | 0 | 0 | 0 | 0 | 0 | 0
2016-04-07 18:00 | 0 | 0 | 0 | 0 | 0 | 717396.8463 | 436583 | 0 | 0 | 0 | 0 | 1454400.6948 | 1864234.4303 | 0 | 0 | 0 | 0 | 0 | 0 | 6914.1504 | 0 | 0 | 0 | 0 | 0 | 0 | 0 | 0 | 0 | 259533.218 | 14366.478 | 0 | 0 | 0 | 0 | 0 | 0 | 0 | 0 | 6914.1504 | 0 | 0 | 0 | 0 | 0 | 0
2016-04-07 19:00 | 0 | 0 | 0 | 0 | 0 | 728347.3545 | 438358 | 0 | 0 | 0 | 0 | 1713933.9127 | 1878600.9083 | 0 | 0 | 0 | 0 | 0 | 0 | 23003.8089 | 0 | 0 | 0 | 0 | 0 | 0 | 0 | 0 | 0 | 259533.218 | 14366.478 | 0 | 0 | 0 | 0 | 0 | 0 | 0 | 0 | 16089.6585 | 0 | 0 | 0 | 0 | 0 | 0
2016-04-07 20:00 | 0 | 0 | 0 | 0 | 0 | 715994.1766 | 441584 | 0 | 0 | 0 | 0 | 1973467.1307 | 1892967.3863 | 0 | 0 | 0 | 0 | 0 | 0 | 23514.2896 | 0 | 0 | 0 | 0 | 0 | 0 | 0 | 0 | 0 | 259533.218 | 14366.478 | 0 | 0 | 0 | 0 | 0 | 0 | 0 | 0 | 510.4806 | 0 | 0 | 0 | 0 | 0 | 0
2016-04-07 21:00 | 0 | 0 | 0 | 0 | 0 | 685163.8747 | 444346 | 0 | 0 | 0 | 0 | 2233000.3487 | 1897766.3326 | 0 | 0 | 0 | 0 | 0 | 0 | 0 | 0 | 0 | 0 | 0 | 0 | 0 | 0 | 0 | 0 | 259533.218 | 4798.9463 | 0 | 0 | 0 | 0 | 0 | 0 | 0 | 0 | -23514.2896 | 0 | 0 | 0 | 0 | 0 | 0
2016-04-07 22:00 | 0 | 0 | 0 | 0 | 0 | 615861.6614 | 443858 | 0 | 0 | 0 | 0 | 2405004.01 | 1897766.3326 | 0 | 0 | 0 | 0 | 0 | 0 | 0 | 0 | 0 | 0 | 0 | 0 | 0 | 0 | 0 | 0 | 172003.6614 | 0 | 0 | 0 | 0 | 0 | 0 | 0 | 0 | 0 | 0 | 0 | 0 | 0 | 0 | 0 | 0
2016-04-07 23:00 | 0 | 0 | 0 | 0 | 0 | 481212.0993 | 443415 | 0 | 0 | 0 | 0 | 2442801.1093 | 1897766.3326 | 0 | 0 | 0 | 0 | 0 | 0 | 0 | 0 | 0 | 0 | 0 | 0 | 0 | 0 | 0 | 0 | 37797.0993 | 0 | 0 | 0 | 0 | 0 | 0 | 0 | 0 | 0 | 0 | 0 | 0 | 0 | 0 | 0 | 0
2016-04-08 | 0 | 0 | 0 | 0 | 0 | 272236.925 | 447159 | 0 | 0 | 0 | 0 | 2267879.0343 | 1897766.3326 | 0 | 0 | 0 | 0 | 0 | 0 | 0 | 0 | 0 | 0 | 0 | 0 | 0 | 0 | 0 | 0 | -174922.075 | 0 | 0 | 0 | 0 | 0 | 0 | 0 | 0 | 0 | 0 | 0 | 0 | 0 | 0 | 0 | 0
2016-04-08 01:00 | 0 | 0 | 0 | 0 | 147354.9524 | 35515.8296 | 442404 | 0 | 0 | 0 | 0 | 2008345.8163 | 1897766.3326 | 0 | 0 | 0 | 0 | 0 | 0 | 0 | 0 | 0 | 0 | 0 | 0 | 0 | 0 | 0 | 0 | -259533.218 | 0 | 0 | 0 | 0 | 0 | 0 | 0 | 0 | 0 | 0 | 0 | 0 | 0 | 0 | 0 | 0
2016-04-08 02:00 | 0 | 0 | 0 | 0 | 165328.394 | 6.388 | 424868 | 0 | 0 | 0 | 0 | 1748812.5984 | 1897766.3326 | 0 | 0 | 0 | 0 | 0 | 0 | 0 | 0 | 0 | 0 | 0 | 0 | 0 | 0 | 0 | 0 | -259533.218 | 0 | 0 | 0 | 0 | 0 | 0 | 0 | 0 | 0 | 0 | 0 | 0 | 0 | 0 | 0 | 0
2016-04-08 03:00 | 0 | 0 | 0 | 0 | 143215.782 | 0 | 402749 | 0 | 0 | 0 | 0 | 1489279.3804 | 1897766.3326 | 0 | 0 | 0 | 0 | 0 | 0 | 0 | 0 | 0 | 0 | 0 | 0 | 0 | 0 | 0 | 0 | -259533.218 | 0 | 0 | 0 | 0 | 0 | 0 | 0 | 0 | 0 | 0 | 0 | 0 | 0 | 0 | 0 | 0
2016-04-08 04:00 | 0 | 0 | 0 | 0 | 640498.218 | 0 | 380965 | 0 | 0 | 0 | 0 | 1748812.5984 | 1897766.3326 | 0 | 0 | 0 | 0 | 0 | 0 | 0 | 0 | 0 | 0 | 0 | 0 | 0 | 0 | 0 | 0 | 259533.218 | 0 | 0 | 0 | 0 | 0 | 0 | 0 | 0 | 0 | 0 | 0 | 0 | 0 | 0 | 0 | 0
2016-04-08 05:00 | 0 | 0 | 0 | 0 | 104091.782 | 0 | 363625 | 0 | 0 | 0 | 0 | 1489279.3804 | 1897766.3326 | 0 | 0 | 0 | 0 | 0 | 0 | 0 | 0 | 0 | 0 | 0 | 0 | 0 | 0 | 0 | 0 | -259533.218 | 0 | 0 | 0 | 0 | 0 | 0 | 0 | 0 | 0 | 0 | 0 | 0 | 0 | 0 | 0 | 0
2016-04-08 06:00 | 0 | 0 | 0 | 0 | 92341.782 | 0 | 351875 | 0 | 0 | 0 | 0 | 1229746.1624 | 1897766.3326 | 0 | 0 | 0 | 0 | 0 | 0 | 0 | 0 | 0 | 0 | 0 | 0 | 0 | 0 | 0 | 0 | -259533.218 | 0 | 0 | 0 | 0 | 0 | 0 | 0 | 0 | 0 | 0 | 0 | 0 | 0 | 0 | 0 | 0
2016-04-08 07:00 | 0 | 0 | 0 | 0 | 451513.9102 | 0 | 345250 | 0 | 0 | 0 | 0 | 1336010.0726 | 1897766.3326 | 0 | 0 | 0 | 0 | 0 | 0 | 0 | 0 | 0 | 0 | 0 | 0 | 0 | 0 | 0 | 0 | 106263.9102 | 0 | 0 | 0 | 0 | 0 | 0 | 0 | 0 | 0 | 0 | 0 | 0 | 0 | 0 | 0 | 0
2016-04-08 08:00 | 0 | 0 | 0 | 0 | 85864.782 | 0 | 345398 | 0 | 0 | 0 | 0 | 1076476.8546 | 1897766.3326 | 0 | 0 | 0 | 0 | 0 | 0 | 0 | 0 | 0 | 0 | 0 | 0 | 0 | 0 | 0 | 0 | -259533.218 | 0 | 0 | 0 | 0 | 0 | 0 | 0 | 0 | 0 | 0 | 0 | 0 | 0 | 0 | 0 | 0
2016-04-08 09:00 | 0 | 0 | 0 | 0 | 95787.782 | 0 | 355321 | 0 | 0 | 0 | 0 | 816943.6367 | 1897766.3326 | 0 | 0 | 0 | 0 | 0 | 0 | 0 | 0 | 0 | 0 | 0 | 0 | 0 | 0 | 0 | 0 | -259533.218 | 0 | 0 | 0 | 0 | 0 | 0 | 0 | 0 | 0 | 0 | 0 | 0 | 0 | 0 | 0 | 0
2016-04-08 10:00 | 0 | 0 | 0 | 0 | 402147.1928 | 0 | 380433 | 0 | 0 | 0 | 0 | 838657.8294 | 1897766.3326 | 0 | 0 | 0 | 0 | 0 | 0 | 0 | 0 | 0 | 0 | 0 | 0 | 0 | 0 | 0 | 0 | 21714.1928 | 0 | 0 | 0 | 0 | 0 | 0 | 0 | 0 | 0 | 0 | 0 | 0 | 0 | 0 | 0 | 0
2016-04-08 11:00 | 0 | 0 | 0 | 0 | 145138.782 | 0 | 404672 | 0 | 0 | 0 | 0 | 579124.6115 | 1897766.3326 | 0 | 0 | 0 | 0 | 0 | 0 | 0 | 0 | 0 | 0 | 0 | 0 | 0 | 0 | 0 | 0 | -259533.218 | 0 | 0 | 0 | 0 | 0 | 0 | 0 | 0 | 0 | 0 | 0 | 0 | 0 | 0 | 0 | 0
2016-04-08 12:00 | 0 | 0 | 0 | 0 | 155015.6403 | 203.1417 | 414752 | 0 | 0 | 0 | 0 | 319591.3935 | 1897766.3326 | 0 | 0 | 0 | 0 | 0 | 0 | 0 | 0 | 0 | 0 | 0 | 0 | 0 | 0 | 0 | 0 | -259533.218 | 0 | 0 | 0 | 0 | 0 | 0 | 0 | 0 | 0 | 0 | 0 | 0 | 0 | 0 | 0 | 0
2016-04-08 13:00 | 0 | 0 | 0 | 0 | 286653.8688 | 135039.0222 | 420576 | 0 | 0 | 0 | 0 | 320708.2846 | 1897766.3326 | 0 | 0 | 0 | 0 | 0 | 0 | 0 | 0 | 0 | 0 | 0 | 0 | 0 | 0 | 0 | 0 | 1116.8911 | 0 | 0 | 0 | 0 | 0 | 0 | 0 | 0 | 0 | 0 | 0 | 0 | 0 | 0 | 0 | 0
2016-04-08 14:00 | 0 | 0 | 0 | 0 | 0 | 340556.6062 | 426123 | 0 | 0 | 0 | 0 | 235141.8908 | 1897766.3326 | 0 | 0 | 0 | 0 | 0 | 0 | 0 | 0 | 0 | 0 | 0 | 0 | 0 | 0 | 0 | 0 | -85566.3938 | 0 | 0 | 0 | 0 | 0 | 0 | 0 | 0 | 0 | 0 | 0 | 0 | 0 | 0 | 0 | 0
2016-04-08 15:00 | 0 | 0 | 0 | 0 | 192398.6342 | 496167.5838 | 429033 | 0 | 0 | 0 | 0 | 494675.1087 | 1897766.3326 | 0 | 0 | 0 | 0 | 0 | 0 | 0 | 0 | 0 | 0 | 0 | 0 | 0 | 0 | 0 | 0 | 259533.218 | 0 | 0 | 0 | 0 | 0 | 0 | 0 | 0 | 0 | 0 | 0 | 0 | 0 | 0 | 0 | 0
2016-04-08 16:00 | 0 | 0 | 0 | 0 | 103265.2424 | 585009.9756 | 428742 | 0 | 0 | 0 | 0 | 754208.3267 | 1897766.3326 | 0 | 0 | 0 | 0 | 0 | 0 | 0 | 0 | 0 | 0 | 0 | 0 | 0 | 0 | 0 | 0 | 259533.218 | 0 | 0 | 0 | 0 | 0 | 0 | 0 | 0 | 0 | 0 | 0 | 0 | 0 | 0 | 0 | 0
2016-04-08 17:00 | 0 | 0 | 0 | 0 | 0 | 624876.2228 | 428449 | 0 | 0 | 0 | 0 | 950635.5494 | 1897766.3326 | 0 | 0 | 0 | 0 | 0 | 0 | 0 | 0 | 0 | 0 | 0 | 0 | 0 | 0 | 0 | 0 | 196427.2228 | 0 | 0 | 0 | 0 | 0 | 0 | 0 | 0 | 0 | 0 | 0 | 0 | 0 | 0 | 0 | 0
2016-04-08 18:00 | 0 | 0 | 0 | 0 | 0 | 630991.0113 | 428302 | 0 | 0 | 0 | 0 | 1153324.5608 | 1897766.3326 | 0 | 0 | 0 | 0 | 0 | 0 | 0 | 0 | 0 | 0 | 0 | 0 | 0 | 0 | 0 | 0 | 202689.0113 | 0 | 0 | 0 | 0 | 0 | 0 | 0 | 0 | 0 | 0 | 0 | 0 | 0 | 0 | 0 | 0
2016-04-08 19:00 | 0 | 0 | 0 | 0 | 0 | 622841.3406 | 426825 | 0 | 0 | 0 | 0 | 1412857.7787 | 1834249.4552 | 0 | 0 | 0 | 0 | 0 | 0 | 0 | 0 | 0 | 0 | 0 | 0 | 0 | 0 | 0 | 0 | 259533.218 | 0 | 63516.8773 | 0 | 0 | 0 | 0 | 0 | 0 | 0 | 0 | 0 | 0 | 0 | 0 | 0 | 0
2016-04-08 20:00 | 0 | 0 | 0 | 0 | 0 | 606573.2043 | 426716 | 0 | 0 | 0 | 0 | 1592714.9831 | 1834249.4552 | 0 | 0 | 0 | 0 | 0 | 0 | 0 | 0 | 0 | 0 | 0 | 0 | 0 | 0 | 0 | 0 | 179857.2043 | 0 | 0 | 0 | 0 | 0 | 0 | 0 | 0 | 0 | 0 | 0 | 0 | 0 | 0 | 0 | 0
2016-04-08 21:00 | 0 | 0 | 0 | 0 | 0 | 561549.8442 | 426130 | 0 | 0 | 0 | 0 | 1728134.8273 | 1834249.4552 | 0 | 0 | 0 | 0 | 0 | 0 | 0 | 0 | 0 | 0 | 0 | 0 | 0 | 0 | 0 | 0 | 135419.8442 | 0 | 0 | 0 | 0 | 0 | 0 | 0 | 0 | 0 | 0 | 0 | 0 | 0 | 0 | 0 | 0
2016-04-08 22:00 | 0 | 0 | 0 | 0 | 0 | 487672.0635 | 423852 | 0 | 0 | 0 | 0 | 1791954.8908 | 1834249.4552 | 0 | 0 | 0 | 0 | 0 | 0 | 0 | 0 | 0 | 0 | 0 | 0 | 0 | 0 | 0 | 0 | 63820.0635 | 0 | 0 | 0 | 0 | 0 | 0 | 0 | 0 | 0 | 0 | 0 | 0 | 0 | 0 | 0 | 0
2016-04-08 23:00 | 0 | 0 | 0 | 0 | 0 | 358883.2076 | 422141 | 0 | 0 | 0 | 0 | 1728697.0983 | 1834249.4552 | 0 | 0 | 0 | 0 | 0 | 0 | 0 | 0 | 0 | 0 | 0 | 0 | 0 | 0 | 0 | 0 | -63257.7924 | 0 | 0 | 0 | 0 | 0 | 0 | 0 | 0 | 0 | 0 | 0 | 0 | 0 | 0 | 0 | 0
2016-04-09 | 0 | 0 | 0 | 0 | 0 | 186494.9618 | 427867 | 0 | 0 | 0 | 0 | 1472958.5822 | 1848615.9332 | 0 | 0 | 0 | 0 | 0 | 0 | 0 | 0 | 0 | 0 | 0 | 0 | 0 | 0 | 0 | 0 | -255738.5161 | 14366.478 | 0 | 0 | 0 | 0 | 0 | 0 | 0 | 0 | 0 | 0 | 0 | 0 | 0 | 0 | 0
2016-04-09 01:00 | 0 | 0 | 0 | 0 | 149229.6399 | 17861.1422 | 426624 | 0 | 0 | 0 | 0 | 1213425.3642 | 1848615.9332 | 0 | 0 | 0 | 0 | 0 | 0 | 0 | 0 | 0 | 0 | 0 | 0 | 0 | 0 | 0 | 0 | -259533.218 | 0 | 0 | 0 | 0 | 0 | 0 | 0 | 0 | 0 | 0 | 0 | 0 | 0 | 0 | 0 | 0
2016-04-09 02:00 | 0 | 0 | 0 | 0 | 649916.6367 | 0.095044 | 415274 | 0 | 0 | 0 | 0 | 1448068.096 | 1848615.9332 | 0 | 0 | 0 | 0 | 0 | 0 | 0 | 0 | 0 | 0 | 0 | 0 | 0 | 0 | 0 | 0 | 234642.7318 | 0 | 0 | 0 | 0 | 0 | 0 | 0 | 0 | 0 | 0 | 0 | 0 | 0 | 0 | 0 | 0
2016-04-09 03:00 | 0 | 0 | 0 | 0 | 139609.782 | 0 | 399143 | 0 | 0 | 0 | 0 | 1188534.878 | 1848615.9332 | 0 | 0 | 0 | 0 | 0 | 0 | 0 | 0 | 0 | 0 | 0 | 0 | 0 | 0 | 0 | 0 | -259533.218 | 0 | 0 | 0 | 0 | 0 | 0 | 0 | 0 | 0 | 0 | 0 | 0 | 0 | 0 | 0 | 0
2016-04-09 04:00 | 0 | 0 | 0 | 0 | 121527.782 | 0 | 381061 | 0 | 0 | 0 | 0 | 929001.66 | 1848615.9332 | 0 | 0 | 0 | 0 | 0 | 0 | 0 | 0 | 0 | 0 | 0 | 0 | 0 | 0 | 0 | 0 | -259533.218 | 0 | 0 | 0 | 0 | 0 | 0 | 0 | 0 | 0 | 0 | 0 | 0 | 0 | 0 | 0 | 0
2016-04-09 05:00 | 0 | 0 | 0 | 0 | 107514.782 | 0 | 367048 | 0 | 0 | 0 | 0 | 669468.4421 | 1848615.9332 | 0 | 0 | 0 | 0 | 0 | 0 | 0 | 0 | 0 | 0 | 0 | 0 | 0 | 0 | 0 | 0 | -259533.218 | 0 | 0 | 0 | 0 | 0 | 0 | 0 | 0 | 0 | 0 | 0 | 0 | 0 | 0 | 0 | 0
2016-04-09 06:00 | 0 | 0 | 0 | 0 | 580915.2433 | 0 | 356187 | 0 | 0 | 0 | 0 | 894196.6854 | 1848615.9332 | 0 | 0 | 0 | 0 | 0 | 0 | 0 | 0 | 0 | 0 | 0 | 0 | 0 | 0 | 0 | 0 | 224728.2433 | 0 | 0 | 0 | 0 | 0 | 0 | 0 | 0 | 0 | 0 | 0 | 0 | 0 | 0 | 0 | 0
2016-04-09 07:00 | 0 | 0 | 0 | 0 | 90310.782 | 0 | 349844 | 0 | 0 | 0 | 0 | 634663.4674 | 1848615.9332 | 0 | 0 | 0 | 0 | 0 | 0 | 0 | 0 | 0 | 0 | 0 | 0 | 0 | 0 | 0 | 0 | -259533.218 | 0 | 0 | 0 | 0 | 0 | 0 | 0 | 0 | 0 | 0 | 0 | 0 | 0 | 0 | 0 | 0
2016-04-09 08:00 | 0 | 0 | 0 | 0 | 87829.782 | 0 | 347363 | 0 | 0 | 0 | 0 | 375130.2494 | 1848615.9332 | 0 | 0 | 0 | 0 | 0 | 0 | 0 | 0 | 0 | 0 | 0 | 0 | 0 | 0 | 0 | 0 | -259533.218 | 0 | 0 | 0 | 0 | 0 | 0 | 0 | 0 | 0 | 0 | 0 | 0 | 0 | 0 | 0 | 0
2016-04-09 09:00 | 0 | 0 | 0 | 0 | 331663.6818 | 0 | 351170 | 0 | 0 | 0 | 0 | 355623.9312 | 1848615.9332 | 0 | 0 | 0 | 0 | 0 | 0 | 0 | 0 | 0 | 0 | 0 | 0 | 0 | 0 | 0 | 0 | -19506.3182 | 0 | 0 | 0 | 0 | 0 | 0 | 0 | 0 | 0 | 0 | 0 | 0 | 0 | 0 | 0 | 0
2016-04-09 10:00 | 0 | 0 | 0 | 0 | 522659.5047 | 0 | 359217 | 0 | 0 | 0 | 0 | 519066.4359 | 1848615.9332 | 0 | 0 | 0 | 0 | 0 | 0 | 0 | 0 | 0 | 0 | 0 | 0 | 0 | 0 | 0 | 0 | 163442.5047 | 0 | 0 | 0 | 0 | 0 | 0 | 0 | 0 | 0 | 0 | 0 | 0 | 0 | 0 | 0 | 0
2016-04-09 11:00 | 0 | 0 | 0 | 0 | 110426.782 | 0 | 369960 | 0 | 0 | 0 | 0 | 259533.218 | 1848615.9332 | 0 | 0 | 0 | 0 | 0 | 0 | 0 | 0 | 0 | 0 | 0 | 0 | 0 | 0 | 0 | 0 | -259533.218 | 0 | 0 | 0 | 0 | 0 | 0 | 0 | 0 | 0 | 0 | 0 | 0 | 0 | 0 | 0 | 0
2016-04-09 12:00 | 0 | 0 | 0 | 0 | 14651.6064 | 228.0809 | 383239 | 0 | 0 | 0 | 0 | 0 | 1739789.8385 | 0 | 0 | 0 | 0 | 0 | 0 | 0 | 0 | 0 | 0 | 0 | 0 | 0 | 0 | 0 | 0 | -259533.218 | 0 | 108826.0947 | 0 | 0 | 0 | 0 | 0 | 0 | 0 | 0 | 0 | 0 | 0 | 0 | 0 | 0
2016-04-09 13:00 | 0 | 0 | 0 | 0 | 221935.884 | 172567.116 | 394503 | 0 | 0 | 0 | 0 | 0 | 1739789.8385 | 0 | 0 | 0 | 0 | 0 | 0 | 0 | 0 | 0 | 0 | 0 | 0 | 0 | 0 | 0 | 0 | 0 | 0 | 0 | 0 | 0 | 0 | 0 | 0 | 0 | 0 | 0 | 0 | 0 | 0 | 0 | 0 | 0
2016-04-09 14:00 | 0 | 0 | 0 | 0 | 210785.0609 | 450907.1571 | 402159 | 0 | 0 | 0 | 0 | 259533.218 | 1739789.8385 | 0 | 0 | 0 | 0 | 0 | 0 | 0 | 0 | 0 | 0 | 0 | 0 | 0 | 0 | 0 | 0 | 259533.218 | 0 | 0 | 0 | 0 | 0 | 0 | 0 | 0 | 0 | 0 | 0 | 0 | 0 | 0 | 0 | 0
2016-04-09 15:00 | 0 | 0 | 0 | 0 | 43515.182 | 634919.514 | 404535 | 0 | 0 | 0 | 0 | 519066.4359 | 1754156.3165 | 0 | 0 | 0 | 0 | 0 | 0 | 0 | 0 | 0 | 0 | 0 | 0 | 0 | 0 | 0 | 0 | 259533.218 | 14366.478 | 0 | 0 | 0 | 0 | 0 | 0 | 0 | 0 | 0 | 0 | 0 | 0 | 0 | 0 | 0
2016-04-09 16:00 | 0 | 0 | 0 | 0 | 0 | 677324.6959 | 403425 | 0 | 0 | 0 | 0 | 778599.6539 | 1768522.7944 | 0 | 0 | 0 | 0 | 0 | 0 | 0 | 0 | 0 | 0 | 0 | 0 | 0 | 0 | 0 | 0 | 259533.218 | 14366.478 | 0 | 0 | 0 | 0 | 0 | 0 | 0 | 0 | 0 | 0 | 0 | 0 | 0 | 0 | 0
2016-04-09 17:00 | 0 | 0 | 0 | 0 | 0 | 675663.6959 | 401764 | 0 | 0 | 0 | 0 | 1038132.8719 | 1782889.2724 | 0 | 0 | 0 | 0 | 0 | 0 | 0 | 0 | 0 | 0 | 0 | 0 | 0 | 0 | 0 | 0 | 259533.218 | 14366.478 | 0 | 0 | 0 | 0 | 0 | 0 | 0 | 0 | 0 | 0 | 0 | 0 | 0 | 0 | 0
2016-04-09 18:00 | 0 | 0 | 0 | 0 | 0 | 673110.6959 | 399211 | 0 | 0 | 0 | 0 | 1297666.0898 | 1797255.7504 | 0 | 0 | 0 | 0 | 0 | 0 | 0 | 0 | 0 | 0 | 0 | 0 | 0 | 0 | 0 | 0 | 259533.218 | 14366.478 | 0 | 0 | 0 | 0 | 0 | 0 | 0 | 0 | 0 | 0 | 0 | 0 | 0 | 0 | 0
2016-04-09 19:00 | 0 | 0 | 0 | 0 | 0 | 673430.8971 | 396576 | 0 | 0 | 0 | 0 | 1557199.3078 | 1811622.2284 | 0 | 0 | 0 | 0 | 0 | 0 | 2955.2012 | 0 | 0 | 0 | 0 | 0 | 0 | 0 | 0 | 0 | 259533.218 | 14366.478 | 0 | 0 | 0 | 0 | 0 | 0 | 0 | 0 | 2955.2012 | 0 | 0 | 0 | 0 | 0 | 0
2016-04-09 20:00 | 0 | 0 | 0 | 0 | 0 | 690938.7844 | 396480 | 0 | 0 | 0 | 0 | 1816732.5258 | 1825988.7064 | 0 | 0 | 0 | 0 | 0 | 0 | 23514.2896 | 0 | 0 | 0 | 0 | 0 | 0 | 0 | 0 | 0 | 259533.218 | 14366.478 | 0 | 0 | 0 | 0 | 0 | 0 | 0 | 0 | 20559.0884 | 0 | 0 | 0 | 0 | 0 | 0
2016-04-09 21:00 | 0 | 0 | 0 | 0 | 0 | 662305.5017 | 396600 | 0 | 0 | 0 | 0 | 2076265.7437 | 1840355.1844 | 0 | 0 | 0 | 0 | 0 | 0 | 15320.0953 | 0 | 0 | 0 | 0 | 0 | 0 | 0 | 0 | 0 | 259533.218 | 14366.478 | 0 | 0 | 0 | 0 | 0 | 0 | 0 | 0 | -8194.1943 | 0 | 0 | 0 | 0 | 0 | 0
2016-04-09 22:00 | 0 | 0 | 0 | 0 | 0 | 598566.3462 | 397334 | 0 | 0 | 0 | 0 | 2292818.1852 | 1840355.1844 | 0 | 0 | 0 | 0 | 0 | 0 | 0 | 0 | 0 | 0 | 0 | 0 | 0 | 0 | 0 | 0 | 216552.4415 | 0 | 0 | 0 | 0 | 0 | 0 | 0 | 0 | 0 | -15320.0953 | 0 | 0 | 0 | 0 | 0 | 0
2016-04-09 23:00 | 0 | 0 | 0 | 0 | 0 | 478492.8139 | 400185 | 0 | 0 | 0 | 0 | 2371125.9992 | 1840355.1844 | 0 | 0 | 0 | 0 | 0 | 0 | 0 | 0 | 0 | 0 | 0 | 0 | 0 | 0 | 0 | 0 | 78307.8139 | 0 | 0 | 0 | 0 | 0 | 0 | 0 | 0 | 0 | 0 | 0 | 0 | 0 | 0 | 0 | 0
2016-04-10 | 0 | 0 | 0 | 0 | 0 | 274166.6074 | 410290 | 0 | 0 | 0 | 0 | 2235002.6066 | 1840355.1844 | 0 | 0 | 0 | 0 | 0 | 0 | 0 | 0 | 0 | 0 | 0 | 0 | 0 | 0 | 0 | 0 | -136123.3926 | 0 | 0 | 0 | 0 | 0 | 0 | 0 | 0 | 0 | 0 | 0 | 0 | 0 | 0 | 0 | 0
2016-04-10 01:00 | 0 | 0 | 0 | 0 | 126731.1237 | 26598.6584 | 412863 | 0 | 0 | 0 | 0 | 1975469.3886 | 1840355.1844 | 0 | 0 | 0 | 0 | 0 | 0 | 0 | 0 | 0 | 0 | 0 | 0 | 0 | 0 | 0 | 0 | -259533.218 | 0 | 0 | 0 | 0 | 0 | 0 | 0 | 0 | 0 | 0 | 0 | 0 | 0 | 0 | 0 | 0
2016-04-10 02:00 | 0 | 0 | 0 | 0 | 144771.6537 | 0.12838 | 404305 | 0 | 0 | 0 | 0 | 1715936.1706 | 1840355.1844 | 0 | 0 | 0 | 0 | 0 | 0 | 0 | 0 | 0 | 0 | 0 | 0 | 0 | 0 | 0 | 0 | -259533.218 | 0 | 0 | 0 | 0 | 0 | 0 | 0 | 0 | 0 | 0 | 0 | 0 | 0 | 0 | 0 | 0
2016-04-10 03:00 | 0 | 0 | 0 | 0 | 22708.6873 | 0 | 391068 | 0 | 0 | 0 | 0 | 1456402.9527 | 1731529.0896 | 0 | 0 | 0 | 0 | 0 | 0 | 0 | 0 | 0 | 0 | 0 | 0 | 0 | 0 | 0 | 0 | -259533.218 | 0 | 108826.0947 | 0 | 0 | 0 | 0 | 0 | 0 | 0 | 0 | 0 | 0 | 0 | 0 | 0 | 0
2016-04-10 04:00 | 0 | 0 | 0 | 0 | 116517.782 | 0 | 376051 | 0 | 0 | 0 | 0 | 1196869.7347 | 1731529.0896 | 0 | 0 | 0 | 0 | 0 | 0 | 0 | 0 | 0 | 0 | 0 | 0 | 0 | 0 | 0 | 0 | -259533.218 | 0 | 0 | 0 | 0 | 0 | 0 | 0 | 0 | 0 | 0 | 0 | 0 | 0 | 0 | 0 | 0
2016-04-10 05:00 | 0 | 0 | 0 | 0 | 623459.218 | 0 | 363926 | 0 | 0 | 0 | 0 | 1456402.9527 | 1731529.0896 | 0 | 0 | 0 | 0 | 0 | 0 | 0 | 0 | 0 | 0 | 0 | 0 | 0 | 0 | 0 | 0 | 259533.218 | 0 | 0 | 0 | 0 | 0 | 0 | 0 | 0 | 0 | 0 | 0 | 0 | 0 | 0 | 0 | 0
2016-04-10 06:00 | 0 | 0 | 0 | 0 | 95087.782 | 0 | 354621 | 0 | 0 | 0 | 0 | 1196869.7347 | 1731529.0896 | 0 | 0 | 0 | 0 | 0 | 0 | 0 | 0 | 0 | 0 | 0 | 0 | 0 | 0 | 0 | 0 | -259533.218 | 0 | 0 | 0 | 0 | 0 | 0 | 0 | 0 | 0 | 0 | 0 | 0 | 0 | 0 | 0 | 0
2016-04-10 07:00 | 0 | 0 | 0 | 0 | 89381.782 | 0 | 348915 | 0 | 0 | 0 | 0 | 937336.5167 | 1731529.0896 | 0 | 0 | 0 | 0 | 0 | 0 | 0 | 0 | 0 | 0 | 0 | 0 | 0 | 0 | 0 | 0 | -259533.218 | 0 | 0 | 0 | 0 | 0 | 0 | 0 | 0 | 0 | 0 | 0 | 0 | 0 | 0 | 0 | 0
2016-04-10 08:00 | 0 | 0 | 0 | 0 | 87781.782 | 0 | 347315 | 0 | 0 | 0 | 0 | 677803.2988 | 1731529.0896 | 0 | 0 | 0 | 0 | 0 | 0 | 0 | 0 | 0 | 0 | 0 | 0 | 0 | 0 | 0 | 0 | -259533.218 | 0 | 0 | 0 | 0 | 0 | 0 | 0 | 0 | 0 | 0 | 0 | 0 | 0 | 0 | 0 | 0
2016-04-10 09:00 | 0 | 0 | 0 | 0 | 89420.782 | 0 | 348954 | 0 | 0 | 0 | 0 | 418270.0808 | 1731529.0896 | 0 | 0 | 0 | 0 | 0 | 0 | 0 | 0 | 0 | 0 | 0 | 0 | 0 | 0 | 0 | 0 | -259533.218 | 0 | 0 | 0 | 0 | 0 | 0 | 0 | 0 | 0 | 0 | 0 | 0 | 0 | 0 | 0 | 0
2016-04-10 10:00 | 0 | 0 | 0 | 0 | 95351.782 | 0 | 354885 | 0 | 0 | 0 | 0 | 158736.8628 | 1731529.0896 | 0 | 0 | 0 | 0 | 0 | 0 | 0 | 0 | 0 | 0 | 0 | 0 | 0 | 0 | 0 | 0 | -259533.218 | 0 | 0 | 0 | 0 | 0 | 0 | 0 | 0 | 0 | 0 | 0 | 0 | 0 | 0 | 0 | 0
2016-04-10 11:00 | 0 | 0 | 0 | 0 | 622010.218 | 0 | 362477 | 0 | 0 | 0 | 0 | 418270.0808 | 1731529.0896 | 0 | 0 | 0 | 0 | 0 | 0 | 0 | 0 | 0 | 0 | 0 | 0 | 0 | 0 | 0 | 0 | 259533.218 | 0 | 0 | 0 | 0 | 0 | 0 | 0 | 0 | 0 | 0 | 0 | 0 | 0 | 0 | 0 | 0
2016-04-10 12:00 | 0 | 0 | 0 | 0 | 111101.9107 | 473.8713 | 371109 | 0 | 0 | 0 | 0 | 158736.8628 | 1731529.0896 | 0 | 0 | 0 | 0 | 0 | 0 | 0 | 0 | 0 | 0 | 0 | 0 | 0 | 0 | 0 | 0 | -259533.218 | 0 | 0 | 0 | 0 | 0 | 0 | 0 | 0 | 0 | 0 | 0 | 0 | 0 | 0 | 0 | 0
2016-04-10 13:00 | 0 | 0 | 0 | 0 | 197231.6507 | 223807.8056 | 379666 | 0 | 0 | 0 | 0 | 200110.3191 | 1731529.0896 | 0 | 0 | 0 | 0 | 0 | 0 | 0 | 0 | 0 | 0 | 0 | 0 | 0 | 0 | 0 | 0 | 41373.4563 | 0 | 0 | 0 | 0 | 0 | 0 | 0 | 0 | 0 | 0 | 0 | 0 | 0 | 0 | 0 | 0
2016-04-10 14:00 | 0 | 0 | 0 | 0 | 171794.4653 | 487214.2306 | 385109 | 0 | 0 | 0 | 0 | 459643.5371 | 1745895.5676 | 0 | 0 | 0 | 0 | 0 | 0 | 0 | 0 | 0 | 0 | 0 | 0 | 0 | 0 | 0 | 0 | 259533.218 | 14366.478 | 0 | 0 | 0 | 0 | 0 | 0 | 0 | 0 | 0 | 0 | 0 | 0 | 0 | 0 | 0
2016-04-10 15:00 | 0 | 0 | 0 | 0 | 0 | 660705.6959 | 386806 | 0 | 0 | 0 | 0 | 719176.755 | 1760262.0456 | 0 | 0 | 0 | 0 | 0 | 0 | 0 | 0 | 0 | 0 | 0 | 0 | 0 | 0 | 0 | 0 | 259533.218 | 14366.478 | 0 | 0 | 0 | 0 | 0 | 0 | 0 | 0 | 0 | 0 | 0 | 0 | 0 | 0 | 0
2016-04-10 16:00 | 0 | 0 | 0 | 0 | 0 | 662701.6959 | 388802 | 0 | 0 | 0 | 0 | 978709.973 | 1774628.5236 | 0 | 0 | 0 | 0 | 0 | 0 | 0 | 0 | 0 | 0 | 0 | 0 | 0 | 0 | 0 | 0 | 259533.218 | 14366.478 | 0 | 0 | 0 | 0 | 0 | 0 | 0 | 0 | 0 | 0 | 0 | 0 | 0 | 0 | 0
2016-04-10 17:00 | 0 | 0 | 0 | 0 | 0 | 662781.6959 | 388882 | 0 | 0 | 0 | 0 | 1238243.191 | 1788995.0016 | 0 | 0 | 0 | 0 | 0 | 0 | 0 | 0 | 0 | 0 | 0 | 0 | 0 | 0 | 0 | 0 | 259533.218 | 14366.478 | 0 | 0 | 0 | 0 | 0 | 0 | 0 | 0 | 0 | 0 | 0 | 0 | 0 | 0 | 0
2016-04-10 18:00 | 0 | 0 | 0 | 0 | 0 | 664362.4946 | 388785 | 0 | 0 | 0 | 0 | 1497776.4089 | 1803361.4795 | 0 | 0 | 0 | 0 | 0 | 0 | 1677.7986 | 0 | 0 | 0 | 0 | 0 | 0 | 0 | 0 | 0 | 259533.218 | 14366.478 | 0 | 0 | 0 | 0 | 0 | 0 | 0 | 0 | 1677.7986 | 0 | 0 | 0 | 0 | 0 | 0
2016-04-10 19:00 | 0 | 0 | 0 | 0 | 0 | 684352.1869 | 388616 | 0 | 0 | 0 | 0 | 1757309.6269 | 1817727.9575 | 0 | 0 | 0 | 0 | 0 | 0 | 23514.2896 | 0 | 0 | 0 | 0 | 0 | 0 | 0 | 0 | 0 | 259533.218 | 14366.478 | 0 | 0 | 0 | 0 | 0 | 0 | 0 | 0 | 21836.491 | 0 | 0 | 0 | 0 | 0 | 0
2016-04-10 20:00 | 0 | 0 | 0 | 0 | 0 | 655332.5884 | 391078 | 0 | 0 | 0 | 0 | 2016842.8449 | 1822449.3279 | 0 | 0 | 0 | 0 | 0 | 0 | 23514.2896 | 0 | 0 | 0 | 0 | 0 | 0 | 0 | 0 | 0 | 259533.218 | 4721.3704 | 0 | 0 | 0 | 0 | 0 | 0 | 0 | 0 | 0 | 0 | 0 | 0 | 0 | 0 | 0
2016-04-10 21:00 | 0 | 0 | 0 | 0 | 0 | 604327.8017 | 395313 | 0 | 0 | 0 | 0 | 2249371.9361 | 1822449.3279 | 0 | 0 | 0 | 0 | 0 | 0 | 0 | 0 | 0 | 0 | 0 | 0 | 0 | 0 | 0 | 0 | 232529.0913 | 0 | 0 | 0 | 0 | 0 | 0 | 0 | 0 | 0 | -23514.2896 | 0 | 0 | 0 | 0 | 0 | 0
2016-04-10 22:00 | 0 | 0 | 0 | 0 | 0 | 515664.9883 | 399719 | 0 | 0 | 0 | 0 | 2365317.9245 | 1822449.3279 | 0 | 0 | 0 | 0 | 0 | 0 | 0 | 0 | 0 | 0 | 0 | 0 | 0 | 0 | 0 | 0 | 115945.9883 | 0 | 0 | 0 | 0 | 0 | 0 | 0 | 0 | 0 | 0 | 0 | 0 | 0 | 0 | 0 | 0
2016-04-10 23:00 | 0 | 0 | 0 | 0 | 0 | 391212.5481 | 405711 | 0 | 0 | 0 | 0 | 2350819.4725 | 1822449.3279 | 0 | 0 | 0 | 0 | 0 | 0 | 0 | 0 | 0 | 0 | 0 | 0 | 0 | 0 | 0 | 0 | -14498.4519 | 0 | 0 | 0 | 0 | 0 | 0 | 0 | 0 | 0 | 0 | 0 | 0 | 0 | 0 | 0 | 0
2016-04-11 | 0 | 0 | 0 | 0 | 0 | 211298.4862 | 416358 | 0 | 0 | 0 | 0 | 2145759.9587 | 1822449.3279 | 0 | 0 | 0 | 0 | 0 | 0 | 0 | 0 | 0 | 0 | 0 | 0 | 0 | 0 | 0 | 0 | -205059.5138 | 0 | 0 | 0 | 0 | 0 | 0 | 0 | 0 | 0 | 0 | 0 | 0 | 0 | 0 | 0 | 0
2016-04-11 01:00 | 0 | 0 | 0 | 0 | 113260.5584 | 42582.2236 | 415376 | 0 | 0 | 0 | 0 | 1886226.7408 | 1822449.3279 | 0 | 0 | 0 | 0 | 0 | 0 | 0 | 0 | 0 | 0 | 0 | 0 | 0 | 0 | 0 | 0 | -259533.218 | 0 | 0 | 0 | 0 | 0 | 0 | 0 | 0 | 0 | 0 | 0 | 0 | 0 | 0 | 0 | 0
2016-04-11 02:00 | 0 | 0 | 0 | 0 | 141974.9288 | 1.8533 | 401510 | 0 | 0 | 0 | 0 | 1626693.5228 | 1822449.3279 | 0 | 0 | 0 | 0 | 0 | 0 | 0 | 0 | 0 | 0 | 0 | 0 | 0 | 0 | 0 | 0 | -259533.218 | 0 | 0 | 0 | 0 | 0 | 0 | 0 | 0 | 0 | 0 | 0 | 0 | 0 | 0 | 0 | 0
2016-04-11 03:00 | 0 | 0 | 0 | 0 | 124260.782 | 0 | 383794 | 0 | 0 | 0 | 0 | 1367160.3048 | 1822449.3279 | 0 | 0 | 0 | 0 | 0 | 0 | 0 | 0 | 0 | 0 | 0 | 0 | 0 | 0 | 0 | 0 | -259533.218 | 0 | 0 | 0 | 0 | 0 | 0 | 0 | 0 | 0 | 0 | 0 | 0 | 0 | 0 | 0 | 0
2016-04-11 04:00 | 0 | 0 | 0 | 0 | 625529.9873 | 0 | 365234 | 0 | 0 | 0 | 0 | 1626693.5228 | 1822449.3279 | 0 | 0 | 0 | 0 | 0 | 0 | 762.7694 | 0 | 0 | 0 | 0 | 0 | 0 | 0 | 0 | 0 | 259533.218 | 0 | 0 | 0 | 0 | 0 | 0 | 0 | 0 | 0 | 762.7694 | 0 | 0 | 0 | 0 | 0 | 0
2016-04-11 05:00 | 0 | 0 | 0 | 0 | 90128.0127 | 0 | 350424 | 0 | 0 | 0 | 0 | 1367160.3048 | 1822449.3279 | 0 | 0 | 0 | 0 | 0 | 0 | 0 | 0 | 0 | 0 | 0 | 0 | 0 | 0 | 0 | 0 | -259533.218 | 0 | 0 | 0 | 0 | 0 | 0 | 0 | 0 | 0 | -762.7694 | 0 | 0 | 0 | 0 | 0 | 0
2016-04-11 06:00 | 0 | 0 | 0 | 0 | 80913.782 | 0 | 340447 | 0 | 0 | 0 | 0 | 1107627.0869 | 1822449.3279 | 0 | 0 | 0 | 0 | 0 | 0 | 0 | 0 | 0 | 0 | 0 | 0 | 0 | 0 | 0 | 0 | -259533.218 | 0 | 0 | 0 | 0 | 0 | 0 | 0 | 0 | 0 | 0 | 0 | 0 | 0 | 0 | 0 | 0
2016-04-11 07:00 | 0 | 0 | 0 | 0 | 75649.782 | 0 | 335183 | 0 | 0 | 0 | 0 | 848093.8689 | 1822449.3279 | 0 | 0 | 0 | 0 | 0 | 0 | 0 | 0 | 0 | 0 | 0 | 0 | 0 | 0 | 0 | 0 | -259533.218 | 0 | 0 | 0 | 0 | 0 | 0 | 0 | 0 | 0 | 0 | 0 | 0 | 0 | 0 | 0 | 0
2016-04-11 08:00 | 0 | 0 | 0 | 0 | 77685.782 | 0 | 337219 | 0 | 0 | 0 | 0 | 588560.6509 | 1822449.3279 | 0 | 0 | 0 | 0 | 0 | 0 | 0 | 0 | 0 | 0 | 0 | 0 | 0 | 0 | 0 | 0 | -259533.218 | 0 | 0 | 0 | 0 | 0 | 0 | 0 | 0 | 0 | 0 | 0 | 0 | 0 | 0 | 0 | 0
2016-04-11 09:00 | 0 | 0 | 0 | 0 | 538767.003 | 0 | 348728 | 0 | 0 | 0 | 0 | 778599.6539 | 1822449.3279 | 0 | 0 | 0 | 0 | 0 | 0 | 0 | 0 | 0 | 0 | 0 | 0 | 0 | 0 | 0 | 0 | 190039.003 | 0 | 0 | 0 | 0 | 0 | 0 | 0 | 0 | 0 | 0 | 0 | 0 | 0 | 0 | 0 | 0
2016-04-11 10:00 | 0 | 0 | 0 | 0 | 116798.782 | 0 | 376332 | 0 | 0 | 0 | 0 | 519066.4359 | 1822449.3279 | 0 | 0 | 0 | 0 | 0 | 0 | 0 | 0 | 0 | 0 | 0 | 0 | 0 | 0 | 0 | 0 | -259533.218 | 0 | 0 | 0 | 0 | 0 | 0 | 0 | 0 | 0 | 0 | 0 | 0 | 0 | 0 | 0 | 0
2016-04-11 11:00 | 0 | 0 | 0 | 0 | 142726.782 | 0 | 402260 | 0 | 0 | 0 | 0 | 259533.218 | 1822449.3279 | 0 | 0 | 0 | 0 | 0 | 0 | 0 | 0 | 0 | 0 | 0 | 0 | 0 | 0 | 0 | 0 | -259533.218 | 0 | 0 | 0 | 0 | 0 | 0 | 0 | 0 | 0 | 0 | 0 | 0 | 0 | 0 | 0 | 0
2016-04-11 12:00 | 0 | 0 | 0 | 0 | 154105.6648 | 387.1172 | 414026 | 0 | 0 | 0 | 0 | 0 | 1822449.3279 | 0 | 0 | 0 | 0 | 0 | 0 | 0 | 0 | 0 | 0 | 0 | 0 | 0 | 0 | 0 | 0 | -259533.218 | 0 | 0 | 0 | 0 | 0 | 0 | 0 | 0 | 0 | 0 | 0 | 0 | 0 | 0 | 0 | 0
2016-04-11 13:00 | 0 | 0 | 0 | 0 | 210771.6556 | 210444.3444 | 421216 | 0 | 0 | 0 | 0 | 0 | 1822449.3279 | 0 | 0 | 0 | 0 | 0 | 0 | 0 | 0 | 0 | 0 | 0 | 0 | 0 | 0 | 0 | 0 | 0 | 0 | 0 | 0 | 0 | 0 | 0 | 0 | 0 | 0 | 0 | 0 | 0 | 0 | 0 | 0 | 0
2016-04-11 14:00 | 0 | 0 | 0 | 0 | 188728.752 | 498293.466 | 427489 | 0 | 0 | 0 | 0 | 259533.218 | 1822449.3279 | 0 | 0 | 0 | 0 | 0 | 0 | 0 | 0 | 0 | 0 | 0 | 0 | 0 | 0 | 0 | 0 | 259533.218 | 0 | 0 | 0 | 0 | 0 | 0 | 0 | 0 | 0 | 0 | 0 | 0 | 0 | 0 | 0 | 0
2016-04-11 15:00 | 0 | 0 | 0 | 0 | 0 | 696816.6689 | 430492 | 0 | 0 | 0 | 0 | 519066.4359 | 1829240.7789 | 0 | 0 | 0 | 0 | 0 | 0 | 0 | 0 | 0 | 0 | 0 | 0 | 0 | 0 | 0 | 0 | 259533.218 | 6791.4509 | 0 | 0 | 0 | 0 | 0 | 0 | 0 | 0 | 0 | 0 | 0 | 0 | 0 | 0 | 0
2016-04-11 16:00 | 0 | 0 | 0 | 0 | 0 | 704620.6959 | 430721 | 0 | 0 | 0 | 0 | 778599.6539 | 1843607.2568 | 0 | 0 | 0 | 0 | 0 | 0 | 0 | 0 | 0 | 0 | 0 | 0 | 0 | 0 | 0 | 0 | 259533.218 | 14366.478 | 0 | 0 | 0 | 0 | 0 | 0 | 0 | 0 | 0 | 0 | 0 | 0 | 0 | 0 | 0
2016-04-11 17:00 | 0 | 0 | 0 | 0 | 0 | 705033.6959 | 431134 | 0 | 0 | 0 | 0 | 1038132.8719 | 1857973.7348 | 0 | 0 | 0 | 0 | 0 | 0 | 0 | 0 | 0 | 0 | 0 | 0 | 0 | 0 | 0 | 0 | 259533.218 | 14366.478 | 0 | 0 | 0 | 0 | 0 | 0 | 0 | 0 | 0 | 0 | 0 | 0 | 0 | 0 | 0
2016-04-11 18:00 | 0 | 0 | 0 | 0 | 0 | 705380.6959 | 431481 | 0 | 0 | 0 | 0 | 1297666.0898 | 1872340.2128 | 0 | 0 | 0 | 0 | 0 | 0 | 0 | 0 | 0 | 0 | 0 | 0 | 0 | 0 | 0 | 0 | 259533.218 | 14366.478 | 0 | 0 | 0 | 0 | 0 | 0 | 0 | 0 | 0 | 0 | 0 | 0 | 0 | 0 | 0
2016-04-11 19:00 | 0 | 0 | 0 | 0 | 0 | 705741.6959 | 431842 | 0 | 0 | 0 | 0 | 1557199.3078 | 1886706.6908 | 0 | 0 | 0 | 0 | 0 | 0 | 0 | 0 | 0 | 0 | 0 | 0 | 0 | 0 | 0 | 0 | 259533.218 | 14366.478 | 0 | 0 | 0 | 0 | 0 | 0 | 0 | 0 | 0 | 0 | 0 | 0 | 0 | 0 | 0
2016-04-11 20:00 | 0 | 0 | 0 | 0 | 0 | 713559.1947 | 432855 | 0 | 0 | 0 | 0 | 1816732.5258 | 1901073.1688 | 0 | 0 | 0 | 0 | 0 | 0 | 6804.4988 | 0 | 0 | 0 | 0 | 0 | 0 | 0 | 0 | 0 | 259533.218 | 14366.478 | 0 | 0 | 0 | 0 | 0 | 0 | 0 | 0 | 6804.4988 | 0 | 0 | 0 | 0 | 0 | 0
2016-04-11 21:00 | 0 | 0 | 0 | 0 | 0 | 725404.4868 | 434795 | 0 | 0 | 0 | 0 | 2076265.7437 | 1915439.6467 | 0 | 0 | 0 | 0 | 0 | 0 | 23514.2896 | 0 | 0 | 0 | 0 | 0 | 0 | 0 | 0 | 0 | 259533.218 | 14366.478 | 0 | 0 | 0 | 0 | 0 | 0 | 0 | 0 | 16709.7908 | 0 | 0 | 0 | 0 | 0 | 0
2016-04-11 22:00 | 0 | 0 | 0 | 0 | 0 | 679308.8411 | 434879 | 0 | 0 | 0 | 0 | 2335798.9617 | 1915439.6467 | 0 | 0 | 0 | 0 | 0 | 0 | 8410.9128 | 0 | 0 | 0 | 0 | 0 | 0 | 0 | 0 | 0 | 259533.218 | 0 | 0 | 0 | 0 | 0 | 0 | 0 | 0 | 0 | -15103.3768 | 0 | 0 | 0 | 0 | 0 | 0
2016-04-11 23:00 | 0 | 0 | 0 | 0 | 0 | 566487.2376 | 435622 | 0 | 0 | 0 | 0 | 2475075.1121 | 1915439.6467 | 0 | 0 | 0 | 0 | 0 | 0 | 0 | 0 | 0 | 0 | 0 | 0 | 0 | 0 | 0 | 0 | 139276.1504 | 0 | 0 | 0 | 0 | 0 | 0 | 0 | 0 | 0 | -8410.9128 | 0 | 0 | 0 | 0 | 0 | 0
2016-04-12 | 0 | 0 | 0 | 0 | 0 | 355398.0482 | 440493 | 0 | 0 | 0 | 0 | 2392589.1082 | 1912830.6988 | 0 | 0 | 0 | 0 | 0 | 0 | 0 | 0 | 0 | 0 | 0 | 0 | 0 | 0 | 0 | 0 | -82486.0039 | 0 | 2608.948 | 0 | 0 | 0 | 0 | 0 | 0 | 0 | 0 | 0 | 0 | 0 | 0 | 0 | 0
2016-04-12 01:00 | 0 | 0 | 0 | 0 | 118468.8163 | 72754.4437 | 436390 | 0 | 0 | 0 | 0 | 2133055.8903 | 1927197.1768 | 0 | 0 | 0 | 0 | 0 | 0 | 0 | 0 | 0 | 0 | 0 | 0 | 0 | 0 | 0 | 0 | -259533.218 | 14366.478 | 0 | 0 | 0 | 0 | 0 | 0 | 0 | 0 | 0 | 0 | 0 | 0 | 0 | 0 | 0
2016-04-12 02:00 | 0 | 0 | 0 | 0 | 50788.0841 | 20.6032 | 419168 | 0 | 0 | 0 | 0 | 1873522.6723 | 1818371.082 | 0 | 0 | 0 | 0 | 0 | 0 | 0 | 0 | 0 | 0 | 0 | 0 | 0 | 0 | 0 | 0 | -259533.218 | 0 | 108826.0947 | 0 | 0 | 0 | 0 | 0 | 0 | 0 | 0 | 0 | 0 | 0 | 0 | 0 | 0
2016-04-12 03:00 | 0 | 0 | 0 | 0 | 136863.782 | 0 | 396397 | 0 | 0 | 0 | 0 | 1613989.4543 | 1818371.082 | 0 | 0 | 0 | 0 | 0 | 0 | 0 | 0 | 0 | 0 | 0 | 0 | 0 | 0 | 0 | 0 | -259533.218 | 0 | 0 | 0 | 0 | 0 | 0 | 0 | 0 | 0 | 0 | 0 | 0 | 0 | 0 | 0 | 0
2016-04-12 04:00 | 0 | 0 | 0 | 0 | 115830.782 | 0 | 375364 | 0 | 0 | 0 | 0 | 1354456.2364 | 1818371.082 | 0 | 0 | 0 | 0 | 0 | 0 | 0 | 0 | 0 | 0 | 0 | 0 | 0 | 0 | 0 | 0 | -259533.218 | 0 | 0 | 0 | 0 | 0 | 0 | 0 | 0 | 0 | 0 | 0 | 0 | 0 | 0 | 0 | 0
2016-04-12 05:00 | 0 | 0 | 0 | 0 | 494339.8772 | 0 | 357673 | 0 | 0 | 0 | 0 | 1491123.1136 | 1818371.082 | 0 | 0 | 0 | 0 | 0 | 0 | 0 | 0 | 0 | 0 | 0 | 0 | 0 | 0 | 0 | 0 | 136666.8772 | 0 | 0 | 0 | 0 | 0 | 0 | 0 | 0 | 0 | 0 | 0 | 0 | 0 | 0 | 0 | 0
2016-04-12 06:00 | 0 | 0 | 0 | 0 | 86148.782 | 0 | 345682 | 0 | 0 | 0 | 0 | 1231589.8956 | 1818371.082 | 0 | 0 | 0 | 0 | 0 | 0 | 0 | 0 | 0 | 0 | 0 | 0 | 0 | 0 | 0 | 0 | -259533.218 | 0 | 0 | 0 | 0 | 0 | 0 | 0 | 0 | 0 | 0 | 0 | 0 | 0 | 0 | 0 | 0
2016-04-12 07:00 | 0 | 0 | 0 | 0 | 79867.782 | 0 | 339401 | 0 | 0 | 0 | 0 | 972056.6776 | 1818371.082 | 0 | 0 | 0 | 0 | 0 | 0 | 0 | 0 | 0 | 0 | 0 | 0 | 0 | 0 | 0 | 0 | -259533.218 | 0 | 0 | 0 | 0 | 0 | 0 | 0 | 0 | 0 | 0 | 0 | 0 | 0 | 0 | 0 | 0
2016-04-12 08:00 | 0 | 0 | 0 | 0 | 80082.782 | 0 | 339616 | 0 | 0 | 0 | 0 | 712523.4596 | 1818371.082 | 0 | 0 | 0 | 0 | 0 | 0 | 0 | 0 | 0 | 0 | 0 | 0 | 0 | 0 | 0 | 0 | -259533.218 | 0 | 0 | 0 | 0 | 0 | 0 | 0 | 0 | 0 | 0 | 0 | 0 | 0 | 0 | 0 | 0
2016-04-12 09:00 | 0 | 0 | 0 | 0 | 415890.1943 | 0 | 349814 | 0 | 0 | 0 | 0 | 778599.6539 | 1818371.082 | 0 | 0 | 0 | 0 | 0 | 0 | 0 | 0 | 0 | 0 | 0 | 0 | 0 | 0 | 0 | 0 | 66076.1943 | 0 | 0 | 0 | 0 | 0 | 0 | 0 | 0 | 0 | 0 | 0 | 0 | 0 | 0 | 0 | 0
2016-04-12 10:00 | 0 | 0 | 0 | 0 | 117335.782 | 0 | 376869 | 0 | 0 | 0 | 0 | 519066.4359 | 1818371.082 | 0 | 0 | 0 | 0 | 0 | 0 | 0 | 0 | 0 | 0 | 0 | 0 | 0 | 0 | 0 | 0 | -259533.218 | 0 | 0 | 0 | 0 | 0 | 0 | 0 | 0 | 0 | 0 | 0 | 0 | 0 | 0 | 0 | 0
2016-04-12 11:00 | 0 | 0 | 0 | 0 | 143249.782 | 0 | 402783 | 0 | 0 | 0 | 0 | 259533.218 | 1818371.082 | 0 | 0 | 0 | 0 | 0 | 0 | 0 | 0 | 0 | 0 | 0 | 0 | 0 | 0 | 0 | 0 | -259533.218 | 0 | 0 | 0 | 0 | 0 | 0 | 0 | 0 | 0 | 0 | 0 | 0 | 0 | 0 | 0 | 0
2016-04-12 12:00 | 0 | 0 | 0 | 0 | 153649.5177 | 925.2644 | 414108 | 0 | 0 | 0 | 0 | 0 | 1818371.082 | 0 | 0 | 0 | 0 | 0 | 0 | 0 | 0 | 0 | 0 | 0 | 0 | 0 | 0 | 0 | 0 | -259533.218 | 0 | 0 | 0 | 0 | 0 | 0 | 0 | 0 | 0 | 0 | 0 | 0 | 0 | 0 | 0 | 0
2016-04-12 13:00 | 0 | 0 | 0 | 0 | 236641.3657 | 184956.3516 | 420206 | 0 | 0 | 0 | 0 | 1391.7173 | 1818371.082 | 0 | 0 | 0 | 0 | 0 | 0 | 0 | 0 | 0 | 0 | 0 | 0 | 0 | 0 | 0 | 0 | 1391.7173 | 0 | 0 | 0 | 0 | 0 | 0 | 0 | 0 | 0 | 0 | 0 | 0 | 0 | 0 | 0 | 0
2016-04-12 14:00 | 0 | 0 | 0 | 0 | 171176.4085 | 514834.8094 | 426478 | 0 | 0 | 0 | 0 | 260924.9353 | 1818371.082 | 0 | 0 | 0 | 0 | 0 | 0 | 0 | 0 | 0 | 0 | 0 | 0 | 0 | 0 | 0 | 0 | 259533.218 | 0 | 0 | 0 | 0 | 0 | 0 | 0 | 0 | 0 | 0 | 0 | 0 | 0 | 0 | 0 | 0
2016-04-12 15:00 | 0 | 0 | 0 | 0 | 0 | 692915.2869 | 428627 | 0 | 0 | 0 | 0 | 520458.1532 | 1823126.151 | 0 | 0 | 0 | 0 | 0 | 0 | 0 | 0 | 0 | 0 | 0 | 0 | 0 | 0 | 0 | 0 | 259533.218 | 4755.0689 | 0 | 0 | 0 | 0 | 0 | 0 | 0 | 0 | 0 | 0 | 0 | 0 | 0 | 0 | 0
2016-04-12 16:00 | 0 | 0 | 0 | 0 | 0 | 702700.6959 | 428801 | 0 | 0 | 0 | 0 | 779991.3712 | 1837492.629 | 0 | 0 | 0 | 0 | 0 | 0 | 0 | 0 | 0 | 0 | 0 | 0 | 0 | 0 | 0 | 0 | 259533.218 | 14366.478 | 0 | 0 | 0 | 0 | 0 | 0 | 0 | 0 | 0 | 0 | 0 | 0 | 0 | 0 | 0
2016-04-12 17:00 | 0 | 0 | 0 | 0 | 0 | 702978.6959 | 429079 | 0 | 0 | 0 | 0 | 1039524.5892 | 1851859.1069 | 0 | 0 | 0 | 0 | 0 | 0 | 0 | 0 | 0 | 0 | 0 | 0 | 0 | 0 | 0 | 0 | 259533.218 | 14366.478 | 0 | 0 | 0 | 0 | 0 | 0 | 0 | 0 | 0 | 0 | 0 | 0 | 0 | 0 | 0
2016-04-12 18:00 | 0 | 0 | 0 | 0 | 0 | 715454.5817 | 428016 | 0 | 0 | 0 | 0 | 1299057.8071 | 1866225.5849 | 0 | 0 | 0 | 0 | 0 | 0 | 13538.8857 | 0 | 0 | 0 | 0 | 0 | 0 | 0 | 0 | 0 | 259533.218 | 14366.478 | 0 | 0 | 0 | 0 | 0 | 0 | 0 | 0 | 13538.8857 | 0 | 0 | 0 | 0 | 0 | 0
2016-04-12 19:00 | 0 | 0 | 0 | 0 | 0 | 710534.0998 | 426659 | 0 | 0 | 0 | 0 | 1558591.0251 | 1880592.0629 | 0 | 0 | 0 | 0 | 0 | 0 | 23514.2896 | 0 | 0 | 0 | 0 | 0 | 0 | 0 | 0 | 0 | 259533.218 | 14366.478 | 0 | 0 | 0 | 0 | 0 | 0 | 0 | 0 | 9975.4039 | 0 | 0 | 0 | 0 | 0 | 0
2016-04-12 20:00 | 0 | 0 | 0 | 0 | 0 | 696425.7737 | 426407 | 0 | 0 | 0 | 0 | 1818124.2431 | 1894958.5409 | 0 | 0 | 0 | 0 | 0 | 0 | 19633.3674 | 0 | 0 | 0 | 0 | 0 | 0 | 0 | 0 | 0 | 259533.218 | 14366.478 | 0 | 0 | 0 | 0 | 0 | 0 | 0 | 0 | -3880.9222 | 0 | 0 | 0 | 0 | 0 | 0
2016-04-12 21:00 | 0 | 0 | 0 | 0 | 0 | 669290.0553 | 426789 | 0 | 0 | 0 | 0 | 2056744.3762 | 1894958.5409 | 0 | 0 | 0 | 0 | 0 | 0 | 23514.2896 | 0 | 0 | 0 | 0 | 0 | 0 | 0 | 0 | 0 | 238620.1331 | 0 | 0 | 0 | 0 | 0 | 0 | 0 | 0 | 0 | 3880.9222 | 0 | 0 | 0 | 0 | 0 | 0
2016-04-12 22:00 | 0 | 0 | 0 | 0 | 0 | 621256.6702 | 425314 | 0 | 0 | 0 | 0 | 2276201.336 | 1894958.5409 | 0 | 0 | 0 | 0 | 0 | 0 | 0 | 0 | 0 | 0 | 0 | 0 | 0 | 0 | 0 | 0 | 219456.9598 | 0 | 0 | 0 | 0 | 0 | 0 | 0 | 0 | 0 | -23514.2896 | 0 | 0 | 0 | 0 | 0 | 0
2016-04-12 23:00 | 0 | 0 | 0 | 0 | 0 | 516520.7867 | 426837 | 0 | 0 | 0 | 0 | 2365885.1227 | 1894958.5409 | 0 | 0 | 0 | 0 | 0 | 0 | 0 | 0 | 0 | 0 | 0 | 0 | 0 | 0 | 0 | 0 | 89683.7867 | 0 | 0 | 0 | 0 | 0 | 0 | 0 | 0 | 0 | 0 | 0 | 0 | 0 | 0 | 0 | 0
2016-04-13 | 0 | 0 | 0 | 0 | 0 | 350199.297 | 437655 | 0 | 0 | 0 | 0 | 2278429.4197 | 1894958.5409 | 0 | 0 | 0 | 0 | 0 | 0 | 0 | 0 | 0 | 0 | 0 | 0 | 0 | 0 | 0 | 0 | -87455.703 | 0 | 0 | 0 | 0 | 0 | 0 | 0 | 0 | 0 | 0 | 0 | 0 | 0 | 0 | 0 | 0
2016-04-13 01:00 | 0 | 0 | 0 | 0 | 103089.2463 | 88705.0137 | 436961 | 0 | 0 | 0 | 0 | 2018896.2017 | 1909325.0189 | 0 | 0 | 0 | 0 | 0 | 0 | 0 | 0 | 0 | 0 | 0 | 0 | 0 | 0 | 0 | 0 | -259533.218 | 14366.478 | 0 | 0 | 0 | 0 | 0 | 0 | 0 | 0 | 0 | 0 | 0 | 0 | 0 | 0 | 0
2016-04-13 02:00 | 0 | 0 | 0 | 0 | 51614.5664 | 21.1209 | 419995 | 0 | 0 | 0 | 0 | 1759362.9838 | 1800498.9241 | 0 | 0 | 0 | 0 | 0 | 0 | 0 | 0 | 0 | 0 | 0 | 0 | 0 | 0 | 0 | 0 | -259533.218 | 0 | 108826.0947 | 0 | 0 | 0 | 0 | 0 | 0 | 0 | 0 | 0 | 0 | 0 | 0 | 0 | 0
2016-04-13 03:00 | 0 | 0 | 0 | 0 | 137704.782 | 0 | 397238 | 0 | 0 | 0 | 0 | 1499829.7658 | 1800498.9241 | 0 | 0 | 0 | 0 | 0 | 0 | 0 | 0 | 0 | 0 | 0 | 0 | 0 | 0 | 0 | 0 | -259533.218 | 0 | 0 | 0 | 0 | 0 | 0 | 0 | 0 | 0 | 0 | 0 | 0 | 0 | 0 | 0 | 0
2016-04-13 04:00 | 0 | 0 | 0 | 0 | 116661.782 | 0 | 376195 | 0 | 0 | 0 | 0 | 1240296.5478 | 1800498.9241 | 0 | 0 | 0 | 0 | 0 | 0 | 0 | 0 | 0 | 0 | 0 | 0 | 0 | 0 | 0 | 0 | -259533.218 | 0 | 0 | 0 | 0 | 0 | 0 | 0 | 0 | 0 | 0 | 0 | 0 | 0 | 0 | 0 | 0
2016-04-13 05:00 | 0 | 0 | 0 | 0 | 526791.3265 | 0 | 360619 | 0 | 0 | 0 | 0 | 1406468.8744 | 1800498.9241 | 0 | 0 | 0 | 0 | 0 | 0 | 0 | 0 | 0 | 0 | 0 | 0 | 0 | 0 | 0 | 0 | 166172.3265 | 0 | 0 | 0 | 0 | 0 | 0 | 0 | 0 | 0 | 0 | 0 | 0 | 0 | 0 | 0 | 0
2016-04-13 06:00 | 0 | 0 | 0 | 0 | 90224.782 | 0 | 349758 | 0 | 0 | 0 | 0 | 1146935.6564 | 1800498.9241 | 0 | 0 | 0 | 0 | 0 | 0 | 0 | 0 | 0 | 0 | 0 | 0 | 0 | 0 | 0 | 0 | -259533.218 | 0 | 0 | 0 | 0 | 0 | 0 | 0 | 0 | 0 | 0 | 0 | 0 | 0 | 0 | 0 | 0
2016-04-13 07:00 | 0 | 0 | 0 | 0 | 84470.782 | 0 | 344004 | 0 | 0 | 0 | 0 | 887402.4384 | 1800498.9241 | 0 | 0 | 0 | 0 | 0 | 0 | 0 | 0 | 0 | 0 | 0 | 0 | 0 | 0 | 0 | 0 | -259533.218 | 0 | 0 | 0 | 0 | 0 | 0 | 0 | 0 | 0 | 0 | 0 | 0 | 0 | 0 | 0 | 0
2016-04-13 08:00 | 0 | 0 | 0 | 0 | 84200.782 | 0 | 343734 | 0 | 0 | 0 | 0 | 627869.2204 | 1800498.9241 | 0 | 0 | 0 | 0 | 0 | 0 | 0 | 0 | 0 | 0 | 0 | 0 | 0 | 0 | 0 | 0 | -259533.218 | 0 | 0 | 0 | 0 | 0 | 0 | 0 | 0 | 0 | 0 | 0 | 0 | 0 | 0 | 0 | 0
2016-04-13 09:00 | 0 | 0 | 0 | 0 | 310633.6997 | 0 | 355247 | 0 | 0 | 0 | 0 | 583255.9202 | 1800498.9241 | 0 | 0 | 0 | 0 | 0 | 0 | 0 | 0 | 0 | 0 | 0 | 0 | 0 | 0 | 0 | 0 | -44613.3003 | 0 | 0 | 0 | 0 | 0 | 0 | 0 | 0 | 0 | 0 | 0 | 0 | 0 | 0 | 0 | 0
2016-04-13 10:00 | 0 | 0 | 0 | 0 | 419101.7793 | 0 | 383845 | 0 | 0 | 0 | 0 | 618512.6995 | 1800498.9241 | 0 | 0 | 0 | 0 | 0 | 0 | 0 | 0 | 0 | 0 | 0 | 0 | 0 | 0 | 0 | 0 | 35256.7793 | 0 | 0 | 0 | 0 | 0 | 0 | 0 | 0 | 0 | 0 | 0 | 0 | 0 | 0 | 0 | 0
2016-04-13 11:00 | 0 | 0 | 0 | 0 | 148775.782 | 0 | 408309 | 0 | 0 | 0 | 0 | 358979.4815 | 1800498.9241 | 0 | 0 | 0 | 0 | 0 | 0 | 0 | 0 | 0 | 0 | 0 | 0 | 0 | 0 | 0 | 0 | -259533.218 | 0 | 0 | 0 | 0 | 0 | 0 | 0 | 0 | 0 | 0 | 0 | 0 | 0 | 0 | 0 | 0
2016-04-13 12:00 | 0 | 0 | 0 | 0 | 314339.2544 | 2090.602 | 416018 | 0 | 0 | 0 | 0 | 221510.5703 | 1814865.4021 | 0 | 0 | 0 | 0 | 0 | 0 | 23514.2896 | 0 | 0 | 0 | 0 | 0 | 0 | 0 | 0 | 0 | -137468.9112 | 14366.478 | 0 | 0 | 0 | 0 | 0 | 0 | 0 | 0 | 23514.2896 | 0 | 0 | 0 | 0 | 0 | 0
2016-04-13 13:00 | 0 | 0 | 0 | 0 | 0 | 229501.0602 | 419496 | 0 | 0 | 0 | 0 | 55029.9201 | 1814865.4021 | 0 | 0 | 0 | 0 | 0 | 0 | 0 | 0 | 0 | 0 | 0 | 0 | 0 | 0 | 0 | 0 | -166480.6502 | 0 | 0 | 0 | 0 | 0 | 0 | 0 | 0 | 0 | -23514.2896 | 0 | 0 | 0 | 0 | 0 | 0
2016-04-13 14:00 | 0 | 0 | 0 | 0 | 101153.5027 | 580401.7152 | 422022 | 0 | 0 | 0 | 0 | 314563.1381 | 1814865.4021 | 0 | 0 | 0 | 0 | 0 | 0 | 0 | 0 | 0 | 0 | 0 | 0 | 0 | 0 | 0 | 0 | 259533.218 | 0 | 0 | 0 | 0 | 0 | 0 | 0 | 0 | 0 | 0 | 0 | 0 | 0 | 0 | 0 | 0
2016-04-13 15:00 | 0 | 0 | 0 | 0 | 0 | 696576.6959 | 422677 | 0 | 0 | 0 | 0 | 574096.3561 | 1829231.8801 | 0 | 0 | 0 | 0 | 0 | 0 | 0 | 0 | 0 | 0 | 0 | 0 | 0 | 0 | 0 | 0 | 259533.218 | 14366.478 | 0 | 0 | 0 | 0 | 0 | 0 | 0 | 0 | 0 | 0 | 0 | 0 | 0 | 0 | 0
2016-04-13 16:00 | 0 | 0 | 0 | 0 | 0 | 695534.6959 | 421635 | 0 | 0 | 0 | 0 | 833629.574 | 1843598.3581 | 0 | 0 | 0 | 0 | 0 | 0 | 0 | 0 | 0 | 0 | 0 | 0 | 0 | 0 | 0 | 0 | 259533.218 | 14366.478 | 0 | 0 | 0 | 0 | 0 | 0 | 0 | 0 | 0 | 0 | 0 | 0 | 0 | 0 | 0
2016-04-13 17:00 | 0 | 0 | 0 | 0 | 0 | 695320.6959 | 421421 | 0 | 0 | 0 | 0 | 1093162.792 | 1857964.8361 | 0 | 0 | 0 | 0 | 0 | 0 | 0 | 0 | 0 | 0 | 0 | 0 | 0 | 0 | 0 | 0 | 259533.218 | 14366.478 | 0 | 0 | 0 | 0 | 0 | 0 | 0 | 0 | 0 | 0 | 0 | 0 | 0 | 0 | 0
2016-04-13 18:00 | 0 | 0 | 0 | 0 | 0 | 694217.6959 | 420318 | 0 | 0 | 0 | 0 | 1352696.01 | 1872331.314 | 0 | 0 | 0 | 0 | 0 | 0 | 0 | 0 | 0 | 0 | 0 | 0 | 0 | 0 | 0 | 0 | 259533.218 | 14366.478 | 0 | 0 | 0 | 0 | 0 | 0 | 0 | 0 | 0 | 0 | 0 | 0 | 0 | 0 | 0
2016-04-13 19:00 | 0 | 0 | 0 | 0 | 0 | 693046.6959 | 419147 | 0 | 0 | 0 | 0 | 1612229.2279 | 1886697.792 | 0 | 0 | 0 | 0 | 0 | 0 | 0 | 0 | 0 | 0 | 0 | 0 | 0 | 0 | 0 | 0 | 259533.218 | 14366.478 | 0 | 0 | 0 | 0 | 0 | 0 | 0 | 0 | 0 | 0 | 0 | 0 | 0 | 0 | 0
2016-04-13 20:00 | 0 | 0 | 0 | 0 | 0 | 693479.6959 | 419580 | 0 | 0 | 0 | 0 | 1871762.4459 | 1901064.27 | 0 | 0 | 0 | 0 | 0 | 0 | 0 | 0 | 0 | 0 | 0 | 0 | 0 | 0 | 0 | 0 | 259533.218 | 14366.478 | 0 | 0 | 0 | 0 | 0 | 0 | 0 | 0 | 0 | 0 | 0 | 0 | 0 | 0 | 0
2016-04-13 21:00 | 0 | 0 | 0 | 0 | 0 | 694349.6959 | 420450 | 0 | 0 | 0 | 0 | 2131295.6639 | 1915430.748 | 0 | 0 | 0 | 0 | 0 | 0 | 0 | 0 | 0 | 0 | 0 | 0 | 0 | 0 | 0 | 0 | 259533.218 | 14366.478 | 0 | 0 | 0 | 0 | 0 | 0 | 0 | 0 | 0 | 0 | 0 | 0 | 0 | 0 | 0
2016-04-13 22:00 | 0 | 0 | 0 | 0 | 0 | 718127.9855 | 420714 | 0 | 0 | 0 | 0 | 2390828.8818 | 1929797.226 | 0 | 0 | 0 | 0 | 0 | 0 | 23514.2896 | 0 | 0 | 0 | 0 | 0 | 0 | 0 | 0 | 0 | 259533.218 | 14366.478 | 0 | 0 | 0 | 0 | 0 | 0 | 0 | 0 | 23514.2896 | 0 | 0 | 0 | 0 | 0 | 0
2016-04-13 23:00 | 0 | 0 | 0 | 0 | 0 | 643156.7453 | 423466 | 0 | 0 | 0 | 0 | 2634033.9168 | 1929797.226 | 0 | 0 | 0 | 0 | 0 | 0 | 0 | 0 | 0 | 0 | 0 | 0 | 0 | 0 | 0 | 0 | 243205.0349 | 0 | 0 | 0 | 0 | 0 | 0 | 0 | 0 | 0 | -23514.2896 | 0 | 0 | 0 | 0 | 0 | 0
2016-04-14 | 0 | 0 | 0 | 0 | 0 | 442374.0871 | 433333 | 0 | 0 | 0 | 0 | 2643075.0039 | 1929797.226 | 0 | 0 | 0 | 0 | 0 | 0 | 0 | 0 | 0 | 0 | 0 | 0 | 0 | 0 | 0 | 0 | 9041.0871 | 0 | 0 | 0 | 0 | 0 | 0 | 0 | 0 | 0 | 0 | 0 | 0 | 0 | 0 | 0 | 0
2016-04-14 01:00 | 0 | 0 | 0 | 0 | 0 | 104126.7422 | 431857 | 0 | 0 | 0 | 0 | 2383541.7859 | 1861600.1861 | 0 | 0 | 0 | 0 | 0 | 0 | 0 | 0 | 0 | 0 | 0 | 0 | 0 | 0 | 0 | 0 | -259533.218 | 14366.478 | 82563.5178 | 0 | 0 | 0 | 0 | 0 | 0 | 0 | 0 | 0 | 0 | 0 | 0 | 0 | 0
2016-04-14 02:00 | 0 | 0 | 0 | 0 | 155641.6264 | 63.1556 | 415238 | 0 | 0 | 0 | 0 | 2124008.5679 | 1861600.1861 | 0 | 0 | 0 | 0 | 0 | 0 | 0 | 0 | 0 | 0 | 0 | 0 | 0 | 0 | 0 | 0 | -259533.218 | 0 | 0 | 0 | 0 | 0 | 0 | 0 | 0 | 0 | 0 | 0 | 0 | 0 | 0 | 0 | 0
2016-04-14 03:00 | 0 | 0 | 0 | 0 | 133568.782 | 0 | 393102 | 0 | 0 | 0 | 0 | 1864475.35 | 1861600.1861 | 0 | 0 | 0 | 0 | 0 | 0 | 0 | 0 | 0 | 0 | 0 | 0 | 0 | 0 | 0 | 0 | -259533.218 | 0 | 0 | 0 | 0 | 0 | 0 | 0 | 0 | 0 | 0 | 0 | 0 | 0 | 0 | 0 | 0
2016-04-14 04:00 | 0 | 0 | 0 | 0 | 113472.782 | 0 | 373006 | 0 | 0 | 0 | 0 | 1604942.132 | 1861600.1861 | 0 | 0 | 0 | 0 | 0 | 0 | 0 | 0 | 0 | 0 | 0 | 0 | 0 | 0 | 0 | 0 | -259533.218 | 0 | 0 | 0 | 0 | 0 | 0 | 0 | 0 | 0 | 0 | 0 | 0 | 0 | 0 | 0 | 0
2016-04-14 05:00 | 0 | 0 | 0 | 0 | 98689.782 | 0 | 358223 | 0 | 0 | 0 | 0 | 1345408.914 | 1861600.1861 | 0 | 0 | 0 | 0 | 0 | 0 | 0 | 0 | 0 | 0 | 0 | 0 | 0 | 0 | 0 | 0 | -259533.218 | 0 | 0 | 0 | 0 | 0 | 0 | 0 | 0 | 0 | 0 | 0 | 0 | 0 | 0 | 0 | 0
2016-04-14 06:00 | 0 | 0 | 0 | 0 | 87809.782 | 0 | 347343 | 0 | 0 | 0 | 0 | 1085875.6961 | 1861600.1861 | 0 | 0 | 0 | 0 | 0 | 0 | 0 | 0 | 0 | 0 | 0 | 0 | 0 | 0 | 0 | 0 | -259533.218 | 0 | 0 | 0 | 0 | 0 | 0 | 0 | 0 | 0 | 0 | 0 | 0 | 0 | 0 | 0 | 0
2016-04-14 07:00 | 0 | 0 | 0 | 0 | 82459.782 | 0 | 341993 | 0 | 0 | 0 | 0 | 826342.4781 | 1861600.1861 | 0 | 0 | 0 | 0 | 0 | 0 | 0 | 0 | 0 | 0 | 0 | 0 | 0 | 0 | 0 | 0 | -259533.218 | 0 | 0 | 0 | 0 | 0 | 0 | 0 | 0 | 0 | 0 | 0 | 0 | 0 | 0 | 0 | 0
2016-04-14 08:00 | 0 | 0 | 0 | 0 | 512732.1965 | 0 | 341746 | 0 | 0 | 0 | 0 | 997328.6746 | 1861600.1861 | 0 | 0 | 0 | 0 | 0 | 0 | 0 | 0 | 0 | 0 | 0 | 0 | 0 | 0 | 0 | 0 | 170986.1965 | 0 | 0 | 0 | 0 | 0 | 0 | 0 | 0 | 0 | 0 | 0 | 0 | 0 | 0 | 0 | 0
2016-04-14 09:00 | 0 | 0 | 0 | 0 | 93208.782 | 0 | 352742 | 0 | 0 | 0 | 0 | 737795.4566 | 1861600.1861 | 0 | 0 | 0 | 0 | 0 | 0 | 0 | 0 | 0 | 0 | 0 | 0 | 0 | 0 | 0 | 0 | -259533.218 | 0 | 0 | 0 | 0 | 0 | 0 | 0 | 0 | 0 | 0 | 0 | 0 | 0 | 0 | 0 | 0
2016-04-14 10:00 | 0 | 0 | 0 | 0 | 121213.782 | 0 | 380747 | 0 | 0 | 0 | 0 | 478262.2386 | 1861600.1861 | 0 | 0 | 0 | 0 | 0 | 0 | 0 | 0 | 0 | 0 | 0 | 0 | 0 | 0 | 0 | 0 | -259533.218 | 0 | 0 | 0 | 0 | 0 | 0 | 0 | 0 | 0 | 0 | 0 | 0 | 0 | 0 | 0 | 0
2016-04-14 11:00 | 0 | 0 | 0 | 0 | 145056.782 | 0 | 404590 | 0 | 0 | 0 | 0 | 218729.0207 | 1861600.1861 | 0 | 0 | 0 | 0 | 0 | 0 | 0 | 0 | 0 | 0 | 0 | 0 | 0 | 0 | 0 | 0 | -259533.218 | 0 | 0 | 0 | 0 | 0 | 0 | 0 | 0 | 0 | 0 | 0 | 0 | 0 | 0 | 0 | 0
2016-04-14 12:00 | 0 | 0 | 0 | 0 | 329154.3569 | 1153.4768 | 413020 | 0 | 0 | 0 | 0 | 136016.8544 | 1861600.1861 | 0 | 0 | 0 | 0 | 0 | 0 | 0 | 0 | 0 | 0 | 0 | 0 | 0 | 0 | 0 | 0 | -82712.1663 | 0 | 0 | 0 | 0 | 0 | 0 | 0 | 0 | 0 | 0 | 0 | 0 | 0 | 0 | 0 | 0
2016-04-14 13:00 | 0 | 0 | 0 | 0 | 0 | 280555.1456 | 416572 | 0 | 0 | 0 | 0 | 0 | 1861600.1861 | 0 | 0 | 0 | 0 | 0 | 0 | 0 | 0 | 0 | 0 | 0 | 0 | 0 | 0 | 0 | 0 | -136016.8544 | 0 | 0 | 0 | 0 | 0 | 0 | 0 | 0 | 0 | 0 | 0 | 0 | 0 | 0 | 0 | 0
2016-04-14 14:00 | 0 | 0 | 0 | 0 | 55411.241 | 624683.977 | 420562 | 0 | 0 | 0 | 0 | 259533.218 | 1861600.1861 | 0 | 0 | 0 | 0 | 0 | 0 | 0 | 0 | 0 | 0 | 0 | 0 | 0 | 0 | 0 | 0 | 259533.218 | 0 | 0 | 0 | 0 | 0 | 0 | 0 | 0 | 0 | 0 | 0 | 0 | 0 | 0 | 0 | 0
2016-04-14 15:00 | 0 | 0 | 0 | 0 | 0 | 696401.6959 | 422502 | 0 | 0 | 0 | 0 | 519066.4359 | 1875966.6641 | 0 | 0 | 0 | 0 | 0 | 0 | 0 | 0 | 0 | 0 | 0 | 0 | 0 | 0 | 0 | 0 | 259533.218 | 14366.478 | 0 | 0 | 0 | 0 | 0 | 0 | 0 | 0 | 0 | 0 | 0 | 0 | 0 | 0 | 0
2016-04-14 16:00 | 0 | 0 | 0 | 0 | 0 | 696905.6959 | 423006 | 0 | 0 | 0 | 0 | 778599.6539 | 1890333.1421 | 0 | 0 | 0 | 0 | 0 | 0 | 0 | 0 | 0 | 0 | 0 | 0 | 0 | 0 | 0 | 0 | 259533.218 | 14366.478 | 0 | 0 | 0 | 0 | 0 | 0 | 0 | 0 | 0 | 0 | 0 | 0 | 0 | 0 | 0
2016-04-14 17:00 | 0 | 0 | 0 | 0 | 0 | 698455.6959 | 424556 | 0 | 0 | 0 | 0 | 1038132.8719 | 1904699.6201 | 0 | 0 | 0 | 0 | 0 | 0 | 0 | 0 | 0 | 0 | 0 | 0 | 0 | 0 | 0 | 0 | 259533.218 | 14366.478 | 0 | 0 | 0 | 0 | 0 | 0 | 0 | 0 | 0 | 0 | 0 | 0 | 0 | 0 | 0
2016-04-14 18:00 | 0 | 0 | 0 | 0 | 0 | 699226.6959 | 425327 | 0 | 0 | 0 | 0 | 1297666.0898 | 1919066.0981 | 0 | 0 | 0 | 0 | 0 | 0 | 0 | 0 | 0 | 0 | 0 | 0 | 0 | 0 | 0 | 0 | 259533.218 | 14366.478 | 0 | 0 | 0 | 0 | 0 | 0 | 0 | 0 | 0 | 0 | 0 | 0 | 0 | 0 | 0
2016-04-14 19:00 | 0 | 0 | 0 | 0 | 0 | 699001.6959 | 425102 | 0 | 0 | 0 | 0 | 1557199.3078 | 1933432.5761 | 0 | 0 | 0 | 0 | 0 | 0 | 0 | 0 | 0 | 0 | 0 | 0 | 0 | 0 | 0 | 0 | 259533.218 | 14366.478 | 0 | 0 | 0 | 0 | 0 | 0 | 0 | 0 | 0 | 0 | 0 | 0 | 0 | 0 | 0
2016-04-14 20:00 | 0 | 0 | 0 | 0 | 0 | 699718.6959 | 425819 | 0 | 0 | 0 | 0 | 1816732.5258 | 1947799.054 | 0 | 0 | 0 | 0 | 0 | 0 | 0 | 0 | 0 | 0 | 0 | 0 | 0 | 0 | 0 | 0 | 259533.218 | 14366.478 | 0 | 0 | 0 | 0 | 0 | 0 | 0 | 0 | 0 | 0 | 0 | 0 | 0 | 0 | 0
2016-04-14 21:00 | 0 | 0 | 0 | 0 | 0 | 700278.6959 | 426379 | 0 | 0 | 0 | 0 | 2076265.7437 | 1962165.532 | 0 | 0 | 0 | 0 | 0 | 0 | 0 | 0 | 0 | 0 | 0 | 0 | 0 | 0 | 0 | 0 | 259533.218 | 14366.478 | 0 | 0 | 0 | 0 | 0 | 0 | 0 | 0 | 0 | 0 | 0 | 0 | 0 | 0 | 0
2016-04-14 22:00 | 0 | 0 | 0 | 0 | 0 | 722528.9855 | 425115 | 0 | 0 | 0 | 0 | 2335798.9617 | 1976532.01 | 0 | 0 | 0 | 0 | 0 | 0 | 23514.2896 | 0 | 0 | 0 | 0 | 0 | 0 | 0 | 0 | 0 | 259533.218 | 14366.478 | 0 | 0 | 0 | 0 | 0 | 0 | 0 | 0 | 23514.2896 | 0 | 0 | 0 | 0 | 0 | 0
2016-04-14 23:00 | 0 | 0 | 0 | 0 | 0 | 674158.8772 | 426133 | 0 | 0 | 0 | 0 | 2595332.1797 | 1976532.01 | 0 | 0 | 0 | 0 | 0 | 0 | 12006.9488 | 0 | 0 | 0 | 0 | 0 | 0 | 0 | 0 | 0 | 259533.218 | 0 | 0 | 0 | 0 | 0 | 0 | 0 | 0 | 0 | -11507.3408 | 0 | 0 | 0 | 0 | 0 | 0
2016-04-15 | 0 | 0 | 0 | 0 | 0 | 452509.0596 | 434114 | 0 | 0 | 0 | 0 | 2625734.1881 | 1976532.01 | 0 | 0 | 0 | 0 | 0 | 0 | 0 | 0 | 0 | 0 | 0 | 0 | 0 | 0 | 0 | 0 | 30402.0085 | 0 | 0 | 0 | 0 | 0 | 0 | 0 | 0 | 0 | -12006.9488 | 0 | 0 | 0 | 0 | 0 | 0
2016-04-15 01:00 | 0 | 0 | 0 | 0 | 0 | 114921.2781 | 432498 | 0 | 0 | 0 | 0 | 2366200.9702 | 1918488.5061 | 0 | 0 | 0 | 0 | 0 | 0 | 0 | 0 | 0 | 0 | 0 | 0 | 0 | 0 | 0 | 0 | -259533.218 | 0 | 58043.5039 | 0 | 0 | 0 | 0 | 0 | 0 | 0 | 0 | 0 | 0 | 0 | 0 | 0 | 0
2016-04-15 02:00 | 0 | 0 | 0 | 0 | 156038.4069 | 78.3751 | 415650 | 0 | 0 | 0 | 0 | 2106667.7522 | 1918488.5061 | 0 | 0 | 0 | 0 | 0 | 0 | 0 | 0 | 0 | 0 | 0 | 0 | 0 | 0 | 0 | 0 | -259533.218 | 0 | 0 | 0 | 0 | 0 | 0 | 0 | 0 | 0 | 0 | 0 | 0 | 0 | 0 | 0 | 0
2016-04-15 03:00 | 0 | 0 | 0 | 0 | 135190.782 | 0 | 394724 | 0 | 0 | 0 | 0 | 1847134.5342 | 1918488.5061 | 0 | 0 | 0 | 0 | 0 | 0 | 0 | 0 | 0 | 0 | 0 | 0 | 0 | 0 | 0 | 0 | -259533.218 | 0 | 0 | 0 | 0 | 0 | 0 | 0 | 0 | 0 | 0 | 0 | 0 | 0 | 0 | 0 | 0
2016-04-15 04:00 | 0 | 0 | 0 | 0 | 113421.782 | 0 | 372955 | 0 | 0 | 0 | 0 | 1587601.3163 | 1918488.5061 | 0 | 0 | 0 | 0 | 0 | 0 | 0 | 0 | 0 | 0 | 0 | 0 | 0 | 0 | 0 | 0 | -259533.218 | 0 | 0 | 0 | 0 | 0 | 0 | 0 | 0 | 0 | 0 | 0 | 0 | 0 | 0 | 0 | 0
2016-04-15 05:00 | 0 | 0 | 0 | 0 | 0 | 0 | 354842 | 0 | 0 | 0 | 0 | 1328068.0983 | 1823179.7241 | 0 | 0 | 0 | 0 | 0 | 0 | 0 | 0 | 0 | 0 | 0 | 0 | 0 | 0 | 0 | 0 | -259533.218 | 0 | 95308.782 | 0 | 0 | 0 | 0 | 0 | 0 | 0 | 0 | 0 | 0 | 0 | 0 | 0 | 0
2016-04-15 06:00 | 0 | 0 | 0 | 0 | 83767.782 | 0 | 343301 | 0 | 0 | 0 | 0 | 1068534.8803 | 1823179.7241 | 0 | 0 | 0 | 0 | 0 | 0 | 0 | 0 | 0 | 0 | 0 | 0 | 0 | 0 | 0 | 0 | -259533.218 | 0 | 0 | 0 | 0 | 0 | 0 | 0 | 0 | 0 | 0 | 0 | 0 | 0 | 0 | 0 | 0
2016-04-15 07:00 | 0 | 0 | 0 | 0 | 77635.782 | 0 | 337169 | 0 | 0 | 0 | 0 | 809001.6624 | 1823179.7241 | 0 | 0 | 0 | 0 | 0 | 0 | 0 | 0 | 0 | 0 | 0 | 0 | 0 | 0 | 0 | 0 | -259533.218 | 0 | 0 | 0 | 0 | 0 | 0 | 0 | 0 | 0 | 0 | 0 | 0 | 0 | 0 | 0 | 0
2016-04-15 08:00 | 0 | 0 | 0 | 0 | 595913.218 | 0 | 336380 | 0 | 0 | 0 | 0 | 1068534.8803 | 1823179.7241 | 0 | 0 | 0 | 0 | 0 | 0 | 0 | 0 | 0 | 0 | 0 | 0 | 0 | 0 | 0 | 0 | 259533.218 | 0 | 0 | 0 | 0 | 0 | 0 | 0 | 0 | 0 | 0 | 0 | 0 | 0 | 0 | 0 | 0
2016-04-15 09:00 | 0 | 0 | 0 | 0 | 87624.782 | 0 | 347158 | 0 | 0 | 0 | 0 | 809001.6624 | 1823179.7241 | 0 | 0 | 0 | 0 | 0 | 0 | 0 | 0 | 0 | 0 | 0 | 0 | 0 | 0 | 0 | 0 | -259533.218 | 0 | 0 | 0 | 0 | 0 | 0 | 0 | 0 | 0 | 0 | 0 | 0 | 0 | 0 | 0 | 0
2016-04-15 10:00 | 0 | 0 | 0 | 0 | 114005.782 | 0 | 373539 | 0 | 0 | 0 | 0 | 549468.4444 | 1823179.7241 | 0 | 0 | 0 | 0 | 0 | 0 | 0 | 0 | 0 | 0 | 0 | 0 | 0 | 0 | 0 | 0 | -259533.218 | 0 | 0 | 0 | 0 | 0 | 0 | 0 | 0 | 0 | 0 | 0 | 0 | 0 | 0 | 0 | 0
2016-04-15 11:00 | 0 | 0 | 0 | 0 | 136968.782 | 0 | 396502 | 0 | 0 | 0 | 0 | 289935.2264 | 1823179.7241 | 0 | 0 | 0 | 0 | 0 | 0 | 0 | 0 | 0 | 0 | 0 | 0 | 0 | 0 | 0 | 0 | -259533.218 | 0 | 0 | 0 | 0 | 0 | 0 | 0 | 0 | 0 | 0 | 0 | 0 | 0 | 0 | 0 | 0
2016-04-15 12:00 | 0 | 0 | 0 | 0 | 142630.8389 | 3523.9431 | 405688 | 0 | 0 | 0 | 0 | 30402.0085 | 1823179.7241 | 0 | 0 | 0 | 0 | 0 | 0 | 0 | 0 | 0 | 0 | 0 | 0 | 0 | 0 | 0 | 0 | -259533.218 | 0 | 0 | 0 | 0 | 0 | 0 | 0 | 0 | 0 | 0 | 0 | 0 | 0 | 0 | 0 | 0
2016-04-15 13:00 | 0 | 0 | 0 | 0 | 215428.9373 | 166211.0542 | 412042 | 0 | 0 | 0 | 0 | 0 | 1823179.7241 | 0 | 0 | 0 | 0 | 0 | 0 | 0 | 0 | 0 | 0 | 0 | 0 | 0 | 0 | 0 | 0 | -30402.0085 | 0 | 0 | 0 | 0 | 0 | 0 | 0 | 0 | 0 | 0 | 0 | 0 | 0 | 0 | 0 | 0
2016-04-15 14:00 | 0 | 0 | 0 | 0 | 164643.0464 | 511635.1716 | 416745 | 0 | 0 | 0 | 0 | 259533.218 | 1823179.7241 | 0 | 0 | 0 | 0 | 0 | 0 | 0 | 0 | 0 | 0 | 0 | 0 | 0 | 0 | 0 | 0 | 259533.218 | 0 | 0 | 0 | 0 | 0 | 0 | 0 | 0 | 0 | 0 | 0 | 0 | 0 | 0 | 0 | 0
2016-04-15 15:00 | 0 | 0 | 0 | 0 | 0 | 684213.2797 | 418833 | 0 | 0 | 0 | 0 | 519066.4359 | 1829026.7858 | 0 | 0 | 0 | 0 | 0 | 0 | 0 | 0 | 0 | 0 | 0 | 0 | 0 | 0 | 0 | 0 | 259533.218 | 5847.0617 | 0 | 0 | 0 | 0 | 0 | 0 | 0 | 0 | 0 | 0 | 0 | 0 | 0 | 0 | 0
2016-04-15 16:00 | 0 | 0 | 0 | 0 | 0 | 692422.6959 | 418523 | 0 | 0 | 0 | 0 | 778599.6539 | 1843393.2638 | 0 | 0 | 0 | 0 | 0 | 0 | 0 | 0 | 0 | 0 | 0 | 0 | 0 | 0 | 0 | 0 | 259533.218 | 14366.478 | 0 | 0 | 0 | 0 | 0 | 0 | 0 | 0 | 0 | 0 | 0 | 0 | 0 | 0 | 0
2016-04-15 17:00 | 0 | 0 | 0 | 0 | 0 | 692022.6959 | 418123 | 0 | 0 | 0 | 0 | 1038132.8719 | 1857759.7418 | 0 | 0 | 0 | 0 | 0 | 0 | 0 | 0 | 0 | 0 | 0 | 0 | 0 | 0 | 0 | 0 | 259533.218 | 14366.478 | 0 | 0 | 0 | 0 | 0 | 0 | 0 | 0 | 0 | 0 | 0 | 0 | 0 | 0 | 0
2016-04-15 18:00 | 0 | 0 | 0 | 0 | 0 | 692257.6959 | 418358 | 0 | 0 | 0 | 0 | 1297666.0898 | 1872126.2198 | 0 | 0 | 0 | 0 | 0 | 0 | 0 | 0 | 0 | 0 | 0 | 0 | 0 | 0 | 0 | 0 | 259533.218 | 14366.478 | 0 | 0 | 0 | 0 | 0 | 0 | 0 | 0 | 0 | 0 | 0 | 0 | 0 | 0 | 0
2016-04-15 19:00 | 0 | 0 | 0 | 0 | 0 | 692000.6959 | 418101 | 0 | 0 | 0 | 0 | 1557199.3078 | 1886492.6977 | 0 | 0 | 0 | 0 | 0 | 0 | 0 | 0 | 0 | 0 | 0 | 0 | 0 | 0 | 0 | 0 | 259533.218 | 14366.478 | 0 | 0 | 0 | 0 | 0 | 0 | 0 | 0 | 0 | 0 | 0 | 0 | 0 | 0 | 0
2016-04-15 20:00 | 0 | 0 | 0 | 0 | 0 | 704683.9658 | 417358 | 0 | 0 | 0 | 0 | 1816732.5258 | 1900859.1757 | 0 | 0 | 0 | 0 | 0 | 0 | 13426.2698 | 0 | 0 | 0 | 0 | 0 | 0 | 0 | 0 | 0 | 259533.218 | 14366.478 | 0 | 0 | 0 | 0 | 0 | 0 | 0 | 0 | 13426.2698 | 0 | 0 | 0 | 0 | 0 | 0
2016-04-15 21:00 | 0 | 0 | 0 | 0 | 0 | 700583.7157 | 416596 | 0 | 0 | 0 | 0 | 2076265.7437 | 1915225.6537 | 0 | 0 | 0 | 0 | 0 | 0 | 23514.2896 | 0 | 0 | 0 | 0 | 0 | 0 | 0 | 0 | 0 | 259533.218 | 14366.478 | 0 | 0 | 0 | 0 | 0 | 0 | 0 | 0 | 10088.0198 | 0 | 0 | 0 | 0 | 0 | 0
2016-04-15 22:00 | 0 | 0 | 0 | 0 | 0 | 648254.231 | 413276 | 0 | 0 | 0 | 0 | 2320391.7864 | 1929592.1317 | 0 | 0 | 0 | 0 | 0 | 0 | 0 | 0 | 0 | 0 | 0 | 0 | 0 | 0 | 0 | 0 | 244126.0427 | 14366.478 | 0 | 0 | 0 | 0 | 0 | 0 | 0 | 0 | -23514.2896 | 0 | 0 | 0 | 0 | 0 | 0
2016-04-15 23:00 | 0 | 0 | 0 | 0 | 0 | 552836.9691 | 410671 | 0 | 0 | 0 | 0 | 2462557.7555 | 1929592.1317 | 0 | 0 | 0 | 0 | 0 | 0 | 0 | 0 | 0 | 0 | 0 | 0 | 0 | 0 | 0 | 0 | 142165.9691 | 0 | 0 | 0 | 0 | 0 | 0 | 0 | 0 | 0 | 0 | 0 | 0 | 0 | 0 | 0 | 0
2016-04-16 | 0 | 0 | 0 | 0 | 0 | 390834.957 | 414985 | 0 | 0 | 0 | 0 | 2438407.7125 | 1929592.1317 | 0 | 0 | 0 | 0 | 0 | 0 | 0 | 0 | 0 | 0 | 0 | 0 | 0 | 0 | 0 | 0 | -24150.043 | 0 | 0 | 0 | 0 | 0 | 0 | 0 | 0 | 0 | 0 | 0 | 0 | 0 | 0 | 0 | 0
2016-04-16 01:00 | 0 | 0 | 0 | 0 | 0 | 126627.6811 | 414242 | 0 | 0 | 0 | 0 | 2178874.4946 | 1901511.0308 | 0 | 0 | 0 | 0 | 0 | 0 | 0 | 0 | 0 | 0 | 0 | 0 | 0 | 0 | 0 | 0 | -259533.218 | 0 | 28081.1009 | 0 | 0 | 0 | 0 | 0 | 0 | 0 | 0 | 0 | 0 | 0 | 0 | 0 | 0
2016-04-16 02:00 | 0 | 0 | 0 | 0 | 141011.1538 | 104.6282 | 400649 | 0 | 0 | 0 | 0 | 1919341.2766 | 1901511.0308 | 0 | 0 | 0 | 0 | 0 | 0 | 0 | 0 | 0 | 0 | 0 | 0 | 0 | 0 | 0 | 0 | -259533.218 | 0 | 0 | 0 | 0 | 0 | 0 | 0 | 0 | 0 | 0 | 0 | 0 | 0 | 0 | 0 | 0
2016-04-16 03:00 | 0 | 0 | 0 | 0 | 123361.782 | 0 | 382895 | 0 | 0 | 0 | 0 | 1659808.0586 | 1901511.0308 | 0 | 0 | 0 | 0 | 0 | 0 | 0 | 0 | 0 | 0 | 0 | 0 | 0 | 0 | 0 | 0 | -259533.218 | 0 | 0 | 0 | 0 | 0 | 0 | 0 | 0 | 0 | 0 | 0 | 0 | 0 | 0 | 0 | 0
2016-04-16 04:00 | 0 | 0 | 0 | 0 | 104321.782 | 0 | 363855 | 0 | 0 | 0 | 0 | 1400274.8407 | 1901511.0308 | 0 | 0 | 0 | 0 | 0 | 0 | 0 | 0 | 0 | 0 | 0 | 0 | 0 | 0 | 0 | 0 | -259533.218 | 0 | 0 | 0 | 0 | 0 | 0 | 0 | 0 | 0 | 0 | 0 | 0 | 0 | 0 | 0 | 0
2016-04-16 05:00 | 0 | 0 | 0 | 0 | 0 | 0 | 347496 | 0 | 0 | 0 | 0 | 1140741.6227 | 1813548.2488 | 0 | 0 | 0 | 0 | 0 | 0 | 0 | 0 | 0 | 0 | 0 | 0 | 0 | 0 | 0 | 0 | -259533.218 | 0 | 87962.782 | 0 | 0 | 0 | 0 | 0 | 0 | 0 | 0 | 0 | 0 | 0 | 0 | 0 | 0
2016-04-16 06:00 | 0 | 0 | 0 | 0 | 75883.782 | 0 | 335417 | 0 | 0 | 0 | 0 | 881208.4047 | 1813548.2488 | 0 | 0 | 0 | 0 | 0 | 0 | 0 | 0 | 0 | 0 | 0 | 0 | 0 | 0 | 0 | 0 | -259533.218 | 0 | 0 | 0 | 0 | 0 | 0 | 0 | 0 | 0 | 0 | 0 | 0 | 0 | 0 | 0 | 0
2016-04-16 07:00 | 0 | 0 | 0 | 0 | 587358.218 | 0 | 327825 | 0 | 0 | 0 | 0 | 1140741.6227 | 1813548.2488 | 0 | 0 | 0 | 0 | 0 | 0 | 0 | 0 | 0 | 0 | 0 | 0 | 0 | 0 | 0 | 0 | 259533.218 | 0 | 0 | 0 | 0 | 0 | 0 | 0 | 0 | 0 | 0 | 0 | 0 | 0 | 0 | 0 | 0
2016-04-16 08:00 | 0 | 0 | 0 | 0 | 65803.782 | 0 | 325337 | 0 | 0 | 0 | 0 | 881208.4047 | 1813548.2488 | 0 | 0 | 0 | 0 | 0 | 0 | 0 | 0 | 0 | 0 | 0 | 0 | 0 | 0 | 0 | 0 | -259533.218 | 0 | 0 | 0 | 0 | 0 | 0 | 0 | 0 | 0 | 0 | 0 | 0 | 0 | 0 | 0 | 0
2016-04-16 09:00 | 0 | 0 | 0 | 0 | 68399.782 | 0 | 327933 | 0 | 0 | 0 | 0 | 621675.1868 | 1813548.2488 | 0 | 0 | 0 | 0 | 0 | 0 | 0 | 0 | 0 | 0 | 0 | 0 | 0 | 0 | 0 | 0 | -259533.218 | 0 | 0 | 0 | 0 | 0 | 0 | 0 | 0 | 0 | 0 | 0 | 0 | 0 | 0 | 0 | 0
2016-04-16 10:00 | 0 | 0 | 0 | 0 | 75212.782 | 0 | 334746 | 0 | 0 | 0 | 0 | 362141.9688 | 1813548.2488 | 0 | 0 | 0 | 0 | 0 | 0 | 0 | 0 | 0 | 0 | 0 | 0 | 0 | 0 | 0 | 0 | -259533.218 | 0 | 0 | 0 | 0 | 0 | 0 | 0 | 0 | 0 | 0 | 0 | 0 | 0 | 0 | 0 | 0
2016-04-16 11:00 | 0 | 0 | 0 | 0 | 84773.782 | 0 | 344307 | 0 | 0 | 0 | 0 | 102608.7508 | 1813548.2488 | 0 | 0 | 0 | 0 | 0 | 0 | 0 | 0 | 0 | 0 | 0 | 0 | 0 | 0 | 0 | 0 | -259533.218 | 0 | 0 | 0 | 0 | 0 | 0 | 0 | 0 | 0 | 0 | 0 | 0 | 0 | 0 | 0 | 0
2016-04-16 12:00 | 0 | 0 | 0 | 0 | 252563.9167 | 1929.3325 | 357102 | 0 | 0 | 0 | 0 | 0 | 1813548.2488 | 0 | 0 | 0 | 0 | 0 | 0 | 0 | 0 | 0 | 0 | 0 | 0 | 0 | 0 | 0 | 0 | -102608.7508 | 0 | 0 | 0 | 0 | 0 | 0 | 0 | 0 | 0 | 0 | 0 | 0 | 0 | 0 | 0 | 0
2016-04-16 13:00 | 0 | 0 | 0 | 0 | 125842.5806 | 173538.6879 | 369331 | 0 | 0 | 0 | 0 | 38876.3632 | 1704722.154 | 0 | 0 | 0 | 0 | 0 | 0 | 0 | 0 | 0 | 0 | 0 | 0 | 0 | 0 | 0 | 0 | 38876.3632 | 0 | 108826.0947 | 0 | 0 | 0 | 0 | 0 | 0 | 0 | 0 | 0 | 0 | 0 | 0 | 0 | 0
2016-04-16 14:00 | 0 | 0 | 0 | 0 | 120296.7759 | 517353.4421 | 378117 | 0 | 0 | 0 | 0 | 298409.5812 | 1704722.154 | 0 | 0 | 0 | 0 | 0 | 0 | 0 | 0 | 0 | 0 | 0 | 0 | 0 | 0 | 0 | 0 | 259533.218 | 0 | 0 | 0 | 0 | 0 | 0 | 0 | 0 | 0 | 0 | 0 | 0 | 0 | 0 | 0 | 0
2016-04-16 15:00 | 0 | 0 | 0 | 0 | 0 | 656760.6959 | 382861 | 0 | 0 | 0 | 0 | 557942.7991 | 1719088.632 | 0 | 0 | 0 | 0 | 0 | 0 | 0 | 0 | 0 | 0 | 0 | 0 | 0 | 0 | 0 | 0 | 259533.218 | 14366.478 | 0 | 0 | 0 | 0 | 0 | 0 | 0 | 0 | 0 | 0 | 0 | 0 | 0 | 0 | 0
2016-04-16 16:00 | 0 | 0 | 0 | 0 | 0 | 659040.6959 | 385141 | 0 | 0 | 0 | 0 | 817476.0171 | 1733455.11 | 0 | 0 | 0 | 0 | 0 | 0 | 0 | 0 | 0 | 0 | 0 | 0 | 0 | 0 | 0 | 0 | 259533.218 | 14366.478 | 0 | 0 | 0 | 0 | 0 | 0 | 0 | 0 | 0 | 0 | 0 | 0 | 0 | 0 | 0
2016-04-16 17:00 | 0 | 0 | 0 | 0 | 0 | 658240.6959 | 384341 | 0 | 0 | 0 | 0 | 1077009.2351 | 1747821.588 | 0 | 0 | 0 | 0 | 0 | 0 | 0 | 0 | 0 | 0 | 0 | 0 | 0 | 0 | 0 | 0 | 259533.218 | 14366.478 | 0 | 0 | 0 | 0 | 0 | 0 | 0 | 0 | 0 | 0 | 0 | 0 | 0 | 0 | 0
2016-04-16 18:00 | 0 | 0 | 0 | 0 | 0 | 657669.6959 | 383770 | 0 | 0 | 0 | 0 | 1336542.453 | 1762188.066 | 0 | 0 | 0 | 0 | 0 | 0 | 0 | 0 | 0 | 0 | 0 | 0 | 0 | 0 | 0 | 0 | 259533.218 | 14366.478 | 0 | 0 | 0 | 0 | 0 | 0 | 0 | 0 | 0 | 0 | 0 | 0 | 0 | 0 | 0
2016-04-16 19:00 | 0 | 0 | 0 | 0 | 0 | 658000.6959 | 384101 | 0 | 0 | 0 | 0 | 1596075.671 | 1776554.5439 | 0 | 0 | 0 | 0 | 0 | 0 | 0 | 0 | 0 | 0 | 0 | 0 | 0 | 0 | 0 | 0 | 259533.218 | 14366.478 | 0 | 0 | 0 | 0 | 0 | 0 | 0 | 0 | 0 | 0 | 0 | 0 | 0 | 0 | 0
2016-04-16 20:00 | 0 | 0 | 0 | 0 | 0 | 659361.6959 | 385462 | 0 | 0 | 0 | 0 | 1855608.889 | 1790921.0219 | 0 | 0 | 0 | 0 | 0 | 0 | 0 | 0 | 0 | 0 | 0 | 0 | 0 | 0 | 0 | 0 | 259533.218 | 14366.478 | 0 | 0 | 0 | 0 | 0 | 0 | 0 | 0 | 0 | 0 | 0 | 0 | 0 | 0 | 0
2016-04-16 21:00 | 0 | 0 | 0 | 0 | 0 | 660984.6959 | 387085 | 0 | 0 | 0 | 0 | 2115142.1069 | 1805287.4999 | 0 | 0 | 0 | 0 | 0 | 0 | 0 | 0 | 0 | 0 | 0 | 0 | 0 | 0 | 0 | 0 | 259533.218 | 14366.478 | 0 | 0 | 0 | 0 | 0 | 0 | 0 | 0 | 0 | 0 | 0 | 0 | 0 | 0 | 0
2016-04-16 22:00 | 0 | 0 | 0 | 0 | 0 | 685515.9855 | 388102 | 0 | 0 | 0 | 0 | 2374675.3249 | 1819653.9779 | 0 | 0 | 0 | 0 | 0 | 0 | 23514.2896 | 0 | 0 | 0 | 0 | 0 | 0 | 0 | 0 | 0 | 259533.218 | 14366.478 | 0 | 0 | 0 | 0 | 0 | 0 | 0 | 0 | 23514.2896 | 0 | 0 | 0 | 0 | 0 | 0
2016-04-16 23:00 | 0 | 0 | 0 | 0 | 0 | 611679.097 | 388037 | 0 | 0 | 0 | 0 | 2621831.7115 | 1819653.9779 | 0 | 0 | 0 | 0 | 0 | 0 | 0 | 0 | 0 | 0 | 0 | 0 | 0 | 0 | 0 | 0 | 247156.3866 | 0 | 0 | 0 | 0 | 0 | 0 | 0 | 0 | 0 | -23514.2896 | 0 | 0 | 0 | 0 | 0 | 0
2016-04-17 | 0 | 0 | 0 | 0 | 0 | 425657.495 | 394464 | 0 | 0 | 0 | 0 | 2653025.2065 | 1819653.9779 | 0 | 0 | 0 | 0 | 0 | 0 | 0 | 0 | 0 | 0 | 0 | 0 | 0 | 0 | 0 | 0 | 31193.495 | 0 | 0 | 0 | 0 | 0 | 0 | 0 | 0 | 0 | 0 | 0 | 0 | 0 | 0 | 0 | 0
2016-04-17 01:00 | 0 | 0 | 0 | 0 | 0 | 134264.6864 | 395190 | 0 | 0 | 0 | 0 | 2393491.9885 | 1818261.8823 | 0 | 0 | 0 | 0 | 0 | 0 | 0 | 0 | 0 | 0 | 0 | 0 | 0 | 0 | 0 | 0 | -259533.218 | 0 | 1392.0956 | 0 | 0 | 0 | 0 | 0 | 0 | 0 | 0 | 0 | 0 | 0 | 0 | 0 | 0
2016-04-17 02:00 | 0 | 0 | 0 | 0 | 125136.8636 | 129.9184 | 384800 | 0 | 0 | 0 | 0 | 2133958.7706 | 1818261.8823 | 0 | 0 | 0 | 0 | 0 | 0 | 0 | 0 | 0 | 0 | 0 | 0 | 0 | 0 | 0 | 0 | -259533.218 | 0 | 0 | 0 | 0 | 0 | 0 | 0 | 0 | 0 | 0 | 0 | 0 | 0 | 0 | 0 | 0
2016-04-17 03:00 | 0 | 0 | 0 | 0 | 109813.782 | 0 | 369347 | 0 | 0 | 0 | 0 | 1874425.5526 | 1818261.8823 | 0 | 0 | 0 | 0 | 0 | 0 | 0 | 0 | 0 | 0 | 0 | 0 | 0 | 0 | 0 | 0 | -259533.218 | 0 | 0 | 0 | 0 | 0 | 0 | 0 | 0 | 0 | 0 | 0 | 0 | 0 | 0 | 0 | 0
2016-04-17 04:00 | 0 | 0 | 0 | 0 | 92219.782 | 0 | 351753 | 0 | 0 | 0 | 0 | 1614892.3346 | 1818261.8823 | 0 | 0 | 0 | 0 | 0 | 0 | 0 | 0 | 0 | 0 | 0 | 0 | 0 | 0 | 0 | 0 | -259533.218 | 0 | 0 | 0 | 0 | 0 | 0 | 0 | 0 | 0 | 0 | 0 | 0 | 0 | 0 | 0 | 0
2016-04-17 05:00 | 0 | 0 | 0 | 0 | 76316.782 | 0 | 335850 | 0 | 0 | 0 | 0 | 1355359.1167 | 1818261.8823 | 0 | 0 | 0 | 0 | 0 | 0 | 0 | 0 | 0 | 0 | 0 | 0 | 0 | 0 | 0 | 0 | -259533.218 | 0 | 0 | 0 | 0 | 0 | 0 | 0 | 0 | 0 | 0 | 0 | 0 | 0 | 0 | 0 | 0
2016-04-17 06:00 | 0 | 0 | 0 | 0 | 64513.782 | 0 | 324047 | 0 | 0 | 0 | 0 | 1095825.8987 | 1818261.8823 | 0 | 0 | 0 | 0 | 0 | 0 | 0 | 0 | 0 | 0 | 0 | 0 | 0 | 0 | 0 | 0 | -259533.218 | 0 | 0 | 0 | 0 | 0 | 0 | 0 | 0 | 0 | 0 | 0 | 0 | 0 | 0 | 0 | 0
2016-04-17 07:00 | 0 | 0 | 0 | 0 | 57097.782 | 0 | 316631 | 0 | 0 | 0 | 0 | 836292.6807 | 1818261.8823 | 0 | 0 | 0 | 0 | 0 | 0 | 0 | 0 | 0 | 0 | 0 | 0 | 0 | 0 | 0 | 0 | -259533.218 | 0 | 0 | 0 | 0 | 0 | 0 | 0 | 0 | 0 | 0 | 0 | 0 | 0 | 0 | 0 | 0
2016-04-17 08:00 | 0 | 0 | 0 | 0 | 54056.782 | 0 | 313590 | 0 | 0 | 0 | 0 | 576759.4628 | 1818261.8823 | 0 | 0 | 0 | 0 | 0 | 0 | 0 | 0 | 0 | 0 | 0 | 0 | 0 | 0 | 0 | 0 | -259533.218 | 0 | 0 | 0 | 0 | 0 | 0 | 0 | 0 | 0 | 0 | 0 | 0 | 0 | 0 | 0 | 0
2016-04-17 09:00 | 0 | 0 | 0 | 0 | 516578.1911 | 0 | 314738 | 0 | 0 | 0 | 0 | 778599.6539 | 1818261.8823 | 0 | 0 | 0 | 0 | 0 | 0 | 0 | 0 | 0 | 0 | 0 | 0 | 0 | 0 | 0 | 0 | 201840.1911 | 0 | 0 | 0 | 0 | 0 | 0 | 0 | 0 | 0 | 0 | 0 | 0 | 0 | 0 | 0 | 0
2016-04-17 10:00 | 0 | 0 | 0 | 0 | 58882.782 | 0 | 318416 | 0 | 0 | 0 | 0 | 519066.4359 | 1818261.8823 | 0 | 0 | 0 | 0 | 0 | 0 | 0 | 0 | 0 | 0 | 0 | 0 | 0 | 0 | 0 | 0 | -259533.218 | 0 | 0 | 0 | 0 | 0 | 0 | 0 | 0 | 0 | 0 | 0 | 0 | 0 | 0 | 0 | 0
2016-04-17 11:00 | 0 | 0 | 0 | 0 | 65132.782 | 0 | 324666 | 0 | 0 | 0 | 0 | 259533.218 | 1818261.8823 | 0 | 0 | 0 | 0 | 0 | 0 | 0 | 0 | 0 | 0 | 0 | 0 | 0 | 0 | 0 | 0 | -259533.218 | 0 | 0 | 0 | 0 | 0 | 0 | 0 | 0 | 0 | 0 | 0 | 0 | 0 | 0 | 0 | 0
2016-04-17 12:00 | 0 | 0 | 0 | 0 | 74413.7341 | 2452.0479 | 336399 | 0 | 0 | 0 | 0 | 0 | 1818261.8823 | 0 | 0 | 0 | 0 | 0 | 0 | 0 | 0 | 0 | 0 | 0 | 0 | 0 | 0 | 0 | 0 | -259533.218 | 0 | 0 | 0 | 0 | 0 | 0 | 0 | 0 | 0 | 0 | 0 | 0 | 0 | 0 | 0 | 0
2016-04-17 13:00 | 0 | 0 | 0 | 0 | 142871.3261 | 206045.6739 | 348917 | 0 | 0 | 0 | 0 | 0 | 1818261.8823 | 0 | 0 | 0 | 0 | 0 | 0 | 0 | 0 | 0 | 0 | 0 | 0 | 0 | 0 | 0 | 0 | 0 | 0 | 0 | 0 | 0 | 0 | 0 | 0 | 0 | 0 | 0 | 0 | 0 | 0 | 0 | 0 | 0
2016-04-17 14:00 | 0 | 0 | 0 | 0 | 52235.1204 | 565162.0976 | 357864 | 0 | 0 | 0 | 0 | 259533.218 | 1818261.8823 | 0 | 0 | 0 | 0 | 0 | 0 | 0 | 0 | 0 | 0 | 0 | 0 | 0 | 0 | 0 | 0 | 259533.218 | 0 | 0 | 0 | 0 | 0 | 0 | 0 | 0 | 0 | 0 | 0 | 0 | 0 | 0 | 0 | 0
2016-04-17 15:00 | 0 | 0 | 0 | 0 | 0 | 637884.6959 | 363985 | 0 | 0 | 0 | 0 | 519066.4359 | 1832628.3603 | 0 | 0 | 0 | 0 | 0 | 0 | 0 | 0 | 0 | 0 | 0 | 0 | 0 | 0 | 0 | 0 | 259533.218 | 14366.478 | 0 | 0 | 0 | 0 | 0 | 0 | 0 | 0 | 0 | 0 | 0 | 0 | 0 | 0 | 0
2016-04-17 16:00 | 0 | 0 | 0 | 0 | 0 | 643558.6959 | 369659 | 0 | 0 | 0 | 0 | 778599.6539 | 1846994.8382 | 0 | 0 | 0 | 0 | 0 | 0 | 0 | 0 | 0 | 0 | 0 | 0 | 0 | 0 | 0 | 0 | 259533.218 | 14366.478 | 0 | 0 | 0 | 0 | 0 | 0 | 0 | 0 | 0 | 0 | 0 | 0 | 0 | 0 | 0
2016-04-17 17:00 | 0 | 0 | 0 | 0 | 0 | 647760.6959 | 373861 | 0 | 0 | 0 | 0 | 1038132.8719 | 1861361.3162 | 0 | 0 | 0 | 0 | 0 | 0 | 0 | 0 | 0 | 0 | 0 | 0 | 0 | 0 | 0 | 0 | 259533.218 | 14366.478 | 0 | 0 | 0 | 0 | 0 | 0 | 0 | 0 | 0 | 0 | 0 | 0 | 0 | 0 | 0
2016-04-17 18:00 | 0 | 0 | 0 | 0 | 0 | 651111.6959 | 377212 | 0 | 0 | 0 | 0 | 1297666.0898 | 1875727.7942 | 0 | 0 | 0 | 0 | 0 | 0 | 0 | 0 | 0 | 0 | 0 | 0 | 0 | 0 | 0 | 0 | 259533.218 | 14366.478 | 0 | 0 | 0 | 0 | 0 | 0 | 0 | 0 | 0 | 0 | 0 | 0 | 0 | 0 | 0
2016-04-17 19:00 | 0 | 0 | 0 | 0 | 0 | 654117.6959 | 380218 | 0 | 0 | 0 | 0 | 1557199.3078 | 1890094.2722 | 0 | 0 | 0 | 0 | 0 | 0 | 0 | 0 | 0 | 0 | 0 | 0 | 0 | 0 | 0 | 0 | 259533.218 | 14366.478 | 0 | 0 | 0 | 0 | 0 | 0 | 0 | 0 | 0 | 0 | 0 | 0 | 0 | 0 | 0
2016-04-17 20:00 | 0 | 0 | 0 | 0 | 0 | 658944.6959 | 385045 | 0 | 0 | 0 | 0 | 1816732.5258 | 1904460.7502 | 0 | 0 | 0 | 0 | 0 | 0 | 0 | 0 | 0 | 0 | 0 | 0 | 0 | 0 | 0 | 0 | 259533.218 | 14366.478 | 0 | 0 | 0 | 0 | 0 | 0 | 0 | 0 | 0 | 0 | 0 | 0 | 0 | 0 | 0
2016-04-17 21:00 | 0 | 0 | 0 | 0 | 0 | 665080.6959 | 391181 | 0 | 0 | 0 | 0 | 2076265.7437 | 1918827.2281 | 0 | 0 | 0 | 0 | 0 | 0 | 0 | 0 | 0 | 0 | 0 | 0 | 0 | 0 | 0 | 0 | 259533.218 | 14366.478 | 0 | 0 | 0 | 0 | 0 | 0 | 0 | 0 | 0 | 0 | 0 | 0 | 0 | 0 | 0
2016-04-17 22:00 | 0 | 0 | 0 | 0 | 0 | 693528.9855 | 396115 | 0 | 0 | 0 | 0 | 2335798.9617 | 1933193.7061 | 0 | 0 | 0 | 0 | 0 | 0 | 23514.2896 | 0 | 0 | 0 | 0 | 0 | 0 | 0 | 0 | 0 | 259533.218 | 14366.478 | 0 | 0 | 0 | 0 | 0 | 0 | 0 | 0 | 23514.2896 | 0 | 0 | 0 | 0 | 0 | 0
2016-04-17 23:00 | 0 | 0 | 0 | 0 | 0 | 661727.8253 | 399850 | 0 | 0 | 0 | 0 | 2595332.1797 | 1947560.1841 | 0 | 0 | 0 | 0 | 0 | 0 | 11492.4189 | 0 | 0 | 0 | 0 | 0 | 0 | 0 | 0 | 0 | 259533.218 | 14366.478 | 0 | 0 | 0 | 0 | 0 | 0 | 0 | 0 | -12021.8707 | 0 | 0 | 0 | 0 | 0 | 0
2016-04-18 | 0 | 0 | 0 | 0 | 0 | 453840.9739 | 409894 | 0 | 0 | 0 | 0 | 2712537.1197 | 1885794.6369 | 0 | 0 | 0 | 0 | 0 | 0 | 0 | 0 | 0 | 0 | 0 | 0 | 0 | 0 | 0 | 0 | 117204.94 | 0 | 61765.5472 | 0 | 0 | 0 | 0 | 0 | 0 | 0 | -11492.4189 | 0 | 0 | 0 | 0 | 0 | 0
2016-04-18 01:00 | 0 | 0 | 0 | 0 | 29740.8139 | 135367.4461 | 410275 | 0 | 0 | 0 | 0 | 2453003.9018 | 1900161.1149 | 0 | 0 | 0 | 0 | 0 | 0 | 0 | 0 | 0 | 0 | 0 | 0 | 0 | 0 | 0 | 0 | -259533.218 | 14366.478 | 0 | 0 | 0 | 0 | 0 | 0 | 0 | 0 | 0 | 0 | 0 | 0 | 0 | 0 | 0
2016-04-18 02:00 | 0 | 0 | 0 | 0 | 134730.2902 | 167.4919 | 394431 | 0 | 0 | 0 | 0 | 2193470.6838 | 1900161.1149 | 0 | 0 | 0 | 0 | 0 | 0 | 0 | 0 | 0 | 0 | 0 | 0 | 0 | 0 | 0 | 0 | -259533.218 | 0 | 0 | 0 | 0 | 0 | 0 | 0 | 0 | 0 | 0 | 0 | 0 | 0 | 0 | 0 | 0
2016-04-18 03:00 | 0 | 0 | 0 | 0 | 114359.782 | 0 | 373893 | 0 | 0 | 0 | 0 | 1933937.4658 | 1900161.1149 | 0 | 0 | 0 | 0 | 0 | 0 | 0 | 0 | 0 | 0 | 0 | 0 | 0 | 0 | 0 | 0 | -259533.218 | 0 | 0 | 0 | 0 | 0 | 0 | 0 | 0 | 0 | 0 | 0 | 0 | 0 | 0 | 0 | 0
2016-04-18 04:00 | 0 | 0 | 0 | 0 | 93278.782 | 0 | 352812 | 0 | 0 | 0 | 0 | 1674404.2478 | 1900161.1149 | 0 | 0 | 0 | 0 | 0 | 0 | 0 | 0 | 0 | 0 | 0 | 0 | 0 | 0 | 0 | 0 | -259533.218 | 0 | 0 | 0 | 0 | 0 | 0 | 0 | 0 | 0 | 0 | 0 | 0 | 0 | 0 | 0 | 0
2016-04-18 05:00 | 0 | 0 | 0 | 0 | 325230.4208 | 0 | 335936 | 0 | 0 | 0 | 0 | 1663698.6687 | 1900161.1149 | 0 | 0 | 0 | 0 | 0 | 0 | 0 | 0 | 0 | 0 | 0 | 0 | 0 | 0 | 0 | 0 | -10705.5792 | 0 | 0 | 0 | 0 | 0 | 0 | 0 | 0 | 0 | 0 | 0 | 0 | 0 | 0 | 0 | 0
2016-04-18 06:00 | 0 | 0 | 0 | 0 | 64927.782 | 0 | 324461 | 0 | 0 | 0 | 0 | 1404165.4507 | 1900161.1149 | 0 | 0 | 0 | 0 | 0 | 0 | 0 | 0 | 0 | 0 | 0 | 0 | 0 | 0 | 0 | 0 | -259533.218 | 0 | 0 | 0 | 0 | 0 | 0 | 0 | 0 | 0 | 0 | 0 | 0 | 0 | 0 | 0 | 0
2016-04-18 07:00 | 0 | 0 | 0 | 0 | 58030.782 | 0 | 317564 | 0 | 0 | 0 | 0 | 1144632.2327 | 1900161.1149 | 0 | 0 | 0 | 0 | 0 | 0 | 0 | 0 | 0 | 0 | 0 | 0 | 0 | 0 | 0 | 0 | -259533.218 | 0 | 0 | 0 | 0 | 0 | 0 | 0 | 0 | 0 | 0 | 0 | 0 | 0 | 0 | 0 | 0
2016-04-18 08:00 | 0 | 0 | 0 | 0 | 59251.782 | 0 | 318785 | 0 | 0 | 0 | 0 | 885099.0148 | 1900161.1149 | 0 | 0 | 0 | 0 | 0 | 0 | 0 | 0 | 0 | 0 | 0 | 0 | 0 | 0 | 0 | 0 | -259533.218 | 0 | 0 | 0 | 0 | 0 | 0 | 0 | 0 | 0 | 0 | 0 | 0 | 0 | 0 | 0 | 0
2016-04-18 09:00 | 0 | 0 | 0 | 0 | 284857.3231 | 0 | 330821 | 0 | 0 | 0 | 0 | 839135.3379 | 1900161.1149 | 0 | 0 | 0 | 0 | 0 | 0 | 0 | 0 | 0 | 0 | 0 | 0 | 0 | 0 | 0 | 0 | -45963.6769 | 0 | 0 | 0 | 0 | 0 | 0 | 0 | 0 | 0 | 0 | 0 | 0 | 0 | 0 | 0 | 0
2016-04-18 10:00 | 0 | 0 | 0 | 0 | 96134.782 | 0 | 355668 | 0 | 0 | 0 | 0 | 579602.1199 | 1900161.1149 | 0 | 0 | 0 | 0 | 0 | 0 | 0 | 0 | 0 | 0 | 0 | 0 | 0 | 0 | 0 | 0 | -259533.218 | 0 | 0 | 0 | 0 | 0 | 0 | 0 | 0 | 0 | 0 | 0 | 0 | 0 | 0 | 0 | 0
2016-04-18 11:00 | 0 | 0 | 0 | 0 | 120068.782 | 0 | 379602 | 0 | 0 | 0 | 0 | 320068.9019 | 1900161.1149 | 0 | 0 | 0 | 0 | 0 | 0 | 0 | 0 | 0 | 0 | 0 | 0 | 0 | 0 | 0 | 0 | -259533.218 | 0 | 0 | 0 | 0 | 0 | 0 | 0 | 0 | 0 | 0 | 0 | 0 | 0 | 0 | 0 | 0
2016-04-18 12:00 | 0 | 0 | 0 | 0 | 258271.7525 | 4134.797 | 393054 | 0 | 0 | 0 | 0 | 189421.4514 | 1900161.1149 | 0 | 0 | 0 | 0 | 0 | 0 | 0 | 0 | 0 | 0 | 0 | 0 | 0 | 0 | 0 | 0 | -130647.4506 | 0 | 0 | 0 | 0 | 0 | 0 | 0 | 0 | 0 | 0 | 0 | 0 | 0 | 0 | 0 | 0
2016-04-18 13:00 | 0 | 0 | 0 | 0 | 0 | 212918.5486 | 402340 | 0 | 0 | 0 | 0 | 0 | 1900161.1149 | 0 | 0 | 0 | 0 | 0 | 0 | 0 | 0 | 0 | 0 | 0 | 0 | 0 | 0 | 0 | 0 | -189421.4514 | 0 | 0 | 0 | 0 | 0 | 0 | 0 | 0 | 0 | 0 | 0 | 0 | 0 | 0 | 0 | 0
2016-04-18 14:00 | 0 | 0 | 0 | 0 | 72198.2451 | 598848.9728 | 411514 | 0 | 0 | 0 | 0 | 259533.218 | 1900161.1149 | 0 | 0 | 0 | 0 | 0 | 0 | 0 | 0 | 0 | 0 | 0 | 0 | 0 | 0 | 0 | 0 | 259533.218 | 0 | 0 | 0 | 0 | 0 | 0 | 0 | 0 | 0 | 0 | 0 | 0 | 0 | 0 | 0 | 0
2016-04-18 15:00 | 0 | 0 | 0 | 0 | 0 | 692474.6959 | 418575 | 0 | 0 | 0 | 0 | 519066.4359 | 1914527.5928 | 0 | 0 | 0 | 0 | 0 | 0 | 0 | 0 | 0 | 0 | 0 | 0 | 0 | 0 | 0 | 0 | 259533.218 | 14366.478 | 0 | 0 | 0 | 0 | 0 | 0 | 0 | 0 | 0 | 0 | 0 | 0 | 0 | 0 | 0
2016-04-18 16:00 | 0 | 0 | 0 | 0 | 0 | 697825.6959 | 423926 | 0 | 0 | 0 | 0 | 778599.6539 | 1928894.0708 | 0 | 0 | 0 | 0 | 0 | 0 | 0 | 0 | 0 | 0 | 0 | 0 | 0 | 0 | 0 | 0 | 259533.218 | 14366.478 | 0 | 0 | 0 | 0 | 0 | 0 | 0 | 0 | 0 | 0 | 0 | 0 | 0 | 0 | 0
2016-04-18 17:00 | 0 | 0 | 0 | 0 | 0 | 704007.6959 | 430108 | 0 | 0 | 0 | 0 | 1038132.8719 | 1943260.5488 | 0 | 0 | 0 | 0 | 0 | 0 | 0 | 0 | 0 | 0 | 0 | 0 | 0 | 0 | 0 | 0 | 259533.218 | 14366.478 | 0 | 0 | 0 | 0 | 0 | 0 | 0 | 0 | 0 | 0 | 0 | 0 | 0 | 0 | 0
2016-04-18 18:00 | 0 | 0 | 0 | 0 | 0 | 709549.6959 | 435650 | 0 | 0 | 0 | 0 | 1297666.0898 | 1957627.0268 | 0 | 0 | 0 | 0 | 0 | 0 | 0 | 0 | 0 | 0 | 0 | 0 | 0 | 0 | 0 | 0 | 259533.218 | 14366.478 | 0 | 0 | 0 | 0 | 0 | 0 | 0 | 0 | 0 | 0 | 0 | 0 | 0 | 0 | 0
2016-04-18 19:00 | 0 | 0 | 0 | 0 | 0 | 714793.6959 | 440894 | 0 | 0 | 0 | 0 | 1557199.3078 | 1971993.5048 | 0 | 0 | 0 | 0 | 0 | 0 | 0 | 0 | 0 | 0 | 0 | 0 | 0 | 0 | 0 | 0 | 259533.218 | 14366.478 | 0 | 0 | 0 | 0 | 0 | 0 | 0 | 0 | 0 | 0 | 0 | 0 | 0 | 0 | 0
2016-04-18 20:00 | 0 | 0 | 0 | 0 | 0 | 720022.6959 | 446123 | 0 | 0 | 0 | 0 | 1816732.5258 | 1986359.9828 | 0 | 0 | 0 | 0 | 0 | 0 | 0 | 0 | 0 | 0 | 0 | 0 | 0 | 0 | 0 | 0 | 259533.218 | 14366.478 | 0 | 0 | 0 | 0 | 0 | 0 | 0 | 0 | 0 | 0 | 0 | 0 | 0 | 0 | 0
2016-04-18 21:00 | 0 | 0 | 0 | 0 | 0 | 723607.6959 | 449708 | 0 | 0 | 0 | 0 | 2076265.7437 | 2000726.4607 | 0 | 0 | 0 | 0 | 0 | 0 | 0 | 0 | 0 | 0 | 0 | 0 | 0 | 0 | 0 | 0 | 259533.218 | 14366.478 | 0 | 0 | 0 | 0 | 0 | 0 | 0 | 0 | 0 | 0 | 0 | 0 | 0 | 0 | 0
2016-04-18 22:00 | 0 | 0 | 0 | 0 | 0 | 747020.9855 | 449607 | 0 | 0 | 0 | 0 | 2335798.9617 | 2015092.9387 | 0 | 0 | 0 | 0 | 0 | 0 | 23514.2896 | 0 | 0 | 0 | 0 | 0 | 0 | 0 | 0 | 0 | 259533.218 | 14366.478 | 0 | 0 | 0 | 0 | 0 | 0 | 0 | 0 | 23514.2896 | 0 | 0 | 0 | 0 | 0 | 0
2016-04-18 23:00 | 0 | 0 | 0 | 0 | 34007.2067 | 649493.7217 | 447482 | 0 | 0 | 0 | 0 | 2595332.1797 | 2015092.9387 | 0 | 0 | 0 | 0 | 0 | 0 | 0 | 0 | 0 | 0 | 0 | 0 | 0 | 0 | 0 | 0 | 259533.218 | 0 | 0 | 0 | 0 | 0 | 0 | 0 | 0 | 0 | -23514.2896 | 0 | 0 | 0 | 0 | 0 | 0
2016-04-19 | 0 | 0 | 0 | 0 | 0 | 473530.1127 | 451741 | 0 | 0 | 0 | 0 | 2725947.3871 | 1906266.844 | 0 | 0 | 0 | 0 | 0 | 0 | 0 | 0 | 0 | 0 | 0 | 0 | 0 | 0 | 0 | 0 | 130615.2074 | 0 | 108826.0947 | 0 | 0 | 0 | 0 | 0 | 0 | 0 | 0 | 0 | 0 | 0 | 0 | 0 | 0
2016-04-19 01:00 | 0 | 0 | 0 | 0 | 59905.2103 | 140759.0497 | 445831 | 0 | 0 | 0 | 0 | 2466414.1692 | 1920633.322 | 0 | 0 | 0 | 0 | 0 | 0 | 0 | 0 | 0 | 0 | 0 | 0 | 0 | 0 | 0 | 0 | -259533.218 | 14366.478 | 0 | 0 | 0 | 0 | 0 | 0 | 0 | 0 | 0 | 0 | 0 | 0 | 0 | 0 | 0
2016-04-19 02:00 | 0 | 0 | 0 | 0 | 163282.8618 | 203.9203 | 423020 | 0 | 0 | 0 | 0 | 2206880.9512 | 1920633.322 | 0 | 0 | 0 | 0 | 0 | 0 | 0 | 0 | 0 | 0 | 0 | 0 | 0 | 0 | 0 | 0 | -259533.218 | 0 | 0 | 0 | 0 | 0 | 0 | 0 | 0 | 0 | 0 | 0 | 0 | 0 | 0 | 0 | 0
2016-04-19 03:00 | 0 | 0 | 0 | 0 | 329220.8823 | 0 | 395905 | 0 | 0 | 0 | 0 | 2140196.8335 | 1920633.322 | 0 | 0 | 0 | 0 | 0 | 0 | 0 | 0 | 0 | 0 | 0 | 0 | 0 | 0 | 0 | 0 | -66684.1177 | 0 | 0 | 0 | 0 | 0 | 0 | 0 | 0 | 0 | 0 | 0 | 0 | 0 | 0 | 0 | 0
2016-04-19 04:00 | 0 | 0 | 0 | 0 | 111083.782 | 0 | 370617 | 0 | 0 | 0 | 0 | 1880663.6155 | 1920633.322 | 0 | 0 | 0 | 0 | 0 | 0 | 0 | 0 | 0 | 0 | 0 | 0 | 0 | 0 | 0 | 0 | -259533.218 | 0 | 0 | 0 | 0 | 0 | 0 | 0 | 0 | 0 | 0 | 0 | 0 | 0 | 0 | 0 | 0
2016-04-19 05:00 | 0 | 0 | 0 | 0 | 91547.782 | 0 | 351081 | 0 | 0 | 0 | 0 | 1621130.3976 | 1920633.322 | 0 | 0 | 0 | 0 | 0 | 0 | 0 | 0 | 0 | 0 | 0 | 0 | 0 | 0 | 0 | 0 | -259533.218 | 0 | 0 | 0 | 0 | 0 | 0 | 0 | 0 | 0 | 0 | 0 | 0 | 0 | 0 | 0 | 0
2016-04-19 06:00 | 0 | 0 | 0 | 0 | 256177.9855 | 0 | 335723 | 0 | 0 | 0 | 0 | 1541585.3831 | 1920633.322 | 0 | 0 | 0 | 0 | 0 | 0 | 0 | 0 | 0 | 0 | 0 | 0 | 0 | 0 | 0 | 0 | -79545.0145 | 0 | 0 | 0 | 0 | 0 | 0 | 0 | 0 | 0 | 0 | 0 | 0 | 0 | 0 | 0 | 0
2016-04-19 07:00 | 0 | 0 | 0 | 0 | 66758.782 | 0 | 326292 | 0 | 0 | 0 | 0 | 1282052.1651 | 1920633.322 | 0 | 0 | 0 | 0 | 0 | 0 | 0 | 0 | 0 | 0 | 0 | 0 | 0 | 0 | 0 | 0 | -259533.218 | 0 | 0 | 0 | 0 | 0 | 0 | 0 | 0 | 0 | 0 | 0 | 0 | 0 | 0 | 0 | 0
2016-04-19 08:00 | 0 | 0 | 0 | 0 | 203786.7185 | 0 | 324772 | 0 | 0 | 0 | 0 | 1161066.8836 | 1920633.322 | 0 | 0 | 0 | 0 | 0 | 0 | 0 | 0 | 0 | 0 | 0 | 0 | 0 | 0 | 0 | 0 | -120985.2815 | 0 | 0 | 0 | 0 | 0 | 0 | 0 | 0 | 0 | 0 | 0 | 0 | 0 | 0 | 0 | 0
2016-04-19 09:00 | 0 | 0 | 0 | 0 | 74667.782 | 0 | 334201 | 0 | 0 | 0 | 0 | 901533.6657 | 1920633.322 | 0 | 0 | 0 | 0 | 0 | 0 | 0 | 0 | 0 | 0 | 0 | 0 | 0 | 0 | 0 | 0 | -259533.218 | 0 | 0 | 0 | 0 | 0 | 0 | 0 | 0 | 0 | 0 | 0 | 0 | 0 | 0 | 0 | 0
2016-04-19 10:00 | 0 | 0 | 0 | 0 | 170561.6268 | 0 | 357981 | 0 | 0 | 0 | 0 | 714114.2925 | 1920633.322 | 0 | 0 | 0 | 0 | 0 | 0 | 0 | 0 | 0 | 0 | 0 | 0 | 0 | 0 | 0 | 0 | -187419.3732 | 0 | 0 | 0 | 0 | 0 | 0 | 0 | 0 | 0 | 0 | 0 | 0 | 0 | 0 | 0 | 0
2016-04-19 11:00 | 0 | 0 | 0 | 0 | 121764.782 | 0 | 381298 | 0 | 0 | 0 | 0 | 454581.0745 | 1920633.322 | 0 | 0 | 0 | 0 | 0 | 0 | 0 | 0 | 0 | 0 | 0 | 0 | 0 | 0 | 0 | 0 | -259533.218 | 0 | 0 | 0 | 0 | 0 | 0 | 0 | 0 | 0 | 0 | 0 | 0 | 0 | 0 | 0 | 0
2016-04-19 12:00 | 0 | 0 | 0 | 0 | 131131.3395 | 2640.4019 | 394412 | 0 | 0 | 0 | 0 | 220529.4289 | 1894044.709 | 0 | 0 | 0 | 0 | 0 | 0 | 0 | 0 | 0 | 0 | 0 | 0 | 0 | 0 | 0 | 0 | -234051.6456 | 0 | 26588.613 | 0 | 0 | 0 | 0 | 0 | 0 | 0 | 0 | 0 | 0 | 0 | 0 | 0 | 0
2016-04-19 13:00 | 0 | 0 | 0 | 0 | 0 | 206729.8607 | 403745 | 0 | 0 | 0 | 0 | 0 | 1894044.709 | 0 | 0 | 0 | 0 | 0 | 0 | 23514.2896 | 0 | 0 | 0 | 0 | 0 | 0 | 0 | 0 | 0 | -220529.4289 | 0 | 0 | 0 | 0 | 0 | 0 | 0 | 0 | 0 | 23514.2896 | 0 | 0 | 0 | 0 | 0 | 0
2016-04-19 14:00 | 0 | 0 | 0 | 0 | 0 | 535178.2925 | 412923 | 0 | 0 | 0 | 0 | 145769.5821 | 1894044.709 | 0 | 0 | 0 | 0 | 0 | 0 | 0 | 0 | 0 | 0 | 0 | 0 | 0 | 0 | 0 | 0 | 145769.5821 | 0 | 0 | 0 | 0 | 0 | 0 | 0 | 0 | 0 | -23514.2896 | 0 | 0 | 0 | 0 | 0 | 0
2016-04-19 15:00 | 0 | 0 | 0 | 0 | 0 | 694139.6959 | 420240 | 0 | 0 | 0 | 0 | 405302.8001 | 1908411.1869 | 0 | 0 | 0 | 0 | 0 | 0 | 0 | 0 | 0 | 0 | 0 | 0 | 0 | 0 | 0 | 0 | 259533.218 | 14366.478 | 0 | 0 | 0 | 0 | 0 | 0 | 0 | 0 | 0 | 0 | 0 | 0 | 0 | 0 | 0
2016-04-19 16:00 | 0 | 0 | 0 | 0 | 0 | 700386.6959 | 426487 | 0 | 0 | 0 | 0 | 664836.0181 | 1922777.6649 | 0 | 0 | 0 | 0 | 0 | 0 | 0 | 0 | 0 | 0 | 0 | 0 | 0 | 0 | 0 | 0 | 259533.218 | 14366.478 | 0 | 0 | 0 | 0 | 0 | 0 | 0 | 0 | 0 | 0 | 0 | 0 | 0 | 0 | 0
2016-04-19 17:00 | 0 | 0 | 0 | 0 | 0 | 706991.6959 | 433092 | 0 | 0 | 0 | 0 | 924369.236 | 1937144.1429 | 0 | 0 | 0 | 0 | 0 | 0 | 0 | 0 | 0 | 0 | 0 | 0 | 0 | 0 | 0 | 0 | 259533.218 | 14366.478 | 0 | 0 | 0 | 0 | 0 | 0 | 0 | 0 | 0 | 0 | 0 | 0 | 0 | 0 | 0
2016-04-19 18:00 | 0 | 0 | 0 | 0 | 0 | 713710.6959 | 439811 | 0 | 0 | 0 | 0 | 1183902.454 | 1951510.6209 | 0 | 0 | 0 | 0 | 0 | 0 | 0 | 0 | 0 | 0 | 0 | 0 | 0 | 0 | 0 | 0 | 259533.218 | 14366.478 | 0 | 0 | 0 | 0 | 0 | 0 | 0 | 0 | 0 | 0 | 0 | 0 | 0 | 0 | 0
2016-04-19 19:00 | 0 | 0 | 0 | 0 | 0 | 718347.6959 | 444448 | 0 | 0 | 0 | 0 | 1443435.672 | 1965877.0989 | 0 | 0 | 0 | 0 | 0 | 0 | 0 | 0 | 0 | 0 | 0 | 0 | 0 | 0 | 0 | 0 | 259533.218 | 14366.478 | 0 | 0 | 0 | 0 | 0 | 0 | 0 | 0 | 0 | 0 | 0 | 0 | 0 | 0 | 0
2016-04-19 20:00 | 0 | 0 | 0 | 0 | 0 | 722909.6959 | 449010 | 0 | 0 | 0 | 0 | 1702968.8899 | 1980243.5768 | 0 | 0 | 0 | 0 | 0 | 0 | 0 | 0 | 0 | 0 | 0 | 0 | 0 | 0 | 0 | 0 | 259533.218 | 14366.478 | 0 | 0 | 0 | 0 | 0 | 0 | 0 | 0 | 0 | 0 | 0 | 0 | 0 | 0 | 0
2016-04-19 21:00 | 0 | 0 | 0 | 0 | 0 | 725592.6959 | 451693 | 0 | 0 | 0 | 0 | 1962502.1079 | 1994610.0548 | 0 | 0 | 0 | 0 | 0 | 0 | 0 | 0 | 0 | 0 | 0 | 0 | 0 | 0 | 0 | 0 | 259533.218 | 14366.478 | 0 | 0 | 0 | 0 | 0 | 0 | 0 | 0 | 0 | 0 | 0 | 0 | 0 | 0 | 0
2016-04-19 22:00 | 0 | 0 | 0 | 0 | 0 | 748350.9855 | 450937 | 0 | 0 | 0 | 0 | 2222035.3259 | 2008976.5328 | 0 | 0 | 0 | 0 | 0 | 0 | 23514.2896 | 0 | 0 | 0 | 0 | 0 | 0 | 0 | 0 | 0 | 259533.218 | 14366.478 | 0 | 0 | 0 | 0 | 0 | 0 | 0 | 0 | 23514.2896 | 0 | 0 | 0 | 0 | 0 | 0
2016-04-19 23:00 | 0 | 0 | 0 | 0 | 0 | 674650.897 | 448986 | 0 | 0 | 0 | 0 | 2471214.5124 | 2008976.5328 | 0 | 0 | 0 | 0 | 0 | 0 | 0 | 0 | 0 | 0 | 0 | 0 | 0 | 0 | 0 | 0 | 249179.1866 | 0 | 0 | 0 | 0 | 0 | 0 | 0 | 0 | 0 | -23514.2896 | 0 | 0 | 0 | 0 | 0 | 0
2016-04-20 | 0 | 0 | 0 | 0 | 0 | 479100.0006 | 453335 | 0 | 0 | 0 | 0 | 2582291.3181 | 1900150.4381 | 0 | 0 | 0 | 0 | 0 | 0 | 23514.2896 | 0 | 0 | 0 | 0 | 0 | 0 | 0 | 0 | 0 | 111076.8057 | 0 | 108826.0947 | 0 | 0 | 0 | 0 | 0 | 0 | 0 | 23514.2896 | 0 | 0 | 0 | 0 | 0 | 0
2016-04-20 01:00 | 0 | 0 | 0 | 0 | 38684.7472 | 126067.7453 | 447800 | 0 | 0 | 0 | 0 | 2322758.1002 | 1900150.4381 | 0 | 0 | 0 | 0 | 0 | 0 | 0 | 0 | 0 | 0 | 0 | 0 | 0 | 0 | 0 | 0 | -259533.218 | 0 | 0 | 0 | 0 | 0 | 0 | 0 | 0 | 0 | -23514.2896 | 0 | 0 | 0 | 0 | 0 | 0
2016-04-20 02:00 | 0 | 0 | 0 | 0 | 179826.2783 | 213.9817 | 425207 | 0 | 0 | 0 | 0 | 2063224.8822 | 1914516.9161 | 0 | 0 | 0 | 0 | 0 | 0 | 0 | 0 | 0 | 0 | 0 | 0 | 0 | 0 | 0 | 0 | -259533.218 | 14366.478 | 0 | 0 | 0 | 0 | 0 | 0 | 0 | 0 | 0 | 0 | 0 | 0 | 0 | 0 | 0
2016-04-20 03:00 | 0 | 0 | 0 | 0 | 138807.782 | 0 | 398341 | 0 | 0 | 0 | 0 | 1803691.6642 | 1914516.9161 | 0 | 0 | 0 | 0 | 0 | 0 | 0 | 0 | 0 | 0 | 0 | 0 | 0 | 0 | 0 | 0 | -259533.218 | 0 | 0 | 0 | 0 | 0 | 0 | 0 | 0 | 0 | 0 | 0 | 0 | 0 | 0 | 0 | 0
2016-04-20 04:00 | 0 | 0 | 0 | 0 | 251338.2434 | 0 | 373790 | 0 | 0 | 0 | 0 | 1681239.9076 | 1914516.9161 | 0 | 0 | 0 | 0 | 0 | 0 | 0 | 0 | 0 | 0 | 0 | 0 | 0 | 0 | 0 | 0 | -122451.7566 | 0 | 0 | 0 | 0 | 0 | 0 | 0 | 0 | 0 | 0 | 0 | 0 | 0 | 0 | 0 | 0
2016-04-20 05:00 | 0 | 0 | 0 | 0 | 94807.782 | 0 | 354341 | 0 | 0 | 0 | 0 | 1421706.6896 | 1914516.9161 | 0 | 0 | 0 | 0 | 0 | 0 | 0 | 0 | 0 | 0 | 0 | 0 | 0 | 0 | 0 | 0 | -259533.218 | 0 | 0 | 0 | 0 | 0 | 0 | 0 | 0 | 0 | 0 | 0 | 0 | 0 | 0 | 0 | 0
2016-04-20 06:00 | 0 | 0 | 0 | 0 | 216451.6026 | 0 | 338967 | 0 | 0 | 0 | 0 | 1299191.2922 | 1914516.9161 | 0 | 0 | 0 | 0 | 0 | 0 | 0 | 0 | 0 | 0 | 0 | 0 | 0 | 0 | 0 | 0 | -122515.3974 | 0 | 0 | 0 | 0 | 0 | 0 | 0 | 0 | 0 | 0 | 0 | 0 | 0 | 0 | 0 | 0
2016-04-20 07:00 | 0 | 0 | 0 | 0 | 194657.0144 | 0 | 329453 | 0 | 0 | 0 | 0 | 1164395.3066 | 1914516.9161 | 0 | 0 | 0 | 0 | 0 | 0 | 0 | 0 | 0 | 0 | 0 | 0 | 0 | 0 | 0 | 0 | -134795.9856 | 0 | 0 | 0 | 0 | 0 | 0 | 0 | 0 | 0 | 0 | 0 | 0 | 0 | 0 | 0 | 0
2016-04-20 08:00 | 0 | 0 | 0 | 0 | 176403.3512 | 0 | 327697 | 0 | 0 | 0 | 0 | 1013101.6578 | 1914516.9161 | 0 | 0 | 0 | 0 | 0 | 0 | 0 | 0 | 0 | 0 | 0 | 0 | 0 | 0 | 0 | 0 | -151293.6488 | 0 | 0 | 0 | 0 | 0 | 0 | 0 | 0 | 0 | 0 | 0 | 0 | 0 | 0 | 0 | 0
2016-04-20 09:00 | 0 | 0 | 0 | 0 | 158613.4716 | 0 | 335851 | 0 | 0 | 0 | 0 | 835864.1294 | 1914516.9161 | 0 | 0 | 0 | 0 | 0 | 0 | 0 | 0 | 0 | 0 | 0 | 0 | 0 | 0 | 0 | 0 | -177237.5284 | 0 | 0 | 0 | 0 | 0 | 0 | 0 | 0 | 0 | 0 | 0 | 0 | 0 | 0 | 0 | 0
2016-04-20 10:00 | 0 | 0 | 0 | 0 | 148508.9173 | 0 | 359277 | 0 | 0 | 0 | 0 | 625096.0467 | 1914516.9161 | 0 | 0 | 0 | 0 | 0 | 0 | 0 | 0 | 0 | 0 | 0 | 0 | 0 | 0 | 0 | 0 | -210768.0827 | 0 | 0 | 0 | 0 | 0 | 0 | 0 | 0 | 0 | 0 | 0 | 0 | 0 | 0 | 0 | 0
2016-04-20 11:00 | 0 | 0 | 0 | 0 | 146595.2684 | 0 | 381420 | 0 | 0 | 0 | 0 | 390271.3151 | 1914516.9161 | 0 | 0 | 0 | 0 | 0 | 0 | 0 | 0 | 0 | 0 | 0 | 0 | 0 | 0 | 0 | 0 | -234824.7316 | 0 | 0 | 0 | 0 | 0 | 0 | 0 | 0 | 0 | 0 | 0 | 0 | 0 | 0 | 0 | 0
2016-04-20 12:00 | 0 | 0 | 0 | 0 | 128427.6835 | 7920.2708 | 393612 | 0 | 0 | 0 | 0 | 130738.0971 | 1893271.7987 | 0 | 0 | 0 | 0 | 0 | 0 | 23514.2896 | 0 | 0 | 0 | 0 | 0 | 0 | 0 | 0 | 0 | -259533.218 | 0 | 21245.1174 | 0 | 0 | 0 | 0 | 0 | 0 | 0 | 23514.2896 | 0 | 0 | 0 | 0 | 0 | 0
2016-04-20 13:00 | 0 | 0 | 0 | 0 | 0 | 262375.5054 | 402045 | 0 | 0 | 0 | 0 | 100786.57 | 1807068.1208 | 0 | 0 | 0 | 0 | 0 | 0 | 0 | 0 | 0 | 0 | 0 | 0 | 0 | 0 | 0 | 0 | -29951.5272 | 0 | 86203.6778 | 0 | 0 | 0 | 0 | 0 | 0 | 0 | -23514.2896 | 0 | 0 | 0 | 0 | 0 | 0
2016-04-20 14:00 | 0 | 0 | 0 | 0 | 0 | 614827.2765 | 411489 | 0 | 0 | 0 | 0 | 289758.3685 | 1821434.5988 | 0 | 0 | 0 | 0 | 0 | 0 | 0 | 0 | 0 | 0 | 0 | 0 | 0 | 0 | 0 | 0 | 188971.7985 | 14366.478 | 0 | 0 | 0 | 0 | 0 | 0 | 0 | 0 | 0 | 0 | 0 | 0 | 0 | 0 | 0
2016-04-20 15:00 | 0 | 0 | 0 | 0 | 0 | 692160.6959 | 418261 | 0 | 0 | 0 | 0 | 549291.5865 | 1835801.0768 | 0 | 0 | 0 | 0 | 0 | 0 | 0 | 0 | 0 | 0 | 0 | 0 | 0 | 0 | 0 | 0 | 259533.218 | 14366.478 | 0 | 0 | 0 | 0 | 0 | 0 | 0 | 0 | 0 | 0 | 0 | 0 | 0 | 0 | 0
2016-04-20 16:00 | 0 | 0 | 0 | 0 | 0 | 697494.6959 | 423595 | 0 | 0 | 0 | 0 | 808824.8044 | 1850167.5548 | 0 | 0 | 0 | 0 | 0 | 0 | 0 | 0 | 0 | 0 | 0 | 0 | 0 | 0 | 0 | 0 | 259533.218 | 14366.478 | 0 | 0 | 0 | 0 | 0 | 0 | 0 | 0 | 0 | 0 | 0 | 0 | 0 | 0 | 0
2016-04-20 17:00 | 0 | 0 | 0 | 0 | 0 | 703764.6959 | 429865 | 0 | 0 | 0 | 0 | 1068358.0224 | 1864534.0328 | 0 | 0 | 0 | 0 | 0 | 0 | 0 | 0 | 0 | 0 | 0 | 0 | 0 | 0 | 0 | 0 | 259533.218 | 14366.478 | 0 | 0 | 0 | 0 | 0 | 0 | 0 | 0 | 0 | 0 | 0 | 0 | 0 | 0 | 0
2016-04-20 18:00 | 0 | 0 | 0 | 0 | 0 | 709959.6959 | 436060 | 0 | 0 | 0 | 0 | 1327891.2404 | 1878900.5107 | 0 | 0 | 0 | 0 | 0 | 0 | 0 | 0 | 0 | 0 | 0 | 0 | 0 | 0 | 0 | 0 | 259533.218 | 14366.478 | 0 | 0 | 0 | 0 | 0 | 0 | 0 | 0 | 0 | 0 | 0 | 0 | 0 | 0 | 0
2016-04-20 19:00 | 0 | 0 | 0 | 0 | 0 | 715705.6959 | 441806 | 0 | 0 | 0 | 0 | 1587424.4583 | 1893266.9887 | 0 | 0 | 0 | 0 | 0 | 0 | 0 | 0 | 0 | 0 | 0 | 0 | 0 | 0 | 0 | 0 | 259533.218 | 14366.478 | 0 | 0 | 0 | 0 | 0 | 0 | 0 | 0 | 0 | 0 | 0 | 0 | 0 | 0 | 0
2016-04-20 20:00 | 0 | 0 | 0 | 0 | 0 | 720735.6959 | 446836 | 0 | 0 | 0 | 0 | 1846957.6763 | 1907633.4667 | 0 | 0 | 0 | 0 | 0 | 0 | 0 | 0 | 0 | 0 | 0 | 0 | 0 | 0 | 0 | 0 | 259533.218 | 14366.478 | 0 | 0 | 0 | 0 | 0 | 0 | 0 | 0 | 0 | 0 | 0 | 0 | 0 | 0 | 0
2016-04-20 21:00 | 0 | 0 | 0 | 0 | 0 | 723941.6959 | 450042 | 0 | 0 | 0 | 0 | 2106490.8943 | 1921999.9447 | 0 | 0 | 0 | 0 | 0 | 0 | 0 | 0 | 0 | 0 | 0 | 0 | 0 | 0 | 0 | 0 | 259533.218 | 14366.478 | 0 | 0 | 0 | 0 | 0 | 0 | 0 | 0 | 0 | 0 | 0 | 0 | 0 | 0 | 0
2016-04-20 22:00 | 0 | 0 | 0 | 0 | 0 | 742736.7783 | 449574 | 0 | 0 | 0 | 0 | 2366024.1122 | 1936366.4227 | 0 | 0 | 0 | 0 | 0 | 0 | 19263.0824 | 0 | 0 | 0 | 0 | 0 | 0 | 0 | 0 | 0 | 259533.218 | 14366.478 | 0 | 0 | 0 | 0 | 0 | 0 | 0 | 0 | 19263.0824 | 0 | 0 | 0 | 0 | 0 | 0
2016-04-20 23:00 | 0 | 0 | 0 | 0 | 0 | 725965.9032 | 447815 | 0 | 0 | 0 | 0 | 2625557.3302 | 1950732.9006 | 0 | 0 | 0 | 0 | 0 | 0 | 23514.2896 | 0 | 0 | 0 | 0 | 0 | 0 | 0 | 0 | 0 | 259533.218 | 14366.478 | 0 | 0 | 0 | 0 | 0 | 0 | 0 | 0 | 4251.2072 | 0 | 0 | 0 | 0 | 0 | 0
2016-04-21 | 0 | 0 | 0 | 0 | 0 | 537115.4076 | 452475 | 0 | 0 | 0 | 0 | 2733712.0274 | 1950732.9006 | 0 | 0 | 0 | 0 | 0 | 0 | 0 | 0 | 0 | 0 | 0 | 0 | 0 | 0 | 0 | 0 | 108154.6972 | 0 | 0 | 0 | 0 | 0 | 0 | 0 | 0 | 0 | -23514.2896 | 0 | 0 | 0 | 0 | 0 | 0
2016-04-21 01:00 | 0 | 0 | 0 | 0 | 46581.4545 | 154958.8055 | 446707 | 0 | 0 | 0 | 0 | 2474178.8095 | 1965099.3786 | 0 | 0 | 0 | 0 | 0 | 0 | 0 | 0 | 0 | 0 | 0 | 0 | 0 | 0 | 0 | 0 | -259533.218 | 14366.478 | 0 | 0 | 0 | 0 | 0 | 0 | 0 | 0 | 0 | 0 | 0 | 0 | 0 | 0 | 0
2016-04-21 02:00 | 0 | 0 | 0 | 0 | 164895.1948 | 372.5872 | 424801 | 0 | 0 | 0 | 0 | 2214645.5915 | 1965099.3786 | 0 | 0 | 0 | 0 | 0 | 0 | 0 | 0 | 0 | 0 | 0 | 0 | 0 | 0 | 0 | 0 | -259533.218 | 0 | 0 | 0 | 0 | 0 | 0 | 0 | 0 | 0 | 0 | 0 | 0 | 0 | 0 | 0 | 0
2016-04-21 03:00 | 0 | 0 | 0 | 0 | 137915.782 | 0 | 397449 | 0 | 0 | 0 | 0 | 1955112.3735 | 1965099.3786 | 0 | 0 | 0 | 0 | 0 | 0 | 0 | 0 | 0 | 0 | 0 | 0 | 0 | 0 | 0 | 0 | -259533.218 | 0 | 0 | 0 | 0 | 0 | 0 | 0 | 0 | 0 | 0 | 0 | 0 | 0 | 0 | 0 | 0
2016-04-21 04:00 | 0 | 0 | 0 | 0 | 113418.782 | 0 | 372952 | 0 | 0 | 0 | 0 | 1695579.1556 | 1965099.3786 | 0 | 0 | 0 | 0 | 0 | 0 | 0 | 0 | 0 | 0 | 0 | 0 | 0 | 0 | 0 | 0 | -259533.218 | 0 | 0 | 0 | 0 | 0 | 0 | 0 | 0 | 0 | 0 | 0 | 0 | 0 | 0 | 0 | 0
2016-04-21 05:00 | 0 | 0 | 0 | 0 | 93916.782 | 0 | 353450 | 0 | 0 | 0 | 0 | 1436045.9376 | 1965099.3786 | 0 | 0 | 0 | 0 | 0 | 0 | 0 | 0 | 0 | 0 | 0 | 0 | 0 | 0 | 0 | 0 | -259533.218 | 0 | 0 | 0 | 0 | 0 | 0 | 0 | 0 | 0 | 0 | 0 | 0 | 0 | 0 | 0 | 0
2016-04-21 06:00 | 0 | 0 | 0 | 0 | 0 | 0 | 339040 | 0 | 0 | 0 | 0 | 1176512.7196 | 1885592.5966 | 0 | 0 | 0 | 0 | 0 | 0 | 0 | 0 | 0 | 0 | 0 | 0 | 0 | 0 | 0 | 0 | -259533.218 | 0 | 79506.782 | 0 | 0 | 0 | 0 | 0 | 0 | 0 | 0 | 0 | 0 | 0 | 0 | 0 | 0
2016-04-21 07:00 | 0 | 0 | 0 | 0 | 69570.782 | 0 | 329104 | 0 | 0 | 0 | 0 | 916979.5017 | 1885592.5966 | 0 | 0 | 0 | 0 | 0 | 0 | 0 | 0 | 0 | 0 | 0 | 0 | 0 | 0 | 0 | 0 | -259533.218 | 0 | 0 | 0 | 0 | 0 | 0 | 0 | 0 | 0 | 0 | 0 | 0 | 0 | 0 | 0 | 0
2016-04-21 08:00 | 0 | 0 | 0 | 0 | 68623.782 | 0 | 328157 | 0 | 0 | 0 | 0 | 657446.2837 | 1885592.5966 | 0 | 0 | 0 | 0 | 0 | 0 | 0 | 0 | 0 | 0 | 0 | 0 | 0 | 0 | 0 | 0 | -259533.218 | 0 | 0 | 0 | 0 | 0 | 0 | 0 | 0 | 0 | 0 | 0 | 0 | 0 | 0 | 0 | 0
2016-04-21 09:00 | 0 | 0 | 0 | 0 | 459422.3702 | 0 | 338269 | 0 | 0 | 0 | 0 | 778599.6539 | 1885592.5966 | 0 | 0 | 0 | 0 | 0 | 0 | 0 | 0 | 0 | 0 | 0 | 0 | 0 | 0 | 0 | 0 | 121153.3702 | 0 | 0 | 0 | 0 | 0 | 0 | 0 | 0 | 0 | 0 | 0 | 0 | 0 | 0 | 0 | 0
2016-04-21 10:00 | 0 | 0 | 0 | 0 | 101675.782 | 0 | 361209 | 0 | 0 | 0 | 0 | 519066.4359 | 1885592.5966 | 0 | 0 | 0 | 0 | 0 | 0 | 0 | 0 | 0 | 0 | 0 | 0 | 0 | 0 | 0 | 0 | -259533.218 | 0 | 0 | 0 | 0 | 0 | 0 | 0 | 0 | 0 | 0 | 0 | 0 | 0 | 0 | 0 | 0
2016-04-21 11:00 | 0 | 0 | 0 | 0 | 124236.782 | 0 | 383770 | 0 | 0 | 0 | 0 | 259533.218 | 1885592.5966 | 0 | 0 | 0 | 0 | 0 | 0 | 0 | 0 | 0 | 0 | 0 | 0 | 0 | 0 | 0 | 0 | -259533.218 | 0 | 0 | 0 | 0 | 0 | 0 | 0 | 0 | 0 | 0 | 0 | 0 | 0 | 0 | 0 | 0
2016-04-21 12:00 | 0 | 0 | 0 | 0 | 130888.6017 | 5967.1804 | 396389 | 0 | 0 | 0 | 0 | 0 | 1885592.5966 | 0 | 0 | 0 | 0 | 0 | 0 | 0 | 0 | 0 | 0 | 0 | 0 | 0 | 0 | 0 | 0 | -259533.218 | 0 | 0 | 0 | 0 | 0 | 0 | 0 | 0 | 0 | 0 | 0 | 0 | 0 | 0 | 0 | 0
2016-04-21 13:00 | 0 | 0 | 0 | 0 | 105763.6256 | 301226.3744 | 406990 | 0 | 0 | 0 | 0 | 0 | 1885592.5966 | 0 | 0 | 0 | 0 | 0 | 0 | 0 | 0 | 0 | 0 | 0 | 0 | 0 | 0 | 0 | 0 | 0 | 0 | 0 | 0 | 0 | 0 | 0 | 0 | 0 | 0 | 0 | 0 | 0 | 0 | 0 | 0 | 0
2016-04-21 14:00 | 0 | 0 | 0 | 0 | 30121.2215 | 645867.9965 | 416456 | 0 | 0 | 0 | 0 | 259533.218 | 1885592.5966 | 0 | 0 | 0 | 0 | 0 | 0 | 0 | 0 | 0 | 0 | 0 | 0 | 0 | 0 | 0 | 0 | 259533.218 | 0 | 0 | 0 | 0 | 0 | 0 | 0 | 0 | 0 | 0 | 0 | 0 | 0 | 0 | 0 | 0
2016-04-21 15:00 | 0 | 0 | 0 | 0 | 0 | 696609.6959 | 422710 | 0 | 0 | 0 | 0 | 519066.4359 | 1899959.0746 | 0 | 0 | 0 | 0 | 0 | 0 | 0 | 0 | 0 | 0 | 0 | 0 | 0 | 0 | 0 | 0 | 259533.218 | 14366.478 | 0 | 0 | 0 | 0 | 0 | 0 | 0 | 0 | 0 | 0 | 0 | 0 | 0 | 0 | 0
2016-04-21 16:00 | 0 | 0 | 0 | 0 | 0 | 701116.6959 | 427217 | 0 | 0 | 0 | 0 | 778599.6539 | 1914325.5526 | 0 | 0 | 0 | 0 | 0 | 0 | 0 | 0 | 0 | 0 | 0 | 0 | 0 | 0 | 0 | 0 | 259533.218 | 14366.478 | 0 | 0 | 0 | 0 | 0 | 0 | 0 | 0 | 0 | 0 | 0 | 0 | 0 | 0 | 0
2016-04-21 17:00 | 0 | 0 | 0 | 0 | 0 | 706615.6959 | 432716 | 0 | 0 | 0 | 0 | 1038132.8719 | 1928692.0305 | 0 | 0 | 0 | 0 | 0 | 0 | 0 | 0 | 0 | 0 | 0 | 0 | 0 | 0 | 0 | 0 | 259533.218 | 14366.478 | 0 | 0 | 0 | 0 | 0 | 0 | 0 | 0 | 0 | 0 | 0 | 0 | 0 | 0 | 0
2016-04-21 18:00 | 0 | 0 | 0 | 0 | 0 | 711990.6959 | 438091 | 0 | 0 | 0 | 0 | 1297666.0898 | 1943058.5085 | 0 | 0 | 0 | 0 | 0 | 0 | 0 | 0 | 0 | 0 | 0 | 0 | 0 | 0 | 0 | 0 | 259533.218 | 14366.478 | 0 | 0 | 0 | 0 | 0 | 0 | 0 | 0 | 0 | 0 | 0 | 0 | 0 | 0 | 0
2016-04-21 19:00 | 0 | 0 | 0 | 0 | 0 | 715393.6959 | 441494 | 0 | 0 | 0 | 0 | 1557199.3078 | 1957424.9865 | 0 | 0 | 0 | 0 | 0 | 0 | 0 | 0 | 0 | 0 | 0 | 0 | 0 | 0 | 0 | 0 | 259533.218 | 14366.478 | 0 | 0 | 0 | 0 | 0 | 0 | 0 | 0 | 0 | 0 | 0 | 0 | 0 | 0 | 0
2016-04-21 20:00 | 0 | 0 | 0 | 0 | 0 | 719098.6959 | 445199 | 0 | 0 | 0 | 0 | 1816732.5258 | 1971791.4645 | 0 | 0 | 0 | 0 | 0 | 0 | 0 | 0 | 0 | 0 | 0 | 0 | 0 | 0 | 0 | 0 | 259533.218 | 14366.478 | 0 | 0 | 0 | 0 | 0 | 0 | 0 | 0 | 0 | 0 | 0 | 0 | 0 | 0 | 0
2016-04-21 21:00 | 0 | 0 | 0 | 0 | 0 | 720842.6959 | 446943 | 0 | 0 | 0 | 0 | 2076265.7437 | 1986157.9425 | 0 | 0 | 0 | 0 | 0 | 0 | 0 | 0 | 0 | 0 | 0 | 0 | 0 | 0 | 0 | 0 | 259533.218 | 14366.478 | 0 | 0 | 0 | 0 | 0 | 0 | 0 | 0 | 0 | 0 | 0 | 0 | 0 | 0 | 0
2016-04-21 22:00 | 0 | 0 | 0 | 0 | 0 | 718426.6959 | 444527 | 0 | 0 | 0 | 0 | 2335798.9617 | 2000524.4204 | 0 | 0 | 0 | 0 | 0 | 0 | 0 | 0 | 0 | 0 | 0 | 0 | 0 | 0 | 0 | 0 | 259533.218 | 14366.478 | 0 | 0 | 0 | 0 | 0 | 0 | 0 | 0 | 0 | 0 | 0 | 0 | 0 | 0 | 0
2016-04-21 23:00 | 0 | 0 | 0 | 0 | 0 | 740272.9855 | 442859 | 0 | 0 | 0 | 0 | 2595332.1797 | 2014890.8984 | 0 | 0 | 0 | 0 | 0 | 0 | 23514.2896 | 0 | 0 | 0 | 0 | 0 | 0 | 0 | 0 | 0 | 259533.218 | 14366.478 | 0 | 0 | 0 | 0 | 0 | 0 | 0 | 0 | 23514.2896 | 0 | 0 | 0 | 0 | 0 | 0
2016-04-22 | 0 | 0 | 0 | 0 | 0 | 551834.8329 | 447196 | 0 | 0 | 0 | 0 | 2723485.3022 | 2014890.8984 | 0 | 0 | 0 | 0 | 0 | 0 | 0 | 0 | 0 | 0 | 0 | 0 | 0 | 0 | 0 | 0 | 128153.1225 | 0 | 0 | 0 | 0 | 0 | 0 | 0 | 0 | 0 | -23514.2896 | 0 | 0 | 0 | 0 | 0 | 0
2016-04-22 01:00 | 0 | 0 | 0 | 0 | 44368.694 | 152234.566 | 441770 | 0 | 0 | 0 | 0 | 2463952.0842 | 2029257.3764 | 0 | 0 | 0 | 0 | 0 | 0 | 0 | 0 | 0 | 0 | 0 | 0 | 0 | 0 | 0 | 0 | -259533.218 | 14366.478 | 0 | 0 | 0 | 0 | 0 | 0 | 0 | 0 | 0 | 0 | 0 | 0 | 0 | 0 | 0
2016-04-22 02:00 | 0 | 0 | 0 | 0 | 162599.9911 | 438.7909 | 422572 | 0 | 0 | 0 | 0 | 2204418.8663 | 2029257.3764 | 0 | 0 | 0 | 0 | 0 | 0 | 0 | 0 | 0 | 0 | 0 | 0 | 0 | 0 | 0 | 0 | -259533.218 | 0 | 0 | 0 | 0 | 0 | 0 | 0 | 0 | 0 | 0 | 0 | 0 | 0 | 0 | 0 | 0
2016-04-22 03:00 | 0 | 0 | 0 | 0 | 138133.782 | 0 | 397667 | 0 | 0 | 0 | 0 | 1944885.6483 | 2029257.3764 | 0 | 0 | 0 | 0 | 0 | 0 | 0 | 0 | 0 | 0 | 0 | 0 | 0 | 0 | 0 | 0 | -259533.218 | 0 | 0 | 0 | 0 | 0 | 0 | 0 | 0 | 0 | 0 | 0 | 0 | 0 | 0 | 0 | 0
2016-04-22 04:00 | 0 | 0 | 0 | 0 | 112790.782 | 0 | 372324 | 0 | 0 | 0 | 0 | 1685352.4303 | 2029257.3764 | 0 | 0 | 0 | 0 | 0 | 0 | 0 | 0 | 0 | 0 | 0 | 0 | 0 | 0 | 0 | 0 | -259533.218 | 0 | 0 | 0 | 0 | 0 | 0 | 0 | 0 | 0 | 0 | 0 | 0 | 0 | 0 | 0 | 0
2016-04-22 05:00 | 0 | 0 | 0 | 0 | 92438.782 | 0 | 351972 | 0 | 0 | 0 | 0 | 1425819.2124 | 2029257.3764 | 0 | 0 | 0 | 0 | 0 | 0 | 0 | 0 | 0 | 0 | 0 | 0 | 0 | 0 | 0 | 0 | -259533.218 | 0 | 0 | 0 | 0 | 0 | 0 | 0 | 0 | 0 | 0 | 0 | 0 | 0 | 0 | 0 | 0
2016-04-22 06:00 | 0 | 0 | 0 | 0 | 77659.782 | 0 | 337193 | 0 | 0 | 0 | 0 | 1166285.9944 | 2029257.3764 | 0 | 0 | 0 | 0 | 0 | 0 | 0 | 0 | 0 | 0 | 0 | 0 | 0 | 0 | 0 | 0 | -259533.218 | 0 | 0 | 0 | 0 | 0 | 0 | 0 | 0 | 0 | 0 | 0 | 0 | 0 | 0 | 0 | 0
2016-04-22 07:00 | 0 | 0 | 0 | 0 | 68996.782 | 0 | 328530 | 0 | 0 | 0 | 0 | 906752.7764 | 2029257.3764 | 0 | 0 | 0 | 0 | 0 | 0 | 0 | 0 | 0 | 0 | 0 | 0 | 0 | 0 | 0 | 0 | -259533.218 | 0 | 0 | 0 | 0 | 0 | 0 | 0 | 0 | 0 | 0 | 0 | 0 | 0 | 0 | 0 | 0
2016-04-22 08:00 | 0 | 0 | 0 | 0 | 401139.3309 | 0 | 326530 | 0 | 0 | 0 | 0 | 1019256.4275 | 1991363.0562 | 0 | 0 | 0 | 0 | 0 | 0 | 0 | 0 | 0 | 0 | 0 | 0 | 0 | 0 | 0 | 0 | 112503.6511 | 0 | 37894.3202 | 0 | 0 | 0 | 0 | 0 | 0 | 0 | 0 | 0 | 0 | 0 | 0 | 0 | 0
2016-04-22 09:00 | 0 | 0 | 0 | 0 | 75430.782 | 0 | 334964 | 0 | 0 | 0 | 0 | 759723.2096 | 1991363.0562 | 0 | 0 | 0 | 0 | 0 | 0 | 0 | 0 | 0 | 0 | 0 | 0 | 0 | 0 | 0 | 0 | -259533.218 | 0 | 0 | 0 | 0 | 0 | 0 | 0 | 0 | 0 | 0 | 0 | 0 | 0 | 0 | 0 | 0
2016-04-22 10:00 | 0 | 0 | 0 | 0 | 98085.782 | 0 | 357619 | 0 | 0 | 0 | 0 | 500189.9916 | 1991363.0562 | 0 | 0 | 0 | 0 | 0 | 0 | 0 | 0 | 0 | 0 | 0 | 0 | 0 | 0 | 0 | 0 | -259533.218 | 0 | 0 | 0 | 0 | 0 | 0 | 0 | 0 | 0 | 0 | 0 | 0 | 0 | 0 | 0 | 0
2016-04-22 11:00 | 0 | 0 | 0 | 0 | 120366.782 | 0 | 379900 | 0 | 0 | 0 | 0 | 240656.7736 | 1991363.0562 | 0 | 0 | 0 | 0 | 0 | 0 | 0 | 0 | 0 | 0 | 0 | 0 | 0 | 0 | 0 | 0 | -259533.218 | 0 | 0 | 0 | 0 | 0 | 0 | 0 | 0 | 0 | 0 | 0 | 0 | 0 | 0 | 0 | 0
2016-04-22 12:00 | 0 | 0 | 0 | 0 | 313854.8989 | 7452.9138 | 394673 | 0 | 0 | 0 | 0 | 167291.5863 | 1991363.0562 | 0 | 0 | 0 | 0 | 0 | 0 | 0 | 0 | 0 | 0 | 0 | 0 | 0 | 0 | 0 | 0 | -73365.1873 | 0 | 0 | 0 | 0 | 0 | 0 | 0 | 0 | 0 | 0 | 0 | 0 | 0 | 0 | 0 | 0
2016-04-22 13:00 | 0 | 0 | 0 | 0 | 0 | 329859.5391 | 406988 | 0 | 0 | 0 | 0 | 90163.1254 | 1991363.0562 | 0 | 0 | 0 | 0 | 0 | 0 | 0 | 0 | 0 | 0 | 0 | 0 | 0 | 0 | 0 | 0 | -77128.4609 | 0 | 0 | 0 | 0 | 0 | 0 | 0 | 0 | 0 | 0 | 0 | 0 | 0 | 0 | 0 | 0
2016-04-22 14:00 | 0 | 0 | 0 | 0 | 52716.7572 | 625276.4608 | 418460 | 0 | 0 | 0 | 0 | 349696.3434 | 1991363.0562 | 0 | 0 | 0 | 0 | 0 | 0 | 0 | 0 | 0 | 0 | 0 | 0 | 0 | 0 | 0 | 0 | 259533.218 | 0 | 0 | 0 | 0 | 0 | 0 | 0 | 0 | 0 | 0 | 0 | 0 | 0 | 0 | 0 | 0
2016-04-22 15:00 | 0 | 0 | 0 | 0 | 0 | 701556.6959 | 427657 | 0 | 0 | 0 | 0 | 609229.5614 | 2005729.5342 | 0 | 0 | 0 | 0 | 0 | 0 | 0 | 0 | 0 | 0 | 0 | 0 | 0 | 0 | 0 | 0 | 259533.218 | 14366.478 | 0 | 0 | 0 | 0 | 0 | 0 | 0 | 0 | 0 | 0 | 0 | 0 | 0 | 0 | 0
2016-04-22 16:00 | 0 | 0 | 0 | 0 | 0 | 707557.6959 | 433658 | 0 | 0 | 0 | 0 | 868762.7793 | 2020096.0121 | 0 | 0 | 0 | 0 | 0 | 0 | 0 | 0 | 0 | 0 | 0 | 0 | 0 | 0 | 0 | 0 | 259533.218 | 14366.478 | 0 | 0 | 0 | 0 | 0 | 0 | 0 | 0 | 0 | 0 | 0 | 0 | 0 | 0 | 0
2016-04-22 17:00 | 0 | 0 | 0 | 0 | 0 | 712931.6959 | 439032 | 0 | 0 | 0 | 0 | 1128295.9973 | 2034462.4901 | 0 | 0 | 0 | 0 | 0 | 0 | 0 | 0 | 0 | 0 | 0 | 0 | 0 | 0 | 0 | 0 | 259533.218 | 14366.478 | 0 | 0 | 0 | 0 | 0 | 0 | 0 | 0 | 0 | 0 | 0 | 0 | 0 | 0 | 0
2016-04-22 18:00 | 0 | 0 | 0 | 0 | 0 | 716115.6959 | 442216 | 0 | 0 | 0 | 0 | 1387829.2153 | 2048828.9681 | 0 | 0 | 0 | 0 | 0 | 0 | 0 | 0 | 0 | 0 | 0 | 0 | 0 | 0 | 0 | 0 | 259533.218 | 14366.478 | 0 | 0 | 0 | 0 | 0 | 0 | 0 | 0 | 0 | 0 | 0 | 0 | 0 | 0 | 0
2016-04-22 19:00 | 0 | 0 | 0 | 0 | 0 | 718783.6959 | 444884 | 0 | 0 | 0 | 0 | 1647362.4332 | 2063195.4461 | 0 | 0 | 0 | 0 | 0 | 0 | 0 | 0 | 0 | 0 | 0 | 0 | 0 | 0 | 0 | 0 | 259533.218 | 14366.478 | 0 | 0 | 0 | 0 | 0 | 0 | 0 | 0 | 0 | 0 | 0 | 0 | 0 | 0 | 0
2016-04-22 20:00 | 0 | 0 | 0 | 0 | 0 | 720210.6959 | 446311 | 0 | 0 | 0 | 0 | 1906895.6512 | 2077561.9241 | 0 | 0 | 0 | 0 | 0 | 0 | 0 | 0 | 0 | 0 | 0 | 0 | 0 | 0 | 0 | 0 | 259533.218 | 14366.478 | 0 | 0 | 0 | 0 | 0 | 0 | 0 | 0 | 0 | 0 | 0 | 0 | 0 | 0 | 0
2016-04-22 21:00 | 0 | 0 | 0 | 0 | 0 | 742223.9855 | 444810 | 0 | 0 | 0 | 0 | 2166428.8692 | 2091928.402 | 0 | 0 | 0 | 0 | 0 | 0 | 23514.2896 | 0 | 0 | 0 | 0 | 0 | 0 | 0 | 0 | 0 | 259533.218 | 14366.478 | 0 | 0 | 0 | 0 | 0 | 0 | 0 | 0 | 23514.2896 | 0 | 0 | 0 | 0 | 0 | 0
2016-04-22 22:00 | 0 | 0 | 0 | 0 | 0 | 703169.8224 | 438929 | 0 | 0 | 0 | 0 | 2425962.0871 | 2106294.88 | 0 | 0 | 0 | 0 | 0 | 0 | 13855.416 | 0 | 0 | 0 | 0 | 0 | 0 | 0 | 0 | 0 | 259533.218 | 14366.478 | 0 | 0 | 0 | 0 | 0 | 0 | 0 | 0 | -9658.8736 | 0 | 0 | 0 | 0 | 0 | 0
2016-04-22 23:00 | 0 | 0 | 0 | 0 | 0 | 602085.7566 | 432558 | 0 | 0 | 0 | 0 | 2585830.9702 | 2106294.88 | 0 | 0 | 0 | 0 | 0 | 0 | 23514.2896 | 0 | 0 | 0 | 0 | 0 | 0 | 0 | 0 | 0 | 159868.883 | 0 | 0 | 0 | 0 | 0 | 0 | 0 | 0 | 0 | 9658.8736 | 0 | 0 | 0 | 0 | 0 | 0
2016-04-23 | 0 | 0 | 0 | 0 | 0 | 412710.7876 | 430109 | 0 | 0 | 0 | 0 | 2700773.1421 | 1997468.7853 | 0 | 0 | 0 | 0 | 0 | 0 | 0 | 0 | 0 | 0 | 0 | 0 | 0 | 0 | 0 | 0 | 114942.1719 | 0 | 108826.0947 | 0 | 0 | 0 | 0 | 0 | 0 | 0 | -23514.2896 | 0 | 0 | 0 | 0 | 0 | 0
2016-04-23 01:00 | 0 | 0 | 0 | 0 | 71698.0432 | 108251.2169 | 425116 | 0 | 0 | 0 | 0 | 2441239.9241 | 2011835.2633 | 0 | 0 | 0 | 0 | 0 | 0 | 0 | 0 | 0 | 0 | 0 | 0 | 0 | 0 | 0 | 0 | -259533.218 | 14366.478 | 0 | 0 | 0 | 0 | 0 | 0 | 0 | 0 | 0 | 0 | 0 | 0 | 0 | 0 | 0
2016-04-23 02:00 | 0 | 0 | 0 | 0 | 41049.0782 | 509.6091 | 409918 | 0 | 0 | 0 | 0 | 2181706.7061 | 1903009.1686 | 0 | 0 | 0 | 0 | 0 | 0 | 0 | 0 | 0 | 0 | 0 | 0 | 0 | 0 | 0 | 0 | -259533.218 | 0 | 108826.0947 | 0 | 0 | 0 | 0 | 0 | 0 | 0 | 0 | 0 | 0 | 0 | 0 | 0 | 0
2016-04-23 03:00 | 0 | 0 | 0 | 0 | 129581.782 | 0 | 389115 | 0 | 0 | 0 | 0 | 1922173.4882 | 1903009.1686 | 0 | 0 | 0 | 0 | 0 | 0 | 0 | 0 | 0 | 0 | 0 | 0 | 0 | 0 | 0 | 0 | -259533.218 | 0 | 0 | 0 | 0 | 0 | 0 | 0 | 0 | 0 | 0 | 0 | 0 | 0 | 0 | 0 | 0
2016-04-23 04:00 | 0 | 0 | 0 | 0 | 107587.782 | 0 | 367121 | 0 | 0 | 0 | 0 | 1662640.2702 | 1903009.1686 | 0 | 0 | 0 | 0 | 0 | 0 | 0 | 0 | 0 | 0 | 0 | 0 | 0 | 0 | 0 | 0 | -259533.218 | 0 | 0 | 0 | 0 | 0 | 0 | 0 | 0 | 0 | 0 | 0 | 0 | 0 | 0 | 0 | 0
2016-04-23 05:00 | 0 | 0 | 0 | 0 | 89561.782 | 0 | 349095 | 0 | 0 | 0 | 0 | 1403107.0522 | 1903009.1686 | 0 | 0 | 0 | 0 | 0 | 0 | 0 | 0 | 0 | 0 | 0 | 0 | 0 | 0 | 0 | 0 | -259533.218 | 0 | 0 | 0 | 0 | 0 | 0 | 0 | 0 | 0 | 0 | 0 | 0 | 0 | 0 | 0 | 0
2016-04-23 06:00 | 0 | 0 | 0 | 0 | 74984.782 | 0 | 334518 | 0 | 0 | 0 | 0 | 1143573.8343 | 1903009.1686 | 0 | 0 | 0 | 0 | 0 | 0 | 0 | 0 | 0 | 0 | 0 | 0 | 0 | 0 | 0 | 0 | -259533.218 | 0 | 0 | 0 | 0 | 0 | 0 | 0 | 0 | 0 | 0 | 0 | 0 | 0 | 0 | 0 | 0
2016-04-23 07:00 | 0 | 0 | 0 | 0 | 64527.782 | 0 | 324061 | 0 | 0 | 0 | 0 | 884040.6163 | 1903009.1686 | 0 | 0 | 0 | 0 | 0 | 0 | 0 | 0 | 0 | 0 | 0 | 0 | 0 | 0 | 0 | 0 | -259533.218 | 0 | 0 | 0 | 0 | 0 | 0 | 0 | 0 | 0 | 0 | 0 | 0 | 0 | 0 | 0 | 0
2016-04-23 08:00 | 0 | 0 | 0 | 0 | 60121.782 | 0 | 319655 | 0 | 0 | 0 | 0 | 624507.3983 | 1903009.1686 | 0 | 0 | 0 | 0 | 0 | 0 | 0 | 0 | 0 | 0 | 0 | 0 | 0 | 0 | 0 | 0 | -259533.218 | 0 | 0 | 0 | 0 | 0 | 0 | 0 | 0 | 0 | 0 | 0 | 0 | 0 | 0 | 0 | 0
2016-04-23 09:00 | 0 | 0 | 0 | 0 | 60439.782 | 0 | 319973 | 0 | 0 | 0 | 0 | 364974.1804 | 1903009.1686 | 0 | 0 | 0 | 0 | 0 | 0 | 0 | 0 | 0 | 0 | 0 | 0 | 0 | 0 | 0 | 0 | -259533.218 | 0 | 0 | 0 | 0 | 0 | 0 | 0 | 0 | 0 | 0 | 0 | 0 | 0 | 0 | 0 | 0
2016-04-23 10:00 | 0 | 0 | 0 | 0 | 584271.218 | 0 | 324738 | 0 | 0 | 0 | 0 | 624507.3983 | 1903009.1686 | 0 | 0 | 0 | 0 | 0 | 0 | 0 | 0 | 0 | 0 | 0 | 0 | 0 | 0 | 0 | 0 | 259533.218 | 0 | 0 | 0 | 0 | 0 | 0 | 0 | 0 | 0 | 0 | 0 | 0 | 0 | 0 | 0 | 0
2016-04-23 11:00 | 0 | 0 | 0 | 0 | 71954.782 | 0 | 331488 | 0 | 0 | 0 | 0 | 364974.1804 | 1903009.1686 | 0 | 0 | 0 | 0 | 0 | 0 | 0 | 0 | 0 | 0 | 0 | 0 | 0 | 0 | 0 | 0 | -259533.218 | 0 | 0 | 0 | 0 | 0 | 0 | 0 | 0 | 0 | 0 | 0 | 0 | 0 | 0 | 0 | 0
2016-04-23 12:00 | 0 | 0 | 0 | 0 | 78210.3521 | 9990.43 | 347734 | 0 | 0 | 0 | 0 | 105440.9624 | 1903009.1686 | 0 | 0 | 0 | 0 | 0 | 0 | 0 | 0 | 0 | 0 | 0 | 0 | 0 | 0 | 0 | 0 | -259533.218 | 0 | 0 | 0 | 0 | 0 | 0 | 0 | 0 | 0 | 0 | 0 | 0 | 0 | 0 | 0 | 0
2016-04-23 13:00 | 0 | 0 | 0 | 0 | 0 | 259488.0376 | 364929 | 0 | 0 | 0 | 0 | 0 | 1903009.1686 | 0 | 0 | 0 | 0 | 0 | 0 | 0 | 0 | 0 | 0 | 0 | 0 | 0 | 0 | 0 | 0 | -105440.9624 | 0 | 0 | 0 | 0 | 0 | 0 | 0 | 0 | 0 | 0 | 0 | 0 | 0 | 0 | 0 | 0
2016-04-23 14:00 | 0 | 0 | 0 | 0 | 42975.7162 | 595166.5018 | 378609 | 0 | 0 | 0 | 0 | 259533.218 | 1903009.1686 | 0 | 0 | 0 | 0 | 0 | 0 | 0 | 0 | 0 | 0 | 0 | 0 | 0 | 0 | 0 | 0 | 259533.218 | 0 | 0 | 0 | 0 | 0 | 0 | 0 | 0 | 0 | 0 | 0 | 0 | 0 | 0 | 0 | 0
2016-04-23 15:00 | 0 | 0 | 0 | 0 | 0 | 661737.6959 | 387838 | 0 | 0 | 0 | 0 | 519066.4359 | 1917375.6465 | 0 | 0 | 0 | 0 | 0 | 0 | 0 | 0 | 0 | 0 | 0 | 0 | 0 | 0 | 0 | 0 | 259533.218 | 14366.478 | 0 | 0 | 0 | 0 | 0 | 0 | 0 | 0 | 0 | 0 | 0 | 0 | 0 | 0 | 0
2016-04-23 16:00 | 0 | 0 | 0 | 0 | 0 | 667357.6959 | 393458 | 0 | 0 | 0 | 0 | 778599.6539 | 1931742.1245 | 0 | 0 | 0 | 0 | 0 | 0 | 0 | 0 | 0 | 0 | 0 | 0 | 0 | 0 | 0 | 0 | 259533.218 | 14366.478 | 0 | 0 | 0 | 0 | 0 | 0 | 0 | 0 | 0 | 0 | 0 | 0 | 0 | 0 | 0
2016-04-23 17:00 | 0 | 0 | 0 | 0 | 0 | 670351.6959 | 396452 | 0 | 0 | 0 | 0 | 1038132.8719 | 1946108.6025 | 0 | 0 | 0 | 0 | 0 | 0 | 0 | 0 | 0 | 0 | 0 | 0 | 0 | 0 | 0 | 0 | 259533.218 | 14366.478 | 0 | 0 | 0 | 0 | 0 | 0 | 0 | 0 | 0 | 0 | 0 | 0 | 0 | 0 | 0
2016-04-23 18:00 | 0 | 0 | 0 | 0 | 0 | 673132.6959 | 399233 | 0 | 0 | 0 | 0 | 1297666.0898 | 1960475.0805 | 0 | 0 | 0 | 0 | 0 | 0 | 0 | 0 | 0 | 0 | 0 | 0 | 0 | 0 | 0 | 0 | 259533.218 | 14366.478 | 0 | 0 | 0 | 0 | 0 | 0 | 0 | 0 | 0 | 0 | 0 | 0 | 0 | 0 | 0
2016-04-23 19:00 | 0 | 0 | 0 | 0 | 0 | 676735.6959 | 402836 | 0 | 0 | 0 | 0 | 1557199.3078 | 1974841.5585 | 0 | 0 | 0 | 0 | 0 | 0 | 0 | 0 | 0 | 0 | 0 | 0 | 0 | 0 | 0 | 0 | 259533.218 | 14366.478 | 0 | 0 | 0 | 0 | 0 | 0 | 0 | 0 | 0 | 0 | 0 | 0 | 0 | 0 | 0
2016-04-23 20:00 | 0 | 0 | 0 | 0 | 0 | 681097.6959 | 407198 | 0 | 0 | 0 | 0 | 1816732.5258 | 1989208.0364 | 0 | 0 | 0 | 0 | 0 | 0 | 0 | 0 | 0 | 0 | 0 | 0 | 0 | 0 | 0 | 0 | 259533.218 | 14366.478 | 0 | 0 | 0 | 0 | 0 | 0 | 0 | 0 | 0 | 0 | 0 | 0 | 0 | 0 | 0
2016-04-23 21:00 | 0 | 0 | 0 | 0 | 0 | 684429.6959 | 410530 | 0 | 0 | 0 | 0 | 2076265.7437 | 2003574.5144 | 0 | 0 | 0 | 0 | 0 | 0 | 0 | 0 | 0 | 0 | 0 | 0 | 0 | 0 | 0 | 0 | 259533.218 | 14366.478 | 0 | 0 | 0 | 0 | 0 | 0 | 0 | 0 | 0 | 0 | 0 | 0 | 0 | 0 | 0
2016-04-23 22:00 | 0 | 0 | 0 | 0 | 0 | 707992.9855 | 410579 | 0 | 0 | 0 | 0 | 2335798.9617 | 2017940.9924 | 0 | 0 | 0 | 0 | 0 | 0 | 23514.2896 | 0 | 0 | 0 | 0 | 0 | 0 | 0 | 0 | 0 | 259533.218 | 14366.478 | 0 | 0 | 0 | 0 | 0 | 0 | 0 | 0 | 23514.2896 | 0 | 0 | 0 | 0 | 0 | 0
2016-04-23 23:00 | 0 | 0 | 0 | 0 | 0 | 651553.6321 | 406408 | 0 | 0 | 0 | 0 | 2590092.4054 | 2032307.4704 | 0 | 0 | 0 | 0 | 0 | 0 | 0 | 0 | 0 | 0 | 0 | 0 | 0 | 0 | 0 | 0 | 254293.4437 | 14366.478 | 0 | 0 | 0 | 0 | 0 | 0 | 0 | 0 | -23514.2896 | 0 | 0 | 0 | 0 | 0 | 0
2016-04-24 | 0 | 0 | 0 | 0 | 0 | 494279.3605 | 406739 | 0 | 0 | 0 | 0 | 2677632.7659 | 2032307.4704 | 0 | 0 | 0 | 0 | 0 | 0 | 0 | 0 | 0 | 0 | 0 | 0 | 0 | 0 | 0 | 0 | 87540.3605 | 0 | 0 | 0 | 0 | 0 | 0 | 0 | 0 | 0 | 0 | 0 | 0 | 0 | 0 | 0 | 0
2016-04-24 01:00 | 0 | 0 | 0 | 0 | 0 | 182137.9378 | 404663 | 0 | 0 | 0 | 0 | 2455107.7036 | 2032307.4704 | 0 | 0 | 0 | 0 | 0 | 0 | 0 | 0 | 0 | 0 | 0 | 0 | 0 | 0 | 0 | 0 | -222525.0622 | 0 | 0 | 0 | 0 | 0 | 0 | 0 | 0 | 0 | 0 | 0 | 0 | 0 | 0 | 0 | 0
2016-04-24 02:00 | 0 | 0 | 0 | 0 | 131169.5293 | 772.2527 | 391475 | 0 | 0 | 0 | 0 | 2195574.4856 | 2032307.4704 | 0 | 0 | 0 | 0 | 0 | 0 | 0 | 0 | 0 | 0 | 0 | 0 | 0 | 0 | 0 | 0 | -259533.218 | 0 | 0 | 0 | 0 | 0 | 0 | 0 | 0 | 0 | 0 | 0 | 0 | 0 | 0 | 0 | 0
2016-04-24 03:00 | 0 | 0 | 0 | 0 | 114239.782 | 0 | 373773 | 0 | 0 | 0 | 0 | 1936041.2677 | 2032307.4704 | 0 | 0 | 0 | 0 | 0 | 0 | 0 | 0 | 0 | 0 | 0 | 0 | 0 | 0 | 0 | 0 | -259533.218 | 0 | 0 | 0 | 0 | 0 | 0 | 0 | 0 | 0 | 0 | 0 | 0 | 0 | 0 | 0 | 0
2016-04-24 04:00 | 0 | 0 | 0 | 0 | 0 | 0 | 354686 | 0 | 0 | 0 | 0 | 1676508.0497 | 1937154.6884 | 0 | 0 | 0 | 0 | 0 | 0 | 0 | 0 | 0 | 0 | 0 | 0 | 0 | 0 | 0 | 0 | -259533.218 | 0 | 95152.782 | 0 | 0 | 0 | 0 | 0 | 0 | 0 | 0 | 0 | 0 | 0 | 0 | 0 | 0
2016-04-24 05:00 | 0 | 0 | 0 | 0 | 78106.782 | 0 | 337640 | 0 | 0 | 0 | 0 | 1416974.8317 | 1937154.6884 | 0 | 0 | 0 | 0 | 0 | 0 | 0 | 0 | 0 | 0 | 0 | 0 | 0 | 0 | 0 | 0 | -259533.218 | 0 | 0 | 0 | 0 | 0 | 0 | 0 | 0 | 0 | 0 | 0 | 0 | 0 | 0 | 0 | 0
2016-04-24 06:00 | 0 | 0 | 0 | 0 | 64957.782 | 0 | 324491 | 0 | 0 | 0 | 0 | 1157441.6138 | 1937154.6884 | 0 | 0 | 0 | 0 | 0 | 0 | 0 | 0 | 0 | 0 | 0 | 0 | 0 | 0 | 0 | 0 | -259533.218 | 0 | 0 | 0 | 0 | 0 | 0 | 0 | 0 | 0 | 0 | 0 | 0 | 0 | 0 | 0 | 0
2016-04-24 07:00 | 0 | 0 | 0 | 0 | 55964.782 | 0 | 315498 | 0 | 0 | 0 | 0 | 897908.3958 | 1937154.6884 | 0 | 0 | 0 | 0 | 0 | 0 | 0 | 0 | 0 | 0 | 0 | 0 | 0 | 0 | 0 | 0 | -259533.218 | 0 | 0 | 0 | 0 | 0 | 0 | 0 | 0 | 0 | 0 | 0 | 0 | 0 | 0 | 0 | 0
2016-04-24 08:00 | 0 | 0 | 0 | 0 | 51060.782 | 0 | 310594 | 0 | 0 | 0 | 0 | 638375.1778 | 1937154.6884 | 0 | 0 | 0 | 0 | 0 | 0 | 0 | 0 | 0 | 0 | 0 | 0 | 0 | 0 | 0 | 0 | -259533.218 | 0 | 0 | 0 | 0 | 0 | 0 | 0 | 0 | 0 | 0 | 0 | 0 | 0 | 0 | 0 | 0
2016-04-24 09:00 | 0 | 0 | 0 | 0 | 51363.782 | 0 | 310897 | 0 | 0 | 0 | 0 | 378841.9599 | 1937154.6884 | 0 | 0 | 0 | 0 | 0 | 0 | 0 | 0 | 0 | 0 | 0 | 0 | 0 | 0 | 0 | 0 | -259533.218 | 0 | 0 | 0 | 0 | 0 | 0 | 0 | 0 | 0 | 0 | 0 | 0 | 0 | 0 | 0 | 0
2016-04-24 10:00 | 0 | 0 | 0 | 0 | 53483.782 | 0 | 313017 | 0 | 0 | 0 | 0 | 119308.7419 | 1937154.6884 | 0 | 0 | 0 | 0 | 0 | 0 | 0 | 0 | 0 | 0 | 0 | 0 | 0 | 0 | 0 | 0 | -259533.218 | 0 | 0 | 0 | 0 | 0 | 0 | 0 | 0 | 0 | 0 | 0 | 0 | 0 | 0 | 0 | 0
2016-04-24 11:00 | 0 | 0 | 0 | 0 | 198917.2581 | 0 | 318226 | 0 | 0 | 0 | 0 | 0 | 1937154.6884 | 0 | 0 | 0 | 0 | 0 | 0 | 0 | 0 | 0 | 0 | 0 | 0 | 0 | 0 | 0 | 0 | -119308.7419 | 0 | 0 | 0 | 0 | 0 | 0 | 0 | 0 | 0 | 0 | 0 | 0 | 0 | 0 | 0 | 0
2016-04-24 12:00 | 0 | 0 | 0 | 0 | 209044.4786 | 11395.4267 | 329266 | 0 | 0 | 0 | 0 | 0 | 1828328.5936 | 0 | 0 | 0 | 0 | 0 | 0 | 0 | 0 | 0 | 0 | 0 | 0 | 0 | 0 | 0 | 0 | 0 | 0 | 108826.0947 | 0 | 0 | 0 | 0 | 0 | 0 | 0 | 0 | 0 | 0 | 0 | 0 | 0 | 0
2016-04-24 13:00 | 0 | 0 | 0 | 0 | 35333.2947 | 309124.7053 | 344458 | 0 | 0 | 0 | 0 | 0 | 1828328.5936 | 0 | 0 | 0 | 0 | 0 | 0 | 0 | 0 | 0 | 0 | 0 | 0 | 0 | 0 | 0 | 0 | 0 | 0 | 0 | 0 | 0 | 0 | 0 | 0 | 0 | 0 | 0 | 0 | 0 | 0 | 0 | 0 | 0
2016-04-24 14:00 | 0 | 0 | 0 | 0 | 31675.3845 | 584644.8334 | 356787 | 0 | 0 | 0 | 0 | 259533.218 | 1828328.5936 | 0 | 0 | 0 | 0 | 0 | 0 | 0 | 0 | 0 | 0 | 0 | 0 | 0 | 0 | 0 | 0 | 259533.218 | 0 | 0 | 0 | 0 | 0 | 0 | 0 | 0 | 0 | 0 | 0 | 0 | 0 | 0 | 0 | 0
2016-04-24 15:00 | 0 | 0 | 0 | 0 | 0 | 640243.6959 | 366344 | 0 | 0 | 0 | 0 | 519066.4359 | 1842695.0716 | 0 | 0 | 0 | 0 | 0 | 0 | 0 | 0 | 0 | 0 | 0 | 0 | 0 | 0 | 0 | 0 | 259533.218 | 14366.478 | 0 | 0 | 0 | 0 | 0 | 0 | 0 | 0 | 0 | 0 | 0 | 0 | 0 | 0 | 0
2016-04-24 16:00 | 0 | 0 | 0 | 0 | 0 | 649107.6959 | 375208 | 0 | 0 | 0 | 0 | 778599.6539 | 1857061.5496 | 0 | 0 | 0 | 0 | 0 | 0 | 0 | 0 | 0 | 0 | 0 | 0 | 0 | 0 | 0 | 0 | 259533.218 | 14366.478 | 0 | 0 | 0 | 0 | 0 | 0 | 0 | 0 | 0 | 0 | 0 | 0 | 0 | 0 | 0
2016-04-24 17:00 | 0 | 0 | 0 | 0 | 0 | 656600.6959 | 382701 | 0 | 0 | 0 | 0 | 1038132.8719 | 1871428.0276 | 0 | 0 | 0 | 0 | 0 | 0 | 0 | 0 | 0 | 0 | 0 | 0 | 0 | 0 | 0 | 0 | 259533.218 | 14366.478 | 0 | 0 | 0 | 0 | 0 | 0 | 0 | 0 | 0 | 0 | 0 | 0 | 0 | 0 | 0
2016-04-24 18:00 | 0 | 0 | 0 | 0 | 0 | 663226.6959 | 389327 | 0 | 0 | 0 | 0 | 1297666.0898 | 1885794.5056 | 0 | 0 | 0 | 0 | 0 | 0 | 0 | 0 | 0 | 0 | 0 | 0 | 0 | 0 | 0 | 0 | 259533.218 | 14366.478 | 0 | 0 | 0 | 0 | 0 | 0 | 0 | 0 | 0 | 0 | 0 | 0 | 0 | 0 | 0
2016-04-24 19:00 | 0 | 0 | 0 | 0 | 0 | 669119.6959 | 395220 | 0 | 0 | 0 | 0 | 1557199.3078 | 1900160.9835 | 0 | 0 | 0 | 0 | 0 | 0 | 0 | 0 | 0 | 0 | 0 | 0 | 0 | 0 | 0 | 0 | 259533.218 | 14366.478 | 0 | 0 | 0 | 0 | 0 | 0 | 0 | 0 | 0 | 0 | 0 | 0 | 0 | 0 | 0
2016-04-24 20:00 | 0 | 0 | 0 | 0 | 0 | 676622.6959 | 402723 | 0 | 0 | 0 | 0 | 1816732.5258 | 1914527.4615 | 0 | 0 | 0 | 0 | 0 | 0 | 0 | 0 | 0 | 0 | 0 | 0 | 0 | 0 | 0 | 0 | 259533.218 | 14366.478 | 0 | 0 | 0 | 0 | 0 | 0 | 0 | 0 | 0 | 0 | 0 | 0 | 0 | 0 | 0
2016-04-24 21:00 | 0 | 0 | 0 | 0 | 0 | 684148.6959 | 410249 | 0 | 0 | 0 | 0 | 2076265.7437 | 1928893.9395 | 0 | 0 | 0 | 0 | 0 | 0 | 0 | 0 | 0 | 0 | 0 | 0 | 0 | 0 | 0 | 0 | 259533.218 | 14366.478 | 0 | 0 | 0 | 0 | 0 | 0 | 0 | 0 | 0 | 0 | 0 | 0 | 0 | 0 | 0
2016-04-24 22:00 | 0 | 0 | 0 | 0 | 0 | 711349.9855 | 413936 | 0 | 0 | 0 | 0 | 2335798.9617 | 1943260.4175 | 0 | 0 | 0 | 0 | 0 | 0 | 23514.2896 | 0 | 0 | 0 | 0 | 0 | 0 | 0 | 0 | 0 | 259533.218 | 14366.478 | 0 | 0 | 0 | 0 | 0 | 0 | 0 | 0 | 23514.2896 | 0 | 0 | 0 | 0 | 0 | 0
2016-04-24 23:00 | 0 | 0 | 0 | 0 | 0 | 632349.2128 | 414161 | 0 | 0 | 0 | 0 | 2563134.9861 | 1957626.8955 | 0 | 0 | 0 | 0 | 0 | 0 | 0 | 0 | 0 | 0 | 0 | 0 | 0 | 0 | 0 | 0 | 227336.0244 | 14366.478 | 0 | 0 | 0 | 0 | 0 | 0 | 0 | 0 | -23514.2896 | 0 | 0 | 0 | 0 | 0 | 0
2016-04-25 | 0 | 0 | 0 | 0 | 0 | 449296.9511 | 419221 | 0 | 0 | 0 | 0 | 2593210.9372 | 1957626.8955 | 0 | 0 | 0 | 0 | 0 | 0 | 0 | 0 | 0 | 0 | 0 | 0 | 0 | 0 | 0 | 0 | 30075.9511 | 0 | 0 | 0 | 0 | 0 | 0 | 0 | 0 | 0 | 0 | 0 | 0 | 0 | 0 | 0 | 0
2016-04-25 01:00 | 0 | 0 | 0 | 0 | 57693.358 | 100676.4241 | 417903 | 0 | 0 | 0 | 0 | 2333677.7193 | 1957626.8955 | 0 | 0 | 0 | 0 | 0 | 0 | 0 | 0 | 0 | 0 | 0 | 0 | 0 | 0 | 0 | 0 | -259533.218 | 0 | 0 | 0 | 0 | 0 | 0 | 0 | 0 | 0 | 0 | 0 | 0 | 0 | 0 | 0 | 0
2016-04-25 02:00 | 0 | 0 | 0 | 0 | 141837.7473 | 715.0348 | 402086 | 0 | 0 | 0 | 0 | 2074144.5013 | 1957626.8955 | 0 | 0 | 0 | 0 | 0 | 0 | 0 | 0 | 0 | 0 | 0 | 0 | 0 | 0 | 0 | 0 | -259533.218 | 0 | 0 | 0 | 0 | 0 | 0 | 0 | 0 | 0 | 0 | 0 | 0 | 0 | 0 | 0 | 0
2016-04-25 03:00 | 0 | 0 | 0 | 0 | 120317.782 | 0 | 379851 | 0 | 0 | 0 | 0 | 1814611.2833 | 1957626.8955 | 0 | 0 | 0 | 0 | 0 | 0 | 0 | 0 | 0 | 0 | 0 | 0 | 0 | 0 | 0 | 0 | -259533.218 | 0 | 0 | 0 | 0 | 0 | 0 | 0 | 0 | 0 | 0 | 0 | 0 | 0 | 0 | 0 | 0
2016-04-25 04:00 | 0 | 0 | 0 | 0 | 98757.782 | 0 | 358291 | 0 | 0 | 0 | 0 | 1555078.0654 | 1957626.8955 | 0 | 0 | 0 | 0 | 0 | 0 | 0 | 0 | 0 | 0 | 0 | 0 | 0 | 0 | 0 | 0 | -259533.218 | 0 | 0 | 0 | 0 | 0 | 0 | 0 | 0 | 0 | 0 | 0 | 0 | 0 | 0 | 0 | 0
2016-04-25 05:00 | 0 | 0 | 0 | 0 | 80888.782 | 0 | 340422 | 0 | 0 | 0 | 0 | 1295544.8474 | 1957626.8955 | 0 | 0 | 0 | 0 | 0 | 0 | 0 | 0 | 0 | 0 | 0 | 0 | 0 | 0 | 0 | 0 | -259533.218 | 0 | 0 | 0 | 0 | 0 | 0 | 0 | 0 | 0 | 0 | 0 | 0 | 0 | 0 | 0 | 0
2016-04-25 06:00 | 0 | 0 | 0 | 0 | 68380.782 | 0 | 327914 | 0 | 0 | 0 | 0 | 1036011.6294 | 1957626.8955 | 0 | 0 | 0 | 0 | 0 | 0 | 0 | 0 | 0 | 0 | 0 | 0 | 0 | 0 | 0 | 0 | -259533.218 | 0 | 0 | 0 | 0 | 0 | 0 | 0 | 0 | 0 | 0 | 0 | 0 | 0 | 0 | 0 | 0
2016-04-25 07:00 | 0 | 0 | 0 | 0 | 61512.782 | 0 | 321046 | 0 | 0 | 0 | 0 | 776478.4115 | 1957626.8955 | 0 | 0 | 0 | 0 | 0 | 0 | 0 | 0 | 0 | 0 | 0 | 0 | 0 | 0 | 0 | 0 | -259533.218 | 0 | 0 | 0 | 0 | 0 | 0 | 0 | 0 | 0 | 0 | 0 | 0 | 0 | 0 | 0 | 0
2016-04-25 08:00 | 0 | 0 | 0 | 0 | 126499.6188 | 0 | 320265 | 0 | 0 | 0 | 0 | 582713.0303 | 1957626.8955 | 0 | 0 | 0 | 0 | 0 | 0 | 0 | 0 | 0 | 0 | 0 | 0 | 0 | 0 | 0 | 0 | -193765.3812 | 0 | 0 | 0 | 0 | 0 | 0 | 0 | 0 | 0 | 0 | 0 | 0 | 0 | 0 | 0 | 0
2016-04-25 09:00 | 0 | 0 | 0 | 0 | 527088.6236 | 0 | 331202 | 0 | 0 | 0 | 0 | 778599.6539 | 1957626.8955 | 0 | 0 | 0 | 0 | 0 | 0 | 0 | 0 | 0 | 0 | 0 | 0 | 0 | 0 | 0 | 0 | 195886.6236 | 0 | 0 | 0 | 0 | 0 | 0 | 0 | 0 | 0 | 0 | 0 | 0 | 0 | 0 | 0 | 0
2016-04-25 10:00 | 0 | 0 | 0 | 0 | 96140.782 | 0 | 355674 | 0 | 0 | 0 | 0 | 519066.4359 | 1957626.8955 | 0 | 0 | 0 | 0 | 0 | 0 | 0 | 0 | 0 | 0 | 0 | 0 | 0 | 0 | 0 | 0 | -259533.218 | 0 | 0 | 0 | 0 | 0 | 0 | 0 | 0 | 0 | 0 | 0 | 0 | 0 | 0 | 0 | 0
2016-04-25 11:00 | 0 | 0 | 0 | 0 | 120882.782 | 0 | 380416 | 0 | 0 | 0 | 0 | 259533.218 | 1957626.8955 | 0 | 0 | 0 | 0 | 0 | 0 | 0 | 0 | 0 | 0 | 0 | 0 | 0 | 0 | 0 | 0 | -259533.218 | 0 | 0 | 0 | 0 | 0 | 0 | 0 | 0 | 0 | 0 | 0 | 0 | 0 | 0 | 0 | 0
2016-04-25 12:00 | 0 | 0 | 0 | 0 | 118813.1665 | 18263.6155 | 396610 | 0 | 0 | 0 | 0 | 0 | 1957626.8955 | 0 | 0 | 0 | 0 | 0 | 0 | 0 | 0 | 0 | 0 | 0 | 0 | 0 | 0 | 0 | 0 | -259533.218 | 0 | 0 | 0 | 0 | 0 | 0 | 0 | 0 | 0 | 0 | 0 | 0 | 0 | 0 | 0 | 0
2016-04-25 13:00 | 0 | 0 | 0 | 0 | 289069.2349 | 306779.6068 | 410489 | 0 | 0 | 0 | 0 | 185359.8417 | 1957626.8955 | 0 | 0 | 0 | 0 | 0 | 0 | 0 | 0 | 0 | 0 | 0 | 0 | 0 | 0 | 0 | 0 | 185359.8417 | 0 | 0 | 0 | 0 | 0 | 0 | 0 | 0 | 0 | 0 | 0 | 0 | 0 | 0 | 0 | 0
2016-04-25 14:00 | 0 | 0 | 0 | 0 | 97082.7154 | 586167.5026 | 423717 | 0 | 0 | 0 | 0 | 444893.0596 | 1957626.8955 | 0 | 0 | 0 | 0 | 0 | 0 | 0 | 0 | 0 | 0 | 0 | 0 | 0 | 0 | 0 | 0 | 259533.218 | 0 | 0 | 0 | 0 | 0 | 0 | 0 | 0 | 0 | 0 | 0 | 0 | 0 | 0 | 0 | 0
2016-04-25 15:00 | 0 | 0 | 0 | 0 | 0 | 708454.6959 | 434555 | 0 | 0 | 0 | 0 | 704426.2776 | 1971993.3734 | 0 | 0 | 0 | 0 | 0 | 0 | 0 | 0 | 0 | 0 | 0 | 0 | 0 | 0 | 0 | 0 | 259533.218 | 14366.478 | 0 | 0 | 0 | 0 | 0 | 0 | 0 | 0 | 0 | 0 | 0 | 0 | 0 | 0 | 0
2016-04-25 16:00 | 0 | 0 | 0 | 0 | 0 | 717786.6959 | 443887 | 0 | 0 | 0 | 0 | 963959.4956 | 1986359.8514 | 0 | 0 | 0 | 0 | 0 | 0 | 0 | 0 | 0 | 0 | 0 | 0 | 0 | 0 | 0 | 0 | 259533.218 | 14366.478 | 0 | 0 | 0 | 0 | 0 | 0 | 0 | 0 | 0 | 0 | 0 | 0 | 0 | 0 | 0
2016-04-25 17:00 | 0 | 0 | 0 | 0 | 0 | 726937.6959 | 453038 | 0 | 0 | 0 | 0 | 1223492.7136 | 2000726.3294 | 0 | 0 | 0 | 0 | 0 | 0 | 0 | 0 | 0 | 0 | 0 | 0 | 0 | 0 | 0 | 0 | 259533.218 | 14366.478 | 0 | 0 | 0 | 0 | 0 | 0 | 0 | 0 | 0 | 0 | 0 | 0 | 0 | 0 | 0
2016-04-25 18:00 | 0 | 0 | 0 | 0 | 0 | 734566.6959 | 460667 | 0 | 0 | 0 | 0 | 1483025.9315 | 2015092.8074 | 0 | 0 | 0 | 0 | 0 | 0 | 0 | 0 | 0 | 0 | 0 | 0 | 0 | 0 | 0 | 0 | 259533.218 | 14366.478 | 0 | 0 | 0 | 0 | 0 | 0 | 0 | 0 | 0 | 0 | 0 | 0 | 0 | 0 | 0
2016-04-25 19:00 | 0 | 0 | 0 | 0 | 0 | 740113.6959 | 466214 | 0 | 0 | 0 | 0 | 1742559.1495 | 2029459.2854 | 0 | 0 | 0 | 0 | 0 | 0 | 0 | 0 | 0 | 0 | 0 | 0 | 0 | 0 | 0 | 0 | 259533.218 | 14366.478 | 0 | 0 | 0 | 0 | 0 | 0 | 0 | 0 | 0 | 0 | 0 | 0 | 0 | 0 | 0
2016-04-25 20:00 | 0 | 0 | 0 | 0 | 0 | 749188.074 | 470456 | 0 | 0 | 0 | 0 | 2002092.3675 | 2043825.7634 | 0 | 0 | 0 | 0 | 0 | 0 | 4832.378 | 0 | 0 | 0 | 0 | 0 | 0 | 0 | 0 | 0 | 259533.218 | 14366.478 | 0 | 0 | 0 | 0 | 0 | 0 | 0 | 0 | 4832.378 | 0 | 0 | 0 | 0 | 0 | 0
2016-04-25 21:00 | 0 | 0 | 0 | 0 | 0 | 765322.6075 | 472741 | 0 | 0 | 0 | 0 | 2261625.5854 | 2058192.2413 | 0 | 0 | 0 | 0 | 0 | 0 | 23514.2896 | 0 | 0 | 0 | 0 | 0 | 0 | 0 | 0 | 0 | 259533.218 | 14366.478 | 0 | 0 | 0 | 0 | 0 | 0 | 0 | 0 | 18681.9116 | 0 | 0 | 0 | 0 | 0 | 0
2016-04-25 22:00 | 0 | 0 | 0 | 0 | 0 | 701802.8516 | 470154 | 0 | 0 | 0 | 0 | 2493274.437 | 2058192.2413 | 0 | 0 | 0 | 0 | 0 | 0 | 23514.2896 | 0 | 0 | 0 | 0 | 0 | 0 | 0 | 0 | 0 | 231648.8516 | 0 | 0 | 0 | 0 | 0 | 0 | 0 | 0 | 0 | 0 | 0 | 0 | 0 | 0 | 0 | 0
2016-04-25 23:00 | 0 | 0 | 0 | 0 | 0 | 598325.1382 | 464938 | 0 | 0 | 0 | 0 | 2650175.8648 | 2058192.2413 | 0 | 0 | 0 | 0 | 0 | 0 | 0 | 0 | 0 | 0 | 0 | 0 | 0 | 0 | 0 | 0 | 156901.4278 | 0 | 0 | 0 | 0 | 0 | 0 | 0 | 0 | 0 | -23514.2896 | 0 | 0 | 0 | 0 | 0 | 0
2016-04-26 | 0 | 0 | 0 | 0 | 0 | 428407.1738 | 465175 | 0 | 0 | 0 | 0 | 2688674.7096 | 1982925.5703 | 0 | 0 | 0 | 0 | 0 | 0 | 0 | 0 | 0 | 0 | 0 | 0 | 0 | 0 | 0 | 0 | 38498.8448 | 0 | 75266.671 | 0 | 0 | 0 | 0 | 0 | 0 | 0 | 0 | 0 | 0 | 0 | 0 | 0 | 0
2016-04-26 01:00 | 0 | 0 | 0 | 0 | 84939.9197 | 129347.3403 | 459454 | 0 | 0 | 0 | 0 | 2429141.4916 | 1997292.0483 | 0 | 0 | 0 | 0 | 0 | 0 | 0 | 0 | 0 | 0 | 0 | 0 | 0 | 0 | 0 | 0 | -259533.218 | 14366.478 | 0 | 0 | 0 | 0 | 0 | 0 | 0 | 0 | 0 | 0 | 0 | 0 | 0 | 0 | 0
2016-04-26 02:00 | 0 | 0 | 0 | 0 | 67604.844 | 1312.8433 | 437277 | 0 | 0 | 0 | 0 | 2169608.2736 | 1888465.9535 | 0 | 0 | 0 | 0 | 0 | 0 | 0 | 0 | 0 | 0 | 0 | 0 | 0 | 0 | 0 | 0 | -259533.218 | 0 | 108826.0947 | 0 | 0 | 0 | 0 | 0 | 0 | 0 | 0 | 0 | 0 | 0 | 0 | 0 | 0
2016-04-26 03:00 | 0 | 0 | 0 | 0 | 150460.782 | 0 | 409994 | 0 | 0 | 0 | 0 | 1910075.0557 | 1888465.9535 | 0 | 0 | 0 | 0 | 0 | 0 | 0 | 0 | 0 | 0 | 0 | 0 | 0 | 0 | 0 | 0 | -259533.218 | 0 | 0 | 0 | 0 | 0 | 0 | 0 | 0 | 0 | 0 | 0 | 0 | 0 | 0 | 0 | 0
2016-04-26 04:00 | 0 | 0 | 0 | 0 | 124515.782 | 0 | 384049 | 0 | 0 | 0 | 0 | 1650541.8377 | 1888465.9535 | 0 | 0 | 0 | 0 | 0 | 0 | 0 | 0 | 0 | 0 | 0 | 0 | 0 | 0 | 0 | 0 | -259533.218 | 0 | 0 | 0 | 0 | 0 | 0 | 0 | 0 | 0 | 0 | 0 | 0 | 0 | 0 | 0 | 0
2016-04-26 05:00 | 0 | 0 | 0 | 0 | 104299.782 | 0 | 363833 | 0 | 0 | 0 | 0 | 1391008.6197 | 1888465.9535 | 0 | 0 | 0 | 0 | 0 | 0 | 0 | 0 | 0 | 0 | 0 | 0 | 0 | 0 | 0 | 0 | -259533.218 | 0 | 0 | 0 | 0 | 0 | 0 | 0 | 0 | 0 | 0 | 0 | 0 | 0 | 0 | 0 | 0
2016-04-26 06:00 | 0 | 0 | 0 | 0 | 88089.782 | 0 | 347623 | 0 | 0 | 0 | 0 | 1131475.4018 | 1888465.9535 | 0 | 0 | 0 | 0 | 0 | 0 | 0 | 0 | 0 | 0 | 0 | 0 | 0 | 0 | 0 | 0 | -259533.218 | 0 | 0 | 0 | 0 | 0 | 0 | 0 | 0 | 0 | 0 | 0 | 0 | 0 | 0 | 0 | 0
2016-04-26 07:00 | 0 | 0 | 0 | 0 | 535561.8085 | 0 | 337973 | 0 | 0 | 0 | 0 | 1329064.2103 | 1888465.9535 | 0 | 0 | 0 | 0 | 0 | 0 | 0 | 0 | 0 | 0 | 0 | 0 | 0 | 0 | 0 | 0 | 197588.8085 | 0 | 0 | 0 | 0 | 0 | 0 | 0 | 0 | 0 | 0 | 0 | 0 | 0 | 0 | 0 | 0
2016-04-26 08:00 | 0 | 0 | 0 | 0 | 75833.782 | 0 | 335367 | 0 | 0 | 0 | 0 | 1069530.9923 | 1888465.9535 | 0 | 0 | 0 | 0 | 0 | 0 | 0 | 0 | 0 | 0 | 0 | 0 | 0 | 0 | 0 | 0 | -259533.218 | 0 | 0 | 0 | 0 | 0 | 0 | 0 | 0 | 0 | 0 | 0 | 0 | 0 | 0 | 0 | 0
2016-04-26 09:00 | 0 | 0 | 0 | 0 | 84898.782 | 0 | 344432 | 0 | 0 | 0 | 0 | 809997.7743 | 1888465.9535 | 0 | 0 | 0 | 0 | 0 | 0 | 0 | 0 | 0 | 0 | 0 | 0 | 0 | 0 | 0 | 0 | -259533.218 | 0 | 0 | 0 | 0 | 0 | 0 | 0 | 0 | 0 | 0 | 0 | 0 | 0 | 0 | 0 | 0
2016-04-26 10:00 | 0 | 0 | 0 | 0 | 108353.782 | 0 | 367887 | 0 | 0 | 0 | 0 | 550464.5564 | 1888465.9535 | 0 | 0 | 0 | 0 | 0 | 0 | 0 | 0 | 0 | 0 | 0 | 0 | 0 | 0 | 0 | 0 | -259533.218 | 0 | 0 | 0 | 0 | 0 | 0 | 0 | 0 | 0 | 0 | 0 | 0 | 0 | 0 | 0 | 0
2016-04-26 11:00 | 0 | 0 | 0 | 0 | 131646.782 | 0 | 391180 | 0 | 0 | 0 | 0 | 290931.3384 | 1888465.9535 | 0 | 0 | 0 | 0 | 0 | 0 | 0 | 0 | 0 | 0 | 0 | 0 | 0 | 0 | 0 | 0 | -259533.218 | 0 | 0 | 0 | 0 | 0 | 0 | 0 | 0 | 0 | 0 | 0 | 0 | 0 | 0 | 0 | 0
2016-04-26 12:00 | 0 | 0 | 0 | 0 | 347811.3378 | 14778.1952 | 407178 | 0 | 0 | 0 | 0 | 246342.8714 | 1888465.9535 | 0 | 0 | 0 | 0 | 0 | 0 | 0 | 0 | 0 | 0 | 0 | 0 | 0 | 0 | 0 | 0 | -44588.467 | 0 | 0 | 0 | 0 | 0 | 0 | 0 | 0 | 0 | 0 | 0 | 0 | 0 | 0 | 0 | 0
2016-04-26 13:00 | 0 | 0 | 0 | 0 | 0 | 276657.1057 | 422235 | 0 | 0 | 0 | 0 | 100764.9771 | 1888465.9535 | 0 | 0 | 0 | 0 | 0 | 0 | 0 | 0 | 0 | 0 | 0 | 0 | 0 | 0 | 0 | 0 | -145577.8943 | 0 | 0 | 0 | 0 | 0 | 0 | 0 | 0 | 0 | 0 | 0 | 0 | 0 | 0 | 0 | 0
2016-04-26 14:00 | 0 | 0 | 0 | 0 | 110357.8417 | 585509.3762 | 436334 | 0 | 0 | 0 | 0 | 360298.1951 | 1888465.9535 | 0 | 0 | 0 | 0 | 0 | 0 | 0 | 0 | 0 | 0 | 0 | 0 | 0 | 0 | 0 | 0 | 259533.218 | 0 | 0 | 0 | 0 | 0 | 0 | 0 | 0 | 0 | 0 | 0 | 0 | 0 | 0 | 0 | 0
2016-04-26 15:00 | 0 | 0 | 0 | 0 | 0 | 720518.6959 | 446619 | 0 | 0 | 0 | 0 | 619831.4131 | 1902832.4315 | 0 | 0 | 0 | 0 | 0 | 0 | 0 | 0 | 0 | 0 | 0 | 0 | 0 | 0 | 0 | 0 | 259533.218 | 14366.478 | 0 | 0 | 0 | 0 | 0 | 0 | 0 | 0 | 0 | 0 | 0 | 0 | 0 | 0 | 0
2016-04-26 16:00 | 0 | 0 | 0 | 0 | 0 | 729130.6959 | 455231 | 0 | 0 | 0 | 0 | 879364.631 | 1917198.9095 | 0 | 0 | 0 | 0 | 0 | 0 | 0 | 0 | 0 | 0 | 0 | 0 | 0 | 0 | 0 | 0 | 259533.218 | 14366.478 | 0 | 0 | 0 | 0 | 0 | 0 | 0 | 0 | 0 | 0 | 0 | 0 | 0 | 0 | 0
2016-04-26 17:00 | 0 | 0 | 0 | 0 | 0 | 737452.6959 | 463553 | 0 | 0 | 0 | 0 | 1138897.849 | 1931565.3875 | 0 | 0 | 0 | 0 | 0 | 0 | 0 | 0 | 0 | 0 | 0 | 0 | 0 | 0 | 0 | 0 | 259533.218 | 14366.478 | 0 | 0 | 0 | 0 | 0 | 0 | 0 | 0 | 0 | 0 | 0 | 0 | 0 | 0 | 0
2016-04-26 18:00 | 0 | 0 | 0 | 0 | 0 | 743606.6959 | 469707 | 0 | 0 | 0 | 0 | 1398431.067 | 1945931.8655 | 0 | 0 | 0 | 0 | 0 | 0 | 0 | 0 | 0 | 0 | 0 | 0 | 0 | 0 | 0 | 0 | 259533.218 | 14366.478 | 0 | 0 | 0 | 0 | 0 | 0 | 0 | 0 | 0 | 0 | 0 | 0 | 0 | 0 | 0
2016-04-26 19:00 | 0 | 0 | 0 | 0 | 0 | 749273.6959 | 475374 | 0 | 0 | 0 | 0 | 1657964.2849 | 1960298.3435 | 0 | 0 | 0 | 0 | 0 | 0 | 0 | 0 | 0 | 0 | 0 | 0 | 0 | 0 | 0 | 0 | 259533.218 | 14366.478 | 0 | 0 | 0 | 0 | 0 | 0 | 0 | 0 | 0 | 0 | 0 | 0 | 0 | 0 | 0
2016-04-26 20:00 | 0 | 0 | 0 | 0 | 0 | 761550.5539 | 480460 | 0 | 0 | 0 | 0 | 1917497.5029 | 1974664.8214 | 0 | 0 | 0 | 0 | 0 | 0 | 7190.8579 | 0 | 0 | 0 | 0 | 0 | 0 | 0 | 0 | 0 | 259533.218 | 14366.478 | 0 | 0 | 0 | 0 | 0 | 0 | 0 | 0 | 7190.8579 | 0 | 0 | 0 | 0 | 0 | 0
2016-04-26 21:00 | 0 | 0 | 0 | 0 | 0 | 771828.1276 | 481605 | 0 | 0 | 0 | 0 | 2177030.7209 | 1989031.2994 | 0 | 0 | 0 | 0 | 0 | 0 | 23514.2896 | 0 | 0 | 0 | 0 | 0 | 0 | 0 | 0 | 0 | 259533.218 | 14366.478 | 0 | 0 | 0 | 0 | 0 | 0 | 0 | 0 | 16323.4317 | 0 | 0 | 0 | 0 | 0 | 0
2016-04-26 22:00 | 0 | 0 | 0 | 0 | 0 | 717240.7696 | 476490 | 0 | 0 | 0 | 0 | 2436563.9388 | 1989031.2994 | 0 | 0 | 0 | 0 | 0 | 0 | 4731.8413 | 0 | 0 | 0 | 0 | 0 | 0 | 0 | 0 | 0 | 259533.218 | 0 | 0 | 0 | 0 | 0 | 0 | 0 | 0 | 0 | -18782.4483 | 0 | 0 | 0 | 0 | 0 | 0
2016-04-26 23:00 | 0 | 0 | 0 | 0 | 0 | 610395.5196 | 470285 | 0 | 0 | 0 | 0 | 2581406.2997 | 1989031.2994 | 0 | 0 | 0 | 0 | 0 | 0 | 0 | 0 | 0 | 0 | 0 | 0 | 0 | 0 | 0 | 0 | 144842.3609 | 0 | 0 | 0 | 0 | 0 | 0 | 0 | 0 | 0 | -4731.8413 | 0 | 0 | 0 | 0 | 0 | 0
2016-04-27 | 0 | 0 | 0 | 0 | 0 | 443590.3126 | 469467 | 0 | 0 | 0 | 0 | 2664355.7071 | 1880205.2047 | 0 | 0 | 0 | 0 | 0 | 0 | 0 | 0 | 0 | 0 | 0 | 0 | 0 | 0 | 0 | 0 | 82949.4074 | 0 | 108826.0947 | 0 | 0 | 0 | 0 | 0 | 0 | 0 | 0 | 0 | 0 | 0 | 0 | 0 | 0
2016-04-27 01:00 | 0 | 0 | 0 | 0 | 70006.001 | 146824.259 | 461997 | 0 | 0 | 0 | 0 | 2404822.4891 | 1894571.6827 | 0 | 0 | 0 | 0 | 0 | 0 | 0 | 0 | 0 | 0 | 0 | 0 | 0 | 0 | 0 | 0 | -259533.218 | 14366.478 | 0 | 0 | 0 | 0 | 0 | 0 | 0 | 0 | 0 | 0 | 0 | 0 | 0 | 0 | 0
2016-04-27 02:00 | 0 | 0 | 0 | 0 | 178195.8204 | 1337.9617 | 439067 | 0 | 0 | 0 | 0 | 2145289.2711 | 1894571.6827 | 0 | 0 | 0 | 0 | 0 | 0 | 0 | 0 | 0 | 0 | 0 | 0 | 0 | 0 | 0 | 0 | -259533.218 | 0 | 0 | 0 | 0 | 0 | 0 | 0 | 0 | 0 | 0 | 0 | 0 | 0 | 0 | 0 | 0
2016-04-27 03:00 | 0 | 0 | 0 | 0 | 151308.782 | 0 | 410842 | 0 | 0 | 0 | 0 | 1885756.0531 | 1894571.6827 | 0 | 0 | 0 | 0 | 0 | 0 | 0 | 0 | 0 | 0 | 0 | 0 | 0 | 0 | 0 | 0 | -259533.218 | 0 | 0 | 0 | 0 | 0 | 0 | 0 | 0 | 0 | 0 | 0 | 0 | 0 | 0 | 0 | 0
2016-04-27 04:00 | 0 | 0 | 0 | 0 | 126442.782 | 0 | 385976 | 0 | 0 | 0 | 0 | 1626222.8352 | 1894571.6827 | 0 | 0 | 0 | 0 | 0 | 0 | 0 | 0 | 0 | 0 | 0 | 0 | 0 | 0 | 0 | 0 | -259533.218 | 0 | 0 | 0 | 0 | 0 | 0 | 0 | 0 | 0 | 0 | 0 | 0 | 0 | 0 | 0 | 0
2016-04-27 05:00 | 0 | 0 | 0 | 0 | 106279.782 | 0 | 365813 | 0 | 0 | 0 | 0 | 1366689.6172 | 1894571.6827 | 0 | 0 | 0 | 0 | 0 | 0 | 0 | 0 | 0 | 0 | 0 | 0 | 0 | 0 | 0 | 0 | -259533.218 | 0 | 0 | 0 | 0 | 0 | 0 | 0 | 0 | 0 | 0 | 0 | 0 | 0 | 0 | 0 | 0
2016-04-27 06:00 | 0 | 0 | 0 | 0 | 91085.782 | 0 | 350619 | 0 | 0 | 0 | 0 | 1107156.3992 | 1894571.6827 | 0 | 0 | 0 | 0 | 0 | 0 | 0 | 0 | 0 | 0 | 0 | 0 | 0 | 0 | 0 | 0 | -259533.218 | 0 | 0 | 0 | 0 | 0 | 0 | 0 | 0 | 0 | 0 | 0 | 0 | 0 | 0 | 0 | 0
2016-04-27 07:00 | 0 | 0 | 0 | 0 | 531061.6906 | 0 | 340552 | 0 | 0 | 0 | 0 | 1297666.0898 | 1894571.6827 | 0 | 0 | 0 | 0 | 0 | 0 | 0 | 0 | 0 | 0 | 0 | 0 | 0 | 0 | 0 | 0 | 190509.6906 | 0 | 0 | 0 | 0 | 0 | 0 | 0 | 0 | 0 | 0 | 0 | 0 | 0 | 0 | 0 | 0
2016-04-27 08:00 | 0 | 0 | 0 | 0 | 78886.782 | 0 | 338420 | 0 | 0 | 0 | 0 | 1038132.8719 | 1894571.6827 | 0 | 0 | 0 | 0 | 0 | 0 | 0 | 0 | 0 | 0 | 0 | 0 | 0 | 0 | 0 | 0 | -259533.218 | 0 | 0 | 0 | 0 | 0 | 0 | 0 | 0 | 0 | 0 | 0 | 0 | 0 | 0 | 0 | 0
2016-04-27 09:00 | 0 | 0 | 0 | 0 | 87033.782 | 0 | 346567 | 0 | 0 | 0 | 0 | 778599.6539 | 1894571.6827 | 0 | 0 | 0 | 0 | 0 | 0 | 0 | 0 | 0 | 0 | 0 | 0 | 0 | 0 | 0 | 0 | -259533.218 | 0 | 0 | 0 | 0 | 0 | 0 | 0 | 0 | 0 | 0 | 0 | 0 | 0 | 0 | 0 | 0
2016-04-27 10:00 | 0 | 0 | 0 | 0 | 107380.782 | 0 | 366914 | 0 | 0 | 0 | 0 | 519066.4359 | 1894571.6827 | 0 | 0 | 0 | 0 | 0 | 0 | 0 | 0 | 0 | 0 | 0 | 0 | 0 | 0 | 0 | 0 | -259533.218 | 0 | 0 | 0 | 0 | 0 | 0 | 0 | 0 | 0 | 0 | 0 | 0 | 0 | 0 | 0 | 0
2016-04-27 11:00 | 0 | 0 | 0 | 0 | 129726.782 | 0 | 389260 | 0 | 0 | 0 | 0 | 259533.218 | 1894571.6827 | 0 | 0 | 0 | 0 | 0 | 0 | 0 | 0 | 0 | 0 | 0 | 0 | 0 | 0 | 0 | 0 | -259533.218 | 0 | 0 | 0 | 0 | 0 | 0 | 0 | 0 | 0 | 0 | 0 | 0 | 0 | 0 | 0 | 0
2016-04-27 12:00 | 0 | 0 | 0 | 0 | 120403.1634 | 24115.6186 | 404052 | 0 | 0 | 0 | 0 | 0 | 1894571.6827 | 0 | 0 | 0 | 0 | 0 | 0 | 0 | 0 | 0 | 0 | 0 | 0 | 0 | 0 | 0 | 0 | -259533.218 | 0 | 0 | 0 | 0 | 0 | 0 | 0 | 0 | 0 | 0 | 0 | 0 | 0 | 0 | 0 | 0
2016-04-27 13:00 | 0 | 0 | 0 | 0 | 348034.4633 | 327615.7547 | 416117 | 0 | 0 | 0 | 0 | 259533.218 | 1894571.6827 | 0 | 0 | 0 | 0 | 0 | 0 | 0 | 0 | 0 | 0 | 0 | 0 | 0 | 0 | 0 | 0 | 259533.218 | 0 | 0 | 0 | 0 | 0 | 0 | 0 | 0 | 0 | 0 | 0 | 0 | 0 | 0 | 0 | 0
2016-04-27 14:00 | 0 | 0 | 0 | 0 | 0 | 558484.3251 | 427951 | 0 | 0 | 0 | 0 | 375700.0651 | 1908938.1607 | 0 | 0 | 0 | 0 | 0 | 0 | 0 | 0 | 0 | 0 | 0 | 0 | 0 | 0 | 0 | 0 | 116166.8471 | 14366.478 | 0 | 0 | 0 | 0 | 0 | 0 | 0 | 0 | 0 | 0 | 0 | 0 | 0 | 0 | 0
2016-04-27 15:00 | 0 | 0 | 0 | 0 | 0 | 697022.285 | 437301 | 0 | 0 | 0 | 0 | 621054.8722 | 1923304.6386 | 0 | 0 | 0 | 0 | 0 | 0 | 0 | 0 | 0 | 0 | 0 | 0 | 0 | 0 | 0 | 0 | 245354.807 | 14366.478 | 0 | 0 | 0 | 0 | 0 | 0 | 0 | 0 | 0 | 0 | 0 | 0 | 0 | 0 | 0
2016-04-27 16:00 | 0 | 0 | 0 | 0 | 0 | 718904.6959 | 445005 | 0 | 0 | 0 | 0 | 880588.0901 | 1937671.1166 | 0 | 0 | 0 | 0 | 0 | 0 | 0 | 0 | 0 | 0 | 0 | 0 | 0 | 0 | 0 | 0 | 259533.218 | 14366.478 | 0 | 0 | 0 | 0 | 0 | 0 | 0 | 0 | 0 | 0 | 0 | 0 | 0 | 0 | 0
2016-04-27 17:00 | 0 | 0 | 0 | 0 | 0 | 725866.6959 | 451967 | 0 | 0 | 0 | 0 | 1140121.3081 | 1952037.5946 | 0 | 0 | 0 | 0 | 0 | 0 | 0 | 0 | 0 | 0 | 0 | 0 | 0 | 0 | 0 | 0 | 259533.218 | 14366.478 | 0 | 0 | 0 | 0 | 0 | 0 | 0 | 0 | 0 | 0 | 0 | 0 | 0 | 0 | 0
2016-04-27 18:00 | 0 | 0 | 0 | 0 | 0 | 731356.6959 | 457457 | 0 | 0 | 0 | 0 | 1399654.5261 | 1966404.0726 | 0 | 0 | 0 | 0 | 0 | 0 | 0 | 0 | 0 | 0 | 0 | 0 | 0 | 0 | 0 | 0 | 259533.218 | 14366.478 | 0 | 0 | 0 | 0 | 0 | 0 | 0 | 0 | 0 | 0 | 0 | 0 | 0 | 0 | 0
2016-04-27 19:00 | 0 | 0 | 0 | 0 | 0 | 741751.201 | 461254 | 0 | 0 | 0 | 0 | 1659187.744 | 1980770.5506 | 0 | 0 | 0 | 0 | 0 | 0 | 6597.5051 | 0 | 0 | 0 | 0 | 0 | 0 | 0 | 0 | 0 | 259533.218 | 14366.478 | 0 | 0 | 0 | 0 | 0 | 0 | 0 | 0 | 6597.5051 | 0 | 0 | 0 | 0 | 0 | 0
2016-04-27 20:00 | 0 | 0 | 0 | 0 | 0 | 755140.4805 | 464324 | 0 | 0 | 0 | 0 | 1918720.962 | 1995137.0285 | 0 | 0 | 0 | 0 | 0 | 0 | 23514.2896 | 0 | 0 | 0 | 0 | 0 | 0 | 0 | 0 | 0 | 259533.218 | 14366.478 | 0 | 0 | 0 | 0 | 0 | 0 | 0 | 0 | 16916.7845 | 0 | 0 | 0 | 0 | 0 | 0
2016-04-27 21:00 | 0 | 0 | 0 | 0 | 0 | 719296.1204 | 465915 | 0 | 0 | 0 | 0 | 2157735.6044 | 2009503.5065 | 0 | 0 | 0 | 0 | 0 | 0 | 23514.2896 | 0 | 0 | 0 | 0 | 0 | 0 | 0 | 0 | 0 | 239014.6424 | 14366.478 | 0 | 0 | 0 | 0 | 0 | 0 | 0 | 0 | 0 | 0 | 0 | 0 | 0 | 0 | 0
2016-04-27 22:00 | 0 | 0 | 0 | 0 | 0 | 648793.2676 | 464293 | 0 | 0 | 0 | 0 | 2365750.1616 | 2009503.5065 | 0 | 0 | 0 | 0 | 0 | 0 | 0 | 0 | 0 | 0 | 0 | 0 | 0 | 0 | 0 | 0 | 208014.5572 | 0 | 0 | 0 | 0 | 0 | 0 | 0 | 0 | 0 | -23514.2896 | 0 | 0 | 0 | 0 | 0 | 0
2016-04-27 23:00 | 0 | 0 | 0 | 0 | 0 | 539251.3543 | 459867 | 0 | 0 | 0 | 0 | 2553960.6107 | 1900677.4118 | 0 | 0 | 0 | 0 | 0 | 0 | 0 | 0 | 0 | 0 | 0 | 0 | 0 | 0 | 0 | 0 | 188210.4491 | 0 | 108826.0947 | 0 | 0 | 0 | 0 | 0 | 0 | 0 | 0 | 0 | 0 | 0 | 0 | 0 | 0
2016-04-28 | 0 | 0 | 0 | 0 | 0 | 364367.1799 | 460658 | 0 | 0 | 0 | 0 | 2457669.7906 | 1900677.4118 | 0 | 0 | 0 | 0 | 0 | 0 | 0 | 0 | 0 | 0 | 0 | 0 | 0 | 0 | 0 | 0 | -96290.8201 | 0 | 0 | 0 | 0 | 0 | 0 | 0 | 0 | 0 | 0 | 0 | 0 | 0 | 0 | 0 | 0
2016-04-28 01:00 | 0 | 0 | 0 | 0 | 94605.5498 | 99003.2322 | 453142 | 0 | 0 | 0 | 0 | 2198136.5726 | 1900677.4118 | 0 | 0 | 0 | 0 | 0 | 0 | 0 | 0 | 0 | 0 | 0 | 0 | 0 | 0 | 0 | 0 | -259533.218 | 0 | 0 | 0 | 0 | 0 | 0 | 0 | 0 | 0 | 0 | 0 | 0 | 0 | 0 | 0 | 0
2016-04-28 02:00 | 0 | 0 | 0 | 0 | 171568.9433 | 1437.8387 | 432540 | 0 | 0 | 0 | 0 | 1938603.3547 | 1900677.4118 | 0 | 0 | 0 | 0 | 0 | 0 | 0 | 0 | 0 | 0 | 0 | 0 | 0 | 0 | 0 | 0 | -259533.218 | 0 | 0 | 0 | 0 | 0 | 0 | 0 | 0 | 0 | 0 | 0 | 0 | 0 | 0 | 0 | 0
2016-04-28 03:00 | 0 | 0 | 0 | 0 | 146908.782 | 0 | 406442 | 0 | 0 | 0 | 0 | 1679070.1367 | 1900677.4118 | 0 | 0 | 0 | 0 | 0 | 0 | 0 | 0 | 0 | 0 | 0 | 0 | 0 | 0 | 0 | 0 | -259533.218 | 0 | 0 | 0 | 0 | 0 | 0 | 0 | 0 | 0 | 0 | 0 | 0 | 0 | 0 | 0 | 0
2016-04-28 04:00 | 0 | 0 | 0 | 0 | 505721.7768 | 0 | 382221 | 0 | 0 | 0 | 0 | 1779056.6239 | 1900677.4118 | 0 | 0 | 0 | 0 | 0 | 0 | 23514.2896 | 0 | 0 | 0 | 0 | 0 | 0 | 0 | 0 | 0 | 99986.4872 | 0 | 0 | 0 | 0 | 0 | 0 | 0 | 0 | 0 | 23514.2896 | 0 | 0 | 0 | 0 | 0 | 0
2016-04-28 05:00 | 0 | 0 | 0 | 0 | 78990.4924 | 0 | 362038 | 0 | 0 | 0 | 0 | 1519523.4059 | 1900677.4118 | 0 | 0 | 0 | 0 | 0 | 0 | 0 | 0 | 0 | 0 | 0 | 0 | 0 | 0 | 0 | 0 | -259533.218 | 0 | 0 | 0 | 0 | 0 | 0 | 0 | 0 | 0 | -23514.2896 | 0 | 0 | 0 | 0 | 0 | 0
2016-04-28 06:00 | 0 | 0 | 0 | 0 | 87240.782 | 0 | 346774 | 0 | 0 | 0 | 0 | 1259990.1879 | 1900677.4118 | 0 | 0 | 0 | 0 | 0 | 0 | 0 | 0 | 0 | 0 | 0 | 0 | 0 | 0 | 0 | 0 | -259533.218 | 0 | 0 | 0 | 0 | 0 | 0 | 0 | 0 | 0 | 0 | 0 | 0 | 0 | 0 | 0 | 0
2016-04-28 07:00 | 0 | 0 | 0 | 0 | 78048.782 | 0 | 337582 | 0 | 0 | 0 | 0 | 1000456.97 | 1900677.4118 | 0 | 0 | 0 | 0 | 0 | 0 | 0 | 0 | 0 | 0 | 0 | 0 | 0 | 0 | 0 | 0 | -259533.218 | 0 | 0 | 0 | 0 | 0 | 0 | 0 | 0 | 0 | 0 | 0 | 0 | 0 | 0 | 0 | 0
2016-04-28 08:00 | 0 | 0 | 0 | 0 | 419336.4389 | 0 | 336250 | 0 | 0 | 0 | 0 | 1083543.4088 | 1900677.4118 | 0 | 0 | 0 | 0 | 0 | 0 | 0 | 0 | 0 | 0 | 0 | 0 | 0 | 0 | 0 | 0 | 83086.4389 | 0 | 0 | 0 | 0 | 0 | 0 | 0 | 0 | 0 | 0 | 0 | 0 | 0 | 0 | 0 | 0
2016-04-28 09:00 | 0 | 0 | 0 | 0 | 85954.782 | 0 | 345488 | 0 | 0 | 0 | 0 | 824010.1908 | 1900677.4118 | 0 | 0 | 0 | 0 | 0 | 0 | 0 | 0 | 0 | 0 | 0 | 0 | 0 | 0 | 0 | 0 | -259533.218 | 0 | 0 | 0 | 0 | 0 | 0 | 0 | 0 | 0 | 0 | 0 | 0 | 0 | 0 | 0 | 0
2016-04-28 10:00 | 0 | 0 | 0 | 0 | 108501.782 | 0 | 368035 | 0 | 0 | 0 | 0 | 564476.9729 | 1900677.4118 | 0 | 0 | 0 | 0 | 0 | 0 | 0 | 0 | 0 | 0 | 0 | 0 | 0 | 0 | 0 | 0 | -259533.218 | 0 | 0 | 0 | 0 | 0 | 0 | 0 | 0 | 0 | 0 | 0 | 0 | 0 | 0 | 0 | 0
2016-04-28 11:00 | 0 | 0 | 0 | 0 | 240370.1301 | 0 | 391846 | 0 | 0 | 0 | 0 | 413001.103 | 1900677.4118 | 0 | 0 | 0 | 0 | 0 | 0 | 0 | 0 | 0 | 0 | 0 | 0 | 0 | 0 | 0 | 0 | -151475.8699 | 0 | 0 | 0 | 0 | 0 | 0 | 0 | 0 | 0 | 0 | 0 | 0 | 0 | 0 | 0 | 0
2016-04-28 12:00 | 0 | 0 | 0 | 0 | 289382.8717 | 14673.3403 | 406902 | 0 | 0 | 0 | 0 | 310155.3149 | 1900677.4118 | 0 | 0 | 0 | 0 | 0 | 0 | 0 | 0 | 0 | 0 | 0 | 0 | 0 | 0 | 0 | 0 | -102845.7881 | 0 | 0 | 0 | 0 | 0 | 0 | 0 | 0 | 0 | 0 | 0 | 0 | 0 | 0 | 0 | 0
2016-04-28 13:00 | 0 | 0 | 0 | 0 | 0 | 250562.3476 | 419282 | 0 | 0 | 0 | 0 | 141435.6626 | 1900677.4118 | 0 | 0 | 0 | 0 | 0 | 0 | 0 | 0 | 0 | 0 | 0 | 0 | 0 | 0 | 0 | 0 | -168719.6524 | 0 | 0 | 0 | 0 | 0 | 0 | 0 | 0 | 0 | 0 | 0 | 0 | 0 | 0 | 0 | 0
2016-04-28 14:00 | 0 | 0 | 0 | 0 | 170339.3374 | 522249.8806 | 433056 | 0 | 0 | 0 | 0 | 400968.8805 | 1900677.4118 | 0 | 0 | 0 | 0 | 0 | 0 | 0 | 0 | 0 | 0 | 0 | 0 | 0 | 0 | 0 | 0 | 259533.218 | 0 | 0 | 0 | 0 | 0 | 0 | 0 | 0 | 0 | 0 | 0 | 0 | 0 | 0 | 0 | 0
2016-04-28 15:00 | 0 | 0 | 0 | 0 | 8218.0821 | 692999.1358 | 441684 | 0 | 0 | 0 | 0 | 660502.0985 | 1900677.4118 | 0 | 0 | 0 | 0 | 0 | 0 | 0 | 0 | 0 | 0 | 0 | 0 | 0 | 0 | 0 | 0 | 259533.218 | 0 | 0 | 0 | 0 | 0 | 0 | 0 | 0 | 0 | 0 | 0 | 0 | 0 | 0 | 0 | 0
2016-04-28 16:00 | 0 | 0 | 0 | 0 | 0 | 724733.6959 | 450834 | 0 | 0 | 0 | 0 | 920035.3165 | 1915043.8898 | 0 | 0 | 0 | 0 | 0 | 0 | 0 | 0 | 0 | 0 | 0 | 0 | 0 | 0 | 0 | 0 | 259533.218 | 14366.478 | 0 | 0 | 0 | 0 | 0 | 0 | 0 | 0 | 0 | 0 | 0 | 0 | 0 | 0 | 0
2016-04-28 17:00 | 0 | 0 | 0 | 0 | 0 | 732671.6959 | 458772 | 0 | 0 | 0 | 0 | 1179568.5344 | 1929410.3678 | 0 | 0 | 0 | 0 | 0 | 0 | 0 | 0 | 0 | 0 | 0 | 0 | 0 | 0 | 0 | 0 | 259533.218 | 14366.478 | 0 | 0 | 0 | 0 | 0 | 0 | 0 | 0 | 0 | 0 | 0 | 0 | 0 | 0 | 0
2016-04-28 18:00 | 0 | 0 | 0 | 0 | 0 | 739319.6959 | 465420 | 0 | 0 | 0 | 0 | 1439101.7524 | 1943776.8457 | 0 | 0 | 0 | 0 | 0 | 0 | 0 | 0 | 0 | 0 | 0 | 0 | 0 | 0 | 0 | 0 | 259533.218 | 14366.478 | 0 | 0 | 0 | 0 | 0 | 0 | 0 | 0 | 0 | 0 | 0 | 0 | 0 | 0 | 0
2016-04-28 19:00 | 0 | 0 | 0 | 0 | 0 | 761941.1172 | 469346 | 0 | 0 | 0 | 0 | 1698634.9704 | 1958143.3237 | 0 | 0 | 0 | 0 | 0 | 0 | 18695.4212 | 0 | 0 | 0 | 0 | 0 | 0 | 0 | 0 | 0 | 259533.218 | 14366.478 | 0 | 0 | 0 | 0 | 0 | 0 | 0 | 0 | 18695.4212 | 0 | 0 | 0 | 0 | 0 | 0
2016-04-28 20:00 | 0 | 0 | 0 | 0 | 0 | 750883.5643 | 472165 | 0 | 0 | 0 | 0 | 1958168.1883 | 1972509.8017 | 0 | 0 | 0 | 0 | 0 | 0 | 23514.2896 | 0 | 0 | 0 | 0 | 0 | 0 | 0 | 0 | 0 | 259533.218 | 14366.478 | 0 | 0 | 0 | 0 | 0 | 0 | 0 | 0 | 4818.8684 | 0 | 0 | 0 | 0 | 0 | 0
2016-04-28 21:00 | 0 | 0 | 0 | 0 | 0 | 718195.829 | 474195 | 0 | 0 | 0 | 0 | 2217701.4063 | 1972509.8017 | 0 | 0 | 0 | 0 | 0 | 0 | 7981.9006 | 0 | 0 | 0 | 0 | 0 | 0 | 0 | 0 | 0 | 259533.218 | 0 | 0 | 0 | 0 | 0 | 0 | 0 | 0 | 0 | -15532.389 | 0 | 0 | 0 | 0 | 0 | 0
2016-04-28 22:00 | 0 | 0 | 0 | 0 | 0 | 658377.4411 | 471519 | 0 | 0 | 0 | 0 | 2412541.748 | 1972509.8017 | 0 | 0 | 0 | 0 | 0 | 0 | 0 | 0 | 0 | 0 | 0 | 0 | 0 | 0 | 0 | 0 | 194840.3417 | 0 | 0 | 0 | 0 | 0 | 0 | 0 | 0 | 0 | -7981.9006 | 0 | 0 | 0 | 0 | 0 | 0
2016-04-28 23:00 | 0 | 0 | 0 | 0 | 0 | 541238.6409 | 466295 | 0 | 0 | 0 | 0 | 2487485.3889 | 1972509.8017 | 0 | 0 | 0 | 0 | 0 | 0 | 0 | 0 | 0 | 0 | 0 | 0 | 0 | 0 | 0 | 0 | 74943.6409 | 0 | 0 | 0 | 0 | 0 | 0 | 0 | 0 | 0 | 0 | 0 | 0 | 0 | 0 | 0 | 0
2016-04-29 | 0 | 0 | 0 | 0 | 0 | 373839.7781 | 464614 | 0 | 0 | 0 | 0 | 2396711.1671 | 1972509.8017 | 0 | 0 | 0 | 0 | 0 | 0 | 0 | 0 | 0 | 0 | 0 | 0 | 0 | 0 | 0 | 0 | -90774.2219 | 0 | 0 | 0 | 0 | 0 | 0 | 0 | 0 | 0 | 0 | 0 | 0 | 0 | 0 | 0 | 0
2016-04-29 01:00 | 0 | 0 | 0 | 0 | 86132.8378 | 126263.4222 | 457563 | 0 | 0 | 0 | 0 | 2137177.9491 | 1986876.2797 | 0 | 0 | 0 | 0 | 0 | 0 | 0 | 0 | 0 | 0 | 0 | 0 | 0 | 0 | 0 | 0 | -259533.218 | 14366.478 | 0 | 0 | 0 | 0 | 0 | 0 | 0 | 0 | 0 | 0 | 0 | 0 | 0 | 0 | 0
2016-04-29 02:00 | 0 | 0 | 0 | 0 | 413866.5831 | 2584.5557 | 437103 | 0 | 0 | 0 | 0 | 2201837.893 | 1878050.185 | 0 | 0 | 0 | 0 | 0 | 0 | 23514.2896 | 0 | 0 | 0 | 0 | 0 | 0 | 0 | 0 | 0 | 64659.9439 | 0 | 108826.0947 | 0 | 0 | 0 | 0 | 0 | 0 | 0 | 23514.2896 | 0 | 0 | 0 | 0 | 0 | 0
2016-04-29 03:00 | 0 | 0 | 0 | 0 | 128943.4924 | 0 | 411991 | 0 | 0 | 0 | 0 | 1942304.6751 | 1878050.185 | 0 | 0 | 0 | 0 | 0 | 0 | 0 | 0 | 0 | 0 | 0 | 0 | 0 | 0 | 0 | 0 | -259533.218 | 0 | 0 | 0 | 0 | 0 | 0 | 0 | 0 | 0 | -23514.2896 | 0 | 0 | 0 | 0 | 0 | 0
2016-04-29 04:00 | 0 | 0 | 0 | 0 | 128408.782 | 0 | 387942 | 0 | 0 | 0 | 0 | 1682771.4571 | 1878050.185 | 0 | 0 | 0 | 0 | 0 | 0 | 0 | 0 | 0 | 0 | 0 | 0 | 0 | 0 | 0 | 0 | -259533.218 | 0 | 0 | 0 | 0 | 0 | 0 | 0 | 0 | 0 | 0 | 0 | 0 | 0 | 0 | 0 | 0
2016-04-29 05:00 | 0 | 0 | 0 | 0 | 107989.782 | 0 | 367523 | 0 | 0 | 0 | 0 | 1423238.2391 | 1878050.185 | 0 | 0 | 0 | 0 | 0 | 0 | 0 | 0 | 0 | 0 | 0 | 0 | 0 | 0 | 0 | 0 | -259533.218 | 0 | 0 | 0 | 0 | 0 | 0 | 0 | 0 | 0 | 0 | 0 | 0 | 0 | 0 | 0 | 0
2016-04-29 06:00 | 0 | 0 | 0 | 0 | 337102.7991 | 0 | 352398 | 0 | 0 | 0 | 0 | 1407943.0382 | 1878050.185 | 0 | 0 | 0 | 0 | 0 | 0 | 0 | 0 | 0 | 0 | 0 | 0 | 0 | 0 | 0 | 0 | -15295.2009 | 0 | 0 | 0 | 0 | 0 | 0 | 0 | 0 | 0 | 0 | 0 | 0 | 0 | 0 | 0 | 0
2016-04-29 07:00 | 0 | 0 | 0 | 0 | 83945.782 | 0 | 343479 | 0 | 0 | 0 | 0 | 1148409.8202 | 1878050.185 | 0 | 0 | 0 | 0 | 0 | 0 | 0 | 0 | 0 | 0 | 0 | 0 | 0 | 0 | 0 | 0 | -259533.218 | 0 | 0 | 0 | 0 | 0 | 0 | 0 | 0 | 0 | 0 | 0 | 0 | 0 | 0 | 0 | 0
2016-04-29 08:00 | 0 | 0 | 0 | 0 | 82057.782 | 0 | 341591 | 0 | 0 | 0 | 0 | 888876.6022 | 1878050.185 | 0 | 0 | 0 | 0 | 0 | 0 | 0 | 0 | 0 | 0 | 0 | 0 | 0 | 0 | 0 | 0 | -259533.218 | 0 | 0 | 0 | 0 | 0 | 0 | 0 | 0 | 0 | 0 | 0 | 0 | 0 | 0 | 0 | 0
2016-04-29 09:00 | 0 | 0 | 0 | 0 | 276658.5783 | 0 | 348117 | 0 | 0 | 0 | 0 | 817418.1805 | 1878050.185 | 0 | 0 | 0 | 0 | 0 | 0 | 0 | 0 | 0 | 0 | 0 | 0 | 0 | 0 | 0 | 0 | -71458.4217 | 0 | 0 | 0 | 0 | 0 | 0 | 0 | 0 | 0 | 0 | 0 | 0 | 0 | 0 | 0 | 0
2016-04-29 10:00 | 0 | 0 | 0 | 0 | 111820.782 | 0 | 371354 | 0 | 0 | 0 | 0 | 557884.9625 | 1878050.185 | 0 | 0 | 0 | 0 | 0 | 0 | 0 | 0 | 0 | 0 | 0 | 0 | 0 | 0 | 0 | 0 | -259533.218 | 0 | 0 | 0 | 0 | 0 | 0 | 0 | 0 | 0 | 0 | 0 | 0 | 0 | 0 | 0 | 0
2016-04-29 11:00 | 0 | 0 | 0 | 0 | 274456.1893 | 0 | 393813 | 0 | 0 | 0 | 0 | 438528.1518 | 1878050.185 | 0 | 0 | 0 | 0 | 0 | 0 | 0 | 0 | 0 | 0 | 0 | 0 | 0 | 0 | 0 | 0 | -119356.8107 | 0 | 0 | 0 | 0 | 0 | 0 | 0 | 0 | 0 | 0 | 0 | 0 | 0 | 0 | 0 | 0
2016-04-29 12:00 | 0 | 0 | 0 | 0 | 255866.4493 | 9879.5784 | 409204 | 0 | 0 | 0 | 0 | 295070.1795 | 1878050.185 | 0 | 0 | 0 | 0 | 0 | 0 | 0 | 0 | 0 | 0 | 0 | 0 | 0 | 0 | 0 | 0 | -143457.9723 | 0 | 0 | 0 | 0 | 0 | 0 | 0 | 0 | 0 | 0 | 0 | 0 | 0 | 0 | 0 | 0
2016-04-29 13:00 | 0 | 0 | 0 | 0 | 0 | 259670.0408 | 422065 | 0 | 0 | 0 | 0 | 132675.2203 | 1878050.185 | 0 | 0 | 0 | 0 | 0 | 0 | 0 | 0 | 0 | 0 | 0 | 0 | 0 | 0 | 0 | 0 | -162394.9592 | 0 | 0 | 0 | 0 | 0 | 0 | 0 | 0 | 0 | 0 | 0 | 0 | 0 | 0 | 0 | 0
2016-04-29 14:00 | 0 | 0 | 0 | 0 | 145918.9638 | 549006.2541 | 435392 | 0 | 0 | 0 | 0 | 392208.4382 | 1878050.185 | 0 | 0 | 0 | 0 | 0 | 0 | 0 | 0 | 0 | 0 | 0 | 0 | 0 | 0 | 0 | 0 | 259533.218 | 0 | 0 | 0 | 0 | 0 | 0 | 0 | 0 | 0 | 0 | 0 | 0 | 0 | 0 | 0 | 0
2016-04-29 15:00 | 0 | 0 | 0 | 0 | 15969.0943 | 688389.1237 | 444825 | 0 | 0 | 0 | 0 | 651741.6562 | 1878050.185 | 0 | 0 | 0 | 0 | 0 | 0 | 0 | 0 | 0 | 0 | 0 | 0 | 0 | 0 | 0 | 0 | 259533.218 | 0 | 0 | 0 | 0 | 0 | 0 | 0 | 0 | 0 | 0 | 0 | 0 | 0 | 0 | 0 | 0
2016-04-29 16:00 | 0 | 0 | 0 | 0 | 0 | 725712.6959 | 451813 | 0 | 0 | 0 | 0 | 911274.8742 | 1892416.6629 | 0 | 0 | 0 | 0 | 0 | 0 | 0 | 0 | 0 | 0 | 0 | 0 | 0 | 0 | 0 | 0 | 259533.218 | 14366.478 | 0 | 0 | 0 | 0 | 0 | 0 | 0 | 0 | 0 | 0 | 0 | 0 | 0 | 0 | 0
2016-04-29 17:00 | 0 | 0 | 0 | 0 | 0 | 735454.4607 | 458114 | 0 | 0 | 0 | 0 | 1170808.0921 | 1906783.1409 | 0 | 0 | 0 | 0 | 0 | 0 | 3440.7648 | 0 | 0 | 0 | 0 | 0 | 0 | 0 | 0 | 0 | 259533.218 | 14366.478 | 0 | 0 | 0 | 0 | 0 | 0 | 0 | 0 | 3440.7648 | 0 | 0 | 0 | 0 | 0 | 0
2016-04-29 18:00 | 0 | 0 | 0 | 0 | 0 | 753994.688 | 462240 | 0 | 0 | 0 | 0 | 1430341.3101 | 1921149.6189 | 0 | 0 | 0 | 0 | 0 | 0 | 21295.7568 | 0 | 0 | 0 | 0 | 0 | 0 | 0 | 0 | 0 | 259533.218 | 14366.478 | 0 | 0 | 0 | 0 | 0 | 0 | 0 | 0 | 17854.992 | 0 | 0 | 0 | 0 | 0 | 0
2016-04-29 19:00 | 0 | 0 | 0 | 0 | 0 | 739919.2287 | 463801 | 0 | 0 | 0 | 0 | 1689874.5281 | 1935516.0969 | 0 | 0 | 0 | 0 | 0 | 0 | 23514.2896 | 0 | 0 | 0 | 0 | 0 | 0 | 0 | 0 | 0 | 259533.218 | 14366.478 | 0 | 0 | 0 | 0 | 0 | 0 | 0 | 0 | 2218.5328 | 0 | 0 | 0 | 0 | 0 | 0
2016-04-29 20:00 | 0 | 0 | 0 | 0 | 0 | 729387.8934 | 463626 | 0 | 0 | 0 | 0 | 1949407.746 | 1949882.5749 | 0 | 0 | 0 | 0 | 0 | 0 | 15376.4871 | 0 | 0 | 0 | 0 | 0 | 0 | 0 | 0 | 0 | 259533.218 | 14366.478 | 0 | 0 | 0 | 0 | 0 | 0 | 0 | 0 | -8137.8025 | 0 | 0 | 0 | 0 | 0 | 0
2016-04-29 21:00 | 0 | 0 | 0 | 0 | 0 | 702576.59 | 460788 | 0 | 0 | 0 | 0 | 2183058.5336 | 1949882.5749 | 0 | 0 | 0 | 0 | 0 | 0 | 23514.2896 | 0 | 0 | 0 | 0 | 0 | 0 | 0 | 0 | 0 | 233650.7875 | 0 | 0 | 0 | 0 | 0 | 0 | 0 | 0 | 0 | 8137.8025 | 0 | 0 | 0 | 0 | 0 | 0
2016-04-29 22:00 | 0 | 0 | 0 | 0 | 0 | 648319.7473 | 453866 | 0 | 0 | 0 | 0 | 2401026.5704 | 1949882.5749 | 0 | 0 | 0 | 0 | 0 | 0 | 0 | 0 | 0 | 0 | 0 | 0 | 0 | 0 | 0 | 0 | 217968.0369 | 0 | 0 | 0 | 0 | 0 | 0 | 0 | 0 | 0 | -23514.2896 | 0 | 0 | 0 | 0 | 0 | 0
2016-04-29 23:00 | 0 | 0 | 0 | 0 | 0 | 546735.1844 | 445437 | 0 | 0 | 0 | 0 | 2502324.7548 | 1949882.5749 | 0 | 0 | 0 | 0 | 0 | 0 | 0 | 0 | 0 | 0 | 0 | 0 | 0 | 0 | 0 | 0 | 101298.1844 | 0 | 0 | 0 | 0 | 0 | 0 | 0 | 0 | 0 | 0 | 0 | 0 | 0 | 0 | 0 | 0
2016-04-30 | 0 | 0 | 0 | 0 | 0 | 375452.6356 | 444156 | 0 | 0 | 0 | 0 | 2433621.3904 | 1949882.5749 | 0 | 0 | 0 | 0 | 0 | 0 | 0 | 0 | 0 | 0 | 0 | 0 | 0 | 0 | 0 | 0 | -68703.3644 | 0 | 0 | 0 | 0 | 0 | 0 | 0 | 0 | 0 | 0 | 0 | 0 | 0 | 0 | 0 | 0
2016-04-30 01:00 | 0 | 0 | 0 | 0 | 64257.6997 | 129449.5603 | 438874 | 0 | 0 | 0 | 0 | 2174088.1724 | 1964249.0529 | 0 | 0 | 0 | 0 | 0 | 0 | 0 | 0 | 0 | 0 | 0 | 0 | 0 | 0 | 0 | 0 | -259533.218 | 14366.478 | 0 | 0 | 0 | 0 | 0 | 0 | 0 | 0 | 0 | 0 | 0 | 0 | 0 | 0 | 0
2016-04-30 02:00 | 0 | 0 | 0 | 0 | 51388.551 | 2916.1363 | 422664 | 0 | 0 | 0 | 0 | 1914554.9545 | 1855422.9581 | 0 | 0 | 0 | 0 | 0 | 0 | 0 | 0 | 0 | 0 | 0 | 0 | 0 | 0 | 0 | 0 | -259533.218 | 0 | 108826.0947 | 0 | 0 | 0 | 0 | 0 | 0 | 0 | 0 | 0 | 0 | 0 | 0 | 0 | 0
2016-04-30 03:00 | 0 | 0 | 0 | 0 | 143036.782 | 0 | 402570 | 0 | 0 | 0 | 0 | 1655021.7365 | 1855422.9581 | 0 | 0 | 0 | 0 | 0 | 0 | 0 | 0 | 0 | 0 | 0 | 0 | 0 | 0 | 0 | 0 | -259533.218 | 0 | 0 | 0 | 0 | 0 | 0 | 0 | 0 | 0 | 0 | 0 | 0 | 0 | 0 | 0 | 0
2016-04-30 04:00 | 0 | 0 | 0 | 0 | 121657.782 | 0 | 381191 | 0 | 0 | 0 | 0 | 1395488.5185 | 1855422.9581 | 0 | 0 | 0 | 0 | 0 | 0 | 0 | 0 | 0 | 0 | 0 | 0 | 0 | 0 | 0 | 0 | -259533.218 | 0 | 0 | 0 | 0 | 0 | 0 | 0 | 0 | 0 | 0 | 0 | 0 | 0 | 0 | 0 | 0
2016-04-30 05:00 | 0 | 0 | 0 | 0 | 455594.6921 | 0 | 362138 | 0 | 0 | 0 | 0 | 1488945.2106 | 1855422.9581 | 0 | 0 | 0 | 0 | 0 | 0 | 0 | 0 | 0 | 0 | 0 | 0 | 0 | 0 | 0 | 0 | 93456.6921 | 0 | 0 | 0 | 0 | 0 | 0 | 0 | 0 | 0 | 0 | 0 | 0 | 0 | 0 | 0 | 0
2016-04-30 06:00 | 0 | 0 | 0 | 0 | 87993.782 | 0 | 347527 | 0 | 0 | 0 | 0 | 1229411.9927 | 1855422.9581 | 0 | 0 | 0 | 0 | 0 | 0 | 0 | 0 | 0 | 0 | 0 | 0 | 0 | 0 | 0 | 0 | -259533.218 | 0 | 0 | 0 | 0 | 0 | 0 | 0 | 0 | 0 | 0 | 0 | 0 | 0 | 0 | 0 | 0
2016-04-30 07:00 | 0 | 0 | 0 | 0 | 78478.782 | 0 | 338012 | 0 | 0 | 0 | 0 | 969878.7747 | 1855422.9581 | 0 | 0 | 0 | 0 | 0 | 0 | 0 | 0 | 0 | 0 | 0 | 0 | 0 | 0 | 0 | 0 | -259533.218 | 0 | 0 | 0 | 0 | 0 | 0 | 0 | 0 | 0 | 0 | 0 | 0 | 0 | 0 | 0 | 0
2016-04-30 08:00 | 0 | 0 | 0 | 0 | 73042.782 | 0 | 332576 | 0 | 0 | 0 | 0 | 710345.5567 | 1855422.9581 | 0 | 0 | 0 | 0 | 0 | 0 | 0 | 0 | 0 | 0 | 0 | 0 | 0 | 0 | 0 | 0 | -259533.218 | 0 | 0 | 0 | 0 | 0 | 0 | 0 | 0 | 0 | 0 | 0 | 0 | 0 | 0 | 0 | 0
2016-04-30 09:00 | 0 | 0 | 0 | 0 | 73176.782 | 0 | 332710 | 0 | 0 | 0 | 0 | 450812.3388 | 1855422.9581 | 0 | 0 | 0 | 0 | 0 | 0 | 0 | 0 | 0 | 0 | 0 | 0 | 0 | 0 | 0 | 0 | -259533.218 | 0 | 0 | 0 | 0 | 0 | 0 | 0 | 0 | 0 | 0 | 0 | 0 | 0 | 0 | 0 | 0
2016-04-30 10:00 | 0 | 0 | 0 | 0 | 404416.0972 | 0 | 336162 | 0 | 0 | 0 | 0 | 519066.4359 | 1855422.9581 | 0 | 0 | 0 | 0 | 0 | 0 | 0 | 0 | 0 | 0 | 0 | 0 | 0 | 0 | 0 | 0 | 68254.0972 | 0 | 0 | 0 | 0 | 0 | 0 | 0 | 0 | 0 | 0 | 0 | 0 | 0 | 0 | 0 | 0
2016-04-30 11:00 | 0 | 0 | 0 | 0 | 84791.782 | 0 | 344325 | 0 | 0 | 0 | 0 | 259533.218 | 1855422.9581 | 0 | 0 | 0 | 0 | 0 | 0 | 0 | 0 | 0 | 0 | 0 | 0 | 0 | 0 | 0 | 0 | -259533.218 | 0 | 0 | 0 | 0 | 0 | 0 | 0 | 0 | 0 | 0 | 0 | 0 | 0 | 0 | 0 | 0
2016-04-30 12:00 | 0 | 0 | 0 | 0 | 0 | 18376.6061 | 359766 | 0 | 0 | 0 | 0 | 0 | 1773566.7822 | 0 | 0 | 0 | 0 | 0 | 0 | 0 | 0 | 0 | 0 | 0 | 0 | 0 | 0 | 0 | 0 | -259533.218 | 0 | 81856.1759 | 0 | 0 | 0 | 0 | 0 | 0 | 0 | 0 | 0 | 0 | 0 | 0 | 0 | 0
2016-04-30 13:00 | 0 | 0 | 0 | 0 | 113192.6917 | 315976.9479 | 376422 | 0 | 0 | 0 | 0 | 52747.6396 | 1773566.7822 | 0 | 0 | 0 | 0 | 0 | 0 | 0 | 0 | 0 | 0 | 0 | 0 | 0 | 0 | 0 | 0 | 52747.6396 | 0 | 0 | 0 | 0 | 0 | 0 | 0 | 0 | 0 | 0 | 0 | 0 | 0 | 0 | 0 | 0
2016-04-30 14:00 | 0 | 0 | 0 | 0 | 45457.1387 | 603898.0793 | 389822 | 0 | 0 | 0 | 0 | 312280.8575 | 1773566.7822 | 0 | 0 | 0 | 0 | 0 | 0 | 0 | 0 | 0 | 0 | 0 | 0 | 0 | 0 | 0 | 0 | 259533.218 | 0 | 0 | 0 | 0 | 0 | 0 | 0 | 0 | 0 | 0 | 0 | 0 | 0 | 0 | 0 | 0
2016-04-30 15:00 | 0 | 0 | 0 | 0 | 0 | 673998.6959 | 400099 | 0 | 0 | 0 | 0 | 571814.0755 | 1787933.2602 | 0 | 0 | 0 | 0 | 0 | 0 | 0 | 0 | 0 | 0 | 0 | 0 | 0 | 0 | 0 | 0 | 259533.218 | 14366.478 | 0 | 0 | 0 | 0 | 0 | 0 | 0 | 0 | 0 | 0 | 0 | 0 | 0 | 0 | 0
2016-04-30 16:00 | 0 | 0 | 0 | 0 | 0 | 680018.6959 | 406119 | 0 | 0 | 0 | 0 | 831347.2935 | 1802299.7382 | 0 | 0 | 0 | 0 | 0 | 0 | 0 | 0 | 0 | 0 | 0 | 0 | 0 | 0 | 0 | 0 | 259533.218 | 14366.478 | 0 | 0 | 0 | 0 | 0 | 0 | 0 | 0 | 0 | 0 | 0 | 0 | 0 | 0 | 0
2016-04-30 17:00 | 0 | 0 | 0 | 0 | 0 | 683422.6959 | 409523 | 0 | 0 | 0 | 0 | 1090880.5114 | 1816666.2162 | 0 | 0 | 0 | 0 | 0 | 0 | 0 | 0 | 0 | 0 | 0 | 0 | 0 | 0 | 0 | 0 | 259533.218 | 14366.478 | 0 | 0 | 0 | 0 | 0 | 0 | 0 | 0 | 0 | 0 | 0 | 0 | 0 | 0 | 0
2016-04-30 18:00 | 0 | 0 | 0 | 0 | 0 | 685355.6959 | 411456 | 0 | 0 | 0 | 0 | 1350413.7294 | 1831032.6942 | 0 | 0 | 0 | 0 | 0 | 0 | 0 | 0 | 0 | 0 | 0 | 0 | 0 | 0 | 0 | 0 | 259533.218 | 14366.478 | 0 | 0 | 0 | 0 | 0 | 0 | 0 | 0 | 0 | 0 | 0 | 0 | 0 | 0 | 0
2016-04-30 19:00 | 0 | 0 | 0 | 0 | 0 | 687368.6959 | 413469 | 0 | 0 | 0 | 0 | 1609946.9474 | 1845399.1721 | 0 | 0 | 0 | 0 | 0 | 0 | 0 | 0 | 0 | 0 | 0 | 0 | 0 | 0 | 0 | 0 | 259533.218 | 14366.478 | 0 | 0 | 0 | 0 | 0 | 0 | 0 | 0 | 0 | 0 | 0 | 0 | 0 | 0 | 0
2016-04-30 20:00 | 0 | 0 | 0 | 0 | 0 | 700663.1947 | 416757 | 0 | 0 | 0 | 0 | 1869480.1653 | 1859765.6501 | 0 | 0 | 0 | 0 | 0 | 0 | 10006.4987 | 0 | 0 | 0 | 0 | 0 | 0 | 0 | 0 | 0 | 259533.218 | 14366.478 | 0 | 0 | 0 | 0 | 0 | 0 | 0 | 0 | 10006.4987 | 0 | 0 | 0 | 0 | 0 | 0
2016-04-30 21:00 | 0 | 0 | 0 | 0 | 0 | 705701.4868 | 418294 | 0 | 0 | 0 | 0 | 2129013.3833 | 1874132.1281 | 0 | 0 | 0 | 0 | 0 | 0 | 23514.2896 | 0 | 0 | 0 | 0 | 0 | 0 | 0 | 0 | 0 | 259533.218 | 14366.478 | 0 | 0 | 0 | 0 | 0 | 0 | 0 | 0 | 13507.7909 | 0 | 0 | 0 | 0 | 0 | 0
2016-04-30 22:00 | 0 | 0 | 0 | 0 | 0 | 636113.6019 | 417016 | 0 | 0 | 0 | 0 | 2371625.2748 | 1874132.1281 | 0 | 0 | 0 | 0 | 0 | 0 | 0 | 0 | 0 | 0 | 0 | 0 | 0 | 0 | 0 | 0 | 242611.8915 | 0 | 0 | 0 | 0 | 0 | 0 | 0 | 0 | 0 | -23514.2896 | 0 | 0 | 0 | 0 | 0 | 0
2016-04-30 23:00 | 0 | 0 | 0 | 0 | 0 | 521809.7313 | 415549 | 0 | 0 | 0 | 0 | 2477886.0061 | 1874132.1281 | 0 | 0 | 0 | 0 | 0 | 0 | 0 | 0 | 0 | 0 | 0 | 0 | 0 | 0 | 0 | 0 | 106260.7313 | 0 | 0 | 0 | 0 | 0 | 0 | 0 | 0 | 0 | 0 | 0 | 0 | 0 | 0 | 0 | 0
2016-05-01 | 0 | 0 | 0 | 0 | 0 | 360950.7608 | 416916 | 0 | 0 | 0 | 0 | 2421920.7669 | 1874132.1281 | 0 | 0 | 0 | 0 | 0 | 0 | 0 | 0 | 0 | 0 | 0 | 0 | 0 | 0 | 0 | 0 | -55965.2392 | 0 | 0 | 0 | 0 | 0 | 0 | 0 | 0 | 0 | 0 | 0 | 0 | 0 | 0 | 0 | 0
2016-05-01 01:00 | 0 | 0 | 0 | 0 | 0 | 138003.8516 | 412798 | 0 | 0 | 0 | 0 | 2162387.549 | 1858871.1976 | 0 | 0 | 0 | 0 | 0 | 0 | 0 | 0 | 0 | 0 | 0 | 0 | 0 | 0 | 0 | 0 | -259533.218 | 0 | 15260.9305 | 0 | 0 | 0 | 0 | 0 | 0 | 0 | 0 | 0 | 0 | 0 | 0 | 0 | 0
2016-05-01 02:00 | 0 | 0 | 0 | 0 | 138449.4605 | 3520.3215 | 401503 | 0 | 0 | 0 | 0 | 1902854.331 | 1858871.1976 | 0 | 0 | 0 | 0 | 0 | 0 | 0 | 0 | 0 | 0 | 0 | 0 | 0 | 0 | 0 | 0 | -259533.218 | 0 | 0 | 0 | 0 | 0 | 0 | 0 | 0 | 0 | 0 | 0 | 0 | 0 | 0 | 0 | 0
2016-05-01 03:00 | 0 | 0 | 0 | 0 | 125826.782 | 0 | 385360 | 0 | 0 | 0 | 0 | 1643321.113 | 1858871.1976 | 0 | 0 | 0 | 0 | 0 | 0 | 0 | 0 | 0 | 0 | 0 | 0 | 0 | 0 | 0 | 0 | -259533.218 | 0 | 0 | 0 | 0 | 0 | 0 | 0 | 0 | 0 | 0 | 0 | 0 | 0 | 0 | 0 | 0
2016-05-01 04:00 | 0 | 0 | 0 | 0 | 106231.782 | 0 | 365765 | 0 | 0 | 0 | 0 | 1383787.8951 | 1858871.1976 | 0 | 0 | 0 | 0 | 0 | 0 | 0 | 0 | 0 | 0 | 0 | 0 | 0 | 0 | 0 | 0 | -259533.218 | 0 | 0 | 0 | 0 | 0 | 0 | 0 | 0 | 0 | 0 | 0 | 0 | 0 | 0 | 0 | 0
2016-05-01 05:00 | 0 | 0 | 0 | 0 | 88515.782 | 0 | 348049 | 0 | 0 | 0 | 0 | 1124254.6771 | 1858871.1976 | 0 | 0 | 0 | 0 | 0 | 0 | 0 | 0 | 0 | 0 | 0 | 0 | 0 | 0 | 0 | 0 | -259533.218 | 0 | 0 | 0 | 0 | 0 | 0 | 0 | 0 | 0 | 0 | 0 | 0 | 0 | 0 | 0 | 0
2016-05-01 06:00 | 0 | 0 | 0 | 0 | 75717.782 | 0 | 335251 | 0 | 0 | 0 | 0 | 864721.4591 | 1858871.1976 | 0 | 0 | 0 | 0 | 0 | 0 | 0 | 0 | 0 | 0 | 0 | 0 | 0 | 0 | 0 | 0 | -259533.218 | 0 | 0 | 0 | 0 | 0 | 0 | 0 | 0 | 0 | 0 | 0 | 0 | 0 | 0 | 0 | 0
2016-05-01 07:00 | 0 | 0 | 0 | 0 | 499808.4127 | 0 | 326397 | 0 | 0 | 0 | 0 | 1038132.8719 | 1858871.1976 | 0 | 0 | 0 | 0 | 0 | 0 | 0 | 0 | 0 | 0 | 0 | 0 | 0 | 0 | 0 | 0 | 173411.4127 | 0 | 0 | 0 | 0 | 0 | 0 | 0 | 0 | 0 | 0 | 0 | 0 | 0 | 0 | 0 | 0
2016-05-01 08:00 | 0 | 0 | 0 | 0 | 0 | 0 | 321535 | 0 | 0 | 0 | 0 | 778599.6539 | 1796869.4156 | 0 | 0 | 0 | 0 | 0 | 0 | 0 | 0 | 0 | 0 | 0 | 0 | 0 | 0 | 0 | 0 | -259533.218 | 0 | 62001.782 | 0 | 0 | 0 | 0 | 0 | 0 | 0 | 0 | 0 | 0 | 0 | 0 | 0 | 0
2016-05-01 09:00 | 0 | 0 | 0 | 0 | 59665.782 | 0 | 319199 | 0 | 0 | 0 | 0 | 519066.4359 | 1796869.4156 | 0 | 0 | 0 | 0 | 0 | 0 | 0 | 0 | 0 | 0 | 0 | 0 | 0 | 0 | 0 | 0 | -259533.218 | 0 | 0 | 0 | 0 | 0 | 0 | 0 | 0 | 0 | 0 | 0 | 0 | 0 | 0 | 0 | 0
2016-05-01 10:00 | 0 | 0 | 0 | 0 | 63557.782 | 0 | 323091 | 0 | 0 | 0 | 0 | 259533.218 | 1796869.4156 | 0 | 0 | 0 | 0 | 0 | 0 | 0 | 0 | 0 | 0 | 0 | 0 | 0 | 0 | 0 | 0 | -259533.218 | 0 | 0 | 0 | 0 | 0 | 0 | 0 | 0 | 0 | 0 | 0 | 0 | 0 | 0 | 0 | 0
2016-05-01 11:00 | 0 | 0 | 0 | 0 | 69327.782 | 0 | 328861 | 0 | 0 | 0 | 0 | 0 | 1796869.4156 | 0 | 0 | 0 | 0 | 0 | 0 | 0 | 0 | 0 | 0 | 0 | 0 | 0 | 0 | 0 | 0 | -259533.218 | 0 | 0 | 0 | 0 | 0 | 0 | 0 | 0 | 0 | 0 | 0 | 0 | 0 | 0 | 0 | 0
2016-05-01 12:00 | 0 | 0 | 0 | 0 | 315400.6578 | 28357.3422 | 343758 | 0 | 0 | 0 | 0 | 0 | 1796869.4156 | 0 | 0 | 0 | 0 | 0 | 0 | 0 | 0 | 0 | 0 | 0 | 0 | 0 | 0 | 0 | 0 | 0 | 0 | 0 | 0 | 0 | 0 | 0 | 0 | 0 | 0 | 0 | 0 | 0 | 0 | 0 | 0 | 0
2016-05-01 13:00 | 0 | 0 | 0 | 0 | 68044.9088 | 294417.0912 | 362462 | 0 | 0 | 0 | 0 | 0 | 1796869.4156 | 0 | 0 | 0 | 0 | 0 | 0 | 0 | 0 | 0 | 0 | 0 | 0 | 0 | 0 | 0 | 0 | 0 | 0 | 0 | 0 | 0 | 0 | 0 | 0 | 0 | 0 | 0 | 0 | 0 | 0 | 0 | 0 | 0
2016-05-01 14:00 | 0 | 0 | 0 | 0 | 26353.8983 | 611430.3197 | 378251 | 0 | 0 | 0 | 0 | 259533.218 | 1796869.4156 | 0 | 0 | 0 | 0 | 0 | 0 | 0 | 0 | 0 | 0 | 0 | 0 | 0 | 0 | 0 | 0 | 259533.218 | 0 | 0 | 0 | 0 | 0 | 0 | 0 | 0 | 0 | 0 | 0 | 0 | 0 | 0 | 0 | 0
2016-05-01 15:00 | 0 | 0 | 0 | 0 | 0 | 664022.6959 | 390123 | 0 | 0 | 0 | 0 | 519066.4359 | 1811235.8936 | 0 | 0 | 0 | 0 | 0 | 0 | 0 | 0 | 0 | 0 | 0 | 0 | 0 | 0 | 0 | 0 | 259533.218 | 14366.478 | 0 | 0 | 0 | 0 | 0 | 0 | 0 | 0 | 0 | 0 | 0 | 0 | 0 | 0 | 0
2016-05-01 16:00 | 0 | 0 | 0 | 0 | 0 | 674392.6959 | 400493 | 0 | 0 | 0 | 0 | 778599.6539 | 1825602.3716 | 0 | 0 | 0 | 0 | 0 | 0 | 0 | 0 | 0 | 0 | 0 | 0 | 0 | 0 | 0 | 0 | 259533.218 | 14366.478 | 0 | 0 | 0 | 0 | 0 | 0 | 0 | 0 | 0 | 0 | 0 | 0 | 0 | 0 | 0
2016-05-01 17:00 | 0 | 0 | 0 | 0 | 0 | 681253.6959 | 407354 | 0 | 0 | 0 | 0 | 1038132.8719 | 1839968.8495 | 0 | 0 | 0 | 0 | 0 | 0 | 0 | 0 | 0 | 0 | 0 | 0 | 0 | 0 | 0 | 0 | 259533.218 | 14366.478 | 0 | 0 | 0 | 0 | 0 | 0 | 0 | 0 | 0 | 0 | 0 | 0 | 0 | 0 | 0
2016-05-01 18:00 | 0 | 0 | 0 | 0 | 0 | 685826.6959 | 411927 | 0 | 0 | 0 | 0 | 1297666.0898 | 1854335.3275 | 0 | 0 | 0 | 0 | 0 | 0 | 0 | 0 | 0 | 0 | 0 | 0 | 0 | 0 | 0 | 0 | 259533.218 | 14366.478 | 0 | 0 | 0 | 0 | 0 | 0 | 0 | 0 | 0 | 0 | 0 | 0 | 0 | 0 | 0
2016-05-01 19:00 | 0 | 0 | 0 | 0 | 0 | 688108.6959 | 414209 | 0 | 0 | 0 | 0 | 1557199.3078 | 1868701.8055 | 0 | 0 | 0 | 0 | 0 | 0 | 0 | 0 | 0 | 0 | 0 | 0 | 0 | 0 | 0 | 0 | 259533.218 | 14366.478 | 0 | 0 | 0 | 0 | 0 | 0 | 0 | 0 | 0 | 0 | 0 | 0 | 0 | 0 | 0
2016-05-01 20:00 | 0 | 0 | 0 | 0 | 0 | 695098.6959 | 421199 | 0 | 0 | 0 | 0 | 1816732.5258 | 1883068.2835 | 0 | 0 | 0 | 0 | 0 | 0 | 0 | 0 | 0 | 0 | 0 | 0 | 0 | 0 | 0 | 0 | 259533.218 | 14366.478 | 0 | 0 | 0 | 0 | 0 | 0 | 0 | 0 | 0 | 0 | 0 | 0 | 0 | 0 | 0
2016-05-01 21:00 | 0 | 0 | 0 | 0 | 0 | 719832.7286 | 424474 | 0 | 0 | 0 | 0 | 2076265.7437 | 1897434.7615 | 0 | 0 | 0 | 0 | 0 | 0 | 21459.0326 | 0 | 0 | 0 | 0 | 0 | 0 | 0 | 0 | 0 | 259533.218 | 14366.478 | 0 | 0 | 0 | 0 | 0 | 0 | 0 | 0 | 21459.0326 | 0 | 0 | 0 | 0 | 0 | 0
2016-05-01 22:00 | 0 | 0 | 0 | 0 | 0 | 701771.9529 | 425817 | 0 | 0 | 0 | 0 | 2335798.9617 | 1911801.2395 | 0 | 0 | 0 | 0 | 0 | 0 | 23514.2896 | 0 | 0 | 0 | 0 | 0 | 0 | 0 | 0 | 0 | 259533.218 | 14366.478 | 0 | 0 | 0 | 0 | 0 | 0 | 0 | 0 | 2055.257 | 0 | 0 | 0 | 0 | 0 | 0
2016-05-01 23:00 | 0 | 0 | 0 | 0 | 65824.4502 | 596309.4781 | 426115 | 0 | 0 | 0 | 0 | 2595332.1797 | 1911801.2395 | 0 | 0 | 0 | 0 | 0 | 0 | 0 | 0 | 0 | 0 | 0 | 0 | 0 | 0 | 0 | 0 | 259533.218 | 0 | 0 | 0 | 0 | 0 | 0 | 0 | 0 | 0 | -23514.2896 | 0 | 0 | 0 | 0 | 0 | 0
2016-05-02 | 0 | 0 | 0 | 0 | 0 | 428437.474 | 429974 | 0 | 0 | 0 | 0 | 2593795.6537 | 1911801.2395 | 0 | 0 | 0 | 0 | 0 | 0 | 0 | 0 | 0 | 0 | 0 | 0 | 0 | 0 | 0 | 0 | -1536.526 | 0 | 0 | 0 | 0 | 0 | 0 | 0 | 0 | 0 | 0 | 0 | 0 | 0 | 0 | 0 | 0
2016-05-02 01:00 | 0 | 0 | 0 | 0 | 0 | 175640.5088 | 426880 | 0 | 0 | 0 | 0 | 2342556.1625 | 1911801.2395 | 0 | 0 | 0 | 0 | 0 | 0 | 0 | 0 | 0 | 0 | 0 | 0 | 0 | 0 | 0 | 0 | -251239.4912 | 0 | 0 | 0 | 0 | 0 | 0 | 0 | 0 | 0 | 0 | 0 | 0 | 0 | 0 | 0 | 0
2016-05-02 02:00 | 0 | 0 | 0 | 0 | 162374.6599 | 4103.6002 | 411645 | 0 | 0 | 0 | 0 | 2083022.9445 | 1926167.7174 | 0 | 0 | 0 | 0 | 0 | 0 | 0 | 0 | 0 | 0 | 0 | 0 | 0 | 0 | 0 | 0 | -259533.218 | 14366.478 | 0 | 0 | 0 | 0 | 0 | 0 | 0 | 0 | 0 | 0 | 0 | 0 | 0 | 0 | 0
2016-05-02 03:00 | 0 | 0 | 0 | 0 | 179431.7058 | 0 | 388976 | 0 | 0 | 0 | 0 | 1873478.6503 | 1926167.7174 | 0 | 0 | 0 | 0 | 0 | 0 | 0 | 0 | 0 | 0 | 0 | 0 | 0 | 0 | 0 | 0 | -209544.2942 | 0 | 0 | 0 | 0 | 0 | 0 | 0 | 0 | 0 | 0 | 0 | 0 | 0 | 0 | 0 | 0
2016-05-02 04:00 | 0 | 0 | 0 | 0 | 182639.849 | 0 | 368129 | 0 | 0 | 0 | 0 | 1687989.4993 | 1926167.7174 | 0 | 0 | 0 | 0 | 0 | 0 | 0 | 0 | 0 | 0 | 0 | 0 | 0 | 0 | 0 | 0 | -185489.151 | 0 | 0 | 0 | 0 | 0 | 0 | 0 | 0 | 0 | 0 | 0 | 0 | 0 | 0 | 0 | 0
2016-05-02 05:00 | 0 | 0 | 0 | 0 | 90026.782 | 0 | 349560 | 0 | 0 | 0 | 0 | 1428456.2813 | 1926167.7174 | 0 | 0 | 0 | 0 | 0 | 0 | 0 | 0 | 0 | 0 | 0 | 0 | 0 | 0 | 0 | 0 | -259533.218 | 0 | 0 | 0 | 0 | 0 | 0 | 0 | 0 | 0 | 0 | 0 | 0 | 0 | 0 | 0 | 0
2016-05-02 06:00 | 0 | 0 | 0 | 0 | 77659.782 | 0 | 337193 | 0 | 0 | 0 | 0 | 1168923.0634 | 1926167.7174 | 0 | 0 | 0 | 0 | 0 | 0 | 0 | 0 | 0 | 0 | 0 | 0 | 0 | 0 | 0 | 0 | -259533.218 | 0 | 0 | 0 | 0 | 0 | 0 | 0 | 0 | 0 | 0 | 0 | 0 | 0 | 0 | 0 | 0
2016-05-02 07:00 | 0 | 0 | 0 | 0 | 0 | 0 | 329807 | 0 | 0 | 0 | 0 | 909389.8454 | 1855893.9354 | 0 | 0 | 0 | 0 | 0 | 0 | 0 | 0 | 0 | 0 | 0 | 0 | 0 | 0 | 0 | 0 | -259533.218 | 0 | 70273.782 | 0 | 0 | 0 | 0 | 0 | 0 | 0 | 0 | 0 | 0 | 0 | 0 | 0 | 0
2016-05-02 08:00 | 0 | 0 | 0 | 0 | 69775.782 | 0 | 329309 | 0 | 0 | 0 | 0 | 649856.6274 | 1855893.9354 | 0 | 0 | 0 | 0 | 0 | 0 | 0 | 0 | 0 | 0 | 0 | 0 | 0 | 0 | 0 | 0 | -259533.218 | 0 | 0 | 0 | 0 | 0 | 0 | 0 | 0 | 0 | 0 | 0 | 0 | 0 | 0 | 0 | 0
2016-05-02 09:00 | 0 | 0 | 0 | 0 | 79603.782 | 0 | 339137 | 0 | 0 | 0 | 0 | 390323.4095 | 1855893.9354 | 0 | 0 | 0 | 0 | 0 | 0 | 0 | 0 | 0 | 0 | 0 | 0 | 0 | 0 | 0 | 0 | -259533.218 | 0 | 0 | 0 | 0 | 0 | 0 | 0 | 0 | 0 | 0 | 0 | 0 | 0 | 0 | 0 | 0
2016-05-02 10:00 | 0 | 0 | 0 | 0 | 371065.0138 | 0 | 364593 | 0 | 0 | 0 | 0 | 396795.4233 | 1855893.9354 | 0 | 0 | 0 | 0 | 0 | 0 | 0 | 0 | 0 | 0 | 0 | 0 | 0 | 0 | 0 | 0 | 6472.0138 | 0 | 0 | 0 | 0 | 0 | 0 | 0 | 0 | 0 | 0 | 0 | 0 | 0 | 0 | 0 | 0
2016-05-02 11:00 | 0 | 0 | 0 | 0 | 128941.782 | 0 | 388475 | 0 | 0 | 0 | 0 | 137262.2053 | 1855893.9354 | 0 | 0 | 0 | 0 | 0 | 0 | 0 | 0 | 0 | 0 | 0 | 0 | 0 | 0 | 0 | 0 | -259533.218 | 0 | 0 | 0 | 0 | 0 | 0 | 0 | 0 | 0 | 0 | 0 | 0 | 0 | 0 | 0 | 0
2016-05-02 12:00 | 0 | 0 | 0 | 0 | 222484.0649 | 45666.7298 | 405413 | 0 | 0 | 0 | 0 | 0 | 1855893.9354 | 0 | 0 | 0 | 0 | 0 | 0 | 0 | 0 | 0 | 0 | 0 | 0 | 0 | 0 | 0 | 0 | -137262.2053 | 0 | 0 | 0 | 0 | 0 | 0 | 0 | 0 | 0 | 0 | 0 | 0 | 0 | 0 | 0 | 0
2016-05-02 13:00 | 0 | 0 | 0 | 0 | 0 | 397974.9305 | 418102 | 0 | 0 | 0 | 0 | 0 | 1835766.8659 | 0 | 0 | 0 | 0 | 0 | 0 | 0 | 0 | 0 | 0 | 0 | 0 | 0 | 0 | 0 | 0 | 0 | 0 | 20127.0695 | 0 | 0 | 0 | 0 | 0 | 0 | 0 | 0 | 0 | 0 | 0 | 0 | 0 | 0
2016-05-02 14:00 | 0 | 0 | 0 | 0 | 0 | 704088.3964 | 431131 | 0 | 0 | 0 | 0 | 259533.218 | 1849191.0443 | 0 | 0 | 0 | 0 | 0 | 0 | 0 | 0 | 0 | 0 | 0 | 0 | 0 | 0 | 0 | 0 | 259533.218 | 13424.1784 | 0 | 0 | 0 | 0 | 0 | 0 | 0 | 0 | 0 | 0 | 0 | 0 | 0 | 0 | 0
2016-05-02 15:00 | 0 | 0 | 0 | 0 | 0 | 714704.6959 | 440805 | 0 | 0 | 0 | 0 | 519066.4359 | 1863557.5223 | 0 | 0 | 0 | 0 | 0 | 0 | 0 | 0 | 0 | 0 | 0 | 0 | 0 | 0 | 0 | 0 | 259533.218 | 14366.478 | 0 | 0 | 0 | 0 | 0 | 0 | 0 | 0 | 0 | 0 | 0 | 0 | 0 | 0 | 0
2016-05-02 16:00 | 0 | 0 | 0 | 0 | 0 | 720044.6959 | 446145 | 0 | 0 | 0 | 0 | 778599.6539 | 1877924.0003 | 0 | 0 | 0 | 0 | 0 | 0 | 0 | 0 | 0 | 0 | 0 | 0 | 0 | 0 | 0 | 0 | 259533.218 | 14366.478 | 0 | 0 | 0 | 0 | 0 | 0 | 0 | 0 | 0 | 0 | 0 | 0 | 0 | 0 | 0
2016-05-02 17:00 | 0 | 0 | 0 | 0 | 0 | 724905.6959 | 451006 | 0 | 0 | 0 | 0 | 1038132.8719 | 1892290.4782 | 0 | 0 | 0 | 0 | 0 | 0 | 0 | 0 | 0 | 0 | 0 | 0 | 0 | 0 | 0 | 0 | 259533.218 | 14366.478 | 0 | 0 | 0 | 0 | 0 | 0 | 0 | 0 | 0 | 0 | 0 | 0 | 0 | 0 | 0
2016-05-02 18:00 | 0 | 0 | 0 | 0 | 0 | 728520.6959 | 454621 | 0 | 0 | 0 | 0 | 1297666.0898 | 1906656.9562 | 0 | 0 | 0 | 0 | 0 | 0 | 0 | 0 | 0 | 0 | 0 | 0 | 0 | 0 | 0 | 0 | 259533.218 | 14366.478 | 0 | 0 | 0 | 0 | 0 | 0 | 0 | 0 | 0 | 0 | 0 | 0 | 0 | 0 | 0
2016-05-02 19:00 | 0 | 0 | 0 | 0 | 0 | 728654.6959 | 454755 | 0 | 0 | 0 | 0 | 1557199.3078 | 1921023.4342 | 0 | 0 | 0 | 0 | 0 | 0 | 0 | 0 | 0 | 0 | 0 | 0 | 0 | 0 | 0 | 0 | 259533.218 | 14366.478 | 0 | 0 | 0 | 0 | 0 | 0 | 0 | 0 | 0 | 0 | 0 | 0 | 0 | 0 | 0
2016-05-02 20:00 | 0 | 0 | 0 | 0 | 0 | 728704.6959 | 454805 | 0 | 0 | 0 | 0 | 1816732.5258 | 1935389.9122 | 0 | 0 | 0 | 0 | 0 | 0 | 0 | 0 | 0 | 0 | 0 | 0 | 0 | 0 | 0 | 0 | 259533.218 | 14366.478 | 0 | 0 | 0 | 0 | 0 | 0 | 0 | 0 | 0 | 0 | 0 | 0 | 0 | 0 | 0
2016-05-02 21:00 | 0 | 0 | 0 | 0 | 0 | 728154.6959 | 454255 | 0 | 0 | 0 | 0 | 2076265.7437 | 1949756.3902 | 0 | 0 | 0 | 0 | 0 | 0 | 0 | 0 | 0 | 0 | 0 | 0 | 0 | 0 | 0 | 0 | 259533.218 | 14366.478 | 0 | 0 | 0 | 0 | 0 | 0 | 0 | 0 | 0 | 0 | 0 | 0 | 0 | 0 | 0
2016-05-02 22:00 | 0 | 0 | 0 | 0 | 0 | 727397.6039 | 452259 | 0 | 0 | 0 | 0 | 2335798.9617 | 1964122.8681 | 0 | 0 | 0 | 0 | 0 | 0 | 1238.908 | 0 | 0 | 0 | 0 | 0 | 0 | 0 | 0 | 0 | 259533.218 | 14366.478 | 0 | 0 | 0 | 0 | 0 | 0 | 0 | 0 | 1238.908 | 0 | 0 | 0 | 0 | 0 | 0
2016-05-02 23:00 | 0 | 0 | 0 | 0 | 0 | 746731.0775 | 450556 | 0 | 0 | 0 | 0 | 2595332.1797 | 1978489.3461 | 0 | 0 | 0 | 0 | 0 | 0 | 23514.2896 | 0 | 0 | 0 | 0 | 0 | 0 | 0 | 0 | 0 | 259533.218 | 14366.478 | 0 | 0 | 0 | 0 | 0 | 0 | 0 | 0 | 22275.3816 | 0 | 0 | 0 | 0 | 0 | 0
2016-05-03 | 0 | 0 | 0 | 0 | 0 | 552595.4371 | 452680 | 0 | 0 | 0 | 0 | 2695247.6167 | 1978489.3461 | 0 | 0 | 0 | 0 | 0 | 0 | 23514.2896 | 0 | 0 | 0 | 0 | 0 | 0 | 0 | 0 | 0 | 99915.4371 | 0 | 0 | 0 | 0 | 0 | 0 | 0 | 0 | 0 | 0 | 0 | 0 | 0 | 0 | 0 | 0
2016-05-03 01:00 | 0 | 0 | 0 | 0 | 45707.7091 | 208197.5575 | 448063 | 0 | 0 | 0 | 0 | 2524604.1729 | 1978489.3461 | 0 | 0 | 0 | 0 | 0 | 0 | 0 | 0 | 0 | 0 | 0 | 0 | 0 | 0 | 0 | 0 | -170643.4438 | 0 | 0 | 0 | 0 | 0 | 0 | 0 | 0 | 0 | -23514.2896 | 0 | 0 | 0 | 0 | 0 | 0
2016-05-03 02:00 | 0 | 0 | 0 | 0 | 135832.8597 | 4126.6551 | 427991 | 0 | 0 | 0 | 0 | 2345398.7824 | 1869663.2514 | 0 | 0 | 0 | 0 | 0 | 0 | 0 | 0 | 0 | 0 | 0 | 0 | 0 | 0 | 0 | 0 | -179205.3905 | 0 | 108826.0947 | 0 | 0 | 0 | 0 | 0 | 0 | 0 | 0 | 0 | 0 | 0 | 0 | 0 | 0
2016-05-03 03:00 | 0 | 0 | 0 | 0 | 142846.782 | 0 | 402380 | 0 | 0 | 0 | 0 | 2085865.5645 | 1869663.2514 | 0 | 0 | 0 | 0 | 0 | 0 | 0 | 0 | 0 | 0 | 0 | 0 | 0 | 0 | 0 | 0 | -259533.218 | 0 | 0 | 0 | 0 | 0 | 0 | 0 | 0 | 0 | 0 | 0 | 0 | 0 | 0 | 0 | 0
2016-05-03 04:00 | 0 | 0 | 0 | 0 | 118502.782 | 0 | 378036 | 0 | 0 | 0 | 0 | 1826332.3465 | 1869663.2514 | 0 | 0 | 0 | 0 | 0 | 0 | 0 | 0 | 0 | 0 | 0 | 0 | 0 | 0 | 0 | 0 | -259533.218 | 0 | 0 | 0 | 0 | 0 | 0 | 0 | 0 | 0 | 0 | 0 | 0 | 0 | 0 | 0 | 0
2016-05-03 05:00 | 0 | 0 | 0 | 0 | 99859.782 | 0 | 359393 | 0 | 0 | 0 | 0 | 1566799.1285 | 1869663.2514 | 0 | 0 | 0 | 0 | 0 | 0 | 0 | 0 | 0 | 0 | 0 | 0 | 0 | 0 | 0 | 0 | -259533.218 | 0 | 0 | 0 | 0 | 0 | 0 | 0 | 0 | 0 | 0 | 0 | 0 | 0 | 0 | 0 | 0
2016-05-03 06:00 | 0 | 0 | 0 | 0 | 84962.782 | 0 | 344496 | 0 | 0 | 0 | 0 | 1307265.9106 | 1869663.2514 | 0 | 0 | 0 | 0 | 0 | 0 | 0 | 0 | 0 | 0 | 0 | 0 | 0 | 0 | 0 | 0 | -259533.218 | 0 | 0 | 0 | 0 | 0 | 0 | 0 | 0 | 0 | 0 | 0 | 0 | 0 | 0 | 0 | 0
2016-05-03 07:00 | 0 | 0 | 0 | 0 | 76636.782 | 0 | 336170 | 0 | 0 | 0 | 0 | 1047732.6926 | 1869663.2514 | 0 | 0 | 0 | 0 | 0 | 0 | 0 | 0 | 0 | 0 | 0 | 0 | 0 | 0 | 0 | 0 | -259533.218 | 0 | 0 | 0 | 0 | 0 | 0 | 0 | 0 | 0 | 0 | 0 | 0 | 0 | 0 | 0 | 0
2016-05-03 08:00 | 0 | 0 | 0 | 0 | 75089.782 | 0 | 334623 | 0 | 0 | 0 | 0 | 788199.4746 | 1869663.2514 | 0 | 0 | 0 | 0 | 0 | 0 | 0 | 0 | 0 | 0 | 0 | 0 | 0 | 0 | 0 | 0 | -259533.218 | 0 | 0 | 0 | 0 | 0 | 0 | 0 | 0 | 0 | 0 | 0 | 0 | 0 | 0 | 0 | 0
2016-05-03 09:00 | 0 | 0 | 0 | 0 | 83953.782 | 0 | 343487 | 0 | 0 | 0 | 0 | 528666.2567 | 1869663.2514 | 0 | 0 | 0 | 0 | 0 | 0 | 0 | 0 | 0 | 0 | 0 | 0 | 0 | 0 | 0 | 0 | -259533.218 | 0 | 0 | 0 | 0 | 0 | 0 | 0 | 0 | 0 | 0 | 0 | 0 | 0 | 0 | 0 | 0
2016-05-03 10:00 | 0 | 0 | 0 | 0 | 357157.1793 | 0 | 366757 | 0 | 0 | 0 | 0 | 519066.4359 | 1869663.2514 | 0 | 0 | 0 | 0 | 0 | 0 | 0 | 0 | 0 | 0 | 0 | 0 | 0 | 0 | 0 | 0 | -9599.8207 | 0 | 0 | 0 | 0 | 0 | 0 | 0 | 0 | 0 | 0 | 0 | 0 | 0 | 0 | 0 | 0
2016-05-03 11:00 | 0 | 0 | 0 | 0 | 36367.1653 | 0 | 390360 | 0 | 0 | 0 | 0 | 259533.218 | 1775203.6347 | 0 | 0 | 0 | 0 | 0 | 0 | 0 | 0 | 0 | 0 | 0 | 0 | 0 | 0 | 0 | 0 | -259533.218 | 14366.478 | 108826.0947 | 0 | 0 | 0 | 0 | 0 | 0 | 0 | 0 | 0 | 0 | 0 | 0 | 0 | 0
2016-05-03 12:00 | 0 | 0 | 0 | 0 | 122730.1961 | 46292.8755 | 405042 | 0 | 0 | 0 | 0 | 0 | 1775203.6347 | 0 | 0 | 0 | 0 | 0 | 0 | 23514.2896 | 0 | 0 | 0 | 0 | 0 | 0 | 0 | 0 | 0 | -259533.218 | 0 | 0 | 0 | 0 | 0 | 0 | 0 | 0 | 0 | 23514.2896 | 0 | 0 | 0 | 0 | 0 | 0
2016-05-03 13:00 | 0 | 0 | 0 | 0 | 0 | 398296.431 | 415297 | 0 | 0 | 0 | 0 | 6513.7206 | 1775203.6347 | 0 | 0 | 0 | 0 | 0 | 0 | 0 | 0 | 0 | 0 | 0 | 0 | 0 | 0 | 0 | 0 | 6513.7206 | 0 | 0 | 0 | 0 | 0 | 0 | 0 | 0 | 0 | -23514.2896 | 0 | 0 | 0 | 0 | 0 | 0
2016-05-03 14:00 | 0 | 0 | 0 | 0 | 0 | 699380.6959 | 425481 | 0 | 0 | 0 | 0 | 266046.9386 | 1789570.1126 | 0 | 0 | 0 | 0 | 0 | 0 | 0 | 0 | 0 | 0 | 0 | 0 | 0 | 0 | 0 | 0 | 259533.218 | 14366.478 | 0 | 0 | 0 | 0 | 0 | 0 | 0 | 0 | 0 | 0 | 0 | 0 | 0 | 0 | 0
2016-05-03 15:00 | 0 | 0 | 0 | 0 | 0 | 706999.6959 | 433100 | 0 | 0 | 0 | 0 | 525580.1565 | 1803936.5906 | 0 | 0 | 0 | 0 | 0 | 0 | 0 | 0 | 0 | 0 | 0 | 0 | 0 | 0 | 0 | 0 | 259533.218 | 14366.478 | 0 | 0 | 0 | 0 | 0 | 0 | 0 | 0 | 0 | 0 | 0 | 0 | 0 | 0 | 0
2016-05-03 16:00 | 0 | 0 | 0 | 0 | 0 | 712700.6959 | 438801 | 0 | 0 | 0 | 0 | 785113.3745 | 1818303.0686 | 0 | 0 | 0 | 0 | 0 | 0 | 0 | 0 | 0 | 0 | 0 | 0 | 0 | 0 | 0 | 0 | 259533.218 | 14366.478 | 0 | 0 | 0 | 0 | 0 | 0 | 0 | 0 | 0 | 0 | 0 | 0 | 0 | 0 | 0
2016-05-03 17:00 | 0 | 0 | 0 | 0 | 0 | 718120.6959 | 444221 | 0 | 0 | 0 | 0 | 1044646.5925 | 1832669.5466 | 0 | 0 | 0 | 0 | 0 | 0 | 0 | 0 | 0 | 0 | 0 | 0 | 0 | 0 | 0 | 0 | 259533.218 | 14366.478 | 0 | 0 | 0 | 0 | 0 | 0 | 0 | 0 | 0 | 0 | 0 | 0 | 0 | 0 | 0
2016-05-03 18:00 | 0 | 0 | 0 | 0 | 0 | 722844.6959 | 448945 | 0 | 0 | 0 | 0 | 1304179.8104 | 1847036.0246 | 0 | 0 | 0 | 0 | 0 | 0 | 0 | 0 | 0 | 0 | 0 | 0 | 0 | 0 | 0 | 0 | 259533.218 | 14366.478 | 0 | 0 | 0 | 0 | 0 | 0 | 0 | 0 | 0 | 0 | 0 | 0 | 0 | 0 | 0
2016-05-03 19:00 | 0 | 0 | 0 | 0 | 0 | 726096.6959 | 452197 | 0 | 0 | 0 | 0 | 1563713.0284 | 1861402.5025 | 0 | 0 | 0 | 0 | 0 | 0 | 0 | 0 | 0 | 0 | 0 | 0 | 0 | 0 | 0 | 0 | 259533.218 | 14366.478 | 0 | 0 | 0 | 0 | 0 | 0 | 0 | 0 | 0 | 0 | 0 | 0 | 0 | 0 | 0
2016-05-03 20:00 | 0 | 0 | 0 | 0 | 0 | 727510.6959 | 453611 | 0 | 0 | 0 | 0 | 1823246.2464 | 1875768.9805 | 0 | 0 | 0 | 0 | 0 | 0 | 0 | 0 | 0 | 0 | 0 | 0 | 0 | 0 | 0 | 0 | 259533.218 | 14366.478 | 0 | 0 | 0 | 0 | 0 | 0 | 0 | 0 | 0 | 0 | 0 | 0 | 0 | 0 | 0
2016-05-03 21:00 | 0 | 0 | 0 | 0 | 0 | 729884.6959 | 455985 | 0 | 0 | 0 | 0 | 2082779.4643 | 1890135.4585 | 0 | 0 | 0 | 0 | 0 | 0 | 0 | 0 | 0 | 0 | 0 | 0 | 0 | 0 | 0 | 0 | 259533.218 | 14366.478 | 0 | 0 | 0 | 0 | 0 | 0 | 0 | 0 | 0 | 0 | 0 | 0 | 0 | 0 | 0
2016-05-03 22:00 | 0 | 0 | 0 | 0 | 0 | 739963.0785 | 453653 | 0 | 0 | 0 | 0 | 2342312.6823 | 1904501.9365 | 0 | 0 | 0 | 0 | 0 | 0 | 12410.3825 | 0 | 0 | 0 | 0 | 0 | 0 | 0 | 0 | 0 | 259533.218 | 14366.478 | 0 | 0 | 0 | 0 | 0 | 0 | 0 | 0 | 12410.3825 | 0 | 0 | 0 | 0 | 0 | 0
2016-05-03 23:00 | 0 | 0 | 0 | 0 | 0 | 735137.603 | 450134 | 0 | 0 | 0 | 0 | 2601845.9003 | 1918868.4145 | 0 | 0 | 0 | 0 | 0 | 0 | 23514.2896 | 0 | 0 | 0 | 0 | 0 | 0 | 0 | 0 | 0 | 259533.218 | 14366.478 | 0 | 0 | 0 | 0 | 0 | 0 | 0 | 0 | 11103.9071 | 0 | 0 | 0 | 0 | 0 | 0
2016-05-04 | 0 | 0 | 0 | 0 | 0 | 537443.7497 | 450877 | 0 | 0 | 0 | 0 | 2711926.9396 | 1918868.4145 | 0 | 0 | 0 | 0 | 0 | 0 | 0 | 0 | 0 | 0 | 0 | 0 | 0 | 0 | 0 | 0 | 110081.0393 | 0 | 0 | 0 | 0 | 0 | 0 | 0 | 0 | 0 | -23514.2896 | 0 | 0 | 0 | 0 | 0 | 0
2016-05-04 01:00 | 0 | 0 | 0 | 0 | 0 | 155131.5258 | 447810 | 0 | 0 | 0 | 0 | 2452393.7216 | 1885723.1583 | 0 | 0 | 0 | 0 | 0 | 0 | 0 | 0 | 0 | 0 | 0 | 0 | 0 | 0 | 0 | 0 | -259533.218 | 0 | 33145.2562 | 0 | 0 | 0 | 0 | 0 | 0 | 0 | 0 | 0 | 0 | 0 | 0 | 0 | 0
2016-05-04 02:00 | 0 | 0 | 0 | 0 | 166009.4932 | 2737.2889 | 428280 | 0 | 0 | 0 | 0 | 2192860.5036 | 1885723.1583 | 0 | 0 | 0 | 0 | 0 | 0 | 0 | 0 | 0 | 0 | 0 | 0 | 0 | 0 | 0 | 0 | -259533.218 | 0 | 0 | 0 | 0 | 0 | 0 | 0 | 0 | 0 | 0 | 0 | 0 | 0 | 0 | 0 | 0
2016-05-04 03:00 | 0 | 0 | 0 | 0 | 142481.782 | 0 | 402015 | 0 | 0 | 0 | 0 | 1933327.2857 | 1885723.1583 | 0 | 0 | 0 | 0 | 0 | 0 | 0 | 0 | 0 | 0 | 0 | 0 | 0 | 0 | 0 | 0 | -259533.218 | 0 | 0 | 0 | 0 | 0 | 0 | 0 | 0 | 0 | 0 | 0 | 0 | 0 | 0 | 0 | 0
2016-05-04 04:00 | 0 | 0 | 0 | 0 | 118069.782 | 0 | 377603 | 0 | 0 | 0 | 0 | 1673794.0677 | 1885723.1583 | 0 | 0 | 0 | 0 | 0 | 0 | 0 | 0 | 0 | 0 | 0 | 0 | 0 | 0 | 0 | 0 | -259533.218 | 0 | 0 | 0 | 0 | 0 | 0 | 0 | 0 | 0 | 0 | 0 | 0 | 0 | 0 | 0 | 0
2016-05-04 05:00 | 0 | 0 | 0 | 0 | 97338.782 | 0 | 356872 | 0 | 0 | 0 | 0 | 1414260.8497 | 1885723.1583 | 0 | 0 | 0 | 0 | 0 | 0 | 0 | 0 | 0 | 0 | 0 | 0 | 0 | 0 | 0 | 0 | -259533.218 | 0 | 0 | 0 | 0 | 0 | 0 | 0 | 0 | 0 | 0 | 0 | 0 | 0 | 0 | 0 | 0
2016-05-04 06:00 | 0 | 0 | 0 | 0 | 82690.782 | 0 | 342224 | 0 | 0 | 0 | 0 | 1154727.6318 | 1885723.1583 | 0 | 0 | 0 | 0 | 0 | 0 | 0 | 0 | 0 | 0 | 0 | 0 | 0 | 0 | 0 | 0 | -259533.218 | 0 | 0 | 0 | 0 | 0 | 0 | 0 | 0 | 0 | 0 | 0 | 0 | 0 | 0 | 0 | 0
2016-05-04 07:00 | 0 | 0 | 0 | 0 | 0 | 0 | 333126 | 0 | 0 | 0 | 0 | 895194.4138 | 1812130.3762 | 0 | 0 | 0 | 0 | 0 | 0 | 0 | 0 | 0 | 0 | 0 | 0 | 0 | 0 | 0 | 0 | -259533.218 | 0 | 73592.782 | 0 | 0 | 0 | 0 | 0 | 0 | 0 | 0 | 0 | 0 | 0 | 0 | 0 | 0
2016-05-04 08:00 | 0 | 0 | 0 | 0 | 71373.782 | 0 | 330907 | 0 | 0 | 0 | 0 | 635661.1958 | 1812130.3762 | 0 | 0 | 0 | 0 | 0 | 0 | 0 | 0 | 0 | 0 | 0 | 0 | 0 | 0 | 0 | 0 | -259533.218 | 0 | 0 | 0 | 0 | 0 | 0 | 0 | 0 | 0 | 0 | 0 | 0 | 0 | 0 | 0 | 0
2016-05-04 09:00 | 0 | 0 | 0 | 0 | 80089.782 | 0 | 339623 | 0 | 0 | 0 | 0 | 376127.9779 | 1812130.3762 | 0 | 0 | 0 | 0 | 0 | 0 | 0 | 0 | 0 | 0 | 0 | 0 | 0 | 0 | 0 | 0 | -259533.218 | 0 | 0 | 0 | 0 | 0 | 0 | 0 | 0 | 0 | 0 | 0 | 0 | 0 | 0 | 0 | 0
2016-05-04 10:00 | 0 | 0 | 0 | 0 | 103717.782 | 0 | 363251 | 0 | 0 | 0 | 0 | 116594.7599 | 1812130.3762 | 0 | 0 | 0 | 0 | 0 | 0 | 0 | 0 | 0 | 0 | 0 | 0 | 0 | 0 | 0 | 0 | -259533.218 | 0 | 0 | 0 | 0 | 0 | 0 | 0 | 0 | 0 | 0 | 0 | 0 | 0 | 0 | 0 | 0
2016-05-04 11:00 | 0 | 0 | 0 | 0 | 268177.2401 | 0 | 384772 | 0 | 0 | 0 | 0 | 0 | 1812130.3762 | 0 | 0 | 0 | 0 | 0 | 0 | 0 | 0 | 0 | 0 | 0 | 0 | 0 | 0 | 0 | 0 | -116594.7599 | 0 | 0 | 0 | 0 | 0 | 0 | 0 | 0 | 0 | 0 | 0 | 0 | 0 | 0 | 0 | 0
2016-05-04 12:00 | 0 | 0 | 0 | 0 | 389977.0105 | 45413.0439 | 397724 | 0 | 0 | 0 | 0 | 23299.5764 | 1826496.8542 | 0 | 0 | 0 | 0 | 0 | 0 | 0 | 0 | 0 | 0 | 0 | 0 | 0 | 0 | 0 | 0 | 23299.5764 | 14366.478 | 0 | 0 | 0 | 0 | 0 | 0 | 0 | 0 | 0 | 0 | 0 | 0 | 0 | 0 | 0
2016-05-04 13:00 | 0 | 0 | 0 | 0 | 0 | 406459.0786 | 408059 | 0 | 0 | 0 | 0 | 21699.6551 | 1826496.8542 | 0 | 0 | 0 | 0 | 0 | 0 | 0 | 0 | 0 | 0 | 0 | 0 | 0 | 0 | 0 | 0 | -1599.9214 | 0 | 0 | 0 | 0 | 0 | 0 | 0 | 0 | 0 | 0 | 0 | 0 | 0 | 0 | 0 | 0
2016-05-04 14:00 | 0 | 0 | 0 | 0 | 40303.5039 | 636607.7141 | 417378 | 0 | 0 | 0 | 0 | 281232.873 | 1826496.8542 | 0 | 0 | 0 | 0 | 0 | 0 | 0 | 0 | 0 | 0 | 0 | 0 | 0 | 0 | 0 | 0 | 259533.218 | 0 | 0 | 0 | 0 | 0 | 0 | 0 | 0 | 0 | 0 | 0 | 0 | 0 | 0 | 0 | 0
2016-05-04 15:00 | 0 | 0 | 0 | 0 | 0 | 698189.6959 | 424290 | 0 | 0 | 0 | 0 | 540766.091 | 1840863.3322 | 0 | 0 | 0 | 0 | 0 | 0 | 0 | 0 | 0 | 0 | 0 | 0 | 0 | 0 | 0 | 0 | 259533.218 | 14366.478 | 0 | 0 | 0 | 0 | 0 | 0 | 0 | 0 | 0 | 0 | 0 | 0 | 0 | 0 | 0
2016-05-04 16:00 | 0 | 0 | 0 | 0 | 0 | 701970.6959 | 428071 | 0 | 0 | 0 | 0 | 800299.309 | 1855229.8102 | 0 | 0 | 0 | 0 | 0 | 0 | 0 | 0 | 0 | 0 | 0 | 0 | 0 | 0 | 0 | 0 | 259533.218 | 14366.478 | 0 | 0 | 0 | 0 | 0 | 0 | 0 | 0 | 0 | 0 | 0 | 0 | 0 | 0 | 0
2016-05-04 17:00 | 0 | 0 | 0 | 0 | 0 | 705398.6959 | 431499 | 0 | 0 | 0 | 0 | 1059832.5269 | 1869596.2882 | 0 | 0 | 0 | 0 | 0 | 0 | 0 | 0 | 0 | 0 | 0 | 0 | 0 | 0 | 0 | 0 | 259533.218 | 14366.478 | 0 | 0 | 0 | 0 | 0 | 0 | 0 | 0 | 0 | 0 | 0 | 0 | 0 | 0 | 0
2016-05-04 18:00 | 0 | 0 | 0 | 0 | 0 | 708313.6959 | 434414 | 0 | 0 | 0 | 0 | 1319365.7449 | 1883962.7662 | 0 | 0 | 0 | 0 | 0 | 0 | 0 | 0 | 0 | 0 | 0 | 0 | 0 | 0 | 0 | 0 | 259533.218 | 14366.478 | 0 | 0 | 0 | 0 | 0 | 0 | 0 | 0 | 0 | 0 | 0 | 0 | 0 | 0 | 0
2016-05-04 19:00 | 0 | 0 | 0 | 0 | 0 | 710799.6959 | 436900 | 0 | 0 | 0 | 0 | 1578898.9629 | 1898329.2441 | 0 | 0 | 0 | 0 | 0 | 0 | 0 | 0 | 0 | 0 | 0 | 0 | 0 | 0 | 0 | 0 | 259533.218 | 14366.478 | 0 | 0 | 0 | 0 | 0 | 0 | 0 | 0 | 0 | 0 | 0 | 0 | 0 | 0 | 0
2016-05-04 20:00 | 0 | 0 | 0 | 0 | 0 | 714279.6959 | 440380 | 0 | 0 | 0 | 0 | 1838432.1808 | 1912695.7221 | 0 | 0 | 0 | 0 | 0 | 0 | 0 | 0 | 0 | 0 | 0 | 0 | 0 | 0 | 0 | 0 | 259533.218 | 14366.478 | 0 | 0 | 0 | 0 | 0 | 0 | 0 | 0 | 0 | 0 | 0 | 0 | 0 | 0 | 0
2016-05-04 21:00 | 0 | 0 | 0 | 0 | 0 | 718401.6959 | 444502 | 0 | 0 | 0 | 0 | 2097965.3988 | 1927062.2001 | 0 | 0 | 0 | 0 | 0 | 0 | 0 | 0 | 0 | 0 | 0 | 0 | 0 | 0 | 0 | 0 | 259533.218 | 14366.478 | 0 | 0 | 0 | 0 | 0 | 0 | 0 | 0 | 0 | 0 | 0 | 0 | 0 | 0 | 0
2016-05-04 22:00 | 0 | 0 | 0 | 0 | 0 | 741697.1339 | 445815 | 0 | 0 | 0 | 0 | 2357498.6168 | 1941428.6781 | 0 | 0 | 0 | 0 | 0 | 0 | 21982.438 | 0 | 0 | 0 | 0 | 0 | 0 | 0 | 0 | 0 | 259533.218 | 14366.478 | 0 | 0 | 0 | 0 | 0 | 0 | 0 | 0 | 21982.438 | 0 | 0 | 0 | 0 | 0 | 0
2016-05-04 23:00 | 0 | 0 | 0 | 0 | 0 | 720631.5476 | 445200 | 0 | 0 | 0 | 0 | 2617031.8347 | 1955795.1561 | 0 | 0 | 0 | 0 | 0 | 0 | 23514.2896 | 0 | 0 | 0 | 0 | 0 | 0 | 0 | 0 | 0 | 259533.218 | 14366.478 | 0 | 0 | 0 | 0 | 0 | 0 | 0 | 0 | 1531.8516 | 0 | 0 | 0 | 0 | 0 | 0
2016-05-05 | 0 | 0 | 0 | 0 | 0 | 541552.7429 | 446544 | 0 | 0 | 0 | 0 | 2768667.8064 | 1899167.9274 | 0 | 0 | 0 | 0 | 0 | 0 | 23514.2896 | 0 | 0 | 0 | 0 | 0 | 0 | 0 | 0 | 0 | 151635.9716 | 0 | 56627.2287 | 0 | 0 | 0 | 0 | 0 | 0 | 0 | 0 | 0 | 0 | 0 | 0 | 0 | 0
2016-05-05 01:00 | 0 | 0 | 0 | 0 | 0 | 171596.9935 | 441798 | 0 | 0 | 0 | 0 | 2509134.5884 | 1912014.4284 | 0 | 0 | 0 | 0 | 0 | 0 | 0 | 0 | 0 | 0 | 0 | 0 | 0 | 0 | 0 | 0 | -259533.218 | 14366.478 | 1519.9769 | 0 | 0 | 0 | 0 | 0 | 0 | 0 | -23514.2896 | 0 | 0 | 0 | 0 | 0 | 0
2016-05-05 02:00 | 0 | 0 | 0 | 0 | 161225.6434 | 2494.1386 | 423253 | 0 | 0 | 0 | 0 | 2249601.3704 | 1912014.4284 | 0 | 0 | 0 | 0 | 0 | 0 | 0 | 0 | 0 | 0 | 0 | 0 | 0 | 0 | 0 | 0 | -259533.218 | 0 | 0 | 0 | 0 | 0 | 0 | 0 | 0 | 0 | 0 | 0 | 0 | 0 | 0 | 0 | 0
2016-05-05 03:00 | 0 | 0 | 0 | 0 | 137060.782 | 0 | 396594 | 0 | 0 | 0 | 0 | 1990068.1525 | 1912014.4284 | 0 | 0 | 0 | 0 | 0 | 0 | 0 | 0 | 0 | 0 | 0 | 0 | 0 | 0 | 0 | 0 | -259533.218 | 0 | 0 | 0 | 0 | 0 | 0 | 0 | 0 | 0 | 0 | 0 | 0 | 0 | 0 | 0 | 0
2016-05-05 04:00 | 0 | 0 | 0 | 0 | 113531.782 | 0 | 373065 | 0 | 0 | 0 | 0 | 1730534.9345 | 1912014.4284 | 0 | 0 | 0 | 0 | 0 | 0 | 0 | 0 | 0 | 0 | 0 | 0 | 0 | 0 | 0 | 0 | -259533.218 | 0 | 0 | 0 | 0 | 0 | 0 | 0 | 0 | 0 | 0 | 0 | 0 | 0 | 0 | 0 | 0
2016-05-05 05:00 | 0 | 0 | 0 | 0 | 93656.782 | 0 | 353190 | 0 | 0 | 0 | 0 | 1471001.7165 | 1912014.4284 | 0 | 0 | 0 | 0 | 0 | 0 | 0 | 0 | 0 | 0 | 0 | 0 | 0 | 0 | 0 | 0 | -259533.218 | 0 | 0 | 0 | 0 | 0 | 0 | 0 | 0 | 0 | 0 | 0 | 0 | 0 | 0 | 0 | 0
2016-05-05 06:00 | 0 | 0 | 0 | 0 | 78942.782 | 0 | 338476 | 0 | 0 | 0 | 0 | 1211468.4986 | 1912014.4284 | 0 | 0 | 0 | 0 | 0 | 0 | 0 | 0 | 0 | 0 | 0 | 0 | 0 | 0 | 0 | 0 | -259533.218 | 0 | 0 | 0 | 0 | 0 | 0 | 0 | 0 | 0 | 0 | 0 | 0 | 0 | 0 | 0 | 0
2016-05-05 07:00 | 0 | 0 | 0 | 0 | 70674.782 | 0 | 330208 | 0 | 0 | 0 | 0 | 951935.2806 | 1912014.4284 | 0 | 0 | 0 | 0 | 0 | 0 | 0 | 0 | 0 | 0 | 0 | 0 | 0 | 0 | 0 | 0 | -259533.218 | 0 | 0 | 0 | 0 | 0 | 0 | 0 | 0 | 0 | 0 | 0 | 0 | 0 | 0 | 0 | 0
2016-05-05 08:00 | 0 | 0 | 0 | 0 | 68790.782 | 0 | 328324 | 0 | 0 | 0 | 0 | 692402.0626 | 1912014.4284 | 0 | 0 | 0 | 0 | 0 | 0 | 0 | 0 | 0 | 0 | 0 | 0 | 0 | 0 | 0 | 0 | -259533.218 | 0 | 0 | 0 | 0 | 0 | 0 | 0 | 0 | 0 | 0 | 0 | 0 | 0 | 0 | 0 | 0
2016-05-05 09:00 | 0 | 0 | 0 | 0 | 78466.782 | 0 | 338000 | 0 | 0 | 0 | 0 | 432868.8447 | 1912014.4284 | 0 | 0 | 0 | 0 | 0 | 0 | 0 | 0 | 0 | 0 | 0 | 0 | 0 | 0 | 0 | 0 | -259533.218 | 0 | 0 | 0 | 0 | 0 | 0 | 0 | 0 | 0 | 0 | 0 | 0 | 0 | 0 | 0 | 0
2016-05-05 10:00 | 0 | 0 | 0 | 0 | 446865.5913 | 0 | 360668 | 0 | 0 | 0 | 0 | 519066.4359 | 1912014.4284 | 0 | 0 | 0 | 0 | 0 | 0 | 0 | 0 | 0 | 0 | 0 | 0 | 0 | 0 | 0 | 0 | 86197.5913 | 0 | 0 | 0 | 0 | 0 | 0 | 0 | 0 | 0 | 0 | 0 | 0 | 0 | 0 | 0 | 0
2016-05-05 11:00 | 0 | 0 | 0 | 0 | 124778.782 | 0 | 384312 | 0 | 0 | 0 | 0 | 259533.218 | 1912014.4284 | 0 | 0 | 0 | 0 | 0 | 0 | 0 | 0 | 0 | 0 | 0 | 0 | 0 | 0 | 0 | 0 | -259533.218 | 0 | 0 | 0 | 0 | 0 | 0 | 0 | 0 | 0 | 0 | 0 | 0 | 0 | 0 | 0 | 0
2016-05-05 12:00 | 0 | 0 | 0 | 0 | 106923.1757 | 45776.0843 | 397866 | 0 | 0 | 0 | 0 | 0 | 1926380.9064 | 0 | 0 | 0 | 0 | 0 | 0 | 0 | 0 | 0 | 0 | 0 | 0 | 0 | 0 | 0 | 0 | -259533.218 | 14366.478 | 0 | 0 | 0 | 0 | 0 | 0 | 0 | 0 | 0 | 0 | 0 | 0 | 0 | 0 | 0
2016-05-05 13:00 | 0 | 0 | 0 | 0 | 120438.5338 | 399924.9625 | 407841 | 0 | 0 | 0 | 0 | 112522.4962 | 1926380.9064 | 0 | 0 | 0 | 0 | 0 | 0 | 0 | 0 | 0 | 0 | 0 | 0 | 0 | 0 | 0 | 0 | 112522.4962 | 0 | 0 | 0 | 0 | 0 | 0 | 0 | 0 | 0 | 0 | 0 | 0 | 0 | 0 | 0 | 0
2016-05-05 14:00 | 0 | 0 | 0 | 0 | 0 | 627666.0747 | 417112 | 0 | 0 | 0 | 0 | 323076.5709 | 1926380.9064 | 0 | 0 | 0 | 0 | 0 | 0 | 0 | 0 | 0 | 0 | 0 | 0 | 0 | 0 | 0 | 0 | 210554.0747 | 0 | 0 | 0 | 0 | 0 | 0 | 0 | 0 | 0 | 0 | 0 | 0 | 0 | 0 | 0 | 0
2016-05-05 15:00 | 0 | 0 | 0 | 0 | 0 | 697583.6959 | 423684 | 0 | 0 | 0 | 0 | 582609.7889 | 1940747.3844 | 0 | 0 | 0 | 0 | 0 | 0 | 0 | 0 | 0 | 0 | 0 | 0 | 0 | 0 | 0 | 0 | 259533.218 | 14366.478 | 0 | 0 | 0 | 0 | 0 | 0 | 0 | 0 | 0 | 0 | 0 | 0 | 0 | 0 | 0
2016-05-05 16:00 | 0 | 0 | 0 | 0 | 0 | 701945.6959 | 428046 | 0 | 0 | 0 | 0 | 842143.0069 | 1955113.8624 | 0 | 0 | 0 | 0 | 0 | 0 | 0 | 0 | 0 | 0 | 0 | 0 | 0 | 0 | 0 | 0 | 259533.218 | 14366.478 | 0 | 0 | 0 | 0 | 0 | 0 | 0 | 0 | 0 | 0 | 0 | 0 | 0 | 0 | 0
2016-05-05 17:00 | 0 | 0 | 0 | 0 | 0 | 705946.6959 | 432047 | 0 | 0 | 0 | 0 | 1101676.2248 | 1969480.3403 | 0 | 0 | 0 | 0 | 0 | 0 | 0 | 0 | 0 | 0 | 0 | 0 | 0 | 0 | 0 | 0 | 259533.218 | 14366.478 | 0 | 0 | 0 | 0 | 0 | 0 | 0 | 0 | 0 | 0 | 0 | 0 | 0 | 0 | 0
2016-05-05 18:00 | 0 | 0 | 0 | 0 | 0 | 709060.6959 | 435161 | 0 | 0 | 0 | 0 | 1361209.4428 | 1983846.8183 | 0 | 0 | 0 | 0 | 0 | 0 | 0 | 0 | 0 | 0 | 0 | 0 | 0 | 0 | 0 | 0 | 259533.218 | 14366.478 | 0 | 0 | 0 | 0 | 0 | 0 | 0 | 0 | 0 | 0 | 0 | 0 | 0 | 0 | 0
2016-05-05 19:00 | 0 | 0 | 0 | 0 | 0 | 712724.6959 | 438825 | 0 | 0 | 0 | 0 | 1620742.6608 | 1998213.2963 | 0 | 0 | 0 | 0 | 0 | 0 | 0 | 0 | 0 | 0 | 0 | 0 | 0 | 0 | 0 | 0 | 259533.218 | 14366.478 | 0 | 0 | 0 | 0 | 0 | 0 | 0 | 0 | 0 | 0 | 0 | 0 | 0 | 0 | 0
2016-05-05 20:00 | 0 | 0 | 0 | 0 | 0 | 716618.6959 | 442719 | 0 | 0 | 0 | 0 | 1880275.8787 | 2012579.7743 | 0 | 0 | 0 | 0 | 0 | 0 | 0 | 0 | 0 | 0 | 0 | 0 | 0 | 0 | 0 | 0 | 259533.218 | 14366.478 | 0 | 0 | 0 | 0 | 0 | 0 | 0 | 0 | 0 | 0 | 0 | 0 | 0 | 0 | 0
2016-05-05 21:00 | 0 | 0 | 0 | 0 | 0 | 718911.6959 | 445012 | 0 | 0 | 0 | 0 | 2139809.0967 | 2026946.2523 | 0 | 0 | 0 | 0 | 0 | 0 | 0 | 0 | 0 | 0 | 0 | 0 | 0 | 0 | 0 | 0 | 259533.218 | 14366.478 | 0 | 0 | 0 | 0 | 0 | 0 | 0 | 0 | 0 | 0 | 0 | 0 | 0 | 0 | 0
2016-05-05 22:00 | 0 | 0 | 0 | 0 | 0 | 740940.9855 | 443527 | 0 | 0 | 0 | 0 | 2399342.3147 | 2041312.7302 | 0 | 0 | 0 | 0 | 0 | 0 | 23514.2896 | 0 | 0 | 0 | 0 | 0 | 0 | 0 | 0 | 0 | 259533.218 | 14366.478 | 0 | 0 | 0 | 0 | 0 | 0 | 0 | 0 | 23514.2896 | 0 | 0 | 0 | 0 | 0 | 0
2016-05-05 23:00 | 0 | 0 | 0 | 0 | 0 | 654557.7121 | 439817 | 0 | 0 | 0 | 0 | 2614083.0268 | 2041312.7302 | 0 | 0 | 0 | 0 | 0 | 0 | 23514.2896 | 0 | 0 | 0 | 0 | 0 | 0 | 0 | 0 | 0 | 214740.7121 | 0 | 0 | 0 | 0 | 0 | 0 | 0 | 0 | 0 | 0 | 0 | 0 | 0 | 0 | 0 | 0
2016-05-06 | 0 | 0 | 0 | 0 | 0 | 453956.9452 | 440439 | 0 | 0 | 0 | 0 | 2759941.3564 | 1932486.6355 | 0 | 0 | 0 | 0 | 0 | 0 | 0 | 0 | 0 | 0 | 0 | 0 | 0 | 0 | 0 | 0 | 145858.3296 | 0 | 108826.0947 | 0 | 0 | 0 | 0 | 0 | 0 | 0 | -23514.2896 | 0 | 0 | 0 | 0 | 0 | 0
2016-05-06 01:00 | 0 | 0 | 0 | 0 | 54478.4337 | 137592.8264 | 437238 | 0 | 0 | 0 | 0 | 2500408.1384 | 1946853.1135 | 0 | 0 | 0 | 0 | 0 | 0 | 0 | 0 | 0 | 0 | 0 | 0 | 0 | 0 | 0 | 0 | -259533.218 | 14366.478 | 0 | 0 | 0 | 0 | 0 | 0 | 0 | 0 | 0 | 0 | 0 | 0 | 0 | 0 | 0
2016-05-06 02:00 | 0 | 0 | 0 | 0 | 156126.3519 | 3829.4301 | 419489 | 0 | 0 | 0 | 0 | 2240874.9204 | 1946853.1135 | 0 | 0 | 0 | 0 | 0 | 0 | 0 | 0 | 0 | 0 | 0 | 0 | 0 | 0 | 0 | 0 | -259533.218 | 0 | 0 | 0 | 0 | 0 | 0 | 0 | 0 | 0 | 0 | 0 | 0 | 0 | 0 | 0 | 0
2016-05-06 03:00 | 0 | 0 | 0 | 0 | 136409.782 | 0 | 395943 | 0 | 0 | 0 | 0 | 1981341.7025 | 1946853.1135 | 0 | 0 | 0 | 0 | 0 | 0 | 0 | 0 | 0 | 0 | 0 | 0 | 0 | 0 | 0 | 0 | -259533.218 | 0 | 0 | 0 | 0 | 0 | 0 | 0 | 0 | 0 | 0 | 0 | 0 | 0 | 0 | 0 | 0
2016-05-06 04:00 | 0 | 0 | 0 | 0 | 113524.782 | 0 | 373058 | 0 | 0 | 0 | 0 | 1721808.4845 | 1946853.1135 | 0 | 0 | 0 | 0 | 0 | 0 | 0 | 0 | 0 | 0 | 0 | 0 | 0 | 0 | 0 | 0 | -259533.218 | 0 | 0 | 0 | 0 | 0 | 0 | 0 | 0 | 0 | 0 | 0 | 0 | 0 | 0 | 0 | 0
2016-05-06 05:00 | 0 | 0 | 0 | 0 | 95253.782 | 0 | 354787 | 0 | 0 | 0 | 0 | 1462275.2665 | 1946853.1135 | 0 | 0 | 0 | 0 | 0 | 0 | 0 | 0 | 0 | 0 | 0 | 0 | 0 | 0 | 0 | 0 | -259533.218 | 0 | 0 | 0 | 0 | 0 | 0 | 0 | 0 | 0 | 0 | 0 | 0 | 0 | 0 | 0 | 0
2016-05-06 06:00 | 0 | 0 | 0 | 0 | 80601.782 | 0 | 340135 | 0 | 0 | 0 | 0 | 1202742.0486 | 1946853.1135 | 0 | 0 | 0 | 0 | 0 | 0 | 0 | 0 | 0 | 0 | 0 | 0 | 0 | 0 | 0 | 0 | -259533.218 | 0 | 0 | 0 | 0 | 0 | 0 | 0 | 0 | 0 | 0 | 0 | 0 | 0 | 0 | 0 | 0
2016-05-06 07:00 | 0 | 0 | 0 | 0 | 72397.782 | 0 | 331931 | 0 | 0 | 0 | 0 | 943208.8306 | 1946853.1135 | 0 | 0 | 0 | 0 | 0 | 0 | 0 | 0 | 0 | 0 | 0 | 0 | 0 | 0 | 0 | 0 | -259533.218 | 0 | 0 | 0 | 0 | 0 | 0 | 0 | 0 | 0 | 0 | 0 | 0 | 0 | 0 | 0 | 0
2016-05-06 08:00 | 0 | 0 | 0 | 0 | 70639.782 | 0 | 330173 | 0 | 0 | 0 | 0 | 683675.6126 | 1946853.1135 | 0 | 0 | 0 | 0 | 0 | 0 | 0 | 0 | 0 | 0 | 0 | 0 | 0 | 0 | 0 | 0 | -259533.218 | 0 | 0 | 0 | 0 | 0 | 0 | 0 | 0 | 0 | 0 | 0 | 0 | 0 | 0 | 0 | 0
2016-05-06 09:00 | 0 | 0 | 0 | 0 | 78563.782 | 0 | 338097 | 0 | 0 | 0 | 0 | 424142.3947 | 1946853.1135 | 0 | 0 | 0 | 0 | 0 | 0 | 0 | 0 | 0 | 0 | 0 | 0 | 0 | 0 | 0 | 0 | -259533.218 | 0 | 0 | 0 | 0 | 0 | 0 | 0 | 0 | 0 | 0 | 0 | 0 | 0 | 0 | 0 | 0
2016-05-06 10:00 | 0 | 0 | 0 | 0 | 511194.1232 | 0 | 360487 | 0 | 0 | 0 | 0 | 683675.6126 | 1838027.0188 | 0 | 0 | 0 | 0 | 0 | 0 | 0 | 0 | 0 | 0 | 0 | 0 | 0 | 0 | 0 | 0 | 259533.218 | 0 | 108826.0947 | 0 | 0 | 0 | 0 | 0 | 0 | 0 | 0 | 0 | 0 | 0 | 0 | 0 | 0
2016-05-06 11:00 | 0 | 0 | 0 | 0 | 121143.782 | 0 | 380677 | 0 | 0 | 0 | 0 | 424142.3947 | 1838027.0188 | 0 | 0 | 0 | 0 | 0 | 0 | 0 | 0 | 0 | 0 | 0 | 0 | 0 | 0 | 0 | 0 | -259533.218 | 0 | 0 | 0 | 0 | 0 | 0 | 0 | 0 | 0 | 0 | 0 | 0 | 0 | 0 | 0 | 0
2016-05-06 12:00 | 0 | 0 | 0 | 0 | 83919.5997 | 49872.1824 | 393325 | 0 | 0 | 0 | 0 | 164609.1767 | 1838027.0188 | 0 | 0 | 0 | 0 | 0 | 0 | 0 | 0 | 0 | 0 | 0 | 0 | 0 | 0 | 0 | 0 | -259533.218 | 0 | 0 | 0 | 0 | 0 | 0 | 0 | 0 | 0 | 0 | 0 | 0 | 0 | 0 | 0 | 0
2016-05-06 13:00 | 0 | 0 | 0 | 0 | 0 | 355957.837 | 404237 | 0 | 0 | 0 | 0 | 116330.0137 | 1838027.0188 | 0 | 0 | 0 | 0 | 0 | 0 | 0 | 0 | 0 | 0 | 0 | 0 | 0 | 0 | 0 | 0 | -48279.163 | 0 | 0 | 0 | 0 | 0 | 0 | 0 | 0 | 0 | 0 | 0 | 0 | 0 | 0 | 0 | 0
2016-05-06 14:00 | 0 | 0 | 0 | 0 | 88920.5637 | 585029.6542 | 414417 | 0 | 0 | 0 | 0 | 375863.2317 | 1838027.0188 | 0 | 0 | 0 | 0 | 0 | 0 | 0 | 0 | 0 | 0 | 0 | 0 | 0 | 0 | 0 | 0 | 259533.218 | 0 | 0 | 0 | 0 | 0 | 0 | 0 | 0 | 0 | 0 | 0 | 0 | 0 | 0 | 0 | 0
2016-05-06 15:00 | 0 | 0 | 0 | 0 | 0 | 694326.6959 | 420427 | 0 | 0 | 0 | 0 | 635396.4497 | 1852393.4968 | 0 | 0 | 0 | 0 | 0 | 0 | 0 | 0 | 0 | 0 | 0 | 0 | 0 | 0 | 0 | 0 | 259533.218 | 14366.478 | 0 | 0 | 0 | 0 | 0 | 0 | 0 | 0 | 0 | 0 | 0 | 0 | 0 | 0 | 0
2016-05-06 16:00 | 0 | 0 | 0 | 0 | 0 | 697852.6959 | 423953 | 0 | 0 | 0 | 0 | 894929.6676 | 1866759.9747 | 0 | 0 | 0 | 0 | 0 | 0 | 0 | 0 | 0 | 0 | 0 | 0 | 0 | 0 | 0 | 0 | 259533.218 | 14366.478 | 0 | 0 | 0 | 0 | 0 | 0 | 0 | 0 | 0 | 0 | 0 | 0 | 0 | 0 | 0
2016-05-06 17:00 | 0 | 0 | 0 | 0 | 0 | 703064.6959 | 429165 | 0 | 0 | 0 | 0 | 1154462.8856 | 1881126.4527 | 0 | 0 | 0 | 0 | 0 | 0 | 0 | 0 | 0 | 0 | 0 | 0 | 0 | 0 | 0 | 0 | 259533.218 | 14366.478 | 0 | 0 | 0 | 0 | 0 | 0 | 0 | 0 | 0 | 0 | 0 | 0 | 0 | 0 | 0
2016-05-06 18:00 | 0 | 0 | 0 | 0 | 0 | 706419.6959 | 432520 | 0 | 0 | 0 | 0 | 1413996.1036 | 1895492.9307 | 0 | 0 | 0 | 0 | 0 | 0 | 0 | 0 | 0 | 0 | 0 | 0 | 0 | 0 | 0 | 0 | 259533.218 | 14366.478 | 0 | 0 | 0 | 0 | 0 | 0 | 0 | 0 | 0 | 0 | 0 | 0 | 0 | 0 | 0
2016-05-06 19:00 | 0 | 0 | 0 | 0 | 0 | 709359.6959 | 435460 | 0 | 0 | 0 | 0 | 1673529.3215 | 1909859.4087 | 0 | 0 | 0 | 0 | 0 | 0 | 0 | 0 | 0 | 0 | 0 | 0 | 0 | 0 | 0 | 0 | 259533.218 | 14366.478 | 0 | 0 | 0 | 0 | 0 | 0 | 0 | 0 | 0 | 0 | 0 | 0 | 0 | 0 | 0
2016-05-06 20:00 | 0 | 0 | 0 | 0 | 0 | 727808.5599 | 438257 | 0 | 0 | 0 | 0 | 1933062.5395 | 1924225.8867 | 0 | 0 | 0 | 0 | 0 | 0 | 15651.864 | 0 | 0 | 0 | 0 | 0 | 0 | 0 | 0 | 0 | 259533.218 | 14366.478 | 0 | 0 | 0 | 0 | 0 | 0 | 0 | 0 | 15651.864 | 0 | 0 | 0 | 0 | 0 | 0
2016-05-06 21:00 | 0 | 0 | 0 | 0 | 0 | 721739.1216 | 439977 | 0 | 0 | 0 | 0 | 2192595.7575 | 1938592.3646 | 0 | 0 | 0 | 0 | 0 | 0 | 23514.2896 | 0 | 0 | 0 | 0 | 0 | 0 | 0 | 0 | 0 | 259533.218 | 14366.478 | 0 | 0 | 0 | 0 | 0 | 0 | 0 | 0 | 7862.4256 | 0 | 0 | 0 | 0 | 0 | 0
2016-05-06 22:00 | 0 | 0 | 0 | 0 | 0 | 658164.1055 | 436609 | 0 | 0 | 0 | 0 | 2437665.1525 | 1938592.3646 | 0 | 0 | 0 | 0 | 0 | 0 | 0 | 0 | 0 | 0 | 0 | 0 | 0 | 0 | 0 | 0 | 245069.3951 | 0 | 0 | 0 | 0 | 0 | 0 | 0 | 0 | 0 | -23514.2896 | 0 | 0 | 0 | 0 | 0 | 0
2016-05-06 23:00 | 0 | 0 | 0 | 0 | 0 | 552591.6953 | 430635 | 0 | 0 | 0 | 0 | 2559621.8479 | 1938592.3646 | 0 | 0 | 0 | 0 | 0 | 0 | 0 | 0 | 0 | 0 | 0 | 0 | 0 | 0 | 0 | 0 | 121956.6953 | 0 | 0 | 0 | 0 | 0 | 0 | 0 | 0 | 0 | 0 | 0 | 0 | 0 | 0 | 0 | 0
2016-05-07 | 0 | 0 | 0 | 0 | 0 | 377196.5618 | 427574 | 0 | 0 | 0 | 0 | 2509244.4096 | 1938592.3646 | 0 | 0 | 0 | 0 | 0 | 0 | 0 | 0 | 0 | 0 | 0 | 0 | 0 | 0 | 0 | 0 | -50377.4382 | 0 | 0 | 0 | 0 | 0 | 0 | 0 | 0 | 0 | 0 | 0 | 0 | 0 | 0 | 0 | 0
2016-05-07 01:00 | 0 | 0 | 0 | 0 | 68005.8457 | 95813.9363 | 423353 | 0 | 0 | 0 | 0 | 2249711.1917 | 1938592.3646 | 0 | 0 | 0 | 0 | 0 | 0 | 0 | 0 | 0 | 0 | 0 | 0 | 0 | 0 | 0 | 0 | -259533.218 | 0 | 0 | 0 | 0 | 0 | 0 | 0 | 0 | 0 | 0 | 0 | 0 | 0 | 0 | 0 | 0
2016-05-07 02:00 | 0 | 0 | 0 | 0 | 145775.7385 | 3206.0435 | 408515 | 0 | 0 | 0 | 0 | 1990177.9737 | 1938592.3646 | 0 | 0 | 0 | 0 | 0 | 0 | 0 | 0 | 0 | 0 | 0 | 0 | 0 | 0 | 0 | 0 | -259533.218 | 0 | 0 | 0 | 0 | 0 | 0 | 0 | 0 | 0 | 0 | 0 | 0 | 0 | 0 | 0 | 0
2016-05-07 03:00 | 0 | 0 | 0 | 0 | 18938.6873 | 0 | 387298 | 0 | 0 | 0 | 0 | 1730644.7557 | 1829766.2699 | 0 | 0 | 0 | 0 | 0 | 0 | 0 | 0 | 0 | 0 | 0 | 0 | 0 | 0 | 0 | 0 | -259533.218 | 0 | 108826.0947 | 0 | 0 | 0 | 0 | 0 | 0 | 0 | 0 | 0 | 0 | 0 | 0 | 0 | 0
2016-05-07 04:00 | 0 | 0 | 0 | 0 | 105978.782 | 0 | 365512 | 0 | 0 | 0 | 0 | 1471111.5378 | 1829766.2699 | 0 | 0 | 0 | 0 | 0 | 0 | 0 | 0 | 0 | 0 | 0 | 0 | 0 | 0 | 0 | 0 | -259533.218 | 0 | 0 | 0 | 0 | 0 | 0 | 0 | 0 | 0 | 0 | 0 | 0 | 0 | 0 | 0 | 0
2016-05-07 05:00 | 0 | 0 | 0 | 0 | 87081.782 | 0 | 346615 | 0 | 0 | 0 | 0 | 1211578.3198 | 1829766.2699 | 0 | 0 | 0 | 0 | 0 | 0 | 0 | 0 | 0 | 0 | 0 | 0 | 0 | 0 | 0 | 0 | -259533.218 | 0 | 0 | 0 | 0 | 0 | 0 | 0 | 0 | 0 | 0 | 0 | 0 | 0 | 0 | 0 | 0
2016-05-07 06:00 | 0 | 0 | 0 | 0 | 72917.782 | 0 | 332451 | 0 | 0 | 0 | 0 | 952045.1018 | 1829766.2699 | 0 | 0 | 0 | 0 | 0 | 0 | 0 | 0 | 0 | 0 | 0 | 0 | 0 | 0 | 0 | 0 | -259533.218 | 0 | 0 | 0 | 0 | 0 | 0 | 0 | 0 | 0 | 0 | 0 | 0 | 0 | 0 | 0 | 0
2016-05-07 07:00 | 0 | 0 | 0 | 0 | 63194.782 | 0 | 322728 | 0 | 0 | 0 | 0 | 692511.8839 | 1829766.2699 | 0 | 0 | 0 | 0 | 0 | 0 | 0 | 0 | 0 | 0 | 0 | 0 | 0 | 0 | 0 | 0 | -259533.218 | 0 | 0 | 0 | 0 | 0 | 0 | 0 | 0 | 0 | 0 | 0 | 0 | 0 | 0 | 0 | 0
2016-05-07 08:00 | 0 | 0 | 0 | 0 | 145344.5521 | 0 | 318790 | 0 | 0 | 0 | 0 | 519066.4359 | 1829766.2699 | 0 | 0 | 0 | 0 | 0 | 0 | 0 | 0 | 0 | 0 | 0 | 0 | 0 | 0 | 0 | 0 | -173445.4479 | 0 | 0 | 0 | 0 | 0 | 0 | 0 | 0 | 0 | 0 | 0 | 0 | 0 | 0 | 0 | 0
2016-05-07 09:00 | 0 | 0 | 0 | 0 | 579539.218 | 0 | 320006 | 0 | 0 | 0 | 0 | 778599.6539 | 1829766.2699 | 0 | 0 | 0 | 0 | 0 | 0 | 0 | 0 | 0 | 0 | 0 | 0 | 0 | 0 | 0 | 0 | 259533.218 | 0 | 0 | 0 | 0 | 0 | 0 | 0 | 0 | 0 | 0 | 0 | 0 | 0 | 0 | 0 | 0
2016-05-07 10:00 | 0 | 0 | 0 | 0 | 64513.782 | 0 | 324047 | 0 | 0 | 0 | 0 | 519066.4359 | 1829766.2699 | 0 | 0 | 0 | 0 | 0 | 0 | 0 | 0 | 0 | 0 | 0 | 0 | 0 | 0 | 0 | 0 | -259533.218 | 0 | 0 | 0 | 0 | 0 | 0 | 0 | 0 | 0 | 0 | 0 | 0 | 0 | 0 | 0 | 0
2016-05-07 11:00 | 0 | 0 | 0 | 0 | 72444.782 | 0 | 331978 | 0 | 0 | 0 | 0 | 259533.218 | 1829766.2699 | 0 | 0 | 0 | 0 | 0 | 0 | 0 | 0 | 0 | 0 | 0 | 0 | 0 | 0 | 0 | 0 | -259533.218 | 0 | 0 | 0 | 0 | 0 | 0 | 0 | 0 | 0 | 0 | 0 | 0 | 0 | 0 | 0 | 0
2016-05-07 12:00 | 0 | 0 | 0 | 0 | 33462.121 | 52808.661 | 345804 | 0 | 0 | 0 | 0 | 0 | 1829766.2699 | 0 | 0 | 0 | 0 | 0 | 0 | 0 | 0 | 0 | 0 | 0 | 0 | 0 | 0 | 0 | 0 | -259533.218 | 0 | 0 | 0 | 0 | 0 | 0 | 0 | 0 | 0 | 0 | 0 | 0 | 0 | 0 | 0 | 0
2016-05-07 13:00 | 0 | 0 | 0 | 0 | 9443.0513 | 351495.9487 | 360939 | 0 | 0 | 0 | 0 | 0 | 1829766.2699 | 0 | 0 | 0 | 0 | 0 | 0 | 0 | 0 | 0 | 0 | 0 | 0 | 0 | 0 | 0 | 0 | 0 | 0 | 0 | 0 | 0 | 0 | 0 | 0 | 0 | 0 | 0 | 0 | 0 | 0 | 0 | 0 | 0
2016-05-07 14:00 | 0 | 0 | 0 | 0 | 78319.7099 | 553892.508 | 372679 | 0 | 0 | 0 | 0 | 259533.218 | 1829766.2699 | 0 | 0 | 0 | 0 | 0 | 0 | 0 | 0 | 0 | 0 | 0 | 0 | 0 | 0 | 0 | 0 | 259533.218 | 0 | 0 | 0 | 0 | 0 | 0 | 0 | 0 | 0 | 0 | 0 | 0 | 0 | 0 | 0 | 0
2016-05-07 15:00 | 0 | 0 | 0 | 0 | 0 | 655720.6959 | 381821 | 0 | 0 | 0 | 0 | 519066.4359 | 1844132.7479 | 0 | 0 | 0 | 0 | 0 | 0 | 0 | 0 | 0 | 0 | 0 | 0 | 0 | 0 | 0 | 0 | 259533.218 | 14366.478 | 0 | 0 | 0 | 0 | 0 | 0 | 0 | 0 | 0 | 0 | 0 | 0 | 0 | 0 | 0
2016-05-07 16:00 | 0 | 0 | 0 | 0 | 0 | 661544.6959 | 387645 | 0 | 0 | 0 | 0 | 778599.6539 | 1858499.2259 | 0 | 0 | 0 | 0 | 0 | 0 | 0 | 0 | 0 | 0 | 0 | 0 | 0 | 0 | 0 | 0 | 259533.218 | 14366.478 | 0 | 0 | 0 | 0 | 0 | 0 | 0 | 0 | 0 | 0 | 0 | 0 | 0 | 0 | 0
2016-05-07 17:00 | 0 | 0 | 0 | 0 | 0 | 666280.6959 | 392381 | 0 | 0 | 0 | 0 | 1038132.8719 | 1872865.7039 | 0 | 0 | 0 | 0 | 0 | 0 | 0 | 0 | 0 | 0 | 0 | 0 | 0 | 0 | 0 | 0 | 259533.218 | 14366.478 | 0 | 0 | 0 | 0 | 0 | 0 | 0 | 0 | 0 | 0 | 0 | 0 | 0 | 0 | 0
2016-05-07 18:00 | 0 | 0 | 0 | 0 | 0 | 671512.6959 | 397613 | 0 | 0 | 0 | 0 | 1297666.0898 | 1887232.1818 | 0 | 0 | 0 | 0 | 0 | 0 | 0 | 0 | 0 | 0 | 0 | 0 | 0 | 0 | 0 | 0 | 259533.218 | 14366.478 | 0 | 0 | 0 | 0 | 0 | 0 | 0 | 0 | 0 | 0 | 0 | 0 | 0 | 0 | 0
2016-05-07 19:00 | 0 | 0 | 0 | 0 | 0 | 676926.6959 | 403027 | 0 | 0 | 0 | 0 | 1557199.3078 | 1901598.6598 | 0 | 0 | 0 | 0 | 0 | 0 | 0 | 0 | 0 | 0 | 0 | 0 | 0 | 0 | 0 | 0 | 259533.218 | 14366.478 | 0 | 0 | 0 | 0 | 0 | 0 | 0 | 0 | 0 | 0 | 0 | 0 | 0 | 0 | 0
2016-05-07 20:00 | 0 | 0 | 0 | 0 | 0 | 682149.6959 | 408250 | 0 | 0 | 0 | 0 | 1816732.5258 | 1915965.1378 | 0 | 0 | 0 | 0 | 0 | 0 | 0 | 0 | 0 | 0 | 0 | 0 | 0 | 0 | 0 | 0 | 259533.218 | 14366.478 | 0 | 0 | 0 | 0 | 0 | 0 | 0 | 0 | 0 | 0 | 0 | 0 | 0 | 0 | 0
2016-05-07 21:00 | 0 | 0 | 0 | 0 | 0 | 710281.9855 | 412868 | 0 | 0 | 0 | 0 | 2076265.7437 | 1930331.6158 | 0 | 0 | 0 | 0 | 0 | 0 | 23514.2896 | 0 | 0 | 0 | 0 | 0 | 0 | 0 | 0 | 0 | 259533.218 | 14366.478 | 0 | 0 | 0 | 0 | 0 | 0 | 0 | 0 | 23514.2896 | 0 | 0 | 0 | 0 | 0 | 0
2016-05-07 22:00 | 0 | 0 | 0 | 0 | 0 | 672545.2194 | 411596 | 0 | 0 | 0 | 0 | 2335798.9617 | 1944698.0938 | 0 | 0 | 0 | 0 | 0 | 0 | 10563.8131 | 0 | 0 | 0 | 0 | 0 | 0 | 0 | 0 | 0 | 259533.218 | 14366.478 | 0 | 0 | 0 | 0 | 0 | 0 | 0 | 0 | -12950.4765 | 0 | 0 | 0 | 0 | 0 | 0
2016-05-07 23:00 | 0 | 0 | 0 | 0 | 0 | 572303.1188 | 408324 | 0 | 0 | 0 | 0 | 2510341.8936 | 1944698.0938 | 0 | 0 | 0 | 0 | 0 | 0 | 0 | 0 | 0 | 0 | 0 | 0 | 0 | 0 | 0 | 0 | 174542.9319 | 0 | 0 | 0 | 0 | 0 | 0 | 0 | 0 | 0 | -10563.8131 | 0 | 0 | 0 | 0 | 0 | 0
2016-05-08 | 0 | 0 | 0 | 0 | 0 | 401851.1372 | 407114 | 0 | 0 | 0 | 0 | 2505079.0308 | 1944698.0938 | 0 | 0 | 0 | 0 | 0 | 0 | 0 | 0 | 0 | 0 | 0 | 0 | 0 | 0 | 0 | 0 | -5262.8628 | 0 | 0 | 0 | 0 | 0 | 0 | 0 | 0 | 0 | 0 | 0 | 0 | 0 | 0 | 0 | 0
2016-05-08 01:00 | 0 | 0 | 0 | 0 | 0 | 122108.2156 | 405342 | 0 | 0 | 0 | 0 | 2245545.8128 | 1920997.5273 | 0 | 0 | 0 | 0 | 0 | 0 | 0 | 0 | 0 | 0 | 0 | 0 | 0 | 0 | 0 | 0 | -259533.218 | 0 | 23700.5665 | 0 | 0 | 0 | 0 | 0 | 0 | 0 | 0 | 0 | 0 | 0 | 0 | 0 | 0
2016-05-08 02:00 | 0 | 0 | 0 | 0 | 128179.8667 | 5346.9153 | 393060 | 0 | 0 | 0 | 0 | 1986012.5948 | 1920997.5273 | 0 | 0 | 0 | 0 | 0 | 0 | 0 | 0 | 0 | 0 | 0 | 0 | 0 | 0 | 0 | 0 | -259533.218 | 0 | 0 | 0 | 0 | 0 | 0 | 0 | 0 | 0 | 0 | 0 | 0 | 0 | 0 | 0 | 0
2016-05-08 03:00 | 0 | 0 | 0 | 0 | 114595.782 | 0 | 374129 | 0 | 0 | 0 | 0 | 1726479.3769 | 1920997.5273 | 0 | 0 | 0 | 0 | 0 | 0 | 0 | 0 | 0 | 0 | 0 | 0 | 0 | 0 | 0 | 0 | -259533.218 | 0 | 0 | 0 | 0 | 0 | 0 | 0 | 0 | 0 | 0 | 0 | 0 | 0 | 0 | 0 | 0
2016-05-08 04:00 | 0 | 0 | 0 | 0 | 95635.782 | 0 | 355169 | 0 | 0 | 0 | 0 | 1466946.1589 | 1920997.5273 | 0 | 0 | 0 | 0 | 0 | 0 | 0 | 0 | 0 | 0 | 0 | 0 | 0 | 0 | 0 | 0 | -259533.218 | 0 | 0 | 0 | 0 | 0 | 0 | 0 | 0 | 0 | 0 | 0 | 0 | 0 | 0 | 0 | 0
2016-05-08 05:00 | 0 | 0 | 0 | 0 | 78891.782 | 0 | 338425 | 0 | 0 | 0 | 0 | 1207412.9409 | 1920997.5273 | 0 | 0 | 0 | 0 | 0 | 0 | 0 | 0 | 0 | 0 | 0 | 0 | 0 | 0 | 0 | 0 | -259533.218 | 0 | 0 | 0 | 0 | 0 | 0 | 0 | 0 | 0 | 0 | 0 | 0 | 0 | 0 | 0 | 0
2016-05-08 06:00 | 0 | 0 | 0 | 0 | 64313.782 | 0 | 323847 | 0 | 0 | 0 | 0 | 947879.7229 | 1920997.5273 | 0 | 0 | 0 | 0 | 0 | 0 | 0 | 0 | 0 | 0 | 0 | 0 | 0 | 0 | 0 | 0 | -259533.218 | 0 | 0 | 0 | 0 | 0 | 0 | 0 | 0 | 0 | 0 | 0 | 0 | 0 | 0 | 0 | 0
2016-05-08 07:00 | 0 | 0 | 0 | 0 | 54760.782 | 0 | 314294 | 0 | 0 | 0 | 0 | 688346.505 | 1920997.5273 | 0 | 0 | 0 | 0 | 0 | 0 | 0 | 0 | 0 | 0 | 0 | 0 | 0 | 0 | 0 | 0 | -259533.218 | 0 | 0 | 0 | 0 | 0 | 0 | 0 | 0 | 0 | 0 | 0 | 0 | 0 | 0 | 0 | 0
2016-05-08 08:00 | 0 | 0 | 0 | 0 | 476209.5341 | 0 | 309467 | 0 | 0 | 0 | 0 | 855089.0391 | 1920997.5273 | 0 | 0 | 0 | 0 | 0 | 0 | 0 | 0 | 0 | 0 | 0 | 0 | 0 | 0 | 0 | 0 | 166742.5341 | 0 | 0 | 0 | 0 | 0 | 0 | 0 | 0 | 0 | 0 | 0 | 0 | 0 | 0 | 0 | 0
2016-05-08 09:00 | 0 | 0 | 0 | 0 | 0 | 0 | 309104 | 0 | 0 | 0 | 0 | 595555.8211 | 1871426.7453 | 0 | 0 | 0 | 0 | 0 | 0 | 0 | 0 | 0 | 0 | 0 | 0 | 0 | 0 | 0 | 0 | -259533.218 | 0 | 49570.782 | 0 | 0 | 0 | 0 | 0 | 0 | 0 | 0 | 0 | 0 | 0 | 0 | 0 | 0
2016-05-08 10:00 | 0 | 0 | 0 | 0 | 50897.782 | 0 | 310431 | 0 | 0 | 0 | 0 | 336022.6032 | 1871426.7453 | 0 | 0 | 0 | 0 | 0 | 0 | 0 | 0 | 0 | 0 | 0 | 0 | 0 | 0 | 0 | 0 | -259533.218 | 0 | 0 | 0 | 0 | 0 | 0 | 0 | 0 | 0 | 0 | 0 | 0 | 0 | 0 | 0 | 0
2016-05-08 11:00 | 0 | 0 | 0 | 0 | 57026.782 | 0 | 316560 | 0 | 0 | 0 | 0 | 76489.3852 | 1871426.7453 | 0 | 0 | 0 | 0 | 0 | 0 | 0 | 0 | 0 | 0 | 0 | 0 | 0 | 0 | 0 | 0 | -259533.218 | 0 | 0 | 0 | 0 | 0 | 0 | 0 | 0 | 0 | 0 | 0 | 0 | 0 | 0 | 0 | 0
2016-05-08 12:00 | 0 | 0 | 0 | 0 | 229668.2058 | 47941.6986 | 330585 | 0 | 0 | 0 | 0 | 0 | 1871426.7453 | 0 | 0 | 0 | 0 | 0 | 0 | 23514.2896 | 0 | 0 | 0 | 0 | 0 | 0 | 0 | 0 | 0 | -76489.3852 | 0 | 0 | 0 | 0 | 0 | 0 | 0 | 0 | 0 | 23514.2896 | 0 | 0 | 0 | 0 | 0 | 0
2016-05-08 13:00 | 0 | 0 | 0 | 0 | 0 | 346983.8278 | 347778 | 0 | 0 | 0 | 0 | 131546.2121 | 1762600.6505 | 0 | 0 | 0 | 0 | 0 | 0 | 0 | 0 | 0 | 0 | 0 | 0 | 0 | 0 | 0 | 0 | 131546.2121 | 0 | 108826.0947 | 0 | 0 | 0 | 0 | 0 | 0 | 0 | -23514.2896 | 0 | 0 | 0 | 0 | 0 | 0
2016-05-08 14:00 | 0 | 0 | 0 | 0 | 0 | 558745.483 | 361514 | 0 | 0 | 0 | 0 | 328777.6952 | 1762600.6505 | 0 | 0 | 0 | 0 | 0 | 0 | 0 | 0 | 0 | 0 | 0 | 0 | 0 | 0 | 0 | 0 | 197231.483 | 0 | 0 | 0 | 0 | 0 | 0 | 0 | 0 | 0 | 0 | 0 | 0 | 0 | 0 | 0 | 0
2016-05-08 15:00 | 0 | 0 | 0 | 0 | 0 | 644991.6959 | 371092 | 0 | 0 | 0 | 0 | 588310.9131 | 1776967.1285 | 0 | 0 | 0 | 0 | 0 | 0 | 0 | 0 | 0 | 0 | 0 | 0 | 0 | 0 | 0 | 0 | 259533.218 | 14366.478 | 0 | 0 | 0 | 0 | 0 | 0 | 0 | 0 | 0 | 0 | 0 | 0 | 0 | 0 | 0
2016-05-08 16:00 | 0 | 0 | 0 | 0 | 0 | 652109.6959 | 378210 | 0 | 0 | 0 | 0 | 847844.1311 | 1791333.6065 | 0 | 0 | 0 | 0 | 0 | 0 | 0 | 0 | 0 | 0 | 0 | 0 | 0 | 0 | 0 | 0 | 259533.218 | 14366.478 | 0 | 0 | 0 | 0 | 0 | 0 | 0 | 0 | 0 | 0 | 0 | 0 | 0 | 0 | 0
2016-05-08 17:00 | 0 | 0 | 0 | 0 | 0 | 659283.6959 | 385384 | 0 | 0 | 0 | 0 | 1107377.3491 | 1805700.0845 | 0 | 0 | 0 | 0 | 0 | 0 | 0 | 0 | 0 | 0 | 0 | 0 | 0 | 0 | 0 | 0 | 259533.218 | 14366.478 | 0 | 0 | 0 | 0 | 0 | 0 | 0 | 0 | 0 | 0 | 0 | 0 | 0 | 0 | 0
2016-05-08 18:00 | 0 | 0 | 0 | 0 | 0 | 664359.6959 | 390460 | 0 | 0 | 0 | 0 | 1366910.567 | 1820066.5625 | 0 | 0 | 0 | 0 | 0 | 0 | 0 | 0 | 0 | 0 | 0 | 0 | 0 | 0 | 0 | 0 | 259533.218 | 14366.478 | 0 | 0 | 0 | 0 | 0 | 0 | 0 | 0 | 0 | 0 | 0 | 0 | 0 | 0 | 0
2016-05-08 19:00 | 0 | 0 | 0 | 0 | 0 | 668743.6959 | 394844 | 0 | 0 | 0 | 0 | 1626443.785 | 1834433.0405 | 0 | 0 | 0 | 0 | 0 | 0 | 0 | 0 | 0 | 0 | 0 | 0 | 0 | 0 | 0 | 0 | 259533.218 | 14366.478 | 0 | 0 | 0 | 0 | 0 | 0 | 0 | 0 | 0 | 0 | 0 | 0 | 0 | 0 | 0
2016-05-08 20:00 | 0 | 0 | 0 | 0 | 0 | 673631.6959 | 399732 | 0 | 0 | 0 | 0 | 1885977.003 | 1848799.5184 | 0 | 0 | 0 | 0 | 0 | 0 | 0 | 0 | 0 | 0 | 0 | 0 | 0 | 0 | 0 | 0 | 259533.218 | 14366.478 | 0 | 0 | 0 | 0 | 0 | 0 | 0 | 0 | 0 | 0 | 0 | 0 | 0 | 0 | 0
2016-05-08 21:00 | 0 | 0 | 0 | 0 | 0 | 701269.9855 | 403856 | 0 | 0 | 0 | 0 | 2145510.2209 | 1863165.9964 | 0 | 0 | 0 | 0 | 0 | 0 | 23514.2896 | 0 | 0 | 0 | 0 | 0 | 0 | 0 | 0 | 0 | 259533.218 | 14366.478 | 0 | 0 | 0 | 0 | 0 | 0 | 0 | 0 | 23514.2896 | 0 | 0 | 0 | 0 | 0 | 0
2016-05-08 22:00 | 0 | 0 | 0 | 0 | 0 | 660110.1618 | 405261 | 0 | 0 | 0 | 0 | 2405043.4389 | 1877532.4744 | 0 | 0 | 0 | 0 | 0 | 0 | 4463.7554 | 0 | 0 | 0 | 0 | 0 | 0 | 0 | 0 | 0 | 259533.218 | 14366.478 | 0 | 0 | 0 | 0 | 0 | 0 | 0 | 0 | -19050.5342 | 0 | 0 | 0 | 0 | 0 | 0
2016-05-08 23:00 | 0 | 0 | 0 | 0 | 0 | 559768.0309 | 404452 | 0 | 0 | 0 | 0 | 2564823.2252 | 1877532.4744 | 0 | 0 | 0 | 0 | 0 | 0 | 0 | 0 | 0 | 0 | 0 | 0 | 0 | 0 | 0 | 0 | 159779.7863 | 0 | 0 | 0 | 0 | 0 | 0 | 0 | 0 | 0 | -4463.7554 | 0 | 0 | 0 | 0 | 0 | 0
2016-05-09 | 0 | 0 | 0 | 0 | 0 | 402313.1497 | 408354 | 0 | 0 | 0 | 0 | 2558782.3749 | 1877532.4744 | 0 | 0 | 0 | 0 | 0 | 0 | 0 | 0 | 0 | 0 | 0 | 0 | 0 | 0 | 0 | 0 | -6040.8503 | 0 | 0 | 0 | 0 | 0 | 0 | 0 | 0 | 0 | 0 | 0 | 0 | 0 | 0 | 0 | 0
2016-05-09 01:00 | 0 | 0 | 0 | 0 | 0 | 149921.2369 | 410942 | 0 | 0 | 0 | 0 | 2299249.157 | 1876044.9293 | 0 | 0 | 0 | 0 | 0 | 0 | 0 | 0 | 0 | 0 | 0 | 0 | 0 | 0 | 0 | 0 | -259533.218 | 0 | 1487.5451 | 0 | 0 | 0 | 0 | 0 | 0 | 0 | 0 | 0 | 0 | 0 | 0 | 0 | 0
2016-05-09 02:00 | 0 | 0 | 0 | 0 | 130368.5791 | 8370.203 | 398272 | 0 | 0 | 0 | 0 | 2039715.939 | 1876044.9293 | 0 | 0 | 0 | 0 | 0 | 0 | 0 | 0 | 0 | 0 | 0 | 0 | 0 | 0 | 0 | 0 | -259533.218 | 0 | 0 | 0 | 0 | 0 | 0 | 0 | 0 | 0 | 0 | 0 | 0 | 0 | 0 | 0 | 0
2016-05-09 03:00 | 0 | 0 | 0 | 0 | 117200.782 | 0 | 376734 | 0 | 0 | 0 | 0 | 1780182.721 | 1876044.9293 | 0 | 0 | 0 | 0 | 0 | 0 | 0 | 0 | 0 | 0 | 0 | 0 | 0 | 0 | 0 | 0 | -259533.218 | 0 | 0 | 0 | 0 | 0 | 0 | 0 | 0 | 0 | 0 | 0 | 0 | 0 | 0 | 0 | 0
2016-05-09 04:00 | 0 | 0 | 0 | 0 | 96615.782 | 0 | 356149 | 0 | 0 | 0 | 0 | 1520649.5031 | 1876044.9293 | 0 | 0 | 0 | 0 | 0 | 0 | 0 | 0 | 0 | 0 | 0 | 0 | 0 | 0 | 0 | 0 | -259533.218 | 0 | 0 | 0 | 0 | 0 | 0 | 0 | 0 | 0 | 0 | 0 | 0 | 0 | 0 | 0 | 0
2016-05-09 05:00 | 0 | 0 | 0 | 0 | 0 | 0 | 339213 | 0 | 0 | 0 | 0 | 1261116.2851 | 1796365.1472 | 0 | 0 | 0 | 0 | 0 | 0 | 0 | 0 | 0 | 0 | 0 | 0 | 0 | 0 | 0 | 0 | -259533.218 | 0 | 79679.782 | 0 | 0 | 0 | 0 | 0 | 0 | 0 | 0 | 0 | 0 | 0 | 0 | 0 | 0
2016-05-09 06:00 | 0 | 0 | 0 | 0 | 67332.782 | 0 | 326866 | 0 | 0 | 0 | 0 | 1001583.0671 | 1796365.1472 | 0 | 0 | 0 | 0 | 0 | 0 | 0 | 0 | 0 | 0 | 0 | 0 | 0 | 0 | 0 | 0 | -259533.218 | 0 | 0 | 0 | 0 | 0 | 0 | 0 | 0 | 0 | 0 | 0 | 0 | 0 | 0 | 0 | 0
2016-05-09 07:00 | 0 | 0 | 0 | 0 | 60215.782 | 0 | 319749 | 0 | 0 | 0 | 0 | 742049.8492 | 1796365.1472 | 0 | 0 | 0 | 0 | 0 | 0 | 0 | 0 | 0 | 0 | 0 | 0 | 0 | 0 | 0 | 0 | -259533.218 | 0 | 0 | 0 | 0 | 0 | 0 | 0 | 0 | 0 | 0 | 0 | 0 | 0 | 0 | 0 | 0
2016-05-09 08:00 | 0 | 0 | 0 | 0 | 60277.782 | 0 | 319811 | 0 | 0 | 0 | 0 | 482516.6312 | 1796365.1472 | 0 | 0 | 0 | 0 | 0 | 0 | 0 | 0 | 0 | 0 | 0 | 0 | 0 | 0 | 0 | 0 | -259533.218 | 0 | 0 | 0 | 0 | 0 | 0 | 0 | 0 | 0 | 0 | 0 | 0 | 0 | 0 | 0 | 0
2016-05-09 09:00 | 0 | 0 | 0 | 0 | 70802.782 | 0 | 330336 | 0 | 0 | 0 | 0 | 222983.4132 | 1796365.1472 | 0 | 0 | 0 | 0 | 0 | 0 | 0 | 0 | 0 | 0 | 0 | 0 | 0 | 0 | 0 | 0 | -259533.218 | 0 | 0 | 0 | 0 | 0 | 0 | 0 | 0 | 0 | 0 | 0 | 0 | 0 | 0 | 0 | 0
2016-05-09 10:00 | 0 | 0 | 0 | 0 | 206516.2155 | 0 | 354415 | 0 | 0 | 0 | 0 | 75084.6287 | 1796365.1472 | 0 | 0 | 0 | 0 | 0 | 0 | 0 | 0 | 0 | 0 | 0 | 0 | 0 | 0 | 0 | 0 | -147898.7845 | 0 | 0 | 0 | 0 | 0 | 0 | 0 | 0 | 0 | 0 | 0 | 0 | 0 | 0 | 0 | 0
2016-05-09 11:00 | 0 | 0 | 0 | 0 | 563358.5893 | 0 | 378910 | 0 | 0 | 0 | 0 | 259533.218 | 1796365.1472 | 0 | 0 | 0 | 0 | 0 | 0 | 0 | 0 | 0 | 0 | 0 | 0 | 0 | 0 | 0 | 0 | 184448.5893 | 0 | 0 | 0 | 0 | 0 | 0 | 0 | 0 | 0 | 0 | 0 | 0 | 0 | 0 | 0 | 0
2016-05-09 12:00 | 0 | 0 | 0 | 0 | 79201.4168 | 56568.3652 | 395303 | 0 | 0 | 0 | 0 | 0 | 1796365.1472 | 0 | 0 | 0 | 0 | 0 | 0 | 0 | 0 | 0 | 0 | 0 | 0 | 0 | 0 | 0 | 0 | -259533.218 | 0 | 0 | 0 | 0 | 0 | 0 | 0 | 0 | 0 | 0 | 0 | 0 | 0 | 0 | 0 | 0
2016-05-09 13:00 | 0 | 0 | 0 | 0 | 0 | 392678.7322 | 408599 | 0 | 0 | 0 | 0 | 14175.7234 | 1766269.1561 | 0 | 0 | 0 | 0 | 0 | 0 | 0 | 0 | 0 | 0 | 0 | 0 | 0 | 0 | 0 | 0 | 14175.7234 | 0 | 30095.9911 | 0 | 0 | 0 | 0 | 0 | 0 | 0 | 0 | 0 | 0 | 0 | 0 | 0 | 0
2016-05-09 14:00 | 0 | 0 | 0 | 0 | 39564.0392 | 656043.6568 | 421708 | 0 | 0 | 0 | 0 | 273708.9413 | 1780635.6341 | 0 | 0 | 0 | 0 | 0 | 0 | 0 | 0 | 0 | 0 | 0 | 0 | 0 | 0 | 0 | 0 | 259533.218 | 14366.478 | 0 | 0 | 0 | 0 | 0 | 0 | 0 | 0 | 0 | 0 | 0 | 0 | 0 | 0 | 0
2016-05-09 15:00 | 0 | 0 | 0 | 0 | 0 | 706646.6959 | 432747 | 0 | 0 | 0 | 0 | 533242.1593 | 1795002.112 | 0 | 0 | 0 | 0 | 0 | 0 | 0 | 0 | 0 | 0 | 0 | 0 | 0 | 0 | 0 | 0 | 259533.218 | 14366.478 | 0 | 0 | 0 | 0 | 0 | 0 | 0 | 0 | 0 | 0 | 0 | 0 | 0 | 0 | 0
2016-05-09 16:00 | 0 | 0 | 0 | 0 | 0 | 715038.6959 | 441139 | 0 | 0 | 0 | 0 | 792775.3773 | 1809368.59 | 0 | 0 | 0 | 0 | 0 | 0 | 0 | 0 | 0 | 0 | 0 | 0 | 0 | 0 | 0 | 0 | 259533.218 | 14366.478 | 0 | 0 | 0 | 0 | 0 | 0 | 0 | 0 | 0 | 0 | 0 | 0 | 0 | 0 | 0
2016-05-09 17:00 | 0 | 0 | 0 | 0 | 0 | 723305.6959 | 449406 | 0 | 0 | 0 | 0 | 1052308.5952 | 1823735.068 | 0 | 0 | 0 | 0 | 0 | 0 | 0 | 0 | 0 | 0 | 0 | 0 | 0 | 0 | 0 | 0 | 259533.218 | 14366.478 | 0 | 0 | 0 | 0 | 0 | 0 | 0 | 0 | 0 | 0 | 0 | 0 | 0 | 0 | 0
2016-05-09 18:00 | 0 | 0 | 0 | 0 | 0 | 728513.6959 | 454614 | 0 | 0 | 0 | 0 | 1311841.8132 | 1838101.546 | 0 | 0 | 0 | 0 | 0 | 0 | 0 | 0 | 0 | 0 | 0 | 0 | 0 | 0 | 0 | 0 | 259533.218 | 14366.478 | 0 | 0 | 0 | 0 | 0 | 0 | 0 | 0 | 0 | 0 | 0 | 0 | 0 | 0 | 0
2016-05-09 19:00 | 0 | 0 | 0 | 0 | 0 | 731959.6959 | 458060 | 0 | 0 | 0 | 0 | 1571375.0312 | 1852468.024 | 0 | 0 | 0 | 0 | 0 | 0 | 0 | 0 | 0 | 0 | 0 | 0 | 0 | 0 | 0 | 0 | 259533.218 | 14366.478 | 0 | 0 | 0 | 0 | 0 | 0 | 0 | 0 | 0 | 0 | 0 | 0 | 0 | 0 | 0
2016-05-09 20:00 | 0 | 0 | 0 | 0 | 0 | 734380.6959 | 460481 | 0 | 0 | 0 | 0 | 1830908.2492 | 1866834.502 | 0 | 0 | 0 | 0 | 0 | 0 | 0 | 0 | 0 | 0 | 0 | 0 | 0 | 0 | 0 | 0 | 259533.218 | 14366.478 | 0 | 0 | 0 | 0 | 0 | 0 | 0 | 0 | 0 | 0 | 0 | 0 | 0 | 0 | 0
2016-05-09 21:00 | 0 | 0 | 0 | 0 | 0 | 736227.6959 | 462328 | 0 | 0 | 0 | 0 | 2090441.4671 | 1881200.9799 | 0 | 0 | 0 | 0 | 0 | 0 | 0 | 0 | 0 | 0 | 0 | 0 | 0 | 0 | 0 | 0 | 259533.218 | 14366.478 | 0 | 0 | 0 | 0 | 0 | 0 | 0 | 0 | 0 | 0 | 0 | 0 | 0 | 0 | 0
2016-05-09 22:00 | 0 | 0 | 0 | 0 | 0 | 735322.6959 | 461423 | 0 | 0 | 0 | 0 | 2349974.6851 | 1895567.4579 | 0 | 0 | 0 | 0 | 0 | 0 | 0 | 0 | 0 | 0 | 0 | 0 | 0 | 0 | 0 | 0 | 259533.218 | 14366.478 | 0 | 0 | 0 | 0 | 0 | 0 | 0 | 0 | 0 | 0 | 0 | 0 | 0 | 0 | 0
2016-05-09 23:00 | 0 | 0 | 0 | 0 | 0 | 756387.9855 | 458974 | 0 | 0 | 0 | 0 | 2609507.9031 | 1909933.9359 | 0 | 0 | 0 | 0 | 0 | 0 | 23514.2896 | 0 | 0 | 0 | 0 | 0 | 0 | 0 | 0 | 0 | 259533.218 | 14366.478 | 0 | 0 | 0 | 0 | 0 | 0 | 0 | 0 | 23514.2896 | 0 | 0 | 0 | 0 | 0 | 0
2016-05-10 | 0 | 0 | 0 | 0 | 0 | 607060.0484 | 460125 | 0 | 0 | 0 | 0 | 2779957.2411 | 1909933.9359 | 0 | 0 | 0 | 0 | 0 | 0 | 0 | 0 | 0 | 0 | 0 | 0 | 0 | 0 | 0 | 0 | 170449.338 | 0 | 0 | 0 | 0 | 0 | 0 | 0 | 0 | 0 | -23514.2896 | 0 | 0 | 0 | 0 | 0 | 0
2016-05-10 01:00 | 0 | 0 | 0 | 0 | 0 | 273571.3654 | 454568 | 0 | 0 | 0 | 0 | 2598960.6065 | 1909933.9359 | 0 | 0 | 0 | 0 | 0 | 0 | 0 | 0 | 0 | 0 | 0 | 0 | 0 | 0 | 0 | 0 | -180996.6346 | 0 | 0 | 0 | 0 | 0 | 0 | 0 | 0 | 0 | 0 | 0 | 0 | 0 | 0 | 0 | 0
2016-05-10 02:00 | 0 | 0 | 0 | 0 | 163698.2113 | 10587.5707 | 433819 | 0 | 0 | 0 | 0 | 2339427.3885 | 1909933.9359 | 0 | 0 | 0 | 0 | 0 | 0 | 0 | 0 | 0 | 0 | 0 | 0 | 0 | 0 | 0 | 0 | -259533.218 | 0 | 0 | 0 | 0 | 0 | 0 | 0 | 0 | 0 | 0 | 0 | 0 | 0 | 0 | 0 | 0
2016-05-10 03:00 | 0 | 0 | 0 | 0 | 147000.782 | 0 | 406534 | 0 | 0 | 0 | 0 | 2079894.1706 | 1909933.9359 | 0 | 0 | 0 | 0 | 0 | 0 | 0 | 0 | 0 | 0 | 0 | 0 | 0 | 0 | 0 | 0 | -259533.218 | 0 | 0 | 0 | 0 | 0 | 0 | 0 | 0 | 0 | 0 | 0 | 0 | 0 | 0 | 0 | 0
2016-05-10 04:00 | 0 | 0 | 0 | 0 | 123550.782 | 0 | 383084 | 0 | 0 | 0 | 0 | 1820360.9526 | 1909933.9359 | 0 | 0 | 0 | 0 | 0 | 0 | 0 | 0 | 0 | 0 | 0 | 0 | 0 | 0 | 0 | 0 | -259533.218 | 0 | 0 | 0 | 0 | 0 | 0 | 0 | 0 | 0 | 0 | 0 | 0 | 0 | 0 | 0 | 0
2016-05-10 05:00 | 0 | 0 | 0 | 0 | 102914.782 | 0 | 362448 | 0 | 0 | 0 | 0 | 1560827.7346 | 1909933.9359 | 0 | 0 | 0 | 0 | 0 | 0 | 0 | 0 | 0 | 0 | 0 | 0 | 0 | 0 | 0 | 0 | -259533.218 | 0 | 0 | 0 | 0 | 0 | 0 | 0 | 0 | 0 | 0 | 0 | 0 | 0 | 0 | 0 | 0
2016-05-10 06:00 | 0 | 0 | 0 | 0 | 88800.782 | 0 | 348334 | 0 | 0 | 0 | 0 | 1301294.5167 | 1909933.9359 | 0 | 0 | 0 | 0 | 0 | 0 | 0 | 0 | 0 | 0 | 0 | 0 | 0 | 0 | 0 | 0 | -259533.218 | 0 | 0 | 0 | 0 | 0 | 0 | 0 | 0 | 0 | 0 | 0 | 0 | 0 | 0 | 0 | 0
2016-05-10 07:00 | 0 | 0 | 0 | 0 | 79779.782 | 0 | 339313 | 0 | 0 | 0 | 0 | 1041761.2987 | 1909933.9359 | 0 | 0 | 0 | 0 | 0 | 0 | 0 | 0 | 0 | 0 | 0 | 0 | 0 | 0 | 0 | 0 | -259533.218 | 0 | 0 | 0 | 0 | 0 | 0 | 0 | 0 | 0 | 0 | 0 | 0 | 0 | 0 | 0 | 0
2016-05-10 08:00 | 0 | 0 | 0 | 0 | 77591.782 | 0 | 337125 | 0 | 0 | 0 | 0 | 782228.0807 | 1909933.9359 | 0 | 0 | 0 | 0 | 0 | 0 | 0 | 0 | 0 | 0 | 0 | 0 | 0 | 0 | 0 | 0 | -259533.218 | 0 | 0 | 0 | 0 | 0 | 0 | 0 | 0 | 0 | 0 | 0 | 0 | 0 | 0 | 0 | 0
2016-05-10 09:00 | 0 | 0 | 0 | 0 | 85382.782 | 0 | 344916 | 0 | 0 | 0 | 0 | 522694.8628 | 1909933.9359 | 0 | 0 | 0 | 0 | 0 | 0 | 0 | 0 | 0 | 0 | 0 | 0 | 0 | 0 | 0 | 0 | -259533.218 | 0 | 0 | 0 | 0 | 0 | 0 | 0 | 0 | 0 | 0 | 0 | 0 | 0 | 0 | 0 | 0
2016-05-10 10:00 | 0 | 0 | 0 | 0 | 107449.782 | 0 | 366983 | 0 | 0 | 0 | 0 | 263161.6448 | 1909933.9359 | 0 | 0 | 0 | 0 | 0 | 0 | 0 | 0 | 0 | 0 | 0 | 0 | 0 | 0 | 0 | 0 | -259533.218 | 0 | 0 | 0 | 0 | 0 | 0 | 0 | 0 | 0 | 0 | 0 | 0 | 0 | 0 | 0 | 0
2016-05-10 11:00 | 0 | 0 | 0 | 0 | 21299.6873 | 0 | 389659 | 0 | 0 | 0 | 0 | 3628.4268 | 1801107.8412 | 0 | 0 | 0 | 0 | 0 | 0 | 0 | 0 | 0 | 0 | 0 | 0 | 0 | 0 | 0 | 0 | -259533.218 | 0 | 108826.0947 | 0 | 0 | 0 | 0 | 0 | 0 | 0 | 0 | 0 | 0 | 0 | 0 | 0 | 0
2016-05-10 12:00 | 0 | 0 | 0 | 0 | 351398.9866 | 49391.5866 | 404419 | 0 | 0 | 0 | 0 | 0 | 1801107.8412 | 0 | 0 | 0 | 0 | 0 | 0 | 0 | 0 | 0 | 0 | 0 | 0 | 0 | 0 | 0 | 0 | -3628.4268 | 0 | 0 | 0 | 0 | 0 | 0 | 0 | 0 | 0 | 0 | 0 | 0 | 0 | 0 | 0 | 0
2016-05-10 13:00 | 0 | 0 | 0 | 0 | 80672.9217 | 444198.9695 | 419261 | 0 | 0 | 0 | 0 | 105610.8911 | 1801107.8412 | 0 | 0 | 0 | 0 | 0 | 0 | 0 | 0 | 0 | 0 | 0 | 0 | 0 | 0 | 0 | 0 | 105610.8911 | 0 | 0 | 0 | 0 | 0 | 0 | 0 | 0 | 0 | 0 | 0 | 0 | 0 | 0 | 0 | 0
2016-05-10 14:00 | 0 | 0 | 0 | 0 | 0 | 702933.7383 | 434066 | 0 | 0 | 0 | 0 | 365144.1091 | 1810442.3615 | 0 | 0 | 0 | 0 | 0 | 0 | 0 | 0 | 0 | 0 | 0 | 0 | 0 | 0 | 0 | 0 | 259533.218 | 9334.5203 | 0 | 0 | 0 | 0 | 0 | 0 | 0 | 0 | 0 | 0 | 0 | 0 | 0 | 0 | 0
2016-05-10 15:00 | 0 | 0 | 0 | 0 | 0 | 720440.6959 | 446541 | 0 | 0 | 0 | 0 | 624677.3271 | 1824808.8395 | 0 | 0 | 0 | 0 | 0 | 0 | 0 | 0 | 0 | 0 | 0 | 0 | 0 | 0 | 0 | 0 | 259533.218 | 14366.478 | 0 | 0 | 0 | 0 | 0 | 0 | 0 | 0 | 0 | 0 | 0 | 0 | 0 | 0 | 0
2016-05-10 16:00 | 0 | 0 | 0 | 0 | 0 | 730207.6959 | 456308 | 0 | 0 | 0 | 0 | 884210.545 | 1839175.3175 | 0 | 0 | 0 | 0 | 0 | 0 | 0 | 0 | 0 | 0 | 0 | 0 | 0 | 0 | 0 | 0 | 259533.218 | 14366.478 | 0 | 0 | 0 | 0 | 0 | 0 | 0 | 0 | 0 | 0 | 0 | 0 | 0 | 0 | 0
2016-05-10 17:00 | 0 | 0 | 0 | 0 | 0 | 739819.6959 | 465920 | 0 | 0 | 0 | 0 | 1143743.763 | 1853541.7955 | 0 | 0 | 0 | 0 | 0 | 0 | 0 | 0 | 0 | 0 | 0 | 0 | 0 | 0 | 0 | 0 | 259533.218 | 14366.478 | 0 | 0 | 0 | 0 | 0 | 0 | 0 | 0 | 0 | 0 | 0 | 0 | 0 | 0 | 0
2016-05-10 18:00 | 0 | 0 | 0 | 0 | 0 | 746402.6959 | 472503 | 0 | 0 | 0 | 0 | 1403276.981 | 1867908.2734 | 0 | 0 | 0 | 0 | 0 | 0 | 0 | 0 | 0 | 0 | 0 | 0 | 0 | 0 | 0 | 0 | 259533.218 | 14366.478 | 0 | 0 | 0 | 0 | 0 | 0 | 0 | 0 | 0 | 0 | 0 | 0 | 0 | 0 | 0
2016-05-10 19:00 | 0 | 0 | 0 | 0 | 0 | 756372.6959 | 482473 | 0 | 0 | 0 | 0 | 1662810.199 | 1882274.7514 | 0 | 0 | 0 | 0 | 0 | 0 | 0 | 0 | 0 | 0 | 0 | 0 | 0 | 0 | 0 | 0 | 259533.218 | 14366.478 | 0 | 0 | 0 | 0 | 0 | 0 | 0 | 0 | 0 | 0 | 0 | 0 | 0 | 0 | 0
2016-05-10 20:00 | 0 | 0 | 0 | 0 | 0 | 760982.6959 | 487083 | 0 | 0 | 0 | 0 | 1922343.4169 | 1896641.2294 | 0 | 0 | 0 | 0 | 0 | 0 | 0 | 0 | 0 | 0 | 0 | 0 | 0 | 0 | 0 | 0 | 259533.218 | 14366.478 | 0 | 0 | 0 | 0 | 0 | 0 | 0 | 0 | 0 | 0 | 0 | 0 | 0 | 0 | 0
2016-05-10 21:00 | 0 | 0 | 0 | 0 | 0 | 765061.6959 | 491162 | 0 | 0 | 0 | 0 | 2181876.6349 | 1911007.7074 | 0 | 0 | 0 | 0 | 0 | 0 | 0 | 0 | 0 | 0 | 0 | 0 | 0 | 0 | 0 | 0 | 259533.218 | 14366.478 | 0 | 0 | 0 | 0 | 0 | 0 | 0 | 0 | 0 | 0 | 0 | 0 | 0 | 0 | 0
2016-05-10 22:00 | 0 | 0 | 0 | 0 | 0 | 786702.9855 | 489289 | 0 | 0 | 0 | 0 | 2441409.8529 | 1925374.1854 | 0 | 0 | 0 | 0 | 0 | 0 | 23514.2896 | 0 | 0 | 0 | 0 | 0 | 0 | 0 | 0 | 0 | 259533.218 | 14366.478 | 0 | 0 | 0 | 0 | 0 | 0 | 0 | 0 | 23514.2896 | 0 | 0 | 0 | 0 | 0 | 0
2016-05-10 23:00 | 0 | 0 | 0 | 0 | 0 | 734125.1321 | 484040 | 0 | 0 | 0 | 0 | 2700943.0708 | 1925374.1854 | 0 | 0 | 0 | 0 | 0 | 0 | 14066.2037 | 0 | 0 | 0 | 0 | 0 | 0 | 0 | 0 | 0 | 259533.218 | 0 | 0 | 0 | 0 | 0 | 0 | 0 | 0 | 0 | -9448.0859 | 0 | 0 | 0 | 0 | 0 | 0
2016-05-11 | 0 | 0 | 0 | 0 | 0 | 573431.0973 | 482045 | 0 | 0 | 0 | 0 | 2806395.3718 | 1925374.1854 | 0 | 0 | 0 | 0 | 0 | 0 | 0 | 0 | 0 | 0 | 0 | 0 | 0 | 0 | 0 | 0 | 105452.301 | 0 | 0 | 0 | 0 | 0 | 0 | 0 | 0 | 0 | -14066.2037 | 0 | 0 | 0 | 0 | 0 | 0
2016-05-11 01:00 | 0 | 0 | 0 | 0 | 0 | 263699.8078 | 474763 | 0 | 0 | 0 | 0 | 2595332.1797 | 1925374.1854 | 0 | 0 | 0 | 0 | 0 | 0 | 0 | 0 | 0 | 0 | 0 | 0 | 0 | 0 | 0 | 0 | -211063.1922 | 0 | 0 | 0 | 0 | 0 | 0 | 0 | 0 | 0 | 0 | 0 | 0 | 0 | 0 | 0 | 0
2016-05-11 02:00 | 0 | 0 | 0 | 0 | 180461.8526 | 11800.9294 | 451796 | 0 | 0 | 0 | 0 | 2335798.9617 | 1925374.1854 | 0 | 0 | 0 | 0 | 0 | 0 | 0 | 0 | 0 | 0 | 0 | 0 | 0 | 0 | 0 | 0 | -259533.218 | 0 | 0 | 0 | 0 | 0 | 0 | 0 | 0 | 0 | 0 | 0 | 0 | 0 | 0 | 0 | 0
2016-05-11 03:00 | 0 | 0 | 0 | 0 | 162934.782 | 0 | 422468 | 0 | 0 | 0 | 0 | 2076265.7437 | 1925374.1854 | 0 | 0 | 0 | 0 | 0 | 0 | 0 | 0 | 0 | 0 | 0 | 0 | 0 | 0 | 0 | 0 | -259533.218 | 0 | 0 | 0 | 0 | 0 | 0 | 0 | 0 | 0 | 0 | 0 | 0 | 0 | 0 | 0 | 0
2016-05-11 04:00 | 0 | 0 | 0 | 0 | 135947.782 | 0 | 395481 | 0 | 0 | 0 | 0 | 1816732.5258 | 1925374.1854 | 0 | 0 | 0 | 0 | 0 | 0 | 0 | 0 | 0 | 0 | 0 | 0 | 0 | 0 | 0 | 0 | -259533.218 | 0 | 0 | 0 | 0 | 0 | 0 | 0 | 0 | 0 | 0 | 0 | 0 | 0 | 0 | 0 | 0
2016-05-11 05:00 | 0 | 0 | 0 | 0 | 114674.782 | 0 | 374208 | 0 | 0 | 0 | 0 | 1557199.3078 | 1925374.1854 | 0 | 0 | 0 | 0 | 0 | 0 | 0 | 0 | 0 | 0 | 0 | 0 | 0 | 0 | 0 | 0 | -259533.218 | 0 | 0 | 0 | 0 | 0 | 0 | 0 | 0 | 0 | 0 | 0 | 0 | 0 | 0 | 0 | 0
2016-05-11 06:00 | 0 | 0 | 0 | 0 | 97430.782 | 0 | 356964 | 0 | 0 | 0 | 0 | 1297666.0898 | 1925374.1854 | 0 | 0 | 0 | 0 | 0 | 0 | 0 | 0 | 0 | 0 | 0 | 0 | 0 | 0 | 0 | 0 | -259533.218 | 0 | 0 | 0 | 0 | 0 | 0 | 0 | 0 | 0 | 0 | 0 | 0 | 0 | 0 | 0 | 0
2016-05-11 07:00 | 0 | 0 | 0 | 0 | 87431.782 | 0 | 346965 | 0 | 0 | 0 | 0 | 1038132.8719 | 1925374.1854 | 0 | 0 | 0 | 0 | 0 | 0 | 0 | 0 | 0 | 0 | 0 | 0 | 0 | 0 | 0 | 0 | -259533.218 | 0 | 0 | 0 | 0 | 0 | 0 | 0 | 0 | 0 | 0 | 0 | 0 | 0 | 0 | 0 | 0
2016-05-11 08:00 | 0 | 0 | 0 | 0 | 83827.782 | 0 | 343361 | 0 | 0 | 0 | 0 | 778599.6539 | 1925374.1854 | 0 | 0 | 0 | 0 | 0 | 0 | 0 | 0 | 0 | 0 | 0 | 0 | 0 | 0 | 0 | 0 | -259533.218 | 0 | 0 | 0 | 0 | 0 | 0 | 0 | 0 | 0 | 0 | 0 | 0 | 0 | 0 | 0 | 0
2016-05-11 09:00 | 0 | 0 | 0 | 0 | 90952.782 | 0 | 350486 | 0 | 0 | 0 | 0 | 519066.4359 | 1925374.1854 | 0 | 0 | 0 | 0 | 0 | 0 | 0 | 0 | 0 | 0 | 0 | 0 | 0 | 0 | 0 | 0 | -259533.218 | 0 | 0 | 0 | 0 | 0 | 0 | 0 | 0 | 0 | 0 | 0 | 0 | 0 | 0 | 0 | 0
2016-05-11 10:00 | 0 | 0 | 0 | 0 | 111744.782 | 0 | 371278 | 0 | 0 | 0 | 0 | 259533.218 | 1925374.1854 | 0 | 0 | 0 | 0 | 0 | 0 | 0 | 0 | 0 | 0 | 0 | 0 | 0 | 0 | 0 | 0 | -259533.218 | 0 | 0 | 0 | 0 | 0 | 0 | 0 | 0 | 0 | 0 | 0 | 0 | 0 | 0 | 0 | 0
2016-05-11 11:00 | 0 | 0 | 0 | 0 | 133673.782 | 0 | 393207 | 0 | 0 | 0 | 0 | 0 | 1925374.1854 | 0 | 0 | 0 | 0 | 0 | 0 | 0 | 0 | 0 | 0 | 0 | 0 | 0 | 0 | 0 | 0 | -259533.218 | 0 | 0 | 0 | 0 | 0 | 0 | 0 | 0 | 0 | 0 | 0 | 0 | 0 | 0 | 0 | 0
2016-05-11 12:00 | 0 | 0 | 0 | 0 | 336828.8722 | 71846.1278 | 408675 | 0 | 0 | 0 | 0 | 0 | 1925374.1854 | 0 | 0 | 0 | 0 | 0 | 0 | 0 | 0 | 0 | 0 | 0 | 0 | 0 | 0 | 0 | 0 | 0 | 0 | 0 | 0 | 0 | 0 | 0 | 0 | 0 | 0 | 0 | 0 | 0 | 0 | 0 | 0 | 0
2016-05-11 13:00 | 0 | 0 | 0 | 0 | 0 | 503047.1852 | 423244 | 0 | 0 | 0 | 0 | 79803.1852 | 1925374.1854 | 0 | 0 | 0 | 0 | 0 | 0 | 0 | 0 | 0 | 0 | 0 | 0 | 0 | 0 | 0 | 0 | 79803.1852 | 0 | 0 | 0 | 0 | 0 | 0 | 0 | 0 | 0 | 0 | 0 | 0 | 0 | 0 | 0 | 0
2016-05-11 14:00 | 0 | 0 | 0 | 0 | 0 | 713005.6959 | 439106 | 0 | 0 | 0 | 0 | 339336.4031 | 1939740.6633 | 0 | 0 | 0 | 0 | 0 | 0 | 0 | 0 | 0 | 0 | 0 | 0 | 0 | 0 | 0 | 0 | 259533.218 | 14366.478 | 0 | 0 | 0 | 0 | 0 | 0 | 0 | 0 | 0 | 0 | 0 | 0 | 0 | 0 | 0
2016-05-11 15:00 | 0 | 0 | 0 | 0 | 0 | 727776.6959 | 453877 | 0 | 0 | 0 | 0 | 598869.6211 | 1954107.1413 | 0 | 0 | 0 | 0 | 0 | 0 | 0 | 0 | 0 | 0 | 0 | 0 | 0 | 0 | 0 | 0 | 259533.218 | 14366.478 | 0 | 0 | 0 | 0 | 0 | 0 | 0 | 0 | 0 | 0 | 0 | 0 | 0 | 0 | 0
2016-05-11 16:00 | 0 | 0 | 0 | 0 | 0 | 740175.6959 | 466276 | 0 | 0 | 0 | 0 | 858402.8391 | 1968473.6193 | 0 | 0 | 0 | 0 | 0 | 0 | 0 | 0 | 0 | 0 | 0 | 0 | 0 | 0 | 0 | 0 | 259533.218 | 14366.478 | 0 | 0 | 0 | 0 | 0 | 0 | 0 | 0 | 0 | 0 | 0 | 0 | 0 | 0 | 0
2016-05-11 17:00 | 0 | 0 | 0 | 0 | 0 | 752452.6959 | 478553 | 0 | 0 | 0 | 0 | 1117936.057 | 1982840.0973 | 0 | 0 | 0 | 0 | 0 | 0 | 0 | 0 | 0 | 0 | 0 | 0 | 0 | 0 | 0 | 0 | 259533.218 | 14366.478 | 0 | 0 | 0 | 0 | 0 | 0 | 0 | 0 | 0 | 0 | 0 | 0 | 0 | 0 | 0
2016-05-11 18:00 | 0 | 0 | 0 | 0 | 0 | 762360.6959 | 488461 | 0 | 0 | 0 | 0 | 1377469.275 | 1997206.5753 | 0 | 0 | 0 | 0 | 0 | 0 | 0 | 0 | 0 | 0 | 0 | 0 | 0 | 0 | 0 | 0 | 259533.218 | 14366.478 | 0 | 0 | 0 | 0 | 0 | 0 | 0 | 0 | 0 | 0 | 0 | 0 | 0 | 0 | 0
2016-05-11 19:00 | 0 | 0 | 0 | 0 | 0 | 770583.6959 | 496684 | 0 | 0 | 0 | 0 | 1637002.493 | 2011573.0532 | 0 | 0 | 0 | 0 | 0 | 0 | 0 | 0 | 0 | 0 | 0 | 0 | 0 | 0 | 0 | 0 | 259533.218 | 14366.478 | 0 | 0 | 0 | 0 | 0 | 0 | 0 | 0 | 0 | 0 | 0 | 0 | 0 | 0 | 0
2016-05-11 20:00 | 0 | 0 | 0 | 0 | 0 | 777345.6959 | 503446 | 0 | 0 | 0 | 0 | 1896535.7109 | 2025939.5312 | 0 | 0 | 0 | 0 | 0 | 0 | 0 | 0 | 0 | 0 | 0 | 0 | 0 | 0 | 0 | 0 | 259533.218 | 14366.478 | 0 | 0 | 0 | 0 | 0 | 0 | 0 | 0 | 0 | 0 | 0 | 0 | 0 | 0 | 0
2016-05-11 21:00 | 0 | 0 | 0 | 0 | 0 | 781155.6959 | 507256 | 0 | 0 | 0 | 0 | 2156068.9289 | 2040306.0092 | 0 | 0 | 0 | 0 | 0 | 0 | 0 | 0 | 0 | 0 | 0 | 0 | 0 | 0 | 0 | 0 | 259533.218 | 14366.478 | 0 | 0 | 0 | 0 | 0 | 0 | 0 | 0 | 0 | 0 | 0 | 0 | 0 | 0 | 0
2016-05-11 22:00 | 0 | 0 | 0 | 0 | 0 | 803071.9855 | 505658 | 0 | 0 | 0 | 0 | 2415602.1469 | 2054672.4872 | 0 | 0 | 0 | 0 | 0 | 0 | 23514.2896 | 0 | 0 | 0 | 0 | 0 | 0 | 0 | 0 | 0 | 259533.218 | 14366.478 | 0 | 0 | 0 | 0 | 0 | 0 | 0 | 0 | 23514.2896 | 0 | 0 | 0 | 0 | 0 | 0
2016-05-11 23:00 | 0 | 0 | 0 | 0 | 0 | 752921.8299 | 499182 | 0 | 0 | 0 | 0 | 2675135.3648 | 2054672.4872 | 0 | 0 | 0 | 0 | 0 | 0 | 17720.9015 | 0 | 0 | 0 | 0 | 0 | 0 | 0 | 0 | 0 | 259533.218 | 0 | 0 | 0 | 0 | 0 | 0 | 0 | 0 | 0 | -5793.388 | 0 | 0 | 0 | 0 | 0 | 0
2016-05-12 | 0 | 0 | 0 | 0 | 0 | 594865.1034 | 494879 | 0 | 0 | 0 | 0 | 2769328.0802 | 2054672.4872 | 0 | 0 | 0 | 0 | 0 | 0 | 23514.2896 | 0 | 0 | 0 | 0 | 0 | 0 | 0 | 0 | 0 | 94192.7153 | 0 | 0 | 0 | 0 | 0 | 0 | 0 | 0 | 0 | 5793.388 | 0 | 0 | 0 | 0 | 0 | 0
2016-05-12 01:00 | 0 | 0 | 0 | 0 | 0 | 281226.2251 | 486960 | 0 | 0 | 0 | 0 | 2595332.1797 | 2046448.9024 | 0 | 0 | 0 | 0 | 0 | 0 | 0 | 0 | 0 | 0 | 0 | 0 | 0 | 0 | 0 | 0 | -173995.9005 | 0 | 8223.5848 | 0 | 0 | 0 | 0 | 0 | 0 | 0 | -23514.2896 | 0 | 0 | 0 | 0 | 0 | 0
2016-05-12 02:00 | 0 | 0 | 0 | 0 | 196191.5395 | 21797.7205 | 463156 | 0 | 0 | 0 | 0 | 2335798.9617 | 2060815.3804 | 0 | 0 | 0 | 0 | 0 | 0 | 0 | 0 | 0 | 0 | 0 | 0 | 0 | 0 | 0 | 0 | -259533.218 | 14366.478 | 0 | 0 | 0 | 0 | 0 | 0 | 0 | 0 | 0 | 0 | 0 | 0 | 0 | 0 | 0
2016-05-12 03:00 | 0 | 0 | 0 | 0 | 172252.782 | 0 | 431786 | 0 | 0 | 0 | 0 | 2076265.7437 | 2060815.3804 | 0 | 0 | 0 | 0 | 0 | 0 | 0 | 0 | 0 | 0 | 0 | 0 | 0 | 0 | 0 | 0 | -259533.218 | 0 | 0 | 0 | 0 | 0 | 0 | 0 | 0 | 0 | 0 | 0 | 0 | 0 | 0 | 0 | 0
2016-05-12 04:00 | 0 | 0 | 0 | 0 | 143411.782 | 0 | 402945 | 0 | 0 | 0 | 0 | 1816732.5258 | 2060815.3804 | 0 | 0 | 0 | 0 | 0 | 0 | 0 | 0 | 0 | 0 | 0 | 0 | 0 | 0 | 0 | 0 | -259533.218 | 0 | 0 | 0 | 0 | 0 | 0 | 0 | 0 | 0 | 0 | 0 | 0 | 0 | 0 | 0 | 0
2016-05-12 05:00 | 0 | 0 | 0 | 0 | 119260.782 | 0 | 378794 | 0 | 0 | 0 | 0 | 1557199.3078 | 2060815.3804 | 0 | 0 | 0 | 0 | 0 | 0 | 0 | 0 | 0 | 0 | 0 | 0 | 0 | 0 | 0 | 0 | -259533.218 | 0 | 0 | 0 | 0 | 0 | 0 | 0 | 0 | 0 | 0 | 0 | 0 | 0 | 0 | 0 | 0
2016-05-12 06:00 | 0 | 0 | 0 | 0 | 100893.782 | 0 | 360427 | 0 | 0 | 0 | 0 | 1297666.0898 | 2060815.3804 | 0 | 0 | 0 | 0 | 0 | 0 | 0 | 0 | 0 | 0 | 0 | 0 | 0 | 0 | 0 | 0 | -259533.218 | 0 | 0 | 0 | 0 | 0 | 0 | 0 | 0 | 0 | 0 | 0 | 0 | 0 | 0 | 0 | 0
2016-05-12 07:00 | 0 | 0 | 0 | 0 | 88844.782 | 0 | 348378 | 0 | 0 | 0 | 0 | 1038132.8719 | 2060815.3804 | 0 | 0 | 0 | 0 | 0 | 0 | 0 | 0 | 0 | 0 | 0 | 0 | 0 | 0 | 0 | 0 | -259533.218 | 0 | 0 | 0 | 0 | 0 | 0 | 0 | 0 | 0 | 0 | 0 | 0 | 0 | 0 | 0 | 0
2016-05-12 08:00 | 0 | 0 | 0 | 0 | 84921.782 | 0 | 344455 | 0 | 0 | 0 | 0 | 778599.6539 | 2060815.3804 | 0 | 0 | 0 | 0 | 0 | 0 | 0 | 0 | 0 | 0 | 0 | 0 | 0 | 0 | 0 | 0 | -259533.218 | 0 | 0 | 0 | 0 | 0 | 0 | 0 | 0 | 0 | 0 | 0 | 0 | 0 | 0 | 0 | 0
2016-05-12 09:00 | 0 | 0 | 0 | 0 | 92211.782 | 0 | 351745 | 0 | 0 | 0 | 0 | 519066.4359 | 2060815.3804 | 0 | 0 | 0 | 0 | 0 | 0 | 0 | 0 | 0 | 0 | 0 | 0 | 0 | 0 | 0 | 0 | -259533.218 | 0 | 0 | 0 | 0 | 0 | 0 | 0 | 0 | 0 | 0 | 0 | 0 | 0 | 0 | 0 | 0
2016-05-12 10:00 | 0 | 0 | 0 | 0 | 111955.782 | 0 | 371489 | 0 | 0 | 0 | 0 | 259533.218 | 2060815.3804 | 0 | 0 | 0 | 0 | 0 | 0 | 0 | 0 | 0 | 0 | 0 | 0 | 0 | 0 | 0 | 0 | -259533.218 | 0 | 0 | 0 | 0 | 0 | 0 | 0 | 0 | 0 | 0 | 0 | 0 | 0 | 0 | 0 | 0
2016-05-12 11:00 | 0 | 0 | 0 | 0 | 134553.782 | 0 | 394087 | 0 | 0 | 0 | 0 | 0 | 2060815.3804 | 0 | 0 | 0 | 0 | 0 | 0 | 0 | 0 | 0 | 0 | 0 | 0 | 0 | 0 | 0 | 0 | -259533.218 | 0 | 0 | 0 | 0 | 0 | 0 | 0 | 0 | 0 | 0 | 0 | 0 | 0 | 0 | 0 | 0
2016-05-12 12:00 | 0 | 0 | 0 | 0 | 347656.1594 | 70273.2479 | 411018 | 0 | 0 | 0 | 0 | 6911.4073 | 2060815.3804 | 0 | 0 | 0 | 0 | 0 | 0 | 0 | 0 | 0 | 0 | 0 | 0 | 0 | 0 | 0 | 0 | 6911.4073 | 0 | 0 | 0 | 0 | 0 | 0 | 0 | 0 | 0 | 0 | 0 | 0 | 0 | 0 | 0 | 0
2016-05-12 13:00 | 0 | 0 | 0 | 0 | 0 | 477498.8 | 425972 | 0 | 0 | 0 | 0 | 58438.2073 | 2060815.3804 | 0 | 0 | 0 | 0 | 0 | 0 | 0 | 0 | 0 | 0 | 0 | 0 | 0 | 0 | 0 | 0 | 51526.8 | 0 | 0 | 0 | 0 | 0 | 0 | 0 | 0 | 0 | 0 | 0 | 0 | 0 | 0 | 0 | 0
2016-05-12 14:00 | 0 | 0 | 0 | 0 | 16361.147 | 699267.549 | 441729 | 0 | 0 | 0 | 0 | 317971.4253 | 2075181.8583 | 0 | 0 | 0 | 0 | 0 | 0 | 0 | 0 | 0 | 0 | 0 | 0 | 0 | 0 | 0 | 0 | 259533.218 | 14366.478 | 0 | 0 | 0 | 0 | 0 | 0 | 0 | 0 | 0 | 0 | 0 | 0 | 0 | 0 | 0
2016-05-12 15:00 | 0 | 0 | 0 | 0 | 0 | 730133.6959 | 456234 | 0 | 0 | 0 | 0 | 577504.6432 | 2089548.3363 | 0 | 0 | 0 | 0 | 0 | 0 | 0 | 0 | 0 | 0 | 0 | 0 | 0 | 0 | 0 | 0 | 259533.218 | 14366.478 | 0 | 0 | 0 | 0 | 0 | 0 | 0 | 0 | 0 | 0 | 0 | 0 | 0 | 0 | 0
2016-05-12 16:00 | 0 | 0 | 0 | 0 | 0 | 741248.6959 | 467349 | 0 | 0 | 0 | 0 | 837037.8612 | 2103914.8143 | 0 | 0 | 0 | 0 | 0 | 0 | 0 | 0 | 0 | 0 | 0 | 0 | 0 | 0 | 0 | 0 | 259533.218 | 14366.478 | 0 | 0 | 0 | 0 | 0 | 0 | 0 | 0 | 0 | 0 | 0 | 0 | 0 | 0 | 0
2016-05-12 17:00 | 0 | 0 | 0 | 0 | 0 | 752079.6959 | 478180 | 0 | 0 | 0 | 0 | 1096571.0792 | 2118281.2923 | 0 | 0 | 0 | 0 | 0 | 0 | 0 | 0 | 0 | 0 | 0 | 0 | 0 | 0 | 0 | 0 | 259533.218 | 14366.478 | 0 | 0 | 0 | 0 | 0 | 0 | 0 | 0 | 0 | 0 | 0 | 0 | 0 | 0 | 0
2016-05-12 18:00 | 0 | 0 | 0 | 0 | 0 | 760377.6959 | 486478 | 0 | 0 | 0 | 0 | 1356104.2971 | 2132647.7703 | 0 | 0 | 0 | 0 | 0 | 0 | 0 | 0 | 0 | 0 | 0 | 0 | 0 | 0 | 0 | 0 | 259533.218 | 14366.478 | 0 | 0 | 0 | 0 | 0 | 0 | 0 | 0 | 0 | 0 | 0 | 0 | 0 | 0 | 0
2016-05-12 19:00 | 0 | 0 | 0 | 0 | 0 | 765940.6959 | 492041 | 0 | 0 | 0 | 0 | 1615637.5151 | 2147014.2482 | 0 | 0 | 0 | 0 | 0 | 0 | 0 | 0 | 0 | 0 | 0 | 0 | 0 | 0 | 0 | 0 | 259533.218 | 14366.478 | 0 | 0 | 0 | 0 | 0 | 0 | 0 | 0 | 0 | 0 | 0 | 0 | 0 | 0 | 0
2016-05-12 20:00 | 0 | 0 | 0 | 0 | 0 | 770343.6959 | 496444 | 0 | 0 | 0 | 0 | 1875170.7331 | 2161380.7262 | 0 | 0 | 0 | 0 | 0 | 0 | 0 | 0 | 0 | 0 | 0 | 0 | 0 | 0 | 0 | 0 | 259533.218 | 14366.478 | 0 | 0 | 0 | 0 | 0 | 0 | 0 | 0 | 0 | 0 | 0 | 0 | 0 | 0 | 0
2016-05-12 21:00 | 0 | 0 | 0 | 0 | 0 | 772461.6959 | 498562 | 0 | 0 | 0 | 0 | 2134703.951 | 2175747.2042 | 0 | 0 | 0 | 0 | 0 | 0 | 0 | 0 | 0 | 0 | 0 | 0 | 0 | 0 | 0 | 0 | 259533.218 | 14366.478 | 0 | 0 | 0 | 0 | 0 | 0 | 0 | 0 | 0 | 0 | 0 | 0 | 0 | 0 | 0
2016-05-12 22:00 | 0 | 0 | 0 | 0 | 0 | 792961.9855 | 495548 | 0 | 0 | 0 | 0 | 2394237.169 | 2190113.6822 | 0 | 0 | 0 | 0 | 0 | 0 | 23514.2896 | 0 | 0 | 0 | 0 | 0 | 0 | 0 | 0 | 0 | 259533.218 | 14366.478 | 0 | 0 | 0 | 0 | 0 | 0 | 0 | 0 | 23514.2896 | 0 | 0 | 0 | 0 | 0 | 0
2016-05-12 23:00 | 0 | 0 | 0 | 0 | 0 | 732947.2255 | 488381 | 0 | 0 | 0 | 0 | 2624436.9165 | 2204480.1602 | 0 | 0 | 0 | 0 | 0 | 0 | 23514.2896 | 0 | 0 | 0 | 0 | 0 | 0 | 0 | 0 | 0 | 230199.7475 | 14366.478 | 0 | 0 | 0 | 0 | 0 | 0 | 0 | 0 | 0 | 0 | 0 | 0 | 0 | 0 | 0
2016-05-13 | 0 | 0 | 0 | 0 | 0 | 580317.2533 | 485226 | 0 | 0 | 0 | 0 | 2719528.1699 | 2204480.1602 | 0 | 0 | 0 | 0 | 0 | 0 | 23514.2896 | 0 | 0 | 0 | 0 | 0 | 0 | 0 | 0 | 0 | 95091.2533 | 0 | 0 | 0 | 0 | 0 | 0 | 0 | 0 | 0 | 0 | 0 | 0 | 0 | 0 | 0 | 0
2016-05-13 01:00 | 0 | 0 | 0 | 0 | 0 | 279377.3032 | 476994 | 0 | 0 | 0 | 0 | 2654251.8574 | 2095654.0654 | 0 | 0 | 0 | 0 | 0 | 0 | 0 | 0 | 0 | 0 | 0 | 0 | 0 | 0 | 0 | 0 | -65276.3125 | 0 | 108826.0947 | 0 | 0 | 0 | 0 | 0 | 0 | 0 | -23514.2896 | 0 | 0 | 0 | 0 | 0 | 0
2016-05-13 02:00 | 0 | 0 | 0 | 0 | 185788.7925 | 23382.4675 | 454338 | 0 | 0 | 0 | 0 | 2394718.6395 | 2110020.5434 | 0 | 0 | 0 | 0 | 0 | 0 | 0 | 0 | 0 | 0 | 0 | 0 | 0 | 0 | 0 | 0 | -259533.218 | 14366.478 | 0 | 0 | 0 | 0 | 0 | 0 | 0 | 0 | 0 | 0 | 0 | 0 | 0 | 0 | 0
2016-05-13 03:00 | 0 | 0 | 0 | 0 | 165707.782 | 0 | 425241 | 0 | 0 | 0 | 0 | 2135185.4215 | 2110020.5434 | 0 | 0 | 0 | 0 | 0 | 0 | 0 | 0 | 0 | 0 | 0 | 0 | 0 | 0 | 0 | 0 | -259533.218 | 0 | 0 | 0 | 0 | 0 | 0 | 0 | 0 | 0 | 0 | 0 | 0 | 0 | 0 | 0 | 0
2016-05-13 04:00 | 0 | 0 | 0 | 0 | 137541.782 | 0 | 397075 | 0 | 0 | 0 | 0 | 1875652.2035 | 2110020.5434 | 0 | 0 | 0 | 0 | 0 | 0 | 0 | 0 | 0 | 0 | 0 | 0 | 0 | 0 | 0 | 0 | -259533.218 | 0 | 0 | 0 | 0 | 0 | 0 | 0 | 0 | 0 | 0 | 0 | 0 | 0 | 0 | 0 | 0
2016-05-13 05:00 | 0 | 0 | 0 | 0 | 114206.782 | 0 | 373740 | 0 | 0 | 0 | 0 | 1616118.9856 | 2110020.5434 | 0 | 0 | 0 | 0 | 0 | 0 | 0 | 0 | 0 | 0 | 0 | 0 | 0 | 0 | 0 | 0 | -259533.218 | 0 | 0 | 0 | 0 | 0 | 0 | 0 | 0 | 0 | 0 | 0 | 0 | 0 | 0 | 0 | 0
2016-05-13 06:00 | 0 | 0 | 0 | 0 | 96004.782 | 0 | 355538 | 0 | 0 | 0 | 0 | 1356585.7676 | 2110020.5434 | 0 | 0 | 0 | 0 | 0 | 0 | 0 | 0 | 0 | 0 | 0 | 0 | 0 | 0 | 0 | 0 | -259533.218 | 0 | 0 | 0 | 0 | 0 | 0 | 0 | 0 | 0 | 0 | 0 | 0 | 0 | 0 | 0 | 0
2016-05-13 07:00 | 0 | 0 | 0 | 0 | 85350.782 | 0 | 344884 | 0 | 0 | 0 | 0 | 1097052.5496 | 2110020.5434 | 0 | 0 | 0 | 0 | 0 | 0 | 0 | 0 | 0 | 0 | 0 | 0 | 0 | 0 | 0 | 0 | -259533.218 | 0 | 0 | 0 | 0 | 0 | 0 | 0 | 0 | 0 | 0 | 0 | 0 | 0 | 0 | 0 | 0
2016-05-13 08:00 | 0 | 0 | 0 | 0 | 81172.782 | 0 | 340706 | 0 | 0 | 0 | 0 | 837519.3316 | 2110020.5434 | 0 | 0 | 0 | 0 | 0 | 0 | 0 | 0 | 0 | 0 | 0 | 0 | 0 | 0 | 0 | 0 | -259533.218 | 0 | 0 | 0 | 0 | 0 | 0 | 0 | 0 | 0 | 0 | 0 | 0 | 0 | 0 | 0 | 0
2016-05-13 09:00 | 0 | 0 | 0 | 0 | 87603.782 | 0 | 347137 | 0 | 0 | 0 | 0 | 577986.1137 | 2110020.5434 | 0 | 0 | 0 | 0 | 0 | 0 | 0 | 0 | 0 | 0 | 0 | 0 | 0 | 0 | 0 | 0 | -259533.218 | 0 | 0 | 0 | 0 | 0 | 0 | 0 | 0 | 0 | 0 | 0 | 0 | 0 | 0 | 0 | 0
2016-05-13 10:00 | 0 | 0 | 0 | 0 | 106265.782 | 0 | 365799 | 0 | 0 | 0 | 0 | 318452.8957 | 2110020.5434 | 0 | 0 | 0 | 0 | 0 | 0 | 0 | 0 | 0 | 0 | 0 | 0 | 0 | 0 | 0 | 0 | -259533.218 | 0 | 0 | 0 | 0 | 0 | 0 | 0 | 0 | 0 | 0 | 0 | 0 | 0 | 0 | 0 | 0
2016-05-13 11:00 | 0 | 0 | 0 | 0 | 18480.6873 | 0 | 386840 | 0 | 0 | 0 | 0 | 58919.6777 | 2001194.4487 | 0 | 0 | 0 | 0 | 0 | 0 | 0 | 0 | 0 | 0 | 0 | 0 | 0 | 0 | 0 | 0 | -259533.218 | 0 | 108826.0947 | 0 | 0 | 0 | 0 | 0 | 0 | 0 | 0 | 0 | 0 | 0 | 0 | 0 | 0
2016-05-13 12:00 | 0 | 0 | 0 | 0 | 259223.9172 | 86096.405 | 404240 | 0 | 0 | 0 | 0 | 0 | 2001194.4487 | 0 | 0 | 0 | 0 | 0 | 0 | 0 | 0 | 0 | 0 | 0 | 0 | 0 | 0 | 0 | 0 | -58919.6777 | 0 | 0 | 0 | 0 | 0 | 0 | 0 | 0 | 0 | 0 | 0 | 0 | 0 | 0 | 0 | 0
2016-05-13 13:00 | 0 | 0 | 0 | 0 | 0 | 508417.907 | 420934 | 0 | 0 | 0 | 0 | 87483.907 | 2001194.4487 | 0 | 0 | 0 | 0 | 0 | 0 | 0 | 0 | 0 | 0 | 0 | 0 | 0 | 0 | 0 | 0 | 87483.907 | 0 | 0 | 0 | 0 | 0 | 0 | 0 | 0 | 0 | 0 | 0 | 0 | 0 | 0 | 0 | 0
2016-05-13 14:00 | 0 | 0 | 0 | 0 | 10196.9072 | 701033.7887 | 437331 | 0 | 0 | 0 | 0 | 347017.125 | 2015560.9267 | 0 | 0 | 0 | 0 | 0 | 0 | 0 | 0 | 0 | 0 | 0 | 0 | 0 | 0 | 0 | 0 | 259533.218 | 14366.478 | 0 | 0 | 0 | 0 | 0 | 0 | 0 | 0 | 0 | 0 | 0 | 0 | 0 | 0 | 0
2016-05-13 15:00 | 0 | 0 | 0 | 0 | 0 | 724649.6959 | 450750 | 0 | 0 | 0 | 0 | 606550.343 | 2029927.4047 | 0 | 0 | 0 | 0 | 0 | 0 | 0 | 0 | 0 | 0 | 0 | 0 | 0 | 0 | 0 | 0 | 259533.218 | 14366.478 | 0 | 0 | 0 | 0 | 0 | 0 | 0 | 0 | 0 | 0 | 0 | 0 | 0 | 0 | 0
2016-05-13 16:00 | 0 | 0 | 0 | 0 | 0 | 734780.6959 | 460881 | 0 | 0 | 0 | 0 | 866083.5609 | 2044293.8826 | 0 | 0 | 0 | 0 | 0 | 0 | 0 | 0 | 0 | 0 | 0 | 0 | 0 | 0 | 0 | 0 | 259533.218 | 14366.478 | 0 | 0 | 0 | 0 | 0 | 0 | 0 | 0 | 0 | 0 | 0 | 0 | 0 | 0 | 0
2016-05-13 17:00 | 0 | 0 | 0 | 0 | 0 | 743962.6959 | 470063 | 0 | 0 | 0 | 0 | 1125616.7789 | 2058660.3606 | 0 | 0 | 0 | 0 | 0 | 0 | 0 | 0 | 0 | 0 | 0 | 0 | 0 | 0 | 0 | 0 | 259533.218 | 14366.478 | 0 | 0 | 0 | 0 | 0 | 0 | 0 | 0 | 0 | 0 | 0 | 0 | 0 | 0 | 0
2016-05-13 18:00 | 0 | 0 | 0 | 0 | 0 | 751294.6959 | 477395 | 0 | 0 | 0 | 0 | 1385149.9969 | 2073026.8386 | 0 | 0 | 0 | 0 | 0 | 0 | 0 | 0 | 0 | 0 | 0 | 0 | 0 | 0 | 0 | 0 | 259533.218 | 14366.478 | 0 | 0 | 0 | 0 | 0 | 0 | 0 | 0 | 0 | 0 | 0 | 0 | 0 | 0 | 0
2016-05-13 19:00 | 0 | 0 | 0 | 0 | 0 | 756149.6959 | 482250 | 0 | 0 | 0 | 0 | 1644683.2149 | 2087393.3166 | 0 | 0 | 0 | 0 | 0 | 0 | 0 | 0 | 0 | 0 | 0 | 0 | 0 | 0 | 0 | 0 | 259533.218 | 14366.478 | 0 | 0 | 0 | 0 | 0 | 0 | 0 | 0 | 0 | 0 | 0 | 0 | 0 | 0 | 0
2016-05-13 20:00 | 0 | 0 | 0 | 0 | 0 | 761029.6959 | 487130 | 0 | 0 | 0 | 0 | 1904216.4328 | 2101759.7946 | 0 | 0 | 0 | 0 | 0 | 0 | 0 | 0 | 0 | 0 | 0 | 0 | 0 | 0 | 0 | 0 | 259533.218 | 14366.478 | 0 | 0 | 0 | 0 | 0 | 0 | 0 | 0 | 0 | 0 | 0 | 0 | 0 | 0 | 0
2016-05-13 21:00 | 0 | 0 | 0 | 0 | 0 | 762770.6959 | 488871 | 0 | 0 | 0 | 0 | 2163749.6508 | 2116126.2726 | 0 | 0 | 0 | 0 | 0 | 0 | 0 | 0 | 0 | 0 | 0 | 0 | 0 | 0 | 0 | 0 | 259533.218 | 14366.478 | 0 | 0 | 0 | 0 | 0 | 0 | 0 | 0 | 0 | 0 | 0 | 0 | 0 | 0 | 0
2016-05-13 22:00 | 0 | 0 | 0 | 0 | 0 | 780052.9855 | 482639 | 0 | 0 | 0 | 0 | 2423282.8688 | 2130492.7505 | 0 | 0 | 0 | 0 | 0 | 0 | 23514.2896 | 0 | 0 | 0 | 0 | 0 | 0 | 0 | 0 | 0 | 259533.218 | 14366.478 | 0 | 0 | 0 | 0 | 0 | 0 | 0 | 0 | 23514.2896 | 0 | 0 | 0 | 0 | 0 | 0
2016-05-13 23:00 | 0 | 0 | 0 | 0 | 0 | 723624.4698 | 472125 | 0 | 0 | 0 | 0 | 2682816.0867 | 2130492.7505 | 0 | 0 | 0 | 0 | 0 | 0 | 15480.5414 | 0 | 0 | 0 | 0 | 0 | 0 | 0 | 0 | 0 | 259533.218 | 0 | 0 | 0 | 0 | 0 | 0 | 0 | 0 | 0 | -8033.7482 | 0 | 0 | 0 | 0 | 0 | 0
2016-05-14 | 0 | 0 | 0 | 0 | 0 | 572769.7759 | 464396 | 0 | 0 | 0 | 0 | 2806670.404 | 2130492.7505 | 0 | 0 | 0 | 0 | 0 | 0 | 0 | 0 | 0 | 0 | 0 | 0 | 0 | 0 | 0 | 0 | 123854.3173 | 0 | 0 | 0 | 0 | 0 | 0 | 0 | 0 | 0 | -15480.5414 | 0 | 0 | 0 | 0 | 0 | 0
2016-05-14 01:00 | 0 | 0 | 0 | 0 | 0 | 268936.5797 | 456650 | 0 | 0 | 0 | 0 | 2618956.9837 | 2130492.7505 | 0 | 0 | 0 | 0 | 0 | 0 | 0 | 0 | 0 | 0 | 0 | 0 | 0 | 0 | 0 | 0 | -187713.4203 | 0 | 0 | 0 | 0 | 0 | 0 | 0 | 0 | 0 | 0 | 0 | 0 | 0 | 0 | 0 | 0
2016-05-14 02:00 | 0 | 0 | 0 | 0 | 162869.8492 | 14169.9329 | 436573 | 0 | 0 | 0 | 0 | 2359423.7657 | 2130492.7505 | 0 | 0 | 0 | 0 | 0 | 0 | 0 | 0 | 0 | 0 | 0 | 0 | 0 | 0 | 0 | 0 | -259533.218 | 0 | 0 | 0 | 0 | 0 | 0 | 0 | 0 | 0 | 0 | 0 | 0 | 0 | 0 | 0 | 0
2016-05-14 03:00 | 0 | 0 | 0 | 0 | 151435.782 | 0 | 410969 | 0 | 0 | 0 | 0 | 2099890.5478 | 2130492.7505 | 0 | 0 | 0 | 0 | 0 | 0 | 0 | 0 | 0 | 0 | 0 | 0 | 0 | 0 | 0 | 0 | -259533.218 | 0 | 0 | 0 | 0 | 0 | 0 | 0 | 0 | 0 | 0 | 0 | 0 | 0 | 0 | 0 | 0
2016-05-14 04:00 | 0 | 0 | 0 | 0 | 127014.782 | 0 | 386548 | 0 | 0 | 0 | 0 | 1840357.3298 | 2130492.7505 | 0 | 0 | 0 | 0 | 0 | 0 | 0 | 0 | 0 | 0 | 0 | 0 | 0 | 0 | 0 | 0 | -259533.218 | 0 | 0 | 0 | 0 | 0 | 0 | 0 | 0 | 0 | 0 | 0 | 0 | 0 | 0 | 0 | 0
2016-05-14 05:00 | 0 | 0 | 0 | 0 | 105201.782 | 0 | 364735 | 0 | 0 | 0 | 0 | 1580824.1118 | 2130492.7505 | 0 | 0 | 0 | 0 | 0 | 0 | 0 | 0 | 0 | 0 | 0 | 0 | 0 | 0 | 0 | 0 | -259533.218 | 0 | 0 | 0 | 0 | 0 | 0 | 0 | 0 | 0 | 0 | 0 | 0 | 0 | 0 | 0 | 0
2016-05-14 06:00 | 0 | 0 | 0 | 0 | 0 | 0 | 347950 | 0 | 0 | 0 | 0 | 1321290.8939 | 2042075.9685 | 0 | 0 | 0 | 0 | 0 | 0 | 0 | 0 | 0 | 0 | 0 | 0 | 0 | 0 | 0 | 0 | -259533.218 | 0 | 88416.782 | 0 | 0 | 0 | 0 | 0 | 0 | 0 | 0 | 0 | 0 | 0 | 0 | 0 | 0
2016-05-14 07:00 | 0 | 0 | 0 | 0 | 77061.782 | 0 | 336595 | 0 | 0 | 0 | 0 | 1061757.6759 | 2042075.9685 | 0 | 0 | 0 | 0 | 0 | 0 | 0 | 0 | 0 | 0 | 0 | 0 | 0 | 0 | 0 | 0 | -259533.218 | 0 | 0 | 0 | 0 | 0 | 0 | 0 | 0 | 0 | 0 | 0 | 0 | 0 | 0 | 0 | 0
2016-05-14 08:00 | 0 | 0 | 0 | 0 | 70420.782 | 0 | 329954 | 0 | 0 | 0 | 0 | 802224.4579 | 2042075.9685 | 0 | 0 | 0 | 0 | 0 | 0 | 0 | 0 | 0 | 0 | 0 | 0 | 0 | 0 | 0 | 0 | -259533.218 | 0 | 0 | 0 | 0 | 0 | 0 | 0 | 0 | 0 | 0 | 0 | 0 | 0 | 0 | 0 | 0
2016-05-14 09:00 | 0 | 0 | 0 | 0 | 69847.782 | 0 | 329381 | 0 | 0 | 0 | 0 | 542691.24 | 2042075.9685 | 0 | 0 | 0 | 0 | 0 | 0 | 0 | 0 | 0 | 0 | 0 | 0 | 0 | 0 | 0 | 0 | -259533.218 | 0 | 0 | 0 | 0 | 0 | 0 | 0 | 0 | 0 | 0 | 0 | 0 | 0 | 0 | 0 | 0
2016-05-14 10:00 | 0 | 0 | 0 | 0 | 446162.4988 | 0 | 331966 | 0 | 0 | 0 | 0 | 656887.7388 | 2042075.9685 | 0 | 0 | 0 | 0 | 0 | 0 | 0 | 0 | 0 | 0 | 0 | 0 | 0 | 0 | 0 | 0 | 114196.4988 | 0 | 0 | 0 | 0 | 0 | 0 | 0 | 0 | 0 | 0 | 0 | 0 | 0 | 0 | 0 | 0
2016-05-14 11:00 | 0 | 0 | 0 | 0 | 80287.782 | 0 | 339821 | 0 | 0 | 0 | 0 | 397354.5208 | 2042075.9685 | 0 | 0 | 0 | 0 | 0 | 0 | 0 | 0 | 0 | 0 | 0 | 0 | 0 | 0 | 0 | 0 | -259533.218 | 0 | 0 | 0 | 0 | 0 | 0 | 0 | 0 | 0 | 0 | 0 | 0 | 0 | 0 | 0 | 0
2016-05-14 12:00 | 0 | 0 | 0 | 0 | 42458.4972 | 52798.2849 | 354790 | 0 | 0 | 0 | 0 | 137821.3028 | 2042075.9685 | 0 | 0 | 0 | 0 | 0 | 0 | 0 | 0 | 0 | 0 | 0 | 0 | 0 | 0 | 0 | 0 | -259533.218 | 0 | 0 | 0 | 0 | 0 | 0 | 0 | 0 | 0 | 0 | 0 | 0 | 0 | 0 | 0 | 0
2016-05-14 13:00 | 0 | 0 | 0 | 0 | 0 | 334072.3996 | 373261 | 0 | 0 | 0 | 0 | 98632.7024 | 2042075.9685 | 0 | 0 | 0 | 0 | 0 | 0 | 0 | 0 | 0 | 0 | 0 | 0 | 0 | 0 | 0 | 0 | -39188.6004 | 0 | 0 | 0 | 0 | 0 | 0 | 0 | 0 | 0 | 0 | 0 | 0 | 0 | 0 | 0 | 0
2016-05-14 14:00 | 0 | 0 | 0 | 0 | 86876.6344 | 562345.5836 | 389689 | 0 | 0 | 0 | 0 | 358165.9204 | 2042075.9685 | 0 | 0 | 0 | 0 | 0 | 0 | 0 | 0 | 0 | 0 | 0 | 0 | 0 | 0 | 0 | 0 | 259533.218 | 0 | 0 | 0 | 0 | 0 | 0 | 0 | 0 | 0 | 0 | 0 | 0 | 0 | 0 | 0 | 0
2016-05-14 15:00 | 0 | 0 | 0 | 0 | 0 | 676873.6959 | 402974 | 0 | 0 | 0 | 0 | 617699.1383 | 2056442.4465 | 0 | 0 | 0 | 0 | 0 | 0 | 0 | 0 | 0 | 0 | 0 | 0 | 0 | 0 | 0 | 0 | 259533.218 | 14366.478 | 0 | 0 | 0 | 0 | 0 | 0 | 0 | 0 | 0 | 0 | 0 | 0 | 0 | 0 | 0
2016-05-14 16:00 | 0 | 0 | 0 | 0 | 0 | 686465.6959 | 412566 | 0 | 0 | 0 | 0 | 877232.3563 | 2070808.9245 | 0 | 0 | 0 | 0 | 0 | 0 | 0 | 0 | 0 | 0 | 0 | 0 | 0 | 0 | 0 | 0 | 259533.218 | 14366.478 | 0 | 0 | 0 | 0 | 0 | 0 | 0 | 0 | 0 | 0 | 0 | 0 | 0 | 0 | 0
2016-05-14 17:00 | 0 | 0 | 0 | 0 | 0 | 692972.6959 | 419073 | 0 | 0 | 0 | 0 | 1136765.5743 | 2085175.4024 | 0 | 0 | 0 | 0 | 0 | 0 | 0 | 0 | 0 | 0 | 0 | 0 | 0 | 0 | 0 | 0 | 259533.218 | 14366.478 | 0 | 0 | 0 | 0 | 0 | 0 | 0 | 0 | 0 | 0 | 0 | 0 | 0 | 0 | 0
2016-05-14 18:00 | 0 | 0 | 0 | 0 | 0 | 697299.6959 | 423400 | 0 | 0 | 0 | 0 | 1396298.7922 | 2099541.8804 | 0 | 0 | 0 | 0 | 0 | 0 | 0 | 0 | 0 | 0 | 0 | 0 | 0 | 0 | 0 | 0 | 259533.218 | 14366.478 | 0 | 0 | 0 | 0 | 0 | 0 | 0 | 0 | 0 | 0 | 0 | 0 | 0 | 0 | 0
2016-05-14 19:00 | 0 | 0 | 0 | 0 | 0 | 700387.6959 | 426488 | 0 | 0 | 0 | 0 | 1655832.0102 | 2113908.3584 | 0 | 0 | 0 | 0 | 0 | 0 | 0 | 0 | 0 | 0 | 0 | 0 | 0 | 0 | 0 | 0 | 259533.218 | 14366.478 | 0 | 0 | 0 | 0 | 0 | 0 | 0 | 0 | 0 | 0 | 0 | 0 | 0 | 0 | 0
2016-05-14 20:00 | 0 | 0 | 0 | 0 | 0 | 703684.0539 | 428397 | 0 | 0 | 0 | 0 | 1915365.2282 | 2128274.8364 | 0 | 0 | 0 | 0 | 0 | 0 | 1387.3579 | 0 | 0 | 0 | 0 | 0 | 0 | 0 | 0 | 0 | 259533.218 | 14366.478 | 0 | 0 | 0 | 0 | 0 | 0 | 0 | 0 | 1387.3579 | 0 | 0 | 0 | 0 | 0 | 0
2016-05-14 21:00 | 0 | 0 | 0 | 0 | 0 | 725669.6276 | 429643 | 0 | 0 | 0 | 0 | 2174898.4461 | 2142641.3144 | 0 | 0 | 0 | 0 | 0 | 0 | 23514.2896 | 0 | 0 | 0 | 0 | 0 | 0 | 0 | 0 | 0 | 259533.218 | 14366.478 | 0 | 0 | 0 | 0 | 0 | 0 | 0 | 0 | 22126.9317 | 0 | 0 | 0 | 0 | 0 | 0
2016-05-14 22:00 | 0 | 0 | 0 | 0 | 0 | 667575.5007 | 426999 | 0 | 0 | 0 | 0 | 2434431.6641 | 2142641.3144 | 0 | 0 | 0 | 0 | 0 | 0 | 4557.5723 | 0 | 0 | 0 | 0 | 0 | 0 | 0 | 0 | 0 | 259533.218 | 0 | 0 | 0 | 0 | 0 | 0 | 0 | 0 | 0 | -18956.7173 | 0 | 0 | 0 | 0 | 0 | 0
2016-05-14 23:00 | 0 | 0 | 0 | 0 | 0 | 557107.2059 | 421121 | 0 | 0 | 0 | 0 | 2574975.4423 | 2142641.3144 | 0 | 0 | 0 | 0 | 0 | 0 | 0 | 0 | 0 | 0 | 0 | 0 | 0 | 0 | 0 | 0 | 140543.7782 | 0 | 0 | 0 | 0 | 0 | 0 | 0 | 0 | 0 | -4557.5723 | 0 | 0 | 0 | 0 | 0 | 0
2016-05-15 | 0 | 0 | 0 | 0 | 0 | 400426.2495 | 418122 | 0 | 0 | 0 | 0 | 2557279.6919 | 2142641.3144 | 0 | 0 | 0 | 0 | 0 | 0 | 0 | 0 | 0 | 0 | 0 | 0 | 0 | 0 | 0 | 0 | -17695.7505 | 0 | 0 | 0 | 0 | 0 | 0 | 0 | 0 | 0 | 0 | 0 | 0 | 0 | 0 | 0 | 0
2016-05-15 01:00 | 0 | 0 | 0 | 0 | 0 | 194388.7631 | 415781 | 0 | 0 | 0 | 0 | 2321520.977 | 2157007.7924 | 0 | 0 | 0 | 0 | 0 | 0 | 0 | 0 | 0 | 0 | 0 | 0 | 0 | 0 | 0 | 0 | -235758.7149 | 14366.478 | 0 | 0 | 0 | 0 | 0 | 0 | 0 | 0 | 0 | 0 | 0 | 0 | 0 | 0 | 0
2016-05-15 02:00 | 0 | 0 | 0 | 0 | 285242.7812 | 16390.5009 | 402866 | 0 | 0 | 0 | 0 | 2196773.9695 | 2157007.7924 | 0 | 0 | 0 | 0 | 0 | 0 | 23514.2896 | 0 | 0 | 0 | 0 | 0 | 0 | 0 | 0 | 0 | -124747.0075 | 0 | 0 | 0 | 0 | 0 | 0 | 0 | 0 | 0 | 23514.2896 | 0 | 0 | 0 | 0 | 0 | 0
2016-05-15 03:00 | 0 | 0 | 0 | 0 | 0 | 0 | 383232 | 0 | 0 | 0 | 0 | 1937240.7515 | 2056823.2999 | 0 | 0 | 0 | 0 | 0 | 0 | 0 | 0 | 0 | 0 | 0 | 0 | 0 | 0 | 0 | 0 | -259533.218 | 0 | 100184.4924 | 0 | 0 | 0 | 0 | 0 | 0 | 0 | -23514.2896 | 0 | 0 | 0 | 0 | 0 | 0
2016-05-15 04:00 | 0 | 0 | 0 | 0 | 103411.782 | 0 | 362945 | 0 | 0 | 0 | 0 | 1677707.5335 | 2056823.2999 | 0 | 0 | 0 | 0 | 0 | 0 | 0 | 0 | 0 | 0 | 0 | 0 | 0 | 0 | 0 | 0 | -259533.218 | 0 | 0 | 0 | 0 | 0 | 0 | 0 | 0 | 0 | 0 | 0 | 0 | 0 | 0 | 0 | 0
2016-05-15 05:00 | 0 | 0 | 0 | 0 | 244094.6749 | 0 | 346723 | 0 | 0 | 0 | 0 | 1575079.2085 | 2056823.2999 | 0 | 0 | 0 | 0 | 0 | 0 | 0 | 0 | 0 | 0 | 0 | 0 | 0 | 0 | 0 | 0 | -102628.3251 | 0 | 0 | 0 | 0 | 0 | 0 | 0 | 0 | 0 | 0 | 0 | 0 | 0 | 0 | 0 | 0
2016-05-15 06:00 | 0 | 0 | 0 | 0 | 74044.782 | 0 | 333578 | 0 | 0 | 0 | 0 | 1315545.9905 | 2056823.2999 | 0 | 0 | 0 | 0 | 0 | 0 | 0 | 0 | 0 | 0 | 0 | 0 | 0 | 0 | 0 | 0 | -259533.218 | 0 | 0 | 0 | 0 | 0 | 0 | 0 | 0 | 0 | 0 | 0 | 0 | 0 | 0 | 0 | 0
2016-05-15 07:00 | 0 | 0 | 0 | 0 | 64662.782 | 0 | 324196 | 0 | 0 | 0 | 0 | 1056012.7725 | 2056823.2999 | 0 | 0 | 0 | 0 | 0 | 0 | 0 | 0 | 0 | 0 | 0 | 0 | 0 | 0 | 0 | 0 | -259533.218 | 0 | 0 | 0 | 0 | 0 | 0 | 0 | 0 | 0 | 0 | 0 | 0 | 0 | 0 | 0 | 0
2016-05-15 08:00 | 0 | 0 | 0 | 0 | 262082.3035 | 0 | 319701 | 0 | 0 | 0 | 0 | 998394.0761 | 2056823.2999 | 0 | 0 | 0 | 0 | 0 | 0 | 0 | 0 | 0 | 0 | 0 | 0 | 0 | 0 | 0 | 0 | -57618.6965 | 0 | 0 | 0 | 0 | 0 | 0 | 0 | 0 | 0 | 0 | 0 | 0 | 0 | 0 | 0 | 0
2016-05-15 09:00 | 0 | 0 | 0 | 0 | 59338.782 | 0 | 318872 | 0 | 0 | 0 | 0 | 738860.8581 | 2056823.2999 | 0 | 0 | 0 | 0 | 0 | 0 | 0 | 0 | 0 | 0 | 0 | 0 | 0 | 0 | 0 | 0 | -259533.218 | 0 | 0 | 0 | 0 | 0 | 0 | 0 | 0 | 0 | 0 | 0 | 0 | 0 | 0 | 0 | 0
2016-05-15 10:00 | 0 | 0 | 0 | 0 | 59460.782 | 0 | 318994 | 0 | 0 | 0 | 0 | 479327.6401 | 2056823.2999 | 0 | 0 | 0 | 0 | 0 | 0 | 0 | 0 | 0 | 0 | 0 | 0 | 0 | 0 | 0 | 0 | -259533.218 | 0 | 0 | 0 | 0 | 0 | 0 | 0 | 0 | 0 | 0 | 0 | 0 | 0 | 0 | 0 | 0
2016-05-15 11:00 | 0 | 0 | 0 | 0 | 271982.2093 | 0 | 323783 | 0 | 0 | 0 | 0 | 427526.8494 | 2056823.2999 | 0 | 0 | 0 | 0 | 0 | 0 | 0 | 0 | 0 | 0 | 0 | 0 | 0 | 0 | 0 | 0 | -51800.7907 | 0 | 0 | 0 | 0 | 0 | 0 | 0 | 0 | 0 | 0 | 0 | 0 | 0 | 0 | 0 | 0
2016-05-15 12:00 | 0 | 0 | 0 | 0 | 85921.1465 | 15504.9252 | 337445 | 0 | 0 | 0 | 0 | 167993.6314 | 2056823.2999 | 0 | 0 | 0 | 0 | 0 | 0 | 23514.2896 | 0 | 0 | 0 | 0 | 0 | 0 | 0 | 0 | 0 | -259533.218 | 0 | 0 | 0 | 0 | 0 | 0 | 0 | 0 | 0 | 23514.2896 | 0 | 0 | 0 | 0 | 0 | 0
2016-05-15 13:00 | 0 | 0 | 0 | 0 | 122647.7135 | 221320.8377 | 352435 | 0 | 0 | 0 | 0 | 183041.4723 | 2056823.2999 | 0 | 0 | 0 | 0 | 0 | 0 | 0 | 0 | 0 | 0 | 0 | 0 | 0 | 0 | 0 | 0 | 15047.8408 | 0 | 0 | 0 | 0 | 0 | 0 | 0 | 0 | 0 | -23514.2896 | 0 | 0 | 0 | 0 | 0 | 0
2016-05-15 14:00 | 0 | 0 | 0 | 0 | 0 | 423826.6025 | 363915 | 0 | 0 | 0 | 0 | 242953.0748 | 2056823.2999 | 0 | 0 | 0 | 0 | 0 | 0 | 0 | 0 | 0 | 0 | 0 | 0 | 0 | 0 | 0 | 0 | 59911.6025 | 0 | 0 | 0 | 0 | 0 | 0 | 0 | 0 | 0 | 0 | 0 | 0 | 0 | 0 | 0 | 0
2016-05-15 15:00 | 0 | 0 | 0 | 0 | 82032.1995 | 551005.0185 | 373504 | 0 | 0 | 0 | 0 | 502486.2927 | 2056823.2999 | 0 | 0 | 0 | 0 | 0 | 0 | 0 | 0 | 0 | 0 | 0 | 0 | 0 | 0 | 0 | 0 | 259533.218 | 0 | 0 | 0 | 0 | 0 | 0 | 0 | 0 | 0 | 0 | 0 | 0 | 0 | 0 | 0 | 0
2016-05-15 16:00 | 0 | 0 | 0 | 0 | 10067.9478 | 631384.2701 | 381919 | 0 | 0 | 0 | 0 | 762019.5107 | 2056823.2999 | 0 | 0 | 0 | 0 | 0 | 0 | 0 | 0 | 0 | 0 | 0 | 0 | 0 | 0 | 0 | 0 | 259533.218 | 0 | 0 | 0 | 0 | 0 | 0 | 0 | 0 | 0 | 0 | 0 | 0 | 0 | 0 | 0 | 0
2016-05-15 17:00 | 0 | 0 | 0 | 0 | 0 | 668826.9961 | 388083 | 0 | 0 | 0 | 0 | 1021552.7287 | 2071189.7779 | 0 | 0 | 0 | 0 | 0 | 0 | 6844.3002 | 0 | 0 | 0 | 0 | 0 | 0 | 0 | 0 | 0 | 259533.218 | 14366.478 | 0 | 0 | 0 | 0 | 0 | 0 | 0 | 0 | 6844.3002 | 0 | 0 | 0 | 0 | 0 | 0
2016-05-15 18:00 | 0 | 0 | 0 | 0 | 0 | 680465.5844 | 392908 | 0 | 0 | 0 | 0 | 1281085.9466 | 2085556.2559 | 0 | 0 | 0 | 0 | 0 | 0 | 20502.1886 | 0 | 0 | 0 | 0 | 0 | 0 | 0 | 0 | 0 | 259533.218 | 14366.478 | 0 | 0 | 0 | 0 | 0 | 0 | 0 | 0 | 13657.8884 | 0 | 0 | 0 | 0 | 0 | 0
2016-05-15 19:00 | 0 | 0 | 0 | 0 | 0 | 673443.7969 | 396532 | 0 | 0 | 0 | 0 | 1540619.1646 | 2099922.7339 | 0 | 0 | 0 | 0 | 0 | 0 | 23514.2896 | 0 | 0 | 0 | 0 | 0 | 0 | 0 | 0 | 0 | 259533.218 | 14366.478 | 0 | 0 | 0 | 0 | 0 | 0 | 0 | 0 | 3012.101 | 0 | 0 | 0 | 0 | 0 | 0
2016-05-15 20:00 | 0 | 0 | 0 | 0 | 0 | 658002.1361 | 400970 | 0 | 0 | 0 | 0 | 1800152.3826 | 2114289.2118 | 0 | 0 | 0 | 0 | 0 | 0 | 6646.7297 | 0 | 0 | 0 | 0 | 0 | 0 | 0 | 0 | 0 | 259533.218 | 14366.478 | 0 | 0 | 0 | 0 | 0 | 0 | 0 | 0 | -16867.5599 | 0 | 0 | 0 | 0 | 0 | 0
2016-05-15 21:00 | 0 | 0 | 0 | 0 | 0 | 626183.6668 | 406594 | 0 | 0 | 0 | 0 | 2002874.4895 | 2114289.2118 | 0 | 0 | 0 | 0 | 0 | 0 | 23514.2896 | 0 | 0 | 0 | 0 | 0 | 0 | 0 | 0 | 0 | 202722.1069 | 0 | 0 | 0 | 0 | 0 | 0 | 0 | 0 | 0 | 16867.5599 | 0 | 0 | 0 | 0 | 0 | 0
2016-05-15 22:00 | 0 | 0 | 0 | 0 | 0 | 581807.6127 | 409840 | 0 | 0 | 0 | 0 | 2198356.3918 | 2114289.2118 | 0 | 0 | 0 | 0 | 0 | 0 | 0 | 0 | 0 | 0 | 0 | 0 | 0 | 0 | 0 | 0 | 195481.9023 | 0 | 0 | 0 | 0 | 0 | 0 | 0 | 0 | 0 | -23514.2896 | 0 | 0 | 0 | 0 | 0 | 0
2016-05-15 23:00 | 0 | 0 | 0 | 0 | 0 | 515480.4496 | 410874 | 0 | 0 | 0 | 0 | 2302962.8414 | 2114289.2118 | 0 | 0 | 0 | 0 | 0 | 0 | 0 | 0 | 0 | 0 | 0 | 0 | 0 | 0 | 0 | 0 | 104606.4496 | 0 | 0 | 0 | 0 | 0 | 0 | 0 | 0 | 0 | 0 | 0 | 0 | 0 | 0 | 0 | 0
2016-05-16 | 0 | 0 | 0 | 0 | 0 | 403405.7123 | 415868 | 0 | 0 | 0 | 0 | 2290500.5537 | 2114289.2118 | 0 | 0 | 0 | 0 | 0 | 0 | 0 | 0 | 0 | 0 | 0 | 0 | 0 | 0 | 0 | 0 | -12462.2877 | 0 | 0 | 0 | 0 | 0 | 0 | 0 | 0 | 0 | 0 | 0 | 0 | 0 | 0 | 0 | 0
2016-05-16 01:00 | 0 | 0 | 0 | 0 | 0 | 225555.635 | 417754 | 0 | 0 | 0 | 0 | 2098302.1887 | 2114289.2118 | 0 | 0 | 0 | 0 | 0 | 0 | 0 | 0 | 0 | 0 | 0 | 0 | 0 | 0 | 0 | 0 | -192198.365 | 0 | 0 | 0 | 0 | 0 | 0 | 0 | 0 | 0 | 0 | 0 | 0 | 0 | 0 | 0 | 0
2016-05-16 02:00 | 0 | 0 | 0 | 0 | 139472.1174 | 19497.1426 | 404136 | 0 | 0 | 0 | 0 | 1838768.9707 | 2128655.6898 | 0 | 0 | 0 | 0 | 0 | 0 | 0 | 0 | 0 | 0 | 0 | 0 | 0 | 0 | 0 | 0 | -259533.218 | 14366.478 | 0 | 0 | 0 | 0 | 0 | 0 | 0 | 0 | 0 | 0 | 0 | 0 | 0 | 0 | 0
2016-05-16 03:00 | 0 | 0 | 0 | 0 | 374747.5486 | 0 | 383325 | 0 | 0 | 0 | 0 | 1939017.614 | 2019829.5951 | 0 | 0 | 0 | 0 | 0 | 0 | 0 | 0 | 0 | 0 | 0 | 0 | 0 | 0 | 0 | 0 | 100248.6433 | 0 | 108826.0947 | 0 | 0 | 0 | 0 | 0 | 0 | 0 | 0 | 0 | 0 | 0 | 0 | 0 | 0
2016-05-16 04:00 | 0 | 0 | 0 | 0 | 104193.782 | 0 | 363727 | 0 | 0 | 0 | 0 | 1679484.396 | 2019829.5951 | 0 | 0 | 0 | 0 | 0 | 0 | 0 | 0 | 0 | 0 | 0 | 0 | 0 | 0 | 0 | 0 | -259533.218 | 0 | 0 | 0 | 0 | 0 | 0 | 0 | 0 | 0 | 0 | 0 | 0 | 0 | 0 | 0 | 0
2016-05-16 05:00 | 0 | 0 | 0 | 0 | 0 | 0 | 346806 | 0 | 0 | 0 | 0 | 1419951.178 | 1932556.8131 | 0 | 0 | 0 | 0 | 0 | 0 | 0 | 0 | 0 | 0 | 0 | 0 | 0 | 0 | 0 | 0 | -259533.218 | 0 | 87272.782 | 0 | 0 | 0 | 0 | 0 | 0 | 0 | 0 | 0 | 0 | 0 | 0 | 0 | 0
2016-05-16 06:00 | 0 | 0 | 0 | 0 | 75681.782 | 0 | 335215 | 0 | 0 | 0 | 0 | 1160417.9601 | 1932556.8131 | 0 | 0 | 0 | 0 | 0 | 0 | 0 | 0 | 0 | 0 | 0 | 0 | 0 | 0 | 0 | 0 | -259533.218 | 0 | 0 | 0 | 0 | 0 | 0 | 0 | 0 | 0 | 0 | 0 | 0 | 0 | 0 | 0 | 0
2016-05-16 07:00 | 0 | 0 | 0 | 0 | 346544.9824 | 0 | 329279 | 0 | 0 | 0 | 0 | 1154169.6528 | 1932556.8131 | 0 | 0 | 0 | 0 | 0 | 0 | 23514.2896 | 0 | 0 | 0 | 0 | 0 | 0 | 0 | 0 | 0 | -6248.3072 | 0 | 0 | 0 | 0 | 0 | 0 | 0 | 0 | 0 | 23514.2896 | 0 | 0 | 0 | 0 | 0 | 0
2016-05-16 08:00 | 0 | 0 | 0 | 0 | 47217.4924 | 0 | 330265 | 0 | 0 | 0 | 0 | 894636.4349 | 1932556.8131 | 0 | 0 | 0 | 0 | 0 | 0 | 0 | 0 | 0 | 0 | 0 | 0 | 0 | 0 | 0 | 0 | -259533.218 | 0 | 0 | 0 | 0 | 0 | 0 | 0 | 0 | 0 | -23514.2896 | 0 | 0 | 0 | 0 | 0 | 0
2016-05-16 09:00 | 0 | 0 | 0 | 0 | 81395.782 | 0 | 340929 | 0 | 0 | 0 | 0 | 635103.2169 | 1932556.8131 | 0 | 0 | 0 | 0 | 0 | 0 | 0 | 0 | 0 | 0 | 0 | 0 | 0 | 0 | 0 | 0 | -259533.218 | 0 | 0 | 0 | 0 | 0 | 0 | 0 | 0 | 0 | 0 | 0 | 0 | 0 | 0 | 0 | 0
2016-05-16 10:00 | 0 | 0 | 0 | 0 | 273390.0268 | 0 | 364383 | 0 | 0 | 0 | 0 | 544110.2437 | 1932556.8131 | 0 | 0 | 0 | 0 | 0 | 0 | 0 | 0 | 0 | 0 | 0 | 0 | 0 | 0 | 0 | 0 | -90992.9732 | 0 | 0 | 0 | 0 | 0 | 0 | 0 | 0 | 0 | 0 | 0 | 0 | 0 | 0 | 0 | 0
2016-05-16 11:00 | 0 | 0 | 0 | 0 | 128492.782 | 0 | 388026 | 0 | 0 | 0 | 0 | 284577.0257 | 1932556.8131 | 0 | 0 | 0 | 0 | 0 | 0 | 0 | 0 | 0 | 0 | 0 | 0 | 0 | 0 | 0 | 0 | -259533.218 | 0 | 0 | 0 | 0 | 0 | 0 | 0 | 0 | 0 | 0 | 0 | 0 | 0 | 0 | 0 | 0
2016-05-16 12:00 | 0 | 0 | 0 | 0 | 155813.5955 | 45050.7676 | 402296 | 0 | 0 | 0 | 0 | 68778.9108 | 1946923.291 | 0 | 0 | 0 | 0 | 0 | 0 | 0 | 0 | 0 | 0 | 0 | 0 | 0 | 0 | 0 | 0 | -215798.1149 | 14366.478 | 0 | 0 | 0 | 0 | 0 | 0 | 0 | 0 | 0 | 0 | 0 | 0 | 0 | 0 | 0
2016-05-16 13:00 | 0 | 0 | 0 | 0 | 0 | 385811.7941 | 413477 | 0 | 0 | 0 | 0 | 41113.7049 | 1946923.291 | 0 | 0 | 0 | 0 | 0 | 0 | 0 | 0 | 0 | 0 | 0 | 0 | 0 | 0 | 0 | 0 | -27665.2059 | 0 | 0 | 0 | 0 | 0 | 0 | 0 | 0 | 0 | 0 | 0 | 0 | 0 | 0 | 0 | 0
2016-05-16 14:00 | 0 | 0 | 0 | 0 | 59385.2827 | 624416.9352 | 424269 | 0 | 0 | 0 | 0 | 300646.9229 | 1946923.291 | 0 | 0 | 0 | 0 | 0 | 0 | 0 | 0 | 0 | 0 | 0 | 0 | 0 | 0 | 0 | 0 | 259533.218 | 0 | 0 | 0 | 0 | 0 | 0 | 0 | 0 | 0 | 0 | 0 | 0 | 0 | 0 | 0 | 0
2016-05-16 15:00 | 0 | 0 | 0 | 0 | 0 | 705884.6959 | 431985 | 0 | 0 | 0 | 0 | 560180.1409 | 1961289.769 | 0 | 0 | 0 | 0 | 0 | 0 | 0 | 0 | 0 | 0 | 0 | 0 | 0 | 0 | 0 | 0 | 259533.218 | 14366.478 | 0 | 0 | 0 | 0 | 0 | 0 | 0 | 0 | 0 | 0 | 0 | 0 | 0 | 0 | 0
2016-05-16 16:00 | 0 | 0 | 0 | 0 | 0 | 711226.6959 | 437327 | 0 | 0 | 0 | 0 | 819713.3588 | 1975656.247 | 0 | 0 | 0 | 0 | 0 | 0 | 0 | 0 | 0 | 0 | 0 | 0 | 0 | 0 | 0 | 0 | 259533.218 | 14366.478 | 0 | 0 | 0 | 0 | 0 | 0 | 0 | 0 | 0 | 0 | 0 | 0 | 0 | 0 | 0
2016-05-16 17:00 | 0 | 0 | 0 | 0 | 0 | 716214.6959 | 442315 | 0 | 0 | 0 | 0 | 1079246.5768 | 1990022.725 | 0 | 0 | 0 | 0 | 0 | 0 | 0 | 0 | 0 | 0 | 0 | 0 | 0 | 0 | 0 | 0 | 259533.218 | 14366.478 | 0 | 0 | 0 | 0 | 0 | 0 | 0 | 0 | 0 | 0 | 0 | 0 | 0 | 0 | 0
2016-05-16 18:00 | 0 | 0 | 0 | 0 | 0 | 719950.6959 | 446051 | 0 | 0 | 0 | 0 | 1338779.7948 | 2004389.203 | 0 | 0 | 0 | 0 | 0 | 0 | 0 | 0 | 0 | 0 | 0 | 0 | 0 | 0 | 0 | 0 | 259533.218 | 14366.478 | 0 | 0 | 0 | 0 | 0 | 0 | 0 | 0 | 0 | 0 | 0 | 0 | 0 | 0 | 0
2016-05-16 19:00 | 0 | 0 | 0 | 0 | 0 | 721736.6959 | 447837 | 0 | 0 | 0 | 0 | 1598313.0127 | 2018755.681 | 0 | 0 | 0 | 0 | 0 | 0 | 0 | 0 | 0 | 0 | 0 | 0 | 0 | 0 | 0 | 0 | 259533.218 | 14366.478 | 0 | 0 | 0 | 0 | 0 | 0 | 0 | 0 | 0 | 0 | 0 | 0 | 0 | 0 | 0
2016-05-16 20:00 | 0 | 0 | 0 | 0 | 0 | 739635.0131 | 450109 | 0 | 0 | 0 | 0 | 1857846.2307 | 2033122.1589 | 0 | 0 | 0 | 0 | 0 | 0 | 15626.3172 | 0 | 0 | 0 | 0 | 0 | 0 | 0 | 0 | 0 | 259533.218 | 14366.478 | 0 | 0 | 0 | 0 | 0 | 0 | 0 | 0 | 15626.3172 | 0 | 0 | 0 | 0 | 0 | 0
2016-05-16 21:00 | 0 | 0 | 0 | 0 | 0 | 733686.6684 | 451899 | 0 | 0 | 0 | 0 | 2117379.4487 | 2047488.6369 | 0 | 0 | 0 | 0 | 0 | 0 | 23514.2896 | 0 | 0 | 0 | 0 | 0 | 0 | 0 | 0 | 0 | 259533.218 | 14366.478 | 0 | 0 | 0 | 0 | 0 | 0 | 0 | 0 | 7887.9724 | 0 | 0 | 0 | 0 | 0 | 0
2016-05-16 22:00 | 0 | 0 | 0 | 0 | 0 | 681266.9167 | 451067 | 0 | 0 | 0 | 0 | 2347579.3653 | 2047488.6369 | 0 | 0 | 0 | 0 | 0 | 0 | 23514.2896 | 0 | 0 | 0 | 0 | 0 | 0 | 0 | 0 | 0 | 230199.9167 | 0 | 0 | 0 | 0 | 0 | 0 | 0 | 0 | 0 | 0 | 0 | 0 | 0 | 0 | 0 | 0
2016-05-16 23:00 | 0 | 0 | 0 | 0 | 0 | 586003.2109 | 449437 | 0 | 0 | 0 | 0 | 2507659.8659 | 2047488.6369 | 0 | 0 | 0 | 0 | 0 | 0 | 0 | 0 | 0 | 0 | 0 | 0 | 0 | 0 | 0 | 0 | 160080.5005 | 0 | 0 | 0 | 0 | 0 | 0 | 0 | 0 | 0 | -23514.2896 | 0 | 0 | 0 | 0 | 0 | 0
2016-05-17 | 0 | 0 | 0 | 0 | 0 | 429542.0672 | 452267 | 0 | 0 | 0 | 0 | 2484934.9331 | 2047488.6369 | 0 | 0 | 0 | 0 | 0 | 0 | 0 | 0 | 0 | 0 | 0 | 0 | 0 | 0 | 0 | 0 | -22724.9328 | 0 | 0 | 0 | 0 | 0 | 0 | 0 | 0 | 0 | 0 | 0 | 0 | 0 | 0 | 0 | 0
2016-05-17 01:00 | 0 | 0 | 0 | 0 | 0 | 197652.182 | 449303 | 0 | 0 | 0 | 0 | 2233284.1151 | 2047488.6369 | 0 | 0 | 0 | 0 | 0 | 0 | 0 | 0 | 0 | 0 | 0 | 0 | 0 | 0 | 0 | 0 | -251650.818 | 0 | 0 | 0 | 0 | 0 | 0 | 0 | 0 | 0 | 0 | 0 | 0 | 0 | 0 | 0 | 0
2016-05-17 02:00 | 0 | 0 | 0 | 0 | 165630.8564 | 19279.4037 | 430077 | 0 | 0 | 0 | 0 | 1973750.8971 | 2061855.1149 | 0 | 0 | 0 | 0 | 0 | 0 | 0 | 0 | 0 | 0 | 0 | 0 | 0 | 0 | 0 | 0 | -259533.218 | 14366.478 | 0 | 0 | 0 | 0 | 0 | 0 | 0 | 0 | 0 | 0 | 0 | 0 | 0 | 0 | 0
2016-05-17 03:00 | 0 | 0 | 0 | 0 | 144025.782 | 0 | 403559 | 0 | 0 | 0 | 0 | 1714217.6792 | 2061855.1149 | 0 | 0 | 0 | 0 | 0 | 0 | 0 | 0 | 0 | 0 | 0 | 0 | 0 | 0 | 0 | 0 | -259533.218 | 0 | 0 | 0 | 0 | 0 | 0 | 0 | 0 | 0 | 0 | 0 | 0 | 0 | 0 | 0 | 0
2016-05-17 04:00 | 0 | 0 | 0 | 0 | 121395.782 | 0 | 380929 | 0 | 0 | 0 | 0 | 1454684.4612 | 2061855.1149 | 0 | 0 | 0 | 0 | 0 | 0 | 0 | 0 | 0 | 0 | 0 | 0 | 0 | 0 | 0 | 0 | -259533.218 | 0 | 0 | 0 | 0 | 0 | 0 | 0 | 0 | 0 | 0 | 0 | 0 | 0 | 0 | 0 | 0
2016-05-17 05:00 | 0 | 0 | 0 | 0 | 427462.7866 | 0 | 362454 | 0 | 0 | 0 | 0 | 1519693.2478 | 2061855.1149 | 0 | 0 | 0 | 0 | 0 | 0 | 0 | 0 | 0 | 0 | 0 | 0 | 0 | 0 | 0 | 0 | 65008.7866 | 0 | 0 | 0 | 0 | 0 | 0 | 0 | 0 | 0 | 0 | 0 | 0 | 0 | 0 | 0 | 0
2016-05-17 06:00 | 0 | 0 | 0 | 0 | 87986.782 | 0 | 347520 | 0 | 0 | 0 | 0 | 1260160.0299 | 2061855.1149 | 0 | 0 | 0 | 0 | 0 | 0 | 0 | 0 | 0 | 0 | 0 | 0 | 0 | 0 | 0 | 0 | -259533.218 | 0 | 0 | 0 | 0 | 0 | 0 | 0 | 0 | 0 | 0 | 0 | 0 | 0 | 0 | 0 | 0
2016-05-17 07:00 | 0 | 0 | 0 | 0 | 79972.782 | 0 | 339506 | 0 | 0 | 0 | 0 | 1000626.8119 | 2061855.1149 | 0 | 0 | 0 | 0 | 0 | 0 | 0 | 0 | 0 | 0 | 0 | 0 | 0 | 0 | 0 | 0 | -259533.218 | 0 | 0 | 0 | 0 | 0 | 0 | 0 | 0 | 0 | 0 | 0 | 0 | 0 | 0 | 0 | 0
2016-05-17 08:00 | 0 | 0 | 0 | 0 | 78854.782 | 0 | 338388 | 0 | 0 | 0 | 0 | 741093.5939 | 2061855.1149 | 0 | 0 | 0 | 0 | 0 | 0 | 0 | 0 | 0 | 0 | 0 | 0 | 0 | 0 | 0 | 0 | -259533.218 | 0 | 0 | 0 | 0 | 0 | 0 | 0 | 0 | 0 | 0 | 0 | 0 | 0 | 0 | 0 | 0
2016-05-17 09:00 | 0 | 0 | 0 | 0 | 341368.0269 | 0 | 347189 | 0 | 0 | 0 | 0 | 735272.6209 | 2061855.1149 | 0 | 0 | 0 | 0 | 0 | 0 | 0 | 0 | 0 | 0 | 0 | 0 | 0 | 0 | 0 | 0 | -5820.9731 | 0 | 0 | 0 | 0 | 0 | 0 | 0 | 0 | 0 | 0 | 0 | 0 | 0 | 0 | 0 | 0
2016-05-17 10:00 | 0 | 0 | 0 | 0 | 110528.782 | 0 | 370062 | 0 | 0 | 0 | 0 | 475739.4029 | 2061855.1149 | 0 | 0 | 0 | 0 | 0 | 0 | 0 | 0 | 0 | 0 | 0 | 0 | 0 | 0 | 0 | 0 | -259533.218 | 0 | 0 | 0 | 0 | 0 | 0 | 0 | 0 | 0 | 0 | 0 | 0 | 0 | 0 | 0 | 0
2016-05-17 11:00 | 0 | 0 | 0 | 0 | 283711.6914 | 0 | 393054 | 0 | 0 | 0 | 0 | 366397.0943 | 2061855.1149 | 0 | 0 | 0 | 0 | 0 | 0 | 0 | 0 | 0 | 0 | 0 | 0 | 0 | 0 | 0 | 0 | -109342.3086 | 0 | 0 | 0 | 0 | 0 | 0 | 0 | 0 | 0 | 0 | 0 | 0 | 0 | 0 | 0 | 0
2016-05-17 12:00 | 0 | 0 | 0 | 0 | 224163.2377 | 37908.33 | 408527 | 0 | 0 | 0 | 0 | 219941.662 | 2061855.1149 | 0 | 0 | 0 | 0 | 0 | 0 | 0 | 0 | 0 | 0 | 0 | 0 | 0 | 0 | 0 | 0 | -146455.4323 | 0 | 0 | 0 | 0 | 0 | 0 | 0 | 0 | 0 | 0 | 0 | 0 | 0 | 0 | 0 | 0
2016-05-17 13:00 | 0 | 0 | 0 | 0 | 0 | 320230.6245 | 420490 | 0 | 0 | 0 | 0 | 119682.2865 | 2061855.1149 | 0 | 0 | 0 | 0 | 0 | 0 | 0 | 0 | 0 | 0 | 0 | 0 | 0 | 0 | 0 | 0 | -100259.3755 | 0 | 0 | 0 | 0 | 0 | 0 | 0 | 0 | 0 | 0 | 0 | 0 | 0 | 0 | 0 | 0
2016-05-17 14:00 | 0 | 0 | 0 | 0 | 119545.0339 | 572099.1841 | 432111 | 0 | 0 | 0 | 0 | 379215.5045 | 2061855.1149 | 0 | 0 | 0 | 0 | 0 | 0 | 0 | 0 | 0 | 0 | 0 | 0 | 0 | 0 | 0 | 0 | 259533.218 | 0 | 0 | 0 | 0 | 0 | 0 | 0 | 0 | 0 | 0 | 0 | 0 | 0 | 0 | 0 | 0
2016-05-17 15:00 | 0 | 0 | 0 | 0 | 4105.765 | 695005.453 | 439578 | 0 | 0 | 0 | 0 | 638748.7224 | 2061855.1149 | 0 | 0 | 0 | 0 | 0 | 0 | 0 | 0 | 0 | 0 | 0 | 0 | 0 | 0 | 0 | 0 | 259533.218 | 0 | 0 | 0 | 0 | 0 | 0 | 0 | 0 | 0 | 0 | 0 | 0 | 0 | 0 | 0 | 0
2016-05-17 16:00 | 0 | 0 | 0 | 0 | 0 | 721490.6959 | 447591 | 0 | 0 | 0 | 0 | 898281.9404 | 2076221.5929 | 0 | 0 | 0 | 0 | 0 | 0 | 0 | 0 | 0 | 0 | 0 | 0 | 0 | 0 | 0 | 0 | 259533.218 | 14366.478 | 0 | 0 | 0 | 0 | 0 | 0 | 0 | 0 | 0 | 0 | 0 | 0 | 0 | 0 | 0
2016-05-17 17:00 | 0 | 0 | 0 | 0 | 0 | 743916.1358 | 452503 | 0 | 0 | 0 | 0 | 1157815.1584 | 2090588.0709 | 0 | 0 | 0 | 0 | 0 | 0 | 17513.4398 | 0 | 0 | 0 | 0 | 0 | 0 | 0 | 0 | 0 | 259533.218 | 14366.478 | 0 | 0 | 0 | 0 | 0 | 0 | 0 | 0 | 17513.4398 | 0 | 0 | 0 | 0 | 0 | 0
2016-05-17 18:00 | 0 | 0 | 0 | 0 | 0 | 735361.5457 | 455461 | 0 | 0 | 0 | 0 | 1417348.3763 | 2104954.5488 | 0 | 0 | 0 | 0 | 0 | 0 | 23514.2896 | 0 | 0 | 0 | 0 | 0 | 0 | 0 | 0 | 0 | 259533.218 | 14366.478 | 0 | 0 | 0 | 0 | 0 | 0 | 0 | 0 | 6000.8498 | 0 | 0 | 0 | 0 | 0 | 0
2016-05-17 19:00 | 0 | 0 | 0 | 0 | 0 | 713380.1313 | 458010 | 0 | 0 | 0 | 0 | 1676881.5943 | 2119321.0268 | 0 | 0 | 0 | 0 | 0 | 0 | 4984.725 | 0 | 0 | 0 | 0 | 0 | 0 | 0 | 0 | 0 | 259533.218 | 14366.478 | 0 | 0 | 0 | 0 | 0 | 0 | 0 | 0 | -18529.5646 | 0 | 0 | 0 | 0 | 0 | 0
2016-05-17 20:00 | 0 | 0 | 0 | 0 | 0 | 689740.1907 | 458342 | 0 | 0 | 0 | 0 | 1889750.2203 | 2119321.0268 | 0 | 0 | 0 | 0 | 0 | 0 | 23514.2896 | 0 | 0 | 0 | 0 | 0 | 0 | 0 | 0 | 0 | 212868.626 | 0 | 0 | 0 | 0 | 0 | 0 | 0 | 0 | 0 | 18529.5646 | 0 | 0 | 0 | 0 | 0 | 0
2016-05-17 21:00 | 0 | 0 | 0 | 0 | 0 | 647310.5677 | 459922 | 0 | 0 | 0 | 0 | 2100653.0776 | 2119321.0268 | 0 | 0 | 0 | 0 | 0 | 0 | 0 | 0 | 0 | 0 | 0 | 0 | 0 | 0 | 0 | 0 | 210902.8573 | 0 | 0 | 0 | 0 | 0 | 0 | 0 | 0 | 0 | -23514.2896 | 0 | 0 | 0 | 0 | 0 | 0
2016-05-17 22:00 | 0 | 0 | 0 | 0 | 0 | 586011.8571 | 459064 | 0 | 0 | 0 | 0 | 2336427.0294 | 2010494.9321 | 0 | 0 | 0 | 0 | 0 | 0 | 0 | 0 | 0 | 0 | 0 | 0 | 0 | 0 | 0 | 0 | 235773.9518 | 0 | 108826.0947 | 0 | 0 | 0 | 0 | 0 | 0 | 0 | 0 | 0 | 0 | 0 | 0 | 0 | 0
2016-05-17 23:00 | 0 | 0 | 0 | 0 | 0 | 497827.31 | 455928 | 0 | 0 | 0 | 0 | 2378326.3394 | 2010494.9321 | 0 | 0 | 0 | 0 | 0 | 0 | 0 | 0 | 0 | 0 | 0 | 0 | 0 | 0 | 0 | 0 | 41899.31 | 0 | 0 | 0 | 0 | 0 | 0 | 0 | 0 | 0 | 0 | 0 | 0 | 0 | 0 | 0 | 0
2016-05-18 | 0 | 0 | 0 | 0 | 0 | 373149.9083 | 456165 | 0 | 0 | 0 | 0 | 2295311.2477 | 2010494.9321 | 0 | 0 | 0 | 0 | 0 | 0 | 0 | 0 | 0 | 0 | 0 | 0 | 0 | 0 | 0 | 0 | -83015.0917 | 0 | 0 | 0 | 0 | 0 | 0 | 0 | 0 | 0 | 0 | 0 | 0 | 0 | 0 | 0 | 0
2016-05-18 01:00 | 0 | 0 | 0 | 0 | 0 | 201302.8392 | 453024 | 0 | 0 | 0 | 0 | 2043590.0869 | 2010494.9321 | 0 | 0 | 0 | 0 | 0 | 0 | 0 | 0 | 0 | 0 | 0 | 0 | 0 | 0 | 0 | 0 | -251721.1608 | 0 | 0 | 0 | 0 | 0 | 0 | 0 | 0 | 0 | 0 | 0 | 0 | 0 | 0 | 0 | 0
2016-05-18 02:00 | 0 | 0 | 0 | 0 | 355974.5891 | 39088.4026 | 434923 | 0 | 0 | 0 | 0 | 1989363.6006 | 2024861.4101 | 0 | 0 | 0 | 0 | 0 | 0 | 0 | 0 | 0 | 0 | 0 | 0 | 0 | 0 | 0 | 0 | -54226.4863 | 14366.478 | 0 | 0 | 0 | 0 | 0 | 0 | 0 | 0 | 0 | 0 | 0 | 0 | 0 | 0 | 0
2016-05-18 03:00 | 0 | 0 | 0 | 0 | 40431.6873 | 0 | 408791 | 0 | 0 | 0 | 0 | 1729830.3826 | 1916035.3154 | 0 | 0 | 0 | 0 | 0 | 0 | 0 | 0 | 0 | 0 | 0 | 0 | 0 | 0 | 0 | 0 | -259533.218 | 0 | 108826.0947 | 0 | 0 | 0 | 0 | 0 | 0 | 0 | 0 | 0 | 0 | 0 | 0 | 0 | 0
2016-05-18 04:00 | 0 | 0 | 0 | 0 | 125562.782 | 0 | 385096 | 0 | 0 | 0 | 0 | 1470297.1647 | 1916035.3154 | 0 | 0 | 0 | 0 | 0 | 0 | 0 | 0 | 0 | 0 | 0 | 0 | 0 | 0 | 0 | 0 | -259533.218 | 0 | 0 | 0 | 0 | 0 | 0 | 0 | 0 | 0 | 0 | 0 | 0 | 0 | 0 | 0 | 0
2016-05-18 05:00 | 0 | 0 | 0 | 0 | 105613.782 | 0 | 365147 | 0 | 0 | 0 | 0 | 1210763.9467 | 1916035.3154 | 0 | 0 | 0 | 0 | 0 | 0 | 0 | 0 | 0 | 0 | 0 | 0 | 0 | 0 | 0 | 0 | -259533.218 | 0 | 0 | 0 | 0 | 0 | 0 | 0 | 0 | 0 | 0 | 0 | 0 | 0 | 0 | 0 | 0
2016-05-18 06:00 | 0 | 0 | 0 | 0 | 90313.782 | 0 | 349847 | 0 | 0 | 0 | 0 | 951230.7287 | 1916035.3154 | 0 | 0 | 0 | 0 | 0 | 0 | 0 | 0 | 0 | 0 | 0 | 0 | 0 | 0 | 0 | 0 | -259533.218 | 0 | 0 | 0 | 0 | 0 | 0 | 0 | 0 | 0 | 0 | 0 | 0 | 0 | 0 | 0 | 0
2016-05-18 07:00 | 0 | 0 | 0 | 0 | 404863.4424 | 0 | 340892 | 0 | 0 | 0 | 0 | 1015202.1711 | 1916035.3154 | 0 | 0 | 0 | 0 | 0 | 0 | 0 | 0 | 0 | 0 | 0 | 0 | 0 | 0 | 0 | 0 | 63971.4424 | 0 | 0 | 0 | 0 | 0 | 0 | 0 | 0 | 0 | 0 | 0 | 0 | 0 | 0 | 0 | 0
2016-05-18 08:00 | 0 | 0 | 0 | 0 | 79621.782 | 0 | 339155 | 0 | 0 | 0 | 0 | 755668.9531 | 1916035.3154 | 0 | 0 | 0 | 0 | 0 | 0 | 0 | 0 | 0 | 0 | 0 | 0 | 0 | 0 | 0 | 0 | -259533.218 | 0 | 0 | 0 | 0 | 0 | 0 | 0 | 0 | 0 | 0 | 0 | 0 | 0 | 0 | 0 | 0
2016-05-18 09:00 | 0 | 0 | 0 | 0 | 87777.782 | 0 | 347311 | 0 | 0 | 0 | 0 | 496135.7352 | 1916035.3154 | 0 | 0 | 0 | 0 | 0 | 0 | 0 | 0 | 0 | 0 | 0 | 0 | 0 | 0 | 0 | 0 | -259533.218 | 0 | 0 | 0 | 0 | 0 | 0 | 0 | 0 | 0 | 0 | 0 | 0 | 0 | 0 | 0 | 0
2016-05-18 10:00 | 0 | 0 | 0 | 0 | 328469.7018 | 0 | 369141 | 0 | 0 | 0 | 0 | 455464.4369 | 1916035.3154 | 0 | 0 | 0 | 0 | 0 | 0 | 0 | 0 | 0 | 0 | 0 | 0 | 0 | 0 | 0 | 0 | -40671.2982 | 0 | 0 | 0 | 0 | 0 | 0 | 0 | 0 | 0 | 0 | 0 | 0 | 0 | 0 | 0 | 0
2016-05-18 11:00 | 0 | 0 | 0 | 0 | 131799.782 | 0 | 391333 | 0 | 0 | 0 | 0 | 195931.219 | 1916035.3154 | 0 | 0 | 0 | 0 | 0 | 0 | 0 | 0 | 0 | 0 | 0 | 0 | 0 | 0 | 0 | 0 | -259533.218 | 0 | 0 | 0 | 0 | 0 | 0 | 0 | 0 | 0 | 0 | 0 | 0 | 0 | 0 | 0 | 0
2016-05-18 12:00 | 0 | 0 | 0 | 0 | 170345.5513 | 44784.8575 | 404643 | 0 | 0 | 0 | 0 | 6418.6277 | 1916035.3154 | 0 | 0 | 0 | 0 | 0 | 0 | 0 | 0 | 0 | 0 | 0 | 0 | 0 | 0 | 0 | 0 | -189512.5913 | 0 | 0 | 0 | 0 | 0 | 0 | 0 | 0 | 0 | 0 | 0 | 0 | 0 | 0 | 0 | 0
2016-05-18 13:00 | 0 | 0 | 0 | 0 | 113021.5982 | 340713.5966 | 414696 | 0 | 0 | 0 | 0 | 45457.8225 | 1916035.3154 | 0 | 0 | 0 | 0 | 0 | 0 | 0 | 0 | 0 | 0 | 0 | 0 | 0 | 0 | 0 | 0 | 39039.1948 | 0 | 0 | 0 | 0 | 0 | 0 | 0 | 0 | 0 | 0 | 0 | 0 | 0 | 0 | 0 | 0
2016-05-18 14:00 | 0 | 0 | 0 | 0 | 107337.799 | 577504.4189 | 425309 | 0 | 0 | 0 | 0 | 304991.0405 | 1916035.3154 | 0 | 0 | 0 | 0 | 0 | 0 | 0 | 0 | 0 | 0 | 0 | 0 | 0 | 0 | 0 | 0 | 259533.218 | 0 | 0 | 0 | 0 | 0 | 0 | 0 | 0 | 0 | 0 | 0 | 0 | 0 | 0 | 0 | 0
2016-05-18 15:00 | 0 | 0 | 0 | 0 | 0 | 701323.905 | 433956 | 0 | 0 | 0 | 0 | 564524.2584 | 1923870.0024 | 0 | 0 | 0 | 0 | 0 | 0 | 0 | 0 | 0 | 0 | 0 | 0 | 0 | 0 | 0 | 0 | 259533.218 | 7834.6871 | 0 | 0 | 0 | 0 | 0 | 0 | 0 | 0 | 0 | 0 | 0 | 0 | 0 | 0 | 0
2016-05-18 16:00 | 0 | 0 | 0 | 0 | 0 | 715079.6959 | 441180 | 0 | 0 | 0 | 0 | 824057.4764 | 1938236.4804 | 0 | 0 | 0 | 0 | 0 | 0 | 0 | 0 | 0 | 0 | 0 | 0 | 0 | 0 | 0 | 0 | 259533.218 | 14366.478 | 0 | 0 | 0 | 0 | 0 | 0 | 0 | 0 | 0 | 0 | 0 | 0 | 0 | 0 | 0
2016-05-18 17:00 | 0 | 0 | 0 | 0 | 0 | 724351.9314 | 447088 | 0 | 0 | 0 | 0 | 1083590.6944 | 1952602.9584 | 0 | 0 | 0 | 0 | 0 | 0 | 3364.2354 | 0 | 0 | 0 | 0 | 0 | 0 | 0 | 0 | 0 | 259533.218 | 14366.478 | 0 | 0 | 0 | 0 | 0 | 0 | 0 | 0 | 3364.2354 | 0 | 0 | 0 | 0 | 0 | 0
2016-05-18 18:00 | 0 | 0 | 0 | 0 | 0 | 746471.7501 | 452422 | 0 | 0 | 0 | 0 | 1343123.9124 | 1966969.4364 | 0 | 0 | 0 | 0 | 0 | 0 | 23514.2896 | 0 | 0 | 0 | 0 | 0 | 0 | 0 | 0 | 0 | 259533.218 | 14366.478 | 0 | 0 | 0 | 0 | 0 | 0 | 0 | 0 | 20150.0542 | 0 | 0 | 0 | 0 | 0 | 0
2016-05-18 19:00 | 0 | 0 | 0 | 0 | 0 | 728151.2096 | 455695 | 0 | 0 | 0 | 0 | 1601213.644 | 1981335.9144 | 0 | 0 | 0 | 0 | 0 | 0 | 23514.2896 | 0 | 0 | 0 | 0 | 0 | 0 | 0 | 0 | 0 | 258089.7316 | 14366.478 | 0 | 0 | 0 | 0 | 0 | 0 | 0 | 0 | 0 | 0 | 0 | 0 | 0 | 0 | 0
2016-05-18 20:00 | 0 | 0 | 0 | 0 | 0 | 711587.1715 | 458559 | 0 | 0 | 0 | 0 | 1839875.3376 | 1995702.3923 | 0 | 0 | 0 | 0 | 0 | 0 | 23514.2896 | 0 | 0 | 0 | 0 | 0 | 0 | 0 | 0 | 0 | 238661.6936 | 14366.478 | 0 | 0 | 0 | 0 | 0 | 0 | 0 | 0 | 0 | 0 | 0 | 0 | 0 | 0 | 0
2016-05-18 21:00 | 0 | 0 | 0 | 0 | 0 | 681512.0631 | 460812 | 0 | 0 | 0 | 0 | 2099408.5555 | 1980383.527 | 0 | 0 | 0 | 0 | 0 | 0 | 0 | 0 | 0 | 0 | 0 | 0 | 0 | 0 | 0 | 0 | 259533.218 | 14366.478 | 29685.3433 | 0 | 0 | 0 | 0 | 0 | 0 | 0 | -23514.2896 | 0 | 0 | 0 | 0 | 0 | 0
2016-05-18 22:00 | 0 | 0 | 0 | 0 | 0 | 632035.7175 | 458743 | 0 | 0 | 0 | 0 | 2272701.273 | 1980383.527 | 0 | 0 | 0 | 0 | 0 | 0 | 0 | 0 | 0 | 0 | 0 | 0 | 0 | 0 | 0 | 0 | 173292.7175 | 0 | 0 | 0 | 0 | 0 | 0 | 0 | 0 | 0 | 0 | 0 | 0 | 0 | 0 | 0 | 0
2016-05-18 23:00 | 0 | 0 | 0 | 0 | 0 | 543980.0525 | 455111 | 0 | 0 | 0 | 0 | 2361570.3255 | 1980383.527 | 0 | 0 | 0 | 0 | 0 | 0 | 0 | 0 | 0 | 0 | 0 | 0 | 0 | 0 | 0 | 0 | 88869.0525 | 0 | 0 | 0 | 0 | 0 | 0 | 0 | 0 | 0 | 0 | 0 | 0 | 0 | 0 | 0 | 0
2016-05-19 | 0 | 0 | 0 | 0 | 0 | 424622.6349 | 455162 | 0 | 0 | 0 | 0 | 2331030.9604 | 1980383.527 | 0 | 0 | 0 | 0 | 0 | 0 | 0 | 0 | 0 | 0 | 0 | 0 | 0 | 0 | 0 | 0 | -30539.3651 | 0 | 0 | 0 | 0 | 0 | 0 | 0 | 0 | 0 | 0 | 0 | 0 | 0 | 0 | 0 | 0
2016-05-19 01:00 | 0 | 0 | 0 | 0 | 0 | 245322.7669 | 452069 | 0 | 0 | 0 | 0 | 2124284.7273 | 1980383.527 | 0 | 0 | 0 | 0 | 0 | 0 | 0 | 0 | 0 | 0 | 0 | 0 | 0 | 0 | 0 | 0 | -206746.2331 | 0 | 0 | 0 | 0 | 0 | 0 | 0 | 0 | 0 | 0 | 0 | 0 | 0 | 0 | 0 | 0
2016-05-19 02:00 | 0 | 0 | 0 | 0 | 57828.0143 | 22613.151 | 434434 | 0 | 0 | 0 | 0 | 1864751.5093 | 1885923.9103 | 0 | 0 | 0 | 0 | 0 | 0 | 0 | 0 | 0 | 0 | 0 | 0 | 0 | 0 | 0 | 0 | -259533.218 | 14366.478 | 108826.0947 | 0 | 0 | 0 | 0 | 0 | 0 | 0 | 0 | 0 | 0 | 0 | 0 | 0 | 0
2016-05-19 03:00 | 0 | 0 | 0 | 0 | 148585.782 | 0 | 408119 | 0 | 0 | 0 | 0 | 1605218.2914 | 1885923.9103 | 0 | 0 | 0 | 0 | 0 | 0 | 0 | 0 | 0 | 0 | 0 | 0 | 0 | 0 | 0 | 0 | -259533.218 | 0 | 0 | 0 | 0 | 0 | 0 | 0 | 0 | 0 | 0 | 0 | 0 | 0 | 0 | 0 | 0
2016-05-19 04:00 | 0 | 0 | 0 | 0 | 123608.782 | 0 | 383142 | 0 | 0 | 0 | 0 | 1345685.0734 | 1885923.9103 | 0 | 0 | 0 | 0 | 0 | 0 | 0 | 0 | 0 | 0 | 0 | 0 | 0 | 0 | 0 | 0 | -259533.218 | 0 | 0 | 0 | 0 | 0 | 0 | 0 | 0 | 0 | 0 | 0 | 0 | 0 | 0 | 0 | 0
2016-05-19 05:00 | 0 | 0 | 0 | 0 | 103407.782 | 0 | 362941 | 0 | 0 | 0 | 0 | 1086151.8554 | 1885923.9103 | 0 | 0 | 0 | 0 | 0 | 0 | 0 | 0 | 0 | 0 | 0 | 0 | 0 | 0 | 0 | 0 | -259533.218 | 0 | 0 | 0 | 0 | 0 | 0 | 0 | 0 | 0 | 0 | 0 | 0 | 0 | 0 | 0 | 0
2016-05-19 06:00 | 0 | 0 | 0 | 0 | 88236.782 | 0 | 347770 | 0 | 0 | 0 | 0 | 826618.6375 | 1885923.9103 | 0 | 0 | 0 | 0 | 0 | 0 | 0 | 0 | 0 | 0 | 0 | 0 | 0 | 0 | 0 | 0 | -259533.218 | 0 | 0 | 0 | 0 | 0 | 0 | 0 | 0 | 0 | 0 | 0 | 0 | 0 | 0 | 0 | 0
2016-05-19 07:00 | 0 | 0 | 0 | 0 | 78433.782 | 0 | 337967 | 0 | 0 | 0 | 0 | 567085.4195 | 1885923.9103 | 0 | 0 | 0 | 0 | 0 | 0 | 0 | 0 | 0 | 0 | 0 | 0 | 0 | 0 | 0 | 0 | -259533.218 | 0 | 0 | 0 | 0 | 0 | 0 | 0 | 0 | 0 | 0 | 0 | 0 | 0 | 0 | 0 | 0
2016-05-19 08:00 | 0 | 0 | 0 | 0 | 465552.8975 | 0 | 336146 | 0 | 0 | 0 | 0 | 696492.317 | 1885923.9103 | 0 | 0 | 0 | 0 | 0 | 0 | 0 | 0 | 0 | 0 | 0 | 0 | 0 | 0 | 0 | 0 | 129406.8975 | 0 | 0 | 0 | 0 | 0 | 0 | 0 | 0 | 0 | 0 | 0 | 0 | 0 | 0 | 0 | 0
2016-05-19 09:00 | 0 | 0 | 0 | 0 | 85547.782 | 0 | 345081 | 0 | 0 | 0 | 0 | 436959.099 | 1885923.9103 | 0 | 0 | 0 | 0 | 0 | 0 | 0 | 0 | 0 | 0 | 0 | 0 | 0 | 0 | 0 | 0 | -259533.218 | 0 | 0 | 0 | 0 | 0 | 0 | 0 | 0 | 0 | 0 | 0 | 0 | 0 | 0 | 0 | 0
2016-05-19 10:00 | 0 | 0 | 0 | 0 | 107584.782 | 0 | 367118 | 0 | 0 | 0 | 0 | 177425.881 | 1885923.9103 | 0 | 0 | 0 | 0 | 0 | 0 | 0 | 0 | 0 | 0 | 0 | 0 | 0 | 0 | 0 | 0 | -259533.218 | 0 | 0 | 0 | 0 | 0 | 0 | 0 | 0 | 0 | 0 | 0 | 0 | 0 | 0 | 0 | 0
2016-05-19 11:00 | 0 | 0 | 0 | 0 | 363591.9501 | 0 | 389239 | 0 | 0 | 0 | 0 | 151778.8311 | 1885923.9103 | 0 | 0 | 0 | 0 | 0 | 0 | 0 | 0 | 0 | 0 | 0 | 0 | 0 | 0 | 0 | 0 | -25647.0499 | 0 | 0 | 0 | 0 | 0 | 0 | 0 | 0 | 0 | 0 | 0 | 0 | 0 | 0 | 0 | 0
2016-05-19 12:00 | 0 | 0 | 0 | 0 | 204252.981 | 63627.0118 | 403543 | 0 | 0 | 0 | 0 | 16115.8239 | 1885923.9103 | 0 | 0 | 0 | 0 | 0 | 0 | 0 | 0 | 0 | 0 | 0 | 0 | 0 | 0 | 0 | 0 | -135663.0072 | 0 | 0 | 0 | 0 | 0 | 0 | 0 | 0 | 0 | 0 | 0 | 0 | 0 | 0 | 0 | 0
2016-05-19 13:00 | 0 | 0 | 0 | 0 | 0 | 421078.6662 | 415692 | 0 | 0 | 0 | 0 | 21502.4902 | 1885923.9103 | 0 | 0 | 0 | 0 | 0 | 0 | 0 | 0 | 0 | 0 | 0 | 0 | 0 | 0 | 0 | 0 | 5386.6662 | 0 | 0 | 0 | 0 | 0 | 0 | 0 | 0 | 0 | 0 | 0 | 0 | 0 | 0 | 0 | 0
2016-05-19 14:00 | 0 | 0 | 0 | 0 | 47267.4304 | 639571.7876 | 427306 | 0 | 0 | 0 | 0 | 281035.7081 | 1885923.9103 | 0 | 0 | 0 | 0 | 0 | 0 | 0 | 0 | 0 | 0 | 0 | 0 | 0 | 0 | 0 | 0 | 259533.218 | 0 | 0 | 0 | 0 | 0 | 0 | 0 | 0 | 0 | 0 | 0 | 0 | 0 | 0 | 0 | 0
2016-05-19 15:00 | 0 | 0 | 0 | 0 | 0 | 710501.6959 | 436602 | 0 | 0 | 0 | 0 | 540568.9261 | 1900290.3883 | 0 | 0 | 0 | 0 | 0 | 0 | 0 | 0 | 0 | 0 | 0 | 0 | 0 | 0 | 0 | 0 | 259533.218 | 14366.478 | 0 | 0 | 0 | 0 | 0 | 0 | 0 | 0 | 0 | 0 | 0 | 0 | 0 | 0 | 0
2016-05-19 16:00 | 0 | 0 | 0 | 0 | 0 | 717564.6959 | 443665 | 0 | 0 | 0 | 0 | 800102.1441 | 1914656.8663 | 0 | 0 | 0 | 0 | 0 | 0 | 0 | 0 | 0 | 0 | 0 | 0 | 0 | 0 | 0 | 0 | 259533.218 | 14366.478 | 0 | 0 | 0 | 0 | 0 | 0 | 0 | 0 | 0 | 0 | 0 | 0 | 0 | 0 | 0
2016-05-19 17:00 | 0 | 0 | 0 | 0 | 0 | 723278.6959 | 449379 | 0 | 0 | 0 | 0 | 1059635.362 | 1929023.3442 | 0 | 0 | 0 | 0 | 0 | 0 | 0 | 0 | 0 | 0 | 0 | 0 | 0 | 0 | 0 | 0 | 259533.218 | 14366.478 | 0 | 0 | 0 | 0 | 0 | 0 | 0 | 0 | 0 | 0 | 0 | 0 | 0 | 0 | 0
2016-05-19 18:00 | 0 | 0 | 0 | 0 | 0 | 727144.6959 | 453245 | 0 | 0 | 0 | 0 | 1319168.58 | 1943389.8222 | 0 | 0 | 0 | 0 | 0 | 0 | 0 | 0 | 0 | 0 | 0 | 0 | 0 | 0 | 0 | 0 | 259533.218 | 14366.478 | 0 | 0 | 0 | 0 | 0 | 0 | 0 | 0 | 0 | 0 | 0 | 0 | 0 | 0 | 0
2016-05-19 19:00 | 0 | 0 | 0 | 0 | 0 | 729246.6959 | 455347 | 0 | 0 | 0 | 0 | 1578701.798 | 1957756.3002 | 0 | 0 | 0 | 0 | 0 | 0 | 0 | 0 | 0 | 0 | 0 | 0 | 0 | 0 | 0 | 0 | 259533.218 | 14366.478 | 0 | 0 | 0 | 0 | 0 | 0 | 0 | 0 | 0 | 0 | 0 | 0 | 0 | 0 | 0
2016-05-19 20:00 | 0 | 0 | 0 | 0 | 0 | 730604.6959 | 456705 | 0 | 0 | 0 | 0 | 1838235.0159 | 1972122.7782 | 0 | 0 | 0 | 0 | 0 | 0 | 0 | 0 | 0 | 0 | 0 | 0 | 0 | 0 | 0 | 0 | 259533.218 | 14366.478 | 0 | 0 | 0 | 0 | 0 | 0 | 0 | 0 | 0 | 0 | 0 | 0 | 0 | 0 | 0
2016-05-19 21:00 | 0 | 0 | 0 | 0 | 0 | 731668.6959 | 457769 | 0 | 0 | 0 | 0 | 2097768.2339 | 1986489.2562 | 0 | 0 | 0 | 0 | 0 | 0 | 0 | 0 | 0 | 0 | 0 | 0 | 0 | 0 | 0 | 0 | 259533.218 | 14366.478 | 0 | 0 | 0 | 0 | 0 | 0 | 0 | 0 | 0 | 0 | 0 | 0 | 0 | 0 | 0
2016-05-19 22:00 | 0 | 0 | 0 | 0 | 0 | 752157.9855 | 454744 | 0 | 0 | 0 | 0 | 2357301.4519 | 2000855.7342 | 0 | 0 | 0 | 0 | 0 | 0 | 23514.2896 | 0 | 0 | 0 | 0 | 0 | 0 | 0 | 0 | 0 | 259533.218 | 14366.478 | 0 | 0 | 0 | 0 | 0 | 0 | 0 | 0 | 23514.2896 | 0 | 0 | 0 | 0 | 0 | 0
2016-05-19 23:00 | 0 | 0 | 0 | 0 | 0 | 689837.6885 | 450085 | 0 | 0 | 0 | 0 | 2616834.6698 | 2000855.7342 | 0 | 0 | 0 | 0 | 0 | 0 | 3733.7601 | 0 | 0 | 0 | 0 | 0 | 0 | 0 | 0 | 0 | 259533.218 | 0 | 0 | 0 | 0 | 0 | 0 | 0 | 0 | 0 | -19780.5295 | 0 | 0 | 0 | 0 | 0 | 0
2016-05-20 | 0 | 0 | 0 | 0 | 0 | 542229.642 | 449796 | 0 | 0 | 0 | 0 | 2713002.072 | 2000855.7342 | 0 | 0 | 0 | 0 | 0 | 0 | 0 | 0 | 0 | 0 | 0 | 0 | 0 | 0 | 0 | 0 | 96167.4022 | 0 | 0 | 0 | 0 | 0 | 0 | 0 | 0 | 0 | -3733.7601 | 0 | 0 | 0 | 0 | 0 | 0
2016-05-20 01:00 | 0 | 0 | 0 | 0 | 0 | 254841.5526 | 447542 | 0 | 0 | 0 | 0 | 2520301.6246 | 2000855.7342 | 0 | 0 | 0 | 0 | 0 | 0 | 0 | 0 | 0 | 0 | 0 | 0 | 0 | 0 | 0 | 0 | -192700.4474 | 0 | 0 | 0 | 0 | 0 | 0 | 0 | 0 | 0 | 0 | 0 | 0 | 0 | 0 | 0 | 0
2016-05-20 02:00 | 0 | 0 | 0 | 0 | 172684.6121 | 12232.6479 | 430084 | 0 | 0 | 0 | 0 | 2260768.4066 | 2015222.2121 | 0 | 0 | 0 | 0 | 0 | 0 | 0 | 0 | 0 | 0 | 0 | 0 | 0 | 0 | 0 | 0 | -259533.218 | 14366.478 | 0 | 0 | 0 | 0 | 0 | 0 | 0 | 0 | 0 | 0 | 0 | 0 | 0 | 0 | 0
2016-05-20 03:00 | 0 | 0 | 0 | 0 | 35003.6873 | 0 | 403363 | 0 | 0 | 0 | 0 | 2001235.1886 | 1906396.1174 | 0 | 0 | 0 | 0 | 0 | 0 | 0 | 0 | 0 | 0 | 0 | 0 | 0 | 0 | 0 | 0 | -259533.218 | 0 | 108826.0947 | 0 | 0 | 0 | 0 | 0 | 0 | 0 | 0 | 0 | 0 | 0 | 0 | 0 | 0
2016-05-20 04:00 | 0 | 0 | 0 | 0 | 118574.782 | 0 | 378108 | 0 | 0 | 0 | 0 | 1741701.9706 | 1906396.1174 | 0 | 0 | 0 | 0 | 0 | 0 | 0 | 0 | 0 | 0 | 0 | 0 | 0 | 0 | 0 | 0 | -259533.218 | 0 | 0 | 0 | 0 | 0 | 0 | 0 | 0 | 0 | 0 | 0 | 0 | 0 | 0 | 0 | 0
2016-05-20 05:00 | 0 | 0 | 0 | 0 | 100102.782 | 0 | 359636 | 0 | 0 | 0 | 0 | 1482168.7527 | 1906396.1174 | 0 | 0 | 0 | 0 | 0 | 0 | 0 | 0 | 0 | 0 | 0 | 0 | 0 | 0 | 0 | 0 | -259533.218 | 0 | 0 | 0 | 0 | 0 | 0 | 0 | 0 | 0 | 0 | 0 | 0 | 0 | 0 | 0 | 0
2016-05-20 06:00 | 0 | 0 | 0 | 0 | 85354.782 | 0 | 344888 | 0 | 0 | 0 | 0 | 1222635.5347 | 1906396.1174 | 0 | 0 | 0 | 0 | 0 | 0 | 0 | 0 | 0 | 0 | 0 | 0 | 0 | 0 | 0 | 0 | -259533.218 | 0 | 0 | 0 | 0 | 0 | 0 | 0 | 0 | 0 | 0 | 0 | 0 | 0 | 0 | 0 | 0
2016-05-20 07:00 | 0 | 0 | 0 | 0 | 75469.782 | 0 | 335003 | 0 | 0 | 0 | 0 | 963102.3167 | 1906396.1174 | 0 | 0 | 0 | 0 | 0 | 0 | 0 | 0 | 0 | 0 | 0 | 0 | 0 | 0 | 0 | 0 | -259533.218 | 0 | 0 | 0 | 0 | 0 | 0 | 0 | 0 | 0 | 0 | 0 | 0 | 0 | 0 | 0 | 0
2016-05-20 08:00 | 0 | 0 | 0 | 0 | 73338.782 | 0 | 332872 | 0 | 0 | 0 | 0 | 703569.0988 | 1906396.1174 | 0 | 0 | 0 | 0 | 0 | 0 | 0 | 0 | 0 | 0 | 0 | 0 | 0 | 0 | 0 | 0 | -259533.218 | 0 | 0 | 0 | 0 | 0 | 0 | 0 | 0 | 0 | 0 | 0 | 0 | 0 | 0 | 0 | 0
2016-05-20 09:00 | 0 | 0 | 0 | 0 | 81819.782 | 0 | 341353 | 0 | 0 | 0 | 0 | 444035.8808 | 1906396.1174 | 0 | 0 | 0 | 0 | 0 | 0 | 0 | 0 | 0 | 0 | 0 | 0 | 0 | 0 | 0 | 0 | -259533.218 | 0 | 0 | 0 | 0 | 0 | 0 | 0 | 0 | 0 | 0 | 0 | 0 | 0 | 0 | 0 | 0
2016-05-20 10:00 | 0 | 0 | 0 | 0 | 380656.3611 | 0 | 361869 | 0 | 0 | 0 | 0 | 462823.2419 | 1906396.1174 | 0 | 0 | 0 | 0 | 0 | 0 | 0 | 0 | 0 | 0 | 0 | 0 | 0 | 0 | 0 | 0 | 18787.3611 | 0 | 0 | 0 | 0 | 0 | 0 | 0 | 0 | 0 | 0 | 0 | 0 | 0 | 0 | 0 | 0
2016-05-20 11:00 | 0 | 0 | 0 | 0 | 124109.782 | 0 | 383643 | 0 | 0 | 0 | 0 | 203290.024 | 1906396.1174 | 0 | 0 | 0 | 0 | 0 | 0 | 0 | 0 | 0 | 0 | 0 | 0 | 0 | 0 | 0 | 0 | -259533.218 | 0 | 0 | 0 | 0 | 0 | 0 | 0 | 0 | 0 | 0 | 0 | 0 | 0 | 0 | 0 | 0
2016-05-20 12:00 | 0 | 0 | 0 | 0 | 106312.2121 | 89889.7639 | 399492 | 0 | 0 | 0 | 0 | 0 | 1906396.1174 | 0 | 0 | 0 | 0 | 0 | 0 | 0 | 0 | 0 | 0 | 0 | 0 | 0 | 0 | 0 | 0 | -203290.024 | 0 | 0 | 0 | 0 | 0 | 0 | 0 | 0 | 0 | 0 | 0 | 0 | 0 | 0 | 0 | 0
2016-05-20 13:00 | 0 | 0 | 0 | 0 | 0 | 432960.9732 | 413654 | 0 | 0 | 0 | 0 | 19306.9732 | 1906396.1174 | 0 | 0 | 0 | 0 | 0 | 0 | 0 | 0 | 0 | 0 | 0 | 0 | 0 | 0 | 0 | 0 | 19306.9732 | 0 | 0 | 0 | 0 | 0 | 0 | 0 | 0 | 0 | 0 | 0 | 0 | 0 | 0 | 0 | 0
2016-05-20 14:00 | 0 | 0 | 0 | 0 | 30069.3387 | 656201.8793 | 426738 | 0 | 0 | 0 | 0 | 278840.1912 | 1906396.1174 | 0 | 0 | 0 | 0 | 0 | 0 | 0 | 0 | 0 | 0 | 0 | 0 | 0 | 0 | 0 | 0 | 259533.218 | 0 | 0 | 0 | 0 | 0 | 0 | 0 | 0 | 0 | 0 | 0 | 0 | 0 | 0 | 0 | 0
2016-05-20 15:00 | 0 | 0 | 0 | 0 | 0 | 709728.6959 | 435829 | 0 | 0 | 0 | 0 | 538373.4092 | 1920762.5954 | 0 | 0 | 0 | 0 | 0 | 0 | 0 | 0 | 0 | 0 | 0 | 0 | 0 | 0 | 0 | 0 | 259533.218 | 14366.478 | 0 | 0 | 0 | 0 | 0 | 0 | 0 | 0 | 0 | 0 | 0 | 0 | 0 | 0 | 0
2016-05-20 16:00 | 0 | 0 | 0 | 0 | 0 | 715704.6959 | 441805 | 0 | 0 | 0 | 0 | 797906.6271 | 1935129.0734 | 0 | 0 | 0 | 0 | 0 | 0 | 0 | 0 | 0 | 0 | 0 | 0 | 0 | 0 | 0 | 0 | 259533.218 | 14366.478 | 0 | 0 | 0 | 0 | 0 | 0 | 0 | 0 | 0 | 0 | 0 | 0 | 0 | 0 | 0
2016-05-20 17:00 | 0 | 0 | 0 | 0 | 0 | 719972.6959 | 446073 | 0 | 0 | 0 | 0 | 1057439.8451 | 1949495.5514 | 0 | 0 | 0 | 0 | 0 | 0 | 0 | 0 | 0 | 0 | 0 | 0 | 0 | 0 | 0 | 0 | 259533.218 | 14366.478 | 0 | 0 | 0 | 0 | 0 | 0 | 0 | 0 | 0 | 0 | 0 | 0 | 0 | 0 | 0
2016-05-20 18:00 | 0 | 0 | 0 | 0 | 0 | 723257.6959 | 449358 | 0 | 0 | 0 | 0 | 1316973.0631 | 1963862.0293 | 0 | 0 | 0 | 0 | 0 | 0 | 0 | 0 | 0 | 0 | 0 | 0 | 0 | 0 | 0 | 0 | 259533.218 | 14366.478 | 0 | 0 | 0 | 0 | 0 | 0 | 0 | 0 | 0 | 0 | 0 | 0 | 0 | 0 | 0
2016-05-20 19:00 | 0 | 0 | 0 | 0 | 0 | 725625.6959 | 451726 | 0 | 0 | 0 | 0 | 1576506.281 | 1978228.5073 | 0 | 0 | 0 | 0 | 0 | 0 | 0 | 0 | 0 | 0 | 0 | 0 | 0 | 0 | 0 | 0 | 259533.218 | 14366.478 | 0 | 0 | 0 | 0 | 0 | 0 | 0 | 0 | 0 | 0 | 0 | 0 | 0 | 0 | 0
2016-05-20 20:00 | 0 | 0 | 0 | 0 | 0 | 727932.6959 | 454033 | 0 | 0 | 0 | 0 | 1836039.499 | 1992594.9853 | 0 | 0 | 0 | 0 | 0 | 0 | 0 | 0 | 0 | 0 | 0 | 0 | 0 | 0 | 0 | 0 | 259533.218 | 14366.478 | 0 | 0 | 0 | 0 | 0 | 0 | 0 | 0 | 0 | 0 | 0 | 0 | 0 | 0 | 0
2016-05-20 21:00 | 0 | 0 | 0 | 0 | 0 | 728298.6959 | 454399 | 0 | 0 | 0 | 0 | 2095572.717 | 2006961.4633 | 0 | 0 | 0 | 0 | 0 | 0 | 0 | 0 | 0 | 0 | 0 | 0 | 0 | 0 | 0 | 0 | 259533.218 | 14366.478 | 0 | 0 | 0 | 0 | 0 | 0 | 0 | 0 | 0 | 0 | 0 | 0 | 0 | 0 | 0
2016-05-20 22:00 | 0 | 0 | 0 | 0 | 0 | 747059.9855 | 449646 | 0 | 0 | 0 | 0 | 2355105.9349 | 2021327.9413 | 0 | 0 | 0 | 0 | 0 | 0 | 23514.2896 | 0 | 0 | 0 | 0 | 0 | 0 | 0 | 0 | 0 | 259533.218 | 14366.478 | 0 | 0 | 0 | 0 | 0 | 0 | 0 | 0 | 23514.2896 | 0 | 0 | 0 | 0 | 0 | 0
2016-05-20 23:00 | 0 | 0 | 0 | 0 | 0 | 687855.4047 | 441625 | 0 | 0 | 0 | 0 | 2614639.1529 | 2021327.9413 | 0 | 0 | 0 | 0 | 0 | 0 | 10211.4763 | 0 | 0 | 0 | 0 | 0 | 0 | 0 | 0 | 0 | 259533.218 | 0 | 0 | 0 | 0 | 0 | 0 | 0 | 0 | 0 | -13302.8133 | 0 | 0 | 0 | 0 | 0 | 0
2016-05-21 | 0 | 0 | 0 | 0 | 0 | 554770.1737 | 438654 | 0 | 0 | 0 | 0 | 2717452.5134 | 2021327.9413 | 0 | 0 | 0 | 0 | 0 | 0 | 23514.2896 | 0 | 0 | 0 | 0 | 0 | 0 | 0 | 0 | 0 | 102813.3604 | 0 | 0 | 0 | 0 | 0 | 0 | 0 | 0 | 0 | 13302.8133 | 0 | 0 | 0 | 0 | 0 | 0
2016-05-21 01:00 | 0 | 0 | 0 | 0 | 0 | 243443.3087 | 433474 | 0 | 0 | 0 | 0 | 2659762.2064 | 1912501.8465 | 0 | 0 | 0 | 0 | 0 | 0 | 0 | 0 | 0 | 0 | 0 | 0 | 0 | 0 | 0 | 0 | -57690.307 | 0 | 108826.0947 | 0 | 0 | 0 | 0 | 0 | 0 | 0 | -23514.2896 | 0 | 0 | 0 | 0 | 0 | 0
2016-05-21 02:00 | 0 | 0 | 0 | 0 | 144326.5808 | 25518.6792 | 415012 | 0 | 0 | 0 | 0 | 2400228.9884 | 1926868.3245 | 0 | 0 | 0 | 0 | 0 | 0 | 0 | 0 | 0 | 0 | 0 | 0 | 0 | 0 | 0 | 0 | -259533.218 | 14366.478 | 0 | 0 | 0 | 0 | 0 | 0 | 0 | 0 | 0 | 0 | 0 | 0 | 0 | 0 | 0
2016-05-21 03:00 | 0 | 0 | 0 | 0 | 136996.782 | 0 | 396530 | 0 | 0 | 0 | 0 | 2140695.7705 | 1926868.3245 | 0 | 0 | 0 | 0 | 0 | 0 | 0 | 0 | 0 | 0 | 0 | 0 | 0 | 0 | 0 | 0 | -259533.218 | 0 | 0 | 0 | 0 | 0 | 0 | 0 | 0 | 0 | 0 | 0 | 0 | 0 | 0 | 0 | 0
2016-05-21 04:00 | 0 | 0 | 0 | 0 | 114996.782 | 0 | 374530 | 0 | 0 | 0 | 0 | 1881162.5525 | 1926868.3245 | 0 | 0 | 0 | 0 | 0 | 0 | 0 | 0 | 0 | 0 | 0 | 0 | 0 | 0 | 0 | 0 | -259533.218 | 0 | 0 | 0 | 0 | 0 | 0 | 0 | 0 | 0 | 0 | 0 | 0 | 0 | 0 | 0 | 0
2016-05-21 05:00 | 0 | 0 | 0 | 0 | 96288.782 | 0 | 355822 | 0 | 0 | 0 | 0 | 1621629.3345 | 1926868.3245 | 0 | 0 | 0 | 0 | 0 | 0 | 0 | 0 | 0 | 0 | 0 | 0 | 0 | 0 | 0 | 0 | -259533.218 | 0 | 0 | 0 | 0 | 0 | 0 | 0 | 0 | 0 | 0 | 0 | 0 | 0 | 0 | 0 | 0
2016-05-21 06:00 | 0 | 0 | 0 | 0 | 80755.782 | 0 | 340289 | 0 | 0 | 0 | 0 | 1362096.1166 | 1926868.3245 | 0 | 0 | 0 | 0 | 0 | 0 | 0 | 0 | 0 | 0 | 0 | 0 | 0 | 0 | 0 | 0 | -259533.218 | 0 | 0 | 0 | 0 | 0 | 0 | 0 | 0 | 0 | 0 | 0 | 0 | 0 | 0 | 0 | 0
2016-05-21 07:00 | 0 | 0 | 0 | 0 | 71405.782 | 0 | 330939 | 0 | 0 | 0 | 0 | 1102562.8986 | 1926868.3245 | 0 | 0 | 0 | 0 | 0 | 0 | 0 | 0 | 0 | 0 | 0 | 0 | 0 | 0 | 0 | 0 | -259533.218 | 0 | 0 | 0 | 0 | 0 | 0 | 0 | 0 | 0 | 0 | 0 | 0 | 0 | 0 | 0 | 0
2016-05-21 08:00 | 0 | 0 | 0 | 0 | 66519.782 | 0 | 326053 | 0 | 0 | 0 | 0 | 843029.6806 | 1926868.3245 | 0 | 0 | 0 | 0 | 0 | 0 | 0 | 0 | 0 | 0 | 0 | 0 | 0 | 0 | 0 | 0 | -259533.218 | 0 | 0 | 0 | 0 | 0 | 0 | 0 | 0 | 0 | 0 | 0 | 0 | 0 | 0 | 0 | 0
2016-05-21 09:00 | 0 | 0 | 0 | 0 | 66378.782 | 0 | 325912 | 0 | 0 | 0 | 0 | 583496.4627 | 1926868.3245 | 0 | 0 | 0 | 0 | 0 | 0 | 0 | 0 | 0 | 0 | 0 | 0 | 0 | 0 | 0 | 0 | -259533.218 | 0 | 0 | 0 | 0 | 0 | 0 | 0 | 0 | 0 | 0 | 0 | 0 | 0 | 0 | 0 | 0
2016-05-21 10:00 | 0 | 0 | 0 | 0 | 70860.782 | 0 | 330394 | 0 | 0 | 0 | 0 | 323963.2447 | 1926868.3245 | 0 | 0 | 0 | 0 | 0 | 0 | 0 | 0 | 0 | 0 | 0 | 0 | 0 | 0 | 0 | 0 | -259533.218 | 0 | 0 | 0 | 0 | 0 | 0 | 0 | 0 | 0 | 0 | 0 | 0 | 0 | 0 | 0 | 0
2016-05-21 11:00 | 0 | 0 | 0 | 0 | 0 | 0 | 338051 | 0 | 0 | 0 | 0 | 64430.0267 | 1848350.5425 | 0 | 0 | 0 | 0 | 0 | 0 | 0 | 0 | 0 | 0 | 0 | 0 | 0 | 0 | 0 | 0 | -259533.218 | 0 | 78517.782 | 0 | 0 | 0 | 0 | 0 | 0 | 0 | 0 | 0 | 0 | 0 | 0 | 0 | 0
2016-05-21 12:00 | 0 | 0 | 0 | 0 | 204582.4647 | 86542.5085 | 355555 | 0 | 0 | 0 | 0 | 0 | 1848350.5425 | 0 | 0 | 0 | 0 | 0 | 0 | 0 | 0 | 0 | 0 | 0 | 0 | 0 | 0 | 0 | 0 | -64430.0267 | 0 | 0 | 0 | 0 | 0 | 0 | 0 | 0 | 0 | 0 | 0 | 0 | 0 | 0 | 0 | 0
2016-05-21 13:00 | 0 | 0 | 0 | 0 | 0 | 445024.9821 | 375291 | 0 | 0 | 0 | 0 | 69733.9821 | 1848350.5425 | 0 | 0 | 0 | 0 | 0 | 0 | 0 | 0 | 0 | 0 | 0 | 0 | 0 | 0 | 0 | 0 | 69733.9821 | 0 | 0 | 0 | 0 | 0 | 0 | 0 | 0 | 0 | 0 | 0 | 0 | 0 | 0 | 0 | 0
2016-05-21 14:00 | 0 | 0 | 0 | 0 | 0 | 667886.6959 | 393987 | 0 | 0 | 0 | 0 | 329267.2001 | 1862717.0205 | 0 | 0 | 0 | 0 | 0 | 0 | 0 | 0 | 0 | 0 | 0 | 0 | 0 | 0 | 0 | 0 | 259533.218 | 14366.478 | 0 | 0 | 0 | 0 | 0 | 0 | 0 | 0 | 0 | 0 | 0 | 0 | 0 | 0 | 0
2016-05-21 15:00 | 0 | 0 | 0 | 0 | 0 | 682408.6959 | 408509 | 0 | 0 | 0 | 0 | 588800.4181 | 1877083.4984 | 0 | 0 | 0 | 0 | 0 | 0 | 0 | 0 | 0 | 0 | 0 | 0 | 0 | 0 | 0 | 0 | 259533.218 | 14366.478 | 0 | 0 | 0 | 0 | 0 | 0 | 0 | 0 | 0 | 0 | 0 | 0 | 0 | 0 | 0
2016-05-21 16:00 | 0 | 0 | 0 | 0 | 0 | 692021.6959 | 418122 | 0 | 0 | 0 | 0 | 848333.636 | 1891449.9764 | 0 | 0 | 0 | 0 | 0 | 0 | 0 | 0 | 0 | 0 | 0 | 0 | 0 | 0 | 0 | 0 | 259533.218 | 14366.478 | 0 | 0 | 0 | 0 | 0 | 0 | 0 | 0 | 0 | 0 | 0 | 0 | 0 | 0 | 0
2016-05-21 17:00 | 0 | 0 | 0 | 0 | 0 | 698418.6959 | 424519 | 0 | 0 | 0 | 0 | 1107866.854 | 1905816.4544 | 0 | 0 | 0 | 0 | 0 | 0 | 0 | 0 | 0 | 0 | 0 | 0 | 0 | 0 | 0 | 0 | 259533.218 | 14366.478 | 0 | 0 | 0 | 0 | 0 | 0 | 0 | 0 | 0 | 0 | 0 | 0 | 0 | 0 | 0
2016-05-21 18:00 | 0 | 0 | 0 | 0 | 0 | 703471.6959 | 429572 | 0 | 0 | 0 | 0 | 1367400.072 | 1920182.9324 | 0 | 0 | 0 | 0 | 0 | 0 | 0 | 0 | 0 | 0 | 0 | 0 | 0 | 0 | 0 | 0 | 259533.218 | 14366.478 | 0 | 0 | 0 | 0 | 0 | 0 | 0 | 0 | 0 | 0 | 0 | 0 | 0 | 0 | 0
2016-05-21 19:00 | 0 | 0 | 0 | 0 | 0 | 707317.6959 | 433418 | 0 | 0 | 0 | 0 | 1626933.29 | 1934549.4104 | 0 | 0 | 0 | 0 | 0 | 0 | 0 | 0 | 0 | 0 | 0 | 0 | 0 | 0 | 0 | 0 | 259533.218 | 14366.478 | 0 | 0 | 0 | 0 | 0 | 0 | 0 | 0 | 0 | 0 | 0 | 0 | 0 | 0 | 0
2016-05-21 20:00 | 0 | 0 | 0 | 0 | 0 | 710876.6959 | 436977 | 0 | 0 | 0 | 0 | 1886466.5079 | 1948915.8884 | 0 | 0 | 0 | 0 | 0 | 0 | 0 | 0 | 0 | 0 | 0 | 0 | 0 | 0 | 0 | 0 | 259533.218 | 14366.478 | 0 | 0 | 0 | 0 | 0 | 0 | 0 | 0 | 0 | 0 | 0 | 0 | 0 | 0 | 0
2016-05-21 21:00 | 0 | 0 | 0 | 0 | 0 | 713448.6959 | 439549 | 0 | 0 | 0 | 0 | 2145999.7259 | 1963282.3663 | 0 | 0 | 0 | 0 | 0 | 0 | 0 | 0 | 0 | 0 | 0 | 0 | 0 | 0 | 0 | 0 | 259533.218 | 14366.478 | 0 | 0 | 0 | 0 | 0 | 0 | 0 | 0 | 0 | 0 | 0 | 0 | 0 | 0 | 0
2016-05-21 22:00 | 0 | 0 | 0 | 0 | 0 | 732078.9098 | 436862 | 0 | 0 | 0 | 0 | 2405532.9439 | 1977648.8443 | 0 | 0 | 0 | 0 | 0 | 0 | 21317.2138 | 0 | 0 | 0 | 0 | 0 | 0 | 0 | 0 | 0 | 259533.218 | 14366.478 | 0 | 0 | 0 | 0 | 0 | 0 | 0 | 0 | 21317.2138 | 0 | 0 | 0 | 0 | 0 | 0
2016-05-21 23:00 | 0 | 0 | 0 | 0 | 0 | 707668.7717 | 431572 | 0 | 0 | 0 | 0 | 2665066.1618 | 1992015.3223 | 0 | 0 | 0 | 0 | 0 | 0 | 23514.2896 | 0 | 0 | 0 | 0 | 0 | 0 | 0 | 0 | 0 | 259533.218 | 14366.478 | 0 | 0 | 0 | 0 | 0 | 0 | 0 | 0 | 2197.0757 | 0 | 0 | 0 | 0 | 0 | 0
2016-05-22 | 0 | 0 | 0 | 0 | 0 | 527623.7696 | 426922 | 0 | 0 | 0 | 0 | 2789282.221 | 1992015.3223 | 0 | 0 | 0 | 0 | 0 | 0 | 0 | 0 | 0 | 0 | 0 | 0 | 0 | 0 | 0 | 0 | 124216.0592 | 0 | 0 | 0 | 0 | 0 | 0 | 0 | 0 | 0 | -23514.2896 | 0 | 0 | 0 | 0 | 0 | 0
2016-05-22 01:00 | 0 | 0 | 0 | 0 | 0 | 242781.2615 | 422713 | 0 | 0 | 0 | 0 | 2609350.4825 | 1992015.3223 | 0 | 0 | 0 | 0 | 0 | 0 | 0 | 0 | 0 | 0 | 0 | 0 | 0 | 0 | 0 | 0 | -179931.7385 | 0 | 0 | 0 | 0 | 0 | 0 | 0 | 0 | 0 | 0 | 0 | 0 | 0 | 0 | 0 | 0
2016-05-22 02:00 | 0 | 0 | 0 | 0 | 132894.5876 | 18258.1945 | 410686 | 0 | 0 | 0 | 0 | 2349817.2646 | 1992015.3223 | 0 | 0 | 0 | 0 | 0 | 0 | 0 | 0 | 0 | 0 | 0 | 0 | 0 | 0 | 0 | 0 | -259533.218 | 0 | 0 | 0 | 0 | 0 | 0 | 0 | 0 | 0 | 0 | 0 | 0 | 0 | 0 | 0 | 0
2016-05-22 03:00 | 0 | 0 | 0 | 0 | 132318.782 | 0 | 391852 | 0 | 0 | 0 | 0 | 2090284.0466 | 1992015.3223 | 0 | 0 | 0 | 0 | 0 | 0 | 0 | 0 | 0 | 0 | 0 | 0 | 0 | 0 | 0 | 0 | -259533.218 | 0 | 0 | 0 | 0 | 0 | 0 | 0 | 0 | 0 | 0 | 0 | 0 | 0 | 0 | 0 | 0
2016-05-22 04:00 | 0 | 0 | 0 | 0 | 112141.782 | 0 | 371675 | 0 | 0 | 0 | 0 | 1830750.8286 | 1992015.3223 | 0 | 0 | 0 | 0 | 0 | 0 | 0 | 0 | 0 | 0 | 0 | 0 | 0 | 0 | 0 | 0 | -259533.218 | 0 | 0 | 0 | 0 | 0 | 0 | 0 | 0 | 0 | 0 | 0 | 0 | 0 | 0 | 0 | 0
2016-05-22 05:00 | 0 | 0 | 0 | 0 | 92800.782 | 0 | 352334 | 0 | 0 | 0 | 0 | 1571217.6107 | 1992015.3223 | 0 | 0 | 0 | 0 | 0 | 0 | 0 | 0 | 0 | 0 | 0 | 0 | 0 | 0 | 0 | 0 | -259533.218 | 0 | 0 | 0 | 0 | 0 | 0 | 0 | 0 | 0 | 0 | 0 | 0 | 0 | 0 | 0 | 0
2016-05-22 06:00 | 0 | 0 | 0 | 0 | 77607.782 | 0 | 337141 | 0 | 0 | 0 | 0 | 1311684.3927 | 1992015.3223 | 0 | 0 | 0 | 0 | 0 | 0 | 0 | 0 | 0 | 0 | 0 | 0 | 0 | 0 | 0 | 0 | -259533.218 | 0 | 0 | 0 | 0 | 0 | 0 | 0 | 0 | 0 | 0 | 0 | 0 | 0 | 0 | 0 | 0
2016-05-22 07:00 | 0 | 0 | 0 | 0 | 67116.782 | 0 | 326650 | 0 | 0 | 0 | 0 | 1052151.1747 | 1992015.3223 | 0 | 0 | 0 | 0 | 0 | 0 | 0 | 0 | 0 | 0 | 0 | 0 | 0 | 0 | 0 | 0 | -259533.218 | 0 | 0 | 0 | 0 | 0 | 0 | 0 | 0 | 0 | 0 | 0 | 0 | 0 | 0 | 0 | 0
2016-05-22 08:00 | 0 | 0 | 0 | 0 | 61483.782 | 0 | 321017 | 0 | 0 | 0 | 0 | 792617.9568 | 1992015.3223 | 0 | 0 | 0 | 0 | 0 | 0 | 0 | 0 | 0 | 0 | 0 | 0 | 0 | 0 | 0 | 0 | -259533.218 | 0 | 0 | 0 | 0 | 0 | 0 | 0 | 0 | 0 | 0 | 0 | 0 | 0 | 0 | 0 | 0
2016-05-22 09:00 | 0 | 0 | 0 | 0 | 59826.782 | 0 | 319360 | 0 | 0 | 0 | 0 | 533084.7388 | 1992015.3223 | 0 | 0 | 0 | 0 | 0 | 0 | 0 | 0 | 0 | 0 | 0 | 0 | 0 | 0 | 0 | 0 | -259533.218 | 0 | 0 | 0 | 0 | 0 | 0 | 0 | 0 | 0 | 0 | 0 | 0 | 0 | 0 | 0 | 0
2016-05-22 10:00 | 0 | 0 | 0 | 0 | 0 | 0 | 319221 | 0 | 0 | 0 | 0 | 273551.5208 | 1932327.5403 | 0 | 0 | 0 | 0 | 0 | 0 | 0 | 0 | 0 | 0 | 0 | 0 | 0 | 0 | 0 | 0 | -259533.218 | 0 | 59687.782 | 0 | 0 | 0 | 0 | 0 | 0 | 0 | 0 | 0 | 0 | 0 | 0 | 0 | 0
2016-05-22 11:00 | 0 | 0 | 0 | 0 | 64542.782 | 0 | 324076 | 0 | 0 | 0 | 0 | 14018.3029 | 1932327.5403 | 0 | 0 | 0 | 0 | 0 | 0 | 0 | 0 | 0 | 0 | 0 | 0 | 0 | 0 | 0 | 0 | -259533.218 | 0 | 0 | 0 | 0 | 0 | 0 | 0 | 0 | 0 | 0 | 0 | 0 | 0 | 0 | 0 | 0
2016-05-22 12:00 | 0 | 0 | 0 | 0 | 241273.6943 | 84800.0029 | 340092 | 0 | 0 | 0 | 0 | 0 | 1932327.5403 | 0 | 0 | 0 | 0 | 0 | 0 | 0 | 0 | 0 | 0 | 0 | 0 | 0 | 0 | 0 | 0 | -14018.3029 | 0 | 0 | 0 | 0 | 0 | 0 | 0 | 0 | 0 | 0 | 0 | 0 | 0 | 0 | 0 | 0
2016-05-22 13:00 | 0 | 0 | 0 | 0 | 0 | 464430.0624 | 358790 | 0 | 0 | 0 | 0 | 91273.5844 | 1946694.0182 | 0 | 0 | 0 | 0 | 0 | 0 | 0 | 0 | 0 | 0 | 0 | 0 | 0 | 0 | 0 | 0 | 91273.5844 | 14366.478 | 0 | 0 | 0 | 0 | 0 | 0 | 0 | 0 | 0 | 0 | 0 | 0 | 0 | 0 | 0
2016-05-22 14:00 | 0 | 0 | 0 | 0 | 0 | 649429.6959 | 375530 | 0 | 0 | 0 | 0 | 350806.8024 | 1961060.4962 | 0 | 0 | 0 | 0 | 0 | 0 | 0 | 0 | 0 | 0 | 0 | 0 | 0 | 0 | 0 | 0 | 259533.218 | 14366.478 | 0 | 0 | 0 | 0 | 0 | 0 | 0 | 0 | 0 | 0 | 0 | 0 | 0 | 0 | 0
2016-05-22 15:00 | 0 | 0 | 0 | 0 | 0 | 662939.6959 | 389040 | 0 | 0 | 0 | 0 | 610340.0204 | 1975426.9742 | 0 | 0 | 0 | 0 | 0 | 0 | 0 | 0 | 0 | 0 | 0 | 0 | 0 | 0 | 0 | 0 | 259533.218 | 14366.478 | 0 | 0 | 0 | 0 | 0 | 0 | 0 | 0 | 0 | 0 | 0 | 0 | 0 | 0 | 0
2016-05-22 16:00 | 0 | 0 | 0 | 0 | 0 | 675005.6959 | 401106 | 0 | 0 | 0 | 0 | 869873.2383 | 1989793.4522 | 0 | 0 | 0 | 0 | 0 | 0 | 0 | 0 | 0 | 0 | 0 | 0 | 0 | 0 | 0 | 0 | 259533.218 | 14366.478 | 0 | 0 | 0 | 0 | 0 | 0 | 0 | 0 | 0 | 0 | 0 | 0 | 0 | 0 | 0
2016-05-22 17:00 | 0 | 0 | 0 | 0 | 0 | 684549.6959 | 410650 | 0 | 0 | 0 | 0 | 1129406.4563 | 2004159.9302 | 0 | 0 | 0 | 0 | 0 | 0 | 0 | 0 | 0 | 0 | 0 | 0 | 0 | 0 | 0 | 0 | 259533.218 | 14366.478 | 0 | 0 | 0 | 0 | 0 | 0 | 0 | 0 | 0 | 0 | 0 | 0 | 0 | 0 | 0
2016-05-22 18:00 | 0 | 0 | 0 | 0 | 0 | 692909.6959 | 419010 | 0 | 0 | 0 | 0 | 1388939.6743 | 2018526.4082 | 0 | 0 | 0 | 0 | 0 | 0 | 0 | 0 | 0 | 0 | 0 | 0 | 0 | 0 | 0 | 0 | 259533.218 | 14366.478 | 0 | 0 | 0 | 0 | 0 | 0 | 0 | 0 | 0 | 0 | 0 | 0 | 0 | 0 | 0
2016-05-22 19:00 | 0 | 0 | 0 | 0 | 0 | 700096.6959 | 426197 | 0 | 0 | 0 | 0 | 1648472.8922 | 2032892.8861 | 0 | 0 | 0 | 0 | 0 | 0 | 0 | 0 | 0 | 0 | 0 | 0 | 0 | 0 | 0 | 0 | 259533.218 | 14366.478 | 0 | 0 | 0 | 0 | 0 | 0 | 0 | 0 | 0 | 0 | 0 | 0 | 0 | 0 | 0
2016-05-22 20:00 | 0 | 0 | 0 | 0 | 0 | 708248.6959 | 434349 | 0 | 0 | 0 | 0 | 1908006.1102 | 2047259.3641 | 0 | 0 | 0 | 0 | 0 | 0 | 0 | 0 | 0 | 0 | 0 | 0 | 0 | 0 | 0 | 0 | 259533.218 | 14366.478 | 0 | 0 | 0 | 0 | 0 | 0 | 0 | 0 | 0 | 0 | 0 | 0 | 0 | 0 | 0
2016-05-22 21:00 | 0 | 0 | 0 | 0 | 0 | 714858.6959 | 440959 | 0 | 0 | 0 | 0 | 2167539.3282 | 2061625.8421 | 0 | 0 | 0 | 0 | 0 | 0 | 0 | 0 | 0 | 0 | 0 | 0 | 0 | 0 | 0 | 0 | 259533.218 | 14366.478 | 0 | 0 | 0 | 0 | 0 | 0 | 0 | 0 | 0 | 0 | 0 | 0 | 0 | 0 | 0
2016-05-22 22:00 | 0 | 0 | 0 | 0 | 0 | 717798.6959 | 443899 | 0 | 0 | 0 | 0 | 2427072.5461 | 2075992.3201 | 0 | 0 | 0 | 0 | 0 | 0 | 0 | 0 | 0 | 0 | 0 | 0 | 0 | 0 | 0 | 0 | 259533.218 | 14366.478 | 0 | 0 | 0 | 0 | 0 | 0 | 0 | 0 | 0 | 0 | 0 | 0 | 0 | 0 | 0
2016-05-22 23:00 | 0 | 0 | 0 | 0 | 0 | 739669.9855 | 442256 | 0 | 0 | 0 | 0 | 2686605.7641 | 2090358.7981 | 0 | 0 | 0 | 0 | 0 | 0 | 23514.2896 | 0 | 0 | 0 | 0 | 0 | 0 | 0 | 0 | 0 | 259533.218 | 14366.478 | 0 | 0 | 0 | 0 | 0 | 0 | 0 | 0 | 23514.2896 | 0 | 0 | 0 | 0 | 0 | 0
2016-05-23 | 0 | 0 | 0 | 0 | 0 | 590141.8252 | 440455 | 0 | 0 | 0 | 0 | 2859806.8789 | 2090358.7981 | 0 | 0 | 0 | 0 | 0 | 0 | 0 | 0 | 0 | 0 | 0 | 0 | 0 | 0 | 0 | 0 | 173201.1148 | 0 | 0 | 0 | 0 | 0 | 0 | 0 | 0 | 0 | -23514.2896 | 0 | 0 | 0 | 0 | 0 | 0
2016-05-23 01:00 | 0 | 0 | 0 | 0 | 0 | 285070.5082 | 437320 | 0 | 0 | 0 | 0 | 2707557.3871 | 2090358.7981 | 0 | 0 | 0 | 0 | 0 | 0 | 0 | 0 | 0 | 0 | 0 | 0 | 0 | 0 | 0 | 0 | -152249.4918 | 0 | 0 | 0 | 0 | 0 | 0 | 0 | 0 | 0 | 0 | 0 | 0 | 0 | 0 | 0 | 0
2016-05-23 02:00 | 0 | 0 | 0 | 0 | 134925.3837 | 27149.3984 | 421608 | 0 | 0 | 0 | 0 | 2448024.1691 | 2090358.7981 | 0 | 0 | 0 | 0 | 0 | 0 | 0 | 0 | 0 | 0 | 0 | 0 | 0 | 0 | 0 | 0 | -259533.218 | 0 | 0 | 0 | 0 | 0 | 0 | 0 | 0 | 0 | 0 | 0 | 0 | 0 | 0 | 0 | 0
2016-05-23 03:00 | 0 | 0 | 0 | 0 | 137665.782 | 0 | 397199 | 0 | 0 | 0 | 0 | 2188490.9512 | 2090358.7981 | 0 | 0 | 0 | 0 | 0 | 0 | 0 | 0 | 0 | 0 | 0 | 0 | 0 | 0 | 0 | 0 | -259533.218 | 0 | 0 | 0 | 0 | 0 | 0 | 0 | 0 | 0 | 0 | 0 | 0 | 0 | 0 | 0 | 0
2016-05-23 04:00 | 0 | 0 | 0 | 0 | 113304.782 | 0 | 372838 | 0 | 0 | 0 | 0 | 1928957.7332 | 2090358.7981 | 0 | 0 | 0 | 0 | 0 | 0 | 0 | 0 | 0 | 0 | 0 | 0 | 0 | 0 | 0 | 0 | -259533.218 | 0 | 0 | 0 | 0 | 0 | 0 | 0 | 0 | 0 | 0 | 0 | 0 | 0 | 0 | 0 | 0
2016-05-23 05:00 | 0 | 0 | 0 | 0 | 93048.782 | 0 | 352582 | 0 | 0 | 0 | 0 | 1669424.5152 | 2090358.7981 | 0 | 0 | 0 | 0 | 0 | 0 | 0 | 0 | 0 | 0 | 0 | 0 | 0 | 0 | 0 | 0 | -259533.218 | 0 | 0 | 0 | 0 | 0 | 0 | 0 | 0 | 0 | 0 | 0 | 0 | 0 | 0 | 0 | 0
2016-05-23 06:00 | 0 | 0 | 0 | 0 | 78245.782 | 0 | 337779 | 0 | 0 | 0 | 0 | 1409891.2973 | 2090358.7981 | 0 | 0 | 0 | 0 | 0 | 0 | 0 | 0 | 0 | 0 | 0 | 0 | 0 | 0 | 0 | 0 | -259533.218 | 0 | 0 | 0 | 0 | 0 | 0 | 0 | 0 | 0 | 0 | 0 | 0 | 0 | 0 | 0 | 0
2016-05-23 07:00 | 0 | 0 | 0 | 0 | 69532.782 | 0 | 329066 | 0 | 0 | 0 | 0 | 1150358.0793 | 2090358.7981 | 0 | 0 | 0 | 0 | 0 | 0 | 0 | 0 | 0 | 0 | 0 | 0 | 0 | 0 | 0 | 0 | -259533.218 | 0 | 0 | 0 | 0 | 0 | 0 | 0 | 0 | 0 | 0 | 0 | 0 | 0 | 0 | 0 | 0
2016-05-23 08:00 | 0 | 0 | 0 | 0 | 67151.782 | 0 | 326685 | 0 | 0 | 0 | 0 | 890824.8613 | 2090358.7981 | 0 | 0 | 0 | 0 | 0 | 0 | 0 | 0 | 0 | 0 | 0 | 0 | 0 | 0 | 0 | 0 | -259533.218 | 0 | 0 | 0 | 0 | 0 | 0 | 0 | 0 | 0 | 0 | 0 | 0 | 0 | 0 | 0 | 0
2016-05-23 09:00 | 0 | 0 | 0 | 0 | 76859.782 | 0 | 336393 | 0 | 0 | 0 | 0 | 631291.6434 | 2090358.7981 | 0 | 0 | 0 | 0 | 0 | 0 | 0 | 0 | 0 | 0 | 0 | 0 | 0 | 0 | 0 | 0 | -259533.218 | 0 | 0 | 0 | 0 | 0 | 0 | 0 | 0 | 0 | 0 | 0 | 0 | 0 | 0 | 0 | 0
2016-05-23 10:00 | 0 | 0 | 0 | 0 | 98600.782 | 0 | 358134 | 0 | 0 | 0 | 0 | 371758.4254 | 2090358.7981 | 0 | 0 | 0 | 0 | 0 | 0 | 0 | 0 | 0 | 0 | 0 | 0 | 0 | 0 | 0 | 0 | -259533.218 | 0 | 0 | 0 | 0 | 0 | 0 | 0 | 0 | 0 | 0 | 0 | 0 | 0 | 0 | 0 | 0
2016-05-23 11:00 | 0 | 0 | 0 | 0 | 121926.782 | 0 | 381460 | 0 | 0 | 0 | 0 | 112225.2074 | 2090358.7981 | 0 | 0 | 0 | 0 | 0 | 0 | 0 | 0 | 0 | 0 | 0 | 0 | 0 | 0 | 0 | 0 | -259533.218 | 0 | 0 | 0 | 0 | 0 | 0 | 0 | 0 | 0 | 0 | 0 | 0 | 0 | 0 | 0 | 0
2016-05-23 12:00 | 0 | 0 | 0 | 0 | 191261.7977 | 96271.9949 | 399759 | 0 | 0 | 0 | 0 | 0 | 2090358.7981 | 0 | 0 | 0 | 0 | 0 | 0 | 0 | 0 | 0 | 0 | 0 | 0 | 0 | 0 | 0 | 0 | -112225.2074 | 0 | 0 | 0 | 0 | 0 | 0 | 0 | 0 | 0 | 0 | 0 | 0 | 0 | 0 | 0 | 0
2016-05-23 13:00 | 0 | 0 | 0 | 0 | 0 | 478866.7761 | 416209 | 0 | 0 | 0 | 0 | 62657.7761 | 2090358.7981 | 0 | 0 | 0 | 0 | 0 | 0 | 0 | 0 | 0 | 0 | 0 | 0 | 0 | 0 | 0 | 0 | 62657.7761 | 0 | 0 | 0 | 0 | 0 | 0 | 0 | 0 | 0 | 0 | 0 | 0 | 0 | 0 | 0 | 0
2016-05-23 14:00 | 0 | 0 | 0 | 0 | 0 | 706013.6959 | 432114 | 0 | 0 | 0 | 0 | 322190.9941 | 2104725.276 | 0 | 0 | 0 | 0 | 0 | 0 | 0 | 0 | 0 | 0 | 0 | 0 | 0 | 0 | 0 | 0 | 259533.218 | 14366.478 | 0 | 0 | 0 | 0 | 0 | 0 | 0 | 0 | 0 | 0 | 0 | 0 | 0 | 0 | 0
2016-05-23 15:00 | 0 | 0 | 0 | 0 | 0 | 719905.6959 | 446006 | 0 | 0 | 0 | 0 | 581724.212 | 2119091.754 | 0 | 0 | 0 | 0 | 0 | 0 | 0 | 0 | 0 | 0 | 0 | 0 | 0 | 0 | 0 | 0 | 259533.218 | 14366.478 | 0 | 0 | 0 | 0 | 0 | 0 | 0 | 0 | 0 | 0 | 0 | 0 | 0 | 0 | 0
2016-05-23 16:00 | 0 | 0 | 0 | 0 | 0 | 731577.6959 | 457678 | 0 | 0 | 0 | 0 | 841257.43 | 2133458.232 | 0 | 0 | 0 | 0 | 0 | 0 | 0 | 0 | 0 | 0 | 0 | 0 | 0 | 0 | 0 | 0 | 259533.218 | 14366.478 | 0 | 0 | 0 | 0 | 0 | 0 | 0 | 0 | 0 | 0 | 0 | 0 | 0 | 0 | 0
2016-05-23 17:00 | 0 | 0 | 0 | 0 | 0 | 742905.6959 | 469006 | 0 | 0 | 0 | 0 | 1100790.648 | 2147824.71 | 0 | 0 | 0 | 0 | 0 | 0 | 0 | 0 | 0 | 0 | 0 | 0 | 0 | 0 | 0 | 0 | 259533.218 | 14366.478 | 0 | 0 | 0 | 0 | 0 | 0 | 0 | 0 | 0 | 0 | 0 | 0 | 0 | 0 | 0
2016-05-23 18:00 | 0 | 0 | 0 | 0 | 0 | 752247.6959 | 478348 | 0 | 0 | 0 | 0 | 1360323.8659 | 2162191.188 | 0 | 0 | 0 | 0 | 0 | 0 | 0 | 0 | 0 | 0 | 0 | 0 | 0 | 0 | 0 | 0 | 259533.218 | 14366.478 | 0 | 0 | 0 | 0 | 0 | 0 | 0 | 0 | 0 | 0 | 0 | 0 | 0 | 0 | 0
2016-05-23 19:00 | 0 | 0 | 0 | 0 | 0 | 759988.6959 | 486089 | 0 | 0 | 0 | 0 | 1619857.0839 | 2176557.666 | 0 | 0 | 0 | 0 | 0 | 0 | 0 | 0 | 0 | 0 | 0 | 0 | 0 | 0 | 0 | 0 | 259533.218 | 14366.478 | 0 | 0 | 0 | 0 | 0 | 0 | 0 | 0 | 0 | 0 | 0 | 0 | 0 | 0 | 0
2016-05-23 20:00 | 0 | 0 | 0 | 0 | 0 | 764771.6959 | 490872 | 0 | 0 | 0 | 0 | 1879390.3019 | 2190924.1439 | 0 | 0 | 0 | 0 | 0 | 0 | 0 | 0 | 0 | 0 | 0 | 0 | 0 | 0 | 0 | 0 | 259533.218 | 14366.478 | 0 | 0 | 0 | 0 | 0 | 0 | 0 | 0 | 0 | 0 | 0 | 0 | 0 | 0 | 0
2016-05-23 21:00 | 0 | 0 | 0 | 0 | 0 | 767009.6959 | 493110 | 0 | 0 | 0 | 0 | 2138923.5199 | 2205290.6219 | 0 | 0 | 0 | 0 | 0 | 0 | 0 | 0 | 0 | 0 | 0 | 0 | 0 | 0 | 0 | 0 | 259533.218 | 14366.478 | 0 | 0 | 0 | 0 | 0 | 0 | 0 | 0 | 0 | 0 | 0 | 0 | 0 | 0 | 0
2016-05-23 22:00 | 0 | 0 | 0 | 0 | 0 | 788154.9855 | 490741 | 0 | 0 | 0 | 0 | 2398456.7378 | 2219657.0999 | 0 | 0 | 0 | 0 | 0 | 0 | 23514.2896 | 0 | 0 | 0 | 0 | 0 | 0 | 0 | 0 | 0 | 259533.218 | 14366.478 | 0 | 0 | 0 | 0 | 0 | 0 | 0 | 0 | 23514.2896 | 0 | 0 | 0 | 0 | 0 | 0
2016-05-23 23:00 | 0 | 0 | 0 | 0 | 0 | 733940.1585 | 484074 | 0 | 0 | 0 | 0 | 2657989.9558 | 2219657.0999 | 0 | 0 | 0 | 0 | 0 | 0 | 13847.2302 | 0 | 0 | 0 | 0 | 0 | 0 | 0 | 0 | 0 | 259533.218 | 0 | 0 | 0 | 0 | 0 | 0 | 0 | 0 | 0 | -9667.0594 | 0 | 0 | 0 | 0 | 0 | 0
2016-05-24 | 0 | 0 | 0 | 0 | 0 | 564713.3157 | 477807 | 0 | 0 | 0 | 0 | 2735229.212 | 2219657.0999 | 0 | 0 | 0 | 0 | 0 | 0 | 23514.2896 | 0 | 0 | 0 | 0 | 0 | 0 | 0 | 0 | 0 | 77239.2562 | 0 | 0 | 0 | 0 | 0 | 0 | 0 | 0 | 0 | 9667.0594 | 0 | 0 | 0 | 0 | 0 | 0
2016-05-24 01:00 | 0 | 0 | 0 | 0 | 0 | 247882.5335 | 471053 | 0 | 0 | 0 | 0 | 2563853.5865 | 2191376.5485 | 0 | 0 | 0 | 0 | 0 | 0 | 0 | 0 | 0 | 0 | 0 | 0 | 0 | 0 | 0 | 0 | -171375.6255 | 0 | 28280.5514 | 0 | 0 | 0 | 0 | 0 | 0 | 0 | -23514.2896 | 0 | 0 | 0 | 0 | 0 | 0
2016-05-24 02:00 | 0 | 0 | 0 | 0 | 186472.5892 | 17268.6708 | 448908 | 0 | 0 | 0 | 0 | 2304320.3685 | 2205743.0265 | 0 | 0 | 0 | 0 | 0 | 0 | 0 | 0 | 0 | 0 | 0 | 0 | 0 | 0 | 0 | 0 | -259533.218 | 14366.478 | 0 | 0 | 0 | 0 | 0 | 0 | 0 | 0 | 0 | 0 | 0 | 0 | 0 | 0 | 0
2016-05-24 03:00 | 0 | 0 | 0 | 0 | 51751.6873 | 0 | 420111 | 0 | 0 | 0 | 0 | 2044787.1506 | 2096916.9318 | 0 | 0 | 0 | 0 | 0 | 0 | 0 | 0 | 0 | 0 | 0 | 0 | 0 | 0 | 0 | 0 | -259533.218 | 0 | 108826.0947 | 0 | 0 | 0 | 0 | 0 | 0 | 0 | 0 | 0 | 0 | 0 | 0 | 0 | 0
2016-05-24 04:00 | 0 | 0 | 0 | 0 | 132700.782 | 0 | 392234 | 0 | 0 | 0 | 0 | 1785253.9326 | 2096916.9318 | 0 | 0 | 0 | 0 | 0 | 0 | 0 | 0 | 0 | 0 | 0 | 0 | 0 | 0 | 0 | 0 | -259533.218 | 0 | 0 | 0 | 0 | 0 | 0 | 0 | 0 | 0 | 0 | 0 | 0 | 0 | 0 | 0 | 0
2016-05-24 05:00 | 0 | 0 | 0 | 0 | 110808.782 | 0 | 370342 | 0 | 0 | 0 | 0 | 1525720.7146 | 2096916.9318 | 0 | 0 | 0 | 0 | 0 | 0 | 0 | 0 | 0 | 0 | 0 | 0 | 0 | 0 | 0 | 0 | -259533.218 | 0 | 0 | 0 | 0 | 0 | 0 | 0 | 0 | 0 | 0 | 0 | 0 | 0 | 0 | 0 | 0
2016-05-24 06:00 | 0 | 0 | 0 | 0 | 94563.782 | 0 | 354097 | 0 | 0 | 0 | 0 | 1266187.4967 | 2096916.9318 | 0 | 0 | 0 | 0 | 0 | 0 | 0 | 0 | 0 | 0 | 0 | 0 | 0 | 0 | 0 | 0 | -259533.218 | 0 | 0 | 0 | 0 | 0 | 0 | 0 | 0 | 0 | 0 | 0 | 0 | 0 | 0 | 0 | 0
2016-05-24 07:00 | 0 | 0 | 0 | 0 | 84477.782 | 0 | 344011 | 0 | 0 | 0 | 0 | 1006654.2787 | 2096916.9318 | 0 | 0 | 0 | 0 | 0 | 0 | 0 | 0 | 0 | 0 | 0 | 0 | 0 | 0 | 0 | 0 | -259533.218 | 0 | 0 | 0 | 0 | 0 | 0 | 0 | 0 | 0 | 0 | 0 | 0 | 0 | 0 | 0 | 0
2016-05-24 08:00 | 0 | 0 | 0 | 0 | 81773.782 | 0 | 341307 | 0 | 0 | 0 | 0 | 747121.0607 | 2096916.9318 | 0 | 0 | 0 | 0 | 0 | 0 | 0 | 0 | 0 | 0 | 0 | 0 | 0 | 0 | 0 | 0 | -259533.218 | 0 | 0 | 0 | 0 | 0 | 0 | 0 | 0 | 0 | 0 | 0 | 0 | 0 | 0 | 0 | 0
2016-05-24 09:00 | 0 | 0 | 0 | 0 | 88804.782 | 0 | 348338 | 0 | 0 | 0 | 0 | 487587.8428 | 2096916.9318 | 0 | 0 | 0 | 0 | 0 | 0 | 0 | 0 | 0 | 0 | 0 | 0 | 0 | 0 | 0 | 0 | -259533.218 | 0 | 0 | 0 | 0 | 0 | 0 | 0 | 0 | 0 | 0 | 0 | 0 | 0 | 0 | 0 | 0
2016-05-24 10:00 | 0 | 0 | 0 | 0 | 398150.5932 | 0 | 366672 | 0 | 0 | 0 | 0 | 519066.4359 | 2096916.9318 | 0 | 0 | 0 | 0 | 0 | 0 | 0 | 0 | 0 | 0 | 0 | 0 | 0 | 0 | 0 | 0 | 31478.5932 | 0 | 0 | 0 | 0 | 0 | 0 | 0 | 0 | 0 | 0 | 0 | 0 | 0 | 0 | 0 | 0
2016-05-24 11:00 | 0 | 0 | 0 | 0 | 144659.26 | 0 | 389826 | 0 | 0 | 0 | 0 | 259533.218 | 2111283.4097 | 0 | 0 | 0 | 0 | 0 | 0 | 0 | 0 | 0 | 0 | 0 | 0 | 0 | 0 | 0 | 0 | -259533.218 | 14366.478 | 0 | 0 | 0 | 0 | 0 | 0 | 0 | 0 | 0 | 0 | 0 | 0 | 0 | 0 | 0
2016-05-24 12:00 | 0 | 0 | 0 | 0 | 43149.5935 | 105980.1885 | 408663 | 0 | 0 | 0 | 0 | 0 | 2111283.4097 | 0 | 0 | 0 | 0 | 0 | 0 | 0 | 0 | 0 | 0 | 0 | 0 | 0 | 0 | 0 | 0 | -259533.218 | 0 | 0 | 0 | 0 | 0 | 0 | 0 | 0 | 0 | 0 | 0 | 0 | 0 | 0 | 0 | 0
2016-05-24 13:00 | 0 | 0 | 0 | 0 | 135896.4533 | 456499.2571 | 426934 | 0 | 0 | 0 | 0 | 165461.7104 | 2111283.4097 | 0 | 0 | 0 | 0 | 0 | 0 | 0 | 0 | 0 | 0 | 0 | 0 | 0 | 0 | 0 | 0 | 165461.7104 | 0 | 0 | 0 | 0 | 0 | 0 | 0 | 0 | 0 | 0 | 0 | 0 | 0 | 0 | 0 | 0
2016-05-24 14:00 | 0 | 0 | 0 | 0 | 0 | 660003.3604 | 445433 | 0 | 0 | 0 | 0 | 380032.0708 | 2111283.4097 | 0 | 0 | 0 | 0 | 0 | 0 | 0 | 0 | 0 | 0 | 0 | 0 | 0 | 0 | 0 | 0 | 214570.3604 | 0 | 0 | 0 | 0 | 0 | 0 | 0 | 0 | 0 | 0 | 0 | 0 | 0 | 0 | 0 | 0
2016-05-24 15:00 | 0 | 0 | 0 | 0 | 0 | 736280.6959 | 462381 | 0 | 0 | 0 | 0 | 639565.2887 | 2125649.8877 | 0 | 0 | 0 | 0 | 0 | 0 | 0 | 0 | 0 | 0 | 0 | 0 | 0 | 0 | 0 | 0 | 259533.218 | 14366.478 | 0 | 0 | 0 | 0 | 0 | 0 | 0 | 0 | 0 | 0 | 0 | 0 | 0 | 0 | 0
2016-05-24 16:00 | 0 | 0 | 0 | 0 | 0 | 750299.6959 | 476400 | 0 | 0 | 0 | 0 | 899098.5067 | 2140016.3657 | 0 | 0 | 0 | 0 | 0 | 0 | 0 | 0 | 0 | 0 | 0 | 0 | 0 | 0 | 0 | 0 | 259533.218 | 14366.478 | 0 | 0 | 0 | 0 | 0 | 0 | 0 | 0 | 0 | 0 | 0 | 0 | 0 | 0 | 0
2016-05-24 17:00 | 0 | 0 | 0 | 0 | 0 | 763169.6959 | 489270 | 0 | 0 | 0 | 0 | 1158631.7247 | 2154382.8437 | 0 | 0 | 0 | 0 | 0 | 0 | 0 | 0 | 0 | 0 | 0 | 0 | 0 | 0 | 0 | 0 | 259533.218 | 14366.478 | 0 | 0 | 0 | 0 | 0 | 0 | 0 | 0 | 0 | 0 | 0 | 0 | 0 | 0 | 0
2016-05-24 18:00 | 0 | 0 | 0 | 0 | 0 | 774806.6959 | 500907 | 0 | 0 | 0 | 0 | 1418164.9426 | 2168749.3217 | 0 | 0 | 0 | 0 | 0 | 0 | 0 | 0 | 0 | 0 | 0 | 0 | 0 | 0 | 0 | 0 | 259533.218 | 14366.478 | 0 | 0 | 0 | 0 | 0 | 0 | 0 | 0 | 0 | 0 | 0 | 0 | 0 | 0 | 0
2016-05-24 19:00 | 0 | 0 | 0 | 0 | 0 | 783681.6959 | 509782 | 0 | 0 | 0 | 0 | 1677698.1606 | 2183115.7997 | 0 | 0 | 0 | 0 | 0 | 0 | 0 | 0 | 0 | 0 | 0 | 0 | 0 | 0 | 0 | 0 | 259533.218 | 14366.478 | 0 | 0 | 0 | 0 | 0 | 0 | 0 | 0 | 0 | 0 | 0 | 0 | 0 | 0 | 0
2016-05-24 20:00 | 0 | 0 | 0 | 0 | 0 | 804510.8708 | 516707 | 0 | 0 | 0 | 0 | 1937231.3786 | 2197482.2776 | 0 | 0 | 0 | 0 | 0 | 0 | 13904.1748 | 0 | 0 | 0 | 0 | 0 | 0 | 0 | 0 | 0 | 259533.218 | 14366.478 | 0 | 0 | 0 | 0 | 0 | 0 | 0 | 0 | 13904.1748 | 0 | 0 | 0 | 0 | 0 | 0
2016-05-24 21:00 | 0 | 0 | 0 | 0 | 0 | 803642.8107 | 520133 | 0 | 0 | 0 | 0 | 2196764.5965 | 2211848.7556 | 0 | 0 | 0 | 0 | 0 | 0 | 23514.2896 | 0 | 0 | 0 | 0 | 0 | 0 | 0 | 0 | 0 | 259533.218 | 14366.478 | 0 | 0 | 0 | 0 | 0 | 0 | 0 | 0 | 9610.1148 | 0 | 0 | 0 | 0 | 0 | 0
2016-05-24 22:00 | 0 | 0 | 0 | 0 | 0 | 757202.9223 | 518155 | 0 | 0 | 0 | 0 | 2456297.8145 | 2211848.7556 | 0 | 0 | 0 | 0 | 0 | 0 | 3028.9939 | 0 | 0 | 0 | 0 | 0 | 0 | 0 | 0 | 0 | 259533.218 | 0 | 0 | 0 | 0 | 0 | 0 | 0 | 0 | 0 | -20485.2957 | 0 | 0 | 0 | 0 | 0 | 0
2016-05-24 23:00 | 0 | 0 | 0 | 0 | 0 | 655546.2408 | 509918 | 0 | 0 | 0 | 0 | 2604955.0493 | 2211848.7556 | 0 | 0 | 0 | 0 | 0 | 0 | 0 | 0 | 0 | 0 | 0 | 0 | 0 | 0 | 0 | 0 | 148657.2347 | 0 | 0 | 0 | 0 | 0 | 0 | 0 | 0 | 0 | -3028.9939 | 0 | 0 | 0 | 0 | 0 | 0
2016-05-25 | 0 | 0 | 0 | 0 | 0 | 506922.9187 | 501806 | 0 | 0 | 0 | 0 | 2610071.968 | 2211848.7556 | 0 | 0 | 0 | 0 | 0 | 0 | 0 | 0 | 0 | 0 | 0 | 0 | 0 | 0 | 0 | 0 | 5116.9187 | 0 | 0 | 0 | 0 | 0 | 0 | 0 | 0 | 0 | 0 | 0 | 0 | 0 | 0 | 0 | 0
2016-05-25 01:00 | 0 | 0 | 0 | 0 | 0 | 233689.113 | 493666 | 0 | 0 | 0 | 0 | 2458921.1757 | 2103022.6609 | 0 | 0 | 0 | 0 | 0 | 0 | 0 | 0 | 0 | 0 | 0 | 0 | 0 | 0 | 0 | 0 | -151150.7923 | 0 | 108826.0947 | 0 | 0 | 0 | 0 | 0 | 0 | 0 | 0 | 0 | 0 | 0 | 0 | 0 | 0
2016-05-25 02:00 | 0 | 0 | 0 | 0 | 208662.9349 | 16052.3252 | 469882 | 0 | 0 | 0 | 0 | 2199387.9577 | 2117389.1389 | 0 | 0 | 0 | 0 | 0 | 0 | 0 | 0 | 0 | 0 | 0 | 0 | 0 | 0 | 0 | 0 | -259533.218 | 14366.478 | 0 | 0 | 0 | 0 | 0 | 0 | 0 | 0 | 0 | 0 | 0 | 0 | 0 | 0 | 0
2016-05-25 03:00 | 0 | 0 | 0 | 0 | 180296.782 | 0 | 439830 | 0 | 0 | 0 | 0 | 1939854.7397 | 2117389.1389 | 0 | 0 | 0 | 0 | 0 | 0 | 0 | 0 | 0 | 0 | 0 | 0 | 0 | 0 | 0 | 0 | -259533.218 | 0 | 0 | 0 | 0 | 0 | 0 | 0 | 0 | 0 | 0 | 0 | 0 | 0 | 0 | 0 | 0
2016-05-25 04:00 | 0 | 0 | 0 | 0 | 152570.782 | 0 | 412104 | 0 | 0 | 0 | 0 | 1680321.5218 | 2117389.1389 | 0 | 0 | 0 | 0 | 0 | 0 | 0 | 0 | 0 | 0 | 0 | 0 | 0 | 0 | 0 | 0 | -259533.218 | 0 | 0 | 0 | 0 | 0 | 0 | 0 | 0 | 0 | 0 | 0 | 0 | 0 | 0 | 0 | 0
2016-05-25 05:00 | 0 | 0 | 0 | 0 | 128576.782 | 0 | 388110 | 0 | 0 | 0 | 0 | 1420788.3038 | 2117389.1389 | 0 | 0 | 0 | 0 | 0 | 0 | 0 | 0 | 0 | 0 | 0 | 0 | 0 | 0 | 0 | 0 | -259533.218 | 0 | 0 | 0 | 0 | 0 | 0 | 0 | 0 | 0 | 0 | 0 | 0 | 0 | 0 | 0 | 0
2016-05-25 06:00 | 0 | 0 | 0 | 0 | 109815.782 | 0 | 369349 | 0 | 0 | 0 | 0 | 1161255.0858 | 2117389.1389 | 0 | 0 | 0 | 0 | 0 | 0 | 0 | 0 | 0 | 0 | 0 | 0 | 0 | 0 | 0 | 0 | -259533.218 | 0 | 0 | 0 | 0 | 0 | 0 | 0 | 0 | 0 | 0 | 0 | 0 | 0 | 0 | 0 | 0
2016-05-25 07:00 | 0 | 0 | 0 | 0 | 97796.782 | 0 | 357330 | 0 | 0 | 0 | 0 | 901721.8678 | 2117389.1389 | 0 | 0 | 0 | 0 | 0 | 0 | 0 | 0 | 0 | 0 | 0 | 0 | 0 | 0 | 0 | 0 | -259533.218 | 0 | 0 | 0 | 0 | 0 | 0 | 0 | 0 | 0 | 0 | 0 | 0 | 0 | 0 | 0 | 0
2016-05-25 08:00 | 0 | 0 | 0 | 0 | 93662.782 | 0 | 353196 | 0 | 0 | 0 | 0 | 642188.6499 | 2117389.1389 | 0 | 0 | 0 | 0 | 0 | 0 | 0 | 0 | 0 | 0 | 0 | 0 | 0 | 0 | 0 | 0 | -259533.218 | 0 | 0 | 0 | 0 | 0 | 0 | 0 | 0 | 0 | 0 | 0 | 0 | 0 | 0 | 0 | 0
2016-05-25 09:00 | 0 | 0 | 0 | 0 | 523130.2109 | 0 | 360438 | 0 | 0 | 0 | 0 | 804880.8607 | 2117389.1389 | 0 | 0 | 0 | 0 | 0 | 0 | 0 | 0 | 0 | 0 | 0 | 0 | 0 | 0 | 0 | 0 | 162692.2109 | 0 | 0 | 0 | 0 | 0 | 0 | 0 | 0 | 0 | 0 | 0 | 0 | 0 | 0 | 0 | 0
2016-05-25 10:00 | 0 | 0 | 0 | 0 | 118347.782 | 0 | 377881 | 0 | 0 | 0 | 0 | 545347.6428 | 2117389.1389 | 0 | 0 | 0 | 0 | 0 | 0 | 0 | 0 | 0 | 0 | 0 | 0 | 0 | 0 | 0 | 0 | -259533.218 | 0 | 0 | 0 | 0 | 0 | 0 | 0 | 0 | 0 | 0 | 0 | 0 | 0 | 0 | 0 | 0
2016-05-25 11:00 | 0 | 0 | 0 | 0 | 140572.019 | 0.76304 | 400106 | 0 | 0 | 0 | 0 | 285814.4248 | 2117389.1389 | 0 | 0 | 0 | 0 | 0 | 0 | 0 | 0 | 0 | 0 | 0 | 0 | 0 | 0 | 0 | 0 | -259533.218 | 0 | 0 | 0 | 0 | 0 | 0 | 0 | 0 | 0 | 0 | 0 | 0 | 0 | 0 | 0 | 0
2016-05-25 12:00 | 0 | 0 | 0 | 0 | 48357.1844 | 112453.5976 | 420344 | 0 | 0 | 0 | 0 | 26281.2068 | 2117389.1389 | 0 | 0 | 0 | 0 | 0 | 0 | 0 | 0 | 0 | 0 | 0 | 0 | 0 | 0 | 0 | 0 | -259533.218 | 0 | 0 | 0 | 0 | 0 | 0 | 0 | 0 | 0 | 0 | 0 | 0 | 0 | 0 | 0 | 0
2016-05-25 13:00 | 0 | 0 | 0 | 0 | 229678.8574 | 470406.3041 | 440803 | 0 | 0 | 0 | 0 | 285563.3683 | 2117389.1389 | 0 | 0 | 0 | 0 | 0 | 0 | 0 | 0 | 0 | 0 | 0 | 0 | 0 | 0 | 0 | 0 | 259282.1615 | 0 | 0 | 0 | 0 | 0 | 0 | 0 | 0 | 0 | 0 | 0 | 0 | 0 | 0 | 0 | 0
2016-05-25 14:00 | 0 | 0 | 0 | 0 | 50973.9308 | 670492.2872 | 461933 | 0 | 0 | 0 | 0 | 545096.5863 | 2117389.1389 | 0 | 0 | 0 | 0 | 0 | 0 | 0 | 0 | 0 | 0 | 0 | 0 | 0 | 0 | 0 | 0 | 259533.218 | 0 | 0 | 0 | 0 | 0 | 0 | 0 | 0 | 0 | 0 | 0 | 0 | 0 | 0 | 0 | 0
2016-05-25 15:00 | 0 | 0 | 0 | 0 | 0 | 755313.6959 | 481414 | 0 | 0 | 0 | 0 | 804629.8043 | 2131755.6169 | 0 | 0 | 0 | 0 | 0 | 0 | 0 | 0 | 0 | 0 | 0 | 0 | 0 | 0 | 0 | 0 | 259533.218 | 14366.478 | 0 | 0 | 0 | 0 | 0 | 0 | 0 | 0 | 0 | 0 | 0 | 0 | 0 | 0 | 0
2016-05-25 16:00 | 0 | 0 | 0 | 0 | 0 | 771604.6959 | 497705 | 0 | 0 | 0 | 0 | 1064163.0222 | 2146122.0948 | 0 | 0 | 0 | 0 | 0 | 0 | 0 | 0 | 0 | 0 | 0 | 0 | 0 | 0 | 0 | 0 | 259533.218 | 14366.478 | 0 | 0 | 0 | 0 | 0 | 0 | 0 | 0 | 0 | 0 | 0 | 0 | 0 | 0 | 0
2016-05-25 17:00 | 0 | 0 | 0 | 0 | 0 | 787126.6959 | 513227 | 0 | 0 | 0 | 0 | 1323696.2402 | 2160488.5728 | 0 | 0 | 0 | 0 | 0 | 0 | 0 | 0 | 0 | 0 | 0 | 0 | 0 | 0 | 0 | 0 | 259533.218 | 14366.478 | 0 | 0 | 0 | 0 | 0 | 0 | 0 | 0 | 0 | 0 | 0 | 0 | 0 | 0 | 0
2016-05-25 18:00 | 0 | 0 | 0 | 0 | 0 | 800660.6959 | 526761 | 0 | 0 | 0 | 0 | 1583229.4582 | 2174855.0508 | 0 | 0 | 0 | 0 | 0 | 0 | 0 | 0 | 0 | 0 | 0 | 0 | 0 | 0 | 0 | 0 | 259533.218 | 14366.478 | 0 | 0 | 0 | 0 | 0 | 0 | 0 | 0 | 0 | 0 | 0 | 0 | 0 | 0 | 0
2016-05-25 19:00 | 0 | 0 | 0 | 0 | 0 | 827061.6481 | 537291 | 0 | 0 | 0 | 0 | 1842762.6761 | 2189221.5288 | 0 | 0 | 0 | 0 | 0 | 0 | 15870.9522 | 0 | 0 | 0 | 0 | 0 | 0 | 0 | 0 | 0 | 259533.218 | 14366.478 | 0 | 0 | 0 | 0 | 0 | 0 | 0 | 0 | 15870.9522 | 0 | 0 | 0 | 0 | 0 | 0
2016-05-25 20:00 | 0 | 0 | 0 | 0 | 0 | 825993.0334 | 544450 | 0 | 0 | 0 | 0 | 2102295.8941 | 2203588.0068 | 0 | 0 | 0 | 0 | 0 | 0 | 23514.2896 | 0 | 0 | 0 | 0 | 0 | 0 | 0 | 0 | 0 | 259533.218 | 14366.478 | 0 | 0 | 0 | 0 | 0 | 0 | 0 | 0 | 7643.3374 | 0 | 0 | 0 | 0 | 0 | 0
2016-05-25 21:00 | 0 | 0 | 0 | 0 | 0 | 809590.858 | 547431 | 0 | 0 | 0 | 0 | 2361829.1121 | 2217954.4847 | 0 | 0 | 0 | 0 | 0 | 0 | 11774.4517 | 0 | 0 | 0 | 0 | 0 | 0 | 0 | 0 | 0 | 259533.218 | 14366.478 | 0 | 0 | 0 | 0 | 0 | 0 | 0 | 0 | -11739.8379 | 0 | 0 | 0 | 0 | 0 | 0
2016-05-25 22:00 | 0 | 0 | 0 | 0 | 0 | 765372.9643 | 542287 | 0 | 0 | 0 | 0 | 2573175.2384 | 2217954.4847 | 0 | 0 | 0 | 0 | 0 | 0 | 23514.2896 | 0 | 0 | 0 | 0 | 0 | 0 | 0 | 0 | 0 | 211346.1264 | 0 | 0 | 0 | 0 | 0 | 0 | 0 | 0 | 0 | 11739.8379 | 0 | 0 | 0 | 0 | 0 | 0
2016-05-25 23:00 | 0 | 0 | 0 | 0 | 0 | 671820.2961 | 531381 | 0 | 0 | 0 | 0 | 2737128.8242 | 2217954.4847 | 0 | 0 | 0 | 0 | 0 | 0 | 0 | 0 | 0 | 0 | 0 | 0 | 0 | 0 | 0 | 0 | 163953.5857 | 0 | 0 | 0 | 0 | 0 | 0 | 0 | 0 | 0 | -23514.2896 | 0 | 0 | 0 | 0 | 0 | 0
2016-05-26 | 0 | 0 | 0 | 0 | 0 | 527896.1443 | 521817 | 0 | 0 | 0 | 0 | 2743207.9685 | 2217954.4847 | 0 | 0 | 0 | 0 | 0 | 0 | 0 | 0 | 0 | 0 | 0 | 0 | 0 | 0 | 0 | 0 | 6079.1443 | 0 | 0 | 0 | 0 | 0 | 0 | 0 | 0 | 0 | 0 | 0 | 0 | 0 | 0 | 0 | 0
2016-05-26 01:00 | 0 | 0 | 0 | 0 | 0 | 244894.8253 | 512256 | 0 | 0 | 0 | 0 | 2483674.7506 | 2210126.528 | 0 | 0 | 0 | 0 | 0 | 0 | 0 | 0 | 0 | 0 | 0 | 0 | 0 | 0 | 0 | 0 | -259533.218 | 0 | 7827.9568 | 0 | 0 | 0 | 0 | 0 | 0 | 0 | 0 | 0 | 0 | 0 | 0 | 0 | 0
2016-05-26 02:00 | 0 | 0 | 0 | 0 | 222680.0012 | 20565.2588 | 488412 | 0 | 0 | 0 | 0 | 2224141.5326 | 2224493.0059 | 0 | 0 | 0 | 0 | 0 | 0 | 0 | 0 | 0 | 0 | 0 | 0 | 0 | 0 | 0 | 0 | -259533.218 | 14366.478 | 0 | 0 | 0 | 0 | 0 | 0 | 0 | 0 | 0 | 0 | 0 | 0 | 0 | 0 | 0
2016-05-26 03:00 | 0 | 0 | 0 | 0 | 196410.782 | 0 | 455944 | 0 | 0 | 0 | 0 | 1964608.3146 | 2224493.0059 | 0 | 0 | 0 | 0 | 0 | 0 | 0 | 0 | 0 | 0 | 0 | 0 | 0 | 0 | 0 | 0 | -259533.218 | 0 | 0 | 0 | 0 | 0 | 0 | 0 | 0 | 0 | 0 | 0 | 0 | 0 | 0 | 0 | 0
2016-05-26 04:00 | 0 | 0 | 0 | 0 | 166101.782 | 0 | 425635 | 0 | 0 | 0 | 0 | 1705075.0967 | 2224493.0059 | 0 | 0 | 0 | 0 | 0 | 0 | 0 | 0 | 0 | 0 | 0 | 0 | 0 | 0 | 0 | 0 | -259533.218 | 0 | 0 | 0 | 0 | 0 | 0 | 0 | 0 | 0 | 0 | 0 | 0 | 0 | 0 | 0 | 0
2016-05-26 05:00 | 0 | 0 | 0 | 0 | 141023.782 | 0 | 400557 | 0 | 0 | 0 | 0 | 1445541.8787 | 2224493.0059 | 0 | 0 | 0 | 0 | 0 | 0 | 0 | 0 | 0 | 0 | 0 | 0 | 0 | 0 | 0 | 0 | -259533.218 | 0 | 0 | 0 | 0 | 0 | 0 | 0 | 0 | 0 | 0 | 0 | 0 | 0 | 0 | 0 | 0
2016-05-26 06:00 | 0 | 0 | 0 | 0 | 121433.782 | 0 | 380967 | 0 | 0 | 0 | 0 | 1186008.6607 | 2224493.0059 | 0 | 0 | 0 | 0 | 0 | 0 | 0 | 0 | 0 | 0 | 0 | 0 | 0 | 0 | 0 | 0 | -259533.218 | 0 | 0 | 0 | 0 | 0 | 0 | 0 | 0 | 0 | 0 | 0 | 0 | 0 | 0 | 0 | 0
2016-05-26 07:00 | 0 | 0 | 0 | 0 | 107615.782 | 0 | 367149 | 0 | 0 | 0 | 0 | 926475.4427 | 2224493.0059 | 0 | 0 | 0 | 0 | 0 | 0 | 0 | 0 | 0 | 0 | 0 | 0 | 0 | 0 | 0 | 0 | -259533.218 | 0 | 0 | 0 | 0 | 0 | 0 | 0 | 0 | 0 | 0 | 0 | 0 | 0 | 0 | 0 | 0
2016-05-26 08:00 | 0 | 0 | 0 | 0 | 473636.4291 | 0 | 361979 | 0 | 0 | 0 | 0 | 1038132.8719 | 2224493.0059 | 0 | 0 | 0 | 0 | 0 | 0 | 0 | 0 | 0 | 0 | 0 | 0 | 0 | 0 | 0 | 0 | 111657.4291 | 0 | 0 | 0 | 0 | 0 | 0 | 0 | 0 | 0 | 0 | 0 | 0 | 0 | 0 | 0 | 0
2016-05-26 09:00 | 0 | 0 | 0 | 0 | 108351.782 | 0 | 367885 | 0 | 0 | 0 | 0 | 778599.6539 | 2224493.0059 | 0 | 0 | 0 | 0 | 0 | 0 | 0 | 0 | 0 | 0 | 0 | 0 | 0 | 0 | 0 | 0 | -259533.218 | 0 | 0 | 0 | 0 | 0 | 0 | 0 | 0 | 0 | 0 | 0 | 0 | 0 | 0 | 0 | 0
2016-05-26 10:00 | 0 | 0 | 0 | 0 | 127712.782 | 0 | 387246 | 0 | 0 | 0 | 0 | 519066.4359 | 2224493.0059 | 0 | 0 | 0 | 0 | 0 | 0 | 0 | 0 | 0 | 0 | 0 | 0 | 0 | 0 | 0 | 0 | -259533.218 | 0 | 0 | 0 | 0 | 0 | 0 | 0 | 0 | 0 | 0 | 0 | 0 | 0 | 0 | 0 | 0
2016-05-26 11:00 | 0 | 0 | 0 | 0 | 151291.701 | 2.081 | 410827 | 0 | 0 | 0 | 0 | 259533.218 | 2224493.0059 | 0 | 0 | 0 | 0 | 0 | 0 | 0 | 0 | 0 | 0 | 0 | 0 | 0 | 0 | 0 | 0 | -259533.218 | 0 | 0 | 0 | 0 | 0 | 0 | 0 | 0 | 0 | 0 | 0 | 0 | 0 | 0 | 0 | 0
2016-05-26 12:00 | 0 | 0 | 0 | 0 | 41969.7854 | 131184.9966 | 432688 | 0 | 0 | 0 | 0 | 0 | 2224493.0059 | 0 | 0 | 0 | 0 | 0 | 0 | 0 | 0 | 0 | 0 | 0 | 0 | 0 | 0 | 0 | 0 | -259533.218 | 0 | 0 | 0 | 0 | 0 | 0 | 0 | 0 | 0 | 0 | 0 | 0 | 0 | 0 | 0 | 0
2016-05-26 13:00 | 0 | 0 | 0 | 0 | 138468.4783 | 500029.8818 | 453714 | 0 | 0 | 0 | 0 | 184784.3601 | 2224493.0059 | 0 | 0 | 0 | 0 | 0 | 0 | 0 | 0 | 0 | 0 | 0 | 0 | 0 | 0 | 0 | 0 | 184784.3601 | 0 | 0 | 0 | 0 | 0 | 0 | 0 | 0 | 0 | 0 | 0 | 0 | 0 | 0 | 0 | 0
2016-05-26 14:00 | 0 | 0 | 0 | 0 | 32322.8561 | 703488.3619 | 476278 | 0 | 0 | 0 | 0 | 444317.5781 | 2224493.0059 | 0 | 0 | 0 | 0 | 0 | 0 | 0 | 0 | 0 | 0 | 0 | 0 | 0 | 0 | 0 | 0 | 259533.218 | 0 | 0 | 0 | 0 | 0 | 0 | 0 | 0 | 0 | 0 | 0 | 0 | 0 | 0 | 0 | 0
2016-05-26 15:00 | 0 | 0 | 0 | 0 | 0 | 771001.6959 | 497102 | 0 | 0 | 0 | 0 | 703850.796 | 2238859.4839 | 0 | 0 | 0 | 0 | 0 | 0 | 0 | 0 | 0 | 0 | 0 | 0 | 0 | 0 | 0 | 0 | 259533.218 | 14366.478 | 0 | 0 | 0 | 0 | 0 | 0 | 0 | 0 | 0 | 0 | 0 | 0 | 0 | 0 | 0
2016-05-26 16:00 | 0 | 0 | 0 | 0 | 0 | 788514.6959 | 514615 | 0 | 0 | 0 | 0 | 963384.014 | 2253225.9619 | 0 | 0 | 0 | 0 | 0 | 0 | 0 | 0 | 0 | 0 | 0 | 0 | 0 | 0 | 0 | 0 | 259533.218 | 14366.478 | 0 | 0 | 0 | 0 | 0 | 0 | 0 | 0 | 0 | 0 | 0 | 0 | 0 | 0 | 0
2016-05-26 17:00 | 0 | 0 | 0 | 0 | 0 | 803901.6959 | 530002 | 0 | 0 | 0 | 0 | 1222917.232 | 2267592.4399 | 0 | 0 | 0 | 0 | 0 | 0 | 0 | 0 | 0 | 0 | 0 | 0 | 0 | 0 | 0 | 0 | 259533.218 | 14366.478 | 0 | 0 | 0 | 0 | 0 | 0 | 0 | 0 | 0 | 0 | 0 | 0 | 0 | 0 | 0
2016-05-26 18:00 | 0 | 0 | 0 | 0 | 0 | 831873.559 | 540760 | 0 | 0 | 0 | 0 | 1482450.4499 | 2281958.9179 | 0 | 0 | 0 | 0 | 0 | 0 | 17213.8631 | 0 | 0 | 0 | 0 | 0 | 0 | 0 | 0 | 0 | 259533.218 | 14366.478 | 0 | 0 | 0 | 0 | 0 | 0 | 0 | 0 | 17213.8631 | 0 | 0 | 0 | 0 | 0 | 0
2016-05-26 19:00 | 0 | 0 | 0 | 0 | 0 | 830235.1225 | 550035 | 0 | 0 | 0 | 0 | 1741983.6679 | 2296325.3959 | 0 | 0 | 0 | 0 | 0 | 0 | 23514.2896 | 0 | 0 | 0 | 0 | 0 | 0 | 0 | 0 | 0 | 259533.218 | 14366.478 | 0 | 0 | 0 | 0 | 0 | 0 | 0 | 0 | 6300.4265 | 0 | 0 | 0 | 0 | 0 | 0
2016-05-26 20:00 | 0 | 0 | 0 | 0 | 0 | 815026.1519 | 554684 | 0 | 0 | 0 | 0 | 2001516.8859 | 2310691.8738 | 0 | 0 | 0 | 0 | 0 | 0 | 9956.7455 | 0 | 0 | 0 | 0 | 0 | 0 | 0 | 0 | 0 | 259533.218 | 14366.478 | 0 | 0 | 0 | 0 | 0 | 0 | 0 | 0 | -13557.5441 | 0 | 0 | 0 | 0 | 0 | 0
2016-05-26 21:00 | 0 | 0 | 0 | 0 | 0 | 792942.1914 | 553672 | 0 | 0 | 0 | 0 | 2227229.5332 | 2310691.8738 | 0 | 0 | 0 | 0 | 0 | 0 | 23514.2896 | 0 | 0 | 0 | 0 | 0 | 0 | 0 | 0 | 0 | 225712.6473 | 0 | 0 | 0 | 0 | 0 | 0 | 0 | 0 | 0 | 13557.5441 | 0 | 0 | 0 | 0 | 0 | 0
2016-05-26 22:00 | 0 | 0 | 0 | 0 | 0 | 746947.7739 | 546361 | 0 | 0 | 0 | 0 | 2451330.5966 | 2310691.8738 | 0 | 0 | 0 | 0 | 0 | 0 | 0 | 0 | 0 | 0 | 0 | 0 | 0 | 0 | 0 | 0 | 224101.0635 | 0 | 0 | 0 | 0 | 0 | 0 | 0 | 0 | 0 | -23514.2896 | 0 | 0 | 0 | 0 | 0 | 0
2016-05-26 23:00 | 0 | 0 | 0 | 0 | 0 | 660616.1617 | 533794 | 0 | 0 | 0 | 0 | 2578152.7583 | 2310691.8738 | 0 | 0 | 0 | 0 | 0 | 0 | 0 | 0 | 0 | 0 | 0 | 0 | 0 | 0 | 0 | 0 | 126822.1617 | 0 | 0 | 0 | 0 | 0 | 0 | 0 | 0 | 0 | 0 | 0 | 0 | 0 | 0 | 0 | 0
2016-05-27 | 0 | 0 | 0 | 0 | 0 | 527286.6893 | 523360 | 0 | 0 | 0 | 0 | 2582079.4476 | 2310691.8738 | 0 | 0 | 0 | 0 | 0 | 0 | 0 | 0 | 0 | 0 | 0 | 0 | 0 | 0 | 0 | 0 | 3926.6893 | 0 | 0 | 0 | 0 | 0 | 0 | 0 | 0 | 0 | 0 | 0 | 0 | 0 | 0 | 0 | 0
2016-05-27 01:00 | 0 | 0 | 0 | 0 | 0 | 272683.1134 | 514618 | 0 | 0 | 0 | 0 | 2448970.6557 | 2201865.7791 | 0 | 0 | 0 | 0 | 0 | 0 | 0 | 0 | 0 | 0 | 0 | 0 | 0 | 0 | 0 | 0 | -133108.7919 | 0 | 108826.0947 | 0 | 0 | 0 | 0 | 0 | 0 | 0 | 0 | 0 | 0 | 0 | 0 | 0 | 0
2016-05-27 02:00 | 0 | 0 | 0 | 0 | 213117.1123 | 31526.1477 | 489810 | 0 | 0 | 0 | 0 | 2189437.4377 | 2216232.2571 | 0 | 0 | 0 | 0 | 0 | 0 | 0 | 0 | 0 | 0 | 0 | 0 | 0 | 0 | 0 | 0 | -259533.218 | 14366.478 | 0 | 0 | 0 | 0 | 0 | 0 | 0 | 0 | 0 | 0 | 0 | 0 | 0 | 0 | 0
2016-05-27 03:00 | 0 | 0 | 0 | 0 | 91117.6873 | 0 | 459477 | 0 | 0 | 0 | 0 | 1929904.2198 | 2107406.1624 | 0 | 0 | 0 | 0 | 0 | 0 | 0 | 0 | 0 | 0 | 0 | 0 | 0 | 0 | 0 | 0 | -259533.218 | 0 | 108826.0947 | 0 | 0 | 0 | 0 | 0 | 0 | 0 | 0 | 0 | 0 | 0 | 0 | 0 | 0
2016-05-27 04:00 | 0 | 0 | 0 | 0 | 169241.782 | 0 | 428775 | 0 | 0 | 0 | 0 | 1670371.0018 | 2107406.1624 | 0 | 0 | 0 | 0 | 0 | 0 | 0 | 0 | 0 | 0 | 0 | 0 | 0 | 0 | 0 | 0 | -259533.218 | 0 | 0 | 0 | 0 | 0 | 0 | 0 | 0 | 0 | 0 | 0 | 0 | 0 | 0 | 0 | 0
2016-05-27 05:00 | 0 | 0 | 0 | 0 | 142915.782 | 0 | 402449 | 0 | 0 | 0 | 0 | 1410837.7838 | 2107406.1624 | 0 | 0 | 0 | 0 | 0 | 0 | 0 | 0 | 0 | 0 | 0 | 0 | 0 | 0 | 0 | 0 | -259533.218 | 0 | 0 | 0 | 0 | 0 | 0 | 0 | 0 | 0 | 0 | 0 | 0 | 0 | 0 | 0 | 0
2016-05-27 06:00 | 0 | 0 | 0 | 0 | 391338.7557 | 0 | 381992 | 0 | 0 | 0 | 0 | 1420184.5395 | 2107406.1624 | 0 | 0 | 0 | 0 | 0 | 0 | 0 | 0 | 0 | 0 | 0 | 0 | 0 | 0 | 0 | 0 | 9346.7557 | 0 | 0 | 0 | 0 | 0 | 0 | 0 | 0 | 0 | 0 | 0 | 0 | 0 | 0 | 0 | 0
2016-05-27 07:00 | 0 | 0 | 0 | 0 | 109219.782 | 0 | 368753 | 0 | 0 | 0 | 0 | 1160651.3216 | 2107406.1624 | 0 | 0 | 0 | 0 | 0 | 0 | 0 | 0 | 0 | 0 | 0 | 0 | 0 | 0 | 0 | 0 | -259533.218 | 0 | 0 | 0 | 0 | 0 | 0 | 0 | 0 | 0 | 0 | 0 | 0 | 0 | 0 | 0 | 0
2016-05-27 08:00 | 0 | 0 | 0 | 0 | 104446.782 | 0 | 363980 | 0 | 0 | 0 | 0 | 901118.1036 | 2107406.1624 | 0 | 0 | 0 | 0 | 0 | 0 | 0 | 0 | 0 | 0 | 0 | 0 | 0 | 0 | 0 | 0 | -259533.218 | 0 | 0 | 0 | 0 | 0 | 0 | 0 | 0 | 0 | 0 | 0 | 0 | 0 | 0 | 0 | 0
2016-05-27 09:00 | 0 | 0 | 0 | 0 | 109400.782 | 0 | 368934 | 0 | 0 | 0 | 0 | 641584.8856 | 2107406.1624 | 0 | 0 | 0 | 0 | 0 | 0 | 0 | 0 | 0 | 0 | 0 | 0 | 0 | 0 | 0 | 0 | -259533.218 | 0 | 0 | 0 | 0 | 0 | 0 | 0 | 0 | 0 | 0 | 0 | 0 | 0 | 0 | 0 | 0
2016-05-27 10:00 | 0 | 0 | 0 | 0 | 124651.782 | 0 | 384185 | 0 | 0 | 0 | 0 | 382051.6677 | 2107406.1624 | 0 | 0 | 0 | 0 | 0 | 0 | 0 | 0 | 0 | 0 | 0 | 0 | 0 | 0 | 0 | 0 | -259533.218 | 0 | 0 | 0 | 0 | 0 | 0 | 0 | 0 | 0 | 0 | 0 | 0 | 0 | 0 | 0 | 0
2016-05-27 11:00 | 0 | 0 | 0 | 0 | 282583.6617 | 2.8886 | 405105 | 0 | 0 | 0 | 0 | 259533.218 | 2107406.1624 | 0 | 0 | 0 | 0 | 0 | 0 | 0 | 0 | 0 | 0 | 0 | 0 | 0 | 0 | 0 | 0 | -122518.4497 | 0 | 0 | 0 | 0 | 0 | 0 | 0 | 0 | 0 | 0 | 0 | 0 | 0 | 0 | 0 | 0
2016-05-27 12:00 | 0 | 0 | 0 | 0 | 53431.3435 | 116145.4385 | 429110 | 0 | 0 | 0 | 0 | 0 | 2107406.1624 | 0 | 0 | 0 | 0 | 0 | 0 | 0 | 0 | 0 | 0 | 0 | 0 | 0 | 0 | 0 | 0 | -259533.218 | 0 | 0 | 0 | 0 | 0 | 0 | 0 | 0 | 0 | 0 | 0 | 0 | 0 | 0 | 0 | 0
2016-05-27 13:00 | 0 | 0 | 0 | 0 | 11345.3084 | 485100.8843 | 452260 | 0 | 0 | 0 | 0 | 44186.1927 | 2107406.1624 | 0 | 0 | 0 | 0 | 0 | 0 | 0 | 0 | 0 | 0 | 0 | 0 | 0 | 0 | 0 | 0 | 44186.1927 | 0 | 0 | 0 | 0 | 0 | 0 | 0 | 0 | 0 | 0 | 0 | 0 | 0 | 0 | 0 | 0
2016-05-27 14:00 | 0 | 0 | 0 | 0 | 24016.849 | 711297.3689 | 475781 | 0 | 0 | 0 | 0 | 303719.4107 | 2107406.1624 | 0 | 0 | 0 | 0 | 0 | 0 | 0 | 0 | 0 | 0 | 0 | 0 | 0 | 0 | 0 | 0 | 259533.218 | 0 | 0 | 0 | 0 | 0 | 0 | 0 | 0 | 0 | 0 | 0 | 0 | 0 | 0 | 0 | 0
2016-05-27 15:00 | 0 | 0 | 0 | 0 | 0 | 770572.6959 | 496673 | 0 | 0 | 0 | 0 | 563252.6286 | 2121772.6403 | 0 | 0 | 0 | 0 | 0 | 0 | 0 | 0 | 0 | 0 | 0 | 0 | 0 | 0 | 0 | 0 | 259533.218 | 14366.478 | 0 | 0 | 0 | 0 | 0 | 0 | 0 | 0 | 0 | 0 | 0 | 0 | 0 | 0 | 0
2016-05-27 16:00 | 0 | 0 | 0 | 0 | 0 | 787843.6959 | 513944 | 0 | 0 | 0 | 0 | 822785.8466 | 2136139.1183 | 0 | 0 | 0 | 0 | 0 | 0 | 0 | 0 | 0 | 0 | 0 | 0 | 0 | 0 | 0 | 0 | 259533.218 | 14366.478 | 0 | 0 | 0 | 0 | 0 | 0 | 0 | 0 | 0 | 0 | 0 | 0 | 0 | 0 | 0
2016-05-27 17:00 | 0 | 0 | 0 | 0 | 0 | 801225.6959 | 527326 | 0 | 0 | 0 | 0 | 1082319.0646 | 2150505.5963 | 0 | 0 | 0 | 0 | 0 | 0 | 0 | 0 | 0 | 0 | 0 | 0 | 0 | 0 | 0 | 0 | 259533.218 | 14366.478 | 0 | 0 | 0 | 0 | 0 | 0 | 0 | 0 | 0 | 0 | 0 | 0 | 0 | 0 | 0
2016-05-27 18:00 | 0 | 0 | 0 | 0 | 0 | 811339.6959 | 537440 | 0 | 0 | 0 | 0 | 1341852.2826 | 2164872.0743 | 0 | 0 | 0 | 0 | 0 | 0 | 0 | 0 | 0 | 0 | 0 | 0 | 0 | 0 | 0 | 0 | 259533.218 | 14366.478 | 0 | 0 | 0 | 0 | 0 | 0 | 0 | 0 | 0 | 0 | 0 | 0 | 0 | 0 | 0
2016-05-27 19:00 | 0 | 0 | 0 | 0 | 0 | 827627.4704 | 543658 | 0 | 0 | 0 | 0 | 1601385.5005 | 2179238.5523 | 0 | 0 | 0 | 0 | 0 | 0 | 10069.7745 | 0 | 0 | 0 | 0 | 0 | 0 | 0 | 0 | 0 | 259533.218 | 14366.478 | 0 | 0 | 0 | 0 | 0 | 0 | 0 | 0 | 10069.7745 | 0 | 0 | 0 | 0 | 0 | 0
2016-05-27 20:00 | 0 | 0 | 0 | 0 | 0 | 833929.2111 | 546585 | 0 | 0 | 0 | 0 | 1860918.7185 | 2193605.0303 | 0 | 0 | 0 | 0 | 0 | 0 | 23514.2896 | 0 | 0 | 0 | 0 | 0 | 0 | 0 | 0 | 0 | 259533.218 | 14366.478 | 0 | 0 | 0 | 0 | 0 | 0 | 0 | 0 | 13444.5151 | 0 | 0 | 0 | 0 | 0 | 0
2016-05-27 21:00 | 0 | 0 | 0 | 0 | 0 | 815496.4171 | 544994 | 0 | 0 | 0 | 0 | 2120451.9365 | 2207971.5082 | 0 | 0 | 0 | 0 | 0 | 0 | 20117.0108 | 0 | 0 | 0 | 0 | 0 | 0 | 0 | 0 | 0 | 259533.218 | 14366.478 | 0 | 0 | 0 | 0 | 0 | 0 | 0 | 0 | -3397.2788 | 0 | 0 | 0 | 0 | 0 | 0
2016-05-27 22:00 | 0 | 0 | 0 | 0 | 0 | 778701.519 | 535312 | 0 | 0 | 0 | 0 | 2379985.1544 | 2207971.5082 | 0 | 0 | 0 | 0 | 0 | 0 | 3973.3118 | 0 | 0 | 0 | 0 | 0 | 0 | 0 | 0 | 0 | 259533.218 | 0 | 0 | 0 | 0 | 0 | 0 | 0 | 0 | 0 | -16143.699 | 0 | 0 | 0 | 0 | 0 | 0
2016-05-27 23:00 | 0 | 0 | 0 | 0 | 0 | 697165.5127 | 520452 | 0 | 0 | 0 | 0 | 2639518.3724 | 2129125.1148 | 0 | 0 | 0 | 0 | 0 | 0 | 0 | 0 | 0 | 0 | 0 | 0 | 0 | 0 | 0 | 0 | 259533.218 | 14366.478 | 93212.8714 | 0 | 0 | 0 | 0 | 0 | 0 | 0 | -3973.3118 | 0 | 0 | 0 | 0 | 0 | 0
2016-05-28 | 0 | 0 | 0 | 0 | 0 | 562776.4283 | 507956 | 0 | 0 | 0 | 0 | 2694338.8007 | 2129125.1148 | 0 | 0 | 0 | 0 | 0 | 0 | 0 | 0 | 0 | 0 | 0 | 0 | 0 | 0 | 0 | 0 | 54820.4283 | 0 | 0 | 0 | 0 | 0 | 0 | 0 | 0 | 0 | 0 | 0 | 0 | 0 | 0 | 0 | 0
2016-05-28 01:00 | 0 | 0 | 0 | 0 | 0 | 292662.1936 | 498303 | 0 | 0 | 0 | 0 | 2488697.9943 | 2129125.1148 | 0 | 0 | 0 | 0 | 0 | 0 | 0 | 0 | 0 | 0 | 0 | 0 | 0 | 0 | 0 | 0 | -205640.8064 | 0 | 0 | 0 | 0 | 0 | 0 | 0 | 0 | 0 | 0 | 0 | 0 | 0 | 0 | 0 | 0
2016-05-28 02:00 | 0 | 0 | 0 | 0 | 187406.1633 | 44483.0967 | 477056 | 0 | 0 | 0 | 0 | 2229164.7763 | 2143491.5928 | 0 | 0 | 0 | 0 | 0 | 0 | 0 | 0 | 0 | 0 | 0 | 0 | 0 | 0 | 0 | 0 | -259533.218 | 14366.478 | 0 | 0 | 0 | 0 | 0 | 0 | 0 | 0 | 0 | 0 | 0 | 0 | 0 | 0 | 0
2016-05-28 03:00 | 0 | 0 | 0 | 0 | 188272.782 | 0 | 447806 | 0 | 0 | 0 | 0 | 1969631.5583 | 2143491.5928 | 0 | 0 | 0 | 0 | 0 | 0 | 0 | 0 | 0 | 0 | 0 | 0 | 0 | 0 | 0 | 0 | -259533.218 | 0 | 0 | 0 | 0 | 0 | 0 | 0 | 0 | 0 | 0 | 0 | 0 | 0 | 0 | 0 | 0
2016-05-28 04:00 | 0 | 0 | 0 | 0 | 158532.782 | 0 | 418066 | 0 | 0 | 0 | 0 | 1710098.3404 | 2143491.5928 | 0 | 0 | 0 | 0 | 0 | 0 | 0 | 0 | 0 | 0 | 0 | 0 | 0 | 0 | 0 | 0 | -259533.218 | 0 | 0 | 0 | 0 | 0 | 0 | 0 | 0 | 0 | 0 | 0 | 0 | 0 | 0 | 0 | 0
2016-05-28 05:00 | 0 | 0 | 0 | 0 | 134647.782 | 0 | 394181 | 0 | 0 | 0 | 0 | 1450565.1224 | 2143491.5928 | 0 | 0 | 0 | 0 | 0 | 0 | 0 | 0 | 0 | 0 | 0 | 0 | 0 | 0 | 0 | 0 | -259533.218 | 0 | 0 | 0 | 0 | 0 | 0 | 0 | 0 | 0 | 0 | 0 | 0 | 0 | 0 | 0 | 0
2016-05-28 06:00 | 0 | 0 | 0 | 0 | 115901.782 | 0 | 375435 | 0 | 0 | 0 | 0 | 1191031.9044 | 2143491.5928 | 0 | 0 | 0 | 0 | 0 | 0 | 0 | 0 | 0 | 0 | 0 | 0 | 0 | 0 | 0 | 0 | -259533.218 | 0 | 0 | 0 | 0 | 0 | 0 | 0 | 0 | 0 | 0 | 0 | 0 | 0 | 0 | 0 | 0
2016-05-28 07:00 | 0 | 0 | 0 | 0 | 101326.782 | 0 | 360860 | 0 | 0 | 0 | 0 | 931498.6865 | 2143491.5928 | 0 | 0 | 0 | 0 | 0 | 0 | 0 | 0 | 0 | 0 | 0 | 0 | 0 | 0 | 0 | 0 | -259533.218 | 0 | 0 | 0 | 0 | 0 | 0 | 0 | 0 | 0 | 0 | 0 | 0 | 0 | 0 | 0 | 0
2016-05-28 08:00 | 0 | 0 | 0 | 0 | 285763.9973 | 0 | 352135 | 0 | 0 | 0 | 0 | 865127.6838 | 2143491.5928 | 0 | 0 | 0 | 0 | 0 | 0 | 0 | 0 | 0 | 0 | 0 | 0 | 0 | 0 | 0 | 0 | -66371.0027 | 0 | 0 | 0 | 0 | 0 | 0 | 0 | 0 | 0 | 0 | 0 | 0 | 0 | 0 | 0 | 0
2016-05-28 09:00 | 0 | 0 | 0 | 0 | 88598.782 | 0 | 348132 | 0 | 0 | 0 | 0 | 605594.4659 | 2143491.5928 | 0 | 0 | 0 | 0 | 0 | 0 | 0 | 0 | 0 | 0 | 0 | 0 | 0 | 0 | 0 | 0 | -259533.218 | 0 | 0 | 0 | 0 | 0 | 0 | 0 | 0 | 0 | 0 | 0 | 0 | 0 | 0 | 0 | 0
2016-05-28 10:00 | 0 | 0 | 0 | 0 | 89787.782 | 0 | 349321 | 0 | 0 | 0 | 0 | 346061.2479 | 2143491.5928 | 0 | 0 | 0 | 0 | 0 | 0 | 0 | 0 | 0 | 0 | 0 | 0 | 0 | 0 | 0 | 0 | -259533.218 | 0 | 0 | 0 | 0 | 0 | 0 | 0 | 0 | 0 | 0 | 0 | 0 | 0 | 0 | 0 | 0
2016-05-28 11:00 | 0 | 0 | 0 | 0 | 98173.2058 | 4.5762 | 357711 | 0 | 0 | 0 | 0 | 86528.0299 | 2143491.5928 | 0 | 0 | 0 | 0 | 0 | 0 | 0 | 0 | 0 | 0 | 0 | 0 | 0 | 0 | 0 | 0 | -259533.218 | 0 | 0 | 0 | 0 | 0 | 0 | 0 | 0 | 0 | 0 | 0 | 0 | 0 | 0 | 0 | 0
2016-05-28 12:00 | 0 | 0 | 0 | 0 | 154387.8796 | 151254.5685 | 377804 | 0 | 0 | 0 | 0 | 0 | 2157858.0707 | 0 | 0 | 0 | 0 | 0 | 0 | 0 | 0 | 0 | 0 | 0 | 0 | 0 | 0 | 0 | 0 | -86528.0299 | 14366.478 | 0 | 0 | 0 | 0 | 0 | 0 | 0 | 0 | 0 | 0 | 0 | 0 | 0 | 0 | 0
2016-05-28 13:00 | 0 | 0 | 0 | 0 | 0 | 559016.2365 | 404774 | 0 | 0 | 0 | 0 | 154242.2365 | 2157858.0707 | 0 | 0 | 0 | 0 | 0 | 0 | 0 | 0 | 0 | 0 | 0 | 0 | 0 | 0 | 0 | 0 | 154242.2365 | 0 | 0 | 0 | 0 | 0 | 0 | 0 | 0 | 0 | 0 | 0 | 0 | 0 | 0 | 0 | 0
2016-05-28 14:00 | 0 | 0 | 0 | 0 | 0 | 705816.6959 | 431917 | 0 | 0 | 0 | 0 | 413775.4544 | 2172224.5487 | 0 | 0 | 0 | 0 | 0 | 0 | 0 | 0 | 0 | 0 | 0 | 0 | 0 | 0 | 0 | 0 | 259533.218 | 14366.478 | 0 | 0 | 0 | 0 | 0 | 0 | 0 | 0 | 0 | 0 | 0 | 0 | 0 | 0 | 0
2016-05-28 15:00 | 0 | 0 | 0 | 0 | 0 | 730795.6959 | 456896 | 0 | 0 | 0 | 0 | 673308.6724 | 2186591.0267 | 0 | 0 | 0 | 0 | 0 | 0 | 0 | 0 | 0 | 0 | 0 | 0 | 0 | 0 | 0 | 0 | 259533.218 | 14366.478 | 0 | 0 | 0 | 0 | 0 | 0 | 0 | 0 | 0 | 0 | 0 | 0 | 0 | 0 | 0
2016-05-28 16:00 | 0 | 0 | 0 | 0 | 0 | 751324.6959 | 477425 | 0 | 0 | 0 | 0 | 932841.8904 | 2200957.5047 | 0 | 0 | 0 | 0 | 0 | 0 | 0 | 0 | 0 | 0 | 0 | 0 | 0 | 0 | 0 | 0 | 259533.218 | 14366.478 | 0 | 0 | 0 | 0 | 0 | 0 | 0 | 0 | 0 | 0 | 0 | 0 | 0 | 0 | 0
2016-05-28 17:00 | 0 | 0 | 0 | 0 | 0 | 766381.6959 | 492482 | 0 | 0 | 0 | 0 | 1192375.1083 | 2215323.9827 | 0 | 0 | 0 | 0 | 0 | 0 | 0 | 0 | 0 | 0 | 0 | 0 | 0 | 0 | 0 | 0 | 259533.218 | 14366.478 | 0 | 0 | 0 | 0 | 0 | 0 | 0 | 0 | 0 | 0 | 0 | 0 | 0 | 0 | 0
2016-05-28 18:00 | 0 | 0 | 0 | 0 | 0 | 778265.6959 | 504366 | 0 | 0 | 0 | 0 | 1451908.3263 | 2229690.4607 | 0 | 0 | 0 | 0 | 0 | 0 | 0 | 0 | 0 | 0 | 0 | 0 | 0 | 0 | 0 | 0 | 259533.218 | 14366.478 | 0 | 0 | 0 | 0 | 0 | 0 | 0 | 0 | 0 | 0 | 0 | 0 | 0 | 0 | 0
2016-05-28 19:00 | 0 | 0 | 0 | 0 | 0 | 788218.6959 | 514319 | 0 | 0 | 0 | 0 | 1711441.5443 | 2244056.9386 | 0 | 0 | 0 | 0 | 0 | 0 | 0 | 0 | 0 | 0 | 0 | 0 | 0 | 0 | 0 | 0 | 259533.218 | 14366.478 | 0 | 0 | 0 | 0 | 0 | 0 | 0 | 0 | 0 | 0 | 0 | 0 | 0 | 0 | 0
2016-05-28 20:00 | 0 | 0 | 0 | 0 | 0 | 796777.6959 | 522878 | 0 | 0 | 0 | 0 | 1970974.7622 | 2258423.4166 | 0 | 0 | 0 | 0 | 0 | 0 | 0 | 0 | 0 | 0 | 0 | 0 | 0 | 0 | 0 | 0 | 259533.218 | 14366.478 | 0 | 0 | 0 | 0 | 0 | 0 | 0 | 0 | 0 | 0 | 0 | 0 | 0 | 0 | 0
2016-05-28 21:00 | 0 | 0 | 0 | 0 | 0 | 824217.9855 | 526804 | 0 | 0 | 0 | 0 | 2230507.9802 | 2272789.8946 | 0 | 0 | 0 | 0 | 0 | 0 | 23514.2896 | 0 | 0 | 0 | 0 | 0 | 0 | 0 | 0 | 0 | 259533.218 | 14366.478 | 0 | 0 | 0 | 0 | 0 | 0 | 0 | 0 | 23514.2896 | 0 | 0 | 0 | 0 | 0 | 0
2016-05-28 22:00 | 0 | 0 | 0 | 0 | 0 | 782829.8565 | 524119 | 0 | 0 | 0 | 0 | 2490041.1982 | 2287156.3726 | 0 | 0 | 0 | 0 | 0 | 0 | 8325.4502 | 0 | 0 | 0 | 0 | 0 | 0 | 0 | 0 | 0 | 259533.218 | 14366.478 | 0 | 0 | 0 | 0 | 0 | 0 | 0 | 0 | -15188.8394 | 0 | 0 | 0 | 0 | 0 | 0
2016-05-28 23:00 | 0 | 0 | 0 | 0 | 0 | 690292.7011 | 513281 | 0 | 0 | 0 | 0 | 2651864.0598 | 2287156.3726 | 0 | 0 | 0 | 0 | 0 | 0 | 23514.2896 | 0 | 0 | 0 | 0 | 0 | 0 | 0 | 0 | 0 | 161822.8617 | 0 | 0 | 0 | 0 | 0 | 0 | 0 | 0 | 0 | 15188.8394 | 0 | 0 | 0 | 0 | 0 | 0
2016-05-29 | 0 | 0 | 0 | 0 | 0 | 535435.16 | 501272 | 0 | 0 | 0 | 0 | 2709541.5094 | 2287156.3726 | 0 | 0 | 0 | 0 | 0 | 0 | 0 | 0 | 0 | 0 | 0 | 0 | 0 | 0 | 0 | 0 | 57677.4496 | 0 | 0 | 0 | 0 | 0 | 0 | 0 | 0 | 0 | -23514.2896 | 0 | 0 | 0 | 0 | 0 | 0
2016-05-29 01:00 | 0 | 0 | 0 | 0 | 0 | 260357.9963 | 491484 | 0 | 0 | 0 | 0 | 2571294.4608 | 2194277.4175 | 0 | 0 | 0 | 0 | 0 | 0 | 0 | 0 | 0 | 0 | 0 | 0 | 0 | 0 | 0 | 0 | -138247.0486 | 0 | 92878.9551 | 0 | 0 | 0 | 0 | 0 | 0 | 0 | 0 | 0 | 0 | 0 | 0 | 0 | 0
2016-05-29 02:00 | 0 | 0 | 0 | 0 | 199408.0165 | 27916.2435 | 472491 | 0 | 0 | 0 | 0 | 2311761.2429 | 2208643.8954 | 0 | 0 | 0 | 0 | 0 | 0 | 0 | 0 | 0 | 0 | 0 | 0 | 0 | 0 | 0 | 0 | -259533.218 | 14366.478 | 0 | 0 | 0 | 0 | 0 | 0 | 0 | 0 | 0 | 0 | 0 | 0 | 0 | 0 | 0
2016-05-29 03:00 | 0 | 0 | 0 | 0 | 185058.782 | 0 | 444592 | 0 | 0 | 0 | 0 | 2052228.0249 | 2208643.8954 | 0 | 0 | 0 | 0 | 0 | 0 | 0 | 0 | 0 | 0 | 0 | 0 | 0 | 0 | 0 | 0 | -259533.218 | 0 | 0 | 0 | 0 | 0 | 0 | 0 | 0 | 0 | 0 | 0 | 0 | 0 | 0 | 0 | 0
2016-05-29 04:00 | 0 | 0 | 0 | 0 | 158671.782 | 0 | 418205 | 0 | 0 | 0 | 0 | 1792694.8069 | 2208643.8954 | 0 | 0 | 0 | 0 | 0 | 0 | 0 | 0 | 0 | 0 | 0 | 0 | 0 | 0 | 0 | 0 | -259533.218 | 0 | 0 | 0 | 0 | 0 | 0 | 0 | 0 | 0 | 0 | 0 | 0 | 0 | 0 | 0 | 0
2016-05-29 05:00 | 0 | 0 | 0 | 0 | 134540.782 | 0 | 394074 | 0 | 0 | 0 | 0 | 1533161.5889 | 2208643.8954 | 0 | 0 | 0 | 0 | 0 | 0 | 0 | 0 | 0 | 0 | 0 | 0 | 0 | 0 | 0 | 0 | -259533.218 | 0 | 0 | 0 | 0 | 0 | 0 | 0 | 0 | 0 | 0 | 0 | 0 | 0 | 0 | 0 | 0
2016-05-29 06:00 | 0 | 0 | 0 | 0 | 114421.782 | 0 | 373955 | 0 | 0 | 0 | 0 | 1273628.371 | 2208643.8954 | 0 | 0 | 0 | 0 | 0 | 0 | 0 | 0 | 0 | 0 | 0 | 0 | 0 | 0 | 0 | 0 | -259533.218 | 0 | 0 | 0 | 0 | 0 | 0 | 0 | 0 | 0 | 0 | 0 | 0 | 0 | 0 | 0 | 0
2016-05-29 07:00 | 0 | 0 | 0 | 0 | 99473.782 | 0 | 359007 | 0 | 0 | 0 | 0 | 1014095.153 | 2208643.8954 | 0 | 0 | 0 | 0 | 0 | 0 | 0 | 0 | 0 | 0 | 0 | 0 | 0 | 0 | 0 | 0 | -259533.218 | 0 | 0 | 0 | 0 | 0 | 0 | 0 | 0 | 0 | 0 | 0 | 0 | 0 | 0 | 0 | 0
2016-05-29 08:00 | 0 | 0 | 0 | 0 | 89835.782 | 0 | 349369 | 0 | 0 | 0 | 0 | 754561.935 | 2208643.8954 | 0 | 0 | 0 | 0 | 0 | 0 | 0 | 0 | 0 | 0 | 0 | 0 | 0 | 0 | 0 | 0 | -259533.218 | 0 | 0 | 0 | 0 | 0 | 0 | 0 | 0 | 0 | 0 | 0 | 0 | 0 | 0 | 0 | 0
2016-05-29 09:00 | 0 | 0 | 0 | 0 | 85034.782 | 0 | 344568 | 0 | 0 | 0 | 0 | 495028.7171 | 2208643.8954 | 0 | 0 | 0 | 0 | 0 | 0 | 0 | 0 | 0 | 0 | 0 | 0 | 0 | 0 | 0 | 0 | -259533.218 | 0 | 0 | 0 | 0 | 0 | 0 | 0 | 0 | 0 | 0 | 0 | 0 | 0 | 0 | 0 | 0
2016-05-29 10:00 | 0 | 0 | 0 | 0 | 82836.782 | 0 | 342370 | 0 | 0 | 0 | 0 | 235495.4991 | 2208643.8954 | 0 | 0 | 0 | 0 | 0 | 0 | 0 | 0 | 0 | 0 | 0 | 0 | 0 | 0 | 0 | 0 | -259533.218 | 0 | 0 | 0 | 0 | 0 | 0 | 0 | 0 | 0 | 0 | 0 | 0 | 0 | 0 | 0 | 0
2016-05-29 11:00 | 0 | 0 | 0 | 0 | 360873.2067 | 0.78789 | 347608 | 0 | 0 | 0 | 0 | 248761.4937 | 2208643.8954 | 0 | 0 | 0 | 0 | 0 | 0 | 0 | 0 | 0 | 0 | 0 | 0 | 0 | 0 | 0 | 0 | 13265.9946 | 0 | 0 | 0 | 0 | 0 | 0 | 0 | 0 | 0 | 0 | 0 | 0 | 0 | 0 | 0 | 0
2016-05-29 12:00 | 0 | 0 | 0 | 0 | 0 | 115695.5063 | 364457 | 0 | 0 | 0 | 0 | 0 | 2208643.8954 | 0 | 0 | 0 | 0 | 0 | 0 | 0 | 0 | 0 | 0 | 0 | 0 | 0 | 0 | 0 | 0 | -248761.4937 | 0 | 0 | 0 | 0 | 0 | 0 | 0 | 0 | 0 | 0 | 0 | 0 | 0 | 0 | 0 | 0
2016-05-29 13:00 | 0 | 0 | 0 | 0 | 143502.3523 | 442787.4418 | 390643 | 0 | 0 | 0 | 0 | 195646.7941 | 2208643.8954 | 0 | 0 | 0 | 0 | 0 | 0 | 0 | 0 | 0 | 0 | 0 | 0 | 0 | 0 | 0 | 0 | 195646.7941 | 0 | 0 | 0 | 0 | 0 | 0 | 0 | 0 | 0 | 0 | 0 | 0 | 0 | 0 | 0 | 0
2016-05-29 14:00 | 0 | 0 | 0 | 0 | 31087.4308 | 646229.7872 | 417784 | 0 | 0 | 0 | 0 | 455180.0121 | 2208643.8954 | 0 | 0 | 0 | 0 | 0 | 0 | 0 | 0 | 0 | 0 | 0 | 0 | 0 | 0 | 0 | 0 | 259533.218 | 0 | 0 | 0 | 0 | 0 | 0 | 0 | 0 | 0 | 0 | 0 | 0 | 0 | 0 | 0 | 0
2016-05-29 15:00 | 0 | 0 | 0 | 0 | 0 | 716649.6959 | 442750 | 0 | 0 | 0 | 0 | 714713.23 | 2223010.3734 | 0 | 0 | 0 | 0 | 0 | 0 | 0 | 0 | 0 | 0 | 0 | 0 | 0 | 0 | 0 | 0 | 259533.218 | 14366.478 | 0 | 0 | 0 | 0 | 0 | 0 | 0 | 0 | 0 | 0 | 0 | 0 | 0 | 0 | 0
2016-05-29 16:00 | 0 | 0 | 0 | 0 | 0 | 737904.6959 | 464005 | 0 | 0 | 0 | 0 | 974246.448 | 2237376.8514 | 0 | 0 | 0 | 0 | 0 | 0 | 0 | 0 | 0 | 0 | 0 | 0 | 0 | 0 | 0 | 0 | 259533.218 | 14366.478 | 0 | 0 | 0 | 0 | 0 | 0 | 0 | 0 | 0 | 0 | 0 | 0 | 0 | 0 | 0
2016-05-29 17:00 | 0 | 0 | 0 | 0 | 0 | 754139.6959 | 480240 | 0 | 0 | 0 | 0 | 1233779.666 | 2251743.3294 | 0 | 0 | 0 | 0 | 0 | 0 | 0 | 0 | 0 | 0 | 0 | 0 | 0 | 0 | 0 | 0 | 259533.218 | 14366.478 | 0 | 0 | 0 | 0 | 0 | 0 | 0 | 0 | 0 | 0 | 0 | 0 | 0 | 0 | 0
2016-05-29 18:00 | 0 | 0 | 0 | 0 | 0 | 765905.6959 | 492006 | 0 | 0 | 0 | 0 | 1493312.8839 | 2266109.8074 | 0 | 0 | 0 | 0 | 0 | 0 | 0 | 0 | 0 | 0 | 0 | 0 | 0 | 0 | 0 | 0 | 259533.218 | 14366.478 | 0 | 0 | 0 | 0 | 0 | 0 | 0 | 0 | 0 | 0 | 0 | 0 | 0 | 0 | 0
2016-05-29 19:00 | 0 | 0 | 0 | 0 | 0 | 780859.8394 | 500465 | 0 | 0 | 0 | 0 | 1752846.1019 | 2280476.2853 | 0 | 0 | 0 | 0 | 0 | 0 | 6495.1434 | 0 | 0 | 0 | 0 | 0 | 0 | 0 | 0 | 0 | 259533.218 | 14366.478 | 0 | 0 | 0 | 0 | 0 | 0 | 0 | 0 | 6495.1434 | 0 | 0 | 0 | 0 | 0 | 0
2016-05-29 20:00 | 0 | 0 | 0 | 0 | 0 | 797029.8421 | 506111 | 0 | 0 | 0 | 0 | 2012379.3199 | 2294842.7633 | 0 | 0 | 0 | 0 | 0 | 0 | 23514.2896 | 0 | 0 | 0 | 0 | 0 | 0 | 0 | 0 | 0 | 259533.218 | 14366.478 | 0 | 0 | 0 | 0 | 0 | 0 | 0 | 0 | 17019.1462 | 0 | 0 | 0 | 0 | 0 | 0
2016-05-29 21:00 | 0 | 0 | 0 | 0 | 0 | 776821.1042 | 508248 | 0 | 0 | 0 | 0 | 2271912.5379 | 2309209.2413 | 0 | 0 | 0 | 0 | 0 | 0 | 18187.6979 | 0 | 0 | 0 | 0 | 0 | 0 | 0 | 0 | 0 | 259533.218 | 14366.478 | 0 | 0 | 0 | 0 | 0 | 0 | 0 | 0 | -5326.5917 | 0 | 0 | 0 | 0 | 0 | 0
2016-05-29 22:00 | 0 | 0 | 0 | 0 | 0 | 738894.0304 | 504790 | 0 | 0 | 0 | 0 | 2500689.9765 | 2309209.2413 | 0 | 0 | 0 | 0 | 0 | 0 | 23514.2896 | 0 | 0 | 0 | 0 | 0 | 0 | 0 | 0 | 0 | 228777.4387 | 0 | 0 | 0 | 0 | 0 | 0 | 0 | 0 | 0 | 5326.5917 | 0 | 0 | 0 | 0 | 0 | 0
2016-05-29 23:00 | 0 | 0 | 0 | 0 | 0 | 648013.6174 | 494498 | 0 | 0 | 0 | 0 | 2677719.8835 | 2309209.2413 | 0 | 0 | 0 | 0 | 0 | 0 | 0 | 0 | 0 | 0 | 0 | 0 | 0 | 0 | 0 | 0 | 177029.907 | 0 | 0 | 0 | 0 | 0 | 0 | 0 | 0 | 0 | -23514.2896 | 0 | 0 | 0 | 0 | 0 | 0
2016-05-30 | 0 | 0 | 0 | 0 | 0 | 508818.4774 | 483132 | 0 | 0 | 0 | 0 | 2703406.3609 | 2309209.2413 | 0 | 0 | 0 | 0 | 0 | 0 | 0 | 0 | 0 | 0 | 0 | 0 | 0 | 0 | 0 | 0 | 25686.4774 | 0 | 0 | 0 | 0 | 0 | 0 | 0 | 0 | 0 | 0 | 0 | 0 | 0 | 0 | 0 | 0
2016-05-30 01:00 | 0 | 0 | 0 | 0 | 0 | 274625.3203 | 472908 | 0 | 0 | 0 | 0 | 2505123.6812 | 2309209.2413 | 0 | 0 | 0 | 0 | 0 | 0 | 0 | 0 | 0 | 0 | 0 | 0 | 0 | 0 | 0 | 0 | -198282.6797 | 0 | 0 | 0 | 0 | 0 | 0 | 0 | 0 | 0 | 0 | 0 | 0 | 0 | 0 | 0 | 0
2016-05-30 02:00 | 0 | 0 | 0 | 0 | 173951.5612 | 37070.6988 | 456189 | 0 | 0 | 0 | 0 | 2245590.4632 | 2323575.7193 | 0 | 0 | 0 | 0 | 0 | 0 | 0 | 0 | 0 | 0 | 0 | 0 | 0 | 0 | 0 | 0 | -259533.218 | 14366.478 | 0 | 0 | 0 | 0 | 0 | 0 | 0 | 0 | 0 | 0 | 0 | 0 | 0 | 0 | 0
2016-05-30 03:00 | 0 | 0 | 0 | 0 | 62668.6873 | 0 | 431028 | 0 | 0 | 0 | 0 | 1986057.2452 | 2214749.6246 | 0 | 0 | 0 | 0 | 0 | 0 | 0 | 0 | 0 | 0 | 0 | 0 | 0 | 0 | 0 | 0 | -259533.218 | 0 | 108826.0947 | 0 | 0 | 0 | 0 | 0 | 0 | 0 | 0 | 0 | 0 | 0 | 0 | 0 | 0
2016-05-30 04:00 | 0 | 0 | 0 | 0 | 144964.782 | 0 | 404498 | 0 | 0 | 0 | 0 | 1726524.0273 | 2214749.6246 | 0 | 0 | 0 | 0 | 0 | 0 | 0 | 0 | 0 | 0 | 0 | 0 | 0 | 0 | 0 | 0 | -259533.218 | 0 | 0 | 0 | 0 | 0 | 0 | 0 | 0 | 0 | 0 | 0 | 0 | 0 | 0 | 0 | 0
2016-05-30 05:00 | 0 | 0 | 0 | 0 | 120888.782 | 0 | 380422 | 0 | 0 | 0 | 0 | 1466990.8093 | 2214749.6246 | 0 | 0 | 0 | 0 | 0 | 0 | 0 | 0 | 0 | 0 | 0 | 0 | 0 | 0 | 0 | 0 | -259533.218 | 0 | 0 | 0 | 0 | 0 | 0 | 0 | 0 | 0 | 0 | 0 | 0 | 0 | 0 | 0 | 0
2016-05-30 06:00 | 0 | 0 | 0 | 0 | 103465.782 | 0 | 362999 | 0 | 0 | 0 | 0 | 1207457.5913 | 2214749.6246 | 0 | 0 | 0 | 0 | 0 | 0 | 0 | 0 | 0 | 0 | 0 | 0 | 0 | 0 | 0 | 0 | -259533.218 | 0 | 0 | 0 | 0 | 0 | 0 | 0 | 0 | 0 | 0 | 0 | 0 | 0 | 0 | 0 | 0
2016-05-30 07:00 | 0 | 0 | 0 | 0 | 90128.782 | 0 | 349662 | 0 | 0 | 0 | 0 | 947924.3734 | 2214749.6246 | 0 | 0 | 0 | 0 | 0 | 0 | 0 | 0 | 0 | 0 | 0 | 0 | 0 | 0 | 0 | 0 | -259533.218 | 0 | 0 | 0 | 0 | 0 | 0 | 0 | 0 | 0 | 0 | 0 | 0 | 0 | 0 | 0 | 0
2016-05-30 08:00 | 0 | 0 | 0 | 0 | 353962.1964 | 0 | 342344 | 0 | 0 | 0 | 0 | 959542.5697 | 2214749.6246 | 0 | 0 | 0 | 0 | 0 | 0 | 0 | 0 | 0 | 0 | 0 | 0 | 0 | 0 | 0 | 0 | 11618.1964 | 0 | 0 | 0 | 0 | 0 | 0 | 0 | 0 | 0 | 0 | 0 | 0 | 0 | 0 | 0 | 0
2016-05-30 09:00 | 0 | 0 | 0 | 0 | 80564.782 | 0 | 340098 | 0 | 0 | 0 | 0 | 700009.3518 | 2214749.6246 | 0 | 0 | 0 | 0 | 0 | 0 | 0 | 0 | 0 | 0 | 0 | 0 | 0 | 0 | 0 | 0 | -259533.218 | 0 | 0 | 0 | 0 | 0 | 0 | 0 | 0 | 0 | 0 | 0 | 0 | 0 | 0 | 0 | 0
2016-05-30 10:00 | 0 | 0 | 0 | 0 | 81029.782 | 0 | 340563 | 0 | 0 | 0 | 0 | 440476.1338 | 2214749.6246 | 0 | 0 | 0 | 0 | 0 | 0 | 0 | 0 | 0 | 0 | 0 | 0 | 0 | 0 | 0 | 0 | -259533.218 | 0 | 0 | 0 | 0 | 0 | 0 | 0 | 0 | 0 | 0 | 0 | 0 | 0 | 0 | 0 | 0
2016-05-30 11:00 | 0 | 0 | 0 | 0 | 87048.4487 | 0.33338 | 346582 | 0 | 0 | 0 | 0 | 180942.9158 | 2214749.6246 | 0 | 0 | 0 | 0 | 0 | 0 | 0 | 0 | 0 | 0 | 0 | 0 | 0 | 0 | 0 | 0 | -259533.218 | 0 | 0 | 0 | 0 | 0 | 0 | 0 | 0 | 0 | 0 | 0 | 0 | 0 | 0 | 0 | 0
2016-05-30 12:00 | 0 | 0 | 0 | 0 | 139284.4691 | 101546.3931 | 362900 | 0 | 0 | 0 | 0 | 58873.778 | 2214749.6246 | 0 | 0 | 0 | 0 | 0 | 0 | 0 | 0 | 0 | 0 | 0 | 0 | 0 | 0 | 0 | 0 | -122069.1379 | 0 | 0 | 0 | 0 | 0 | 0 | 0 | 0 | 0 | 0 | 0 | 0 | 0 | 0 | 0 | 0
2016-05-30 13:00 | 0 | 0 | 0 | 0 | 0 | 458767.9114 | 390192 | 0 | 0 | 0 | 0 | 127449.6894 | 2214749.6246 | 0 | 0 | 0 | 0 | 0 | 0 | 0 | 0 | 0 | 0 | 0 | 0 | 0 | 0 | 0 | 0 | 68575.9114 | 0 | 0 | 0 | 0 | 0 | 0 | 0 | 0 | 0 | 0 | 0 | 0 | 0 | 0 | 0 | 0
2016-05-30 14:00 | 0 | 0 | 0 | 0 | 0 | 689510.2203 | 420252 | 0 | 0 | 0 | 0 | 386982.9073 | 2224474.6269 | 0 | 0 | 0 | 0 | 0 | 0 | 0 | 0 | 0 | 0 | 0 | 0 | 0 | 0 | 0 | 0 | 259533.218 | 9725.0023 | 0 | 0 | 0 | 0 | 0 | 0 | 0 | 0 | 0 | 0 | 0 | 0 | 0 | 0 | 0
2016-05-30 15:00 | 0 | 0 | 0 | 0 | 0 | 722821.6959 | 448922 | 0 | 0 | 0 | 0 | 646516.1253 | 2238841.1048 | 0 | 0 | 0 | 0 | 0 | 0 | 0 | 0 | 0 | 0 | 0 | 0 | 0 | 0 | 0 | 0 | 259533.218 | 14366.478 | 0 | 0 | 0 | 0 | 0 | 0 | 0 | 0 | 0 | 0 | 0 | 0 | 0 | 0 | 0
2016-05-30 16:00 | 0 | 0 | 0 | 0 | 0 | 746611.6959 | 472712 | 0 | 0 | 0 | 0 | 906049.3433 | 2253207.5828 | 0 | 0 | 0 | 0 | 0 | 0 | 0 | 0 | 0 | 0 | 0 | 0 | 0 | 0 | 0 | 0 | 259533.218 | 14366.478 | 0 | 0 | 0 | 0 | 0 | 0 | 0 | 0 | 0 | 0 | 0 | 0 | 0 | 0 | 0
2016-05-30 17:00 | 0 | 0 | 0 | 0 | 0 | 764070.6959 | 490171 | 0 | 0 | 0 | 0 | 1165582.5612 | 2267574.0608 | 0 | 0 | 0 | 0 | 0 | 0 | 0 | 0 | 0 | 0 | 0 | 0 | 0 | 0 | 0 | 0 | 259533.218 | 14366.478 | 0 | 0 | 0 | 0 | 0 | 0 | 0 | 0 | 0 | 0 | 0 | 0 | 0 | 0 | 0
2016-05-30 18:00 | 0 | 0 | 0 | 0 | 0 | 777509.6959 | 503610 | 0 | 0 | 0 | 0 | 1425115.7792 | 2281940.5388 | 0 | 0 | 0 | 0 | 0 | 0 | 0 | 0 | 0 | 0 | 0 | 0 | 0 | 0 | 0 | 0 | 259533.218 | 14366.478 | 0 | 0 | 0 | 0 | 0 | 0 | 0 | 0 | 0 | 0 | 0 | 0 | 0 | 0 | 0
2016-05-30 19:00 | 0 | 0 | 0 | 0 | 0 | 787491.6959 | 513592 | 0 | 0 | 0 | 0 | 1684648.9972 | 2296307.0168 | 0 | 0 | 0 | 0 | 0 | 0 | 0 | 0 | 0 | 0 | 0 | 0 | 0 | 0 | 0 | 0 | 259533.218 | 14366.478 | 0 | 0 | 0 | 0 | 0 | 0 | 0 | 0 | 0 | 0 | 0 | 0 | 0 | 0 | 0
2016-05-30 20:00 | 0 | 0 | 0 | 0 | 0 | 795398.6959 | 521499 | 0 | 0 | 0 | 0 | 1944182.2151 | 2310673.4948 | 0 | 0 | 0 | 0 | 0 | 0 | 0 | 0 | 0 | 0 | 0 | 0 | 0 | 0 | 0 | 0 | 259533.218 | 14366.478 | 0 | 0 | 0 | 0 | 0 | 0 | 0 | 0 | 0 | 0 | 0 | 0 | 0 | 0 | 0
2016-05-30 21:00 | 0 | 0 | 0 | 0 | 0 | 809278.8738 | 526698 | 0 | 0 | 0 | 0 | 2203715.4331 | 2325039.9727 | 0 | 0 | 0 | 0 | 0 | 0 | 8681.1779 | 0 | 0 | 0 | 0 | 0 | 0 | 0 | 0 | 0 | 259533.218 | 14366.478 | 0 | 0 | 0 | 0 | 0 | 0 | 0 | 0 | 8681.1779 | 0 | 0 | 0 | 0 | 0 | 0
2016-05-30 22:00 | 0 | 0 | 0 | 0 | 0 | 814772.8077 | 526040 | 0 | 0 | 0 | 0 | 2463248.6511 | 2339406.4507 | 0 | 0 | 0 | 0 | 0 | 0 | 23514.2896 | 0 | 0 | 0 | 0 | 0 | 0 | 0 | 0 | 0 | 259533.218 | 14366.478 | 0 | 0 | 0 | 0 | 0 | 0 | 0 | 0 | 14833.1117 | 0 | 0 | 0 | 0 | 0 | 0
2016-05-30 23:00 | 0 | 0 | 0 | 0 | 0 | 726798.57 | 519884 | 0 | 0 | 0 | 0 | 2670163.2211 | 2339406.4507 | 0 | 0 | 0 | 0 | 0 | 0 | 23514.2896 | 0 | 0 | 0 | 0 | 0 | 0 | 0 | 0 | 0 | 206914.57 | 0 | 0 | 0 | 0 | 0 | 0 | 0 | 0 | 0 | 0 | 0 | 0 | 0 | 0 | 0 | 0
2016-05-31 | 0 | 0 | 0 | 0 | 0 | 573251.1586 | 510821 | 0 | 0 | 0 | 0 | 2741741.1912 | 2353772.9287 | 0 | 0 | 0 | 0 | 0 | 0 | 0 | 0 | 0 | 0 | 0 | 0 | 0 | 0 | 0 | 0 | 71577.9702 | 14366.478 | 0 | 0 | 0 | 0 | 0 | 0 | 0 | 0 | -23514.2896 | 0 | 0 | 0 | 0 | 0 | 0
2016-05-31 01:00 | 0 | 0 | 0 | 0 | 0 | 311505.0002 | 501289 | 0 | 0 | 0 | 0 | 2551957.1914 | 2353772.9287 | 0 | 0 | 0 | 0 | 0 | 0 | 0 | 0 | 0 | 0 | 0 | 0 | 0 | 0 | 0 | 0 | -189783.9998 | 0 | 0 | 0 | 0 | 0 | 0 | 0 | 0 | 0 | 0 | 0 | 0 | 0 | 0 | 0 | 0
2016-05-31 02:00 | 0 | 0 | 0 | 0 | 174617.5963 | 44324.1857 | 478475 | 0 | 0 | 0 | 0 | 2292423.9734 | 2353772.9287 | 0 | 0 | 0 | 0 | 0 | 0 | 0 | 0 | 0 | 0 | 0 | 0 | 0 | 0 | 0 | 0 | -259533.218 | 0 | 0 | 0 | 0 | 0 | 0 | 0 | 0 | 0 | 0 | 0 | 0 | 0 | 0 | 0 | 0
2016-05-31 03:00 | 0 | 0 | 0 | 0 | 78215.6873 | 0 | 446575 | 0 | 0 | 0 | 0 | 2032890.7555 | 2244946.834 | 0 | 0 | 0 | 0 | 0 | 0 | 0 | 0 | 0 | 0 | 0 | 0 | 0 | 0 | 0 | 0 | -259533.218 | 0 | 108826.0947 | 0 | 0 | 0 | 0 | 0 | 0 | 0 | 0 | 0 | 0 | 0 | 0 | 0 | 0
2016-05-31 04:00 | 0 | 0 | 0 | 0 | 157892.782 | 0 | 417426 | 0 | 0 | 0 | 0 | 1773357.5375 | 2244946.834 | 0 | 0 | 0 | 0 | 0 | 0 | 0 | 0 | 0 | 0 | 0 | 0 | 0 | 0 | 0 | 0 | -259533.218 | 0 | 0 | 0 | 0 | 0 | 0 | 0 | 0 | 0 | 0 | 0 | 0 | 0 | 0 | 0 | 0
2016-05-31 05:00 | 0 | 0 | 0 | 0 | 132532.782 | 0 | 392066 | 0 | 0 | 0 | 0 | 1513824.3195 | 2244946.834 | 0 | 0 | 0 | 0 | 0 | 0 | 0 | 0 | 0 | 0 | 0 | 0 | 0 | 0 | 0 | 0 | -259533.218 | 0 | 0 | 0 | 0 | 0 | 0 | 0 | 0 | 0 | 0 | 0 | 0 | 0 | 0 | 0 | 0
2016-05-31 06:00 | 0 | 0 | 0 | 0 | 112740.782 | 0 | 372274 | 0 | 0 | 0 | 0 | 1254291.1016 | 2244946.834 | 0 | 0 | 0 | 0 | 0 | 0 | 0 | 0 | 0 | 0 | 0 | 0 | 0 | 0 | 0 | 0 | -259533.218 | 0 | 0 | 0 | 0 | 0 | 0 | 0 | 0 | 0 | 0 | 0 | 0 | 0 | 0 | 0 | 0
2016-05-31 07:00 | 0 | 0 | 0 | 0 | 99613.782 | 0 | 359147 | 0 | 0 | 0 | 0 | 994757.8836 | 2244946.834 | 0 | 0 | 0 | 0 | 0 | 0 | 0 | 0 | 0 | 0 | 0 | 0 | 0 | 0 | 0 | 0 | -259533.218 | 0 | 0 | 0 | 0 | 0 | 0 | 0 | 0 | 0 | 0 | 0 | 0 | 0 | 0 | 0 | 0
2016-05-31 08:00 | 0 | 0 | 0 | 0 | 95568.782 | 0 | 355102 | 0 | 0 | 0 | 0 | 735224.6656 | 2244946.834 | 0 | 0 | 0 | 0 | 0 | 0 | 0 | 0 | 0 | 0 | 0 | 0 | 0 | 0 | 0 | 0 | -259533.218 | 0 | 0 | 0 | 0 | 0 | 0 | 0 | 0 | 0 | 0 | 0 | 0 | 0 | 0 | 0 | 0
2016-05-31 09:00 | 0 | 0 | 0 | 0 | 428161.3237 | 0 | 362437 | 0 | 0 | 0 | 0 | 800948.9893 | 2244946.834 | 0 | 0 | 0 | 0 | 0 | 0 | 0 | 0 | 0 | 0 | 0 | 0 | 0 | 0 | 0 | 0 | 65724.3237 | 0 | 0 | 0 | 0 | 0 | 0 | 0 | 0 | 0 | 0 | 0 | 0 | 0 | 0 | 0 | 0
2016-05-31 10:00 | 0 | 0 | 0 | 0 | 121335.782 | 0 | 380869 | 0 | 0 | 0 | 0 | 541415.7713 | 2244946.834 | 0 | 0 | 0 | 0 | 0 | 0 | 0 | 0 | 0 | 0 | 0 | 0 | 0 | 0 | 0 | 0 | -259533.218 | 0 | 0 | 0 | 0 | 0 | 0 | 0 | 0 | 0 | 0 | 0 | 0 | 0 | 0 | 0 | 0
2016-05-31 11:00 | 0 | 0 | 0 | 0 | 144900.3544 | 0.42759 | 404434 | 0 | 0 | 0 | 0 | 281882.5534 | 2244946.834 | 0 | 0 | 0 | 0 | 0 | 0 | 0 | 0 | 0 | 0 | 0 | 0 | 0 | 0 | 0 | 0 | -259533.218 | 0 | 0 | 0 | 0 | 0 | 0 | 0 | 0 | 0 | 0 | 0 | 0 | 0 | 0 | 0 | 0
2016-05-31 12:00 | 0 | 0 | 0 | 0 | 46963.0471 | 123761.7349 | 430258 | 0 | 0 | 0 | 0 | 22349.3354 | 2244946.834 | 0 | 0 | 0 | 0 | 0 | 0 | 0 | 0 | 0 | 0 | 0 | 0 | 0 | 0 | 0 | 0 | -259533.218 | 0 | 0 | 0 | 0 | 0 | 0 | 0 | 0 | 0 | 0 | 0 | 0 | 0 | 0 | 0 | 0
2016-05-31 13:00 | 0 | 0 | 0 | 0 | 195357.0275 | 521610.1905 | 457434 | 0 | 0 | 0 | 0 | 281882.5534 | 2244946.834 | 0 | 0 | 0 | 0 | 0 | 0 | 0 | 0 | 0 | 0 | 0 | 0 | 0 | 0 | 0 | 0 | 259533.218 | 0 | 0 | 0 | 0 | 0 | 0 | 0 | 0 | 0 | 0 | 0 | 0 | 0 | 0 | 0 | 0
2016-05-31 14:00 | 0 | 0 | 0 | 0 | 27226.3774 | 717705.8406 | 485399 | 0 | 0 | 0 | 0 | 541415.7713 | 2244946.834 | 0 | 0 | 0 | 0 | 0 | 0 | 0 | 0 | 0 | 0 | 0 | 0 | 0 | 0 | 0 | 0 | 259533.218 | 0 | 0 | 0 | 0 | 0 | 0 | 0 | 0 | 0 | 0 | 0 | 0 | 0 | 0 | 0 | 0
2016-05-31 15:00 | 0 | 0 | 0 | 0 | 0 | 785465.6959 | 511566 | 0 | 0 | 0 | 0 | 800948.9893 | 2259313.312 | 0 | 0 | 0 | 0 | 0 | 0 | 0 | 0 | 0 | 0 | 0 | 0 | 0 | 0 | 0 | 0 | 259533.218 | 14366.478 | 0 | 0 | 0 | 0 | 0 | 0 | 0 | 0 | 0 | 0 | 0 | 0 | 0 | 0 | 0
2016-05-31 16:00 | 0 | 0 | 0 | 0 | 0 | 807583.6959 | 533684 | 0 | 0 | 0 | 0 | 1060482.2073 | 2273679.7899 | 0 | 0 | 0 | 0 | 0 | 0 | 0 | 0 | 0 | 0 | 0 | 0 | 0 | 0 | 0 | 0 | 259533.218 | 14366.478 | 0 | 0 | 0 | 0 | 0 | 0 | 0 | 0 | 0 | 0 | 0 | 0 | 0 | 0 | 0
2016-05-31 17:00 | 0 | 0 | 0 | 0 | 0 | 850309.9855 | 552896 | 0 | 0 | 0 | 0 | 1320015.4252 | 2288046.2679 | 0 | 0 | 0 | 0 | 0 | 0 | 23514.2896 | 0 | 0 | 0 | 0 | 0 | 0 | 0 | 0 | 0 | 259533.218 | 14366.478 | 0 | 0 | 0 | 0 | 0 | 0 | 0 | 0 | 23514.2896 | 0 | 0 | 0 | 0 | 0 | 0
2016-05-31 18:00 | 0 | 0 | 0 | 0 | 0 | 837289.4496 | 566702 | 0 | 0 | 0 | 0 | 1579548.6432 | 2299100.4995 | 0 | 0 | 0 | 0 | 0 | 0 | 23514.2896 | 0 | 0 | 0 | 0 | 0 | 0 | 0 | 0 | 0 | 259533.218 | 11054.2316 | 0 | 0 | 0 | 0 | 0 | 0 | 0 | 0 | 0 | 0 | 0 | 0 | 0 | 0 | 0
2016-05-31 19:00 | 0 | 0 | 0 | 0 | 0 | 814886.9486 | 575476 | 0 | 0 | 0 | 0 | 1818959.5918 | 2299100.4995 | 0 | 0 | 0 | 0 | 0 | 0 | 23514.2896 | 0 | 0 | 0 | 0 | 0 | 0 | 0 | 0 | 0 | 239410.9486 | 0 | 0 | 0 | 0 | 0 | 0 | 0 | 0 | 0 | 0 | 0 | 0 | 0 | 0 | 0 | 0
2016-05-31 20:00 | 0 | 0 | 0 | 0 | 0 | 796864.9386 | 578930 | 0 | 0 | 0 | 0 | 2060408.82 | 2299100.4995 | 0 | 0 | 0 | 0 | 0 | 0 | 0 | 0 | 0 | 0 | 0 | 0 | 0 | 0 | 0 | 0 | 241449.2282 | 0 | 0 | 0 | 0 | 0 | 0 | 0 | 0 | 0 | -23514.2896 | 0 | 0 | 0 | 0 | 0 | 0
2016-05-31 21:00 | 0 | 0 | 0 | 0 | 0 | 774814.9972 | 578388 | 0 | 0 | 0 | 0 | 2256835.8172 | 2299100.4995 | 0 | 0 | 0 | 0 | 0 | 0 | 0 | 0 | 0 | 0 | 0 | 0 | 0 | 0 | 0 | 0 | 196426.9972 | 0 | 0 | 0 | 0 | 0 | 0 | 0 | 0 | 0 | 0 | 0 | 0 | 0 | 0 | 0 | 0
2016-05-31 22:00 | 0 | 0 | 0 | 0 | 0 | 740446.3962 | 571152 | 0 | 0 | 0 | 0 | 2426130.2133 | 2299100.4995 | 0 | 0 | 0 | 0 | 0 | 0 | 0 | 0 | 0 | 0 | 0 | 0 | 0 | 0 | 0 | 0 | 169294.3962 | 0 | 0 | 0 | 0 | 0 | 0 | 0 | 0 | 0 | 0 | 0 | 0 | 0 | 0 | 0 | 0
2016-05-31 23:00 | 0 | 0 | 0 | 0 | 0 | 665356.406 | 558447 | 0 | 0 | 0 | 0 | 2533039.6193 | 2299100.4995 | 0 | 0 | 0 | 0 | 0 | 0 | 0 | 0 | 0 | 0 | 0 | 0 | 0 | 0 | 0 | 0 | 106909.406 | 0 | 0 | 0 | 0 | 0 | 0 | 0 | 0 | 0 | 0 | 0 | 0 | 0 | 0 | 0 | 0
2016-06-01 | 0 | 0 | 0 | 0 | 0 | 532358.7408 | 545151 | 0 | 0 | 0 | 0 | 2520247.3602 | 2299100.4995 | 0 | 0 | 0 | 0 | 0 | 0 | 0 | 0 | 0 | 0 | 0 | 0 | 0 | 0 | 0 | 0 | -12792.2592 | 0 | 0 | 0 | 0 | 0 | 0 | 0 | 0 | 0 | 0 | 0 | 0 | 0 | 0 | 0 | 0
2016-06-01 01:00 | 0 | 0 | 0 | 0 | 0 | 319828.0021 | 533134 | 0 | 0 | 0 | 0 | 2292574.8842 | 2313466.9775 | 0 | 0 | 0 | 0 | 0 | 0 | 0 | 0 | 0 | 0 | 0 | 0 | 0 | 0 | 0 | 0 | -227672.4759 | 14366.478 | 0 | 0 | 0 | 0 | 0 | 0 | 0 | 0 | 0 | 0 | 0 | 0 | 0 | 0 | 0
2016-06-01 02:00 | 0 | 0 | 0 | 0 | 186554.7262 | 59548.0558 | 505636 | 0 | 0 | 0 | 0 | 2033041.6663 | 2313466.9775 | 0 | 0 | 0 | 0 | 0 | 0 | 0 | 0 | 0 | 0 | 0 | 0 | 0 | 0 | 0 | 0 | -259533.218 | 0 | 0 | 0 | 0 | 0 | 0 | 0 | 0 | 0 | 0 | 0 | 0 | 0 | 0 | 0 | 0
2016-06-01 03:00 | 0 | 0 | 0 | 0 | 436171.5911 | 0.019775 | 469955 | 0 | 0 | 0 | 0 | 1999258.2771 | 2313466.9775 | 0 | 0 | 0 | 0 | 0 | 0 | 0 | 0 | 0 | 0 | 0 | 0 | 0 | 0 | 0 | 0 | -33783.3892 | 0 | 0 | 0 | 0 | 0 | 0 | 0 | 0 | 0 | 0 | 0 | 0 | 0 | 0 | 0 | 0
2016-06-01 04:00 | 0 | 0 | 0 | 0 | 177413.782 | 0 | 436947 | 0 | 0 | 0 | 0 | 1739725.0591 | 2313466.9775 | 0 | 0 | 0 | 0 | 0 | 0 | 0 | 0 | 0 | 0 | 0 | 0 | 0 | 0 | 0 | 0 | -259533.218 | 0 | 0 | 0 | 0 | 0 | 0 | 0 | 0 | 0 | 0 | 0 | 0 | 0 | 0 | 0 | 0
2016-06-01 05:00 | 0 | 0 | 0 | 0 | 149994.782 | 0 | 409528 | 0 | 0 | 0 | 0 | 1480191.8412 | 2313466.9775 | 0 | 0 | 0 | 0 | 0 | 0 | 0 | 0 | 0 | 0 | 0 | 0 | 0 | 0 | 0 | 0 | -259533.218 | 0 | 0 | 0 | 0 | 0 | 0 | 0 | 0 | 0 | 0 | 0 | 0 | 0 | 0 | 0 | 0
2016-06-01 06:00 | 0 | 0 | 0 | 0 | 128928.782 | 0 | 388462 | 0 | 0 | 0 | 0 | 1220658.6232 | 2313466.9775 | 0 | 0 | 0 | 0 | 0 | 0 | 0 | 0 | 0 | 0 | 0 | 0 | 0 | 0 | 0 | 0 | -259533.218 | 0 | 0 | 0 | 0 | 0 | 0 | 0 | 0 | 0 | 0 | 0 | 0 | 0 | 0 | 0 | 0
2016-06-01 07:00 | 0 | 0 | 0 | 0 | 403638.2476 | 0 | 373860 | 0 | 0 | 0 | 0 | 1250436.8708 | 2313466.9775 | 0 | 0 | 0 | 0 | 0 | 0 | 0 | 0 | 0 | 0 | 0 | 0 | 0 | 0 | 0 | 0 | 29778.2476 | 0 | 0 | 0 | 0 | 0 | 0 | 0 | 0 | 0 | 0 | 0 | 0 | 0 | 0 | 0 | 0
2016-06-01 08:00 | 0 | 0 | 0 | 0 | 108093.782 | 0 | 367627 | 0 | 0 | 0 | 0 | 990903.6528 | 2313466.9775 | 0 | 0 | 0 | 0 | 0 | 0 | 0 | 0 | 0 | 0 | 0 | 0 | 0 | 0 | 0 | 0 | -259533.218 | 0 | 0 | 0 | 0 | 0 | 0 | 0 | 0 | 0 | 0 | 0 | 0 | 0 | 0 | 0 | 0
2016-06-01 09:00 | 0 | 0 | 0 | 0 | 113309.782 | 0 | 372843 | 0 | 0 | 0 | 0 | 731370.4348 | 2313466.9775 | 0 | 0 | 0 | 0 | 0 | 0 | 0 | 0 | 0 | 0 | 0 | 0 | 0 | 0 | 0 | 0 | -259533.218 | 0 | 0 | 0 | 0 | 0 | 0 | 0 | 0 | 0 | 0 | 0 | 0 | 0 | 0 | 0 | 0
2016-06-01 10:00 | 0 | 0 | 0 | 0 | 128923.782 | 0 | 388457 | 0 | 0 | 0 | 0 | 471837.2169 | 2313466.9775 | 0 | 0 | 0 | 0 | 0 | 0 | 0 | 0 | 0 | 0 | 0 | 0 | 0 | 0 | 0 | 0 | -259533.218 | 0 | 0 | 0 | 0 | 0 | 0 | 0 | 0 | 0 | 0 | 0 | 0 | 0 | 0 | 0 | 0
2016-06-01 11:00 | 0 | 0 | 0 | 0 | 392349.1193 | 7.8582 | 411140 | 0 | 0 | 0 | 0 | 453054.1944 | 2313466.9775 | 0 | 0 | 0 | 0 | 0 | 0 | 0 | 0 | 0 | 0 | 0 | 0 | 0 | 0 | 0 | 0 | -18783.0225 | 0 | 0 | 0 | 0 | 0 | 0 | 0 | 0 | 0 | 0 | 0 | 0 | 0 | 0 | 0 | 0
2016-06-01 12:00 | 0 | 0 | 0 | 0 | 98808.1808 | 76823.6013 | 435165 | 0 | 0 | 0 | 0 | 193520.9765 | 2313466.9775 | 0 | 0 | 0 | 0 | 0 | 0 | 0 | 0 | 0 | 0 | 0 | 0 | 0 | 0 | 0 | 0 | -259533.218 | 0 | 0 | 0 | 0 | 0 | 0 | 0 | 0 | 0 | 0 | 0 | 0 | 0 | 0 | 0 | 0
2016-06-01 13:00 | 0 | 0 | 0 | 0 | 0 | 429181.9786 | 458866 | 0 | 0 | 0 | 0 | 163836.9551 | 2313466.9775 | 0 | 0 | 0 | 0 | 0 | 0 | 0 | 0 | 0 | 0 | 0 | 0 | 0 | 0 | 0 | 0 | -29684.0214 | 0 | 0 | 0 | 0 | 0 | 0 | 0 | 0 | 0 | 0 | 0 | 0 | 0 | 0 | 0 | 0
2016-06-01 14:00 | 0 | 0 | 0 | 0 | 117109.7197 | 627803.4983 | 485380 | 0 | 0 | 0 | 0 | 423370.173 | 2313466.9775 | 0 | 0 | 0 | 0 | 0 | 0 | 0 | 0 | 0 | 0 | 0 | 0 | 0 | 0 | 0 | 0 | 259533.218 | 0 | 0 | 0 | 0 | 0 | 0 | 0 | 0 | 0 | 0 | 0 | 0 | 0 | 0 | 0 | 0
2016-06-01 15:00 | 0 | 0 | 0 | 0 | 30420.0682 | 739660.1498 | 510547 | 0 | 0 | 0 | 0 | 682903.391 | 2313466.9775 | 0 | 0 | 0 | 0 | 0 | 0 | 0 | 0 | 0 | 0 | 0 | 0 | 0 | 0 | 0 | 0 | 259533.218 | 0 | 0 | 0 | 0 | 0 | 0 | 0 | 0 | 0 | 0 | 0 | 0 | 0 | 0 | 0 | 0
2016-06-01 16:00 | 0 | 0 | 0 | 0 | 8678.5675 | 782262.6505 | 531408 | 0 | 0 | 0 | 0 | 942436.609 | 2313466.9775 | 0 | 0 | 0 | 0 | 0 | 0 | 0 | 0 | 0 | 0 | 0 | 0 | 0 | 0 | 0 | 0 | 259533.218 | 0 | 0 | 0 | 0 | 0 | 0 | 0 | 0 | 0 | 0 | 0 | 0 | 0 | 0 | 0 | 0
2016-06-01 17:00 | 0 | 0 | 0 | 0 | 0 | 788618.2795 | 550110 | 0 | 0 | 0 | 0 | 1180944.8884 | 2313466.9775 | 0 | 0 | 0 | 0 | 0 | 0 | 0 | 0 | 0 | 0 | 0 | 0 | 0 | 0 | 0 | 0 | 238508.2795 | 0 | 0 | 0 | 0 | 0 | 0 | 0 | 0 | 0 | 0 | 0 | 0 | 0 | 0 | 0 | 0
2016-06-01 18:00 | 0 | 0 | 0 | 0 | 0 | 775558.2626 | 564854 | 0 | 0 | 0 | 0 | 1391649.151 | 2313466.9775 | 0 | 0 | 0 | 0 | 0 | 0 | 0 | 0 | 0 | 0 | 0 | 0 | 0 | 0 | 0 | 0 | 210704.2626 | 0 | 0 | 0 | 0 | 0 | 0 | 0 | 0 | 0 | 0 | 0 | 0 | 0 | 0 | 0 | 0
2016-06-01 19:00 | 0 | 0 | 0 | 0 | 0 | 759845.7427 | 574628 | 0 | 0 | 0 | 0 | 1576866.8937 | 2313466.9775 | 0 | 0 | 0 | 0 | 0 | 0 | 0 | 0 | 0 | 0 | 0 | 0 | 0 | 0 | 0 | 0 | 185217.7427 | 0 | 0 | 0 | 0 | 0 | 0 | 0 | 0 | 0 | 0 | 0 | 0 | 0 | 0 | 0 | 0
2016-06-01 20:00 | 0 | 0 | 0 | 0 | 0 | 742188.4773 | 580324 | 0 | 0 | 0 | 0 | 1738731.3711 | 2313466.9775 | 0 | 0 | 0 | 0 | 0 | 0 | 0 | 0 | 0 | 0 | 0 | 0 | 0 | 0 | 0 | 0 | 161864.4773 | 0 | 0 | 0 | 0 | 0 | 0 | 0 | 0 | 0 | 0 | 0 | 0 | 0 | 0 | 0 | 0
2016-06-01 21:00 | 0 | 0 | 0 | 0 | 0 | 718106.324 | 579092 | 0 | 0 | 0 | 0 | 1877745.695 | 2313466.9775 | 0 | 0 | 0 | 0 | 0 | 0 | 0 | 0 | 0 | 0 | 0 | 0 | 0 | 0 | 0 | 0 | 139014.324 | 0 | 0 | 0 | 0 | 0 | 0 | 0 | 0 | 0 | 0 | 0 | 0 | 0 | 0 | 0 | 0
2016-06-01 22:00 | 0 | 0 | 0 | 0 | 35370.3574 | 685404.7658 | 570068 | 0 | 0 | 0 | 0 | 2137278.913 | 2204640.8828 | 0 | 0 | 0 | 0 | 0 | 0 | 0 | 0 | 0 | 0 | 0 | 0 | 0 | 0 | 0 | 0 | 259533.218 | 0 | 108826.0947 | 0 | 0 | 0 | 0 | 0 | 0 | 0 | 0 | 0 | 0 | 0 | 0 | 0 | 0
2016-06-01 23:00 | 0 | 0 | 0 | 0 | 0 | 617819.357 | 556557 | 0 | 0 | 0 | 0 | 2198541.2699 | 2204640.8828 | 0 | 0 | 0 | 0 | 0 | 0 | 0 | 0 | 0 | 0 | 0 | 0 | 0 | 0 | 0 | 0 | 61262.357 | 0 | 0 | 0 | 0 | 0 | 0 | 0 | 0 | 0 | 0 | 0 | 0 | 0 | 0 | 0 | 0
2016-06-02 | 0 | 0 | 0 | 0 | 0 | 491433.8643 | 544273 | 0 | 0 | 0 | 0 | 2145702.1342 | 2204640.8828 | 0 | 0 | 0 | 0 | 0 | 0 | 0 | 0 | 0 | 0 | 0 | 0 | 0 | 0 | 0 | 0 | -52839.1357 | 0 | 0 | 0 | 0 | 0 | 0 | 0 | 0 | 0 | 0 | 0 | 0 | 0 | 0 | 0 | 0
2016-06-02 01:00 | 0 | 0 | 0 | 0 | 181712.7617 | 310634.2205 | 532348 | 0 | 0 | 0 | 0 | 2174355.8669 | 2135986.1323 | 0 | 0 | 0 | 0 | 0 | 0 | 0 | 0 | 0 | 0 | 0 | 0 | 0 | 0 | 0 | 0 | 28653.7327 | 0 | 68654.7505 | 0 | 0 | 0 | 0 | 0 | 0 | 0 | 0 | 0 | 0 | 0 | 0 | 0 | 0
2016-06-02 02:00 | 0 | 0 | 0 | 0 | 202429.5813 | 59893.6787 | 507490 | 0 | 0 | 0 | 0 | 1914822.6489 | 2150352.6103 | 0 | 0 | 0 | 0 | 0 | 0 | 0 | 0 | 0 | 0 | 0 | 0 | 0 | 0 | 0 | 0 | -259533.218 | 14366.478 | 0 | 0 | 0 | 0 | 0 | 0 | 0 | 0 | 0 | 0 | 0 | 0 | 0 | 0 | 0
2016-06-02 03:00 | 0 | 0 | 0 | 0 | 240691.2784 | 0.20707 | 472589 | 0 | 0 | 0 | 0 | 1682925.1344 | 2150352.6103 | 0 | 0 | 0 | 0 | 0 | 0 | 0 | 0 | 0 | 0 | 0 | 0 | 0 | 0 | 0 | 0 | -231897.5145 | 0 | 0 | 0 | 0 | 0 | 0 | 0 | 0 | 0 | 0 | 0 | 0 | 0 | 0 | 0 | 0
2016-06-02 04:00 | 0 | 0 | 0 | 0 | 180156.782 | 0 | 439690 | 0 | 0 | 0 | 0 | 1423391.9164 | 2150352.6103 | 0 | 0 | 0 | 0 | 0 | 0 | 0 | 0 | 0 | 0 | 0 | 0 | 0 | 0 | 0 | 0 | -259533.218 | 0 | 0 | 0 | 0 | 0 | 0 | 0 | 0 | 0 | 0 | 0 | 0 | 0 | 0 | 0 | 0
2016-06-02 05:00 | 0 | 0 | 0 | 0 | 152774.782 | 0 | 412308 | 0 | 0 | 0 | 0 | 1163858.6985 | 2150352.6103 | 0 | 0 | 0 | 0 | 0 | 0 | 0 | 0 | 0 | 0 | 0 | 0 | 0 | 0 | 0 | 0 | -259533.218 | 0 | 0 | 0 | 0 | 0 | 0 | 0 | 0 | 0 | 0 | 0 | 0 | 0 | 0 | 0 | 0
2016-06-02 06:00 | 0 | 0 | 0 | 0 | 312767.7304 | 0 | 390358 | 0 | 0 | 0 | 0 | 1086268.4289 | 2150352.6103 | 0 | 0 | 0 | 0 | 0 | 0 | 0 | 0 | 0 | 0 | 0 | 0 | 0 | 0 | 0 | 0 | -77590.2696 | 0 | 0 | 0 | 0 | 0 | 0 | 0 | 0 | 0 | 0 | 0 | 0 | 0 | 0 | 0 | 0
2016-06-02 07:00 | 0 | 0 | 0 | 0 | 116345.782 | 0 | 375879 | 0 | 0 | 0 | 0 | 826735.2109 | 2150352.6103 | 0 | 0 | 0 | 0 | 0 | 0 | 0 | 0 | 0 | 0 | 0 | 0 | 0 | 0 | 0 | 0 | -259533.218 | 0 | 0 | 0 | 0 | 0 | 0 | 0 | 0 | 0 | 0 | 0 | 0 | 0 | 0 | 0 | 0
2016-06-02 08:00 | 0 | 0 | 0 | 0 | 110685.782 | 0 | 370219 | 0 | 0 | 0 | 0 | 567201.993 | 2150352.6103 | 0 | 0 | 0 | 0 | 0 | 0 | 0 | 0 | 0 | 0 | 0 | 0 | 0 | 0 | 0 | 0 | -259533.218 | 0 | 0 | 0 | 0 | 0 | 0 | 0 | 0 | 0 | 0 | 0 | 0 | 0 | 0 | 0 | 0
2016-06-02 09:00 | 0 | 0 | 0 | 0 | 346298.8559 | 0 | 375798 | 0 | 0 | 0 | 0 | 537702.8489 | 2150352.6103 | 0 | 0 | 0 | 0 | 0 | 0 | 0 | 0 | 0 | 0 | 0 | 0 | 0 | 0 | 0 | 0 | -29499.1441 | 0 | 0 | 0 | 0 | 0 | 0 | 0 | 0 | 0 | 0 | 0 | 0 | 0 | 0 | 0 | 0
2016-06-02 10:00 | 0 | 0 | 0 | 0 | 133811.782 | 0 | 393345 | 0 | 0 | 0 | 0 | 278169.6309 | 2150352.6103 | 0 | 0 | 0 | 0 | 0 | 0 | 0 | 0 | 0 | 0 | 0 | 0 | 0 | 0 | 0 | 0 | -259533.218 | 0 | 0 | 0 | 0 | 0 | 0 | 0 | 0 | 0 | 0 | 0 | 0 | 0 | 0 | 0 | 0
2016-06-02 11:00 | 0 | 0 | 0 | 0 | 312660.3478 | 5.4873 | 414211 | 0 | 0 | 0 | 0 | 176624.466 | 2150352.6103 | 0 | 0 | 0 | 0 | 0 | 0 | 0 | 0 | 0 | 0 | 0 | 0 | 0 | 0 | 0 | 0 | -101545.1649 | 0 | 0 | 0 | 0 | 0 | 0 | 0 | 0 | 0 | 0 | 0 | 0 | 0 | 0 | 0 | 0
2016-06-02 12:00 | 0 | 0 | 0 | 0 | 165223.6473 | 108469.3647 | 435951 | 0 | 0 | 0 | 0 | 0 | 2164719.0882 | 0 | 0 | 0 | 0 | 0 | 0 | 0 | 0 | 0 | 0 | 0 | 0 | 0 | 0 | 0 | 0 | -176624.466 | 14366.478 | 0 | 0 | 0 | 0 | 0 | 0 | 0 | 0 | 0 | 0 | 0 | 0 | 0 | 0 | 0
2016-06-02 13:00 | 0 | 0 | 0 | 0 | 104069.4145 | 485523.8056 | 457230 | 0 | 0 | 0 | 0 | 108848.9305 | 2164719.0882 | 0 | 0 | 0 | 0 | 0 | 0 | 23514.2896 | 0 | 0 | 0 | 0 | 0 | 0 | 0 | 0 | 0 | 108848.9305 | 0 | 0 | 0 | 0 | 0 | 0 | 0 | 0 | 0 | 23514.2896 | 0 | 0 | 0 | 0 | 0 | 0
2016-06-02 14:00 | 0 | 0 | 0 | 0 | 0 | 695080.0408 | 479125 | 0 | 0 | 0 | 0 | 348318.261 | 2164719.0882 | 0 | 0 | 0 | 0 | 0 | 0 | 0 | 0 | 0 | 0 | 0 | 0 | 0 | 0 | 0 | 0 | 239469.3304 | 0 | 0 | 0 | 0 | 0 | 0 | 0 | 0 | 0 | -23514.2896 | 0 | 0 | 0 | 0 | 0 | 0
2016-06-02 15:00 | 0 | 0 | 0 | 0 | 0 | 774357.6959 | 500458 | 0 | 0 | 0 | 0 | 607851.4789 | 2179085.5662 | 0 | 0 | 0 | 0 | 0 | 0 | 0 | 0 | 0 | 0 | 0 | 0 | 0 | 0 | 0 | 0 | 259533.218 | 14366.478 | 0 | 0 | 0 | 0 | 0 | 0 | 0 | 0 | 0 | 0 | 0 | 0 | 0 | 0 | 0
2016-06-02 16:00 | 0 | 0 | 0 | 0 | 0 | 793499.6959 | 519600 | 0 | 0 | 0 | 0 | 867384.6969 | 2193452.0442 | 0 | 0 | 0 | 0 | 0 | 0 | 0 | 0 | 0 | 0 | 0 | 0 | 0 | 0 | 0 | 0 | 259533.218 | 14366.478 | 0 | 0 | 0 | 0 | 0 | 0 | 0 | 0 | 0 | 0 | 0 | 0 | 0 | 0 | 0
2016-06-02 17:00 | 0 | 0 | 0 | 0 | 0 | 811556.6959 | 537657 | 0 | 0 | 0 | 0 | 1126917.9149 | 2207818.5222 | 0 | 0 | 0 | 0 | 0 | 0 | 0 | 0 | 0 | 0 | 0 | 0 | 0 | 0 | 0 | 0 | 259533.218 | 14366.478 | 0 | 0 | 0 | 0 | 0 | 0 | 0 | 0 | 0 | 0 | 0 | 0 | 0 | 0 | 0
2016-06-02 18:00 | 0 | 0 | 0 | 0 | 0 | 836306.9263 | 551753 | 0 | 0 | 0 | 0 | 1386451.1328 | 2222185.0002 | 0 | 0 | 0 | 0 | 0 | 0 | 10654.2304 | 0 | 0 | 0 | 0 | 0 | 0 | 0 | 0 | 0 | 259533.218 | 14366.478 | 0 | 0 | 0 | 0 | 0 | 0 | 0 | 0 | 10654.2304 | 0 | 0 | 0 | 0 | 0 | 0
2016-06-02 19:00 | 0 | 0 | 0 | 0 | 0 | 848344.7552 | 561585 | 0 | 0 | 0 | 0 | 1645984.3508 | 2236551.4781 | 0 | 0 | 0 | 0 | 0 | 0 | 23514.2896 | 0 | 0 | 0 | 0 | 0 | 0 | 0 | 0 | 0 | 259533.218 | 14366.478 | 0 | 0 | 0 | 0 | 0 | 0 | 0 | 0 | 12860.0592 | 0 | 0 | 0 | 0 | 0 | 0
2016-06-02 20:00 | 0 | 0 | 0 | 0 | 0 | 840669.8441 | 567278 | 0 | 0 | 0 | 0 | 1905517.5688 | 2250917.9561 | 0 | 0 | 0 | 0 | 0 | 0 | 23006.4377 | 0 | 0 | 0 | 0 | 0 | 0 | 0 | 0 | 0 | 259533.218 | 14366.478 | 0 | 0 | 0 | 0 | 0 | 0 | 0 | 0 | -507.8518 | 0 | 0 | 0 | 0 | 0 | 0
2016-06-02 21:00 | 0 | 0 | 0 | 0 | 0 | 821974.9201 | 568552 | 0 | 0 | 0 | 0 | 2165050.7867 | 2250917.9561 | 0 | 0 | 0 | 0 | 0 | 0 | 16896.1398 | 0 | 0 | 0 | 0 | 0 | 0 | 0 | 0 | 0 | 259533.218 | 0 | 0 | 0 | 0 | 0 | 0 | 0 | 0 | 0 | -6110.2979 | 0 | 0 | 0 | 0 | 0 | 0
2016-06-02 22:00 | 0 | 0 | 0 | 0 | 0 | 790795.6801 | 562007 | 0 | 0 | 0 | 0 | 2387221.3171 | 2250917.9561 | 0 | 0 | 0 | 0 | 0 | 0 | 23514.2896 | 0 | 0 | 0 | 0 | 0 | 0 | 0 | 0 | 0 | 222170.5303 | 0 | 0 | 0 | 0 | 0 | 0 | 0 | 0 | 0 | 6618.1497 | 0 | 0 | 0 | 0 | 0 | 0
2016-06-02 23:00 | 0 | 0 | 0 | 0 | 0 | 720002.8756 | 550541 | 0 | 0 | 0 | 0 | 2580197.4822 | 2250917.9561 | 0 | 0 | 0 | 0 | 0 | 0 | 0 | 0 | 0 | 0 | 0 | 0 | 0 | 0 | 0 | 0 | 192976.1652 | 0 | 0 | 0 | 0 | 0 | 0 | 0 | 0 | 0 | -23514.2896 | 0 | 0 | 0 | 0 | 0 | 0
2016-06-03 | 0 | 0 | 0 | 0 | 0 | 578694.5094 | 540859 | 0 | 0 | 0 | 0 | 2618032.9916 | 2250917.9561 | 0 | 0 | 0 | 0 | 0 | 0 | 0 | 0 | 0 | 0 | 0 | 0 | 0 | 0 | 0 | 0 | 37835.5094 | 0 | 0 | 0 | 0 | 0 | 0 | 0 | 0 | 0 | 0 | 0 | 0 | 0 | 0 | 0 | 0
2016-06-03 01:00 | 0 | 0 | 0 | 0 | 0 | 352285.886 | 528804 | 0 | 0 | 0 | 0 | 2474391.8388 | 2218040.995 | 0 | 0 | 0 | 0 | 0 | 0 | 0 | 0 | 0 | 0 | 0 | 0 | 0 | 0 | 0 | 0 | -143641.1529 | 0 | 32876.9611 | 0 | 0 | 0 | 0 | 0 | 0 | 0 | 0 | 0 | 0 | 0 | 0 | 0 | 0
2016-06-03 02:00 | 0 | 0 | 0 | 0 | 211423.0672 | 48058.1928 | 504648 | 0 | 0 | 0 | 0 | 2214858.6208 | 2232407.473 | 0 | 0 | 0 | 0 | 0 | 0 | 0 | 0 | 0 | 0 | 0 | 0 | 0 | 0 | 0 | 0 | -259533.218 | 14366.478 | 0 | 0 | 0 | 0 | 0 | 0 | 0 | 0 | 0 | 0 | 0 | 0 | 0 | 0 | 0
2016-06-03 03:00 | 0 | 0 | 0 | 0 | 103466.3384 | 0.34891 | 471826 | 0 | 0 | 0 | 0 | 1955325.4029 | 2123581.3783 | 0 | 0 | 0 | 0 | 0 | 0 | 0 | 0 | 0 | 0 | 0 | 0 | 0 | 0 | 0 | 0 | -259533.218 | 0 | 108826.0947 | 0 | 0 | 0 | 0 | 0 | 0 | 0 | 0 | 0 | 0 | 0 | 0 | 0 | 0
2016-06-03 04:00 | 0 | 0 | 0 | 0 | 181078.782 | 0 | 440612 | 0 | 0 | 0 | 0 | 1695792.1849 | 2123581.3783 | 0 | 0 | 0 | 0 | 0 | 0 | 0 | 0 | 0 | 0 | 0 | 0 | 0 | 0 | 0 | 0 | -259533.218 | 0 | 0 | 0 | 0 | 0 | 0 | 0 | 0 | 0 | 0 | 0 | 0 | 0 | 0 | 0 | 0
2016-06-03 05:00 | 0 | 0 | 0 | 0 | 153241.782 | 0 | 412775 | 0 | 0 | 0 | 0 | 1436258.9669 | 2123581.3783 | 0 | 0 | 0 | 0 | 0 | 0 | 0 | 0 | 0 | 0 | 0 | 0 | 0 | 0 | 0 | 0 | -259533.218 | 0 | 0 | 0 | 0 | 0 | 0 | 0 | 0 | 0 | 0 | 0 | 0 | 0 | 0 | 0 | 0
2016-06-03 06:00 | 0 | 0 | 0 | 0 | 131485.782 | 0 | 391019 | 0 | 0 | 0 | 0 | 1176725.7489 | 2123581.3783 | 0 | 0 | 0 | 0 | 0 | 0 | 0 | 0 | 0 | 0 | 0 | 0 | 0 | 0 | 0 | 0 | -259533.218 | 0 | 0 | 0 | 0 | 0 | 0 | 0 | 0 | 0 | 0 | 0 | 0 | 0 | 0 | 0 | 0
2016-06-03 07:00 | 0 | 0 | 0 | 0 | 117273.782 | 0 | 376807 | 0 | 0 | 0 | 0 | 917192.531 | 2123581.3783 | 0 | 0 | 0 | 0 | 0 | 0 | 0 | 0 | 0 | 0 | 0 | 0 | 0 | 0 | 0 | 0 | -259533.218 | 0 | 0 | 0 | 0 | 0 | 0 | 0 | 0 | 0 | 0 | 0 | 0 | 0 | 0 | 0 | 0
2016-06-03 08:00 | 0 | 0 | 0 | 0 | 111214.782 | 0 | 370748 | 0 | 0 | 0 | 0 | 657659.313 | 2123581.3783 | 0 | 0 | 0 | 0 | 0 | 0 | 0 | 0 | 0 | 0 | 0 | 0 | 0 | 0 | 0 | 0 | -259533.218 | 0 | 0 | 0 | 0 | 0 | 0 | 0 | 0 | 0 | 0 | 0 | 0 | 0 | 0 | 0 | 0
2016-06-03 09:00 | 0 | 0 | 0 | 0 | 116495.782 | 0 | 376029 | 0 | 0 | 0 | 0 | 398126.095 | 2123581.3783 | 0 | 0 | 0 | 0 | 0 | 0 | 0 | 0 | 0 | 0 | 0 | 0 | 0 | 0 | 0 | 0 | -259533.218 | 0 | 0 | 0 | 0 | 0 | 0 | 0 | 0 | 0 | 0 | 0 | 0 | 0 | 0 | 0 | 0
2016-06-03 10:00 | 0 | 0 | 0 | 0 | 511508.3409 | 0 | 390568 | 0 | 0 | 0 | 0 | 519066.4359 | 2123581.3783 | 0 | 0 | 0 | 0 | 0 | 0 | 0 | 0 | 0 | 0 | 0 | 0 | 0 | 0 | 0 | 0 | 120940.3409 | 0 | 0 | 0 | 0 | 0 | 0 | 0 | 0 | 0 | 0 | 0 | 0 | 0 | 0 | 0 | 0
2016-06-03 11:00 | 0 | 0 | 0 | 0 | 151186.1059 | 8.6761 | 410728 | 0 | 0 | 0 | 0 | 259533.218 | 2123581.3783 | 0 | 0 | 0 | 0 | 0 | 0 | 0 | 0 | 0 | 0 | 0 | 0 | 0 | 0 | 0 | 0 | -259533.218 | 0 | 0 | 0 | 0 | 0 | 0 | 0 | 0 | 0 | 0 | 0 | 0 | 0 | 0 | 0 | 0
2016-06-03 12:00 | 0 | 0 | 0 | 0 | 47201.7602 | 126666.0218 | 433401 | 0 | 0 | 0 | 0 | 0 | 2123581.3783 | 0 | 0 | 0 | 0 | 0 | 0 | 0 | 0 | 0 | 0 | 0 | 0 | 0 | 0 | 0 | 0 | -259533.218 | 0 | 0 | 0 | 0 | 0 | 0 | 0 | 0 | 0 | 0 | 0 | 0 | 0 | 0 | 0 | 0
2016-06-03 13:00 | 0 | 0 | 0 | 0 | 0 | 512054.3801 | 456710 | 0 | 0 | 0 | 0 | 55344.3801 | 2123581.3783 | 0 | 0 | 0 | 0 | 0 | 0 | 0 | 0 | 0 | 0 | 0 | 0 | 0 | 0 | 0 | 0 | 55344.3801 | 0 | 0 | 0 | 0 | 0 | 0 | 0 | 0 | 0 | 0 | 0 | 0 | 0 | 0 | 0 | 0
2016-06-03 14:00 | 0 | 0 | 0 | 0 | 29751.8315 | 726499.8645 | 482352 | 0 | 0 | 0 | 0 | 314877.5981 | 2137947.8563 | 0 | 0 | 0 | 0 | 0 | 0 | 0 | 0 | 0 | 0 | 0 | 0 | 0 | 0 | 0 | 0 | 259533.218 | 14366.478 | 0 | 0 | 0 | 0 | 0 | 0 | 0 | 0 | 0 | 0 | 0 | 0 | 0 | 0 | 0
2016-06-03 15:00 | 0 | 0 | 0 | 0 | 0 | 780337.6959 | 506438 | 0 | 0 | 0 | 0 | 574410.816 | 2152314.3343 | 0 | 0 | 0 | 0 | 0 | 0 | 0 | 0 | 0 | 0 | 0 | 0 | 0 | 0 | 0 | 0 | 259533.218 | 14366.478 | 0 | 0 | 0 | 0 | 0 | 0 | 0 | 0 | 0 | 0 | 0 | 0 | 0 | 0 | 0
2016-06-03 16:00 | 0 | 0 | 0 | 0 | 0 | 800118.6959 | 526219 | 0 | 0 | 0 | 0 | 833944.034 | 2166680.8122 | 0 | 0 | 0 | 0 | 0 | 0 | 0 | 0 | 0 | 0 | 0 | 0 | 0 | 0 | 0 | 0 | 259533.218 | 14366.478 | 0 | 0 | 0 | 0 | 0 | 0 | 0 | 0 | 0 | 0 | 0 | 0 | 0 | 0 | 0
2016-06-03 17:00 | 0 | 0 | 0 | 0 | 0 | 818170.6959 | 544271 | 0 | 0 | 0 | 0 | 1093477.252 | 2181047.2902 | 0 | 0 | 0 | 0 | 0 | 0 | 0 | 0 | 0 | 0 | 0 | 0 | 0 | 0 | 0 | 0 | 259533.218 | 14366.478 | 0 | 0 | 0 | 0 | 0 | 0 | 0 | 0 | 0 | 0 | 0 | 0 | 0 | 0 | 0
2016-06-03 18:00 | 0 | 0 | 0 | 0 | 0 | 833056.6959 | 559157 | 0 | 0 | 0 | 0 | 1353010.4699 | 2195413.7682 | 0 | 0 | 0 | 0 | 0 | 0 | 0 | 0 | 0 | 0 | 0 | 0 | 0 | 0 | 0 | 0 | 259533.218 | 14366.478 | 0 | 0 | 0 | 0 | 0 | 0 | 0 | 0 | 0 | 0 | 0 | 0 | 0 | 0 | 0
2016-06-03 19:00 | 0 | 0 | 0 | 0 | 0 | 849542.6191 | 568887 | 0 | 0 | 0 | 0 | 1612543.6879 | 2209780.2462 | 0 | 0 | 0 | 0 | 0 | 0 | 6755.9232 | 0 | 0 | 0 | 0 | 0 | 0 | 0 | 0 | 0 | 259533.218 | 14366.478 | 0 | 0 | 0 | 0 | 0 | 0 | 0 | 0 | 6755.9232 | 0 | 0 | 0 | 0 | 0 | 0
2016-06-03 20:00 | 0 | 0 | 0 | 0 | 0 | 861619.6773 | 574581 | 0 | 0 | 0 | 0 | 1872076.9059 | 2224146.7242 | 0 | 0 | 0 | 0 | 0 | 0 | 19894.9045 | 0 | 0 | 0 | 0 | 0 | 0 | 0 | 0 | 0 | 259533.218 | 14366.478 | 0 | 0 | 0 | 0 | 0 | 0 | 0 | 0 | 13138.9813 | 0 | 0 | 0 | 0 | 0 | 0
2016-06-03 21:00 | 0 | 0 | 0 | 0 | 0 | 852388.081 | 574869 | 0 | 0 | 0 | 0 | 2131610.1238 | 2238513.2021 | 0 | 0 | 0 | 0 | 0 | 0 | 23514.2896 | 0 | 0 | 0 | 0 | 0 | 0 | 0 | 0 | 0 | 259533.218 | 14366.478 | 0 | 0 | 0 | 0 | 0 | 0 | 0 | 0 | 3619.3851 | 0 | 0 | 0 | 0 | 0 | 0
2016-06-03 22:00 | 0 | 0 | 0 | 0 | 0 | 822529.6037 | 567521 | 0 | 0 | 0 | 0 | 2391143.3418 | 2238513.2021 | 0 | 0 | 0 | 0 | 0 | 0 | 18989.6753 | 0 | 0 | 0 | 0 | 0 | 0 | 0 | 0 | 0 | 259533.218 | 0 | 0 | 0 | 0 | 0 | 0 | 0 | 0 | 0 | -4524.6143 | 0 | 0 | 0 | 0 | 0 | 0
2016-06-03 23:00 | 0 | 0 | 0 | 0 | 0 | 747686.5986 | 553923 | 0 | 0 | 0 | 0 | 2580382.3261 | 2238513.2021 | 0 | 0 | 0 | 0 | 0 | 0 | 23514.2896 | 0 | 0 | 0 | 0 | 0 | 0 | 0 | 0 | 0 | 189238.9843 | 0 | 0 | 0 | 0 | 0 | 0 | 0 | 0 | 0 | 4524.6143 | 0 | 0 | 0 | 0 | 0 | 0
2016-06-04 | 0 | 0 | 0 | 0 | 0 | 611475.7472 | 541270 | 0 | 0 | 0 | 0 | 2674102.363 | 2238513.2021 | 0 | 0 | 0 | 0 | 0 | 0 | 0 | 0 | 0 | 0 | 0 | 0 | 0 | 0 | 0 | 0 | 93720.0368 | 0 | 0 | 0 | 0 | 0 | 0 | 0 | 0 | 0 | -23514.2896 | 0 | 0 | 0 | 0 | 0 | 0
2016-06-04 01:00 | 0 | 0 | 0 | 0 | 0 | 365983.3236 | 530077 | 0 | 0 | 0 | 0 | 2510008.6865 | 2238513.2021 | 0 | 0 | 0 | 0 | 0 | 0 | 0 | 0 | 0 | 0 | 0 | 0 | 0 | 0 | 0 | 0 | -164093.6764 | 0 | 0 | 0 | 0 | 0 | 0 | 0 | 0 | 0 | 0 | 0 | 0 | 0 | 0 | 0 | 0
2016-06-04 02:00 | 0 | 0 | 0 | 0 | 213360.2246 | 49230.0355 | 507757 | 0 | 0 | 0 | 0 | 2250475.4686 | 2252879.6801 | 0 | 0 | 0 | 0 | 0 | 0 | 0 | 0 | 0 | 0 | 0 | 0 | 0 | 0 | 0 | 0 | -259533.218 | 14366.478 | 0 | 0 | 0 | 0 | 0 | 0 | 0 | 0 | 0 | 0 | 0 | 0 | 0 | 0 | 0
2016-06-04 03:00 | 0 | 0 | 0 | 0 | 108391.2411 | 0.44623 | 476751 | 0 | 0 | 0 | 0 | 1990942.2506 | 2144053.5854 | 0 | 0 | 0 | 0 | 0 | 0 | 0 | 0 | 0 | 0 | 0 | 0 | 0 | 0 | 0 | 0 | -259533.218 | 0 | 108826.0947 | 0 | 0 | 0 | 0 | 0 | 0 | 0 | 0 | 0 | 0 | 0 | 0 | 0 | 0
2016-06-04 04:00 | 0 | 0 | 0 | 0 | 186032.782 | 0 | 445566 | 0 | 0 | 0 | 0 | 1731409.0326 | 2144053.5854 | 0 | 0 | 0 | 0 | 0 | 0 | 0 | 0 | 0 | 0 | 0 | 0 | 0 | 0 | 0 | 0 | -259533.218 | 0 | 0 | 0 | 0 | 0 | 0 | 0 | 0 | 0 | 0 | 0 | 0 | 0 | 0 | 0 | 0
2016-06-04 05:00 | 0 | 0 | 0 | 0 | 158347.782 | 0 | 417881 | 0 | 0 | 0 | 0 | 1471875.8147 | 2144053.5854 | 0 | 0 | 0 | 0 | 0 | 0 | 0 | 0 | 0 | 0 | 0 | 0 | 0 | 0 | 0 | 0 | -259533.218 | 0 | 0 | 0 | 0 | 0 | 0 | 0 | 0 | 0 | 0 | 0 | 0 | 0 | 0 | 0 | 0
2016-06-04 06:00 | 0 | 0 | 0 | 0 | 136084.782 | 0 | 395618 | 0 | 0 | 0 | 0 | 1212342.5967 | 2144053.5854 | 0 | 0 | 0 | 0 | 0 | 0 | 0 | 0 | 0 | 0 | 0 | 0 | 0 | 0 | 0 | 0 | -259533.218 | 0 | 0 | 0 | 0 | 0 | 0 | 0 | 0 | 0 | 0 | 0 | 0 | 0 | 0 | 0 | 0
2016-06-04 07:00 | 0 | 0 | 0 | 0 | 118916.782 | 0 | 378450 | 0 | 0 | 0 | 0 | 952809.3787 | 2144053.5854 | 0 | 0 | 0 | 0 | 0 | 0 | 0 | 0 | 0 | 0 | 0 | 0 | 0 | 0 | 0 | 0 | -259533.218 | 0 | 0 | 0 | 0 | 0 | 0 | 0 | 0 | 0 | 0 | 0 | 0 | 0 | 0 | 0 | 0
2016-06-04 08:00 | 0 | 0 | 0 | 0 | 108169.782 | 0 | 367703 | 0 | 0 | 0 | 0 | 693276.1608 | 2144053.5854 | 0 | 0 | 0 | 0 | 0 | 0 | 0 | 0 | 0 | 0 | 0 | 0 | 0 | 0 | 0 | 0 | -259533.218 | 0 | 0 | 0 | 0 | 0 | 0 | 0 | 0 | 0 | 0 | 0 | 0 | 0 | 0 | 0 | 0
2016-06-04 09:00 | 0 | 0 | 0 | 0 | 104580.782 | 0 | 364114 | 0 | 0 | 0 | 0 | 433742.9428 | 2144053.5854 | 0 | 0 | 0 | 0 | 0 | 0 | 0 | 0 | 0 | 0 | 0 | 0 | 0 | 0 | 0 | 0 | -259533.218 | 0 | 0 | 0 | 0 | 0 | 0 | 0 | 0 | 0 | 0 | 0 | 0 | 0 | 0 | 0 | 0
2016-06-04 10:00 | 0 | 0 | 0 | 0 | 104736.782 | 0 | 364270 | 0 | 0 | 0 | 0 | 174209.7248 | 2144053.5854 | 0 | 0 | 0 | 0 | 0 | 0 | 0 | 0 | 0 | 0 | 0 | 0 | 0 | 0 | 0 | 0 | -259533.218 | 0 | 0 | 0 | 0 | 0 | 0 | 0 | 0 | 0 | 0 | 0 | 0 | 0 | 0 | 0 | 0
2016-06-04 11:00 | 0 | 0 | 0 | 0 | 198284.0046 | 10.2706 | 372504 | 0 | 0 | 0 | 0 | 0 | 2144053.5854 | 0 | 0 | 0 | 0 | 0 | 0 | 0 | 0 | 0 | 0 | 0 | 0 | 0 | 0 | 0 | 0 | -174209.7248 | 0 | 0 | 0 | 0 | 0 | 0 | 0 | 0 | 0 | 0 | 0 | 0 | 0 | 0 | 0 | 0
2016-06-04 12:00 | 0 | 0 | 0 | 0 | 236438.3977 | 155414.9363 | 391583 | 0 | 0 | 0 | 0 | 270.3339 | 2144053.5854 | 0 | 0 | 0 | 0 | 0 | 0 | 0 | 0 | 0 | 0 | 0 | 0 | 0 | 0 | 0 | 0 | 270.3339 | 0 | 0 | 0 | 0 | 0 | 0 | 0 | 0 | 0 | 0 | 0 | 0 | 0 | 0 | 0 | 0
2016-06-04 13:00 | 0 | 0 | 0 | 0 | 0 | 550174.0848 | 416910 | 0 | 0 | 0 | 0 | 119167.9408 | 2158420.0634 | 0 | 0 | 0 | 0 | 0 | 0 | 0 | 0 | 0 | 0 | 0 | 0 | 0 | 0 | 0 | 0 | 118897.6069 | 14366.478 | 0 | 0 | 0 | 0 | 0 | 0 | 0 | 0 | 0 | 0 | 0 | 0 | 0 | 0 | 0
2016-06-04 14:00 | 0 | 0 | 0 | 0 | 0 | 704393.5179 | 444249 | 0 | 0 | 0 | 0 | 378701.1587 | 2159031.3633 | 0 | 0 | 0 | 0 | 0 | 0 | 0 | 0 | 0 | 0 | 0 | 0 | 0 | 0 | 0 | 0 | 259533.218 | 611.2999 | 0 | 0 | 0 | 0 | 0 | 0 | 0 | 0 | 0 | 0 | 0 | 0 | 0 | 0 | 0
2016-06-04 15:00 | 0 | 0 | 0 | 0 | 0 | 743871.6959 | 469972 | 0 | 0 | 0 | 0 | 638234.3767 | 2173397.8413 | 0 | 0 | 0 | 0 | 0 | 0 | 0 | 0 | 0 | 0 | 0 | 0 | 0 | 0 | 0 | 0 | 259533.218 | 14366.478 | 0 | 0 | 0 | 0 | 0 | 0 | 0 | 0 | 0 | 0 | 0 | 0 | 0 | 0 | 0
2016-06-04 16:00 | 0 | 0 | 0 | 0 | 0 | 765194.6959 | 491295 | 0 | 0 | 0 | 0 | 897767.5947 | 2187764.3193 | 0 | 0 | 0 | 0 | 0 | 0 | 0 | 0 | 0 | 0 | 0 | 0 | 0 | 0 | 0 | 0 | 259533.218 | 14366.478 | 0 | 0 | 0 | 0 | 0 | 0 | 0 | 0 | 0 | 0 | 0 | 0 | 0 | 0 | 0
2016-06-04 17:00 | 0 | 0 | 0 | 0 | 0 | 781778.6959 | 507879 | 0 | 0 | 0 | 0 | 1157300.8127 | 2202130.7972 | 0 | 0 | 0 | 0 | 0 | 0 | 0 | 0 | 0 | 0 | 0 | 0 | 0 | 0 | 0 | 0 | 259533.218 | 14366.478 | 0 | 0 | 0 | 0 | 0 | 0 | 0 | 0 | 0 | 0 | 0 | 0 | 0 | 0 | 0
2016-06-04 18:00 | 0 | 0 | 0 | 0 | 0 | 794589.6959 | 520690 | 0 | 0 | 0 | 0 | 1416834.0306 | 2216497.2752 | 0 | 0 | 0 | 0 | 0 | 0 | 0 | 0 | 0 | 0 | 0 | 0 | 0 | 0 | 0 | 0 | 259533.218 | 14366.478 | 0 | 0 | 0 | 0 | 0 | 0 | 0 | 0 | 0 | 0 | 0 | 0 | 0 | 0 | 0
2016-06-04 19:00 | 0 | 0 | 0 | 0 | 0 | 804022.6959 | 530123 | 0 | 0 | 0 | 0 | 1676367.2486 | 2230863.7532 | 0 | 0 | 0 | 0 | 0 | 0 | 0 | 0 | 0 | 0 | 0 | 0 | 0 | 0 | 0 | 0 | 259533.218 | 14366.478 | 0 | 0 | 0 | 0 | 0 | 0 | 0 | 0 | 0 | 0 | 0 | 0 | 0 | 0 | 0
2016-06-04 20:00 | 0 | 0 | 0 | 0 | 0 | 820328.8989 | 536156 | 0 | 0 | 0 | 0 | 1935900.4666 | 2245230.2312 | 0 | 0 | 0 | 0 | 0 | 0 | 10273.203 | 0 | 0 | 0 | 0 | 0 | 0 | 0 | 0 | 0 | 259533.218 | 14366.478 | 0 | 0 | 0 | 0 | 0 | 0 | 0 | 0 | 10273.203 | 0 | 0 | 0 | 0 | 0 | 0
2016-06-04 21:00 | 0 | 0 | 0 | 0 | 0 | 826217.7826 | 539077 | 0 | 0 | 0 | 0 | 2195433.6845 | 2259596.7092 | 0 | 0 | 0 | 0 | 0 | 0 | 23514.2896 | 0 | 0 | 0 | 0 | 0 | 0 | 0 | 0 | 0 | 259533.218 | 14366.478 | 0 | 0 | 0 | 0 | 0 | 0 | 0 | 0 | 13241.0866 | 0 | 0 | 0 | 0 | 0 | 0
2016-06-04 22:00 | 0 | 0 | 0 | 0 | 0 | 797013.0583 | 535584 | 0 | 0 | 0 | 0 | 2454966.9025 | 2261492.5495 | 0 | 0 | 0 | 0 | 0 | 0 | 23514.2896 | 0 | 0 | 0 | 0 | 0 | 0 | 0 | 0 | 0 | 259533.218 | 1895.8403 | 0 | 0 | 0 | 0 | 0 | 0 | 0 | 0 | 0 | 0 | 0 | 0 | 0 | 0 | 0
2016-06-04 23:00 | 0 | 0 | 0 | 0 | 0 | 720417.3381 | 526357 | 0 | 0 | 0 | 0 | 2672541.5302 | 2261492.5495 | 0 | 0 | 0 | 0 | 0 | 0 | 0 | 0 | 0 | 0 | 0 | 0 | 0 | 0 | 0 | 0 | 217574.6277 | 0 | 0 | 0 | 0 | 0 | 0 | 0 | 0 | 0 | -23514.2896 | 0 | 0 | 0 | 0 | 0 | 0
2016-06-05 | 0 | 0 | 0 | 0 | 0 | 587531.6966 | 517223 | 0 | 0 | 0 | 0 | 2742850.2268 | 2261492.5495 | 0 | 0 | 0 | 0 | 0 | 0 | 0 | 0 | 0 | 0 | 0 | 0 | 0 | 0 | 0 | 0 | 70308.6966 | 0 | 0 | 0 | 0 | 0 | 0 | 0 | 0 | 0 | 0 | 0 | 0 | 0 | 0 | 0 | 0
2016-06-05 01:00 | 0 | 0 | 0 | 0 | 0 | 319296.0286 | 507566 | 0 | 0 | 0 | 0 | 2554580.2554 | 2261492.5495 | 0 | 0 | 0 | 0 | 0 | 0 | 0 | 0 | 0 | 0 | 0 | 0 | 0 | 0 | 0 | 0 | -188269.9714 | 0 | 0 | 0 | 0 | 0 | 0 | 0 | 0 | 0 | 0 | 0 | 0 | 0 | 0 | 0 | 0
2016-06-05 02:00 | 0 | 0 | 0 | 0 | 196940.7048 | 32221.0772 | 488695 | 0 | 0 | 0 | 0 | 2295047.0374 | 2261492.5495 | 0 | 0 | 0 | 0 | 0 | 0 | 0 | 0 | 0 | 0 | 0 | 0 | 0 | 0 | 0 | 0 | -259533.218 | 0 | 0 | 0 | 0 | 0 | 0 | 0 | 0 | 0 | 0 | 0 | 0 | 0 | 0 | 0 | 0
2016-06-05 03:00 | 0 | 0 | 0 | 0 | 201675.782 | 0 | 461209 | 0 | 0 | 0 | 0 | 2035513.8195 | 2261492.5495 | 0 | 0 | 0 | 0 | 0 | 0 | 0 | 0 | 0 | 0 | 0 | 0 | 0 | 0 | 0 | 0 | -259533.218 | 0 | 0 | 0 | 0 | 0 | 0 | 0 | 0 | 0 | 0 | 0 | 0 | 0 | 0 | 0 | 0
2016-06-05 04:00 | 0 | 0 | 0 | 0 | 172039.782 | 0 | 431573 | 0 | 0 | 0 | 0 | 1775980.6015 | 2261492.5495 | 0 | 0 | 0 | 0 | 0 | 0 | 0 | 0 | 0 | 0 | 0 | 0 | 0 | 0 | 0 | 0 | -259533.218 | 0 | 0 | 0 | 0 | 0 | 0 | 0 | 0 | 0 | 0 | 0 | 0 | 0 | 0 | 0 | 0
2016-06-05 05:00 | 0 | 0 | 0 | 0 | 147247.782 | 0 | 406781 | 0 | 0 | 0 | 0 | 1516447.3835 | 2261492.5495 | 0 | 0 | 0 | 0 | 0 | 0 | 0 | 0 | 0 | 0 | 0 | 0 | 0 | 0 | 0 | 0 | -259533.218 | 0 | 0 | 0 | 0 | 0 | 0 | 0 | 0 | 0 | 0 | 0 | 0 | 0 | 0 | 0 | 0
2016-06-05 06:00 | 0 | 0 | 0 | 0 | 126885.782 | 0 | 386419 | 0 | 0 | 0 | 0 | 1256914.1656 | 2261492.5495 | 0 | 0 | 0 | 0 | 0 | 0 | 0 | 0 | 0 | 0 | 0 | 0 | 0 | 0 | 0 | 0 | -259533.218 | 0 | 0 | 0 | 0 | 0 | 0 | 0 | 0 | 0 | 0 | 0 | 0 | 0 | 0 | 0 | 0
2016-06-05 07:00 | 0 | 0 | 0 | 0 | 110895.782 | 0 | 370429 | 0 | 0 | 0 | 0 | 997380.9476 | 2261492.5495 | 0 | 0 | 0 | 0 | 0 | 0 | 0 | 0 | 0 | 0 | 0 | 0 | 0 | 0 | 0 | 0 | -259533.218 | 0 | 0 | 0 | 0 | 0 | 0 | 0 | 0 | 0 | 0 | 0 | 0 | 0 | 0 | 0 | 0
2016-06-05 08:00 | 0 | 0 | 0 | 0 | 100718.782 | 0 | 360252 | 0 | 0 | 0 | 0 | 737847.7296 | 2261492.5495 | 0 | 0 | 0 | 0 | 0 | 0 | 0 | 0 | 0 | 0 | 0 | 0 | 0 | 0 | 0 | 0 | -259533.218 | 0 | 0 | 0 | 0 | 0 | 0 | 0 | 0 | 0 | 0 | 0 | 0 | 0 | 0 | 0 | 0
2016-06-05 09:00 | 0 | 0 | 0 | 0 | 95747.782 | 0 | 355281 | 0 | 0 | 0 | 0 | 478314.5117 | 2261492.5495 | 0 | 0 | 0 | 0 | 0 | 0 | 0 | 0 | 0 | 0 | 0 | 0 | 0 | 0 | 0 | 0 | -259533.218 | 0 | 0 | 0 | 0 | 0 | 0 | 0 | 0 | 0 | 0 | 0 | 0 | 0 | 0 | 0 | 0
2016-06-05 10:00 | 0 | 0 | 0 | 0 | 93421.782 | 0 | 352955 | 0 | 0 | 0 | 0 | 218781.2937 | 2261492.5495 | 0 | 0 | 0 | 0 | 0 | 0 | 0 | 0 | 0 | 0 | 0 | 0 | 0 | 0 | 0 | 0 | -259533.218 | 0 | 0 | 0 | 0 | 0 | 0 | 0 | 0 | 0 | 0 | 0 | 0 | 0 | 0 | 0 | 0
2016-06-05 11:00 | 0 | 0 | 0 | 0 | 178949.9868 | 13.8735 | 357290 | 0 | 0 | 0 | 0 | 40455.154 | 2261492.5495 | 0 | 0 | 0 | 0 | 0 | 0 | 0 | 0 | 0 | 0 | 0 | 0 | 0 | 0 | 0 | 0 | -178326.1397 | 0 | 0 | 0 | 0 | 0 | 0 | 0 | 0 | 0 | 0 | 0 | 0 | 0 | 0 | 0 | 0
2016-06-05 12:00 | 0 | 0 | 0 | 0 | 192782.4425 | 155150.8815 | 374022 | 0 | 0 | 0 | 0 | 0 | 2275859.0274 | 0 | 0 | 0 | 0 | 0 | 0 | 0 | 0 | 0 | 0 | 0 | 0 | 0 | 0 | 0 | 0 | -40455.154 | 14366.478 | 0 | 0 | 0 | 0 | 0 | 0 | 0 | 0 | 0 | 0 | 0 | 0 | 0 | 0 | 0
2016-06-05 13:00 | 0 | 0 | 0 | 0 | 0 | 549796.7982 | 397413 | 0 | 0 | 0 | 0 | 152383.7982 | 2275859.0274 | 0 | 0 | 0 | 0 | 0 | 0 | 0 | 0 | 0 | 0 | 0 | 0 | 0 | 0 | 0 | 0 | 152383.7982 | 0 | 0 | 0 | 0 | 0 | 0 | 0 | 0 | 0 | 0 | 0 | 0 | 0 | 0 | 0 | 0
2016-06-05 14:00 | 0 | 0 | 0 | 0 | 0 | 696184.6959 | 422285 | 0 | 0 | 0 | 0 | 411917.0162 | 2290225.5054 | 0 | 0 | 0 | 0 | 0 | 0 | 0 | 0 | 0 | 0 | 0 | 0 | 0 | 0 | 0 | 0 | 259533.218 | 14366.478 | 0 | 0 | 0 | 0 | 0 | 0 | 0 | 0 | 0 | 0 | 0 | 0 | 0 | 0 | 0
2016-06-05 15:00 | 0 | 0 | 0 | 0 | 0 | 719422.6959 | 445523 | 0 | 0 | 0 | 0 | 671450.2341 | 2304591.9834 | 0 | 0 | 0 | 0 | 0 | 0 | 0 | 0 | 0 | 0 | 0 | 0 | 0 | 0 | 0 | 0 | 259533.218 | 14366.478 | 0 | 0 | 0 | 0 | 0 | 0 | 0 | 0 | 0 | 0 | 0 | 0 | 0 | 0 | 0
2016-06-05 16:00 | 0 | 0 | 0 | 0 | 0 | 739943.6959 | 466044 | 0 | 0 | 0 | 0 | 930983.4521 | 2318958.4614 | 0 | 0 | 0 | 0 | 0 | 0 | 0 | 0 | 0 | 0 | 0 | 0 | 0 | 0 | 0 | 0 | 259533.218 | 14366.478 | 0 | 0 | 0 | 0 | 0 | 0 | 0 | 0 | 0 | 0 | 0 | 0 | 0 | 0 | 0
2016-06-05 17:00 | 0 | 0 | 0 | 0 | 0 | 757203.6959 | 483304 | 0 | 0 | 0 | 0 | 1190516.6701 | 2333324.9394 | 0 | 0 | 0 | 0 | 0 | 0 | 0 | 0 | 0 | 0 | 0 | 0 | 0 | 0 | 0 | 0 | 259533.218 | 14366.478 | 0 | 0 | 0 | 0 | 0 | 0 | 0 | 0 | 0 | 0 | 0 | 0 | 0 | 0 | 0
2016-06-05 18:00 | 0 | 0 | 0 | 0 | 0 | 771100.6959 | 497201 | 0 | 0 | 0 | 0 | 1450049.888 | 2347691.4173 | 0 | 0 | 0 | 0 | 0 | 0 | 0 | 0 | 0 | 0 | 0 | 0 | 0 | 0 | 0 | 0 | 259533.218 | 14366.478 | 0 | 0 | 0 | 0 | 0 | 0 | 0 | 0 | 0 | 0 | 0 | 0 | 0 | 0 | 0
2016-06-05 19:00 | 0 | 0 | 0 | 0 | 0 | 782889.6959 | 508990 | 0 | 0 | 0 | 0 | 1709583.106 | 2362057.8953 | 0 | 0 | 0 | 0 | 0 | 0 | 0 | 0 | 0 | 0 | 0 | 0 | 0 | 0 | 0 | 0 | 259533.218 | 14366.478 | 0 | 0 | 0 | 0 | 0 | 0 | 0 | 0 | 0 | 0 | 0 | 0 | 0 | 0 | 0
2016-06-05 20:00 | 0 | 0 | 0 | 0 | 0 | 792909.6959 | 519010 | 0 | 0 | 0 | 0 | 1969116.324 | 2376424.3733 | 0 | 0 | 0 | 0 | 0 | 0 | 0 | 0 | 0 | 0 | 0 | 0 | 0 | 0 | 0 | 0 | 259533.218 | 14366.478 | 0 | 0 | 0 | 0 | 0 | 0 | 0 | 0 | 0 | 0 | 0 | 0 | 0 | 0 | 0
2016-06-05 21:00 | 0 | 0 | 0 | 0 | 0 | 804966.7434 | 525768 | 0 | 0 | 0 | 0 | 2228649.5419 | 2390790.8513 | 0 | 0 | 0 | 0 | 0 | 0 | 5299.0475 | 0 | 0 | 0 | 0 | 0 | 0 | 0 | 0 | 0 | 259533.218 | 14366.478 | 0 | 0 | 0 | 0 | 0 | 0 | 0 | 0 | 5299.0475 | 0 | 0 | 0 | 0 | 0 | 0
2016-06-05 22:00 | 0 | 0 | 0 | 0 | 0 | 819104.9381 | 526990 | 0 | 0 | 0 | 0 | 2488182.7599 | 2405157.3293 | 0 | 0 | 0 | 0 | 0 | 0 | 23514.2896 | 0 | 0 | 0 | 0 | 0 | 0 | 0 | 0 | 0 | 259533.218 | 14366.478 | 0 | 0 | 0 | 0 | 0 | 0 | 0 | 0 | 18215.2421 | 0 | 0 | 0 | 0 | 0 | 0
2016-06-05 23:00 | 0 | 0 | 0 | 0 | 0 | 732868.4456 | 521930 | 0 | 0 | 0 | 0 | 2699121.2055 | 2405157.3293 | 0 | 0 | 0 | 0 | 0 | 0 | 23514.2896 | 0 | 0 | 0 | 0 | 0 | 0 | 0 | 0 | 0 | 210938.4456 | 0 | 0 | 0 | 0 | 0 | 0 | 0 | 0 | 0 | 0 | 0 | 0 | 0 | 0 | 0 | 0
2016-06-06 | 0 | 0 | 0 | 0 | 0 | 598411.707 | 513888 | 0 | 0 | 0 | 0 | 2783644.9124 | 2405157.3293 | 0 | 0 | 0 | 0 | 0 | 0 | 23514.2896 | 0 | 0 | 0 | 0 | 0 | 0 | 0 | 0 | 0 | 84523.707 | 0 | 0 | 0 | 0 | 0 | 0 | 0 | 0 | 0 | 0 | 0 | 0 | 0 | 0 | 0 | 0
2016-06-06 01:00 | 0 | 0 | 0 | 0 | 0 | 328844.6186 | 504098 | 0 | 0 | 0 | 0 | 2631905.8206 | 2405157.3293 | 0 | 0 | 0 | 0 | 0 | 0 | 0 | 0 | 0 | 0 | 0 | 0 | 0 | 0 | 0 | 0 | -151739.0918 | 0 | 0 | 0 | 0 | 0 | 0 | 0 | 0 | 0 | -23514.2896 | 0 | 0 | 0 | 0 | 0 | 0
2016-06-06 02:00 | 0 | 0 | 0 | 0 | 195097.9447 | 45346.3153 | 485611 | 0 | 0 | 0 | 0 | 2372372.6026 | 2419523.8073 | 0 | 0 | 0 | 0 | 0 | 0 | 0 | 0 | 0 | 0 | 0 | 0 | 0 | 0 | 0 | 0 | -259533.218 | 14366.478 | 0 | 0 | 0 | 0 | 0 | 0 | 0 | 0 | 0 | 0 | 0 | 0 | 0 | 0 | 0
2016-06-06 03:00 | 0 | 0 | 0 | 0 | 88155.8228 | 0.86451 | 456516 | 0 | 0 | 0 | 0 | 2112839.3847 | 2310697.7125 | 0 | 0 | 0 | 0 | 0 | 0 | 0 | 0 | 0 | 0 | 0 | 0 | 0 | 0 | 0 | 0 | -259533.218 | 0 | 108826.0947 | 0 | 0 | 0 | 0 | 0 | 0 | 0 | 0 | 0 | 0 | 0 | 0 | 0 | 0
2016-06-06 04:00 | 0 | 0 | 0 | 0 | 166706.782 | 0 | 426240 | 0 | 0 | 0 | 0 | 1853306.1667 | 2310697.7125 | 0 | 0 | 0 | 0 | 0 | 0 | 0 | 0 | 0 | 0 | 0 | 0 | 0 | 0 | 0 | 0 | -259533.218 | 0 | 0 | 0 | 0 | 0 | 0 | 0 | 0 | 0 | 0 | 0 | 0 | 0 | 0 | 0 | 0
2016-06-06 05:00 | 0 | 0 | 0 | 0 | 143654.782 | 0 | 403188 | 0 | 0 | 0 | 0 | 1593772.9487 | 2310697.7125 | 0 | 0 | 0 | 0 | 0 | 0 | 0 | 0 | 0 | 0 | 0 | 0 | 0 | 0 | 0 | 0 | -259533.218 | 0 | 0 | 0 | 0 | 0 | 0 | 0 | 0 | 0 | 0 | 0 | 0 | 0 | 0 | 0 | 0
2016-06-06 06:00 | 0 | 0 | 0 | 0 | 124850.782 | 0 | 384384 | 0 | 0 | 0 | 0 | 1334239.7308 | 2310697.7125 | 0 | 0 | 0 | 0 | 0 | 0 | 0 | 0 | 0 | 0 | 0 | 0 | 0 | 0 | 0 | 0 | -259533.218 | 0 | 0 | 0 | 0 | 0 | 0 | 0 | 0 | 0 | 0 | 0 | 0 | 0 | 0 | 0 | 0
2016-06-06 07:00 | 0 | 0 | 0 | 0 | 111061.782 | 0 | 370595 | 0 | 0 | 0 | 0 | 1074706.5128 | 2310697.7125 | 0 | 0 | 0 | 0 | 0 | 0 | 0 | 0 | 0 | 0 | 0 | 0 | 0 | 0 | 0 | 0 | -259533.218 | 0 | 0 | 0 | 0 | 0 | 0 | 0 | 0 | 0 | 0 | 0 | 0 | 0 | 0 | 0 | 0
2016-06-06 08:00 | 0 | 0 | 0 | 0 | 106481.782 | 0 | 366015 | 0 | 0 | 0 | 0 | 815173.2948 | 2310697.7125 | 0 | 0 | 0 | 0 | 0 | 0 | 0 | 0 | 0 | 0 | 0 | 0 | 0 | 0 | 0 | 0 | -259533.218 | 0 | 0 | 0 | 0 | 0 | 0 | 0 | 0 | 0 | 0 | 0 | 0 | 0 | 0 | 0 | 0
2016-06-06 09:00 | 0 | 0 | 0 | 0 | 111891.782 | 0 | 371425 | 0 | 0 | 0 | 0 | 555640.0769 | 2310697.7125 | 0 | 0 | 0 | 0 | 0 | 0 | 0 | 0 | 0 | 0 | 0 | 0 | 0 | 0 | 0 | 0 | -259533.218 | 0 | 0 | 0 | 0 | 0 | 0 | 0 | 0 | 0 | 0 | 0 | 0 | 0 | 0 | 0 | 0
2016-06-06 10:00 | 0 | 0 | 0 | 0 | 486128.3112 | 0 | 387935 | 0 | 0 | 0 | 0 | 653833.3881 | 2310697.7125 | 0 | 0 | 0 | 0 | 0 | 0 | 0 | 0 | 0 | 0 | 0 | 0 | 0 | 0 | 0 | 0 | 98193.3112 | 0 | 0 | 0 | 0 | 0 | 0 | 0 | 0 | 0 | 0 | 0 | 0 | 0 | 0 | 0 | 0
2016-06-06 11:00 | 0 | 0 | 0 | 0 | 152115.1509 | 12.6311 | 411661 | 0 | 0 | 0 | 0 | 394300.1701 | 2310697.7125 | 0 | 0 | 0 | 0 | 0 | 0 | 0 | 0 | 0 | 0 | 0 | 0 | 0 | 0 | 0 | 0 | -259533.218 | 0 | 0 | 0 | 0 | 0 | 0 | 0 | 0 | 0 | 0 | 0 | 0 | 0 | 0 | 0 | 0
2016-06-06 12:00 | 0 | 0 | 0 | 0 | 40513.5092 | 135115.2728 | 435162 | 0 | 0 | 0 | 0 | 134766.9522 | 2310697.7125 | 0 | 0 | 0 | 0 | 0 | 0 | 0 | 0 | 0 | 0 | 0 | 0 | 0 | 0 | 0 | 0 | -259533.218 | 0 | 0 | 0 | 0 | 0 | 0 | 0 | 0 | 0 | 0 | 0 | 0 | 0 | 0 | 0 | 0
2016-06-06 13:00 | 0 | 0 | 0 | 0 | 0 | 494498.6452 | 461328 | 0 | 0 | 0 | 0 | 167937.5973 | 2310697.7125 | 0 | 0 | 0 | 0 | 0 | 0 | 0 | 0 | 0 | 0 | 0 | 0 | 0 | 0 | 0 | 0 | 33170.6452 | 0 | 0 | 0 | 0 | 0 | 0 | 0 | 0 | 0 | 0 | 0 | 0 | 0 | 0 | 0 | 0
2016-06-06 14:00 | 0 | 0 | 0 | 0 | 38087.0184 | 706726.1996 | 485280 | 0 | 0 | 0 | 0 | 427470.8153 | 2310697.7125 | 0 | 0 | 0 | 0 | 0 | 0 | 0 | 0 | 0 | 0 | 0 | 0 | 0 | 0 | 0 | 0 | 259533.218 | 0 | 0 | 0 | 0 | 0 | 0 | 0 | 0 | 0 | 0 | 0 | 0 | 0 | 0 | 0 | 0
2016-06-06 15:00 | 0 | 0 | 0 | 0 | 0 | 782986.6959 | 509087 | 0 | 0 | 0 | 0 | 687004.0333 | 2325064.1905 | 0 | 0 | 0 | 0 | 0 | 0 | 0 | 0 | 0 | 0 | 0 | 0 | 0 | 0 | 0 | 0 | 259533.218 | 14366.478 | 0 | 0 | 0 | 0 | 0 | 0 | 0 | 0 | 0 | 0 | 0 | 0 | 0 | 0 | 0
2016-06-06 16:00 | 0 | 0 | 0 | 0 | 0 | 801103.6959 | 527204 | 0 | 0 | 0 | 0 | 946537.2512 | 2339430.6685 | 0 | 0 | 0 | 0 | 0 | 0 | 0 | 0 | 0 | 0 | 0 | 0 | 0 | 0 | 0 | 0 | 259533.218 | 14366.478 | 0 | 0 | 0 | 0 | 0 | 0 | 0 | 0 | 0 | 0 | 0 | 0 | 0 | 0 | 0
2016-06-06 17:00 | 0 | 0 | 0 | 0 | 0 | 830850.955 | 545385 | 0 | 0 | 0 | 0 | 1206070.4692 | 2353797.1465 | 0 | 0 | 0 | 0 | 0 | 0 | 11566.2591 | 0 | 0 | 0 | 0 | 0 | 0 | 0 | 0 | 0 | 259533.218 | 14366.478 | 0 | 0 | 0 | 0 | 0 | 0 | 0 | 0 | 11566.2591 | 0 | 0 | 0 | 0 | 0 | 0
2016-06-06 18:00 | 0 | 0 | 0 | 0 | 0 | 846146.7265 | 560299 | 0 | 0 | 0 | 0 | 1465603.6872 | 2368163.6245 | 0 | 0 | 0 | 0 | 0 | 0 | 23514.2896 | 0 | 0 | 0 | 0 | 0 | 0 | 0 | 0 | 0 | 259533.218 | 14366.478 | 0 | 0 | 0 | 0 | 0 | 0 | 0 | 0 | 11948.0305 | 0 | 0 | 0 | 0 | 0 | 0
2016-06-06 19:00 | 0 | 0 | 0 | 0 | 0 | 826691.9779 | 570244 | 0 | 0 | 0 | 0 | 1725136.9051 | 2382530.1024 | 0 | 0 | 0 | 0 | 0 | 0 | 6062.5716 | 0 | 0 | 0 | 0 | 0 | 0 | 0 | 0 | 0 | 259533.218 | 14366.478 | 0 | 0 | 0 | 0 | 0 | 0 | 0 | 0 | -17451.718 | 0 | 0 | 0 | 0 | 0 | 0
2016-06-06 20:00 | 0 | 0 | 0 | 0 | 0 | 807151.7311 | 578371 | 0 | 0 | 0 | 0 | 1936465.9182 | 2382530.1024 | 0 | 0 | 0 | 0 | 0 | 0 | 23514.2896 | 0 | 0 | 0 | 0 | 0 | 0 | 0 | 0 | 0 | 211329.0131 | 0 | 0 | 0 | 0 | 0 | 0 | 0 | 0 | 0 | 17451.718 | 0 | 0 | 0 | 0 | 0 | 0
2016-06-06 21:00 | 0 | 0 | 0 | 0 | 0 | 777908.9312 | 581232 | 0 | 0 | 0 | 0 | 2156657.139 | 2382530.1024 | 0 | 0 | 0 | 0 | 0 | 0 | 0 | 0 | 0 | 0 | 0 | 0 | 0 | 0 | 0 | 0 | 220191.2208 | 0 | 0 | 0 | 0 | 0 | 0 | 0 | 0 | 0 | -23514.2896 | 0 | 0 | 0 | 0 | 0 | 0
2016-06-06 22:00 | 0 | 0 | 0 | 0 | 0 | 741334.5882 | 579340 | 0 | 0 | 0 | 0 | 2318651.7272 | 2382530.1024 | 0 | 0 | 0 | 0 | 0 | 0 | 0 | 0 | 0 | 0 | 0 | 0 | 0 | 0 | 0 | 0 | 161994.5882 | 0 | 0 | 0 | 0 | 0 | 0 | 0 | 0 | 0 | 0 | 0 | 0 | 0 | 0 | 0 | 0
2016-06-06 23:00 | 0 | 0 | 0 | 0 | 0 | 663322.8988 | 568858 | 0 | 0 | 0 | 0 | 2413116.6259 | 2382530.1024 | 0 | 0 | 0 | 0 | 0 | 0 | 0 | 0 | 0 | 0 | 0 | 0 | 0 | 0 | 0 | 0 | 94464.8988 | 0 | 0 | 0 | 0 | 0 | 0 | 0 | 0 | 0 | 0 | 0 | 0 | 0 | 0 | 0 | 0
2016-06-07 | 0 | 0 | 0 | 0 | 0 | 540492.2903 | 558041 | 0 | 0 | 0 | 0 | 2395567.9162 | 2382530.1024 | 0 | 0 | 0 | 0 | 0 | 0 | 0 | 0 | 0 | 0 | 0 | 0 | 0 | 0 | 0 | 0 | -17548.7097 | 0 | 0 | 0 | 0 | 0 | 0 | 0 | 0 | 0 | 0 | 0 | 0 | 0 | 0 | 0 | 0
2016-06-07 01:00 | 0 | 0 | 0 | 0 | 0 | 316274.2743 | 544630 | 0 | 0 | 0 | 0 | 2167212.1905 | 2382530.1024 | 0 | 0 | 0 | 0 | 0 | 0 | 0 | 0 | 0 | 0 | 0 | 0 | 0 | 0 | 0 | 0 | -228355.7257 | 0 | 0 | 0 | 0 | 0 | 0 | 0 | 0 | 0 | 0 | 0 | 0 | 0 | 0 | 0 | 0
2016-06-07 02:00 | 0 | 0 | 0 | 0 | 231699.0887 | 40673.1713 | 517539 | 0 | 0 | 0 | 0 | 1907678.9725 | 2396896.5804 | 0 | 0 | 0 | 0 | 0 | 0 | 0 | 0 | 0 | 0 | 0 | 0 | 0 | 0 | 0 | 0 | -259533.218 | 14366.478 | 0 | 0 | 0 | 0 | 0 | 0 | 0 | 0 | 0 | 0 | 0 | 0 | 0 | 0 | 0
2016-06-07 03:00 | 0 | 0 | 0 | 0 | 114855.0061 | 0.68125 | 483215 | 0 | 0 | 0 | 0 | 1648145.7546 | 2288070.4857 | 0 | 0 | 0 | 0 | 0 | 0 | 0 | 0 | 0 | 0 | 0 | 0 | 0 | 0 | 0 | 0 | -259533.218 | 0 | 108826.0947 | 0 | 0 | 0 | 0 | 0 | 0 | 0 | 0 | 0 | 0 | 0 | 0 | 0 | 0
2016-06-07 04:00 | 0 | 0 | 0 | 0 | 188509.782 | 0 | 448043 | 0 | 0 | 0 | 0 | 1388612.5366 | 2288070.4857 | 0 | 0 | 0 | 0 | 0 | 0 | 0 | 0 | 0 | 0 | 0 | 0 | 0 | 0 | 0 | 0 | -259533.218 | 0 | 0 | 0 | 0 | 0 | 0 | 0 | 0 | 0 | 0 | 0 | 0 | 0 | 0 | 0 | 0
2016-06-07 05:00 | 0 | 0 | 0 | 0 | 491698.0863 | 0 | 419365 | 0 | 0 | 0 | 0 | 1460945.6229 | 2288070.4857 | 0 | 0 | 0 | 0 | 0 | 0 | 0 | 0 | 0 | 0 | 0 | 0 | 0 | 0 | 0 | 0 | 72333.0863 | 0 | 0 | 0 | 0 | 0 | 0 | 0 | 0 | 0 | 0 | 0 | 0 | 0 | 0 | 0 | 0
2016-06-07 06:00 | 0 | 0 | 0 | 0 | 137774.782 | 0 | 397308 | 0 | 0 | 0 | 0 | 1201412.405 | 2288070.4857 | 0 | 0 | 0 | 0 | 0 | 0 | 0 | 0 | 0 | 0 | 0 | 0 | 0 | 0 | 0 | 0 | -259533.218 | 0 | 0 | 0 | 0 | 0 | 0 | 0 | 0 | 0 | 0 | 0 | 0 | 0 | 0 | 0 | 0
2016-06-07 07:00 | 0 | 0 | 0 | 0 | 122284.782 | 0 | 381818 | 0 | 0 | 0 | 0 | 941879.187 | 2288070.4857 | 0 | 0 | 0 | 0 | 0 | 0 | 0 | 0 | 0 | 0 | 0 | 0 | 0 | 0 | 0 | 0 | -259533.218 | 0 | 0 | 0 | 0 | 0 | 0 | 0 | 0 | 0 | 0 | 0 | 0 | 0 | 0 | 0 | 0
2016-06-07 08:00 | 0 | 0 | 0 | 0 | 115690.782 | 0 | 375224 | 0 | 0 | 0 | 0 | 682345.969 | 2288070.4857 | 0 | 0 | 0 | 0 | 0 | 0 | 0 | 0 | 0 | 0 | 0 | 0 | 0 | 0 | 0 | 0 | -259533.218 | 0 | 0 | 0 | 0 | 0 | 0 | 0 | 0 | 0 | 0 | 0 | 0 | 0 | 0 | 0 | 0
2016-06-07 09:00 | 0 | 0 | 0 | 0 | 331514.6116 | 0 | 379918 | 0 | 0 | 0 | 0 | 633942.5806 | 2288070.4857 | 0 | 0 | 0 | 0 | 0 | 0 | 0 | 0 | 0 | 0 | 0 | 0 | 0 | 0 | 0 | 0 | -48403.3884 | 0 | 0 | 0 | 0 | 0 | 0 | 0 | 0 | 0 | 0 | 0 | 0 | 0 | 0 | 0 | 0
2016-06-07 10:00 | 0 | 0 | 0 | 0 | 315889.0978 | 0 | 394415 | 0 | 0 | 0 | 0 | 555416.6785 | 2288070.4857 | 0 | 0 | 0 | 0 | 0 | 0 | 0 | 0 | 0 | 0 | 0 | 0 | 0 | 0 | 0 | 0 | -78525.9022 | 0 | 0 | 0 | 0 | 0 | 0 | 0 | 0 | 0 | 0 | 0 | 0 | 0 | 0 | 0 | 0
2016-06-07 11:00 | 0 | 0 | 0 | 0 | 252019.9128 | 5.9325 | 414034 | 0 | 0 | 0 | 0 | 379042.0457 | 2302436.9637 | 0 | 0 | 0 | 0 | 0 | 0 | 0 | 0 | 0 | 0 | 0 | 0 | 0 | 0 | 0 | 0 | -176374.6327 | 14366.478 | 0 | 0 | 0 | 0 | 0 | 0 | 0 | 0 | 0 | 0 | 0 | 0 | 0 | 0 | 0
2016-06-07 12:00 | 0 | 0 | 0 | 0 | 121279.0957 | 116444.3883 | 436079 | 0 | 0 | 0 | 0 | 180686.5298 | 2302436.9637 | 0 | 0 | 0 | 0 | 0 | 0 | 0 | 0 | 0 | 0 | 0 | 0 | 0 | 0 | 0 | 0 | -198355.5159 | 0 | 0 | 0 | 0 | 0 | 0 | 0 | 0 | 0 | 0 | 0 | 0 | 0 | 0 | 0 | 0
2016-06-07 13:00 | 0 | 0 | 0 | 0 | 0 | 477908.266 | 460021 | 0 | 0 | 0 | 0 | 198573.7958 | 2302436.9637 | 0 | 0 | 0 | 0 | 0 | 0 | 0 | 0 | 0 | 0 | 0 | 0 | 0 | 0 | 0 | 0 | 17887.266 | 0 | 0 | 0 | 0 | 0 | 0 | 0 | 0 | 0 | 0 | 0 | 0 | 0 | 0 | 0 | 0
2016-06-07 14:00 | 0 | 0 | 0 | 0 | 62012.9535 | 682862.2645 | 485342 | 0 | 0 | 0 | 0 | 458107.0138 | 2302436.9637 | 0 | 0 | 0 | 0 | 0 | 0 | 0 | 0 | 0 | 0 | 0 | 0 | 0 | 0 | 0 | 0 | 259533.218 | 0 | 0 | 0 | 0 | 0 | 0 | 0 | 0 | 0 | 0 | 0 | 0 | 0 | 0 | 0 | 0
2016-06-07 15:00 | 0 | 0 | 0 | 0 | 0 | 782741.6959 | 508842 | 0 | 0 | 0 | 0 | 717640.2317 | 2316803.4417 | 0 | 0 | 0 | 0 | 0 | 0 | 0 | 0 | 0 | 0 | 0 | 0 | 0 | 0 | 0 | 0 | 259533.218 | 14366.478 | 0 | 0 | 0 | 0 | 0 | 0 | 0 | 0 | 0 | 0 | 0 | 0 | 0 | 0 | 0
2016-06-07 16:00 | 0 | 0 | 0 | 0 | 0 | 802499.6959 | 528600 | 0 | 0 | 0 | 0 | 977173.4497 | 2331169.9196 | 0 | 0 | 0 | 0 | 0 | 0 | 0 | 0 | 0 | 0 | 0 | 0 | 0 | 0 | 0 | 0 | 259533.218 | 14366.478 | 0 | 0 | 0 | 0 | 0 | 0 | 0 | 0 | 0 | 0 | 0 | 0 | 0 | 0 | 0
2016-06-07 17:00 | 0 | 0 | 0 | 0 | 0 | 840815.9398 | 546244 | 0 | 0 | 0 | 0 | 1236706.6677 | 2345536.3976 | 0 | 0 | 0 | 0 | 0 | 0 | 20672.2438 | 0 | 0 | 0 | 0 | 0 | 0 | 0 | 0 | 0 | 259533.218 | 14366.478 | 0 | 0 | 0 | 0 | 0 | 0 | 0 | 0 | 20672.2438 | 0 | 0 | 0 | 0 | 0 | 0
2016-06-07 18:00 | 0 | 0 | 0 | 0 | 0 | 836262.7417 | 559521 | 0 | 0 | 0 | 0 | 1496239.8856 | 2359902.8756 | 0 | 0 | 0 | 0 | 0 | 0 | 23514.2896 | 0 | 0 | 0 | 0 | 0 | 0 | 0 | 0 | 0 | 259533.218 | 14366.478 | 0 | 0 | 0 | 0 | 0 | 0 | 0 | 0 | 2842.0458 | 0 | 0 | 0 | 0 | 0 | 0
2016-06-07 19:00 | 0 | 0 | 0 | 0 | 0 | 819452.1357 | 569433 | 0 | 0 | 0 | 0 | 1755773.1036 | 2359902.8756 | 0 | 0 | 0 | 0 | 0 | 0 | 14000.2074 | 0 | 0 | 0 | 0 | 0 | 0 | 0 | 0 | 0 | 259533.218 | 0 | 0 | 0 | 0 | 0 | 0 | 0 | 0 | 0 | -9514.0822 | 0 | 0 | 0 | 0 | 0 | 0
2016-06-07 20:00 | 0 | 0 | 0 | 0 | 0 | 802761.1817 | 575757 | 0 | 0 | 0 | 0 | 2015306.3216 | 2341374.0467 | 0 | 0 | 0 | 0 | 0 | 0 | 0 | 0 | 0 | 0 | 0 | 0 | 0 | 0 | 0 | 0 | 259533.218 | 14366.478 | 32895.3069 | 0 | 0 | 0 | 0 | 0 | 0 | 0 | -14000.2074 | 0 | 0 | 0 | 0 | 0 | 0
2016-06-07 21:00 | 0 | 0 | 0 | 0 | 0 | 780973.5744 | 579190 | 0 | 0 | 0 | 0 | 2202723.418 | 2355740.5247 | 0 | 0 | 0 | 0 | 0 | 0 | 0 | 0 | 0 | 0 | 0 | 0 | 0 | 0 | 0 | 0 | 187417.0964 | 14366.478 | 0 | 0 | 0 | 0 | 0 | 0 | 0 | 0 | 0 | 0 | 0 | 0 | 0 | 0 | 0
2016-06-07 22:00 | 0 | 0 | 0 | 0 | 0 | 745815.1923 | 575363 | 0 | 0 | 0 | 0 | 2373175.6103 | 2355740.5247 | 0 | 0 | 0 | 0 | 0 | 0 | 0 | 0 | 0 | 0 | 0 | 0 | 0 | 0 | 0 | 0 | 170452.1923 | 0 | 0 | 0 | 0 | 0 | 0 | 0 | 0 | 0 | 0 | 0 | 0 | 0 | 0 | 0 | 0
2016-06-07 23:00 | 0 | 0 | 0 | 0 | 71050.0904 | 658939.927 | 564201 | 0 | 0 | 0 | 0 | 2538964.6277 | 2355740.5247 | 0 | 0 | 0 | 0 | 0 | 0 | 0 | 0 | 0 | 0 | 0 | 0 | 0 | 0 | 0 | 0 | 165789.0174 | 0 | 0 | 0 | 0 | 0 | 0 | 0 | 0 | 0 | 0 | 0 | 0 | 0 | 0 | 0 | 0
2016-06-08 | 0 | 0 | 0 | 0 | 0 | 522939.9202 | 548515 | 0 | 0 | 0 | 0 | 2513389.5479 | 2355740.5247 | 0 | 0 | 0 | 0 | 0 | 0 | 0 | 0 | 0 | 0 | 0 | 0 | 0 | 0 | 0 | 0 | -25575.0798 | 0 | 0 | 0 | 0 | 0 | 0 | 0 | 0 | 0 | 0 | 0 | 0 | 0 | 0 | 0 | 0
2016-06-08 01:00 | 0 | 0 | 0 | 0 | 0 | 290064.5004 | 533334 | 0 | 0 | 0 | 0 | 2270120.0483 | 2355740.5247 | 0 | 0 | 0 | 0 | 0 | 0 | 0 | 0 | 0 | 0 | 0 | 0 | 0 | 0 | 0 | 0 | -243269.4996 | 0 | 0 | 0 | 0 | 0 | 0 | 0 | 0 | 0 | 0 | 0 | 0 | 0 | 0 | 0 | 0
2016-06-08 02:00 | 0 | 0 | 0 | 0 | 221708.6505 | 39994.6095 | 506870 | 0 | 0 | 0 | 0 | 2010586.8303 | 2370107.0027 | 0 | 0 | 0 | 0 | 0 | 0 | 0 | 0 | 0 | 0 | 0 | 0 | 0 | 0 | 0 | 0 | -259533.218 | 14366.478 | 0 | 0 | 0 | 0 | 0 | 0 | 0 | 0 | 0 | 0 | 0 | 0 | 0 | 0 | 0
2016-06-08 03:00 | 0 | 0 | 0 | 0 | 211442.7838 | 1.9982 | 470978 | 0 | 0 | 0 | 0 | 1751053.6124 | 2370107.0027 | 0 | 0 | 0 | 0 | 0 | 0 | 0 | 0 | 0 | 0 | 0 | 0 | 0 | 0 | 0 | 0 | -259533.218 | 0 | 0 | 0 | 0 | 0 | 0 | 0 | 0 | 0 | 0 | 0 | 0 | 0 | 0 | 0 | 0
2016-06-08 04:00 | 0 | 0 | 0 | 0 | 178031.782 | 0 | 437565 | 0 | 0 | 0 | 0 | 1491520.3944 | 2370107.0027 | 0 | 0 | 0 | 0 | 0 | 0 | 0 | 0 | 0 | 0 | 0 | 0 | 0 | 0 | 0 | 0 | -259533.218 | 0 | 0 | 0 | 0 | 0 | 0 | 0 | 0 | 0 | 0 | 0 | 0 | 0 | 0 | 0 | 0
2016-06-08 05:00 | 0 | 0 | 0 | 0 | 149316.782 | 0 | 408850 | 0 | 0 | 0 | 0 | 1231987.1764 | 2370107.0027 | 0 | 0 | 0 | 0 | 0 | 0 | 0 | 0 | 0 | 0 | 0 | 0 | 0 | 0 | 0 | 0 | -259533.218 | 0 | 0 | 0 | 0 | 0 | 0 | 0 | 0 | 0 | 0 | 0 | 0 | 0 | 0 | 0 | 0
2016-06-08 06:00 | 0 | 0 | 0 | 0 | 468393.7616 | 0 | 386228 | 0 | 0 | 0 | 0 | 1314152.938 | 2370107.0027 | 0 | 0 | 0 | 0 | 0 | 0 | 0 | 0 | 0 | 0 | 0 | 0 | 0 | 0 | 0 | 0 | 82165.7616 | 0 | 0 | 0 | 0 | 0 | 0 | 0 | 0 | 0 | 0 | 0 | 0 | 0 | 0 | 0 | 0
2016-06-08 07:00 | 0 | 0 | 0 | 0 | 111952.782 | 0 | 371486 | 0 | 0 | 0 | 0 | 1054619.72 | 2370107.0027 | 0 | 0 | 0 | 0 | 0 | 0 | 0 | 0 | 0 | 0 | 0 | 0 | 0 | 0 | 0 | 0 | -259533.218 | 0 | 0 | 0 | 0 | 0 | 0 | 0 | 0 | 0 | 0 | 0 | 0 | 0 | 0 | 0 | 0
2016-06-08 08:00 | 0 | 0 | 0 | 0 | 105181.782 | 0 | 364715 | 0 | 0 | 0 | 0 | 795086.5021 | 2370107.0027 | 0 | 0 | 0 | 0 | 0 | 0 | 0 | 0 | 0 | 0 | 0 | 0 | 0 | 0 | 0 | 0 | -259533.218 | 0 | 0 | 0 | 0 | 0 | 0 | 0 | 0 | 0 | 0 | 0 | 0 | 0 | 0 | 0 | 0
2016-06-08 09:00 | 0 | 0 | 0 | 0 | 110938.782 | 0 | 370472 | 0 | 0 | 0 | 0 | 535553.2841 | 2370107.0027 | 0 | 0 | 0 | 0 | 0 | 0 | 0 | 0 | 0 | 0 | 0 | 0 | 0 | 0 | 0 | 0 | -259533.218 | 0 | 0 | 0 | 0 | 0 | 0 | 0 | 0 | 0 | 0 | 0 | 0 | 0 | 0 | 0 | 0
2016-06-08 10:00 | 0 | 0 | 0 | 0 | 122871.782 | 0 | 382405 | 0 | 0 | 0 | 0 | 276020.0661 | 2370107.0027 | 0 | 0 | 0 | 0 | 0 | 0 | 0 | 0 | 0 | 0 | 0 | 0 | 0 | 0 | 0 | 0 | -259533.218 | 0 | 0 | 0 | 0 | 0 | 0 | 0 | 0 | 0 | 0 | 0 | 0 | 0 | 0 | 0 | 0
2016-06-08 11:00 | 0 | 0 | 0 | 0 | 383940.6895 | 4.4623 | 400432 | 0 | 0 | 0 | 0 | 259533.218 | 2370107.0027 | 0 | 0 | 0 | 0 | 0 | 0 | 0 | 0 | 0 | 0 | 0 | 0 | 0 | 0 | 0 | 0 | -16486.8482 | 0 | 0 | 0 | 0 | 0 | 0 | 0 | 0 | 0 | 0 | 0 | 0 | 0 | 0 | 0 | 0
2016-06-08 12:00 | 0 | 0 | 0 | 0 | 39512.8109 | 121418.9711 | 420465 | 0 | 0 | 0 | 0 | 0 | 2370107.0027 | 0 | 0 | 0 | 0 | 0 | 0 | 0 | 0 | 0 | 0 | 0 | 0 | 0 | 0 | 0 | 0 | -259533.218 | 0 | 0 | 0 | 0 | 0 | 0 | 0 | 0 | 0 | 0 | 0 | 0 | 0 | 0 | 0 | 0
2016-06-08 13:00 | 0 | 0 | 0 | 0 | 175146.7174 | 457134.4279 | 442199 | 0 | 0 | 0 | 0 | 190082.1453 | 2370107.0027 | 0 | 0 | 0 | 0 | 0 | 0 | 0 | 0 | 0 | 0 | 0 | 0 | 0 | 0 | 0 | 0 | 190082.1453 | 0 | 0 | 0 | 0 | 0 | 0 | 0 | 0 | 0 | 0 | 0 | 0 | 0 | 0 | 0 | 0
2016-06-08 14:00 | 0 | 0 | 0 | 0 | 72287.2038 | 652492.0142 | 465246 | 0 | 0 | 0 | 0 | 449615.3633 | 2370107.0027 | 0 | 0 | 0 | 0 | 0 | 0 | 0 | 0 | 0 | 0 | 0 | 0 | 0 | 0 | 0 | 0 | 259533.218 | 0 | 0 | 0 | 0 | 0 | 0 | 0 | 0 | 0 | 0 | 0 | 0 | 0 | 0 | 0 | 0
2016-06-08 15:00 | 0 | 0 | 0 | 0 | 15328.4335 | 744588.2624 | 486017 | 0 | 0 | 0 | 0 | 709148.5812 | 2384473.4807 | 0 | 0 | 0 | 0 | 0 | 0 | 0 | 0 | 0 | 0 | 0 | 0 | 0 | 0 | 0 | 0 | 259533.218 | 14366.478 | 0 | 0 | 0 | 0 | 0 | 0 | 0 | 0 | 0 | 0 | 0 | 0 | 0 | 0 | 0
2016-06-08 16:00 | 0 | 0 | 0 | 0 | 0 | 786047.1694 | 502863 | 0 | 0 | 0 | 0 | 968681.7992 | 2398839.9586 | 0 | 0 | 0 | 0 | 0 | 0 | 9284.4734 | 0 | 0 | 0 | 0 | 0 | 0 | 0 | 0 | 0 | 259533.218 | 14366.478 | 0 | 0 | 0 | 0 | 0 | 0 | 0 | 0 | 9284.4734 | 0 | 0 | 0 | 0 | 0 | 0
2016-06-08 17:00 | 0 | 0 | 0 | 0 | 0 | 807238.5121 | 519109 | 0 | 0 | 0 | 0 | 1228215.0172 | 2413206.4366 | 0 | 0 | 0 | 0 | 0 | 0 | 23514.2896 | 0 | 0 | 0 | 0 | 0 | 0 | 0 | 0 | 0 | 259533.218 | 14366.478 | 0 | 0 | 0 | 0 | 0 | 0 | 0 | 0 | 14229.8162 | 0 | 0 | 0 | 0 | 0 | 0
2016-06-08 18:00 | 0 | 0 | 0 | 0 | 0 | 804816.3689 | 532051 | 0 | 0 | 0 | 0 | 1487748.2351 | 2427572.9146 | 0 | 0 | 0 | 0 | 0 | 0 | 22379.9626 | 0 | 0 | 0 | 0 | 0 | 0 | 0 | 0 | 0 | 259533.218 | 14366.478 | 0 | 0 | 0 | 0 | 0 | 0 | 0 | 0 | -1134.327 | 0 | 0 | 0 | 0 | 0 | 0
2016-06-08 19:00 | 0 | 0 | 0 | 0 | 0 | 793283.9649 | 543040 | 0 | 0 | 0 | 0 | 1747281.4531 | 2427572.9146 | 0 | 0 | 0 | 0 | 0 | 0 | 13090.7095 | 0 | 0 | 0 | 0 | 0 | 0 | 0 | 0 | 0 | 259533.218 | 0 | 0 | 0 | 0 | 0 | 0 | 0 | 0 | 0 | -9289.2531 | 0 | 0 | 0 | 0 | 0 | 0
2016-06-08 20:00 | 0 | 0 | 0 | 0 | 0 | 782752.7383 | 551323 | 0 | 0 | 0 | 0 | 1991801.9009 | 2427572.9146 | 0 | 0 | 0 | 0 | 0 | 0 | 0 | 0 | 0 | 0 | 0 | 0 | 0 | 0 | 0 | 0 | 244520.4478 | 0 | 0 | 0 | 0 | 0 | 0 | 0 | 0 | 0 | -13090.7095 | 0 | 0 | 0 | 0 | 0 | 0
2016-06-08 21:00 | 0 | 0 | 0 | 0 | 0 | 762349.5928 | 555836 | 0 | 0 | 0 | 0 | 2198315.4936 | 2427572.9146 | 0 | 0 | 0 | 0 | 0 | 0 | 0 | 0 | 0 | 0 | 0 | 0 | 0 | 0 | 0 | 0 | 206513.5928 | 0 | 0 | 0 | 0 | 0 | 0 | 0 | 0 | 0 | 0 | 0 | 0 | 0 | 0 | 0 | 0
2016-06-08 22:00 | 0 | 0 | 0 | 0 | 0 | 724580.697 | 553751 | 0 | 0 | 0 | 0 | 2369145.1906 | 2427572.9146 | 0 | 0 | 0 | 0 | 0 | 0 | 0 | 0 | 0 | 0 | 0 | 0 | 0 | 0 | 0 | 0 | 170829.697 | 0 | 0 | 0 | 0 | 0 | 0 | 0 | 0 | 0 | 0 | 0 | 0 | 0 | 0 | 0 | 0
2016-06-08 23:00 | 0 | 0 | 0 | 0 | 0 | 641348.6562 | 543784 | 0 | 0 | 0 | 0 | 2466709.8468 | 2427572.9146 | 0 | 0 | 0 | 0 | 0 | 0 | 0 | 0 | 0 | 0 | 0 | 0 | 0 | 0 | 0 | 0 | 97564.6562 | 0 | 0 | 0 | 0 | 0 | 0 | 0 | 0 | 0 | 0 | 0 | 0 | 0 | 0 | 0 | 0
2016-06-09 | 0 | 0 | 0 | 0 | 0 | 504372.6441 | 530422 | 0 | 0 | 0 | 0 | 2440660.4908 | 2427572.9146 | 0 | 0 | 0 | 0 | 0 | 0 | 0 | 0 | 0 | 0 | 0 | 0 | 0 | 0 | 0 | 0 | -26049.3559 | 0 | 0 | 0 | 0 | 0 | 0 | 0 | 0 | 0 | 0 | 0 | 0 | 0 | 0 | 0 | 0
2016-06-09 01:00 | 0 | 0 | 0 | 0 | 0 | 274903.0819 | 517442 | 0 | 0 | 0 | 0 | 2198121.5728 | 2427572.9146 | 0 | 0 | 0 | 0 | 0 | 0 | 0 | 0 | 0 | 0 | 0 | 0 | 0 | 0 | 0 | 0 | -242538.9181 | 0 | 0 | 0 | 0 | 0 | 0 | 0 | 0 | 0 | 0 | 0 | 0 | 0 | 0 | 0 | 0
2016-06-09 02:00 | 0 | 0 | 0 | 0 | 213145.008 | 36091.2521 | 494403 | 0 | 0 | 0 | 0 | 1938588.3548 | 2441939.3926 | 0 | 0 | 0 | 0 | 0 | 0 | 0 | 0 | 0 | 0 | 0 | 0 | 0 | 0 | 0 | 0 | -259533.218 | 14366.478 | 0 | 0 | 0 | 0 | 0 | 0 | 0 | 0 | 0 | 0 | 0 | 0 | 0 | 0 | 0
2016-06-09 03:00 | 0 | 0 | 0 | 0 | 93144.1447 | 1.5427 | 461505 | 0 | 0 | 0 | 0 | 1679055.1368 | 2333113.2979 | 0 | 0 | 0 | 0 | 0 | 0 | 0 | 0 | 0 | 0 | 0 | 0 | 0 | 0 | 0 | 0 | -259533.218 | 0 | 108826.0947 | 0 | 0 | 0 | 0 | 0 | 0 | 0 | 0 | 0 | 0 | 0 | 0 | 0 | 0
2016-06-09 04:00 | 0 | 0 | 0 | 0 | 169951.782 | 0 | 429485 | 0 | 0 | 0 | 0 | 1419521.9189 | 2333113.2979 | 0 | 0 | 0 | 0 | 0 | 0 | 0 | 0 | 0 | 0 | 0 | 0 | 0 | 0 | 0 | 0 | -259533.218 | 0 | 0 | 0 | 0 | 0 | 0 | 0 | 0 | 0 | 0 | 0 | 0 | 0 | 0 | 0 | 0
2016-06-09 05:00 | 0 | 0 | 0 | 0 | 143315.782 | 0 | 402849 | 0 | 0 | 0 | 0 | 1159988.7009 | 2333113.2979 | 0 | 0 | 0 | 0 | 0 | 0 | 0 | 0 | 0 | 0 | 0 | 0 | 0 | 0 | 0 | 0 | -259533.218 | 0 | 0 | 0 | 0 | 0 | 0 | 0 | 0 | 0 | 0 | 0 | 0 | 0 | 0 | 0 | 0
2016-06-09 06:00 | 0 | 0 | 0 | 0 | 122944.782 | 0 | 382478 | 0 | 0 | 0 | 0 | 900455.4829 | 2333113.2979 | 0 | 0 | 0 | 0 | 0 | 0 | 0 | 0 | 0 | 0 | 0 | 0 | 0 | 0 | 0 | 0 | -259533.218 | 0 | 0 | 0 | 0 | 0 | 0 | 0 | 0 | 0 | 0 | 0 | 0 | 0 | 0 | 0 | 0
2016-06-09 07:00 | 0 | 0 | 0 | 0 | 602384.2587 | 0 | 368821 | 0 | 0 | 0 | 0 | 1134018.7416 | 2333113.2979 | 0 | 0 | 0 | 0 | 0 | 0 | 0 | 0 | 0 | 0 | 0 | 0 | 0 | 0 | 0 | 0 | 233563.2587 | 0 | 0 | 0 | 0 | 0 | 0 | 0 | 0 | 0 | 0 | 0 | 0 | 0 | 0 | 0 | 0
2016-06-09 08:00 | 0 | 0 | 0 | 0 | 103175.782 | 0 | 362709 | 0 | 0 | 0 | 0 | 874485.5237 | 2333113.2979 | 0 | 0 | 0 | 0 | 0 | 0 | 0 | 0 | 0 | 0 | 0 | 0 | 0 | 0 | 0 | 0 | -259533.218 | 0 | 0 | 0 | 0 | 0 | 0 | 0 | 0 | 0 | 0 | 0 | 0 | 0 | 0 | 0 | 0
2016-06-09 09:00 | 0 | 0 | 0 | 0 | 107082.782 | 0 | 366616 | 0 | 0 | 0 | 0 | 614952.3057 | 2333113.2979 | 0 | 0 | 0 | 0 | 0 | 0 | 0 | 0 | 0 | 0 | 0 | 0 | 0 | 0 | 0 | 0 | -259533.218 | 0 | 0 | 0 | 0 | 0 | 0 | 0 | 0 | 0 | 0 | 0 | 0 | 0 | 0 | 0 | 0
2016-06-09 10:00 | 0 | 0 | 0 | 0 | 120781.782 | 0 | 380315 | 0 | 0 | 0 | 0 | 355419.0877 | 2333113.2979 | 0 | 0 | 0 | 0 | 0 | 0 | 0 | 0 | 0 | 0 | 0 | 0 | 0 | 0 | 0 | 0 | -259533.218 | 0 | 0 | 0 | 0 | 0 | 0 | 0 | 0 | 0 | 0 | 0 | 0 | 0 | 0 | 0 | 0
2016-06-09 11:00 | 0 | 0 | 0 | 0 | 371734.1794 | 7.5269 | 398304 | 0 | 0 | 0 | 0 | 328856.7941 | 2333113.2979 | 0 | 0 | 0 | 0 | 0 | 0 | 0 | 0 | 0 | 0 | 0 | 0 | 0 | 0 | 0 | 0 | -26562.2937 | 0 | 0 | 0 | 0 | 0 | 0 | 0 | 0 | 0 | 0 | 0 | 0 | 0 | 0 | 0 | 0
2016-06-09 12:00 | 0 | 0 | 0 | 0 | 232140.6061 | 119431.0799 | 419320 | 0 | 0 | 0 | 0 | 261108.4801 | 2333113.2979 | 0 | 0 | 0 | 0 | 0 | 0 | 0 | 0 | 0 | 0 | 0 | 0 | 0 | 0 | 0 | 0 | -67748.314 | 0 | 0 | 0 | 0 | 0 | 0 | 0 | 0 | 0 | 0 | 0 | 0 | 0 | 0 | 0 | 0
2016-06-09 13:00 | 0 | 0 | 0 | 0 | 0 | 450343.3656 | 441583 | 0 | 0 | 0 | 0 | 269868.8457 | 2333113.2979 | 0 | 0 | 0 | 0 | 0 | 0 | 0 | 0 | 0 | 0 | 0 | 0 | 0 | 0 | 0 | 0 | 8760.3656 | 0 | 0 | 0 | 0 | 0 | 0 | 0 | 0 | 0 | 0 | 0 | 0 | 0 | 0 | 0 | 0
2016-06-09 14:00 | 0 | 0 | 0 | 0 | 60512.3327 | 663617.8853 | 464597 | 0 | 0 | 0 | 0 | 529402.0636 | 2333113.2979 | 0 | 0 | 0 | 0 | 0 | 0 | 0 | 0 | 0 | 0 | 0 | 0 | 0 | 0 | 0 | 0 | 259533.218 | 0 | 0 | 0 | 0 | 0 | 0 | 0 | 0 | 0 | 0 | 0 | 0 | 0 | 0 | 0 | 0
2016-06-09 15:00 | 0 | 0 | 0 | 0 | 0 | 759778.6959 | 485879 | 0 | 0 | 0 | 0 | 788935.2816 | 2347479.7758 | 0 | 0 | 0 | 0 | 0 | 0 | 0 | 0 | 0 | 0 | 0 | 0 | 0 | 0 | 0 | 0 | 259533.218 | 14366.478 | 0 | 0 | 0 | 0 | 0 | 0 | 0 | 0 | 0 | 0 | 0 | 0 | 0 | 0 | 0
2016-06-09 16:00 | 0 | 0 | 0 | 0 | 0 | 779888.6959 | 505989 | 0 | 0 | 0 | 0 | 1048468.4996 | 2361846.2538 | 0 | 0 | 0 | 0 | 0 | 0 | 0 | 0 | 0 | 0 | 0 | 0 | 0 | 0 | 0 | 0 | 259533.218 | 14366.478 | 0 | 0 | 0 | 0 | 0 | 0 | 0 | 0 | 0 | 0 | 0 | 0 | 0 | 0 | 0
2016-06-09 17:00 | 0 | 0 | 0 | 0 | 0 | 798666.6959 | 524767 | 0 | 0 | 0 | 0 | 1308001.7175 | 2376212.7318 | 0 | 0 | 0 | 0 | 0 | 0 | 0 | 0 | 0 | 0 | 0 | 0 | 0 | 0 | 0 | 0 | 259533.218 | 14366.478 | 0 | 0 | 0 | 0 | 0 | 0 | 0 | 0 | 0 | 0 | 0 | 0 | 0 | 0 | 0
2016-06-09 18:00 | 0 | 0 | 0 | 0 | 0 | 822906.1647 | 539999 | 0 | 0 | 0 | 0 | 1567534.9355 | 2390579.2098 | 0 | 0 | 0 | 0 | 0 | 0 | 9007.4688 | 0 | 0 | 0 | 0 | 0 | 0 | 0 | 0 | 0 | 259533.218 | 14366.478 | 0 | 0 | 0 | 0 | 0 | 0 | 0 | 0 | 9007.4688 | 0 | 0 | 0 | 0 | 0 | 0
2016-06-09 19:00 | 0 | 0 | 0 | 0 | 0 | 841015.9992 | 552774 | 0 | 0 | 0 | 0 | 1827068.1535 | 2404945.6878 | 0 | 0 | 0 | 0 | 0 | 0 | 23349.772 | 0 | 0 | 0 | 0 | 0 | 0 | 0 | 0 | 0 | 259533.218 | 14366.478 | 0 | 0 | 0 | 0 | 0 | 0 | 0 | 0 | 14342.3032 | 0 | 0 | 0 | 0 | 0 | 0
2016-06-09 20:00 | 0 | 0 | 0 | 0 | 0 | 834658.2136 | 560594 | 0 | 0 | 0 | 0 | 2086601.3714 | 2419312.1657 | 0 | 0 | 0 | 0 | 0 | 0 | 23514.2896 | 0 | 0 | 0 | 0 | 0 | 0 | 0 | 0 | 0 | 259533.218 | 14366.478 | 0 | 0 | 0 | 0 | 0 | 0 | 0 | 0 | 164.5176 | 0 | 0 | 0 | 0 | 0 | 0
2016-06-09 21:00 | 0 | 0 | 0 | 0 | 0 | 819158.7747 | 566846 | 0 | 0 | 0 | 0 | 2346134.5894 | 2419312.1657 | 0 | 0 | 0 | 0 | 0 | 0 | 16293.8463 | 0 | 0 | 0 | 0 | 0 | 0 | 0 | 0 | 0 | 259533.218 | 0 | 0 | 0 | 0 | 0 | 0 | 0 | 0 | 0 | -7220.4433 | 0 | 0 | 0 | 0 | 0 | 0
2016-06-09 22:00 | 0 | 0 | 0 | 0 | 0 | 784053.1772 | 564371 | 0 | 0 | 0 | 0 | 2567744.1349 | 2433678.6437 | 0 | 0 | 0 | 0 | 0 | 0 | 0 | 0 | 0 | 0 | 0 | 0 | 0 | 0 | 0 | 0 | 221609.5455 | 14366.478 | 0 | 0 | 0 | 0 | 0 | 0 | 0 | 0 | -16293.8463 | 0 | 0 | 0 | 0 | 0 | 0
2016-06-09 23:00 | 0 | 0 | 0 | 0 | 0 | 702315.9384 | 554318 | 0 | 0 | 0 | 0 | 2715742.0733 | 2433678.6437 | 0 | 0 | 0 | 0 | 0 | 0 | 0 | 0 | 0 | 0 | 0 | 0 | 0 | 0 | 0 | 0 | 147997.9384 | 0 | 0 | 0 | 0 | 0 | 0 | 0 | 0 | 0 | 0 | 0 | 0 | 0 | 0 | 0 | 0
2016-06-10 | 0 | 0 | 0 | 0 | 0 | 558581.1873 | 540316 | 0 | 0 | 0 | 0 | 2734007.2606 | 2433678.6437 | 0 | 0 | 0 | 0 | 0 | 0 | 0 | 0 | 0 | 0 | 0 | 0 | 0 | 0 | 0 | 0 | 18265.1873 | 0 | 0 | 0 | 0 | 0 | 0 | 0 | 0 | 0 | 0 | 0 | 0 | 0 | 0 | 0 | 0
2016-06-10 01:00 | 0 | 0 | 0 | 0 | 0 | 324255.4405 | 530398 | 0 | 0 | 0 | 0 | 2513498.2231 | 2448045.1217 | 0 | 0 | 0 | 0 | 0 | 0 | 0 | 0 | 0 | 0 | 0 | 0 | 0 | 0 | 0 | 0 | -220509.0374 | 14366.478 | 0 | 0 | 0 | 0 | 0 | 0 | 0 | 0 | 0 | 0 | 0 | 0 | 0 | 0 | 0
2016-06-10 02:00 | 0 | 0 | 0 | 0 | 191559.2004 | 54330.5816 | 505423 | 0 | 0 | 0 | 0 | 2253965.0052 | 2448045.1217 | 0 | 0 | 0 | 0 | 0 | 0 | 0 | 0 | 0 | 0 | 0 | 0 | 0 | 0 | 0 | 0 | -259533.218 | 0 | 0 | 0 | 0 | 0 | 0 | 0 | 0 | 0 | 0 | 0 | 0 | 0 | 0 | 0 | 0
2016-06-10 03:00 | 0 | 0 | 0 | 0 | 213562.6596 | 2.1224 | 473098 | 0 | 0 | 0 | 0 | 1994431.7872 | 2448045.1217 | 0 | 0 | 0 | 0 | 0 | 0 | 0 | 0 | 0 | 0 | 0 | 0 | 0 | 0 | 0 | 0 | -259533.218 | 0 | 0 | 0 | 0 | 0 | 0 | 0 | 0 | 0 | 0 | 0 | 0 | 0 | 0 | 0 | 0
2016-06-10 04:00 | 0 | 0 | 0 | 0 | 178859.782 | 0 | 438393 | 0 | 0 | 0 | 0 | 1734898.5692 | 2448045.1217 | 0 | 0 | 0 | 0 | 0 | 0 | 0 | 0 | 0 | 0 | 0 | 0 | 0 | 0 | 0 | 0 | -259533.218 | 0 | 0 | 0 | 0 | 0 | 0 | 0 | 0 | 0 | 0 | 0 | 0 | 0 | 0 | 0 | 0
2016-06-10 05:00 | 0 | 0 | 0 | 0 | 151978.782 | 0 | 411512 | 0 | 0 | 0 | 0 | 1475365.3513 | 2448045.1217 | 0 | 0 | 0 | 0 | 0 | 0 | 0 | 0 | 0 | 0 | 0 | 0 | 0 | 0 | 0 | 0 | -259533.218 | 0 | 0 | 0 | 0 | 0 | 0 | 0 | 0 | 0 | 0 | 0 | 0 | 0 | 0 | 0 | 0
2016-06-10 06:00 | 0 | 0 | 0 | 0 | 614010.3698 | 0 | 391226 | 0 | 0 | 0 | 0 | 1698149.721 | 2448045.1217 | 0 | 0 | 0 | 0 | 0 | 0 | 0 | 0 | 0 | 0 | 0 | 0 | 0 | 0 | 0 | 0 | 222784.3698 | 0 | 0 | 0 | 0 | 0 | 0 | 0 | 0 | 0 | 0 | 0 | 0 | 0 | 0 | 0 | 0
2016-06-10 07:00 | 0 | 0 | 0 | 0 | 117351.782 | 0 | 376885 | 0 | 0 | 0 | 0 | 1438616.5031 | 2448045.1217 | 0 | 0 | 0 | 0 | 0 | 0 | 0 | 0 | 0 | 0 | 0 | 0 | 0 | 0 | 0 | 0 | -259533.218 | 0 | 0 | 0 | 0 | 0 | 0 | 0 | 0 | 0 | 0 | 0 | 0 | 0 | 0 | 0 | 0
2016-06-10 08:00 | 0 | 0 | 0 | 0 | 110012.782 | 0 | 369546 | 0 | 0 | 0 | 0 | 1179083.2851 | 2448045.1217 | 0 | 0 | 0 | 0 | 0 | 0 | 0 | 0 | 0 | 0 | 0 | 0 | 0 | 0 | 0 | 0 | -259533.218 | 0 | 0 | 0 | 0 | 0 | 0 | 0 | 0 | 0 | 0 | 0 | 0 | 0 | 0 | 0 | 0
2016-06-10 09:00 | 0 | 0 | 0 | 0 | 112864.782 | 0 | 372398 | 0 | 0 | 0 | 0 | 919550.0671 | 2448045.1217 | 0 | 0 | 0 | 0 | 0 | 0 | 0 | 0 | 0 | 0 | 0 | 0 | 0 | 0 | 0 | 0 | -259533.218 | 0 | 0 | 0 | 0 | 0 | 0 | 0 | 0 | 0 | 0 | 0 | 0 | 0 | 0 | 0 | 0
2016-06-10 10:00 | 0 | 0 | 0 | 0 | 426644.5518 | 0 | 383857 | 0 | 0 | 0 | 0 | 962337.6189 | 2448045.1217 | 0 | 0 | 0 | 0 | 0 | 0 | 0 | 0 | 0 | 0 | 0 | 0 | 0 | 0 | 0 | 0 | 42787.5518 | 0 | 0 | 0 | 0 | 0 | 0 | 0 | 0 | 0 | 0 | 0 | 0 | 0 | 0 | 0 | 0
2016-06-10 11:00 | 0 | 0 | 0 | 0 | 143205.319 | 9.463 | 402748 | 0 | 0 | 0 | 0 | 702804.401 | 2448045.1217 | 0 | 0 | 0 | 0 | 0 | 0 | 0 | 0 | 0 | 0 | 0 | 0 | 0 | 0 | 0 | 0 | -259533.218 | 0 | 0 | 0 | 0 | 0 | 0 | 0 | 0 | 0 | 0 | 0 | 0 | 0 | 0 | 0 | 0
2016-06-10 12:00 | 0 | 0 | 0 | 0 | 36249.8262 | 131045.9559 | 426829 | 0 | 0 | 0 | 0 | 443271.183 | 2448045.1217 | 0 | 0 | 0 | 0 | 0 | 0 | 0 | 0 | 0 | 0 | 0 | 0 | 0 | 0 | 0 | 0 | -259533.218 | 0 | 0 | 0 | 0 | 0 | 0 | 0 | 0 | 0 | 0 | 0 | 0 | 0 | 0 | 0 | 0
2016-06-10 13:00 | 0 | 0 | 0 | 0 | 0 | 443296.3366 | 454646 | 0 | 0 | 0 | 0 | 431921.5196 | 2448045.1217 | 0 | 0 | 0 | 0 | 0 | 0 | 0 | 0 | 0 | 0 | 0 | 0 | 0 | 0 | 0 | 0 | -11349.6634 | 0 | 0 | 0 | 0 | 0 | 0 | 0 | 0 | 0 | 0 | 0 | 0 | 0 | 0 | 0 | 0
2016-06-10 14:00 | 0 | 0 | 0 | 0 | 132166.9855 | 609667.2325 | 482301 | 0 | 0 | 0 | 0 | 691454.7375 | 2448045.1217 | 0 | 0 | 0 | 0 | 0 | 0 | 0 | 0 | 0 | 0 | 0 | 0 | 0 | 0 | 0 | 0 | 259533.218 | 0 | 0 | 0 | 0 | 0 | 0 | 0 | 0 | 0 | 0 | 0 | 0 | 0 | 0 | 0 | 0
2016-06-10 15:00 | 0 | 0 | 0 | 0 | 62956.7915 | 705449.4264 | 508873 | 0 | 0 | 0 | 0 | 950987.9555 | 2448045.1217 | 0 | 0 | 0 | 0 | 0 | 0 | 0 | 0 | 0 | 0 | 0 | 0 | 0 | 0 | 0 | 0 | 259533.218 | 0 | 0 | 0 | 0 | 0 | 0 | 0 | 0 | 0 | 0 | 0 | 0 | 0 | 0 | 0 | 0
2016-06-10 16:00 | 0 | 0 | 0 | 0 | 35660.8283 | 755777.3896 | 531905 | 0 | 0 | 0 | 0 | 1210521.1735 | 2448045.1217 | 0 | 0 | 0 | 0 | 0 | 0 | 0 | 0 | 0 | 0 | 0 | 0 | 0 | 0 | 0 | 0 | 259533.218 | 0 | 0 | 0 | 0 | 0 | 0 | 0 | 0 | 0 | 0 | 0 | 0 | 0 | 0 | 0 | 0
2016-06-10 17:00 | 0 | 0 | 0 | 0 | 0 | 770768.0808 | 551022 | 0 | 0 | 0 | 0 | 1430267.2543 | 2448045.1217 | 0 | 0 | 0 | 0 | 0 | 0 | 0 | 0 | 0 | 0 | 0 | 0 | 0 | 0 | 0 | 0 | 219746.0808 | 0 | 0 | 0 | 0 | 0 | 0 | 0 | 0 | 0 | 0 | 0 | 0 | 0 | 0 | 0 | 0
2016-06-10 18:00 | 0 | 0 | 0 | 0 | 0 | 768673.9152 | 567314 | 0 | 0 | 0 | 0 | 1631627.1695 | 2448045.1217 | 0 | 0 | 0 | 0 | 0 | 0 | 0 | 0 | 0 | 0 | 0 | 0 | 0 | 0 | 0 | 0 | 201359.9152 | 0 | 0 | 0 | 0 | 0 | 0 | 0 | 0 | 0 | 0 | 0 | 0 | 0 | 0 | 0 | 0
2016-06-10 19:00 | 0 | 0 | 0 | 0 | 0 | 759387.5123 | 579868 | 0 | 0 | 0 | 0 | 1811146.6818 | 2448045.1217 | 0 | 0 | 0 | 0 | 0 | 0 | 0 | 0 | 0 | 0 | 0 | 0 | 0 | 0 | 0 | 0 | 179519.5123 | 0 | 0 | 0 | 0 | 0 | 0 | 0 | 0 | 0 | 0 | 0 | 0 | 0 | 0 | 0 | 0
2016-06-10 20:00 | 0 | 0 | 0 | 0 | 0 | 742227.052 | 589997 | 0 | 0 | 0 | 0 | 1963376.7338 | 2448045.1217 | 0 | 0 | 0 | 0 | 0 | 0 | 0 | 0 | 0 | 0 | 0 | 0 | 0 | 0 | 0 | 0 | 152230.052 | 0 | 0 | 0 | 0 | 0 | 0 | 0 | 0 | 0 | 0 | 0 | 0 | 0 | 0 | 0 | 0
2016-06-10 21:00 | 0 | 0 | 0 | 0 | 0 | 707925.5978 | 593420 | 0 | 0 | 0 | 0 | 2186708.4263 | 2339219.027 | 0 | 0 | 0 | 0 | 0 | 0 | 0 | 0 | 0 | 0 | 0 | 0 | 0 | 0 | 0 | 0 | 223331.6925 | 0 | 108826.0947 | 0 | 0 | 0 | 0 | 0 | 0 | 0 | 0 | 0 | 0 | 0 | 0 | 0 | 0
2016-06-10 22:00 | 0 | 0 | 0 | 0 | 0 | 651747.0374 | 587600 | 0 | 0 | 0 | 0 | 2250855.4637 | 2339219.027 | 0 | 0 | 0 | 0 | 0 | 0 | 0 | 0 | 0 | 0 | 0 | 0 | 0 | 0 | 0 | 0 | 64147.0374 | 0 | 0 | 0 | 0 | 0 | 0 | 0 | 0 | 0 | 0 | 0 | 0 | 0 | 0 | 0 | 0
2016-06-10 23:00 | 0 | 0 | 0 | 0 | 0 | 556415.9602 | 573688 | 0 | 0 | 0 | 0 | 2233583.4238 | 2339219.027 | 0 | 0 | 0 | 0 | 0 | 0 | 0 | 0 | 0 | 0 | 0 | 0 | 0 | 0 | 0 | 0 | -17272.0398 | 0 | 0 | 0 | 0 | 0 | 0 | 0 | 0 | 0 | 0 | 0 | 0 | 0 | 0 | 0 | 0
2016-06-11 | 0 | 0 | 0 | 0 | 0 | 419406.7023 | 556480 | 0 | 0 | 0 | 0 | 2096510.1261 | 2339219.027 | 0 | 0 | 0 | 0 | 0 | 0 | 0 | 0 | 0 | 0 | 0 | 0 | 0 | 0 | 0 | 0 | -137073.2977 | 0 | 0 | 0 | 0 | 0 | 0 | 0 | 0 | 0 | 0 | 0 | 0 | 0 | 0 | 0 | 0
2016-06-11 01:00 | 0 | 0 | 0 | 0 | 74075.352 | 221493.908 | 540736 | 0 | 0 | 0 | 0 | 1836976.9082 | 2353585.505 | 0 | 0 | 0 | 0 | 0 | 0 | 0 | 0 | 0 | 0 | 0 | 0 | 0 | 0 | 0 | 0 | -259533.218 | 14366.478 | 0 | 0 | 0 | 0 | 0 | 0 | 0 | 0 | 0 | 0 | 0 | 0 | 0 | 0 | 0
2016-06-11 02:00 | 0 | 0 | 0 | 0 | 702007.4582 | 33702.0523 | 517639 | 0 | 0 | 0 | 0 | 2096510.1261 | 2312122.7975 | 0 | 0 | 0 | 0 | 0 | 0 | 0 | 0 | 0 | 0 | 0 | 0 | 0 | 0 | 0 | 0 | 259533.218 | 0 | 41462.7075 | 0 | 0 | 0 | 0 | 0 | 0 | 0 | 0 | 0 | 0 | 0 | 0 | 0 | 0
2016-06-11 03:00 | 0 | 0 | 0 | 0 | 227104.0694 | 2.7126 | 486640 | 0 | 0 | 0 | 0 | 1836976.9082 | 2312122.7975 | 0 | 0 | 0 | 0 | 0 | 0 | 0 | 0 | 0 | 0 | 0 | 0 | 0 | 0 | 0 | 0 | -259533.218 | 0 | 0 | 0 | 0 | 0 | 0 | 0 | 0 | 0 | 0 | 0 | 0 | 0 | 0 | 0 | 0
2016-06-11 04:00 | 0 | 0 | 0 | 0 | 195697.782 | 0 | 455231 | 0 | 0 | 0 | 0 | 1577443.6902 | 2312122.7975 | 0 | 0 | 0 | 0 | 0 | 0 | 0 | 0 | 0 | 0 | 0 | 0 | 0 | 0 | 0 | 0 | -259533.218 | 0 | 0 | 0 | 0 | 0 | 0 | 0 | 0 | 0 | 0 | 0 | 0 | 0 | 0 | 0 | 0
2016-06-11 05:00 | 0 | 0 | 0 | 0 | 166919.782 | 0 | 426453 | 0 | 0 | 0 | 0 | 1317910.4722 | 2312122.7975 | 0 | 0 | 0 | 0 | 0 | 0 | 0 | 0 | 0 | 0 | 0 | 0 | 0 | 0 | 0 | 0 | -259533.218 | 0 | 0 | 0 | 0 | 0 | 0 | 0 | 0 | 0 | 0 | 0 | 0 | 0 | 0 | 0 | 0
2016-06-11 06:00 | 0 | 0 | 0 | 0 | 599134.5636 | 0 | 405689 | 0 | 0 | 0 | 0 | 1511356.0359 | 2312122.7975 | 0 | 0 | 0 | 0 | 0 | 0 | 0 | 0 | 0 | 0 | 0 | 0 | 0 | 0 | 0 | 0 | 193445.5636 | 0 | 0 | 0 | 0 | 0 | 0 | 0 | 0 | 0 | 0 | 0 | 0 | 0 | 0 | 0 | 0
2016-06-11 07:00 | 0 | 0 | 0 | 0 | 128711.782 | 0 | 388245 | 0 | 0 | 0 | 0 | 1251822.8179 | 2312122.7975 | 0 | 0 | 0 | 0 | 0 | 0 | 0 | 0 | 0 | 0 | 0 | 0 | 0 | 0 | 0 | 0 | -259533.218 | 0 | 0 | 0 | 0 | 0 | 0 | 0 | 0 | 0 | 0 | 0 | 0 | 0 | 0 | 0 | 0
2016-06-11 08:00 | 0 | 0 | 0 | 0 | 116438.782 | 0 | 375972 | 0 | 0 | 0 | 0 | 992289.5999 | 2312122.7975 | 0 | 0 | 0 | 0 | 0 | 0 | 0 | 0 | 0 | 0 | 0 | 0 | 0 | 0 | 0 | 0 | -259533.218 | 0 | 0 | 0 | 0 | 0 | 0 | 0 | 0 | 0 | 0 | 0 | 0 | 0 | 0 | 0 | 0
2016-06-11 09:00 | 0 | 0 | 0 | 0 | 494108.849 | 0 | 372056 | 0 | 0 | 0 | 0 | 1114342.449 | 2312122.7975 | 0 | 0 | 0 | 0 | 0 | 0 | 0 | 0 | 0 | 0 | 0 | 0 | 0 | 0 | 0 | 0 | 122052.849 | 0 | 0 | 0 | 0 | 0 | 0 | 0 | 0 | 0 | 0 | 0 | 0 | 0 | 0 | 0 | 0
2016-06-11 10:00 | 0 | 0 | 0 | 0 | 112939.782 | 0 | 372473 | 0 | 0 | 0 | 0 | 854809.231 | 2312122.7975 | 0 | 0 | 0 | 0 | 0 | 0 | 0 | 0 | 0 | 0 | 0 | 0 | 0 | 0 | 0 | 0 | -259533.218 | 0 | 0 | 0 | 0 | 0 | 0 | 0 | 0 | 0 | 0 | 0 | 0 | 0 | 0 | 0 | 0
2016-06-11 11:00 | 0 | 0 | 0 | 0 | 378450.689 | 8.3138 | 382390 | 0 | 0 | 0 | 0 | 850878.2338 | 2312122.7975 | 0 | 0 | 0 | 0 | 0 | 0 | 0 | 0 | 0 | 0 | 0 | 0 | 0 | 0 | 0 | 0 | -3930.9972 | 0 | 0 | 0 | 0 | 0 | 0 | 0 | 0 | 0 | 0 | 0 | 0 | 0 | 0 | 0 | 0
2016-06-11 12:00 | 0 | 0 | 0 | 0 | 250612.1711 | 95377.3331 | 405494 | 0 | 0 | 0 | 0 | 791373.738 | 2312122.7975 | 0 | 0 | 0 | 0 | 0 | 0 | 0 | 0 | 0 | 0 | 0 | 0 | 0 | 0 | 0 | 0 | -59504.4958 | 0 | 0 | 0 | 0 | 0 | 0 | 0 | 0 | 0 | 0 | 0 | 0 | 0 | 0 | 0 | 0
2016-06-11 13:00 | 0 | 0 | 0 | 0 | 0 | 319502.032 | 438077 | 0 | 0 | 0 | 0 | 672798.77 | 2312122.7975 | 0 | 0 | 0 | 0 | 0 | 0 | 0 | 0 | 0 | 0 | 0 | 0 | 0 | 0 | 0 | 0 | -118574.968 | 0 | 0 | 0 | 0 | 0 | 0 | 0 | 0 | 0 | 0 | 0 | 0 | 0 | 0 | 0 | 0
2016-06-11 14:00 | 0 | 0 | 0 | 0 | 0 | 503685.1234 | 473340 | 0 | 0 | 0 | 0 | 703143.8934 | 2312122.7975 | 0 | 0 | 0 | 0 | 0 | 0 | 0 | 0 | 0 | 0 | 0 | 0 | 0 | 0 | 0 | 0 | 30345.1234 | 0 | 0 | 0 | 0 | 0 | 0 | 0 | 0 | 0 | 0 | 0 | 0 | 0 | 0 | 0 | 0
2016-06-11 15:00 | 0 | 0 | 0 | 0 | 145102.9672 | 621096.2508 | 506666 | 0 | 0 | 0 | 0 | 962677.1114 | 2312122.7975 | 0 | 0 | 0 | 0 | 0 | 0 | 0 | 0 | 0 | 0 | 0 | 0 | 0 | 0 | 0 | 0 | 259533.218 | 0 | 0 | 0 | 0 | 0 | 0 | 0 | 0 | 0 | 0 | 0 | 0 | 0 | 0 | 0 | 0
2016-06-11 16:00 | 0 | 0 | 0 | 0 | 0 | 685713.0513 | 534752 | 0 | 0 | 0 | 0 | 1113638.1627 | 2312122.7975 | 0 | 0 | 0 | 0 | 0 | 0 | 0 | 0 | 0 | 0 | 0 | 0 | 0 | 0 | 0 | 0 | 150961.0513 | 0 | 0 | 0 | 0 | 0 | 0 | 0 | 0 | 0 | 0 | 0 | 0 | 0 | 0 | 0 | 0
2016-06-11 17:00 | 0 | 0 | 0 | 0 | 0 | 707139.105 | 555285 | 0 | 0 | 0 | 0 | 1265492.2677 | 2312122.7975 | 0 | 0 | 0 | 0 | 0 | 0 | 0 | 0 | 0 | 0 | 0 | 0 | 0 | 0 | 0 | 0 | 151854.105 | 0 | 0 | 0 | 0 | 0 | 0 | 0 | 0 | 0 | 0 | 0 | 0 | 0 | 0 | 0 | 0
2016-06-11 18:00 | 0 | 0 | 0 | 0 | 0 | 701193.734 | 571006 | 0 | 0 | 0 | 0 | 1395680.0017 | 2312122.7975 | 0 | 0 | 0 | 0 | 0 | 0 | 0 | 0 | 0 | 0 | 0 | 0 | 0 | 0 | 0 | 0 | 130187.734 | 0 | 0 | 0 | 0 | 0 | 0 | 0 | 0 | 0 | 0 | 0 | 0 | 0 | 0 | 0 | 0
2016-06-11 19:00 | 0 | 0 | 0 | 0 | 154703.4055 | 687340.8125 | 582511 | 0 | 0 | 0 | 0 | 1655213.2196 | 2312122.7975 | 0 | 0 | 0 | 0 | 0 | 0 | 0 | 0 | 0 | 0 | 0 | 0 | 0 | 0 | 0 | 0 | 259533.218 | 0 | 0 | 0 | 0 | 0 | 0 | 0 | 0 | 0 | 0 | 0 | 0 | 0 | 0 | 0 | 0
2016-06-11 20:00 | 0 | 0 | 0 | 0 | 0 | 663621.0338 | 590597 | 0 | 0 | 0 | 0 | 1728237.2534 | 2312122.7975 | 0 | 0 | 0 | 0 | 0 | 0 | 0 | 0 | 0 | 0 | 0 | 0 | 0 | 0 | 0 | 0 | 73024.0338 | 0 | 0 | 0 | 0 | 0 | 0 | 0 | 0 | 0 | 0 | 0 | 0 | 0 | 0 | 0 | 0
2016-06-11 21:00 | 0 | 0 | 0 | 0 | 0 | 626339.3496 | 595049 | 0 | 0 | 0 | 0 | 1759527.603 | 2312122.7975 | 0 | 0 | 0 | 0 | 0 | 0 | 0 | 0 | 0 | 0 | 0 | 0 | 0 | 0 | 0 | 0 | 31290.3496 | 0 | 0 | 0 | 0 | 0 | 0 | 0 | 0 | 0 | 0 | 0 | 0 | 0 | 0 | 0 | 0
2016-06-11 22:00 | 0 | 0 | 0 | 0 | 0 | 569408.5921 | 591829 | 0 | 0 | 0 | 0 | 1737107.1951 | 2312122.7975 | 0 | 0 | 0 | 0 | 0 | 0 | 0 | 0 | 0 | 0 | 0 | 0 | 0 | 0 | 0 | 0 | -22420.4079 | 0 | 0 | 0 | 0 | 0 | 0 | 0 | 0 | 0 | 0 | 0 | 0 | 0 | 0 | 0 | 0
2016-06-11 23:00 | 0 | 0 | 0 | 0 | 0 | 488397.1369 | 580903 | 0 | 0 | 0 | 0 | 1630234.854 | 2326489.2755 | 0 | 0 | 0 | 0 | 0 | 0 | 0 | 0 | 0 | 0 | 0 | 0 | 0 | 0 | 0 | 0 | -106872.3411 | 14366.478 | 0 | 0 | 0 | 0 | 0 | 0 | 0 | 0 | 0 | 0 | 0 | 0 | 0 | 0 | 0
2016-06-12 | 0 | 0 | 0 | 0 | 0 | 371425.9704 | 566512 | 0 | 0 | 0 | 0 | 1435148.8244 | 2326489.2755 | 0 | 0 | 0 | 0 | 0 | 0 | 0 | 0 | 0 | 0 | 0 | 0 | 0 | 0 | 0 | 0 | -195086.0296 | 0 | 0 | 0 | 0 | 0 | 0 | 0 | 0 | 0 | 0 | 0 | 0 | 0 | 0 | 0 | 0
2016-06-12 01:00 | 0 | 0 | 0 | 0 | 601904.0232 | 210470.1948 | 552841 | 0 | 0 | 0 | 0 | 1694682.0423 | 2326489.2755 | 0 | 0 | 0 | 0 | 0 | 0 | 0 | 0 | 0 | 0 | 0 | 0 | 0 | 0 | 0 | 0 | 259533.218 | 0 | 0 | 0 | 0 | 0 | 0 | 0 | 0 | 0 | 0 | 0 | 0 | 0 | 0 | 0 | 0
2016-06-12 02:00 | 0 | 0 | 0 | 0 | 246118.3055 | 25648.4765 | 531300 | 0 | 0 | 0 | 0 | 1435148.8244 | 2326489.2755 | 0 | 0 | 0 | 0 | 0 | 0 | 0 | 0 | 0 | 0 | 0 | 0 | 0 | 0 | 0 | 0 | -259533.218 | 0 | 0 | 0 | 0 | 0 | 0 | 0 | 0 | 0 | 0 | 0 | 0 | 0 | 0 | 0 | 0
2016-06-12 03:00 | 0 | 0 | 0 | 0 | 241708.1255 | 1.6565 | 501243 | 0 | 0 | 0 | 0 | 1175615.6064 | 2326489.2755 | 0 | 0 | 0 | 0 | 0 | 0 | 0 | 0 | 0 | 0 | 0 | 0 | 0 | 0 | 0 | 0 | -259533.218 | 0 | 0 | 0 | 0 | 0 | 0 | 0 | 0 | 0 | 0 | 0 | 0 | 0 | 0 | 0 | 0
2016-06-12 04:00 | 0 | 0 | 0 | 0 | 211153.782 | 0 | 470687 | 0 | 0 | 0 | 0 | 916082.3884 | 2326489.2755 | 0 | 0 | 0 | 0 | 0 | 0 | 0 | 0 | 0 | 0 | 0 | 0 | 0 | 0 | 0 | 0 | -259533.218 | 0 | 0 | 0 | 0 | 0 | 0 | 0 | 0 | 0 | 0 | 0 | 0 | 0 | 0 | 0 | 0
2016-06-12 05:00 | 0 | 0 | 0 | 0 | 671538.3527 | 0 | 442054 | 0 | 0 | 0 | 0 | 1145566.7411 | 2326489.2755 | 0 | 0 | 0 | 0 | 0 | 0 | 0 | 0 | 0 | 0 | 0 | 0 | 0 | 0 | 0 | 0 | 229484.3527 | 0 | 0 | 0 | 0 | 0 | 0 | 0 | 0 | 0 | 0 | 0 | 0 | 0 | 0 | 0 | 0
2016-06-12 06:00 | 0 | 0 | 0 | 0 | 158677.782 | 0 | 418211 | 0 | 0 | 0 | 0 | 886033.5232 | 2326489.2755 | 0 | 0 | 0 | 0 | 0 | 0 | 0 | 0 | 0 | 0 | 0 | 0 | 0 | 0 | 0 | 0 | -259533.218 | 0 | 0 | 0 | 0 | 0 | 0 | 0 | 0 | 0 | 0 | 0 | 0 | 0 | 0 | 0 | 0
2016-06-12 07:00 | 0 | 0 | 0 | 0 | 140894.782 | 0 | 400428 | 0 | 0 | 0 | 0 | 626500.3052 | 2326489.2755 | 0 | 0 | 0 | 0 | 0 | 0 | 0 | 0 | 0 | 0 | 0 | 0 | 0 | 0 | 0 | 0 | -259533.218 | 0 | 0 | 0 | 0 | 0 | 0 | 0 | 0 | 0 | 0 | 0 | 0 | 0 | 0 | 0 | 0
2016-06-12 08:00 | 0 | 0 | 0 | 0 | 128033.782 | 0 | 387567 | 0 | 0 | 0 | 0 | 366967.0872 | 2326489.2755 | 0 | 0 | 0 | 0 | 0 | 0 | 0 | 0 | 0 | 0 | 0 | 0 | 0 | 0 | 0 | 0 | -259533.218 | 0 | 0 | 0 | 0 | 0 | 0 | 0 | 0 | 0 | 0 | 0 | 0 | 0 | 0 | 0 | 0
2016-06-12 09:00 | 0 | 0 | 0 | 0 | 535931.2602 | 0 | 380020 | 0 | 0 | 0 | 0 | 522878.3474 | 2326489.2755 | 0 | 0 | 0 | 0 | 0 | 0 | 0 | 0 | 0 | 0 | 0 | 0 | 0 | 0 | 0 | 0 | 155911.2602 | 0 | 0 | 0 | 0 | 0 | 0 | 0 | 0 | 0 | 0 | 0 | 0 | 0 | 0 | 0 | 0
2016-06-12 10:00 | 0 | 0 | 0 | 0 | 116676.782 | 0 | 376210 | 0 | 0 | 0 | 0 | 263345.1294 | 2326489.2755 | 0 | 0 | 0 | 0 | 0 | 0 | 0 | 0 | 0 | 0 | 0 | 0 | 0 | 0 | 0 | 0 | -259533.218 | 0 | 0 | 0 | 0 | 0 | 0 | 0 | 0 | 0 | 0 | 0 | 0 | 0 | 0 | 0 | 0
2016-06-12 11:00 | 0 | 0 | 0 | 0 | 124486.8788 | 3.9032 | 384024 | 0 | 0 | 0 | 0 | 3811.9114 | 2326489.2755 | 0 | 0 | 0 | 0 | 0 | 0 | 0 | 0 | 0 | 0 | 0 | 0 | 0 | 0 | 0 | 0 | -259533.218 | 0 | 0 | 0 | 0 | 0 | 0 | 0 | 0 | 0 | 0 | 0 | 0 | 0 | 0 | 0 | 0
2016-06-12 12:00 | 0 | 0 | 0 | 0 | 305785.9796 | 107646.7314 | 407958 | 0 | 0 | 0 | 0 | 9286.6224 | 2326489.2755 | 0 | 0 | 0 | 0 | 0 | 0 | 0 | 0 | 0 | 0 | 0 | 0 | 0 | 0 | 0 | 0 | 5474.711 | 0 | 0 | 0 | 0 | 0 | 0 | 0 | 0 | 0 | 0 | 0 | 0 | 0 | 0 | 0 | 0
2016-06-12 13:00 | 0 | 0 | 0 | 0 | 0 | 428391.3776 | 437678 | 0 | 0 | 0 | 0 | 0 | 2326489.2755 | 0 | 0 | 0 | 0 | 0 | 0 | 0 | 0 | 0 | 0 | 0 | 0 | 0 | 0 | 0 | 0 | -9286.6224 | 0 | 0 | 0 | 0 | 0 | 0 | 0 | 0 | 0 | 0 | 0 | 0 | 0 | 0 | 0 | 0
2016-06-12 14:00 | 0 | 0 | 0 | 0 | 93621.4293 | 633923.7886 | 468012 | 0 | 0 | 0 | 0 | 259533.218 | 2326489.2755 | 0 | 0 | 0 | 0 | 0 | 0 | 0 | 0 | 0 | 0 | 0 | 0 | 0 | 0 | 0 | 0 | 259533.218 | 0 | 0 | 0 | 0 | 0 | 0 | 0 | 0 | 0 | 0 | 0 | 0 | 0 | 0 | 0 | 0
2016-06-12 15:00 | 0 | 0 | 0 | 0 | 23968.3818 | 744618.3141 | 494687 | 0 | 0 | 0 | 0 | 519066.4359 | 2340855.7534 | 0 | 0 | 0 | 0 | 0 | 0 | 0 | 0 | 0 | 0 | 0 | 0 | 0 | 0 | 0 | 0 | 259533.218 | 14366.478 | 0 | 0 | 0 | 0 | 0 | 0 | 0 | 0 | 0 | 0 | 0 | 0 | 0 | 0 | 0
2016-06-12 16:00 | 0 | 0 | 0 | 0 | 0 | 801986.2112 | 517422 | 0 | 0 | 0 | 0 | 778599.6539 | 2355222.2314 | 0 | 0 | 0 | 0 | 0 | 0 | 10664.5153 | 0 | 0 | 0 | 0 | 0 | 0 | 0 | 0 | 0 | 259533.218 | 14366.478 | 0 | 0 | 0 | 0 | 0 | 0 | 0 | 0 | 10664.5153 | 0 | 0 | 0 | 0 | 0 | 0
2016-06-12 17:00 | 0 | 0 | 0 | 0 | 0 | 813856.852 | 534487 | 0 | 0 | 0 | 0 | 1038132.8719 | 2362209.0912 | 0 | 0 | 0 | 0 | 0 | 0 | 23514.2896 | 0 | 0 | 0 | 0 | 0 | 0 | 0 | 0 | 0 | 259533.218 | 6986.8598 | 0 | 0 | 0 | 0 | 0 | 0 | 0 | 0 | 12849.7743 | 0 | 0 | 0 | 0 | 0 | 0
2016-06-12 18:00 | 0 | 0 | 0 | 0 | 0 | 808152.044 | 545621 | 0 | 0 | 0 | 0 | 1286297.4379 | 2376575.5692 | 0 | 0 | 0 | 0 | 0 | 0 | 23514.2896 | 0 | 0 | 0 | 0 | 0 | 0 | 0 | 0 | 0 | 248164.5661 | 14366.478 | 0 | 0 | 0 | 0 | 0 | 0 | 0 | 0 | 0 | 0 | 0 | 0 | 0 | 0 | 0
2016-06-12 19:00 | 0 | 0 | 0 | 0 | 0 | 798282.2217 | 552724 | 0 | 0 | 0 | 0 | 1531855.6596 | 2376575.5692 | 0 | 0 | 0 | 0 | 0 | 0 | 23514.2896 | 0 | 0 | 0 | 0 | 0 | 0 | 0 | 0 | 0 | 245558.2217 | 0 | 0 | 0 | 0 | 0 | 0 | 0 | 0 | 0 | 0 | 0 | 0 | 0 | 0 | 0 | 0
2016-06-12 20:00 | 0 | 0 | 0 | 0 | 0 | 788812.9583 | 556947 | 0 | 0 | 0 | 0 | 1787235.9075 | 2376575.5692 | 0 | 0 | 0 | 0 | 0 | 0 | 0 | 0 | 0 | 0 | 0 | 0 | 0 | 0 | 0 | 0 | 255380.2479 | 0 | 0 | 0 | 0 | 0 | 0 | 0 | 0 | 0 | -23514.2896 | 0 | 0 | 0 | 0 | 0 | 0
2016-06-12 21:00 | 0 | 0 | 0 | 0 | 0 | 770723.523 | 558748 | 0 | 0 | 0 | 0 | 1999211.4305 | 2376575.5692 | 0 | 0 | 0 | 0 | 0 | 0 | 0 | 0 | 0 | 0 | 0 | 0 | 0 | 0 | 0 | 0 | 211975.523 | 0 | 0 | 0 | 0 | 0 | 0 | 0 | 0 | 0 | 0 | 0 | 0 | 0 | 0 | 0 | 0
2016-06-12 22:00 | 0 | 0 | 0 | 0 | 0 | 734101.163 | 554207 | 0 | 0 | 0 | 0 | 2179105.5935 | 2376575.5692 | 0 | 0 | 0 | 0 | 0 | 0 | 0 | 0 | 0 | 0 | 0 | 0 | 0 | 0 | 0 | 0 | 179894.163 | 0 | 0 | 0 | 0 | 0 | 0 | 0 | 0 | 0 | 0 | 0 | 0 | 0 | 0 | 0 | 0
2016-06-12 23:00 | 0 | 0 | 0 | 0 | 0 | 656876.1786 | 543277 | 0 | 0 | 0 | 0 | 2292704.7721 | 2376575.5692 | 0 | 0 | 0 | 0 | 0 | 0 | 0 | 0 | 0 | 0 | 0 | 0 | 0 | 0 | 0 | 0 | 113599.1786 | 0 | 0 | 0 | 0 | 0 | 0 | 0 | 0 | 0 | 0 | 0 | 0 | 0 | 0 | 0 | 0
2016-06-13 | 0 | 0 | 0 | 0 | 0 | 545477.1188 | 530139 | 0 | 0 | 0 | 0 | 2308042.8909 | 2376575.5692 | 0 | 0 | 0 | 0 | 0 | 0 | 0 | 0 | 0 | 0 | 0 | 0 | 0 | 0 | 0 | 0 | 15338.1188 | 0 | 0 | 0 | 0 | 0 | 0 | 0 | 0 | 0 | 0 | 0 | 0 | 0 | 0 | 0 | 0
2016-06-13 01:00 | 0 | 0 | 0 | 0 | 0 | 314272.9464 | 519068 | 0 | 0 | 0 | 0 | 2212073.932 | 2267749.4744 | 0 | 0 | 0 | 0 | 0 | 0 | 0 | 0 | 0 | 0 | 0 | 0 | 0 | 0 | 0 | 0 | -95968.9588 | 0 | 108826.0947 | 0 | 0 | 0 | 0 | 0 | 0 | 0 | 0 | 0 | 0 | 0 | 0 | 0 | 0
2016-06-13 02:00 | 0 | 0 | 0 | 0 | 216516.8892 | 37132.3708 | 498816 | 0 | 0 | 0 | 0 | 1952540.7141 | 2282115.9524 | 0 | 0 | 0 | 0 | 0 | 0 | 0 | 0 | 0 | 0 | 0 | 0 | 0 | 0 | 0 | 0 | -259533.218 | 14366.478 | 0 | 0 | 0 | 0 | 0 | 0 | 0 | 0 | 0 | 0 | 0 | 0 | 0 | 0 | 0
2016-06-13 03:00 | 0 | 0 | 0 | 0 | 450246.1427 | 2.8368 | 469138 | 0 | 0 | 0 | 0 | 1933651.6936 | 2282115.9524 | 0 | 0 | 0 | 0 | 0 | 0 | 0 | 0 | 0 | 0 | 0 | 0 | 0 | 0 | 0 | 0 | -18889.0204 | 0 | 0 | 0 | 0 | 0 | 0 | 0 | 0 | 0 | 0 | 0 | 0 | 0 | 0 | 0 | 0
2016-06-13 04:00 | 0 | 0 | 0 | 0 | 180177.782 | 0 | 439711 | 0 | 0 | 0 | 0 | 1674118.4757 | 2282115.9524 | 0 | 0 | 0 | 0 | 0 | 0 | 0 | 0 | 0 | 0 | 0 | 0 | 0 | 0 | 0 | 0 | -259533.218 | 0 | 0 | 0 | 0 | 0 | 0 | 0 | 0 | 0 | 0 | 0 | 0 | 0 | 0 | 0 | 0
2016-06-13 05:00 | 0 | 0 | 0 | 0 | 155673.782 | 0 | 415207 | 0 | 0 | 0 | 0 | 1414585.2577 | 2282115.9524 | 0 | 0 | 0 | 0 | 0 | 0 | 0 | 0 | 0 | 0 | 0 | 0 | 0 | 0 | 0 | 0 | -259533.218 | 0 | 0 | 0 | 0 | 0 | 0 | 0 | 0 | 0 | 0 | 0 | 0 | 0 | 0 | 0 | 0
2016-06-13 06:00 | 0 | 0 | 0 | 0 | 326637.1895 | 0 | 394517 | 0 | 0 | 0 | 0 | 1346705.4472 | 2282115.9524 | 0 | 0 | 0 | 0 | 0 | 0 | 0 | 0 | 0 | 0 | 0 | 0 | 0 | 0 | 0 | 0 | -67879.8105 | 0 | 0 | 0 | 0 | 0 | 0 | 0 | 0 | 0 | 0 | 0 | 0 | 0 | 0 | 0 | 0
2016-06-13 07:00 | 0 | 0 | 0 | 0 | 121105.782 | 0 | 380639 | 0 | 0 | 0 | 0 | 1087172.2293 | 2282115.9524 | 0 | 0 | 0 | 0 | 0 | 0 | 0 | 0 | 0 | 0 | 0 | 0 | 0 | 0 | 0 | 0 | -259533.218 | 0 | 0 | 0 | 0 | 0 | 0 | 0 | 0 | 0 | 0 | 0 | 0 | 0 | 0 | 0 | 0
2016-06-13 08:00 | 0 | 0 | 0 | 0 | 270774.2154 | 0 | 374559 | 0 | 0 | 0 | 0 | 983387.4446 | 2282115.9524 | 0 | 0 | 0 | 0 | 0 | 0 | 0 | 0 | 0 | 0 | 0 | 0 | 0 | 0 | 0 | 0 | -103784.7846 | 0 | 0 | 0 | 0 | 0 | 0 | 0 | 0 | 0 | 0 | 0 | 0 | 0 | 0 | 0 | 0
2016-06-13 09:00 | 0 | 0 | 0 | 0 | 241795.509 | 0 | 379564 | 0 | 0 | 0 | 0 | 845618.9537 | 2282115.9524 | 0 | 0 | 0 | 0 | 0 | 0 | 0 | 0 | 0 | 0 | 0 | 0 | 0 | 0 | 0 | 0 | -137768.491 | 0 | 0 | 0 | 0 | 0 | 0 | 0 | 0 | 0 | 0 | 0 | 0 | 0 | 0 | 0 | 0
2016-06-13 10:00 | 0 | 0 | 0 | 0 | 220083.0346 | 0 | 394195 | 0 | 0 | 0 | 0 | 647992.6986 | 2282115.9524 | 0 | 0 | 0 | 0 | 0 | 0 | 23514.2896 | 0 | 0 | 0 | 0 | 0 | 0 | 0 | 0 | 0 | -197626.255 | 0 | 0 | 0 | 0 | 0 | 0 | 0 | 0 | 0 | 23514.2896 | 0 | 0 | 0 | 0 | 0 | 0
2016-06-13 11:00 | 0 | 0 | 0 | 0 | 184118.6995 | 4.1414 | 416210 | 0 | 0 | 0 | 0 | 425053.3511 | 2296482.4304 | 0 | 0 | 0 | 0 | 0 | 0 | 0 | 0 | 0 | 0 | 0 | 0 | 0 | 0 | 0 | 0 | -222939.3475 | 14366.478 | 0 | 0 | 0 | 0 | 0 | 0 | 0 | 0 | -23514.2896 | 0 | 0 | 0 | 0 | 0 | 0
2016-06-13 12:00 | 0 | 0 | 0 | 0 | 34573.0691 | 146434.7129 | 440541 | 0 | 0 | 0 | 0 | 165520.1331 | 2296482.4304 | 0 | 0 | 0 | 0 | 0 | 0 | 0 | 0 | 0 | 0 | 0 | 0 | 0 | 0 | 0 | 0 | -259533.218 | 0 | 0 | 0 | 0 | 0 | 0 | 0 | 0 | 0 | 0 | 0 | 0 | 0 | 0 | 0 | 0
2016-06-13 13:00 | 0 | 0 | 0 | 0 | 10399.4886 | 483439.632 | 467299 | 0 | 0 | 0 | 0 | 192060.2538 | 2296482.4304 | 0 | 0 | 0 | 0 | 0 | 0 | 0 | 0 | 0 | 0 | 0 | 0 | 0 | 0 | 0 | 0 | 26540.1206 | 0 | 0 | 0 | 0 | 0 | 0 | 0 | 0 | 0 | 0 | 0 | 0 | 0 | 0 | 0 | 0
2016-06-13 14:00 | 0 | 0 | 0 | 0 | 78733.7191 | 690877.9769 | 495712 | 0 | 0 | 0 | 0 | 451593.4717 | 2310848.9084 | 0 | 0 | 0 | 0 | 0 | 0 | 0 | 0 | 0 | 0 | 0 | 0 | 0 | 0 | 0 | 0 | 259533.218 | 14366.478 | 0 | 0 | 0 | 0 | 0 | 0 | 0 | 0 | 0 | 0 | 0 | 0 | 0 | 0 | 0
2016-06-13 15:00 | 0 | 0 | 0 | 0 | 0 | 790876.6404 | 522570 | 0 | 0 | 0 | 0 | 711126.6897 | 2319622.3309 | 0 | 0 | 0 | 0 | 0 | 0 | 0 | 0 | 0 | 0 | 0 | 0 | 0 | 0 | 0 | 0 | 259533.218 | 8773.4225 | 0 | 0 | 0 | 0 | 0 | 0 | 0 | 0 | 0 | 0 | 0 | 0 | 0 | 0 | 0
2016-06-13 16:00 | 0 | 0 | 0 | 0 | 0 | 831381.4088 | 545584 | 0 | 0 | 0 | 0 | 970659.9077 | 2333988.8088 | 0 | 0 | 0 | 0 | 0 | 0 | 11897.7129 | 0 | 0 | 0 | 0 | 0 | 0 | 0 | 0 | 0 | 259533.218 | 14366.478 | 0 | 0 | 0 | 0 | 0 | 0 | 0 | 0 | 11897.7129 | 0 | 0 | 0 | 0 | 0 | 0
2016-06-13 17:00 | 0 | 0 | 0 | 0 | 0 | 834087.9419 | 565469 | 0 | 0 | 0 | 0 | 1219950.6849 | 2348355.2868 | 0 | 0 | 0 | 0 | 0 | 0 | 16859.3996 | 0 | 0 | 0 | 0 | 0 | 0 | 0 | 0 | 0 | 249290.7772 | 14366.478 | 0 | 0 | 0 | 0 | 0 | 0 | 0 | 0 | 4961.6867 | 0 | 0 | 0 | 0 | 0 | 0
2016-06-13 18:00 | 0 | 0 | 0 | 0 | 0 | 823016.8184 | 580343 | 0 | 0 | 0 | 0 | 1479483.9028 | 2348355.2868 | 0 | 0 | 0 | 0 | 0 | 0 | 0 | 0 | 0 | 0 | 0 | 0 | 0 | 0 | 0 | 0 | 259533.218 | 0 | 0 | 0 | 0 | 0 | 0 | 0 | 0 | 0 | -16859.3996 | 0 | 0 | 0 | 0 | 0 | 0
2016-06-13 19:00 | 0 | 0 | 0 | 0 | 0 | 811559.9206 | 589658 | 0 | 0 | 0 | 0 | 1687019.3454 | 2362721.7648 | 0 | 0 | 0 | 0 | 0 | 0 | 0 | 0 | 0 | 0 | 0 | 0 | 0 | 0 | 0 | 0 | 207535.4426 | 14366.478 | 0 | 0 | 0 | 0 | 0 | 0 | 0 | 0 | 0 | 0 | 0 | 0 | 0 | 0 | 0
2016-06-13 20:00 | 0 | 0 | 0 | 0 | 0 | 804644.2439 | 595279 | 0 | 0 | 0 | 0 | 1896384.5893 | 2362721.7648 | 0 | 0 | 0 | 0 | 0 | 0 | 0 | 0 | 0 | 0 | 0 | 0 | 0 | 0 | 0 | 0 | 209365.2439 | 0 | 0 | 0 | 0 | 0 | 0 | 0 | 0 | 0 | 0 | 0 | 0 | 0 | 0 | 0 | 0
2016-06-13 21:00 | 0 | 0 | 0 | 0 | 0 | 793772.7036 | 596967 | 0 | 0 | 0 | 0 | 2078823.815 | 2377088.2428 | 0 | 0 | 0 | 0 | 0 | 0 | 0 | 0 | 0 | 0 | 0 | 0 | 0 | 0 | 0 | 0 | 182439.2257 | 14366.478 | 0 | 0 | 0 | 0 | 0 | 0 | 0 | 0 | 0 | 0 | 0 | 0 | 0 | 0 | 0
2016-06-13 22:00 | 0 | 0 | 0 | 0 | 0 | 759690.3115 | 591091 | 0 | 0 | 0 | 0 | 2247423.1265 | 2377088.2428 | 0 | 0 | 0 | 0 | 0 | 0 | 0 | 0 | 0 | 0 | 0 | 0 | 0 | 0 | 0 | 0 | 168599.3115 | 0 | 0 | 0 | 0 | 0 | 0 | 0 | 0 | 0 | 0 | 0 | 0 | 0 | 0 | 0 | 0
2016-06-13 23:00 | 0 | 0 | 0 | 0 | 0 | 673554.6278 | 579889 | 0 | 0 | 0 | 0 | 2341088.7543 | 2377088.2428 | 0 | 0 | 0 | 0 | 0 | 0 | 0 | 0 | 0 | 0 | 0 | 0 | 0 | 0 | 0 | 0 | 93665.6278 | 0 | 0 | 0 | 0 | 0 | 0 | 0 | 0 | 0 | 0 | 0 | 0 | 0 | 0 | 0 | 0
2016-06-14 | 0 | 0 | 0 | 0 | 0 | 557257.7172 | 565632 | 0 | 0 | 0 | 0 | 2332714.4715 | 2377088.2428 | 0 | 0 | 0 | 0 | 0 | 0 | 0 | 0 | 0 | 0 | 0 | 0 | 0 | 0 | 0 | 0 | -8374.2828 | 0 | 0 | 0 | 0 | 0 | 0 | 0 | 0 | 0 | 0 | 0 | 0 | 0 | 0 | 0 | 0
2016-06-14 01:00 | 0 | 0 | 0 | 0 | 0 | 305213.5446 | 551948 | 0 | 0 | 0 | 0 | 2085980.0161 | 2377088.2428 | 0 | 0 | 0 | 0 | 0 | 0 | 0 | 0 | 0 | 0 | 0 | 0 | 0 | 0 | 0 | 0 | -246734.4554 | 0 | 0 | 0 | 0 | 0 | 0 | 0 | 0 | 0 | 0 | 0 | 0 | 0 | 0 | 0 | 0
2016-06-14 02:00 | 0 | 0 | 0 | 0 | 239421.2983 | 42438.9617 | 527027 | 0 | 0 | 0 | 0 | 1826446.7981 | 2391454.7208 | 0 | 0 | 0 | 0 | 0 | 0 | 0 | 0 | 0 | 0 | 0 | 0 | 0 | 0 | 0 | 0 | -259533.218 | 14366.478 | 0 | 0 | 0 | 0 | 0 | 0 | 0 | 0 | 0 | 0 | 0 | 0 | 0 | 0 | 0
2016-06-14 03:00 | 0 | 0 | 0 | 0 | 232321.782 | 0 | 491855 | 0 | 0 | 0 | 0 | 1566913.5802 | 2391454.7208 | 0 | 0 | 0 | 0 | 0 | 0 | 0 | 0 | 0 | 0 | 0 | 0 | 0 | 0 | 0 | 0 | -259533.218 | 0 | 0 | 0 | 0 | 0 | 0 | 0 | 0 | 0 | 0 | 0 | 0 | 0 | 0 | 0 | 0
2016-06-14 04:00 | 0 | 0 | 0 | 0 | 445171.0046 | 0 | 458318 | 0 | 0 | 0 | 0 | 1553766.5848 | 2391454.7208 | 0 | 0 | 0 | 0 | 0 | 0 | 0 | 0 | 0 | 0 | 0 | 0 | 0 | 0 | 0 | 0 | -13146.9954 | 0 | 0 | 0 | 0 | 0 | 0 | 0 | 0 | 0 | 0 | 0 | 0 | 0 | 0 | 0 | 0
2016-06-14 05:00 | 0 | 0 | 0 | 0 | 170160.782 | 0 | 429694 | 0 | 0 | 0 | 0 | 1294233.3668 | 2391454.7208 | 0 | 0 | 0 | 0 | 0 | 0 | 0 | 0 | 0 | 0 | 0 | 0 | 0 | 0 | 0 | 0 | -259533.218 | 0 | 0 | 0 | 0 | 0 | 0 | 0 | 0 | 0 | 0 | 0 | 0 | 0 | 0 | 0 | 0
2016-06-14 06:00 | 0 | 0 | 0 | 0 | 149076.782 | 0 | 408610 | 0 | 0 | 0 | 0 | 1034700.1488 | 2391454.7208 | 0 | 0 | 0 | 0 | 0 | 0 | 0 | 0 | 0 | 0 | 0 | 0 | 0 | 0 | 0 | 0 | -259533.218 | 0 | 0 | 0 | 0 | 0 | 0 | 0 | 0 | 0 | 0 | 0 | 0 | 0 | 0 | 0 | 0
2016-06-14 07:00 | 0 | 0 | 0 | 0 | 133472.782 | 0 | 393006 | 0 | 0 | 0 | 0 | 775166.9309 | 2391454.7208 | 0 | 0 | 0 | 0 | 0 | 0 | 0 | 0 | 0 | 0 | 0 | 0 | 0 | 0 | 0 | 0 | -259533.218 | 0 | 0 | 0 | 0 | 0 | 0 | 0 | 0 | 0 | 0 | 0 | 0 | 0 | 0 | 0 | 0
2016-06-14 08:00 | 0 | 0 | 0 | 0 | 343587.523 | 0 | 386262 | 0 | 0 | 0 | 0 | 732492.4539 | 2391454.7208 | 0 | 0 | 0 | 0 | 0 | 0 | 0 | 0 | 0 | 0 | 0 | 0 | 0 | 0 | 0 | 0 | -42674.477 | 0 | 0 | 0 | 0 | 0 | 0 | 0 | 0 | 0 | 0 | 0 | 0 | 0 | 0 | 0 | 0
2016-06-14 09:00 | 0 | 0 | 0 | 0 | 130728.782 | 0 | 390262 | 0 | 0 | 0 | 0 | 472959.2359 | 2391454.7208 | 0 | 0 | 0 | 0 | 0 | 0 | 0 | 0 | 0 | 0 | 0 | 0 | 0 | 0 | 0 | 0 | -259533.218 | 0 | 0 | 0 | 0 | 0 | 0 | 0 | 0 | 0 | 0 | 0 | 0 | 0 | 0 | 0 | 0
2016-06-14 10:00 | 0 | 0 | 0 | 0 | 145476.782 | 0 | 405010 | 0 | 0 | 0 | 0 | 213426.0179 | 2391454.7208 | 0 | 0 | 0 | 0 | 0 | 0 | 0 | 0 | 0 | 0 | 0 | 0 | 0 | 0 | 0 | 0 | -259533.218 | 0 | 0 | 0 | 0 | 0 | 0 | 0 | 0 | 0 | 0 | 0 | 0 | 0 | 0 | 0 | 0
2016-06-14 11:00 | 0 | 0 | 0 | 0 | 288328.7808 | 13.6665 | 425599 | 0 | 0 | 0 | 0 | 76169.4652 | 2391454.7208 | 0 | 0 | 0 | 0 | 0 | 0 | 0 | 0 | 0 | 0 | 0 | 0 | 0 | 0 | 0 | 0 | -137256.5527 | 0 | 0 | 0 | 0 | 0 | 0 | 0 | 0 | 0 | 0 | 0 | 0 | 0 | 0 | 0 | 0
2016-06-14 12:00 | 0 | 0 | 0 | 0 | 201125.5504 | 172392.9845 | 449688 | 0 | 0 | 0 | 0 | 0 | 2391454.7208 | 0 | 0 | 0 | 0 | 0 | 0 | 0 | 0 | 0 | 0 | 0 | 0 | 0 | 0 | 0 | 0 | -76169.4652 | 0 | 0 | 0 | 0 | 0 | 0 | 0 | 0 | 0 | 0 | 0 | 0 | 0 | 0 | 0 | 0
2016-06-14 13:00 | 0 | 0 | 0 | 0 | 0 | 570521.8522 | 476353 | 0 | 0 | 0 | 0 | 94168.8522 | 2391454.7208 | 0 | 0 | 0 | 0 | 0 | 0 | 0 | 0 | 0 | 0 | 0 | 0 | 0 | 0 | 0 | 0 | 94168.8522 | 0 | 0 | 0 | 0 | 0 | 0 | 0 | 0 | 0 | 0 | 0 | 0 | 0 | 0 | 0 | 0
2016-06-14 14:00 | 0 | 0 | 0 | 0 | 36449.7885 | 727027.4295 | 503944 | 0 | 0 | 0 | 0 | 353702.0701 | 2391454.7208 | 0 | 0 | 0 | 0 | 0 | 0 | 0 | 0 | 0 | 0 | 0 | 0 | 0 | 0 | 0 | 0 | 259533.218 | 0 | 0 | 0 | 0 | 0 | 0 | 0 | 0 | 0 | 0 | 0 | 0 | 0 | 0 | 0 | 0
2016-06-14 15:00 | 0 | 0 | 0 | 0 | 0 | 804826.6959 | 530927 | 0 | 0 | 0 | 0 | 613235.2881 | 2405821.1987 | 0 | 0 | 0 | 0 | 0 | 0 | 0 | 0 | 0 | 0 | 0 | 0 | 0 | 0 | 0 | 0 | 259533.218 | 14366.478 | 0 | 0 | 0 | 0 | 0 | 0 | 0 | 0 | 0 | 0 | 0 | 0 | 0 | 0 | 0
2016-06-14 16:00 | 0 | 0 | 0 | 0 | 0 | 827851.6959 | 553952 | 0 | 0 | 0 | 0 | 872768.5061 | 2420187.6767 | 0 | 0 | 0 | 0 | 0 | 0 | 0 | 0 | 0 | 0 | 0 | 0 | 0 | 0 | 0 | 0 | 259533.218 | 14366.478 | 0 | 0 | 0 | 0 | 0 | 0 | 0 | 0 | 0 | 0 | 0 | 0 | 0 | 0 | 0
2016-06-14 17:00 | 0 | 0 | 0 | 0 | 0 | 847651.8192 | 573249 | 0 | 0 | 0 | 0 | 1132301.724 | 2434554.1547 | 0 | 0 | 0 | 0 | 0 | 0 | 503.1233 | 0 | 0 | 0 | 0 | 0 | 0 | 0 | 0 | 0 | 259533.218 | 14366.478 | 0 | 0 | 0 | 0 | 0 | 0 | 0 | 0 | 503.1233 | 0 | 0 | 0 | 0 | 0 | 0
2016-06-14 18:00 | 0 | 0 | 0 | 0 | 0 | 883832.5012 | 587081 | 0 | 0 | 0 | 0 | 1391834.942 | 2448920.6327 | 0 | 0 | 0 | 0 | 0 | 0 | 23354.9285 | 0 | 0 | 0 | 0 | 0 | 0 | 0 | 0 | 0 | 259533.218 | 14366.478 | 0 | 0 | 0 | 0 | 0 | 0 | 0 | 0 | 22851.8053 | 0 | 0 | 0 | 0 | 0 | 0
2016-06-14 19:00 | 0 | 0 | 0 | 0 | 0 | 869746.057 | 595687 | 0 | 0 | 0 | 0 | 1651368.16 | 2463287.1107 | 0 | 0 | 0 | 0 | 0 | 0 | 23514.2896 | 0 | 0 | 0 | 0 | 0 | 0 | 0 | 0 | 0 | 259533.218 | 14366.478 | 0 | 0 | 0 | 0 | 0 | 0 | 0 | 0 | 159.3611 | 0 | 0 | 0 | 0 | 0 | 0
2016-06-14 20:00 | 0 | 0 | 0 | 0 | 0 | 861312.6228 | 601822 | 0 | 0 | 0 | 0 | 1910901.3779 | 2477653.5887 | 0 | 0 | 0 | 0 | 0 | 0 | 9105.2165 | 0 | 0 | 0 | 0 | 0 | 0 | 0 | 0 | 0 | 259533.218 | 14366.478 | 0 | 0 | 0 | 0 | 0 | 0 | 0 | 0 | -14409.0731 | 0 | 0 | 0 | 0 | 0 | 0
2016-06-14 21:00 | 0 | 0 | 0 | 0 | 0 | 845957.6064 | 603737 | 0 | 0 | 0 | 0 | 2147860.7228 | 2492020.0666 | 0 | 0 | 0 | 0 | 0 | 0 | 0 | 0 | 0 | 0 | 0 | 0 | 0 | 0 | 0 | 0 | 236959.3449 | 14366.478 | 0 | 0 | 0 | 0 | 0 | 0 | 0 | 0 | -9105.2165 | 0 | 0 | 0 | 0 | 0 | 0
2016-06-14 22:00 | 0 | 0 | 0 | 0 | 0 | 813791.4073 | 597600 | 0 | 0 | 0 | 0 | 2364052.1301 | 2492020.0666 | 0 | 0 | 0 | 0 | 0 | 0 | 0 | 0 | 0 | 0 | 0 | 0 | 0 | 0 | 0 | 0 | 216191.4073 | 0 | 0 | 0 | 0 | 0 | 0 | 0 | 0 | 0 | 0 | 0 | 0 | 0 | 0 | 0 | 0
2016-06-14 23:00 | 0 | 0 | 0 | 0 | 0 | 727384.5394 | 585548 | 0 | 0 | 0 | 0 | 2505888.6695 | 2492020.0666 | 0 | 0 | 0 | 0 | 0 | 0 | 0 | 0 | 0 | 0 | 0 | 0 | 0 | 0 | 0 | 0 | 141836.5394 | 0 | 0 | 0 | 0 | 0 | 0 | 0 | 0 | 0 | 0 | 0 | 0 | 0 | 0 | 0 | 0
2016-06-15 | 0 | 0 | 0 | 0 | 0 | 573581.9513 | 570965 | 0 | 0 | 0 | 0 | 2617331.7155 | 2383193.9719 | 0 | 0 | 0 | 0 | 0 | 0 | 0 | 0 | 0 | 0 | 0 | 0 | 0 | 0 | 0 | 0 | 111443.046 | 0 | 108826.0947 | 0 | 0 | 0 | 0 | 0 | 0 | 0 | 0 | 0 | 0 | 0 | 0 | 0 | 0
2016-06-15 01:00 | 0 | 0 | 0 | 0 | 0 | 311997.4413 | 557325 | 0 | 0 | 0 | 0 | 2372004.1568 | 2383193.9719 | 0 | 0 | 0 | 0 | 0 | 0 | 0 | 0 | 0 | 0 | 0 | 0 | 0 | 0 | 0 | 0 | -245327.5587 | 0 | 0 | 0 | 0 | 0 | 0 | 0 | 0 | 0 | 0 | 0 | 0 | 0 | 0 | 0 | 0
2016-06-15 02:00 | 0 | 0 | 0 | 0 | 248909.4027 | 38394.8573 | 532471 | 0 | 0 | 0 | 0 | 2112470.9388 | 2397560.4499 | 0 | 0 | 0 | 0 | 0 | 0 | 0 | 0 | 0 | 0 | 0 | 0 | 0 | 0 | 0 | 0 | -259533.218 | 14366.478 | 0 | 0 | 0 | 0 | 0 | 0 | 0 | 0 | 0 | 0 | 0 | 0 | 0 | 0 | 0
2016-06-15 03:00 | 0 | 0 | 0 | 0 | 239154.0798 | 2.7022 | 498690 | 0 | 0 | 0 | 0 | 1852937.7209 | 2397560.4499 | 0 | 0 | 0 | 0 | 0 | 0 | 0 | 0 | 0 | 0 | 0 | 0 | 0 | 0 | 0 | 0 | -259533.218 | 0 | 0 | 0 | 0 | 0 | 0 | 0 | 0 | 0 | 0 | 0 | 0 | 0 | 0 | 0 | 0
2016-06-15 04:00 | 0 | 0 | 0 | 0 | 206677.782 | 0 | 466211 | 0 | 0 | 0 | 0 | 1593404.5029 | 2397560.4499 | 0 | 0 | 0 | 0 | 0 | 0 | 0 | 0 | 0 | 0 | 0 | 0 | 0 | 0 | 0 | 0 | -259533.218 | 0 | 0 | 0 | 0 | 0 | 0 | 0 | 0 | 0 | 0 | 0 | 0 | 0 | 0 | 0 | 0
2016-06-15 05:00 | 0 | 0 | 0 | 0 | 178608.782 | 0 | 438142 | 0 | 0 | 0 | 0 | 1333871.2849 | 2397560.4499 | 0 | 0 | 0 | 0 | 0 | 0 | 0 | 0 | 0 | 0 | 0 | 0 | 0 | 0 | 0 | 0 | -259533.218 | 0 | 0 | 0 | 0 | 0 | 0 | 0 | 0 | 0 | 0 | 0 | 0 | 0 | 0 | 0 | 0
2016-06-15 06:00 | 0 | 0 | 0 | 0 | 503721.2012 | 0 | 417100 | 0 | 0 | 0 | 0 | 1396978.1966 | 2397560.4499 | 0 | 0 | 0 | 0 | 0 | 0 | 23514.2896 | 0 | 0 | 0 | 0 | 0 | 0 | 0 | 0 | 0 | 63106.9116 | 0 | 0 | 0 | 0 | 0 | 0 | 0 | 0 | 0 | 23514.2896 | 0 | 0 | 0 | 0 | 0 | 0
2016-06-15 07:00 | 0 | 0 | 0 | 0 | 119064.4924 | 0 | 402112 | 0 | 0 | 0 | 0 | 1137444.9786 | 2397560.4499 | 0 | 0 | 0 | 0 | 0 | 0 | 0 | 0 | 0 | 0 | 0 | 0 | 0 | 0 | 0 | 0 | -259533.218 | 0 | 0 | 0 | 0 | 0 | 0 | 0 | 0 | 0 | -23514.2896 | 0 | 0 | 0 | 0 | 0 | 0
2016-06-15 08:00 | 0 | 0 | 0 | 0 | 135225.782 | 0 | 394759 | 0 | 0 | 0 | 0 | 877911.7606 | 2397560.4499 | 0 | 0 | 0 | 0 | 0 | 0 | 0 | 0 | 0 | 0 | 0 | 0 | 0 | 0 | 0 | 0 | -259533.218 | 0 | 0 | 0 | 0 | 0 | 0 | 0 | 0 | 0 | 0 | 0 | 0 | 0 | 0 | 0 | 0
2016-06-15 09:00 | 0 | 0 | 0 | 0 | 138980.782 | 0 | 398514 | 0 | 0 | 0 | 0 | 618378.5427 | 2397560.4499 | 0 | 0 | 0 | 0 | 0 | 0 | 0 | 0 | 0 | 0 | 0 | 0 | 0 | 0 | 0 | 0 | -259533.218 | 0 | 0 | 0 | 0 | 0 | 0 | 0 | 0 | 0 | 0 | 0 | 0 | 0 | 0 | 0 | 0
2016-06-15 10:00 | 0 | 0 | 0 | 0 | 154150.782 | 0 | 413684 | 0 | 0 | 0 | 0 | 358845.3247 | 2397560.4499 | 0 | 0 | 0 | 0 | 0 | 0 | 0 | 0 | 0 | 0 | 0 | 0 | 0 | 0 | 0 | 0 | -259533.218 | 0 | 0 | 0 | 0 | 0 | 0 | 0 | 0 | 0 | 0 | 0 | 0 | 0 | 0 | 0 | 0
2016-06-15 11:00 | 0 | 0 | 0 | 0 | 408573.0473 | 18.1184 | 433725 | 0 | 0 | 0 | 0 | 319345.0124 | 2411926.9279 | 0 | 0 | 0 | 0 | 0 | 0 | 0 | 0 | 0 | 0 | 0 | 0 | 0 | 0 | 0 | 0 | -39500.3123 | 14366.478 | 0 | 0 | 0 | 0 | 0 | 0 | 0 | 0 | 0 | 0 | 0 | 0 | 0 | 0 | 0
2016-06-15 12:00 | 0 | 0 | 0 | 0 | 42637.8846 | 156038.8975 | 458210 | 0 | 0 | 0 | 0 | 59811.7944 | 2411926.9279 | 0 | 0 | 0 | 0 | 0 | 0 | 0 | 0 | 0 | 0 | 0 | 0 | 0 | 0 | 0 | 0 | -259533.218 | 0 | 0 | 0 | 0 | 0 | 0 | 0 | 0 | 0 | 0 | 0 | 0 | 0 | 0 | 0 | 0
2016-06-15 13:00 | 0 | 0 | 0 | 0 | 0 | 543254.6882 | 486171 | 0 | 0 | 0 | 0 | 116895.4826 | 2411926.9279 | 0 | 0 | 0 | 0 | 0 | 0 | 0 | 0 | 0 | 0 | 0 | 0 | 0 | 0 | 0 | 0 | 57083.6882 | 0 | 0 | 0 | 0 | 0 | 0 | 0 | 0 | 0 | 0 | 0 | 0 | 0 | 0 | 0 | 0
2016-06-15 14:00 | 0 | 0 | 0 | 0 | 66365.04 | 708897.178 | 515729 | 0 | 0 | 0 | 0 | 376428.7006 | 2411926.9279 | 0 | 0 | 0 | 0 | 0 | 0 | 0 | 0 | 0 | 0 | 0 | 0 | 0 | 0 | 0 | 0 | 259533.218 | 0 | 0 | 0 | 0 | 0 | 0 | 0 | 0 | 0 | 0 | 0 | 0 | 0 | 0 | 0 | 0
2016-06-15 15:00 | 0 | 0 | 0 | 0 | 0 | 818099.6959 | 544200 | 0 | 0 | 0 | 0 | 635961.9185 | 2426293.4059 | 0 | 0 | 0 | 0 | 0 | 0 | 0 | 0 | 0 | 0 | 0 | 0 | 0 | 0 | 0 | 0 | 259533.218 | 14366.478 | 0 | 0 | 0 | 0 | 0 | 0 | 0 | 0 | 0 | 0 | 0 | 0 | 0 | 0 | 0
2016-06-15 16:00 | 0 | 0 | 0 | 0 | 0 | 847436.9041 | 569028 | 0 | 0 | 0 | 0 | 895495.1365 | 2440659.8838 | 0 | 0 | 0 | 0 | 0 | 0 | 4509.2081 | 0 | 0 | 0 | 0 | 0 | 0 | 0 | 0 | 0 | 259533.218 | 14366.478 | 0 | 0 | 0 | 0 | 0 | 0 | 0 | 0 | 4509.2081 | 0 | 0 | 0 | 0 | 0 | 0
2016-06-15 17:00 | 0 | 0 | 0 | 0 | 0 | 883853.7774 | 590949 | 0 | 0 | 0 | 0 | 1155028.3545 | 2455026.3618 | 0 | 0 | 0 | 0 | 0 | 0 | 23514.2896 | 0 | 0 | 0 | 0 | 0 | 0 | 0 | 0 | 0 | 259533.218 | 14366.478 | 0 | 0 | 0 | 0 | 0 | 0 | 0 | 0 | 19005.0815 | 0 | 0 | 0 | 0 | 0 | 0
2016-06-15 18:00 | 0 | 0 | 0 | 0 | 0 | 879895.106 | 608682 | 0 | 0 | 0 | 0 | 1414561.5725 | 2469392.8398 | 0 | 0 | 0 | 0 | 0 | 0 | 20827.6997 | 0 | 0 | 0 | 0 | 0 | 0 | 0 | 0 | 0 | 259533.218 | 14366.478 | 0 | 0 | 0 | 0 | 0 | 0 | 0 | 0 | -2686.5899 | 0 | 0 | 0 | 0 | 0 | 0
2016-06-15 19:00 | 0 | 0 | 0 | 0 | 0 | 873094.2898 | 621100 | 0 | 0 | 0 | 0 | 1674094.7904 | 2469392.8398 | 0 | 0 | 0 | 0 | 0 | 0 | 13288.7715 | 0 | 0 | 0 | 0 | 0 | 0 | 0 | 0 | 0 | 259533.218 | 0 | 0 | 0 | 0 | 0 | 0 | 0 | 0 | 0 | -7538.9282 | 0 | 0 | 0 | 0 | 0 | 0
2016-06-15 20:00 | 0 | 0 | 0 | 0 | 0 | 872009.077 | 629859 | 0 | 0 | 0 | 0 | 1929533.6389 | 2469392.8398 | 0 | 0 | 0 | 0 | 0 | 0 | 0 | 0 | 0 | 0 | 0 | 0 | 0 | 0 | 0 | 0 | 255438.8485 | 0 | 0 | 0 | 0 | 0 | 0 | 0 | 0 | 0 | -13288.7715 | 0 | 0 | 0 | 0 | 0 | 0
2016-06-15 21:00 | 0 | 0 | 0 | 0 | 0 | 866448.444 | 632024 | 0 | 0 | 0 | 0 | 2163958.0829 | 2469392.8398 | 0 | 0 | 0 | 0 | 0 | 0 | 0 | 0 | 0 | 0 | 0 | 0 | 0 | 0 | 0 | 0 | 234424.444 | 0 | 0 | 0 | 0 | 0 | 0 | 0 | 0 | 0 | 0 | 0 | 0 | 0 | 0 | 0 | 0
2016-06-15 22:00 | 0 | 0 | 0 | 0 | 0 | 837004.8361 | 626813 | 0 | 0 | 0 | 0 | 2374149.919 | 2469392.8398 | 0 | 0 | 0 | 0 | 0 | 0 | 0 | 0 | 0 | 0 | 0 | 0 | 0 | 0 | 0 | 0 | 210191.8361 | 0 | 0 | 0 | 0 | 0 | 0 | 0 | 0 | 0 | 0 | 0 | 0 | 0 | 0 | 0 | 0
2016-06-15 23:00 | 0 | 0 | 0 | 0 | 0 | 768579.686 | 613147 | 0 | 0 | 0 | 0 | 2529582.605 | 2469392.8398 | 0 | 0 | 0 | 0 | 0 | 0 | 0 | 0 | 0 | 0 | 0 | 0 | 0 | 0 | 0 | 0 | 155432.686 | 0 | 0 | 0 | 0 | 0 | 0 | 0 | 0 | 0 | 0 | 0 | 0 | 0 | 0 | 0 | 0
2016-06-16 | 0 | 0 | 0 | 0 | 0 | 615465.5709 | 596583 | 0 | 0 | 0 | 0 | 2548465.1759 | 2469392.8398 | 0 | 0 | 0 | 0 | 0 | 0 | 0 | 0 | 0 | 0 | 0 | 0 | 0 | 0 | 0 | 0 | 18882.5709 | 0 | 0 | 0 | 0 | 0 | 0 | 0 | 0 | 0 | 0 | 0 | 0 | 0 | 0 | 0 | 0
2016-06-16 01:00 | 0 | 0 | 0 | 0 | 0 | 352394.7716 | 579747 | 0 | 0 | 0 | 0 | 2306746.4694 | 2483759.3178 | 0 | 0 | 0 | 0 | 0 | 0 | 0 | 0 | 0 | 0 | 0 | 0 | 0 | 0 | 0 | 0 | -241718.7064 | 14366.478 | 0 | 0 | 0 | 0 | 0 | 0 | 0 | 0 | 0 | 0 | 0 | 0 | 0 | 0 | 0
2016-06-16 02:00 | 0 | 0 | 0 | 0 | 135233.5059 | 49283.1814 | 552876 | 0 | 0 | 0 | 0 | 2047213.2515 | 2374933.2231 | 0 | 0 | 0 | 0 | 0 | 0 | 0 | 0 | 0 | 0 | 0 | 0 | 0 | 0 | 0 | 0 | -259533.218 | 0 | 108826.0947 | 0 | 0 | 0 | 0 | 0 | 0 | 0 | 0 | 0 | 0 | 0 | 0 | 0 | 0
2016-06-16 03:00 | 0 | 0 | 0 | 0 | 257273.6389 | 2.1432 | 516809 | 0 | 0 | 0 | 0 | 1787680.0335 | 2374933.2231 | 0 | 0 | 0 | 0 | 0 | 0 | 0 | 0 | 0 | 0 | 0 | 0 | 0 | 0 | 0 | 0 | -259533.218 | 0 | 0 | 0 | 0 | 0 | 0 | 0 | 0 | 0 | 0 | 0 | 0 | 0 | 0 | 0 | 0
2016-06-16 04:00 | 0 | 0 | 0 | 0 | 222760.782 | 0 | 482294 | 0 | 0 | 0 | 0 | 1528146.8155 | 2374933.2231 | 0 | 0 | 0 | 0 | 0 | 0 | 0 | 0 | 0 | 0 | 0 | 0 | 0 | 0 | 0 | 0 | -259533.218 | 0 | 0 | 0 | 0 | 0 | 0 | 0 | 0 | 0 | 0 | 0 | 0 | 0 | 0 | 0 | 0
2016-06-16 05:00 | 0 | 0 | 0 | 0 | 193160.782 | 0 | 452694 | 0 | 0 | 0 | 0 | 1268613.5976 | 2374933.2231 | 0 | 0 | 0 | 0 | 0 | 0 | 0 | 0 | 0 | 0 | 0 | 0 | 0 | 0 | 0 | 0 | -259533.218 | 0 | 0 | 0 | 0 | 0 | 0 | 0 | 0 | 0 | 0 | 0 | 0 | 0 | 0 | 0 | 0
2016-06-16 06:00 | 0 | 0 | 0 | 0 | 170045.782 | 0 | 429579 | 0 | 0 | 0 | 0 | 1009080.3796 | 2374933.2231 | 0 | 0 | 0 | 0 | 0 | 0 | 0 | 0 | 0 | 0 | 0 | 0 | 0 | 0 | 0 | 0 | -259533.218 | 0 | 0 | 0 | 0 | 0 | 0 | 0 | 0 | 0 | 0 | 0 | 0 | 0 | 0 | 0 | 0
2016-06-16 07:00 | 0 | 0 | 0 | 0 | 153376.782 | 0 | 412910 | 0 | 0 | 0 | 0 | 749547.1616 | 2374933.2231 | 0 | 0 | 0 | 0 | 0 | 0 | 0 | 0 | 0 | 0 | 0 | 0 | 0 | 0 | 0 | 0 | -259533.218 | 0 | 0 | 0 | 0 | 0 | 0 | 0 | 0 | 0 | 0 | 0 | 0 | 0 | 0 | 0 | 0
2016-06-16 08:00 | 0 | 0 | 0 | 0 | 145439.782 | 0 | 404973 | 0 | 0 | 0 | 0 | 490013.9437 | 2374933.2231 | 0 | 0 | 0 | 0 | 0 | 0 | 0 | 0 | 0 | 0 | 0 | 0 | 0 | 0 | 0 | 0 | -259533.218 | 0 | 0 | 0 | 0 | 0 | 0 | 0 | 0 | 0 | 0 | 0 | 0 | 0 | 0 | 0 | 0
2016-06-16 09:00 | 0 | 0 | 0 | 0 | 555506.8711 | 0 | 408505 | 0 | 0 | 0 | 0 | 637015.8148 | 2374933.2231 | 0 | 0 | 0 | 0 | 0 | 0 | 0 | 0 | 0 | 0 | 0 | 0 | 0 | 0 | 0 | 0 | 147001.8711 | 0 | 0 | 0 | 0 | 0 | 0 | 0 | 0 | 0 | 0 | 0 | 0 | 0 | 0 | 0 | 0
2016-06-16 10:00 | 0 | 0 | 0 | 0 | 162705.782 | 0 | 422239 | 0 | 0 | 0 | 0 | 377482.5968 | 2374933.2231 | 0 | 0 | 0 | 0 | 0 | 0 | 0 | 0 | 0 | 0 | 0 | 0 | 0 | 0 | 0 | 0 | -259533.218 | 0 | 0 | 0 | 0 | 0 | 0 | 0 | 0 | 0 | 0 | 0 | 0 | 0 | 0 | 0 | 0
2016-06-16 11:00 | 0 | 0 | 0 | 0 | 182766.4919 | 17.2902 | 442317 | 0 | 0 | 0 | 0 | 117949.3789 | 2374933.2231 | 0 | 0 | 0 | 0 | 0 | 0 | 0 | 0 | 0 | 0 | 0 | 0 | 0 | 0 | 0 | 0 | -259533.218 | 0 | 0 | 0 | 0 | 0 | 0 | 0 | 0 | 0 | 0 | 0 | 0 | 0 | 0 | 0 | 0
2016-06-16 12:00 | 0 | 0 | 0 | 0 | 182449.4525 | 167092.1686 | 467491 | 0 | 0 | 0 | 0 | 0 | 2374933.2231 | 0 | 0 | 0 | 0 | 0 | 0 | 0 | 0 | 0 | 0 | 0 | 0 | 0 | 0 | 0 | 0 | -117949.3789 | 0 | 0 | 0 | 0 | 0 | 0 | 0 | 0 | 0 | 0 | 0 | 0 | 0 | 0 | 0 | 0
2016-06-16 13:00 | 0 | 0 | 0 | 0 | 63102.1446 | 578683.5059 | 494771 | 0 | 0 | 0 | 0 | 147014.6504 | 2374933.2231 | 0 | 0 | 0 | 0 | 0 | 0 | 0 | 0 | 0 | 0 | 0 | 0 | 0 | 0 | 0 | 0 | 147014.6504 | 0 | 0 | 0 | 0 | 0 | 0 | 0 | 0 | 0 | 0 | 0 | 0 | 0 | 0 | 0 | 0
2016-06-16 14:00 | 0 | 0 | 0 | 0 | 47726.7697 | 735050.4482 | 523244 | 0 | 0 | 0 | 0 | 406547.8684 | 2374933.2231 | 0 | 0 | 0 | 0 | 0 | 0 | 0 | 0 | 0 | 0 | 0 | 0 | 0 | 0 | 0 | 0 | 259533.218 | 0 | 0 | 0 | 0 | 0 | 0 | 0 | 0 | 0 | 0 | 0 | 0 | 0 | 0 | 0 | 0
2016-06-16 15:00 | 0 | 0 | 0 | 0 | 0 | 824456.6959 | 550557 | 0 | 0 | 0 | 0 | 666081.0864 | 2389299.701 | 0 | 0 | 0 | 0 | 0 | 0 | 0 | 0 | 0 | 0 | 0 | 0 | 0 | 0 | 0 | 0 | 259533.218 | 14366.478 | 0 | 0 | 0 | 0 | 0 | 0 | 0 | 0 | 0 | 0 | 0 | 0 | 0 | 0 | 0
2016-06-16 16:00 | 0 | 0 | 0 | 0 | 0 | 847392.6959 | 573493 | 0 | 0 | 0 | 0 | 925614.3043 | 2403666.179 | 0 | 0 | 0 | 0 | 0 | 0 | 0 | 0 | 0 | 0 | 0 | 0 | 0 | 0 | 0 | 0 | 259533.218 | 14366.478 | 0 | 0 | 0 | 0 | 0 | 0 | 0 | 0 | 0 | 0 | 0 | 0 | 0 | 0 | 0
2016-06-16 17:00 | 0 | 0 | 0 | 0 | 0 | 873901.4245 | 593314 | 0 | 0 | 0 | 0 | 1185147.5223 | 2418032.657 | 0 | 0 | 0 | 0 | 0 | 0 | 6687.7285 | 0 | 0 | 0 | 0 | 0 | 0 | 0 | 0 | 0 | 259533.218 | 14366.478 | 0 | 0 | 0 | 0 | 0 | 0 | 0 | 0 | 6687.7285 | 0 | 0 | 0 | 0 | 0 | 0
2016-06-16 18:00 | 0 | 0 | 0 | 0 | 0 | 899053.257 | 608327 | 0 | 0 | 0 | 0 | 1444680.7403 | 2432399.135 | 0 | 0 | 0 | 0 | 0 | 0 | 23514.2896 | 0 | 0 | 0 | 0 | 0 | 0 | 0 | 0 | 0 | 259533.218 | 14366.478 | 0 | 0 | 0 | 0 | 0 | 0 | 0 | 0 | 16826.5611 | 0 | 0 | 0 | 0 | 0 | 0
2016-06-16 19:00 | 0 | 0 | 0 | 0 | 0 | 890434.8959 | 617141 | 0 | 0 | 0 | 0 | 1704213.9582 | 2446765.613 | 0 | 0 | 0 | 0 | 0 | 0 | 22908.4895 | 0 | 0 | 0 | 0 | 0 | 0 | 0 | 0 | 0 | 259533.218 | 14366.478 | 0 | 0 | 0 | 0 | 0 | 0 | 0 | 0 | -605.8001 | 0 | 0 | 0 | 0 | 0 | 0
2016-06-16 20:00 | 0 | 0 | 0 | 0 | 0 | 888658.6113 | 622344 | 0 | 0 | 0 | 0 | 1963747.1762 | 2461132.0909 | 0 | 0 | 0 | 0 | 0 | 0 | 15323.4048 | 0 | 0 | 0 | 0 | 0 | 0 | 0 | 0 | 0 | 259533.218 | 14366.478 | 0 | 0 | 0 | 0 | 0 | 0 | 0 | 0 | -7585.0847 | 0 | 0 | 0 | 0 | 0 | 0
2016-06-16 21:00 | 0 | 0 | 0 | 0 | 0 | 881899.5906 | 623112 | 0 | 0 | 0 | 0 | 2214343.882 | 2461132.0909 | 0 | 0 | 0 | 0 | 0 | 0 | 23514.2896 | 0 | 0 | 0 | 0 | 0 | 0 | 0 | 0 | 0 | 250596.7058 | 0 | 0 | 0 | 0 | 0 | 0 | 0 | 0 | 0 | 8190.8848 | 0 | 0 | 0 | 0 | 0 | 0
2016-06-16 22:00 | 0 | 0 | 0 | 0 | 0 | 852661.9208 | 617203 | 0 | 0 | 0 | 0 | 2473317.0924 | 2461132.0909 | 0 | 0 | 0 | 0 | 0 | 0 | 0 | 0 | 0 | 0 | 0 | 0 | 0 | 0 | 0 | 0 | 258973.2104 | 0 | 0 | 0 | 0 | 0 | 0 | 0 | 0 | 0 | -23514.2896 | 0 | 0 | 0 | 0 | 0 | 0
2016-06-16 23:00 | 0 | 0 | 0 | 0 | 0 | 784476.0798 | 605611 | 0 | 0 | 0 | 0 | 2652182.1723 | 2461132.0909 | 0 | 0 | 0 | 0 | 0 | 0 | 0 | 0 | 0 | 0 | 0 | 0 | 0 | 0 | 0 | 0 | 178865.0798 | 0 | 0 | 0 | 0 | 0 | 0 | 0 | 0 | 0 | 0 | 0 | 0 | 0 | 0 | 0 | 0
2016-06-17 | 0 | 0 | 0 | 0 | 0 | 624012.3912 | 591553 | 0 | 0 | 0 | 0 | 2684641.5635 | 2461132.0909 | 0 | 0 | 0 | 0 | 0 | 0 | 0 | 0 | 0 | 0 | 0 | 0 | 0 | 0 | 0 | 0 | 32459.3912 | 0 | 0 | 0 | 0 | 0 | 0 | 0 | 0 | 0 | 0 | 0 | 0 | 0 | 0 | 0 | 0
2016-06-17 01:00 | 0 | 0 | 0 | 0 | 0 | 369177.704 | 575723 | 0 | 0 | 0 | 0 | 2478096.2675 | 2461132.0909 | 0 | 0 | 0 | 0 | 0 | 0 | 0 | 0 | 0 | 0 | 0 | 0 | 0 | 0 | 0 | 0 | -206545.296 | 0 | 0 | 0 | 0 | 0 | 0 | 0 | 0 | 0 | 0 | 0 | 0 | 0 | 0 | 0 | 0
2016-06-17 02:00 | 0 | 0 | 0 | 0 | 238353.6376 | 51704.1444 | 549591 | 0 | 0 | 0 | 0 | 2218563.0495 | 2461132.0909 | 0 | 0 | 0 | 0 | 0 | 0 | 0 | 0 | 0 | 0 | 0 | 0 | 0 | 0 | 0 | 0 | -259533.218 | 0 | 0 | 0 | 0 | 0 | 0 | 0 | 0 | 0 | 0 | 0 | 0 | 0 | 0 | 0 | 0
2016-06-17 03:00 | 0 | 0 | 0 | 0 | 256181.9391 | 1.8429 | 515717 | 0 | 0 | 0 | 0 | 1959029.8316 | 2461132.0909 | 0 | 0 | 0 | 0 | 0 | 0 | 0 | 0 | 0 | 0 | 0 | 0 | 0 | 0 | 0 | 0 | -259533.218 | 0 | 0 | 0 | 0 | 0 | 0 | 0 | 0 | 0 | 0 | 0 | 0 | 0 | 0 | 0 | 0
2016-06-17 04:00 | 0 | 0 | 0 | 0 | 224183.782 | 0 | 483717 | 0 | 0 | 0 | 0 | 1699496.6136 | 2461132.0909 | 0 | 0 | 0 | 0 | 0 | 0 | 0 | 0 | 0 | 0 | 0 | 0 | 0 | 0 | 0 | 0 | -259533.218 | 0 | 0 | 0 | 0 | 0 | 0 | 0 | 0 | 0 | 0 | 0 | 0 | 0 | 0 | 0 | 0
2016-06-17 05:00 | 0 | 0 | 0 | 0 | 194745.782 | 0 | 454279 | 0 | 0 | 0 | 0 | 1439963.3956 | 2461132.0909 | 0 | 0 | 0 | 0 | 0 | 0 | 0 | 0 | 0 | 0 | 0 | 0 | 0 | 0 | 0 | 0 | -259533.218 | 0 | 0 | 0 | 0 | 0 | 0 | 0 | 0 | 0 | 0 | 0 | 0 | 0 | 0 | 0 | 0
2016-06-17 06:00 | 0 | 0 | 0 | 0 | 168714.782 | 0 | 428248 | 0 | 0 | 0 | 0 | 1180430.1777 | 2461132.0909 | 0 | 0 | 0 | 0 | 0 | 0 | 0 | 0 | 0 | 0 | 0 | 0 | 0 | 0 | 0 | 0 | -259533.218 | 0 | 0 | 0 | 0 | 0 | 0 | 0 | 0 | 0 | 0 | 0 | 0 | 0 | 0 | 0 | 0
2016-06-17 07:00 | 0 | 0 | 0 | 0 | 152218.782 | 0 | 411752 | 0 | 0 | 0 | 0 | 920896.9597 | 2461132.0909 | 0 | 0 | 0 | 0 | 0 | 0 | 0 | 0 | 0 | 0 | 0 | 0 | 0 | 0 | 0 | 0 | -259533.218 | 0 | 0 | 0 | 0 | 0 | 0 | 0 | 0 | 0 | 0 | 0 | 0 | 0 | 0 | 0 | 0
2016-06-17 08:00 | 0 | 0 | 0 | 0 | 143966.782 | 0 | 403500 | 0 | 0 | 0 | 0 | 661363.7417 | 2461132.0909 | 0 | 0 | 0 | 0 | 0 | 0 | 0 | 0 | 0 | 0 | 0 | 0 | 0 | 0 | 0 | 0 | -259533.218 | 0 | 0 | 0 | 0 | 0 | 0 | 0 | 0 | 0 | 0 | 0 | 0 | 0 | 0 | 0 | 0
2016-06-17 09:00 | 0 | 0 | 0 | 0 | 145979.782 | 0 | 405513 | 0 | 0 | 0 | 0 | 401830.5238 | 2461132.0909 | 0 | 0 | 0 | 0 | 0 | 0 | 0 | 0 | 0 | 0 | 0 | 0 | 0 | 0 | 0 | 0 | -259533.218 | 0 | 0 | 0 | 0 | 0 | 0 | 0 | 0 | 0 | 0 | 0 | 0 | 0 | 0 | 0 | 0
2016-06-17 10:00 | 0 | 0 | 0 | 0 | 533879.9122 | 0 | 416644 | 0 | 0 | 0 | 0 | 519066.4359 | 2461132.0909 | 0 | 0 | 0 | 0 | 0 | 0 | 0 | 0 | 0 | 0 | 0 | 0 | 0 | 0 | 0 | 0 | 117235.9122 | 0 | 0 | 0 | 0 | 0 | 0 | 0 | 0 | 0 | 0 | 0 | 0 | 0 | 0 | 0 | 0
2016-06-17 11:00 | 0 | 0 | 0 | 0 | 174750.5954 | 17.1866 | 434301 | 0 | 0 | 0 | 0 | 259533.218 | 2461132.0909 | 0 | 0 | 0 | 0 | 0 | 0 | 0 | 0 | 0 | 0 | 0 | 0 | 0 | 0 | 0 | 0 | -259533.218 | 0 | 0 | 0 | 0 | 0 | 0 | 0 | 0 | 0 | 0 | 0 | 0 | 0 | 0 | 0 | 0
2016-06-17 12:00 | 0 | 0 | 0 | 0 | 37139.3834 | 162617.3986 | 459290 | 0 | 0 | 0 | 0 | 0 | 2461132.0909 | 0 | 0 | 0 | 0 | 0 | 0 | 0 | 0 | 0 | 0 | 0 | 0 | 0 | 0 | 0 | 0 | -259533.218 | 0 | 0 | 0 | 0 | 0 | 0 | 0 | 0 | 0 | 0 | 0 | 0 | 0 | 0 | 0 | 0
2016-06-17 13:00 | 0 | 0 | 0 | 0 | 89375.8198 | 572599.3602 | 488911 | 0 | 0 | 0 | 0 | 173064.18 | 2461132.0909 | 0 | 0 | 0 | 0 | 0 | 0 | 0 | 0 | 0 | 0 | 0 | 0 | 0 | 0 | 0 | 0 | 173064.18 | 0 | 0 | 0 | 0 | 0 | 0 | 0 | 0 | 0 | 0 | 0 | 0 | 0 | 0 | 0 | 0
2016-06-17 14:00 | 0 | 0 | 0 | 0 | 45488.8328 | 732639.3852 | 518595 | 0 | 0 | 0 | 0 | 432597.398 | 2461132.0909 | 0 | 0 | 0 | 0 | 0 | 0 | 0 | 0 | 0 | 0 | 0 | 0 | 0 | 0 | 0 | 0 | 259533.218 | 0 | 0 | 0 | 0 | 0 | 0 | 0 | 0 | 0 | 0 | 0 | 0 | 0 | 0 | 0 | 0
2016-06-17 15:00 | 0 | 0 | 0 | 0 | 0 | 819640.6959 | 545741 | 0 | 0 | 0 | 0 | 692130.616 | 2475498.5689 | 0 | 0 | 0 | 0 | 0 | 0 | 0 | 0 | 0 | 0 | 0 | 0 | 0 | 0 | 0 | 0 | 259533.218 | 14366.478 | 0 | 0 | 0 | 0 | 0 | 0 | 0 | 0 | 0 | 0 | 0 | 0 | 0 | 0 | 0
2016-06-17 16:00 | 0 | 0 | 0 | 0 | 0 | 841389.6959 | 567490 | 0 | 0 | 0 | 0 | 951663.8339 | 2489865.0469 | 0 | 0 | 0 | 0 | 0 | 0 | 0 | 0 | 0 | 0 | 0 | 0 | 0 | 0 | 0 | 0 | 259533.218 | 14366.478 | 0 | 0 | 0 | 0 | 0 | 0 | 0 | 0 | 0 | 0 | 0 | 0 | 0 | 0 | 0
2016-06-17 17:00 | 0 | 0 | 0 | 0 | 0 | 858771.2802 | 584549 | 0 | 0 | 0 | 0 | 1211197.0519 | 2504231.5249 | 0 | 0 | 0 | 0 | 0 | 0 | 322.5842 | 0 | 0 | 0 | 0 | 0 | 0 | 0 | 0 | 0 | 259533.218 | 14366.478 | 0 | 0 | 0 | 0 | 0 | 0 | 0 | 0 | 322.5842 | 0 | 0 | 0 | 0 | 0 | 0
2016-06-17 18:00 | 0 | 0 | 0 | 0 | 0 | 891435.6426 | 597291 | 0 | 0 | 0 | 0 | 1470730.2699 | 2518598.0029 | 0 | 0 | 0 | 0 | 0 | 0 | 20567.5309 | 0 | 0 | 0 | 0 | 0 | 0 | 0 | 0 | 0 | 259533.218 | 14366.478 | 0 | 0 | 0 | 0 | 0 | 0 | 0 | 0 | 20244.9467 | 0 | 0 | 0 | 0 | 0 | 0
2016-06-17 19:00 | 0 | 0 | 0 | 0 | 0 | 883454.4546 | 606608 | 0 | 0 | 0 | 0 | 1730263.4878 | 2532964.4809 | 0 | 0 | 0 | 0 | 0 | 0 | 23514.2896 | 0 | 0 | 0 | 0 | 0 | 0 | 0 | 0 | 0 | 259533.218 | 14366.478 | 0 | 0 | 0 | 0 | 0 | 0 | 0 | 0 | 2946.7587 | 0 | 0 | 0 | 0 | 0 | 0
2016-06-17 20:00 | 0 | 0 | 0 | 0 | 0 | 881220.8362 | 612181 | 0 | 0 | 0 | 0 | 1989796.7058 | 2547330.9588 | 0 | 0 | 0 | 0 | 0 | 0 | 18654.4298 | 0 | 0 | 0 | 0 | 0 | 0 | 0 | 0 | 0 | 259533.218 | 14366.478 | 0 | 0 | 0 | 0 | 0 | 0 | 0 | 0 | -4859.8598 | 0 | 0 | 0 | 0 | 0 | 0
2016-06-17 21:00 | 0 | 0 | 0 | 0 | 0 | 873776.292 | 612561 | 0 | 0 | 0 | 0 | 2249329.9238 | 2561697.4368 | 0 | 0 | 0 | 0 | 0 | 0 | 5970.0259 | 0 | 0 | 0 | 0 | 0 | 0 | 0 | 0 | 0 | 259533.218 | 14366.478 | 0 | 0 | 0 | 0 | 0 | 0 | 0 | 0 | -12684.4039 | 0 | 0 | 0 | 0 | 0 | 0
2016-06-17 22:00 | 0 | 0 | 0 | 0 | 0 | 842770.6183 | 604742 | 0 | 0 | 0 | 0 | 2478962.09 | 2576063.9148 | 0 | 0 | 0 | 0 | 0 | 0 | 0 | 0 | 0 | 0 | 0 | 0 | 0 | 0 | 0 | 0 | 229632.1662 | 14366.478 | 0 | 0 | 0 | 0 | 0 | 0 | 0 | 0 | -5970.0259 | 0 | 0 | 0 | 0 | 0 | 0
2016-06-17 23:00 | 0 | 0 | 0 | 0 | 0 | 768488.6559 | 590018 | 0 | 0 | 0 | 0 | 2657432.7459 | 2576063.9148 | 0 | 0 | 0 | 0 | 0 | 0 | 0 | 0 | 0 | 0 | 0 | 0 | 0 | 0 | 0 | 0 | 178470.6559 | 0 | 0 | 0 | 0 | 0 | 0 | 0 | 0 | 0 | 0 | 0 | 0 | 0 | 0 | 0 | 0
2016-06-18 | 0 | 0 | 0 | 0 | 0 | 608460.8883 | 571383 | 0 | 0 | 0 | 0 | 2694510.6341 | 2576063.9148 | 0 | 0 | 0 | 0 | 0 | 0 | 0 | 0 | 0 | 0 | 0 | 0 | 0 | 0 | 0 | 0 | 37077.8883 | 0 | 0 | 0 | 0 | 0 | 0 | 0 | 0 | 0 | 0 | 0 | 0 | 0 | 0 | 0 | 0
2016-06-18 01:00 | 0 | 0 | 0 | 0 | 0 | 338782.911 | 554508 | 0 | 0 | 0 | 0 | 2478785.5451 | 2576063.9148 | 0 | 0 | 0 | 0 | 0 | 0 | 0 | 0 | 0 | 0 | 0 | 0 | 0 | 0 | 0 | 0 | -215725.089 | 0 | 0 | 0 | 0 | 0 | 0 | 0 | 0 | 0 | 0 | 0 | 0 | 0 | 0 | 0 | 0
2016-06-18 02:00 | 0 | 0 | 0 | 0 | 235019.3582 | 49909.9018 | 530096 | 0 | 0 | 0 | 0 | 2219252.3271 | 2590430.3928 | 0 | 0 | 0 | 0 | 0 | 0 | 0 | 0 | 0 | 0 | 0 | 0 | 0 | 0 | 0 | 0 | -259533.218 | 14366.478 | 0 | 0 | 0 | 0 | 0 | 0 | 0 | 0 | 0 | 0 | 0 | 0 | 0 | 0 | 0
2016-06-18 03:00 | 0 | 0 | 0 | 0 | 237949.9289 | 0.85312 | 497484 | 0 | 0 | 0 | 0 | 1959719.1092 | 2590430.3928 | 0 | 0 | 0 | 0 | 0 | 0 | 0 | 0 | 0 | 0 | 0 | 0 | 0 | 0 | 0 | 0 | -259533.218 | 0 | 0 | 0 | 0 | 0 | 0 | 0 | 0 | 0 | 0 | 0 | 0 | 0 | 0 | 0 | 0
2016-06-18 04:00 | 0 | 0 | 0 | 0 | 206225.782 | 0 | 465759 | 0 | 0 | 0 | 0 | 1700185.8912 | 2590430.3928 | 0 | 0 | 0 | 0 | 0 | 0 | 0 | 0 | 0 | 0 | 0 | 0 | 0 | 0 | 0 | 0 | -259533.218 | 0 | 0 | 0 | 0 | 0 | 0 | 0 | 0 | 0 | 0 | 0 | 0 | 0 | 0 | 0 | 0
2016-06-18 05:00 | 0 | 0 | 0 | 0 | 176591.782 | 0 | 436125 | 0 | 0 | 0 | 0 | 1440652.6732 | 2590430.3928 | 0 | 0 | 0 | 0 | 0 | 0 | 0 | 0 | 0 | 0 | 0 | 0 | 0 | 0 | 0 | 0 | -259533.218 | 0 | 0 | 0 | 0 | 0 | 0 | 0 | 0 | 0 | 0 | 0 | 0 | 0 | 0 | 0 | 0
2016-06-18 06:00 | 0 | 0 | 0 | 0 | 151373.782 | 0 | 410907 | 0 | 0 | 0 | 0 | 1181119.4553 | 2590430.3928 | 0 | 0 | 0 | 0 | 0 | 0 | 0 | 0 | 0 | 0 | 0 | 0 | 0 | 0 | 0 | 0 | -259533.218 | 0 | 0 | 0 | 0 | 0 | 0 | 0 | 0 | 0 | 0 | 0 | 0 | 0 | 0 | 0 | 0
2016-06-18 07:00 | 0 | 0 | 0 | 0 | 427431.8296 | 0 | 393168 | 0 | 0 | 0 | 0 | 1191868.9953 | 2590430.3928 | 0 | 0 | 0 | 0 | 0 | 0 | 23514.2896 | 0 | 0 | 0 | 0 | 0 | 0 | 0 | 0 | 0 | 10749.54 | 0 | 0 | 0 | 0 | 0 | 0 | 0 | 0 | 0 | 23514.2896 | 0 | 0 | 0 | 0 | 0 | 0
2016-06-18 08:00 | 0 | 0 | 0 | 0 | 98710.4924 | 0 | 381758 | 0 | 0 | 0 | 0 | 932335.7773 | 2590430.3928 | 0 | 0 | 0 | 0 | 0 | 0 | 0 | 0 | 0 | 0 | 0 | 0 | 0 | 0 | 0 | 0 | -259533.218 | 0 | 0 | 0 | 0 | 0 | 0 | 0 | 0 | 0 | -23514.2896 | 0 | 0 | 0 | 0 | 0 | 0
2016-06-18 09:00 | 0 | 0 | 0 | 0 | 116693.782 | 0 | 376227 | 0 | 0 | 0 | 0 | 672802.5593 | 2590430.3928 | 0 | 0 | 0 | 0 | 0 | 0 | 0 | 0 | 0 | 0 | 0 | 0 | 0 | 0 | 0 | 0 | -259533.218 | 0 | 0 | 0 | 0 | 0 | 0 | 0 | 0 | 0 | 0 | 0 | 0 | 0 | 0 | 0 | 0
2016-06-18 10:00 | 0 | 0 | 0 | 0 | 116296.782 | 0 | 375830 | 0 | 0 | 0 | 0 | 413269.3414 | 2590430.3928 | 0 | 0 | 0 | 0 | 0 | 0 | 0 | 0 | 0 | 0 | 0 | 0 | 0 | 0 | 0 | 0 | -259533.218 | 0 | 0 | 0 | 0 | 0 | 0 | 0 | 0 | 0 | 0 | 0 | 0 | 0 | 0 | 0 | 0
2016-06-18 11:00 | 0 | 0 | 0 | 0 | 245373.1599 | 9.0696 | 384738 | 0 | 0 | 0 | 0 | 273913.5708 | 2590430.3928 | 0 | 0 | 0 | 0 | 0 | 0 | 0 | 0 | 0 | 0 | 0 | 0 | 0 | 0 | 0 | 0 | -139355.7706 | 0 | 0 | 0 | 0 | 0 | 0 | 0 | 0 | 0 | 0 | 0 | 0 | 0 | 0 | 0 | 0
2016-06-18 12:00 | 0 | 0 | 0 | 0 | 0 | 168380.7364 | 405325 | 0 | 0 | 0 | 0 | 22602.8292 | 2604796.8708 | 0 | 0 | 0 | 0 | 0 | 0 | 0 | 0 | 0 | 0 | 0 | 0 | 0 | 0 | 0 | 0 | -251310.7416 | 14366.478 | 0 | 0 | 0 | 0 | 0 | 0 | 0 | 0 | 0 | 0 | 0 | 0 | 0 | 0 | 0
2016-06-18 13:00 | 0 | 0 | 0 | 0 | 109195.5157 | 557017.3727 | 432021 | 0 | 0 | 0 | 0 | 248478.1035 | 2604796.8708 | 0 | 0 | 0 | 0 | 0 | 0 | 8316.6141 | 0 | 0 | 0 | 0 | 0 | 0 | 0 | 0 | 0 | 225875.2743 | 0 | 0 | 0 | 0 | 0 | 0 | 0 | 0 | 0 | 8316.6141 | 0 | 0 | 0 | 0 | 0 | 0
2016-06-18 14:00 | 0 | 0 | 0 | 0 | 0 | 712037.6038 | 460821 | 0 | 0 | 0 | 0 | 508011.3215 | 2604796.8708 | 0 | 0 | 0 | 0 | 0 | 0 | 0 | 0 | 0 | 0 | 0 | 0 | 0 | 0 | 0 | 0 | 259533.218 | 0 | 0 | 0 | 0 | 0 | 0 | 0 | 0 | 0 | -8316.6141 | 0 | 0 | 0 | 0 | 0 | 0
2016-06-18 15:00 | 0 | 0 | 0 | 0 | 0 | 763553.6959 | 489654 | 0 | 0 | 0 | 0 | 767544.5394 | 2619163.3487 | 0 | 0 | 0 | 0 | 0 | 0 | 0 | 0 | 0 | 0 | 0 | 0 | 0 | 0 | 0 | 0 | 259533.218 | 14366.478 | 0 | 0 | 0 | 0 | 0 | 0 | 0 | 0 | 0 | 0 | 0 | 0 | 0 | 0 | 0
2016-06-18 16:00 | 0 | 0 | 0 | 0 | 0 | 788530.6959 | 514631 | 0 | 0 | 0 | 0 | 1027077.7574 | 2633529.8267 | 0 | 0 | 0 | 0 | 0 | 0 | 0 | 0 | 0 | 0 | 0 | 0 | 0 | 0 | 0 | 0 | 259533.218 | 14366.478 | 0 | 0 | 0 | 0 | 0 | 0 | 0 | 0 | 0 | 0 | 0 | 0 | 0 | 0 | 0
2016-06-18 17:00 | 0 | 0 | 0 | 0 | 0 | 808505.6959 | 534606 | 0 | 0 | 0 | 0 | 1286610.9754 | 2647896.3047 | 0 | 0 | 0 | 0 | 0 | 0 | 0 | 0 | 0 | 0 | 0 | 0 | 0 | 0 | 0 | 0 | 259533.218 | 14366.478 | 0 | 0 | 0 | 0 | 0 | 0 | 0 | 0 | 0 | 0 | 0 | 0 | 0 | 0 | 0
2016-06-18 18:00 | 0 | 0 | 0 | 0 | 0 | 848472.128 | 551191 | 0 | 0 | 0 | 0 | 1546144.1933 | 2662262.7827 | 0 | 0 | 0 | 0 | 0 | 0 | 23381.432 | 0 | 0 | 0 | 0 | 0 | 0 | 0 | 0 | 0 | 259533.218 | 14366.478 | 0 | 0 | 0 | 0 | 0 | 0 | 0 | 0 | 23381.432 | 0 | 0 | 0 | 0 | 0 | 0
2016-06-18 19:00 | 0 | 0 | 0 | 0 | 0 | 838577.5535 | 564545 | 0 | 0 | 0 | 0 | 1805677.4113 | 2676629.2607 | 0 | 0 | 0 | 0 | 0 | 0 | 23514.2896 | 0 | 0 | 0 | 0 | 0 | 0 | 0 | 0 | 0 | 259533.218 | 14366.478 | 0 | 0 | 0 | 0 | 0 | 0 | 0 | 0 | 132.8575 | 0 | 0 | 0 | 0 | 0 | 0
2016-06-18 20:00 | 0 | 0 | 0 | 0 | 0 | 829849.9848 | 574478 | 0 | 0 | 0 | 0 | 2065210.6293 | 2676629.2607 | 0 | 0 | 0 | 0 | 0 | 0 | 19353.0565 | 0 | 0 | 0 | 0 | 0 | 0 | 0 | 0 | 0 | 259533.218 | 0 | 0 | 0 | 0 | 0 | 0 | 0 | 0 | 0 | -4161.2331 | 0 | 0 | 0 | 0 | 0 | 0
2016-06-18 21:00 | 0 | 0 | 0 | 0 | 0 | 811958.3209 | 579685 | 0 | 0 | 0 | 0 | 2293322.717 | 2676629.2607 | 0 | 0 | 0 | 0 | 0 | 0 | 23514.2896 | 0 | 0 | 0 | 0 | 0 | 0 | 0 | 0 | 0 | 228112.0877 | 0 | 0 | 0 | 0 | 0 | 0 | 0 | 0 | 0 | 4161.2331 | 0 | 0 | 0 | 0 | 0 | 0
2016-06-18 22:00 | 0 | 0 | 0 | 0 | 0 | 777740.8989 | 575841 | 0 | 0 | 0 | 0 | 2518736.9055 | 2676629.2607 | 0 | 0 | 0 | 0 | 0 | 0 | 0 | 0 | 0 | 0 | 0 | 0 | 0 | 0 | 0 | 0 | 225414.1885 | 0 | 0 | 0 | 0 | 0 | 0 | 0 | 0 | 0 | -23514.2896 | 0 | 0 | 0 | 0 | 0 | 0
2016-06-18 23:00 | 0 | 0 | 0 | 0 | 0 | 694071.9877 | 562708 | 0 | 0 | 0 | 0 | 2650100.8932 | 2676629.2607 | 0 | 0 | 0 | 0 | 0 | 0 | 0 | 0 | 0 | 0 | 0 | 0 | 0 | 0 | 0 | 0 | 131363.9877 | 0 | 0 | 0 | 0 | 0 | 0 | 0 | 0 | 0 | 0 | 0 | 0 | 0 | 0 | 0 | 0
2016-06-19 | 0 | 0 | 0 | 0 | 0 | 535101.4021 | 545617 | 0 | 0 | 0 | 0 | 2639585.2953 | 2676629.2607 | 0 | 0 | 0 | 0 | 0 | 0 | 0 | 0 | 0 | 0 | 0 | 0 | 0 | 0 | 0 | 0 | -10515.5979 | 0 | 0 | 0 | 0 | 0 | 0 | 0 | 0 | 0 | 0 | 0 | 0 | 0 | 0 | 0 | 0
2016-06-19 01:00 | 0 | 0 | 0 | 0 | 0 | 292929.3109 | 531539 | 0 | 0 | 0 | 0 | 2400975.6062 | 2676629.2607 | 0 | 0 | 0 | 0 | 0 | 0 | 0 | 0 | 0 | 0 | 0 | 0 | 0 | 0 | 0 | 0 | -238609.6891 | 0 | 0 | 0 | 0 | 0 | 0 | 0 | 0 | 0 | 0 | 0 | 0 | 0 | 0 | 0 | 0
2016-06-19 02:00 | 0 | 0 | 0 | 0 | 216943.8781 | 49197.3819 | 511308 | 0 | 0 | 0 | 0 | 2141442.3882 | 2690995.7386 | 0 | 0 | 0 | 0 | 0 | 0 | 0 | 0 | 0 | 0 | 0 | 0 | 0 | 0 | 0 | 0 | -259533.218 | 14366.478 | 0 | 0 | 0 | 0 | 0 | 0 | 0 | 0 | 0 | 0 | 0 | 0 | 0 | 0 | 0
2016-06-19 03:00 | 0 | 0 | 0 | 0 | 222189.5164 | 4.2656 | 481727 | 0 | 0 | 0 | 0 | 1881909.1702 | 2690995.7386 | 0 | 0 | 0 | 0 | 0 | 0 | 0 | 0 | 0 | 0 | 0 | 0 | 0 | 0 | 0 | 0 | -259533.218 | 0 | 0 | 0 | 0 | 0 | 0 | 0 | 0 | 0 | 0 | 0 | 0 | 0 | 0 | 0 | 0
2016-06-19 04:00 | 0 | 0 | 0 | 0 | 191429.782 | 0 | 450963 | 0 | 0 | 0 | 0 | 1622375.9523 | 2690995.7386 | 0 | 0 | 0 | 0 | 0 | 0 | 0 | 0 | 0 | 0 | 0 | 0 | 0 | 0 | 0 | 0 | -259533.218 | 0 | 0 | 0 | 0 | 0 | 0 | 0 | 0 | 0 | 0 | 0 | 0 | 0 | 0 | 0 | 0
2016-06-19 05:00 | 0 | 0 | 0 | 0 | 164246.782 | 0 | 423780 | 0 | 0 | 0 | 0 | 1362842.7343 | 2690995.7386 | 0 | 0 | 0 | 0 | 0 | 0 | 0 | 0 | 0 | 0 | 0 | 0 | 0 | 0 | 0 | 0 | -259533.218 | 0 | 0 | 0 | 0 | 0 | 0 | 0 | 0 | 0 | 0 | 0 | 0 | 0 | 0 | 0 | 0
2016-06-19 06:00 | 0 | 0 | 0 | 0 | 141098.782 | 0 | 400632 | 0 | 0 | 0 | 0 | 1103309.5163 | 2690995.7386 | 0 | 0 | 0 | 0 | 0 | 0 | 0 | 0 | 0 | 0 | 0 | 0 | 0 | 0 | 0 | 0 | -259533.218 | 0 | 0 | 0 | 0 | 0 | 0 | 0 | 0 | 0 | 0 | 0 | 0 | 0 | 0 | 0 | 0
2016-06-19 07:00 | 0 | 0 | 0 | 0 | 124210.782 | 0 | 383744 | 0 | 0 | 0 | 0 | 843776.2984 | 2690995.7386 | 0 | 0 | 0 | 0 | 0 | 0 | 0 | 0 | 0 | 0 | 0 | 0 | 0 | 0 | 0 | 0 | -259533.218 | 0 | 0 | 0 | 0 | 0 | 0 | 0 | 0 | 0 | 0 | 0 | 0 | 0 | 0 | 0 | 0
2016-06-19 08:00 | 0 | 0 | 0 | 0 | 112469.782 | 0 | 372003 | 0 | 0 | 0 | 0 | 584243.0804 | 2690995.7386 | 0 | 0 | 0 | 0 | 0 | 0 | 0 | 0 | 0 | 0 | 0 | 0 | 0 | 0 | 0 | 0 | -259533.218 | 0 | 0 | 0 | 0 | 0 | 0 | 0 | 0 | 0 | 0 | 0 | 0 | 0 | 0 | 0 | 0
2016-06-19 09:00 | 0 | 0 | 0 | 0 | 543708.322 | 0 | 364628 | 0 | 0 | 0 | 0 | 763323.4023 | 2690995.7386 | 0 | 0 | 0 | 0 | 0 | 0 | 0 | 0 | 0 | 0 | 0 | 0 | 0 | 0 | 0 | 0 | 179080.322 | 0 | 0 | 0 | 0 | 0 | 0 | 0 | 0 | 0 | 0 | 0 | 0 | 0 | 0 | 0 | 0
2016-06-19 10:00 | 0 | 0 | 0 | 0 | 101950.782 | 0 | 361484 | 0 | 0 | 0 | 0 | 503790.1844 | 2690995.7386 | 0 | 0 | 0 | 0 | 0 | 0 | 0 | 0 | 0 | 0 | 0 | 0 | 0 | 0 | 0 | 0 | -259533.218 | 0 | 0 | 0 | 0 | 0 | 0 | 0 | 0 | 0 | 0 | 0 | 0 | 0 | 0 | 0 | 0
2016-06-19 11:00 | 0 | 0 | 0 | 0 | 107759.3555 | 15.4265 | 367308 | 0 | 0 | 0 | 0 | 244256.9664 | 2690995.7386 | 0 | 0 | 0 | 0 | 0 | 0 | 0 | 0 | 0 | 0 | 0 | 0 | 0 | 0 | 0 | 0 | -259533.218 | 0 | 0 | 0 | 0 | 0 | 0 | 0 | 0 | 0 | 0 | 0 | 0 | 0 | 0 | 0 | 0
2016-06-19 12:00 | 0 | 0 | 0 | 0 | 0 | 142917.0336 | 387174 | 0 | 0 | 0 | 0 | 0 | 2690995.7386 | 0 | 0 | 0 | 0 | 0 | 0 | 0 | 0 | 0 | 0 | 0 | 0 | 0 | 0 | 0 | 0 | -244256.9664 | 0 | 0 | 0 | 0 | 0 | 0 | 0 | 0 | 0 | 0 | 0 | 0 | 0 | 0 | 0 | 0
2016-06-19 13:00 | 0 | 0 | 0 | 0 | 196801.428 | 478612.79 | 415881 | 0 | 0 | 0 | 0 | 259533.218 | 2690995.7386 | 0 | 0 | 0 | 0 | 0 | 0 | 0 | 0 | 0 | 0 | 0 | 0 | 0 | 0 | 0 | 0 | 259533.218 | 0 | 0 | 0 | 0 | 0 | 0 | 0 | 0 | 0 | 0 | 0 | 0 | 0 | 0 | 0 | 0
2016-06-19 14:00 | 0 | 0 | 0 | 0 | 47265.852 | 660255.3659 | 447988 | 0 | 0 | 0 | 0 | 519066.4359 | 2690995.7386 | 0 | 0 | 0 | 0 | 0 | 0 | 0 | 0 | 0 | 0 | 0 | 0 | 0 | 0 | 0 | 0 | 259533.218 | 0 | 0 | 0 | 0 | 0 | 0 | 0 | 0 | 0 | 0 | 0 | 0 | 0 | 0 | 0 | 0
2016-06-19 15:00 | 0 | 0 | 0 | 0 | 0 | 752934.6959 | 479035 | 0 | 0 | 0 | 0 | 778599.6539 | 2705362.2166 | 0 | 0 | 0 | 0 | 0 | 0 | 0 | 0 | 0 | 0 | 0 | 0 | 0 | 0 | 0 | 0 | 259533.218 | 14366.478 | 0 | 0 | 0 | 0 | 0 | 0 | 0 | 0 | 0 | 0 | 0 | 0 | 0 | 0 | 0
2016-06-19 16:00 | 0 | 0 | 0 | 0 | 0 | 780546.6959 | 506647 | 0 | 0 | 0 | 0 | 1038132.8719 | 2719728.6946 | 0 | 0 | 0 | 0 | 0 | 0 | 0 | 0 | 0 | 0 | 0 | 0 | 0 | 0 | 0 | 0 | 259533.218 | 14366.478 | 0 | 0 | 0 | 0 | 0 | 0 | 0 | 0 | 0 | 0 | 0 | 0 | 0 | 0 | 0
2016-06-19 17:00 | 0 | 0 | 0 | 0 | 0 | 817681.7299 | 530674 | 0 | 0 | 0 | 0 | 1297666.0898 | 2734095.1726 | 0 | 0 | 0 | 0 | 0 | 0 | 13108.0339 | 0 | 0 | 0 | 0 | 0 | 0 | 0 | 0 | 0 | 259533.218 | 14366.478 | 0 | 0 | 0 | 0 | 0 | 0 | 0 | 0 | 13108.0339 | 0 | 0 | 0 | 0 | 0 | 0
2016-06-19 18:00 | 0 | 0 | 0 | 0 | 0 | 834551.9516 | 550246 | 0 | 0 | 0 | 0 | 1557199.3078 | 2748461.6506 | 0 | 0 | 0 | 0 | 0 | 0 | 23514.2896 | 0 | 0 | 0 | 0 | 0 | 0 | 0 | 0 | 0 | 259533.218 | 14366.478 | 0 | 0 | 0 | 0 | 0 | 0 | 0 | 0 | 10406.2556 | 0 | 0 | 0 | 0 | 0 | 0
2016-06-19 19:00 | 0 | 0 | 0 | 0 | 0 | 828580.2965 | 567009 | 0 | 0 | 0 | 0 | 1804404.1263 | 2762828.1286 | 0 | 0 | 0 | 0 | 0 | 0 | 23514.2896 | 0 | 0 | 0 | 0 | 0 | 0 | 0 | 0 | 0 | 247204.8185 | 14366.478 | 0 | 0 | 0 | 0 | 0 | 0 | 0 | 0 | 0 | 0 | 0 | 0 | 0 | 0 | 0
2016-06-19 20:00 | 0 | 0 | 0 | 0 | 0 | 823979.8126 | 580864 | 0 | 0 | 0 | 0 | 2047519.9389 | 2762828.1286 | 0 | 0 | 0 | 0 | 0 | 0 | 23514.2896 | 0 | 0 | 0 | 0 | 0 | 0 | 0 | 0 | 0 | 243115.8126 | 0 | 0 | 0 | 0 | 0 | 0 | 0 | 0 | 0 | 0 | 0 | 0 | 0 | 0 | 0 | 0
2016-06-19 21:00 | 0 | 0 | 0 | 0 | 0 | 809713.3355 | 590387 | 0 | 0 | 0 | 0 | 2290360.564 | 2762828.1286 | 0 | 0 | 0 | 0 | 0 | 0 | 0 | 0 | 0 | 0 | 0 | 0 | 0 | 0 | 0 | 0 | 242840.625 | 0 | 0 | 0 | 0 | 0 | 0 | 0 | 0 | 0 | -23514.2896 | 0 | 0 | 0 | 0 | 0 | 0
2016-06-19 22:00 | 0 | 0 | 0 | 0 | 0 | 778185.9629 | 591563 | 0 | 0 | 0 | 0 | 2462617.0489 | 2777194.6065 | 0 | 0 | 0 | 0 | 0 | 0 | 0 | 0 | 0 | 0 | 0 | 0 | 0 | 0 | 0 | 0 | 172256.4849 | 14366.478 | 0 | 0 | 0 | 0 | 0 | 0 | 0 | 0 | 0 | 0 | 0 | 0 | 0 | 0 | 0
2016-06-19 23:00 | 0 | 0 | 0 | 0 | 0 | 707675.871 | 584623 | 0 | 0 | 0 | 0 | 2585669.9199 | 2777194.6065 | 0 | 0 | 0 | 0 | 0 | 0 | 0 | 0 | 0 | 0 | 0 | 0 | 0 | 0 | 0 | 0 | 123052.871 | 0 | 0 | 0 | 0 | 0 | 0 | 0 | 0 | 0 | 0 | 0 | 0 | 0 | 0 | 0 | 0
2016-06-20 | 0 | 0 | 0 | 0 | 0 | 559626.5126 | 571899 | 0 | 0 | 0 | 0 | 2573397.4325 | 2777194.6065 | 0 | 0 | 0 | 0 | 0 | 0 | 0 | 0 | 0 | 0 | 0 | 0 | 0 | 0 | 0 | 0 | -12272.4874 | 0 | 0 | 0 | 0 | 0 | 0 | 0 | 0 | 0 | 0 | 0 | 0 | 0 | 0 | 0 | 0
2016-06-20 01:00 | 0 | 0 | 0 | 0 | 0 | 345145.1692 | 560612 | 0 | 0 | 0 | 0 | 2357930.6017 | 2777194.6065 | 0 | 0 | 0 | 0 | 0 | 0 | 0 | 0 | 0 | 0 | 0 | 0 | 0 | 0 | 0 | 0 | -215466.8308 | 0 | 0 | 0 | 0 | 0 | 0 | 0 | 0 | 0 | 0 | 0 | 0 | 0 | 0 | 0 | 0
2016-06-20 02:00 | 0 | 0 | 0 | 0 | 231927.1209 | 47168.6611 | 538629 | 0 | 0 | 0 | 0 | 2098397.3837 | 2777194.6065 | 0 | 0 | 0 | 0 | 0 | 0 | 0 | 0 | 0 | 0 | 0 | 0 | 0 | 0 | 0 | 0 | -259533.218 | 0 | 0 | 0 | 0 | 0 | 0 | 0 | 0 | 0 | 0 | 0 | 0 | 0 | 0 | 0 | 0
2016-06-20 03:00 | 0 | 0 | 0 | 0 | 246869.2808 | 1.5012 | 506404 | 0 | 0 | 0 | 0 | 1838864.1658 | 2777194.6065 | 0 | 0 | 0 | 0 | 0 | 0 | 0 | 0 | 0 | 0 | 0 | 0 | 0 | 0 | 0 | 0 | -259533.218 | 0 | 0 | 0 | 0 | 0 | 0 | 0 | 0 | 0 | 0 | 0 | 0 | 0 | 0 | 0 | 0
2016-06-20 04:00 | 0 | 0 | 0 | 0 | 213254.782 | 0 | 472788 | 0 | 0 | 0 | 0 | 1579330.9478 | 2777194.6065 | 0 | 0 | 0 | 0 | 0 | 0 | 0 | 0 | 0 | 0 | 0 | 0 | 0 | 0 | 0 | 0 | -259533.218 | 0 | 0 | 0 | 0 | 0 | 0 | 0 | 0 | 0 | 0 | 0 | 0 | 0 | 0 | 0 | 0
2016-06-20 05:00 | 0 | 0 | 0 | 0 | 184846.782 | 0 | 444380 | 0 | 0 | 0 | 0 | 1319797.7298 | 2777194.6065 | 0 | 0 | 0 | 0 | 0 | 0 | 0 | 0 | 0 | 0 | 0 | 0 | 0 | 0 | 0 | 0 | -259533.218 | 0 | 0 | 0 | 0 | 0 | 0 | 0 | 0 | 0 | 0 | 0 | 0 | 0 | 0 | 0 | 0
2016-06-20 06:00 | 0 | 0 | 0 | 0 | 160540.782 | 0 | 420074 | 0 | 0 | 0 | 0 | 1060264.5119 | 2777194.6065 | 0 | 0 | 0 | 0 | 0 | 0 | 0 | 0 | 0 | 0 | 0 | 0 | 0 | 0 | 0 | 0 | -259533.218 | 0 | 0 | 0 | 0 | 0 | 0 | 0 | 0 | 0 | 0 | 0 | 0 | 0 | 0 | 0 | 0
2016-06-20 07:00 | 0 | 0 | 0 | 0 | 656271.3824 | 0 | 403268 | 0 | 0 | 0 | 0 | 1313267.8943 | 2777194.6065 | 0 | 0 | 0 | 0 | 0 | 0 | 0 | 0 | 0 | 0 | 0 | 0 | 0 | 0 | 0 | 0 | 253003.3824 | 0 | 0 | 0 | 0 | 0 | 0 | 0 | 0 | 0 | 0 | 0 | 0 | 0 | 0 | 0 | 0
2016-06-20 08:00 | 0 | 0 | 0 | 0 | 135142.782 | 0 | 394676 | 0 | 0 | 0 | 0 | 1053734.6763 | 2777194.6065 | 0 | 0 | 0 | 0 | 0 | 0 | 0 | 0 | 0 | 0 | 0 | 0 | 0 | 0 | 0 | 0 | -259533.218 | 0 | 0 | 0 | 0 | 0 | 0 | 0 | 0 | 0 | 0 | 0 | 0 | 0 | 0 | 0 | 0
2016-06-20 09:00 | 0 | 0 | 0 | 0 | 137797.782 | 0 | 397331 | 0 | 0 | 0 | 0 | 794201.4584 | 2777194.6065 | 0 | 0 | 0 | 0 | 0 | 0 | 0 | 0 | 0 | 0 | 0 | 0 | 0 | 0 | 0 | 0 | -259533.218 | 0 | 0 | 0 | 0 | 0 | 0 | 0 | 0 | 0 | 0 | 0 | 0 | 0 | 0 | 0 | 0
2016-06-20 10:00 | 0 | 0 | 0 | 0 | 151145.782 | 0 | 410679 | 0 | 0 | 0 | 0 | 534668.2404 | 2777194.6065 | 0 | 0 | 0 | 0 | 0 | 0 | 0 | 0 | 0 | 0 | 0 | 0 | 0 | 0 | 0 | 0 | -259533.218 | 0 | 0 | 0 | 0 | 0 | 0 | 0 | 0 | 0 | 0 | 0 | 0 | 0 | 0 | 0 | 0
2016-06-20 11:00 | 0 | 0 | 0 | 0 | 392519.5307 | 17.1866 | 433379 | 0 | 0 | 0 | 0 | 493825.9577 | 2777194.6065 | 0 | 0 | 0 | 0 | 0 | 0 | 0 | 0 | 0 | 0 | 0 | 0 | 0 | 0 | 0 | 0 | -40842.2827 | 0 | 0 | 0 | 0 | 0 | 0 | 0 | 0 | 0 | 0 | 0 | 0 | 0 | 0 | 0 | 0
2016-06-20 12:00 | 0 | 0 | 0 | 0 | 33898.1789 | 168352.6031 | 461784 | 0 | 0 | 0 | 0 | 234292.7398 | 2777194.6065 | 0 | 0 | 0 | 0 | 0 | 0 | 0 | 0 | 0 | 0 | 0 | 0 | 0 | 0 | 0 | 0 | -259533.218 | 0 | 0 | 0 | 0 | 0 | 0 | 0 | 0 | 0 | 0 | 0 | 0 | 0 | 0 | 0 | 0
2016-06-20 13:00 | 0 | 0 | 0 | 0 | 0 | 532738.8084 | 494530 | 0 | 0 | 0 | 0 | 272501.5482 | 2777194.6065 | 0 | 0 | 0 | 0 | 0 | 0 | 0 | 0 | 0 | 0 | 0 | 0 | 0 | 0 | 0 | 0 | 38208.8084 | 0 | 0 | 0 | 0 | 0 | 0 | 0 | 0 | 0 | 0 | 0 | 0 | 0 | 0 | 0 | 0
2016-06-20 14:00 | 0 | 0 | 0 | 0 | 83952.4527 | 719225.2432 | 529278 | 0 | 0 | 0 | 0 | 532034.7661 | 2791561.0845 | 0 | 0 | 0 | 0 | 0 | 0 | 0 | 0 | 0 | 0 | 0 | 0 | 0 | 0 | 0 | 0 | 259533.218 | 14366.478 | 0 | 0 | 0 | 0 | 0 | 0 | 0 | 0 | 0 | 0 | 0 | 0 | 0 | 0 | 0
2016-06-20 15:00 | 0 | 0 | 0 | 0 | 13600.1111 | 809057.1069 | 563124 | 0 | 0 | 0 | 0 | 791567.9841 | 2791561.0845 | 0 | 0 | 0 | 0 | 0 | 0 | 0 | 0 | 0 | 0 | 0 | 0 | 0 | 0 | 0 | 0 | 259533.218 | 0 | 0 | 0 | 0 | 0 | 0 | 0 | 0 | 0 | 0 | 0 | 0 | 0 | 0 | 0 | 0
2016-06-20 16:00 | 0 | 0 | 0 | 0 | 0 | 853021.0528 | 592728 | 0 | 0 | 0 | 0 | 1028346.7473 | 2791561.0845 | 0 | 0 | 0 | 0 | 0 | 0 | 23514.2896 | 0 | 0 | 0 | 0 | 0 | 0 | 0 | 0 | 0 | 236778.7632 | 0 | 0 | 0 | 0 | 0 | 0 | 0 | 0 | 0 | 23514.2896 | 0 | 0 | 0 | 0 | 0 | 0
2016-06-20 17:00 | 0 | 0 | 0 | 0 | 0 | 859005.4343 | 618309 | 0 | 0 | 0 | 0 | 1287879.9653 | 2796238.5904 | 0 | 0 | 0 | 0 | 0 | 0 | 0 | 0 | 0 | 0 | 0 | 0 | 0 | 0 | 0 | 0 | 259533.218 | 4677.5059 | 0 | 0 | 0 | 0 | 0 | 0 | 0 | 0 | -23514.2896 | 0 | 0 | 0 | 0 | 0 | 0
2016-06-20 18:00 | 0 | 0 | 0 | 0 | 0 | 852131.7323 | 637952 | 0 | 0 | 0 | 0 | 1487693.2196 | 2810605.0684 | 0 | 0 | 0 | 0 | 0 | 0 | 0 | 0 | 0 | 0 | 0 | 0 | 0 | 0 | 0 | 0 | 199813.2543 | 14366.478 | 0 | 0 | 0 | 0 | 0 | 0 | 0 | 0 | 0 | 0 | 0 | 0 | 0 | 0 | 0
2016-06-20 19:00 | 0 | 0 | 0 | 0 | 0 | 844236.4815 | 653245 | 0 | 0 | 0 | 0 | 1678684.7011 | 2810605.0684 | 0 | 0 | 0 | 0 | 0 | 0 | 0 | 0 | 0 | 0 | 0 | 0 | 0 | 0 | 0 | 0 | 190991.4815 | 0 | 0 | 0 | 0 | 0 | 0 | 0 | 0 | 0 | 0 | 0 | 0 | 0 | 0 | 0 | 0
2016-06-20 20:00 | 0 | 0 | 0 | 0 | 0 | 842458.9265 | 664302 | 0 | 0 | 0 | 0 | 1856841.6276 | 2810605.0684 | 0 | 0 | 0 | 0 | 0 | 0 | 0 | 0 | 0 | 0 | 0 | 0 | 0 | 0 | 0 | 0 | 178156.9265 | 0 | 0 | 0 | 0 | 0 | 0 | 0 | 0 | 0 | 0 | 0 | 0 | 0 | 0 | 0 | 0
2016-06-20 21:00 | 0 | 0 | 0 | 0 | 0 | 835549.2103 | 668915 | 0 | 0 | 0 | 0 | 2023475.8379 | 2810605.0684 | 0 | 0 | 0 | 0 | 0 | 0 | 0 | 0 | 0 | 0 | 0 | 0 | 0 | 0 | 0 | 0 | 166634.2103 | 0 | 0 | 0 | 0 | 0 | 0 | 0 | 0 | 0 | 0 | 0 | 0 | 0 | 0 | 0 | 0
2016-06-20 22:00 | 0 | 0 | 0 | 0 | 113190.0646 | 811249.1534 | 664906 | 0 | 0 | 0 | 0 | 2283009.0559 | 2810605.0684 | 0 | 0 | 0 | 0 | 0 | 0 | 0 | 0 | 0 | 0 | 0 | 0 | 0 | 0 | 0 | 0 | 259533.218 | 0 | 0 | 0 | 0 | 0 | 0 | 0 | 0 | 0 | 0 | 0 | 0 | 0 | 0 | 0 | 0
2016-06-20 23:00 | 0 | 0 | 0 | 0 | 0 | 735137.895 | 651397 | 0 | 0 | 0 | 0 | 2366749.9509 | 2810605.0684 | 0 | 0 | 0 | 0 | 0 | 0 | 0 | 0 | 0 | 0 | 0 | 0 | 0 | 0 | 0 | 0 | 83740.895 | 0 | 0 | 0 | 0 | 0 | 0 | 0 | 0 | 0 | 0 | 0 | 0 | 0 | 0 | 0 | 0
2016-06-21 | 0 | 0 | 0 | 0 | 0 | 600244.7571 | 631507 | 0 | 0 | 0 | 0 | 2335487.708 | 2810605.0684 | 0 | 0 | 0 | 0 | 0 | 0 | 0 | 0 | 0 | 0 | 0 | 0 | 0 | 0 | 0 | 0 | -31262.2429 | 0 | 0 | 0 | 0 | 0 | 0 | 0 | 0 | 0 | 0 | 0 | 0 | 0 | 0 | 0 | 0
2016-06-21 01:00 | 0 | 0 | 0 | 0 | 15591.6236 | 337679.1584 | 612804 | 0 | 0 | 0 | 0 | 2075954.49 | 2810605.0684 | 0 | 0 | 0 | 0 | 0 | 0 | 0 | 0 | 0 | 0 | 0 | 0 | 0 | 0 | 0 | 0 | -259533.218 | 0 | 0 | 0 | 0 | 0 | 0 | 0 | 0 | 0 | 0 | 0 | 0 | 0 | 0 | 0 | 0
2016-06-21 02:00 | 0 | 0 | 0 | 0 | 497841.6882 | 50350.7893 | 581995 | 0 | 0 | 0 | 0 | 2027785.4895 | 2824971.5464 | 0 | 0 | 0 | 0 | 0 | 0 | 0 | 0 | 0 | 0 | 0 | 0 | 0 | 0 | 0 | 0 | -48169.0005 | 14366.478 | 0 | 0 | 0 | 0 | 0 | 0 | 0 | 0 | 0 | 0 | 0 | 0 | 0 | 0 | 0
2016-06-21 03:00 | 0 | 0 | 0 | 0 | 171588.3828 | 1.3045 | 539949 | 0 | 0 | 0 | 0 | 1768252.2716 | 2716145.4516 | 0 | 0 | 0 | 0 | 0 | 0 | 0 | 0 | 0 | 0 | 0 | 0 | 0 | 0 | 0 | 0 | -259533.218 | 0 | 108826.0947 | 0 | 0 | 0 | 0 | 0 | 0 | 0 | 0 | 0 | 0 | 0 | 0 | 0 | 0
2016-06-21 04:00 | 0 | 0 | 0 | 0 | 241828.782 | 0 | 501362 | 0 | 0 | 0 | 0 | 1508719.0536 | 2716145.4516 | 0 | 0 | 0 | 0 | 0 | 0 | 0 | 0 | 0 | 0 | 0 | 0 | 0 | 0 | 0 | 0 | -259533.218 | 0 | 0 | 0 | 0 | 0 | 0 | 0 | 0 | 0 | 0 | 0 | 0 | 0 | 0 | 0 | 0
2016-06-21 05:00 | 0 | 0 | 0 | 0 | 209704.782 | 0 | 469238 | 0 | 0 | 0 | 0 | 1249185.8356 | 2716145.4516 | 0 | 0 | 0 | 0 | 0 | 0 | 0 | 0 | 0 | 0 | 0 | 0 | 0 | 0 | 0 | 0 | -259533.218 | 0 | 0 | 0 | 0 | 0 | 0 | 0 | 0 | 0 | 0 | 0 | 0 | 0 | 0 | 0 | 0
2016-06-21 06:00 | 0 | 0 | 0 | 0 | 493764.4867 | 0 | 441958 | 0 | 0 | 0 | 0 | 1300992.3223 | 2716145.4516 | 0 | 0 | 0 | 0 | 0 | 0 | 0 | 0 | 0 | 0 | 0 | 0 | 0 | 0 | 0 | 0 | 51806.4867 | 0 | 0 | 0 | 0 | 0 | 0 | 0 | 0 | 0 | 0 | 0 | 0 | 0 | 0 | 0 | 0
2016-06-21 07:00 | 0 | 0 | 0 | 0 | 163091.782 | 0 | 422625 | 0 | 0 | 0 | 0 | 1041459.1044 | 2716145.4516 | 0 | 0 | 0 | 0 | 0 | 0 | 0 | 0 | 0 | 0 | 0 | 0 | 0 | 0 | 0 | 0 | -259533.218 | 0 | 0 | 0 | 0 | 0 | 0 | 0 | 0 | 0 | 0 | 0 | 0 | 0 | 0 | 0 | 0
2016-06-21 08:00 | 0 | 0 | 0 | 0 | 153171.782 | 0 | 412705 | 0 | 0 | 0 | 0 | 781925.8864 | 2716145.4516 | 0 | 0 | 0 | 0 | 0 | 0 | 0 | 0 | 0 | 0 | 0 | 0 | 0 | 0 | 0 | 0 | -259533.218 | 0 | 0 | 0 | 0 | 0 | 0 | 0 | 0 | 0 | 0 | 0 | 0 | 0 | 0 | 0 | 0
2016-06-21 09:00 | 0 | 0 | 0 | 0 | 154720.782 | 0 | 414254 | 0 | 0 | 0 | 0 | 522392.6684 | 2716145.4516 | 0 | 0 | 0 | 0 | 0 | 0 | 0 | 0 | 0 | 0 | 0 | 0 | 0 | 0 | 0 | 0 | -259533.218 | 0 | 0 | 0 | 0 | 0 | 0 | 0 | 0 | 0 | 0 | 0 | 0 | 0 | 0 | 0 | 0
2016-06-21 10:00 | 0 | 0 | 0 | 0 | 403918.7739 | 0 | 427487 | 0 | 0 | 0 | 0 | 484457.9643 | 2730511.9296 | 0 | 0 | 0 | 0 | 0 | 0 | 0 | 0 | 0 | 0 | 0 | 0 | 0 | 0 | 0 | 0 | -37934.7041 | 14366.478 | 0 | 0 | 0 | 0 | 0 | 0 | 0 | 0 | 0 | 0 | 0 | 0 | 0 | 0 | 0
2016-06-21 11:00 | 0 | 0 | 0 | 0 | 343992.9921 | 14.5983 | 447267 | 0 | 0 | 0 | 0 | 381198.5547 | 2730511.9296 | 0 | 0 | 0 | 0 | 0 | 0 | 0 | 0 | 0 | 0 | 0 | 0 | 0 | 0 | 0 | 0 | -103259.4097 | 0 | 0 | 0 | 0 | 0 | 0 | 0 | 0 | 0 | 0 | 0 | 0 | 0 | 0 | 0 | 0
2016-06-21 12:00 | 0 | 0 | 0 | 0 | 187407.5494 | 145472.9063 | 470193 | 0 | 0 | 0 | 0 | 243886.0104 | 2730511.9296 | 0 | 0 | 0 | 0 | 0 | 0 | 0 | 0 | 0 | 0 | 0 | 0 | 0 | 0 | 0 | 0 | -137312.5443 | 0 | 0 | 0 | 0 | 0 | 0 | 0 | 0 | 0 | 0 | 0 | 0 | 0 | 0 | 0 | 0
2016-06-21 13:00 | 0 | 0 | 0 | 0 | 0 | 461020.256 | 498042 | 0 | 0 | 0 | 0 | 206864.2664 | 2730511.9296 | 0 | 0 | 0 | 0 | 0 | 0 | 0 | 0 | 0 | 0 | 0 | 0 | 0 | 0 | 0 | 0 | -37021.744 | 0 | 0 | 0 | 0 | 0 | 0 | 0 | 0 | 0 | 0 | 0 | 0 | 0 | 0 | 0 | 0
2016-06-21 14:00 | 0 | 0 | 0 | 0 | 0 | 670042.9462 | 529549 | 0 | 0 | 0 | 0 | 332991.7346 | 2744878.4076 | 0 | 0 | 0 | 0 | 0 | 0 | 0 | 0 | 0 | 0 | 0 | 0 | 0 | 0 | 0 | 0 | 126127.4682 | 14366.478 | 0 | 0 | 0 | 0 | 0 | 0 | 0 | 0 | 0 | 0 | 0 | 0 | 0 | 0 | 0
2016-06-21 15:00 | 0 | 0 | 0 | 0 | 60000.7712 | 760247.4468 | 560715 | 0 | 0 | 0 | 0 | 592524.9525 | 2744878.4076 | 0 | 0 | 0 | 0 | 0 | 0 | 0 | 0 | 0 | 0 | 0 | 0 | 0 | 0 | 0 | 0 | 259533.218 | 0 | 0 | 0 | 0 | 0 | 0 | 0 | 0 | 0 | 0 | 0 | 0 | 0 | 0 | 0 | 0
2016-06-21 16:00 | 0 | 0 | 0 | 0 | 0 | 814559.6553 | 586867 | 0 | 0 | 0 | 0 | 820217.6079 | 2744878.4076 | 0 | 0 | 0 | 0 | 0 | 0 | 0 | 0 | 0 | 0 | 0 | 0 | 0 | 0 | 0 | 0 | 227692.6553 | 0 | 0 | 0 | 0 | 0 | 0 | 0 | 0 | 0 | 0 | 0 | 0 | 0 | 0 | 0 | 0
2016-06-21 17:00 | 0 | 0 | 0 | 0 | 0 | 828302.6933 | 609939 | 0 | 0 | 0 | 0 | 1038581.3011 | 2744878.4076 | 0 | 0 | 0 | 0 | 0 | 0 | 0 | 0 | 0 | 0 | 0 | 0 | 0 | 0 | 0 | 0 | 218363.6933 | 0 | 0 | 0 | 0 | 0 | 0 | 0 | 0 | 0 | 0 | 0 | 0 | 0 | 0 | 0 | 0
2016-06-21 18:00 | 0 | 0 | 0 | 0 | 0 | 828732.1548 | 627655 | 0 | 0 | 0 | 0 | 1239658.4559 | 2744878.4076 | 0 | 0 | 0 | 0 | 0 | 0 | 0 | 0 | 0 | 0 | 0 | 0 | 0 | 0 | 0 | 0 | 201077.1548 | 0 | 0 | 0 | 0 | 0 | 0 | 0 | 0 | 0 | 0 | 0 | 0 | 0 | 0 | 0 | 0
2016-06-21 19:00 | 0 | 0 | 0 | 0 | 0 | 821835.7209 | 640291 | 0 | 0 | 0 | 0 | 1421203.1768 | 2744878.4076 | 0 | 0 | 0 | 0 | 0 | 0 | 0 | 0 | 0 | 0 | 0 | 0 | 0 | 0 | 0 | 0 | 181544.7209 | 0 | 0 | 0 | 0 | 0 | 0 | 0 | 0 | 0 | 0 | 0 | 0 | 0 | 0 | 0 | 0
2016-06-21 20:00 | 0 | 0 | 0 | 0 | 93698.4717 | 815541.7463 | 649707 | 0 | 0 | 0 | 0 | 1680736.3948 | 2744878.4076 | 0 | 0 | 0 | 0 | 0 | 0 | 0 | 0 | 0 | 0 | 0 | 0 | 0 | 0 | 0 | 0 | 259533.218 | 0 | 0 | 0 | 0 | 0 | 0 | 0 | 0 | 0 | 0 | 0 | 0 | 0 | 0 | 0 | 0
2016-06-21 21:00 | 0 | 0 | 0 | 0 | 0 | 803088.1157 | 653434 | 0 | 0 | 0 | 0 | 1830390.5105 | 2744878.4076 | 0 | 0 | 0 | 0 | 0 | 0 | 0 | 0 | 0 | 0 | 0 | 0 | 0 | 0 | 0 | 0 | 149654.1157 | 0 | 0 | 0 | 0 | 0 | 0 | 0 | 0 | 0 | 0 | 0 | 0 | 0 | 0 | 0 | 0
2016-06-21 22:00 | 0 | 0 | 0 | 0 | 0 | 769987.3249 | 648117 | 0 | 0 | 0 | 0 | 1952260.8353 | 2744878.4076 | 0 | 0 | 0 | 0 | 0 | 0 | 0 | 0 | 0 | 0 | 0 | 0 | 0 | 0 | 0 | 0 | 121870.3249 | 0 | 0 | 0 | 0 | 0 | 0 | 0 | 0 | 0 | 0 | 0 | 0 | 0 | 0 | 0 | 0
2016-06-21 23:00 | 0 | 0 | 0 | 0 | 0 | 688035.831 | 634951 | 0 | 0 | 0 | 0 | 2005345.6664 | 2744878.4076 | 0 | 0 | 0 | 0 | 0 | 0 | 0 | 0 | 0 | 0 | 0 | 0 | 0 | 0 | 0 | 0 | 53084.831 | 0 | 0 | 0 | 0 | 0 | 0 | 0 | 0 | 0 | 0 | 0 | 0 | 0 | 0 | 0 | 0
2016-06-22 | 0 | 0 | 0 | 0 | 0 | 542064.6236 | 617957 | 0 | 0 | 0 | 0 | 1915086.812 | 2759244.8856 | 0 | 0 | 0 | 0 | 0 | 0 | 0 | 0 | 0 | 0 | 0 | 0 | 0 | 0 | 0 | 0 | -90258.8544 | 14366.478 | 0 | 0 | 0 | 0 | 0 | 0 | 0 | 0 | 0 | 0 | 0 | 0 | 0 | 0 | 0
2016-06-22 01:00 | 0 | 0 | 0 | 0 | 52254.0625 | 288080.7195 | 599868 | 0 | 0 | 0 | 0 | 1655553.594 | 2759244.8856 | 0 | 0 | 0 | 0 | 0 | 0 | 0 | 0 | 0 | 0 | 0 | 0 | 0 | 0 | 0 | 0 | -259533.218 | 0 | 0 | 0 | 0 | 0 | 0 | 0 | 0 | 0 | 0 | 0 | 0 | 0 | 0 | 0 | 0
2016-06-22 02:00 | 0 | 0 | 0 | 0 | 262532.9001 | 49832.882 | 571899 | 0 | 0 | 0 | 0 | 1396020.376 | 2759244.8856 | 0 | 0 | 0 | 0 | 0 | 0 | 0 | 0 | 0 | 0 | 0 | 0 | 0 | 0 | 0 | 0 | -259533.218 | 0 | 0 | 0 | 0 | 0 | 0 | 0 | 0 | 0 | 0 | 0 | 0 | 0 | 0 | 0 | 0
2016-06-22 03:00 | 0 | 0 | 0 | 0 | 792432.263 | 3.955 | 532903 | 0 | 0 | 0 | 0 | 1655553.594 | 2759244.8856 | 0 | 0 | 0 | 0 | 0 | 0 | 0 | 0 | 0 | 0 | 0 | 0 | 0 | 0 | 0 | 0 | 259533.218 | 0 | 0 | 0 | 0 | 0 | 0 | 0 | 0 | 0 | 0 | 0 | 0 | 0 | 0 | 0 | 0
2016-06-22 04:00 | 0 | 0 | 0 | 0 | 235952.782 | 0 | 495486 | 0 | 0 | 0 | 0 | 1396020.376 | 2759244.8856 | 0 | 0 | 0 | 0 | 0 | 0 | 0 | 0 | 0 | 0 | 0 | 0 | 0 | 0 | 0 | 0 | -259533.218 | 0 | 0 | 0 | 0 | 0 | 0 | 0 | 0 | 0 | 0 | 0 | 0 | 0 | 0 | 0 | 0
2016-06-22 05:00 | 0 | 0 | 0 | 0 | 205247.782 | 0 | 464781 | 0 | 0 | 0 | 0 | 1136487.1581 | 2759244.8856 | 0 | 0 | 0 | 0 | 0 | 0 | 0 | 0 | 0 | 0 | 0 | 0 | 0 | 0 | 0 | 0 | -259533.218 | 0 | 0 | 0 | 0 | 0 | 0 | 0 | 0 | 0 | 0 | 0 | 0 | 0 | 0 | 0 | 0
2016-06-22 06:00 | 0 | 0 | 0 | 0 | 180194.782 | 0 | 439728 | 0 | 0 | 0 | 0 | 876953.9401 | 2759244.8856 | 0 | 0 | 0 | 0 | 0 | 0 | 0 | 0 | 0 | 0 | 0 | 0 | 0 | 0 | 0 | 0 | -259533.218 | 0 | 0 | 0 | 0 | 0 | 0 | 0 | 0 | 0 | 0 | 0 | 0 | 0 | 0 | 0 | 0
2016-06-22 07:00 | 0 | 0 | 0 | 0 | 162793.782 | 0 | 422327 | 0 | 0 | 0 | 0 | 617420.7221 | 2759244.8856 | 0 | 0 | 0 | 0 | 0 | 0 | 0 | 0 | 0 | 0 | 0 | 0 | 0 | 0 | 0 | 0 | -259533.218 | 0 | 0 | 0 | 0 | 0 | 0 | 0 | 0 | 0 | 0 | 0 | 0 | 0 | 0 | 0 | 0
2016-06-22 08:00 | 0 | 0 | 0 | 0 | 670856.218 | 0 | 411323 | 0 | 0 | 0 | 0 | 876953.9401 | 2759244.8856 | 0 | 0 | 0 | 0 | 0 | 0 | 0 | 0 | 0 | 0 | 0 | 0 | 0 | 0 | 0 | 0 | 259533.218 | 0 | 0 | 0 | 0 | 0 | 0 | 0 | 0 | 0 | 0 | 0 | 0 | 0 | 0 | 0 | 0
2016-06-22 09:00 | 0 | 0 | 0 | 0 | 153091.782 | 0 | 412625 | 0 | 0 | 0 | 0 | 617420.7221 | 2759244.8856 | 0 | 0 | 0 | 0 | 0 | 0 | 0 | 0 | 0 | 0 | 0 | 0 | 0 | 0 | 0 | 0 | -259533.218 | 0 | 0 | 0 | 0 | 0 | 0 | 0 | 0 | 0 | 0 | 0 | 0 | 0 | 0 | 0 | 0
2016-06-22 10:00 | 0 | 0 | 0 | 0 | 165129.782 | 0 | 424663 | 0 | 0 | 0 | 0 | 357887.5041 | 2759244.8856 | 0 | 0 | 0 | 0 | 0 | 0 | 0 | 0 | 0 | 0 | 0 | 0 | 0 | 0 | 0 | 0 | -259533.218 | 0 | 0 | 0 | 0 | 0 | 0 | 0 | 0 | 0 | 0 | 0 | 0 | 0 | 0 | 0 | 0
2016-06-22 11:00 | 0 | 0 | 0 | 0 | 276810.1095 | 16.876 | 445447 | 0 | 0 | 0 | 0 | 189267.4896 | 2759244.8856 | 0 | 0 | 0 | 0 | 0 | 0 | 0 | 0 | 0 | 0 | 0 | 0 | 0 | 0 | 0 | 0 | -168620.0145 | 0 | 0 | 0 | 0 | 0 | 0 | 0 | 0 | 0 | 0 | 0 | 0 | 0 | 0 | 0 | 0
2016-06-22 12:00 | 0 | 0 | 0 | 0 | 456646.8849 | 144143.0327 | 469789 | 0 | 0 | 0 | 0 | 320268.4073 | 2759244.8856 | 0 | 0 | 0 | 0 | 0 | 0 | 0 | 0 | 0 | 0 | 0 | 0 | 0 | 0 | 0 | 0 | 131000.9176 | 0 | 0 | 0 | 0 | 0 | 0 | 0 | 0 | 0 | 0 | 0 | 0 | 0 | 0 | 0 | 0
2016-06-22 13:00 | 0 | 0 | 0 | 0 | 0 | 458127.6954 | 498029 | 0 | 0 | 0 | 0 | 280367.1027 | 2759244.8856 | 0 | 0 | 0 | 0 | 0 | 0 | 0 | 0 | 0 | 0 | 0 | 0 | 0 | 0 | 0 | 0 | -39901.3046 | 0 | 0 | 0 | 0 | 0 | 0 | 0 | 0 | 0 | 0 | 0 | 0 | 0 | 0 | 0 | 0
2016-06-22 14:00 | 0 | 0 | 0 | 0 | 119558.5774 | 668075.6406 | 528101 | 0 | 0 | 0 | 0 | 539900.3206 | 2759244.8856 | 0 | 0 | 0 | 0 | 0 | 0 | 0 | 0 | 0 | 0 | 0 | 0 | 0 | 0 | 0 | 0 | 259533.218 | 0 | 0 | 0 | 0 | 0 | 0 | 0 | 0 | 0 | 0 | 0 | 0 | 0 | 0 | 0 | 0
2016-06-22 15:00 | 0 | 0 | 0 | 0 | 66037.6287 | 750574.5893 | 557079 | 0 | 0 | 0 | 0 | 799433.5386 | 2759244.8856 | 0 | 0 | 0 | 0 | 0 | 0 | 0 | 0 | 0 | 0 | 0 | 0 | 0 | 0 | 0 | 0 | 259533.218 | 0 | 0 | 0 | 0 | 0 | 0 | 0 | 0 | 0 | 0 | 0 | 0 | 0 | 0 | 0 | 0
2016-06-22 16:00 | 0 | 0 | 0 | 0 | 0 | 803951.149 | 582091 | 0 | 0 | 0 | 0 | 1006927.2096 | 2773611.3636 | 0 | 0 | 0 | 0 | 0 | 0 | 0 | 0 | 0 | 0 | 0 | 0 | 0 | 0 | 0 | 0 | 207493.671 | 14366.478 | 0 | 0 | 0 | 0 | 0 | 0 | 0 | 0 | 0 | 0 | 0 | 0 | 0 | 0 | 0
2016-06-22 17:00 | 0 | 0 | 0 | 0 | 0 | 816733.3608 | 604925 | 0 | 0 | 0 | 0 | 1204369.0924 | 2787977.8416 | 0 | 0 | 0 | 0 | 0 | 0 | 0 | 0 | 0 | 0 | 0 | 0 | 0 | 0 | 0 | 0 | 197441.8828 | 14366.478 | 0 | 0 | 0 | 0 | 0 | 0 | 0 | 0 | 0 | 0 | 0 | 0 | 0 | 0 | 0
2016-06-22 18:00 | 0 | 0 | 0 | 0 | 70426.0444 | 812304.1736 | 623197 | 0 | 0 | 0 | 0 | 1463902.3104 | 2787977.8416 | 0 | 0 | 0 | 0 | 0 | 0 | 0 | 0 | 0 | 0 | 0 | 0 | 0 | 0 | 0 | 0 | 259533.218 | 0 | 0 | 0 | 0 | 0 | 0 | 0 | 0 | 0 | 0 | 0 | 0 | 0 | 0 | 0 | 0
2016-06-22 19:00 | 0 | 0 | 0 | 0 | 0 | 799087.4707 | 636797 | 0 | 0 | 0 | 0 | 1626192.781 | 2787977.8416 | 0 | 0 | 0 | 0 | 0 | 0 | 0 | 0 | 0 | 0 | 0 | 0 | 0 | 0 | 0 | 0 | 162290.4707 | 0 | 0 | 0 | 0 | 0 | 0 | 0 | 0 | 0 | 0 | 0 | 0 | 0 | 0 | 0 | 0
2016-06-22 20:00 | 0 | 0 | 0 | 0 | 0 | 788473.4626 | 648742 | 0 | 0 | 0 | 0 | 1765924.2436 | 2787977.8416 | 0 | 0 | 0 | 0 | 0 | 0 | 0 | 0 | 0 | 0 | 0 | 0 | 0 | 0 | 0 | 0 | 139731.4626 | 0 | 0 | 0 | 0 | 0 | 0 | 0 | 0 | 0 | 0 | 0 | 0 | 0 | 0 | 0 | 0
2016-06-22 21:00 | 0 | 0 | 0 | 0 | 0 | 772713.079 | 653933 | 0 | 0 | 0 | 0 | 1884704.3226 | 2787977.8416 | 0 | 0 | 0 | 0 | 0 | 0 | 0 | 0 | 0 | 0 | 0 | 0 | 0 | 0 | 0 | 0 | 118780.079 | 0 | 0 | 0 | 0 | 0 | 0 | 0 | 0 | 0 | 0 | 0 | 0 | 0 | 0 | 0 | 0
2016-06-22 22:00 | 0 | 0 | 0 | 0 | 0 | 736319.7587 | 651094 | 0 | 0 | 0 | 0 | 1969930.0813 | 2787977.8416 | 0 | 0 | 0 | 0 | 0 | 0 | 0 | 0 | 0 | 0 | 0 | 0 | 0 | 0 | 0 | 0 | 85225.7587 | 0 | 0 | 0 | 0 | 0 | 0 | 0 | 0 | 0 | 0 | 0 | 0 | 0 | 0 | 0 | 0
2016-06-22 23:00 | 0 | 0 | 0 | 0 | 0 | 660944.541 | 640266 | 0 | 0 | 0 | 0 | 1990608.6223 | 2787977.8416 | 0 | 0 | 0 | 0 | 0 | 0 | 0 | 0 | 0 | 0 | 0 | 0 | 0 | 0 | 0 | 0 | 20678.541 | 0 | 0 | 0 | 0 | 0 | 0 | 0 | 0 | 0 | 0 | 0 | 0 | 0 | 0 | 0 | 0
2016-06-23 | 0 | 0 | 0 | 0 | 0 | 533244.2855 | 623630 | 0 | 0 | 0 | 0 | 1900222.9078 | 2787977.8416 | 0 | 0 | 0 | 0 | 0 | 0 | 0 | 0 | 0 | 0 | 0 | 0 | 0 | 0 | 0 | 0 | -90385.7145 | 0 | 0 | 0 | 0 | 0 | 0 | 0 | 0 | 0 | 0 | 0 | 0 | 0 | 0 | 0 | 0
2016-06-23 01:00 | 0 | 0 | 0 | 0 | 488174.4651 | 301264.2544 | 607473 | 0 | 0 | 0 | 0 | 2082188.6273 | 2787977.8416 | 0 | 0 | 0 | 0 | 0 | 0 | 0 | 0 | 0 | 0 | 0 | 0 | 0 | 0 | 0 | 0 | 181965.7195 | 0 | 0 | 0 | 0 | 0 | 0 | 0 | 0 | 0 | 0 | 0 | 0 | 0 | 0 | 0 | 0
2016-06-23 02:00 | 0 | 0 | 0 | 0 | 282185.5143 | 51922.7457 | 579275 | 0 | 0 | 0 | 0 | 1822655.4093 | 2802344.3195 | 0 | 0 | 0 | 0 | 0 | 0 | 0 | 0 | 0 | 0 | 0 | 0 | 0 | 0 | 0 | 0 | -259533.218 | 14366.478 | 0 | 0 | 0 | 0 | 0 | 0 | 0 | 0 | 0 | 0 | 0 | 0 | 0 | 0 | 0
2016-06-23 03:00 | 0 | 0 | 0 | 0 | 281589.6096 | 4.1724 | 541127 | 0 | 0 | 0 | 0 | 1563122.1914 | 2802344.3195 | 0 | 0 | 0 | 0 | 0 | 0 | 0 | 0 | 0 | 0 | 0 | 0 | 0 | 0 | 0 | 0 | -259533.218 | 0 | 0 | 0 | 0 | 0 | 0 | 0 | 0 | 0 | 0 | 0 | 0 | 0 | 0 | 0 | 0
2016-06-23 04:00 | 0 | 0 | 0 | 0 | 601435.6804 | 0 | 505365 | 0 | 0 | 0 | 0 | 1659192.8718 | 2802344.3195 | 0 | 0 | 0 | 0 | 0 | 0 | 0 | 0 | 0 | 0 | 0 | 0 | 0 | 0 | 0 | 0 | 96070.6804 | 0 | 0 | 0 | 0 | 0 | 0 | 0 | 0 | 0 | 0 | 0 | 0 | 0 | 0 | 0 | 0
2016-06-23 05:00 | 0 | 0 | 0 | 0 | 215384.782 | 0 | 474918 | 0 | 0 | 0 | 0 | 1399659.6538 | 2802344.3195 | 0 | 0 | 0 | 0 | 0 | 0 | 0 | 0 | 0 | 0 | 0 | 0 | 0 | 0 | 0 | 0 | -259533.218 | 0 | 0 | 0 | 0 | 0 | 0 | 0 | 0 | 0 | 0 | 0 | 0 | 0 | 0 | 0 | 0
2016-06-23 06:00 | 0 | 0 | 0 | 0 | 190080.782 | 0 | 449614 | 0 | 0 | 0 | 0 | 1140126.4359 | 2802344.3195 | 0 | 0 | 0 | 0 | 0 | 0 | 0 | 0 | 0 | 0 | 0 | 0 | 0 | 0 | 0 | 0 | -259533.218 | 0 | 0 | 0 | 0 | 0 | 0 | 0 | 0 | 0 | 0 | 0 | 0 | 0 | 0 | 0 | 0
2016-06-23 07:00 | 0 | 0 | 0 | 0 | 478859.7573 | 0 | 430975 | 0 | 0 | 0 | 0 | 1188011.1931 | 2802344.3195 | 0 | 0 | 0 | 0 | 0 | 0 | 0 | 0 | 0 | 0 | 0 | 0 | 0 | 0 | 0 | 0 | 47884.7573 | 0 | 0 | 0 | 0 | 0 | 0 | 0 | 0 | 0 | 0 | 0 | 0 | 0 | 0 | 0 | 0
2016-06-23 08:00 | 0 | 0 | 0 | 0 | 161386.782 | 0 | 420920 | 0 | 0 | 0 | 0 | 928477.9752 | 2802344.3195 | 0 | 0 | 0 | 0 | 0 | 0 | 0 | 0 | 0 | 0 | 0 | 0 | 0 | 0 | 0 | 0 | -259533.218 | 0 | 0 | 0 | 0 | 0 | 0 | 0 | 0 | 0 | 0 | 0 | 0 | 0 | 0 | 0 | 0
2016-06-23 09:00 | 0 | 0 | 0 | 0 | 408407.9627 | 0 | 422636 | 0 | 0 | 0 | 0 | 914249.9379 | 2802344.3195 | 0 | 0 | 0 | 0 | 0 | 0 | 0 | 0 | 0 | 0 | 0 | 0 | 0 | 0 | 0 | 0 | -14228.0373 | 0 | 0 | 0 | 0 | 0 | 0 | 0 | 0 | 0 | 0 | 0 | 0 | 0 | 0 | 0 | 0
2016-06-23 10:00 | 0 | 0 | 0 | 0 | 370210.6069 | 0 | 435624 | 0 | 0 | 0 | 0 | 834470.0668 | 2816710.7975 | 0 | 0 | 0 | 0 | 0 | 0 | 0 | 0 | 0 | 0 | 0 | 0 | 0 | 0 | 0 | 0 | -79779.8711 | 14366.478 | 0 | 0 | 0 | 0 | 0 | 0 | 0 | 0 | 0 | 0 | 0 | 0 | 0 | 0 | 0
2016-06-23 11:00 | 0 | 0 | 0 | 0 | 282339.8035 | 1.9154 | 453506 | 0 | 0 | 0 | 0 | 663305.7857 | 2816710.7975 | 0 | 0 | 0 | 0 | 0 | 0 | 0 | 0 | 0 | 0 | 0 | 0 | 0 | 0 | 0 | 0 | -171164.2812 | 0 | 0 | 0 | 0 | 0 | 0 | 0 | 0 | 0 | 0 | 0 | 0 | 0 | 0 | 0 | 0
2016-06-23 12:00 | 0 | 0 | 0 | 0 | 177025.1592 | 118283.3306 | 476162 | 0 | 0 | 0 | 0 | 468085.7975 | 2831077.2755 | 0 | 0 | 0 | 0 | 0 | 0 | 0 | 0 | 0 | 0 | 0 | 0 | 0 | 0 | 0 | 0 | -195219.9882 | 14366.478 | 0 | 0 | 0 | 0 | 0 | 0 | 0 | 0 | 0 | 0 | 0 | 0 | 0 | 0 | 0
2016-06-23 13:00 | 0 | 0 | 0 | 0 | 0 | 447520.9026 | 503574 | 0 | 0 | 0 | 0 | 412032.7001 | 2831077.2755 | 0 | 0 | 0 | 0 | 0 | 0 | 0 | 0 | 0 | 0 | 0 | 0 | 0 | 0 | 0 | 0 | -56053.0974 | 0 | 0 | 0 | 0 | 0 | 0 | 0 | 0 | 0 | 0 | 0 | 0 | 0 | 0 | 0 | 0
2016-06-23 14:00 | 0 | 0 | 0 | 0 | 0 | 641477.7711 | 533806 | 0 | 0 | 0 | 0 | 519704.4712 | 2831077.2755 | 0 | 0 | 0 | 0 | 0 | 0 | 0 | 0 | 0 | 0 | 0 | 0 | 0 | 0 | 0 | 0 | 107671.7711 | 0 | 0 | 0 | 0 | 0 | 0 | 0 | 0 | 0 | 0 | 0 | 0 | 0 | 0 | 0 | 0
2016-06-23 15:00 | 0 | 0 | 0 | 0 | 92444.7908 | 729755.4272 | 562667 | 0 | 0 | 0 | 0 | 779237.6892 | 2831077.2755 | 0 | 0 | 0 | 0 | 0 | 0 | 0 | 0 | 0 | 0 | 0 | 0 | 0 | 0 | 0 | 0 | 259533.218 | 0 | 0 | 0 | 0 | 0 | 0 | 0 | 0 | 0 | 0 | 0 | 0 | 0 | 0 | 0 | 0
2016-06-23 16:00 | 0 | 0 | 0 | 0 | 0 | 773776.2991 | 586908 | 0 | 0 | 0 | 0 | 966105.9883 | 2831077.2755 | 0 | 0 | 0 | 0 | 0 | 0 | 0 | 0 | 0 | 0 | 0 | 0 | 0 | 0 | 0 | 0 | 186868.2991 | 0 | 0 | 0 | 0 | 0 | 0 | 0 | 0 | 0 | 0 | 0 | 0 | 0 | 0 | 0 | 0
2016-06-23 17:00 | 0 | 0 | 0 | 0 | 81353.9866 | 787722.2313 | 609543 | 0 | 0 | 0 | 0 | 1225639.2063 | 2831077.2755 | 0 | 0 | 0 | 0 | 0 | 0 | 0 | 0 | 0 | 0 | 0 | 0 | 0 | 0 | 0 | 0 | 259533.218 | 0 | 0 | 0 | 0 | 0 | 0 | 0 | 0 | 0 | 0 | 0 | 0 | 0 | 0 | 0 | 0
2016-06-23 18:00 | 0 | 0 | 0 | 0 | 0 | 781195.0757 | 626573 | 0 | 0 | 0 | 0 | 1380261.282 | 2831077.2755 | 0 | 0 | 0 | 0 | 0 | 0 | 0 | 0 | 0 | 0 | 0 | 0 | 0 | 0 | 0 | 0 | 154622.0757 | 0 | 0 | 0 | 0 | 0 | 0 | 0 | 0 | 0 | 0 | 0 | 0 | 0 | 0 | 0 | 0
2016-06-23 19:00 | 0 | 0 | 0 | 0 | 0 | 770288.8113 | 639206 | 0 | 0 | 0 | 0 | 1496977.6153 | 2845443.7535 | 0 | 0 | 0 | 0 | 0 | 0 | 0 | 0 | 0 | 0 | 0 | 0 | 0 | 0 | 0 | 0 | 116716.3333 | 14366.478 | 0 | 0 | 0 | 0 | 0 | 0 | 0 | 0 | 0 | 0 | 0 | 0 | 0 | 0 | 0
2016-06-23 20:00 | 0 | 0 | 0 | 0 | 0 | 760031.0507 | 646663 | 0 | 0 | 0 | 0 | 1719171.7607 | 2736617.6588 | 0 | 0 | 0 | 0 | 0 | 0 | 0 | 0 | 0 | 0 | 0 | 0 | 0 | 0 | 0 | 0 | 222194.1454 | 0 | 108826.0947 | 0 | 0 | 0 | 0 | 0 | 0 | 0 | 0 | 0 | 0 | 0 | 0 | 0 | 0
2016-06-23 21:00 | 0 | 0 | 0 | 0 | 145808.1443 | 740312.4617 | 648522 | 0 | 0 | 0 | 0 | 1956770.3667 | 2736617.6588 | 0 | 0 | 0 | 0 | 0 | 0 | 0 | 0 | 0 | 0 | 0 | 0 | 0 | 0 | 0 | 0 | 237598.6059 | 0 | 0 | 0 | 0 | 0 | 0 | 0 | 0 | 0 | 0 | 0 | 0 | 0 | 0 | 0 | 0
2016-06-23 22:00 | 0 | 0 | 0 | 0 | 0 | 705576.9356 | 641842 | 0 | 0 | 0 | 0 | 2020505.3023 | 2736617.6588 | 0 | 0 | 0 | 0 | 0 | 0 | 0 | 0 | 0 | 0 | 0 | 0 | 0 | 0 | 0 | 0 | 63734.9356 | 0 | 0 | 0 | 0 | 0 | 0 | 0 | 0 | 0 | 0 | 0 | 0 | 0 | 0 | 0 | 0
2016-06-23 23:00 | 0 | 0 | 0 | 0 | 0 | 631425.9881 | 627035 | 0 | 0 | 0 | 0 | 2024896.2903 | 2736617.6588 | 0 | 0 | 0 | 0 | 0 | 0 | 0 | 0 | 0 | 0 | 0 | 0 | 0 | 0 | 0 | 0 | 4390.9881 | 0 | 0 | 0 | 0 | 0 | 0 | 0 | 0 | 0 | 0 | 0 | 0 | 0 | 0 | 0 | 0
2016-06-24 | 0 | 0 | 0 | 0 | 0 | 506307.1626 | 610069 | 0 | 0 | 0 | 0 | 1921134.4529 | 2736617.6588 | 0 | 0 | 0 | 0 | 0 | 0 | 0 | 0 | 0 | 0 | 0 | 0 | 0 | 0 | 0 | 0 | -103761.8374 | 0 | 0 | 0 | 0 | 0 | 0 | 0 | 0 | 0 | 0 | 0 | 0 | 0 | 0 | 0 | 0
2016-06-24 01:00 | 0 | 0 | 0 | 0 | 26504.9485 | 307762.8336 | 593801 | 0 | 0 | 0 | 0 | 1661601.2349 | 2736617.6588 | 0 | 0 | 0 | 0 | 0 | 0 | 0 | 0 | 0 | 0 | 0 | 0 | 0 | 0 | 0 | 0 | -259533.218 | 0 | 0 | 0 | 0 | 0 | 0 | 0 | 0 | 0 | 0 | 0 | 0 | 0 | 0 | 0 | 0
2016-06-24 02:00 | 0 | 0 | 0 | 0 | 592769.8917 | 49084.8769 | 567900 | 0 | 0 | 0 | 0 | 1721189.5255 | 2750984.1367 | 0 | 0 | 0 | 0 | 0 | 0 | 0 | 0 | 0 | 0 | 0 | 0 | 0 | 0 | 0 | 0 | 59588.2906 | 14366.478 | 0 | 0 | 0 | 0 | 0 | 0 | 0 | 0 | 0 | 0 | 0 | 0 | 0 | 0 | 0
2016-06-24 03:00 | 0 | 0 | 0 | 0 | 270932.6924 | 4.0896 | 530470 | 0 | 0 | 0 | 0 | 1461656.3076 | 2750984.1367 | 0 | 0 | 0 | 0 | 0 | 0 | 0 | 0 | 0 | 0 | 0 | 0 | 0 | 0 | 0 | 0 | -259533.218 | 0 | 0 | 0 | 0 | 0 | 0 | 0 | 0 | 0 | 0 | 0 | 0 | 0 | 0 | 0 | 0
2016-06-24 04:00 | 0 | 0 | 0 | 0 | 236015.782 | 0 | 495549 | 0 | 0 | 0 | 0 | 1202123.0896 | 2750984.1367 | 0 | 0 | 0 | 0 | 0 | 0 | 0 | 0 | 0 | 0 | 0 | 0 | 0 | 0 | 0 | 0 | -259533.218 | 0 | 0 | 0 | 0 | 0 | 0 | 0 | 0 | 0 | 0 | 0 | 0 | 0 | 0 | 0 | 0
2016-06-24 05:00 | 0 | 0 | 0 | 0 | 560217.0233 | 0 | 464939 | 0 | 0 | 0 | 0 | 1297401.1129 | 2750984.1367 | 0 | 0 | 0 | 0 | 0 | 0 | 0 | 0 | 0 | 0 | 0 | 0 | 0 | 0 | 0 | 0 | 95278.0233 | 0 | 0 | 0 | 0 | 0 | 0 | 0 | 0 | 0 | 0 | 0 | 0 | 0 | 0 | 0 | 0
2016-06-24 06:00 | 0 | 0 | 0 | 0 | 179991.782 | 0 | 439525 | 0 | 0 | 0 | 0 | 1037867.8949 | 2750984.1367 | 0 | 0 | 0 | 0 | 0 | 0 | 0 | 0 | 0 | 0 | 0 | 0 | 0 | 0 | 0 | 0 | -259533.218 | 0 | 0 | 0 | 0 | 0 | 0 | 0 | 0 | 0 | 0 | 0 | 0 | 0 | 0 | 0 | 0
2016-06-24 07:00 | 0 | 0 | 0 | 0 | 161842.782 | 0 | 421376 | 0 | 0 | 0 | 0 | 778334.6769 | 2750984.1367 | 0 | 0 | 0 | 0 | 0 | 0 | 0 | 0 | 0 | 0 | 0 | 0 | 0 | 0 | 0 | 0 | -259533.218 | 0 | 0 | 0 | 0 | 0 | 0 | 0 | 0 | 0 | 0 | 0 | 0 | 0 | 0 | 0 | 0
2016-06-24 08:00 | 0 | 0 | 0 | 0 | 486680.4086 | 0 | 412085 | 0 | 0 | 0 | 0 | 852930.0855 | 2750984.1367 | 0 | 0 | 0 | 0 | 0 | 0 | 0 | 0 | 0 | 0 | 0 | 0 | 0 | 0 | 0 | 0 | 74595.4086 | 0 | 0 | 0 | 0 | 0 | 0 | 0 | 0 | 0 | 0 | 0 | 0 | 0 | 0 | 0 | 0
2016-06-24 09:00 | 0 | 0 | 0 | 0 | 153901.782 | 0 | 413435 | 0 | 0 | 0 | 0 | 593396.8676 | 2750984.1367 | 0 | 0 | 0 | 0 | 0 | 0 | 0 | 0 | 0 | 0 | 0 | 0 | 0 | 0 | 0 | 0 | -259533.218 | 0 | 0 | 0 | 0 | 0 | 0 | 0 | 0 | 0 | 0 | 0 | 0 | 0 | 0 | 0 | 0
2016-06-24 10:00 | 0 | 0 | 0 | 0 | 179077.26 | 0 | 424244 | 0 | 0 | 0 | 0 | 333863.6496 | 2765350.6147 | 0 | 0 | 0 | 0 | 0 | 0 | 0 | 0 | 0 | 0 | 0 | 0 | 0 | 0 | 0 | 0 | -259533.218 | 14366.478 | 0 | 0 | 0 | 0 | 0 | 0 | 0 | 0 | 0 | 0 | 0 | 0 | 0 | 0 | 0
2016-06-24 11:00 | 0 | 0 | 0 | 0 | 366124.9283 | 2.6401 | 440458 | 0 | 0 | 0 | 0 | 259533.218 | 2765350.6147 | 0 | 0 | 0 | 0 | 0 | 0 | 0 | 0 | 0 | 0 | 0 | 0 | 0 | 0 | 0 | 0 | -74330.4316 | 0 | 0 | 0 | 0 | 0 | 0 | 0 | 0 | 0 | 0 | 0 | 0 | 0 | 0 | 0 | 0
2016-06-24 12:00 | 0 | 0 | 0 | 0 | 107629.9388 | 110911.3212 | 463708 | 0 | 0 | 0 | 0 | 0 | 2779717.0927 | 0 | 0 | 0 | 0 | 0 | 0 | 0 | 0 | 0 | 0 | 0 | 0 | 0 | 0 | 0 | 0 | -259533.218 | 14366.478 | 0 | 0 | 0 | 0 | 0 | 0 | 0 | 0 | 0 | 0 | 0 | 0 | 0 | 0 | 0
2016-06-24 13:00 | 0 | 0 | 0 | 0 | 270208.9157 | 436404.2935 | 493073 | 0 | 0 | 0 | 0 | 213540.2093 | 2779717.0927 | 0 | 0 | 0 | 0 | 0 | 0 | 0 | 0 | 0 | 0 | 0 | 0 | 0 | 0 | 0 | 0 | 213540.2093 | 0 | 0 | 0 | 0 | 0 | 0 | 0 | 0 | 0 | 0 | 0 | 0 | 0 | 0 | 0 | 0
2016-06-24 14:00 | 0 | 0 | 0 | 0 | 153507.3736 | 631903.8444 | 525878 | 0 | 0 | 0 | 0 | 473073.4273 | 2779717.0927 | 0 | 0 | 0 | 0 | 0 | 0 | 0 | 0 | 0 | 0 | 0 | 0 | 0 | 0 | 0 | 0 | 259533.218 | 0 | 0 | 0 | 0 | 0 | 0 | 0 | 0 | 0 | 0 | 0 | 0 | 0 | 0 | 0 | 0
2016-06-24 15:00 | 0 | 0 | 0 | 0 | 0 | 737123.9599 | 555545 | 0 | 0 | 0 | 0 | 654652.3871 | 2779717.0927 | 0 | 0 | 0 | 0 | 0 | 0 | 0 | 0 | 0 | 0 | 0 | 0 | 0 | 0 | 0 | 0 | 181578.9599 | 0 | 0 | 0 | 0 | 0 | 0 | 0 | 0 | 0 | 0 | 0 | 0 | 0 | 0 | 0 | 0
2016-06-24 16:00 | 0 | 0 | 0 | 0 | 0 | 793738.6348 | 580705 | 0 | 0 | 0 | 0 | 867686.0219 | 2779717.0927 | 0 | 0 | 0 | 0 | 0 | 0 | 0 | 0 | 0 | 0 | 0 | 0 | 0 | 0 | 0 | 0 | 213033.6348 | 0 | 0 | 0 | 0 | 0 | 0 | 0 | 0 | 0 | 0 | 0 | 0 | 0 | 0 | 0 | 0
2016-06-24 17:00 | 0 | 0 | 0 | 0 | 43080.0518 | 818888.1662 | 602435 | 0 | 0 | 0 | 0 | 1127219.2399 | 2779717.0927 | 0 | 0 | 0 | 0 | 0 | 0 | 0 | 0 | 0 | 0 | 0 | 0 | 0 | 0 | 0 | 0 | 259533.218 | 0 | 0 | 0 | 0 | 0 | 0 | 0 | 0 | 0 | 0 | 0 | 0 | 0 | 0 | 0 | 0
2016-06-24 18:00 | 0 | 0 | 0 | 0 | 0 | 814384.651 | 619693 | 0 | 0 | 0 | 0 | 1321910.8909 | 2779717.0927 | 0 | 0 | 0 | 0 | 0 | 0 | 0 | 0 | 0 | 0 | 0 | 0 | 0 | 0 | 0 | 0 | 194691.651 | 0 | 0 | 0 | 0 | 0 | 0 | 0 | 0 | 0 | 0 | 0 | 0 | 0 | 0 | 0 | 0
2016-06-24 19:00 | 0 | 0 | 0 | 0 | 0 | 802389.634 | 630709 | 0 | 0 | 0 | 0 | 1493591.5249 | 2779717.0927 | 0 | 0 | 0 | 0 | 0 | 0 | 0 | 0 | 0 | 0 | 0 | 0 | 0 | 0 | 0 | 0 | 171680.634 | 0 | 0 | 0 | 0 | 0 | 0 | 0 | 0 | 0 | 0 | 0 | 0 | 0 | 0 | 0 | 0
2016-06-24 20:00 | 0 | 0 | 0 | 0 | 0 | 789052.1815 | 638495 | 0 | 0 | 0 | 0 | 1644148.7064 | 2779717.0927 | 0 | 0 | 0 | 0 | 0 | 0 | 0 | 0 | 0 | 0 | 0 | 0 | 0 | 0 | 0 | 0 | 150557.1815 | 0 | 0 | 0 | 0 | 0 | 0 | 0 | 0 | 0 | 0 | 0 | 0 | 0 | 0 | 0 | 0
2016-06-24 21:00 | 0 | 0 | 0 | 0 | 133628.8701 | 766594.3479 | 640690 | 0 | 0 | 0 | 0 | 1903681.9244 | 2779717.0927 | 0 | 0 | 0 | 0 | 0 | 0 | 0 | 0 | 0 | 0 | 0 | 0 | 0 | 0 | 0 | 0 | 259533.218 | 0 | 0 | 0 | 0 | 0 | 0 | 0 | 0 | 0 | 0 | 0 | 0 | 0 | 0 | 0 | 0
2016-06-24 22:00 | 0 | 0 | 0 | 0 | 0 | 724098.1009 | 633972 | 0 | 0 | 0 | 0 | 1979441.5473 | 2794083.5707 | 0 | 0 | 0 | 0 | 0 | 0 | 0 | 0 | 0 | 0 | 0 | 0 | 0 | 0 | 0 | 0 | 75759.6229 | 14366.478 | 0 | 0 | 0 | 0 | 0 | 0 | 0 | 0 | 0 | 0 | 0 | 0 | 0 | 0 | 0
2016-06-24 23:00 | 0 | 0 | 0 | 0 | 0 | 644782.1946 | 618931 | 0 | 0 | 0 | 0 | 2005292.7418 | 2794083.5707 | 0 | 0 | 0 | 0 | 0 | 0 | 0 | 0 | 0 | 0 | 0 | 0 | 0 | 0 | 0 | 0 | 25851.1946 | 0 | 0 | 0 | 0 | 0 | 0 | 0 | 0 | 0 | 0 | 0 | 0 | 0 | 0 | 0 | 0
2016-06-25 | 0 | 0 | 0 | 0 | 0 | 506500.3143 | 599867 | 0 | 0 | 0 | 0 | 1911926.0561 | 2794083.5707 | 0 | 0 | 0 | 0 | 0 | 0 | 0 | 0 | 0 | 0 | 0 | 0 | 0 | 0 | 0 | 0 | -93366.6857 | 0 | 0 | 0 | 0 | 0 | 0 | 0 | 0 | 0 | 0 | 0 | 0 | 0 | 0 | 0 | 0
2016-06-25 01:00 | 0 | 0 | 0 | 0 | 22698.309 | 300101.473 | 582333 | 0 | 0 | 0 | 0 | 1652392.8381 | 2794083.5707 | 0 | 0 | 0 | 0 | 0 | 0 | 0 | 0 | 0 | 0 | 0 | 0 | 0 | 0 | 0 | 0 | -259533.218 | 0 | 0 | 0 | 0 | 0 | 0 | 0 | 0 | 0 | 0 | 0 | 0 | 0 | 0 | 0 | 0
2016-06-25 02:00 | 0 | 0 | 0 | 0 | 255133.8378 | 42318.9443 | 556986 | 0 | 0 | 0 | 0 | 1392859.6202 | 2794083.5707 | 0 | 0 | 0 | 0 | 0 | 0 | 0 | 0 | 0 | 0 | 0 | 0 | 0 | 0 | 0 | 0 | -259533.218 | 0 | 0 | 0 | 0 | 0 | 0 | 0 | 0 | 0 | 0 | 0 | 0 | 0 | 0 | 0 | 0
2016-06-25 03:00 | 0 | 0 | 0 | 0 | 770234.7292 | 3.8411 | 523448 | 0 | 0 | 0 | 0 | 1639650.1905 | 2794083.5707 | 0 | 0 | 0 | 0 | 0 | 0 | 0 | 0 | 0 | 0 | 0 | 0 | 0 | 0 | 0 | 0 | 246790.5703 | 0 | 0 | 0 | 0 | 0 | 0 | 0 | 0 | 0 | 0 | 0 | 0 | 0 | 0 | 0 | 0
2016-06-25 04:00 | 0 | 0 | 0 | 0 | 243572.26 | 0 | 488739 | 0 | 0 | 0 | 0 | 1380116.9726 | 2808450.0487 | 0 | 0 | 0 | 0 | 0 | 0 | 0 | 0 | 0 | 0 | 0 | 0 | 0 | 0 | 0 | 0 | -259533.218 | 14366.478 | 0 | 0 | 0 | 0 | 0 | 0 | 0 | 0 | 0 | 0 | 0 | 0 | 0 | 0 | 0
2016-06-25 05:00 | 0 | 0 | 0 | 0 | 199226.782 | 0 | 458760 | 0 | 0 | 0 | 0 | 1120583.7546 | 2808450.0487 | 0 | 0 | 0 | 0 | 0 | 0 | 0 | 0 | 0 | 0 | 0 | 0 | 0 | 0 | 0 | 0 | -259533.218 | 0 | 0 | 0 | 0 | 0 | 0 | 0 | 0 | 0 | 0 | 0 | 0 | 0 | 0 | 0 | 0
2016-06-25 06:00 | 0 | 0 | 0 | 0 | 174832.782 | 0 | 434366 | 0 | 0 | 0 | 0 | 861050.5366 | 2808450.0487 | 0 | 0 | 0 | 0 | 0 | 0 | 0 | 0 | 0 | 0 | 0 | 0 | 0 | 0 | 0 | 0 | -259533.218 | 0 | 0 | 0 | 0 | 0 | 0 | 0 | 0 | 0 | 0 | 0 | 0 | 0 | 0 | 0 | 0
2016-06-25 07:00 | 0 | 0 | 0 | 0 | 155894.782 | 0 | 415428 | 0 | 0 | 0 | 0 | 601517.3187 | 2808450.0487 | 0 | 0 | 0 | 0 | 0 | 0 | 0 | 0 | 0 | 0 | 0 | 0 | 0 | 0 | 0 | 0 | -259533.218 | 0 | 0 | 0 | 0 | 0 | 0 | 0 | 0 | 0 | 0 | 0 | 0 | 0 | 0 | 0 | 0
2016-06-25 08:00 | 0 | 0 | 0 | 0 | 662934.1627 | 0 | 403474 | 0 | 0 | 0 | 0 | 860977.4814 | 2808450.0487 | 0 | 0 | 0 | 0 | 0 | 0 | 0 | 0 | 0 | 0 | 0 | 0 | 0 | 0 | 0 | 0 | 259460.1627 | 0 | 0 | 0 | 0 | 0 | 0 | 0 | 0 | 0 | 0 | 0 | 0 | 0 | 0 | 0 | 0
2016-06-25 09:00 | 0 | 0 | 0 | 0 | 138672.782 | 0 | 398206 | 0 | 0 | 0 | 0 | 601444.2634 | 2808450.0487 | 0 | 0 | 0 | 0 | 0 | 0 | 0 | 0 | 0 | 0 | 0 | 0 | 0 | 0 | 0 | 0 | -259533.218 | 0 | 0 | 0 | 0 | 0 | 0 | 0 | 0 | 0 | 0 | 0 | 0 | 0 | 0 | 0 | 0
2016-06-25 10:00 | 0 | 0 | 0 | 0 | 136903.782 | 0 | 396437 | 0 | 0 | 0 | 0 | 341911.0454 | 2808450.0487 | 0 | 0 | 0 | 0 | 0 | 0 | 0 | 0 | 0 | 0 | 0 | 0 | 0 | 0 | 0 | 0 | -259533.218 | 0 | 0 | 0 | 0 | 0 | 0 | 0 | 0 | 0 | 0 | 0 | 0 | 0 | 0 | 0 | 0
2016-06-25 11:00 | 0 | 0 | 0 | 0 | 146667.8738 | 9.9082 | 406211 | 0 | 0 | 0 | 0 | 82377.8275 | 2808450.0487 | 0 | 0 | 0 | 0 | 0 | 0 | 0 | 0 | 0 | 0 | 0 | 0 | 0 | 0 | 0 | 0 | -259533.218 | 0 | 0 | 0 | 0 | 0 | 0 | 0 | 0 | 0 | 0 | 0 | 0 | 0 | 0 | 0 | 0
2016-06-25 12:00 | 0 | 0 | 0 | 0 | 469375.6569 | 109520.0593 | 429393 | 0 | 0 | 0 | 0 | 231880.5437 | 2808450.0487 | 0 | 0 | 0 | 0 | 0 | 0 | 0 | 0 | 0 | 0 | 0 | 0 | 0 | 0 | 0 | 0 | 149502.7162 | 0 | 0 | 0 | 0 | 0 | 0 | 0 | 0 | 0 | 0 | 0 | 0 | 0 | 0 | 0 | 0
2016-06-25 13:00 | 0 | 0 | 0 | 0 | 0 | 435763.417 | 460277 | 0 | 0 | 0 | 0 | 207366.9607 | 2808450.0487 | 0 | 0 | 0 | 0 | 0 | 0 | 0 | 0 | 0 | 0 | 0 | 0 | 0 | 0 | 0 | 0 | -24513.583 | 0 | 0 | 0 | 0 | 0 | 0 | 0 | 0 | 0 | 0 | 0 | 0 | 0 | 0 | 0 | 0
2016-06-25 14:00 | 0 | 0 | 0 | 0 | 112472.9321 | 643362.2859 | 496302 | 0 | 0 | 0 | 0 | 466900.1787 | 2808450.0487 | 0 | 0 | 0 | 0 | 0 | 0 | 0 | 0 | 0 | 0 | 0 | 0 | 0 | 0 | 0 | 0 | 259533.218 | 0 | 0 | 0 | 0 | 0 | 0 | 0 | 0 | 0 | 0 | 0 | 0 | 0 | 0 | 0 | 0
2016-06-25 15:00 | 0 | 0 | 0 | 0 | 39511.6641 | 749559.5538 | 529538 | 0 | 0 | 0 | 0 | 726433.3966 | 2808450.0487 | 0 | 0 | 0 | 0 | 0 | 0 | 0 | 0 | 0 | 0 | 0 | 0 | 0 | 0 | 0 | 0 | 259533.218 | 0 | 0 | 0 | 0 | 0 | 0 | 0 | 0 | 0 | 0 | 0 | 0 | 0 | 0 | 0 | 0
2016-06-25 16:00 | 0 | 0 | 0 | 0 | 0 | 801190.7503 | 556540 | 0 | 0 | 0 | 0 | 956717.669 | 2822816.5266 | 0 | 0 | 0 | 0 | 0 | 0 | 0 | 0 | 0 | 0 | 0 | 0 | 0 | 0 | 0 | 0 | 230284.2724 | 14366.478 | 0 | 0 | 0 | 0 | 0 | 0 | 0 | 0 | 0 | 0 | 0 | 0 | 0 | 0 | 0
2016-06-25 17:00 | 0 | 0 | 0 | 0 | 19725.3086 | 817246.9094 | 577439 | 0 | 0 | 0 | 0 | 1216250.887 | 2822816.5266 | 0 | 0 | 0 | 0 | 0 | 0 | 0 | 0 | 0 | 0 | 0 | 0 | 0 | 0 | 0 | 0 | 259533.218 | 0 | 0 | 0 | 0 | 0 | 0 | 0 | 0 | 0 | 0 | 0 | 0 | 0 | 0 | 0 | 0
2016-06-25 18:00 | 0 | 0 | 0 | 0 | 0 | 813094.8398 | 594128 | 0 | 0 | 0 | 0 | 1435217.7268 | 2822816.5266 | 0 | 0 | 0 | 0 | 0 | 0 | 0 | 0 | 0 | 0 | 0 | 0 | 0 | 0 | 0 | 0 | 218966.8398 | 0 | 0 | 0 | 0 | 0 | 0 | 0 | 0 | 0 | 0 | 0 | 0 | 0 | 0 | 0 | 0
2016-06-25 19:00 | 0 | 0 | 0 | 0 | 0 | 796526.531 | 607626 | 0 | 0 | 0 | 0 | 1624118.2578 | 2822816.5266 | 0 | 0 | 0 | 0 | 0 | 0 | 0 | 0 | 0 | 0 | 0 | 0 | 0 | 0 | 0 | 0 | 188900.531 | 0 | 0 | 0 | 0 | 0 | 0 | 0 | 0 | 0 | 0 | 0 | 0 | 0 | 0 | 0 | 0
2016-06-25 20:00 | 0 | 0 | 0 | 0 | 0 | 779447.1449 | 617969 | 0 | 0 | 0 | 0 | 1771229.9247 | 2837183.0046 | 0 | 0 | 0 | 0 | 0 | 0 | 0 | 0 | 0 | 0 | 0 | 0 | 0 | 0 | 0 | 0 | 147111.6669 | 14366.478 | 0 | 0 | 0 | 0 | 0 | 0 | 0 | 0 | 0 | 0 | 0 | 0 | 0 | 0 | 0
2016-06-25 21:00 | 0 | 0 | 0 | 0 | 129760.5681 | 752090.6499 | 622318 | 0 | 0 | 0 | 0 | 2030763.1427 | 2837183.0046 | 0 | 0 | 0 | 0 | 0 | 0 | 0 | 0 | 0 | 0 | 0 | 0 | 0 | 0 | 0 | 0 | 259533.218 | 0 | 0 | 0 | 0 | 0 | 0 | 0 | 0 | 0 | 0 | 0 | 0 | 0 | 0 | 0 | 0
2016-06-25 22:00 | 0 | 0 | 0 | 0 | 0 | 701767.4182 | 618800 | 0 | 0 | 0 | 0 | 2113730.5608 | 2837183.0046 | 0 | 0 | 0 | 0 | 0 | 0 | 0 | 0 | 0 | 0 | 0 | 0 | 0 | 0 | 0 | 0 | 82967.4182 | 0 | 0 | 0 | 0 | 0 | 0 | 0 | 0 | 0 | 0 | 0 | 0 | 0 | 0 | 0 | 0
2016-06-25 23:00 | 0 | 0 | 0 | 0 | 0 | 617799.6048 | 606976 | 0 | 0 | 0 | 0 | 2124554.1656 | 2837183.0046 | 0 | 0 | 0 | 0 | 0 | 0 | 0 | 0 | 0 | 0 | 0 | 0 | 0 | 0 | 0 | 0 | 10823.6048 | 0 | 0 | 0 | 0 | 0 | 0 | 0 | 0 | 0 | 0 | 0 | 0 | 0 | 0 | 0 | 0
2016-06-26 | 0 | 0 | 0 | 0 | 0 | 490749.227 | 589083 | 0 | 0 | 0 | 0 | 2026220.3927 | 2837183.0046 | 0 | 0 | 0 | 0 | 0 | 0 | 0 | 0 | 0 | 0 | 0 | 0 | 0 | 0 | 0 | 0 | -98333.773 | 0 | 0 | 0 | 0 | 0 | 0 | 0 | 0 | 0 | 0 | 0 | 0 | 0 | 0 | 0 | 0
2016-06-26 01:00 | 0 | 0 | 0 | 0 | 17367.1039 | 297743.6781 | 574644 | 0 | 0 | 0 | 0 | 1766687.1747 | 2837183.0046 | 0 | 0 | 0 | 0 | 0 | 0 | 0 | 0 | 0 | 0 | 0 | 0 | 0 | 0 | 0 | 0 | -259533.218 | 0 | 0 | 0 | 0 | 0 | 0 | 0 | 0 | 0 | 0 | 0 | 0 | 0 | 0 | 0 | 0
2016-06-26 02:00 | 0 | 0 | 0 | 0 | 637638.0619 | 54733.1782 | 551576 | 0 | 0 | 0 | 0 | 1893115.9368 | 2851549.4826 | 0 | 0 | 0 | 0 | 0 | 0 | 0 | 0 | 0 | 0 | 0 | 0 | 0 | 0 | 0 | 0 | 126428.7621 | 14366.478 | 0 | 0 | 0 | 0 | 0 | 0 | 0 | 0 | 0 | 0 | 0 | 0 | 0 | 0 | 0
2016-06-26 03:00 | 0 | 0 | 0 | 0 | 259495.4379 | 3.3441 | 519032 | 0 | 0 | 0 | 0 | 1633582.7188 | 2851549.4826 | 0 | 0 | 0 | 0 | 0 | 0 | 0 | 0 | 0 | 0 | 0 | 0 | 0 | 0 | 0 | 0 | -259533.218 | 0 | 0 | 0 | 0 | 0 | 0 | 0 | 0 | 0 | 0 | 0 | 0 | 0 | 0 | 0 | 0
2016-06-26 04:00 | 0 | 0 | 0 | 0 | 226856.782 | 0 | 486390 | 0 | 0 | 0 | 0 | 1374049.5009 | 2851549.4826 | 0 | 0 | 0 | 0 | 0 | 0 | 0 | 0 | 0 | 0 | 0 | 0 | 0 | 0 | 0 | 0 | -259533.218 | 0 | 0 | 0 | 0 | 0 | 0 | 0 | 0 | 0 | 0 | 0 | 0 | 0 | 0 | 0 | 0
2016-06-26 05:00 | 0 | 0 | 0 | 0 | 485900.1002 | 0 | 459029 | 0 | 0 | 0 | 0 | 1400920.601 | 2851549.4826 | 0 | 0 | 0 | 0 | 0 | 0 | 0 | 0 | 0 | 0 | 0 | 0 | 0 | 0 | 0 | 0 | 26871.1002 | 0 | 0 | 0 | 0 | 0 | 0 | 0 | 0 | 0 | 0 | 0 | 0 | 0 | 0 | 0 | 0
2016-06-26 06:00 | 0 | 0 | 0 | 0 | 174981.782 | 0 | 434515 | 0 | 0 | 0 | 0 | 1141387.3831 | 2851549.4826 | 0 | 0 | 0 | 0 | 0 | 0 | 0 | 0 | 0 | 0 | 0 | 0 | 0 | 0 | 0 | 0 | -259533.218 | 0 | 0 | 0 | 0 | 0 | 0 | 0 | 0 | 0 | 0 | 0 | 0 | 0 | 0 | 0 | 0
2016-06-26 07:00 | 0 | 0 | 0 | 0 | 421815.9762 | 0 | 415502 | 0 | 0 | 0 | 0 | 1147701.3593 | 2851549.4826 | 0 | 0 | 0 | 0 | 0 | 0 | 0 | 0 | 0 | 0 | 0 | 0 | 0 | 0 | 0 | 0 | 6313.9762 | 0 | 0 | 0 | 0 | 0 | 0 | 0 | 0 | 0 | 0 | 0 | 0 | 0 | 0 | 0 | 0
2016-06-26 08:00 | 0 | 0 | 0 | 0 | 413918.8913 | 0 | 402118 | 0 | 0 | 0 | 0 | 1159502.2506 | 2851549.4826 | 0 | 0 | 0 | 0 | 0 | 0 | 0 | 0 | 0 | 0 | 0 | 0 | 0 | 0 | 0 | 0 | 11800.8913 | 0 | 0 | 0 | 0 | 0 | 0 | 0 | 0 | 0 | 0 | 0 | 0 | 0 | 0 | 0 | 0
2016-06-26 09:00 | 0 | 0 | 0 | 0 | 134458.782 | 0 | 393992 | 0 | 0 | 0 | 0 | 899969.0326 | 2851549.4826 | 0 | 0 | 0 | 0 | 0 | 0 | 0 | 0 | 0 | 0 | 0 | 0 | 0 | 0 | 0 | 0 | -259533.218 | 0 | 0 | 0 | 0 | 0 | 0 | 0 | 0 | 0 | 0 | 0 | 0 | 0 | 0 | 0 | 0
2016-06-26 10:00 | 0 | 0 | 0 | 0 | 129735.782 | 0 | 389269 | 0 | 0 | 0 | 0 | 640435.8147 | 2851549.4826 | 0 | 0 | 0 | 0 | 0 | 0 | 0 | 0 | 0 | 0 | 0 | 0 | 0 | 0 | 0 | 0 | -259533.218 | 0 | 0 | 0 | 0 | 0 | 0 | 0 | 0 | 0 | 0 | 0 | 0 | 0 | 0 | 0 | 0
2016-06-26 11:00 | 0 | 0 | 0 | 0 | 345723.2469 | 2.754 | 395323 | 0 | 0 | 0 | 0 | 576472.3376 | 2865915.9606 | 0 | 0 | 0 | 0 | 0 | 0 | 0 | 0 | 0 | 0 | 0 | 0 | 0 | 0 | 0 | 0 | -63963.4771 | 14366.478 | 0 | 0 | 0 | 0 | 0 | 0 | 0 | 0 | 0 | 0 | 0 | 0 | 0 | 0 | 0
2016-06-26 12:00 | 0 | 0 | 0 | 0 | 75183.0402 | 96659.2198 | 417009 | 0 | 0 | 0 | 0 | 316939.1196 | 2880282.4386 | 0 | 0 | 0 | 0 | 0 | 0 | 0 | 0 | 0 | 0 | 0 | 0 | 0 | 0 | 0 | 0 | -259533.218 | 14366.478 | 0 | 0 | 0 | 0 | 0 | 0 | 0 | 0 | 0 | 0 | 0 | 0 | 0 | 0 | 0
2016-06-26 13:00 | 0 | 0 | 0 | 0 | 262878.7591 | 428907.8676 | 448690 | 0 | 0 | 0 | 0 | 560035.7462 | 2880282.4386 | 0 | 0 | 0 | 0 | 0 | 0 | 0 | 0 | 0 | 0 | 0 | 0 | 0 | 0 | 0 | 0 | 243096.6266 | 0 | 0 | 0 | 0 | 0 | 0 | 0 | 0 | 0 | 0 | 0 | 0 | 0 | 0 | 0 | 0
2016-06-26 14:00 | 0 | 0 | 0 | 0 | 144322.3302 | 597720.8878 | 482510 | 0 | 0 | 0 | 0 | 819568.9642 | 2880282.4386 | 0 | 0 | 0 | 0 | 0 | 0 | 0 | 0 | 0 | 0 | 0 | 0 | 0 | 0 | 0 | 0 | 259533.218 | 0 | 0 | 0 | 0 | 0 | 0 | 0 | 0 | 0 | 0 | 0 | 0 | 0 | 0 | 0 | 0
2016-06-26 15:00 | 0 | 0 | 0 | 0 | 0 | 707811.4196 | 515606 | 0 | 0 | 0 | 0 | 1011774.3838 | 2880282.4386 | 0 | 0 | 0 | 0 | 0 | 0 | 0 | 0 | 0 | 0 | 0 | 0 | 0 | 0 | 0 | 0 | 192205.4196 | 0 | 0 | 0 | 0 | 0 | 0 | 0 | 0 | 0 | 0 | 0 | 0 | 0 | 0 | 0 | 0
2016-06-26 16:00 | 0 | 0 | 0 | 0 | 46052.7262 | 758632.4917 | 545152 | 0 | 0 | 0 | 0 | 1271307.6018 | 2880282.4386 | 0 | 0 | 0 | 0 | 0 | 0 | 0 | 0 | 0 | 0 | 0 | 0 | 0 | 0 | 0 | 0 | 259533.218 | 0 | 0 | 0 | 0 | 0 | 0 | 0 | 0 | 0 | 0 | 0 | 0 | 0 | 0 | 0 | 0
2016-06-26 17:00 | 0 | 0 | 0 | 0 | 57084.8609 | 771825.3571 | 569377 | 0 | 0 | 0 | 0 | 1530840.8197 | 2880282.4386 | 0 | 0 | 0 | 0 | 0 | 0 | 0 | 0 | 0 | 0 | 0 | 0 | 0 | 0 | 0 | 0 | 259533.218 | 0 | 0 | 0 | 0 | 0 | 0 | 0 | 0 | 0 | 0 | 0 | 0 | 0 | 0 | 0 | 0
2016-06-26 18:00 | 0 | 0 | 0 | 0 | 0 | 765060.3055 | 587630 | 0 | 0 | 0 | 0 | 1693904.6473 | 2894648.9166 | 0 | 0 | 0 | 0 | 0 | 0 | 0 | 0 | 0 | 0 | 0 | 0 | 0 | 0 | 0 | 0 | 163063.8276 | 14366.478 | 0 | 0 | 0 | 0 | 0 | 0 | 0 | 0 | 0 | 0 | 0 | 0 | 0 | 0 | 0
2016-06-26 19:00 | 0 | 0 | 0 | 0 | 0 | 749201.1849 | 600551 | 0 | 0 | 0 | 0 | 1842554.8322 | 2894648.9166 | 0 | 0 | 0 | 0 | 0 | 0 | 0 | 0 | 0 | 0 | 0 | 0 | 0 | 0 | 0 | 0 | 148650.1849 | 0 | 0 | 0 | 0 | 0 | 0 | 0 | 0 | 0 | 0 | 0 | 0 | 0 | 0 | 0 | 0
2016-06-26 20:00 | 0 | 0 | 0 | 0 | 0 | 733446.0443 | 611011 | 0 | 0 | 0 | 0 | 1964989.8765 | 2894648.9166 | 0 | 0 | 0 | 0 | 0 | 0 | 0 | 0 | 0 | 0 | 0 | 0 | 0 | 0 | 0 | 0 | 122435.0443 | 0 | 0 | 0 | 0 | 0 | 0 | 0 | 0 | 0 | 0 | 0 | 0 | 0 | 0 | 0 | 0
2016-06-26 21:00 | 0 | 0 | 0 | 0 | 169506.8892 | 708403.3288 | 618377 | 0 | 0 | 0 | 0 | 2224523.0945 | 2894648.9166 | 0 | 0 | 0 | 0 | 0 | 0 | 0 | 0 | 0 | 0 | 0 | 0 | 0 | 0 | 0 | 0 | 259533.218 | 0 | 0 | 0 | 0 | 0 | 0 | 0 | 0 | 0 | 0 | 0 | 0 | 0 | 0 | 0 | 0
2016-06-26 22:00 | 0 | 0 | 0 | 0 | 0 | 669592.8421 | 617665 | 0 | 0 | 0 | 0 | 2276450.9366 | 2894648.9166 | 0 | 0 | 0 | 0 | 0 | 0 | 0 | 0 | 0 | 0 | 0 | 0 | 0 | 0 | 0 | 0 | 51927.8421 | 0 | 0 | 0 | 0 | 0 | 0 | 0 | 0 | 0 | 0 | 0 | 0 | 0 | 0 | 0 | 0
2016-06-26 23:00 | 0 | 0 | 0 | 0 | 0 | 599333.9575 | 607496 | 0 | 0 | 0 | 0 | 2268288.894 | 2894648.9166 | 0 | 0 | 0 | 0 | 0 | 0 | 0 | 0 | 0 | 0 | 0 | 0 | 0 | 0 | 0 | 0 | -8162.0425 | 0 | 0 | 0 | 0 | 0 | 0 | 0 | 0 | 0 | 0 | 0 | 0 | 0 | 0 | 0 | 0
2016-06-27 | 0 | 0 | 0 | 0 | 313777.3277 | 464111.9754 | 592599 | 0 | 0 | 0 | 0 | 2453579.1971 | 2894648.9166 | 0 | 0 | 0 | 0 | 0 | 0 | 0 | 0 | 0 | 0 | 0 | 0 | 0 | 0 | 0 | 0 | 185290.303 | 0 | 0 | 0 | 0 | 0 | 0 | 0 | 0 | 0 | 0 | 0 | 0 | 0 | 0 | 0 | 0
2016-06-27 01:00 | 0 | 0 | 0 | 0 | 34666.5833 | 284617.1987 | 578817 | 0 | 0 | 0 | 0 | 2194045.9791 | 2894648.9166 | 0 | 0 | 0 | 0 | 0 | 0 | 0 | 0 | 0 | 0 | 0 | 0 | 0 | 0 | 0 | 0 | -259533.218 | 0 | 0 | 0 | 0 | 0 | 0 | 0 | 0 | 0 | 0 | 0 | 0 | 0 | 0 | 0 | 0
2016-06-27 02:00 | 0 | 0 | 0 | 0 | 444833.6765 | 53062.4784 | 554582 | 0 | 0 | 0 | 0 | 2122993.6561 | 2909015.3945 | 0 | 0 | 0 | 0 | 0 | 0 | 0 | 0 | 0 | 0 | 0 | 0 | 0 | 0 | 0 | 0 | -71052.3231 | 14366.478 | 0 | 0 | 0 | 0 | 0 | 0 | 0 | 0 | 0 | 0 | 0 | 0 | 0 | 0 | 0
2016-06-27 03:00 | 0 | 0 | 0 | 0 | 471364.6178 | 2.3916 | 522357 | 0 | 0 | 0 | 0 | 2072003.6655 | 2909015.3945 | 0 | 0 | 0 | 0 | 0 | 0 | 0 | 0 | 0 | 0 | 0 | 0 | 0 | 0 | 0 | 0 | -50989.9906 | 0 | 0 | 0 | 0 | 0 | 0 | 0 | 0 | 0 | 0 | 0 | 0 | 0 | 0 | 0 | 0
2016-06-27 04:00 | 0 | 0 | 0 | 0 | 457495.5808 | 0 | 487380 | 0 | 0 | 0 | 0 | 2042119.2463 | 2909015.3945 | 0 | 0 | 0 | 0 | 0 | 0 | 0 | 0 | 0 | 0 | 0 | 0 | 0 | 0 | 0 | 0 | -29884.4192 | 0 | 0 | 0 | 0 | 0 | 0 | 0 | 0 | 0 | 0 | 0 | 0 | 0 | 0 | 0 | 0
2016-06-27 05:00 | 0 | 0 | 0 | 0 | 422661.0387 | 0 | 457889 | 0 | 0 | 0 | 0 | 2006891.2851 | 2909015.3945 | 0 | 0 | 0 | 0 | 0 | 0 | 0 | 0 | 0 | 0 | 0 | 0 | 0 | 0 | 0 | 0 | -35227.9613 | 0 | 0 | 0 | 0 | 0 | 0 | 0 | 0 | 0 | 0 | 0 | 0 | 0 | 0 | 0 | 0
2016-06-27 06:00 | 0 | 0 | 0 | 0 | 379411.6204 | 0 | 434252 | 0 | 0 | 0 | 0 | 1952050.9055 | 2909015.3945 | 0 | 0 | 0 | 0 | 0 | 0 | 0 | 0 | 0 | 0 | 0 | 0 | 0 | 0 | 0 | 0 | -54840.3796 | 0 | 0 | 0 | 0 | 0 | 0 | 0 | 0 | 0 | 0 | 0 | 0 | 0 | 0 | 0 | 0
2016-06-27 07:00 | 0 | 0 | 0 | 0 | 334052.3119 | 0 | 417528 | 0 | 0 | 0 | 0 | 1868575.2174 | 2909015.3945 | 0 | 0 | 0 | 0 | 0 | 0 | 0 | 0 | 0 | 0 | 0 | 0 | 0 | 0 | 0 | 0 | -83475.6881 | 0 | 0 | 0 | 0 | 0 | 0 | 0 | 0 | 0 | 0 | 0 | 0 | 0 | 0 | 0 | 0
2016-06-27 08:00 | 0 | 0 | 0 | 0 | 296588.1614 | 0 | 409693 | 0 | 0 | 0 | 0 | 1755470.3788 | 2909015.3945 | 0 | 0 | 0 | 0 | 0 | 0 | 0 | 0 | 0 | 0 | 0 | 0 | 0 | 0 | 0 | 0 | -113104.8386 | 0 | 0 | 0 | 0 | 0 | 0 | 0 | 0 | 0 | 0 | 0 | 0 | 0 | 0 | 0 | 0
2016-06-27 09:00 | 0 | 0 | 0 | 0 | 256275.1087 | 0 | 412485 | 0 | 0 | 0 | 0 | 1584894.0095 | 2923381.8725 | 0 | 0 | 0 | 0 | 0 | 0 | 0 | 0 | 0 | 0 | 0 | 0 | 0 | 0 | 0 | 0 | -170576.3693 | 14366.478 | 0 | 0 | 0 | 0 | 0 | 0 | 0 | 0 | 0 | 0 | 0 | 0 | 0 | 0 | 0
2016-06-27 10:00 | 0 | 0 | 0 | 0 | 221824.9449 | 0 | 425260 | 0 | 0 | 0 | 0 | 1381458.9544 | 2923381.8725 | 0 | 0 | 0 | 0 | 0 | 0 | 0 | 0 | 0 | 0 | 0 | 0 | 0 | 0 | 0 | 0 | -203435.0551 | 0 | 0 | 0 | 0 | 0 | 0 | 0 | 0 | 0 | 0 | 0 | 0 | 0 | 0 | 0 | 0
2016-06-27 11:00 | 0 | 0 | 0 | 0 | 157631.6461 | 14.0806 | 445867 | 0 | 0 | 0 | 0 | 1121925.7364 | 2894693.8172 | 0 | 0 | 0 | 0 | 0 | 0 | 0 | 0 | 0 | 0 | 0 | 0 | 0 | 0 | 0 | 0 | -259533.218 | 0 | 28688.0554 | 0 | 0 | 0 | 0 | 0 | 0 | 0 | 0 | 0 | 0 | 0 | 0 | 0 | 0
2016-06-27 12:00 | 0 | 0 | 0 | 0 | 91246.8873 | 136933.3727 | 473347 | 0 | 0 | 0 | 0 | 862392.5185 | 2909060.2951 | 0 | 0 | 0 | 0 | 0 | 0 | 0 | 0 | 0 | 0 | 0 | 0 | 0 | 0 | 0 | 0 | -259533.218 | 14366.478 | 0 | 0 | 0 | 0 | 0 | 0 | 0 | 0 | 0 | 0 | 0 | 0 | 0 | 0 | 0
2016-06-27 13:00 | 0 | 0 | 0 | 0 | 94367.1001 | 449759.032 | 505702 | 0 | 0 | 0 | 0 | 877302.361 | 2909060.2951 | 0 | 0 | 0 | 0 | 0 | 0 | 23514.2896 | 0 | 0 | 0 | 0 | 0 | 0 | 0 | 0 | 0 | 14909.8425 | 0 | 0 | 0 | 0 | 0 | 0 | 0 | 0 | 0 | 23514.2896 | 0 | 0 | 0 | 0 | 0 | 0
2016-06-27 14:00 | 0 | 0 | 0 | 0 | 109022.8451 | 626779.4512 | 541134 | 0 | 0 | 0 | 0 | 1071970.6573 | 2909060.2951 | 0 | 0 | 0 | 0 | 0 | 0 | 23514.2896 | 0 | 0 | 0 | 0 | 0 | 0 | 0 | 0 | 0 | 194668.2963 | 0 | 0 | 0 | 0 | 0 | 0 | 0 | 0 | 0 | 0 | 0 | 0 | 0 | 0 | 0 | 0
2016-06-27 15:00 | 0 | 0 | 0 | 0 | 79140.4365 | 732276.4918 | 575398 | 0 | 0 | 0 | 0 | 1331503.8753 | 2909060.2951 | 0 | 0 | 0 | 0 | 0 | 0 | 0 | 0 | 0 | 0 | 0 | 0 | 0 | 0 | 0 | 0 | 259533.218 | 0 | 0 | 0 | 0 | 0 | 0 | 0 | 0 | 0 | -23514.2896 | 0 | 0 | 0 | 0 | 0 | 0
2016-06-27 16:00 | 0 | 0 | 0 | 0 | 0 | 776406.4501 | 605106 | 0 | 0 | 0 | 0 | 1502804.3254 | 2909060.2951 | 0 | 0 | 0 | 0 | 0 | 0 | 0 | 0 | 0 | 0 | 0 | 0 | 0 | 0 | 0 | 0 | 171300.4501 | 0 | 0 | 0 | 0 | 0 | 0 | 0 | 0 | 0 | 0 | 0 | 0 | 0 | 0 | 0 | 0
2016-06-27 17:00 | 0 | 0 | 0 | 0 | 95200.8709 | 794548.3471 | 630216 | 0 | 0 | 0 | 0 | 1762337.5434 | 2909060.2951 | 0 | 0 | 0 | 0 | 0 | 0 | 0 | 0 | 0 | 0 | 0 | 0 | 0 | 0 | 0 | 0 | 259533.218 | 0 | 0 | 0 | 0 | 0 | 0 | 0 | 0 | 0 | 0 | 0 | 0 | 0 | 0 | 0 | 0
2016-06-27 18:00 | 0 | 0 | 0 | 0 | 0 | 789693.788 | 649665 | 0 | 0 | 0 | 0 | 1902366.3314 | 2909060.2951 | 0 | 0 | 0 | 0 | 0 | 0 | 0 | 0 | 0 | 0 | 0 | 0 | 0 | 0 | 0 | 0 | 140028.788 | 0 | 0 | 0 | 0 | 0 | 0 | 0 | 0 | 0 | 0 | 0 | 0 | 0 | 0 | 0 | 0
2016-06-27 19:00 | 0 | 0 | 0 | 0 | 112763.8142 | 778228.2565 | 662709 | 0 | 0 | 0 | 0 | 2130649.402 | 2909060.2951 | 0 | 0 | 0 | 0 | 0 | 0 | 0 | 0 | 0 | 0 | 0 | 0 | 0 | 0 | 0 | 0 | 228283.0707 | 0 | 0 | 0 | 0 | 0 | 0 | 0 | 0 | 0 | 0 | 0 | 0 | 0 | 0 | 0 | 0
2016-06-27 20:00 | 0 | 0 | 0 | 0 | 111262.0528 | 767970.2723 | 670215 | 0 | 0 | 0 | 0 | 2316152.4376 | 2909060.2951 | 0 | 0 | 0 | 0 | 0 | 0 | 23514.2896 | 0 | 0 | 0 | 0 | 0 | 0 | 0 | 0 | 0 | 185503.0355 | 0 | 0 | 0 | 0 | 0 | 0 | 0 | 0 | 0 | 23514.2896 | 0 | 0 | 0 | 0 | 0 | 0
2016-06-27 21:00 | 0 | 0 | 0 | 0 | 109514.3287 | 748165.8485 | 671047 | 0 | 0 | 0 | 0 | 2502785.6147 | 2909060.2951 | 0 | 0 | 0 | 0 | 0 | 0 | 23514.2896 | 0 | 0 | 0 | 0 | 0 | 0 | 0 | 0 | 0 | 186633.1772 | 0 | 0 | 0 | 0 | 0 | 0 | 0 | 0 | 0 | 0 | 0 | 0 | 0 | 0 | 0 | 0
2016-06-27 22:00 | 0 | 0 | 0 | 0 | 109085.329 | 709911.5819 | 663408 | 0 | 0 | 0 | 0 | 2658374.5256 | 2909060.2951 | 0 | 0 | 0 | 0 | 0 | 0 | 23514.2896 | 0 | 0 | 0 | 0 | 0 | 0 | 0 | 0 | 0 | 155588.9108 | 0 | 0 | 0 | 0 | 0 | 0 | 0 | 0 | 0 | 0 | 0 | 0 | 0 | 0 | 0 | 0
2016-06-27 23:00 | 0 | 0 | 0 | 0 | 115016.6882 | 624205.5295 | 649398 | 0 | 0 | 0 | 0 | 2748198.7433 | 2909060.2951 | 0 | 0 | 0 | 0 | 0 | 0 | 23514.2896 | 0 | 0 | 0 | 0 | 0 | 0 | 0 | 0 | 0 | 89824.2177 | 0 | 0 | 0 | 0 | 0 | 0 | 0 | 0 | 0 | 0 | 0 | 0 | 0 | 0 | 0 | 0
2016-06-28 | 0 | 0 | 0 | 0 | 139943.8463 | 484115.6987 | 630972 | 0 | 0 | 0 | 0 | 2764800.5779 | 2909060.2951 | 0 | 0 | 0 | 0 | 0 | 0 | 0 | 0 | 0 | 0 | 0 | 0 | 0 | 0 | 0 | 0 | 16601.8346 | 0 | 0 | 0 | 0 | 0 | 0 | 0 | 0 | 0 | -23514.2896 | 0 | 0 | 0 | 0 | 0 | 0
2016-06-28 01:00 | 0 | 0 | 0 | 0 | 104279.0534 | 271255.0183 | 611553 | 0 | 0 | 0 | 0 | 2505267.3599 | 2909060.2951 | 0 | 0 | 0 | 0 | 0 | 0 | 23514.2896 | 0 | 0 | 0 | 0 | 0 | 0 | 0 | 0 | 0 | -259533.218 | 0 | 0 | 0 | 0 | 0 | 0 | 0 | 0 | 0 | 23514.2896 | 0 | 0 | 0 | 0 | 0 | 0
2016-06-28 02:00 | 0 | 0 | 0 | 0 | 380229.4421 | 41243.9213 | 582436 | 0 | 0 | 0 | 0 | 2329938.2453 | 2923426.7731 | 0 | 0 | 0 | 0 | 0 | 0 | 23514.2896 | 0 | 0 | 0 | 0 | 0 | 0 | 0 | 0 | 0 | -175329.1146 | 14366.478 | 0 | 0 | 0 | 0 | 0 | 0 | 0 | 0 | 0 | 0 | 0 | 0 | 0 | 0 | 0
2016-06-28 03:00 | 0 | 0 | 0 | 0 | 435940.1817 | 2.5366 | 542570 | 0 | 0 | 0 | 0 | 2223310.9636 | 2923426.7731 | 0 | 0 | 0 | 0 | 0 | 0 | 23514.2896 | 0 | 0 | 0 | 0 | 0 | 0 | 0 | 0 | 0 | -106627.2817 | 0 | 0 | 0 | 0 | 0 | 0 | 0 | 0 | 0 | 0 | 0 | 0 | 0 | 0 | 0 | 0
2016-06-28 04:00 | 0 | 0 | 0 | 0 | 420658.635 | 0 | 505108 | 0 | 0 | 0 | 0 | 2162375.8882 | 2923426.7731 | 0 | 0 | 0 | 0 | 0 | 0 | 0 | 0 | 0 | 0 | 0 | 0 | 0 | 0 | 0 | 0 | -60935.0754 | 0 | 0 | 0 | 0 | 0 | 0 | 0 | 0 | 0 | -23514.2896 | 0 | 0 | 0 | 0 | 0 | 0
2016-06-28 05:00 | 0 | 0 | 0 | 0 | 384834.4648 | 0 | 472652 | 0 | 0 | 0 | 0 | 2159870.1582 | 2814600.6784 | 0 | 0 | 0 | 0 | 0 | 0 | 23514.2896 | 0 | 0 | 0 | 0 | 0 | 0 | 0 | 0 | 0 | -2505.73 | 0 | 108826.0947 | 0 | 0 | 0 | 0 | 0 | 0 | 0 | 23514.2896 | 0 | 0 | 0 | 0 | 0 | 0
2016-06-28 06:00 | 0 | 0 | 0 | 0 | 343339.9106 | 0 | 447155 | 0 | 0 | 0 | 0 | 2079569.3584 | 2814600.6784 | 0 | 0 | 0 | 0 | 0 | 0 | 0 | 0 | 0 | 0 | 0 | 0 | 0 | 0 | 0 | 0 | -80300.7998 | 0 | 0 | 0 | 0 | 0 | 0 | 0 | 0 | 0 | -23514.2896 | 0 | 0 | 0 | 0 | 0 | 0
2016-06-28 07:00 | 0 | 0 | 0 | 0 | 299742.31 | 0 | 428315 | 0 | 0 | 0 | 0 | 1927482.3788 | 2814600.6784 | 0 | 0 | 0 | 0 | 0 | 0 | 23514.2896 | 0 | 0 | 0 | 0 | 0 | 0 | 0 | 0 | 0 | -152086.9796 | 0 | 0 | 0 | 0 | 0 | 0 | 0 | 0 | 0 | 23514.2896 | 0 | 0 | 0 | 0 | 0 | 0
2016-06-28 08:00 | 0 | 0 | 0 | 0 | 261556.017 | 0 | 418966 | 0 | 0 | 0 | 0 | 1793586.6854 | 2814600.6784 | 0 | 0 | 0 | 0 | 0 | 0 | 0 | 0 | 0 | 0 | 0 | 0 | 0 | 0 | 0 | 0 | -133895.6934 | 0 | 0 | 0 | 0 | 0 | 0 | 0 | 0 | 0 | -23514.2896 | 0 | 0 | 0 | 0 | 0 | 0
2016-06-28 09:00 | 0 | 0 | 0 | 0 | 218998.8219 | 0 | 421131 | 0 | 0 | 0 | 0 | 1567940.2177 | 2814600.6784 | 0 | 0 | 0 | 0 | 0 | 0 | 23514.2896 | 0 | 0 | 0 | 0 | 0 | 0 | 0 | 0 | 0 | -225646.4677 | 0 | 0 | 0 | 0 | 0 | 0 | 0 | 0 | 0 | 23514.2896 | 0 | 0 | 0 | 0 | 0 | 0
2016-06-28 10:00 | 0 | 0 | 0 | 0 | 189887.6805 | 0 | 432714 | 0 | 0 | 0 | 0 | 1348628.1879 | 2814600.6784 | 0 | 0 | 0 | 0 | 0 | 0 | 0 | 0 | 0 | 0 | 0 | 0 | 0 | 0 | 0 | 0 | -219312.0299 | 0 | 0 | 0 | 0 | 0 | 0 | 0 | 0 | 0 | -23514.2896 | 0 | 0 | 0 | 0 | 0 | 0
2016-06-28 11:00 | 0 | 0 | 0 | 0 | 155311.5591 | 5.2078 | 450973 | 0 | 0 | 0 | 0 | 1161798.0494 | 2705774.5837 | 0 | 0 | 0 | 0 | 0 | 0 | 0 | 0 | 0 | 0 | 0 | 0 | 0 | 0 | 0 | 0 | -186830.1384 | 0 | 108826.0947 | 0 | 0 | 0 | 0 | 0 | 0 | 0 | 0 | 0 | 0 | 0 | 0 | 0 | 0
2016-06-28 12:00 | 0 | 0 | 0 | 0 | 68939.6819 | 130977.6608 | 473234 | 0 | 0 | 0 | 0 | 902264.8315 | 2691991.1444 | 0 | 0 | 0 | 0 | 0 | 0 | 0 | 0 | 0 | 0 | 0 | 0 | 0 | 0 | 0 | 0 | -259533.218 | 0 | 13783.4393 | 0 | 0 | 0 | 0 | 0 | 0 | 0 | 0 | 0 | 0 | 0 | 0 | 0 | 0
2016-06-28 13:00 | 0 | 0 | 0 | 0 | 46766.9513 | 413155.7077 | 500024 | 0 | 0 | 0 | 0 | 838649.2009 | 2691991.1444 | 0 | 0 | 0 | 0 | 0 | 0 | 23514.2896 | 0 | 0 | 0 | 0 | 0 | 0 | 0 | 0 | 0 | -63615.6305 | 0 | 0 | 0 | 0 | 0 | 0 | 0 | 0 | 0 | 23514.2896 | 0 | 0 | 0 | 0 | 0 | 0
2016-06-28 14:00 | 0 | 0 | 0 | 0 | 45710.5583 | 597704.8255 | 529073 | 0 | 0 | 0 | 0 | 952991.5848 | 2691991.1444 | 0 | 0 | 0 | 0 | 0 | 0 | 23514.2896 | 0 | 0 | 0 | 0 | 0 | 0 | 0 | 0 | 0 | 114342.3838 | 0 | 0 | 0 | 0 | 0 | 0 | 0 | 0 | 0 | 0 | 0 | 0 | 0 | 0 | 0 | 0
2016-06-28 15:00 | 0 | 0 | 0 | 0 | 39886.7803 | 715927.8093 | 556879 | 0 | 0 | 0 | 0 | 1151927.1744 | 2691991.1444 | 0 | 0 | 0 | 0 | 0 | 0 | 23514.2896 | 0 | 0 | 0 | 0 | 0 | 0 | 0 | 0 | 0 | 198935.5896 | 0 | 0 | 0 | 0 | 0 | 0 | 0 | 0 | 0 | 0 | 0 | 0 | 0 | 0 | 0 | 0
2016-06-28 16:00 | 0 | 0 | 0 | 0 | 37344.5615 | 764846.5703 | 580836 | 0 | 0 | 0 | 0 | 1373282.3062 | 2691991.1444 | 0 | 0 | 0 | 0 | 0 | 0 | 23514.2896 | 0 | 0 | 0 | 0 | 0 | 0 | 0 | 0 | 0 | 221355.1318 | 0 | 0 | 0 | 0 | 0 | 0 | 0 | 0 | 0 | 0 | 0 | 0 | 0 | 0 | 0 | 0
2016-06-28 17:00 | 0 | 0 | 0 | 0 | 37893.0873 | 781726.2903 | 601203 | 0 | 0 | 0 | 0 | 1615212.9734 | 2691991.1444 | 0 | 0 | 0 | 0 | 0 | 0 | 0 | 0 | 0 | 0 | 0 | 0 | 0 | 0 | 0 | 0 | 241930.6672 | 0 | 0 | 0 | 0 | 0 | 0 | 0 | 0 | 0 | -23514.2896 | 0 | 0 | 0 | 0 | 0 | 0
2016-06-28 18:00 | 0 | 0 | 0 | 0 | 40622.4404 | 778161.7878 | 616276 | 0 | 0 | 0 | 0 | 1874746.1914 | 2611451.865 | 0 | 0 | 0 | 0 | 0 | 0 | 23514.2896 | 0 | 0 | 0 | 0 | 0 | 0 | 0 | 0 | 0 | 259533.218 | 0 | 80539.2794 | 0 | 0 | 0 | 0 | 0 | 0 | 0 | 23514.2896 | 0 | 0 | 0 | 0 | 0 | 0
2016-06-28 19:00 | 0 | 0 | 0 | 0 | 0 | 765999.9715 | 624529 | 0 | 0 | 0 | 0 | 2016217.1628 | 2611451.865 | 0 | 0 | 0 | 0 | 0 | 0 | 23514.2896 | 0 | 0 | 0 | 0 | 0 | 0 | 0 | 0 | 0 | 141470.9715 | 0 | 0 | 0 | 0 | 0 | 0 | 0 | 0 | 0 | 0 | 0 | 0 | 0 | 0 | 0 | 0
2016-06-28 20:00 | 0 | 0 | 0 | 0 | 50680.3655 | 751050.3811 | 628520 | 0 | 0 | 0 | 0 | 2212942.1991 | 2611451.865 | 0 | 0 | 0 | 0 | 0 | 0 | 0 | 0 | 0 | 0 | 0 | 0 | 0 | 0 | 0 | 0 | 196725.0363 | 0 | 0 | 0 | 0 | 0 | 0 | 0 | 0 | 0 | -23514.2896 | 0 | 0 | 0 | 0 | 0 | 0
2016-06-28 21:00 | 0 | 0 | 0 | 0 | 59595.0189 | 717069.1851 | 628828 | 0 | 0 | 0 | 0 | 2360778.4031 | 2611451.865 | 0 | 0 | 0 | 0 | 0 | 0 | 0 | 0 | 0 | 0 | 0 | 0 | 0 | 0 | 0 | 0 | 147836.204 | 0 | 0 | 0 | 0 | 0 | 0 | 0 | 0 | 0 | 0 | 0 | 0 | 0 | 0 | 0 | 0
2016-06-28 22:00 | 0 | 0 | 0 | 0 | 72190.0855 | 666241.6721 | 621537 | 0 | 0 | 0 | 0 | 2454158.8711 | 2611451.865 | 0 | 0 | 0 | 0 | 0 | 0 | 23514.2896 | 0 | 0 | 0 | 0 | 0 | 0 | 0 | 0 | 0 | 93380.468 | 0 | 0 | 0 | 0 | 0 | 0 | 0 | 0 | 0 | 23514.2896 | 0 | 0 | 0 | 0 | 0 | 0
2016-06-28 23:00 | 0 | 0 | 0 | 0 | 90478.8272 | 580317.9708 | 607995 | 0 | 0 | 0 | 0 | 2516960.6692 | 2611451.865 | 0 | 0 | 0 | 0 | 0 | 0 | 23514.2896 | 0 | 0 | 0 | 0 | 0 | 0 | 0 | 0 | 0 | 62801.798 | 0 | 0 | 0 | 0 | 0 | 0 | 0 | 0 | 0 | 0 | 0 | 0 | 0 | 0 | 0 | 0
2016-06-29 | 0 | 0 | 0 | 0 | 126021.2517 | 437970.9635 | 591546 | 0 | 0 | 0 | 0 | 2512921.174 | 2611451.865 | 0 | 0 | 0 | 0 | 0 | 0 | 0 | 0 | 0 | 0 | 0 | 0 | 0 | 0 | 0 | 0 | -4039.4952 | 0 | 0 | 0 | 0 | 0 | 0 | 0 | 0 | 0 | -23514.2896 | 0 | 0 | 0 | 0 | 0 | 0
2016-06-29 01:00 | 0 | 0 | 0 | 0 | 220660.1724 | 231568.8506 | 574649 | 0 | 0 | 0 | 0 | 2390501.1969 | 2611451.865 | 0 | 0 | 0 | 0 | 0 | 0 | 0 | 0 | 0 | 0 | 0 | 0 | 0 | 0 | 0 | 0 | -122419.977 | 0 | 0 | 0 | 0 | 0 | 0 | 0 | 0 | 0 | 0 | 0 | 0 | 0 | 0 | 0 | 0
2016-06-29 02:00 | 0 | 0 | 0 | 0 | 274340.0621 | 37586.0095 | 547945 | 0 | 0 | 0 | 0 | 2130967.979 | 2611451.865 | 0 | 0 | 0 | 0 | 0 | 0 | 23514.2896 | 0 | 0 | 0 | 0 | 0 | 0 | 0 | 0 | 0 | -259533.218 | 0 | 0 | 0 | 0 | 0 | 0 | 0 | 0 | 0 | 23514.2896 | 0 | 0 | 0 | 0 | 0 | 0
2016-06-29 03:00 | 0 | 0 | 0 | 0 | 373442.656 | 2.2777 | 513219 | 0 | 0 | 0 | 0 | 2014708.2024 | 2611451.865 | 0 | 0 | 0 | 0 | 0 | 0 | 0 | 0 | 0 | 0 | 0 | 0 | 0 | 0 | 0 | 0 | -116259.7766 | 0 | 0 | 0 | 0 | 0 | 0 | 0 | 0 | 0 | -23514.2896 | 0 | 0 | 0 | 0 | 0 | 0
2016-06-29 04:00 | 0 | 0 | 0 | 0 | 355506.9226 | 0 | 478698 | 0 | 0 | 0 | 0 | 1868002.8353 | 2611451.865 | 0 | 0 | 0 | 0 | 0 | 0 | 23514.2896 | 0 | 0 | 0 | 0 | 0 | 0 | 0 | 0 | 0 | -146705.367 | 0 | 0 | 0 | 0 | 0 | 0 | 0 | 0 | 0 | 23514.2896 | 0 | 0 | 0 | 0 | 0 | 0
2016-06-29 05:00 | 0 | 0 | 0 | 0 | 330288.5267 | 0 | 449349 | 0 | 0 | 0 | 0 | 1772456.6516 | 2611451.865 | 0 | 0 | 0 | 0 | 0 | 0 | 0 | 0 | 0 | 0 | 0 | 0 | 0 | 0 | 0 | 0 | -95546.1837 | 0 | 0 | 0 | 0 | 0 | 0 | 0 | 0 | 0 | -23514.2896 | 0 | 0 | 0 | 0 | 0 | 0
2016-06-29 06:00 | 0 | 0 | 0 | 0 | 303374.5762 | 0 | 424797 | 0 | 0 | 0 | 0 | 1736346.033 | 2502625.7703 | 0 | 0 | 0 | 0 | 0 | 0 | 23514.2896 | 0 | 0 | 0 | 0 | 0 | 0 | 0 | 0 | 0 | -36110.6187 | 0 | 108826.0947 | 0 | 0 | 0 | 0 | 0 | 0 | 0 | 23514.2896 | 0 | 0 | 0 | 0 | 0 | 0
2016-06-29 07:00 | 0 | 0 | 0 | 0 | 281859.7819 | 0 | 407843 | 0 | 0 | 0 | 0 | 1633877.1044 | 2502625.7703 | 0 | 0 | 0 | 0 | 0 | 0 | 0 | 0 | 0 | 0 | 0 | 0 | 0 | 0 | 0 | 0 | -102468.9285 | 0 | 0 | 0 | 0 | 0 | 0 | 0 | 0 | 0 | -23514.2896 | 0 | 0 | 0 | 0 | 0 | 0
2016-06-29 08:00 | 0 | 0 | 0 | 0 | 264016.4445 | 0 | 399379 | 0 | 0 | 0 | 0 | 1475000.2593 | 2502625.7703 | 0 | 0 | 0 | 0 | 0 | 0 | 23514.2896 | 0 | 0 | 0 | 0 | 0 | 0 | 0 | 0 | 0 | -158876.8451 | 0 | 0 | 0 | 0 | 0 | 0 | 0 | 0 | 0 | 23514.2896 | 0 | 0 | 0 | 0 | 0 | 0
2016-06-29 09:00 | 0 | 0 | 0 | 0 | 231803.4038 | 0 | 401264 | 0 | 0 | 0 | 0 | 1329053.9527 | 2502625.7703 | 0 | 0 | 0 | 0 | 0 | 0 | 0 | 0 | 0 | 0 | 0 | 0 | 0 | 0 | 0 | 0 | -145946.3066 | 0 | 0 | 0 | 0 | 0 | 0 | 0 | 0 | 0 | -23514.2896 | 0 | 0 | 0 | 0 | 0 | 0
2016-06-29 10:00 | 0 | 0 | 0 | 0 | 200617.6273 | 0 | 413223 | 0 | 0 | 0 | 0 | 1116448.58 | 2502625.7703 | 0 | 0 | 0 | 0 | 0 | 0 | 0 | 0 | 0 | 0 | 0 | 0 | 0 | 0 | 0 | 0 | -212605.3727 | 0 | 0 | 0 | 0 | 0 | 0 | 0 | 0 | 0 | 0 | 0 | 0 | 0 | 0 | 0 | 0
2016-06-29 11:00 | 0 | 0 | 0 | 0 | 156699.9204 | 3.9757 | 432696 | 0 | 0 | 0 | 0 | 949282.5708 | 2393799.6755 | 0 | 0 | 0 | 0 | 0 | 0 | 0 | 0 | 0 | 0 | 0 | 0 | 0 | 0 | 0 | 0 | -167166.0091 | 0 | 108826.0947 | 0 | 0 | 0 | 0 | 0 | 0 | 0 | 0 | 0 | 0 | 0 | 0 | 0 | 0
2016-06-29 12:00 | 0 | 0 | 0 | 0 | 69912.1042 | 111860.4729 | 456995 | 0 | 0 | 0 | 0 | 689749.3529 | 2378110.4706 | 0 | 0 | 0 | 0 | 0 | 0 | 0 | 0 | 0 | 0 | 0 | 0 | 0 | 0 | 0 | 0 | -259533.218 | 0 | 15689.2049 | 0 | 0 | 0 | 0 | 0 | 0 | 0 | 0 | 0 | 0 | 0 | 0 | 0 | 0
2016-06-29 13:00 | 0 | 0 | 0 | 0 | 54644.9314 | 379918.1797 | 482516 | 0 | 0 | 0 | 0 | 618282.1744 | 2378110.4706 | 0 | 0 | 0 | 0 | 0 | 0 | 23514.2896 | 0 | 0 | 0 | 0 | 0 | 0 | 0 | 0 | 0 | -71467.1785 | 0 | 0 | 0 | 0 | 0 | 0 | 0 | 0 | 0 | 23514.2896 | 0 | 0 | 0 | 0 | 0 | 0
2016-06-29 14:00 | 0 | 0 | 0 | 0 | 62699.0627 | 555551.6265 | 511202 | 0 | 0 | 0 | 0 | 725330.8636 | 2378110.4706 | 0 | 0 | 0 | 0 | 0 | 0 | 23514.2896 | 0 | 0 | 0 | 0 | 0 | 0 | 0 | 0 | 0 | 107048.6892 | 0 | 0 | 0 | 0 | 0 | 0 | 0 | 0 | 0 | 0 | 0 | 0 | 0 | 0 | 0 | 0
2016-06-29 15:00 | 0 | 0 | 0 | 0 | 51807.3015 | 652319.4895 | 540055 | 0 | 0 | 0 | 0 | 984864.0815 | 2282649.0437 | 0 | 0 | 0 | 0 | 0 | 0 | 23514.2896 | 0 | 0 | 0 | 0 | 0 | 0 | 0 | 0 | 0 | 259533.218 | 0 | 95461.4269 | 0 | 0 | 0 | 0 | 0 | 0 | 0 | 0 | 0 | 0 | 0 | 0 | 0 | 0
2016-06-29 16:00 | 0 | 0 | 0 | 0 | 0 | 705343.2017 | 565473 | 0 | 0 | 0 | 0 | 1124734.2833 | 2282649.0437 | 0 | 0 | 0 | 0 | 0 | 0 | 23514.2896 | 0 | 0 | 0 | 0 | 0 | 0 | 0 | 0 | 0 | 139870.2017 | 0 | 0 | 0 | 0 | 0 | 0 | 0 | 0 | 0 | 0 | 0 | 0 | 0 | 0 | 0 | 0
2016-06-29 17:00 | 0 | 0 | 0 | 0 | 32251.0399 | 726404.8991 | 588208 | 0 | 0 | 0 | 0 | 1295182.2223 | 2282649.0437 | 0 | 0 | 0 | 0 | 0 | 0 | 23514.2896 | 0 | 0 | 0 | 0 | 0 | 0 | 0 | 0 | 0 | 170447.939 | 0 | 0 | 0 | 0 | 0 | 0 | 0 | 0 | 0 | 0 | 0 | 0 | 0 | 0 | 0 | 0
2016-06-29 18:00 | 0 | 0 | 0 | 0 | 29359.5371 | 727154.3195 | 607375 | 0 | 0 | 0 | 0 | 1467835.3685 | 2282649.0437 | 0 | 0 | 0 | 0 | 0 | 0 | 0 | 0 | 0 | 0 | 0 | 0 | 0 | 0 | 0 | 0 | 172653.1462 | 0 | 0 | 0 | 0 | 0 | 0 | 0 | 0 | 0 | -23514.2896 | 0 | 0 | 0 | 0 | 0 | 0
2016-06-29 19:00 | 0 | 0 | 0 | 0 | 30741.925 | 717936.2831 | 621004 | 0 | 0 | 0 | 0 | 1680821.3817 | 2173822.9489 | 0 | 0 | 0 | 0 | 0 | 0 | 23514.2896 | 0 | 0 | 0 | 0 | 0 | 0 | 0 | 0 | 0 | 212986.0132 | 0 | 108826.0947 | 0 | 0 | 0 | 0 | 0 | 0 | 0 | 23514.2896 | 0 | 0 | 0 | 0 | 0 | 0
2016-06-29 20:00 | 0 | 0 | 0 | 0 | 0 | 706416.8446 | 630653 | 0 | 0 | 0 | 0 | 1756585.2263 | 2173822.9489 | 0 | 0 | 0 | 0 | 0 | 0 | 23514.2896 | 0 | 0 | 0 | 0 | 0 | 0 | 0 | 0 | 0 | 75763.8446 | 0 | 0 | 0 | 0 | 0 | 0 | 0 | 0 | 0 | 0 | 0 | 0 | 0 | 0 | 0 | 0
2016-06-29 21:00 | 0 | 0 | 0 | 0 | 38288.5155 | 684920.3444 | 634465 | 0 | 0 | 0 | 0 | 1845329.0862 | 2173822.9489 | 0 | 0 | 0 | 0 | 0 | 0 | 23514.2896 | 0 | 0 | 0 | 0 | 0 | 0 | 0 | 0 | 0 | 88743.8599 | 0 | 0 | 0 | 0 | 0 | 0 | 0 | 0 | 0 | 0 | 0 | 0 | 0 | 0 | 0 | 0
2016-06-29 22:00 | 0 | 0 | 0 | 0 | 48128.3313 | 640906.0117 | 629556 | 0 | 0 | 0 | 0 | 1904807.4292 | 2173822.9489 | 0 | 0 | 0 | 0 | 0 | 0 | 23514.2896 | 0 | 0 | 0 | 0 | 0 | 0 | 0 | 0 | 0 | 59478.343 | 0 | 0 | 0 | 0 | 0 | 0 | 0 | 0 | 0 | 0 | 0 | 0 | 0 | 0 | 0 | 0
2016-06-29 23:00 | 0 | 0 | 0 | 0 | 65711.4957 | 555717.2133 | 616067 | 0 | 0 | 0 | 0 | 1933683.4279 | 2173822.9489 | 0 | 0 | 0 | 0 | 0 | 0 | 0 | 0 | 0 | 0 | 0 | 0 | 0 | 0 | 0 | 0 | 28875.9986 | 0 | 0 | 0 | 0 | 0 | 0 | 0 | 0 | 0 | -23514.2896 | 0 | 0 | 0 | 0 | 0 | 0
2016-06-30 | 0 | 0 | 0 | 0 | 0 | 409893.876 | 597182 | 0 | 0 | 0 | 0 | 1855221.3986 | 2064996.8542 | 0 | 0 | 0 | 0 | 0 | 0 | 0 | 0 | 0 | 0 | 0 | 0 | 0 | 0 | 0 | 0 | -78462.0292 | 0 | 108826.0947 | 0 | 0 | 0 | 0 | 0 | 0 | 0 | 0 | 0 | 0 | 0 | 0 | 0 | 0
2016-06-30 01:00 | 0 | 0 | 0 | 0 | 207590.6924 | 204657.3451 | 580014 | 0 | 0 | 0 | 0 | 1663941.1465 | 2064996.8542 | 0 | 0 | 0 | 0 | 0 | 0 | 23514.2896 | 0 | 0 | 0 | 0 | 0 | 0 | 0 | 0 | 0 | -191280.2521 | 0 | 0 | 0 | 0 | 0 | 0 | 0 | 0 | 0 | 23514.2896 | 0 | 0 | 0 | 0 | 0 | 0
2016-06-30 02:00 | 0 | 0 | 0 | 0 | 331439.4863 | 43089.5249 | 553545 | 0 | 0 | 0 | 0 | 1508439.4473 | 2064996.8542 | 0 | 0 | 0 | 0 | 0 | 0 | 0 | 0 | 0 | 0 | 0 | 0 | 0 | 0 | 0 | 0 | -155501.6992 | 0 | 0 | 0 | 0 | 0 | 0 | 0 | 0 | 0 | -23514.2896 | 0 | 0 | 0 | 0 | 0 | 0
2016-06-30 03:00 | 0 | 0 | 0 | 0 | 322571.3991 | 2.1432 | 516726 | 0 | 0 | 0 | 0 | 1290772.7 | 2064996.8542 | 0 | 0 | 0 | 0 | 0 | 0 | 23514.2896 | 0 | 0 | 0 | 0 | 0 | 0 | 0 | 0 | 0 | -217666.7473 | 0 | 0 | 0 | 0 | 0 | 0 | 0 | 0 | 0 | 23514.2896 | 0 | 0 | 0 | 0 | 0 | 0
2016-06-30 04:00 | 0 | 0 | 0 | 0 | 361458.7748 | 0 | 480169 | 0 | 0 | 0 | 0 | 1195576.7644 | 2064996.8542 | 0 | 0 | 0 | 0 | 0 | 0 | 0 | 0 | 0 | 0 | 0 | 0 | 0 | 0 | 0 | 0 | -95195.9356 | 0 | 0 | 0 | 0 | 0 | 0 | 0 | 0 | 0 | -23514.2896 | 0 | 0 | 0 | 0 | 0 | 0
2016-06-30 05:00 | 0 | 0 | 0 | 0 | 333827.7562 | 0 | 449511 | 0 | 0 | 0 | 0 | 1056379.231 | 2064996.8542 | 0 | 0 | 0 | 0 | 0 | 0 | 23514.2896 | 0 | 0 | 0 | 0 | 0 | 0 | 0 | 0 | 0 | -139197.5334 | 0 | 0 | 0 | 0 | 0 | 0 | 0 | 0 | 0 | 23514.2896 | 0 | 0 | 0 | 0 | 0 | 0
2016-06-30 06:00 | 0 | 0 | 0 | 0 | 306869.4597 | 0 | 424274 | 0 | 0 | 0 | 0 | 962488.9803 | 2064996.8542 | 0 | 0 | 0 | 0 | 0 | 0 | 0 | 0 | 0 | 0 | 0 | 0 | 0 | 0 | 0 | 0 | -93890.2507 | 0 | 0 | 0 | 0 | 0 | 0 | 0 | 0 | 0 | -23514.2896 | 0 | 0 | 0 | 0 | 0 | 0
2016-06-30 07:00 | 0 | 0 | 0 | 0 | 285437.1932 | 0 | 406855 | 0 | 0 | 0 | 0 | 926382.9786 | 1956170.7595 | 0 | 0 | 0 | 0 | 0 | 0 | 23514.2896 | 0 | 0 | 0 | 0 | 0 | 0 | 0 | 0 | 0 | -36106.0017 | 0 | 108826.0947 | 0 | 0 | 0 | 0 | 0 | 0 | 0 | 23514.2896 | 0 | 0 | 0 | 0 | 0 | 0
2016-06-30 08:00 | 0 | 0 | 0 | 0 | 271690.6861 | 0 | 398026 | 0 | 0 | 0 | 0 | 823561.9542 | 1956170.7595 | 0 | 0 | 0 | 0 | 0 | 0 | 0 | 0 | 0 | 0 | 0 | 0 | 0 | 0 | 0 | 0 | -102821.0244 | 0 | 0 | 0 | 0 | 0 | 0 | 0 | 0 | 0 | -23514.2896 | 0 | 0 | 0 | 0 | 0 | 0
2016-06-30 09:00 | 0 | 0 | 0 | 0 | 249533.6186 | 0 | 399538 | 0 | 0 | 0 | 0 | 650043.2832 | 1956170.7595 | 0 | 0 | 0 | 0 | 0 | 0 | 23514.2896 | 0 | 0 | 0 | 0 | 0 | 0 | 0 | 0 | 0 | -173518.671 | 0 | 0 | 0 | 0 | 0 | 0 | 0 | 0 | 0 | 23514.2896 | 0 | 0 | 0 | 0 | 0 | 0
2016-06-30 10:00 | 0 | 0 | 0 | 0 | 228586.471 | 0 | 410455 | 0 | 0 | 0 | 0 | 491689.0438 | 1956170.7595 | 0 | 0 | 0 | 0 | 0 | 0 | 0 | 0 | 0 | 0 | 0 | 0 | 0 | 0 | 0 | 0 | -158354.2394 | 0 | 0 | 0 | 0 | 0 | 0 | 0 | 0 | 0 | -23514.2896 | 0 | 0 | 0 | 0 | 0 | 0
2016-06-30 11:00 | 0 | 0 | 0 | 0 | 189924.9523 | 2.081 | 428603 | 0 | 0 | 0 | 0 | 253013.0771 | 1956170.7595 | 0 | 0 | 0 | 0 | 0 | 0 | 0 | 0 | 0 | 0 | 0 | 0 | 0 | 0 | 0 | 0 | -238675.9667 | 0 | 0 | 0 | 0 | 0 | 0 | 0 | 0 | 0 | 0 | 0 | 0 | 0 | 0 | 0 | 0
2016-06-30 12:00 | 0 | 0 | 0 | 0 | 114115.0524 | 84913.8704 | 452042 | 0 | 0 | 0 | 0 | 0 | 1956170.7595 | 0 | 0 | 0 | 0 | 0 | 0 | 0 | 0 | 0 | 0 | 0 | 0 | 0 | 0 | 0 | 0 | -253013.0771 | 0 | 0 | 0 | 0 | 0 | 0 | 0 | 0 | 0 | 0 | 0 | 0 | 0 | 0 | 0 | 0
2016-06-30 13:00 | 0 | 0 | 0 | 0 | 122283.3242 | 311634.4009 | 479897 | 0 | 0 | 0 | 0 | 0 | 1910191.4846 | 0 | 0 | 0 | 0 | 0 | 0 | 0 | 0 | 0 | 0 | 0 | 0 | 0 | 0 | 0 | 0 | 0 | 0 | 45979.2749 | 0 | 0 | 0 | 0 | 0 | 0 | 0 | 0 | 0 | 0 | 0 | 0 | 0 | 0
2016-06-30 14:00 | 0 | 0 | 0 | 0 | 40045.8836 | 492479.406 | 509011 | 0 | 0 | 0 | 0 | 0 | 1910191.4846 | 0 | 0 | 0 | 0 | 0 | 0 | 23514.2896 | 0 | 0 | 0 | 0 | 0 | 0 | 0 | 0 | 0 | 0 | 0 | 0 | 0 | 0 | 0 | 0 | 0 | 0 | 0 | 23514.2896 | 0 | 0 | 0 | 0 | 0 | 0
2016-06-30 15:00 | 0 | 0 | 0 | 0 | 163538.0537 | 592262.9624 | 536971 | 0 | 0 | 0 | 0 | 218830.0161 | 1910191.4846 | 0 | 0 | 0 | 0 | 0 | 0 | 23514.2896 | 0 | 0 | 0 | 0 | 0 | 0 | 0 | 0 | 0 | 218830.0161 | 0 | 0 | 0 | 0 | 0 | 0 | 0 | 0 | 0 | 0 | 0 | 0 | 0 | 0 | 0 | 0
2016-06-30 16:00 | 0 | 0 | 0 | 0 | 159138.7492 | 647774.0514 | 561106 | 0 | 0 | 0 | 0 | 478363.2341 | 1910191.4846 | 0 | 0 | 0 | 0 | 0 | 0 | 9787.8723 | 0 | 0 | 0 | 0 | 0 | 0 | 0 | 0 | 0 | 259533.218 | 0 | 0 | 0 | 0 | 0 | 0 | 0 | 0 | 0 | -13726.4173 | 0 | 0 | 0 | 0 | 0 | 0
2016-06-30 17:00 | 0 | 0 | 0 | 0 | 0 | 666769.5601 | 582107 | 0 | 0 | 0 | 0 | 549299.3769 | 1910191.4846 | 0 | 0 | 0 | 0 | 0 | 0 | 23514.2896 | 0 | 0 | 0 | 0 | 0 | 0 | 0 | 0 | 0 | 70936.1428 | 0 | 0 | 0 | 0 | 0 | 0 | 0 | 0 | 0 | 13726.4173 | 0 | 0 | 0 | 0 | 0 | 0
2016-06-30 18:00 | 0 | 0 | 0 | 0 | 158345.2465 | 655986.1189 | 600446 | 0 | 0 | 0 | 0 | 763184.7422 | 1910191.4846 | 0 | 0 | 0 | 0 | 0 | 0 | 23514.2896 | 0 | 0 | 0 | 0 | 0 | 0 | 0 | 0 | 0 | 213885.3654 | 0 | 0 | 0 | 0 | 0 | 0 | 0 | 0 | 0 | 0 | 0 | 0 | 0 | 0 | 0 | 0
2016-06-30 19:00 | 0 | 0 | 0 | 0 | 165725.2117 | 633675.8841 | 614080 | 0 | 0 | 0 | 0 | 972020.1276 | 1910191.4846 | 0 | 0 | 0 | 0 | 0 | 0 | 0 | 0 | 0 | 0 | 0 | 0 | 0 | 0 | 0 | 0 | 208835.3853 | 0 | 0 | 0 | 0 | 0 | 0 | 0 | 0 | 0 | -23514.2896 | 0 | 0 | 0 | 0 | 0 | 0
2016-06-30 20:00 | 0 | 0 | 0 | 0 | 0 | 604921.5279 | 623589 | 0 | 0 | 0 | 0 | 953352.6555 | 1910191.4846 | 0 | 0 | 0 | 0 | 0 | 0 | 0 | 0 | 0 | 0 | 0 | 0 | 0 | 0 | 0 | 0 | -18667.4721 | 0 | 0 | 0 | 0 | 0 | 0 | 0 | 0 | 0 | 0 | 0 | 0 | 0 | 0 | 0 | 0
2016-06-30 21:00 | 0 | 0 | 0 | 0 | 192883.7219 | 559925.7119 | 626709 | 0 | 0 | 0 | 0 | 1079453.0893 | 1910191.4846 | 0 | 0 | 0 | 0 | 0 | 0 | 0 | 0 | 0 | 0 | 0 | 0 | 0 | 0 | 0 | 0 | 126100.4338 | 0 | 0 | 0 | 0 | 0 | 0 | 0 | 0 | 0 | 0 | 0 | 0 | 0 | 0 | 0 | 0
2016-06-30 22:00 | 0 | 0 | 0 | 0 | 207366.9669 | 498752.7825 | 620594 | 0 | 0 | 0 | 0 | 1164978.8387 | 1910191.4846 | 0 | 0 | 0 | 0 | 0 | 0 | 0 | 0 | 0 | 0 | 0 | 0 | 0 | 0 | 0 | 0 | 85525.7494 | 0 | 0 | 0 | 0 | 0 | 0 | 0 | 0 | 0 | 0 | 0 | 0 | 0 | 0 | 0 | 0
2016-06-30 23:00 | 0 | 0 | 0 | 0 | 222759.5815 | 417508.957 | 607167 | 0 | 0 | 0 | 0 | 1198080.3771 | 1910191.4846 | 0 | 0 | 0 | 0 | 0 | 0 | 0 | 0 | 0 | 0 | 0 | 0 | 0 | 0 | 0 | 0 | 33101.5384 | 0 | 0 | 0 | 0 | 0 | 0 | 0 | 0 | 0 | 0 | 0 | 0 | 0 | 0 | 0 | 0
2016-07-01 | 0 | 0 | 0 | 0 | 28631.4311 | 302037.3509 | 590202 | 0 | 0 | 0 | 0 | 938547.1592 | 1910191.4846 | 0 | 0 | 0 | 0 | 0 | 0 | 0 | 0 | 0 | 0 | 0 | 0 | 0 | 0 | 0 | 0 | -259533.218 | 0 | 0 | 0 | 0 | 0 | 0 | 0 | 0 | 0 | 0 | 0 | 0 | 0 | 0 | 0 | 0
2016-07-01 01:00 | 0 | 0 | 0 | 0 | 369565.6425 | 164847.675 | 574790 | 0 | 0 | 0 | 0 | 883803.9986 | 1924557.9626 | 0 | 0 | 0 | 0 | 0 | 0 | 0 | 0 | 0 | 0 | 0 | 0 | 0 | 0 | 0 | 0 | -54743.1605 | 14366.478 | 0 | 0 | 0 | 0 | 0 | 0 | 0 | 0 | 0 | 0 | 0 | 0 | 0 | 0 | 0
2016-07-01 02:00 | 0 | 0 | 0 | 0 | 519838.3413 | 49294.0111 | 549953 | 0 | 0 | 0 | 0 | 902983.351 | 1924557.9626 | 0 | 0 | 0 | 0 | 0 | 0 | 0 | 0 | 0 | 0 | 0 | 0 | 0 | 0 | 0 | 0 | 19179.3524 | 0 | 0 | 0 | 0 | 0 | 0 | 0 | 0 | 0 | 0 | 0 | 0 | 0 | 0 | 0 | 0
2016-07-01 03:00 | 0 | 0 | 0 | 0 | 542264.2775 | 2.4227 | 515518 | 0 | 0 | 0 | 0 | 929732.0512 | 1924557.9626 | 0 | 0 | 0 | 0 | 0 | 0 | 0 | 0 | 0 | 0 | 0 | 0 | 0 | 0 | 0 | 0 | 26748.7002 | 0 | 0 | 0 | 0 | 0 | 0 | 0 | 0 | 0 | 0 | 0 | 0 | 0 | 0 | 0 | 0
2016-07-01 04:00 | 0 | 0 | 0 | 0 | 506446.0697 | 0 | 480417 | 0 | 0 | 0 | 0 | 955761.1209 | 1924557.9626 | 0 | 0 | 0 | 0 | 0 | 0 | 0 | 0 | 0 | 0 | 0 | 0 | 0 | 0 | 0 | 0 | 26029.0697 | 0 | 0 | 0 | 0 | 0 | 0 | 0 | 0 | 0 | 0 | 0 | 0 | 0 | 0 | 0 | 0
2016-07-01 05:00 | 0 | 0 | 0 | 0 | 469536.7209 | 0 | 450190 | 0 | 0 | 0 | 0 | 975107.8418 | 1924557.9626 | 0 | 0 | 0 | 0 | 0 | 0 | 0 | 0 | 0 | 0 | 0 | 0 | 0 | 0 | 0 | 0 | 19346.7209 | 0 | 0 | 0 | 0 | 0 | 0 | 0 | 0 | 0 | 0 | 0 | 0 | 0 | 0 | 0 | 0
2016-07-01 06:00 | 0 | 0 | 0 | 0 | 430369.3738 | 0 | 426366 | 0 | 0 | 0 | 0 | 979111.2156 | 1924557.9626 | 0 | 0 | 0 | 0 | 0 | 0 | 0 | 0 | 0 | 0 | 0 | 0 | 0 | 0 | 0 | 0 | 4003.3738 | 0 | 0 | 0 | 0 | 0 | 0 | 0 | 0 | 0 | 0 | 0 | 0 | 0 | 0 | 0 | 0
2016-07-01 07:00 | 0 | 0 | 0 | 0 | 395385.2706 | 0 | 409213 | 0 | 0 | 0 | 0 | 965283.4862 | 1924557.9626 | 0 | 0 | 0 | 0 | 0 | 0 | 0 | 0 | 0 | 0 | 0 | 0 | 0 | 0 | 0 | 0 | -13827.7294 | 0 | 0 | 0 | 0 | 0 | 0 | 0 | 0 | 0 | 0 | 0 | 0 | 0 | 0 | 0 | 0
2016-07-01 08:00 | 0 | 0 | 0 | 0 | 140716.782 | 0 | 400250 | 0 | 0 | 0 | 0 | 705750.2682 | 1924557.9626 | 0 | 0 | 0 | 0 | 0 | 0 | 0 | 0 | 0 | 0 | 0 | 0 | 0 | 0 | 0 | 0 | -259533.218 | 0 | 0 | 0 | 0 | 0 | 0 | 0 | 0 | 0 | 0 | 0 | 0 | 0 | 0 | 0 | 0
2016-07-01 09:00 | 0 | 0 | 0 | 0 | 342705.03 | 0 | 401487 | 0 | 0 | 0 | 0 | 646968.2982 | 1924557.9626 | 0 | 0 | 0 | 0 | 0 | 0 | 0 | 0 | 0 | 0 | 0 | 0 | 0 | 0 | 0 | 0 | -58781.97 | 0 | 0 | 0 | 0 | 0 | 0 | 0 | 0 | 0 | 0 | 0 | 0 | 0 | 0 | 0 | 0
2016-07-01 10:00 | 0 | 0 | 0 | 0 | 310266.4068 | 0 | 412287 | 0 | 0 | 0 | 0 | 530581.227 | 1938924.4406 | 0 | 0 | 0 | 0 | 0 | 0 | 0 | 0 | 0 | 0 | 0 | 0 | 0 | 0 | 0 | 0 | -116387.0712 | 14366.478 | 0 | 0 | 0 | 0 | 0 | 0 | 0 | 0 | 0 | 0 | 0 | 0 | 0 | 0 | 0
2016-07-01 11:00 | 0 | 0 | 0 | 0 | 237879.4754 | 0 | 428746 | 0 | 0 | 0 | 0 | 339714.7024 | 1938924.4406 | 0 | 0 | 0 | 0 | 0 | 0 | 0 | 0 | 0 | 0 | 0 | 0 | 0 | 0 | 0 | 0 | -190866.5246 | 0 | 0 | 0 | 0 | 0 | 0 | 0 | 0 | 0 | 0 | 0 | 0 | 0 | 0 | 0 | 0
2016-07-01 12:00 | 0 | 0 | 0 | 0 | 119418.6576 | 71118.1244 | 450070 | 0 | 0 | 0 | 0 | 80181.4844 | 1938924.4406 | 0 | 0 | 0 | 0 | 0 | 0 | 0 | 0 | 0 | 0 | 0 | 0 | 0 | 0 | 0 | 0 | -259533.218 | 0 | 0 | 0 | 0 | 0 | 0 | 0 | 0 | 0 | 0 | 0 | 0 | 0 | 0 | 0 | 0
2016-07-01 13:00 | 0 | 0 | 0 | 0 | 177847.3537 | 298822.5639 | 478324 | 0 | 0 | 0 | 0 | 78527.4021 | 1938924.4406 | 0 | 0 | 0 | 0 | 0 | 0 | 0 | 0 | 0 | 0 | 0 | 0 | 0 | 0 | 0 | 0 | -1654.0823 | 0 | 0 | 0 | 0 | 0 | 0 | 0 | 0 | 0 | 0 | 0 | 0 | 0 | 0 | 0 | 0
2016-07-01 14:00 | 0 | 0 | 0 | 0 | 189431.9449 | 502909.4976 | 508012 | 0 | 0 | 0 | 0 | 239342.555 | 1938924.4406 | 0 | 0 | 0 | 0 | 0 | 0 | 23514.2896 | 0 | 0 | 0 | 0 | 0 | 0 | 0 | 0 | 0 | 160815.1529 | 0 | 0 | 0 | 0 | 0 | 0 | 0 | 0 | 0 | 23514.2896 | 0 | 0 | 0 | 0 | 0 | 0
2016-07-01 15:00 | 0 | 0 | 0 | 0 | 168325.2082 | 620271.0881 | 535615 | 0 | 0 | 0 | 0 | 492323.8513 | 1938924.4406 | 0 | 0 | 0 | 0 | 0 | 0 | 23514.2896 | 0 | 0 | 0 | 0 | 0 | 0 | 0 | 0 | 0 | 252981.2963 | 0 | 0 | 0 | 0 | 0 | 0 | 0 | 0 | 0 | 0 | 0 | 0 | 0 | 0 | 0 | 0
2016-07-01 16:00 | 0 | 0 | 0 | 0 | 148204.9215 | 670514.2964 | 559186 | 0 | 0 | 0 | 0 | 751857.0693 | 1938924.4406 | 0 | 0 | 0 | 0 | 0 | 0 | 23514.2896 | 0 | 0 | 0 | 0 | 0 | 0 | 0 | 0 | 0 | 259533.218 | 0 | 0 | 0 | 0 | 0 | 0 | 0 | 0 | 0 | 0 | 0 | 0 | 0 | 0 | 0 | 0
2016-07-01 17:00 | 0 | 0 | 0 | 0 | 143247.4003 | 688750.2881 | 579245 | 0 | 0 | 0 | 0 | 1004609.7577 | 1938924.4406 | 0 | 0 | 0 | 0 | 0 | 0 | 23514.2896 | 0 | 0 | 0 | 0 | 0 | 0 | 0 | 0 | 0 | 252752.6884 | 0 | 0 | 0 | 0 | 0 | 0 | 0 | 0 | 0 | 0 | 0 | 0 | 0 | 0 | 0 | 0
2016-07-01 18:00 | 0 | 0 | 0 | 0 | 145782.9791 | 678509.1043 | 595305 | 0 | 0 | 0 | 0 | 1233596.8411 | 1938924.4406 | 0 | 0 | 0 | 0 | 0 | 0 | 23514.2896 | 0 | 0 | 0 | 0 | 0 | 0 | 0 | 0 | 0 | 228987.0834 | 0 | 0 | 0 | 0 | 0 | 0 | 0 | 0 | 0 | 0 | 0 | 0 | 0 | 0 | 0 | 0
2016-07-01 19:00 | 0 | 0 | 0 | 0 | 152754.3647 | 654118.564 | 605699 | 0 | 0 | 0 | 0 | 1434770.7698 | 1938924.4406 | 0 | 0 | 0 | 0 | 0 | 0 | 23514.2896 | 0 | 0 | 0 | 0 | 0 | 0 | 0 | 0 | 0 | 201173.9287 | 0 | 0 | 0 | 0 | 0 | 0 | 0 | 0 | 0 | 0 | 0 | 0 | 0 | 0 | 0 | 0
2016-07-01 20:00 | 0 | 0 | 0 | 0 | 121908.3345 | 617837.0364 | 611337 | 0 | 0 | 0 | 0 | 1563179.1406 | 1938924.4406 | 0 | 0 | 0 | 0 | 0 | 0 | 23514.2896 | 0 | 0 | 0 | 0 | 0 | 0 | 0 | 0 | 0 | 128408.3709 | 0 | 0 | 0 | 0 | 0 | 0 | 0 | 0 | 0 | 0 | 0 | 0 | 0 | 0 | 0 | 0
2016-07-01 21:00 | 0 | 0 | 0 | 0 | 172842.4562 | 558706.0563 | 611951 | 0 | 0 | 0 | 0 | 1706290.9427 | 1938924.4406 | 0 | 0 | 0 | 0 | 0 | 0 | 0 | 0 | 0 | 0 | 0 | 0 | 0 | 0 | 0 | 0 | 143111.8021 | 0 | 0 | 0 | 0 | 0 | 0 | 0 | 0 | 0 | -23514.2896 | 0 | 0 | 0 | 0 | 0 | 0
2016-07-01 22:00 | 0 | 0 | 0 | 0 | 0 | 492897.1588 | 605031 | 0 | 0 | 0 | 0 | 1594157.1015 | 1938924.4406 | 0 | 0 | 0 | 0 | 0 | 0 | 0 | 0 | 0 | 0 | 0 | 0 | 0 | 0 | 0 | 0 | -112133.8412 | 0 | 0 | 0 | 0 | 0 | 0 | 0 | 0 | 0 | 0 | 0 | 0 | 0 | 0 | 0 | 0
2016-07-01 23:00 | 0 | 0 | 0 | 0 | 201508.9667 | 406993.8102 | 590638 | 0 | 0 | 0 | 0 | 1612021.8785 | 1938924.4406 | 0 | 0 | 0 | 0 | 0 | 0 | 0 | 0 | 0 | 0 | 0 | 0 | 0 | 0 | 0 | 0 | 17864.7769 | 0 | 0 | 0 | 0 | 0 | 0 | 0 | 0 | 0 | 0 | 0 | 0 | 0 | 0 | 0 | 0
2016-07-02 | 0 | 0 | 0 | 0 | 225219.1198 | 302132.7252 | 571712 | 0 | 0 | 0 | 0 | 1567661.7235 | 1938924.4406 | 0 | 0 | 0 | 0 | 0 | 0 | 0 | 0 | 0 | 0 | 0 | 0 | 0 | 0 | 0 | 0 | -44360.155 | 0 | 0 | 0 | 0 | 0 | 0 | 0 | 0 | 0 | 0 | 0 | 0 | 0 | 0 | 0 | 0
2016-07-02 01:00 | 0 | 0 | 0 | 0 | 290611.8255 | 174392.9167 | 554807 | 0 | 0 | 0 | 0 | 1463492.9877 | 1953290.9186 | 0 | 0 | 0 | 0 | 0 | 0 | 0 | 0 | 0 | 0 | 0 | 0 | 0 | 0 | 0 | 0 | -104168.7358 | 14366.478 | 0 | 0 | 0 | 0 | 0 | 0 | 0 | 0 | 0 | 0 | 0 | 0 | 0 | 0 | 0
2016-07-02 02:00 | 0 | 0 | 0 | 0 | 233521.3741 | 38273.408 | 531328 | 0 | 0 | 0 | 0 | 1203959.7697 | 1953290.9186 | 0 | 0 | 0 | 0 | 0 | 0 | 0 | 0 | 0 | 0 | 0 | 0 | 0 | 0 | 0 | 0 | -259533.218 | 0 | 0 | 0 | 0 | 0 | 0 | 0 | 0 | 0 | 0 | 0 | 0 | 0 | 0 | 0 | 0
2016-07-02 03:00 | 0 | 0 | 0 | 0 | 404209.9727 | 2.0293 | 499376 | 0 | 0 | 0 | 0 | 1108795.7718 | 1953290.9186 | 0 | 0 | 0 | 0 | 0 | 0 | 0 | 0 | 0 | 0 | 0 | 0 | 0 | 0 | 0 | 0 | -95163.998 | 0 | 0 | 0 | 0 | 0 | 0 | 0 | 0 | 0 | 0 | 0 | 0 | 0 | 0 | 0 | 0
2016-07-02 04:00 | 0 | 0 | 0 | 0 | 391945.5084 | 0 | 466635 | 0 | 0 | 0 | 0 | 1034106.2801 | 1953290.9186 | 0 | 0 | 0 | 0 | 0 | 0 | 0 | 0 | 0 | 0 | 0 | 0 | 0 | 0 | 0 | 0 | -74689.4916 | 0 | 0 | 0 | 0 | 0 | 0 | 0 | 0 | 0 | 0 | 0 | 0 | 0 | 0 | 0 | 0
2016-07-02 05:00 | 0 | 0 | 0 | 0 | 369902.7121 | 0 | 439718 | 0 | 0 | 0 | 0 | 964290.9922 | 1953290.9186 | 0 | 0 | 0 | 0 | 0 | 0 | 0 | 0 | 0 | 0 | 0 | 0 | 0 | 0 | 0 | 0 | -69815.2879 | 0 | 0 | 0 | 0 | 0 | 0 | 0 | 0 | 0 | 0 | 0 | 0 | 0 | 0 | 0 | 0
2016-07-02 06:00 | 0 | 0 | 0 | 0 | 157432.782 | 0 | 416966 | 0 | 0 | 0 | 0 | 704757.7742 | 1953290.9186 | 0 | 0 | 0 | 0 | 0 | 0 | 0 | 0 | 0 | 0 | 0 | 0 | 0 | 0 | 0 | 0 | -259533.218 | 0 | 0 | 0 | 0 | 0 | 0 | 0 | 0 | 0 | 0 | 0 | 0 | 0 | 0 | 0 | 0
2016-07-02 07:00 | 0 | 0 | 0 | 0 | 324786.4765 | 0 | 399240 | 0 | 0 | 0 | 0 | 630304.2507 | 1953290.9186 | 0 | 0 | 0 | 0 | 0 | 0 | 0 | 0 | 0 | 0 | 0 | 0 | 0 | 0 | 0 | 0 | -74453.5235 | 0 | 0 | 0 | 0 | 0 | 0 | 0 | 0 | 0 | 0 | 0 | 0 | 0 | 0 | 0 | 0
2016-07-02 08:00 | 0 | 0 | 0 | 0 | 305134.393 | 0 | 387170 | 0 | 0 | 0 | 0 | 548268.6437 | 1953290.9186 | 0 | 0 | 0 | 0 | 0 | 0 | 0 | 0 | 0 | 0 | 0 | 0 | 0 | 0 | 0 | 0 | -82035.607 | 0 | 0 | 0 | 0 | 0 | 0 | 0 | 0 | 0 | 0 | 0 | 0 | 0 | 0 | 0 | 0
2016-07-02 09:00 | 0 | 0 | 0 | 0 | 283072.0937 | 0 | 380581 | 0 | 0 | 0 | 0 | 450759.7374 | 1953290.9186 | 0 | 0 | 0 | 0 | 0 | 0 | 0 | 0 | 0 | 0 | 0 | 0 | 0 | 0 | 0 | 0 | -97508.9063 | 0 | 0 | 0 | 0 | 0 | 0 | 0 | 0 | 0 | 0 | 0 | 0 | 0 | 0 | 0 | 0
2016-07-02 10:00 | 0 | 0 | 0 | 0 | 264337.3829 | 0 | 378094 | 0 | 0 | 0 | 0 | 322636.6423 | 1967657.3966 | 0 | 0 | 0 | 0 | 0 | 0 | 0 | 0 | 0 | 0 | 0 | 0 | 0 | 0 | 0 | 0 | -128123.095 | 14366.478 | 0 | 0 | 0 | 0 | 0 | 0 | 0 | 0 | 0 | 0 | 0 | 0 | 0 | 0 | 0
2016-07-02 11:00 | 0 | 0 | 0 | 0 | 230129.369 | 5.8393 | 383661 | 0 | 0 | 0 | 0 | 169110.8506 | 1967657.3966 | 0 | 0 | 0 | 0 | 0 | 0 | 0 | 0 | 0 | 0 | 0 | 0 | 0 | 0 | 0 | 0 | -153525.7917 | 0 | 0 | 0 | 0 | 0 | 0 | 0 | 0 | 0 | 0 | 0 | 0 | 0 | 0 | 0 | 0
2016-07-02 12:00 | 0 | 0 | 0 | 0 | 144290.597 | 101581.0303 | 400616 | 0 | 0 | 0 | 0 | 0 | 1982023.8745 | 0 | 0 | 0 | 0 | 0 | 0 | 0 | 0 | 0 | 0 | 0 | 0 | 0 | 0 | 0 | 0 | -169110.8506 | 14366.478 | 0 | 0 | 0 | 0 | 0 | 0 | 0 | 0 | 0 | 0 | 0 | 0 | 0 | 0 | 0
2016-07-02 13:00 | 0 | 0 | 0 | 0 | 33533.3277 | 392936.6723 | 426470 | 0 | 0 | 0 | 0 | 0 | 1982023.8745 | 0 | 0 | 0 | 0 | 0 | 0 | 0 | 0 | 0 | 0 | 0 | 0 | 0 | 0 | 0 | 0 | 0 | 0 | 0 | 0 | 0 | 0 | 0 | 0 | 0 | 0 | 0 | 0 | 0 | 0 | 0 | 0 | 0
2016-07-02 14:00 | 0 | 0 | 0 | 0 | 106975.521 | 608084.697 | 455527 | 0 | 0 | 0 | 0 | 259533.218 | 1982023.8745 | 0 | 0 | 0 | 0 | 0 | 0 | 0 | 0 | 0 | 0 | 0 | 0 | 0 | 0 | 0 | 0 | 259533.218 | 0 | 0 | 0 | 0 | 0 | 0 | 0 | 0 | 0 | 0 | 0 | 0 | 0 | 0 | 0 | 0
2016-07-02 15:00 | 0 | 0 | 0 | 0 | 0 | 720866.2764 | 483095 | 0 | 0 | 0 | 0 | 497304.4943 | 1982023.8745 | 0 | 0 | 0 | 0 | 0 | 0 | 0 | 0 | 0 | 0 | 0 | 0 | 0 | 0 | 0 | 0 | 237771.2764 | 0 | 0 | 0 | 0 | 0 | 0 | 0 | 0 | 0 | 0 | 0 | 0 | 0 | 0 | 0 | 0
2016-07-02 16:00 | 0 | 0 | 0 | 0 | 0 | 761624.9118 | 505288 | 0 | 0 | 0 | 0 | 739274.9282 | 1996390.3525 | 0 | 0 | 0 | 0 | 0 | 0 | 0 | 0 | 0 | 0 | 0 | 0 | 0 | 0 | 0 | 0 | 241970.4338 | 14366.478 | 0 | 0 | 0 | 0 | 0 | 0 | 0 | 0 | 0 | 0 | 0 | 0 | 0 | 0 | 0
2016-07-02 17:00 | 0 | 0 | 0 | 0 | 0 | 767310.1115 | 521550 | 0 | 0 | 0 | 0 | 985035.0397 | 1996390.3525 | 0 | 0 | 0 | 0 | 0 | 0 | 0 | 0 | 0 | 0 | 0 | 0 | 0 | 0 | 0 | 0 | 245760.1115 | 0 | 0 | 0 | 0 | 0 | 0 | 0 | 0 | 0 | 0 | 0 | 0 | 0 | 0 | 0 | 0
2016-07-02 18:00 | 0 | 0 | 0 | 0 | 0 | 755163.9547 | 534147 | 0 | 0 | 0 | 0 | 1206051.9944 | 1996390.3525 | 0 | 0 | 0 | 0 | 0 | 0 | 0 | 0 | 0 | 0 | 0 | 0 | 0 | 0 | 0 | 0 | 221016.9547 | 0 | 0 | 0 | 0 | 0 | 0 | 0 | 0 | 0 | 0 | 0 | 0 | 0 | 0 | 0 | 0
2016-07-02 19:00 | 0 | 0 | 0 | 0 | 0 | 738015.9961 | 543318 | 0 | 0 | 0 | 0 | 1400749.9905 | 1996390.3525 | 0 | 0 | 0 | 0 | 0 | 0 | 0 | 0 | 0 | 0 | 0 | 0 | 0 | 0 | 0 | 0 | 194697.9961 | 0 | 0 | 0 | 0 | 0 | 0 | 0 | 0 | 0 | 0 | 0 | 0 | 0 | 0 | 0 | 0
2016-07-02 20:00 | 0 | 0 | 0 | 0 | 0 | 716516.0006 | 550529 | 0 | 0 | 0 | 0 | 1552370.5131 | 2010756.8305 | 0 | 0 | 0 | 0 | 0 | 0 | 0 | 0 | 0 | 0 | 0 | 0 | 0 | 0 | 0 | 0 | 151620.5226 | 14366.478 | 0 | 0 | 0 | 0 | 0 | 0 | 0 | 0 | 0 | 0 | 0 | 0 | 0 | 0 | 0
2016-07-02 21:00 | 0 | 0 | 0 | 0 | 0 | 680724.3714 | 553668 | 0 | 0 | 0 | 0 | 1679426.8845 | 2010756.8305 | 0 | 0 | 0 | 0 | 0 | 0 | 0 | 0 | 0 | 0 | 0 | 0 | 0 | 0 | 0 | 0 | 127056.3714 | 0 | 0 | 0 | 0 | 0 | 0 | 0 | 0 | 0 | 0 | 0 | 0 | 0 | 0 | 0 | 0
2016-07-02 22:00 | 0 | 0 | 0 | 0 | 0 | 635551.232 | 551163 | 0 | 0 | 0 | 0 | 1763815.1165 | 2010756.8305 | 0 | 0 | 0 | 0 | 0 | 0 | 0 | 0 | 0 | 0 | 0 | 0 | 0 | 0 | 0 | 0 | 84388.232 | 0 | 0 | 0 | 0 | 0 | 0 | 0 | 0 | 0 | 0 | 0 | 0 | 0 | 0 | 0 | 0
2016-07-02 23:00 | 0 | 0 | 0 | 0 | 214375.791 | 559445.5302 | 541555 | 0 | 0 | 0 | 0 | 1996081.4377 | 2010756.8305 | 0 | 0 | 0 | 0 | 0 | 0 | 0 | 0 | 0 | 0 | 0 | 0 | 0 | 0 | 0 | 0 | 232266.3212 | 0 | 0 | 0 | 0 | 0 | 0 | 0 | 0 | 0 | 0 | 0 | 0 | 0 | 0 | 0 | 0
2016-07-03 | 0 | 0 | 0 | 0 | 0 | 445610.1989 | 529567 | 0 | 0 | 0 | 0 | 1912124.6366 | 2010756.8305 | 0 | 0 | 0 | 0 | 0 | 0 | 0 | 0 | 0 | 0 | 0 | 0 | 0 | 0 | 0 | 0 | -83956.8011 | 0 | 0 | 0 | 0 | 0 | 0 | 0 | 0 | 0 | 0 | 0 | 0 | 0 | 0 | 0 | 0
2016-07-03 01:00 | 0 | 0 | 0 | 0 | 0 | 268187.1562 | 519482 | 0 | 0 | 0 | 0 | 1660829.7928 | 2010756.8305 | 0 | 0 | 0 | 0 | 0 | 0 | 0 | 0 | 0 | 0 | 0 | 0 | 0 | 0 | 0 | 0 | -251294.8438 | 0 | 0 | 0 | 0 | 0 | 0 | 0 | 0 | 0 | 0 | 0 | 0 | 0 | 0 | 0 | 0
2016-07-03 02:00 | 0 | 0 | 0 | 0 | 447373.3826 | 40725.5419 | 501337 | 0 | 0 | 0 | 0 | 1633225.2393 | 2025123.3085 | 0 | 0 | 0 | 0 | 0 | 0 | 0 | 0 | 0 | 0 | 0 | 0 | 0 | 0 | 0 | 0 | -27604.5535 | 14366.478 | 0 | 0 | 0 | 0 | 0 | 0 | 0 | 0 | 0 | 0 | 0 | 0 | 0 | 0 | 0
2016-07-03 03:00 | 0 | 0 | 0 | 0 | 215507.1151 | 1.6669 | 475042 | 0 | 0 | 0 | 0 | 1373692.0213 | 2025123.3085 | 0 | 0 | 0 | 0 | 0 | 0 | 0 | 0 | 0 | 0 | 0 | 0 | 0 | 0 | 0 | 0 | -259533.218 | 0 | 0 | 0 | 0 | 0 | 0 | 0 | 0 | 0 | 0 | 0 | 0 | 0 | 0 | 0 | 0
2016-07-03 04:00 | 0 | 0 | 0 | 0 | 188108.782 | 0 | 447642 | 0 | 0 | 0 | 0 | 1114158.8033 | 2025123.3085 | 0 | 0 | 0 | 0 | 0 | 0 | 0 | 0 | 0 | 0 | 0 | 0 | 0 | 0 | 0 | 0 | -259533.218 | 0 | 0 | 0 | 0 | 0 | 0 | 0 | 0 | 0 | 0 | 0 | 0 | 0 | 0 | 0 | 0
2016-07-03 05:00 | 0 | 0 | 0 | 0 | 164118.782 | 0 | 423652 | 0 | 0 | 0 | 0 | 854625.5854 | 2025123.3085 | 0 | 0 | 0 | 0 | 0 | 0 | 0 | 0 | 0 | 0 | 0 | 0 | 0 | 0 | 0 | 0 | -259533.218 | 0 | 0 | 0 | 0 | 0 | 0 | 0 | 0 | 0 | 0 | 0 | 0 | 0 | 0 | 0 | 0
2016-07-03 06:00 | 0 | 0 | 0 | 0 | 458849.5184 | 0 | 404833 | 0 | 0 | 0 | 0 | 908642.1038 | 2025123.3085 | 0 | 0 | 0 | 0 | 0 | 0 | 0 | 0 | 0 | 0 | 0 | 0 | 0 | 0 | 0 | 0 | 54016.5184 | 0 | 0 | 0 | 0 | 0 | 0 | 0 | 0 | 0 | 0 | 0 | 0 | 0 | 0 | 0 | 0
2016-07-03 07:00 | 0 | 0 | 0 | 0 | 129681.782 | 0 | 389215 | 0 | 0 | 0 | 0 | 649108.8858 | 2025123.3085 | 0 | 0 | 0 | 0 | 0 | 0 | 0 | 0 | 0 | 0 | 0 | 0 | 0 | 0 | 0 | 0 | -259533.218 | 0 | 0 | 0 | 0 | 0 | 0 | 0 | 0 | 0 | 0 | 0 | 0 | 0 | 0 | 0 | 0
2016-07-03 08:00 | 0 | 0 | 0 | 0 | 132979.26 | 0 | 378146 | 0 | 0 | 0 | 0 | 389575.6678 | 2039489.7865 | 0 | 0 | 0 | 0 | 0 | 0 | 0 | 0 | 0 | 0 | 0 | 0 | 0 | 0 | 0 | 0 | -259533.218 | 14366.478 | 0 | 0 | 0 | 0 | 0 | 0 | 0 | 0 | 0 | 0 | 0 | 0 | 0 | 0 | 0
2016-07-03 09:00 | 0 | 0 | 0 | 0 | 417870.1191 | 0 | 372341 | 0 | 0 | 0 | 0 | 420738.309 | 2053856.2645 | 0 | 0 | 0 | 0 | 0 | 0 | 0 | 0 | 0 | 0 | 0 | 0 | 0 | 0 | 0 | 0 | 31162.6411 | 14366.478 | 0 | 0 | 0 | 0 | 0 | 0 | 0 | 0 | 0 | 0 | 0 | 0 | 0 | 0 | 0
2016-07-03 10:00 | 0 | 0 | 0 | 0 | 109356.782 | 0 | 368890 | 0 | 0 | 0 | 0 | 161205.091 | 2053856.2645 | 0 | 0 | 0 | 0 | 0 | 0 | 0 | 0 | 0 | 0 | 0 | 0 | 0 | 0 | 0 | 0 | -259533.218 | 0 | 0 | 0 | 0 | 0 | 0 | 0 | 0 | 0 | 0 | 0 | 0 | 0 | 0 | 0 | 0
2016-07-03 11:00 | 0 | 0 | 0 | 0 | 222044.2583 | 3.9964 | 371706 | 0 | 0 | 0 | 0 | 11547.3457 | 2053856.2645 | 0 | 0 | 0 | 0 | 0 | 0 | 0 | 0 | 0 | 0 | 0 | 0 | 0 | 0 | 0 | 0 | -149657.7453 | 0 | 0 | 0 | 0 | 0 | 0 | 0 | 0 | 0 | 0 | 0 | 0 | 0 | 0 | 0 | 0
2016-07-03 12:00 | 0 | 0 | 0 | 0 | 251885.6086 | 137544.5237 | 386611 | 0 | 0 | 0 | 0 | 0 | 2068222.7424 | 0 | 0 | 0 | 0 | 0 | 0 | 0 | 0 | 0 | 0 | 0 | 0 | 0 | 0 | 0 | 0 | -11547.3457 | 14366.478 | 0 | 0 | 0 | 0 | 0 | 0 | 0 | 0 | 0 | 0 | 0 | 0 | 0 | 0 | 0
2016-07-03 13:00 | 0 | 0 | 0 | 0 | 0 | 502555.3207 | 411545 | 0 | 0 | 0 | 0 | 73179.5428 | 2068222.7424 | 0 | 0 | 0 | 0 | 0 | 0 | 17830.7779 | 0 | 0 | 0 | 0 | 0 | 0 | 0 | 0 | 0 | 73179.5428 | 0 | 0 | 0 | 0 | 0 | 0 | 0 | 0 | 0 | 17830.7779 | 0 | 0 | 0 | 0 | 0 | 0
2016-07-03 14:00 | 0 | 0 | 0 | 0 | 0 | 695377.9181 | 439309 | 0 | 0 | 0 | 0 | 332712.7608 | 2082589.2204 | 0 | 0 | 0 | 0 | 0 | 0 | 0 | 0 | 0 | 0 | 0 | 0 | 0 | 0 | 0 | 0 | 259533.218 | 14366.478 | 0 | 0 | 0 | 0 | 0 | 0 | 0 | 0 | -17830.7779 | 0 | 0 | 0 | 0 | 0 | 0
2016-07-03 15:00 | 0 | 0 | 0 | 0 | 0 | 738742.6959 | 464843 | 0 | 0 | 0 | 0 | 592245.9788 | 2096955.6984 | 0 | 0 | 0 | 0 | 0 | 0 | 0 | 0 | 0 | 0 | 0 | 0 | 0 | 0 | 0 | 0 | 259533.218 | 14366.478 | 0 | 0 | 0 | 0 | 0 | 0 | 0 | 0 | 0 | 0 | 0 | 0 | 0 | 0 | 0
2016-07-03 16:00 | 0 | 0 | 0 | 0 | 0 | 762364.6959 | 488465 | 0 | 0 | 0 | 0 | 851779.1967 | 2111322.1764 | 0 | 0 | 0 | 0 | 0 | 0 | 0 | 0 | 0 | 0 | 0 | 0 | 0 | 0 | 0 | 0 | 259533.218 | 14366.478 | 0 | 0 | 0 | 0 | 0 | 0 | 0 | 0 | 0 | 0 | 0 | 0 | 0 | 0 | 0
2016-07-03 17:00 | 0 | 0 | 0 | 0 | 0 | 780442.6959 | 506543 | 0 | 0 | 0 | 0 | 1111312.4147 | 2125688.6544 | 0 | 0 | 0 | 0 | 0 | 0 | 0 | 0 | 0 | 0 | 0 | 0 | 0 | 0 | 0 | 0 | 259533.218 | 14366.478 | 0 | 0 | 0 | 0 | 0 | 0 | 0 | 0 | 0 | 0 | 0 | 0 | 0 | 0 | 0
2016-07-03 18:00 | 0 | 0 | 0 | 0 | 0 | 794733.6959 | 520834 | 0 | 0 | 0 | 0 | 1370845.6327 | 2140055.1323 | 0 | 0 | 0 | 0 | 0 | 0 | 0 | 0 | 0 | 0 | 0 | 0 | 0 | 0 | 0 | 0 | 259533.218 | 14366.478 | 0 | 0 | 0 | 0 | 0 | 0 | 0 | 0 | 0 | 0 | 0 | 0 | 0 | 0 | 0
2016-07-03 19:00 | 0 | 0 | 0 | 0 | 0 | 819602.5595 | 531090 | 0 | 0 | 0 | 0 | 1630378.8506 | 2154421.6103 | 0 | 0 | 0 | 0 | 0 | 0 | 14612.8636 | 0 | 0 | 0 | 0 | 0 | 0 | 0 | 0 | 0 | 259533.218 | 14366.478 | 0 | 0 | 0 | 0 | 0 | 0 | 0 | 0 | 14612.8636 | 0 | 0 | 0 | 0 | 0 | 0
2016-07-03 20:00 | 0 | 0 | 0 | 0 | 0 | 820947.122 | 538146 | 0 | 0 | 0 | 0 | 1889912.0686 | 2168788.0883 | 0 | 0 | 0 | 0 | 0 | 0 | 23514.2896 | 0 | 0 | 0 | 0 | 0 | 0 | 0 | 0 | 0 | 259533.218 | 14366.478 | 0 | 0 | 0 | 0 | 0 | 0 | 0 | 0 | 8901.426 | 0 | 0 | 0 | 0 | 0 | 0
2016-07-03 21:00 | 0 | 0 | 0 | 0 | 0 | 810469.4628 | 542328 | 0 | 0 | 0 | 0 | 2149445.2866 | 2183154.5663 | 0 | 0 | 0 | 0 | 0 | 0 | 17756.0564 | 0 | 0 | 0 | 0 | 0 | 0 | 0 | 0 | 0 | 259533.218 | 14366.478 | 0 | 0 | 0 | 0 | 0 | 0 | 0 | 0 | -5758.2332 | 0 | 0 | 0 | 0 | 0 | 0
2016-07-03 22:00 | 0 | 0 | 0 | 0 | 0 | 783268.8638 | 540729 | 0 | 0 | 0 | 0 | 2371860.4393 | 2197521.0443 | 0 | 0 | 0 | 0 | 0 | 0 | 23514.2896 | 0 | 0 | 0 | 0 | 0 | 0 | 0 | 0 | 0 | 222415.1527 | 14366.478 | 0 | 0 | 0 | 0 | 0 | 0 | 0 | 0 | 5758.2332 | 0 | 0 | 0 | 0 | 0 | 0
2016-07-03 23:00 | 0 | 0 | 0 | 0 | 0 | 714765.3934 | 532210 | 0 | 0 | 0 | 0 | 2577930.1223 | 2197521.0443 | 0 | 0 | 0 | 0 | 0 | 0 | 0 | 0 | 0 | 0 | 0 | 0 | 0 | 0 | 0 | 0 | 206069.683 | 0 | 0 | 0 | 0 | 0 | 0 | 0 | 0 | 0 | -23514.2896 | 0 | 0 | 0 | 0 | 0 | 0
2016-07-04 | 0 | 0 | 0 | 0 | 0 | 578078.5721 | 521496 | 0 | 0 | 0 | 0 | 2634512.6944 | 2197521.0443 | 0 | 0 | 0 | 0 | 0 | 0 | 0 | 0 | 0 | 0 | 0 | 0 | 0 | 0 | 0 | 0 | 56582.5721 | 0 | 0 | 0 | 0 | 0 | 0 | 0 | 0 | 0 | 0 | 0 | 0 | 0 | 0 | 0 | 0
2016-07-04 01:00 | 0 | 0 | 0 | 0 | 0 | 336749.762 | 511466 | 0 | 0 | 0 | 0 | 2568622.5511 | 2088694.9495 | 0 | 0 | 0 | 0 | 0 | 0 | 0 | 0 | 0 | 0 | 0 | 0 | 0 | 0 | 0 | 0 | -65890.1433 | 0 | 108826.0947 | 0 | 0 | 0 | 0 | 0 | 0 | 0 | 0 | 0 | 0 | 0 | 0 | 0 | 0
2016-07-04 02:00 | 0 | 0 | 0 | 0 | 204200.7913 | 46058.4687 | 495426 | 0 | 0 | 0 | 0 | 2309089.3331 | 2103061.4275 | 0 | 0 | 0 | 0 | 0 | 0 | 0 | 0 | 0 | 0 | 0 | 0 | 0 | 0 | 0 | 0 | -259533.218 | 14366.478 | 0 | 0 | 0 | 0 | 0 | 0 | 0 | 0 | 0 | 0 | 0 | 0 | 0 | 0 | 0
2016-07-04 03:00 | 0 | 0 | 0 | 0 | 212416.2558 | 2.5262 | 471952 | 0 | 0 | 0 | 0 | 2049556.1152 | 2103061.4275 | 0 | 0 | 0 | 0 | 0 | 0 | 0 | 0 | 0 | 0 | 0 | 0 | 0 | 0 | 0 | 0 | -259533.218 | 0 | 0 | 0 | 0 | 0 | 0 | 0 | 0 | 0 | 0 | 0 | 0 | 0 | 0 | 0 | 0
2016-07-04 04:00 | 0 | 0 | 0 | 0 | 185152.782 | 0 | 444686 | 0 | 0 | 0 | 0 | 1790022.8972 | 2103061.4275 | 0 | 0 | 0 | 0 | 0 | 0 | 0 | 0 | 0 | 0 | 0 | 0 | 0 | 0 | 0 | 0 | -259533.218 | 0 | 0 | 0 | 0 | 0 | 0 | 0 | 0 | 0 | 0 | 0 | 0 | 0 | 0 | 0 | 0
2016-07-04 05:00 | 0 | 0 | 0 | 0 | 161416.782 | 0 | 420950 | 0 | 0 | 0 | 0 | 1530489.6792 | 2103061.4275 | 0 | 0 | 0 | 0 | 0 | 0 | 0 | 0 | 0 | 0 | 0 | 0 | 0 | 0 | 0 | 0 | -259533.218 | 0 | 0 | 0 | 0 | 0 | 0 | 0 | 0 | 0 | 0 | 0 | 0 | 0 | 0 | 0 | 0
2016-07-04 06:00 | 0 | 0 | 0 | 0 | 141225.782 | 0 | 400759 | 0 | 0 | 0 | 0 | 1270956.4613 | 2103061.4275 | 0 | 0 | 0 | 0 | 0 | 0 | 0 | 0 | 0 | 0 | 0 | 0 | 0 | 0 | 0 | 0 | -259533.218 | 0 | 0 | 0 | 0 | 0 | 0 | 0 | 0 | 0 | 0 | 0 | 0 | 0 | 0 | 0 | 0
2016-07-04 07:00 | 0 | 0 | 0 | 0 | 365874.2224 | 0 | 385823 | 0 | 0 | 0 | 0 | 1227493.3941 | 2103061.4275 | 0 | 0 | 0 | 0 | 0 | 0 | 23514.2896 | 0 | 0 | 0 | 0 | 0 | 0 | 0 | 0 | 0 | -43463.0672 | 0 | 0 | 0 | 0 | 0 | 0 | 0 | 0 | 0 | 23514.2896 | 0 | 0 | 0 | 0 | 0 | 0
2016-07-04 08:00 | 0 | 0 | 0 | 0 | 94900.4924 | 0 | 377948 | 0 | 0 | 0 | 0 | 967960.1761 | 2103061.4275 | 0 | 0 | 0 | 0 | 0 | 0 | 0 | 0 | 0 | 0 | 0 | 0 | 0 | 0 | 0 | 0 | -259533.218 | 0 | 0 | 0 | 0 | 0 | 0 | 0 | 0 | 0 | -23514.2896 | 0 | 0 | 0 | 0 | 0 | 0
2016-07-04 09:00 | 0 | 0 | 0 | 0 | 115489.782 | 0 | 375023 | 0 | 0 | 0 | 0 | 708426.9582 | 2103061.4275 | 0 | 0 | 0 | 0 | 0 | 0 | 0 | 0 | 0 | 0 | 0 | 0 | 0 | 0 | 0 | 0 | -259533.218 | 0 | 0 | 0 | 0 | 0 | 0 | 0 | 0 | 0 | 0 | 0 | 0 | 0 | 0 | 0 | 0
2016-07-04 10:00 | 0 | 0 | 0 | 0 | 128459.26 | 0 | 373626 | 0 | 0 | 0 | 0 | 448893.7402 | 2117427.9055 | 0 | 0 | 0 | 0 | 0 | 0 | 0 | 0 | 0 | 0 | 0 | 0 | 0 | 0 | 0 | 0 | -259533.218 | 14366.478 | 0 | 0 | 0 | 0 | 0 | 0 | 0 | 0 | 0 | 0 | 0 | 0 | 0 | 0 | 0
2016-07-04 11:00 | 0 | 0 | 0 | 0 | 131487.043 | 12.217 | 376666 | 0 | 0 | 0 | 0 | 189360.5222 | 2131794.3835 | 0 | 0 | 0 | 0 | 0 | 0 | 0 | 0 | 0 | 0 | 0 | 0 | 0 | 0 | 0 | 0 | -259533.218 | 14366.478 | 0 | 0 | 0 | 0 | 0 | 0 | 0 | 0 | 0 | 0 | 0 | 0 | 0 | 0 | 0
2016-07-04 12:00 | 0 | 0 | 0 | 0 | 39332.481 | 177985.4748 | 392312 | 0 | 0 | 0 | 0 | 0 | 2146160.8615 | 0 | 0 | 0 | 0 | 0 | 0 | 0 | 0 | 0 | 0 | 0 | 0 | 0 | 0 | 0 | 0 | -189360.5222 | 14366.478 | 0 | 0 | 0 | 0 | 0 | 0 | 0 | 0 | 0 | 0 | 0 | 0 | 0 | 0 | 0
2016-07-04 13:00 | 0 | 0 | 0 | 0 | 53288.7495 | 550780.0125 | 418892 | 0 | 0 | 0 | 0 | 185176.762 | 2146160.8615 | 0 | 0 | 0 | 0 | 0 | 0 | 0 | 0 | 0 | 0 | 0 | 0 | 0 | 0 | 0 | 0 | 185176.762 | 0 | 0 | 0 | 0 | 0 | 0 | 0 | 0 | 0 | 0 | 0 | 0 | 0 | 0 | 0 | 0
2016-07-04 14:00 | 0 | 0 | 0 | 0 | 0 | 717570.6533 | 450265 | 0 | 0 | 0 | 0 | 444709.98 | 2153933.2968 | 0 | 0 | 0 | 0 | 0 | 0 | 0 | 0 | 0 | 0 | 0 | 0 | 0 | 0 | 0 | 0 | 259533.218 | 7772.4353 | 0 | 0 | 0 | 0 | 0 | 0 | 0 | 0 | 0 | 0 | 0 | 0 | 0 | 0 | 0
2016-07-04 15:00 | 0 | 0 | 0 | 0 | 0 | 753611.6959 | 479712 | 0 | 0 | 0 | 0 | 704243.1979 | 2168299.7748 | 0 | 0 | 0 | 0 | 0 | 0 | 0 | 0 | 0 | 0 | 0 | 0 | 0 | 0 | 0 | 0 | 259533.218 | 14366.478 | 0 | 0 | 0 | 0 | 0 | 0 | 0 | 0 | 0 | 0 | 0 | 0 | 0 | 0 | 0
2016-07-04 16:00 | 0 | 0 | 0 | 0 | 0 | 779024.6959 | 505125 | 0 | 0 | 0 | 0 | 963776.4159 | 2182666.2528 | 0 | 0 | 0 | 0 | 0 | 0 | 0 | 0 | 0 | 0 | 0 | 0 | 0 | 0 | 0 | 0 | 259533.218 | 14366.478 | 0 | 0 | 0 | 0 | 0 | 0 | 0 | 0 | 0 | 0 | 0 | 0 | 0 | 0 | 0
2016-07-04 17:00 | 0 | 0 | 0 | 0 | 0 | 798615.6959 | 524716 | 0 | 0 | 0 | 0 | 1223309.6339 | 2197032.7308 | 0 | 0 | 0 | 0 | 0 | 0 | 0 | 0 | 0 | 0 | 0 | 0 | 0 | 0 | 0 | 0 | 259533.218 | 14366.478 | 0 | 0 | 0 | 0 | 0 | 0 | 0 | 0 | 0 | 0 | 0 | 0 | 0 | 0 | 0
2016-07-04 18:00 | 0 | 0 | 0 | 0 | 0 | 813691.6959 | 539792 | 0 | 0 | 0 | 0 | 1482842.8518 | 2211399.2087 | 0 | 0 | 0 | 0 | 0 | 0 | 0 | 0 | 0 | 0 | 0 | 0 | 0 | 0 | 0 | 0 | 259533.218 | 14366.478 | 0 | 0 | 0 | 0 | 0 | 0 | 0 | 0 | 0 | 0 | 0 | 0 | 0 | 0 | 0
2016-07-04 19:00 | 0 | 0 | 0 | 0 | 0 | 837752.7273 | 550802 | 0 | 0 | 0 | 0 | 1742376.0698 | 2225765.6867 | 0 | 0 | 0 | 0 | 0 | 0 | 13051.0313 | 0 | 0 | 0 | 0 | 0 | 0 | 0 | 0 | 0 | 259533.218 | 14366.478 | 0 | 0 | 0 | 0 | 0 | 0 | 0 | 0 | 13051.0313 | 0 | 0 | 0 | 0 | 0 | 0
2016-07-04 20:00 | 0 | 0 | 0 | 0 | 0 | 843953.9542 | 559591 | 0 | 0 | 0 | 0 | 2001909.2878 | 2240132.1647 | 0 | 0 | 0 | 0 | 0 | 0 | 23514.2896 | 0 | 0 | 0 | 0 | 0 | 0 | 0 | 0 | 0 | 259533.218 | 14366.478 | 0 | 0 | 0 | 0 | 0 | 0 | 0 | 0 | 10463.2583 | 0 | 0 | 0 | 0 | 0 | 0
2016-07-04 21:00 | 0 | 0 | 0 | 0 | 0 | 832536.5587 | 564260 | 0 | 0 | 0 | 0 | 2261442.5057 | 2254498.6427 | 0 | 0 | 0 | 0 | 0 | 0 | 17891.1523 | 0 | 0 | 0 | 0 | 0 | 0 | 0 | 0 | 0 | 259533.218 | 14366.478 | 0 | 0 | 0 | 0 | 0 | 0 | 0 | 0 | -5623.1373 | 0 | 0 | 0 | 0 | 0 | 0
2016-07-04 22:00 | 0 | 0 | 0 | 0 | 0 | 800361.4929 | 562347 | 0 | 0 | 0 | 0 | 2479467.3834 | 2268865.1207 | 0 | 0 | 0 | 0 | 0 | 0 | 23514.2896 | 0 | 0 | 0 | 0 | 0 | 0 | 0 | 0 | 0 | 218024.8777 | 14366.478 | 0 | 0 | 0 | 0 | 0 | 0 | 0 | 0 | 5623.1373 | 0 | 0 | 0 | 0 | 0 | 0
2016-07-04 23:00 | 0 | 0 | 0 | 0 | 0 | 729556.7126 | 553619 | 0 | 0 | 0 | 0 | 2678919.3856 | 2268865.1207 | 0 | 0 | 0 | 0 | 0 | 0 | 0 | 0 | 0 | 0 | 0 | 0 | 0 | 0 | 0 | 0 | 199452.0022 | 0 | 0 | 0 | 0 | 0 | 0 | 0 | 0 | 0 | -23514.2896 | 0 | 0 | 0 | 0 | 0 | 0
2016-07-05 | 0 | 0 | 0 | 0 | 0 | 584586.02 | 541829 | 0 | 0 | 0 | 0 | 2721676.4056 | 2268865.1207 | 0 | 0 | 0 | 0 | 0 | 0 | 0 | 0 | 0 | 0 | 0 | 0 | 0 | 0 | 0 | 0 | 42757.02 | 0 | 0 | 0 | 0 | 0 | 0 | 0 | 0 | 0 | 0 | 0 | 0 | 0 | 0 | 0 | 0
2016-07-05 01:00 | 0 | 0 | 0 | 0 | 0 | 336227.6501 | 528918 | 0 | 0 | 0 | 0 | 2528986.0558 | 2268865.1207 | 0 | 0 | 0 | 0 | 0 | 0 | 0 | 0 | 0 | 0 | 0 | 0 | 0 | 0 | 0 | 0 | -192690.3499 | 0 | 0 | 0 | 0 | 0 | 0 | 0 | 0 | 0 | 0 | 0 | 0 | 0 | 0 | 0 | 0
2016-07-05 02:00 | 0 | 0 | 0 | 0 | 224696.6905 | 42379.5696 | 512243 | 0 | 0 | 0 | 0 | 2269452.8378 | 2283231.5986 | 0 | 0 | 0 | 0 | 0 | 0 | 0 | 0 | 0 | 0 | 0 | 0 | 0 | 0 | 0 | 0 | -259533.218 | 14366.478 | 0 | 0 | 0 | 0 | 0 | 0 | 0 | 0 | 0 | 0 | 0 | 0 | 0 | 0 | 0
2016-07-05 03:00 | 0 | 0 | 0 | 0 | 229479.2911 | 1.4909 | 489014 | 0 | 0 | 0 | 0 | 2009919.6198 | 2283231.5986 | 0 | 0 | 0 | 0 | 0 | 0 | 0 | 0 | 0 | 0 | 0 | 0 | 0 | 0 | 0 | 0 | -259533.218 | 0 | 0 | 0 | 0 | 0 | 0 | 0 | 0 | 0 | 0 | 0 | 0 | 0 | 0 | 0 | 0
2016-07-05 04:00 | 0 | 0 | 0 | 0 | 203891.782 | 0 | 463425 | 0 | 0 | 0 | 0 | 1750386.4019 | 2283231.5986 | 0 | 0 | 0 | 0 | 0 | 0 | 0 | 0 | 0 | 0 | 0 | 0 | 0 | 0 | 0 | 0 | -259533.218 | 0 | 0 | 0 | 0 | 0 | 0 | 0 | 0 | 0 | 0 | 0 | 0 | 0 | 0 | 0 | 0
2016-07-05 05:00 | 0 | 0 | 0 | 0 | 179483.782 | 0 | 439017 | 0 | 0 | 0 | 0 | 1490853.1839 | 2283231.5986 | 0 | 0 | 0 | 0 | 0 | 0 | 0 | 0 | 0 | 0 | 0 | 0 | 0 | 0 | 0 | 0 | -259533.218 | 0 | 0 | 0 | 0 | 0 | 0 | 0 | 0 | 0 | 0 | 0 | 0 | 0 | 0 | 0 | 0
2016-07-05 06:00 | 0 | 0 | 0 | 0 | 161094.782 | 0 | 420628 | 0 | 0 | 0 | 0 | 1231319.9659 | 2283231.5986 | 0 | 0 | 0 | 0 | 0 | 0 | 0 | 0 | 0 | 0 | 0 | 0 | 0 | 0 | 0 | 0 | -259533.218 | 0 | 0 | 0 | 0 | 0 | 0 | 0 | 0 | 0 | 0 | 0 | 0 | 0 | 0 | 0 | 0
2016-07-05 07:00 | 0 | 0 | 0 | 0 | 147670.782 | 0 | 407204 | 0 | 0 | 0 | 0 | 971786.748 | 2283231.5986 | 0 | 0 | 0 | 0 | 0 | 0 | 0 | 0 | 0 | 0 | 0 | 0 | 0 | 0 | 0 | 0 | -259533.218 | 0 | 0 | 0 | 0 | 0 | 0 | 0 | 0 | 0 | 0 | 0 | 0 | 0 | 0 | 0 | 0
2016-07-05 08:00 | 0 | 0 | 0 | 0 | 520599.7653 | 0 | 400873 | 0 | 0 | 0 | 0 | 1091513.5133 | 2283231.5986 | 0 | 0 | 0 | 0 | 0 | 0 | 0 | 0 | 0 | 0 | 0 | 0 | 0 | 0 | 0 | 0 | 119726.7653 | 0 | 0 | 0 | 0 | 0 | 0 | 0 | 0 | 0 | 0 | 0 | 0 | 0 | 0 | 0 | 0
2016-07-05 09:00 | 0 | 0 | 0 | 0 | 145194.782 | 0 | 404728 | 0 | 0 | 0 | 0 | 831980.2953 | 2283231.5986 | 0 | 0 | 0 | 0 | 0 | 0 | 0 | 0 | 0 | 0 | 0 | 0 | 0 | 0 | 0 | 0 | -259533.218 | 0 | 0 | 0 | 0 | 0 | 0 | 0 | 0 | 0 | 0 | 0 | 0 | 0 | 0 | 0 | 0
2016-07-05 10:00 | 0 | 0 | 0 | 0 | 159061.782 | 0 | 418595 | 0 | 0 | 0 | 0 | 572447.0774 | 2283231.5986 | 0 | 0 | 0 | 0 | 0 | 0 | 0 | 0 | 0 | 0 | 0 | 0 | 0 | 0 | 0 | 0 | -259533.218 | 0 | 0 | 0 | 0 | 0 | 0 | 0 | 0 | 0 | 0 | 0 | 0 | 0 | 0 | 0 | 0
2016-07-05 11:00 | 0 | 0 | 0 | 0 | 193544.9694 | 5.2906 | 438717 | 0 | 0 | 0 | 0 | 312913.8594 | 2297598.0766 | 0 | 0 | 0 | 0 | 0 | 0 | 0 | 0 | 0 | 0 | 0 | 0 | 0 | 0 | 0 | 0 | -259533.218 | 14366.478 | 0 | 0 | 0 | 0 | 0 | 0 | 0 | 0 | 0 | 0 | 0 | 0 | 0 | 0 | 0
2016-07-05 12:00 | 0 | 0 | 0 | 0 | 240644.8958 | 157971.5927 | 466482 | 0 | 0 | 0 | 0 | 230681.8699 | 2311964.5546 | 0 | 0 | 0 | 0 | 0 | 0 | 0 | 0 | 0 | 0 | 0 | 0 | 0 | 0 | 0 | 0 | -82231.9895 | 14366.478 | 0 | 0 | 0 | 0 | 0 | 0 | 0 | 0 | 0 | 0 | 0 | 0 | 0 | 0 | 0
2016-07-05 13:00 | 0 | 0 | 0 | 0 | 0 | 530335.1636 | 498721 | 0 | 0 | 0 | 0 | 262296.0335 | 2311964.5546 | 0 | 0 | 0 | 0 | 0 | 0 | 0 | 0 | 0 | 0 | 0 | 0 | 0 | 0 | 0 | 0 | 31614.1636 | 0 | 0 | 0 | 0 | 0 | 0 | 0 | 0 | 0 | 0 | 0 | 0 | 0 | 0 | 0 | 0
2016-07-05 14:00 | 0 | 0 | 0 | 0 | 89678.977 | 701985.2409 | 532131 | 0 | 0 | 0 | 0 | 521829.2515 | 2311964.5546 | 0 | 0 | 0 | 0 | 0 | 0 | 0 | 0 | 0 | 0 | 0 | 0 | 0 | 0 | 0 | 0 | 259533.218 | 0 | 0 | 0 | 0 | 0 | 0 | 0 | 0 | 0 | 0 | 0 | 0 | 0 | 0 | 0 | 0
2016-07-05 15:00 | 0 | 0 | 0 | 0 | 24054.6486 | 798069.5694 | 562591 | 0 | 0 | 0 | 0 | 781362.4694 | 2311964.5546 | 0 | 0 | 0 | 0 | 0 | 0 | 0 | 0 | 0 | 0 | 0 | 0 | 0 | 0 | 0 | 0 | 259533.218 | 0 | 0 | 0 | 0 | 0 | 0 | 0 | 0 | 0 | 0 | 0 | 0 | 0 | 0 | 0 | 0
2016-07-05 16:00 | 0 | 0 | 0 | 0 | 0 | 852098.7412 | 588617 | 0 | 0 | 0 | 0 | 1019572.3428 | 2326331.0326 | 0 | 0 | 0 | 0 | 0 | 0 | 10905.3899 | 0 | 0 | 0 | 0 | 0 | 0 | 0 | 0 | 0 | 238209.8734 | 14366.478 | 0 | 0 | 0 | 0 | 0 | 0 | 0 | 0 | 10905.3899 | 0 | 0 | 0 | 0 | 0 | 0
2016-07-05 17:00 | 0 | 0 | 0 | 0 | 0 | 860195.8281 | 611568 | 0 | 0 | 0 | 0 | 1279105.5608 | 2326331.0326 | 0 | 0 | 0 | 0 | 0 | 0 | 0 | 0 | 0 | 0 | 0 | 0 | 0 | 0 | 0 | 0 | 259533.218 | 0 | 0 | 0 | 0 | 0 | 0 | 0 | 0 | 0 | -10905.3899 | 0 | 0 | 0 | 0 | 0 | 0
2016-07-05 18:00 | 0 | 0 | 0 | 0 | 0 | 854586.7371 | 630490 | 0 | 0 | 0 | 0 | 1488835.8199 | 2340697.5106 | 0 | 0 | 0 | 0 | 0 | 0 | 0 | 0 | 0 | 0 | 0 | 0 | 0 | 0 | 0 | 0 | 209730.2592 | 14366.478 | 0 | 0 | 0 | 0 | 0 | 0 | 0 | 0 | 0 | 0 | 0 | 0 | 0 | 0 | 0
2016-07-05 19:00 | 0 | 0 | 0 | 0 | 0 | 848103.1848 | 645161 | 0 | 0 | 0 | 0 | 1691778.0047 | 2340697.5106 | 0 | 0 | 0 | 0 | 0 | 0 | 0 | 0 | 0 | 0 | 0 | 0 | 0 | 0 | 0 | 0 | 202942.1848 | 0 | 0 | 0 | 0 | 0 | 0 | 0 | 0 | 0 | 0 | 0 | 0 | 0 | 0 | 0 | 0
2016-07-05 20:00 | 0 | 0 | 0 | 0 | 0 | 846692.4399 | 655847 | 0 | 0 | 0 | 0 | 1868256.9667 | 2355063.9886 | 0 | 0 | 0 | 0 | 0 | 0 | 0 | 0 | 0 | 0 | 0 | 0 | 0 | 0 | 0 | 0 | 176478.9619 | 14366.478 | 0 | 0 | 0 | 0 | 0 | 0 | 0 | 0 | 0 | 0 | 0 | 0 | 0 | 0 | 0
2016-07-05 21:00 | 0 | 0 | 0 | 0 | 80764.2865 | 839674.9315 | 660906 | 0 | 0 | 0 | 0 | 2127790.1847 | 2355063.9886 | 0 | 0 | 0 | 0 | 0 | 0 | 0 | 0 | 0 | 0 | 0 | 0 | 0 | 0 | 0 | 0 | 259533.218 | 0 | 0 | 0 | 0 | 0 | 0 | 0 | 0 | 0 | 0 | 0 | 0 | 0 | 0 | 0 | 0
2016-07-05 22:00 | 0 | 0 | 0 | 0 | 0 | 811641.9743 | 659394 | 0 | 0 | 0 | 0 | 2280038.1589 | 2355063.9886 | 0 | 0 | 0 | 0 | 0 | 0 | 0 | 0 | 0 | 0 | 0 | 0 | 0 | 0 | 0 | 0 | 152247.9743 | 0 | 0 | 0 | 0 | 0 | 0 | 0 | 0 | 0 | 0 | 0 | 0 | 0 | 0 | 0 | 0
2016-07-05 23:00 | 0 | 0 | 0 | 0 | 0 | 732493.564 | 648330 | 0 | 0 | 0 | 0 | 2364201.7229 | 2355063.9886 | 0 | 0 | 0 | 0 | 0 | 0 | 0 | 0 | 0 | 0 | 0 | 0 | 0 | 0 | 0 | 0 | 84163.564 | 0 | 0 | 0 | 0 | 0 | 0 | 0 | 0 | 0 | 0 | 0 | 0 | 0 | 0 | 0 | 0
2016-07-06 | 0 | 0 | 0 | 0 | 0 | 592234.3778 | 631841 | 0 | 0 | 0 | 0 | 2324595.1007 | 2355063.9886 | 0 | 0 | 0 | 0 | 0 | 0 | 0 | 0 | 0 | 0 | 0 | 0 | 0 | 0 | 0 | 0 | -39606.6222 | 0 | 0 | 0 | 0 | 0 | 0 | 0 | 0 | 0 | 0 | 0 | 0 | 0 | 0 | 0 | 0
2016-07-06 01:00 | 0 | 0 | 0 | 0 | 0 | 344875.1012 | 615342 | 0 | 0 | 0 | 0 | 2065061.8827 | 2344130.3077 | 0 | 0 | 0 | 0 | 0 | 0 | 0 | 0 | 0 | 0 | 0 | 0 | 0 | 0 | 0 | 0 | -259533.218 | 0 | 10933.6808 | 0 | 0 | 0 | 0 | 0 | 0 | 0 | 0 | 0 | 0 | 0 | 0 | 0 | 0
2016-07-06 02:00 | 0 | 0 | 0 | 0 | 488974.5071 | 39887.1714 | 588636 | 0 | 0 | 0 | 0 | 1990921.0832 | 2358496.7857 | 0 | 0 | 0 | 0 | 0 | 0 | 0 | 0 | 0 | 0 | 0 | 0 | 0 | 0 | 0 | 0 | -74140.7995 | 14366.478 | 0 | 0 | 0 | 0 | 0 | 0 | 0 | 0 | 0 | 0 | 0 | 0 | 0 | 0 | 0
2016-07-06 03:00 | 0 | 0 | 0 | 0 | 291340.1358 | 1.6462 | 550875 | 0 | 0 | 0 | 0 | 1731387.8653 | 2358496.7857 | 0 | 0 | 0 | 0 | 0 | 0 | 0 | 0 | 0 | 0 | 0 | 0 | 0 | 0 | 0 | 0 | -259533.218 | 0 | 0 | 0 | 0 | 0 | 0 | 0 | 0 | 0 | 0 | 0 | 0 | 0 | 0 | 0 | 0
2016-07-06 04:00 | 0 | 0 | 0 | 0 | 253761.782 | 0 | 513295 | 0 | 0 | 0 | 0 | 1471854.6473 | 2358496.7857 | 0 | 0 | 0 | 0 | 0 | 0 | 0 | 0 | 0 | 0 | 0 | 0 | 0 | 0 | 0 | 0 | -259533.218 | 0 | 0 | 0 | 0 | 0 | 0 | 0 | 0 | 0 | 0 | 0 | 0 | 0 | 0 | 0 | 0
2016-07-06 05:00 | 0 | 0 | 0 | 0 | 223246.782 | 0 | 482780 | 0 | 0 | 0 | 0 | 1212321.4293 | 2358496.7857 | 0 | 0 | 0 | 0 | 0 | 0 | 0 | 0 | 0 | 0 | 0 | 0 | 0 | 0 | 0 | 0 | -259533.218 | 0 | 0 | 0 | 0 | 0 | 0 | 0 | 0 | 0 | 0 | 0 | 0 | 0 | 0 | 0 | 0
2016-07-06 06:00 | 0 | 0 | 0 | 0 | 449130.0181 | 0 | 456911 | 0 | 0 | 0 | 0 | 1204540.4474 | 2358496.7857 | 0 | 0 | 0 | 0 | 0 | 0 | 0 | 0 | 0 | 0 | 0 | 0 | 0 | 0 | 0 | 0 | -7780.9819 | 0 | 0 | 0 | 0 | 0 | 0 | 0 | 0 | 0 | 0 | 0 | 0 | 0 | 0 | 0 | 0
2016-07-06 07:00 | 0 | 0 | 0 | 0 | 178479.782 | 0 | 438013 | 0 | 0 | 0 | 0 | 945007.2294 | 2358496.7857 | 0 | 0 | 0 | 0 | 0 | 0 | 0 | 0 | 0 | 0 | 0 | 0 | 0 | 0 | 0 | 0 | -259533.218 | 0 | 0 | 0 | 0 | 0 | 0 | 0 | 0 | 0 | 0 | 0 | 0 | 0 | 0 | 0 | 0
2016-07-06 08:00 | 0 | 0 | 0 | 0 | 169403.782 | 0 | 428937 | 0 | 0 | 0 | 0 | 685474.0115 | 2358496.7857 | 0 | 0 | 0 | 0 | 0 | 0 | 0 | 0 | 0 | 0 | 0 | 0 | 0 | 0 | 0 | 0 | -259533.218 | 0 | 0 | 0 | 0 | 0 | 0 | 0 | 0 | 0 | 0 | 0 | 0 | 0 | 0 | 0 | 0
2016-07-06 09:00 | 0 | 0 | 0 | 0 | 415034.8982 | 0 | 430708 | 0 | 0 | 0 | 0 | 655434.4317 | 2372863.2637 | 0 | 0 | 0 | 0 | 0 | 0 | 0 | 0 | 0 | 0 | 0 | 0 | 0 | 0 | 0 | 0 | -30039.5798 | 14366.478 | 0 | 0 | 0 | 0 | 0 | 0 | 0 | 0 | 0 | 0 | 0 | 0 | 0 | 0 | 0
2016-07-06 10:00 | 0 | 0 | 0 | 0 | 199989.26 | 0 | 445156 | 0 | 0 | 0 | 0 | 395901.2137 | 2387229.7417 | 0 | 0 | 0 | 0 | 0 | 0 | 0 | 0 | 0 | 0 | 0 | 0 | 0 | 0 | 0 | 0 | -259533.218 | 14366.478 | 0 | 0 | 0 | 0 | 0 | 0 | 0 | 0 | 0 | 0 | 0 | 0 | 0 | 0 | 0
2016-07-06 11:00 | 0 | 0 | 0 | 0 | 341758.8018 | 9.6804 | 463770 | 0 | 0 | 0 | 0 | 259533.218 | 2401596.2196 | 0 | 0 | 0 | 0 | 0 | 0 | 0 | 0 | 0 | 0 | 0 | 0 | 0 | 0 | 0 | 0 | -136367.9958 | 14366.478 | 0 | 0 | 0 | 0 | 0 | 0 | 0 | 0 | 0 | 0 | 0 | 0 | 0 | 0 | 0
2016-07-06 12:00 | 0 | 0 | 0 | 0 | 87714.7987 | 156263.4614 | 489145 | 0 | 0 | 0 | 0 | 0 | 2415962.6976 | 0 | 0 | 0 | 0 | 0 | 0 | 0 | 0 | 0 | 0 | 0 | 0 | 0 | 0 | 0 | 0 | -259533.218 | 14366.478 | 0 | 0 | 0 | 0 | 0 | 0 | 0 | 0 | 0 | 0 | 0 | 0 | 0 | 0 | 0
2016-07-06 13:00 | 0 | 0 | 0 | 0 | 0 | 536304.7708 | 520664 | 0 | 0 | 0 | 0 | 15640.7708 | 2415962.6976 | 0 | 0 | 0 | 0 | 0 | 0 | 0 | 0 | 0 | 0 | 0 | 0 | 0 | 0 | 0 | 0 | 15640.7708 | 0 | 0 | 0 | 0 | 0 | 0 | 0 | 0 | 0 | 0 | 0 | 0 | 0 | 0 | 0 | 0
2016-07-06 14:00 | 0 | 0 | 0 | 0 | 121881.9108 | 693063.3072 | 555412 | 0 | 0 | 0 | 0 | 275173.9887 | 2415962.6976 | 0 | 0 | 0 | 0 | 0 | 0 | 0 | 0 | 0 | 0 | 0 | 0 | 0 | 0 | 0 | 0 | 259533.218 | 0 | 0 | 0 | 0 | 0 | 0 | 0 | 0 | 0 | 0 | 0 | 0 | 0 | 0 | 0 | 0
2016-07-06 15:00 | 0 | 0 | 0 | 0 | 0 | 801306.525 | 588346 | 0 | 0 | 0 | 0 | 488134.5137 | 2415962.6976 | 0 | 0 | 0 | 0 | 0 | 0 | 0 | 0 | 0 | 0 | 0 | 0 | 0 | 0 | 0 | 0 | 212960.525 | 0 | 0 | 0 | 0 | 0 | 0 | 0 | 0 | 0 | 0 | 0 | 0 | 0 | 0 | 0 | 0
2016-07-06 16:00 | 0 | 0 | 0 | 0 | 0 | 846506.0531 | 615929 | 0 | 0 | 0 | 0 | 704345.0889 | 2430329.1756 | 0 | 0 | 0 | 0 | 0 | 0 | 0 | 0 | 0 | 0 | 0 | 0 | 0 | 0 | 0 | 0 | 216210.5751 | 14366.478 | 0 | 0 | 0 | 0 | 0 | 0 | 0 | 0 | 0 | 0 | 0 | 0 | 0 | 0 | 0
2016-07-06 17:00 | 0 | 0 | 0 | 0 | 0 | 860145.0592 | 637138 | 0 | 0 | 0 | 0 | 927352.1481 | 2430329.1756 | 0 | 0 | 0 | 0 | 0 | 0 | 0 | 0 | 0 | 0 | 0 | 0 | 0 | 0 | 0 | 0 | 223007.0592 | 0 | 0 | 0 | 0 | 0 | 0 | 0 | 0 | 0 | 0 | 0 | 0 | 0 | 0 | 0 | 0
2016-07-06 18:00 | 0 | 0 | 0 | 0 | 58983.9737 | 854359.2443 | 653810 | 0 | 0 | 0 | 0 | 1186885.3661 | 2430329.1756 | 0 | 0 | 0 | 0 | 0 | 0 | 0 | 0 | 0 | 0 | 0 | 0 | 0 | 0 | 0 | 0 | 259533.218 | 0 | 0 | 0 | 0 | 0 | 0 | 0 | 0 | 0 | 0 | 0 | 0 | 0 | 0 | 0 | 0
2016-07-06 19:00 | 0 | 0 | 0 | 0 | 78677.348 | 845863.87 | 665008 | 0 | 0 | 0 | 0 | 1446418.5841 | 2430329.1756 | 0 | 0 | 0 | 0 | 0 | 0 | 0 | 0 | 0 | 0 | 0 | 0 | 0 | 0 | 0 | 0 | 259533.218 | 0 | 0 | 0 | 0 | 0 | 0 | 0 | 0 | 0 | 0 | 0 | 0 | 0 | 0 | 0 | 0
2016-07-06 20:00 | 0 | 0 | 0 | 0 | 0 | 841948.0895 | 672372 | 0 | 0 | 0 | 0 | 1615994.6736 | 2430329.1756 | 0 | 0 | 0 | 0 | 0 | 0 | 0 | 0 | 0 | 0 | 0 | 0 | 0 | 0 | 0 | 0 | 169576.0895 | 0 | 0 | 0 | 0 | 0 | 0 | 0 | 0 | 0 | 0 | 0 | 0 | 0 | 0 | 0 | 0
2016-07-06 21:00 | 0 | 0 | 0 | 0 | 0 | 832831.1094 | 676348 | 0 | 0 | 0 | 0 | 1758111.3049 | 2444695.6536 | 0 | 0 | 0 | 0 | 0 | 0 | 0 | 0 | 0 | 0 | 0 | 0 | 0 | 0 | 0 | 0 | 142116.6314 | 14366.478 | 0 | 0 | 0 | 0 | 0 | 0 | 0 | 0 | 0 | 0 | 0 | 0 | 0 | 0 | 0
2016-07-06 22:00 | 0 | 0 | 0 | 0 | 0 | 805182.4356 | 672541 | 0 | 0 | 0 | 0 | 1890752.7405 | 2444695.6536 | 0 | 0 | 0 | 0 | 0 | 0 | 0 | 0 | 0 | 0 | 0 | 0 | 0 | 0 | 0 | 0 | 132641.4356 | 0 | 0 | 0 | 0 | 0 | 0 | 0 | 0 | 0 | 0 | 0 | 0 | 0 | 0 | 0 | 0
2016-07-06 23:00 | 0 | 0 | 0 | 0 | 0 | 726477.6544 | 659367 | 0 | 0 | 0 | 0 | 1957863.3949 | 2444695.6536 | 0 | 0 | 0 | 0 | 0 | 0 | 0 | 0 | 0 | 0 | 0 | 0 | 0 | 0 | 0 | 0 | 67110.6544 | 0 | 0 | 0 | 0 | 0 | 0 | 0 | 0 | 0 | 0 | 0 | 0 | 0 | 0 | 0 | 0
2016-07-07 | 0 | 0 | 0 | 0 | 0 | 580081.3857 | 641094 | 0 | 0 | 0 | 0 | 1896850.7806 | 2444695.6536 | 0 | 0 | 0 | 0 | 0 | 0 | 0 | 0 | 0 | 0 | 0 | 0 | 0 | 0 | 0 | 0 | -61012.6143 | 0 | 0 | 0 | 0 | 0 | 0 | 0 | 0 | 0 | 0 | 0 | 0 | 0 | 0 | 0 | 0
2016-07-07 01:00 | 0 | 0 | 0 | 0 | 40993.5733 | 322668.2087 | 623195 | 0 | 0 | 0 | 0 | 1637317.5626 | 2444695.6536 | 0 | 0 | 0 | 0 | 0 | 0 | 0 | 0 | 0 | 0 | 0 | 0 | 0 | 0 | 0 | 0 | -259533.218 | 0 | 0 | 0 | 0 | 0 | 0 | 0 | 0 | 0 | 0 | 0 | 0 | 0 | 0 | 0 | 0
2016-07-07 02:00 | 0 | 0 | 0 | 0 | 645390.0035 | 43105.7394 | 595023 | 0 | 0 | 0 | 0 | 1716423.8275 | 2459062.1316 | 0 | 0 | 0 | 0 | 0 | 0 | 0 | 0 | 0 | 0 | 0 | 0 | 0 | 0 | 0 | 0 | 79106.2649 | 14366.478 | 0 | 0 | 0 | 0 | 0 | 0 | 0 | 0 | 0 | 0 | 0 | 0 | 0 | 0 | 0
2016-07-07 03:00 | 0 | 0 | 0 | 0 | 187888.5174 | 1.1699 | 556249 | 0 | 0 | 0 | 0 | 1456890.6095 | 2350236.0368 | 0 | 0 | 0 | 0 | 0 | 0 | 0 | 0 | 0 | 0 | 0 | 0 | 0 | 0 | 0 | 0 | -259533.218 | 0 | 108826.0947 | 0 | 0 | 0 | 0 | 0 | 0 | 0 | 0 | 0 | 0 | 0 | 0 | 0 | 0
2016-07-07 04:00 | 0 | 0 | 0 | 0 | 259717.782 | 0 | 519251 | 0 | 0 | 0 | 0 | 1197357.3915 | 2350236.0368 | 0 | 0 | 0 | 0 | 0 | 0 | 0 | 0 | 0 | 0 | 0 | 0 | 0 | 0 | 0 | 0 | -259533.218 | 0 | 0 | 0 | 0 | 0 | 0 | 0 | 0 | 0 | 0 | 0 | 0 | 0 | 0 | 0 | 0
2016-07-07 05:00 | 0 | 0 | 0 | 0 | 227484.782 | 0 | 487018 | 0 | 0 | 0 | 0 | 937824.1736 | 2350236.0368 | 0 | 0 | 0 | 0 | 0 | 0 | 0 | 0 | 0 | 0 | 0 | 0 | 0 | 0 | 0 | 0 | -259533.218 | 0 | 0 | 0 | 0 | 0 | 0 | 0 | 0 | 0 | 0 | 0 | 0 | 0 | 0 | 0 | 0
2016-07-07 06:00 | 0 | 0 | 0 | 0 | 546715.8363 | 0 | 460529 | 0 | 0 | 0 | 0 | 1024011.0099 | 2350236.0368 | 0 | 0 | 0 | 0 | 0 | 0 | 0 | 0 | 0 | 0 | 0 | 0 | 0 | 0 | 0 | 0 | 86186.8363 | 0 | 0 | 0 | 0 | 0 | 0 | 0 | 0 | 0 | 0 | 0 | 0 | 0 | 0 | 0 | 0
2016-07-07 07:00 | 0 | 0 | 0 | 0 | 182085.782 | 0 | 441619 | 0 | 0 | 0 | 0 | 764477.7919 | 2350236.0368 | 0 | 0 | 0 | 0 | 0 | 0 | 0 | 0 | 0 | 0 | 0 | 0 | 0 | 0 | 0 | 0 | -259533.218 | 0 | 0 | 0 | 0 | 0 | 0 | 0 | 0 | 0 | 0 | 0 | 0 | 0 | 0 | 0 | 0
2016-07-07 08:00 | 0 | 0 | 0 | 0 | 172736.782 | 0 | 432270 | 0 | 0 | 0 | 0 | 504944.5739 | 2350236.0368 | 0 | 0 | 0 | 0 | 0 | 0 | 0 | 0 | 0 | 0 | 0 | 0 | 0 | 0 | 0 | 0 | -259533.218 | 0 | 0 | 0 | 0 | 0 | 0 | 0 | 0 | 0 | 0 | 0 | 0 | 0 | 0 | 0 | 0
2016-07-07 09:00 | 0 | 0 | 0 | 0 | 431459.7291 | 0 | 434678 | 0 | 0 | 0 | 0 | 501726.303 | 2350236.0368 | 0 | 0 | 0 | 0 | 0 | 0 | 0 | 0 | 0 | 0 | 0 | 0 | 0 | 0 | 0 | 0 | -3218.2709 | 0 | 0 | 0 | 0 | 0 | 0 | 0 | 0 | 0 | 0 | 0 | 0 | 0 | 0 | 0 | 0
2016-07-07 10:00 | 0 | 0 | 0 | 0 | 464672.1329 | 0 | 447332 | 0 | 0 | 0 | 0 | 519066.4359 | 2350236.0368 | 0 | 0 | 0 | 0 | 0 | 0 | 0 | 0 | 0 | 0 | 0 | 0 | 0 | 0 | 0 | 0 | 17340.1329 | 0 | 0 | 0 | 0 | 0 | 0 | 0 | 0 | 0 | 0 | 0 | 0 | 0 | 0 | 0 | 0
2016-07-07 11:00 | 0 | 0 | 0 | 0 | 222018.4572 | 11.8029 | 467197 | 0 | 0 | 0 | 0 | 259533.218 | 2364602.5148 | 0 | 0 | 0 | 0 | 0 | 0 | 0 | 0 | 0 | 0 | 0 | 0 | 0 | 0 | 0 | 0 | -259533.218 | 14366.478 | 0 | 0 | 0 | 0 | 0 | 0 | 0 | 0 | 0 | 0 | 0 | 0 | 0 | 0 | 0
2016-07-07 12:00 | 0 | 0 | 0 | 0 | 111085.2085 | 135389.0515 | 491641 | 0 | 0 | 0 | 0 | 0 | 2378968.9928 | 0 | 0 | 0 | 0 | 0 | 0 | 0 | 0 | 0 | 0 | 0 | 0 | 0 | 0 | 0 | 0 | -259533.218 | 14366.478 | 0 | 0 | 0 | 0 | 0 | 0 | 0 | 0 | 0 | 0 | 0 | 0 | 0 | 0 | 0
2016-07-07 13:00 | 0 | 0 | 0 | 0 | 265211.5306 | 516052.6874 | 521731 | 0 | 0 | 0 | 0 | 259533.218 | 2378968.9928 | 0 | 0 | 0 | 0 | 0 | 0 | 0 | 0 | 0 | 0 | 0 | 0 | 0 | 0 | 0 | 0 | 259533.218 | 0 | 0 | 0 | 0 | 0 | 0 | 0 | 0 | 0 | 0 | 0 | 0 | 0 | 0 | 0 | 0
2016-07-07 14:00 | 0 | 0 | 0 | 0 | 130358.4832 | 684338.7348 | 555164 | 0 | 0 | 0 | 0 | 519066.4359 | 2378968.9928 | 0 | 0 | 0 | 0 | 0 | 0 | 0 | 0 | 0 | 0 | 0 | 0 | 0 | 0 | 0 | 0 | 259533.218 | 0 | 0 | 0 | 0 | 0 | 0 | 0 | 0 | 0 | 0 | 0 | 0 | 0 | 0 | 0 | 0
2016-07-07 15:00 | 0 | 0 | 0 | 0 | 0 | 790720.2277 | 587617 | 0 | 0 | 0 | 0 | 722169.6637 | 2378968.9928 | 0 | 0 | 0 | 0 | 0 | 0 | 0 | 0 | 0 | 0 | 0 | 0 | 0 | 0 | 0 | 0 | 203103.2277 | 0 | 0 | 0 | 0 | 0 | 0 | 0 | 0 | 0 | 0 | 0 | 0 | 0 | 0 | 0 | 0
2016-07-07 16:00 | 0 | 0 | 0 | 0 | 0 | 842533.9689 | 614204 | 0 | 0 | 0 | 0 | 950499.6326 | 2378968.9928 | 0 | 0 | 0 | 0 | 0 | 0 | 0 | 0 | 0 | 0 | 0 | 0 | 0 | 0 | 0 | 0 | 228329.9689 | 0 | 0 | 0 | 0 | 0 | 0 | 0 | 0 | 0 | 0 | 0 | 0 | 0 | 0 | 0 | 0
2016-07-07 17:00 | 0 | 0 | 0 | 0 | 53073.879 | 855993.817 | 635168 | 0 | 0 | 0 | 0 | 1210032.8505 | 2393335.4708 | 0 | 0 | 0 | 0 | 0 | 0 | 0 | 0 | 0 | 0 | 0 | 0 | 0 | 0 | 0 | 0 | 259533.218 | 14366.478 | 0 | 0 | 0 | 0 | 0 | 0 | 0 | 0 | 0 | 0 | 0 | 0 | 0 | 0 | 0
2016-07-07 18:00 | 0 | 0 | 0 | 0 | 0 | 848134.0638 | 654364 | 0 | 0 | 0 | 0 | 1403802.9143 | 2393335.4708 | 0 | 0 | 0 | 0 | 0 | 0 | 0 | 0 | 0 | 0 | 0 | 0 | 0 | 0 | 0 | 0 | 193770.0638 | 0 | 0 | 0 | 0 | 0 | 0 | 0 | 0 | 0 | 0 | 0 | 0 | 0 | 0 | 0 | 0
2016-07-07 19:00 | 0 | 0 | 0 | 0 | 0 | 836857.9651 | 664473 | 0 | 0 | 0 | 0 | 1576187.8794 | 2393335.4708 | 0 | 0 | 0 | 0 | 0 | 0 | 0 | 0 | 0 | 0 | 0 | 0 | 0 | 0 | 0 | 0 | 172384.9651 | 0 | 0 | 0 | 0 | 0 | 0 | 0 | 0 | 0 | 0 | 0 | 0 | 0 | 0 | 0 | 0
2016-07-07 20:00 | 0 | 0 | 0 | 0 | 0 | 830525.0938 | 671071 | 0 | 0 | 0 | 0 | 1735641.9732 | 2393335.4708 | 0 | 0 | 0 | 0 | 0 | 0 | 0 | 0 | 0 | 0 | 0 | 0 | 0 | 0 | 0 | 0 | 159454.0938 | 0 | 0 | 0 | 0 | 0 | 0 | 0 | 0 | 0 | 0 | 0 | 0 | 0 | 0 | 0 | 0
2016-07-07 21:00 | 0 | 0 | 0 | 0 | 130699.3373 | 816929.3586 | 673729 | 0 | 0 | 0 | 0 | 1995175.1912 | 2407701.9488 | 0 | 0 | 0 | 0 | 0 | 0 | 0 | 0 | 0 | 0 | 0 | 0 | 0 | 0 | 0 | 0 | 259533.218 | 14366.478 | 0 | 0 | 0 | 0 | 0 | 0 | 0 | 0 | 0 | 0 | 0 | 0 | 0 | 0 | 0
2016-07-07 22:00 | 0 | 0 | 0 | 0 | 0 | 783791.6362 | 668069 | 0 | 0 | 0 | 0 | 2110897.8274 | 2407701.9488 | 0 | 0 | 0 | 0 | 0 | 0 | 0 | 0 | 0 | 0 | 0 | 0 | 0 | 0 | 0 | 0 | 115722.6362 | 0 | 0 | 0 | 0 | 0 | 0 | 0 | 0 | 0 | 0 | 0 | 0 | 0 | 0 | 0 | 0
2016-07-07 23:00 | 0 | 0 | 0 | 0 | 0 | 694344.6751 | 654646 | 0 | 0 | 0 | 0 | 2150596.5026 | 2407701.9488 | 0 | 0 | 0 | 0 | 0 | 0 | 0 | 0 | 0 | 0 | 0 | 0 | 0 | 0 | 0 | 0 | 39698.6751 | 0 | 0 | 0 | 0 | 0 | 0 | 0 | 0 | 0 | 0 | 0 | 0 | 0 | 0 | 0 | 0
2016-07-08 | 0 | 0 | 0 | 0 | 0 | 568487.6616 | 638410 | 0 | 0 | 0 | 0 | 2080674.1642 | 2407701.9488 | 0 | 0 | 0 | 0 | 0 | 0 | 0 | 0 | 0 | 0 | 0 | 0 | 0 | 0 | 0 | 0 | -69922.3384 | 0 | 0 | 0 | 0 | 0 | 0 | 0 | 0 | 0 | 0 | 0 | 0 | 0 | 0 | 0 | 0
2016-07-08 01:00 | 0 | 0 | 0 | 0 | 98236.8267 | 322523.514 | 621532 | 0 | 0 | 0 | 0 | 1879902.5049 | 2407701.9488 | 0 | 0 | 0 | 0 | 0 | 0 | 0 | 0 | 0 | 0 | 0 | 0 | 0 | 0 | 0 | 0 | -200771.6593 | 0 | 0 | 0 | 0 | 0 | 0 | 0 | 0 | 0 | 0 | 0 | 0 | 0 | 0 | 0 | 0
2016-07-08 02:00 | 0 | 0 | 0 | 0 | 498581.5425 | 41367.8917 | 593605 | 0 | 0 | 0 | 0 | 1811880.4611 | 2422068.4268 | 0 | 0 | 0 | 0 | 0 | 0 | 0 | 0 | 0 | 0 | 0 | 0 | 0 | 0 | 0 | 0 | -68022.0438 | 14366.478 | 0 | 0 | 0 | 0 | 0 | 0 | 0 | 0 | 0 | 0 | 0 | 0 | 0 | 0 | 0
2016-07-08 03:00 | 0 | 0 | 0 | 0 | 296323.9424 | 0.83966 | 555858 | 0 | 0 | 0 | 0 | 1552347.2431 | 2422068.4268 | 0 | 0 | 0 | 0 | 0 | 0 | 0 | 0 | 0 | 0 | 0 | 0 | 0 | 0 | 0 | 0 | -259533.218 | 0 | 0 | 0 | 0 | 0 | 0 | 0 | 0 | 0 | 0 | 0 | 0 | 0 | 0 | 0 | 0
2016-07-08 04:00 | 0 | 0 | 0 | 0 | 489780.9158 | 0 | 518604 | 0 | 0 | 0 | 0 | 1523524.1589 | 2422068.4268 | 0 | 0 | 0 | 0 | 0 | 0 | 0 | 0 | 0 | 0 | 0 | 0 | 0 | 0 | 0 | 0 | -28823.0842 | 0 | 0 | 0 | 0 | 0 | 0 | 0 | 0 | 0 | 0 | 0 | 0 | 0 | 0 | 0 | 0
2016-07-08 05:00 | 0 | 0 | 0 | 0 | 449703.7261 | 0 | 488114 | 0 | 0 | 0 | 0 | 1485113.885 | 2422068.4268 | 0 | 0 | 0 | 0 | 0 | 0 | 0 | 0 | 0 | 0 | 0 | 0 | 0 | 0 | 0 | 0 | -38410.2739 | 0 | 0 | 0 | 0 | 0 | 0 | 0 | 0 | 0 | 0 | 0 | 0 | 0 | 0 | 0 | 0
2016-07-08 06:00 | 0 | 0 | 0 | 0 | 202340.782 | 0 | 461874 | 0 | 0 | 0 | 0 | 1225580.667 | 2422068.4268 | 0 | 0 | 0 | 0 | 0 | 0 | 0 | 0 | 0 | 0 | 0 | 0 | 0 | 0 | 0 | 0 | -259533.218 | 0 | 0 | 0 | 0 | 0 | 0 | 0 | 0 | 0 | 0 | 0 | 0 | 0 | 0 | 0 | 0
2016-07-08 07:00 | 0 | 0 | 0 | 0 | 183208.782 | 0 | 442742 | 0 | 0 | 0 | 0 | 966047.449 | 2422068.4268 | 0 | 0 | 0 | 0 | 0 | 0 | 0 | 0 | 0 | 0 | 0 | 0 | 0 | 0 | 0 | 0 | -259533.218 | 0 | 0 | 0 | 0 | 0 | 0 | 0 | 0 | 0 | 0 | 0 | 0 | 0 | 0 | 0 | 0
2016-07-08 08:00 | 0 | 0 | 0 | 0 | 386559.8609 | 0 | 432778 | 0 | 0 | 0 | 0 | 905462.8319 | 2436434.9047 | 0 | 0 | 0 | 0 | 0 | 0 | 0 | 0 | 0 | 0 | 0 | 0 | 0 | 0 | 0 | 0 | -60584.6171 | 14366.478 | 0 | 0 | 0 | 0 | 0 | 0 | 0 | 0 | 0 | 0 | 0 | 0 | 0 | 0 | 0
2016-07-08 09:00 | 0 | 0 | 0 | 0 | 363570.1528 | 0 | 434603 | 0 | 0 | 0 | 0 | 820063.5067 | 2450801.3827 | 0 | 0 | 0 | 0 | 0 | 0 | 0 | 0 | 0 | 0 | 0 | 0 | 0 | 0 | 0 | 0 | -85399.3252 | 14366.478 | 0 | 0 | 0 | 0 | 0 | 0 | 0 | 0 | 0 | 0 | 0 | 0 | 0 | 0 | 0
2016-07-08 10:00 | 0 | 0 | 0 | 0 | 343750.2705 | 0 | 446741 | 0 | 0 | 0 | 0 | 702706.2992 | 2465167.8607 | 0 | 0 | 0 | 0 | 0 | 0 | 0 | 0 | 0 | 0 | 0 | 0 | 0 | 0 | 0 | 0 | -117357.2075 | 14366.478 | 0 | 0 | 0 | 0 | 0 | 0 | 0 | 0 | 0 | 0 | 0 | 0 | 0 | 0 | 0
2016-07-08 11:00 | 0 | 0 | 0 | 0 | 293207.6977 | 0.010032 | 464941 | 0 | 0 | 0 | 0 | 530973.007 | 2465167.8607 | 0 | 0 | 0 | 0 | 0 | 0 | 0 | 0 | 0 | 0 | 0 | 0 | 0 | 0 | 0 | 0 | -171733.2922 | 0 | 0 | 0 | 0 | 0 | 0 | 0 | 0 | 0 | 0 | 0 | 0 | 0 | 0 | 0 | 0
2016-07-08 12:00 | 0 | 0 | 0 | 0 | 186125.935 | 100041.7543 | 491037 | 0 | 0 | 0 | 0 | 311737.2184 | 2479534.3387 | 0 | 0 | 0 | 0 | 0 | 0 | 0 | 0 | 0 | 0 | 0 | 0 | 0 | 0 | 0 | 0 | -219235.7886 | 14366.478 | 0 | 0 | 0 | 0 | 0 | 0 | 0 | 0 | 0 | 0 | 0 | 0 | 0 | 0 | 0
2016-07-08 13:00 | 0 | 0 | 0 | 0 | 0 | 452396.89 | 523699 | 0 | 0 | 0 | 0 | 240435.1084 | 2479534.3387 | 0 | 0 | 0 | 0 | 0 | 0 | 0 | 0 | 0 | 0 | 0 | 0 | 0 | 0 | 0 | 0 | -71302.11 | 0 | 0 | 0 | 0 | 0 | 0 | 0 | 0 | 0 | 0 | 0 | 0 | 0 | 0 | 0 | 0
2016-07-08 14:00 | 0 | 0 | 0 | 0 | 0 | 642279.4358 | 557938 | 0 | 0 | 0 | 0 | 324776.5442 | 2479534.3387 | 0 | 0 | 0 | 0 | 0 | 0 | 0 | 0 | 0 | 0 | 0 | 0 | 0 | 0 | 0 | 0 | 84341.4358 | 0 | 0 | 0 | 0 | 0 | 0 | 0 | 0 | 0 | 0 | 0 | 0 | 0 | 0 | 0 | 0
2016-07-08 15:00 | 0 | 0 | 0 | 0 | 0 | 752538.0186 | 591140 | 0 | 0 | 0 | 0 | 486174.5627 | 2479534.3387 | 0 | 0 | 0 | 0 | 0 | 0 | 0 | 0 | 0 | 0 | 0 | 0 | 0 | 0 | 0 | 0 | 161398.0186 | 0 | 0 | 0 | 0 | 0 | 0 | 0 | 0 | 0 | 0 | 0 | 0 | 0 | 0 | 0 | 0
2016-07-08 16:00 | 0 | 0 | 0 | 0 | 62400.8399 | 813820.3781 | 616688 | 0 | 0 | 0 | 0 | 745707.7807 | 2479534.3387 | 0 | 0 | 0 | 0 | 0 | 0 | 0 | 0 | 0 | 0 | 0 | 0 | 0 | 0 | 0 | 0 | 259533.218 | 0 | 0 | 0 | 0 | 0 | 0 | 0 | 0 | 0 | 0 | 0 | 0 | 0 | 0 | 0 | 0
2016-07-08 17:00 | 0 | 0 | 0 | 0 | 0 | 827731.8915 | 637306 | 0 | 0 | 0 | 0 | 936133.6722 | 2479534.3387 | 0 | 0 | 0 | 0 | 0 | 0 | 0 | 0 | 0 | 0 | 0 | 0 | 0 | 0 | 0 | 0 | 190425.8915 | 0 | 0 | 0 | 0 | 0 | 0 | 0 | 0 | 0 | 0 | 0 | 0 | 0 | 0 | 0 | 0
2016-07-08 18:00 | 0 | 0 | 0 | 0 | 0 | 824181.1849 | 652156 | 0 | 0 | 0 | 0 | 1108158.8571 | 2479534.3387 | 0 | 0 | 0 | 0 | 0 | 0 | 0 | 0 | 0 | 0 | 0 | 0 | 0 | 0 | 0 | 0 | 172025.1849 | 0 | 0 | 0 | 0 | 0 | 0 | 0 | 0 | 0 | 0 | 0 | 0 | 0 | 0 | 0 | 0
2016-07-08 19:00 | 0 | 0 | 0 | 0 | 106118.8519 | 814526.3661 | 661112 | 0 | 0 | 0 | 0 | 1367692.0751 | 2479534.3387 | 0 | 0 | 0 | 0 | 0 | 0 | 0 | 0 | 0 | 0 | 0 | 0 | 0 | 0 | 0 | 0 | 259533.218 | 0 | 0 | 0 | 0 | 0 | 0 | 0 | 0 | 0 | 0 | 0 | 0 | 0 | 0 | 0 | 0
2016-07-08 20:00 | 0 | 0 | 0 | 0 | 118710.5385 | 807099.6795 | 666277 | 0 | 0 | 0 | 0 | 1627225.293 | 2479534.3387 | 0 | 0 | 0 | 0 | 0 | 0 | 0 | 0 | 0 | 0 | 0 | 0 | 0 | 0 | 0 | 0 | 259533.218 | 0 | 0 | 0 | 0 | 0 | 0 | 0 | 0 | 0 | 0 | 0 | 0 | 0 | 0 | 0 | 0
2016-07-08 21:00 | 0 | 0 | 0 | 0 | 0 | 788892.053 | 666264 | 0 | 0 | 0 | 0 | 1749853.346 | 2479534.3387 | 0 | 0 | 0 | 0 | 0 | 0 | 0 | 0 | 0 | 0 | 0 | 0 | 0 | 0 | 0 | 0 | 122628.053 | 0 | 0 | 0 | 0 | 0 | 0 | 0 | 0 | 0 | 0 | 0 | 0 | 0 | 0 | 0 | 0
2016-07-08 22:00 | 0 | 0 | 0 | 0 | 0 | 758408.0386 | 657650 | 0 | 0 | 0 | 0 | 1850611.3847 | 2479534.3387 | 0 | 0 | 0 | 0 | 0 | 0 | 0 | 0 | 0 | 0 | 0 | 0 | 0 | 0 | 0 | 0 | 100758.0386 | 0 | 0 | 0 | 0 | 0 | 0 | 0 | 0 | 0 | 0 | 0 | 0 | 0 | 0 | 0 | 0
2016-07-08 23:00 | 0 | 0 | 0 | 0 | 0 | 671390.2373 | 641615 | 0 | 0 | 0 | 0 | 1880386.6219 | 2479534.3387 | 0 | 0 | 0 | 0 | 0 | 0 | 0 | 0 | 0 | 0 | 0 | 0 | 0 | 0 | 0 | 0 | 29775.2373 | 0 | 0 | 0 | 0 | 0 | 0 | 0 | 0 | 0 | 0 | 0 | 0 | 0 | 0 | 0 | 0
2016-07-09 | 0 | 0 | 0 | 0 | 0 | 559895.7347 | 621080 | 0 | 0 | 0 | 0 | 1819202.3567 | 2479534.3387 | 0 | 0 | 0 | 0 | 0 | 0 | 0 | 0 | 0 | 0 | 0 | 0 | 0 | 0 | 0 | 0 | -61184.2653 | 0 | 0 | 0 | 0 | 0 | 0 | 0 | 0 | 0 | 0 | 0 | 0 | 0 | 0 | 0 | 0
2016-07-09 01:00 | 0 | 0 | 0 | 0 | 359416.0358 | 320793.7399 | 600655 | 0 | 0 | 0 | 0 | 1860876.3647 | 2493900.8167 | 0 | 0 | 0 | 0 | 0 | 0 | 23514.2896 | 0 | 0 | 0 | 0 | 0 | 0 | 0 | 0 | 0 | 41674.0081 | 14366.478 | 0 | 0 | 0 | 0 | 0 | 0 | 0 | 0 | 23514.2896 | 0 | 0 | 0 | 0 | 0 | 0
2016-07-09 02:00 | 0 | 0 | 0 | 0 | 248509.6994 | 41516.793 | 573074 | 0 | 0 | 0 | 0 | 1601343.1468 | 2493900.8167 | 0 | 0 | 0 | 0 | 0 | 0 | 0 | 0 | 0 | 0 | 0 | 0 | 0 | 0 | 0 | 0 | -259533.218 | 0 | 0 | 0 | 0 | 0 | 0 | 0 | 0 | 0 | -23514.2896 | 0 | 0 | 0 | 0 | 0 | 0
2016-07-09 03:00 | 0 | 0 | 0 | 0 | 277492.5356 | 0.24641 | 537026 | 0 | 0 | 0 | 0 | 1341809.9288 | 2493900.8167 | 0 | 0 | 0 | 0 | 0 | 0 | 0 | 0 | 0 | 0 | 0 | 0 | 0 | 0 | 0 | 0 | -259533.218 | 0 | 0 | 0 | 0 | 0 | 0 | 0 | 0 | 0 | 0 | 0 | 0 | 0 | 0 | 0 | 0
2016-07-09 04:00 | 0 | 0 | 0 | 0 | 489261.4679 | 0 | 503058 | 0 | 0 | 0 | 0 | 1328013.3967 | 2493900.8167 | 0 | 0 | 0 | 0 | 0 | 0 | 0 | 0 | 0 | 0 | 0 | 0 | 0 | 0 | 0 | 0 | -13796.5321 | 0 | 0 | 0 | 0 | 0 | 0 | 0 | 0 | 0 | 0 | 0 | 0 | 0 | 0 | 0 | 0
2016-07-09 05:00 | 0 | 0 | 0 | 0 | 212699.782 | 0 | 472233 | 0 | 0 | 0 | 0 | 1068480.1787 | 2493900.8167 | 0 | 0 | 0 | 0 | 0 | 0 | 0 | 0 | 0 | 0 | 0 | 0 | 0 | 0 | 0 | 0 | -259533.218 | 0 | 0 | 0 | 0 | 0 | 0 | 0 | 0 | 0 | 0 | 0 | 0 | 0 | 0 | 0 | 0
2016-07-09 06:00 | 0 | 0 | 0 | 0 | 187450.782 | 0 | 446984 | 0 | 0 | 0 | 0 | 808946.9608 | 2493900.8167 | 0 | 0 | 0 | 0 | 0 | 0 | 0 | 0 | 0 | 0 | 0 | 0 | 0 | 0 | 0 | 0 | -259533.218 | 0 | 0 | 0 | 0 | 0 | 0 | 0 | 0 | 0 | 0 | 0 | 0 | 0 | 0 | 0 | 0
2016-07-09 07:00 | 0 | 0 | 0 | 0 | 417185.6805 | 0 | 427811 | 0 | 0 | 0 | 0 | 798321.6413 | 2493900.8167 | 0 | 0 | 0 | 0 | 0 | 0 | 0 | 0 | 0 | 0 | 0 | 0 | 0 | 0 | 0 | 0 | -10625.3195 | 0 | 0 | 0 | 0 | 0 | 0 | 0 | 0 | 0 | 0 | 0 | 0 | 0 | 0 | 0 | 0
2016-07-09 08:00 | 0 | 0 | 0 | 0 | 155568.782 | 0 | 415102 | 0 | 0 | 0 | 0 | 538788.4233 | 2493900.8167 | 0 | 0 | 0 | 0 | 0 | 0 | 0 | 0 | 0 | 0 | 0 | 0 | 0 | 0 | 0 | 0 | -259533.218 | 0 | 0 | 0 | 0 | 0 | 0 | 0 | 0 | 0 | 0 | 0 | 0 | 0 | 0 | 0 | 0
2016-07-09 09:00 | 0 | 0 | 0 | 0 | 368441.1115 | 0 | 408303 | 0 | 0 | 0 | 0 | 484560.0568 | 2508267.2946 | 0 | 0 | 0 | 0 | 0 | 0 | 0 | 0 | 0 | 0 | 0 | 0 | 0 | 0 | 0 | 0 | -54228.3665 | 14366.478 | 0 | 0 | 0 | 0 | 0 | 0 | 0 | 0 | 0 | 0 | 0 | 0 | 0 | 0 | 0
2016-07-09 10:00 | 0 | 0 | 0 | 0 | 347750.2969 | 0 | 405812 | 0 | 0 | 0 | 0 | 412131.8757 | 2522633.7726 | 0 | 0 | 0 | 0 | 0 | 0 | 0 | 0 | 0 | 0 | 0 | 0 | 0 | 0 | 0 | 0 | -72428.1811 | 14366.478 | 0 | 0 | 0 | 0 | 0 | 0 | 0 | 0 | 0 | 0 | 0 | 0 | 0 | 0 | 0
2016-07-09 11:00 | 0 | 0 | 0 | 0 | 166920.6296 | 7.6304 | 412095 | 0 | 0 | 0 | 0 | 152598.6577 | 2537000.2506 | 0 | 0 | 0 | 0 | 0 | 0 | 0 | 0 | 0 | 0 | 0 | 0 | 0 | 0 | 0 | 0 | -259533.218 | 14366.478 | 0 | 0 | 0 | 0 | 0 | 0 | 0 | 0 | 0 | 0 | 0 | 0 | 0 | 0 | 0
2016-07-09 12:00 | 0 | 0 | 0 | 0 | 167658.9175 | 125637.9028 | 431529 | 0 | 0 | 0 | 0 | 0 | 2551366.7286 | 0 | 0 | 0 | 0 | 0 | 0 | 0 | 0 | 0 | 0 | 0 | 0 | 0 | 0 | 0 | 0 | -152598.6577 | 14366.478 | 0 | 0 | 0 | 0 | 0 | 0 | 0 | 0 | 0 | 0 | 0 | 0 | 0 | 0 | 0
2016-07-09 13:00 | 0 | 0 | 0 | 0 | 0 | 507469.4387 | 461399 | 0 | 0 | 0 | 0 | 46070.4387 | 2551366.7286 | 0 | 0 | 0 | 0 | 0 | 0 | 0 | 0 | 0 | 0 | 0 | 0 | 0 | 0 | 0 | 0 | 46070.4387 | 0 | 0 | 0 | 0 | 0 | 0 | 0 | 0 | 0 | 0 | 0 | 0 | 0 | 0 | 0 | 0
2016-07-09 14:00 | 0 | 0 | 0 | 0 | 85711.4634 | 668310.7546 | 494489 | 0 | 0 | 0 | 0 | 305603.6566 | 2551366.7286 | 0 | 0 | 0 | 0 | 0 | 0 | 0 | 0 | 0 | 0 | 0 | 0 | 0 | 0 | 0 | 0 | 259533.218 | 0 | 0 | 0 | 0 | 0 | 0 | 0 | 0 | 0 | 0 | 0 | 0 | 0 | 0 | 0 | 0
2016-07-09 15:00 | 0 | 0 | 0 | 0 | 23332.7169 | 775823.9791 | 525257 | 0 | 0 | 0 | 0 | 565136.8746 | 2565733.2066 | 0 | 0 | 0 | 0 | 0 | 0 | 0 | 0 | 0 | 0 | 0 | 0 | 0 | 0 | 0 | 0 | 259533.218 | 14366.478 | 0 | 0 | 0 | 0 | 0 | 0 | 0 | 0 | 0 | 0 | 0 | 0 | 0 | 0 | 0
2016-07-09 16:00 | 0 | 0 | 0 | 0 | 0 | 834413.7577 | 550195 | 0 | 0 | 0 | 0 | 824670.0926 | 2580099.6845 | 0 | 0 | 0 | 0 | 0 | 0 | 10319.0618 | 0 | 0 | 0 | 0 | 0 | 0 | 0 | 0 | 0 | 259533.218 | 14366.478 | 0 | 0 | 0 | 0 | 0 | 0 | 0 | 0 | 10319.0618 | 0 | 0 | 0 | 0 | 0 | 0
2016-07-09 17:00 | 0 | 0 | 0 | 0 | 0 | 846461.9477 | 569722 | 0 | 0 | 0 | 0 | 1084203.3105 | 2584111.1865 | 0 | 0 | 0 | 0 | 0 | 0 | 23514.2896 | 0 | 0 | 0 | 0 | 0 | 0 | 0 | 0 | 0 | 259533.218 | 4011.5019 | 0 | 0 | 0 | 0 | 0 | 0 | 0 | 0 | 13195.2278 | 0 | 0 | 0 | 0 | 0 | 0
2016-07-09 18:00 | 0 | 0 | 0 | 0 | 0 | 842407.4164 | 583892 | 0 | 0 | 0 | 0 | 1343736.5285 | 2598477.6644 | 0 | 0 | 0 | 0 | 0 | 0 | 8130.01 | 0 | 0 | 0 | 0 | 0 | 0 | 0 | 0 | 0 | 259533.218 | 14366.478 | 0 | 0 | 0 | 0 | 0 | 0 | 0 | 0 | -15384.2796 | 0 | 0 | 0 | 0 | 0 | 0
2016-07-09 19:00 | 0 | 0 | 0 | 0 | 0 | 833161.8037 | 595393 | 0 | 0 | 0 | 0 | 1566121.0526 | 2598477.6644 | 0 | 0 | 0 | 0 | 0 | 0 | 23514.2896 | 0 | 0 | 0 | 0 | 0 | 0 | 0 | 0 | 0 | 222384.5241 | 0 | 0 | 0 | 0 | 0 | 0 | 0 | 0 | 0 | 15384.2796 | 0 | 0 | 0 | 0 | 0 | 0
2016-07-09 20:00 | 0 | 0 | 0 | 0 | 0 | 828205.329 | 603013 | 0 | 0 | 0 | 0 | 1800461.1933 | 2612844.1424 | 0 | 0 | 0 | 0 | 0 | 0 | 0 | 0 | 0 | 0 | 0 | 0 | 0 | 0 | 0 | 0 | 234340.1406 | 14366.478 | 0 | 0 | 0 | 0 | 0 | 0 | 0 | 0 | -23514.2896 | 0 | 0 | 0 | 0 | 0 | 0
2016-07-09 21:00 | 0 | 0 | 0 | 0 | 0 | 816509.5703 | 605780 | 0 | 0 | 0 | 0 | 2011190.7636 | 2612844.1424 | 0 | 0 | 0 | 0 | 0 | 0 | 0 | 0 | 0 | 0 | 0 | 0 | 0 | 0 | 0 | 0 | 210729.5703 | 0 | 0 | 0 | 0 | 0 | 0 | 0 | 0 | 0 | 0 | 0 | 0 | 0 | 0 | 0 | 0
2016-07-09 22:00 | 0 | 0 | 0 | 0 | 0 | 788366.8869 | 600420 | 0 | 0 | 0 | 0 | 2199137.6505 | 2612844.1424 | 0 | 0 | 0 | 0 | 0 | 0 | 0 | 0 | 0 | 0 | 0 | 0 | 0 | 0 | 0 | 0 | 187946.8869 | 0 | 0 | 0 | 0 | 0 | 0 | 0 | 0 | 0 | 0 | 0 | 0 | 0 | 0 | 0 | 0
2016-07-09 23:00 | 0 | 0 | 0 | 0 | 0 | 707818.8192 | 588550 | 0 | 0 | 0 | 0 | 2304039.9916 | 2627210.6204 | 0 | 0 | 0 | 0 | 0 | 0 | 0 | 0 | 0 | 0 | 0 | 0 | 0 | 0 | 0 | 0 | 104902.3412 | 14366.478 | 0 | 0 | 0 | 0 | 0 | 0 | 0 | 0 | 0 | 0 | 0 | 0 | 0 | 0 | 0
2016-07-10 | 0 | 0 | 0 | 0 | 0 | 573844.3754 | 572382 | 0 | 0 | 0 | 0 | 2305502.367 | 2627210.6204 | 0 | 0 | 0 | 0 | 0 | 0 | 0 | 0 | 0 | 0 | 0 | 0 | 0 | 0 | 0 | 0 | 1462.3754 | 0 | 0 | 0 | 0 | 0 | 0 | 0 | 0 | 0 | 0 | 0 | 0 | 0 | 0 | 0 | 0
2016-07-10 01:00 | 0 | 0 | 0 | 0 | 0 | 307356.6693 | 557030 | 0 | 0 | 0 | 0 | 2045969.1491 | 2637070.5076 | 0 | 0 | 0 | 0 | 0 | 0 | 0 | 0 | 0 | 0 | 0 | 0 | 0 | 0 | 0 | 0 | -259533.218 | 14366.478 | 4506.5907 | 0 | 0 | 0 | 0 | 0 | 0 | 0 | 0 | 0 | 0 | 0 | 0 | 0 | 0
2016-07-10 02:00 | 0 | 0 | 0 | 0 | 237953.298 | 37248.484 | 534735 | 0 | 0 | 0 | 0 | 1786435.9311 | 2637070.5076 | 0 | 0 | 0 | 0 | 0 | 0 | 0 | 0 | 0 | 0 | 0 | 0 | 0 | 0 | 0 | 0 | -259533.218 | 0 | 0 | 0 | 0 | 0 | 0 | 0 | 0 | 0 | 0 | 0 | 0 | 0 | 0 | 0 | 0
2016-07-10 03:00 | 0 | 0 | 0 | 0 | 136277.3746 | 0.31267 | 504637 | 0 | 0 | 0 | 0 | 1526902.7131 | 2528244.4129 | 0 | 0 | 0 | 0 | 0 | 0 | 0 | 0 | 0 | 0 | 0 | 0 | 0 | 0 | 0 | 0 | -259533.218 | 0 | 108826.0947 | 0 | 0 | 0 | 0 | 0 | 0 | 0 | 0 | 0 | 0 | 0 | 0 | 0 | 0
2016-07-10 04:00 | 0 | 0 | 0 | 0 | 213331.782 | 0 | 472865 | 0 | 0 | 0 | 0 | 1267369.4952 | 2528244.4129 | 0 | 0 | 0 | 0 | 0 | 0 | 0 | 0 | 0 | 0 | 0 | 0 | 0 | 0 | 0 | 0 | -259533.218 | 0 | 0 | 0 | 0 | 0 | 0 | 0 | 0 | 0 | 0 | 0 | 0 | 0 | 0 | 0 | 0
2016-07-10 05:00 | 0 | 0 | 0 | 0 | 616875.6167 | 0 | 445168 | 0 | 0 | 0 | 0 | 1439077.1118 | 2528244.4129 | 0 | 0 | 0 | 0 | 0 | 0 | 0 | 0 | 0 | 0 | 0 | 0 | 0 | 0 | 0 | 0 | 171707.6167 | 0 | 0 | 0 | 0 | 0 | 0 | 0 | 0 | 0 | 0 | 0 | 0 | 0 | 0 | 0 | 0
2016-07-10 06:00 | 0 | 0 | 0 | 0 | 163508.782 | 0 | 423042 | 0 | 0 | 0 | 0 | 1179543.8939 | 2528244.4129 | 0 | 0 | 0 | 0 | 0 | 0 | 0 | 0 | 0 | 0 | 0 | 0 | 0 | 0 | 0 | 0 | -259533.218 | 0 | 0 | 0 | 0 | 0 | 0 | 0 | 0 | 0 | 0 | 0 | 0 | 0 | 0 | 0 | 0
2016-07-10 07:00 | 0 | 0 | 0 | 0 | 145855.782 | 0 | 405389 | 0 | 0 | 0 | 0 | 920010.6759 | 2528244.4129 | 0 | 0 | 0 | 0 | 0 | 0 | 0 | 0 | 0 | 0 | 0 | 0 | 0 | 0 | 0 | 0 | -259533.218 | 0 | 0 | 0 | 0 | 0 | 0 | 0 | 0 | 0 | 0 | 0 | 0 | 0 | 0 | 0 | 0
2016-07-10 08:00 | 0 | 0 | 0 | 0 | 133461.782 | 0 | 392995 | 0 | 0 | 0 | 0 | 660477.4579 | 2528244.4129 | 0 | 0 | 0 | 0 | 0 | 0 | 0 | 0 | 0 | 0 | 0 | 0 | 0 | 0 | 0 | 0 | -259533.218 | 0 | 0 | 0 | 0 | 0 | 0 | 0 | 0 | 0 | 0 | 0 | 0 | 0 | 0 | 0 | 0
2016-07-10 09:00 | 0 | 0 | 0 | 0 | 126507.782 | 0 | 386041 | 0 | 0 | 0 | 0 | 400944.24 | 2528244.4129 | 0 | 0 | 0 | 0 | 0 | 0 | 0 | 0 | 0 | 0 | 0 | 0 | 0 | 0 | 0 | 0 | -259533.218 | 0 | 0 | 0 | 0 | 0 | 0 | 0 | 0 | 0 | 0 | 0 | 0 | 0 | 0 | 0 | 0
2016-07-10 10:00 | 0 | 0 | 0 | 0 | 274510.2965 | 0 | 382415 | 0 | 0 | 0 | 0 | 293039.5365 | 2528244.4129 | 0 | 0 | 0 | 0 | 0 | 0 | 0 | 0 | 0 | 0 | 0 | 0 | 0 | 0 | 0 | 0 | -107904.7035 | 0 | 0 | 0 | 0 | 0 | 0 | 0 | 0 | 0 | 0 | 0 | 0 | 0 | 0 | 0 | 0
2016-07-10 11:00 | 0 | 0 | 0 | 0 | 353977.1071 | 6.5744 | 387490 | 0 | 0 | 0 | 0 | 259533.218 | 2528244.4129 | 0 | 0 | 0 | 0 | 0 | 0 | 0 | 0 | 0 | 0 | 0 | 0 | 0 | 0 | 0 | 0 | -33506.3185 | 0 | 0 | 0 | 0 | 0 | 0 | 0 | 0 | 0 | 0 | 0 | 0 | 0 | 0 | 0 | 0
2016-07-10 12:00 | 0 | 0 | 0 | 0 | 53709.2883 | 108826.9717 | 407703 | 0 | 0 | 0 | 0 | 0 | 2542610.8909 | 0 | 0 | 0 | 0 | 0 | 0 | 0 | 0 | 0 | 0 | 0 | 0 | 0 | 0 | 0 | 0 | -259533.218 | 14366.478 | 0 | 0 | 0 | 0 | 0 | 0 | 0 | 0 | 0 | 0 | 0 | 0 | 0 | 0 | 0
2016-07-10 13:00 | 0 | 0 | 0 | 0 | 0 | 496693.1464 | 435099 | 0 | 0 | 0 | 0 | 61594.1464 | 2542610.8909 | 0 | 0 | 0 | 0 | 0 | 0 | 0 | 0 | 0 | 0 | 0 | 0 | 0 | 0 | 0 | 0 | 61594.1464 | 0 | 0 | 0 | 0 | 0 | 0 | 0 | 0 | 0 | 0 | 0 | 0 | 0 | 0 | 0 | 0
2016-07-10 14:00 | 0 | 0 | 0 | 0 | 0 | 705385.6061 | 466139 | 0 | 0 | 0 | 0 | 321127.3644 | 2522324.279 | 0 | 0 | 0 | 0 | 0 | 0 | 0 | 0 | 0 | 0 | 0 | 0 | 0 | 0 | 0 | 0 | 259533.218 | 0 | 20286.6119 | 0 | 0 | 0 | 0 | 0 | 0 | 0 | 0 | 0 | 0 | 0 | 0 | 0 | 0
2016-07-10 15:00 | 0 | 0 | 0 | 0 | 0 | 770446.6959 | 496547 | 0 | 0 | 0 | 0 | 580660.5824 | 2536690.757 | 0 | 0 | 0 | 0 | 0 | 0 | 0 | 0 | 0 | 0 | 0 | 0 | 0 | 0 | 0 | 0 | 259533.218 | 14366.478 | 0 | 0 | 0 | 0 | 0 | 0 | 0 | 0 | 0 | 0 | 0 | 0 | 0 | 0 | 0
2016-07-10 16:00 | 0 | 0 | 0 | 0 | 0 | 798101.6959 | 524202 | 0 | 0 | 0 | 0 | 840193.8004 | 2551057.235 | 0 | 0 | 0 | 0 | 0 | 0 | 0 | 0 | 0 | 0 | 0 | 0 | 0 | 0 | 0 | 0 | 259533.218 | 14366.478 | 0 | 0 | 0 | 0 | 0 | 0 | 0 | 0 | 0 | 0 | 0 | 0 | 0 | 0 | 0
2016-07-10 17:00 | 0 | 0 | 0 | 0 | 0 | 821523.6959 | 547624 | 0 | 0 | 0 | 0 | 1099727.0183 | 2565423.713 | 0 | 0 | 0 | 0 | 0 | 0 | 0 | 0 | 0 | 0 | 0 | 0 | 0 | 0 | 0 | 0 | 259533.218 | 14366.478 | 0 | 0 | 0 | 0 | 0 | 0 | 0 | 0 | 0 | 0 | 0 | 0 | 0 | 0 | 0
2016-07-10 18:00 | 0 | 0 | 0 | 0 | 0 | 857103.1339 | 566798 | 0 | 0 | 0 | 0 | 1359260.2363 | 2579790.1909 | 0 | 0 | 0 | 0 | 0 | 0 | 16405.4379 | 0 | 0 | 0 | 0 | 0 | 0 | 0 | 0 | 0 | 259533.218 | 14366.478 | 0 | 0 | 0 | 0 | 0 | 0 | 0 | 0 | 16405.4379 | 0 | 0 | 0 | 0 | 0 | 0
2016-07-10 19:00 | 0 | 0 | 0 | 0 | 0 | 862706.5476 | 581698 | 0 | 0 | 0 | 0 | 1618793.4543 | 2594156.6689 | 0 | 0 | 0 | 0 | 0 | 0 | 23514.2896 | 0 | 0 | 0 | 0 | 0 | 0 | 0 | 0 | 0 | 259533.218 | 14366.478 | 0 | 0 | 0 | 0 | 0 | 0 | 0 | 0 | 7108.8517 | 0 | 0 | 0 | 0 | 0 | 0
2016-07-10 20:00 | 0 | 0 | 0 | 0 | 0 | 863138.232 | 592595 | 0 | 0 | 0 | 0 | 1878326.6722 | 2608523.1469 | 0 | 0 | 0 | 0 | 0 | 0 | 20157.8256 | 0 | 0 | 0 | 0 | 0 | 0 | 0 | 0 | 0 | 259533.218 | 14366.478 | 0 | 0 | 0 | 0 | 0 | 0 | 0 | 0 | -3356.4639 | 0 | 0 | 0 | 0 | 0 | 0
2016-07-10 21:00 | 0 | 0 | 0 | 0 | 0 | 857864.3174 | 599783 | 0 | 0 | 0 | 0 | 2118685.0477 | 2622889.6249 | 0 | 0 | 0 | 0 | 0 | 0 | 23514.2896 | 0 | 0 | 0 | 0 | 0 | 0 | 0 | 0 | 0 | 240358.3754 | 14366.478 | 0 | 0 | 0 | 0 | 0 | 0 | 0 | 0 | 3356.4639 | 0 | 0 | 0 | 0 | 0 | 0
2016-07-10 22:00 | 0 | 0 | 0 | 0 | 0 | 834802.2157 | 600387 | 0 | 0 | 0 | 0 | 2353100.2633 | 2622889.6249 | 0 | 0 | 0 | 0 | 0 | 0 | 23514.2896 | 0 | 0 | 0 | 0 | 0 | 0 | 0 | 0 | 0 | 234415.2157 | 0 | 0 | 0 | 0 | 0 | 0 | 0 | 0 | 0 | 0 | 0 | 0 | 0 | 0 | 0 | 0
2016-07-10 23:00 | 0 | 0 | 0 | 0 | 0 | 752943.1848 | 591233 | 0 | 0 | 0 | 0 | 2523958.2598 | 2637256.1029 | 0 | 0 | 0 | 0 | 0 | 0 | 0 | 0 | 0 | 0 | 0 | 0 | 0 | 0 | 0 | 0 | 170857.9964 | 14366.478 | 0 | 0 | 0 | 0 | 0 | 0 | 0 | 0 | -23514.2896 | 0 | 0 | 0 | 0 | 0 | 0
2016-07-11 | 0 | 0 | 0 | 0 | 0 | 619317.0527 | 576878 | 0 | 0 | 0 | 0 | 2566397.3125 | 2637256.1029 | 0 | 0 | 0 | 0 | 0 | 0 | 0 | 0 | 0 | 0 | 0 | 0 | 0 | 0 | 0 | 0 | 42439.0527 | 0 | 0 | 0 | 0 | 0 | 0 | 0 | 0 | 0 | 0 | 0 | 0 | 0 | 0 | 0 | 0
2016-07-11 01:00 | 0 | 0 | 0 | 0 | 0 | 337343.5576 | 564175 | 0 | 0 | 0 | 0 | 2339565.87 | 2637256.1029 | 0 | 0 | 0 | 0 | 0 | 0 | 0 | 0 | 0 | 0 | 0 | 0 | 0 | 0 | 0 | 0 | -226831.4424 | 0 | 0 | 0 | 0 | 0 | 0 | 0 | 0 | 0 | 0 | 0 | 0 | 0 | 0 | 0 | 0
2016-07-11 02:00 | 0 | 0 | 0 | 0 | 244829.167 | 51669.093 | 541665 | 0 | 0 | 0 | 0 | 2080032.6521 | 2651622.5809 | 0 | 0 | 0 | 0 | 0 | 0 | 0 | 0 | 0 | 0 | 0 | 0 | 0 | 0 | 0 | 0 | -259533.218 | 14366.478 | 0 | 0 | 0 | 0 | 0 | 0 | 0 | 0 | 0 | 0 | 0 | 0 | 0 | 0 | 0
2016-07-11 03:00 | 0 | 0 | 0 | 0 | 250227.5936 | 0.18843 | 509761 | 0 | 0 | 0 | 0 | 1820499.4341 | 2651622.5809 | 0 | 0 | 0 | 0 | 0 | 0 | 0 | 0 | 0 | 0 | 0 | 0 | 0 | 0 | 0 | 0 | -259533.218 | 0 | 0 | 0 | 0 | 0 | 0 | 0 | 0 | 0 | 0 | 0 | 0 | 0 | 0 | 0 | 0
2016-07-11 04:00 | 0 | 0 | 0 | 0 | 217994.782 | 0 | 477528 | 0 | 0 | 0 | 0 | 1560966.2161 | 2651622.5809 | 0 | 0 | 0 | 0 | 0 | 0 | 0 | 0 | 0 | 0 | 0 | 0 | 0 | 0 | 0 | 0 | -259533.218 | 0 | 0 | 0 | 0 | 0 | 0 | 0 | 0 | 0 | 0 | 0 | 0 | 0 | 0 | 0 | 0
2016-07-11 05:00 | 0 | 0 | 0 | 0 | 191008.782 | 0 | 450542 | 0 | 0 | 0 | 0 | 1301432.9982 | 2651622.5809 | 0 | 0 | 0 | 0 | 0 | 0 | 0 | 0 | 0 | 0 | 0 | 0 | 0 | 0 | 0 | 0 | -259533.218 | 0 | 0 | 0 | 0 | 0 | 0 | 0 | 0 | 0 | 0 | 0 | 0 | 0 | 0 | 0 | 0
2016-07-11 06:00 | 0 | 0 | 0 | 0 | 169112.782 | 0 | 428646 | 0 | 0 | 0 | 0 | 1041899.7802 | 2651622.5809 | 0 | 0 | 0 | 0 | 0 | 0 | 0 | 0 | 0 | 0 | 0 | 0 | 0 | 0 | 0 | 0 | -259533.218 | 0 | 0 | 0 | 0 | 0 | 0 | 0 | 0 | 0 | 0 | 0 | 0 | 0 | 0 | 0 | 0
2016-07-11 07:00 | 0 | 0 | 0 | 0 | 153316.782 | 0 | 412850 | 0 | 0 | 0 | 0 | 782366.5622 | 2651622.5809 | 0 | 0 | 0 | 0 | 0 | 0 | 0 | 0 | 0 | 0 | 0 | 0 | 0 | 0 | 0 | 0 | -259533.218 | 0 | 0 | 0 | 0 | 0 | 0 | 0 | 0 | 0 | 0 | 0 | 0 | 0 | 0 | 0 | 0
2016-07-11 08:00 | 0 | 0 | 0 | 0 | 146567.782 | 0 | 406101 | 0 | 0 | 0 | 0 | 522833.3443 | 2651622.5809 | 0 | 0 | 0 | 0 | 0 | 0 | 0 | 0 | 0 | 0 | 0 | 0 | 0 | 0 | 0 | 0 | -259533.218 | 0 | 0 | 0 | 0 | 0 | 0 | 0 | 0 | 0 | 0 | 0 | 0 | 0 | 0 | 0 | 0
2016-07-11 09:00 | 0 | 0 | 0 | 0 | 151442.782 | 0 | 410976 | 0 | 0 | 0 | 0 | 263300.1263 | 2651622.5809 | 0 | 0 | 0 | 0 | 0 | 0 | 0 | 0 | 0 | 0 | 0 | 0 | 0 | 0 | 0 | 0 | -259533.218 | 0 | 0 | 0 | 0 | 0 | 0 | 0 | 0 | 0 | 0 | 0 | 0 | 0 | 0 | 0 | 0
2016-07-11 10:00 | 0 | 0 | 0 | 0 | 684275.218 | 0 | 424742 | 0 | 0 | 0 | 0 | 522833.3443 | 2651622.5809 | 0 | 0 | 0 | 0 | 0 | 0 | 0 | 0 | 0 | 0 | 0 | 0 | 0 | 0 | 0 | 0 | 259533.218 | 0 | 0 | 0 | 0 | 0 | 0 | 0 | 0 | 0 | 0 | 0 | 0 | 0 | 0 | 0 | 0
2016-07-11 11:00 | 0 | 0 | 0 | 0 | 183599.891 | 5.8911 | 443139 | 0 | 0 | 0 | 0 | 263300.1263 | 2651622.5809 | 0 | 0 | 0 | 0 | 0 | 0 | 0 | 0 | 0 | 0 | 0 | 0 | 0 | 0 | 0 | 0 | -259533.218 | 0 | 0 | 0 | 0 | 0 | 0 | 0 | 0 | 0 | 0 | 0 | 0 | 0 | 0 | 0 | 0
2016-07-11 12:00 | 0 | 0 | 0 | 0 | 81721.6947 | 128528.0873 | 469783 | 0 | 0 | 0 | 0 | 3766.9083 | 2651622.5809 | 0 | 0 | 0 | 0 | 0 | 0 | 0 | 0 | 0 | 0 | 0 | 0 | 0 | 0 | 0 | 0 | -259533.218 | 0 | 0 | 0 | 0 | 0 | 0 | 0 | 0 | 0 | 0 | 0 | 0 | 0 | 0 | 0 | 0
2016-07-11 13:00 | 0 | 0 | 0 | 0 | 150074.3995 | 508317.4461 | 501025 | 0 | 0 | 0 | 0 | 146767.2759 | 2665989.0588 | 0 | 0 | 0 | 0 | 0 | 0 | 0 | 0 | 0 | 0 | 0 | 0 | 0 | 0 | 0 | 0 | 143000.3676 | 14366.478 | 0 | 0 | 0 | 0 | 0 | 0 | 0 | 0 | 0 | 0 | 0 | 0 | 0 | 0 | 0
2016-07-11 14:00 | 0 | 0 | 0 | 0 | 90113.0292 | 719604.6668 | 535818 | 0 | 0 | 0 | 0 | 406300.4939 | 2680355.5368 | 0 | 0 | 0 | 0 | 0 | 0 | 0 | 0 | 0 | 0 | 0 | 0 | 0 | 0 | 0 | 0 | 259533.218 | 14366.478 | 0 | 0 | 0 | 0 | 0 | 0 | 0 | 0 | 0 | 0 | 0 | 0 | 0 | 0 | 0
2016-07-11 15:00 | 0 | 0 | 0 | 0 | 0 | 830356.2477 | 568424 | 0 | 0 | 0 | 0 | 665833.7118 | 2682754.5666 | 0 | 0 | 0 | 0 | 0 | 0 | 0 | 0 | 0 | 0 | 0 | 0 | 0 | 0 | 0 | 0 | 259533.218 | 2399.0298 | 0 | 0 | 0 | 0 | 0 | 0 | 0 | 0 | 0 | 0 | 0 | 0 | 0 | 0 | 0
2016-07-11 16:00 | 0 | 0 | 0 | 0 | 0 | 879368.2523 | 596823 | 0 | 0 | 0 | 0 | 925366.9298 | 2697121.0446 | 0 | 0 | 0 | 0 | 0 | 0 | 8645.5564 | 0 | 0 | 0 | 0 | 0 | 0 | 0 | 0 | 0 | 259533.218 | 14366.478 | 0 | 0 | 0 | 0 | 0 | 0 | 0 | 0 | 8645.5564 | 0 | 0 | 0 | 0 | 0 | 0
2016-07-11 17:00 | 0 | 0 | 0 | 0 | 0 | 892142.2653 | 621048 | 0 | 0 | 0 | 0 | 1184900.1478 | 2711487.5225 | 0 | 0 | 0 | 0 | 0 | 0 | 5840.1257 | 0 | 0 | 0 | 0 | 0 | 0 | 0 | 0 | 0 | 259533.218 | 14366.478 | 0 | 0 | 0 | 0 | 0 | 0 | 0 | 0 | -2805.4307 | 0 | 0 | 0 | 0 | 0 | 0
2016-07-11 18:00 | 0 | 0 | 0 | 0 | 0 | 886668.6349 | 640543 | 0 | 0 | 0 | 0 | 1413351.6187 | 2711487.5225 | 0 | 0 | 0 | 0 | 0 | 0 | 23514.2896 | 0 | 0 | 0 | 0 | 0 | 0 | 0 | 0 | 0 | 228451.4709 | 0 | 0 | 0 | 0 | 0 | 0 | 0 | 0 | 0 | 17674.1639 | 0 | 0 | 0 | 0 | 0 | 0
2016-07-11 19:00 | 0 | 0 | 0 | 0 | 0 | 878864.965 | 654436 | 0 | 0 | 0 | 0 | 1646928.3953 | 2725854.0005 | 0 | 0 | 0 | 0 | 0 | 0 | 0 | 0 | 0 | 0 | 0 | 0 | 0 | 0 | 0 | 0 | 233576.7766 | 14366.478 | 0 | 0 | 0 | 0 | 0 | 0 | 0 | 0 | -23514.2896 | 0 | 0 | 0 | 0 | 0 | 0
2016-07-11 20:00 | 0 | 0 | 0 | 0 | 0 | 877097.2136 | 663615 | 0 | 0 | 0 | 0 | 1860410.6089 | 2725854.0005 | 0 | 0 | 0 | 0 | 0 | 0 | 0 | 0 | 0 | 0 | 0 | 0 | 0 | 0 | 0 | 0 | 213482.2136 | 0 | 0 | 0 | 0 | 0 | 0 | 0 | 0 | 0 | 0 | 0 | 0 | 0 | 0 | 0 | 0
2016-07-11 21:00 | 0 | 0 | 0 | 0 | 0 | 870992.5341 | 666782 | 0 | 0 | 0 | 0 | 2064621.143 | 2725854.0005 | 0 | 0 | 0 | 0 | 0 | 0 | 0 | 0 | 0 | 0 | 0 | 0 | 0 | 0 | 0 | 0 | 204210.5341 | 0 | 0 | 0 | 0 | 0 | 0 | 0 | 0 | 0 | 0 | 0 | 0 | 0 | 0 | 0 | 0
2016-07-11 22:00 | 0 | 0 | 0 | 0 | 0 | 846105.1328 | 661340 | 0 | 0 | 0 | 0 | 2235019.7978 | 2740220.4785 | 0 | 0 | 0 | 0 | 0 | 0 | 0 | 0 | 0 | 0 | 0 | 0 | 0 | 0 | 0 | 0 | 170398.6548 | 14366.478 | 0 | 0 | 0 | 0 | 0 | 0 | 0 | 0 | 0 | 0 | 0 | 0 | 0 | 0 | 0
2016-07-11 23:00 | 0 | 0 | 0 | 0 | 0 | 770263.0686 | 647838 | 0 | 0 | 0 | 0 | 2357444.8664 | 2740220.4785 | 0 | 0 | 0 | 0 | 0 | 0 | 0 | 0 | 0 | 0 | 0 | 0 | 0 | 0 | 0 | 0 | 122425.0686 | 0 | 0 | 0 | 0 | 0 | 0 | 0 | 0 | 0 | 0 | 0 | 0 | 0 | 0 | 0 | 0
2016-07-12 | 0 | 0 | 0 | 0 | 0 | 608249.0953 | 629895 | 0 | 0 | 0 | 0 | 2335798.9617 | 2740220.4785 | 0 | 0 | 0 | 0 | 0 | 0 | 0 | 0 | 0 | 0 | 0 | 0 | 0 | 0 | 0 | 0 | -21645.9047 | 0 | 0 | 0 | 0 | 0 | 0 | 0 | 0 | 0 | 0 | 0 | 0 | 0 | 0 | 0 | 0
2016-07-12 01:00 | 0 | 0 | 0 | 0 | 13183.819 | 339049.9631 | 611767 | 0 | 0 | 0 | 0 | 2076265.7437 | 2740220.4785 | 0 | 0 | 0 | 0 | 0 | 0 | 0 | 0 | 0 | 0 | 0 | 0 | 0 | 0 | 0 | 0 | -259533.218 | 0 | 0 | 0 | 0 | 0 | 0 | 0 | 0 | 0 | 0 | 0 | 0 | 0 | 0 | 0 | 0
2016-07-12 02:00 | 0 | 0 | 0 | 0 | 301144.6745 | 37135.5855 | 583447 | 0 | 0 | 0 | 0 | 1816732.5258 | 2754586.9565 | 0 | 0 | 0 | 0 | 0 | 0 | 0 | 0 | 0 | 0 | 0 | 0 | 0 | 0 | 0 | 0 | -259533.218 | 14366.478 | 0 | 0 | 0 | 0 | 0 | 0 | 0 | 0 | 0 | 0 | 0 | 0 | 0 | 0 | 0
2016-07-12 03:00 | 0 | 0 | 0 | 0 | 285358.768 | 0.014081 | 544892 | 0 | 0 | 0 | 0 | 1557199.3078 | 2754586.9565 | 0 | 0 | 0 | 0 | 0 | 0 | 0 | 0 | 0 | 0 | 0 | 0 | 0 | 0 | 0 | 0 | -259533.218 | 0 | 0 | 0 | 0 | 0 | 0 | 0 | 0 | 0 | 0 | 0 | 0 | 0 | 0 | 0 | 0
2016-07-12 04:00 | 0 | 0 | 0 | 0 | 249488.782 | 0 | 509022 | 0 | 0 | 0 | 0 | 1297666.0898 | 2754586.9565 | 0 | 0 | 0 | 0 | 0 | 0 | 0 | 0 | 0 | 0 | 0 | 0 | 0 | 0 | 0 | 0 | -259533.218 | 0 | 0 | 0 | 0 | 0 | 0 | 0 | 0 | 0 | 0 | 0 | 0 | 0 | 0 | 0 | 0
2016-07-12 05:00 | 0 | 0 | 0 | 0 | 217780.782 | 0 | 477314 | 0 | 0 | 0 | 0 | 1038132.8719 | 2754586.9565 | 0 | 0 | 0 | 0 | 0 | 0 | 0 | 0 | 0 | 0 | 0 | 0 | 0 | 0 | 0 | 0 | -259533.218 | 0 | 0 | 0 | 0 | 0 | 0 | 0 | 0 | 0 | 0 | 0 | 0 | 0 | 0 | 0 | 0
2016-07-12 06:00 | 0 | 0 | 0 | 0 | 710031.218 | 0 | 450498 | 0 | 0 | 0 | 0 | 1297666.0898 | 2754586.9565 | 0 | 0 | 0 | 0 | 0 | 0 | 0 | 0 | 0 | 0 | 0 | 0 | 0 | 0 | 0 | 0 | 259533.218 | 0 | 0 | 0 | 0 | 0 | 0 | 0 | 0 | 0 | 0 | 0 | 0 | 0 | 0 | 0 | 0
2016-07-12 07:00 | 0 | 0 | 0 | 0 | 172170.782 | 0 | 431704 | 0 | 0 | 0 | 0 | 1038132.8719 | 2754586.9565 | 0 | 0 | 0 | 0 | 0 | 0 | 0 | 0 | 0 | 0 | 0 | 0 | 0 | 0 | 0 | 0 | -259533.218 | 0 | 0 | 0 | 0 | 0 | 0 | 0 | 0 | 0 | 0 | 0 | 0 | 0 | 0 | 0 | 0
2016-07-12 08:00 | 0 | 0 | 0 | 0 | 162465.782 | 0 | 421999 | 0 | 0 | 0 | 0 | 778599.6539 | 2754586.9565 | 0 | 0 | 0 | 0 | 0 | 0 | 0 | 0 | 0 | 0 | 0 | 0 | 0 | 0 | 0 | 0 | -259533.218 | 0 | 0 | 0 | 0 | 0 | 0 | 0 | 0 | 0 | 0 | 0 | 0 | 0 | 0 | 0 | 0
2016-07-12 09:00 | 0 | 0 | 0 | 0 | 163453.782 | 0 | 422987 | 0 | 0 | 0 | 0 | 519066.4359 | 2754586.9565 | 0 | 0 | 0 | 0 | 0 | 0 | 0 | 0 | 0 | 0 | 0 | 0 | 0 | 0 | 0 | 0 | -259533.218 | 0 | 0 | 0 | 0 | 0 | 0 | 0 | 0 | 0 | 0 | 0 | 0 | 0 | 0 | 0 | 0
2016-07-12 10:00 | 0 | 0 | 0 | 0 | 176495.782 | 0 | 436029 | 0 | 0 | 0 | 0 | 259533.218 | 2754586.9565 | 0 | 0 | 0 | 0 | 0 | 0 | 0 | 0 | 0 | 0 | 0 | 0 | 0 | 0 | 0 | 0 | -259533.218 | 0 | 0 | 0 | 0 | 0 | 0 | 0 | 0 | 0 | 0 | 0 | 0 | 0 | 0 | 0 | 0
2016-07-12 11:00 | 0 | 0 | 0 | 0 | 196959.947 | 4.835 | 456498 | 0 | 0 | 0 | 0 | 0 | 2754586.9565 | 0 | 0 | 0 | 0 | 0 | 0 | 0 | 0 | 0 | 0 | 0 | 0 | 0 | 0 | 0 | 0 | -259533.218 | 0 | 0 | 0 | 0 | 0 | 0 | 0 | 0 | 0 | 0 | 0 | 0 | 0 | 0 | 0 | 0
2016-07-12 12:00 | 0 | 0 | 0 | 0 | 442294.8825 | 130511.5804 | 482934 | 0 | 0 | 0 | 0 | 89872.4629 | 2754586.9565 | 0 | 0 | 0 | 0 | 0 | 0 | 0 | 0 | 0 | 0 | 0 | 0 | 0 | 0 | 0 | 0 | 89872.4629 | 0 | 0 | 0 | 0 | 0 | 0 | 0 | 0 | 0 | 0 | 0 | 0 | 0 | 0 | 0 | 0
2016-07-12 13:00 | 0 | 0 | 0 | 0 | 0 | 511532.9371 | 512658 | 0 | 0 | 0 | 0 | 88747.4 | 2754586.9565 | 0 | 0 | 0 | 0 | 0 | 0 | 0 | 0 | 0 | 0 | 0 | 0 | 0 | 0 | 0 | 0 | -1125.0629 | 0 | 0 | 0 | 0 | 0 | 0 | 0 | 0 | 0 | 0 | 0 | 0 | 0 | 0 | 0 | 0
2016-07-12 14:00 | 0 | 0 | 0 | 0 | 109743.3697 | 710645.3262 | 546489 | 0 | 0 | 0 | 0 | 348280.618 | 2768953.4345 | 0 | 0 | 0 | 0 | 0 | 0 | 0 | 0 | 0 | 0 | 0 | 0 | 0 | 0 | 0 | 0 | 259533.218 | 14366.478 | 0 | 0 | 0 | 0 | 0 | 0 | 0 | 0 | 0 | 0 | 0 | 0 | 0 | 0 | 0
2016-07-12 15:00 | 0 | 0 | 0 | 0 | 11069.3148 | 827181.9032 | 578718 | 0 | 0 | 0 | 0 | 607813.8359 | 2768953.4345 | 0 | 0 | 0 | 0 | 0 | 0 | 0 | 0 | 0 | 0 | 0 | 0 | 0 | 0 | 0 | 0 | 259533.218 | 0 | 0 | 0 | 0 | 0 | 0 | 0 | 0 | 0 | 0 | 0 | 0 | 0 | 0 | 0 | 0
2016-07-12 16:00 | 0 | 0 | 0 | 0 | 14872.3557 | 874090.3661 | 607314 | 0 | 0 | 0 | 0 | 867347.0539 | 2783319.9125 | 0 | 0 | 0 | 0 | 0 | 0 | 7749.0258 | 0 | 0 | 0 | 0 | 0 | 0 | 0 | 0 | 0 | 259533.218 | 14366.478 | 0 | 0 | 0 | 0 | 0 | 0 | 0 | 0 | 7749.0258 | 0 | 0 | 0 | 0 | 0 | 0
2016-07-12 17:00 | 0 | 0 | 0 | 0 | 0 | 882467.1921 | 630683 | 0 | 0 | 0 | 0 | 1126880.2719 | 2783319.9125 | 0 | 0 | 0 | 0 | 0 | 0 | 0 | 0 | 0 | 0 | 0 | 0 | 0 | 0 | 0 | 0 | 259533.218 | 0 | 0 | 0 | 0 | 0 | 0 | 0 | 0 | 0 | -7749.0258 | 0 | 0 | 0 | 0 | 0 | 0
2016-07-12 18:00 | 0 | 0 | 0 | 0 | 0 | 878030.8621 | 648626 | 0 | 0 | 0 | 0 | 1341918.656 | 2797686.3904 | 0 | 0 | 0 | 0 | 0 | 0 | 0 | 0 | 0 | 0 | 0 | 0 | 0 | 0 | 0 | 0 | 215038.3842 | 14366.478 | 0 | 0 | 0 | 0 | 0 | 0 | 0 | 0 | 0 | 0 | 0 | 0 | 0 | 0 | 0
2016-07-12 19:00 | 0 | 0 | 0 | 0 | 0 | 870522.801 | 661644 | 0 | 0 | 0 | 0 | 1536430.9791 | 2812052.8684 | 0 | 0 | 0 | 0 | 0 | 0 | 0 | 0 | 0 | 0 | 0 | 0 | 0 | 0 | 0 | 0 | 194512.3231 | 14366.478 | 0 | 0 | 0 | 0 | 0 | 0 | 0 | 0 | 0 | 0 | 0 | 0 | 0 | 0 | 0
2016-07-12 20:00 | 0 | 0 | 0 | 0 | 0 | 870400.9997 | 670411 | 0 | 0 | 0 | 0 | 1736420.9788 | 2812052.8684 | 0 | 0 | 0 | 0 | 0 | 0 | 0 | 0 | 0 | 0 | 0 | 0 | 0 | 0 | 0 | 0 | 199989.9997 | 0 | 0 | 0 | 0 | 0 | 0 | 0 | 0 | 0 | 0 | 0 | 0 | 0 | 0 | 0 | 0
2016-07-12 21:00 | 0 | 0 | 0 | 0 | 66965.7621 | 866013.4559 | 673446 | 0 | 0 | 0 | 0 | 1995954.1967 | 2812052.8684 | 0 | 0 | 0 | 0 | 0 | 0 | 0 | 0 | 0 | 0 | 0 | 0 | 0 | 0 | 0 | 0 | 259533.218 | 0 | 0 | 0 | 0 | 0 | 0 | 0 | 0 | 0 | 0 | 0 | 0 | 0 | 0 | 0 | 0
2016-07-12 22:00 | 0 | 0 | 0 | 0 | 0 | 841063.3607 | 669508 | 0 | 0 | 0 | 0 | 2167509.5575 | 2812052.8684 | 0 | 0 | 0 | 0 | 0 | 0 | 0 | 0 | 0 | 0 | 0 | 0 | 0 | 0 | 0 | 0 | 171555.3607 | 0 | 0 | 0 | 0 | 0 | 0 | 0 | 0 | 0 | 0 | 0 | 0 | 0 | 0 | 0 | 0
2016-07-12 23:00 | 0 | 0 | 0 | 0 | 0 | 768240.9605 | 656296 | 0 | 0 | 0 | 0 | 2265088.04 | 2826419.3464 | 0 | 0 | 0 | 0 | 0 | 0 | 0 | 0 | 0 | 0 | 0 | 0 | 0 | 0 | 0 | 0 | 97578.4825 | 14366.478 | 0 | 0 | 0 | 0 | 0 | 0 | 0 | 0 | 0 | 0 | 0 | 0 | 0 | 0 | 0
2016-07-13 | 0 | 0 | 0 | 0 | 0 | 585241.3603 | 638843 | 0 | 0 | 0 | 0 | 2211486.4002 | 2826419.3464 | 0 | 0 | 0 | 0 | 0 | 0 | 0 | 0 | 0 | 0 | 0 | 0 | 0 | 0 | 0 | 0 | -53601.6397 | 0 | 0 | 0 | 0 | 0 | 0 | 0 | 0 | 0 | 0 | 0 | 0 | 0 | 0 | 0 | 0
2016-07-13 01:00 | 0 | 0 | 0 | 0 | 54975.7799 | 306151.0021 | 620660 | 0 | 0 | 0 | 0 | 1951953.1823 | 2826419.3464 | 0 | 0 | 0 | 0 | 0 | 0 | 0 | 0 | 0 | 0 | 0 | 0 | 0 | 0 | 0 | 0 | -259533.218 | 0 | 0 | 0 | 0 | 0 | 0 | 0 | 0 | 0 | 0 | 0 | 0 | 0 | 0 | 0 | 0
2016-07-13 02:00 | 0 | 0 | 0 | 0 | 297343.5091 | 35820.2729 | 592697 | 0 | 0 | 0 | 0 | 1692419.9643 | 2826419.3464 | 0 | 0 | 0 | 0 | 0 | 0 | 0 | 0 | 0 | 0 | 0 | 0 | 0 | 0 | 0 | 0 | -259533.218 | 0 | 0 | 0 | 0 | 0 | 0 | 0 | 0 | 0 | 0 | 0 | 0 | 0 | 0 | 0 | 0
2016-07-13 03:00 | 0 | 0 | 0 | 0 | 295163.782 | 0 | 554697 | 0 | 0 | 0 | 0 | 1432886.7463 | 2826419.3464 | 0 | 0 | 0 | 0 | 0 | 0 | 0 | 0 | 0 | 0 | 0 | 0 | 0 | 0 | 0 | 0 | -259533.218 | 0 | 0 | 0 | 0 | 0 | 0 | 0 | 0 | 0 | 0 | 0 | 0 | 0 | 0 | 0 | 0
2016-07-13 04:00 | 0 | 0 | 0 | 0 | 258190.782 | 0 | 517724 | 0 | 0 | 0 | 0 | 1173353.5284 | 2826419.3464 | 0 | 0 | 0 | 0 | 0 | 0 | 0 | 0 | 0 | 0 | 0 | 0 | 0 | 0 | 0 | 0 | -259533.218 | 0 | 0 | 0 | 0 | 0 | 0 | 0 | 0 | 0 | 0 | 0 | 0 | 0 | 0 | 0 | 0
2016-07-13 05:00 | 0 | 0 | 0 | 0 | 748562.4913 | 0 | 485379 | 0 | 0 | 0 | 0 | 1432886.7463 | 2826419.3464 | 0 | 0 | 0 | 0 | 0 | 0 | 3650.2733 | 0 | 0 | 0 | 0 | 0 | 0 | 0 | 0 | 0 | 259533.218 | 0 | 0 | 0 | 0 | 0 | 0 | 0 | 0 | 0 | 3650.2733 | 0 | 0 | 0 | 0 | 0 | 0
2016-07-13 06:00 | 0 | 0 | 0 | 0 | 196733.5087 | 0 | 459917 | 0 | 0 | 0 | 0 | 1173353.5284 | 2826419.3464 | 0 | 0 | 0 | 0 | 0 | 0 | 0 | 0 | 0 | 0 | 0 | 0 | 0 | 0 | 0 | 0 | -259533.218 | 0 | 0 | 0 | 0 | 0 | 0 | 0 | 0 | 0 | -3650.2733 | 0 | 0 | 0 | 0 | 0 | 0
2016-07-13 07:00 | 0 | 0 | 0 | 0 | 182400.782 | 0 | 441934 | 0 | 0 | 0 | 0 | 913820.3104 | 2826419.3464 | 0 | 0 | 0 | 0 | 0 | 0 | 0 | 0 | 0 | 0 | 0 | 0 | 0 | 0 | 0 | 0 | -259533.218 | 0 | 0 | 0 | 0 | 0 | 0 | 0 | 0 | 0 | 0 | 0 | 0 | 0 | 0 | 0 | 0
2016-07-13 08:00 | 0 | 0 | 0 | 0 | 173142.782 | 0 | 432676 | 0 | 0 | 0 | 0 | 654287.0924 | 2826419.3464 | 0 | 0 | 0 | 0 | 0 | 0 | 0 | 0 | 0 | 0 | 0 | 0 | 0 | 0 | 0 | 0 | -259533.218 | 0 | 0 | 0 | 0 | 0 | 0 | 0 | 0 | 0 | 0 | 0 | 0 | 0 | 0 | 0 | 0
2016-07-13 09:00 | 0 | 0 | 0 | 0 | 190666.26 | 0 | 435833 | 0 | 0 | 0 | 0 | 394753.8745 | 2840785.8244 | 0 | 0 | 0 | 0 | 0 | 0 | 0 | 0 | 0 | 0 | 0 | 0 | 0 | 0 | 0 | 0 | -259533.218 | 14366.478 | 0 | 0 | 0 | 0 | 0 | 0 | 0 | 0 | 0 | 0 | 0 | 0 | 0 | 0 | 0
2016-07-13 10:00 | 0 | 0 | 0 | 0 | 621312.17 | 0 | 448951 | 0 | 0 | 0 | 0 | 567115.0444 | 2840785.8244 | 0 | 0 | 0 | 0 | 0 | 0 | 0 | 0 | 0 | 0 | 0 | 0 | 0 | 0 | 0 | 0 | 172361.17 | 0 | 0 | 0 | 0 | 0 | 0 | 0 | 0 | 0 | 0 | 0 | 0 | 0 | 0 | 0 | 0
2016-07-13 11:00 | 0 | 0 | 0 | 0 | 210012.2162 | 4.5658 | 469550 | 0 | 0 | 0 | 0 | 307581.8265 | 2840785.8244 | 0 | 0 | 0 | 0 | 0 | 0 | 0 | 0 | 0 | 0 | 0 | 0 | 0 | 0 | 0 | 0 | -259533.218 | 0 | 0 | 0 | 0 | 0 | 0 | 0 | 0 | 0 | 0 | 0 | 0 | 0 | 0 | 0 | 0
2016-07-13 12:00 | 0 | 0 | 0 | 0 | 106257.9509 | 130278.8312 | 496070 | 0 | 0 | 0 | 0 | 48048.6085 | 2840785.8244 | 0 | 0 | 0 | 0 | 0 | 0 | 0 | 0 | 0 | 0 | 0 | 0 | 0 | 0 | 0 | 0 | -259533.218 | 0 | 0 | 0 | 0 | 0 | 0 | 0 | 0 | 0 | 0 | 0 | 0 | 0 | 0 | 0 | 0
2016-07-13 13:00 | 0 | 0 | 0 | 0 | 280290.852 | 504685.366 | 525443 | 0 | 0 | 0 | 0 | 307581.8265 | 2840785.8244 | 0 | 0 | 0 | 0 | 0 | 0 | 0 | 0 | 0 | 0 | 0 | 0 | 0 | 0 | 0 | 0 | 259533.218 | 0 | 0 | 0 | 0 | 0 | 0 | 0 | 0 | 0 | 0 | 0 | 0 | 0 | 0 | 0 | 0
2016-07-13 14:00 | 0 | 0 | 0 | 0 | 111457.8541 | 722251.8419 | 559810 | 0 | 0 | 0 | 0 | 567115.0444 | 2855152.3024 | 0 | 0 | 0 | 0 | 0 | 0 | 0 | 0 | 0 | 0 | 0 | 0 | 0 | 0 | 0 | 0 | 259533.218 | 14366.478 | 0 | 0 | 0 | 0 | 0 | 0 | 0 | 0 | 0 | 0 | 0 | 0 | 0 | 0 | 0
2016-07-13 15:00 | 0 | 0 | 0 | 0 | 0 | 823565.9246 | 594899 | 0 | 0 | 0 | 0 | 795781.9691 | 2855152.3024 | 0 | 0 | 0 | 0 | 0 | 0 | 0 | 0 | 0 | 0 | 0 | 0 | 0 | 0 | 0 | 0 | 228666.9246 | 0 | 0 | 0 | 0 | 0 | 0 | 0 | 0 | 0 | 0 | 0 | 0 | 0 | 0 | 0 | 0
2016-07-13 16:00 | 0 | 0 | 0 | 0 | 25339.1957 | 873648.5002 | 625088 | 0 | 0 | 0 | 0 | 1055315.1871 | 2869518.7803 | 0 | 0 | 0 | 0 | 0 | 0 | 0 | 0 | 0 | 0 | 0 | 0 | 0 | 0 | 0 | 0 | 259533.218 | 14366.478 | 0 | 0 | 0 | 0 | 0 | 0 | 0 | 0 | 0 | 0 | 0 | 0 | 0 | 0 | 0
2016-07-13 17:00 | 0 | 0 | 0 | 0 | 42915.2677 | 880812.4283 | 649828 | 0 | 0 | 0 | 0 | 1314848.405 | 2883885.2583 | 0 | 0 | 0 | 0 | 0 | 0 | 0 | 0 | 0 | 0 | 0 | 0 | 0 | 0 | 0 | 0 | 259533.218 | 14366.478 | 0 | 0 | 0 | 0 | 0 | 0 | 0 | 0 | 0 | 0 | 0 | 0 | 0 | 0 | 0
2016-07-13 18:00 | 0 | 0 | 0 | 0 | 0 | 874022.3599 | 668009 | 0 | 0 | 0 | 0 | 1520861.7649 | 2883885.2583 | 0 | 0 | 0 | 0 | 0 | 0 | 0 | 0 | 0 | 0 | 0 | 0 | 0 | 0 | 0 | 0 | 206013.3599 | 0 | 0 | 0 | 0 | 0 | 0 | 0 | 0 | 0 | 0 | 0 | 0 | 0 | 0 | 0 | 0
2016-07-13 19:00 | 0 | 0 | 0 | 0 | 0 | 866187.6744 | 679325 | 0 | 0 | 0 | 0 | 1693357.9613 | 2898251.7363 | 0 | 0 | 0 | 0 | 0 | 0 | 0 | 0 | 0 | 0 | 0 | 0 | 0 | 0 | 0 | 0 | 172496.1964 | 14366.478 | 0 | 0 | 0 | 0 | 0 | 0 | 0 | 0 | 0 | 0 | 0 | 0 | 0 | 0 | 0
2016-07-13 20:00 | 0 | 0 | 0 | 0 | 0 | 865734.0294 | 684178 | 0 | 0 | 0 | 0 | 1874913.9908 | 2898251.7363 | 0 | 0 | 0 | 0 | 0 | 0 | 0 | 0 | 0 | 0 | 0 | 0 | 0 | 0 | 0 | 0 | 181556.0294 | 0 | 0 | 0 | 0 | 0 | 0 | 0 | 0 | 0 | 0 | 0 | 0 | 0 | 0 | 0 | 0
2016-07-13 21:00 | 0 | 0 | 0 | 0 | 84757.7877 | 859853.4303 | 685078 | 0 | 0 | 0 | 0 | 2134447.2087 | 2898251.7363 | 0 | 0 | 0 | 0 | 0 | 0 | 0 | 0 | 0 | 0 | 0 | 0 | 0 | 0 | 0 | 0 | 259533.218 | 0 | 0 | 0 | 0 | 0 | 0 | 0 | 0 | 0 | 0 | 0 | 0 | 0 | 0 | 0 | 0
2016-07-13 22:00 | 0 | 0 | 0 | 0 | 0 | 835628.4054 | 679696 | 0 | 0 | 0 | 0 | 2290379.6141 | 2898251.7363 | 0 | 0 | 0 | 0 | 0 | 0 | 0 | 0 | 0 | 0 | 0 | 0 | 0 | 0 | 0 | 0 | 155932.4054 | 0 | 0 | 0 | 0 | 0 | 0 | 0 | 0 | 0 | 0 | 0 | 0 | 0 | 0 | 0 | 0
2016-07-13 23:00 | 0 | 0 | 0 | 0 | 0 | 766233.4983 | 666990 | 0 | 0 | 0 | 0 | 2389623.1124 | 2898251.7363 | 0 | 0 | 0 | 0 | 0 | 0 | 0 | 0 | 0 | 0 | 0 | 0 | 0 | 0 | 0 | 0 | 99243.4983 | 0 | 0 | 0 | 0 | 0 | 0 | 0 | 0 | 0 | 0 | 0 | 0 | 0 | 0 | 0 | 0
2016-07-14 | 0 | 0 | 0 | 0 | 0 | 580268.434 | 650042 | 0 | 0 | 0 | 0 | 2319849.5464 | 2898251.7363 | 0 | 0 | 0 | 0 | 0 | 0 | 0 | 0 | 0 | 0 | 0 | 0 | 0 | 0 | 0 | 0 | -69773.566 | 0 | 0 | 0 | 0 | 0 | 0 | 0 | 0 | 0 | 0 | 0 | 0 | 0 | 0 | 0 | 0
2016-07-14 01:00 | 0 | 0 | 0 | 0 | 63507.7143 | 308853.0677 | 631894 | 0 | 0 | 0 | 0 | 2060316.3285 | 2898251.7363 | 0 | 0 | 0 | 0 | 0 | 0 | 0 | 0 | 0 | 0 | 0 | 0 | 0 | 0 | 0 | 0 | -259533.218 | 0 | 0 | 0 | 0 | 0 | 0 | 0 | 0 | 0 | 0 | 0 | 0 | 0 | 0 | 0 | 0
2016-07-14 02:00 | 0 | 0 | 0 | 0 | 591358.5536 | 38319.024 | 602801 | 0 | 0 | 0 | 0 | 2072826.4281 | 2912618.2143 | 0 | 0 | 0 | 0 | 0 | 0 | 0 | 0 | 0 | 0 | 0 | 0 | 0 | 0 | 0 | 0 | 12510.0996 | 14366.478 | 0 | 0 | 0 | 0 | 0 | 0 | 0 | 0 | 0 | 0 | 0 | 0 | 0 | 0 | 0
2016-07-14 03:00 | 0 | 0 | 0 | 0 | 305141.782 | 0 | 564675 | 0 | 0 | 0 | 0 | 1813293.2101 | 2912618.2143 | 0 | 0 | 0 | 0 | 0 | 0 | 0 | 0 | 0 | 0 | 0 | 0 | 0 | 0 | 0 | 0 | -259533.218 | 0 | 0 | 0 | 0 | 0 | 0 | 0 | 0 | 0 | 0 | 0 | 0 | 0 | 0 | 0 | 0
2016-07-14 04:00 | 0 | 0 | 0 | 0 | 266519.782 | 0 | 526053 | 0 | 0 | 0 | 0 | 1553759.9921 | 2912618.2143 | 0 | 0 | 0 | 0 | 0 | 0 | 0 | 0 | 0 | 0 | 0 | 0 | 0 | 0 | 0 | 0 | -259533.218 | 0 | 0 | 0 | 0 | 0 | 0 | 0 | 0 | 0 | 0 | 0 | 0 | 0 | 0 | 0 | 0
2016-07-14 05:00 | 0 | 0 | 0 | 0 | 234428.782 | 0 | 493962 | 0 | 0 | 0 | 0 | 1294226.7742 | 2912618.2143 | 0 | 0 | 0 | 0 | 0 | 0 | 0 | 0 | 0 | 0 | 0 | 0 | 0 | 0 | 0 | 0 | -259533.218 | 0 | 0 | 0 | 0 | 0 | 0 | 0 | 0 | 0 | 0 | 0 | 0 | 0 | 0 | 0 | 0
2016-07-14 06:00 | 0 | 0 | 0 | 0 | 517690.5707 | 0 | 467053 | 0 | 0 | 0 | 0 | 1344864.3448 | 2912618.2143 | 0 | 0 | 0 | 0 | 0 | 0 | 0 | 0 | 0 | 0 | 0 | 0 | 0 | 0 | 0 | 0 | 50637.5707 | 0 | 0 | 0 | 0 | 0 | 0 | 0 | 0 | 0 | 0 | 0 | 0 | 0 | 0 | 0 | 0
2016-07-14 07:00 | 0 | 0 | 0 | 0 | 202200.26 | 0 | 447367 | 0 | 0 | 0 | 0 | 1085331.1268 | 2926984.6923 | 0 | 0 | 0 | 0 | 0 | 0 | 0 | 0 | 0 | 0 | 0 | 0 | 0 | 0 | 0 | 0 | -259533.218 | 14366.478 | 0 | 0 | 0 | 0 | 0 | 0 | 0 | 0 | 0 | 0 | 0 | 0 | 0 | 0 | 0
2016-07-14 08:00 | 0 | 0 | 0 | 0 | 178212.782 | 0 | 437746 | 0 | 0 | 0 | 0 | 825797.9089 | 2926984.6923 | 0 | 0 | 0 | 0 | 0 | 0 | 0 | 0 | 0 | 0 | 0 | 0 | 0 | 0 | 0 | 0 | -259533.218 | 0 | 0 | 0 | 0 | 0 | 0 | 0 | 0 | 0 | 0 | 0 | 0 | 0 | 0 | 0 | 0
2016-07-14 09:00 | 0 | 0 | 0 | 0 | 461046.0946 | 0 | 439448 | 0 | 0 | 0 | 0 | 847396.0035 | 2926984.6923 | 0 | 0 | 0 | 0 | 0 | 0 | 0 | 0 | 0 | 0 | 0 | 0 | 0 | 0 | 0 | 0 | 21598.0946 | 0 | 0 | 0 | 0 | 0 | 0 | 0 | 0 | 0 | 0 | 0 | 0 | 0 | 0 | 0 | 0
2016-07-14 10:00 | 0 | 0 | 0 | 0 | 193612.782 | 0 | 453146 | 0 | 0 | 0 | 0 | 587862.7855 | 2926984.6923 | 0 | 0 | 0 | 0 | 0 | 0 | 0 | 0 | 0 | 0 | 0 | 0 | 0 | 0 | 0 | 0 | -259533.218 | 0 | 0 | 0 | 0 | 0 | 0 | 0 | 0 | 0 | 0 | 0 | 0 | 0 | 0 | 0 | 0
2016-07-14 11:00 | 0 | 0 | 0 | 0 | 378108.7965 | 0 | 473437 | 0 | 0 | 0 | 0 | 478168.1041 | 2941351.1703 | 0 | 0 | 0 | 0 | 0 | 0 | 0 | 0 | 0 | 0 | 0 | 0 | 0 | 0 | 0 | 0 | -109694.6815 | 14366.478 | 0 | 0 | 0 | 0 | 0 | 0 | 0 | 0 | 0 | 0 | 0 | 0 | 0 | 0 | 0
2016-07-14 12:00 | 0 | 0 | 0 | 0 | 141985.974 | 111009.286 | 498162 | 0 | 0 | 0 | 0 | 218634.8861 | 2955717.6482 | 0 | 0 | 0 | 0 | 0 | 0 | 0 | 0 | 0 | 0 | 0 | 0 | 0 | 0 | 0 | 0 | -259533.218 | 14366.478 | 0 | 0 | 0 | 0 | 0 | 0 | 0 | 0 | 0 | 0 | 0 | 0 | 0 | 0 | 0
2016-07-14 13:00 | 0 | 0 | 0 | 0 | 259051.8463 | 503840.1788 | 527954 | 0 | 0 | 0 | 0 | 453572.9113 | 2955717.6482 | 0 | 0 | 0 | 0 | 0 | 0 | 0 | 0 | 0 | 0 | 0 | 0 | 0 | 0 | 0 | 0 | 234938.0252 | 0 | 0 | 0 | 0 | 0 | 0 | 0 | 0 | 0 | 0 | 0 | 0 | 0 | 0 | 0 | 0
2016-07-14 14:00 | 0 | 0 | 0 | 0 | 114890.2701 | 708304.9478 | 563662 | 0 | 0 | 0 | 0 | 713106.1292 | 2955717.6482 | 0 | 0 | 0 | 0 | 0 | 0 | 0 | 0 | 0 | 0 | 0 | 0 | 0 | 0 | 0 | 0 | 259533.218 | 0 | 0 | 0 | 0 | 0 | 0 | 0 | 0 | 0 | 0 | 0 | 0 | 0 | 0 | 0 | 0
2016-07-14 15:00 | 0 | 0 | 0 | 0 | 0 | 812560.9127 | 597192 | 0 | 0 | 0 | 0 | 928475.0419 | 2955717.6482 | 0 | 0 | 0 | 0 | 0 | 0 | 0 | 0 | 0 | 0 | 0 | 0 | 0 | 0 | 0 | 0 | 215368.9127 | 0 | 0 | 0 | 0 | 0 | 0 | 0 | 0 | 0 | 0 | 0 | 0 | 0 | 0 | 0 | 0
2016-07-14 16:00 | 0 | 0 | 0 | 0 | 41083.8912 | 857582.8047 | 624767 | 0 | 0 | 0 | 0 | 1188008.2599 | 2970084.1262 | 0 | 0 | 0 | 0 | 0 | 0 | 0 | 0 | 0 | 0 | 0 | 0 | 0 | 0 | 0 | 0 | 259533.218 | 14366.478 | 0 | 0 | 0 | 0 | 0 | 0 | 0 | 0 | 0 | 0 | 0 | 0 | 0 | 0 | 0
2016-07-14 17:00 | 0 | 0 | 0 | 0 | 40671.8683 | 864814.3497 | 645953 | 0 | 0 | 0 | 0 | 1447541.4779 | 2970084.1262 | 0 | 0 | 0 | 0 | 0 | 0 | 0 | 0 | 0 | 0 | 0 | 0 | 0 | 0 | 0 | 0 | 259533.218 | 0 | 0 | 0 | 0 | 0 | 0 | 0 | 0 | 0 | 0 | 0 | 0 | 0 | 0 | 0 | 0
2016-07-14 18:00 | 0 | 0 | 0 | 0 | 0 | 858346.6505 | 661070 | 0 | 0 | 0 | 0 | 1630451.6504 | 2984450.6042 | 0 | 0 | 0 | 0 | 0 | 0 | 0 | 0 | 0 | 0 | 0 | 0 | 0 | 0 | 0 | 0 | 182910.1725 | 14366.478 | 0 | 0 | 0 | 0 | 0 | 0 | 0 | 0 | 0 | 0 | 0 | 0 | 0 | 0 | 0
2016-07-14 19:00 | 0 | 0 | 0 | 0 | 0 | 851120.1704 | 671398 | 0 | 0 | 0 | 0 | 1810173.8207 | 2984450.6042 | 0 | 0 | 0 | 0 | 0 | 0 | 0 | 0 | 0 | 0 | 0 | 0 | 0 | 0 | 0 | 0 | 179722.1704 | 0 | 0 | 0 | 0 | 0 | 0 | 0 | 0 | 0 | 0 | 0 | 0 | 0 | 0 | 0 | 0
2016-07-14 20:00 | 0 | 0 | 0 | 0 | 0 | 851308.66 | 676307 | 0 | 0 | 0 | 0 | 1970809.0027 | 2998817.0822 | 0 | 0 | 0 | 0 | 0 | 0 | 0 | 0 | 0 | 0 | 0 | 0 | 0 | 0 | 0 | 0 | 160635.182 | 14366.478 | 0 | 0 | 0 | 0 | 0 | 0 | 0 | 0 | 0 | 0 | 0 | 0 | 0 | 0 | 0
2016-07-14 21:00 | 0 | 0 | 0 | 0 | 92431.515 | 844848.703 | 677747 | 0 | 0 | 0 | 0 | 2230342.2207 | 2998817.0822 | 0 | 0 | 0 | 0 | 0 | 0 | 0 | 0 | 0 | 0 | 0 | 0 | 0 | 0 | 0 | 0 | 259533.218 | 0 | 0 | 0 | 0 | 0 | 0 | 0 | 0 | 0 | 0 | 0 | 0 | 0 | 0 | 0 | 0
2016-07-14 22:00 | 0 | 0 | 0 | 0 | 0 | 823530.8992 | 673278 | 0 | 0 | 0 | 0 | 2380595.1198 | 2998817.0822 | 0 | 0 | 0 | 0 | 0 | 0 | 0 | 0 | 0 | 0 | 0 | 0 | 0 | 0 | 0 | 0 | 150252.8992 | 0 | 0 | 0 | 0 | 0 | 0 | 0 | 0 | 0 | 0 | 0 | 0 | 0 | 0 | 0 | 0
2016-07-14 23:00 | 0 | 0 | 0 | 0 | 0 | 741325.0237 | 660714 | 0 | 0 | 0 | 0 | 2461206.1435 | 2998817.0822 | 0 | 0 | 0 | 0 | 0 | 0 | 0 | 0 | 0 | 0 | 0 | 0 | 0 | 0 | 0 | 0 | 80611.0237 | 0 | 0 | 0 | 0 | 0 | 0 | 0 | 0 | 0 | 0 | 0 | 0 | 0 | 0 | 0 | 0
2016-07-15 | 0 | 0 | 0 | 0 | 0 | 579928.1473 | 643060 | 0 | 0 | 0 | 0 | 2398074.2908 | 2998817.0822 | 0 | 0 | 0 | 0 | 0 | 0 | 0 | 0 | 0 | 0 | 0 | 0 | 0 | 0 | 0 | 0 | -63131.8527 | 0 | 0 | 0 | 0 | 0 | 0 | 0 | 0 | 0 | 0 | 0 | 0 | 0 | 0 | 0 | 0
2016-07-15 01:00 | 0 | 0 | 0 | 0 | 346170.5901 | 296466.0394 | 626168 | 0 | 0 | 0 | 0 | 2414542.9203 | 2998817.0822 | 0 | 0 | 0 | 0 | 0 | 0 | 0 | 0 | 0 | 0 | 0 | 0 | 0 | 0 | 0 | 0 | 16468.6295 | 0 | 0 | 0 | 0 | 0 | 0 | 0 | 0 | 0 | 0 | 0 | 0 | 0 | 0 | 0 | 0
2016-07-15 02:00 | 0 | 0 | 0 | 0 | 430689.6566 | 33830.1837 | 596932 | 0 | 0 | 0 | 0 | 2267764.2827 | 3013183.5602 | 0 | 0 | 0 | 0 | 0 | 0 | 0 | 0 | 0 | 0 | 0 | 0 | 0 | 0 | 0 | 0 | -146778.6377 | 14366.478 | 0 | 0 | 0 | 0 | 0 | 0 | 0 | 0 | 0 | 0 | 0 | 0 | 0 | 0 | 0
2016-07-15 03:00 | 0 | 0 | 0 | 0 | 426067.4519 | 0 | 557655 | 0 | 0 | 0 | 0 | 2136176.7346 | 3013183.5602 | 0 | 0 | 0 | 0 | 0 | 0 | 0 | 0 | 0 | 0 | 0 | 0 | 0 | 0 | 0 | 0 | -131587.5481 | 0 | 0 | 0 | 0 | 0 | 0 | 0 | 0 | 0 | 0 | 0 | 0 | 0 | 0 | 0 | 0
2016-07-15 04:00 | 0 | 0 | 0 | 0 | 261434.782 | 0 | 520968 | 0 | 0 | 0 | 0 | 1876643.5166 | 3013183.5602 | 0 | 0 | 0 | 0 | 0 | 0 | 0 | 0 | 0 | 0 | 0 | 0 | 0 | 0 | 0 | 0 | -259533.218 | 0 | 0 | 0 | 0 | 0 | 0 | 0 | 0 | 0 | 0 | 0 | 0 | 0 | 0 | 0 | 0
2016-07-15 05:00 | 0 | 0 | 0 | 0 | 352293.1661 | 0 | 488419 | 0 | 0 | 0 | 0 | 1740517.6827 | 3013183.5602 | 0 | 0 | 0 | 0 | 0 | 0 | 0 | 0 | 0 | 0 | 0 | 0 | 0 | 0 | 0 | 0 | -136125.8339 | 0 | 0 | 0 | 0 | 0 | 0 | 0 | 0 | 0 | 0 | 0 | 0 | 0 | 0 | 0 | 0
2016-07-15 06:00 | 0 | 0 | 0 | 0 | 317660.5731 | 0 | 461753 | 0 | 0 | 0 | 0 | 1596425.2558 | 3013183.5602 | 0 | 0 | 0 | 0 | 0 | 0 | 0 | 0 | 0 | 0 | 0 | 0 | 0 | 0 | 0 | 0 | -144092.4269 | 0 | 0 | 0 | 0 | 0 | 0 | 0 | 0 | 0 | 0 | 0 | 0 | 0 | 0 | 0 | 0
2016-07-15 07:00 | 0 | 0 | 0 | 0 | 286083.882 | 0 | 442091 | 0 | 0 | 0 | 0 | 1426051.6599 | 3027550.0381 | 0 | 0 | 0 | 0 | 0 | 0 | 0 | 0 | 0 | 0 | 0 | 0 | 0 | 0 | 0 | 0 | -170373.596 | 14366.478 | 0 | 0 | 0 | 0 | 0 | 0 | 0 | 0 | 0 | 0 | 0 | 0 | 0 | 0 | 0
2016-07-15 08:00 | 0 | 0 | 0 | 0 | 255481.3784 | 0 | 431829 | 0 | 0 | 0 | 0 | 1249704.0383 | 3027550.0381 | 0 | 0 | 0 | 0 | 0 | 0 | 0 | 0 | 0 | 0 | 0 | 0 | 0 | 0 | 0 | 0 | -176347.6216 | 0 | 0 | 0 | 0 | 0 | 0 | 0 | 0 | 0 | 0 | 0 | 0 | 0 | 0 | 0 | 0
2016-07-15 09:00 | 0 | 0 | 0 | 0 | 223510.4267 | 0 | 432607 | 0 | 0 | 0 | 0 | 1002726.6974 | 3041916.5161 | 0 | 0 | 0 | 0 | 0 | 0 | 23514.2896 | 0 | 0 | 0 | 0 | 0 | 0 | 0 | 0 | 0 | -246977.3409 | 14366.478 | 0 | 0 | 0 | 0 | 0 | 0 | 0 | 0 | 23514.2896 | 0 | 0 | 0 | 0 | 0 | 0
2016-07-15 10:00 | 0 | 0 | 0 | 0 | 201584.7726 | 0 | 444406 | 0 | 0 | 0 | 0 | 759905.4701 | 3041916.5161 | 0 | 0 | 0 | 0 | 0 | 0 | 23514.2896 | 0 | 0 | 0 | 0 | 0 | 0 | 0 | 0 | 0 | -242821.2274 | 0 | 0 | 0 | 0 | 0 | 0 | 0 | 0 | 0 | 0 | 0 | 0 | 0 | 0 | 0 | 0
2016-07-15 11:00 | 0 | 0 | 0 | 0 | 164238.6873 | 1.9568 | 462733 | 0 | 0 | 0 | 0 | 500372.2521 | 3026471.6678 | 0 | 0 | 0 | 0 | 0 | 0 | 0 | 0 | 0 | 0 | 0 | 0 | 0 | 0 | 0 | 0 | -259533.218 | 0 | 15444.8483 | 0 | 0 | 0 | 0 | 0 | 0 | 0 | -23514.2896 | 0 | 0 | 0 | 0 | 0 | 0
2016-07-15 12:00 | 0 | 0 | 0 | 0 | 89263.855 | 109031.4945 | 487020 | 0 | 0 | 0 | 0 | 240839.0341 | 2997280.2352 | 0 | 0 | 0 | 0 | 0 | 0 | 0 | 0 | 0 | 0 | 0 | 0 | 0 | 0 | 0 | 0 | -259533.218 | 0 | 29191.4326 | 0 | 0 | 0 | 0 | 0 | 0 | 0 | 0 | 0 | 0 | 0 | 0 | 0 | 0
2016-07-15 13:00 | 0 | 0 | 0 | 0 | 0 | 477581.3051 | 517382 | 0 | 0 | 0 | 0 | 201038.3392 | 2997280.2352 | 0 | 0 | 0 | 0 | 0 | 0 | 0 | 0 | 0 | 0 | 0 | 0 | 0 | 0 | 0 | 0 | -39800.6949 | 0 | 0 | 0 | 0 | 0 | 0 | 0 | 0 | 0 | 0 | 0 | 0 | 0 | 0 | 0 | 0
2016-07-15 14:00 | 0 | 0 | 0 | 0 | 0 | 696409.8958 | 548705 | 0 | 0 | 0 | 0 | 334376.757 | 3011646.7132 | 0 | 0 | 0 | 0 | 0 | 0 | 0 | 0 | 0 | 0 | 0 | 0 | 0 | 0 | 0 | 0 | 133338.4178 | 14366.478 | 0 | 0 | 0 | 0 | 0 | 0 | 0 | 0 | 0 | 0 | 0 | 0 | 0 | 0 | 0
2016-07-15 15:00 | 0 | 0 | 0 | 0 | 40965.1916 | 795903.0264 | 577335 | 0 | 0 | 0 | 0 | 593909.975 | 3011646.7132 | 0 | 0 | 0 | 0 | 0 | 0 | 0 | 0 | 0 | 0 | 0 | 0 | 0 | 0 | 0 | 0 | 259533.218 | 0 | 0 | 0 | 0 | 0 | 0 | 0 | 0 | 0 | 0 | 0 | 0 | 0 | 0 | 0 | 0
2016-07-15 16:00 | 0 | 0 | 0 | 0 | 33227.7883 | 841972.9076 | 601301 | 0 | 0 | 0 | 0 | 853443.1929 | 3026013.1912 | 0 | 0 | 0 | 0 | 0 | 0 | 0 | 0 | 0 | 0 | 0 | 0 | 0 | 0 | 0 | 0 | 259533.218 | 14366.478 | 0 | 0 | 0 | 0 | 0 | 0 | 0 | 0 | 0 | 0 | 0 | 0 | 0 | 0 | 0
2016-07-15 17:00 | 0 | 0 | 0 | 0 | 45709.2381 | 851526.4579 | 623336 | 0 | 0 | 0 | 0 | 1112976.4109 | 3040379.6692 | 0 | 0 | 0 | 0 | 0 | 0 | 0 | 0 | 0 | 0 | 0 | 0 | 0 | 0 | 0 | 0 | 259533.218 | 14366.478 | 0 | 0 | 0 | 0 | 0 | 0 | 0 | 0 | 0 | 0 | 0 | 0 | 0 | 0 | 0
2016-07-15 18:00 | 0 | 0 | 0 | 0 | 0 | 847186.9797 | 640286 | 0 | 0 | 0 | 0 | 1319877.3906 | 3040379.6692 | 0 | 0 | 0 | 0 | 0 | 0 | 0 | 0 | 0 | 0 | 0 | 0 | 0 | 0 | 0 | 0 | 206900.9797 | 0 | 0 | 0 | 0 | 0 | 0 | 0 | 0 | 0 | 0 | 0 | 0 | 0 | 0 | 0 | 0
2016-07-15 19:00 | 0 | 0 | 0 | 0 | 0 | 839047.6655 | 650704 | 0 | 0 | 0 | 0 | 1493854.5781 | 3054746.1472 | 0 | 0 | 0 | 0 | 0 | 0 | 0 | 0 | 0 | 0 | 0 | 0 | 0 | 0 | 0 | 0 | 173977.1875 | 14366.478 | 0 | 0 | 0 | 0 | 0 | 0 | 0 | 0 | 0 | 0 | 0 | 0 | 0 | 0 | 0
2016-07-15 20:00 | 0 | 0 | 0 | 0 | 0 | 835643.7543 | 657165 | 0 | 0 | 0 | 0 | 1672333.3324 | 3054746.1472 | 0 | 0 | 0 | 0 | 0 | 0 | 0 | 0 | 0 | 0 | 0 | 0 | 0 | 0 | 0 | 0 | 178478.7543 | 0 | 0 | 0 | 0 | 0 | 0 | 0 | 0 | 0 | 0 | 0 | 0 | 0 | 0 | 0 | 0
2016-07-15 21:00 | 0 | 0 | 0 | 0 | 55506.9792 | 825655.1268 | 657587 | 0 | 0 | 0 | 0 | 1858027.6709 | 3069112.6251 | 0 | 0 | 0 | 0 | 0 | 0 | 23514.2896 | 0 | 0 | 0 | 0 | 0 | 0 | 0 | 0 | 0 | 185694.3385 | 14366.478 | 0 | 0 | 0 | 0 | 0 | 0 | 0 | 0 | 23514.2896 | 0 | 0 | 0 | 0 | 0 | 0
2016-07-15 22:00 | 0 | 0 | 0 | 0 | 0 | 793299.7103 | 648192 | 0 | 0 | 0 | 0 | 2012283.1928 | 3083479.1031 | 0 | 0 | 0 | 0 | 0 | 0 | 0 | 0 | 0 | 0 | 0 | 0 | 0 | 0 | 0 | 0 | 154255.5219 | 14366.478 | 0 | 0 | 0 | 0 | 0 | 0 | 0 | 0 | -23514.2896 | 0 | 0 | 0 | 0 | 0 | 0
2016-07-15 23:00 | 0 | 0 | 0 | 0 | 0 | 705633.8937 | 630495 | 0 | 0 | 0 | 0 | 2087422.0865 | 3083479.1031 | 0 | 0 | 0 | 0 | 0 | 0 | 0 | 0 | 0 | 0 | 0 | 0 | 0 | 0 | 0 | 0 | 75138.8937 | 0 | 0 | 0 | 0 | 0 | 0 | 0 | 0 | 0 | 0 | 0 | 0 | 0 | 0 | 0 | 0
2016-07-16 | 0 | 0 | 0 | 0 | 0 | 546592.99 | 610563 | 0 | 0 | 0 | 0 | 2023452.0765 | 3083479.1031 | 0 | 0 | 0 | 0 | 0 | 0 | 0 | 0 | 0 | 0 | 0 | 0 | 0 | 0 | 0 | 0 | -63970.01 | 0 | 0 | 0 | 0 | 0 | 0 | 0 | 0 | 0 | 0 | 0 | 0 | 0 | 0 | 0 | 0
2016-07-16 01:00 | 0 | 0 | 0 | 0 | 67309.6291 | 266439.1529 | 593282 | 0 | 0 | 0 | 0 | 1763918.8585 | 3083479.1031 | 0 | 0 | 0 | 0 | 0 | 0 | 0 | 0 | 0 | 0 | 0 | 0 | 0 | 0 | 0 | 0 | -259533.218 | 0 | 0 | 0 | 0 | 0 | 0 | 0 | 0 | 0 | 0 | 0 | 0 | 0 | 0 | 0 | 0
2016-07-16 02:00 | 0 | 0 | 0 | 0 | 422576.9632 | 28025.8942 | 566934 | 0 | 0 | 0 | 0 | 1633221.2379 | 3097845.5811 | 0 | 0 | 0 | 0 | 0 | 0 | 0 | 0 | 0 | 0 | 0 | 0 | 0 | 0 | 0 | 0 | -130697.6206 | 14366.478 | 0 | 0 | 0 | 0 | 0 | 0 | 0 | 0 | 0 | 0 | 0 | 0 | 0 | 0 | 0
2016-07-16 03:00 | 0 | 0 | 0 | 0 | 271862.782 | 0 | 531396 | 0 | 0 | 0 | 0 | 1373688.0199 | 3097845.5811 | 0 | 0 | 0 | 0 | 0 | 0 | 0 | 0 | 0 | 0 | 0 | 0 | 0 | 0 | 0 | 0 | -259533.218 | 0 | 0 | 0 | 0 | 0 | 0 | 0 | 0 | 0 | 0 | 0 | 0 | 0 | 0 | 0 | 0
2016-07-16 04:00 | 0 | 0 | 0 | 0 | 437047.8321 | 0 | 495930 | 0 | 0 | 0 | 0 | 1314805.8521 | 3097845.5811 | 0 | 0 | 0 | 0 | 0 | 0 | 0 | 0 | 0 | 0 | 0 | 0 | 0 | 0 | 0 | 0 | -58882.1679 | 0 | 0 | 0 | 0 | 0 | 0 | 0 | 0 | 0 | 0 | 0 | 0 | 0 | 0 | 0 | 0
2016-07-16 05:00 | 0 | 0 | 0 | 0 | 206081.782 | 0 | 465615 | 0 | 0 | 0 | 0 | 1055272.6341 | 3097845.5811 | 0 | 0 | 0 | 0 | 0 | 0 | 0 | 0 | 0 | 0 | 0 | 0 | 0 | 0 | 0 | 0 | -259533.218 | 0 | 0 | 0 | 0 | 0 | 0 | 0 | 0 | 0 | 0 | 0 | 0 | 0 | 0 | 0 | 0
2016-07-16 06:00 | 0 | 0 | 0 | 0 | 387113.2485 | 0 | 441570 | 0 | 0 | 0 | 0 | 986449.4046 | 3112212.0591 | 0 | 0 | 0 | 0 | 0 | 0 | 0 | 0 | 0 | 0 | 0 | 0 | 0 | 0 | 0 | 0 | -68823.2295 | 14366.478 | 0 | 0 | 0 | 0 | 0 | 0 | 0 | 0 | 0 | 0 | 0 | 0 | 0 | 0 | 0
2016-07-16 07:00 | 0 | 0 | 0 | 0 | 162845.782 | 0 | 422379 | 0 | 0 | 0 | 0 | 726916.1866 | 3112212.0591 | 0 | 0 | 0 | 0 | 0 | 0 | 0 | 0 | 0 | 0 | 0 | 0 | 0 | 0 | 0 | 0 | -259533.218 | 0 | 0 | 0 | 0 | 0 | 0 | 0 | 0 | 0 | 0 | 0 | 0 | 0 | 0 | 0 | 0
2016-07-16 08:00 | 0 | 0 | 0 | 0 | 355317.9911 | 0 | 410187 | 0 | 0 | 0 | 0 | 672047.1777 | 3112212.0591 | 0 | 0 | 0 | 0 | 0 | 0 | 0 | 0 | 0 | 0 | 0 | 0 | 0 | 0 | 0 | 0 | -54869.0089 | 0 | 0 | 0 | 0 | 0 | 0 | 0 | 0 | 0 | 0 | 0 | 0 | 0 | 0 | 0 | 0
2016-07-16 09:00 | 0 | 0 | 0 | 0 | 319094.452 | 0 | 404433 | 0 | 0 | 0 | 0 | 572342.1517 | 3126578.5371 | 0 | 0 | 0 | 0 | 0 | 0 | 0 | 0 | 0 | 0 | 0 | 0 | 0 | 0 | 0 | 0 | -99705.026 | 14366.478 | 0 | 0 | 0 | 0 | 0 | 0 | 0 | 0 | 0 | 0 | 0 | 0 | 0 | 0 | 0
2016-07-16 10:00 | 0 | 0 | 0 | 0 | 278883.479 | 0 | 403956 | 0 | 0 | 0 | 0 | 432903.1527 | 3140945.015 | 0 | 0 | 0 | 0 | 0 | 0 | 0 | 0 | 0 | 0 | 0 | 0 | 0 | 0 | 0 | 0 | -139438.999 | 14366.478 | 0 | 0 | 0 | 0 | 0 | 0 | 0 | 0 | 0 | 0 | 0 | 0 | 0 | 0 | 0
2016-07-16 11:00 | 0 | 0 | 0 | 0 | 236693.8466 | 0 | 411897 | 0 | 0 | 0 | 0 | 243333.5213 | 3155311.493 | 0 | 0 | 0 | 0 | 0 | 0 | 0 | 0 | 0 | 0 | 0 | 0 | 0 | 0 | 0 | 0 | -189569.6314 | 14366.478 | 0 | 0 | 0 | 0 | 0 | 0 | 0 | 0 | 0 | 0 | 0 | 0 | 0 | 0 | 0
2016-07-16 12:00 | 0 | 0 | 0 | 0 | 165655.8303 | 94624.8201 | 431408 | 0 | 0 | 0 | 0 | 72206.1717 | 3155311.493 | 0 | 0 | 0 | 0 | 0 | 0 | 0 | 0 | 0 | 0 | 0 | 0 | 0 | 0 | 0 | 0 | -171127.3496 | 0 | 0 | 0 | 0 | 0 | 0 | 0 | 0 | 0 | 0 | 0 | 0 | 0 | 0 | 0 | 0
2016-07-16 13:00 | 0 | 0 | 0 | 0 | 0 | 426393.5181 | 460733 | 0 | 0 | 0 | 0 | 37866.6898 | 3155311.493 | 0 | 0 | 0 | 0 | 0 | 0 | 0 | 0 | 0 | 0 | 0 | 0 | 0 | 0 | 0 | 0 | -34339.4819 | 0 | 0 | 0 | 0 | 0 | 0 | 0 | 0 | 0 | 0 | 0 | 0 | 0 | 0 | 0 | 0
2016-07-16 14:00 | 0 | 0 | 0 | 0 | 101495.4298 | 651037.7881 | 493000 | 0 | 0 | 0 | 0 | 297399.9078 | 3155311.493 | 0 | 0 | 0 | 0 | 0 | 0 | 0 | 0 | 0 | 0 | 0 | 0 | 0 | 0 | 0 | 0 | 259533.218 | 0 | 0 | 0 | 0 | 0 | 0 | 0 | 0 | 0 | 0 | 0 | 0 | 0 | 0 | 0 | 0
2016-07-16 15:00 | 0 | 0 | 0 | 0 | 28569.5619 | 769501.1341 | 524171 | 0 | 0 | 0 | 0 | 556933.1258 | 3169677.971 | 0 | 0 | 0 | 0 | 0 | 0 | 0 | 0 | 0 | 0 | 0 | 0 | 0 | 0 | 0 | 0 | 259533.218 | 14366.478 | 0 | 0 | 0 | 0 | 0 | 0 | 0 | 0 | 0 | 0 | 0 | 0 | 0 | 0 | 0
2016-07-16 16:00 | 0 | 0 | 0 | 0 | 0 | 827646.5061 | 550527 | 0 | 0 | 0 | 0 | 816466.3437 | 3184044.449 | 0 | 0 | 0 | 0 | 0 | 0 | 3219.8102 | 0 | 0 | 0 | 0 | 0 | 0 | 0 | 0 | 0 | 259533.218 | 14366.478 | 0 | 0 | 0 | 0 | 0 | 0 | 0 | 0 | 3219.8102 | 0 | 0 | 0 | 0 | 0 | 0
2016-07-16 17:00 | 0 | 0 | 0 | 0 | 0 | 845961.0261 | 572417 | 0 | 0 | 0 | 0 | 1075999.5617 | 3184044.449 | 0 | 0 | 0 | 0 | 0 | 0 | 17230.6183 | 0 | 0 | 0 | 0 | 0 | 0 | 0 | 0 | 0 | 259533.218 | 0 | 0 | 0 | 0 | 0 | 0 | 0 | 0 | 0 | 14010.8081 | 0 | 0 | 0 | 0 | 0 | 0
2016-07-16 18:00 | 0 | 0 | 0 | 0 | 0 | 843833.4501 | 589029 | 0 | 0 | 0 | 0 | 1310153.8626 | 3198410.927 | 0 | 0 | 0 | 0 | 0 | 0 | 23514.2896 | 0 | 0 | 0 | 0 | 0 | 0 | 0 | 0 | 0 | 234154.3009 | 14366.478 | 0 | 0 | 0 | 0 | 0 | 0 | 0 | 0 | 6283.6713 | 0 | 0 | 0 | 0 | 0 | 0
2016-07-16 19:00 | 0 | 0 | 0 | 0 | 0 | 835993.3436 | 600006 | 0 | 0 | 0 | 0 | 1569687.0805 | 3198379.3422 | 0 | 0 | 0 | 0 | 0 | 0 | 0 | 0 | 0 | 0 | 0 | 0 | 0 | 0 | 0 | 0 | 259533.218 | 0 | 31.5848 | 0 | 0 | 0 | 0 | 0 | 0 | 0 | -23514.2896 | 0 | 0 | 0 | 0 | 0 | 0
2016-07-16 20:00 | 0 | 0 | 0 | 0 | 0 | 831847.307 | 606513 | 0 | 0 | 0 | 0 | 1780654.9095 | 3212745.8201 | 0 | 0 | 0 | 0 | 0 | 0 | 0 | 0 | 0 | 0 | 0 | 0 | 0 | 0 | 0 | 0 | 210967.829 | 14366.478 | 0 | 0 | 0 | 0 | 0 | 0 | 0 | 0 | 0 | 0 | 0 | 0 | 0 | 0 | 0
2016-07-16 21:00 | 0 | 0 | 0 | 0 | 0 | 822626.0113 | 608656 | 0 | 0 | 0 | 0 | 1994624.9208 | 3212745.8201 | 0 | 0 | 0 | 0 | 0 | 0 | 0 | 0 | 0 | 0 | 0 | 0 | 0 | 0 | 0 | 0 | 213970.0113 | 0 | 0 | 0 | 0 | 0 | 0 | 0 | 0 | 0 | 0 | 0 | 0 | 0 | 0 | 0 | 0
2016-07-16 22:00 | 0 | 0 | 0 | 0 | 0 | 795195.2524 | 603469 | 0 | 0 | 0 | 0 | 2186351.1732 | 3212745.8201 | 0 | 0 | 0 | 0 | 0 | 0 | 0 | 0 | 0 | 0 | 0 | 0 | 0 | 0 | 0 | 0 | 191726.2524 | 0 | 0 | 0 | 0 | 0 | 0 | 0 | 0 | 0 | 0 | 0 | 0 | 0 | 0 | 0 | 0
2016-07-16 23:00 | 0 | 0 | 0 | 0 | 0 | 714779.5134 | 591077 | 0 | 0 | 0 | 0 | 2295687.2086 | 3227112.2981 | 0 | 0 | 0 | 0 | 0 | 0 | 0 | 0 | 0 | 0 | 0 | 0 | 0 | 0 | 0 | 0 | 109336.0354 | 14366.478 | 0 | 0 | 0 | 0 | 0 | 0 | 0 | 0 | 0 | 0 | 0 | 0 | 0 | 0 | 0
2016-07-17 | 0 | 0 | 0 | 0 | 0 | 557564.3544 | 575707 | 0 | 0 | 0 | 0 | 2277544.5631 | 3227112.2981 | 0 | 0 | 0 | 0 | 0 | 0 | 0 | 0 | 0 | 0 | 0 | 0 | 0 | 0 | 0 | 0 | -18142.6456 | 0 | 0 | 0 | 0 | 0 | 0 | 0 | 0 | 0 | 0 | 0 | 0 | 0 | 0 | 0 | 0
2016-07-17 01:00 | 0 | 0 | 0 | 0 | 17362.8436 | 283449.9385 | 560346 | 0 | 0 | 0 | 0 | 2018011.3451 | 3227112.2981 | 0 | 0 | 0 | 0 | 0 | 0 | 0 | 0 | 0 | 0 | 0 | 0 | 0 | 0 | 0 | 0 | -259533.218 | 0 | 0 | 0 | 0 | 0 | 0 | 0 | 0 | 0 | 0 | 0 | 0 | 0 | 0 | 0 | 0
2016-07-17 02:00 | 0 | 0 | 0 | 0 | 253304.0122 | 25832.7699 | 538670 | 0 | 0 | 0 | 0 | 1758478.1272 | 3227112.2981 | 0 | 0 | 0 | 0 | 0 | 0 | 0 | 0 | 0 | 0 | 0 | 0 | 0 | 0 | 0 | 0 | -259533.218 | 0 | 0 | 0 | 0 | 0 | 0 | 0 | 0 | 0 | 0 | 0 | 0 | 0 | 0 | 0 | 0
2016-07-17 03:00 | 0 | 0 | 0 | 0 | 248958.782 | 0 | 508492 | 0 | 0 | 0 | 0 | 1498944.9092 | 3227112.2981 | 0 | 0 | 0 | 0 | 0 | 0 | 0 | 0 | 0 | 0 | 0 | 0 | 0 | 0 | 0 | 0 | -259533.218 | 0 | 0 | 0 | 0 | 0 | 0 | 0 | 0 | 0 | 0 | 0 | 0 | 0 | 0 | 0 | 0
2016-07-17 04:00 | 0 | 0 | 0 | 0 | 655074.9314 | 0 | 477482 | 0 | 0 | 0 | 0 | 1662171.3626 | 3241478.7761 | 0 | 0 | 0 | 0 | 0 | 0 | 0 | 0 | 0 | 0 | 0 | 0 | 0 | 0 | 0 | 0 | 163226.4534 | 14366.478 | 0 | 0 | 0 | 0 | 0 | 0 | 0 | 0 | 0 | 0 | 0 | 0 | 0 | 0 | 0
2016-07-17 05:00 | 0 | 0 | 0 | 0 | 191501.782 | 0 | 451035 | 0 | 0 | 0 | 0 | 1402638.1446 | 3241478.7761 | 0 | 0 | 0 | 0 | 0 | 0 | 0 | 0 | 0 | 0 | 0 | 0 | 0 | 0 | 0 | 0 | -259533.218 | 0 | 0 | 0 | 0 | 0 | 0 | 0 | 0 | 0 | 0 | 0 | 0 | 0 | 0 | 0 | 0
2016-07-17 06:00 | 0 | 0 | 0 | 0 | 170109.782 | 0 | 429643 | 0 | 0 | 0 | 0 | 1143104.9266 | 3241478.7761 | 0 | 0 | 0 | 0 | 0 | 0 | 0 | 0 | 0 | 0 | 0 | 0 | 0 | 0 | 0 | 0 | -259533.218 | 0 | 0 | 0 | 0 | 0 | 0 | 0 | 0 | 0 | 0 | 0 | 0 | 0 | 0 | 0 | 0
2016-07-17 07:00 | 0 | 0 | 0 | 0 | 152054.782 | 0 | 411588 | 0 | 0 | 0 | 0 | 883571.7087 | 3241478.7761 | 0 | 0 | 0 | 0 | 0 | 0 | 0 | 0 | 0 | 0 | 0 | 0 | 0 | 0 | 0 | 0 | -259533.218 | 0 | 0 | 0 | 0 | 0 | 0 | 0 | 0 | 0 | 0 | 0 | 0 | 0 | 0 | 0 | 0
2016-07-17 08:00 | 0 | 0 | 0 | 0 | 140284.782 | 0 | 399818 | 0 | 0 | 0 | 0 | 624038.4907 | 3241478.7761 | 0 | 0 | 0 | 0 | 0 | 0 | 0 | 0 | 0 | 0 | 0 | 0 | 0 | 0 | 0 | 0 | -259533.218 | 0 | 0 | 0 | 0 | 0 | 0 | 0 | 0 | 0 | 0 | 0 | 0 | 0 | 0 | 0 | 0
2016-07-17 09:00 | 0 | 0 | 0 | 0 | 505778.2742 | 0 | 392622 | 0 | 0 | 0 | 0 | 722828.2869 | 3255845.2541 | 0 | 0 | 0 | 0 | 0 | 0 | 0 | 0 | 0 | 0 | 0 | 0 | 0 | 0 | 0 | 0 | 98789.7962 | 14366.478 | 0 | 0 | 0 | 0 | 0 | 0 | 0 | 0 | 0 | 0 | 0 | 0 | 0 | 0 | 0
2016-07-17 10:00 | 0 | 0 | 0 | 0 | 127993.782 | 0 | 387527 | 0 | 0 | 0 | 0 | 463295.0689 | 3255845.2541 | 0 | 0 | 0 | 0 | 0 | 0 | 0 | 0 | 0 | 0 | 0 | 0 | 0 | 0 | 0 | 0 | -259533.218 | 0 | 0 | 0 | 0 | 0 | 0 | 0 | 0 | 0 | 0 | 0 | 0 | 0 | 0 | 0 | 0
2016-07-17 11:00 | 0 | 0 | 0 | 0 | 132106.9631 | 0.81895 | 391641 | 0 | 0 | 0 | 0 | 203761.851 | 3255845.2541 | 0 | 0 | 0 | 0 | 0 | 0 | 0 | 0 | 0 | 0 | 0 | 0 | 0 | 0 | 0 | 0 | -259533.218 | 0 | 0 | 0 | 0 | 0 | 0 | 0 | 0 | 0 | 0 | 0 | 0 | 0 | 0 | 0 | 0
2016-07-17 12:00 | 0 | 0 | 0 | 0 | 312388.2319 | 110121.9906 | 411311 | 0 | 0 | 0 | 0 | 200594.5954 | 3270211.7321 | 0 | 0 | 0 | 0 | 0 | 0 | 0 | 0 | 0 | 0 | 0 | 0 | 0 | 0 | 0 | 0 | -3167.2555 | 14366.478 | 0 | 0 | 0 | 0 | 0 | 0 | 0 | 0 | 0 | 0 | 0 | 0 | 0 | 0 | 0
2016-07-17 13:00 | 0 | 0 | 0 | 0 | 0 | 449132.5083 | 444110 | 0 | 0 | 0 | 0 | 205617.1037 | 3270211.7321 | 0 | 0 | 0 | 0 | 0 | 0 | 0 | 0 | 0 | 0 | 0 | 0 | 0 | 0 | 0 | 0 | 5022.5083 | 0 | 0 | 0 | 0 | 0 | 0 | 0 | 0 | 0 | 0 | 0 | 0 | 0 | 0 | 0 | 0
2016-07-17 14:00 | 0 | 0 | 0 | 0 | 69474.9444 | 669697.2736 | 479639 | 0 | 0 | 0 | 0 | 465150.3217 | 3270211.7321 | 0 | 0 | 0 | 0 | 0 | 0 | 0 | 0 | 0 | 0 | 0 | 0 | 0 | 0 | 0 | 0 | 259533.218 | 0 | 0 | 0 | 0 | 0 | 0 | 0 | 0 | 0 | 0 | 0 | 0 | 0 | 0 | 0 | 0
2016-07-17 15:00 | 0 | 0 | 0 | 0 | 20719.4975 | 767272.1985 | 514092 | 0 | 0 | 0 | 0 | 724683.5397 | 3284578.21 | 0 | 0 | 0 | 0 | 0 | 0 | 0 | 0 | 0 | 0 | 0 | 0 | 0 | 0 | 0 | 0 | 259533.218 | 14366.478 | 0 | 0 | 0 | 0 | 0 | 0 | 0 | 0 | 0 | 0 | 0 | 0 | 0 | 0 | 0
2016-07-17 16:00 | 0 | 0 | 0 | 0 | 0 | 817056.1503 | 545689 | 0 | 0 | 0 | 0 | 984216.7576 | 3296412.1424 | 0 | 0 | 0 | 0 | 0 | 0 | 0 | 0 | 0 | 0 | 0 | 0 | 0 | 0 | 0 | 0 | 259533.218 | 11833.9324 | 0 | 0 | 0 | 0 | 0 | 0 | 0 | 0 | 0 | 0 | 0 | 0 | 0 | 0 | 0
2016-07-17 17:00 | 0 | 0 | 0 | 0 | 0 | 832818.267 | 571375 | 0 | 0 | 0 | 0 | 1243749.9756 | 3298322.1915 | 0 | 0 | 0 | 0 | 0 | 0 | 0 | 0 | 0 | 0 | 0 | 0 | 0 | 0 | 0 | 0 | 259533.218 | 1910.0491 | 0 | 0 | 0 | 0 | 0 | 0 | 0 | 0 | 0 | 0 | 0 | 0 | 0 | 0 | 0
2016-07-17 18:00 | 0 | 0 | 0 | 0 | 0 | 828811.6512 | 591889 | 0 | 0 | 0 | 0 | 1466306.1488 | 3312688.6694 | 0 | 0 | 0 | 0 | 0 | 0 | 0 | 0 | 0 | 0 | 0 | 0 | 0 | 0 | 0 | 0 | 222556.1732 | 14366.478 | 0 | 0 | 0 | 0 | 0 | 0 | 0 | 0 | 0 | 0 | 0 | 0 | 0 | 0 | 0
2016-07-17 19:00 | 0 | 0 | 0 | 0 | 0 | 817082.7968 | 607872 | 0 | 0 | 0 | 0 | 1661150.4676 | 3327055.1474 | 0 | 0 | 0 | 0 | 0 | 0 | 0 | 0 | 0 | 0 | 0 | 0 | 0 | 0 | 0 | 0 | 194844.3189 | 14366.478 | 0 | 0 | 0 | 0 | 0 | 0 | 0 | 0 | 0 | 0 | 0 | 0 | 0 | 0 | 0
2016-07-17 20:00 | 0 | 0 | 0 | 0 | 0 | 809042.6432 | 620128 | 0 | 0 | 0 | 0 | 1850065.1109 | 3327055.1474 | 0 | 0 | 0 | 0 | 0 | 0 | 0 | 0 | 0 | 0 | 0 | 0 | 0 | 0 | 0 | 0 | 188914.6432 | 0 | 0 | 0 | 0 | 0 | 0 | 0 | 0 | 0 | 0 | 0 | 0 | 0 | 0 | 0 | 0
2016-07-17 21:00 | 0 | 0 | 0 | 0 | 0 | 793103.0695 | 628734 | 0 | 0 | 0 | 0 | 2014434.1804 | 3327055.1474 | 0 | 0 | 0 | 0 | 0 | 0 | 0 | 0 | 0 | 0 | 0 | 0 | 0 | 0 | 0 | 0 | 164369.0695 | 0 | 0 | 0 | 0 | 0 | 0 | 0 | 0 | 0 | 0 | 0 | 0 | 0 | 0 | 0 | 0
2016-07-17 22:00 | 0 | 0 | 0 | 0 | 0 | 757207.8619 | 630088 | 0 | 0 | 0 | 0 | 2127187.5643 | 3341421.6254 | 0 | 0 | 0 | 0 | 0 | 0 | 0 | 0 | 0 | 0 | 0 | 0 | 0 | 0 | 0 | 0 | 112753.3839 | 14366.478 | 0 | 0 | 0 | 0 | 0 | 0 | 0 | 0 | 0 | 0 | 0 | 0 | 0 | 0 | 0
2016-07-17 23:00 | 0 | 0 | 0 | 0 | 0 | 676394.6926 | 622054 | 0 | 0 | 0 | 0 | 2181528.2569 | 3341421.6254 | 0 | 0 | 0 | 0 | 0 | 0 | 0 | 0 | 0 | 0 | 0 | 0 | 0 | 0 | 0 | 0 | 54340.6926 | 0 | 0 | 0 | 0 | 0 | 0 | 0 | 0 | 0 | 0 | 0 | 0 | 0 | 0 | 0 | 0
2016-07-18 | 0 | 0 | 0 | 0 | 0 | 525401.4518 | 608973 | 0 | 0 | 0 | 0 | 2097956.7088 | 3341421.6254 | 0 | 0 | 0 | 0 | 0 | 0 | 0 | 0 | 0 | 0 | 0 | 0 | 0 | 0 | 0 | 0 | -83571.5482 | 0 | 0 | 0 | 0 | 0 | 0 | 0 | 0 | 0 | 0 | 0 | 0 | 0 | 0 | 0 | 0
2016-07-18 01:00 | 0 | 0 | 0 | 0 | 441277.2013 | 264678.799 | 595724 | 0 | 0 | 0 | 0 | 2208188.709 | 3341421.6254 | 0 | 0 | 0 | 0 | 0 | 0 | 0 | 0 | 0 | 0 | 0 | 0 | 0 | 0 | 0 | 0 | 110232.0003 | 0 | 0 | 0 | 0 | 0 | 0 | 0 | 0 | 0 | 0 | 0 | 0 | 0 | 0 | 0 | 0
2016-07-18 02:00 | 0 | 0 | 0 | 0 | 297003.7911 | 30008.4689 | 572179 | 0 | 0 | 0 | 0 | 1948655.4911 | 3355788.1034 | 0 | 0 | 0 | 0 | 0 | 0 | 0 | 0 | 0 | 0 | 0 | 0 | 0 | 0 | 0 | 0 | -259533.218 | 14366.478 | 0 | 0 | 0 | 0 | 0 | 0 | 0 | 0 | 0 | 0 | 0 | 0 | 0 | 0 | 0
2016-07-18 03:00 | 0 | 0 | 0 | 0 | 280468.782 | 0 | 540002 | 0 | 0 | 0 | 0 | 1689122.2731 | 3355788.1034 | 0 | 0 | 0 | 0 | 0 | 0 | 0 | 0 | 0 | 0 | 0 | 0 | 0 | 0 | 0 | 0 | -259533.218 | 0 | 0 | 0 | 0 | 0 | 0 | 0 | 0 | 0 | 0 | 0 | 0 | 0 | 0 | 0 | 0
2016-07-18 04:00 | 0 | 0 | 0 | 0 | 485972.617 | 0 | 506806 | 0 | 0 | 0 | 0 | 1668288.8901 | 3355788.1034 | 0 | 0 | 0 | 0 | 0 | 0 | 0 | 0 | 0 | 0 | 0 | 0 | 0 | 0 | 0 | 0 | -20833.383 | 0 | 0 | 0 | 0 | 0 | 0 | 0 | 0 | 0 | 0 | 0 | 0 | 0 | 0 | 0 | 0
2016-07-18 05:00 | 0 | 0 | 0 | 0 | 218402.782 | 0 | 477936 | 0 | 0 | 0 | 0 | 1408755.6721 | 3355788.1034 | 0 | 0 | 0 | 0 | 0 | 0 | 0 | 0 | 0 | 0 | 0 | 0 | 0 | 0 | 0 | 0 | -259533.218 | 0 | 0 | 0 | 0 | 0 | 0 | 0 | 0 | 0 | 0 | 0 | 0 | 0 | 0 | 0 | 0
2016-07-18 06:00 | 0 | 0 | 0 | 0 | 433903.5628 | 0 | 455072 | 0 | 0 | 0 | 0 | 1373220.757 | 3370154.5814 | 0 | 0 | 0 | 0 | 0 | 0 | 0 | 0 | 0 | 0 | 0 | 0 | 0 | 0 | 0 | 0 | -35534.9152 | 14366.478 | 0 | 0 | 0 | 0 | 0 | 0 | 0 | 0 | 0 | 0 | 0 | 0 | 0 | 0 | 0
2016-07-18 07:00 | 0 | 0 | 0 | 0 | 429478.6201 | 0 | 438275 | 0 | 0 | 0 | 0 | 1364424.3771 | 3370154.5814 | 0 | 0 | 0 | 0 | 0 | 0 | 0 | 0 | 0 | 0 | 0 | 0 | 0 | 0 | 0 | 0 | -8796.3799 | 0 | 0 | 0 | 0 | 0 | 0 | 0 | 0 | 0 | 0 | 0 | 0 | 0 | 0 | 0 | 0
2016-07-18 08:00 | 0 | 0 | 0 | 0 | 418346.8277 | 0 | 430035 | 0 | 0 | 0 | 0 | 1352736.2048 | 3370154.5814 | 0 | 0 | 0 | 0 | 0 | 0 | 0 | 0 | 0 | 0 | 0 | 0 | 0 | 0 | 0 | 0 | -11688.1723 | 0 | 0 | 0 | 0 | 0 | 0 | 0 | 0 | 0 | 0 | 0 | 0 | 0 | 0 | 0 | 0
2016-07-18 09:00 | 0 | 0 | 0 | 0 | 383092.3748 | 0 | 432780 | 0 | 0 | 0 | 0 | 1288682.1016 | 3384521.0594 | 0 | 0 | 0 | 0 | 0 | 0 | 0 | 0 | 0 | 0 | 0 | 0 | 0 | 0 | 0 | 0 | -64054.1032 | 14366.478 | 0 | 0 | 0 | 0 | 0 | 0 | 0 | 0 | 0 | 0 | 0 | 0 | 0 | 0 | 0
2016-07-18 10:00 | 0 | 0 | 0 | 0 | 348785.0952 | 0 | 446146 | 0 | 0 | 0 | 0 | 1176954.7189 | 3398887.5373 | 0 | 0 | 0 | 0 | 0 | 0 | 0 | 0 | 0 | 0 | 0 | 0 | 0 | 0 | 0 | 0 | -111727.3828 | 14366.478 | 0 | 0 | 0 | 0 | 0 | 0 | 0 | 0 | 0 | 0 | 0 | 0 | 0 | 0 | 0
2016-07-18 11:00 | 0 | 0 | 0 | 0 | 317076.929 | 0.44623 | 466590 | 0 | 0 | 0 | 0 | 1003927.8045 | 3398887.5373 | 0 | 0 | 0 | 0 | 0 | 0 | 23514.2896 | 0 | 0 | 0 | 0 | 0 | 0 | 0 | 0 | 0 | -173026.9144 | 0 | 0 | 0 | 0 | 0 | 0 | 0 | 0 | 0 | 23514.2896 | 0 | 0 | 0 | 0 | 0 | 0
2016-07-18 12:00 | 0 | 0 | 0 | 0 | 183021.2426 | 79270.3959 | 495607 | 0 | 0 | 0 | 0 | 779760.2546 | 3413254.0153 | 0 | 0 | 0 | 0 | 0 | 0 | 0 | 0 | 0 | 0 | 0 | 0 | 0 | 0 | 0 | 0 | -224167.5498 | 14366.478 | 0 | 0 | 0 | 0 | 0 | 0 | 0 | 0 | -23514.2896 | 0 | 0 | 0 | 0 | 0 | 0
2016-07-18 13:00 | 0 | 0 | 0 | 0 | 0 | 374533.5812 | 530189 | 0 | 0 | 0 | 0 | 624104.8358 | 3413254.0153 | 0 | 0 | 0 | 0 | 0 | 0 | 0 | 0 | 0 | 0 | 0 | 0 | 0 | 0 | 0 | 0 | -155655.4188 | 0 | 0 | 0 | 0 | 0 | 0 | 0 | 0 | 0 | 0 | 0 | 0 | 0 | 0 | 0 | 0
2016-07-18 14:00 | 0 | 0 | 0 | 0 | 0 | 582085.3878 | 567488 | 0 | 0 | 0 | 0 | 638702.2236 | 3413254.0153 | 0 | 0 | 0 | 0 | 0 | 0 | 0 | 0 | 0 | 0 | 0 | 0 | 0 | 0 | 0 | 0 | 14597.3878 | 0 | 0 | 0 | 0 | 0 | 0 | 0 | 0 | 0 | 0 | 0 | 0 | 0 | 0 | 0 | 0
2016-07-18 15:00 | 0 | 0 | 0 | 0 | 167767.9279 | 694428.2901 | 602663 | 0 | 0 | 0 | 0 | 898235.4416 | 3413254.0153 | 0 | 0 | 0 | 0 | 0 | 0 | 0 | 0 | 0 | 0 | 0 | 0 | 0 | 0 | 0 | 0 | 259533.218 | 0 | 0 | 0 | 0 | 0 | 0 | 0 | 0 | 0 | 0 | 0 | 0 | 0 | 0 | 0 | 0
2016-07-18 16:00 | 0 | 0 | 0 | 0 | 0 | 754995.237 | 632805 | 0 | 0 | 0 | 0 | 1006059.2006 | 3427620.4933 | 0 | 0 | 0 | 0 | 0 | 0 | 0 | 0 | 0 | 0 | 0 | 0 | 0 | 0 | 0 | 0 | 107823.759 | 14366.478 | 0 | 0 | 0 | 0 | 0 | 0 | 0 | 0 | 0 | 0 | 0 | 0 | 0 | 0 | 0
2016-07-18 17:00 | 0 | 0 | 0 | 0 | 0 | 779791.3194 | 655699 | 0 | 0 | 0 | 0 | 1130151.52 | 3427620.4933 | 0 | 0 | 0 | 0 | 0 | 0 | 0 | 0 | 0 | 0 | 0 | 0 | 0 | 0 | 0 | 0 | 124092.3194 | 0 | 0 | 0 | 0 | 0 | 0 | 0 | 0 | 0 | 0 | 0 | 0 | 0 | 0 | 0 | 0
2016-07-18 18:00 | 0 | 0 | 0 | 0 | 0 | 777280.8908 | 671854 | 0 | 0 | 0 | 0 | 1235578.4107 | 3427620.4933 | 0 | 0 | 0 | 0 | 0 | 0 | 0 | 0 | 0 | 0 | 0 | 0 | 0 | 0 | 0 | 0 | 105426.8908 | 0 | 0 | 0 | 0 | 0 | 0 | 0 | 0 | 0 | 0 | 0 | 0 | 0 | 0 | 0 | 0
2016-07-18 19:00 | 0 | 0 | 0 | 0 | 175201.1225 | 763110.0955 | 678778 | 0 | 0 | 0 | 0 | 1495111.6287 | 3427620.4933 | 0 | 0 | 0 | 0 | 0 | 0 | 0 | 0 | 0 | 0 | 0 | 0 | 0 | 0 | 0 | 0 | 259533.218 | 0 | 0 | 0 | 0 | 0 | 0 | 0 | 0 | 0 | 0 | 0 | 0 | 0 | 0 | 0 | 0
2016-07-18 20:00 | 0 | 0 | 0 | 0 | 0 | 747629.9791 | 679882 | 0 | 0 | 0 | 0 | 1548493.1298 | 3441986.9713 | 0 | 0 | 0 | 0 | 0 | 0 | 0 | 0 | 0 | 0 | 0 | 0 | 0 | 0 | 0 | 0 | 53381.5011 | 14366.478 | 0 | 0 | 0 | 0 | 0 | 0 | 0 | 0 | 0 | 0 | 0 | 0 | 0 | 0 | 0
2016-07-18 21:00 | 0 | 0 | 0 | 0 | 0 | 720935.934 | 677977 | 0 | 0 | 0 | 0 | 1591452.0638 | 3441986.9713 | 0 | 0 | 0 | 0 | 0 | 0 | 0 | 0 | 0 | 0 | 0 | 0 | 0 | 0 | 0 | 0 | 42958.934 | 0 | 0 | 0 | 0 | 0 | 0 | 0 | 0 | 0 | 0 | 0 | 0 | 0 | 0 | 0 | 0
2016-07-18 22:00 | 0 | 0 | 0 | 0 | 0 | 680758.6452 | 673385 | 0 | 0 | 0 | 0 | 1598825.709 | 3441986.9713 | 0 | 0 | 0 | 0 | 0 | 0 | 0 | 0 | 0 | 0 | 0 | 0 | 0 | 0 | 0 | 0 | 7373.6452 | 0 | 0 | 0 | 0 | 0 | 0 | 0 | 0 | 0 | 0 | 0 | 0 | 0 | 0 | 0 | 0
2016-07-18 23:00 | 0 | 0 | 0 | 0 | 332905.8429 | 598464.1179 | 662839 | 0 | 0 | 0 | 0 | 1858358.9269 | 3441986.9713 | 0 | 0 | 0 | 0 | 0 | 0 | 8997.7428 | 0 | 0 | 0 | 0 | 0 | 0 | 0 | 0 | 0 | 259533.218 | 0 | 0 | 0 | 0 | 0 | 0 | 0 | 0 | 0 | 8997.7428 | 0 | 0 | 0 | 0 | 0 | 0
2016-07-19 | 0 | 0 | 0 | 0 | 0 | 452488.9741 | 645707 | 0 | 0 | 0 | 0 | 1674138.6438 | 3441986.9713 | 0 | 0 | 0 | 0 | 0 | 0 | 0 | 0 | 0 | 0 | 0 | 0 | 0 | 0 | 0 | 0 | -184220.2831 | 0 | 0 | 0 | 0 | 0 | 0 | 0 | 0 | 0 | -8997.7428 | 0 | 0 | 0 | 0 | 0 | 0
2016-07-19 01:00 | 0 | 0 | 0 | 0 | 142877.3609 | 224515.4211 | 626926 | 0 | 0 | 0 | 0 | 1414605.4259 | 3441986.9713 | 0 | 0 | 0 | 0 | 0 | 0 | 0 | 0 | 0 | 0 | 0 | 0 | 0 | 0 | 0 | 0 | -259533.218 | 0 | 0 | 0 | 0 | 0 | 0 | 0 | 0 | 0 | 0 | 0 | 0 | 0 | 0 | 0 | 0
2016-07-19 02:00 | 0 | 0 | 0 | 0 | 632048.6101 | 36075.4311 | 597364 | 0 | 0 | 0 | 0 | 1470998.9891 | 3456353.4493 | 0 | 0 | 0 | 0 | 0 | 0 | 0 | 0 | 0 | 0 | 0 | 0 | 0 | 0 | 0 | 0 | 56393.5632 | 14366.478 | 0 | 0 | 0 | 0 | 0 | 0 | 0 | 0 | 0 | 0 | 0 | 0 | 0 | 0 | 0
2016-07-19 03:00 | 0 | 0 | 0 | 0 | 299200.782 | 0 | 558734 | 0 | 0 | 0 | 0 | 1211465.7711 | 3456353.4493 | 0 | 0 | 0 | 0 | 0 | 0 | 0 | 0 | 0 | 0 | 0 | 0 | 0 | 0 | 0 | 0 | -259533.218 | 0 | 0 | 0 | 0 | 0 | 0 | 0 | 0 | 0 | 0 | 0 | 0 | 0 | 0 | 0 | 0
2016-07-19 04:00 | 0 | 0 | 0 | 0 | 595908.9101 | 0 | 520670 | 0 | 0 | 0 | 0 | 1286704.6812 | 3456353.4493 | 0 | 0 | 0 | 0 | 0 | 0 | 0 | 0 | 0 | 0 | 0 | 0 | 0 | 0 | 0 | 0 | 75238.9101 | 0 | 0 | 0 | 0 | 0 | 0 | 0 | 0 | 0 | 0 | 0 | 0 | 0 | 0 | 0 | 0
2016-07-19 05:00 | 0 | 0 | 0 | 0 | 228764.782 | 0 | 488298 | 0 | 0 | 0 | 0 | 1027171.4633 | 3456353.4493 | 0 | 0 | 0 | 0 | 0 | 0 | 0 | 0 | 0 | 0 | 0 | 0 | 0 | 0 | 0 | 0 | -259533.218 | 0 | 0 | 0 | 0 | 0 | 0 | 0 | 0 | 0 | 0 | 0 | 0 | 0 | 0 | 0 | 0
2016-07-19 06:00 | 0 | 0 | 0 | 0 | 518554.7361 | 0 | 461564 | 0 | 0 | 0 | 0 | 1069795.7214 | 3470719.9272 | 0 | 0 | 0 | 0 | 0 | 0 | 0 | 0 | 0 | 0 | 0 | 0 | 0 | 0 | 0 | 0 | 42624.2581 | 14366.478 | 0 | 0 | 0 | 0 | 0 | 0 | 0 | 0 | 0 | 0 | 0 | 0 | 0 | 0 | 0
2016-07-19 07:00 | 0 | 0 | 0 | 0 | 183314.782 | 0 | 442848 | 0 | 0 | 0 | 0 | 810262.5034 | 3470719.9272 | 0 | 0 | 0 | 0 | 0 | 0 | 0 | 0 | 0 | 0 | 0 | 0 | 0 | 0 | 0 | 0 | -259533.218 | 0 | 0 | 0 | 0 | 0 | 0 | 0 | 0 | 0 | 0 | 0 | 0 | 0 | 0 | 0 | 0
2016-07-19 08:00 | 0 | 0 | 0 | 0 | 477563.8559 | 0 | 433311 | 0 | 0 | 0 | 0 | 854515.3593 | 3470719.9272 | 0 | 0 | 0 | 0 | 0 | 0 | 0 | 0 | 0 | 0 | 0 | 0 | 0 | 0 | 0 | 0 | 44252.8559 | 0 | 0 | 0 | 0 | 0 | 0 | 0 | 0 | 0 | 0 | 0 | 0 | 0 | 0 | 0 | 0
2016-07-19 09:00 | 0 | 0 | 0 | 0 | 455379.4568 | 0 | 435488 | 0 | 0 | 0 | 0 | 860040.3381 | 3485086.4052 | 0 | 0 | 0 | 0 | 0 | 0 | 0 | 0 | 0 | 0 | 0 | 0 | 0 | 0 | 0 | 0 | 5524.9788 | 14366.478 | 0 | 0 | 0 | 0 | 0 | 0 | 0 | 0 | 0 | 0 | 0 | 0 | 0 | 0 | 0
2016-07-19 10:00 | 0 | 0 | 0 | 0 | 426604.5587 | 0 | 448967 | 0 | 0 | 0 | 0 | 823311.4189 | 3499452.8832 | 0 | 0 | 0 | 0 | 0 | 0 | 0 | 0 | 0 | 0 | 0 | 0 | 0 | 0 | 0 | 0 | -36728.9192 | 14366.478 | 0 | 0 | 0 | 0 | 0 | 0 | 0 | 0 | 0 | 0 | 0 | 0 | 0 | 0 | 0
2016-07-19 11:00 | 0 | 0 | 0 | 0 | 209097.7003 | 0.081688 | 468631 | 0 | 0 | 0 | 0 | 563778.2009 | 3499452.8832 | 0 | 0 | 0 | 0 | 0 | 0 | 0 | 0 | 0 | 0 | 0 | 0 | 0 | 0 | 0 | 0 | -259533.218 | 0 | 0 | 0 | 0 | 0 | 0 | 0 | 0 | 0 | 0 | 0 | 0 | 0 | 0 | 0 | 0
2016-07-19 12:00 | 0 | 0 | 0 | 0 | 205348.5398 | 84546.2466 | 495509 | 0 | 0 | 0 | 0 | 343797.5094 | 3513819.3612 | 0 | 0 | 0 | 0 | 0 | 0 | 0 | 0 | 0 | 0 | 0 | 0 | 0 | 0 | 0 | 0 | -219980.6915 | 14366.478 | 0 | 0 | 0 | 0 | 0 | 0 | 0 | 0 | 0 | 0 | 0 | 0 | 0 | 0 | 0
2016-07-19 13:00 | 0 | 0 | 0 | 0 | 0 | 418243.2873 | 525717 | 0 | 0 | 0 | 0 | 236323.7967 | 3513819.3612 | 0 | 0 | 0 | 0 | 0 | 0 | 0 | 0 | 0 | 0 | 0 | 0 | 0 | 0 | 0 | 0 | -107473.7127 | 0 | 0 | 0 | 0 | 0 | 0 | 0 | 0 | 0 | 0 | 0 | 0 | 0 | 0 | 0 | 0
2016-07-19 14:00 | 0 | 0 | 0 | 0 | 0 | 639641.3406 | 561169 | 0 | 0 | 0 | 0 | 314796.1373 | 3513819.3612 | 0 | 0 | 0 | 0 | 0 | 0 | 0 | 0 | 0 | 0 | 0 | 0 | 0 | 0 | 0 | 0 | 78472.3406 | 0 | 0 | 0 | 0 | 0 | 0 | 0 | 0 | 0 | 0 | 0 | 0 | 0 | 0 | 0 | 0
2016-07-19 15:00 | 0 | 0 | 0 | 0 | 114331.5114 | 740135.7066 | 594934 | 0 | 0 | 0 | 0 | 574329.3553 | 3513819.3612 | 0 | 0 | 0 | 0 | 0 | 0 | 0 | 0 | 0 | 0 | 0 | 0 | 0 | 0 | 0 | 0 | 259533.218 | 0 | 0 | 0 | 0 | 0 | 0 | 0 | 0 | 0 | 0 | 0 | 0 | 0 | 0 | 0 | 0
2016-07-19 16:00 | 0 | 0 | 0 | 0 | 0 | 793702.9063 | 622824 | 0 | 0 | 0 | 0 | 730841.7836 | 3528185.8392 | 0 | 0 | 0 | 0 | 0 | 0 | 0 | 0 | 0 | 0 | 0 | 0 | 0 | 0 | 0 | 0 | 156512.4283 | 14366.478 | 0 | 0 | 0 | 0 | 0 | 0 | 0 | 0 | 0 | 0 | 0 | 0 | 0 | 0 | 0
2016-07-19 17:00 | 0 | 0 | 0 | 0 | 0 | 800027.7743 | 644321 | 0 | 0 | 0 | 0 | 886548.558 | 3528185.8392 | 0 | 0 | 0 | 0 | 0 | 0 | 0 | 0 | 0 | 0 | 0 | 0 | 0 | 0 | 0 | 0 | 155706.7743 | 0 | 0 | 0 | 0 | 0 | 0 | 0 | 0 | 0 | 0 | 0 | 0 | 0 | 0 | 0 | 0
2016-07-19 18:00 | 0 | 0 | 0 | 0 | 132614.4231 | 786749.7949 | 659831 | 0 | 0 | 0 | 0 | 1146081.7759 | 3528185.8392 | 0 | 0 | 0 | 0 | 0 | 0 | 0 | 0 | 0 | 0 | 0 | 0 | 0 | 0 | 0 | 0 | 259533.218 | 0 | 0 | 0 | 0 | 0 | 0 | 0 | 0 | 0 | 0 | 0 | 0 | 0 | 0 | 0 | 0
2016-07-19 19:00 | 0 | 0 | 0 | 0 | 158907.5562 | 770330.6617 | 669705 | 0 | 0 | 0 | 0 | 1405614.9939 | 3528185.8392 | 0 | 0 | 0 | 0 | 0 | 0 | 0 | 0 | 0 | 0 | 0 | 0 | 0 | 0 | 0 | 0 | 259533.218 | 0 | 0 | 0 | 0 | 0 | 0 | 0 | 0 | 0 | 0 | 0 | 0 | 0 | 0 | 0 | 0
2016-07-19 20:00 | 0 | 0 | 0 | 0 | 0 | 755628.5432 | 676736 | 0 | 0 | 0 | 0 | 1470141.0591 | 3542552.3171 | 0 | 0 | 0 | 0 | 0 | 0 | 0 | 0 | 0 | 0 | 0 | 0 | 0 | 0 | 0 | 0 | 64526.0652 | 14366.478 | 0 | 0 | 0 | 0 | 0 | 0 | 0 | 0 | 0 | 0 | 0 | 0 | 0 | 0 | 0
2016-07-19 21:00 | 0 | 0 | 0 | 0 | 0 | 728543.2633 | 678202 | 0 | 0 | 0 | 0 | 1520482.3224 | 3542552.3171 | 0 | 0 | 0 | 0 | 0 | 0 | 0 | 0 | 0 | 0 | 0 | 0 | 0 | 0 | 0 | 0 | 50341.2633 | 0 | 0 | 0 | 0 | 0 | 0 | 0 | 0 | 0 | 0 | 0 | 0 | 0 | 0 | 0 | 0
2016-07-19 22:00 | 0 | 0 | 0 | 0 | 0 | 684274.11 | 671340 | 0 | 0 | 0 | 0 | 1533416.4324 | 3542552.3171 | 0 | 0 | 0 | 0 | 0 | 0 | 0 | 0 | 0 | 0 | 0 | 0 | 0 | 0 | 0 | 0 | 12934.11 | 0 | 0 | 0 | 0 | 0 | 0 | 0 | 0 | 0 | 0 | 0 | 0 | 0 | 0 | 0 | 0
2016-07-19 23:00 | 0 | 0 | 0 | 0 | 296330.0152 | 595454.5081 | 655422 | 0 | 0 | 0 | 0 | 1769778.9556 | 3542552.3171 | 0 | 0 | 0 | 0 | 0 | 0 | 0 | 0 | 0 | 0 | 0 | 0 | 0 | 0 | 0 | 0 | 236362.5232 | 0 | 0 | 0 | 0 | 0 | 0 | 0 | 0 | 0 | 0 | 0 | 0 | 0 | 0 | 0 | 0
2016-07-20 | 0 | 0 | 0 | 0 | 0 | 447576.8657 | 636565 | 0 | 0 | 0 | 0 | 1580790.8213 | 3542552.3171 | 0 | 0 | 0 | 0 | 0 | 0 | 0 | 0 | 0 | 0 | 0 | 0 | 0 | 0 | 0 | 0 | -188988.1343 | 0 | 0 | 0 | 0 | 0 | 0 | 0 | 0 | 0 | 0 | 0 | 0 | 0 | 0 | 0 | 0
2016-07-20 01:00 | 0 | 0 | 0 | 0 | 125166.3169 | 233819.4652 | 618519 | 0 | 0 | 0 | 0 | 1321257.6033 | 3542552.3171 | 0 | 0 | 0 | 0 | 0 | 0 | 0 | 0 | 0 | 0 | 0 | 0 | 0 | 0 | 0 | 0 | -259533.218 | 0 | 0 | 0 | 0 | 0 | 0 | 0 | 0 | 0 | 0 | 0 | 0 | 0 | 0 | 0 | 0
2016-07-20 02:00 | 0 | 0 | 0 | 0 | 627553.4229 | 31656.4803 | 589729 | 0 | 0 | 0 | 0 | 1376372.0285 | 3556918.7951 | 0 | 0 | 0 | 0 | 0 | 0 | 0 | 0 | 0 | 0 | 0 | 0 | 0 | 0 | 0 | 0 | 55114.4252 | 14366.478 | 0 | 0 | 0 | 0 | 0 | 0 | 0 | 0 | 0 | 0 | 0 | 0 | 0 | 0 | 0
2016-07-20 03:00 | 0 | 0 | 0 | 0 | 292514.782 | 0 | 552048 | 0 | 0 | 0 | 0 | 1116838.8106 | 3556918.7951 | 0 | 0 | 0 | 0 | 0 | 0 | 0 | 0 | 0 | 0 | 0 | 0 | 0 | 0 | 0 | 0 | -259533.218 | 0 | 0 | 0 | 0 | 0 | 0 | 0 | 0 | 0 | 0 | 0 | 0 | 0 | 0 | 0 | 0
2016-07-20 04:00 | 0 | 0 | 0 | 0 | 586124.5958 | 0 | 514405 | 0 | 0 | 0 | 0 | 1188558.4063 | 3556918.7951 | 0 | 0 | 0 | 0 | 0 | 0 | 0 | 0 | 0 | 0 | 0 | 0 | 0 | 0 | 0 | 0 | 71719.5958 | 0 | 0 | 0 | 0 | 0 | 0 | 0 | 0 | 0 | 0 | 0 | 0 | 0 | 0 | 0 | 0
2016-07-20 05:00 | 0 | 0 | 0 | 0 | 562867.43 | 0 | 482657 | 0 | 0 | 0 | 0 | 1254402.3584 | 3571285.2731 | 0 | 0 | 0 | 0 | 0 | 0 | 0 | 0 | 0 | 0 | 0 | 0 | 0 | 0 | 0 | 0 | 65843.952 | 14366.478 | 0 | 0 | 0 | 0 | 0 | 0 | 0 | 0 | 0 | 0 | 0 | 0 | 0 | 0 | 0
2016-07-20 06:00 | 0 | 0 | 0 | 0 | 196805.782 | 0 | 456339 | 0 | 0 | 0 | 0 | 994869.1404 | 3571285.2731 | 0 | 0 | 0 | 0 | 0 | 0 | 0 | 0 | 0 | 0 | 0 | 0 | 0 | 0 | 0 | 0 | -259533.218 | 0 | 0 | 0 | 0 | 0 | 0 | 0 | 0 | 0 | 0 | 0 | 0 | 0 | 0 | 0 | 0
2016-07-20 07:00 | 0 | 0 | 0 | 0 | 519720.2192 | 0 | 437311 | 0 | 0 | 0 | 0 | 1077278.3596 | 3571285.2731 | 0 | 0 | 0 | 0 | 0 | 0 | 0 | 0 | 0 | 0 | 0 | 0 | 0 | 0 | 0 | 0 | 82409.2192 | 0 | 0 | 0 | 0 | 0 | 0 | 0 | 0 | 0 | 0 | 0 | 0 | 0 | 0 | 0 | 0
2016-07-20 08:00 | 0 | 0 | 0 | 0 | 182239.26 | 0 | 427406 | 0 | 0 | 0 | 0 | 817745.1416 | 3585651.7511 | 0 | 0 | 0 | 0 | 0 | 0 | 0 | 0 | 0 | 0 | 0 | 0 | 0 | 0 | 0 | 0 | -259533.218 | 14366.478 | 0 | 0 | 0 | 0 | 0 | 0 | 0 | 0 | 0 | 0 | 0 | 0 | 0 | 0 | 0
2016-07-20 09:00 | 0 | 0 | 0 | 0 | 470144.0264 | 0 | 429429 | 0 | 0 | 0 | 0 | 858460.168 | 3585651.7511 | 0 | 0 | 0 | 0 | 0 | 0 | 0 | 0 | 0 | 0 | 0 | 0 | 0 | 0 | 0 | 0 | 40715.0264 | 0 | 0 | 0 | 0 | 0 | 0 | 0 | 0 | 0 | 0 | 0 | 0 | 0 | 0 | 0 | 0
2016-07-20 10:00 | 0 | 0 | 0 | 0 | 196649.26 | 0 | 441816 | 0 | 0 | 0 | 0 | 598926.95 | 3600018.2291 | 0 | 0 | 0 | 0 | 0 | 0 | 0 | 0 | 0 | 0 | 0 | 0 | 0 | 0 | 0 | 0 | -259533.218 | 14366.478 | 0 | 0 | 0 | 0 | 0 | 0 | 0 | 0 | 0 | 0 | 0 | 0 | 0 | 0 | 0
2016-07-20 11:00 | 0 | 0 | 0 | 0 | 396352.361 | 0.035202 | 460581 | 0 | 0 | 0 | 0 | 534698.3462 | 3600018.2291 | 0 | 0 | 0 | 0 | 0 | 0 | 0 | 0 | 0 | 0 | 0 | 0 | 0 | 0 | 0 | 0 | -64228.6038 | 0 | 0 | 0 | 0 | 0 | 0 | 0 | 0 | 0 | 0 | 0 | 0 | 0 | 0 | 0 | 0
2016-07-20 12:00 | 0 | 0 | 0 | 0 | 149163.5168 | 92543.7433 | 486874 | 0 | 0 | 0 | 0 | 275165.1283 | 3614384.7071 | 0 | 0 | 0 | 0 | 0 | 0 | 0 | 0 | 0 | 0 | 0 | 0 | 0 | 0 | 0 | 0 | -259533.218 | 14366.478 | 0 | 0 | 0 | 0 | 0 | 0 | 0 | 0 | 0 | 0 | 0 | 0 | 0 | 0 | 0
2016-07-20 13:00 | 0 | 0 | 0 | 0 | 0 | 416331.7285 | 517655 | 0 | 0 | 0 | 0 | 173841.8568 | 3614384.7071 | 0 | 0 | 0 | 0 | 0 | 0 | 0 | 0 | 0 | 0 | 0 | 0 | 0 | 0 | 0 | 0 | -101323.2715 | 0 | 0 | 0 | 0 | 0 | 0 | 0 | 0 | 0 | 0 | 0 | 0 | 0 | 0 | 0 | 0
2016-07-20 14:00 | 0 | 0 | 0 | 0 | 168849.8763 | 643384.3417 | 552701 | 0 | 0 | 0 | 0 | 433375.0747 | 3614384.7071 | 0 | 0 | 0 | 0 | 0 | 0 | 0 | 0 | 0 | 0 | 0 | 0 | 0 | 0 | 0 | 0 | 259533.218 | 0 | 0 | 0 | 0 | 0 | 0 | 0 | 0 | 0 | 0 | 0 | 0 | 0 | 0 | 0 | 0
2016-07-20 15:00 | 0 | 0 | 0 | 0 | 0 | 733237.7529 | 587835 | 0 | 0 | 0 | 0 | 564411.3496 | 3628751.185 | 0 | 0 | 0 | 0 | 0 | 0 | 0 | 0 | 0 | 0 | 0 | 0 | 0 | 0 | 0 | 0 | 131036.2749 | 14366.478 | 0 | 0 | 0 | 0 | 0 | 0 | 0 | 0 | 0 | 0 | 0 | 0 | 0 | 0 | 0
2016-07-20 16:00 | 0 | 0 | 0 | 0 | 95937.9483 | 782067.2697 | 618472 | 0 | 0 | 0 | 0 | 823944.5676 | 3628751.185 | 0 | 0 | 0 | 0 | 0 | 0 | 0 | 0 | 0 | 0 | 0 | 0 | 0 | 0 | 0 | 0 | 259533.218 | 0 | 0 | 0 | 0 | 0 | 0 | 0 | 0 | 0 | 0 | 0 | 0 | 0 | 0 | 0 | 0
2016-07-20 17:00 | 0 | 0 | 0 | 0 | 115970.8571 | 788963.3609 | 645401 | 0 | 0 | 0 | 0 | 1083477.7855 | 3628751.185 | 0 | 0 | 0 | 0 | 0 | 0 | 0 | 0 | 0 | 0 | 0 | 0 | 0 | 0 | 0 | 0 | 259533.218 | 0 | 0 | 0 | 0 | 0 | 0 | 0 | 0 | 0 | 0 | 0 | 0 | 0 | 0 | 0 | 0
2016-07-20 18:00 | 0 | 0 | 0 | 0 | 0 | 777168.8361 | 666420 | 0 | 0 | 0 | 0 | 1194226.6216 | 3628751.185 | 0 | 0 | 0 | 0 | 0 | 0 | 0 | 0 | 0 | 0 | 0 | 0 | 0 | 0 | 0 | 0 | 110748.8361 | 0 | 0 | 0 | 0 | 0 | 0 | 0 | 0 | 0 | 0 | 0 | 0 | 0 | 0 | 0 | 0
2016-07-20 19:00 | 0 | 0 | 0 | 0 | 0 | 759352.9589 | 681326 | 0 | 0 | 0 | 0 | 1272253.5805 | 3628751.185 | 0 | 0 | 0 | 0 | 0 | 0 | 0 | 0 | 0 | 0 | 0 | 0 | 0 | 0 | 0 | 0 | 78026.9589 | 0 | 0 | 0 | 0 | 0 | 0 | 0 | 0 | 0 | 0 | 0 | 0 | 0 | 0 | 0 | 0
2016-07-20 20:00 | 0 | 0 | 0 | 0 | 0 | 740990.1921 | 691916 | 0 | 0 | 0 | 0 | 1306961.2947 | 3643117.663 | 0 | 0 | 0 | 0 | 0 | 0 | 0 | 0 | 0 | 0 | 0 | 0 | 0 | 0 | 0 | 0 | 34707.7142 | 14366.478 | 0 | 0 | 0 | 0 | 0 | 0 | 0 | 0 | 0 | 0 | 0 | 0 | 0 | 0 | 0
2016-07-20 21:00 | 0 | 0 | 0 | 0 | 246742.8027 | 709768.4153 | 696978 | 0 | 0 | 0 | 0 | 1566494.5126 | 3643117.663 | 0 | 0 | 0 | 0 | 0 | 0 | 0 | 0 | 0 | 0 | 0 | 0 | 0 | 0 | 0 | 0 | 259533.218 | 0 | 0 | 0 | 0 | 0 | 0 | 0 | 0 | 0 | 0 | 0 | 0 | 0 | 0 | 0 | 0
2016-07-20 22:00 | 0 | 0 | 0 | 0 | 0 | 657265.9266 | 691384 | 0 | 0 | 0 | 0 | 1532376.4392 | 3643117.663 | 0 | 0 | 0 | 0 | 0 | 0 | 0 | 0 | 0 | 0 | 0 | 0 | 0 | 0 | 0 | 0 | -34118.0734 | 0 | 0 | 0 | 0 | 0 | 0 | 0 | 0 | 0 | 0 | 0 | 0 | 0 | 0 | 0 | 0
2016-07-20 23:00 | 0 | 0 | 0 | 0 | 0 | 568503.2269 | 678219 | 0 | 0 | 0 | 0 | 1422660.6662 | 3643117.663 | 0 | 0 | 0 | 0 | 0 | 0 | 0 | 0 | 0 | 0 | 0 | 0 | 0 | 0 | 0 | 0 | -109715.7731 | 0 | 0 | 0 | 0 | 0 | 0 | 0 | 0 | 0 | 0 | 0 | 0 | 0 | 0 | 0 | 0
2016-07-21 | 0 | 0 | 0 | 0 | 458002.7904 | 429811.1848 | 659397 | 0 | 0 | 0 | 0 | 1651077.6414 | 3643117.663 | 0 | 0 | 0 | 0 | 0 | 0 | 0 | 0 | 0 | 0 | 0 | 0 | 0 | 0 | 0 | 0 | 228416.9752 | 0 | 0 | 0 | 0 | 0 | 0 | 0 | 0 | 0 | 0 | 0 | 0 | 0 | 0 | 0 | 0
2016-07-21 01:00 | 0 | 0 | 0 | 0 | 169240.7362 | 225983.5238 | 640391 | 0 | 0 | 0 | 0 | 1391544.4234 | 3657484.141 | 0 | 0 | 0 | 0 | 0 | 0 | 0 | 0 | 0 | 0 | 0 | 0 | 0 | 0 | 0 | 0 | -259533.218 | 14366.478 | 0 | 0 | 0 | 0 | 0 | 0 | 0 | 0 | 0 | 0 | 0 | 0 | 0 | 0 | 0
2016-07-21 02:00 | 0 | 0 | 0 | 0 | 671674.3652 | 22292.2106 | 611187 | 0 | 0 | 0 | 0 | 1474323.9992 | 3657484.141 | 0 | 0 | 0 | 0 | 0 | 0 | 0 | 0 | 0 | 0 | 0 | 0 | 0 | 0 | 0 | 0 | 82779.5758 | 0 | 0 | 0 | 0 | 0 | 0 | 0 | 0 | 0 | 0 | 0 | 0 | 0 | 0 | 0 | 0
2016-07-21 03:00 | 0 | 0 | 0 | 0 | 312493.782 | 0 | 572027 | 0 | 0 | 0 | 0 | 1214790.7812 | 3657484.141 | 0 | 0 | 0 | 0 | 0 | 0 | 0 | 0 | 0 | 0 | 0 | 0 | 0 | 0 | 0 | 0 | -259533.218 | 0 | 0 | 0 | 0 | 0 | 0 | 0 | 0 | 0 | 0 | 0 | 0 | 0 | 0 | 0 | 0
2016-07-21 04:00 | 0 | 0 | 0 | 0 | 661742.6044 | 0 | 533254 | 0 | 0 | 0 | 0 | 1328912.9076 | 3671850.619 | 0 | 0 | 0 | 0 | 0 | 0 | 0 | 0 | 0 | 0 | 0 | 0 | 0 | 0 | 0 | 0 | 114122.1264 | 14366.478 | 0 | 0 | 0 | 0 | 0 | 0 | 0 | 0 | 0 | 0 | 0 | 0 | 0 | 0 | 0
2016-07-21 05:00 | 0 | 0 | 0 | 0 | 239206.782 | 0 | 498740 | 0 | 0 | 0 | 0 | 1069379.6897 | 3671850.619 | 0 | 0 | 0 | 0 | 0 | 0 | 0 | 0 | 0 | 0 | 0 | 0 | 0 | 0 | 0 | 0 | -259533.218 | 0 | 0 | 0 | 0 | 0 | 0 | 0 | 0 | 0 | 0 | 0 | 0 | 0 | 0 | 0 | 0
2016-07-21 06:00 | 0 | 0 | 0 | 0 | 609679.6264 | 0 | 470257 | 0 | 0 | 0 | 0 | 1208802.3161 | 3671850.619 | 0 | 0 | 0 | 0 | 0 | 0 | 0 | 0 | 0 | 0 | 0 | 0 | 0 | 0 | 0 | 0 | 139422.6264 | 0 | 0 | 0 | 0 | 0 | 0 | 0 | 0 | 0 | 0 | 0 | 0 | 0 | 0 | 0 | 0
2016-07-21 07:00 | 0 | 0 | 0 | 0 | 204582.26 | 0 | 449749 | 0 | 0 | 0 | 0 | 949269.0981 | 3686217.097 | 0 | 0 | 0 | 0 | 0 | 0 | 0 | 0 | 0 | 0 | 0 | 0 | 0 | 0 | 0 | 0 | -259533.218 | 14366.478 | 0 | 0 | 0 | 0 | 0 | 0 | 0 | 0 | 0 | 0 | 0 | 0 | 0 | 0 | 0
2016-07-21 08:00 | 0 | 0 | 0 | 0 | 540059.0864 | 0 | 438554 | 0 | 0 | 0 | 0 | 1050774.1845 | 3686217.097 | 0 | 0 | 0 | 0 | 0 | 0 | 0 | 0 | 0 | 0 | 0 | 0 | 0 | 0 | 0 | 0 | 101505.0864 | 0 | 0 | 0 | 0 | 0 | 0 | 0 | 0 | 0 | 0 | 0 | 0 | 0 | 0 | 0 | 0
2016-07-21 09:00 | 0 | 0 | 0 | 0 | 312707.797 | 0 | 440488 | 0 | 0 | 0 | 0 | 908627.5035 | 3700583.5749 | 0 | 0 | 0 | 0 | 0 | 0 | 0 | 0 | 0 | 0 | 0 | 0 | 0 | 0 | 0 | 0 | -142146.681 | 14366.478 | 0 | 0 | 0 | 0 | 0 | 0 | 0 | 0 | 0 | 0 | 0 | 0 | 0 | 0 | 0
2016-07-21 10:00 | 0 | 0 | 0 | 0 | 436089.0163 | 0 | 453335 | 0 | 0 | 0 | 0 | 877015.0419 | 3714950.0529 | 0 | 0 | 0 | 0 | 0 | 0 | 0 | 0 | 0 | 0 | 0 | 0 | 0 | 0 | 0 | 0 | -31612.4616 | 14366.478 | 0 | 0 | 0 | 0 | 0 | 0 | 0 | 0 | 0 | 0 | 0 | 0 | 0 | 0 | 0
2016-07-21 11:00 | 0 | 0 | 0 | 0 | 366117.444 | 0 | 472775 | 0 | 0 | 0 | 0 | 755991.0078 | 3729316.5309 | 0 | 0 | 0 | 0 | 0 | 0 | 0 | 0 | 0 | 0 | 0 | 0 | 0 | 0 | 0 | 0 | -121024.034 | 14366.478 | 0 | 0 | 0 | 0 | 0 | 0 | 0 | 0 | 0 | 0 | 0 | 0 | 0 | 0 | 0
2016-07-21 12:00 | 0 | 0 | 0 | 0 | 142740.3737 | 97076.4084 | 499350 | 0 | 0 | 0 | 0 | 496457.7899 | 3729316.5309 | 0 | 0 | 0 | 0 | 0 | 0 | 0 | 0 | 0 | 0 | 0 | 0 | 0 | 0 | 0 | 0 | -259533.218 | 0 | 0 | 0 | 0 | 0 | 0 | 0 | 0 | 0 | 0 | 0 | 0 | 0 | 0 | 0 | 0
2016-07-21 13:00 | 0 | 0 | 0 | 0 | 0 | 424972.9427 | 533096 | 0 | 0 | 0 | 0 | 373968.2546 | 3743683.0089 | 0 | 0 | 0 | 0 | 0 | 0 | 0 | 0 | 0 | 0 | 0 | 0 | 0 | 0 | 0 | 0 | -122489.5353 | 14366.478 | 0 | 0 | 0 | 0 | 0 | 0 | 0 | 0 | 0 | 0 | 0 | 0 | 0 | 0 | 0
2016-07-21 14:00 | 0 | 0 | 0 | 0 | 169310.3416 | 661752.8763 | 571530 | 0 | 0 | 0 | 0 | 633501.4726 | 3743683.0089 | 0 | 0 | 0 | 0 | 0 | 0 | 0 | 0 | 0 | 0 | 0 | 0 | 0 | 0 | 0 | 0 | 259533.218 | 0 | 0 | 0 | 0 | 0 | 0 | 0 | 0 | 0 | 0 | 0 | 0 | 0 | 0 | 0 | 0
2016-07-21 15:00 | 0 | 0 | 0 | 0 | 108489.8016 | 760214.4164 | 609171 | 0 | 0 | 0 | 0 | 893034.6905 | 3743683.0089 | 0 | 0 | 0 | 0 | 0 | 0 | 0 | 0 | 0 | 0 | 0 | 0 | 0 | 0 | 0 | 0 | 259533.218 | 0 | 0 | 0 | 0 | 0 | 0 | 0 | 0 | 0 | 0 | 0 | 0 | 0 | 0 | 0 | 0
2016-07-21 16:00 | 0 | 0 | 0 | 0 | 0 | 798395.0166 | 640721 | 0 | 0 | 0 | 0 | 1036342.2292 | 3758049.4869 | 0 | 0 | 0 | 0 | 0 | 0 | 0 | 0 | 0 | 0 | 0 | 0 | 0 | 0 | 0 | 0 | 143307.5386 | 14366.478 | 0 | 0 | 0 | 0 | 0 | 0 | 0 | 0 | 0 | 0 | 0 | 0 | 0 | 0 | 0
2016-07-21 17:00 | 0 | 0 | 0 | 0 | 0 | 811563.3434 | 668011 | 0 | 0 | 0 | 0 | 1179894.5726 | 3758049.4869 | 0 | 0 | 0 | 0 | 0 | 0 | 0 | 0 | 0 | 0 | 0 | 0 | 0 | 0 | 0 | 0 | 143552.3434 | 0 | 0 | 0 | 0 | 0 | 0 | 0 | 0 | 0 | 0 | 0 | 0 | 0 | 0 | 0 | 0
2016-07-21 18:00 | 0 | 0 | 0 | 0 | 146959.8983 | 800147.3197 | 687574 | 0 | 0 | 0 | 0 | 1439427.7905 | 3758049.4869 | 0 | 0 | 0 | 0 | 0 | 0 | 0 | 0 | 0 | 0 | 0 | 0 | 0 | 0 | 0 | 0 | 259533.218 | 0 | 0 | 0 | 0 | 0 | 0 | 0 | 0 | 0 | 0 | 0 | 0 | 0 | 0 | 0 | 0
2016-07-21 19:00 | 0 | 0 | 0 | 0 | 190027.5766 | 782965.1193 | 699093 | 0 | 0 | 0 | 0 | 1698961.0085 | 3772415.9648 | 0 | 0 | 0 | 0 | 0 | 0 | 0 | 0 | 0 | 0 | 0 | 0 | 0 | 0 | 0 | 0 | 259533.218 | 14366.478 | 0 | 0 | 0 | 0 | 0 | 0 | 0 | 0 | 0 | 0 | 0 | 0 | 0 | 0 | 0
2016-07-21 20:00 | 0 | 0 | 0 | 0 | 0 | 767452.4674 | 706996 | 0 | 0 | 0 | 0 | 1759417.476 | 3772415.9648 | 0 | 0 | 0 | 0 | 0 | 0 | 0 | 0 | 0 | 0 | 0 | 0 | 0 | 0 | 0 | 0 | 60456.4674 | 0 | 0 | 0 | 0 | 0 | 0 | 0 | 0 | 0 | 0 | 0 | 0 | 0 | 0 | 0 | 0
2016-07-21 21:00 | 0 | 0 | 0 | 0 | 0 | 742098.1855 | 708155 | 0 | 0 | 0 | 0 | 1793360.6614 | 3772415.9648 | 0 | 0 | 0 | 0 | 0 | 0 | 0 | 0 | 0 | 0 | 0 | 0 | 0 | 0 | 0 | 0 | 33943.1855 | 0 | 0 | 0 | 0 | 0 | 0 | 0 | 0 | 0 | 0 | 0 | 0 | 0 | 0 | 0 | 0
2016-07-21 22:00 | 0 | 0 | 0 | 0 | 207110.2626 | 696174.6576 | 703672 | 0 | 0 | 0 | 0 | 1992973.5816 | 3772415.9648 | 0 | 0 | 0 | 0 | 0 | 0 | 0 | 0 | 0 | 0 | 0 | 0 | 0 | 0 | 0 | 0 | 199612.9202 | 0 | 0 | 0 | 0 | 0 | 0 | 0 | 0 | 0 | 0 | 0 | 0 | 0 | 0 | 0 | 0
2016-07-21 23:00 | 0 | 0 | 0 | 0 | 0 | 609173.3554 | 690274 | 0 | 0 | 0 | 0 | 1897506.459 | 3786782.4428 | 0 | 0 | 0 | 0 | 0 | 0 | 0 | 0 | 0 | 0 | 0 | 0 | 0 | 0 | 0 | 0 | -95467.1226 | 14366.478 | 0 | 0 | 0 | 0 | 0 | 0 | 0 | 0 | 0 | 0 | 0 | 0 | 0 | 0 | 0
2016-07-22 | 0 | 0 | 0 | 0 | 253658.6357 | 467455.0522 | 672875 | 0 | 0 | 0 | 0 | 1945745.1469 | 3786782.4428 | 0 | 0 | 0 | 0 | 0 | 0 | 0 | 0 | 0 | 0 | 0 | 0 | 0 | 0 | 0 | 0 | 48238.6879 | 0 | 0 | 0 | 0 | 0 | 0 | 0 | 0 | 0 | 0 | 0 | 0 | 0 | 0 | 0 | 0
2016-07-22 01:00 | 0 | 0 | 0 | 0 | 166795.0125 | 228337.7695 | 654666 | 0 | 0 | 0 | 0 | 1686211.9289 | 3786782.4428 | 0 | 0 | 0 | 0 | 0 | 0 | 0 | 0 | 0 | 0 | 0 | 0 | 0 | 0 | 0 | 0 | -259533.218 | 0 | 0 | 0 | 0 | 0 | 0 | 0 | 0 | 0 | 0 | 0 | 0 | 0 | 0 | 0 | 0
2016-07-22 02:00 | 0 | 0 | 0 | 0 | 486936.4672 | 22697.9825 | 622878 | 0 | 0 | 0 | 0 | 1558601.9007 | 3801148.9208 | 0 | 0 | 0 | 0 | 0 | 0 | 0 | 0 | 0 | 0 | 0 | 0 | 0 | 0 | 0 | 0 | -127610.0283 | 14366.478 | 0 | 0 | 0 | 0 | 0 | 0 | 0 | 0 | 0 | 0 | 0 | 0 | 0 | 0 | 0
2016-07-22 03:00 | 0 | 0 | 0 | 0 | 325789.782 | 0 | 585323 | 0 | 0 | 0 | 0 | 1299068.6827 | 3801148.9208 | 0 | 0 | 0 | 0 | 0 | 0 | 0 | 0 | 0 | 0 | 0 | 0 | 0 | 0 | 0 | 0 | -259533.218 | 0 | 0 | 0 | 0 | 0 | 0 | 0 | 0 | 0 | 0 | 0 | 0 | 0 | 0 | 0 | 0
2016-07-22 04:00 | 0 | 0 | 0 | 0 | 517856.7589 | 0 | 547793 | 0 | 0 | 0 | 0 | 1269132.4416 | 3801148.9208 | 0 | 0 | 0 | 0 | 0 | 0 | 0 | 0 | 0 | 0 | 0 | 0 | 0 | 0 | 0 | 0 | -29936.2411 | 0 | 0 | 0 | 0 | 0 | 0 | 0 | 0 | 0 | 0 | 0 | 0 | 0 | 0 | 0 | 0
2016-07-22 05:00 | 0 | 0 | 0 | 0 | 503090.2603 | 0 | 512625 | 0 | 0 | 0 | 0 | 1245231.2239 | 3815515.3988 | 0 | 0 | 0 | 0 | 0 | 0 | 0 | 0 | 0 | 0 | 0 | 0 | 0 | 0 | 0 | 0 | -23901.2176 | 14366.478 | 0 | 0 | 0 | 0 | 0 | 0 | 0 | 0 | 0 | 0 | 0 | 0 | 0 | 0 | 0
2016-07-22 06:00 | 0 | 0 | 0 | 0 | 481849.6117 | 0 | 483330 | 0 | 0 | 0 | 0 | 1243750.8356 | 3815515.3988 | 0 | 0 | 0 | 0 | 0 | 0 | 0 | 0 | 0 | 0 | 0 | 0 | 0 | 0 | 0 | 0 | -1480.3883 | 0 | 0 | 0 | 0 | 0 | 0 | 0 | 0 | 0 | 0 | 0 | 0 | 0 | 0 | 0 | 0
2016-07-22 07:00 | 0 | 0 | 0 | 0 | 217574.26 | 0 | 462741 | 0 | 0 | 0 | 0 | 984217.6176 | 3829881.8768 | 0 | 0 | 0 | 0 | 0 | 0 | 0 | 0 | 0 | 0 | 0 | 0 | 0 | 0 | 0 | 0 | -259533.218 | 14366.478 | 0 | 0 | 0 | 0 | 0 | 0 | 0 | 0 | 0 | 0 | 0 | 0 | 0 | 0 | 0
2016-07-22 08:00 | 0 | 0 | 0 | 0 | 440457.5235 | 0 | 451233 | 0 | 0 | 0 | 0 | 959075.6631 | 3844248.3548 | 0 | 0 | 0 | 0 | 0 | 0 | 0 | 0 | 0 | 0 | 0 | 0 | 0 | 0 | 0 | 0 | -25141.9545 | 14366.478 | 0 | 0 | 0 | 0 | 0 | 0 | 0 | 0 | 0 | 0 | 0 | 0 | 0 | 0 | 0
2016-07-22 09:00 | 0 | 0 | 0 | 0 | 411634.696 | 0 | 451810 | 0 | 0 | 0 | 0 | 918900.3591 | 3844248.3548 | 0 | 0 | 0 | 0 | 0 | 0 | 0 | 0 | 0 | 0 | 0 | 0 | 0 | 0 | 0 | 0 | -40175.304 | 0 | 0 | 0 | 0 | 0 | 0 | 0 | 0 | 0 | 0 | 0 | 0 | 0 | 0 | 0 | 0
2016-07-22 10:00 | 0 | 0 | 0 | 0 | 383997.8985 | 0 | 463057 | 0 | 0 | 0 | 0 | 825474.7796 | 3858614.8327 | 0 | 0 | 0 | 0 | 0 | 0 | 0 | 0 | 0 | 0 | 0 | 0 | 0 | 0 | 0 | 0 | -93425.5795 | 14366.478 | 0 | 0 | 0 | 0 | 0 | 0 | 0 | 0 | 0 | 0 | 0 | 0 | 0 | 0 | 0
2016-07-22 11:00 | 0 | 0 | 0 | 0 | 346136.2731 | 0 | 480339 | 0 | 0 | 0 | 0 | 676905.5747 | 3872981.3107 | 0 | 0 | 0 | 0 | 0 | 0 | 0 | 0 | 0 | 0 | 0 | 0 | 0 | 0 | 0 | 0 | -148569.2049 | 14366.478 | 0 | 0 | 0 | 0 | 0 | 0 | 0 | 0 | 0 | 0 | 0 | 0 | 0 | 0 | 0
2016-07-22 12:00 | 0 | 0 | 0 | 0 | 159360.343 | 87312.439 | 506206 | 0 | 0 | 0 | 0 | 417372.3568 | 3872981.3107 | 0 | 0 | 0 | 0 | 0 | 0 | 0 | 0 | 0 | 0 | 0 | 0 | 0 | 0 | 0 | 0 | -259533.218 | 0 | 0 | 0 | 0 | 0 | 0 | 0 | 0 | 0 | 0 | 0 | 0 | 0 | 0 | 0 | 0
2016-07-22 13:00 | 0 | 0 | 0 | 0 | 133470.0175 | 406024.2013 | 540344 | 0 | 0 | 0 | 0 | 416522.5755 | 3872981.3107 | 0 | 0 | 0 | 0 | 0 | 0 | 0 | 0 | 0 | 0 | 0 | 0 | 0 | 0 | 0 | 0 | -849.7813 | 0 | 0 | 0 | 0 | 0 | 0 | 0 | 0 | 0 | 0 | 0 | 0 | 0 | 0 | 0 | 0
2016-07-22 14:00 | 0 | 0 | 0 | 0 | 148308.7045 | 617759.9948 | 574745 | 0 | 0 | 0 | 0 | 593479.7968 | 3887347.7887 | 0 | 0 | 0 | 0 | 0 | 0 | 0 | 0 | 0 | 0 | 0 | 0 | 0 | 0 | 0 | 0 | 176957.2213 | 14366.478 | 0 | 0 | 0 | 0 | 0 | 0 | 0 | 0 | 0 | 0 | 0 | 0 | 0 | 0 | 0
2016-07-22 15:00 | 0 | 0 | 0 | 0 | 0 | 735035.4027 | 611626 | 0 | 0 | 0 | 0 | 702522.7216 | 3901714.2667 | 0 | 0 | 0 | 0 | 0 | 0 | 0 | 0 | 0 | 0 | 0 | 0 | 0 | 0 | 0 | 0 | 109042.9247 | 14366.478 | 0 | 0 | 0 | 0 | 0 | 0 | 0 | 0 | 0 | 0 | 0 | 0 | 0 | 0 | 0
2016-07-22 16:00 | 0 | 0 | 0 | 0 | 0 | 791121.4162 | 643805 | 0 | 0 | 0 | 0 | 849839.1377 | 3901714.2667 | 0 | 0 | 0 | 0 | 0 | 0 | 0 | 0 | 0 | 0 | 0 | 0 | 0 | 0 | 0 | 0 | 147316.4162 | 0 | 0 | 0 | 0 | 0 | 0 | 0 | 0 | 0 | 0 | 0 | 0 | 0 | 0 | 0 | 0
2016-07-22 17:00 | 0 | 0 | 0 | 0 | 0 | 808927.5301 | 669636 | 0 | 0 | 0 | 0 | 989130.6679 | 3901714.2667 | 0 | 0 | 0 | 0 | 0 | 0 | 0 | 0 | 0 | 0 | 0 | 0 | 0 | 0 | 0 | 0 | 139291.5301 | 0 | 0 | 0 | 0 | 0 | 0 | 0 | 0 | 0 | 0 | 0 | 0 | 0 | 0 | 0 | 0
2016-07-22 18:00 | 0 | 0 | 0 | 0 | 0 | 798009.0021 | 689538 | 0 | 0 | 0 | 0 | 1083235.192 | 3916080.7447 | 0 | 0 | 0 | 0 | 0 | 0 | 0 | 0 | 0 | 0 | 0 | 0 | 0 | 0 | 0 | 0 | 94104.5241 | 14366.478 | 0 | 0 | 0 | 0 | 0 | 0 | 0 | 0 | 0 | 0 | 0 | 0 | 0 | 0 | 0
2016-07-22 19:00 | 0 | 0 | 0 | 0 | 0 | 780459.6065 | 702510 | 0 | 0 | 0 | 0 | 1146818.3205 | 3930447.2226 | 0 | 0 | 0 | 0 | 0 | 0 | 0 | 0 | 0 | 0 | 0 | 0 | 0 | 0 | 0 | 0 | 63583.1285 | 14366.478 | 0 | 0 | 0 | 0 | 0 | 0 | 0 | 0 | 0 | 0 | 0 | 0 | 0 | 0 | 0
2016-07-22 20:00 | 0 | 0 | 0 | 0 | 204870.8733 | 767527.7987 | 709819 | 0 | 0 | 0 | 0 | 1406351.5385 | 3930447.2226 | 0 | 0 | 0 | 0 | 0 | 0 | 3046.454 | 0 | 0 | 0 | 0 | 0 | 0 | 0 | 0 | 0 | 259533.218 | 0 | 0 | 0 | 0 | 0 | 0 | 0 | 0 | 0 | 3046.454 | 0 | 0 | 0 | 0 | 0 | 0
2016-07-22 21:00 | 0 | 0 | 0 | 0 | 0 | 745043.2864 | 711442 | 0 | 0 | 0 | 0 | 1442999.2789 | 3930447.2226 | 0 | 0 | 0 | 0 | 0 | 0 | 0 | 0 | 0 | 0 | 0 | 0 | 0 | 0 | 0 | 0 | 36647.7404 | 0 | 0 | 0 | 0 | 0 | 0 | 0 | 0 | 0 | -3046.454 | 0 | 0 | 0 | 0 | 0 | 0
2016-07-22 22:00 | 0 | 0 | 0 | 0 | 0 | 708124.2544 | 706132 | 0 | 0 | 0 | 0 | 1430625.0553 | 3944813.7006 | 0 | 0 | 0 | 0 | 0 | 0 | 0 | 0 | 0 | 0 | 0 | 0 | 0 | 0 | 0 | 0 | -12374.2236 | 14366.478 | 0 | 0 | 0 | 0 | 0 | 0 | 0 | 0 | 0 | 0 | 0 | 0 | 0 | 0 | 0
2016-07-22 23:00 | 0 | 0 | 0 | 0 | 253103.848 | 626147.9662 | 692225 | 0 | 0 | 0 | 0 | 1617651.8695 | 3944813.7006 | 0 | 0 | 0 | 0 | 0 | 0 | 0 | 0 | 0 | 0 | 0 | 0 | 0 | 0 | 0 | 0 | 187026.8142 | 0 | 0 | 0 | 0 | 0 | 0 | 0 | 0 | 0 | 0 | 0 | 0 | 0 | 0 | 0 | 0
2016-07-23 | 0 | 0 | 0 | 0 | 0 | 484095.2622 | 671763 | 0 | 0 | 0 | 0 | 1429984.1317 | 3944813.7006 | 0 | 0 | 0 | 0 | 0 | 0 | 0 | 0 | 0 | 0 | 0 | 0 | 0 | 0 | 0 | 0 | -187667.7378 | 0 | 0 | 0 | 0 | 0 | 0 | 0 | 0 | 0 | 0 | 0 | 0 | 0 | 0 | 0 | 0
2016-07-23 01:00 | 0 | 0 | 0 | 0 | 488693.1845 | 224210.5698 | 651983 | 0 | 0 | 0 | 0 | 1490904.886 | 3944813.7006 | 0 | 0 | 0 | 0 | 0 | 0 | 0 | 0 | 0 | 0 | 0 | 0 | 0 | 0 | 0 | 0 | 60920.7544 | 0 | 0 | 0 | 0 | 0 | 0 | 0 | 0 | 0 | 0 | 0 | 0 | 0 | 0 | 0 | 0
2016-07-23 02:00 | 0 | 0 | 0 | 0 | 359910.4842 | 17657.7758 | 622735 | 0 | 0 | 0 | 0 | 1231371.6681 | 3959180.1786 | 0 | 0 | 0 | 0 | 0 | 0 | 0 | 0 | 0 | 0 | 0 | 0 | 0 | 0 | 0 | 0 | -259533.218 | 14366.478 | 0 | 0 | 0 | 0 | 0 | 0 | 0 | 0 | 0 | 0 | 0 | 0 | 0 | 0 | 0
2016-07-23 03:00 | 0 | 0 | 0 | 0 | 325901.782 | 0 | 585435 | 0 | 0 | 0 | 0 | 971838.4501 | 3959180.1786 | 0 | 0 | 0 | 0 | 0 | 0 | 0 | 0 | 0 | 0 | 0 | 0 | 0 | 0 | 0 | 0 | -259533.218 | 0 | 0 | 0 | 0 | 0 | 0 | 0 | 0 | 0 | 0 | 0 | 0 | 0 | 0 | 0 | 0
2016-07-23 04:00 | 0 | 0 | 0 | 0 | 642218.0881 | 0 | 548300 | 0 | 0 | 0 | 0 | 1051390.0603 | 3973546.6566 | 0 | 0 | 0 | 0 | 0 | 0 | 0 | 0 | 0 | 0 | 0 | 0 | 0 | 0 | 0 | 0 | 79551.6102 | 14366.478 | 0 | 0 | 0 | 0 | 0 | 0 | 0 | 0 | 0 | 0 | 0 | 0 | 0 | 0 | 0
2016-07-23 05:00 | 0 | 0 | 0 | 0 | 254241.782 | 0 | 513775 | 0 | 0 | 0 | 0 | 791856.8423 | 3973546.6566 | 0 | 0 | 0 | 0 | 0 | 0 | 0 | 0 | 0 | 0 | 0 | 0 | 0 | 0 | 0 | 0 | -259533.218 | 0 | 0 | 0 | 0 | 0 | 0 | 0 | 0 | 0 | 0 | 0 | 0 | 0 | 0 | 0 | 0
2016-07-23 06:00 | 0 | 0 | 0 | 0 | 589510.0659 | 0 | 485017 | 0 | 0 | 0 | 0 | 881983.4302 | 3987913.1346 | 0 | 0 | 0 | 0 | 0 | 0 | 0 | 0 | 0 | 0 | 0 | 0 | 0 | 0 | 0 | 0 | 90126.5879 | 14366.478 | 0 | 0 | 0 | 0 | 0 | 0 | 0 | 0 | 0 | 0 | 0 | 0 | 0 | 0 | 0
2016-07-23 07:00 | 0 | 0 | 0 | 0 | 202862.782 | 0 | 462396 | 0 | 0 | 0 | 0 | 622450.2123 | 3987913.1346 | 0 | 0 | 0 | 0 | 0 | 0 | 0 | 0 | 0 | 0 | 0 | 0 | 0 | 0 | 0 | 0 | -259533.218 | 0 | 0 | 0 | 0 | 0 | 0 | 0 | 0 | 0 | 0 | 0 | 0 | 0 | 0 | 0 | 0
2016-07-23 08:00 | 0 | 0 | 0 | 0 | 543391.2663 | 0 | 446904 | 0 | 0 | 0 | 0 | 704571.0006 | 4002279.6126 | 0 | 0 | 0 | 0 | 0 | 0 | 0 | 0 | 0 | 0 | 0 | 0 | 0 | 0 | 0 | 0 | 82120.7884 | 14366.478 | 0 | 0 | 0 | 0 | 0 | 0 | 0 | 0 | 0 | 0 | 0 | 0 | 0 | 0 | 0
2016-07-23 09:00 | 0 | 0 | 0 | 0 | 179218.782 | 0 | 438752 | 0 | 0 | 0 | 0 | 445037.7827 | 4002279.6126 | 0 | 0 | 0 | 0 | 0 | 0 | 0 | 0 | 0 | 0 | 0 | 0 | 0 | 0 | 0 | 0 | -259533.218 | 0 | 0 | 0 | 0 | 0 | 0 | 0 | 0 | 0 | 0 | 0 | 0 | 0 | 0 | 0 | 0
2016-07-23 10:00 | 0 | 0 | 0 | 0 | 503209.3015 | 0 | 436738 | 0 | 0 | 0 | 0 | 497142.6062 | 4016646.0905 | 0 | 0 | 0 | 0 | 0 | 0 | 0 | 0 | 0 | 0 | 0 | 0 | 0 | 0 | 0 | 0 | 52104.8235 | 14366.478 | 0 | 0 | 0 | 0 | 0 | 0 | 0 | 0 | 0 | 0 | 0 | 0 | 0 | 0 | 0
2016-07-23 11:00 | 0 | 0 | 0 | 0 | 198974.26 | 0 | 444141 | 0 | 0 | 0 | 0 | 237609.3882 | 4031012.5685 | 0 | 0 | 0 | 0 | 0 | 0 | 0 | 0 | 0 | 0 | 0 | 0 | 0 | 0 | 0 | 0 | -259533.218 | 14366.478 | 0 | 0 | 0 | 0 | 0 | 0 | 0 | 0 | 0 | 0 | 0 | 0 | 0 | 0 | 0
2016-07-23 12:00 | 0 | 0 | 0 | 0 | 319508.7465 | 80008.8076 | 469768 | 0 | 0 | 0 | 0 | 152992.4643 | 4045379.0465 | 0 | 0 | 0 | 0 | 0 | 0 | 0 | 0 | 0 | 0 | 0 | 0 | 0 | 0 | 0 | 0 | -84616.9239 | 14366.478 | 0 | 0 | 0 | 0 | 0 | 0 | 0 | 0 | 0 | 0 | 0 | 0 | 0 | 0 | 0
2016-07-23 13:00 | 0 | 0 | 0 | 0 | 0 | 446125.7529 | 507074 | 0 | 0 | 0 | 0 | 92044.2173 | 4045379.0465 | 0 | 0 | 0 | 0 | 0 | 0 | 0 | 0 | 0 | 0 | 0 | 0 | 0 | 0 | 0 | 0 | -60948.2471 | 0 | 0 | 0 | 0 | 0 | 0 | 0 | 0 | 0 | 0 | 0 | 0 | 0 | 0 | 0 | 0
2016-07-23 14:00 | 0 | 0 | 0 | 0 | 155586.7566 | 666514.9393 | 548202 | 0 | 0 | 0 | 0 | 351577.4352 | 4059745.5245 | 0 | 0 | 0 | 0 | 0 | 0 | 0 | 0 | 0 | 0 | 0 | 0 | 0 | 0 | 0 | 0 | 259533.218 | 14366.478 | 0 | 0 | 0 | 0 | 0 | 0 | 0 | 0 | 0 | 0 | 0 | 0 | 0 | 0 | 0
2016-07-23 15:00 | 0 | 0 | 0 | 0 | 53661.0509 | 793657.1671 | 587785 | 0 | 0 | 0 | 0 | 611110.6532 | 4059745.5245 | 0 | 0 | 0 | 0 | 0 | 0 | 0 | 0 | 0 | 0 | 0 | 0 | 0 | 0 | 0 | 0 | 259533.218 | 0 | 0 | 0 | 0 | 0 | 0 | 0 | 0 | 0 | 0 | 0 | 0 | 0 | 0 | 0 | 0
2016-07-23 16:00 | 0 | 0 | 0 | 0 | 0 | 834948.2129 | 621140 | 0 | 0 | 0 | 0 | 810552.3881 | 4074112.0025 | 0 | 0 | 0 | 0 | 0 | 0 | 0 | 0 | 0 | 0 | 0 | 0 | 0 | 0 | 0 | 0 | 199441.7349 | 14366.478 | 0 | 0 | 0 | 0 | 0 | 0 | 0 | 0 | 0 | 0 | 0 | 0 | 0 | 0 | 0
2016-07-23 17:00 | 0 | 0 | 0 | 0 | 0 | 846435.5756 | 644617 | 0 | 0 | 0 | 0 | 998004.4857 | 4088478.4804 | 0 | 0 | 0 | 0 | 0 | 0 | 0 | 0 | 0 | 0 | 0 | 0 | 0 | 0 | 0 | 0 | 187452.0976 | 14366.478 | 0 | 0 | 0 | 0 | 0 | 0 | 0 | 0 | 0 | 0 | 0 | 0 | 0 | 0 | 0
2016-07-23 18:00 | 0 | 0 | 0 | 0 | 79929.786 | 841969.432 | 662366 | 0 | 0 | 0 | 0 | 1257537.7036 | 4088478.4804 | 0 | 0 | 0 | 0 | 0 | 0 | 0 | 0 | 0 | 0 | 0 | 0 | 0 | 0 | 0 | 0 | 259533.218 | 0 | 0 | 0 | 0 | 0 | 0 | 0 | 0 | 0 | 0 | 0 | 0 | 0 | 0 | 0 | 0
2016-07-23 19:00 | 0 | 0 | 0 | 0 | 0 | 832873.7912 | 673513 | 0 | 0 | 0 | 0 | 1402532.0169 | 4102844.9584 | 0 | 0 | 0 | 0 | 0 | 0 | 0 | 0 | 0 | 0 | 0 | 0 | 0 | 0 | 0 | 0 | 144994.3132 | 14366.478 | 0 | 0 | 0 | 0 | 0 | 0 | 0 | 0 | 0 | 0 | 0 | 0 | 0 | 0 | 0
2016-07-23 20:00 | 0 | 0 | 0 | 0 | 0 | 828699.5354 | 680986 | 0 | 0 | 0 | 0 | 1550245.5522 | 4102844.9584 | 0 | 0 | 0 | 0 | 0 | 0 | 0 | 0 | 0 | 0 | 0 | 0 | 0 | 0 | 0 | 0 | 147713.5354 | 0 | 0 | 0 | 0 | 0 | 0 | 0 | 0 | 0 | 0 | 0 | 0 | 0 | 0 | 0 | 0
2016-07-23 21:00 | 0 | 0 | 0 | 0 | 140637.1928 | 816359.5032 | 683097 | 0 | 0 | 0 | 0 | 1809778.7702 | 4117211.4364 | 0 | 0 | 0 | 0 | 0 | 0 | 0 | 0 | 0 | 0 | 0 | 0 | 0 | 0 | 0 | 0 | 259533.218 | 14366.478 | 0 | 0 | 0 | 0 | 0 | 0 | 0 | 0 | 0 | 0 | 0 | 0 | 0 | 0 | 0
2016-07-23 22:00 | 0 | 0 | 0 | 0 | 0 | 783178.603 | 677117 | 0 | 0 | 0 | 0 | 1915840.3732 | 4117211.4364 | 0 | 0 | 0 | 0 | 0 | 0 | 0 | 0 | 0 | 0 | 0 | 0 | 0 | 0 | 0 | 0 | 106061.603 | 0 | 0 | 0 | 0 | 0 | 0 | 0 | 0 | 0 | 0 | 0 | 0 | 0 | 0 | 0 | 0
2016-07-23 23:00 | 0 | 0 | 0 | 0 | 0 | 700265.9113 | 661899 | 0 | 0 | 0 | 0 | 1939840.8066 | 4131577.9144 | 0 | 0 | 0 | 0 | 0 | 0 | 0 | 0 | 0 | 0 | 0 | 0 | 0 | 0 | 0 | 0 | 24000.4333 | 14366.478 | 0 | 0 | 0 | 0 | 0 | 0 | 0 | 0 | 0 | 0 | 0 | 0 | 0 | 0 | 0
2016-07-24 | 0 | 0 | 0 | 0 | 0 | 544536.4175 | 643422 | 0 | 0 | 0 | 0 | 1840955.2241 | 4131577.9144 | 0 | 0 | 0 | 0 | 0 | 0 | 0 | 0 | 0 | 0 | 0 | 0 | 0 | 0 | 0 | 0 | -98885.5825 | 0 | 0 | 0 | 0 | 0 | 0 | 0 | 0 | 0 | 0 | 0 | 0 | 0 | 0 | 0 | 0
2016-07-24 01:00 | 0 | 0 | 0 | 0 | 109776.3799 | 271364.8801 | 626308 | 0 | 0 | 0 | 0 | 1581422.0061 | 4145944.3924 | 0 | 0 | 0 | 0 | 0 | 0 | 0 | 0 | 0 | 0 | 0 | 0 | 0 | 0 | 0 | 0 | -259533.218 | 14366.478 | 0 | 0 | 0 | 0 | 0 | 0 | 0 | 0 | 0 | 0 | 0 | 0 | 0 | 0 | 0
2016-07-24 02:00 | 0 | 0 | 0 | 0 | 690838.0577 | 20018.2129 | 599234 | 0 | 0 | 0 | 0 | 1693044.2767 | 4145944.3924 | 0 | 0 | 0 | 0 | 0 | 0 | 0 | 0 | 0 | 0 | 0 | 0 | 0 | 0 | 0 | 0 | 111622.2706 | 0 | 0 | 0 | 0 | 0 | 0 | 0 | 0 | 0 | 0 | 0 | 0 | 0 | 0 | 0 | 0
2016-07-24 03:00 | 0 | 0 | 0 | 0 | 320250.26 | 0 | 565417 | 0 | 0 | 0 | 0 | 1433511.0587 | 4160310.8703 | 0 | 0 | 0 | 0 | 0 | 0 | 0 | 0 | 0 | 0 | 0 | 0 | 0 | 0 | 0 | 0 | -259533.218 | 14366.478 | 0 | 0 | 0 | 0 | 0 | 0 | 0 | 0 | 0 | 0 | 0 | 0 | 0 | 0 | 0
2016-07-24 04:00 | 0 | 0 | 0 | 0 | 634449.0385 | 0 | 531046 | 0 | 0 | 0 | 0 | 1536914.0972 | 4160310.8703 | 0 | 0 | 0 | 0 | 0 | 0 | 0 | 0 | 0 | 0 | 0 | 0 | 0 | 0 | 0 | 0 | 103403.0385 | 0 | 0 | 0 | 0 | 0 | 0 | 0 | 0 | 0 | 0 | 0 | 0 | 0 | 0 | 0 | 0
2016-07-24 05:00 | 0 | 0 | 0 | 0 | 569434.7566 | 0 | 499365 | 0 | 0 | 0 | 0 | 1592617.3759 | 4174677.3483 | 0 | 0 | 0 | 0 | 0 | 0 | 0 | 0 | 0 | 0 | 0 | 0 | 0 | 0 | 0 | 0 | 55703.2786 | 14366.478 | 0 | 0 | 0 | 0 | 0 | 0 | 0 | 0 | 0 | 0 | 0 | 0 | 0 | 0 | 0
2016-07-24 06:00 | 0 | 0 | 0 | 0 | 213164.782 | 0 | 472698 | 0 | 0 | 0 | 0 | 1333084.1579 | 4174677.3483 | 0 | 0 | 0 | 0 | 0 | 0 | 0 | 0 | 0 | 0 | 0 | 0 | 0 | 0 | 0 | 0 | -259533.218 | 0 | 0 | 0 | 0 | 0 | 0 | 0 | 0 | 0 | 0 | 0 | 0 | 0 | 0 | 0 | 0
2016-07-24 07:00 | 0 | 0 | 0 | 0 | 484382.7775 | 0 | 451439 | 0 | 0 | 0 | 0 | 1351661.4574 | 4189043.8263 | 0 | 0 | 0 | 0 | 0 | 0 | 0 | 0 | 0 | 0 | 0 | 0 | 0 | 0 | 0 | 0 | 18577.2995 | 14366.478 | 0 | 0 | 0 | 0 | 0 | 0 | 0 | 0 | 0 | 0 | 0 | 0 | 0 | 0 | 0
2016-07-24 08:00 | 0 | 0 | 0 | 0 | 447142.1728 | 0 | 436259 | 0 | 0 | 0 | 0 | 1348178.1523 | 4203410.3043 | 0 | 0 | 0 | 0 | 0 | 0 | 0 | 0 | 0 | 0 | 0 | 0 | 0 | 0 | 0 | 0 | -3483.3051 | 14366.478 | 0 | 0 | 0 | 0 | 0 | 0 | 0 | 0 | 0 | 0 | 0 | 0 | 0 | 0 | 0
2016-07-24 09:00 | 0 | 0 | 0 | 0 | 407581.6718 | 0 | 427100 | 0 | 0 | 0 | 0 | 1314293.3461 | 4217776.7823 | 0 | 0 | 0 | 0 | 0 | 0 | 0 | 0 | 0 | 0 | 0 | 0 | 0 | 0 | 0 | 0 | -33884.8062 | 14366.478 | 0 | 0 | 0 | 0 | 0 | 0 | 0 | 0 | 0 | 0 | 0 | 0 | 0 | 0 | 0
2016-07-24 10:00 | 0 | 0 | 0 | 0 | 388598.0295 | 0 | 422282 | 0 | 0 | 0 | 0 | 1266242.8976 | 4232143.2603 | 0 | 0 | 0 | 0 | 0 | 0 | 0 | 0 | 0 | 0 | 0 | 0 | 0 | 0 | 0 | 0 | -48050.4485 | 14366.478 | 0 | 0 | 0 | 0 | 0 | 0 | 0 | 0 | 0 | 0 | 0 | 0 | 0 | 0 | 0
2016-07-24 11:00 | 0 | 0 | 0 | 0 | 345377.2281 | 0 | 426061 | 0 | 0 | 0 | 0 | 1171192.6477 | 4246509.7382 | 0 | 0 | 0 | 0 | 0 | 0 | 0 | 0 | 0 | 0 | 0 | 0 | 0 | 0 | 0 | 0 | -95050.2499 | 14366.478 | 0 | 0 | 0 | 0 | 0 | 0 | 0 | 0 | 0 | 0 | 0 | 0 | 0 | 0 | 0
2016-07-24 12:00 | 0 | 0 | 0 | 0 | 117263.3327 | 70262.4493 | 447059 | 0 | 0 | 0 | 0 | 911659.4297 | 4246509.7382 | 0 | 0 | 0 | 0 | 0 | 0 | 0 | 0 | 0 | 0 | 0 | 0 | 0 | 0 | 0 | 0 | -259533.218 | 0 | 0 | 0 | 0 | 0 | 0 | 0 | 0 | 0 | 0 | 0 | 0 | 0 | 0 | 0 | 0
2016-07-24 13:00 | 0 | 0 | 0 | 0 | 0 | 392603.9052 | 480914 | 0 | 0 | 0 | 0 | 808982.8569 | 4260876.2162 | 0 | 0 | 0 | 0 | 0 | 0 | 0 | 0 | 0 | 0 | 0 | 0 | 0 | 0 | 0 | 0 | -102676.5728 | 14366.478 | 0 | 0 | 0 | 0 | 0 | 0 | 0 | 0 | 0 | 0 | 0 | 0 | 0 | 0 | 0
2016-07-24 14:00 | 0 | 0 | 0 | 0 | 187388.5875 | 606644.1085 | 520133 | 0 | 0 | 0 | 0 | 1068516.0749 | 4275242.6942 | 0 | 0 | 0 | 0 | 0 | 0 | 0 | 0 | 0 | 0 | 0 | 0 | 0 | 0 | 0 | 0 | 259533.218 | 14366.478 | 0 | 0 | 0 | 0 | 0 | 0 | 0 | 0 | 0 | 0 | 0 | 0 | 0 | 0 | 0
2016-07-24 15:00 | 0 | 0 | 0 | 0 | 0 | 741061.264 | 558015 | 0 | 0 | 0 | 0 | 1251562.3389 | 4275242.6942 | 0 | 0 | 0 | 0 | 0 | 0 | 0 | 0 | 0 | 0 | 0 | 0 | 0 | 0 | 0 | 0 | 183046.264 | 0 | 0 | 0 | 0 | 0 | 0 | 0 | 0 | 0 | 0 | 0 | 0 | 0 | 0 | 0 | 0
2016-07-24 16:00 | 0 | 0 | 0 | 0 | 67528.5916 | 797614.1043 | 591243 | 0 | 0 | 0 | 0 | 1511095.5569 | 4289609.1722 | 0 | 0 | 0 | 0 | 0 | 0 | 0 | 0 | 0 | 0 | 0 | 0 | 0 | 0 | 0 | 0 | 259533.218 | 14366.478 | 0 | 0 | 0 | 0 | 0 | 0 | 0 | 0 | 0 | 0 | 0 | 0 | 0 | 0 | 0
2016-07-24 17:00 | 0 | 0 | 0 | 0 | 0 | 805905.1463 | 618086 | 0 | 0 | 0 | 0 | 1698914.7032 | 4289609.1722 | 0 | 0 | 0 | 0 | 0 | 0 | 0 | 0 | 0 | 0 | 0 | 0 | 0 | 0 | 0 | 0 | 187819.1463 | 0 | 0 | 0 | 0 | 0 | 0 | 0 | 0 | 0 | 0 | 0 | 0 | 0 | 0 | 0 | 0
2016-07-24 18:00 | 0 | 0 | 0 | 0 | 0 | 794450.3596 | 639300 | 0 | 0 | 0 | 0 | 1839698.5848 | 4303975.6502 | 0 | 0 | 0 | 0 | 0 | 0 | 0 | 0 | 0 | 0 | 0 | 0 | 0 | 0 | 0 | 0 | 140783.8816 | 14366.478 | 0 | 0 | 0 | 0 | 0 | 0 | 0 | 0 | 0 | 0 | 0 | 0 | 0 | 0 | 0
2016-07-24 19:00 | 0 | 0 | 0 | 0 | 151869.3423 | 776828.3536 | 654798 | 0 | 0 | 0 | 0 | 2099231.8028 | 4318342.1281 | 0 | 0 | 0 | 0 | 0 | 0 | 0 | 0 | 0 | 0 | 0 | 0 | 0 | 0 | 0 | 0 | 259533.218 | 14366.478 | 0 | 0 | 0 | 0 | 0 | 0 | 0 | 0 | 0 | 0 | 0 | 0 | 0 | 0 | 0
2016-07-24 20:00 | 0 | 0 | 0 | 0 | 0 | 761341.7198 | 666727 | 0 | 0 | 0 | 0 | 2193846.5226 | 4318342.1281 | 0 | 0 | 0 | 0 | 0 | 0 | 0 | 0 | 0 | 0 | 0 | 0 | 0 | 0 | 0 | 0 | 94614.7198 | 0 | 0 | 0 | 0 | 0 | 0 | 0 | 0 | 0 | 0 | 0 | 0 | 0 | 0 | 0 | 0
2016-07-24 21:00 | 0 | 0 | 0 | 0 | 194934.4831 | 745195.4398 | 674628 | 0 | 0 | 0 | 0 | 2453379.7405 | 4324310.8331 | 0 | 0 | 0 | 0 | 0 | 0 | 0 | 0 | 0 | 0 | 0 | 0 | 0 | 0 | 0 | 0 | 259533.218 | 5968.7049 | 0 | 0 | 0 | 0 | 0 | 0 | 0 | 0 | 0 | 0 | 0 | 0 | 0 | 0 | 0
2016-07-24 22:00 | 0 | 0 | 0 | 0 | 201344.8711 | 708871.5182 | 674912 | 0 | 0 | 0 | 0 | 2674317.6518 | 4338677.311 | 0 | 0 | 0 | 0 | 0 | 0 | 0 | 0 | 0 | 0 | 0 | 0 | 0 | 0 | 0 | 0 | 220937.9113 | 14366.478 | 0 | 0 | 0 | 0 | 0 | 0 | 0 | 0 | 0 | 0 | 0 | 0 | 0 | 0 | 0
2016-07-24 23:00 | 0 | 0 | 0 | 0 | 209438.6841 | 629412.8315 | 664359 | 0 | 0 | 0 | 0 | 2834443.6894 | 4353043.789 | 0 | 0 | 0 | 0 | 0 | 0 | 0 | 0 | 0 | 0 | 0 | 0 | 0 | 0 | 0 | 0 | 160126.0376 | 14366.478 | 0 | 0 | 0 | 0 | 0 | 0 | 0 | 0 | 0 | 0 | 0 | 0 | 0 | 0 | 0
2016-07-25 | 0 | 0 | 0 | 0 | 240831.6289 | 477849.3418 | 649454 | 0 | 0 | 0 | 0 | 2880156.3705 | 4353043.789 | 0 | 0 | 0 | 0 | 0 | 0 | 23514.2896 | 0 | 0 | 0 | 0 | 0 | 0 | 0 | 0 | 0 | 45712.6811 | 0 | 0 | 0 | 0 | 0 | 0 | 0 | 0 | 0 | 23514.2896 | 0 | 0 | 0 | 0 | 0 | 0
2016-07-25 01:00 | 0 | 0 | 0 | 0 | 352718.8527 | 239366.0838 | 634444 | 0 | 0 | 0 | 0 | 2861311.5966 | 4353043.789 | 0 | 0 | 0 | 0 | 0 | 0 | 0 | 0 | 0 | 0 | 0 | 0 | 0 | 0 | 0 | 0 | -18844.7739 | 0 | 0 | 0 | 0 | 0 | 0 | 0 | 0 | 0 | -23514.2896 | 0 | 0 | 0 | 0 | 0 | 0
2016-07-25 02:00 | 0 | 0 | 0 | 0 | 430634.0164 | 17589.9736 | 605194 | 0 | 0 | 0 | 0 | 2680827.2969 | 4353043.789 | 0 | 0 | 0 | 0 | 0 | 0 | 23514.2896 | 0 | 0 | 0 | 0 | 0 | 0 | 0 | 0 | 0 | -180484.2996 | 0 | 0 | 0 | 0 | 0 | 0 | 0 | 0 | 0 | 23514.2896 | 0 | 0 | 0 | 0 | 0 | 0
2016-07-25 03:00 | 0 | 0 | 0 | 0 | 430266.3191 | 0 | 570238 | 0 | 0 | 0 | 0 | 2540855.616 | 4353043.789 | 0 | 0 | 0 | 0 | 0 | 0 | 23514.2896 | 0 | 0 | 0 | 0 | 0 | 0 | 0 | 0 | 0 | -139971.6809 | 0 | 0 | 0 | 0 | 0 | 0 | 0 | 0 | 0 | 0 | 0 | 0 | 0 | 0 | 0 | 0
2016-07-25 04:00 | 0 | 0 | 0 | 0 | 422214.0039 | 0 | 536805 | 0 | 0 | 0 | 0 | 2449778.9095 | 4353043.789 | 0 | 0 | 0 | 0 | 0 | 0 | 0 | 0 | 0 | 0 | 0 | 0 | 0 | 0 | 0 | 0 | -91076.7065 | 0 | 0 | 0 | 0 | 0 | 0 | 0 | 0 | 0 | -23514.2896 | 0 | 0 | 0 | 0 | 0 | 0
2016-07-25 05:00 | 0 | 0 | 0 | 0 | 415615.7103 | 0 | 505415 | 0 | 0 | 0 | 0 | 2336465.3302 | 4353043.789 | 0 | 0 | 0 | 0 | 0 | 0 | 23514.2896 | 0 | 0 | 0 | 0 | 0 | 0 | 0 | 0 | 0 | -113313.5793 | 0 | 0 | 0 | 0 | 0 | 0 | 0 | 0 | 0 | 23514.2896 | 0 | 0 | 0 | 0 | 0 | 0
2016-07-25 06:00 | 0 | 0 | 0 | 0 | 408814.5554 | 0 | 479358 | 0 | 0 | 0 | 0 | 2265921.8856 | 4353043.789 | 0 | 0 | 0 | 0 | 0 | 0 | 23514.2896 | 0 | 0 | 0 | 0 | 0 | 0 | 0 | 0 | 0 | -70543.4446 | 0 | 0 | 0 | 0 | 0 | 0 | 0 | 0 | 0 | 0 | 0 | 0 | 0 | 0 | 0 | 0
2016-07-25 07:00 | 0 | 0 | 0 | 0 | 399403.7732 | 0 | 460062 | 0 | 0 | 0 | 0 | 2205263.6588 | 4353043.789 | 0 | 0 | 0 | 0 | 0 | 0 | 23514.2896 | 0 | 0 | 0 | 0 | 0 | 0 | 0 | 0 | 0 | -60658.2268 | 0 | 0 | 0 | 0 | 0 | 0 | 0 | 0 | 0 | 0 | 0 | 0 | 0 | 0 | 0 | 0
2016-07-25 08:00 | 0 | 0 | 0 | 0 | 388368.6938 | 0 | 450411 | 0 | 0 | 0 | 0 | 2143221.3526 | 4353043.789 | 0 | 0 | 0 | 0 | 0 | 0 | 23514.2896 | 0 | 0 | 0 | 0 | 0 | 0 | 0 | 0 | 0 | -62042.3062 | 0 | 0 | 0 | 0 | 0 | 0 | 0 | 0 | 0 | 3.4925e-10 | 0 | 0 | 0 | 0 | 0 | 0
2016-07-25 09:00 | 0 | 0 | 0 | 0 | 339141.5575 | 0 | 451810 | 0 | 0 | 0 | 0 | 2030552.91 | 4353043.789 | 0 | 0 | 0 | 0 | 0 | 0 | 23514.2896 | 0 | 0 | 0 | 0 | 0 | 0 | 0 | 0 | 0 | -112668.4425 | 0 | 0 | 0 | 0 | 0 | 0 | 0 | 0 | 0 | 0 | 0 | 0 | 0 | 0 | 0 | 0
2016-07-25 10:00 | 0 | 0 | 0 | 0 | 286816.3858 | 0 | 464579 | 0 | 0 | 0 | 0 | 1876304.5854 | 4353043.789 | 0 | 0 | 0 | 0 | 0 | 0 | 0 | 0 | 0 | 0 | 0 | 0 | 0 | 0 | 0 | 0 | -154248.3246 | 0 | 0 | 0 | 0 | 0 | 0 | 0 | 0 | 0 | -23514.2896 | 0 | 0 | 0 | 0 | 0 | 0
2016-07-25 11:00 | 0 | 0 | 0 | 0 | 243035.6504 | 0 | 484904 | 0 | 0 | 0 | 0 | 1616771.3674 | 4347194.3678 | 0 | 0 | 0 | 0 | 0 | 0 | 23514.2896 | 0 | 0 | 0 | 0 | 0 | 0 | 0 | 0 | 0 | -259533.218 | 0 | 5849.4212 | 0 | 0 | 0 | 0 | 0 | 0 | 0 | 23514.2896 | 0 | 0 | 0 | 0 | 0 | 0
2016-07-25 12:00 | 0 | 0 | 0 | 0 | 123486.7497 | 66546.9561 | 513142 | 0 | 0 | 0 | 0 | 1402489.1679 | 4238368.2731 | 0 | 0 | 0 | 0 | 0 | 0 | 23514.2896 | 0 | 0 | 0 | 0 | 0 | 0 | 0 | 0 | 0 | -214282.1995 | 0 | 108826.0947 | 0 | 0 | 0 | 0 | 0 | 0 | 0 | 0 | 0 | 0 | 0 | 0 | 0 | 0
2016-07-25 13:00 | 0 | 0 | 0 | 0 | 84964.5676 | 348261.2957 | 546585 | 0 | 0 | 0 | 0 | 1274763.5532 | 4252734.7511 | 0 | 0 | 0 | 0 | 0 | 0 | 23514.2896 | 0 | 0 | 0 | 0 | 0 | 0 | 0 | 0 | 0 | -127725.6147 | 14366.478 | 0 | 0 | 0 | 0 | 0 | 0 | 0 | 0 | 0 | 0 | 0 | 0 | 0 | 0 | 0
2016-07-25 14:00 | 0 | 0 | 0 | 0 | 123985.8572 | 588516.994 | 584999 | 0 | 0 | 0 | 0 | 1402267.4045 | 4252734.7511 | 0 | 0 | 0 | 0 | 0 | 0 | 23514.2896 | 0 | 0 | 0 | 0 | 0 | 0 | 0 | 0 | 0 | 127503.8513 | 0 | 0 | 0 | 0 | 0 | 0 | 0 | 0 | 0 | 0 | 0 | 0 | 0 | 0 | 0 | 0
2016-07-25 15:00 | 0 | 0 | 0 | 0 | 132775.3194 | 711189.7393 | 623644 | 0 | 0 | 0 | 0 | 1622588.4632 | 4252734.7511 | 0 | 0 | 0 | 0 | 0 | 0 | 23514.2896 | 0 | 0 | 0 | 0 | 0 | 0 | 0 | 0 | 0 | 220321.0587 | 0 | 0 | 0 | 0 | 0 | 0 | 0 | 0 | 0 | 0 | 0 | 0 | 0 | 0 | 0 | 0
2016-07-25 16:00 | 0 | 0 | 0 | 0 | 133484.1438 | 761107.9466 | 655225 | 0 | 0 | 0 | 0 | 1861955.5536 | 4252734.7511 | 0 | 0 | 0 | 0 | 0 | 0 | 23514.2896 | 0 | 0 | 0 | 0 | 0 | 0 | 0 | 0 | 0 | 239367.0904 | 0 | 0 | 0 | 0 | 0 | 0 | 0 | 0 | 0 | 0 | 0 | 0 | 0 | 0 | 0 | 0
2016-07-25 17:00 | 0 | 0 | 0 | 0 | 132641.8215 | 769364.6475 | 680782 | 0 | 0 | 0 | 0 | 2083180.0226 | 4252734.7511 | 0 | 0 | 0 | 0 | 0 | 0 | 23514.2896 | 0 | 0 | 0 | 0 | 0 | 0 | 0 | 0 | 0 | 221224.469 | 0 | 0 | 0 | 0 | 0 | 0 | 0 | 0 | 0 | 0 | 0 | 0 | 0 | 0 | 0 | 0
2016-07-25 18:00 | 0 | 0 | 0 | 0 | 131301.1651 | 764928.6385 | 699429 | 0 | 0 | 0 | 0 | 2279980.8261 | 4252734.7511 | 0 | 0 | 0 | 0 | 0 | 0 | 23514.2896 | 0 | 0 | 0 | 0 | 0 | 0 | 0 | 0 | 0 | 196800.8035 | 0 | 0 | 0 | 0 | 0 | 0 | 0 | 0 | 0 | 0 | 0 | 0 | 0 | 0 | 0 | 0
2016-07-25 19:00 | 0 | 0 | 0 | 0 | 129682.7386 | 745913.5194 | 711269 | 0 | 0 | 0 | 0 | 2444308.0841 | 4252734.7511 | 0 | 0 | 0 | 0 | 0 | 0 | 23514.2896 | 0 | 0 | 0 | 0 | 0 | 0 | 0 | 0 | 0 | 164327.258 | 0 | 0 | 0 | 0 | 0 | 0 | 0 | 0 | 0 | 0 | 0 | 0 | 0 | 0 | 0 | 0
2016-07-25 20:00 | 0 | 0 | 0 | 0 | 129416.5841 | 732638.3675 | 716310 | 0 | 0 | 0 | 0 | 2590053.0357 | 4252734.7511 | 0 | 0 | 0 | 0 | 0 | 0 | 23514.2896 | 0 | 0 | 0 | 0 | 0 | 0 | 0 | 0 | 0 | 145744.9516 | 0 | 0 | 0 | 0 | 0 | 0 | 0 | 0 | 0 | 0 | 0 | 0 | 0 | 0 | 0 | 0
2016-07-25 21:00 | 0 | 0 | 0 | 0 | 135106.3225 | 703235.349 | 716023 | 0 | 0 | 0 | 0 | 2712371.7072 | 4252734.7511 | 0 | 0 | 0 | 0 | 0 | 0 | 23514.2896 | 0 | 0 | 0 | 0 | 0 | 0 | 0 | 0 | 0 | 122318.6714 | 0 | 0 | 0 | 0 | 0 | 0 | 0 | 0 | 0 | 0 | 0 | 0 | 0 | 0 | 0 | 0
2016-07-25 22:00 | 0 | 0 | 0 | 0 | 145461.5407 | 654472.5493 | 709531 | 0 | 0 | 0 | 0 | 2802774.7971 | 4252734.7511 | 0 | 0 | 0 | 0 | 0 | 0 | 23514.2896 | 0 | 0 | 0 | 0 | 0 | 0 | 0 | 0 | 0 | 90403.09 | 0 | 0 | 0 | 0 | 0 | 0 | 0 | 0 | 0 | 0 | 0 | 0 | 0 | 0 | 0 | 0
2016-07-25 23:00 | 0 | 0 | 0 | 0 | 166849.7028 | 566295.992 | 694428 | 0 | 0 | 0 | 0 | 2865006.7815 | 4252734.7511 | 0 | 0 | 0 | 0 | 0 | 0 | 0 | 0 | 0 | 0 | 0 | 0 | 0 | 0 | 0 | 0 | 62231.9843 | 0 | 0 | 0 | 0 | 0 | 0 | 0 | 0 | 0 | -23514.2896 | 0 | 0 | 0 | 0 | 0 | 0
2016-07-26 | 0 | 0 | 0 | 0 | 219578.4994 | 424760.9706 | 676132 | 0 | 0 | 0 | 0 | 2833214.2515 | 4252734.7511 | 0 | 0 | 0 | 0 | 0 | 0 | 0 | 0 | 0 | 0 | 0 | 0 | 0 | 0 | 0 | 0 | -31792.53 | 0 | 0 | 0 | 0 | 0 | 0 | 0 | 0 | 0 | 0 | 0 | 0 | 0 | 0 | 0 | 0
2016-07-26 01:00 | 0 | 0 | 0 | 0 | 364176.3995 | 212074.3958 | 655962 | 0 | 0 | 0 | 0 | 2729988.7572 | 4252734.7511 | 0 | 0 | 0 | 0 | 0 | 0 | 23514.2896 | 0 | 0 | 0 | 0 | 0 | 0 | 0 | 0 | 0 | -103225.4943 | 0 | 0 | 0 | 0 | 0 | 0 | 0 | 0 | 0 | 23514.2896 | 0 | 0 | 0 | 0 | 0 | 0
2016-07-26 02:00 | 0 | 0 | 0 | 0 | 482076.1273 | 18007.9987 | 623004 | 0 | 0 | 0 | 0 | 2630583.1728 | 4252734.7511 | 0 | 0 | 0 | 0 | 0 | 0 | 0 | 0 | 0 | 0 | 0 | 0 | 0 | 0 | 0 | 0 | -99405.5844 | 0 | 0 | 0 | 0 | 0 | 0 | 0 | 0 | 0 | -23514.2896 | 0 | 0 | 0 | 0 | 0 | 0
2016-07-26 03:00 | 0 | 0 | 0 | 0 | 497222.6503 | 0 | 581261 | 0 | 0 | 0 | 0 | 2523030.5335 | 4252734.7511 | 0 | 0 | 0 | 0 | 0 | 0 | 23514.2896 | 0 | 0 | 0 | 0 | 0 | 0 | 0 | 0 | 0 | -107552.6393 | 0 | 0 | 0 | 0 | 0 | 0 | 0 | 0 | 0 | 23514.2896 | 0 | 0 | 0 | 0 | 0 | 0
2016-07-26 04:00 | 0 | 0 | 0 | 0 | 483138.3421 | 0 | 543580 | 0 | 0 | 0 | 0 | 2486103.1652 | 4252734.7511 | 0 | 0 | 0 | 0 | 0 | 0 | 0 | 0 | 0 | 0 | 0 | 0 | 0 | 0 | 0 | 0 | -36927.3683 | 0 | 0 | 0 | 0 | 0 | 0 | 0 | 0 | 0 | -23514.2896 | 0 | 0 | 0 | 0 | 0 | 0
2016-07-26 05:00 | 0 | 0 | 0 | 0 | 450744.911 | 0 | 508876 | 0 | 0 | 0 | 0 | 2404457.7866 | 4252734.7511 | 0 | 0 | 0 | 0 | 0 | 0 | 23514.2896 | 0 | 0 | 0 | 0 | 0 | 0 | 0 | 0 | 0 | -81645.3786 | 0 | 0 | 0 | 0 | 0 | 0 | 0 | 0 | 0 | 23514.2896 | 0 | 0 | 0 | 0 | 0 | 0
2016-07-26 06:00 | 0 | 0 | 0 | 0 | 411633.5614 | 0 | 480696 | 0 | 0 | 0 | 0 | 2358909.6375 | 4252734.7511 | 0 | 0 | 0 | 0 | 0 | 0 | 0 | 0 | 0 | 0 | 0 | 0 | 0 | 0 | 0 | 0 | -45548.149 | 0 | 0 | 0 | 0 | 0 | 0 | 0 | 0 | 0 | -23514.2896 | 0 | 0 | 0 | 0 | 0 | 0
2016-07-26 07:00 | 0 | 0 | 0 | 0 | 374048.0146 | 0 | 460391 | 0 | 0 | 0 | 0 | 2357878.4573 | 4143908.6564 | 0 | 0 | 0 | 0 | 0 | 0 | 23514.2896 | 0 | 0 | 0 | 0 | 0 | 0 | 0 | 0 | 0 | -1031.1802 | 0 | 108826.0947 | 0 | 0 | 0 | 0 | 0 | 0 | 0 | 23514.2896 | 0 | 0 | 0 | 0 | 0 | 0
2016-07-26 08:00 | 0 | 0 | 0 | 0 | 347883.4335 | 0 | 449809 | 0 | 0 | 0 | 0 | 2279467.1803 | 4143908.6564 | 0 | 0 | 0 | 0 | 0 | 0 | 0 | 0 | 0 | 0 | 0 | 0 | 0 | 0 | 0 | 0 | -78411.2769 | 0 | 0 | 0 | 0 | 0 | 0 | 0 | 0 | 0 | -23514.2896 | 0 | 0 | 0 | 0 | 0 | 0
2016-07-26 09:00 | 0 | 0 | 0 | 0 | 314548.3516 | 0 | 451638 | 0 | 0 | 0 | 0 | 2118863.2423 | 4143908.6564 | 0 | 0 | 0 | 0 | 0 | 0 | 23514.2896 | 0 | 0 | 0 | 0 | 0 | 0 | 0 | 0 | 0 | -160603.938 | 0 | 0 | 0 | 0 | 0 | 0 | 0 | 0 | 0 | 23514.2896 | 0 | 0 | 0 | 0 | 0 | 0
2016-07-26 10:00 | 0 | 0 | 0 | 0 | 285699.7123 | 0 | 465570 | 0 | 0 | 0 | 0 | 1962507.2442 | 4143908.6564 | 0 | 0 | 0 | 0 | 0 | 0 | 0 | 0 | 0 | 0 | 0 | 0 | 0 | 0 | 0 | 0 | -156355.9982 | 0 | 0 | 0 | 0 | 0 | 0 | 0 | 0 | 0 | -23514.2896 | 0 | 0 | 0 | 0 | 0 | 0
2016-07-26 11:00 | 0 | 0 | 0 | 0 | 247650.2311 | 0 | 484569 | 0 | 0 | 0 | 0 | 1702974.0262 | 4143008.8159 | 0 | 0 | 0 | 0 | 0 | 0 | 23514.2896 | 0 | 0 | 0 | 0 | 0 | 0 | 0 | 0 | 0 | -259533.218 | 0 | 899.8405 | 0 | 0 | 0 | 0 | 0 | 0 | 0 | 23514.2896 | 0 | 0 | 0 | 0 | 0 | 0
2016-07-26 12:00 | 0 | 0 | 0 | 0 | 129609.5512 | 54318.3129 | 509911 | 0 | 0 | 0 | 0 | 1485816.9849 | 4034182.7212 | 0 | 0 | 0 | 0 | 0 | 0 | 23514.2896 | 0 | 0 | 0 | 0 | 0 | 0 | 0 | 0 | 0 | -217157.0412 | 0 | 108826.0947 | 0 | 0 | 0 | 0 | 0 | 0 | 0 | 0 | 0 | 0 | 0 | 0 | 0 | 0
2016-07-26 13:00 | 0 | 0 | 0 | 0 | 85567.599 | 318493.7966 | 540417 | 0 | 0 | 0 | 0 | 1372975.6702 | 4034182.7212 | 0 | 0 | 0 | 0 | 0 | 0 | 0 | 0 | 0 | 0 | 0 | 0 | 0 | 0 | 0 | 0 | -112841.3148 | 0 | 0 | 0 | 0 | 0 | 0 | 0 | 0 | 0 | -23514.2896 | 0 | 0 | 0 | 0 | 0 | 0
2016-07-26 14:00 | 0 | 0 | 0 | 0 | 122929.2566 | 567843.5569 | 576926 | 0 | 0 | 0 | 0 | 1486822.4837 | 4034182.7212 | 0 | 0 | 0 | 0 | 0 | 0 | 0 | 0 | 0 | 0 | 0 | 0 | 0 | 0 | 0 | 0 | 113846.8135 | 0 | 0 | 0 | 0 | 0 | 0 | 0 | 0 | 0 | 0 | 0 | 0 | 0 | 0 | 0 | 0
2016-07-26 15:00 | 0 | 0 | 0 | 0 | 130368.6601 | 691171.3504 | 612758 | 0 | 0 | 0 | 0 | 1695604.4942 | 4034182.7212 | 0 | 0 | 0 | 0 | 0 | 0 | 0 | 0 | 0 | 0 | 0 | 0 | 0 | 0 | 0 | 0 | 208782.0105 | 0 | 0 | 0 | 0 | 0 | 0 | 0 | 0 | 0 | 0 | 0 | 0 | 0 | 0 | 0 | 0
2016-07-26 16:00 | 0 | 0 | 0 | 0 | 119352.2375 | 756301.9635 | 643650 | 0 | 0 | 0 | 0 | 1927608.6952 | 4034182.7212 | 0 | 0 | 0 | 0 | 0 | 0 | 0 | 0 | 0 | 0 | 0 | 0 | 0 | 0 | 0 | 0 | 232004.201 | 0 | 0 | 0 | 0 | 0 | 0 | 0 | 0 | 0 | 0 | 0 | 0 | 0 | 0 | 0 | 0
2016-07-26 17:00 | 0 | 0 | 0 | 0 | 111794.8636 | 771319.8137 | 669322 | 0 | 0 | 0 | 0 | 2141401.3726 | 4034182.7212 | 0 | 0 | 0 | 0 | 0 | 0 | 0 | 0 | 0 | 0 | 0 | 0 | 0 | 0 | 0 | 0 | 213792.6774 | 0 | 0 | 0 | 0 | 0 | 0 | 0 | 0 | 0 | 0 | 0 | 0 | 0 | 0 | 0 | 0
2016-07-26 18:00 | 0 | 0 | 0 | 0 | 104759.9324 | 762871.9065 | 688128 | 0 | 0 | 0 | 0 | 2320905.2115 | 4034182.7212 | 0 | 0 | 0 | 0 | 0 | 0 | 0 | 0 | 0 | 0 | 0 | 0 | 0 | 0 | 0 | 0 | 179503.8389 | 0 | 0 | 0 | 0 | 0 | 0 | 0 | 0 | 0 | 0 | 0 | 0 | 0 | 0 | 0 | 0
2016-07-26 19:00 | 0 | 0 | 0 | 0 | 98917.9625 | 743687.9849 | 700540 | 0 | 0 | 0 | 0 | 2462971.1589 | 4034182.7212 | 0 | 0 | 0 | 0 | 0 | 0 | 0 | 0 | 0 | 0 | 0 | 0 | 0 | 0 | 0 | 0 | 142065.9474 | 0 | 0 | 0 | 0 | 0 | 0 | 0 | 0 | 0 | 0 | 0 | 0 | 0 | 0 | 0 | 0
2016-07-26 20:00 | 0 | 0 | 0 | 0 | 97641.9734 | 724824.7438 | 708679 | 0 | 0 | 0 | 0 | 2576758.8761 | 4034182.7212 | 0 | 0 | 0 | 0 | 0 | 0 | 0 | 0 | 0 | 0 | 0 | 0 | 0 | 0 | 0 | 0 | 113787.7172 | 0 | 0 | 0 | 0 | 0 | 0 | 0 | 0 | 0 | 0 | 0 | 0 | 0 | 0 | 0 | 0
2016-07-26 21:00 | 0 | 0 | 0 | 0 | 106897.7858 | 693678.5808 | 711359 | 0 | 0 | 0 | 0 | 2665976.2428 | 4034182.7212 | 0 | 0 | 0 | 0 | 0 | 0 | 0 | 0 | 0 | 0 | 0 | 0 | 0 | 0 | 0 | 0 | 89217.3667 | 0 | 0 | 0 | 0 | 0 | 0 | 0 | 0 | 0 | 0 | 0 | 0 | 0 | 0 | 0 | 0
2016-07-26 22:00 | 0 | 0 | 0 | 0 | 128698.3085 | 649163.8338 | 706608 | 0 | 0 | 0 | 0 | 2737230.3852 | 4034182.7212 | 0 | 0 | 0 | 0 | 0 | 0 | 0 | 0 | 0 | 0 | 0 | 0 | 0 | 0 | 0 | 0 | 71254.1424 | 0 | 0 | 0 | 0 | 0 | 0 | 0 | 0 | 0 | 0 | 0 | 0 | 0 | 0 | 0 | 0
2016-07-26 23:00 | 0 | 0 | 0 | 0 | 163739.959 | 570861.9733 | 691752 | 0 | 0 | 0 | 0 | 2780080.3174 | 4034182.7212 | 0 | 0 | 0 | 0 | 0 | 0 | 0 | 0 | 0 | 0 | 0 | 0 | 0 | 0 | 0 | 0 | 42849.9322 | 0 | 0 | 0 | 0 | 0 | 0 | 0 | 0 | 0 | 0 | 0 | 0 | 0 | 0 | 0 | 0
2016-07-27 | 0 | 0 | 0 | 0 | 223656.095 | 434965.8016 | 673003 | 0 | 0 | 0 | 0 | 2765699.214 | 4034182.7212 | 0 | 0 | 0 | 0 | 0 | 0 | 0 | 0 | 0 | 0 | 0 | 0 | 0 | 0 | 0 | 0 | -14381.1034 | 0 | 0 | 0 | 0 | 0 | 0 | 0 | 0 | 0 | 0 | 0 | 0 | 0 | 0 | 0 | 0
2016-07-27 01:00 | 0 | 0 | 0 | 0 | 353260.475 | 230682.1816 | 653739 | 0 | 0 | 0 | 0 | 2781214.6757 | 3925356.6264 | 0 | 0 | 0 | 0 | 0 | 0 | 23514.2896 | 0 | 0 | 0 | 0 | 0 | 0 | 0 | 0 | 0 | 15515.4617 | 0 | 108826.0947 | 0 | 0 | 0 | 0 | 0 | 0 | 0 | 23514.2896 | 0 | 0 | 0 | 0 | 0 | 0
2016-07-27 02:00 | 0 | 0 | 0 | 0 | 432988.5461 | 14973.0956 | 621186 | 0 | 0 | 0 | 0 | 2607990.3174 | 3925356.6264 | 0 | 0 | 0 | 0 | 0 | 0 | 23514.2896 | 0 | 0 | 0 | 0 | 0 | 0 | 0 | 0 | 0 | -173224.3583 | 0 | 0 | 0 | 0 | 0 | 0 | 0 | 0 | 0 | 0 | 0 | 0 | 0 | 0 | 0 | 0
2016-07-27 03:00 | 0 | 0 | 0 | 0 | 404461.439 | 0 | 580774 | 0 | 0 | 0 | 0 | 2540503.8512 | 3816530.5317 | 0 | 0 | 0 | 0 | 0 | 0 | 23514.2896 | 0 | 0 | 0 | 0 | 0 | 0 | 0 | 0 | 0 | -67486.4663 | 0 | 108826.0947 | 0 | 0 | 0 | 0 | 0 | 0 | 0 | 0 | 0 | 0 | 0 | 0 | 0 | 0
2016-07-27 04:00 | 0 | 0 | 0 | 0 | 355550.3524 | 0 | 542329 | 0 | 0 | 0 | 0 | 2353725.2036 | 3816530.5317 | 0 | 0 | 0 | 0 | 0 | 0 | 23514.2896 | 0 | 0 | 0 | 0 | 0 | 0 | 0 | 0 | 0 | -186778.6476 | 0 | 0 | 0 | 0 | 0 | 0 | 0 | 0 | 0 | 0 | 0 | 0 | 0 | 0 | 0 | 0
2016-07-27 05:00 | 0 | 0 | 0 | 0 | 310717.1608 | 0 | 507273 | 0 | 0 | 0 | 0 | 2265995.4591 | 3707704.437 | 0 | 0 | 0 | 0 | 0 | 0 | 23514.2896 | 0 | 0 | 0 | 0 | 0 | 0 | 0 | 0 | 0 | -87729.7445 | 0 | 108826.0947 | 0 | 0 | 0 | 0 | 0 | 0 | 0 | 0 | 0 | 0 | 0 | 0 | 0 | 0
2016-07-27 06:00 | 0 | 0 | 0 | 0 | 263652.6669 | 0 | 480502 | 0 | 0 | 0 | 0 | 2049146.126 | 3707704.437 | 0 | 0 | 0 | 0 | 0 | 0 | 23514.2896 | 0 | 0 | 0 | 0 | 0 | 0 | 0 | 0 | 0 | -216849.3331 | 0 | 0 | 0 | 0 | 0 | 0 | 0 | 0 | 0 | 0 | 0 | 0 | 0 | 0 | 0 | 0
2016-07-27 07:00 | 0 | 0 | 0 | 0 | 222347.7438 | 0 | 460678 | 0 | 0 | 0 | 0 | 1919641.9645 | 3598878.3423 | 0 | 0 | 0 | 0 | 0 | 0 | 23514.2896 | 0 | 0 | 0 | 0 | 0 | 0 | 0 | 0 | 0 | -129504.1615 | 0 | 108826.0947 | 0 | 0 | 0 | 0 | 0 | 0 | 0 | 0 | 0 | 0 | 0 | 0 | 0 | 0
2016-07-27 08:00 | 0 | 0 | 0 | 0 | 188167.3379 | 0 | 450024 | 0 | 0 | 0 | 0 | 1660108.7466 | 3596554.8981 | 0 | 0 | 0 | 0 | 0 | 0 | 23514.2896 | 0 | 0 | 0 | 0 | 0 | 0 | 0 | 0 | 0 | -259533.218 | 0 | 2323.4442 | 0 | 0 | 0 | 0 | 0 | 0 | 0 | 0 | 0 | 0 | 0 | 0 | 0 | 0
2016-07-27 09:00 | 0 | 0 | 0 | 0 | 160889.7525 | 0 | 451869 | 0 | 0 | 0 | 0 | 1477955.5938 | 3487728.8034 | 0 | 0 | 0 | 0 | 0 | 0 | 23514.2896 | 0 | 0 | 0 | 0 | 0 | 0 | 0 | 0 | 0 | -182153.1528 | 0 | 108826.0947 | 0 | 0 | 0 | 0 | 0 | 0 | 0 | 0 | 0 | 0 | 0 | 0 | 0 | 0
2016-07-27 10:00 | 0 | 0 | 0 | 0 | 145964.1698 | 0 | 463705 | 0 | 0 | 0 | 0 | 1269040.8583 | 3378902.7086 | 0 | 0 | 0 | 0 | 0 | 0 | 23514.2896 | 0 | 0 | 0 | 0 | 0 | 0 | 0 | 0 | 0 | -208914.7354 | 0 | 108826.0947 | 0 | 0 | 0 | 0 | 0 | 0 | 0 | 0 | 0 | 0 | 0 | 0 | 0 | 0
2016-07-27 11:00 | 0 | 0 | 0 | 0 | 128213.4541 | 0 | 482751 | 0 | 0 | 0 | 0 | 1023329.4071 | 3270076.6139 | 0 | 0 | 0 | 0 | 0 | 0 | 23514.2896 | 0 | 0 | 0 | 0 | 0 | 0 | 0 | 0 | 0 | -245711.4512 | 0 | 108826.0947 | 0 | 0 | 0 | 0 | 0 | 0 | 0 | 0 | 0 | 0 | 0 | 0 | 0 | 0
2016-07-27 12:00 | 0 | 0 | 0 | 0 | 68926.0226 | 58492.9714 | 506035 | 0 | 0 | 0 | 0 | 763796.1892 | 3174508.1155 | 0 | 0 | 0 | 0 | 0 | 0 | 0 | 0 | 0 | 0 | 0 | 0 | 0 | 0 | 0 | 0 | -259533.218 | 0 | 95568.4984 | 0 | 0 | 0 | 0 | 0 | 0 | 0 | -23514.2896 | 0 | 0 | 0 | 0 | 0 | 0
2016-07-27 13:00 | 0 | 0 | 0 | 0 | 54581.1722 | 410447.251 | 535215 | 0 | 0 | 0 | 0 | 693609.6123 | 3174508.1155 | 0 | 0 | 0 | 0 | 0 | 0 | 0 | 0 | 0 | 0 | 0 | 0 | 0 | 0 | 0 | 0 | -70186.5769 | 0 | 0 | 0 | 0 | 0 | 0 | 0 | 0 | 0 | 0 | 0 | 0 | 0 | 0 | 0 | 0
2016-07-27 14:00 | 0 | 0 | 0 | 0 | 67386.8078 | 650223.1331 | 571253 | 0 | 0 | 0 | 0 | 839966.5533 | 3174508.1155 | 0 | 0 | 0 | 0 | 0 | 0 | 0 | 0 | 0 | 0 | 0 | 0 | 0 | 0 | 0 | 0 | 146356.941 | 0 | 0 | 0 | 0 | 0 | 0 | 0 | 0 | 0 | 0 | 0 | 0 | 0 | 0 | 0 | 0
2016-07-27 15:00 | 0 | 0 | 0 | 0 | 66263.9044 | 754270.6067 | 606150 | 0 | 0 | 0 | 0 | 1099499.7712 | 3129359.4087 | 0 | 0 | 0 | 0 | 0 | 0 | 0 | 0 | 0 | 0 | 0 | 0 | 0 | 0 | 0 | 0 | 259533.218 | 0 | 45148.7068 | 0 | 0 | 0 | 0 | 0 | 0 | 0 | 0 | 0 | 0 | 0 | 0 | 0 | 0
2016-07-27 16:00 | 0 | 0 | 0 | 0 | 62787.7566 | 811051.0952 | 636932 | 0 | 0 | 0 | 0 | 1359032.9892 | 3106733.0425 | 0 | 0 | 0 | 0 | 0 | 0 | 0 | 0 | 0 | 0 | 0 | 0 | 0 | 0 | 0 | 0 | 259533.218 | 0 | 22626.3662 | 0 | 0 | 0 | 0 | 0 | 0 | 0 | 0 | 0 | 0 | 0 | 0 | 0 | 0
2016-07-27 17:00 | 0 | 0 | 0 | 0 | 61606.2591 | 824061.0701 | 663231 | 0 | 0 | 0 | 0 | 1581469.3184 | 3106733.0425 | 0 | 0 | 0 | 0 | 0 | 0 | 0 | 0 | 0 | 0 | 0 | 0 | 0 | 0 | 0 | 0 | 222436.3292 | 0 | 0 | 0 | 0 | 0 | 0 | 0 | 0 | 0 | 0 | 0 | 0 | 0 | 0 | 0 | 0
2016-07-27 18:00 | 0 | 0 | 0 | 0 | 62540.0774 | 817183.7527 | 683972 | 0 | 0 | 0 | 0 | 1777221.1484 | 3106733.0425 | 0 | 0 | 0 | 0 | 0 | 0 | 0 | 0 | 0 | 0 | 0 | 0 | 0 | 0 | 0 | 0 | 195751.83 | 0 | 0 | 0 | 0 | 0 | 0 | 0 | 0 | 0 | 0 | 0 | 0 | 0 | 0 | 0 | 0
2016-07-27 19:00 | 0 | 0 | 0 | 0 | 64985.0453 | 805005.7582 | 697747 | 0 | 0 | 0 | 0 | 1949464.9519 | 3106733.0425 | 0 | 0 | 0 | 0 | 0 | 0 | 0 | 0 | 0 | 0 | 0 | 0 | 0 | 0 | 0 | 0 | 172243.8035 | 0 | 0 | 0 | 0 | 0 | 0 | 0 | 0 | 0 | 0 | 0 | 0 | 0 | 0 | 0 | 0
2016-07-27 20:00 | 0 | 0 | 0 | 0 | 68693.3679 | 797515.5505 | 707014 | 0 | 0 | 0 | 0 | 2208998.1698 | 2997906.9477 | 0 | 0 | 0 | 0 | 0 | 0 | 8487.7951 | 0 | 0 | 0 | 0 | 0 | 0 | 0 | 0 | 0 | 259533.218 | 0 | 108826.0947 | 0 | 0 | 0 | 0 | 0 | 0 | 0 | 8487.7951 | 0 | 0 | 0 | 0 | 0 | 0
2016-07-27 21:00 | 0 | 0 | 0 | 0 | 73277.5304 | 785620.2572 | 710613 | 0 | 0 | 0 | 0 | 2365770.7525 | 2997906.9477 | 0 | 0 | 0 | 0 | 0 | 0 | 0 | 0 | 0 | 0 | 0 | 0 | 0 | 0 | 0 | 0 | 156772.5827 | 0 | 0 | 0 | 0 | 0 | 0 | 0 | 0 | 0 | -8487.7951 | 0 | 0 | 0 | 0 | 0 | 0
2016-07-27 22:00 | 0 | 0 | 0 | 0 | 80639.9394 | 755619.2303 | 705857 | 0 | 0 | 0 | 0 | 2496172.9222 | 2997906.9477 | 0 | 0 | 0 | 0 | 0 | 0 | 0 | 0 | 0 | 0 | 0 | 0 | 0 | 0 | 0 | 0 | 130402.1697 | 0 | 0 | 0 | 0 | 0 | 0 | 0 | 0 | 0 | 0 | 0 | 0 | 0 | 0 | 0 | 0
2016-07-27 23:00 | 0 | 0 | 0 | 0 | 95154.6154 | 670040.1497 | 690397 | 0 | 0 | 0 | 0 | 2570970.6873 | 2997906.9477 | 0 | 0 | 0 | 0 | 0 | 0 | 0 | 0 | 0 | 0 | 0 | 0 | 0 | 0 | 0 | 0 | 74797.7651 | 0 | 0 | 0 | 0 | 0 | 0 | 0 | 0 | 0 | 0 | 0 | 0 | 0 | 0 | 0 | 0
2016-07-28 | 0 | 0 | 0 | 0 | 127536.9588 | 526831.8392 | 671829 | 0 | 0 | 0 | 0 | 2662336.58 | 2889080.853 | 0 | 0 | 0 | 0 | 0 | 0 | 0 | 0 | 0 | 0 | 0 | 0 | 0 | 0 | 0 | 0 | 91365.8927 | 0 | 108826.0947 | 0 | 0 | 0 | 0 | 0 | 0 | 0 | 0 | 0 | 0 | 0 | 0 | 0 | 0
2016-07-28 01:00 | 0 | 0 | 0 | 0 | 228121.6864 | 232629.1376 | 653940 | 0 | 0 | 0 | 0 | 2469147.404 | 2889080.853 | 0 | 0 | 0 | 0 | 0 | 0 | 0 | 0 | 0 | 0 | 0 | 0 | 0 | 0 | 0 | 0 | -193189.176 | 0 | 0 | 0 | 0 | 0 | 0 | 0 | 0 | 0 | 0 | 0 | 0 | 0 | 0 | 0 | 0
2016-07-28 02:00 | 0 | 0 | 0 | 0 | 319053.454 | 13294.1339 | 622504 | 0 | 0 | 0 | 0 | 2264302.797 | 2780254.7583 | 0 | 0 | 0 | 0 | 0 | 0 | 23514.2896 | 0 | 0 | 0 | 0 | 0 | 0 | 0 | 0 | 0 | -204844.607 | 0 | 108826.0947 | 0 | 0 | 0 | 0 | 0 | 0 | 0 | 23514.2896 | 0 | 0 | 0 | 0 | 0 | 0
2016-07-28 03:00 | 0 | 0 | 0 | 0 | 313495.2945 | 0 | 581709 | 0 | 0 | 0 | 0 | 2104915.1863 | 2671428.6636 | 0 | 0 | 0 | 0 | 0 | 0 | 23514.2896 | 0 | 0 | 0 | 0 | 0 | 0 | 0 | 0 | 0 | -159387.6107 | 0 | 108826.0947 | 0 | 0 | 0 | 0 | 0 | 0 | 0 | 0 | 0 | 0 | 0 | 0 | 0 | 0
2016-07-28 04:00 | 0 | 0 | 0 | 0 | 276961.5564 | 0 | 544970 | 0 | 0 | 0 | 0 | 1945732.8374 | 2562602.5688 | 0 | 0 | 0 | 0 | 0 | 0 | 23514.2896 | 0 | 0 | 0 | 0 | 0 | 0 | 0 | 0 | 0 | -159182.3488 | 0 | 108826.0947 | 0 | 0 | 0 | 0 | 0 | 0 | 0 | 0 | 0 | 0 | 0 | 0 | 0 | 0
2016-07-28 05:00 | 0 | 0 | 0 | 0 | 242566.7934 | 0 | 511693 | 0 | 0 | 0 | 0 | 1686199.6194 | 2553009.5802 | 0 | 0 | 0 | 0 | 0 | 0 | 23514.2896 | 0 | 0 | 0 | 0 | 0 | 0 | 0 | 0 | 0 | -259533.218 | 0 | 9592.9886 | 0 | 0 | 0 | 0 | 0 | 0 | 0 | 0 | 0 | 0 | 0 | 0 | 0 | 0
2016-07-28 06:00 | 0 | 0 | 0 | 0 | 213452.9327 | 0 | 484090 | 0 | 0 | 0 | 0 | 1524388.6469 | 2444183.4855 | 0 | 0 | 0 | 0 | 0 | 0 | 23514.2896 | 0 | 0 | 0 | 0 | 0 | 0 | 0 | 0 | 0 | -161810.9726 | 0 | 108826.0947 | 0 | 0 | 0 | 0 | 0 | 0 | 0 | 0 | 0 | 0 | 0 | 0 | 0 | 0
2016-07-28 07:00 | 0 | 0 | 0 | 0 | 192599.4086 | 0 | 463557 | 0 | 0 | 0 | 0 | 1362257.1502 | 2335357.3908 | 0 | 0 | 0 | 0 | 0 | 0 | 23514.2896 | 0 | 0 | 0 | 0 | 0 | 0 | 0 | 0 | 0 | -162131.4967 | 0 | 108826.0947 | 0 | 0 | 0 | 0 | 0 | 0 | 0 | 0 | 0 | 0 | 0 | 0 | 0 | 0
2016-07-28 08:00 | 0 | 0 | 0 | 0 | 181552.513 | 0 | 452595 | 0 | 0 | 0 | 0 | 1102723.9322 | 2323848.1217 | 0 | 0 | 0 | 0 | 0 | 0 | 23514.2896 | 0 | 0 | 0 | 0 | 0 | 0 | 0 | 0 | 0 | -259533.218 | 0 | 11509.2691 | 0 | 0 | 0 | 0 | 0 | 0 | 0 | 0 | 0 | 0 | 0 | 0 | 0 | 0
2016-07-28 09:00 | 0 | 0 | 0 | 0 | 166474.2916 | 0 | 454199 | 0 | 0 | 0 | 0 | 923825.3186 | 2215022.027 | 0 | 0 | 0 | 0 | 0 | 0 | 23514.2896 | 0 | 0 | 0 | 0 | 0 | 0 | 0 | 0 | 0 | -178898.6137 | 0 | 108826.0947 | 0 | 0 | 0 | 0 | 0 | 0 | 0 | 0 | 0 | 0 | 0 | 0 | 0 | 0
2016-07-28 10:00 | 0 | 0 | 0 | 0 | 155825.8917 | 0 | 466476 | 0 | 0 | 0 | 0 | 722001.305 | 2106195.9322 | 0 | 0 | 0 | 0 | 0 | 0 | 23514.2896 | 0 | 0 | 0 | 0 | 0 | 0 | 0 | 0 | 0 | -201824.0136 | 0 | 108826.0947 | 0 | 0 | 0 | 0 | 0 | 0 | 0 | 0 | 0 | 0 | 0 | 0 | 0 | 0
2016-07-28 11:00 | 0 | 0 | 0 | 0 | 137861.8686 | 0 | 484847 | 0 | 0 | 0 | 0 | 483842.2683 | 1997369.8375 | 0 | 0 | 0 | 0 | 0 | 0 | 23514.2896 | 0 | 0 | 0 | 0 | 0 | 0 | 0 | 0 | 0 | -238159.0367 | 0 | 108826.0947 | 0 | 0 | 0 | 0 | 0 | 0 | 0 | 0 | 0 | 0 | 0 | 0 | 0 | 0
2016-07-28 12:00 | 0 | 0 | 0 | 0 | 74570.0119 | 76659.1212 | 508526 | 0 | 0 | 0 | 0 | 224309.0503 | 1923120.4782 | 0 | 0 | 0 | 0 | 0 | 0 | 0 | 0 | 0 | 0 | 0 | 0 | 0 | 0 | 0 | 0 | -259533.218 | 0 | 74249.3593 | 0 | 0 | 0 | 0 | 0 | 0 | 0 | -23514.2896 | 0 | 0 | 0 | 0 | 0 | 0
2016-07-28 13:00 | 0 | 0 | 0 | 0 | 62772.2132 | 421578.5773 | 538216 | 0 | 0 | 0 | 0 | 170443.8408 | 1923120.4782 | 0 | 0 | 0 | 0 | 0 | 0 | 0 | 0 | 0 | 0 | 0 | 0 | 0 | 0 | 0 | 0 | -53865.2095 | 0 | 0 | 0 | 0 | 0 | 0 | 0 | 0 | 0 | 0 | 0 | 0 | 0 | 0 | 0 | 0
2016-07-28 14:00 | 0 | 0 | 0 | 0 | 79835.3709 | 659075.458 | 571509 | 0 | 0 | 0 | 0 | 429977.0588 | 1830989.0891 | 0 | 0 | 0 | 0 | 0 | 0 | 0 | 0 | 0 | 0 | 0 | 0 | 0 | 0 | 0 | 0 | 259533.218 | 0 | 92131.3891 | 0 | 0 | 0 | 0 | 0 | 0 | 0 | 0 | 0 | 0 | 0 | 0 | 0 | 0
2016-07-28 15:00 | 0 | 0 | 0 | 0 | 93873.4541 | 766416.5182 | 604417 | 0 | 0 | 0 | 0 | 685850.031 | 1830989.0891 | 0 | 0 | 0 | 0 | 0 | 0 | 0 | 0 | 0 | 0 | 0 | 0 | 0 | 0 | 0 | 0 | 255872.9723 | 0 | 0 | 0 | 0 | 0 | 0 | 0 | 0 | 0 | 0 | 0 | 0 | 0 | 0 | 0 | 0
2016-07-28 16:00 | 0 | 0 | 0 | 0 | 97244.3099 | 807802.5096 | 631869 | 0 | 0 | 0 | 0 | 928429.947 | 1845355.5671 | 0 | 0 | 0 | 0 | 0 | 0 | 16231.4256 | 0 | 0 | 0 | 0 | 0 | 0 | 0 | 0 | 0 | 242579.916 | 14366.478 | 0 | 0 | 0 | 0 | 0 | 0 | 0 | 0 | 16231.4256 | 0 | 0 | 0 | 0 | 0 | 0
2016-07-28 17:00 | 0 | 0 | 0 | 0 | 94241.8141 | 827925.2679 | 655351 | 0 | 0 | 0 | 0 | 1187963.165 | 1845355.5671 | 0 | 0 | 0 | 0 | 0 | 0 | 23514.2896 | 0 | 0 | 0 | 0 | 0 | 0 | 0 | 0 | 0 | 259533.218 | 0 | 0 | 0 | 0 | 0 | 0 | 0 | 0 | 0 | 7282.864 | 0 | 0 | 0 | 0 | 0 | 0
2016-07-28 18:00 | 0 | 0 | 0 | 0 | 86240.7124 | 820820.4452 | 672844 | 0 | 0 | 0 | 0 | 1422180.3226 | 1845355.5671 | 0 | 0 | 0 | 0 | 0 | 0 | 23514.2896 | 0 | 0 | 0 | 0 | 0 | 0 | 0 | 0 | 0 | 234217.1577 | 0 | 0 | 0 | 0 | 0 | 0 | 0 | 0 | 0 | 0 | 0 | 0 | 0 | 0 | 0 | 0
2016-07-28 19:00 | 0 | 0 | 0 | 0 | 78137.083 | 812126.904 | 682884 | 0 | 0 | 0 | 0 | 1653074.5992 | 1845355.5671 | 0 | 0 | 0 | 0 | 0 | 0 | 0 | 0 | 0 | 0 | 0 | 0 | 0 | 0 | 0 | 0 | 230894.2766 | 0 | 0 | 0 | 0 | 0 | 0 | 0 | 0 | 0 | -23514.2896 | 0 | 0 | 0 | 0 | 0 | 0
2016-07-28 20:00 | 0 | 0 | 0 | 0 | 72679.0843 | 809138.2898 | 687430 | 0 | 0 | 0 | 0 | 1847461.9733 | 1845355.5671 | 0 | 0 | 0 | 0 | 0 | 0 | 0 | 0 | 0 | 0 | 0 | 0 | 0 | 0 | 0 | 0 | 194387.3741 | 0 | 0 | 0 | 0 | 0 | 0 | 0 | 0 | 0 | 0 | 0 | 0 | 0 | 0 | 0 | 0
2016-07-28 21:00 | 0 | 0 | 0 | 0 | 72229.5208 | 800029.1959 | 685827 | 0 | 0 | 0 | 0 | 2033893.69 | 1845355.5671 | 0 | 0 | 0 | 0 | 0 | 0 | 0 | 0 | 0 | 0 | 0 | 0 | 0 | 0 | 0 | 0 | 186431.7166 | 0 | 0 | 0 | 0 | 0 | 0 | 0 | 0 | 0 | 0 | 0 | 0 | 0 | 0 | 0 | 0
2016-07-28 22:00 | 0 | 0 | 0 | 0 | 79646.5841 | 769542.7505 | 677578 | 0 | 0 | 0 | 0 | 2205505.0246 | 1845355.5671 | 0 | 0 | 0 | 0 | 0 | 0 | 0 | 0 | 0 | 0 | 0 | 0 | 0 | 0 | 0 | 0 | 171611.3346 | 0 | 0 | 0 | 0 | 0 | 0 | 0 | 0 | 0 | 0 | 0 | 0 | 0 | 0 | 0 | 0
2016-07-28 23:00 | 0 | 0 | 0 | 0 | 96026.317 | 683508.7547 | 662885 | 0 | 0 | 0 | 0 | 2430981.191 | 1736529.4724 | 0 | 0 | 0 | 0 | 0 | 0 | 0 | 0 | 0 | 0 | 0 | 0 | 0 | 0 | 0 | 0 | 225476.1664 | 0 | 108826.0947 | 0 | 0 | 0 | 0 | 0 | 0 | 0 | 0 | 0 | 0 | 0 | 0 | 0 | 0
2016-07-29 | 0 | 0 | 0 | 0 | 135209.1247 | 532255.7361 | 647637 | 0 | 0 | 0 | 0 | 2450809.0518 | 1736529.4724 | 0 | 0 | 0 | 0 | 0 | 0 | 0 | 0 | 0 | 0 | 0 | 0 | 0 | 0 | 0 | 0 | 19827.8608 | 0 | 0 | 0 | 0 | 0 | 0 | 0 | 0 | 0 | 0 | 0 | 0 | 0 | 0 | 0 | 0
2016-07-29 01:00 | 0 | 0 | 0 | 0 | 250423.2077 | 228500.2576 | 630930 | 0 | 0 | 0 | 0 | 2384114.3222 | 1627703.3776 | 0 | 0 | 0 | 0 | 0 | 0 | 23514.2896 | 0 | 0 | 0 | 0 | 0 | 0 | 0 | 0 | 0 | -66694.7296 | 0 | 108826.0947 | 0 | 0 | 0 | 0 | 0 | 0 | 0 | 23514.2896 | 0 | 0 | 0 | 0 | 0 | 0
2016-07-29 02:00 | 0 | 0 | 0 | 0 | 335436.048 | 12169.9302 | 601375 | 0 | 0 | 0 | 0 | 2130345.3004 | 1627703.3776 | 0 | 0 | 0 | 0 | 0 | 0 | 23514.2896 | 0 | 0 | 0 | 0 | 0 | 0 | 0 | 0 | 0 | -253769.0218 | 0 | 0 | 0 | 0 | 0 | 0 | 0 | 0 | 0 | 0 | 0 | 0 | 0 | 0 | 0 | 0
2016-07-29 03:00 | 0 | 0 | 0 | 0 | 328424.3759 | 0 | 565258 | 0 | 0 | 0 | 0 | 2002337.771 | 1518877.2829 | 0 | 0 | 0 | 0 | 0 | 0 | 23514.2896 | 0 | 0 | 0 | 0 | 0 | 0 | 0 | 0 | 0 | -128007.5294 | 0 | 108826.0947 | 0 | 0 | 0 | 0 | 0 | 0 | 0 | 0 | 0 | 0 | 0 | 0 | 0 | 0
2016-07-29 04:00 | 0 | 0 | 0 | 0 | 292700.6409 | 0 | 530970 | 0 | 0 | 0 | 0 | 1872894.5066 | 1410051.1882 | 0 | 0 | 0 | 0 | 0 | 0 | 23514.2896 | 0 | 0 | 0 | 0 | 0 | 0 | 0 | 0 | 0 | -129443.2644 | 0 | 108826.0947 | 0 | 0 | 0 | 0 | 0 | 0 | 0 | 0 | 0 | 0 | 0 | 0 | 0 | 0
2016-07-29 05:00 | 0 | 0 | 0 | 0 | 251090.0981 | 0 | 499706 | 0 | 0 | 0 | 0 | 1624278.6047 | 1410051.1882 | 0 | 0 | 0 | 0 | 0 | 0 | 23514.2896 | 0 | 0 | 0 | 0 | 0 | 0 | 0 | 0 | 0 | -248615.9019 | 0 | 0 | 0 | 0 | 0 | 0 | 0 | 0 | 0 | 0 | 0 | 0 | 0 | 0 | 0 | 0
2016-07-29 06:00 | 0 | 0 | 0 | 0 | 211563.6416 | 0 | 473385 | 0 | 0 | 0 | 0 | 1471283.3411 | 1301225.0935 | 0 | 0 | 0 | 0 | 0 | 0 | 23514.2896 | 0 | 0 | 0 | 0 | 0 | 0 | 0 | 0 | 0 | -152995.2636 | 0 | 108826.0947 | 0 | 0 | 0 | 0 | 0 | 0 | 0 | 0 | 0 | 0 | 0 | 0 | 0 | 0
2016-07-29 07:00 | 0 | 0 | 0 | 0 | 184171.7112 | 0 | 453827 | 0 | 0 | 0 | 0 | 1211750.1231 | 1291103.0227 | 0 | 0 | 0 | 0 | 0 | 0 | 23514.2896 | 0 | 0 | 0 | 0 | 0 | 0 | 0 | 0 | 0 | -259533.218 | 0 | 10122.0708 | 0 | 0 | 0 | 0 | 0 | 0 | 0 | 0 | 0 | 0 | 0 | 0 | 0 | 0
2016-07-29 08:00 | 0 | 0 | 0 | 0 | 163966.5105 | 0 | 443185 | 0 | 0 | 0 | 0 | 1041357.7283 | 1182276.9279 | 0 | 0 | 0 | 0 | 0 | 0 | 23514.2896 | 0 | 0 | 0 | 0 | 0 | 0 | 0 | 0 | 0 | -170392.3947 | 0 | 108826.0947 | 0 | 0 | 0 | 0 | 0 | 0 | 0 | 0 | 0 | 0 | 0 | 0 | 0 | 0
2016-07-29 09:00 | 0 | 0 | 0 | 0 | 142767.0704 | 0 | 444954 | 0 | 0 | 0 | 0 | 847996.8934 | 1073450.8332 | 0 | 0 | 0 | 0 | 0 | 0 | 23514.2896 | 0 | 0 | 0 | 0 | 0 | 0 | 0 | 0 | 0 | -193360.8349 | 0 | 108826.0947 | 0 | 0 | 0 | 0 | 0 | 0 | 0 | 0 | 0 | 0 | 0 | 0 | 0 | 0
2016-07-29 10:00 | 0 | 0 | 0 | 0 | 126561.8811 | 0 | 456762 | 0 | 0 | 0 | 0 | 626622.8693 | 964624.7385 | 0 | 0 | 0 | 0 | 0 | 0 | 23514.2896 | 0 | 0 | 0 | 0 | 0 | 0 | 0 | 0 | 0 | -221374.0242 | 0 | 108826.0947 | 0 | 0 | 0 | 0 | 0 | 0 | 0 | 0 | 0 | 0 | 0 | 0 | 0 | 0
2016-07-29 11:00 | 0 | 0 | 0 | 0 | 106408.0057 | 0 | 471010 | 0 | 0 | 0 | 0 | 370846.9697 | 855798.6438 | 0 | 0 | 0 | 0 | 0 | 0 | 23514.2896 | 0 | 0 | 0 | 0 | 0 | 0 | 0 | 0 | 0 | -255775.8996 | 0 | 108826.0947 | 0 | 0 | 0 | 0 | 0 | 0 | 0 | 0 | 0 | 0 | 0 | 0 | 0 | 0
2016-07-29 12:00 | 0 | 0 | 0 | 0 | 55406.6588 | 45181.7389 | 492462 | 0 | 0 | 0 | 0 | 111313.7517 | 746972.549 | 0 | 0 | 0 | 0 | 0 | 0 | 0 | 0 | 0 | 0 | 0 | 0 | 0 | 0 | 0 | 0 | -259533.218 | 0 | 108826.0947 | 0 | 0 | 0 | 0 | 0 | 0 | 0 | -23514.2896 | 0 | 0 | 0 | 0 | 0 | 0
2016-07-29 13:00 | 0 | 0 | 0 | 0 | 38275.6455 | 356566.8811 | 519661 | 0 | 0 | 0 | 0 | 0 | 733467.8273 | 0 | 0 | 0 | 0 | 0 | 0 | 0 | 0 | 0 | 0 | 0 | 0 | 0 | 0 | 0 | 0 | -111313.7517 | 0 | 13504.7217 | 0 | 0 | 0 | 0 | 0 | 0 | 0 | 0 | 0 | 0 | 0 | 0 | 0 | 0
2016-07-29 14:00 | 0 | 0 | 0 | 0 | 37485.9128 | 597987.3041 | 550570 | 0 | 0 | 0 | 0 | 61388.9274 | 733467.8273 | 0 | 0 | 0 | 0 | 0 | 0 | 23514.2896 | 0 | 0 | 0 | 0 | 0 | 0 | 0 | 0 | 0 | 61388.9274 | 0 | 0 | 0 | 0 | 0 | 0 | 0 | 0 | 0 | 23514.2896 | 0 | 0 | 0 | 0 | 0 | 0
2016-07-29 15:00 | 0 | 0 | 0 | 0 | 35054.234 | 718025.2394 | 581314 | 0 | 0 | 0 | 0 | 256668.6904 | 733467.8273 | 0 | 0 | 0 | 0 | 0 | 0 | 0 | 0 | 0 | 0 | 0 | 0 | 0 | 0 | 0 | 0 | 195279.763 | 0 | 0 | 0 | 0 | 0 | 0 | 0 | 0 | 0 | -23514.2896 | 0 | 0 | 0 | 0 | 0 | 0
2016-07-29 16:00 | 0 | 0 | 0 | 0 | 35503.8335 | 764118.5772 | 607866 | 0 | 0 | 0 | 0 | 516201.9084 | 642176.7305 | 0 | 0 | 0 | 0 | 0 | 0 | 23514.2896 | 0 | 0 | 0 | 0 | 0 | 0 | 0 | 0 | 0 | 259533.218 | 0 | 91291.0968 | 0 | 0 | 0 | 0 | 0 | 0 | 0 | 23514.2896 | 0 | 0 | 0 | 0 | 0 | 0
2016-07-29 17:00 | 0 | 0 | 0 | 0 | 40249.3225 | 783414.4976 | 630198 | 0 | 0 | 0 | 0 | 733182.018 | 642176.7305 | 0 | 0 | 0 | 0 | 0 | 0 | 0 | 0 | 0 | 0 | 0 | 0 | 0 | 0 | 0 | 0 | 216980.1097 | 0 | 0 | 0 | 0 | 0 | 0 | 0 | 0 | 0 | -23514.2896 | 0 | 0 | 0 | 0 | 0 | 0
2016-07-29 18:00 | 0 | 0 | 0 | 0 | 47039.9993 | 781736.9822 | 648328 | 0 | 0 | 0 | 0 | 913630.9996 | 642176.7305 | 0 | 0 | 0 | 0 | 0 | 0 | 0 | 0 | 0 | 0 | 0 | 0 | 0 | 0 | 0 | 0 | 180448.9816 | 0 | 0 | 0 | 0 | 0 | 0 | 0 | 0 | 0 | 0 | 0 | 0 | 0 | 0 | 0 | 0
2016-07-29 19:00 | 0 | 0 | 0 | 0 | 54263.1975 | 773708.5921 | 661198 | 0 | 0 | 0 | 0 | 1080404.7892 | 642176.7305 | 0 | 0 | 0 | 0 | 0 | 0 | 0 | 0 | 0 | 0 | 0 | 0 | 0 | 0 | 0 | 0 | 166773.7896 | 0 | 0 | 0 | 0 | 0 | 0 | 0 | 0 | 0 | 0 | 0 | 0 | 0 | 0 | 0 | 0
2016-07-29 20:00 | 0 | 0 | 0 | 0 | 62193.2313 | 763877.1425 | 670462 | 0 | 0 | 0 | 0 | 1236013.163 | 642176.7305 | 0 | 0 | 0 | 0 | 0 | 0 | 0 | 0 | 0 | 0 | 0 | 0 | 0 | 0 | 0 | 0 | 155608.3738 | 0 | 0 | 0 | 0 | 0 | 0 | 0 | 0 | 0 | 0 | 0 | 0 | 0 | 0 | 0 | 0
2016-07-29 21:00 | 0 | 0 | 0 | 0 | 67307.0931 | 742732.9546 | 673061 | 0 | 0 | 0 | 0 | 1372992.2107 | 642176.7305 | 0 | 0 | 0 | 0 | 0 | 0 | 0 | 0 | 0 | 0 | 0 | 0 | 0 | 0 | 0 | 0 | 136979.0477 | 0 | 0 | 0 | 0 | 0 | 0 | 0 | 0 | 0 | 0 | 0 | 0 | 0 | 0 | 0 | 0
2016-07-29 22:00 | 0 | 0 | 0 | 0 | 70369.0472 | 706418.2651 | 665364 | 0 | 0 | 0 | 0 | 1484415.523 | 642176.7305 | 0 | 0 | 0 | 0 | 0 | 0 | 0 | 0 | 0 | 0 | 0 | 0 | 0 | 0 | 0 | 0 | 111423.3123 | 0 | 0 | 0 | 0 | 0 | 0 | 0 | 0 | 0 | 0 | 0 | 0 | 0 | 0 | 0 | 0
2016-07-29 23:00 | 0 | 0 | 0 | 0 | 77649.3206 | 615417.4204 | 647298 | 0 | 0 | 0 | 0 | 1639010.3587 | 533350.6358 | 0 | 0 | 0 | 0 | 0 | 0 | 0 | 0 | 0 | 0 | 0 | 0 | 0 | 0 | 0 | 0 | 154594.8358 | 0 | 108826.0947 | 0 | 0 | 0 | 0 | 0 | 0 | 0 | 0 | 0 | 0 | 0 | 0 | 0 | 0
2016-07-30 | 0 | 0 | 0 | 0 | 108355.0765 | 464013.0633 | 628330 | 0 | 0 | 0 | 0 | 1583048.4985 | 533350.6358 | 0 | 0 | 0 | 0 | 0 | 0 | 0 | 0 | 0 | 0 | 0 | 0 | 0 | 0 | 0 | 0 | -55961.8602 | 0 | 0 | 0 | 0 | 0 | 0 | 0 | 0 | 0 | 0 | 0 | 0 | 0 | 0 | 0 | 0
2016-07-30 01:00 | 0 | 0 | 0 | 0 | 220007.9012 | 205125.4164 | 610732 | 0 | 0 | 0 | 0 | 1397449.8162 | 533350.6358 | 0 | 0 | 0 | 0 | 0 | 0 | 0 | 0 | 0 | 0 | 0 | 0 | 0 | 0 | 0 | 0 | -185598.6824 | 0 | 0 | 0 | 0 | 0 | 0 | 0 | 0 | 0 | 0 | 0 | 0 | 0 | 0 | 0 | 0
2016-07-30 02:00 | 0 | 0 | 0 | 0 | 338110.155 | 11653.3419 | 582387 | 0 | 0 | 0 | 0 | 1250138.1182 | 424524.541 | 0 | 0 | 0 | 0 | 0 | 0 | 23514.2896 | 0 | 0 | 0 | 0 | 0 | 0 | 0 | 0 | 0 | -147311.698 | 0 | 108826.0947 | 0 | 0 | 0 | 0 | 0 | 0 | 0 | 23514.2896 | 0 | 0 | 0 | 0 | 0 | 0
2016-07-30 03:00 | 0 | 0 | 0 | 0 | 367042.5036 | 0 | 546078 | 0 | 0 | 0 | 0 | 1071102.6218 | 424524.541 | 0 | 0 | 0 | 0 | 0 | 0 | 23514.2896 | 0 | 0 | 0 | 0 | 0 | 0 | 0 | 0 | 0 | -179035.4964 | 0 | 0 | 0 | 0 | 0 | 0 | 0 | 0 | 0 | 0 | 0 | 0 | 0 | 0 | 0 | 0
2016-07-30 04:00 | 0 | 0 | 0 | 0 | 361422.9111 | 0 | 511269 | 0 | 0 | 0 | 0 | 921256.5329 | 424524.541 | 0 | 0 | 0 | 0 | 0 | 0 | 23514.2896 | 0 | 0 | 0 | 0 | 0 | 0 | 0 | 0 | 0 | -149846.0889 | 0 | 0 | 0 | 0 | 0 | 0 | 0 | 0 | 0 | 0 | 0 | 0 | 0 | 0 | 0 | 0
2016-07-30 05:00 | 0 | 0 | 0 | 0 | 346028.6091 | 0 | 481131 | 0 | 0 | 0 | 0 | 786154.1419 | 424524.541 | 0 | 0 | 0 | 0 | 0 | 0 | 23514.2896 | 0 | 0 | 0 | 0 | 0 | 0 | 0 | 0 | 0 | -135102.3909 | 0 | 0 | 0 | 0 | 0 | 0 | 0 | 0 | 0 | 0 | 0 | 0 | 0 | 0 | 0 | 0
2016-07-30 06:00 | 0 | 0 | 0 | 0 | 332703.4806 | 0 | 455364 | 0 | 0 | 0 | 0 | 772319.7173 | 315698.4463 | 0 | 0 | 0 | 0 | 0 | 0 | 23514.2896 | 0 | 0 | 0 | 0 | 0 | 0 | 0 | 0 | 0 | -13834.4247 | 0 | 108826.0947 | 0 | 0 | 0 | 0 | 0 | 0 | 0 | 0 | 0 | 0 | 0 | 0 | 0 | 0
2016-07-30 07:00 | 0 | 0 | 0 | 0 | 317262.4816 | 0 | 436572 | 0 | 0 | 0 | 0 | 653010.1989 | 315698.4463 | 0 | 0 | 0 | 0 | 0 | 0 | 23514.2896 | 0 | 0 | 0 | 0 | 0 | 0 | 0 | 0 | 0 | -119309.5184 | 0 | 0 | 0 | 0 | 0 | 0 | 0 | 0 | 0 | 0 | 0 | 0 | 0 | 0 | 0 | 0
2016-07-30 08:00 | 0 | 0 | 0 | 0 | 297212.6059 | 0 | 424111 | 0 | 0 | 0 | 0 | 526111.8048 | 315698.4463 | 0 | 0 | 0 | 0 | 0 | 0 | 23514.2896 | 0 | 0 | 0 | 0 | 0 | 0 | 0 | 0 | 0 | -126898.3941 | 0 | 0 | 0 | 0 | 0 | 0 | 0 | 0 | 0 | -1.1642e-10 | 0 | 0 | 0 | 0 | 0 | 0
2016-07-30 09:00 | 0 | 0 | 0 | 0 | 256310.1152 | 0 | 418253 | 0 | 0 | 0 | 0 | 472995.0147 | 206872.3516 | 0 | 0 | 0 | 0 | 0 | 0 | 23514.2896 | 0 | 0 | 0 | 0 | 0 | 0 | 0 | 0 | 0 | -53116.7901 | 0 | 108826.0947 | 0 | 0 | 0 | 0 | 0 | 0 | 0 | 0 | 0 | 0 | 0 | 0 | 0 | 0
2016-07-30 10:00 | 0 | 0 | 0 | 0 | 219508.3646 | 0 | 418195 | 0 | 0 | 0 | 0 | 274308.3793 | 206872.3516 | 0 | 0 | 0 | 0 | 0 | 0 | 23514.2896 | 0 | 0 | 0 | 0 | 0 | 0 | 0 | 0 | 0 | -198686.6354 | 0 | 0 | 0 | 0 | 0 | 0 | 0 | 0 | 0 | 0 | 0 | 0 | 0 | 0 | 0 | 0
2016-07-30 11:00 | 0 | 0 | 0 | 0 | 190723.728 | 0 | 424007 | 0 | 0 | 0 | 0 | 149851.202 | 98046.2569 | 0 | 0 | 0 | 0 | 0 | 0 | 23514.2896 | 0 | 0 | 0 | 0 | 0 | 0 | 0 | 0 | 0 | -124457.1773 | 0 | 108826.0947 | 0 | 0 | 0 | 0 | 0 | 0 | 0 | 0 | 0 | 0 | 0 | 0 | 0 | 0
2016-07-30 12:00 | 0 | 0 | 0 | 0 | 113809.8779 | 61274.6028 | 444413 | 0 | 0 | 0 | 0 | 0 | 2083.2291 | 0 | 0 | 0 | 0 | 0 | 0 | 0 | 0 | 0 | 0 | 0 | 0 | 0 | 0 | 0 | 0 | -149851.202 | 0 | 95963.0278 | 0 | 0 | 0 | 0 | 0 | 0 | 0 | -23514.2896 | 0 | 0 | 0 | 0 | 0 | 0
2016-07-30 13:00 | 0 | 0 | 0 | 0 | 113053.2947 | 358524.4762 | 473661 | 0 | 0 | 0 | 0 | 0 | 0 | 0 | 0 | 0 | 0 | 0 | 0 | 0 | 0 | 0 | 0 | 0 | 0 | 0 | 0 | 0 | 0 | 0 | 0 | 2083.2291 | 0 | 0 | 0 | 0 | 0 | 0 | 0 | 0 | 0 | 0 | 0 | 0 | 0 | 0
2016-07-30 14:00 | 0 | 0 | 0 | 0 | 0 | 590211.0438 | 507186 | 0 | 0 | 0 | 0 | 83025.0438 | 0 | 0 | 0 | 0 | 0 | 0 | 0 | 0 | 0 | 0 | 0 | 0 | 0 | 0 | 0 | 0 | 0 | 83025.0438 | 0 | 0 | 0 | 0 | 0 | 0 | 0 | 0 | 0 | 0 | 0 | 0 | 0 | 0 | 0 | 0
2016-07-30 15:00 | 0 | 0 | 0 | 0 | 98818.5408 | 714847.1552 | 539766 | 0 | 0 | 0 | 0 | 342558.2618 | 14366.478 | 0 | 0 | 0 | 0 | 0 | 0 | 0 | 0 | 0 | 0 | 0 | 0 | 0 | 0 | 0 | 0 | 259533.218 | 14366.478 | 0 | 0 | 0 | 0 | 0 | 0 | 0 | 0 | 0 | 0 | 0 | 0 | 0 | 0 | 0
2016-07-30 16:00 | 0 | 0 | 0 | 0 | 0 | 766751.3456 | 567012 | 0 | 0 | 0 | 0 | 527931.1293 | 28732.956 | 0 | 0 | 0 | 0 | 0 | 0 | 0 | 0 | 0 | 0 | 0 | 0 | 0 | 0 | 0 | 0 | 185372.8676 | 14366.478 | 0 | 0 | 0 | 0 | 0 | 0 | 0 | 0 | 0 | 0 | 0 | 0 | 0 | 0 | 0
2016-07-30 17:00 | 0 | 0 | 0 | 0 | 84170.27 | 777560.4259 | 587831 | 0 | 0 | 0 | 0 | 787464.3473 | 43099.4339 | 0 | 0 | 0 | 0 | 0 | 0 | 0 | 0 | 0 | 0 | 0 | 0 | 0 | 0 | 0 | 0 | 259533.218 | 14366.478 | 0 | 0 | 0 | 0 | 0 | 0 | 0 | 0 | 0 | 0 | 0 | 0 | 0 | 0 | 0
2016-07-30 18:00 | 0 | 0 | 0 | 0 | 0 | 768134.6302 | 602724 | 0 | 0 | 0 | 0 | 938508.4995 | 57465.9119 | 0 | 0 | 0 | 0 | 0 | 0 | 0 | 0 | 0 | 0 | 0 | 0 | 0 | 0 | 0 | 0 | 151044.1522 | 14366.478 | 0 | 0 | 0 | 0 | 0 | 0 | 0 | 0 | 0 | 0 | 0 | 0 | 0 | 0 | 0
2016-07-30 19:00 | 0 | 0 | 0 | 0 | 0 | 750826.1962 | 612872 | 0 | 0 | 0 | 0 | 1076462.6957 | 57465.9119 | 0 | 0 | 0 | 0 | 0 | 0 | 0 | 0 | 0 | 0 | 0 | 0 | 0 | 0 | 0 | 0 | 137954.1962 | 0 | 0 | 0 | 0 | 0 | 0 | 0 | 0 | 0 | 0 | 0 | 0 | 0 | 0 | 0 | 0
2016-07-30 20:00 | 0 | 0 | 0 | 0 | 122531.209 | 731496.1231 | 620163 | 0 | 0 | 0 | 0 | 1295960.5499 | 71832.3899 | 0 | 0 | 0 | 0 | 0 | 0 | 0 | 0 | 0 | 0 | 0 | 0 | 0 | 0 | 0 | 0 | 219497.8541 | 14366.478 | 0 | 0 | 0 | 0 | 0 | 0 | 0 | 0 | 0 | 0 | 0 | 0 | 0 | 0 | 0
2016-07-30 21:00 | 0 | 0 | 0 | 0 | 0 | 700518.9118 | 621612 | 0 | 0 | 0 | 0 | 1360500.9837 | 86198.8679 | 0 | 0 | 0 | 0 | 0 | 0 | 0 | 0 | 0 | 0 | 0 | 0 | 0 | 0 | 0 | 0 | 64540.4338 | 14366.478 | 0 | 0 | 0 | 0 | 0 | 0 | 0 | 0 | 0 | 0 | 0 | 0 | 0 | 0 | 0
2016-07-30 22:00 | 0 | 0 | 0 | 0 | 0 | 650805.6228 | 615579 | 0 | 0 | 0 | 0 | 1395727.6065 | 86198.8679 | 0 | 0 | 0 | 0 | 0 | 0 | 0 | 0 | 0 | 0 | 0 | 0 | 0 | 0 | 0 | 0 | 35226.6228 | 0 | 0 | 0 | 0 | 0 | 0 | 0 | 0 | 0 | 0 | 0 | 0 | 0 | 0 | 0 | 0
2016-07-30 23:00 | 0 | 0 | 0 | 0 | 0 | 559497.6047 | 599767 | 0 | 0 | 0 | 0 | 1355458.2112 | 86198.8679 | 0 | 0 | 0 | 0 | 0 | 0 | 0 | 0 | 0 | 0 | 0 | 0 | 0 | 0 | 0 | 0 | -40269.3953 | 0 | 0 | 0 | 0 | 0 | 0 | 0 | 0 | 0 | 0 | 0 | 0 | 0 | 0 | 0 | 0
2016-07-31 | 0 | 0 | 0 | 0 | 0 | 412603.6135 | 586029 | 0 | 0 | 0 | 0 | 1182032.8247 | 86198.8679 | 0 | 0 | 0 | 0 | 0 | 0 | 0 | 0 | 0 | 0 | 0 | 0 | 0 | 0 | 0 | 0 | -173425.3865 | 0 | 0 | 0 | 0 | 0 | 0 | 0 | 0 | 0 | 0 | 0 | 0 | 0 | 0 | 0 | 0
2016-07-31 01:00 | 0 | 0 | 0 | 0 | 498480.4696 | 180538.0003 | 573461 | 0 | 0 | 0 | 0 | 1273223.8165 | 100565.3459 | 0 | 0 | 0 | 0 | 0 | 0 | 0 | 0 | 0 | 0 | 0 | 0 | 0 | 0 | 0 | 0 | 91190.9919 | 14366.478 | 0 | 0 | 0 | 0 | 0 | 0 | 0 | 0 | 0 | 0 | 0 | 0 | 0 | 0 | 0
2016-07-31 02:00 | 0 | 0 | 0 | 0 | 279627.3402 | 11203.4418 | 550364 | 0 | 0 | 0 | 0 | 1013690.5986 | 100565.3459 | 0 | 0 | 0 | 0 | 0 | 0 | 0 | 0 | 0 | 0 | 0 | 0 | 0 | 0 | 0 | 0 | -259533.218 | 0 | 0 | 0 | 0 | 0 | 0 | 0 | 0 | 0 | 0 | 0 | 0 | 0 | 0 | 0 | 0
2016-07-31 03:00 | 0 | 0 | 0 | 0 | 636856.1209 | 0 | 522363 | 0 | 0 | 0 | 0 | 1113817.2415 | 114931.8239 | 0 | 0 | 0 | 0 | 0 | 0 | 0 | 0 | 0 | 0 | 0 | 0 | 0 | 0 | 0 | 0 | 100126.643 | 14366.478 | 0 | 0 | 0 | 0 | 0 | 0 | 0 | 0 | 0 | 0 | 0 | 0 | 0 | 0 | 0
2016-07-31 04:00 | 0 | 0 | 0 | 0 | 232943.782 | 0 | 492477 | 0 | 0 | 0 | 0 | 854284.0236 | 114931.8239 | 0 | 0 | 0 | 0 | 0 | 0 | 0 | 0 | 0 | 0 | 0 | 0 | 0 | 0 | 0 | 0 | -259533.218 | 0 | 0 | 0 | 0 | 0 | 0 | 0 | 0 | 0 | 0 | 0 | 0 | 0 | 0 | 0 | 0
2016-07-31 05:00 | 0 | 0 | 0 | 0 | 558998.1632 | 0 | 465571 | 0 | 0 | 0 | 0 | 933344.7088 | 129298.3018 | 0 | 0 | 0 | 0 | 0 | 0 | 0 | 0 | 0 | 0 | 0 | 0 | 0 | 0 | 0 | 0 | 79060.6852 | 14366.478 | 0 | 0 | 0 | 0 | 0 | 0 | 0 | 0 | 0 | 0 | 0 | 0 | 0 | 0 | 0
2016-07-31 06:00 | 0 | 0 | 0 | 0 | 528598.2534 | 0 | 442492 | 0 | 0 | 0 | 0 | 1019450.9622 | 129298.3018 | 0 | 0 | 0 | 0 | 0 | 0 | 0 | 0 | 0 | 0 | 0 | 0 | 0 | 0 | 0 | 0 | 86106.2534 | 0 | 0 | 0 | 0 | 0 | 0 | 0 | 0 | 0 | 0 | 0 | 0 | 0 | 0 | 0 | 0
2016-07-31 07:00 | 0 | 0 | 0 | 0 | 508586.843 | 0 | 424682 | 0 | 0 | 0 | 0 | 1088989.3273 | 143664.7798 | 0 | 0 | 0 | 0 | 0 | 0 | 0 | 0 | 0 | 0 | 0 | 0 | 0 | 0 | 0 | 0 | 69538.3651 | 14366.478 | 0 | 0 | 0 | 0 | 0 | 0 | 0 | 0 | 0 | 0 | 0 | 0 | 0 | 0 | 0
2016-07-31 08:00 | 0 | 0 | 0 | 0 | 167064.26 | 0 | 412231 | 0 | 0 | 0 | 0 | 829456.1093 | 158031.2578 | 0 | 0 | 0 | 0 | 0 | 0 | 0 | 0 | 0 | 0 | 0 | 0 | 0 | 0 | 0 | 0 | -259533.218 | 14366.478 | 0 | 0 | 0 | 0 | 0 | 0 | 0 | 0 | 0 | 0 | 0 | 0 | 0 | 0 | 0
2016-07-31 09:00 | 0 | 0 | 0 | 0 | 470038.7244 | 0 | 405962 | 0 | 0 | 0 | 0 | 879166.3557 | 172397.7358 | 0 | 0 | 0 | 0 | 0 | 0 | 0 | 0 | 0 | 0 | 0 | 0 | 0 | 0 | 0 | 0 | 49710.2464 | 14366.478 | 0 | 0 | 0 | 0 | 0 | 0 | 0 | 0 | 0 | 0 | 0 | 0 | 0 | 0 | 0
2016-07-31 10:00 | 0 | 0 | 0 | 0 | 158939.26 | 0 | 404106 | 0 | 0 | 0 | 0 | 619633.1378 | 186764.2138 | 0 | 0 | 0 | 0 | 0 | 0 | 0 | 0 | 0 | 0 | 0 | 0 | 0 | 0 | 0 | 0 | -259533.218 | 14366.478 | 0 | 0 | 0 | 0 | 0 | 0 | 0 | 0 | 0 | 0 | 0 | 0 | 0 | 0 | 0
2016-07-31 11:00 | 0 | 0 | 0 | 0 | 391745.2376 | 0 | 406223 | 0 | 0 | 0 | 0 | 590788.8974 | 201130.6917 | 0 | 0 | 0 | 0 | 0 | 0 | 0 | 0 | 0 | 0 | 0 | 0 | 0 | 0 | 0 | 0 | -28844.2403 | 14366.478 | 0 | 0 | 0 | 0 | 0 | 0 | 0 | 0 | 0 | 0 | 0 | 0 | 0 | 0 | 0
2016-07-31 12:00 | 0 | 0 | 0 | 0 | 247964.1234 | 62800.3541 | 424927 | 0 | 0 | 0 | 0 | 476626.3749 | 201130.6917 | 0 | 0 | 0 | 0 | 0 | 0 | 0 | 0 | 0 | 0 | 0 | 0 | 0 | 0 | 0 | 0 | -114162.5225 | 0 | 0 | 0 | 0 | 0 | 0 | 0 | 0 | 0 | 0 | 0 | 0 | 0 | 0 | 0 | 0
2016-07-31 13:00 | 0 | 0 | 0 | 0 | 0 | 317748.2815 | 454237 | 0 | 0 | 0 | 0 | 325771.1784 | 215497.1697 | 0 | 0 | 0 | 0 | 0 | 0 | 0 | 0 | 0 | 0 | 0 | 0 | 0 | 0 | 0 | 0 | -150855.1965 | 14366.478 | 0 | 0 | 0 | 0 | 0 | 0 | 0 | 0 | 0 | 0 | 0 | 0 | 0 | 0 | 0
2016-07-31 14:00 | 0 | 0 | 0 | 0 | 0 | 558541.9562 | 488251 | 0 | 0 | 0 | 0 | 381695.6567 | 229863.6477 | 0 | 0 | 0 | 0 | 0 | 0 | 0 | 0 | 0 | 0 | 0 | 0 | 0 | 0 | 0 | 0 | 55924.4782 | 14366.478 | 0 | 0 | 0 | 0 | 0 | 0 | 0 | 0 | 0 | 0 | 0 | 0 | 0 | 0 | 0
2016-07-31 15:00 | 0 | 0 | 0 | 0 | 86964.6208 | 693820.5972 | 521252 | 0 | 0 | 0 | 0 | 641228.8746 | 229863.6477 | 0 | 0 | 0 | 0 | 0 | 0 | 0 | 0 | 0 | 0 | 0 | 0 | 0 | 0 | 0 | 0 | 259533.218 | 0 | 0 | 0 | 0 | 0 | 0 | 0 | 0 | 0 | 0 | 0 | 0 | 0 | 0 | 0 | 0
2016-07-31 16:00 | 0 | 0 | 0 | 0 | 0 | 739490.5479 | 552152 | 0 | 0 | 0 | 0 | 814200.9446 | 244230.1257 | 0 | 0 | 0 | 0 | 0 | 0 | 0 | 0 | 0 | 0 | 0 | 0 | 0 | 0 | 0 | 0 | 172972.0699 | 14366.478 | 0 | 0 | 0 | 0 | 0 | 0 | 0 | 0 | 0 | 0 | 0 | 0 | 0 | 0 | 0
2016-07-31 17:00 | 0 | 0 | 0 | 0 | 0 | 748115.5922 | 577859 | 0 | 0 | 0 | 0 | 984457.5367 | 244230.1257 | 0 | 0 | 0 | 0 | 0 | 0 | 0 | 0 | 0 | 0 | 0 | 0 | 0 | 0 | 0 | 0 | 170256.5922 | 0 | 0 | 0 | 0 | 0 | 0 | 0 | 0 | 0 | 0 | 0 | 0 | 0 | 0 | 0 | 0
2016-07-31 18:00 | 0 | 0 | 0 | 0 | 142707.6814 | 729327.0145 | 598135 | 0 | 0 | 0 | 0 | 1243990.7547 | 258596.6037 | 0 | 0 | 0 | 0 | 0 | 0 | 0 | 0 | 0 | 0 | 0 | 0 | 0 | 0 | 0 | 0 | 259533.218 | 14366.478 | 0 | 0 | 0 | 0 | 0 | 0 | 0 | 0 | 0 | 0 | 0 | 0 | 0 | 0 | 0
2016-07-31 19:00 | 0 | 0 | 0 | 0 | 164990.9742 | 706497.2438 | 611955 | 0 | 0 | 0 | 0 | 1503523.9726 | 258596.6037 | 0 | 0 | 0 | 0 | 0 | 0 | 0 | 0 | 0 | 0 | 0 | 0 | 0 | 0 | 0 | 0 | 259533.218 | 0 | 0 | 0 | 0 | 0 | 0 | 0 | 0 | 0 | 0 | 0 | 0 | 0 | 0 | 0 | 0
2016-07-31 20:00 | 0 | 0 | 0 | 0 | 0 | 681835.0369 | 621525 | 0 | 0 | 0 | 0 | 1549467.5316 | 272963.0816 | 0 | 0 | 0 | 0 | 0 | 0 | 0 | 0 | 0 | 0 | 0 | 0 | 0 | 0 | 0 | 0 | 45943.5589 | 14366.478 | 0 | 0 | 0 | 0 | 0 | 0 | 0 | 0 | 0 | 0 | 0 | 0 | 0 | 0 | 0
2016-07-31 21:00 | 0 | 0 | 0 | 0 | 0 | 645791.5284 | 625838 | 0 | 0 | 0 | 0 | 1555054.582 | 287329.5596 | 0 | 0 | 0 | 0 | 0 | 0 | 0 | 0 | 0 | 0 | 0 | 0 | 0 | 0 | 0 | 0 | 5587.0505 | 14366.478 | 0 | 0 | 0 | 0 | 0 | 0 | 0 | 0 | 0 | 0 | 0 | 0 | 0 | 0 | 0
2016-07-31 22:00 | 0 | 0 | 0 | 0 | 0 | 594848.7719 | 622856 | 0 | 0 | 0 | 0 | 1527047.354 | 287329.5596 | 0 | 0 | 0 | 0 | 0 | 0 | 0 | 0 | 0 | 0 | 0 | 0 | 0 | 0 | 0 | 0 | -28007.2281 | 0 | 0 | 0 | 0 | 0 | 0 | 0 | 0 | 0 | 0 | 0 | 0 | 0 | 0 | 0 | 0
2016-07-31 23:00 | 0 | 0 | 0 | 0 | 359536.8747 | 512700.3433 | 612704 | 0 | 0 | 0 | 0 | 1786580.5719 | 287329.5596 | 0 | 0 | 0 | 0 | 0 | 0 | 0 | 0 | 0 | 0 | 0 | 0 | 0 | 0 | 0 | 0 | 259533.218 | 0 | 0 | 0 | 0 | 0 | 0 | 0 | 0 | 0 | 0 | 0 | 0 | 0 | 0 | 0 | 0
2016-08-01 | 0 | 0 | 0 | 0 | 0 | 375831.6492 | 600594 | 0 | 0 | 0 | 0 | 1561818.2211 | 287329.5596 | 0 | 0 | 0 | 0 | 0 | 0 | 0 | 0 | 0 | 0 | 0 | 0 | 0 | 0 | 0 | 0 | -224762.3508 | 0 | 0 | 0 | 0 | 0 | 0 | 0 | 0 | 0 | 0 | 0 | 0 | 0 | 0 | 0 | 0
2016-08-01 01:00 | 0 | 0 | 0 | 0 | 165837.3597 | 175278.9003 | 586283 | 0 | 0 | 0 | 0 | 1302285.0032 | 301696.0376 | 0 | 0 | 0 | 0 | 0 | 0 | 0 | 0 | 0 | 0 | 0 | 0 | 0 | 0 | 0 | 0 | -259533.218 | 14366.478 | 0 | 0 | 0 | 0 | 0 | 0 | 0 | 0 | 0 | 0 | 0 | 0 | 0 | 0 | 0
2016-08-01 02:00 | 0 | 0 | 0 | 0 | 749745.5126 | 9509.7731 | 562283 | 0 | 0 | 0 | 0 | 1499257.2888 | 301696.0376 | 0 | 0 | 0 | 0 | 0 | 0 | 0 | 0 | 0 | 0 | 0 | 0 | 0 | 0 | 0 | 0 | 196972.2856 | 0 | 0 | 0 | 0 | 0 | 0 | 0 | 0 | 0 | 0 | 0 | 0 | 0 | 0 | 0 | 0
2016-08-01 03:00 | 0 | 0 | 0 | 0 | 284795.26 | 0 | 529962 | 0 | 0 | 0 | 0 | 1239724.0708 | 316062.5156 | 0 | 0 | 0 | 0 | 0 | 0 | 0 | 0 | 0 | 0 | 0 | 0 | 0 | 0 | 0 | 0 | -259533.218 | 14366.478 | 0 | 0 | 0 | 0 | 0 | 0 | 0 | 0 | 0 | 0 | 0 | 0 | 0 | 0 | 0
2016-08-01 04:00 | 0 | 0 | 0 | 0 | 644017.7443 | 0 | 496993 | 0 | 0 | 0 | 0 | 1386748.8152 | 316062.5156 | 0 | 0 | 0 | 0 | 0 | 0 | 0 | 0 | 0 | 0 | 0 | 0 | 0 | 0 | 0 | 0 | 147024.7443 | 0 | 0 | 0 | 0 | 0 | 0 | 0 | 0 | 0 | 0 | 0 | 0 | 0 | 0 | 0 | 0
2016-08-01 05:00 | 0 | 0 | 0 | 0 | 223291.26 | 0 | 468458 | 0 | 0 | 0 | 0 | 1127215.5972 | 330428.9936 | 0 | 0 | 0 | 0 | 0 | 0 | 0 | 0 | 0 | 0 | 0 | 0 | 0 | 0 | 0 | 0 | -259533.218 | 14366.478 | 0 | 0 | 0 | 0 | 0 | 0 | 0 | 0 | 0 | 0 | 0 | 0 | 0 | 0 | 0
2016-08-01 06:00 | 0 | 0 | 0 | 0 | 547204.1126 | 0 | 446164 | 0 | 0 | 0 | 0 | 1228255.7098 | 330428.9936 | 0 | 0 | 0 | 0 | 0 | 0 | 0 | 0 | 0 | 0 | 0 | 0 | 0 | 0 | 0 | 0 | 101040.1126 | 0 | 0 | 0 | 0 | 0 | 0 | 0 | 0 | 0 | 0 | 0 | 0 | 0 | 0 | 0 | 0
2016-08-01 07:00 | 0 | 0 | 0 | 0 | 505446.0654 | 0 | 430203 | 0 | 0 | 0 | 0 | 1289132.2972 | 344795.4716 | 0 | 0 | 0 | 0 | 0 | 0 | 0 | 0 | 0 | 0 | 0 | 0 | 0 | 0 | 0 | 0 | 60876.5874 | 14366.478 | 0 | 0 | 0 | 0 | 0 | 0 | 0 | 0 | 0 | 0 | 0 | 0 | 0 | 0 | 0
2016-08-01 08:00 | 0 | 0 | 0 | 0 | 476617.3203 | 0 | 423452 | 0 | 0 | 0 | 0 | 1342297.6175 | 344795.4716 | 0 | 0 | 0 | 0 | 0 | 0 | 0 | 0 | 0 | 0 | 0 | 0 | 0 | 0 | 0 | 0 | 53165.3203 | 0 | 0 | 0 | 0 | 0 | 0 | 0 | 0 | 0 | 0 | 0 | 0 | 0 | 0 | 0 | 0
2016-08-01 09:00 | 0 | 0 | 0 | 0 | 181664.26 | 0 | 426831 | 0 | 0 | 0 | 0 | 1082764.3995 | 359161.9495 | 0 | 0 | 0 | 0 | 0 | 0 | 0 | 0 | 0 | 0 | 0 | 0 | 0 | 0 | 0 | 0 | -259533.218 | 14366.478 | 0 | 0 | 0 | 0 | 0 | 0 | 0 | 0 | 0 | 0 | 0 | 0 | 0 | 0 | 0
2016-08-01 10:00 | 0 | 0 | 0 | 0 | 417975.4481 | 0 | 441975 | 0 | 0 | 0 | 0 | 1044398.3696 | 373528.4275 | 0 | 0 | 0 | 0 | 0 | 0 | 0 | 0 | 0 | 0 | 0 | 0 | 0 | 0 | 0 | 0 | -38366.0299 | 14366.478 | 0 | 0 | 0 | 0 | 0 | 0 | 0 | 0 | 0 | 0 | 0 | 0 | 0 | 0 | 0
2016-08-01 11:00 | 0 | 0 | 0 | 0 | 379930.1123 | 0 | 460070 | 0 | 0 | 0 | 0 | 949892.0039 | 387894.9055 | 0 | 0 | 0 | 0 | 0 | 0 | 0 | 0 | 0 | 0 | 0 | 0 | 0 | 0 | 0 | 0 | -94506.3657 | 14366.478 | 0 | 0 | 0 | 0 | 0 | 0 | 0 | 0 | 0 | 0 | 0 | 0 | 0 | 0 | 0
2016-08-01 12:00 | 0 | 0 | 0 | 0 | 170276.0559 | 54153.7262 | 483963 | 0 | 0 | 0 | 0 | 690358.7859 | 387894.9055 | 0 | 0 | 0 | 0 | 0 | 0 | 0 | 0 | 0 | 0 | 0 | 0 | 0 | 0 | 0 | 0 | -259533.218 | 0 | 0 | 0 | 0 | 0 | 0 | 0 | 0 | 0 | 0 | 0 | 0 | 0 | 0 | 0 | 0
2016-08-01 13:00 | 0 | 0 | 0 | 0 | 0 | 314946.5149 | 514411 | 0 | 0 | 0 | 0 | 476527.8228 | 402261.3835 | 0 | 0 | 0 | 0 | 0 | 0 | 0 | 0 | 0 | 0 | 0 | 0 | 0 | 0 | 0 | 0 | -213830.9631 | 14366.478 | 0 | 0 | 0 | 0 | 0 | 0 | 0 | 0 | 0 | 0 | 0 | 0 | 0 | 0 | 0
2016-08-01 14:00 | 0 | 0 | 0 | 0 | 263425.7446 | 558498.9514 | 548025 | 0 | 0 | 0 | 0 | 736061.0408 | 416627.8615 | 0 | 0 | 0 | 0 | 0 | 0 | 0 | 0 | 0 | 0 | 0 | 0 | 0 | 0 | 0 | 0 | 259533.218 | 14366.478 | 0 | 0 | 0 | 0 | 0 | 0 | 0 | 0 | 0 | 0 | 0 | 0 | 0 | 0 | 0
2016-08-01 15:00 | 0 | 0 | 0 | 0 | 0 | 679621.1064 | 581008 | 0 | 0 | 0 | 0 | 834674.1472 | 416627.8615 | 0 | 0 | 0 | 0 | 0 | 0 | 0 | 0 | 0 | 0 | 0 | 0 | 0 | 0 | 0 | 0 | 98613.1064 | 0 | 0 | 0 | 0 | 0 | 0 | 0 | 0 | 0 | 0 | 0 | 0 | 0 | 0 | 0 | 0
2016-08-01 16:00 | 0 | 0 | 0 | 0 | 147121.8539 | 735877.8421 | 609100 | 0 | 0 | 0 | 0 | 1094207.3652 | 430994.3394 | 0 | 0 | 0 | 0 | 0 | 0 | 0 | 0 | 0 | 0 | 0 | 0 | 0 | 0 | 0 | 0 | 259533.218 | 14366.478 | 0 | 0 | 0 | 0 | 0 | 0 | 0 | 0 | 0 | 0 | 0 | 0 | 0 | 0 | 0
2016-08-01 17:00 | 0 | 0 | 0 | 0 | 0 | 751490.1391 | 633495 | 0 | 0 | 0 | 0 | 1212202.5043 | 430994.3394 | 0 | 0 | 0 | 0 | 0 | 0 | 0 | 0 | 0 | 0 | 0 | 0 | 0 | 0 | 0 | 0 | 117995.1391 | 0 | 0 | 0 | 0 | 0 | 0 | 0 | 0 | 0 | 0 | 0 | 0 | 0 | 0 | 0 | 0
2016-08-01 18:00 | 0 | 0 | 0 | 0 | 183085.244 | 743636.452 | 652822 | 0 | 0 | 0 | 0 | 1471735.7222 | 445360.8174 | 0 | 0 | 0 | 0 | 0 | 0 | 0 | 0 | 0 | 0 | 0 | 0 | 0 | 0 | 0 | 0 | 259533.218 | 14366.478 | 0 | 0 | 0 | 0 | 0 | 0 | 0 | 0 | 0 | 0 | 0 | 0 | 0 | 0 | 0
2016-08-01 19:00 | 0 | 0 | 0 | 0 | 200982.37 | 724556.8479 | 666006 | 0 | 0 | 0 | 0 | 1731268.9402 | 445360.8174 | 0 | 0 | 0 | 0 | 0 | 0 | 0 | 0 | 0 | 0 | 0 | 0 | 0 | 0 | 0 | 0 | 259533.218 | 0 | 0 | 0 | 0 | 0 | 0 | 0 | 0 | 0 | 0 | 0 | 0 | 0 | 0 | 0 | 0
2016-08-01 20:00 | 0 | 0 | 0 | 0 | 0 | 701936.2322 | 674610 | 0 | 0 | 0 | 0 | 1744228.6944 | 459727.2954 | 0 | 0 | 0 | 0 | 0 | 0 | 0 | 0 | 0 | 0 | 0 | 0 | 0 | 0 | 0 | 0 | 12959.7542 | 14366.478 | 0 | 0 | 0 | 0 | 0 | 0 | 0 | 0 | 0 | 0 | 0 | 0 | 0 | 0 | 0
2016-08-01 21:00 | 0 | 0 | 0 | 0 | 270684.8917 | 665893.3263 | 677045 | 0 | 0 | 0 | 0 | 2003761.9123 | 459727.2954 | 0 | 0 | 0 | 0 | 0 | 0 | 0 | 0 | 0 | 0 | 0 | 0 | 0 | 0 | 0 | 0 | 259533.218 | 0 | 0 | 0 | 0 | 0 | 0 | 0 | 0 | 0 | 0 | 0 | 0 | 0 | 0 | 0 | 0
2016-08-01 22:00 | 0 | 0 | 0 | 0 | 287469.4073 | 613670 | 670787 | 0 | 0 | 0 | 0 | 2196233.5521 | 474093.7734 | 0 | 0 | 0 | 0 | 0 | 0 | 23514.2896 | 0 | 0 | 0 | 0 | 0 | 0 | 0 | 0 | 0 | 192471.6398 | 14366.478 | 0 | 0 | 0 | 0 | 0 | 0 | 0 | 0 | 23514.2896 | 0 | 0 | 0 | 0 | 0 | 0
2016-08-01 23:00 | 0 | 0 | 0 | 0 | 0 | 522093.0051 | 657844 | 0 | 0 | 0 | 0 | 2083996.8468 | 474093.7734 | 0 | 0 | 0 | 0 | 0 | 0 | 0 | 0 | 0 | 0 | 0 | 0 | 0 | 0 | 0 | 0 | -112236.7053 | 0 | 0 | 0 | 0 | 0 | 0 | 0 | 0 | 0 | -23514.2896 | 0 | 0 | 0 | 0 | 0 | 0
2016-08-02 | 0 | 0 | 0 | 0 | 347130.1623 | 377994.201 | 641335 | 0 | 0 | 0 | 0 | 2167786.2101 | 474093.7734 | 0 | 0 | 0 | 0 | 0 | 0 | 0 | 0 | 0 | 0 | 0 | 0 | 0 | 0 | 0 | 0 | 83789.3633 | 0 | 0 | 0 | 0 | 0 | 0 | 0 | 0 | 0 | 0 | 0 | 0 | 0 | 0 | 0 | 0
2016-08-02 01:00 | 0 | 0 | 0 | 0 | 490524.9872 | 177661.8777 | 622717 | 0 | 0 | 0 | 0 | 2198889.597 | 488460.2514 | 0 | 0 | 0 | 0 | 0 | 0 | 0 | 0 | 0 | 0 | 0 | 0 | 0 | 0 | 0 | 0 | 31103.387 | 14366.478 | 0 | 0 | 0 | 0 | 0 | 0 | 0 | 0 | 0 | 0 | 0 | 0 | 0 | 0 | 0
2016-08-02 02:00 | 0 | 0 | 0 | 0 | 556405.9333 | 8325.2869 | 592757 | 0 | 0 | 0 | 0 | 2170863.8172 | 488460.2514 | 0 | 0 | 0 | 0 | 0 | 0 | 0 | 0 | 0 | 0 | 0 | 0 | 0 | 0 | 0 | 0 | -28025.7798 | 0 | 0 | 0 | 0 | 0 | 0 | 0 | 0 | 0 | 0 | 0 | 0 | 0 | 0 | 0 | 0
2016-08-02 03:00 | 0 | 0 | 0 | 0 | 309370.26 | 0 | 554537 | 0 | 0 | 0 | 0 | 1911330.5993 | 502826.7294 | 0 | 0 | 0 | 0 | 0 | 0 | 0 | 0 | 0 | 0 | 0 | 0 | 0 | 0 | 0 | 0 | -259533.218 | 14366.478 | 0 | 0 | 0 | 0 | 0 | 0 | 0 | 0 | 0 | 0 | 0 | 0 | 0 | 0 | 0
2016-08-02 04:00 | 0 | 0 | 0 | 0 | 511624.6308 | 0 | 516692 | 0 | 0 | 0 | 0 | 1906263.2301 | 502826.7294 | 0 | 0 | 0 | 0 | 0 | 0 | 0 | 0 | 0 | 0 | 0 | 0 | 0 | 0 | 0 | 0 | -5067.3692 | 0 | 0 | 0 | 0 | 0 | 0 | 0 | 0 | 0 | 0 | 0 | 0 | 0 | 0 | 0 | 0
2016-08-02 05:00 | 0 | 0 | 0 | 0 | 468611.9237 | 0 | 485217 | 0 | 0 | 0 | 0 | 1875291.6758 | 517193.2073 | 0 | 0 | 0 | 0 | 0 | 0 | 0 | 0 | 0 | 0 | 0 | 0 | 0 | 0 | 0 | 0 | -30971.5543 | 14366.478 | 0 | 0 | 0 | 0 | 0 | 0 | 0 | 0 | 0 | 0 | 0 | 0 | 0 | 0 | 0
2016-08-02 06:00 | 0 | 0 | 0 | 0 | 434028.305 | 0 | 459636 | 0 | 0 | 0 | 0 | 1849683.9809 | 517193.2073 | 0 | 0 | 0 | 0 | 0 | 0 | 0 | 0 | 0 | 0 | 0 | 0 | 0 | 0 | 0 | 0 | -25607.695 | 0 | 0 | 0 | 0 | 0 | 0 | 0 | 0 | 0 | 0 | 0 | 0 | 0 | 0 | 0 | 0
2016-08-02 07:00 | 0 | 0 | 0 | 0 | 416872.7572 | 0 | 441125 | 0 | 0 | 0 | 0 | 1811065.2601 | 531559.6853 | 0 | 0 | 0 | 0 | 0 | 0 | 0 | 0 | 0 | 0 | 0 | 0 | 0 | 0 | 0 | 0 | -38618.7208 | 14366.478 | 0 | 0 | 0 | 0 | 0 | 0 | 0 | 0 | 0 | 0 | 0 | 0 | 0 | 0 | 0
2016-08-02 08:00 | 0 | 0 | 0 | 0 | 406377.6236 | 0 | 432409 | 0 | 0 | 0 | 0 | 1770667.4058 | 545926.1633 | 0 | 0 | 0 | 0 | 0 | 0 | 0 | 0 | 0 | 0 | 0 | 0 | 0 | 0 | 0 | 0 | -40397.8543 | 14366.478 | 0 | 0 | 0 | 0 | 0 | 0 | 0 | 0 | 0 | 0 | 0 | 0 | 0 | 0 | 0
2016-08-02 09:00 | 0 | 0 | 0 | 0 | 370973.463 | 0 | 435990 | 0 | 0 | 0 | 0 | 1691284.3907 | 560292.6413 | 0 | 0 | 0 | 0 | 0 | 0 | 0 | 0 | 0 | 0 | 0 | 0 | 0 | 0 | 0 | 0 | -79383.015 | 14366.478 | 0 | 0 | 0 | 0 | 0 | 0 | 0 | 0 | 0 | 0 | 0 | 0 | 0 | 0 | 0
2016-08-02 10:00 | 0 | 0 | 0 | 0 | 326365.5755 | 0 | 451272 | 0 | 0 | 0 | 0 | 1542863.6767 | 560292.6413 | 0 | 0 | 0 | 0 | 0 | 0 | 23514.2896 | 0 | 0 | 0 | 0 | 0 | 0 | 0 | 0 | 0 | -148420.7141 | 0 | 0 | 0 | 0 | 0 | 0 | 0 | 0 | 0 | 23514.2896 | 0 | 0 | 0 | 0 | 0 | 0
2016-08-02 11:00 | 0 | 0 | 0 | 0 | 278561.1614 | 0 | 468913 | 0 | 0 | 0 | 0 | 1338145.3602 | 574659.1193 | 0 | 0 | 0 | 0 | 0 | 0 | 23514.2896 | 0 | 0 | 0 | 0 | 0 | 0 | 0 | 0 | 0 | -204718.3165 | 14366.478 | 0 | 0 | 0 | 0 | 0 | 0 | 0 | 0 | 0 | 0 | 0 | 0 | 0 | 0 | 0
2016-08-02 12:00 | 0 | 0 | 0 | 0 | 160594.0062 | 49950.7107 | 489949 | 0 | 0 | 0 | 0 | 1082255.3667 | 574659.1193 | 0 | 0 | 0 | 0 | 0 | 0 | 0 | 0 | 0 | 0 | 0 | 0 | 0 | 0 | 0 | 0 | -255889.9935 | 0 | 0 | 0 | 0 | 0 | 0 | 0 | 0 | 0 | -23514.2896 | 0 | 0 | 0 | 0 | 0 | 0
2016-08-02 13:00 | 0 | 0 | 0 | 0 | 0 | 331339.4136 | 517096 | 0 | 0 | 0 | 0 | 858618.0127 | 589025.5972 | 0 | 0 | 0 | 0 | 0 | 0 | 23514.2896 | 0 | 0 | 0 | 0 | 0 | 0 | 0 | 0 | 0 | -223637.354 | 14366.478 | 0 | 0 | 0 | 0 | 0 | 0 | 0 | 0 | 23514.2896 | 0 | 0 | 0 | 0 | 0 | 0
2016-08-02 14:00 | 0 | 0 | 0 | 0 | 129412.38 | 571834.3973 | 549361 | 0 | 0 | 0 | 0 | 1010503.7899 | 589025.5972 | 0 | 0 | 0 | 0 | 0 | 0 | 23514.2896 | 0 | 0 | 0 | 0 | 0 | 0 | 0 | 0 | 0 | 151885.7772 | 0 | 0 | 0 | 0 | 0 | 0 | 0 | 0 | 0 | 0 | 0 | 0 | 0 | 0 | 0 | 0
2016-08-02 15:00 | 0 | 0 | 0 | 0 | 115662.467 | 695412.4269 | 581580 | 0 | 0 | 0 | 0 | 1239998.6838 | 589025.5972 | 0 | 0 | 0 | 0 | 0 | 0 | 23514.2896 | 0 | 0 | 0 | 0 | 0 | 0 | 0 | 0 | 0 | 229494.8939 | 0 | 0 | 0 | 0 | 0 | 0 | 0 | 0 | 0 | 0 | 0 | 0 | 0 | 0 | 0 | 0
2016-08-02 16:00 | 0 | 0 | 0 | 0 | 91087.8291 | 740772.4791 | 609773 | 0 | 0 | 0 | 0 | 1462085.992 | 589025.5972 | 0 | 0 | 0 | 0 | 0 | 0 | 23514.2896 | 0 | 0 | 0 | 0 | 0 | 0 | 0 | 0 | 0 | 222087.3082 | 0 | 0 | 0 | 0 | 0 | 0 | 0 | 0 | 0 | 0 | 0 | 0 | 0 | 0 | 0 | 0
2016-08-02 17:00 | 0 | 0 | 0 | 0 | 79447.4739 | 743548.4523 | 634098 | 0 | 0 | 0 | 0 | 1636617.4403 | 603392.0752 | 0 | 0 | 0 | 0 | 0 | 0 | 23514.2896 | 0 | 0 | 0 | 0 | 0 | 0 | 0 | 0 | 0 | 174531.4483 | 14366.478 | 0 | 0 | 0 | 0 | 0 | 0 | 0 | 0 | 0 | 0 | 0 | 0 | 0 | 0 | 0
2016-08-02 18:00 | 0 | 0 | 0 | 0 | 77039.0254 | 725307.0676 | 653280 | 0 | 0 | 0 | 0 | 1785683.5333 | 603392.0752 | 0 | 0 | 0 | 0 | 0 | 0 | 23514.2896 | 0 | 0 | 0 | 0 | 0 | 0 | 0 | 0 | 0 | 149066.093 | 0 | 0 | 0 | 0 | 0 | 0 | 0 | 0 | 0 | 0 | 0 | 0 | 0 | 0 | 0 | 0
2016-08-02 19:00 | 0 | 0 | 0 | 0 | 0 | 695392.0453 | 663366 | 0 | 0 | 0 | 0 | 1817709.5786 | 603392.0752 | 0 | 0 | 0 | 0 | 0 | 0 | 23514.2896 | 0 | 0 | 0 | 0 | 0 | 0 | 0 | 0 | 0 | 32026.0453 | 0 | 0 | 0 | 0 | 0 | 0 | 0 | 0 | 0 | 0 | 0 | 0 | 0 | 0 | 0 | 0
2016-08-02 20:00 | 0 | 0 | 0 | 0 | 89929.8682 | 662426.1807 | 670381 | 0 | 0 | 0 | 0 | 1885318.1496 | 617758.5532 | 0 | 0 | 0 | 0 | 0 | 0 | 23514.2896 | 0 | 0 | 0 | 0 | 0 | 0 | 0 | 0 | 0 | 67608.571 | 14366.478 | 0 | 0 | 0 | 0 | 0 | 0 | 0 | 0 | 0 | 0 | 0 | 0 | 0 | 0 | 0
2016-08-02 21:00 | 0 | 0 | 0 | 0 | 100075.4933 | 622007.3817 | 672154 | 0 | 0 | 0 | 0 | 1935247.0246 | 617758.5532 | 0 | 0 | 0 | 0 | 0 | 0 | 23514.2896 | 0 | 0 | 0 | 0 | 0 | 0 | 0 | 0 | 0 | 49928.875 | 0 | 0 | 0 | 0 | 0 | 0 | 0 | 0 | 0 | 0 | 0 | 0 | 0 | 0 | 0 | 0
2016-08-02 22:00 | 0 | 0 | 0 | 0 | 74057.7198 | 568892.6332 | 666562 | 0 | 0 | 0 | 0 | 1897268.8996 | 632125.0312 | 0 | 0 | 0 | 0 | 0 | 0 | 23514.2896 | 0 | 0 | 0 | 0 | 0 | 0 | 0 | 0 | 0 | -37978.125 | 14366.478 | 0 | 0 | 0 | 0 | 0 | 0 | 0 | 0 | 0 | 0 | 0 | 0 | 0 | 0 | 0
2016-08-02 23:00 | 0 | 0 | 0 | 0 | 141467.2702 | 491864.6468 | 652378 | 0 | 0 | 0 | 0 | 1876867.6261 | 646491.5092 | 0 | 0 | 0 | 0 | 0 | 0 | 10503.0021 | 0 | 0 | 0 | 0 | 0 | 0 | 0 | 0 | 0 | -20401.2735 | 14366.478 | 0 | 0 | 0 | 0 | 0 | 0 | 0 | 0 | -13011.2875 | 0 | 0 | 0 | 0 | 0 | 0
2016-08-03 | 0 | 0 | 0 | 0 | 0 | 365777.7799 | 635814 | 0 | 0 | 0 | 0 | 1617334.4081 | 646491.5092 | 0 | 0 | 0 | 0 | 0 | 0 | 0 | 0 | 0 | 0 | 0 | 0 | 0 | 0 | 0 | 0 | -259533.218 | 0 | 0 | 0 | 0 | 0 | 0 | 0 | 0 | 0 | -10503.0021 | 0 | 0 | 0 | 0 | 0 | 0
2016-08-03 01:00 | 0 | 0 | 0 | 0 | 354336.1576 | 180656.9575 | 617329 | 0 | 0 | 0 | 0 | 1520632.0452 | 660857.9871 | 0 | 0 | 0 | 0 | 0 | 0 | 0 | 0 | 0 | 0 | 0 | 0 | 0 | 0 | 0 | 0 | -96702.3629 | 14366.478 | 0 | 0 | 0 | 0 | 0 | 0 | 0 | 0 | 0 | 0 | 0 | 0 | 0 | 0 | 0
2016-08-03 02:00 | 0 | 0 | 0 | 0 | 450204.1638 | 8272.1616 | 587534 | 0 | 0 | 0 | 0 | 1391574.3707 | 660857.9871 | 0 | 0 | 0 | 0 | 0 | 0 | 0 | 0 | 0 | 0 | 0 | 0 | 0 | 0 | 0 | 0 | -129057.6746 | 0 | 0 | 0 | 0 | 0 | 0 | 0 | 0 | 0 | 0 | 0 | 0 | 0 | 0 | 0 | 0
2016-08-03 03:00 | 0 | 0 | 0 | 0 | 466181.0472 | 0 | 548730 | 0 | 0 | 0 | 0 | 1294658.9399 | 675224.4651 | 0 | 0 | 0 | 0 | 0 | 0 | 0 | 0 | 0 | 0 | 0 | 0 | 0 | 0 | 0 | 0 | -96915.4308 | 14366.478 | 0 | 0 | 0 | 0 | 0 | 0 | 0 | 0 | 0 | 0 | 0 | 0 | 0 | 0 | 0
2016-08-03 04:00 | 0 | 0 | 0 | 0 | 252826.782 | 0 | 512360 | 0 | 0 | 0 | 0 | 1035125.7219 | 675224.4651 | 0 | 0 | 0 | 0 | 0 | 0 | 0 | 0 | 0 | 0 | 0 | 0 | 0 | 0 | 0 | 0 | -259533.218 | 0 | 0 | 0 | 0 | 0 | 0 | 0 | 0 | 0 | 0 | 0 | 0 | 0 | 0 | 0 | 0
2016-08-03 05:00 | 0 | 0 | 0 | 0 | 433327.9648 | 0 | 481561 | 0 | 0 | 0 | 0 | 972526.2087 | 689590.9431 | 0 | 0 | 0 | 0 | 0 | 0 | 0 | 0 | 0 | 0 | 0 | 0 | 0 | 0 | 0 | 0 | -62599.5132 | 14366.478 | 0 | 0 | 0 | 0 | 0 | 0 | 0 | 0 | 0 | 0 | 0 | 0 | 0 | 0 | 0
2016-08-03 06:00 | 0 | 0 | 0 | 0 | 420443.0066 | 0 | 456311 | 0 | 0 | 0 | 0 | 936658.2153 | 689590.9431 | 0 | 0 | 0 | 0 | 0 | 0 | 0 | 0 | 0 | 0 | 0 | 0 | 0 | 0 | 0 | 0 | -35867.9934 | 0 | 0 | 0 | 0 | 0 | 0 | 0 | 0 | 0 | 0 | 0 | 0 | 0 | 0 | 0 | 0
2016-08-03 07:00 | 0 | 0 | 0 | 0 | 401387.997 | 0 | 438423 | 0 | 0 | 0 | 0 | 885256.7344 | 703957.4211 | 0 | 0 | 0 | 0 | 0 | 0 | 0 | 0 | 0 | 0 | 0 | 0 | 0 | 0 | 0 | 0 | -51401.4809 | 14366.478 | 0 | 0 | 0 | 0 | 0 | 0 | 0 | 0 | 0 | 0 | 0 | 0 | 0 | 0 | 0
2016-08-03 08:00 | 0 | 0 | 0 | 0 | 382884.4582 | 0 | 429382 | 0 | 0 | 0 | 0 | 838759.1925 | 703957.4211 | 0 | 0 | 0 | 0 | 0 | 0 | 0 | 0 | 0 | 0 | 0 | 0 | 0 | 0 | 0 | 0 | -46497.5418 | 0 | 0 | 0 | 0 | 0 | 0 | 0 | 0 | 0 | 0 | 0 | 0 | 0 | 0 | 0 | 0
2016-08-03 09:00 | 0 | 0 | 0 | 0 | 360474.3637 | 0 | 432012 | 0 | 0 | 0 | 0 | 752855.0783 | 718323.8991 | 0 | 0 | 0 | 0 | 0 | 0 | 0 | 0 | 0 | 0 | 0 | 0 | 0 | 0 | 0 | 0 | -85904.1143 | 14366.478 | 0 | 0 | 0 | 0 | 0 | 0 | 0 | 0 | 0 | 0 | 0 | 0 | 0 | 0 | 0
2016-08-03 10:00 | 0 | 0 | 0 | 0 | 343340.5792 | 0 | 446890 | 0 | 0 | 0 | 0 | 634939.1796 | 732690.3771 | 0 | 0 | 0 | 0 | 0 | 0 | 0 | 0 | 0 | 0 | 0 | 0 | 0 | 0 | 0 | 0 | -117915.8987 | 14366.478 | 0 | 0 | 0 | 0 | 0 | 0 | 0 | 0 | 0 | 0 | 0 | 0 | 0 | 0 | 0
2016-08-03 11:00 | 0 | 0 | 0 | 0 | 331758.5567 | 0 | 465284 | 0 | 0 | 0 | 0 | 487047.2582 | 747056.855 | 0 | 0 | 0 | 0 | 0 | 0 | 0 | 0 | 0 | 0 | 0 | 0 | 0 | 0 | 0 | 0 | -147891.9213 | 14366.478 | 0 | 0 | 0 | 0 | 0 | 0 | 0 | 0 | 0 | 0 | 0 | 0 | 0 | 0 | 0
2016-08-03 12:00 | 0 | 0 | 0 | 0 | 201109.2944 | 40682.9656 | 486959 | 0 | 0 | 0 | 0 | 227514.0403 | 761423.333 | 0 | 0 | 0 | 0 | 0 | 0 | 0 | 0 | 0 | 0 | 0 | 0 | 0 | 0 | 0 | 0 | -259533.218 | 14366.478 | 0 | 0 | 0 | 0 | 0 | 0 | 0 | 0 | 0 | 0 | 0 | 0 | 0 | 0 | 0
2016-08-03 13:00 | 0 | 0 | 0 | 0 | 0 | 287052.9597 | 514567 | 0 | 0 | 0 | 0 | 0 | 761423.333 | 0 | 0 | 0 | 0 | 0 | 0 | 0 | 0 | 0 | 0 | 0 | 0 | 0 | 0 | 0 | 0 | -227514.0403 | 0 | 0 | 0 | 0 | 0 | 0 | 0 | 0 | 0 | 0 | 0 | 0 | 0 | 0 | 0 | 0
2016-08-03 14:00 | 0 | 0 | 0 | 0 | 274777.1736 | 507942.1328 | 547136 | 0 | 0 | 0 | 0 | 221216.8285 | 775789.811 | 0 | 0 | 0 | 0 | 0 | 0 | 0 | 0 | 0 | 0 | 0 | 0 | 0 | 0 | 0 | 0 | 221216.8285 | 14366.478 | 0 | 0 | 0 | 0 | 0 | 0 | 0 | 0 | 0 | 0 | 0 | 0 | 0 | 0 | 0
2016-08-03 15:00 | 0 | 0 | 0 | 0 | 0 | 648455.9491 | 580434 | 0 | 0 | 0 | 0 | 289238.7776 | 775789.811 | 0 | 0 | 0 | 0 | 0 | 0 | 0 | 0 | 0 | 0 | 0 | 0 | 0 | 0 | 0 | 0 | 68021.9491 | 0 | 0 | 0 | 0 | 0 | 0 | 0 | 0 | 0 | 0 | 0 | 0 | 0 | 0 | 0 | 0
2016-08-03 16:00 | 0 | 0 | 0 | 0 | 171141.4301 | 713198.2658 | 610440 | 0 | 0 | 0 | 0 | 548771.9956 | 790156.289 | 0 | 0 | 0 | 0 | 0 | 0 | 0 | 0 | 0 | 0 | 0 | 0 | 0 | 0 | 0 | 0 | 259533.218 | 14366.478 | 0 | 0 | 0 | 0 | 0 | 0 | 0 | 0 | 0 | 0 | 0 | 0 | 0 | 0 | 0
2016-08-03 17:00 | 0 | 0 | 0 | 0 | 0 | 721531.1096 | 636024 | 0 | 0 | 0 | 0 | 634279.1052 | 790156.289 | 0 | 0 | 0 | 0 | 0 | 0 | 0 | 0 | 0 | 0 | 0 | 0 | 0 | 0 | 0 | 0 | 85507.1096 | 0 | 0 | 0 | 0 | 0 | 0 | 0 | 0 | 0 | 0 | 0 | 0 | 0 | 0 | 0 | 0
2016-08-03 18:00 | 0 | 0 | 0 | 0 | 222605.3756 | 707714.3204 | 656420 | 0 | 0 | 0 | 0 | 893812.3232 | 804522.767 | 0 | 0 | 0 | 0 | 0 | 0 | 0 | 0 | 0 | 0 | 0 | 0 | 0 | 0 | 0 | 0 | 259533.218 | 14366.478 | 0 | 0 | 0 | 0 | 0 | 0 | 0 | 0 | 0 | 0 | 0 | 0 | 0 | 0 | 0
2016-08-03 19:00 | 0 | 0 | 0 | 0 | 0 | 683397.959 | 671477 | 0 | 0 | 0 | 0 | 905733.2822 | 804522.767 | 0 | 0 | 0 | 0 | 0 | 0 | 0 | 0 | 0 | 0 | 0 | 0 | 0 | 0 | 0 | 0 | 11920.959 | 0 | 0 | 0 | 0 | 0 | 0 | 0 | 0 | 0 | 0 | 0 | 0 | 0 | 0 | 0 | 0
2016-08-03 20:00 | 0 | 0 | 0 | 0 | 286080.9501 | 654488.2678 | 681036 | 0 | 0 | 0 | 0 | 1165266.5001 | 804522.767 | 0 | 0 | 0 | 0 | 0 | 0 | 0 | 0 | 0 | 0 | 0 | 0 | 0 | 0 | 0 | 0 | 259533.218 | 0 | 0 | 0 | 0 | 0 | 0 | 0 | 0 | 0 | 0 | 0 | 0 | 0 | 0 | 0 | 0
2016-08-03 21:00 | 0 | 0 | 0 | 0 | 0 | 616960.6628 | 683380 | 0 | 0 | 0 | 0 | 1084480.6849 | 818889.2449 | 0 | 0 | 0 | 0 | 0 | 0 | 0 | 0 | 0 | 0 | 0 | 0 | 0 | 0 | 0 | 0 | -80785.8152 | 14366.478 | 0 | 0 | 0 | 0 | 0 | 0 | 0 | 0 | 0 | 0 | 0 | 0 | 0 | 0 | 0
2016-08-03 22:00 | 0 | 0 | 0 | 0 | 0 | 569291.1195 | 677806 | 0 | 0 | 0 | 0 | 975965.8044 | 818889.2449 | 0 | 0 | 0 | 0 | 0 | 0 | 0 | 0 | 0 | 0 | 0 | 0 | 0 | 0 | 0 | 0 | -108514.8805 | 0 | 0 | 0 | 0 | 0 | 0 | 0 | 0 | 0 | 0 | 0 | 0 | 0 | 0 | 0 | 0
2016-08-03 23:00 | 0 | 0 | 0 | 0 | 458400.4094 | 479139.2865 | 663640 | 0 | 0 | 0 | 0 | 1235499.0224 | 833255.7229 | 0 | 0 | 0 | 0 | 0 | 0 | 0 | 0 | 0 | 0 | 0 | 0 | 0 | 0 | 0 | 0 | 259533.218 | 14366.478 | 0 | 0 | 0 | 0 | 0 | 0 | 0 | 0 | 0 | 0 | 0 | 0 | 0 | 0 | 0
2016-08-04 | 0 | 0 | 0 | 0 | 43503.5872 | 344228.1948 | 647265 | 0 | 0 | 0 | 0 | 975965.8044 | 833255.7229 | 0 | 0 | 0 | 0 | 0 | 0 | 0 | 0 | 0 | 0 | 0 | 0 | 0 | 0 | 0 | 0 | -259533.218 | 0 | 0 | 0 | 0 | 0 | 0 | 0 | 0 | 0 | 0 | 0 | 0 | 0 | 0 | 0 | 0
2016-08-04 01:00 | 0 | 0 | 0 | 0 | 704912.9237 | 160682.9163 | 629193 | 0 | 0 | 0 | 0 | 1212368.6444 | 833255.7229 | 0 | 0 | 0 | 0 | 0 | 0 | 0 | 0 | 0 | 0 | 0 | 0 | 0 | 0 | 0 | 0 | 236402.8401 | 0 | 0 | 0 | 0 | 0 | 0 | 0 | 0 | 0 | 0 | 0 | 0 | 0 | 0 | 0 | 0
2016-08-04 02:00 | 0 | 0 | 0 | 0 | 344212.894 | 7807.3661 | 597187 | 0 | 0 | 0 | 0 | 952835.4265 | 847622.2009 | 0 | 0 | 0 | 0 | 0 | 0 | 0 | 0 | 0 | 0 | 0 | 0 | 0 | 0 | 0 | 0 | -259533.218 | 14366.478 | 0 | 0 | 0 | 0 | 0 | 0 | 0 | 0 | 0 | 0 | 0 | 0 | 0 | 0 | 0
2016-08-04 03:00 | 0 | 0 | 0 | 0 | 741703.2174 | 0 | 558357 | 0 | 0 | 0 | 0 | 1136181.6439 | 847622.2009 | 0 | 0 | 0 | 0 | 0 | 0 | 0 | 0 | 0 | 0 | 0 | 0 | 0 | 0 | 0 | 0 | 183346.2174 | 0 | 0 | 0 | 0 | 0 | 0 | 0 | 0 | 0 | 0 | 0 | 0 | 0 | 0 | 0 | 0
2016-08-04 04:00 | 0 | 0 | 0 | 0 | 261793.782 | 0 | 521327 | 0 | 0 | 0 | 0 | 876648.4259 | 847622.2009 | 0 | 0 | 0 | 0 | 0 | 0 | 0 | 0 | 0 | 0 | 0 | 0 | 0 | 0 | 0 | 0 | -259533.218 | 0 | 0 | 0 | 0 | 0 | 0 | 0 | 0 | 0 | 0 | 0 | 0 | 0 | 0 | 0 | 0
2016-08-04 05:00 | 0 | 0 | 0 | 0 | 665934.6907 | 0 | 490549 | 0 | 0 | 0 | 0 | 1037667.6386 | 861988.6789 | 0 | 0 | 0 | 0 | 0 | 0 | 0 | 0 | 0 | 0 | 0 | 0 | 0 | 0 | 0 | 0 | 161019.2127 | 14366.478 | 0 | 0 | 0 | 0 | 0 | 0 | 0 | 0 | 0 | 0 | 0 | 0 | 0 | 0 | 0
2016-08-04 06:00 | 0 | 0 | 0 | 0 | 640802.7993 | 0 | 462055 | 0 | 0 | 0 | 0 | 1216415.438 | 861988.6789 | 0 | 0 | 0 | 0 | 0 | 0 | 0 | 0 | 0 | 0 | 0 | 0 | 0 | 0 | 0 | 0 | 178747.7993 | 0 | 0 | 0 | 0 | 0 | 0 | 0 | 0 | 0 | 0 | 0 | 0 | 0 | 0 | 0 | 0
2016-08-04 07:00 | 0 | 0 | 0 | 0 | 612576.1327 | 0 | 443032 | 0 | 0 | 0 | 0 | 1371593.0927 | 876355.1569 | 0 | 0 | 0 | 0 | 0 | 0 | 0 | 0 | 0 | 0 | 0 | 0 | 0 | 0 | 0 | 0 | 155177.6547 | 14366.478 | 0 | 0 | 0 | 0 | 0 | 0 | 0 | 0 | 0 | 0 | 0 | 0 | 0 | 0 | 0
2016-08-04 08:00 | 0 | 0 | 0 | 0 | 188678.26 | 0 | 433845 | 0 | 0 | 0 | 0 | 1112059.8747 | 890721.6348 | 0 | 0 | 0 | 0 | 0 | 0 | 0 | 0 | 0 | 0 | 0 | 0 | 0 | 0 | 0 | 0 | -259533.218 | 14366.478 | 0 | 0 | 0 | 0 | 0 | 0 | 0 | 0 | 0 | 0 | 0 | 0 | 0 | 0 | 0
2016-08-04 09:00 | 0 | 0 | 0 | 0 | 550250.5572 | 0 | 436996 | 0 | 0 | 0 | 0 | 1225314.4319 | 890721.6348 | 0 | 0 | 0 | 0 | 0 | 0 | 0 | 0 | 0 | 0 | 0 | 0 | 0 | 0 | 0 | 0 | 113254.5572 | 0 | 0 | 0 | 0 | 0 | 0 | 0 | 0 | 0 | 0 | 0 | 0 | 0 | 0 | 0 | 0
2016-08-04 10:00 | 0 | 0 | 0 | 0 | 207785.26 | 0 | 452952 | 0 | 0 | 0 | 0 | 965781.214 | 905088.1128 | 0 | 0 | 0 | 0 | 0 | 0 | 0 | 0 | 0 | 0 | 0 | 0 | 0 | 0 | 0 | 0 | -259533.218 | 14366.478 | 0 | 0 | 0 | 0 | 0 | 0 | 0 | 0 | 0 | 0 | 0 | 0 | 0 | 0 | 0
2016-08-04 11:00 | 0 | 0 | 0 | 0 | 494393.2033 | 0 | 471032 | 0 | 0 | 0 | 0 | 974775.9393 | 919454.5908 | 0 | 0 | 0 | 0 | 0 | 0 | 0 | 0 | 0 | 0 | 0 | 0 | 0 | 0 | 0 | 0 | 8994.7253 | 14366.478 | 0 | 0 | 0 | 0 | 0 | 0 | 0 | 0 | 0 | 0 | 0 | 0 | 0 | 0 | 0
2016-08-04 12:00 | 0 | 0 | 0 | 0 | 203794.9666 | 43795.2934 | 492757 | 0 | 0 | 0 | 0 | 715242.7213 | 933821.0688 | 0 | 0 | 0 | 0 | 0 | 0 | 0 | 0 | 0 | 0 | 0 | 0 | 0 | 0 | 0 | 0 | -259533.218 | 14366.478 | 0 | 0 | 0 | 0 | 0 | 0 | 0 | 0 | 0 | 0 | 0 | 0 | 0 | 0 | 0
2016-08-04 13:00 | 0 | 0 | 0 | 0 | 408994.9997 | 285542.491 | 520777 | 0 | 0 | 0 | 0 | 889003.2121 | 933821.0688 | 0 | 0 | 0 | 0 | 0 | 0 | 0 | 0 | 0 | 0 | 0 | 0 | 0 | 0 | 0 | 0 | 173760.4908 | 0 | 0 | 0 | 0 | 0 | 0 | 0 | 0 | 0 | 0 | 0 | 0 | 0 | 0 | 0 | 0
2016-08-04 14:00 | 0 | 0 | 0 | 0 | 311460.4992 | 517406.1967 | 554967 | 0 | 0 | 0 | 0 | 1148536.43 | 948187.5468 | 0 | 0 | 0 | 0 | 0 | 0 | 0 | 0 | 0 | 0 | 0 | 0 | 0 | 0 | 0 | 0 | 259533.218 | 14366.478 | 0 | 0 | 0 | 0 | 0 | 0 | 0 | 0 | 0 | 0 | 0 | 0 | 0 | 0 | 0
2016-08-04 15:00 | 0 | 0 | 0 | 0 | 0 | 653474.9603 | 588187 | 0 | 0 | 0 | 0 | 1213824.3904 | 948187.5468 | 0 | 0 | 0 | 0 | 0 | 0 | 0 | 0 | 0 | 0 | 0 | 0 | 0 | 0 | 0 | 0 | 65287.9603 | 0 | 0 | 0 | 0 | 0 | 0 | 0 | 0 | 0 | 0 | 0 | 0 | 0 | 0 | 0 | 0
2016-08-04 16:00 | 0 | 0 | 0 | 0 | 168025.7325 | 722368.9635 | 616495 | 0 | 0 | 0 | 0 | 1473357.6083 | 962554.0248 | 0 | 0 | 0 | 0 | 0 | 0 | 0 | 0 | 0 | 0 | 0 | 0 | 0 | 0 | 0 | 0 | 259533.218 | 14366.478 | 0 | 0 | 0 | 0 | 0 | 0 | 0 | 0 | 0 | 0 | 0 | 0 | 0 | 0 | 0
2016-08-04 17:00 | 0 | 0 | 0 | 0 | 0 | 736965.5935 | 640288 | 0 | 0 | 0 | 0 | 1570035.2018 | 962554.0248 | 0 | 0 | 0 | 0 | 0 | 0 | 0 | 0 | 0 | 0 | 0 | 0 | 0 | 0 | 0 | 0 | 96677.5935 | 0 | 0 | 0 | 0 | 0 | 0 | 0 | 0 | 0 | 0 | 0 | 0 | 0 | 0 | 0 | 0
2016-08-04 18:00 | 0 | 0 | 0 | 0 | 193859.391 | 724131.827 | 658458 | 0 | 0 | 0 | 0 | 1829568.4198 | 962554.0248 | 0 | 0 | 0 | 0 | 0 | 0 | 0 | 0 | 0 | 0 | 0 | 0 | 0 | 0 | 0 | 0 | 259533.218 | 0 | 0 | 0 | 0 | 0 | 0 | 0 | 0 | 0 | 0 | 0 | 0 | 0 | 0 | 0 | 0
2016-08-04 19:00 | 0 | 0 | 0 | 0 | 0 | 701131.8042 | 670155 | 0 | 0 | 0 | 0 | 1846178.746 | 976920.5027 | 0 | 0 | 0 | 0 | 0 | 0 | 0 | 0 | 0 | 0 | 0 | 0 | 0 | 0 | 0 | 0 | 16610.3262 | 14366.478 | 0 | 0 | 0 | 0 | 0 | 0 | 0 | 0 | 0 | 0 | 0 | 0 | 0 | 0 | 0
2016-08-04 20:00 | 0 | 0 | 0 | 0 | 258608.9703 | 677923.2477 | 676999 | 0 | 0 | 0 | 0 | 2105711.964 | 976920.5027 | 0 | 0 | 0 | 0 | 0 | 0 | 0 | 0 | 0 | 0 | 0 | 0 | 0 | 0 | 0 | 0 | 259533.218 | 0 | 0 | 0 | 0 | 0 | 0 | 0 | 0 | 0 | 0 | 0 | 0 | 0 | 0 | 0 | 0
2016-08-04 21:00 | 0 | 0 | 0 | 0 | 0 | 642904.5959 | 678514 | 0 | 0 | 0 | 0 | 2055736.0819 | 991286.9807 | 0 | 0 | 0 | 0 | 0 | 0 | 0 | 0 | 0 | 0 | 0 | 0 | 0 | 0 | 0 | 0 | -49975.8821 | 14366.478 | 0 | 0 | 0 | 0 | 0 | 0 | 0 | 0 | 0 | 0 | 0 | 0 | 0 | 0 | 0
2016-08-04 22:00 | 0 | 0 | 0 | 0 | 344902.0593 | 588731.6456 | 672659 | 0 | 0 | 0 | 0 | 2315269.2999 | 992728.4676 | 0 | 0 | 0 | 0 | 0 | 0 | 0 | 0 | 0 | 0 | 0 | 0 | 0 | 0 | 0 | 0 | 259533.218 | 1441.4869 | 0 | 0 | 0 | 0 | 0 | 0 | 0 | 0 | 0 | 0 | 0 | 0 | 0 | 0 | 0
2016-08-04 23:00 | 0 | 0 | 0 | 0 | 330646.5713 | 491387.2854 | 657579 | 0 | 0 | 0 | 0 | 2479724.1566 | 992728.4676 | 0 | 0 | 0 | 0 | 0 | 0 | 0 | 0 | 0 | 0 | 0 | 0 | 0 | 0 | 0 | 0 | 164454.8567 | 0 | 0 | 0 | 0 | 0 | 0 | 0 | 0 | 0 | 0 | 0 | 0 | 0 | 0 | 0 | 0
2016-08-05 | 0 | 0 | 0 | 0 | 331478.4715 | 344349.111 | 641092 | 0 | 0 | 0 | 0 | 2514459.739 | 992728.4676 | 0 | 0 | 0 | 0 | 0 | 0 | 0 | 0 | 0 | 0 | 0 | 0 | 0 | 0 | 0 | 0 | 34735.5824 | 0 | 0 | 0 | 0 | 0 | 0 | 0 | 0 | 0 | 0 | 0 | 0 | 0 | 0 | 0 | 0
2016-08-05 01:00 | 0 | 0 | 0 | 0 | 430686.4653 | 145727.965 | 623479 | 0 | 0 | 0 | 0 | 2453028.6914 | 1007094.9456 | 0 | 0 | 0 | 0 | 0 | 0 | 0 | 0 | 0 | 0 | 0 | 0 | 0 | 0 | 0 | 0 | -61431.0476 | 14366.478 | 0 | 0 | 0 | 0 | 0 | 0 | 0 | 0 | 0 | 0 | 0 | 0 | 0 | 0 | 0
2016-08-05 02:00 | 0 | 0 | 0 | 0 | 489648.4917 | 7059.6281 | 592327 | 0 | 0 | 0 | 0 | 2357409.8111 | 1007094.9456 | 0 | 0 | 0 | 0 | 0 | 0 | 0 | 0 | 0 | 0 | 0 | 0 | 0 | 0 | 0 | 0 | -95618.8802 | 0 | 0 | 0 | 0 | 0 | 0 | 0 | 0 | 0 | 0 | 0 | 0 | 0 | 0 | 0 | 0
2016-08-05 03:00 | 0 | 0 | 0 | 0 | 497624.3563 | 0 | 554932 | 0 | 0 | 0 | 0 | 2285735.6894 | 1021461.4236 | 0 | 0 | 0 | 0 | 0 | 0 | 0 | 0 | 0 | 0 | 0 | 0 | 0 | 0 | 0 | 0 | -71674.1217 | 14366.478 | 0 | 0 | 0 | 0 | 0 | 0 | 0 | 0 | 0 | 0 | 0 | 0 | 0 | 0 | 0
2016-08-05 04:00 | 0 | 0 | 0 | 0 | 479990.4324 | 0 | 518997 | 0 | 0 | 0 | 0 | 2246729.1218 | 1021461.4236 | 0 | 0 | 0 | 0 | 0 | 0 | 0 | 0 | 0 | 0 | 0 | 0 | 0 | 0 | 0 | 0 | -39006.5676 | 0 | 0 | 0 | 0 | 0 | 0 | 0 | 0 | 0 | 0 | 0 | 0 | 0 | 0 | 0 | 0
2016-08-05 05:00 | 0 | 0 | 0 | 0 | 446387.7271 | 0 | 487155 | 0 | 0 | 0 | 0 | 2191595.371 | 1035827.9016 | 0 | 0 | 0 | 0 | 0 | 0 | 0 | 0 | 0 | 0 | 0 | 0 | 0 | 0 | 0 | 0 | -55133.7508 | 14366.478 | 0 | 0 | 0 | 0 | 0 | 0 | 0 | 0 | 0 | 0 | 0 | 0 | 0 | 0 | 0
2016-08-05 06:00 | 0 | 0 | 0 | 0 | 410118.0668 | 0 | 461710 | 0 | 0 | 0 | 0 | 2140003.4378 | 1035827.9016 | 0 | 0 | 0 | 0 | 0 | 0 | 0 | 0 | 0 | 0 | 0 | 0 | 0 | 0 | 0 | 0 | -51591.9332 | 0 | 0 | 0 | 0 | 0 | 0 | 0 | 0 | 0 | 0 | 0 | 0 | 0 | 0 | 0 | 0
2016-08-05 07:00 | 0 | 0 | 0 | 0 | 376043.1087 | 0 | 444178 | 0 | 0 | 0 | 0 | 2057502.0685 | 1050194.3795 | 0 | 0 | 0 | 0 | 0 | 0 | 0 | 0 | 0 | 0 | 0 | 0 | 0 | 0 | 0 | 0 | -82501.3693 | 14366.478 | 0 | 0 | 0 | 0 | 0 | 0 | 0 | 0 | 0 | 0 | 0 | 0 | 0 | 0 | 0
2016-08-05 08:00 | 0 | 0 | 0 | 0 | 351054.2291 | 0 | 434777 | 0 | 0 | 0 | 0 | 1973779.2976 | 1050194.3795 | 0 | 0 | 0 | 0 | 0 | 0 | 0 | 0 | 0 | 0 | 0 | 0 | 0 | 0 | 0 | 0 | -83722.7709 | 0 | 0 | 0 | 0 | 0 | 0 | 0 | 0 | 0 | 0 | 0 | 0 | 0 | 0 | 0 | 0
2016-08-05 09:00 | 0 | 0 | 0 | 0 | 303571.3014 | 0 | 437450 | 0 | 0 | 0 | 0 | 1816386.3094 | 1050194.3795 | 0 | 0 | 0 | 0 | 0 | 0 | 23514.2896 | 0 | 0 | 0 | 0 | 0 | 0 | 0 | 0 | 0 | -157392.9882 | 0 | 0 | 0 | 0 | 0 | 0 | 0 | 0 | 0 | 23514.2896 | 0 | 0 | 0 | 0 | 0 | 0
2016-08-05 10:00 | 0 | 0 | 0 | 0 | 256365.1996 | 0 | 450978 | 0 | 0 | 0 | 0 | 1607407.031 | 1064560.8575 | 0 | 0 | 0 | 0 | 0 | 0 | 23514.2896 | 0 | 0 | 0 | 0 | 0 | 0 | 0 | 0 | 0 | -208979.2784 | 14366.478 | 0 | 0 | 0 | 0 | 0 | 0 | 0 | 0 | 0 | 0 | 0 | 0 | 0 | 0 | 0
2016-08-05 11:00 | 0 | 0 | 0 | 0 | 214174.4675 | 0 | 467665 | 0 | 0 | 0 | 0 | 1377430.7881 | 1064560.8575 | 0 | 0 | 0 | 0 | 0 | 0 | 0 | 0 | 0 | 0 | 0 | 0 | 0 | 0 | 0 | 0 | -229976.2429 | 0 | 0 | 0 | 0 | 0 | 0 | 0 | 0 | 0 | -23514.2896 | 0 | 0 | 0 | 0 | 0 | 0
2016-08-05 12:00 | 0 | 0 | 0 | 0 | 134222.5961 | 46000.9919 | 489571 | 0 | 0 | 0 | 0 | 1117897.5701 | 1014746.6635 | 0 | 0 | 0 | 0 | 0 | 0 | 0 | 0 | 0 | 0 | 0 | 0 | 0 | 0 | 0 | 0 | -259533.218 | 0 | 49814.1941 | 0 | 0 | 0 | 0 | 0 | 0 | 0 | 0 | 0 | 0 | 0 | 0 | 0 | 0
2016-08-05 13:00 | 0 | 0 | 0 | 0 | 0 | 290599.8688 | 517694 | 0 | 0 | 0 | 0 | 867289.1493 | 1014746.6635 | 0 | 0 | 0 | 0 | 0 | 0 | 23514.2896 | 0 | 0 | 0 | 0 | 0 | 0 | 0 | 0 | 0 | -250608.4208 | 0 | 0 | 0 | 0 | 0 | 0 | 0 | 0 | 0 | 23514.2896 | 0 | 0 | 0 | 0 | 0 | 0
2016-08-05 14:00 | 0 | 0 | 0 | 0 | 123032.495 | 538867.6445 | 548878 | 0 | 0 | 0 | 0 | 965944.8107 | 1029113.1414 | 0 | 0 | 0 | 0 | 0 | 0 | 23514.2896 | 0 | 0 | 0 | 0 | 0 | 0 | 0 | 0 | 0 | 98655.6615 | 14366.478 | 0 | 0 | 0 | 0 | 0 | 0 | 0 | 0 | 0 | 0 | 0 | 0 | 0 | 0 | 0
2016-08-05 15:00 | 0 | 0 | 0 | 0 | 112121.6099 | 670073.8179 | 579384 | 0 | 0 | 0 | 0 | 1168756.2386 | 1029113.1414 | 0 | 0 | 0 | 0 | 0 | 0 | 23514.2896 | 0 | 0 | 0 | 0 | 0 | 0 | 0 | 0 | 0 | 202811.4278 | 0 | 0 | 0 | 0 | 0 | 0 | 0 | 0 | 0 | 0 | 0 | 0 | 0 | 0 | 0 | 0
2016-08-05 16:00 | 0 | 0 | 0 | 0 | 106081.913 | 723847.051 | 605984 | 0 | 0 | 0 | 0 | 1378334.7246 | 1043479.6194 | 0 | 0 | 0 | 0 | 0 | 0 | 23514.2896 | 0 | 0 | 0 | 0 | 0 | 0 | 0 | 0 | 0 | 209578.486 | 14366.478 | 0 | 0 | 0 | 0 | 0 | 0 | 0 | 0 | 0 | 0 | 0 | 0 | 0 | 0 | 0
2016-08-05 17:00 | 0 | 0 | 0 | 0 | 107471.2493 | 730555.0646 | 629230 | 0 | 0 | 0 | 0 | 1587131.0385 | 1043479.6194 | 0 | 0 | 0 | 0 | 0 | 0 | 23514.2896 | 0 | 0 | 0 | 0 | 0 | 0 | 0 | 0 | 0 | 208796.314 | 0 | 0 | 0 | 0 | 0 | 0 | 0 | 0 | 0 | 0 | 0 | 0 | 0 | 0 | 0 | 0
2016-08-05 18:00 | 0 | 0 | 0 | 0 | 0 | 714234.0205 | 646679 | 0 | 0 | 0 | 0 | 1654686.059 | 1043479.6194 | 0 | 0 | 0 | 0 | 0 | 0 | 23514.2896 | 0 | 0 | 0 | 0 | 0 | 0 | 0 | 0 | 0 | 67555.0205 | 0 | 0 | 0 | 0 | 0 | 0 | 0 | 0 | 0 | 0 | 0 | 0 | 0 | 0 | 0 | 0
2016-08-05 19:00 | 0 | 0 | 0 | 0 | 120268.2162 | 692654.9107 | 657913 | 0 | 0 | 0 | 0 | 1809696.1859 | 1043479.6194 | 0 | 0 | 0 | 0 | 0 | 0 | 23514.2896 | 0 | 0 | 0 | 0 | 0 | 0 | 0 | 0 | 0 | 155010.1269 | 0 | 0 | 0 | 0 | 0 | 0 | 0 | 0 | 0 | 0 | 0 | 0 | 0 | 0 | 0 | 0
2016-08-05 20:00 | 0 | 0 | 0 | 0 | 127725.4133 | 669935.4646 | 662883 | 0 | 0 | 0 | 0 | 1930107.5858 | 1057846.0974 | 0 | 0 | 0 | 0 | 0 | 0 | 23514.2896 | 0 | 0 | 0 | 0 | 0 | 0 | 0 | 0 | 0 | 120411.3999 | 14366.478 | 0 | 0 | 0 | 0 | 0 | 0 | 0 | 0 | 0 | 0 | 0 | 0 | 0 | 0 | 0
2016-08-05 21:00 | 0 | 0 | 0 | 0 | 135738.7991 | 634241.3611 | 661113 | 0 | 0 | 0 | 0 | 2038974.746 | 1057846.0974 | 0 | 0 | 0 | 0 | 0 | 0 | 23514.2896 | 0 | 0 | 0 | 0 | 0 | 0 | 0 | 0 | 0 | 108867.1602 | 0 | 0 | 0 | 0 | 0 | 0 | 0 | 0 | 0 | 0 | 0 | 0 | 0 | 0 | 0 | 0
2016-08-05 22:00 | 0 | 0 | 0 | 0 | 144218.2259 | 581986.5181 | 651147 | 0 | 0 | 0 | 0 | 2114032.49 | 1057846.0974 | 0 | 0 | 0 | 0 | 0 | 0 | 23514.2896 | 0 | 0 | 0 | 0 | 0 | 0 | 0 | 0 | 0 | 75057.7441 | 0 | 0 | 0 | 0 | 0 | 0 | 0 | 0 | 0 | 0 | 0 | 0 | 0 | 0 | 0 | 0
2016-08-05 23:00 | 0 | 0 | 0 | 0 | 120239.8612 | 496114.6728 | 634076 | 0 | 0 | 0 | 0 | 2081944.5461 | 1072212.5754 | 0 | 0 | 0 | 0 | 0 | 0 | 23514.2896 | 0 | 0 | 0 | 0 | 0 | 0 | 0 | 0 | 0 | -32087.9439 | 14366.478 | 0 | 0 | 0 | 0 | 0 | 0 | 0 | 0 | 0 | 0 | 0 | 0 | 0 | 0 | 0
2016-08-06 | 0 | 0 | 0 | 0 | 0 | 360470.9208 | 616767 | 0 | 0 | 0 | 0 | 1849162.7565 | 1072212.5754 | 0 | 0 | 0 | 0 | 0 | 0 | 0 | 0 | 0 | 0 | 0 | 0 | 0 | 0 | 0 | 0 | -232781.7896 | 0 | 0 | 0 | 0 | 0 | 0 | 0 | 0 | 0 | -23514.2896 | 0 | 0 | 0 | 0 | 0 | 0
2016-08-06 01:00 | 0 | 0 | 0 | 0 | 318850.1028 | 162081.3262 | 600353 | 0 | 0 | 0 | 0 | 1715374.7075 | 1086579.0534 | 0 | 0 | 0 | 0 | 0 | 0 | 0 | 0 | 0 | 0 | 0 | 0 | 0 | 0 | 0 | 0 | -133788.049 | 14366.478 | 0 | 0 | 0 | 0 | 0 | 0 | 0 | 0 | 0 | 0 | 0 | 0 | 0 | 0 | 0
2016-08-06 02:00 | 0 | 0 | 0 | 0 | 409859.3208 | 5902.0037 | 573118 | 0 | 0 | 0 | 0 | 1558018.0321 | 1086579.0534 | 0 | 0 | 0 | 0 | 0 | 0 | 0 | 0 | 0 | 0 | 0 | 0 | 0 | 0 | 0 | 0 | -157356.6754 | 0 | 0 | 0 | 0 | 0 | 0 | 0 | 0 | 0 | 0 | 0 | 0 | 0 | 0 | 0 | 0
2016-08-06 03:00 | 0 | 0 | 0 | 0 | 414378.1255 | 0 | 539577 | 0 | 0 | 0 | 0 | 1432819.1577 | 1086579.0534 | 0 | 0 | 0 | 0 | 0 | 0 | 0 | 0 | 0 | 0 | 0 | 0 | 0 | 0 | 0 | 0 | -125198.8745 | 0 | 0 | 0 | 0 | 0 | 0 | 0 | 0 | 0 | 0 | 0 | 0 | 0 | 0 | 0 | 0
2016-08-06 04:00 | 0 | 0 | 0 | 0 | 400632.1503 | 0 | 506865 | 0 | 0 | 0 | 0 | 1312219.83 | 1100945.5313 | 0 | 0 | 0 | 0 | 0 | 0 | 0 | 0 | 0 | 0 | 0 | 0 | 0 | 0 | 0 | 0 | -120599.3277 | 14366.478 | 0 | 0 | 0 | 0 | 0 | 0 | 0 | 0 | 0 | 0 | 0 | 0 | 0 | 0 | 0
2016-08-06 05:00 | 0 | 0 | 0 | 0 | 380594.5908 | 0 | 477499 | 0 | 0 | 0 | 0 | 1215315.4207 | 1100945.5313 | 0 | 0 | 0 | 0 | 0 | 0 | 0 | 0 | 0 | 0 | 0 | 0 | 0 | 0 | 0 | 0 | -96904.4092 | 0 | 0 | 0 | 0 | 0 | 0 | 0 | 0 | 0 | 0 | 0 | 0 | 0 | 0 | 0 | 0
2016-08-06 06:00 | 0 | 0 | 0 | 0 | 363353.5963 | 0 | 453173 | 0 | 0 | 0 | 0 | 1101981.7274 | 1100945.5313 | 0 | 0 | 0 | 0 | 0 | 0 | 23514.2896 | 0 | 0 | 0 | 0 | 0 | 0 | 0 | 0 | 0 | -113333.6933 | 0 | 0 | 0 | 0 | 0 | 0 | 0 | 0 | 0 | 23514.2896 | 0 | 0 | 0 | 0 | 0 | 0
2016-08-06 07:00 | 0 | 0 | 0 | 0 | 345054.8436 | 0 | 435218 | 0 | 0 | 0 | 0 | 1020966.3827 | 1115312.0093 | 0 | 0 | 0 | 0 | 0 | 0 | 0 | 0 | 0 | 0 | 0 | 0 | 0 | 0 | 0 | 0 | -81015.3448 | 14366.478 | 0 | 0 | 0 | 0 | 0 | 0 | 0 | 0 | -23514.2896 | 0 | 0 | 0 | 0 | 0 | 0
2016-08-06 08:00 | 0 | 0 | 0 | 0 | 330178.2771 | 0 | 423260 | 0 | 0 | 0 | 0 | 927884.6597 | 1115312.0093 | 0 | 0 | 0 | 0 | 0 | 0 | 0 | 0 | 0 | 0 | 0 | 0 | 0 | 0 | 0 | 0 | -93081.7229 | 0 | 0 | 0 | 0 | 0 | 0 | 0 | 0 | 0 | 0 | 0 | 0 | 0 | 0 | 0 | 0
2016-08-06 09:00 | 0 | 0 | 0 | 0 | 299481.4205 | 0 | 418988 | 0 | 0 | 0 | 0 | 794011.6023 | 1129678.4873 | 0 | 0 | 0 | 0 | 0 | 0 | 0 | 0 | 0 | 0 | 0 | 0 | 0 | 0 | 0 | 0 | -133873.0575 | 14366.478 | 0 | 0 | 0 | 0 | 0 | 0 | 0 | 0 | 0 | 0 | 0 | 0 | 0 | 0 | 0
2016-08-06 10:00 | 0 | 0 | 0 | 0 | 268524.4289 | 0 | 419093 | 0 | 0 | 0 | 0 | 629076.5531 | 1144044.9653 | 0 | 0 | 0 | 0 | 0 | 0 | 0 | 0 | 0 | 0 | 0 | 0 | 0 | 0 | 0 | 0 | -164935.0491 | 14366.478 | 0 | 0 | 0 | 0 | 0 | 0 | 0 | 0 | 0 | 0 | 0 | 0 | 0 | 0 | 0
2016-08-06 11:00 | 0 | 0 | 0 | 0 | 238571.048 | 0 | 424830 | 0 | 0 | 0 | 0 | 428451.1232 | 1158411.4433 | 0 | 0 | 0 | 0 | 0 | 0 | 0 | 0 | 0 | 0 | 0 | 0 | 0 | 0 | 0 | 0 | -200625.43 | 14366.478 | 0 | 0 | 0 | 0 | 0 | 0 | 0 | 0 | 0 | 0 | 0 | 0 | 0 | 0 | 0
2016-08-06 12:00 | 0 | 0 | 0 | 0 | 141988.4095 | 31971.9572 | 443533 | 0 | 0 | 0 | 0 | 168917.9052 | 1148372.0279 | 0 | 0 | 0 | 0 | 0 | 0 | 0 | 0 | 0 | 0 | 0 | 0 | 0 | 0 | 0 | 0 | -259533.218 | 14366.478 | 24405.8933 | 0 | 0 | 0 | 0 | 0 | 0 | 0 | 0 | 0 | 0 | 0 | 0 | 0 | 0
2016-08-06 13:00 | 0 | 0 | 0 | 0 | 0 | 318174.5728 | 472726 | 0 | 0 | 0 | 0 | 0 | 1162738.5059 | 0 | 0 | 0 | 0 | 0 | 0 | 0 | 0 | 0 | 0 | 0 | 0 | 0 | 0 | 0 | 0 | -168917.9052 | 14366.478 | 0 | 0 | 0 | 0 | 0 | 0 | 0 | 0 | 0 | 0 | 0 | 0 | 0 | 0 | 0
2016-08-06 14:00 | 0 | 0 | 0 | 0 | 138976.6191 | 578911.9067 | 507408 | 0 | 0 | 0 | 0 | 186966.2362 | 1162738.5059 | 0 | 0 | 0 | 0 | 0 | 0 | 23514.2896 | 0 | 0 | 0 | 0 | 0 | 0 | 0 | 0 | 0 | 186966.2362 | 0 | 0 | 0 | 0 | 0 | 0 | 0 | 0 | 0 | 23514.2896 | 0 | 0 | 0 | 0 | 0 | 0
2016-08-06 15:00 | 0 | 0 | 0 | 0 | 78716.3437 | 698537.5846 | 541235 | 0 | 0 | 0 | 0 | 446499.4542 | 1162738.5059 | 0 | 0 | 0 | 0 | 0 | 0 | 0 | 0 | 0 | 0 | 0 | 0 | 0 | 0 | 0 | 0 | 259533.218 | 0 | 0 | 0 | 0 | 0 | 0 | 0 | 0 | 0 | -23514.2896 | 0 | 0 | 0 | 0 | 0 | 0
2016-08-06 16:00 | 0 | 0 | 0 | 0 | 0 | 747869.9498 | 569814 | 0 | 0 | 0 | 0 | 610188.926 | 1177104.9839 | 0 | 0 | 0 | 0 | 0 | 0 | 0 | 0 | 0 | 0 | 0 | 0 | 0 | 0 | 0 | 0 | 163689.4718 | 14366.478 | 0 | 0 | 0 | 0 | 0 | 0 | 0 | 0 | 0 | 0 | 0 | 0 | 0 | 0 | 0
2016-08-06 17:00 | 0 | 0 | 0 | 0 | 97110.6857 | 754573.5323 | 592151 | 0 | 0 | 0 | 0 | 869722.144 | 1177104.9839 | 0 | 0 | 0 | 0 | 0 | 0 | 0 | 0 | 0 | 0 | 0 | 0 | 0 | 0 | 0 | 0 | 259533.218 | 0 | 0 | 0 | 0 | 0 | 0 | 0 | 0 | 0 | 0 | 0 | 0 | 0 | 0 | 0 | 0
2016-08-06 18:00 | 0 | 0 | 0 | 0 | 0 | 738958.2907 | 608053 | 0 | 0 | 0 | 0 | 977113.1452 | 1177104.9839 | 0 | 0 | 0 | 0 | 0 | 0 | 23514.2896 | 0 | 0 | 0 | 0 | 0 | 0 | 0 | 0 | 0 | 107391.0012 | 0 | 0 | 0 | 0 | 0 | 0 | 0 | 0 | 0 | 23514.2896 | 0 | 0 | 0 | 0 | 0 | 0
2016-08-06 19:00 | 0 | 0 | 0 | 0 | 125676.7986 | 716378.3224 | 619282 | 0 | 0 | 0 | 0 | 1199886.2661 | 1177104.9839 | 0 | 0 | 0 | 0 | 0 | 0 | 23514.2896 | 0 | 0 | 0 | 0 | 0 | 0 | 0 | 0 | 0 | 222773.1209 | 0 | 0 | 0 | 0 | 0 | 0 | 0 | 0 | 0 | 0 | 0 | 0 | 0 | 0 | 0 | 0
2016-08-06 20:00 | 0 | 0 | 0 | 0 | 133974.1505 | 699995.3153 | 626743 | 0 | 0 | 0 | 0 | 1392746.2539 | 1191471.4619 | 0 | 0 | 0 | 0 | 0 | 0 | 23514.2896 | 0 | 0 | 0 | 0 | 0 | 0 | 0 | 0 | 0 | 192859.9878 | 14366.478 | 0 | 0 | 0 | 0 | 0 | 0 | 0 | 0 | 0 | 0 | 0 | 0 | 0 | 0 | 0
2016-08-06 21:00 | 0 | 0 | 0 | 0 | 0 | 673329.6778 | 629027 | 0 | 0 | 0 | 0 | 1437048.9316 | 1191471.4619 | 0 | 0 | 0 | 0 | 0 | 0 | 23514.2896 | 0 | 0 | 0 | 0 | 0 | 0 | 0 | 0 | 0 | 44302.6778 | 0 | 0 | 0 | 0 | 0 | 0 | 0 | 0 | 0 | 0 | 0 | 0 | 0 | 0 | 0 | 0
2016-08-06 22:00 | 0 | 0 | 0 | 0 | 163906.6871 | 633469.3403 | 623131 | 0 | 0 | 0 | 0 | 1634808.2486 | 1191471.4619 | 0 | 0 | 0 | 0 | 0 | 0 | 0 | 0 | 0 | 0 | 0 | 0 | 0 | 0 | 0 | 0 | 197759.317 | 0 | 0 | 0 | 0 | 0 | 0 | 0 | 0 | 0 | -23514.2896 | 0 | 0 | 0 | 0 | 0 | 0
2016-08-06 23:00 | 0 | 0 | 0 | 0 | 0 | 554617.1134 | 609762 | 0 | 0 | 0 | 0 | 1556149.0724 | 1191471.4619 | 0 | 0 | 0 | 0 | 0 | 0 | 23514.2896 | 0 | 0 | 0 | 0 | 0 | 0 | 0 | 0 | 0 | -78659.1761 | 0 | 0 | 0 | 0 | 0 | 0 | 0 | 0 | 0 | 23514.2896 | 0 | 0 | 0 | 0 | 0 | 0
2016-08-07 | 0 | 0 | 0 | 0 | 252090.4438 | 410991.2809 | 594637 | 0 | 0 | 0 | 0 | 1648108.0867 | 1191471.4619 | 0 | 0 | 0 | 0 | 0 | 0 | 0 | 0 | 0 | 0 | 0 | 0 | 0 | 0 | 0 | 0 | 91959.0143 | 0 | 0 | 0 | 0 | 0 | 0 | 0 | 0 | 0 | -23514.2896 | 0 | 0 | 0 | 0 | 0 | 0
2016-08-07 01:00 | 0 | 0 | 0 | 0 | 142284.2394 | 191922.0206 | 579373 | 0 | 0 | 0 | 0 | 1388574.8688 | 1205837.9399 | 0 | 0 | 0 | 0 | 0 | 0 | 0 | 0 | 0 | 0 | 0 | 0 | 0 | 0 | 0 | 0 | -259533.218 | 14366.478 | 0 | 0 | 0 | 0 | 0 | 0 | 0 | 0 | 0 | 0 | 0 | 0 | 0 | 0 | 0
2016-08-07 02:00 | 0 | 0 | 0 | 0 | 462615.5419 | 5053.1836 | 551628 | 0 | 0 | 0 | 0 | 1304615.5943 | 1205837.9399 | 0 | 0 | 0 | 0 | 0 | 0 | 0 | 0 | 0 | 0 | 0 | 0 | 0 | 0 | 0 | 0 | -83959.2745 | 0 | 0 | 0 | 0 | 0 | 0 | 0 | 0 | 0 | 0 | 0 | 0 | 0 | 0 | 0 | 0
2016-08-07 03:00 | 0 | 0 | 0 | 0 | 461989.1475 | 0 | 518395 | 0 | 0 | 0 | 0 | 1248209.7417 | 1205837.9399 | 0 | 0 | 0 | 0 | 0 | 0 | 0 | 0 | 0 | 0 | 0 | 0 | 0 | 0 | 0 | 0 | -56405.8525 | 0 | 0 | 0 | 0 | 0 | 0 | 0 | 0 | 0 | 0 | 0 | 0 | 0 | 0 | 0 | 0
2016-08-07 04:00 | 0 | 0 | 0 | 0 | 438162.5248 | 0 | 487018 | 0 | 0 | 0 | 0 | 1184987.7886 | 1220204.4178 | 0 | 0 | 0 | 0 | 0 | 0 | 0 | 0 | 0 | 0 | 0 | 0 | 0 | 0 | 0 | 0 | -63221.9532 | 14366.478 | 0 | 0 | 0 | 0 | 0 | 0 | 0 | 0 | 0 | 0 | 0 | 0 | 0 | 0 | 0
2016-08-07 05:00 | 0 | 0 | 0 | 0 | 413658.1844 | 0 | 460336 | 0 | 0 | 0 | 0 | 1138309.973 | 1220204.4178 | 0 | 0 | 0 | 0 | 0 | 0 | 0 | 0 | 0 | 0 | 0 | 0 | 0 | 0 | 0 | 0 | -46677.8156 | 0 | 0 | 0 | 0 | 0 | 0 | 0 | 0 | 0 | 0 | 0 | 0 | 0 | 0 | 0 | 0
2016-08-07 06:00 | 0 | 0 | 0 | 0 | 388733.1799 | 0 | 436438 | 0 | 0 | 0 | 0 | 1076238.6749 | 1234570.8958 | 0 | 0 | 0 | 0 | 0 | 0 | 0 | 0 | 0 | 0 | 0 | 0 | 0 | 0 | 0 | 0 | -62071.2981 | 14366.478 | 0 | 0 | 0 | 0 | 0 | 0 | 0 | 0 | 0 | 0 | 0 | 0 | 0 | 0 | 0
2016-08-07 07:00 | 0 | 0 | 0 | 0 | 366204.8915 | 0 | 418176 | 0 | 0 | 0 | 0 | 1009901.0883 | 1248937.3738 | 0 | 0 | 0 | 0 | 0 | 0 | 0 | 0 | 0 | 0 | 0 | 0 | 0 | 0 | 0 | 0 | -66337.5865 | 14366.478 | 0 | 0 | 0 | 0 | 0 | 0 | 0 | 0 | 0 | 0 | 0 | 0 | 0 | 0 | 0
2016-08-07 08:00 | 0 | 0 | 0 | 0 | 348983.9938 | 0 | 405109 | 0 | 0 | 0 | 0 | 939409.6042 | 1263303.8518 | 0 | 0 | 0 | 0 | 0 | 0 | 0 | 0 | 0 | 0 | 0 | 0 | 0 | 0 | 0 | 0 | -70491.4842 | 14366.478 | 0 | 0 | 0 | 0 | 0 | 0 | 0 | 0 | 0 | 0 | 0 | 0 | 0 | 0 | 0
2016-08-07 09:00 | 0 | 0 | 0 | 0 | 139120.782 | 0 | 398654 | 0 | 0 | 0 | 0 | 679876.3862 | 1263303.8518 | 0 | 0 | 0 | 0 | 0 | 0 | 0 | 0 | 0 | 0 | 0 | 0 | 0 | 0 | 0 | 0 | -259533.218 | 0 | 0 | 0 | 0 | 0 | 0 | 0 | 0 | 0 | 0 | 0 | 0 | 0 | 0 | 0 | 0
2016-08-07 10:00 | 0 | 0 | 0 | 0 | 273982.6191 | 0 | 396437 | 0 | 0 | 0 | 0 | 543055.5273 | 1277670.3298 | 0 | 0 | 0 | 0 | 0 | 0 | 0 | 0 | 0 | 0 | 0 | 0 | 0 | 0 | 0 | 0 | -136820.8589 | 14366.478 | 0 | 0 | 0 | 0 | 0 | 0 | 0 | 0 | 0 | 0 | 0 | 0 | 0 | 0 | 0
2016-08-07 11:00 | 0 | 0 | 0 | 0 | 244663.9482 | 0 | 400201 | 0 | 0 | 0 | 0 | 349637.708 | 1292036.8077 | 0 | 0 | 0 | 0 | 0 | 0 | 23514.2896 | 0 | 0 | 0 | 0 | 0 | 0 | 0 | 0 | 0 | -193417.8193 | 14366.478 | 0 | 0 | 0 | 0 | 0 | 0 | 0 | 0 | 23514.2896 | 0 | 0 | 0 | 0 | 0 | 0
2016-08-07 12:00 | 0 | 0 | 0 | 0 | 145753.9939 | 27040.9891 | 417446 | 0 | 0 | 0 | 0 | 114134.5026 | 1306403.2857 | 0 | 0 | 0 | 0 | 0 | 0 | 0 | 0 | 0 | 0 | 0 | 0 | 0 | 0 | 0 | 0 | -235503.2054 | 14366.478 | 0 | 0 | 0 | 0 | 0 | 0 | 0 | 0 | -23514.2896 | 0 | 0 | 0 | 0 | 0 | 0
2016-08-07 13:00 | 0 | 0 | 0 | 0 | 0 | 342109.6232 | 445771 | 0 | 0 | 0 | 0 | 10473.1258 | 1306403.2857 | 0 | 0 | 0 | 0 | 0 | 0 | 0 | 0 | 0 | 0 | 0 | 0 | 0 | 0 | 0 | 0 | -103661.3768 | 0 | 0 | 0 | 0 | 0 | 0 | 0 | 0 | 0 | 0 | 0 | 0 | 0 | 0 | 0 | 0
2016-08-07 14:00 | 0 | 0 | 0 | 0 | 3674.0472 | 638092.554 | 476693 | 0 | 0 | 0 | 0 | 270006.3438 | 1211943.669 | 0 | 0 | 0 | 0 | 0 | 0 | 0 | 0 | 0 | 0 | 0 | 0 | 0 | 0 | 0 | 0 | 259533.218 | 14366.478 | 108826.0947 | 0 | 0 | 0 | 0 | 0 | 0 | 0 | 0 | 0 | 0 | 0 | 0 | 0 | 0
2016-08-07 15:00 | 0 | 0 | 0 | 0 | 31470.7917 | 751165.9042 | 508737 | 0 | 0 | 0 | 0 | 529539.5618 | 1226310.147 | 0 | 0 | 0 | 0 | 0 | 0 | 0 | 0 | 0 | 0 | 0 | 0 | 0 | 0 | 0 | 0 | 259533.218 | 14366.478 | 0 | 0 | 0 | 0 | 0 | 0 | 0 | 0 | 0 | 0 | 0 | 0 | 0 | 0 | 0
2016-08-07 16:00 | 0 | 0 | 0 | 0 | 0 | 803374.4613 | 537718 | 0 | 0 | 0 | 0 | 789072.7797 | 1226310.147 | 0 | 0 | 0 | 0 | 0 | 0 | 6123.2434 | 0 | 0 | 0 | 0 | 0 | 0 | 0 | 0 | 0 | 259533.218 | 0 | 0 | 0 | 0 | 0 | 0 | 0 | 0 | 0 | 6123.2434 | 0 | 0 | 0 | 0 | 0 | 0
2016-08-07 17:00 | 0 | 0 | 0 | 0 | 0 | 806644.4577 | 561896 | 0 | 0 | 0 | 0 | 1002063.7132 | 1240676.6249 | 0 | 0 | 0 | 0 | 0 | 0 | 23514.2896 | 0 | 0 | 0 | 0 | 0 | 0 | 0 | 0 | 0 | 212990.9335 | 14366.478 | 0 | 0 | 0 | 0 | 0 | 0 | 0 | 0 | 17391.0462 | 0 | 0 | 0 | 0 | 0 | 0
2016-08-07 18:00 | 0 | 0 | 0 | 0 | 0 | 788621.8514 | 580214 | 0 | 0 | 0 | 0 | 1233985.8542 | 1240676.6249 | 0 | 0 | 0 | 0 | 0 | 0 | 0 | 0 | 0 | 0 | 0 | 0 | 0 | 0 | 0 | 0 | 231922.141 | 0 | 0 | 0 | 0 | 0 | 0 | 0 | 0 | 0 | -23514.2896 | 0 | 0 | 0 | 0 | 0 | 0
2016-08-07 19:00 | 0 | 0 | 0 | 0 | 0 | 767512.7293 | 594523 | 0 | 0 | 0 | 0 | 1392609.1056 | 1255043.1029 | 0 | 0 | 0 | 0 | 0 | 0 | 0 | 0 | 0 | 0 | 0 | 0 | 0 | 0 | 0 | 0 | 158623.2513 | 14366.478 | 0 | 0 | 0 | 0 | 0 | 0 | 0 | 0 | 0 | 0 | 0 | 0 | 0 | 0 | 0
2016-08-07 20:00 | 0 | 0 | 0 | 0 | 0 | 748727.6045 | 604471 | 0 | 0 | 0 | 0 | 1522499.2321 | 1269409.5809 | 0 | 0 | 0 | 0 | 0 | 0 | 0 | 0 | 0 | 0 | 0 | 0 | 0 | 0 | 0 | 0 | 129890.1265 | 14366.478 | 0 | 0 | 0 | 0 | 0 | 0 | 0 | 0 | 0 | 0 | 0 | 0 | 0 | 0 | 0
2016-08-07 21:00 | 0 | 0 | 0 | 0 | 112167.8898 | 725616.5572 | 610725 | 0 | 0 | 0 | 0 | 1749558.6791 | 1269409.5809 | 0 | 0 | 0 | 0 | 0 | 0 | 0 | 0 | 0 | 0 | 0 | 0 | 0 | 0 | 0 | 0 | 227059.447 | 0 | 0 | 0 | 0 | 0 | 0 | 0 | 0 | 0 | 0 | 0 | 0 | 0 | 0 | 0 | 0
2016-08-07 22:00 | 0 | 0 | 0 | 0 | 133667.6517 | 687129.8529 | 609226 | 0 | 0 | 0 | 0 | 1961130.1838 | 1269409.5809 | 0 | 0 | 0 | 0 | 0 | 0 | 0 | 0 | 0 | 0 | 0 | 0 | 0 | 0 | 0 | 0 | 211571.5046 | 0 | 0 | 0 | 0 | 0 | 0 | 0 | 0 | 0 | 0 | 0 | 0 | 0 | 0 | 0 | 0
2016-08-07 23:00 | 0 | 0 | 0 | 0 | 0 | 598257.3018 | 598850 | 0 | 0 | 0 | 0 | 1946171.0076 | 1283776.0589 | 0 | 0 | 0 | 0 | 0 | 0 | 0 | 0 | 0 | 0 | 0 | 0 | 0 | 0 | 0 | 0 | -14959.1762 | 14366.478 | 0 | 0 | 0 | 0 | 0 | 0 | 0 | 0 | 0 | 0 | 0 | 0 | 0 | 0 | 0
2016-08-08 | 0 | 0 | 0 | 0 | 0 | 439854.5413 | 586835 | 0 | 0 | 0 | 0 | 1799190.5489 | 1283776.0589 | 0 | 0 | 0 | 0 | 0 | 0 | 0 | 0 | 0 | 0 | 0 | 0 | 0 | 0 | 0 | 0 | -146980.4587 | 0 | 0 | 0 | 0 | 0 | 0 | 0 | 0 | 0 | 0 | 0 | 0 | 0 | 0 | 0 | 0
2016-08-08 01:00 | 0 | 0 | 0 | 0 | 403667.3974 | 201231.612 | 573941 | 0 | 0 | 0 | 0 | 1830148.5583 | 1283776.0589 | 0 | 0 | 0 | 0 | 0 | 0 | 0 | 0 | 0 | 0 | 0 | 0 | 0 | 0 | 0 | 0 | 30958.0095 | 0 | 0 | 0 | 0 | 0 | 0 | 0 | 0 | 0 | 0 | 0 | 0 | 0 | 0 | 0 | 0
2016-08-08 02:00 | 0 | 0 | 0 | 0 | 485158.9975 | 5609.6179 | 547508 | 0 | 0 | 0 | 0 | 1759042.6958 | 1298142.5369 | 0 | 0 | 0 | 0 | 0 | 0 | 0 | 0 | 0 | 0 | 0 | 0 | 0 | 0 | 0 | 0 | -71105.8626 | 14366.478 | 0 | 0 | 0 | 0 | 0 | 0 | 0 | 0 | 0 | 0 | 0 | 0 | 0 | 0 | 0
2016-08-08 03:00 | 0 | 0 | 0 | 0 | 485976.5537 | 0 | 514602 | 0 | 0 | 0 | 0 | 1730417.2495 | 1298142.5369 | 0 | 0 | 0 | 0 | 0 | 0 | 0 | 0 | 0 | 0 | 0 | 0 | 0 | 0 | 0 | 0 | -28625.4463 | 0 | 0 | 0 | 0 | 0 | 0 | 0 | 0 | 0 | 0 | 0 | 0 | 0 | 0 | 0 | 0
2016-08-08 04:00 | 0 | 0 | 0 | 0 | 239193.26 | 0 | 484360 | 0 | 0 | 0 | 0 | 1470884.0315 | 1312509.0149 | 0 | 0 | 0 | 0 | 0 | 0 | 0 | 0 | 0 | 0 | 0 | 0 | 0 | 0 | 0 | 0 | -259533.218 | 14366.478 | 0 | 0 | 0 | 0 | 0 | 0 | 0 | 0 | 0 | 0 | 0 | 0 | 0 | 0 | 0
2016-08-08 05:00 | 0 | 0 | 0 | 0 | 441067.4574 | 0 | 456614 | 0 | 0 | 0 | 0 | 1455337.489 | 1312509.0149 | 0 | 0 | 0 | 0 | 0 | 0 | 0 | 0 | 0 | 0 | 0 | 0 | 0 | 0 | 0 | 0 | -15546.5426 | 0 | 0 | 0 | 0 | 0 | 0 | 0 | 0 | 0 | 0 | 0 | 0 | 0 | 0 | 0 | 0
2016-08-08 06:00 | 0 | 0 | 0 | 0 | 189643.26 | 0 | 434810 | 0 | 0 | 0 | 0 | 1195804.271 | 1326875.4928 | 0 | 0 | 0 | 0 | 0 | 0 | 0 | 0 | 0 | 0 | 0 | 0 | 0 | 0 | 0 | 0 | -259533.218 | 14366.478 | 0 | 0 | 0 | 0 | 0 | 0 | 0 | 0 | 0 | 0 | 0 | 0 | 0 | 0 | 0
2016-08-08 07:00 | 0 | 0 | 0 | 0 | 373058.0332 | 0 | 420049 | 0 | 0 | 0 | 0 | 1148813.3042 | 1326875.4928 | 0 | 0 | 0 | 0 | 0 | 0 | 0 | 0 | 0 | 0 | 0 | 0 | 0 | 0 | 0 | 0 | -46990.9668 | 0 | 0 | 0 | 0 | 0 | 0 | 0 | 0 | 0 | 0 | 0 | 0 | 0 | 0 | 0 | 0
2016-08-08 08:00 | 0 | 0 | 0 | 0 | 349279.3629 | 0 | 413608 | 0 | 0 | 0 | 0 | 1070118.1892 | 1341241.9708 | 0 | 0 | 0 | 0 | 0 | 0 | 0 | 0 | 0 | 0 | 0 | 0 | 0 | 0 | 0 | 0 | -78695.1151 | 14366.478 | 0 | 0 | 0 | 0 | 0 | 0 | 0 | 0 | 0 | 0 | 0 | 0 | 0 | 0 | 0
2016-08-08 09:00 | 0 | 0 | 0 | 0 | 322019.203 | 0 | 418611 | 0 | 0 | 0 | 0 | 973526.3921 | 1341241.9708 | 0 | 0 | 0 | 0 | 0 | 0 | 0 | 0 | 0 | 0 | 0 | 0 | 0 | 0 | 0 | 0 | -96591.797 | 0 | 0 | 0 | 0 | 0 | 0 | 0 | 0 | 0 | 0 | 0 | 0 | 0 | 0 | 0 | 0
2016-08-08 10:00 | 0 | 0 | 0 | 0 | 307852.841 | 0 | 433554 | 0 | 0 | 0 | 0 | 847825.2331 | 1341241.9708 | 0 | 0 | 0 | 0 | 0 | 0 | 0 | 0 | 0 | 0 | 0 | 0 | 0 | 0 | 0 | 0 | -125701.159 | 0 | 0 | 0 | 0 | 0 | 0 | 0 | 0 | 0 | 0 | 0 | 0 | 0 | 0 | 0 | 0
2016-08-08 11:00 | 0 | 0 | 0 | 0 | 300039.7149 | 0 | 451396 | 0 | 0 | 0 | 0 | 658588.1804 | 1355608.4488 | 0 | 0 | 0 | 0 | 0 | 0 | 23514.2896 | 0 | 0 | 0 | 0 | 0 | 0 | 0 | 0 | 0 | -189237.0527 | 14366.478 | 0 | 0 | 0 | 0 | 0 | 0 | 0 | 0 | 23514.2896 | 0 | 0 | 0 | 0 | 0 | 0
2016-08-08 12:00 | 0 | 0 | 0 | 0 | 208466.5653 | 22671.3556 | 472744 | 0 | 0 | 0 | 0 | 426129.9129 | 1369974.9268 | 0 | 0 | 0 | 0 | 0 | 0 | 0 | 0 | 0 | 0 | 0 | 0 | 0 | 0 | 0 | 0 | -232458.2675 | 14366.478 | 0 | 0 | 0 | 0 | 0 | 0 | 0 | 0 | -23514.2896 | 0 | 0 | 0 | 0 | 0 | 0
2016-08-08 13:00 | 0 | 0 | 0 | 0 | 0 | 332108.7922 | 500555 | 0 | 0 | 0 | 0 | 257683.7051 | 1369974.9268 | 0 | 0 | 0 | 0 | 0 | 0 | 0 | 0 | 0 | 0 | 0 | 0 | 0 | 0 | 0 | 0 | -168446.2078 | 0 | 0 | 0 | 0 | 0 | 0 | 0 | 0 | 0 | 0 | 0 | 0 | 0 | 0 | 0 | 0
2016-08-08 14:00 | 0 | 0 | 0 | 0 | 180510.9433 | 624345.7526 | 530957 | 0 | 0 | 0 | 0 | 517216.9231 | 1384341.4048 | 0 | 0 | 0 | 0 | 0 | 0 | 0 | 0 | 0 | 0 | 0 | 0 | 0 | 0 | 0 | 0 | 259533.218 | 14366.478 | 0 | 0 | 0 | 0 | 0 | 0 | 0 | 0 | 0 | 0 | 0 | 0 | 0 | 0 | 0
2016-08-08 15:00 | 0 | 0 | 0 | 0 | 0 | 748195.1434 | 562651 | 0 | 0 | 0 | 0 | 702761.0665 | 1384341.4048 | 0 | 0 | 0 | 0 | 0 | 0 | 0 | 0 | 0 | 0 | 0 | 0 | 0 | 0 | 0 | 0 | 185544.1434 | 0 | 0 | 0 | 0 | 0 | 0 | 0 | 0 | 0 | 0 | 0 | 0 | 0 | 0 | 0 | 0
2016-08-08 16:00 | 0 | 0 | 0 | 0 | 55983.5305 | 806748.1655 | 588832 | 0 | 0 | 0 | 0 | 962294.2845 | 1398707.8827 | 0 | 0 | 0 | 0 | 0 | 0 | 0 | 0 | 0 | 0 | 0 | 0 | 0 | 0 | 0 | 0 | 259533.218 | 14366.478 | 0 | 0 | 0 | 0 | 0 | 0 | 0 | 0 | 0 | 0 | 0 | 0 | 0 | 0 | 0
2016-08-08 17:00 | 0 | 0 | 0 | 0 | 0 | 810488.1185 | 610947 | 0 | 0 | 0 | 0 | 1161835.403 | 1398707.8827 | 0 | 0 | 0 | 0 | 0 | 0 | 0 | 0 | 0 | 0 | 0 | 0 | 0 | 0 | 0 | 0 | 199541.1185 | 0 | 0 | 0 | 0 | 0 | 0 | 0 | 0 | 0 | 0 | 0 | 0 | 0 | 0 | 0 | 0
2016-08-08 18:00 | 0 | 0 | 0 | 0 | 0 | 797334.3838 | 628214 | 0 | 0 | 0 | 0 | 1316589.3089 | 1413074.3607 | 0 | 0 | 0 | 0 | 0 | 0 | 0 | 0 | 0 | 0 | 0 | 0 | 0 | 0 | 0 | 0 | 154753.9059 | 14366.478 | 0 | 0 | 0 | 0 | 0 | 0 | 0 | 0 | 0 | 0 | 0 | 0 | 0 | 0 | 0
2016-08-08 19:00 | 0 | 0 | 0 | 0 | 131439.7957 | 782755.9002 | 640296 | 0 | 0 | 0 | 0 | 1576122.5268 | 1427440.8387 | 0 | 0 | 0 | 0 | 0 | 0 | 0 | 0 | 0 | 0 | 0 | 0 | 0 | 0 | 0 | 0 | 259533.218 | 14366.478 | 0 | 0 | 0 | 0 | 0 | 0 | 0 | 0 | 0 | 0 | 0 | 0 | 0 | 0 | 0
2016-08-08 20:00 | 0 | 0 | 0 | 0 | 0 | 776829.3496 | 648566 | 0 | 0 | 0 | 0 | 1704385.8765 | 1427440.8387 | 0 | 0 | 0 | 0 | 0 | 0 | 0 | 0 | 0 | 0 | 0 | 0 | 0 | 0 | 0 | 0 | 128263.3496 | 0 | 0 | 0 | 0 | 0 | 0 | 0 | 0 | 0 | 0 | 0 | 0 | 0 | 0 | 0 | 0
2016-08-08 21:00 | 0 | 0 | 0 | 0 | 0 | 761763.0746 | 651755 | 0 | 0 | 0 | 0 | 1800027.4731 | 1441807.3167 | 0 | 0 | 0 | 0 | 0 | 0 | 0 | 0 | 0 | 0 | 0 | 0 | 0 | 0 | 0 | 0 | 95641.5966 | 14366.478 | 0 | 0 | 0 | 0 | 0 | 0 | 0 | 0 | 0 | 0 | 0 | 0 | 0 | 0 | 0
2016-08-08 22:00 | 0 | 0 | 0 | 0 | 179479.1097 | 727774.1083 | 647720 | 0 | 0 | 0 | 0 | 2059560.6911 | 1441807.3167 | 0 | 0 | 0 | 0 | 0 | 0 | 0 | 0 | 0 | 0 | 0 | 0 | 0 | 0 | 0 | 0 | 259533.218 | 0 | 0 | 0 | 0 | 0 | 0 | 0 | 0 | 0 | 0 | 0 | 0 | 0 | 0 | 0 | 0
2016-08-08 23:00 | 0 | 0 | 0 | 0 | 0 | 643609.8063 | 635421 | 0 | 0 | 0 | 0 | 2067749.4974 | 1441807.3167 | 0 | 0 | 0 | 0 | 0 | 0 | 0 | 0 | 0 | 0 | 0 | 0 | 0 | 0 | 0 | 0 | 8188.8063 | 0 | 0 | 0 | 0 | 0 | 0 | 0 | 0 | 0 | 0 | 0 | 0 | 0 | 0 | 0 | 0
2016-08-09 | 0 | 0 | 0 | 0 | 274408.7089 | 486594.8 | 621949 | 0 | 0 | 0 | 0 | 2192437.5284 | 1456173.7947 | 0 | 0 | 0 | 0 | 0 | 0 | 0 | 0 | 0 | 0 | 0 | 0 | 0 | 0 | 0 | 0 | 124688.031 | 14366.478 | 0 | 0 | 0 | 0 | 0 | 0 | 0 | 0 | 0 | 0 | 0 | 0 | 0 | 0 | 0
2016-08-09 01:00 | 0 | 0 | 0 | 0 | 136602.1558 | 208684.6263 | 604820 | 0 | 0 | 0 | 0 | 1932904.3104 | 1456173.7947 | 0 | 0 | 0 | 0 | 0 | 0 | 0 | 0 | 0 | 0 | 0 | 0 | 0 | 0 | 0 | 0 | -259533.218 | 0 | 0 | 0 | 0 | 0 | 0 | 0 | 0 | 0 | 0 | 0 | 0 | 0 | 0 | 0 | 0
2016-08-09 02:00 | 0 | 0 | 0 | 0 | 516717.2643 | 4425.7291 | 573048 | 0 | 0 | 0 | 0 | 1866632.8259 | 1470540.2727 | 0 | 0 | 0 | 0 | 0 | 0 | 0 | 0 | 0 | 0 | 0 | 0 | 0 | 0 | 0 | 0 | -66271.4846 | 14366.478 | 0 | 0 | 0 | 0 | 0 | 0 | 0 | 0 | 0 | 0 | 0 | 0 | 0 | 0 | 0
2016-08-09 03:00 | 0 | 0 | 0 | 0 | 498518.2603 | 0 | 534744 | 0 | 0 | 0 | 0 | 1830407.0861 | 1470540.2727 | 0 | 0 | 0 | 0 | 0 | 0 | 0 | 0 | 0 | 0 | 0 | 0 | 0 | 0 | 0 | 0 | -36225.7397 | 0 | 0 | 0 | 0 | 0 | 0 | 0 | 0 | 0 | 0 | 0 | 0 | 0 | 0 | 0 | 0
2016-08-09 04:00 | 0 | 0 | 0 | 0 | 461103.9292 | 0 | 500652 | 0 | 0 | 0 | 0 | 1776492.5374 | 1484906.7506 | 0 | 0 | 0 | 0 | 0 | 0 | 0 | 0 | 0 | 0 | 0 | 0 | 0 | 0 | 0 | 0 | -53914.5487 | 14366.478 | 0 | 0 | 0 | 0 | 0 | 0 | 0 | 0 | 0 | 0 | 0 | 0 | 0 | 0 | 0
2016-08-09 05:00 | 0 | 0 | 0 | 0 | 211902.782 | 0 | 471436 | 0 | 0 | 0 | 0 | 1516959.3194 | 1484906.7506 | 0 | 0 | 0 | 0 | 0 | 0 | 0 | 0 | 0 | 0 | 0 | 0 | 0 | 0 | 0 | 0 | -259533.218 | 0 | 0 | 0 | 0 | 0 | 0 | 0 | 0 | 0 | 0 | 0 | 0 | 0 | 0 | 0 | 0
2016-08-09 06:00 | 0 | 0 | 0 | 0 | 406508.2705 | 0 | 448168 | 0 | 0 | 0 | 0 | 1460933.1119 | 1499273.2286 | 0 | 0 | 0 | 0 | 0 | 0 | 0 | 0 | 0 | 0 | 0 | 0 | 0 | 0 | 0 | 0 | -56026.2075 | 14366.478 | 0 | 0 | 0 | 0 | 0 | 0 | 0 | 0 | 0 | 0 | 0 | 0 | 0 | 0 | 0
2016-08-09 07:00 | 0 | 0 | 0 | 0 | 382842.1699 | 0 | 431015 | 0 | 0 | 0 | 0 | 1412760.2818 | 1499273.2286 | 0 | 0 | 0 | 0 | 0 | 0 | 0 | 0 | 0 | 0 | 0 | 0 | 0 | 0 | 0 | 0 | -48172.8301 | 0 | 0 | 0 | 0 | 0 | 0 | 0 | 0 | 0 | 0 | 0 | 0 | 0 | 0 | 0 | 0
2016-08-09 08:00 | 0 | 0 | 0 | 0 | 362085.3139 | 0 | 423605 | 0 | 0 | 0 | 0 | 1336874.1178 | 1513639.7066 | 0 | 0 | 0 | 0 | 0 | 0 | 0 | 0 | 0 | 0 | 0 | 0 | 0 | 0 | 0 | 0 | -75886.164 | 14366.478 | 0 | 0 | 0 | 0 | 0 | 0 | 0 | 0 | 0 | 0 | 0 | 0 | 0 | 0 | 0
2016-08-09 09:00 | 0 | 0 | 0 | 0 | 338072.3374 | 0 | 428396 | 0 | 0 | 0 | 0 | 1246550.4551 | 1513639.7066 | 0 | 0 | 0 | 0 | 0 | 0 | 0 | 0 | 0 | 0 | 0 | 0 | 0 | 0 | 0 | 0 | -90323.6626 | 0 | 0 | 0 | 0 | 0 | 0 | 0 | 0 | 0 | 0 | 0 | 0 | 0 | 0 | 0 | 0
2016-08-09 10:00 | 0 | 0 | 0 | 0 | 307112.3989 | 0 | 445945 | 0 | 0 | 0 | 0 | 1069837.0865 | 1528006.1846 | 0 | 0 | 0 | 0 | 0 | 0 | 23514.2896 | 0 | 0 | 0 | 0 | 0 | 0 | 0 | 0 | 0 | -176713.3687 | 14366.478 | 0 | 0 | 0 | 0 | 0 | 0 | 0 | 0 | 23514.2896 | 0 | 0 | 0 | 0 | 0 | 0
2016-08-09 11:00 | 0 | 0 | 0 | 0 | 271598.0095 | 0 | 464137 | 0 | 0 | 0 | 0 | 862931.618 | 1542372.6626 | 0 | 0 | 0 | 0 | 0 | 0 | 23514.2896 | 0 | 0 | 0 | 0 | 0 | 0 | 0 | 0 | 0 | -206905.4684 | 14366.478 | 0 | 0 | 0 | 0 | 0 | 0 | 0 | 0 | 0 | 0 | 0 | 0 | 0 | 0 | 0
2016-08-09 12:00 | 0 | 0 | 0 | 0 | 158642.6404 | 23589.7516 | 484561 | 0 | 0 | 0 | 0 | 603398.4001 | 1523091.5621 | 0 | 0 | 0 | 0 | 0 | 0 | 0 | 0 | 0 | 0 | 0 | 0 | 0 | 0 | 0 | 0 | -259533.218 | 0 | 19281.1005 | 0 | 0 | 0 | 0 | 0 | 0 | 0 | -23514.2896 | 0 | 0 | 0 | 0 | 0 | 0
2016-08-09 13:00 | 0 | 0 | 0 | 0 | 0 | 301369.0731 | 510825 | 0 | 0 | 0 | 0 | 393942.4731 | 1523091.5621 | 0 | 0 | 0 | 0 | 0 | 0 | 0 | 0 | 0 | 0 | 0 | 0 | 0 | 0 | 0 | 0 | -209455.9269 | 0 | 0 | 0 | 0 | 0 | 0 | 0 | 0 | 0 | 0 | 0 | 0 | 0 | 0 | 0 | 0
2016-08-09 14:00 | 0 | 0 | 0 | 0 | 108344.813 | 581692.5628 | 544130 | 0 | 0 | 0 | 0 | 539849.8489 | 1523091.5621 | 0 | 0 | 0 | 0 | 0 | 0 | 0 | 0 | 0 | 0 | 0 | 0 | 0 | 0 | 0 | 0 | 145907.3758 | 0 | 0 | 0 | 0 | 0 | 0 | 0 | 0 | 0 | 0 | 0 | 0 | 0 | 0 | 0 | 0
2016-08-09 15:00 | 0 | 0 | 0 | 0 | 0 | 706512.4477 | 576327 | 0 | 0 | 0 | 0 | 655668.8187 | 1537458.04 | 0 | 0 | 0 | 0 | 0 | 0 | 0 | 0 | 0 | 0 | 0 | 0 | 0 | 0 | 0 | 0 | 115818.9698 | 14366.478 | 0 | 0 | 0 | 0 | 0 | 0 | 0 | 0 | 0 | 0 | 0 | 0 | 0 | 0 | 0
2016-08-09 16:00 | 0 | 0 | 0 | 0 | 106312.8853 | 752490.422 | 604939 | 0 | 0 | 0 | 0 | 909533.126 | 1537458.04 | 0 | 0 | 0 | 0 | 0 | 0 | 0 | 0 | 0 | 0 | 0 | 0 | 0 | 0 | 0 | 0 | 253864.3073 | 0 | 0 | 0 | 0 | 0 | 0 | 0 | 0 | 0 | 0 | 0 | 0 | 0 | 0 | 0 | 0
2016-08-09 17:00 | 0 | 0 | 0 | 0 | 0 | 770246.6171 | 630306 | 0 | 0 | 0 | 0 | 1035107.2651 | 1551824.518 | 0 | 0 | 0 | 0 | 0 | 0 | 0 | 0 | 0 | 0 | 0 | 0 | 0 | 0 | 0 | 0 | 125574.1391 | 14366.478 | 0 | 0 | 0 | 0 | 0 | 0 | 0 | 0 | 0 | 0 | 0 | 0 | 0 | 0 | 0
2016-08-09 18:00 | 0 | 0 | 0 | 0 | 0 | 768791.7461 | 650268 | 0 | 0 | 0 | 0 | 1153631.0112 | 1551824.518 | 0 | 0 | 0 | 0 | 0 | 0 | 0 | 0 | 0 | 0 | 0 | 0 | 0 | 0 | 0 | 0 | 118523.7461 | 0 | 0 | 0 | 0 | 0 | 0 | 0 | 0 | 0 | 0 | 0 | 0 | 0 | 0 | 0 | 0
2016-08-09 19:00 | 0 | 0 | 0 | 0 | 0 | 757257.934 | 662438 | 0 | 0 | 0 | 0 | 1234084.4671 | 1566190.996 | 0 | 0 | 0 | 0 | 0 | 0 | 0 | 0 | 0 | 0 | 0 | 0 | 0 | 0 | 0 | 0 | 80453.456 | 14366.478 | 0 | 0 | 0 | 0 | 0 | 0 | 0 | 0 | 0 | 0 | 0 | 0 | 0 | 0 | 0
2016-08-09 20:00 | 0 | 0 | 0 | 0 | 0 | 744738.196 | 669236 | 0 | 0 | 0 | 0 | 1309586.6631 | 1566190.996 | 0 | 0 | 0 | 0 | 0 | 0 | 0 | 0 | 0 | 0 | 0 | 0 | 0 | 0 | 0 | 0 | 75502.196 | 0 | 0 | 0 | 0 | 0 | 0 | 0 | 0 | 0 | 0 | 0 | 0 | 0 | 0 | 0 | 0
2016-08-09 21:00 | 0 | 0 | 0 | 0 | 0 | 720185.5103 | 670932 | 0 | 0 | 0 | 0 | 1358840.1734 | 1566190.996 | 0 | 0 | 0 | 0 | 0 | 0 | 0 | 0 | 0 | 0 | 0 | 0 | 0 | 0 | 0 | 0 | 49253.5103 | 0 | 0 | 0 | 0 | 0 | 0 | 0 | 0 | 0 | 0 | 0 | 0 | 0 | 0 | 0 | 0
2016-08-09 22:00 | 0 | 0 | 0 | 0 | 256460.2911 | 676944.5071 | 664467 | 0 | 0 | 0 | 0 | 1618373.3914 | 1575595.5762 | 0 | 0 | 0 | 0 | 0 | 0 | 0 | 0 | 0 | 0 | 0 | 0 | 0 | 0 | 0 | 0 | 259533.218 | 9404.5801 | 0 | 0 | 0 | 0 | 0 | 0 | 0 | 0 | 0 | 0 | 0 | 0 | 0 | 0 | 0
2016-08-09 23:00 | 0 | 0 | 0 | 0 | 0 | 578723.2535 | 651555 | 0 | 0 | 0 | 0 | 1531175.1669 | 1589962.0541 | 0 | 0 | 0 | 0 | 0 | 0 | 0 | 0 | 0 | 0 | 0 | 0 | 0 | 0 | 0 | 0 | -87198.2245 | 14366.478 | 0 | 0 | 0 | 0 | 0 | 0 | 0 | 0 | 0 | 0 | 0 | 0 | 0 | 0 | 0
2016-08-10 | 0 | 0 | 0 | 0 | 409959.4507 | 429608.5432 | 638816 | 0 | 0 | 0 | 0 | 1731927.1609 | 1589962.0541 | 0 | 0 | 0 | 0 | 0 | 0 | 0 | 0 | 0 | 0 | 0 | 0 | 0 | 0 | 0 | 0 | 200751.9939 | 0 | 0 | 0 | 0 | 0 | 0 | 0 | 0 | 0 | 0 | 0 | 0 | 0 | 0 | 0 | 0
2016-08-10 01:00 | 0 | 0 | 0 | 0 | 163958.2716 | 198841.5105 | 622333 | 0 | 0 | 0 | 0 | 1472393.9429 | 1589962.0541 | 0 | 0 | 0 | 0 | 0 | 0 | 0 | 0 | 0 | 0 | 0 | 0 | 0 | 0 | 0 | 0 | -259533.218 | 0 | 0 | 0 | 0 | 0 | 0 | 0 | 0 | 0 | 0 | 0 | 0 | 0 | 0 | 0 | 0
2016-08-10 02:00 | 0 | 0 | 0 | 0 | 601697.8233 | 4176.6205 | 593236 | 0 | 0 | 0 | 0 | 1470665.9087 | 1604328.5321 | 0 | 0 | 0 | 0 | 0 | 0 | 0 | 0 | 0 | 0 | 0 | 0 | 0 | 0 | 0 | 0 | -1728.0342 | 14366.478 | 0 | 0 | 0 | 0 | 0 | 0 | 0 | 0 | 0 | 0 | 0 | 0 | 0 | 0 | 0
2016-08-10 03:00 | 0 | 0 | 0 | 0 | 296184.782 | 0 | 555718 | 0 | 0 | 0 | 0 | 1211132.6907 | 1604328.5321 | 0 | 0 | 0 | 0 | 0 | 0 | 0 | 0 | 0 | 0 | 0 | 0 | 0 | 0 | 0 | 0 | -259533.218 | 0 | 0 | 0 | 0 | 0 | 0 | 0 | 0 | 0 | 0 | 0 | 0 | 0 | 0 | 0 | 0
2016-08-10 04:00 | 0 | 0 | 0 | 0 | 574730.4958 | 0 | 522030 | 0 | 0 | 0 | 0 | 1249466.7086 | 1618695.0101 | 0 | 0 | 0 | 0 | 0 | 0 | 0 | 0 | 0 | 0 | 0 | 0 | 0 | 0 | 0 | 0 | 38334.0178 | 14366.478 | 0 | 0 | 0 | 0 | 0 | 0 | 0 | 0 | 0 | 0 | 0 | 0 | 0 | 0 | 0
2016-08-10 05:00 | 0 | 0 | 0 | 0 | 559741.8634 | 0 | 491580 | 0 | 0 | 0 | 0 | 1317628.572 | 1618695.0101 | 0 | 0 | 0 | 0 | 0 | 0 | 0 | 0 | 0 | 0 | 0 | 0 | 0 | 0 | 0 | 0 | 68161.8634 | 0 | 0 | 0 | 0 | 0 | 0 | 0 | 0 | 0 | 0 | 0 | 0 | 0 | 0 | 0 | 0
2016-08-10 06:00 | 0 | 0 | 0 | 0 | 538825.578 | 0 | 466906 | 0 | 0 | 0 | 0 | 1375181.6721 | 1633061.4881 | 0 | 0 | 0 | 0 | 0 | 0 | 0 | 0 | 0 | 0 | 0 | 0 | 0 | 0 | 0 | 0 | 57553.1001 | 14366.478 | 0 | 0 | 0 | 0 | 0 | 0 | 0 | 0 | 0 | 0 | 0 | 0 | 0 | 0 | 0
2016-08-10 07:00 | 0 | 0 | 0 | 0 | 190346.782 | 0 | 449880 | 0 | 0 | 0 | 0 | 1115648.4541 | 1633061.4881 | 0 | 0 | 0 | 0 | 0 | 0 | 0 | 0 | 0 | 0 | 0 | 0 | 0 | 0 | 0 | 0 | -259533.218 | 0 | 0 | 0 | 0 | 0 | 0 | 0 | 0 | 0 | 0 | 0 | 0 | 0 | 0 | 0 | 0
2016-08-10 08:00 | 0 | 0 | 0 | 0 | 475462.6825 | 0 | 442094 | 0 | 0 | 0 | 0 | 1134650.6586 | 1647427.9661 | 0 | 0 | 0 | 0 | 0 | 0 | 0 | 0 | 0 | 0 | 0 | 0 | 0 | 0 | 0 | 0 | 19002.2045 | 14366.478 | 0 | 0 | 0 | 0 | 0 | 0 | 0 | 0 | 0 | 0 | 0 | 0 | 0 | 0 | 0
2016-08-10 09:00 | 0 | 0 | 0 | 0 | 438704.2809 | 0 | 446610 | 0 | 0 | 0 | 0 | 1126744.9395 | 1647427.9661 | 0 | 0 | 0 | 0 | 0 | 0 | 0 | 0 | 0 | 0 | 0 | 0 | 0 | 0 | 0 | 0 | -7905.7191 | 0 | 0 | 0 | 0 | 0 | 0 | 0 | 0 | 0 | 0 | 0 | 0 | 0 | 0 | 0 | 0
2016-08-10 10:00 | 0 | 0 | 0 | 0 | 400760.7464 | 0 | 463323 | 0 | 0 | 0 | 0 | 1064182.6859 | 1647427.9661 | 0 | 0 | 0 | 0 | 0 | 0 | 0 | 0 | 0 | 0 | 0 | 0 | 0 | 0 | 0 | 0 | -62562.2536 | 0 | 0 | 0 | 0 | 0 | 0 | 0 | 0 | 0 | 0 | 0 | 0 | 0 | 0 | 0 | 0
2016-08-10 11:00 | 0 | 0 | 0 | 0 | 373313.3793 | 0 | 482624 | 0 | 0 | 0 | 0 | 916991.2977 | 1661794.444 | 0 | 0 | 0 | 0 | 0 | 0 | 23514.2896 | 0 | 0 | 0 | 0 | 0 | 0 | 0 | 0 | 0 | -147191.3882 | 14366.478 | 0 | 0 | 0 | 0 | 0 | 0 | 0 | 0 | 23514.2896 | 0 | 0 | 0 | 0 | 0 | 0
2016-08-10 12:00 | 0 | 0 | 0 | 0 | 260919.1625 | 25670.2797 | 504305 | 0 | 0 | 0 | 0 | 708423.5515 | 1676160.922 | 0 | 0 | 0 | 0 | 0 | 0 | 0 | 0 | 0 | 0 | 0 | 0 | 0 | 0 | 0 | 0 | -208567.7462 | 14366.478 | 0 | 0 | 0 | 0 | 0 | 0 | 0 | 0 | -23514.2896 | 0 | 0 | 0 | 0 | 0 | 0
2016-08-10 13:00 | 0 | 0 | 0 | 0 | 0 | 289042.9134 | 532360 | 0 | 0 | 0 | 0 | 465106.4649 | 1676160.922 | 0 | 0 | 0 | 0 | 0 | 0 | 0 | 0 | 0 | 0 | 0 | 0 | 0 | 0 | 0 | 0 | -243317.0866 | 0 | 0 | 0 | 0 | 0 | 0 | 0 | 0 | 0 | 0 | 0 | 0 | 0 | 0 | 0 | 0
2016-08-10 14:00 | 0 | 0 | 0 | 0 | 267586.2927 | 571124.8022 | 566502 | 0 | 0 | 0 | 0 | 699434.7921 | 1690527.4 | 0 | 0 | 0 | 0 | 0 | 0 | 23514.2896 | 0 | 0 | 0 | 0 | 0 | 0 | 0 | 0 | 0 | 234328.3273 | 14366.478 | 0 | 0 | 0 | 0 | 0 | 0 | 0 | 0 | 23514.2896 | 0 | 0 | 0 | 0 | 0 | 0
2016-08-10 15:00 | 0 | 0 | 0 | 0 | 0 | 712313.0225 | 600882 | 0 | 0 | 0 | 0 | 834380.1042 | 1690527.4 | 0 | 0 | 0 | 0 | 0 | 0 | 0 | 0 | 0 | 0 | 0 | 0 | 0 | 0 | 0 | 0 | 134945.3121 | 0 | 0 | 0 | 0 | 0 | 0 | 0 | 0 | 0 | -23514.2896 | 0 | 0 | 0 | 0 | 0 | 0
2016-08-10 16:00 | 0 | 0 | 0 | 0 | 124367.9793 | 779706.7167 | 630175 | 0 | 0 | 0 | 0 | 1093913.3222 | 1704893.878 | 0 | 0 | 0 | 0 | 0 | 0 | 0 | 0 | 0 | 0 | 0 | 0 | 0 | 0 | 0 | 0 | 259533.218 | 14366.478 | 0 | 0 | 0 | 0 | 0 | 0 | 0 | 0 | 0 | 0 | 0 | 0 | 0 | 0 | 0
2016-08-10 17:00 | 0 | 0 | 0 | 0 | 0 | 785761.5208 | 654319 | 0 | 0 | 0 | 0 | 1225355.843 | 1704893.878 | 0 | 0 | 0 | 0 | 0 | 0 | 0 | 0 | 0 | 0 | 0 | 0 | 0 | 0 | 0 | 0 | 131442.5208 | 0 | 0 | 0 | 0 | 0 | 0 | 0 | 0 | 0 | 0 | 0 | 0 | 0 | 0 | 0 | 0
2016-08-10 18:00 | 0 | 0 | 0 | 0 | 0 | 766114.6652 | 672363 | 0 | 0 | 0 | 0 | 1304741.0303 | 1719260.356 | 0 | 0 | 0 | 0 | 0 | 0 | 0 | 0 | 0 | 0 | 0 | 0 | 0 | 0 | 0 | 0 | 79385.1872 | 14366.478 | 0 | 0 | 0 | 0 | 0 | 0 | 0 | 0 | 0 | 0 | 0 | 0 | 0 | 0 | 0
2016-08-10 19:00 | 0 | 0 | 0 | 0 | 219346.4265 | 738016.2694 | 683463 | 0 | 0 | 0 | 0 | 1564274.2482 | 1733626.834 | 0 | 0 | 0 | 0 | 0 | 0 | 0 | 0 | 0 | 0 | 0 | 0 | 0 | 0 | 0 | 0 | 259533.218 | 14366.478 | 0 | 0 | 0 | 0 | 0 | 0 | 0 | 0 | 0 | 0 | 0 | 0 | 0 | 0 | 0
2016-08-10 20:00 | 0 | 0 | 0 | 0 | 0 | 708465.9212 | 692115 | 0 | 0 | 0 | 0 | 1580625.1695 | 1733626.834 | 0 | 0 | 0 | 0 | 0 | 0 | 0 | 0 | 0 | 0 | 0 | 0 | 0 | 0 | 0 | 0 | 16350.9212 | 0 | 0 | 0 | 0 | 0 | 0 | 0 | 0 | 0 | 0 | 0 | 0 | 0 | 0 | 0 | 0
2016-08-10 21:00 | 0 | 0 | 0 | 0 | 298029.8721 | 669912.8238 | 694043 | 0 | 0 | 0 | 0 | 1840158.3874 | 1747993.3119 | 0 | 0 | 0 | 0 | 0 | 0 | 0 | 0 | 0 | 0 | 0 | 0 | 0 | 0 | 0 | 0 | 259533.218 | 14366.478 | 0 | 0 | 0 | 0 | 0 | 0 | 0 | 0 | 0 | 0 | 0 | 0 | 0 | 0 | 0
2016-08-10 22:00 | 0 | 0 | 0 | 0 | 0 | 616219.2052 | 689634 | 0 | 0 | 0 | 0 | 1766743.5926 | 1747993.3119 | 0 | 0 | 0 | 0 | 0 | 0 | 0 | 0 | 0 | 0 | 0 | 0 | 0 | 0 | 0 | 0 | -73414.7948 | 0 | 0 | 0 | 0 | 0 | 0 | 0 | 0 | 0 | 0 | 0 | 0 | 0 | 0 | 0 | 0
2016-08-10 23:00 | 0 | 0 | 0 | 0 | 414502.8672 | 521918.3507 | 676888 | 0 | 0 | 0 | 0 | 2026276.8106 | 1747993.3119 | 0 | 0 | 0 | 0 | 0 | 0 | 0 | 0 | 0 | 0 | 0 | 0 | 0 | 0 | 0 | 0 | 259533.218 | 0 | 0 | 0 | 0 | 0 | 0 | 0 | 0 | 0 | 0 | 0 | 0 | 0 | 0 | 0 | 0
2016-08-11 | 0 | 0 | 0 | 0 | 17102.5826 | 386882.1995 | 663518 | 0 | 0 | 0 | 0 | 1766743.5926 | 1747993.3119 | 0 | 0 | 0 | 0 | 0 | 0 | 0 | 0 | 0 | 0 | 0 | 0 | 0 | 0 | 0 | 0 | -259533.218 | 0 | 0 | 0 | 0 | 0 | 0 | 0 | 0 | 0 | 0 | 0 | 0 | 0 | 0 | 0 | 0
2016-08-11 01:00 | 0 | 0 | 0 | 0 | 611543.439 | 186440.4896 | 645779 | 0 | 0 | 0 | 0 | 1904582.0432 | 1762359.7899 | 0 | 0 | 0 | 0 | 0 | 0 | 0 | 0 | 0 | 0 | 0 | 0 | 0 | 0 | 0 | 0 | 137838.4506 | 14366.478 | 0 | 0 | 0 | 0 | 0 | 0 | 0 | 0 | 0 | 0 | 0 | 0 | 0 | 0 | 0
2016-08-11 02:00 | 0 | 0 | 0 | 0 | 624147.5805 | 6058.3523 | 613591 | 0 | 0 | 0 | 0 | 1921196.9759 | 1762359.7899 | 0 | 0 | 0 | 0 | 0 | 0 | 0 | 0 | 0 | 0 | 0 | 0 | 0 | 0 | 0 | 0 | 16614.9328 | 0 | 0 | 0 | 0 | 0 | 0 | 0 | 0 | 0 | 0 | 0 | 0 | 0 | 0 | 0 | 0
2016-08-11 03:00 | 0 | 0 | 0 | 0 | 579612.1141 | 0 | 574880 | 0 | 0 | 0 | 0 | 1911562.612 | 1776726.2679 | 0 | 0 | 0 | 0 | 0 | 0 | 0 | 0 | 0 | 0 | 0 | 0 | 0 | 0 | 0 | 0 | -9634.3639 | 14366.478 | 0 | 0 | 0 | 0 | 0 | 0 | 0 | 0 | 0 | 0 | 0 | 0 | 0 | 0 | 0
2016-08-11 04:00 | 0 | 0 | 0 | 0 | 536173.8191 | 0 | 539161 | 0 | 0 | 0 | 0 | 1908575.4311 | 1776726.2679 | 0 | 0 | 0 | 0 | 0 | 0 | 0 | 0 | 0 | 0 | 0 | 0 | 0 | 0 | 0 | 0 | -2987.1809 | 0 | 0 | 0 | 0 | 0 | 0 | 0 | 0 | 0 | 0 | 0 | 0 | 0 | 0 | 0 | 0
2016-08-11 05:00 | 0 | 0 | 0 | 0 | 498464.4263 | 0 | 506885 | 0 | 0 | 0 | 0 | 1885788.3794 | 1791092.7459 | 0 | 0 | 0 | 0 | 0 | 0 | 0 | 0 | 0 | 0 | 0 | 0 | 0 | 0 | 0 | 0 | -22787.0517 | 14366.478 | 0 | 0 | 0 | 0 | 0 | 0 | 0 | 0 | 0 | 0 | 0 | 0 | 0 | 0 | 0
2016-08-11 06:00 | 0 | 0 | 0 | 0 | 452612.9906 | 0 | 480926 | 0 | 0 | 0 | 0 | 1857475.37 | 1791092.7459 | 0 | 0 | 0 | 0 | 0 | 0 | 0 | 0 | 0 | 0 | 0 | 0 | 0 | 0 | 0 | 0 | -28313.0094 | 0 | 0 | 0 | 0 | 0 | 0 | 0 | 0 | 0 | 0 | 0 | 0 | 0 | 0 | 0 | 0
2016-08-11 07:00 | 0 | 0 | 0 | 0 | 414625.7758 | 0 | 463267 | 0 | 0 | 0 | 0 | 1794467.6679 | 1805459.2239 | 0 | 0 | 0 | 0 | 0 | 0 | 0 | 0 | 0 | 0 | 0 | 0 | 0 | 0 | 0 | 0 | -63007.7022 | 14366.478 | 0 | 0 | 0 | 0 | 0 | 0 | 0 | 0 | 0 | 0 | 0 | 0 | 0 | 0 | 0
2016-08-11 08:00 | 0 | 0 | 0 | 0 | 389300.642 | 0 | 454853 | 0 | 0 | 0 | 0 | 1728915.3098 | 1805459.2239 | 0 | 0 | 0 | 0 | 0 | 0 | 0 | 0 | 0 | 0 | 0 | 0 | 0 | 0 | 0 | 0 | -65552.358 | 0 | 0 | 0 | 0 | 0 | 0 | 0 | 0 | 0 | 0 | 0 | 0 | 0 | 0 | 0 | 0
2016-08-11 09:00 | 0 | 0 | 0 | 0 | 362891.3863 | 0 | 459811 | 0 | 0 | 0 | 0 | 1631995.6961 | 1805459.2239 | 0 | 0 | 0 | 0 | 0 | 0 | 0 | 0 | 0 | 0 | 0 | 0 | 0 | 0 | 0 | 0 | -96919.6137 | 0 | 0 | 0 | 0 | 0 | 0 | 0 | 0 | 0 | 0 | 0 | 0 | 0 | 0 | 0 | 0
2016-08-11 10:00 | 0 | 0 | 0 | 0 | 341564.76 | 0 | 477411 | 0 | 0 | 0 | 0 | 1481782.9782 | 1819825.7018 | 0 | 0 | 0 | 0 | 0 | 0 | 0 | 0 | 0 | 0 | 0 | 0 | 0 | 0 | 0 | 0 | -150212.7179 | 14366.478 | 0 | 0 | 0 | 0 | 0 | 0 | 0 | 0 | 0 | 0 | 0 | 0 | 0 | 0 | 0
2016-08-11 11:00 | 0 | 0 | 0 | 0 | 331596.9827 | 0 | 496658 | 0 | 0 | 0 | 0 | 1278841.1933 | 1834192.1798 | 0 | 0 | 0 | 0 | 0 | 0 | 23514.2896 | 0 | 0 | 0 | 0 | 0 | 0 | 0 | 0 | 0 | -202941.7848 | 14366.478 | 0 | 0 | 0 | 0 | 0 | 0 | 0 | 0 | 23514.2896 | 0 | 0 | 0 | 0 | 0 | 0
2016-08-11 12:00 | 0 | 0 | 0 | 0 | 245490.0386 | 24175.0439 | 520056 | 0 | 0 | 0 | 0 | 1051964.5654 | 1834192.1798 | 0 | 0 | 0 | 0 | 0 | 0 | 0 | 0 | 0 | 0 | 0 | 0 | 0 | 0 | 0 | 0 | -226876.6279 | 0 | 0 | 0 | 0 | 0 | 0 | 0 | 0 | 0 | -23514.2896 | 0 | 0 | 0 | 0 | 0 | 0
2016-08-11 13:00 | 0 | 0 | 0 | 0 | 12280.0481 | 291458.212 | 548905 | 0 | 0 | 0 | 0 | 792431.3475 | 1848558.6578 | 0 | 0 | 0 | 0 | 0 | 0 | 0 | 0 | 0 | 0 | 0 | 0 | 0 | 0 | 0 | 0 | -259533.218 | 14366.478 | 0 | 0 | 0 | 0 | 0 | 0 | 0 | 0 | 0 | 0 | 0 | 0 | 0 | 0 | 0
2016-08-11 14:00 | 0 | 0 | 0 | 0 | 310569.363 | 543956.6145 | 584554 | 0 | 0 | 0 | 0 | 1051964.5654 | 1848558.6578 | 0 | 0 | 0 | 0 | 0 | 0 | 10438.7595 | 0 | 0 | 0 | 0 | 0 | 0 | 0 | 0 | 0 | 259533.218 | 0 | 0 | 0 | 0 | 0 | 0 | 0 | 0 | 0 | 10438.7595 | 0 | 0 | 0 | 0 | 0 | 0
2016-08-11 15:00 | 0 | 0 | 0 | 0 | 0 | 684566.8209 | 620926 | 0 | 0 | 0 | 0 | 1111677.6678 | 1862925.1358 | 0 | 0 | 0 | 0 | 0 | 0 | 0 | 0 | 0 | 0 | 0 | 0 | 0 | 0 | 0 | 0 | 59713.1024 | 14366.478 | 0 | 0 | 0 | 0 | 0 | 0 | 0 | 0 | -10438.7595 | 0 | 0 | 0 | 0 | 0 | 0
2016-08-11 16:00 | 0 | 0 | 0 | 0 | 155213.5621 | 754795.6558 | 650476 | 0 | 0 | 0 | 0 | 1371210.8858 | 1862925.1358 | 0 | 0 | 0 | 0 | 0 | 0 | 0 | 0 | 0 | 0 | 0 | 0 | 0 | 0 | 0 | 0 | 259533.218 | 0 | 0 | 0 | 0 | 0 | 0 | 0 | 0 | 0 | 0 | 0 | 0 | 0 | 0 | 0 | 0
2016-08-11 17:00 | 0 | 0 | 0 | 0 | 162165.4935 | 770206.7245 | 672839 | 0 | 0 | 0 | 0 | 1630744.1038 | 1862925.1358 | 0 | 0 | 0 | 0 | 0 | 0 | 0 | 0 | 0 | 0 | 0 | 0 | 0 | 0 | 0 | 0 | 259533.218 | 0 | 0 | 0 | 0 | 0 | 0 | 0 | 0 | 0 | 0 | 0 | 0 | 0 | 0 | 0 | 0
2016-08-11 18:00 | 0 | 0 | 0 | 0 | 0 | 765714.0172 | 691270 | 0 | 0 | 0 | 0 | 1690821.643 | 1877291.6138 | 0 | 0 | 0 | 0 | 0 | 0 | 0 | 0 | 0 | 0 | 0 | 0 | 0 | 0 | 0 | 0 | 60077.5392 | 14366.478 | 0 | 0 | 0 | 0 | 0 | 0 | 0 | 0 | 0 | 0 | 0 | 0 | 0 | 0 | 0
2016-08-11 19:00 | 0 | 0 | 0 | 0 | 222310.3734 | 755937.3225 | 704348 | 0 | 0 | 0 | 0 | 1950354.861 | 1891658.0918 | 0 | 0 | 0 | 0 | 0 | 0 | 0 | 0 | 0 | 0 | 0 | 0 | 0 | 0 | 0 | 0 | 259533.218 | 14366.478 | 0 | 0 | 0 | 0 | 0 | 0 | 0 | 0 | 0 | 0 | 0 | 0 | 0 | 0 | 0
2016-08-11 20:00 | 0 | 0 | 0 | 0 | 220951.5543 | 749809.6636 | 711228 | 0 | 0 | 0 | 0 | 2209888.0789 | 1891658.0918 | 0 | 0 | 0 | 0 | 0 | 0 | 0 | 0 | 0 | 0 | 0 | 0 | 0 | 0 | 0 | 0 | 259533.218 | 0 | 0 | 0 | 0 | 0 | 0 | 0 | 0 | 0 | 0 | 0 | 0 | 0 | 0 | 0 | 0
2016-08-11 21:00 | 0 | 0 | 0 | 0 | 212725.8177 | 736592.0113 | 712067 | 0 | 0 | 0 | 0 | 2447138.9079 | 1891658.0918 | 0 | 0 | 0 | 0 | 0 | 0 | 0 | 0 | 0 | 0 | 0 | 0 | 0 | 0 | 0 | 0 | 237250.8289 | 0 | 0 | 0 | 0 | 0 | 0 | 0 | 0 | 0 | 0 | 0 | 0 | 0 | 0 | 0 | 0
2016-08-11 22:00 | 0 | 0 | 0 | 0 | 201402.574 | 700670.1106 | 705532 | 0 | 0 | 0 | 0 | 2629313.1144 | 1906024.5697 | 0 | 0 | 0 | 0 | 0 | 0 | 0 | 0 | 0 | 0 | 0 | 0 | 0 | 0 | 0 | 0 | 182174.2066 | 14366.478 | 0 | 0 | 0 | 0 | 0 | 0 | 0 | 0 | 0 | 0 | 0 | 0 | 0 | 0 | 0
2016-08-11 23:00 | 0 | 0 | 0 | 0 | 195185.676 | 605704.7024 | 693311 | 0 | 0 | 0 | 0 | 2736892.4928 | 1906024.5697 | 0 | 0 | 0 | 0 | 0 | 0 | 0 | 0 | 0 | 0 | 0 | 0 | 0 | 0 | 0 | 0 | 107579.3784 | 0 | 0 | 0 | 0 | 0 | 0 | 0 | 0 | 0 | 0 | 0 | 0 | 0 | 0 | 0 | 0
2016-08-12 | 0 | 0 | 0 | 0 | 230629.4285 | 459714.1372 | 679786 | 0 | 0 | 0 | 0 | 2709569.291 | 1920391.0477 | 0 | 0 | 0 | 0 | 0 | 0 | 23514.2896 | 0 | 0 | 0 | 0 | 0 | 0 | 0 | 0 | 0 | -27323.2018 | 14366.478 | 0 | 0 | 0 | 0 | 0 | 0 | 0 | 0 | 23514.2896 | 0 | 0 | 0 | 0 | 0 | 0
2016-08-12 01:00 | 0 | 0 | 0 | 0 | 324594.6141 | 209390.1742 | 661145 | 0 | 0 | 0 | 0 | 2582409.0794 | 1920391.0477 | 0 | 0 | 0 | 0 | 0 | 0 | 23514.2896 | 0 | 0 | 0 | 0 | 0 | 0 | 0 | 0 | 0 | -127160.2116 | 0 | 0 | 0 | 0 | 0 | 0 | 0 | 0 | 0 | 0 | 0 | 0 | 0 | 0 | 0 | 0
2016-08-12 02:00 | 0 | 0 | 0 | 0 | 366163.0533 | 2848.0618 | 627372 | 0 | 0 | 0 | 0 | 2347562.484 | 1920391.0477 | 0 | 0 | 0 | 0 | 0 | 0 | 0 | 0 | 0 | 0 | 0 | 0 | 0 | 0 | 0 | 0 | -234846.5954 | 0 | 0 | 0 | 0 | 0 | 0 | 0 | 0 | 0 | -23514.2896 | 0 | 0 | 0 | 0 | 0 | 0
2016-08-12 03:00 | 0 | 0 | 0 | 0 | 328295.782 | 0 | 587829 | 0 | 0 | 0 | 0 | 2088029.266 | 1920391.0477 | 0 | 0 | 0 | 0 | 0 | 0 | 0 | 0 | 0 | 0 | 0 | 0 | 0 | 0 | 0 | 0 | -259533.218 | 0 | 0 | 0 | 0 | 0 | 0 | 0 | 0 | 0 | 0 | 0 | 0 | 0 | 0 | 0 | 0
2016-08-12 04:00 | 0 | 0 | 0 | 0 | 317443.846 | 0 | 552138 | 0 | 0 | 0 | 0 | 1829820.8224 | 1920391.0477 | 0 | 0 | 0 | 0 | 0 | 0 | 23514.2896 | 0 | 0 | 0 | 0 | 0 | 0 | 0 | 0 | 0 | -258208.4436 | 0 | 0 | 0 | 0 | 0 | 0 | 0 | 0 | 0 | 23514.2896 | 0 | 0 | 0 | 0 | 0 | 0
2016-08-12 05:00 | 0 | 0 | 0 | 0 | 294529.7772 | 0 | 518806 | 0 | 0 | 0 | 0 | 1591178.1216 | 1934757.5257 | 0 | 0 | 0 | 0 | 0 | 0 | 23514.2896 | 0 | 0 | 0 | 0 | 0 | 0 | 0 | 0 | 0 | -238642.7008 | 14366.478 | 0 | 0 | 0 | 0 | 0 | 0 | 0 | 0 | 0 | 0 | 0 | 0 | 0 | 0 | 0
2016-08-12 06:00 | 0 | 0 | 0 | 0 | 279183.2888 | 0 | 491927 | 0 | 0 | 0 | 0 | 1378434.4105 | 1934757.5257 | 0 | 0 | 0 | 0 | 0 | 0 | 23514.2896 | 0 | 0 | 0 | 0 | 0 | 0 | 0 | 0 | 0 | -212743.7112 | 0 | 0 | 0 | 0 | 0 | 0 | 0 | 0 | 0 | 0 | 0 | 0 | 0 | 0 | 0 | 0
2016-08-12 07:00 | 0 | 0 | 0 | 0 | 276561.1408 | 0 | 472808 | 0 | 0 | 0 | 0 | 1205701.8408 | 1934757.5257 | 0 | 0 | 0 | 0 | 0 | 0 | 0 | 0 | 0 | 0 | 0 | 0 | 0 | 0 | 0 | 0 | -172732.5696 | 0 | 0 | 0 | 0 | 0 | 0 | 0 | 0 | 0 | -23514.2896 | 0 | 0 | 0 | 0 | 0 | 0
2016-08-12 08:00 | 0 | 0 | 0 | 0 | 282210.9888 | 0 | 463193 | 0 | 0 | 0 | 0 | 1001205.54 | 1934757.5257 | 0 | 0 | 0 | 0 | 0 | 0 | 23514.2896 | 0 | 0 | 0 | 0 | 0 | 0 | 0 | 0 | 0 | -204496.3008 | 0 | 0 | 0 | 0 | 0 | 0 | 0 | 0 | 0 | 23514.2896 | 0 | 0 | 0 | 0 | 0 | 0
2016-08-12 09:00 | 0 | 0 | 0 | 0 | 284095.451 | 0 | 466210 | 0 | 0 | 0 | 0 | 819090.991 | 1934757.5257 | 0 | 0 | 0 | 0 | 0 | 0 | 23514.2896 | 0 | 0 | 0 | 0 | 0 | 0 | 0 | 0 | 0 | -182114.549 | 0 | 0 | 0 | 0 | 0 | 0 | 0 | 0 | 0 | 0 | 0 | 0 | 0 | 0 | 0 | 0
2016-08-12 10:00 | 0 | 0 | 0 | 0 | 295228.424 | 0 | 482275 | 0 | 0 | 0 | 0 | 617677.937 | 1949124.0037 | 0 | 0 | 0 | 0 | 0 | 0 | 23514.2896 | 0 | 0 | 0 | 0 | 0 | 0 | 0 | 0 | 0 | -201413.054 | 14366.478 | 0 | 0 | 0 | 0 | 0 | 0 | 0 | 0 | 0 | 0 | 0 | 0 | 0 | 0 | 0
2016-08-12 11:00 | 0 | 0 | 0 | 0 | 303078.5265 | 0 | 501898 | 0 | 0 | 0 | 0 | 416782.2301 | 1963490.4817 | 0 | 0 | 0 | 0 | 0 | 0 | 11224.0451 | 0 | 0 | 0 | 0 | 0 | 0 | 0 | 0 | 0 | -200895.7069 | 14366.478 | 0 | 0 | 0 | 0 | 0 | 0 | 0 | 0 | -12290.2445 | 0 | 0 | 0 | 0 | 0 | 0
2016-08-12 12:00 | 0 | 0 | 0 | 0 | 223062.9388 | 29955.7981 | 523776 | 0 | 0 | 0 | 0 | 157249.0121 | 1963490.4817 | 0 | 0 | 0 | 0 | 0 | 0 | 0 | 0 | 0 | 0 | 0 | 0 | 0 | 0 | 0 | 0 | -259533.218 | 0 | 0 | 0 | 0 | 0 | 0 | 0 | 0 | 0 | -11224.0451 | 0 | 0 | 0 | 0 | 0 | 0
2016-08-12 13:00 | 0 | 0 | 0 | 0 | 199205.2334 | 392614.0567 | 552524 | 0 | 0 | 0 | 0 | 196544.3022 | 1963490.4817 | 0 | 0 | 0 | 0 | 0 | 0 | 0 | 0 | 0 | 0 | 0 | 0 | 0 | 0 | 0 | 0 | 39295.2901 | 0 | 0 | 0 | 0 | 0 | 0 | 0 | 0 | 0 | 0 | 0 | 0 | 0 | 0 | 0 | 0
2016-08-12 14:00 | 0 | 0 | 0 | 0 | 129352.3312 | 613167.3567 | 585241 | 0 | 0 | 0 | 0 | 353822.9901 | 1963490.4817 | 0 | 0 | 0 | 0 | 0 | 0 | 0 | 0 | 0 | 0 | 0 | 0 | 0 | 0 | 0 | 0 | 157278.6879 | 0 | 0 | 0 | 0 | 0 | 0 | 0 | 0 | 0 | 0 | 0 | 0 | 0 | 0 | 0 | 0
2016-08-12 15:00 | 0 | 0 | 0 | 0 | 131350.4537 | 760651.2422 | 618102 | 0 | 0 | 0 | 0 | 613356.2081 | 1977856.9596 | 0 | 0 | 0 | 0 | 0 | 0 | 0 | 0 | 0 | 0 | 0 | 0 | 0 | 0 | 0 | 0 | 259533.218 | 14366.478 | 0 | 0 | 0 | 0 | 0 | 0 | 0 | 0 | 0 | 0 | 0 | 0 | 0 | 0 | 0
2016-08-12 16:00 | 0 | 0 | 0 | 0 | 84294.1951 | 820299.0229 | 645060 | 0 | 0 | 0 | 0 | 872889.4261 | 1977856.9596 | 0 | 0 | 0 | 0 | 0 | 0 | 0 | 0 | 0 | 0 | 0 | 0 | 0 | 0 | 0 | 0 | 259533.218 | 0 | 0 | 0 | 0 | 0 | 0 | 0 | 0 | 0 | 0 | 0 | 0 | 0 | 0 | 0 | 0
2016-08-12 17:00 | 0 | 0 | 0 | 0 | 112485.0345 | 828599.6615 | 667185 | 0 | 0 | 0 | 0 | 1132422.644 | 1992223.4376 | 0 | 0 | 0 | 0 | 0 | 0 | 0 | 0 | 0 | 0 | 0 | 0 | 0 | 0 | 0 | 0 | 259533.218 | 14366.478 | 0 | 0 | 0 | 0 | 0 | 0 | 0 | 0 | 0 | 0 | 0 | 0 | 0 | 0 | 0
2016-08-12 18:00 | 0 | 0 | 0 | 0 | 124565.2532 | 818097.9648 | 683130 | 0 | 0 | 0 | 0 | 1391955.862 | 1992223.4376 | 0 | 0 | 0 | 0 | 0 | 0 | 0 | 0 | 0 | 0 | 0 | 0 | 0 | 0 | 0 | 0 | 259533.218 | 0 | 0 | 0 | 0 | 0 | 0 | 0 | 0 | 0 | 0 | 0 | 0 | 0 | 0 | 0 | 0
2016-08-12 19:00 | 0 | 0 | 0 | 0 | 160674.5664 | 804830.1296 | 691605 | 0 | 0 | 0 | 0 | 1651489.08 | 2006589.9156 | 0 | 0 | 0 | 0 | 0 | 0 | 0 | 0 | 0 | 0 | 0 | 0 | 0 | 0 | 0 | 0 | 259533.218 | 14366.478 | 0 | 0 | 0 | 0 | 0 | 0 | 0 | 0 | 0 | 0 | 0 | 0 | 0 | 0 | 0
2016-08-12 20:00 | 0 | 0 | 0 | 0 | 156499.2602 | 796709.9578 | 693676 | 0 | 0 | 0 | 0 | 1911022.2979 | 2006589.9156 | 0 | 0 | 0 | 0 | 0 | 0 | 0 | 0 | 0 | 0 | 0 | 0 | 0 | 0 | 0 | 0 | 259533.218 | 0 | 0 | 0 | 0 | 0 | 0 | 0 | 0 | 0 | 0 | 0 | 0 | 0 | 0 | 0 | 0
2016-08-12 21:00 | 0 | 0 | 0 | 0 | 170992.2367 | 780217.9813 | 691677 | 0 | 0 | 0 | 0 | 2170555.5159 | 2006589.9156 | 0 | 0 | 0 | 0 | 0 | 0 | 0 | 0 | 0 | 0 | 0 | 0 | 0 | 0 | 0 | 0 | 259533.218 | 0 | 0 | 0 | 0 | 0 | 0 | 0 | 0 | 0 | 0 | 0 | 0 | 0 | 0 | 0 | 0
2016-08-12 22:00 | 0 | 0 | 0 | 0 | 207654.5424 | 742577.0668 | 681134 | 0 | 0 | 0 | 0 | 2416138.8355 | 2006589.9156 | 0 | 0 | 0 | 0 | 0 | 0 | 23514.2896 | 0 | 0 | 0 | 0 | 0 | 0 | 0 | 0 | 0 | 245583.3196 | 0 | 0 | 0 | 0 | 0 | 0 | 0 | 0 | 0 | 23514.2896 | 0 | 0 | 0 | 0 | 0 | 0
2016-08-12 23:00 | 0 | 0 | 0 | 0 | 196648.3713 | 640725.3855 | 662811 | 0 | 0 | 0 | 0 | 2614215.8819 | 2006589.9156 | 0 | 0 | 0 | 0 | 0 | 0 | 0 | 0 | 0 | 0 | 0 | 0 | 0 | 0 | 0 | 0 | 198077.0464 | 0 | 0 | 0 | 0 | 0 | 0 | 0 | 0 | 0 | -23514.2896 | 0 | 0 | 0 | 0 | 0 | 0
2016-08-13 | 0 | 0 | 0 | 0 | 200074.9741 | 481928.4624 | 647312 | 0 | 0 | 0 | 0 | 2625393.0288 | 2006589.9156 | 0 | 0 | 0 | 0 | 0 | 0 | 23514.2896 | 0 | 0 | 0 | 0 | 0 | 0 | 0 | 0 | 0 | 11177.1469 | 0 | 0 | 0 | 0 | 0 | 0 | 0 | 0 | 0 | 23514.2896 | 0 | 0 | 0 | 0 | 0 | 0
2016-08-13 01:00 | 0 | 0 | 0 | 0 | 272057.4803 | 182749.0991 | 628394 | 0 | 0 | 0 | 0 | 2437439.1302 | 2020956.3936 | 0 | 0 | 0 | 0 | 0 | 0 | 23514.2896 | 0 | 0 | 0 | 0 | 0 | 0 | 0 | 0 | 0 | -187953.8986 | 14366.478 | 0 | 0 | 0 | 0 | 0 | 0 | 0 | 0 | 0 | 0 | 0 | 0 | 0 | 0 | 0
2016-08-13 02:00 | 0 | 0 | 0 | 0 | 298271.4817 | 2456.8975 | 598858 | 0 | 0 | 0 | 0 | 2177905.9122 | 2003668.507 | 0 | 0 | 0 | 0 | 0 | 0 | 2205.7733 | 0 | 0 | 0 | 0 | 0 | 0 | 0 | 0 | 0 | -259533.218 | 0 | 17287.8865 | 0 | 0 | 0 | 0 | 0 | 0 | 0 | -21308.5163 | 0 | 0 | 0 | 0 | 0 | 0
2016-08-13 03:00 | 0 | 0 | 0 | 0 | 302671.0087 | 0 | 564410 | 0 | 0 | 0 | 0 | 1918372.6942 | 2003668.507 | 0 | 0 | 0 | 0 | 0 | 0 | 0 | 0 | 0 | 0 | 0 | 0 | 0 | 0 | 0 | 0 | -259533.218 | 0 | 0 | 0 | 0 | 0 | 0 | 0 | 0 | 0 | -2205.7733 | 0 | 0 | 0 | 0 | 0 | 0
2016-08-13 04:00 | 0 | 0 | 0 | 0 | 271433.782 | 0 | 530967 | 0 | 0 | 0 | 0 | 1658839.4763 | 2003668.507 | 0 | 0 | 0 | 0 | 0 | 0 | 0 | 0 | 0 | 0 | 0 | 0 | 0 | 0 | 0 | 0 | -259533.218 | 0 | 0 | 0 | 0 | 0 | 0 | 0 | 0 | 0 | 0 | 0 | 0 | 0 | 0 | 0 | 0
2016-08-13 05:00 | 0 | 0 | 0 | 0 | 289853.3393 | 0 | 500597 | 0 | 0 | 0 | 0 | 1424581.526 | 2003668.507 | 0 | 0 | 0 | 0 | 0 | 0 | 23514.2896 | 0 | 0 | 0 | 0 | 0 | 0 | 0 | 0 | 0 | -234257.9503 | 0 | 0 | 0 | 0 | 0 | 0 | 0 | 0 | 0 | 23514.2896 | 0 | 0 | 0 | 0 | 0 | 0
2016-08-13 06:00 | 0 | 0 | 0 | 0 | 280933.1036 | 0 | 474944 | 0 | 0 | 0 | 0 | 1239718.4412 | 2018034.985 | 0 | 0 | 0 | 0 | 0 | 0 | 0 | 0 | 0 | 0 | 0 | 0 | 0 | 0 | 0 | 0 | -184863.0848 | 14366.478 | 0 | 0 | 0 | 0 | 0 | 0 | 0 | 0 | -23514.2896 | 0 | 0 | 0 | 0 | 0 | 0
2016-08-13 07:00 | 0 | 0 | 0 | 0 | 276400.7603 | 0 | 456605 | 0 | 0 | 0 | 0 | 1059514.2016 | 2018034.985 | 0 | 0 | 0 | 0 | 0 | 0 | 0 | 0 | 0 | 0 | 0 | 0 | 0 | 0 | 0 | 0 | -180204.2397 | 0 | 0 | 0 | 0 | 0 | 0 | 0 | 0 | 0 | 0 | 0 | 0 | 0 | 0 | 0 | 0
2016-08-13 08:00 | 0 | 0 | 0 | 0 | 281459.4091 | 0 | 444618 | 0 | 0 | 0 | 0 | 872841.321 | 2018034.985 | 0 | 0 | 0 | 0 | 0 | 0 | 23514.2896 | 0 | 0 | 0 | 0 | 0 | 0 | 0 | 0 | 0 | -186672.8805 | 0 | 0 | 0 | 0 | 0 | 0 | 0 | 0 | 0 | 23514.2896 | 0 | 0 | 0 | 0 | 0 | 0
2016-08-13 09:00 | 0 | 0 | 0 | 0 | 288358.5254 | 0 | 439691 | 0 | 0 | 0 | 0 | 730656.658 | 2032401.463 | 0 | 0 | 0 | 0 | 0 | 0 | 0 | 0 | 0 | 0 | 0 | 0 | 0 | 0 | 0 | 0 | -142184.663 | 14366.478 | 0 | 0 | 0 | 0 | 0 | 0 | 0 | 0 | -23514.2896 | 0 | 0 | 0 | 0 | 0 | 0
2016-08-13 10:00 | 0 | 0 | 0 | 0 | 204881.0716 | 0 | 440900 | 0 | 0 | 0 | 0 | 471123.4401 | 2032401.463 | 0 | 0 | 0 | 0 | 0 | 0 | 23514.2896 | 0 | 0 | 0 | 0 | 0 | 0 | 0 | 0 | 0 | -259533.218 | 0 | 0 | 0 | 0 | 0 | 0 | 0 | 0 | 0 | 23514.2896 | 0 | 0 | 0 | 0 | 0 | 0
2016-08-13 11:00 | 0 | 0 | 0 | 0 | 310600.9208 | 0 | 448811 | 0 | 0 | 0 | 0 | 336614.6832 | 2046767.941 | 0 | 0 | 0 | 0 | 0 | 0 | 5446.4892 | 0 | 0 | 0 | 0 | 0 | 0 | 0 | 0 | 0 | -134508.7568 | 14366.478 | 0 | 0 | 0 | 0 | 0 | 0 | 0 | 0 | -18067.8004 | 0 | 0 | 0 | 0 | 0 | 0
2016-08-13 12:00 | 0 | 0 | 0 | 0 | 181734.7625 | 23047.5303 | 469762 | 0 | 0 | 0 | 0 | 77081.4653 | 2046767.941 | 0 | 0 | 0 | 0 | 0 | 0 | 0 | 0 | 0 | 0 | 0 | 0 | 0 | 0 | 0 | 0 | -259533.218 | 0 | 0 | 0 | 0 | 0 | 0 | 0 | 0 | 0 | -5446.4892 | 0 | 0 | 0 | 0 | 0 | 0
2016-08-13 13:00 | 0 | 0 | 0 | 0 | 121340.6416 | 314902.3711 | 498958 | 0 | 0 | 0 | 0 | 0 | 2061134.419 | 0 | 0 | 0 | 0 | 0 | 0 | 0 | 0 | 0 | 0 | 0 | 0 | 0 | 0 | 0 | 0 | -77081.4653 | 14366.478 | 0 | 0 | 0 | 0 | 0 | 0 | 0 | 0 | 0 | 0 | 0 | 0 | 0 | 0 | 0
2016-08-13 14:00 | 0 | 0 | 0 | 0 | 187125.5821 | 578489.5093 | 531719 | 0 | 0 | 0 | 0 | 233896.0915 | 2061134.419 | 0 | 0 | 0 | 0 | 0 | 0 | 0 | 0 | 0 | 0 | 0 | 0 | 0 | 0 | 0 | 0 | 233896.0915 | 0 | 0 | 0 | 0 | 0 | 0 | 0 | 0 | 0 | 0 | 0 | 0 | 0 | 0 | 0 | 0
2016-08-13 15:00 | 0 | 0 | 0 | 0 | 118226.898 | 704823.32 | 563517 | 0 | 0 | 0 | 0 | 493429.3094 | 2061134.419 | 0 | 0 | 0 | 0 | 0 | 0 | 0 | 0 | 0 | 0 | 0 | 0 | 0 | 0 | 0 | 0 | 259533.218 | 0 | 0 | 0 | 0 | 0 | 0 | 0 | 0 | 0 | 0 | 0 | 0 | 0 | 0 | 0 | 0
2016-08-13 16:00 | 0 | 0 | 0 | 0 | 89786.5181 | 774690.1779 | 590577 | 0 | 0 | 0 | 0 | 752962.5274 | 2075500.8969 | 0 | 0 | 0 | 0 | 0 | 0 | 0 | 0 | 0 | 0 | 0 | 0 | 0 | 0 | 0 | 0 | 259533.218 | 14366.478 | 0 | 0 | 0 | 0 | 0 | 0 | 0 | 0 | 0 | 0 | 0 | 0 | 0 | 0 | 0
2016-08-13 17:00 | 0 | 0 | 0 | 0 | 87489.4174 | 782073.8006 | 610030 | 0 | 0 | 0 | 0 | 1012495.7454 | 2075500.8969 | 0 | 0 | 0 | 0 | 0 | 0 | 0 | 0 | 0 | 0 | 0 | 0 | 0 | 0 | 0 | 0 | 259533.218 | 0 | 0 | 0 | 0 | 0 | 0 | 0 | 0 | 0 | 0 | 0 | 0 | 0 | 0 | 0 | 0
2016-08-13 18:00 | 0 | 0 | 0 | 0 | 127194.4561 | 772625.2399 | 625920 | 0 | 0 | 0 | 0 | 1272028.9633 | 2089867.3749 | 0 | 0 | 0 | 0 | 0 | 0 | 0 | 0 | 0 | 0 | 0 | 0 | 0 | 0 | 0 | 0 | 259533.218 | 14366.478 | 0 | 0 | 0 | 0 | 0 | 0 | 0 | 0 | 0 | 0 | 0 | 0 | 0 | 0 | 0
2016-08-13 19:00 | 0 | 0 | 0 | 0 | 148566.0467 | 763109.6492 | 637776 | 0 | 0 | 0 | 0 | 1531562.1813 | 2104233.8529 | 0 | 0 | 0 | 0 | 0 | 0 | 0 | 0 | 0 | 0 | 0 | 0 | 0 | 0 | 0 | 0 | 259533.218 | 14366.478 | 0 | 0 | 0 | 0 | 0 | 0 | 0 | 0 | 0 | 0 | 0 | 0 | 0 | 0 | 0
2016-08-13 20:00 | 0 | 0 | 0 | 0 | 0 | 760160.496 | 645466 | 0 | 0 | 0 | 0 | 1646256.6773 | 2104233.8529 | 0 | 0 | 0 | 0 | 0 | 0 | 0 | 0 | 0 | 0 | 0 | 0 | 0 | 0 | 0 | 0 | 114694.496 | 0 | 0 | 0 | 0 | 0 | 0 | 0 | 0 | 0 | 0 | 0 | 0 | 0 | 0 | 0 | 0
2016-08-13 21:00 | 0 | 0 | 0 | 0 | 157776.752 | 749696.466 | 647940 | 0 | 0 | 0 | 0 | 1905789.8952 | 2104233.8529 | 0 | 0 | 0 | 0 | 0 | 0 | 0 | 0 | 0 | 0 | 0 | 0 | 0 | 0 | 0 | 0 | 259533.218 | 0 | 0 | 0 | 0 | 0 | 0 | 0 | 0 | 0 | 0 | 0 | 0 | 0 | 0 | 0 | 0
2016-08-13 22:00 | 0 | 0 | 0 | 0 | 202143.3114 | 714866.3845 | 643110 | 0 | 0 | 0 | 0 | 2165323.1132 | 2118600.3309 | 0 | 0 | 0 | 0 | 0 | 0 | 0 | 0 | 0 | 0 | 0 | 0 | 0 | 0 | 0 | 0 | 259533.218 | 14366.478 | 0 | 0 | 0 | 0 | 0 | 0 | 0 | 0 | 0 | 0 | 0 | 0 | 0 | 0 | 0
2016-08-13 23:00 | 0 | 0 | 0 | 0 | 200786.2285 | 622766.3272 | 628592 | 0 | 0 | 0 | 0 | 2360283.6689 | 2118600.3309 | 0 | 0 | 0 | 0 | 0 | 0 | 0 | 0 | 0 | 0 | 0 | 0 | 0 | 0 | 0 | 0 | 194960.5557 | 0 | 0 | 0 | 0 | 0 | 0 | 0 | 0 | 0 | 0 | 0 | 0 | 0 | 0 | 0 | 0
2016-08-14 | 0 | 0 | 0 | 0 | 228396.5984 | 466892.6377 | 615613 | 0 | 0 | 0 | 0 | 2416445.6154 | 2118600.3309 | 0 | 0 | 0 | 0 | 0 | 0 | 23514.2896 | 0 | 0 | 0 | 0 | 0 | 0 | 0 | 0 | 0 | 56161.9465 | 0 | 0 | 0 | 0 | 0 | 0 | 0 | 0 | 0 | 23514.2896 | 0 | 0 | 0 | 0 | 0 | 0
2016-08-14 01:00 | 0 | 0 | 0 | 0 | 319415.104 | 180941.2263 | 598889 | 0 | 0 | 0 | 0 | 2327060.7574 | 2132966.8089 | 0 | 0 | 0 | 0 | 0 | 0 | 0 | 0 | 0 | 0 | 0 | 0 | 0 | 0 | 0 | 0 | -89384.8581 | 14366.478 | 0 | 0 | 0 | 0 | 0 | 0 | 0 | 0 | -23514.2896 | 0 | 0 | 0 | 0 | 0 | 0
2016-08-14 02:00 | 0 | 0 | 0 | 0 | 343418.1305 | 1994.6582 | 570370 | 0 | 0 | 0 | 0 | 2078589.2565 | 2132966.8089 | 0 | 0 | 0 | 0 | 0 | 0 | 23514.2896 | 0 | 0 | 0 | 0 | 0 | 0 | 0 | 0 | 0 | -248471.5009 | 0 | 0 | 0 | 0 | 0 | 0 | 0 | 0 | 0 | 23514.2896 | 0 | 0 | 0 | 0 | 0 | 0
2016-08-14 03:00 | 0 | 0 | 0 | 0 | 330239.774 | 0 | 539040 | 0 | 0 | 0 | 0 | 1893303.3201 | 2132966.8089 | 0 | 0 | 0 | 0 | 0 | 0 | 0 | 0 | 0 | 0 | 0 | 0 | 0 | 0 | 0 | 0 | -185285.9364 | 0 | 0 | 0 | 0 | 0 | 0 | 0 | 0 | 0 | -23514.2896 | 0 | 0 | 0 | 0 | 0 | 0
2016-08-14 04:00 | 0 | 0 | 0 | 0 | 301935.5562 | 0 | 506573 | 0 | 0 | 0 | 0 | 1650785.1087 | 2147333.2869 | 0 | 0 | 0 | 0 | 0 | 0 | 23514.2896 | 0 | 0 | 0 | 0 | 0 | 0 | 0 | 0 | 0 | -242518.2114 | 14366.478 | 0 | 0 | 0 | 0 | 0 | 0 | 0 | 0 | 23514.2896 | 0 | 0 | 0 | 0 | 0 | 0
2016-08-14 05:00 | 0 | 0 | 0 | 0 | 270928.0076 | 0 | 479368 | 0 | 0 | 0 | 0 | 1465859.4059 | 2147333.2869 | 0 | 0 | 0 | 0 | 0 | 0 | 0 | 0 | 0 | 0 | 0 | 0 | 0 | 0 | 0 | 0 | -184925.7028 | 0 | 0 | 0 | 0 | 0 | 0 | 0 | 0 | 0 | -23514.2896 | 0 | 0 | 0 | 0 | 0 | 0
2016-08-14 06:00 | 0 | 0 | 0 | 0 | 251669.113 | 0 | 454836 | 0 | 0 | 0 | 0 | 1239178.2293 | 2147333.2869 | 0 | 0 | 0 | 0 | 0 | 0 | 23514.2896 | 0 | 0 | 0 | 0 | 0 | 0 | 0 | 0 | 0 | -226681.1766 | 0 | 0 | 0 | 0 | 0 | 0 | 0 | 0 | 0 | 23514.2896 | 0 | 0 | 0 | 0 | 0 | 0
2016-08-14 07:00 | 0 | 0 | 0 | 0 | 245583.9126 | 0 | 436168 | 0 | 0 | 0 | 0 | 1057741.9535 | 2161699.7648 | 0 | 0 | 0 | 0 | 0 | 0 | 0 | 0 | 0 | 0 | 0 | 0 | 0 | 0 | 0 | 0 | -181436.2758 | 14366.478 | 0 | 0 | 0 | 0 | 0 | 0 | 0 | 0 | -23514.2896 | 0 | 0 | 0 | 0 | 0 | 0
2016-08-14 08:00 | 0 | 0 | 0 | 0 | 251863.4172 | 0 | 423088 | 0 | 0 | 0 | 0 | 886517.3707 | 2161699.7648 | 0 | 0 | 0 | 0 | 0 | 0 | 0 | 0 | 0 | 0 | 0 | 0 | 0 | 0 | 0 | 0 | -171224.5828 | 0 | 0 | 0 | 0 | 0 | 0 | 0 | 0 | 0 | 0 | 0 | 0 | 0 | 0 | 0 | 0
2016-08-14 09:00 | 0 | 0 | 0 | 0 | 255029.4958 | 0 | 416755 | 0 | 0 | 0 | 0 | 701277.5769 | 2161699.7648 | 0 | 0 | 0 | 0 | 0 | 0 | 23514.2896 | 0 | 0 | 0 | 0 | 0 | 0 | 0 | 0 | 0 | -185239.7938 | 0 | 0 | 0 | 0 | 0 | 0 | 0 | 0 | 0 | 23514.2896 | 0 | 0 | 0 | 0 | 0 | 0
2016-08-14 10:00 | 0 | 0 | 0 | 0 | 258713.6511 | 0 | 413239 | 0 | 0 | 0 | 0 | 555900.0396 | 2176066.2428 | 0 | 0 | 0 | 0 | 0 | 0 | 0 | 0 | 0 | 0 | 0 | 0 | 0 | 0 | 0 | 0 | -145377.5373 | 14366.478 | 0 | 0 | 0 | 0 | 0 | 0 | 0 | 0 | -23514.2896 | 0 | 0 | 0 | 0 | 0 | 0
2016-08-14 11:00 | 0 | 0 | 0 | 0 | 266396.2661 | 0 | 417707 | 0 | 0 | 0 | 0 | 366708.5381 | 2190432.7208 | 0 | 0 | 0 | 0 | 0 | 0 | 23514.2896 | 0 | 0 | 0 | 0 | 0 | 0 | 0 | 0 | 0 | -189191.5015 | 14366.478 | 0 | 0 | 0 | 0 | 0 | 0 | 0 | 0 | 23514.2896 | 0 | 0 | 0 | 0 | 0 | 0
2016-08-14 12:00 | 0 | 0 | 0 | 0 | 183033.9969 | 13794.75 | 437681 | 0 | 0 | 0 | 0 | 111489.807 | 2204799.1988 | 0 | 0 | 0 | 0 | 0 | 0 | 23514.2896 | 0 | 0 | 0 | 0 | 0 | 0 | 0 | 0 | 0 | -255218.7311 | 14366.478 | 0 | 0 | 0 | 0 | 0 | 0 | 0 | 0 | 0 | 0 | 0 | 0 | 0 | 0 | 0
2016-08-14 13:00 | 0 | 0 | 0 | 0 | 80887.6964 | 291433.3939 | 467631 | 0 | 0 | 0 | 0 | 39694.1869 | 2204799.1988 | 0 | 0 | 0 | 0 | 0 | 0 | 0 | 0 | 0 | 0 | 0 | 0 | 0 | 0 | 0 | 0 | -71795.6201 | 0 | 0 | 0 | 0 | 0 | 0 | 0 | 0 | 0 | -23514.2896 | 0 | 0 | 0 | 0 | 0 | 0
2016-08-14 14:00 | 0 | 0 | 0 | 0 | 0 | 576653.0477 | 499596 | 0 | 0 | 0 | 0 | 116751.2346 | 2204799.1988 | 0 | 0 | 0 | 0 | 0 | 0 | 0 | 0 | 0 | 0 | 0 | 0 | 0 | 0 | 0 | 0 | 77057.0477 | 0 | 0 | 0 | 0 | 0 | 0 | 0 | 0 | 0 | 0 | 0 | 0 | 0 | 0 | 0 | 0
2016-08-14 15:00 | 0 | 0 | 0 | 0 | 68645.3953 | 736097.3007 | 530843 | 0 | 0 | 0 | 0 | 376284.4526 | 2219165.6768 | 0 | 0 | 0 | 0 | 0 | 0 | 0 | 0 | 0 | 0 | 0 | 0 | 0 | 0 | 0 | 0 | 259533.218 | 14366.478 | 0 | 0 | 0 | 0 | 0 | 0 | 0 | 0 | 0 | 0 | 0 | 0 | 0 | 0 | 0
2016-08-14 16:00 | 0 | 0 | 0 | 0 | 25533.7529 | 807255.9431 | 558890 | 0 | 0 | 0 | 0 | 635817.6705 | 2233532.1547 | 0 | 0 | 0 | 0 | 0 | 0 | 0 | 0 | 0 | 0 | 0 | 0 | 0 | 0 | 0 | 0 | 259533.218 | 14366.478 | 0 | 0 | 0 | 0 | 0 | 0 | 0 | 0 | 0 | 0 | 0 | 0 | 0 | 0 | 0
2016-08-14 17:00 | 0 | 0 | 0 | 0 | 23015.0553 | 817479.1627 | 580961 | 0 | 0 | 0 | 0 | 895350.8885 | 2233532.1547 | 0 | 0 | 0 | 0 | 0 | 0 | 0 | 0 | 0 | 0 | 0 | 0 | 0 | 0 | 0 | 0 | 259533.218 | 0 | 0 | 0 | 0 | 0 | 0 | 0 | 0 | 0 | 0 | 0 | 0 | 0 | 0 | 0 | 0
2016-08-14 18:00 | 0 | 0 | 0 | 0 | 0 | 809393.0452 | 597919 | 0 | 0 | 0 | 0 | 1092458.4558 | 2247898.6327 | 0 | 0 | 0 | 0 | 0 | 0 | 0 | 0 | 0 | 0 | 0 | 0 | 0 | 0 | 0 | 0 | 197107.5672 | 14366.478 | 0 | 0 | 0 | 0 | 0 | 0 | 0 | 0 | 0 | 0 | 0 | 0 | 0 | 0 | 0
2016-08-14 19:00 | 0 | 0 | 0 | 0 | 0 | 798615.2797 | 610934 | 0 | 0 | 0 | 0 | 1265773.2575 | 2262265.1107 | 0 | 0 | 0 | 0 | 0 | 0 | 0 | 0 | 0 | 0 | 0 | 0 | 0 | 0 | 0 | 0 | 173314.8017 | 14366.478 | 0 | 0 | 0 | 0 | 0 | 0 | 0 | 0 | 0 | 0 | 0 | 0 | 0 | 0 | 0
2016-08-14 20:00 | 0 | 0 | 0 | 0 | 99624.2429 | 795193.453 | 620918 | 0 | 0 | 0 | 0 | 1525306.4754 | 2276631.5887 | 0 | 0 | 0 | 0 | 0 | 0 | 0 | 0 | 0 | 0 | 0 | 0 | 0 | 0 | 0 | 0 | 259533.218 | 14366.478 | 0 | 0 | 0 | 0 | 0 | 0 | 0 | 0 | 0 | 0 | 0 | 0 | 0 | 0 | 0
2016-08-14 21:00 | 0 | 0 | 0 | 0 | 0 | 785903.8136 | 627236 | 0 | 0 | 0 | 0 | 1683974.2891 | 2276631.5887 | 0 | 0 | 0 | 0 | 0 | 0 | 0 | 0 | 0 | 0 | 0 | 0 | 0 | 0 | 0 | 0 | 158667.8136 | 0 | 0 | 0 | 0 | 0 | 0 | 0 | 0 | 0 | 0 | 0 | 0 | 0 | 0 | 0 | 0
2016-08-14 22:00 | 0 | 0 | 0 | 0 | 135649.4566 | 756895.6131 | 625583 | 0 | 0 | 0 | 0 | 1943507.507 | 2276631.5887 | 0 | 0 | 0 | 0 | 0 | 0 | 7428.8518 | 0 | 0 | 0 | 0 | 0 | 0 | 0 | 0 | 0 | 259533.218 | 0 | 0 | 0 | 0 | 0 | 0 | 0 | 0 | 0 | 7428.8518 | 0 | 0 | 0 | 0 | 0 | 0
2016-08-14 23:00 | 0 | 0 | 0 | 0 | 0 | 662338.9752 | 616316 | 0 | 0 | 0 | 0 | 1996959.334 | 2276631.5887 | 0 | 0 | 0 | 0 | 0 | 0 | 0 | 0 | 0 | 0 | 0 | 0 | 0 | 0 | 0 | 0 | 53451.827 | 0 | 0 | 0 | 0 | 0 | 0 | 0 | 0 | 0 | -7428.8518 | 0 | 0 | 0 | 0 | 0 | 0
2016-08-15 | 0 | 0 | 0 | 0 | 263930.2384 | 509838.6098 | 607623 | 0 | 0 | 0 | 0 | 2148738.7043 | 2290998.0667 | 0 | 0 | 0 | 0 | 0 | 0 | 0 | 0 | 0 | 0 | 0 | 0 | 0 | 0 | 0 | 0 | 151779.3702 | 14366.478 | 0 | 0 | 0 | 0 | 0 | 0 | 0 | 0 | 0 | 0 | 0 | 0 | 0 | 0 | 0
2016-08-15 01:00 | 0 | 0 | 0 | 0 | 411819.7327 | 174711.8371 | 594043 | 0 | 0 | 0 | 0 | 2126860.7961 | 2305364.5447 | 0 | 0 | 0 | 0 | 0 | 0 | 0 | 0 | 0 | 0 | 0 | 0 | 0 | 0 | 0 | 0 | -21877.9082 | 14366.478 | 0 | 0 | 0 | 0 | 0 | 0 | 0 | 0 | 0 | 0 | 0 | 0 | 0 | 0 | 0
2016-08-15 02:00 | 0 | 0 | 0 | 0 | 478100.2692 | 1938.1339 | 565864 | 0 | 0 | 0 | 0 | 2041035.1992 | 2305364.5447 | 0 | 0 | 0 | 0 | 0 | 0 | 0 | 0 | 0 | 0 | 0 | 0 | 0 | 0 | 0 | 0 | -85825.5969 | 0 | 0 | 0 | 0 | 0 | 0 | 0 | 0 | 0 | 0 | 0 | 0 | 0 | 0 | 0 | 0
2016-08-15 03:00 | 0 | 0 | 0 | 0 | 484154.4596 | 0 | 531803 | 0 | 0 | 0 | 0 | 1993386.6588 | 2305364.5447 | 0 | 0 | 0 | 0 | 0 | 0 | 0 | 0 | 0 | 0 | 0 | 0 | 0 | 0 | 0 | 0 | -47648.5404 | 0 | 0 | 0 | 0 | 0 | 0 | 0 | 0 | 0 | 0 | 0 | 0 | 0 | 0 | 0 | 0
2016-08-15 04:00 | 0 | 0 | 0 | 0 | 458174.8812 | 0 | 498640 | 0 | 0 | 0 | 0 | 1938555.062 | 2319731.0226 | 0 | 0 | 0 | 0 | 0 | 0 | 0 | 0 | 0 | 0 | 0 | 0 | 0 | 0 | 0 | 0 | -54831.5968 | 14366.478 | 0 | 0 | 0 | 0 | 0 | 0 | 0 | 0 | 0 | 0 | 0 | 0 | 0 | 0 | 0
2016-08-15 05:00 | 0 | 0 | 0 | 0 | 417584.9147 | 0 | 471763 | 0 | 0 | 0 | 0 | 1884376.9767 | 2319731.0226 | 0 | 0 | 0 | 0 | 0 | 0 | 0 | 0 | 0 | 0 | 0 | 0 | 0 | 0 | 0 | 0 | -54178.0853 | 0 | 0 | 0 | 0 | 0 | 0 | 0 | 0 | 0 | 0 | 0 | 0 | 0 | 0 | 0 | 0
2016-08-15 06:00 | 0 | 0 | 0 | 0 | 367155.4196 | 0 | 448691 | 0 | 0 | 0 | 0 | 1802841.3964 | 2319731.0226 | 0 | 0 | 0 | 0 | 0 | 0 | 0 | 0 | 0 | 0 | 0 | 0 | 0 | 0 | 0 | 0 | -81535.5804 | 0 | 0 | 0 | 0 | 0 | 0 | 0 | 0 | 0 | 0 | 0 | 0 | 0 | 0 | 0 | 0
2016-08-15 07:00 | 0 | 0 | 0 | 0 | 321944.4199 | 0 | 433241 | 0 | 0 | 0 | 0 | 1677178.3383 | 2334097.5006 | 0 | 0 | 0 | 0 | 0 | 0 | 0 | 0 | 0 | 0 | 0 | 0 | 0 | 0 | 0 | 0 | -125663.0581 | 14366.478 | 0 | 0 | 0 | 0 | 0 | 0 | 0 | 0 | 0 | 0 | 0 | 0 | 0 | 0 | 0
2016-08-15 08:00 | 0 | 0 | 0 | 0 | 296067.3045 | 0 | 426487 | 0 | 0 | 0 | 0 | 1546758.6428 | 2334097.5006 | 0 | 0 | 0 | 0 | 0 | 0 | 0 | 0 | 0 | 0 | 0 | 0 | 0 | 0 | 0 | 0 | -130419.6955 | 0 | 0 | 0 | 0 | 0 | 0 | 0 | 0 | 0 | 0 | 0 | 0 | 0 | 0 | 0 | 0
2016-08-15 09:00 | 0 | 0 | 0 | 0 | 275115.3819 | 0 | 430827 | 0 | 0 | 0 | 0 | 1353166.2571 | 2348463.9786 | 0 | 0 | 0 | 0 | 0 | 0 | 23514.2896 | 0 | 0 | 0 | 0 | 0 | 0 | 0 | 0 | 0 | -193592.3857 | 14366.478 | 0 | 0 | 0 | 0 | 0 | 0 | 0 | 0 | 23514.2896 | 0 | 0 | 0 | 0 | 0 | 0
2016-08-15 10:00 | 0 | 0 | 0 | 0 | 255687.0847 | 0 | 448712 | 0 | 0 | 0 | 0 | 1145774.8638 | 2362830.4566 | 0 | 0 | 0 | 0 | 0 | 0 | 23514.2896 | 0 | 0 | 0 | 0 | 0 | 0 | 0 | 0 | 0 | -207391.3932 | 14366.478 | 0 | 0 | 0 | 0 | 0 | 0 | 0 | 0 | 0 | 0 | 0 | 0 | 0 | 0 | 0
2016-08-15 11:00 | 0 | 0 | 0 | 0 | 245998.4726 | 0 | 470395 | 0 | 0 | 0 | 0 | 930526.148 | 2377196.9346 | 0 | 0 | 0 | 0 | 0 | 0 | 0 | 0 | 0 | 0 | 0 | 0 | 0 | 0 | 0 | 0 | -215248.7158 | 14366.478 | 0 | 0 | 0 | 0 | 0 | 0 | 0 | 0 | -23514.2896 | 0 | 0 | 0 | 0 | 0 | 0
2016-08-15 12:00 | 0 | 0 | 0 | 0 | 164005.8789 | 12789.6952 | 491924 | 0 | 0 | 0 | 0 | 670992.93 | 2321601.7267 | 0 | 0 | 0 | 0 | 0 | 0 | 0 | 0 | 0 | 0 | 0 | 0 | 0 | 0 | 0 | 0 | -259533.218 | 0 | 55595.2079 | 0 | 0 | 0 | 0 | 0 | 0 | 0 | 0 | 0 | 0 | 0 | 0 | 0 | 0
2016-08-15 13:00 | 0 | 0 | 0 | 0 | 0 | 320305.1999 | 518273 | 0 | 0 | 0 | 0 | 435144.3624 | 2335968.2046 | 0 | 0 | 0 | 0 | 0 | 0 | 23514.2896 | 0 | 0 | 0 | 0 | 0 | 0 | 0 | 0 | 0 | -235848.5677 | 14366.478 | 0 | 0 | 0 | 0 | 0 | 0 | 0 | 0 | 23514.2896 | 0 | 0 | 0 | 0 | 0 | 0
2016-08-15 14:00 | 0 | 0 | 0 | 0 | 88308.8272 | 613618.8916 | 549237 | 0 | 0 | 0 | 0 | 587835.0812 | 2335968.2046 | 0 | 0 | 0 | 0 | 0 | 0 | 23514.2896 | 0 | 0 | 0 | 0 | 0 | 0 | 0 | 0 | 0 | 152690.7188 | 0 | 0 | 0 | 0 | 0 | 0 | 0 | 0 | 0 | 0 | 0 | 0 | 0 | 0 | 0 | 0
2016-08-15 15:00 | 0 | 0 | 0 | 0 | 0 | 748279.9273 | 578771 | 0 | 0 | 0 | 0 | 780858.298 | 2335968.2046 | 0 | 0 | 0 | 0 | 0 | 0 | 0 | 0 | 0 | 0 | 0 | 0 | 0 | 0 | 0 | 0 | 193023.2169 | 0 | 0 | 0 | 0 | 0 | 0 | 0 | 0 | 0 | -23514.2896 | 0 | 0 | 0 | 0 | 0 | 0
2016-08-15 16:00 | 0 | 0 | 0 | 0 | 0 | 819335.4779 | 603983 | 0 | 0 | 0 | 0 | 1040391.516 | 2291787.4646 | 0 | 0 | 0 | 0 | 0 | 0 | 0 | 0 | 0 | 0 | 0 | 0 | 0 | 0 | 0 | 0 | 259533.218 | 14366.478 | 58547.218 | 0 | 0 | 0 | 0 | 0 | 0 | 0 | 0 | 0 | 0 | 0 | 0 | 0 | 0
2016-08-15 17:00 | 0 | 0 | 0 | 0 | 75565.6664 | 823523.0295 | 625189 | 0 | 0 | 0 | 0 | 1299924.734 | 2306153.9426 | 0 | 0 | 0 | 0 | 0 | 0 | 0 | 0 | 0 | 0 | 0 | 0 | 0 | 0 | 0 | 0 | 259533.218 | 14366.478 | 0 | 0 | 0 | 0 | 0 | 0 | 0 | 0 | 0 | 0 | 0 | 0 | 0 | 0 | 0
2016-08-15 18:00 | 0 | 0 | 0 | 0 | 82436.3601 | 816870.8579 | 639774 | 0 | 0 | 0 | 0 | 1559457.9519 | 2306153.9426 | 0 | 0 | 0 | 0 | 0 | 0 | 0 | 0 | 0 | 0 | 0 | 0 | 0 | 0 | 0 | 0 | 259533.218 | 0 | 0 | 0 | 0 | 0 | 0 | 0 | 0 | 0 | 0 | 0 | 0 | 0 | 0 | 0 | 0
2016-08-15 19:00 | 0 | 0 | 0 | 0 | 0 | 807843.8155 | 650054 | 0 | 0 | 0 | 0 | 1702881.2895 | 2320520.4206 | 0 | 0 | 0 | 0 | 0 | 0 | 0 | 0 | 0 | 0 | 0 | 0 | 0 | 0 | 0 | 0 | 143423.3375 | 14366.478 | 0 | 0 | 0 | 0 | 0 | 0 | 0 | 0 | 0 | 0 | 0 | 0 | 0 | 0 | 0
2016-08-15 20:00 | 0 | 0 | 0 | 0 | 85814.1257 | 806983.8427 | 657927 | 0 | 0 | 0 | 0 | 1923385.7799 | 2334886.8986 | 0 | 0 | 0 | 0 | 0 | 0 | 0 | 0 | 0 | 0 | 0 | 0 | 0 | 0 | 0 | 0 | 220504.4904 | 14366.478 | 0 | 0 | 0 | 0 | 0 | 0 | 0 | 0 | 0 | 0 | 0 | 0 | 0 | 0 | 0
2016-08-15 21:00 | 0 | 0 | 0 | 0 | 83176.2666 | 800016.9758 | 659978 | 0 | 0 | 0 | 0 | 2146601.0222 | 2334886.8986 | 0 | 0 | 0 | 0 | 0 | 0 | 0 | 0 | 0 | 0 | 0 | 0 | 0 | 0 | 0 | 0 | 223215.2423 | 0 | 0 | 0 | 0 | 0 | 0 | 0 | 0 | 0 | 0 | 0 | 0 | 0 | 0 | 0 | 0
2016-08-15 22:00 | 0 | 0 | 0 | 0 | 85590.7634 | 761974.6885 | 653805 | 0 | 0 | 0 | 0 | 2316847.1845 | 2334886.8986 | 0 | 0 | 0 | 0 | 0 | 0 | 23514.2896 | 0 | 0 | 0 | 0 | 0 | 0 | 0 | 0 | 0 | 170246.1623 | 0 | 0 | 0 | 0 | 0 | 0 | 0 | 0 | 0 | 23514.2896 | 0 | 0 | 0 | 0 | 0 | 0
2016-08-15 23:00 | 0 | 0 | 0 | 0 | 0 | 673100.7375 | 641039 | 0 | 0 | 0 | 0 | 2372423.2116 | 2334886.8986 | 0 | 0 | 0 | 0 | 0 | 0 | 0 | 0 | 0 | 0 | 0 | 0 | 0 | 0 | 0 | 0 | 55576.0271 | 0 | 0 | 0 | 0 | 0 | 0 | 0 | 0 | 0 | -23514.2896 | 0 | 0 | 0 | 0 | 0 | 0
2016-08-16 | 0 | 0 | 0 | 0 | 0 | 465330.4031 | 631686 | 0 | 0 | 0 | 0 | 2206067.6147 | 2334886.8986 | 0 | 0 | 0 | 0 | 0 | 0 | 0 | 0 | 0 | 0 | 0 | 0 | 0 | 0 | 0 | 0 | -166355.5969 | 0 | 0 | 0 | 0 | 0 | 0 | 0 | 0 | 0 | 0 | 0 | 0 | 0 | 0 | 0 | 0
2016-08-16 01:00 | 0 | 0 | 0 | 0 | 374704.0478 | 154624.824 | 615028 | 0 | 0 | 0 | 0 | 2106002.0085 | 2349253.3765 | 0 | 0 | 0 | 0 | 0 | 0 | 0 | 0 | 0 | 0 | 0 | 0 | 0 | 0 | 0 | 0 | -100065.6062 | 14366.478 | 0 | 0 | 0 | 0 | 0 | 0 | 0 | 0 | 0 | 0 | 0 | 0 | 0 | 0 | 0
2016-08-16 02:00 | 0 | 0 | 0 | 0 | 452957.5305 | 1375.3446 | 582698 | 0 | 0 | 0 | 0 | 1977636.8836 | 2349253.3765 | 0 | 0 | 0 | 0 | 0 | 0 | 0 | 0 | 0 | 0 | 0 | 0 | 0 | 0 | 0 | 0 | -128365.1248 | 0 | 0 | 0 | 0 | 0 | 0 | 0 | 0 | 0 | 0 | 0 | 0 | 0 | 0 | 0 | 0
2016-08-16 03:00 | 0 | 0 | 0 | 0 | 447632.9299 | 0 | 545197 | 0 | 0 | 0 | 0 | 1880072.8136 | 2349253.3765 | 0 | 0 | 0 | 0 | 0 | 0 | 0 | 0 | 0 | 0 | 0 | 0 | 0 | 0 | 0 | 0 | -97564.0701 | 0 | 0 | 0 | 0 | 0 | 0 | 0 | 0 | 0 | 0 | 0 | 0 | 0 | 0 | 0 | 0
2016-08-16 04:00 | 0 | 0 | 0 | 0 | 413461.7886 | 0 | 509549 | 0 | 0 | 0 | 0 | 1769619.1242 | 2363619.8545 | 0 | 0 | 0 | 0 | 0 | 0 | 0 | 0 | 0 | 0 | 0 | 0 | 0 | 0 | 0 | 0 | -110453.6894 | 14366.478 | 0 | 0 | 0 | 0 | 0 | 0 | 0 | 0 | 0 | 0 | 0 | 0 | 0 | 0 | 0
2016-08-16 05:00 | 0 | 0 | 0 | 0 | 371397.516 | 0 | 478492 | 0 | 0 | 0 | 0 | 1662524.6402 | 2363619.8545 | 0 | 0 | 0 | 0 | 0 | 0 | 0 | 0 | 0 | 0 | 0 | 0 | 0 | 0 | 0 | 0 | -107094.484 | 0 | 0 | 0 | 0 | 0 | 0 | 0 | 0 | 0 | 0 | 0 | 0 | 0 | 0 | 0 | 0
2016-08-16 06:00 | 0 | 0 | 0 | 0 | 332439.4118 | 0 | 454127 | 0 | 0 | 0 | 0 | 1517322.7624 | 2363619.8545 | 0 | 0 | 0 | 0 | 0 | 0 | 23514.2896 | 0 | 0 | 0 | 0 | 0 | 0 | 0 | 0 | 0 | -145201.8778 | 0 | 0 | 0 | 0 | 0 | 0 | 0 | 0 | 0 | 23514.2896 | 0 | 0 | 0 | 0 | 0 | 0
2016-08-16 07:00 | 0 | 0 | 0 | 0 | 302612.5484 | 0 | 437248 | 0 | 0 | 0 | 0 | 1391835.1224 | 2377986.3325 | 0 | 0 | 0 | 0 | 0 | 0 | 0 | 0 | 0 | 0 | 0 | 0 | 0 | 0 | 0 | 0 | -125487.64 | 14366.478 | 0 | 0 | 0 | 0 | 0 | 0 | 0 | 0 | -23514.2896 | 0 | 0 | 0 | 0 | 0 | 0
2016-08-16 08:00 | 0 | 0 | 0 | 0 | 287847.0807 | 0 | 429944 | 0 | 0 | 0 | 0 | 1249738.2032 | 2377986.3325 | 0 | 0 | 0 | 0 | 0 | 0 | 0 | 0 | 0 | 0 | 0 | 0 | 0 | 0 | 0 | 0 | -142096.9193 | 0 | 0 | 0 | 0 | 0 | 0 | 0 | 0 | 0 | 0 | 0 | 0 | 0 | 0 | 0 | 0
2016-08-16 09:00 | 0 | 0 | 0 | 0 | 268110.1842 | 0 | 434927 | 0 | 0 | 0 | 0 | 1045040.6198 | 2392352.8105 | 0 | 0 | 0 | 0 | 0 | 0 | 23514.2896 | 0 | 0 | 0 | 0 | 0 | 0 | 0 | 0 | 0 | -204697.5834 | 14366.478 | 0 | 0 | 0 | 0 | 0 | 0 | 0 | 0 | 23514.2896 | 0 | 0 | 0 | 0 | 0 | 0
2016-08-16 10:00 | 0 | 0 | 0 | 0 | 248221.8685 | 0 | 453229 | 0 | 0 | 0 | 0 | 825667.0103 | 2406719.2885 | 0 | 0 | 0 | 0 | 0 | 0 | 23514.2896 | 0 | 0 | 0 | 0 | 0 | 0 | 0 | 0 | 0 | -219373.6095 | 14366.478 | 0 | 0 | 0 | 0 | 0 | 0 | 0 | 0 | 0 | 0 | 0 | 0 | 0 | 0 | 0
2016-08-16 11:00 | 0 | 0 | 0 | 0 | 229152.9701 | 0 | 473966 | 0 | 0 | 0 | 0 | 604368.27 | 2406719.2885 | 0 | 0 | 0 | 0 | 0 | 0 | 0 | 0 | 0 | 0 | 0 | 0 | 0 | 0 | 0 | 0 | -221298.7403 | 0 | 0 | 0 | 0 | 0 | 0 | 0 | 0 | 0 | -23514.2896 | 0 | 0 | 0 | 0 | 0 | 0
2016-08-16 12:00 | 0 | 0 | 0 | 0 | 140262.3658 | 9561.8827 | 495516 | 0 | 0 | 0 | 0 | 344835.052 | 2320560.7549 | 0 | 0 | 0 | 0 | 0 | 0 | 0 | 0 | 0 | 0 | 0 | 0 | 0 | 0 | 0 | 0 | -259533.218 | 0 | 86158.5335 | 0 | 0 | 0 | 0 | 0 | 0 | 0 | 0 | 0 | 0 | 0 | 0 | 0 | 0
2016-08-16 13:00 | 0 | 0 | 0 | 0 | 51539.6392 | 293323.2044 | 521078 | 0 | 0 | 0 | 0 | 145105.606 | 2320560.7549 | 0 | 0 | 0 | 0 | 0 | 0 | 23514.2896 | 0 | 0 | 0 | 0 | 0 | 0 | 0 | 0 | 0 | -199729.446 | 0 | 0 | 0 | 0 | 0 | 0 | 0 | 0 | 0 | 23514.2896 | 0 | 0 | 0 | 0 | 0 | 0
2016-08-16 14:00 | 0 | 0 | 0 | 0 | 0 | 591371.9336 | 551975 | 0 | 0 | 0 | 0 | 193650.3512 | 2334927.2329 | 0 | 0 | 0 | 0 | 0 | 0 | 0 | 0 | 0 | 0 | 0 | 0 | 0 | 0 | 0 | 0 | 48544.7452 | 14366.478 | 0 | 0 | 0 | 0 | 0 | 0 | 0 | 0 | -23514.2896 | 0 | 0 | 0 | 0 | 0 | 0
2016-08-16 15:00 | 0 | 0 | 0 | 0 | 60498.3193 | 732888.7962 | 581844 | 0 | 0 | 0 | 0 | 390826.9887 | 2349293.7109 | 0 | 0 | 0 | 0 | 0 | 0 | 0 | 0 | 0 | 0 | 0 | 0 | 0 | 0 | 0 | 0 | 197176.6374 | 14366.478 | 0 | 0 | 0 | 0 | 0 | 0 | 0 | 0 | 0 | 0 | 0 | 0 | 0 | 0 | 0
2016-08-16 16:00 | 0 | 0 | 0 | 0 | 0 | 808304.7585 | 607904 | 0 | 0 | 0 | 0 | 591227.7472 | 2349293.7109 | 0 | 0 | 0 | 0 | 0 | 0 | 0 | 0 | 0 | 0 | 0 | 0 | 0 | 0 | 0 | 0 | 200400.7585 | 0 | 0 | 0 | 0 | 0 | 0 | 0 | 0 | 0 | 0 | 0 | 0 | 0 | 0 | 0 | 0
2016-08-16 17:00 | 0 | 0 | 0 | 0 | 53492.2015 | 816942.8501 | 629406 | 0 | 0 | 0 | 0 | 817890.3209 | 2363660.1889 | 0 | 0 | 0 | 0 | 0 | 0 | 0 | 0 | 0 | 0 | 0 | 0 | 0 | 0 | 0 | 0 | 226662.5737 | 14366.478 | 0 | 0 | 0 | 0 | 0 | 0 | 0 | 0 | 0 | 0 | 0 | 0 | 0 | 0 | 0
2016-08-16 18:00 | 0 | 0 | 0 | 0 | 56750.9346 | 812356.8993 | 645681 | 0 | 0 | 0 | 0 | 1026950.6768 | 2378026.6669 | 0 | 0 | 0 | 0 | 0 | 0 | 0 | 0 | 0 | 0 | 0 | 0 | 0 | 0 | 0 | 0 | 209060.3559 | 14366.478 | 0 | 0 | 0 | 0 | 0 | 0 | 0 | 0 | 0 | 0 | 0 | 0 | 0 | 0 | 0
2016-08-16 19:00 | 0 | 0 | 0 | 0 | 0 | 800332.6929 | 655792 | 0 | 0 | 0 | 0 | 1157124.8917 | 2392393.1448 | 0 | 0 | 0 | 0 | 0 | 0 | 0 | 0 | 0 | 0 | 0 | 0 | 0 | 0 | 0 | 0 | 130174.2149 | 14366.478 | 0 | 0 | 0 | 0 | 0 | 0 | 0 | 0 | 0 | 0 | 0 | 0 | 0 | 0 | 0
2016-08-16 20:00 | 0 | 0 | 0 | 0 | 66624.0735 | 793104.0551 | 662781 | 0 | 0 | 0 | 0 | 1354072.0204 | 2392393.1448 | 0 | 0 | 0 | 0 | 0 | 0 | 0 | 0 | 0 | 0 | 0 | 0 | 0 | 0 | 0 | 0 | 196947.1287 | 0 | 0 | 0 | 0 | 0 | 0 | 0 | 0 | 0 | 0 | 0 | 0 | 0 | 0 | 0 | 0
2016-08-16 21:00 | 0 | 0 | 0 | 0 | 69192.5812 | 776459.4584 | 666103 | 0 | 0 | 0 | 0 | 1510106.7704 | 2392393.1448 | 0 | 0 | 0 | 0 | 0 | 0 | 23514.2896 | 0 | 0 | 0 | 0 | 0 | 0 | 0 | 0 | 0 | 156034.75 | 0 | 0 | 0 | 0 | 0 | 0 | 0 | 0 | 0 | 23514.2896 | 0 | 0 | 0 | 0 | 0 | 0
2016-08-16 22:00 | 0 | 0 | 0 | 0 | 72679.0883 | 735210.6731 | 660448 | 0 | 0 | 0 | 0 | 1657548.5318 | 2392393.1448 | 0 | 0 | 0 | 0 | 0 | 0 | 23514.2896 | 0 | 0 | 0 | 0 | 0 | 0 | 0 | 0 | 0 | 147441.7614 | 0 | 0 | 0 | 0 | 0 | 0 | 0 | 0 | 0 | 0 | 0 | 0 | 0 | 0 | 0 | 0
2016-08-16 23:00 | 0 | 0 | 0 | 0 | 84340.636 | 628536.5293 | 649221 | 0 | 0 | 0 | 0 | 1721204.6971 | 2392393.1448 | 0 | 0 | 0 | 0 | 0 | 0 | 23514.2896 | 0 | 0 | 0 | 0 | 0 | 0 | 0 | 0 | 0 | 63656.1653 | 0 | 0 | 0 | 0 | 0 | 0 | 0 | 0 | 0 | 0 | 0 | 0 | 0 | 0 | 0 | 0
2016-08-17 | 0 | 0 | 0 | 0 | 149777.7066 | 463774.7294 | 639748 | 0 | 0 | 0 | 0 | 1704156.9447 | 2406759.6228 | 0 | 0 | 0 | 0 | 0 | 0 | 0 | 0 | 0 | 0 | 0 | 0 | 0 | 0 | 0 | 0 | -17047.7523 | 14366.478 | 0 | 0 | 0 | 0 | 0 | 0 | 0 | 0 | -23514.2896 | 0 | 0 | 0 | 0 | 0 | 0
2016-08-17 01:00 | 0 | 0 | 0 | 0 | 220243.1916 | 157068.0684 | 622478 | 0 | 0 | 0 | 0 | 1444623.7267 | 2421126.1008 | 0 | 0 | 0 | 0 | 0 | 0 | 0 | 0 | 0 | 0 | 0 | 0 | 0 | 0 | 0 | 0 | -259533.218 | 14366.478 | 0 | 0 | 0 | 0 | 0 | 0 | 0 | 0 | 0 | 0 | 0 | 0 | 0 | 0 | 0
2016-08-17 02:00 | 0 | 0 | 0 | 0 | 457124.4996 | 1089.9484 | 589902 | 0 | 0 | 0 | 0 | 1312936.1747 | 2421126.1008 | 0 | 0 | 0 | 0 | 0 | 0 | 0 | 0 | 0 | 0 | 0 | 0 | 0 | 0 | 0 | 0 | -131687.552 | 0 | 0 | 0 | 0 | 0 | 0 | 0 | 0 | 0 | 0 | 0 | 0 | 0 | 0 | 0 | 0
2016-08-17 03:00 | 0 | 0 | 0 | 0 | 507070.139 | 0 | 551696 | 0 | 0 | 0 | 0 | 1268310.3138 | 2421126.1008 | 0 | 0 | 0 | 0 | 0 | 0 | 0 | 0 | 0 | 0 | 0 | 0 | 0 | 0 | 0 | 0 | -44625.861 | 0 | 0 | 0 | 0 | 0 | 0 | 0 | 0 | 0 | 0 | 0 | 0 | 0 | 0 | 0 | 0
2016-08-17 04:00 | 0 | 0 | 0 | 0 | 504843.2355 | 0 | 516398 | 0 | 0 | 0 | 0 | 1242389.0713 | 2435492.5788 | 0 | 0 | 0 | 0 | 0 | 0 | 0 | 0 | 0 | 0 | 0 | 0 | 0 | 0 | 0 | 0 | -25921.2425 | 14366.478 | 0 | 0 | 0 | 0 | 0 | 0 | 0 | 0 | 0 | 0 | 0 | 0 | 0 | 0 | 0
2016-08-17 05:00 | 0 | 0 | 0 | 0 | 374928.1316 | 0 | 486058 | 0 | 0 | 0 | 0 | 1131259.2029 | 2435492.5788 | 0 | 0 | 0 | 0 | 0 | 0 | 0 | 0 | 0 | 0 | 0 | 0 | 0 | 0 | 0 | 0 | -111129.8684 | 0 | 0 | 0 | 0 | 0 | 0 | 0 | 0 | 0 | 0 | 0 | 0 | 0 | 0 | 0 | 0
2016-08-17 06:00 | 0 | 0 | 0 | 0 | 444634.0864 | 0 | 460748 | 0 | 0 | 0 | 0 | 1115145.2893 | 2435492.5788 | 0 | 0 | 0 | 0 | 0 | 0 | 0 | 0 | 0 | 0 | 0 | 0 | 0 | 0 | 0 | 0 | -16113.9136 | 0 | 0 | 0 | 0 | 0 | 0 | 0 | 0 | 0 | 0 | 0 | 0 | 0 | 0 | 0 | 0
2016-08-17 07:00 | 0 | 0 | 0 | 0 | 405363.5388 | 0 | 442708 | 0 | 0 | 0 | 0 | 1063434.3501 | 2449859.0568 | 0 | 0 | 0 | 0 | 0 | 0 | 0 | 0 | 0 | 0 | 0 | 0 | 0 | 0 | 0 | 0 | -51710.9391 | 14366.478 | 0 | 0 | 0 | 0 | 0 | 0 | 0 | 0 | 0 | 0 | 0 | 0 | 0 | 0 | 0
2016-08-17 08:00 | 0 | 0 | 0 | 0 | 372361.2316 | 0 | 435260 | 0 | 0 | 0 | 0 | 1000535.5817 | 2449859.0568 | 0 | 0 | 0 | 0 | 0 | 0 | 0 | 0 | 0 | 0 | 0 | 0 | 0 | 0 | 0 | 0 | -62898.7684 | 0 | 0 | 0 | 0 | 0 | 0 | 0 | 0 | 0 | 0 | 0 | 0 | 0 | 0 | 0 | 0
2016-08-17 09:00 | 0 | 0 | 0 | 0 | 341604.352 | 0 | 439205 | 0 | 0 | 0 | 0 | 865054.1661 | 2464225.5347 | 0 | 0 | 0 | 0 | 0 | 0 | 23514.2896 | 0 | 0 | 0 | 0 | 0 | 0 | 0 | 0 | 0 | -135481.4156 | 14366.478 | 0 | 0 | 0 | 0 | 0 | 0 | 0 | 0 | 23514.2896 | 0 | 0 | 0 | 0 | 0 | 0
2016-08-17 10:00 | 0 | 0 | 0 | 0 | 311773.8163 | 0 | 458406 | 0 | 0 | 0 | 0 | 704055.5044 | 2478592.0127 | 0 | 0 | 0 | 0 | 0 | 0 | 23514.2896 | 0 | 0 | 0 | 0 | 0 | 0 | 0 | 0 | 0 | -160998.6617 | 14366.478 | 0 | 0 | 0 | 0 | 0 | 0 | 0 | 0 | 0 | 0 | 0 | 0 | 0 | 0 | 0
2016-08-17 11:00 | 0 | 0 | 0 | 0 | 285958.1199 | 0 | 480095 | 0 | 0 | 0 | 0 | 519066.4359 | 2492958.4907 | 0 | 0 | 0 | 0 | 0 | 0 | 0 | 0 | 0 | 0 | 0 | 0 | 0 | 0 | 0 | 0 | -184989.0684 | 14366.478 | 0 | 0 | 0 | 0 | 0 | 0 | 0 | 0 | -23514.2896 | 0 | 0 | 0 | 0 | 0 | 0
2016-08-17 12:00 | 0 | 0 | 0 | 0 | 193425.1038 | 13010.9605 | 498402 | 0 | 0 | 0 | 0 | 259533.218 | 2460525.7729 | 0 | 0 | 0 | 0 | 0 | 0 | 0 | 0 | 0 | 0 | 0 | 0 | 0 | 0 | 0 | 0 | -259533.218 | 0 | 32432.7178 | 0 | 0 | 0 | 0 | 0 | 0 | 0 | 0 | 0 | 0 | 0 | 0 | 0 | 0
2016-08-17 13:00 | 0 | 0 | 0 | 0 | 15381.6027 | 269881.4689 | 521282 | 0 | 0 | 0 | 0 | 0 | 2460525.7729 | 0 | 0 | 0 | 0 | 0 | 0 | 23514.2896 | 0 | 0 | 0 | 0 | 0 | 0 | 0 | 0 | 0 | -259533.218 | 0 | 0 | 0 | 0 | 0 | 0 | 0 | 0 | 0 | 23514.2896 | 0 | 0 | 0 | 0 | 0 | 0
2016-08-17 14:00 | 0 | 0 | 0 | 0 | 70983.829 | 576984.5672 | 549024 | 0 | 0 | 0 | 0 | 84577.9183 | 2474892.2509 | 0 | 0 | 0 | 0 | 0 | 0 | 23514.2896 | 0 | 0 | 0 | 0 | 0 | 0 | 0 | 0 | 0 | 84577.9183 | 14366.478 | 0 | 0 | 0 | 0 | 0 | 0 | 0 | 0 | 0 | 0 | 0 | 0 | 0 | 0 | 0
2016-08-17 15:00 | 0 | 0 | 0 | 0 | 0 | 713317.2718 | 576883 | 0 | 0 | 0 | 0 | 244526.4796 | 2474892.2509 | 0 | 0 | 0 | 0 | 0 | 0 | 0 | 0 | 0 | 0 | 0 | 0 | 0 | 0 | 0 | 0 | 159948.5614 | 0 | 0 | 0 | 0 | 0 | 0 | 0 | 0 | 0 | -23514.2896 | 0 | 0 | 0 | 0 | 0 | 0
2016-08-17 16:00 | 0 | 0 | 0 | 0 | 86885.8834 | 783444.6954 | 602481 | 0 | 0 | 0 | 0 | 504059.6976 | 2483208.6118 | 0 | 0 | 0 | 0 | 0 | 0 | 0 | 0 | 0 | 0 | 0 | 0 | 0 | 0 | 0 | 0 | 259533.218 | 14366.478 | 6050.1171 | 0 | 0 | 0 | 0 | 0 | 0 | 0 | 0 | 0 | 0 | 0 | 0 | 0 | 0
2016-08-17 17:00 | 0 | 0 | 0 | 0 | 0 | 788070.0108 | 624699 | 0 | 0 | 0 | 0 | 667430.7084 | 2483208.6118 | 0 | 0 | 0 | 0 | 0 | 0 | 0 | 0 | 0 | 0 | 0 | 0 | 0 | 0 | 0 | 0 | 163371.0108 | 0 | 0 | 0 | 0 | 0 | 0 | 0 | 0 | 0 | 0 | 0 | 0 | 0 | 0 | 0 | 0
2016-08-17 18:00 | 0 | 0 | 0 | 0 | 82492.3758 | 775765.9546 | 642586 | 0 | 0 | 0 | 0 | 868736.5608 | 2497575.0897 | 0 | 0 | 0 | 0 | 0 | 0 | 0 | 0 | 0 | 0 | 0 | 0 | 0 | 0 | 0 | 0 | 201305.8524 | 14366.478 | 0 | 0 | 0 | 0 | 0 | 0 | 0 | 0 | 0 | 0 | 0 | 0 | 0 | 0 | 0
2016-08-17 19:00 | 0 | 0 | 0 | 0 | 0 | 757808.295 | 655492 | 0 | 0 | 0 | 0 | 947538.5663 | 2497575.0897 | 0 | 0 | 0 | 0 | 0 | 0 | 23514.2896 | 0 | 0 | 0 | 0 | 0 | 0 | 0 | 0 | 0 | 78802.0054 | 0 | 0 | 0 | 0 | 0 | 0 | 0 | 0 | 0 | 23514.2896 | 0 | 0 | 0 | 0 | 0 | 0
2016-08-17 20:00 | 0 | 0 | 0 | 0 | 95116.7798 | 740253.6027 | 665307 | 0 | 0 | 0 | 0 | 1117601.9488 | 2497575.0897 | 0 | 0 | 0 | 0 | 0 | 0 | 23514.2896 | 0 | 0 | 0 | 0 | 0 | 0 | 0 | 0 | 0 | 170063.3825 | 0 | 0 | 0 | 0 | 0 | 0 | 0 | 0 | 0 | 0 | 0 | 0 | 0 | 0 | 0 | 0
2016-08-17 21:00 | 0 | 0 | 0 | 0 | 104718.8027 | 713032.9213 | 668430 | 0 | 0 | 0 | 0 | 1266923.6727 | 2497575.0897 | 0 | 0 | 0 | 0 | 0 | 0 | 23514.2896 | 0 | 0 | 0 | 0 | 0 | 0 | 0 | 0 | 0 | 149321.724 | 0 | 0 | 0 | 0 | 0 | 0 | 0 | 0 | 0 | 0 | 0 | 0 | 0 | 0 | 0 | 0
2016-08-17 22:00 | 0 | 0 | 0 | 0 | 123048.3198 | 665467.242 | 661194 | 0 | 0 | 0 | 0 | 1379878.7566 | 2511941.5677 | 0 | 0 | 0 | 0 | 0 | 0 | 23514.2896 | 0 | 0 | 0 | 0 | 0 | 0 | 0 | 0 | 0 | 112955.0838 | 14366.478 | 0 | 0 | 0 | 0 | 0 | 0 | 0 | 0 | 0 | 0 | 0 | 0 | 0 | 0 | 0
2016-08-17 23:00 | 0 | 0 | 0 | 0 | 0 | 570793.2703 | 646276 | 0 | 0 | 0 | 0 | 1327910.3164 | 2511941.5677 | 0 | 0 | 0 | 0 | 0 | 0 | 0 | 0 | 0 | 0 | 0 | 0 | 0 | 0 | 0 | 0 | -51968.4401 | 0 | 0 | 0 | 0 | 0 | 0 | 0 | 0 | 0 | -23514.2896 | 0 | 0 | 0 | 0 | 0 | 0
2016-08-18 | 0 | 0 | 0 | 0 | 0 | 406922.9123 | 634017 | 0 | 0 | 0 | 0 | 1100816.2287 | 2511941.5677 | 0 | 0 | 0 | 0 | 0 | 0 | 0 | 0 | 0 | 0 | 0 | 0 | 0 | 0 | 0 | 0 | -227094.0877 | 0 | 0 | 0 | 0 | 0 | 0 | 0 | 0 | 0 | 0 | 0 | 0 | 0 | 0 | 0 | 0
2016-08-18 01:00 | 0 | 0 | 0 | 0 | 496012.8882 | 142183.7054 | 614945 | 0 | 0 | 0 | 0 | 1109701.3444 | 2526308.0457 | 0 | 0 | 0 | 0 | 0 | 0 | 0 | 0 | 0 | 0 | 0 | 0 | 0 | 0 | 0 | 0 | 8885.1156 | 14366.478 | 0 | 0 | 0 | 0 | 0 | 0 | 0 | 0 | 0 | 0 | 0 | 0 | 0 | 0 | 0
2016-08-18 02:00 | 0 | 0 | 0 | 0 | 591822.7125 | 904.804 | 582294 | 0 | 0 | 0 | 0 | 1120134.8609 | 2526308.0457 | 0 | 0 | 0 | 0 | 0 | 0 | 0 | 0 | 0 | 0 | 0 | 0 | 0 | 0 | 0 | 0 | 10433.5165 | 0 | 0 | 0 | 0 | 0 | 0 | 0 | 0 | 0 | 0 | 0 | 0 | 0 | 0 | 0 | 0
2016-08-18 03:00 | 0 | 0 | 0 | 0 | 598254.8019 | 0 | 543538 | 0 | 0 | 0 | 0 | 1160485.1848 | 2540674.5237 | 0 | 0 | 0 | 0 | 0 | 0 | 0 | 0 | 0 | 0 | 0 | 0 | 0 | 0 | 0 | 0 | 40350.324 | 14366.478 | 0 | 0 | 0 | 0 | 0 | 0 | 0 | 0 | 0 | 0 | 0 | 0 | 0 | 0 | 0
2016-08-18 04:00 | 0 | 0 | 0 | 0 | 567105.5917 | 0 | 507707 | 0 | 0 | 0 | 0 | 1205517.2985 | 2555041.0017 | 0 | 0 | 0 | 0 | 0 | 0 | 0 | 0 | 0 | 0 | 0 | 0 | 0 | 0 | 0 | 0 | 45032.1137 | 14366.478 | 0 | 0 | 0 | 0 | 0 | 0 | 0 | 0 | 0 | 0 | 0 | 0 | 0 | 0 | 0
2016-08-18 05:00 | 0 | 0 | 0 | 0 | 520924.5737 | 0 | 476687 | 0 | 0 | 0 | 0 | 1249754.8722 | 2555041.0017 | 0 | 0 | 0 | 0 | 0 | 0 | 0 | 0 | 0 | 0 | 0 | 0 | 0 | 0 | 0 | 0 | 44237.5737 | 0 | 0 | 0 | 0 | 0 | 0 | 0 | 0 | 0 | 0 | 0 | 0 | 0 | 0 | 0 | 0
2016-08-18 06:00 | 0 | 0 | 0 | 0 | 470246.4105 | 0 | 452939 | 0 | 0 | 0 | 0 | 1252695.8048 | 2569407.4796 | 0 | 0 | 0 | 0 | 0 | 0 | 0 | 0 | 0 | 0 | 0 | 0 | 0 | 0 | 0 | 0 | 2940.9325 | 14366.478 | 0 | 0 | 0 | 0 | 0 | 0 | 0 | 0 | 0 | 0 | 0 | 0 | 0 | 0 | 0
2016-08-18 07:00 | 0 | 0 | 0 | 0 | 426189.5487 | 0 | 435719 | 0 | 0 | 0 | 0 | 1228799.8755 | 2583773.9576 | 0 | 0 | 0 | 0 | 0 | 0 | 0 | 0 | 0 | 0 | 0 | 0 | 0 | 0 | 0 | 0 | -23895.9293 | 14366.478 | 0 | 0 | 0 | 0 | 0 | 0 | 0 | 0 | 0 | 0 | 0 | 0 | 0 | 0 | 0
2016-08-18 08:00 | 0 | 0 | 0 | 0 | 393833.583 | 0 | 427768 | 0 | 0 | 0 | 0 | 1194865.4584 | 2583773.9576 | 0 | 0 | 0 | 0 | 0 | 0 | 0 | 0 | 0 | 0 | 0 | 0 | 0 | 0 | 0 | 0 | -33934.417 | 0 | 0 | 0 | 0 | 0 | 0 | 0 | 0 | 0 | 0 | 0 | 0 | 0 | 0 | 0 | 0
2016-08-18 09:00 | 0 | 0 | 0 | 0 | 362530.3669 | 0 | 433040 | 0 | 0 | 0 | 0 | 1109989.3474 | 2598140.4356 | 0 | 0 | 0 | 0 | 0 | 0 | 0 | 0 | 0 | 0 | 0 | 0 | 0 | 0 | 0 | 0 | -84876.111 | 14366.478 | 0 | 0 | 0 | 0 | 0 | 0 | 0 | 0 | 0 | 0 | 0 | 0 | 0 | 0 | 0
2016-08-18 10:00 | 0 | 0 | 0 | 0 | 335908.4535 | 0 | 452116 | 0 | 0 | 0 | 0 | 993781.8009 | 2598140.4356 | 0 | 0 | 0 | 0 | 0 | 0 | 0 | 0 | 0 | 0 | 0 | 0 | 0 | 0 | 0 | 0 | -116207.5465 | 0 | 0 | 0 | 0 | 0 | 0 | 0 | 0 | 0 | 0 | 0 | 0 | 0 | 0 | 0 | 0
2016-08-18 11:00 | 0 | 0 | 0 | 0 | 315728.2055 | 0 | 472052 | 0 | 0 | 0 | 0 | 816422.0594 | 2612506.9136 | 0 | 0 | 0 | 0 | 0 | 0 | 6669.469 | 0 | 0 | 0 | 0 | 0 | 0 | 0 | 0 | 0 | -177359.7415 | 14366.478 | 0 | 0 | 0 | 0 | 0 | 0 | 0 | 0 | 6669.469 | 0 | 0 | 0 | 0 | 0 | 0
2016-08-18 12:00 | 0 | 0 | 0 | 0 | 213359.5197 | 11660.7932 | 491223 | 0 | 0 | 0 | 0 | 556888.8414 | 2612506.9136 | 0 | 0 | 0 | 0 | 0 | 0 | 0 | 0 | 0 | 0 | 0 | 0 | 0 | 0 | 0 | 0 | -259533.218 | 0 | 0 | 0 | 0 | 0 | 0 | 0 | 0 | 0 | -6669.469 | 0 | 0 | 0 | 0 | 0 | 0
2016-08-18 13:00 | 0 | 0 | 0 | 0 | 51418.3681 | 218177.8919 | 514763 | 0 | 0 | 0 | 0 | 297355.6235 | 2626873.3916 | 0 | 0 | 0 | 0 | 0 | 0 | 0 | 0 | 0 | 0 | 0 | 0 | 0 | 0 | 0 | 0 | -259533.218 | 14366.478 | 0 | 0 | 0 | 0 | 0 | 0 | 0 | 0 | 0 | 0 | 0 | 0 | 0 | 0 | 0
2016-08-18 14:00 | 0 | 0 | 0 | 0 | 0 | 528750.4528 | 543408 | 0 | 0 | 0 | 0 | 282698.0763 | 2626873.3916 | 0 | 0 | 0 | 0 | 0 | 0 | 0 | 0 | 0 | 0 | 0 | 0 | 0 | 0 | 0 | 0 | -14657.5472 | 0 | 0 | 0 | 0 | 0 | 0 | 0 | 0 | 0 | 0 | 0 | 0 | 0 | 0 | 0 | 0
2016-08-18 15:00 | 0 | 0 | 0 | 0 | 169460.5309 | 677735.165 | 573296 | 0 | 0 | 0 | 0 | 542231.2943 | 2641239.8695 | 0 | 0 | 0 | 0 | 0 | 0 | 0 | 0 | 0 | 0 | 0 | 0 | 0 | 0 | 0 | 0 | 259533.218 | 14366.478 | 0 | 0 | 0 | 0 | 0 | 0 | 0 | 0 | 0 | 0 | 0 | 0 | 0 | 0 | 0
2016-08-18 16:00 | 0 | 0 | 0 | 0 | 117091.1618 | 742636.0562 | 600194 | 0 | 0 | 0 | 0 | 801764.5122 | 2641239.8695 | 0 | 0 | 0 | 0 | 0 | 0 | 0 | 0 | 0 | 0 | 0 | 0 | 0 | 0 | 0 | 0 | 259533.218 | 0 | 0 | 0 | 0 | 0 | 0 | 0 | 0 | 0 | 0 | 0 | 0 | 0 | 0 | 0 | 0
2016-08-18 17:00 | 0 | 0 | 0 | 0 | 139508.8057 | 743989.4123 | 623965 | 0 | 0 | 0 | 0 | 1061297.7302 | 2641239.8695 | 0 | 0 | 0 | 0 | 0 | 0 | 0 | 0 | 0 | 0 | 0 | 0 | 0 | 0 | 0 | 0 | 259533.218 | 0 | 0 | 0 | 0 | 0 | 0 | 0 | 0 | 0 | 0 | 0 | 0 | 0 | 0 | 0 | 0
2016-08-18 18:00 | 0 | 0 | 0 | 0 | 0 | 729908.6801 | 642152 | 0 | 0 | 0 | 0 | 1134687.9323 | 2655606.3475 | 0 | 0 | 0 | 0 | 0 | 0 | 0 | 0 | 0 | 0 | 0 | 0 | 0 | 0 | 0 | 0 | 73390.2021 | 14366.478 | 0 | 0 | 0 | 0 | 0 | 0 | 0 | 0 | 0 | 0 | 0 | 0 | 0 | 0 | 0
2016-08-18 19:00 | 0 | 0 | 0 | 0 | 218759.5277 | 709295.1683 | 654155 | 0 | 0 | 0 | 0 | 1394221.1502 | 2669972.8255 | 0 | 0 | 0 | 0 | 0 | 0 | 0 | 0 | 0 | 0 | 0 | 0 | 0 | 0 | 0 | 0 | 259533.218 | 14366.478 | 0 | 0 | 0 | 0 | 0 | 0 | 0 | 0 | 0 | 0 | 0 | 0 | 0 | 0 | 0
2016-08-18 20:00 | 0 | 0 | 0 | 0 | 0 | 688785.0423 | 661159 | 0 | 0 | 0 | 0 | 1421847.1925 | 2669972.8255 | 0 | 0 | 0 | 0 | 0 | 0 | 0 | 0 | 0 | 0 | 0 | 0 | 0 | 0 | 0 | 0 | 27626.0423 | 0 | 0 | 0 | 0 | 0 | 0 | 0 | 0 | 0 | 0 | 0 | 0 | 0 | 0 | 0 | 0
2016-08-18 21:00 | 0 | 0 | 0 | 0 | 270627.2698 | 661074.3052 | 661487 | 0 | 0 | 0 | 0 | 1681380.4105 | 2669972.8255 | 0 | 0 | 0 | 0 | 0 | 0 | 10681.357 | 0 | 0 | 0 | 0 | 0 | 0 | 0 | 0 | 0 | 259533.218 | 0 | 0 | 0 | 0 | 0 | 0 | 0 | 0 | 0 | 10681.357 | 0 | 0 | 0 | 0 | 0 | 0
2016-08-18 22:00 | 0 | 0 | 0 | 0 | 0 | 617324.4186 | 652540 | 0 | 0 | 0 | 0 | 1642479.7081 | 2684339.3035 | 0 | 0 | 0 | 0 | 0 | 0 | 0 | 0 | 0 | 0 | 0 | 0 | 0 | 0 | 0 | 0 | -38900.7024 | 14366.478 | 0 | 0 | 0 | 0 | 0 | 0 | 0 | 0 | -10681.357 | 0 | 0 | 0 | 0 | 0 | 0
2016-08-18 23:00 | 0 | 0 | 0 | 0 | 311141.5731 | 531350.4144 | 637120 | 0 | 0 | 0 | 0 | 1847851.6956 | 2684339.3035 | 0 | 0 | 0 | 0 | 0 | 0 | 0 | 0 | 0 | 0 | 0 | 0 | 0 | 0 | 0 | 0 | 205371.9875 | 0 | 0 | 0 | 0 | 0 | 0 | 0 | 0 | 0 | 0 | 0 | 0 | 0 | 0 | 0 | 0
2016-08-19 | 0 | 0 | 0 | 0 | 375768.7804 | 380659.9345 | 625313 | 0 | 0 | 0 | 0 | 1978967.4105 | 2684339.3035 | 0 | 0 | 0 | 0 | 0 | 0 | 0 | 0 | 0 | 0 | 0 | 0 | 0 | 0 | 0 | 0 | 131115.7149 | 0 | 0 | 0 | 0 | 0 | 0 | 0 | 0 | 0 | 0 | 0 | 0 | 0 | 0 | 0 | 0
2016-08-19 01:00 | 0 | 0 | 0 | 0 | 482022.1825 | 129930.6272 | 608471 | 0 | 0 | 0 | 0 | 1968082.7422 | 2698705.7815 | 0 | 0 | 0 | 0 | 0 | 0 | 0 | 0 | 0 | 0 | 0 | 0 | 0 | 0 | 0 | 0 | -10884.6683 | 14366.478 | 0 | 0 | 0 | 0 | 0 | 0 | 0 | 0 | 0 | 0 | 0 | 0 | 0 | 0 | 0
2016-08-19 02:00 | 0 | 0 | 0 | 0 | 483401.7433 | 852.5971 | 577238 | 0 | 0 | 0 | 0 | 1875099.0826 | 2698705.7815 | 0 | 0 | 0 | 0 | 0 | 0 | 0 | 0 | 0 | 0 | 0 | 0 | 0 | 0 | 0 | 0 | -92983.6596 | 0 | 0 | 0 | 0 | 0 | 0 | 0 | 0 | 0 | 0 | 0 | 0 | 0 | 0 | 0 | 0
2016-08-19 03:00 | 0 | 0 | 0 | 0 | 453578.7448 | 0 | 539195 | 0 | 0 | 0 | 0 | 1789482.8274 | 2698705.7815 | 0 | 0 | 0 | 0 | 0 | 0 | 0 | 0 | 0 | 0 | 0 | 0 | 0 | 0 | 0 | 0 | -85616.2552 | 0 | 0 | 0 | 0 | 0 | 0 | 0 | 0 | 0 | 0 | 0 | 0 | 0 | 0 | 0 | 0
2016-08-19 04:00 | 0 | 0 | 0 | 0 | 420335.3625 | 0 | 504080 | 0 | 0 | 0 | 0 | 1691371.7119 | 2713072.2595 | 0 | 0 | 0 | 0 | 0 | 0 | 0 | 0 | 0 | 0 | 0 | 0 | 0 | 0 | 0 | 0 | -98111.1155 | 14366.478 | 0 | 0 | 0 | 0 | 0 | 0 | 0 | 0 | 0 | 0 | 0 | 0 | 0 | 0 | 0
2016-08-19 05:00 | 0 | 0 | 0 | 0 | 383195.8088 | 0 | 473150 | 0 | 0 | 0 | 0 | 1601417.5206 | 2713072.2595 | 0 | 0 | 0 | 0 | 0 | 0 | 0 | 0 | 0 | 0 | 0 | 0 | 0 | 0 | 0 | 0 | -89954.1912 | 0 | 0 | 0 | 0 | 0 | 0 | 0 | 0 | 0 | 0 | 0 | 0 | 0 | 0 | 0 | 0
2016-08-19 06:00 | 0 | 0 | 0 | 0 | 348698.0199 | 0 | 449103 | 0 | 0 | 0 | 0 | 1501012.5406 | 2713072.2595 | 0 | 0 | 0 | 0 | 0 | 0 | 0 | 0 | 0 | 0 | 0 | 0 | 0 | 0 | 0 | 0 | -100404.9801 | 0 | 0 | 0 | 0 | 0 | 0 | 0 | 0 | 0 | 0 | 0 | 0 | 0 | 0 | 0 | 0
2016-08-19 07:00 | 0 | 0 | 0 | 0 | 318429.7639 | 0 | 431993 | 0 | 0 | 0 | 0 | 1373082.8265 | 2727438.7374 | 0 | 0 | 0 | 0 | 0 | 0 | 0 | 0 | 0 | 0 | 0 | 0 | 0 | 0 | 0 | 0 | -127929.7141 | 14366.478 | 0 | 0 | 0 | 0 | 0 | 0 | 0 | 0 | 0 | 0 | 0 | 0 | 0 | 0 | 0
2016-08-19 08:00 | 0 | 0 | 0 | 0 | 296779.0737 | 0 | 424279 | 0 | 0 | 0 | 0 | 1245582.9003 | 2727438.7374 | 0 | 0 | 0 | 0 | 0 | 0 | 0 | 0 | 0 | 0 | 0 | 0 | 0 | 0 | 0 | 0 | -127499.9263 | 0 | 0 | 0 | 0 | 0 | 0 | 0 | 0 | 0 | 0 | 0 | 0 | 0 | 0 | 0 | 0
2016-08-19 09:00 | 0 | 0 | 0 | 0 | 268279.2065 | 0 | 428643 | 0 | 0 | 0 | 0 | 1070852.6288 | 2741805.2154 | 0 | 0 | 0 | 0 | 0 | 0 | 0 | 0 | 0 | 0 | 0 | 0 | 0 | 0 | 0 | 0 | -174730.2715 | 14366.478 | 0 | 0 | 0 | 0 | 0 | 0 | 0 | 0 | 0 | 0 | 0 | 0 | 0 | 0 | 0
2016-08-19 10:00 | 0 | 0 | 0 | 0 | 250813.2162 | 0 | 445811 | 0 | 0 | 0 | 0 | 837974.0774 | 2756171.6934 | 0 | 0 | 0 | 0 | 0 | 0 | 23514.2896 | 0 | 0 | 0 | 0 | 0 | 0 | 0 | 0 | 0 | -232878.5514 | 14366.478 | 0 | 0 | 0 | 0 | 0 | 0 | 0 | 0 | 23514.2896 | 0 | 0 | 0 | 0 | 0 | 0
2016-08-19 11:00 | 0 | 0 | 0 | 0 | 239464.6606 | 0 | 465515 | 0 | 0 | 0 | 0 | 635438.0276 | 2756171.6934 | 0 | 0 | 0 | 0 | 0 | 0 | 0 | 0 | 0 | 0 | 0 | 0 | 0 | 0 | 0 | 0 | -202536.0498 | 0 | 0 | 0 | 0 | 0 | 0 | 0 | 0 | 0 | -23514.2896 | 0 | 0 | 0 | 0 | 0 | 0
2016-08-19 12:00 | 0 | 0 | 0 | 0 | 171470.2459 | 5761.6553 | 485714 | 0 | 0 | 0 | 0 | 375904.8097 | 2707222.8126 | 0 | 0 | 0 | 0 | 0 | 0 | 0 | 0 | 0 | 0 | 0 | 0 | 0 | 0 | 0 | 0 | -259533.218 | 0 | 48948.8808 | 0 | 0 | 0 | 0 | 0 | 0 | 0 | 0 | 0 | 0 | 0 | 0 | 0 | 0
2016-08-19 13:00 | 0 | 0 | 0 | 0 | 42400.1365 | 222349.1235 | 509916 | 0 | 0 | 0 | 0 | 116371.5917 | 2721589.2906 | 0 | 0 | 0 | 0 | 0 | 0 | 0 | 0 | 0 | 0 | 0 | 0 | 0 | 0 | 0 | 0 | -259533.218 | 14366.478 | 0 | 0 | 0 | 0 | 0 | 0 | 0 | 0 | 0 | 0 | 0 | 0 | 0 | 0 | 0
2016-08-19 14:00 | 0 | 0 | 0 | 0 | 0 | 531726.9225 | 539855 | 0 | 0 | 0 | 0 | 108243.5141 | 2721589.2906 | 0 | 0 | 0 | 0 | 0 | 0 | 0 | 0 | 0 | 0 | 0 | 0 | 0 | 0 | 0 | 0 | -8128.0775 | 0 | 0 | 0 | 0 | 0 | 0 | 0 | 0 | 0 | 0 | 0 | 0 | 0 | 0 | 0 | 0
2016-08-19 15:00 | 0 | 0 | 0 | 0 | 151306.4039 | 676381.8141 | 568155 | 0 | 0 | 0 | 0 | 367776.7321 | 2721589.2906 | 0 | 0 | 0 | 0 | 0 | 0 | 0 | 0 | 0 | 0 | 0 | 0 | 0 | 0 | 0 | 0 | 259533.218 | 0 | 0 | 0 | 0 | 0 | 0 | 0 | 0 | 0 | 0 | 0 | 0 | 0 | 0 | 0 | 0
2016-08-19 16:00 | 0 | 0 | 0 | 0 | 127109.8622 | 740103.8337 | 593314 | 0 | 0 | 0 | 0 | 627309.9501 | 2735955.7686 | 0 | 0 | 0 | 0 | 0 | 0 | 0 | 0 | 0 | 0 | 0 | 0 | 0 | 0 | 0 | 0 | 259533.218 | 14366.478 | 0 | 0 | 0 | 0 | 0 | 0 | 0 | 0 | 0 | 0 | 0 | 0 | 0 | 0 | 0
2016-08-19 17:00 | 0 | 0 | 0 | 0 | 122735.717 | 752182.501 | 615385 | 0 | 0 | 0 | 0 | 886843.168 | 2735955.7686 | 0 | 0 | 0 | 0 | 0 | 0 | 0 | 0 | 0 | 0 | 0 | 0 | 0 | 0 | 0 | 0 | 259533.218 | 0 | 0 | 0 | 0 | 0 | 0 | 0 | 0 | 0 | 0 | 0 | 0 | 0 | 0 | 0 | 0
2016-08-19 18:00 | 0 | 0 | 0 | 0 | 0 | 742688.3895 | 632255 | 0 | 0 | 0 | 0 | 973762.2679 | 2735955.7686 | 0 | 0 | 0 | 0 | 0 | 0 | 23514.2896 | 0 | 0 | 0 | 0 | 0 | 0 | 0 | 0 | 0 | 86919.0999 | 0 | 0 | 0 | 0 | 0 | 0 | 0 | 0 | 0 | 23514.2896 | 0 | 0 | 0 | 0 | 0 | 0
2016-08-19 19:00 | 0 | 0 | 0 | 0 | 0 | 724627.5408 | 642342 | 0 | 0 | 0 | 0 | 1079562.0983 | 2735955.7686 | 0 | 0 | 0 | 0 | 0 | 0 | 0 | 0 | 0 | 0 | 0 | 0 | 0 | 0 | 0 | 0 | 105799.8304 | 0 | 0 | 0 | 0 | 0 | 0 | 0 | 0 | 0 | -23514.2896 | 0 | 0 | 0 | 0 | 0 | 0
2016-08-19 20:00 | 0 | 0 | 0 | 0 | 0 | 710717.7388 | 647445 | 0 | 0 | 0 | 0 | 1119320.5476 | 2735955.7686 | 0 | 0 | 0 | 0 | 0 | 0 | 23514.2896 | 0 | 0 | 0 | 0 | 0 | 0 | 0 | 0 | 0 | 39758.4492 | 0 | 0 | 0 | 0 | 0 | 0 | 0 | 0 | 0 | 23514.2896 | 0 | 0 | 0 | 0 | 0 | 0
2016-08-19 21:00 | 0 | 0 | 0 | 0 | 215951.3734 | 683020.9353 | 645344 | 0 | 0 | 0 | 0 | 1372948.8563 | 2735955.7686 | 0 | 0 | 0 | 0 | 0 | 0 | 23514.2896 | 0 | 0 | 0 | 0 | 0 | 0 | 0 | 0 | 0 | 253628.3087 | 0 | 0 | 0 | 0 | 0 | 0 | 0 | 0 | 0 | 0 | 0 | 0 | 0 | 0 | 0 | 0
2016-08-19 22:00 | 0 | 0 | 0 | 0 | 242506.6207 | 635921.3551 | 633038 | 0 | 0 | 0 | 0 | 1603972.3541 | 2750322.2466 | 0 | 0 | 0 | 0 | 0 | 0 | 23514.2896 | 0 | 0 | 0 | 0 | 0 | 0 | 0 | 0 | 0 | 231023.4978 | 14366.478 | 0 | 0 | 0 | 0 | 0 | 0 | 0 | 0 | 0 | 0 | 0 | 0 | 0 | 0 | 0
2016-08-19 23:00 | 0 | 0 | 0 | 0 | 0 | 545058.4942 | 613220 | 0 | 0 | 0 | 0 | 1535810.8482 | 2750322.2466 | 0 | 0 | 0 | 0 | 0 | 0 | 23514.2896 | 0 | 0 | 0 | 0 | 0 | 0 | 0 | 0 | 0 | -68161.5058 | 0 | 0 | 0 | 0 | 0 | 0 | 0 | 0 | 0 | 0 | 0 | 0 | 0 | 0 | 0 | 0
2016-08-20 | 0 | 0 | 0 | 0 | 314018.2191 | 393505.6477 | 598060 | 0 | 0 | 0 | 0 | 1654422.5267 | 2764688.7246 | 0 | 0 | 0 | 0 | 0 | 0 | 0 | 0 | 0 | 0 | 0 | 0 | 0 | 0 | 0 | 0 | 118611.6785 | 14366.478 | 0 | 0 | 0 | 0 | 0 | 0 | 0 | 0 | -23514.2896 | 0 | 0 | 0 | 0 | 0 | 0
2016-08-20 01:00 | 0 | 0 | 0 | 0 | 209841.3785 | 125603.8816 | 580612 | 0 | 0 | 0 | 0 | 1394889.3087 | 2779055.2025 | 0 | 0 | 0 | 0 | 0 | 0 | 0 | 0 | 0 | 0 | 0 | 0 | 0 | 0 | 0 | 0 | -259533.218 | 14366.478 | 0 | 0 | 0 | 0 | 0 | 0 | 0 | 0 | 0 | 0 | 0 | 0 | 0 | 0 | 0
2016-08-20 02:00 | 0 | 0 | 0 | 0 | 396960.9089 | 594.0006 | 551582 | 0 | 0 | 0 | 0 | 1240862.2182 | 2779055.2025 | 0 | 0 | 0 | 0 | 0 | 0 | 0 | 0 | 0 | 0 | 0 | 0 | 0 | 0 | 0 | 0 | -154027.0905 | 0 | 0 | 0 | 0 | 0 | 0 | 0 | 0 | 0 | 0 | 0 | 0 | 0 | 0 | 0 | 0
2016-08-20 03:00 | 0 | 0 | 0 | 0 | 387305.6238 | 0 | 517337 | 0 | 0 | 0 | 0 | 1110830.842 | 2779055.2025 | 0 | 0 | 0 | 0 | 0 | 0 | 0 | 0 | 0 | 0 | 0 | 0 | 0 | 0 | 0 | 0 | -130031.3762 | 0 | 0 | 0 | 0 | 0 | 0 | 0 | 0 | 0 | 0 | 0 | 0 | 0 | 0 | 0 | 0
2016-08-20 04:00 | 0 | 0 | 0 | 0 | 369515.0516 | 0 | 484281 | 0 | 0 | 0 | 0 | 981698.4156 | 2793421.6805 | 0 | 0 | 0 | 0 | 0 | 0 | 0 | 0 | 0 | 0 | 0 | 0 | 0 | 0 | 0 | 0 | -129132.4263 | 14366.478 | 0 | 0 | 0 | 0 | 0 | 0 | 0 | 0 | 0 | 0 | 0 | 0 | 0 | 0 | 0
2016-08-20 05:00 | 0 | 0 | 0 | 0 | 197685.782 | 0 | 457219 | 0 | 0 | 0 | 0 | 722165.1977 | 2793421.6805 | 0 | 0 | 0 | 0 | 0 | 0 | 0 | 0 | 0 | 0 | 0 | 0 | 0 | 0 | 0 | 0 | -259533.218 | 0 | 0 | 0 | 0 | 0 | 0 | 0 | 0 | 0 | 0 | 0 | 0 | 0 | 0 | 0 | 0
2016-08-20 06:00 | 0 | 0 | 0 | 0 | 369385.5125 | 0 | 434967 | 0 | 0 | 0 | 0 | 642217.2322 | 2807788.1585 | 0 | 0 | 0 | 0 | 0 | 0 | 0 | 0 | 0 | 0 | 0 | 0 | 0 | 0 | 0 | 0 | -79947.9655 | 14366.478 | 0 | 0 | 0 | 0 | 0 | 0 | 0 | 0 | 0 | 0 | 0 | 0 | 0 | 0 | 0
2016-08-20 07:00 | 0 | 0 | 0 | 0 | 158701.782 | 0 | 418235 | 0 | 0 | 0 | 0 | 382684.0142 | 2807788.1585 | 0 | 0 | 0 | 0 | 0 | 0 | 0 | 0 | 0 | 0 | 0 | 0 | 0 | 0 | 0 | 0 | -259533.218 | 0 | 0 | 0 | 0 | 0 | 0 | 0 | 0 | 0 | 0 | 0 | 0 | 0 | 0 | 0 | 0
2016-08-20 08:00 | 0 | 0 | 0 | 0 | 404407.609 | 0 | 407918 | 0 | 0 | 0 | 0 | 364807.1452 | 2822154.6365 | 0 | 0 | 0 | 0 | 0 | 0 | 0 | 0 | 0 | 0 | 0 | 0 | 0 | 0 | 0 | 0 | -17876.869 | 14366.478 | 0 | 0 | 0 | 0 | 0 | 0 | 0 | 0 | 0 | 0 | 0 | 0 | 0 | 0 | 0
2016-08-20 09:00 | 0 | 0 | 0 | 0 | 415824.4822 | 0 | 404022 | 0 | 0 | 0 | 0 | 362243.1494 | 2836521.1145 | 0 | 0 | 0 | 0 | 0 | 0 | 0 | 0 | 0 | 0 | 0 | 0 | 0 | 0 | 0 | 0 | -2563.9958 | 14366.478 | 0 | 0 | 0 | 0 | 0 | 0 | 0 | 0 | 0 | 0 | 0 | 0 | 0 | 0 | 0
2016-08-20 10:00 | 0 | 0 | 0 | 0 | 421479.8456 | 0 | 406349 | 0 | 0 | 0 | 0 | 363007.517 | 2850887.5925 | 0 | 0 | 0 | 0 | 0 | 0 | 0 | 0 | 0 | 0 | 0 | 0 | 0 | 0 | 0 | 0 | 764.3676 | 14366.478 | 0 | 0 | 0 | 0 | 0 | 0 | 0 | 0 | 0 | 0 | 0 | 0 | 0 | 0 | 0
2016-08-20 11:00 | 0 | 0 | 0 | 0 | 168917.26 | 0 | 414084 | 0 | 0 | 0 | 0 | 103474.2991 | 2865254.0704 | 0 | 0 | 0 | 0 | 0 | 0 | 0 | 0 | 0 | 0 | 0 | 0 | 0 | 0 | 0 | 0 | -259533.218 | 14366.478 | 0 | 0 | 0 | 0 | 0 | 0 | 0 | 0 | 0 | 0 | 0 | 0 | 0 | 0 | 0
2016-08-20 12:00 | 0 | 0 | 0 | 0 | 367339.4694 | 4993.9094 | 434124 | 0 | 0 | 0 | 0 | 27317.1999 | 2879620.5484 | 0 | 0 | 0 | 0 | 0 | 0 | 0 | 0 | 0 | 0 | 0 | 0 | 0 | 0 | 0 | 0 | -76157.0992 | 14366.478 | 0 | 0 | 0 | 0 | 0 | 0 | 0 | 0 | 0 | 0 | 0 | 0 | 0 | 0 | 0
2016-08-20 13:00 | 0 | 0 | 0 | 0 | 206015.0152 | 228215.7849 | 461548 | 0 | 0 | 0 | 0 | 0 | 2879620.5484 | 0 | 0 | 0 | 0 | 0 | 0 | 0 | 0 | 0 | 0 | 0 | 0 | 0 | 0 | 0 | 0 | -27317.1999 | 0 | 0 | 0 | 0 | 0 | 0 | 0 | 0 | 0 | 0 | 0 | 0 | 0 | 0 | 0 | 0
2016-08-20 14:00 | 0 | 0 | 0 | 0 | 235168.3139 | 530645.382 | 491914 | 0 | 0 | 0 | 0 | 259533.218 | 2893987.0264 | 0 | 0 | 0 | 0 | 0 | 0 | 0 | 0 | 0 | 0 | 0 | 0 | 0 | 0 | 0 | 0 | 259533.218 | 14366.478 | 0 | 0 | 0 | 0 | 0 | 0 | 0 | 0 | 0 | 0 | 0 | 0 | 0 | 0 | 0
2016-08-20 15:00 | 0 | 0 | 0 | 0 | 73466.4205 | 707002.7975 | 520936 | 0 | 0 | 0 | 0 | 519066.4359 | 2893987.0264 | 0 | 0 | 0 | 0 | 0 | 0 | 0 | 0 | 0 | 0 | 0 | 0 | 0 | 0 | 0 | 0 | 259533.218 | 0 | 0 | 0 | 0 | 0 | 0 | 0 | 0 | 0 | 0 | 0 | 0 | 0 | 0 | 0 | 0
2016-08-20 16:00 | 0 | 0 | 0 | 0 | 45924.3428 | 771577.3531 | 543602 | 0 | 0 | 0 | 0 | 778599.6539 | 2908353.5044 | 0 | 0 | 0 | 0 | 0 | 0 | 0 | 0 | 0 | 0 | 0 | 0 | 0 | 0 | 0 | 0 | 259533.218 | 14366.478 | 0 | 0 | 0 | 0 | 0 | 0 | 0 | 0 | 0 | 0 | 0 | 0 | 0 | 0 | 0
2016-08-20 17:00 | 0 | 0 | 0 | 0 | 0 | 779624.8369 | 560233 | 0 | 0 | 0 | 0 | 997991.4908 | 2908353.5044 | 0 | 0 | 0 | 0 | 0 | 0 | 0 | 0 | 0 | 0 | 0 | 0 | 0 | 0 | 0 | 0 | 219391.8369 | 0 | 0 | 0 | 0 | 0 | 0 | 0 | 0 | 0 | 0 | 0 | 0 | 0 | 0 | 0 | 0
2016-08-20 18:00 | 0 | 0 | 0 | 0 | 0 | 767855.1592 | 572044 | 0 | 0 | 0 | 0 | 1193802.6501 | 2908353.5044 | 0 | 0 | 0 | 0 | 0 | 0 | 0 | 0 | 0 | 0 | 0 | 0 | 0 | 0 | 0 | 0 | 195811.1592 | 0 | 0 | 0 | 0 | 0 | 0 | 0 | 0 | 0 | 0 | 0 | 0 | 0 | 0 | 0 | 0
2016-08-20 19:00 | 0 | 0 | 0 | 0 | 104322.2939 | 749577.402 | 580000 | 0 | 0 | 0 | 0 | 1453335.868 | 2922719.9824 | 0 | 0 | 0 | 0 | 0 | 0 | 0 | 0 | 0 | 0 | 0 | 0 | 0 | 0 | 0 | 0 | 259533.218 | 14366.478 | 0 | 0 | 0 | 0 | 0 | 0 | 0 | 0 | 0 | 0 | 0 | 0 | 0 | 0 | 0
2016-08-20 20:00 | 0 | 0 | 0 | 0 | 0 | 735527.4659 | 587024 | 0 | 0 | 0 | 0 | 1601839.334 | 2922719.9824 | 0 | 0 | 0 | 0 | 0 | 0 | 0 | 0 | 0 | 0 | 0 | 0 | 0 | 0 | 0 | 0 | 148503.4659 | 0 | 0 | 0 | 0 | 0 | 0 | 0 | 0 | 0 | 0 | 0 | 0 | 0 | 0 | 0 | 0
2016-08-20 21:00 | 0 | 0 | 0 | 0 | 0 | 709466.3574 | 589548 | 0 | 0 | 0 | 0 | 1707391.2134 | 2937086.4603 | 0 | 0 | 0 | 0 | 0 | 0 | 0 | 0 | 0 | 0 | 0 | 0 | 0 | 0 | 0 | 0 | 105551.8794 | 14366.478 | 0 | 0 | 0 | 0 | 0 | 0 | 0 | 0 | 0 | 0 | 0 | 0 | 0 | 0 | 0
2016-08-20 22:00 | 0 | 0 | 0 | 0 | 174011.2479 | 668984.9701 | 583463 | 0 | 0 | 0 | 0 | 1966924.4313 | 2937086.4603 | 0 | 0 | 0 | 0 | 0 | 0 | 0 | 0 | 0 | 0 | 0 | 0 | 0 | 0 | 0 | 0 | 259533.218 | 0 | 0 | 0 | 0 | 0 | 0 | 0 | 0 | 0 | 0 | 0 | 0 | 0 | 0 | 0 | 0
2016-08-20 23:00 | 0 | 0 | 0 | 0 | 214848.7484 | 571759.5568 | 570525 | 0 | 0 | 0 | 0 | 2183007.7365 | 2937086.4603 | 0 | 0 | 0 | 0 | 0 | 0 | 0 | 0 | 0 | 0 | 0 | 0 | 0 | 0 | 0 | 0 | 216083.3052 | 0 | 0 | 0 | 0 | 0 | 0 | 0 | 0 | 0 | 0 | 0 | 0 | 0 | 0 | 0 | 0
2016-08-21 | 0 | 0 | 0 | 0 | 216936.1557 | 408823.6736 | 560708 | 0 | 0 | 0 | 0 | 2248059.5658 | 2937086.4603 | 0 | 0 | 0 | 0 | 0 | 0 | 0 | 0 | 0 | 0 | 0 | 0 | 0 | 0 | 0 | 0 | 65051.8293 | 0 | 0 | 0 | 0 | 0 | 0 | 0 | 0 | 0 | 0 | 0 | 0 | 0 | 0 | 0 | 0
2016-08-21 01:00 | 0 | 0 | 0 | 0 | 281464.5802 | 124836.6274 | 546320 | 0 | 0 | 0 | 0 | 2070160.0059 | 2951452.9383 | 0 | 0 | 0 | 0 | 0 | 0 | 23514.2896 | 0 | 0 | 0 | 0 | 0 | 0 | 0 | 0 | 0 | -177899.5599 | 14366.478 | 0 | 0 | 0 | 0 | 0 | 0 | 0 | 0 | 23514.2896 | 0 | 0 | 0 | 0 | 0 | 0
2016-08-21 02:00 | 0 | 0 | 0 | 0 | 281867.0736 | 466.5794 | 522016 | 0 | 0 | 0 | 0 | 1853991.9485 | 2951452.9383 | 0 | 0 | 0 | 0 | 0 | 0 | 0 | 0 | 0 | 0 | 0 | 0 | 0 | 0 | 0 | 0 | -216168.0574 | 0 | 0 | 0 | 0 | 0 | 0 | 0 | 0 | 0 | -23514.2896 | 0 | 0 | 0 | 0 | 0 | 0
2016-08-21 03:00 | 0 | 0 | 0 | 0 | 233270.782 | 0 | 492804 | 0 | 0 | 0 | 0 | 1594458.7305 | 2951452.9383 | 0 | 0 | 0 | 0 | 0 | 0 | 0 | 0 | 0 | 0 | 0 | 0 | 0 | 0 | 0 | 0 | -259533.218 | 0 | 0 | 0 | 0 | 0 | 0 | 0 | 0 | 0 | 0 | 0 | 0 | 0 | 0 | 0 | 0
2016-08-21 04:00 | 0 | 0 | 0 | 0 | 264674.0963 | 0 | 463664 | 0 | 0 | 0 | 0 | 1381102.3489 | 2965819.4163 | 0 | 0 | 0 | 0 | 0 | 0 | 0 | 0 | 0 | 0 | 0 | 0 | 0 | 0 | 0 | 0 | -213356.3817 | 14366.478 | 0 | 0 | 0 | 0 | 0 | 0 | 0 | 0 | 0 | 0 | 0 | 0 | 0 | 0 | 0
2016-08-21 05:00 | 0 | 0 | 0 | 0 | 180189.782 | 0 | 439723 | 0 | 0 | 0 | 0 | 1121569.1309 | 2965819.4163 | 0 | 0 | 0 | 0 | 0 | 0 | 0 | 0 | 0 | 0 | 0 | 0 | 0 | 0 | 0 | 0 | -259533.218 | 0 | 0 | 0 | 0 | 0 | 0 | 0 | 0 | 0 | 0 | 0 | 0 | 0 | 0 | 0 | 0
2016-08-21 06:00 | 0 | 0 | 0 | 0 | 291461.9714 | 0 | 419299 | 0 | 0 | 0 | 0 | 993732.1023 | 2965819.4163 | 0 | 0 | 0 | 0 | 0 | 0 | 0 | 0 | 0 | 0 | 0 | 0 | 0 | 0 | 0 | 0 | -127837.0286 | 0 | 0 | 0 | 0 | 0 | 0 | 0 | 0 | 0 | 0 | 0 | 0 | 0 | 0 | 0 | 0
2016-08-21 07:00 | 0 | 0 | 0 | 0 | 158766.26 | 0 | 403933 | 0 | 0 | 0 | 0 | 734198.8843 | 2980185.8943 | 0 | 0 | 0 | 0 | 0 | 0 | 0 | 0 | 0 | 0 | 0 | 0 | 0 | 0 | 0 | 0 | -259533.218 | 14366.478 | 0 | 0 | 0 | 0 | 0 | 0 | 0 | 0 | 0 | 0 | 0 | 0 | 0 | 0 | 0
2016-08-21 08:00 | 0 | 0 | 0 | 0 | 353424.9359 | 0 | 393719 | 0 | 0 | 0 | 0 | 693904.8202 | 2980185.8943 | 0 | 0 | 0 | 0 | 0 | 0 | 0 | 0 | 0 | 0 | 0 | 0 | 0 | 0 | 0 | 0 | -40294.0641 | 0 | 0 | 0 | 0 | 0 | 0 | 0 | 0 | 0 | 0 | 0 | 0 | 0 | 0 | 0 | 0
2016-08-21 09:00 | 0 | 0 | 0 | 0 | 143356.26 | 0 | 388523 | 0 | 0 | 0 | 0 | 434371.6022 | 2994552.3723 | 0 | 0 | 0 | 0 | 0 | 0 | 0 | 0 | 0 | 0 | 0 | 0 | 0 | 0 | 0 | 0 | -259533.218 | 14366.478 | 0 | 0 | 0 | 0 | 0 | 0 | 0 | 0 | 0 | 0 | 0 | 0 | 0 | 0 | 0
2016-08-21 10:00 | 0 | 0 | 0 | 0 | 361884.1521 | 0 | 389420 | 0 | 0 | 0 | 0 | 392469.2763 | 3008918.8502 | 0 | 0 | 0 | 0 | 0 | 0 | 0 | 0 | 0 | 0 | 0 | 0 | 0 | 0 | 0 | 0 | -41902.3259 | 14366.478 | 0 | 0 | 0 | 0 | 0 | 0 | 0 | 0 | 0 | 0 | 0 | 0 | 0 | 0 | 0
2016-08-21 11:00 | 0 | 0 | 0 | 0 | 370635.4004 | 0 | 393384 | 0 | 0 | 0 | 0 | 355354.1988 | 3023285.3282 | 0 | 0 | 0 | 0 | 0 | 0 | 0 | 0 | 0 | 0 | 0 | 0 | 0 | 0 | 0 | 0 | -37115.0775 | 14366.478 | 0 | 0 | 0 | 0 | 0 | 0 | 0 | 0 | 0 | 0 | 0 | 0 | 0 | 0 | 0
2016-08-21 12:00 | 0 | 0 | 0 | 0 | 292335.3854 | 5954.9685 | 409119 | 0 | 0 | 0 | 0 | 206644.7852 | 3037651.8062 | 0 | 0 | 0 | 0 | 0 | 0 | 23514.2896 | 0 | 0 | 0 | 0 | 0 | 0 | 0 | 0 | 0 | -148709.4136 | 14366.478 | 0 | 0 | 0 | 0 | 0 | 0 | 0 | 0 | 23514.2896 | 0 | 0 | 0 | 0 | 0 | 0
2016-08-21 13:00 | 0 | 0 | 0 | 0 | 115579.543 | 224070.1811 | 434233 | 0 | 0 | 0 | 0 | 135575.7988 | 3037651.8062 | 0 | 0 | 0 | 0 | 0 | 0 | 0 | 0 | 0 | 0 | 0 | 0 | 0 | 0 | 0 | 0 | -71068.9864 | 0 | 0 | 0 | 0 | 0 | 0 | 0 | 0 | 0 | -23514.2896 | 0 | 0 | 0 | 0 | 0 | 0
2016-08-21 14:00 | 0 | 0 | 0 | 0 | 100662.2679 | 518816.2303 | 460036 | 0 | 0 | 0 | 0 | 295018.297 | 3037651.8062 | 0 | 0 | 0 | 0 | 0 | 0 | 0 | 0 | 0 | 0 | 0 | 0 | 0 | 0 | 0 | 0 | 159442.4982 | 0 | 0 | 0 | 0 | 0 | 0 | 0 | 0 | 0 | 0 | 0 | 0 | 0 | 0 | 0 | 0
2016-08-21 15:00 | 0 | 0 | 0 | 0 | 0 | 683166.6675 | 486552 | 0 | 0 | 0 | 0 | 477266.4865 | 3052018.2842 | 0 | 0 | 0 | 0 | 0 | 0 | 0 | 0 | 0 | 0 | 0 | 0 | 0 | 0 | 0 | 0 | 182248.1895 | 14366.478 | 0 | 0 | 0 | 0 | 0 | 0 | 0 | 0 | 0 | 0 | 0 | 0 | 0 | 0 | 0
2016-08-21 16:00 | 0 | 0 | 0 | 0 | 34726.3992 | 750101.2967 | 510928 | 0 | 0 | 0 | 0 | 736799.7045 | 3066384.7622 | 0 | 0 | 0 | 0 | 0 | 0 | 0 | 0 | 0 | 0 | 0 | 0 | 0 | 0 | 0 | 0 | 259533.218 | 14366.478 | 0 | 0 | 0 | 0 | 0 | 0 | 0 | 0 | 0 | 0 | 0 | 0 | 0 | 0 | 0
2016-08-21 17:00 | 0 | 0 | 0 | 0 | 0 | 756716.9396 | 530086 | 0 | 0 | 0 | 0 | 958322.1281 | 3071493.2781 | 0 | 0 | 0 | 0 | 0 | 0 | 0 | 0 | 0 | 0 | 0 | 0 | 0 | 0 | 0 | 0 | 221522.4237 | 14366.478 | 9257.962 | 0 | 0 | 0 | 0 | 0 | 0 | 0 | 0 | 0 | 0 | 0 | 0 | 0 | 0
2016-08-21 18:00 | 0 | 0 | 0 | 0 | 0 | 742615.4385 | 544479 | 0 | 0 | 0 | 0 | 1156458.5666 | 3071493.2781 | 0 | 0 | 0 | 0 | 0 | 0 | 0 | 0 | 0 | 0 | 0 | 0 | 0 | 0 | 0 | 0 | 198136.4385 | 0 | 0 | 0 | 0 | 0 | 0 | 0 | 0 | 0 | 0 | 0 | 0 | 0 | 0 | 0 | 0
2016-08-21 19:00 | 0 | 0 | 0 | 0 | 0 | 718171.2159 | 554802 | 0 | 0 | 0 | 0 | 1305461.3045 | 3085859.7561 | 0 | 0 | 0 | 0 | 0 | 0 | 0 | 0 | 0 | 0 | 0 | 0 | 0 | 0 | 0 | 0 | 149002.7379 | 14366.478 | 0 | 0 | 0 | 0 | 0 | 0 | 0 | 0 | 0 | 0 | 0 | 0 | 0 | 0 | 0
2016-08-21 20:00 | 0 | 0 | 0 | 0 | 0 | 694257.0213 | 562710 | 0 | 0 | 0 | 0 | 1422641.8479 | 3100226.2341 | 0 | 0 | 0 | 0 | 0 | 0 | 0 | 0 | 0 | 0 | 0 | 0 | 0 | 0 | 0 | 0 | 117180.5433 | 14366.478 | 0 | 0 | 0 | 0 | 0 | 0 | 0 | 0 | 0 | 0 | 0 | 0 | 0 | 0 | 0
2016-08-21 21:00 | 0 | 0 | 0 | 0 | 0 | 658213.899 | 569215 | 0 | 0 | 0 | 0 | 1511640.7469 | 3100226.2341 | 0 | 0 | 0 | 0 | 0 | 0 | 0 | 0 | 0 | 0 | 0 | 0 | 0 | 0 | 0 | 0 | 88998.899 | 0 | 0 | 0 | 0 | 0 | 0 | 0 | 0 | 0 | 0 | 0 | 0 | 0 | 0 | 0 | 0
2016-08-21 22:00 | 0 | 0 | 0 | 0 | 145583.5027 | 609434.8715 | 568881 | 0 | 0 | 0 | 0 | 1697778.1211 | 3100226.2341 | 0 | 0 | 0 | 0 | 0 | 0 | 0 | 0 | 0 | 0 | 0 | 0 | 0 | 0 | 0 | 0 | 186137.3742 | 0 | 0 | 0 | 0 | 0 | 0 | 0 | 0 | 0 | 0 | 0 | 0 | 0 | 0 | 0 | 0
2016-08-21 23:00 | 0 | 0 | 0 | 0 | 0 | 504000.8323 | 561221 | 0 | 0 | 0 | 0 | 1626191.4754 | 3114592.7121 | 0 | 0 | 0 | 0 | 0 | 0 | 0 | 0 | 0 | 0 | 0 | 0 | 0 | 0 | 0 | 0 | -71586.6457 | 14366.478 | 0 | 0 | 0 | 0 | 0 | 0 | 0 | 0 | 0 | 0 | 0 | 0 | 0 | 0 | 0
2016-08-22 | 0 | 0 | 0 | 0 | 0 | 343108.4452 | 553368 | 0 | 0 | 0 | 0 | 1415931.9207 | 3114592.7121 | 0 | 0 | 0 | 0 | 0 | 0 | 0 | 0 | 0 | 0 | 0 | 0 | 0 | 0 | 0 | 0 | -210259.5548 | 0 | 0 | 0 | 0 | 0 | 0 | 0 | 0 | 0 | 0 | 0 | 0 | 0 | 0 | 0 | 0
2016-08-22 01:00 | 0 | 0 | 0 | 0 | 507296.1098 | 108382.534 | 540660 | 0 | 0 | 0 | 0 | 1476584.0865 | 3128959.19 | 0 | 0 | 0 | 0 | 0 | 0 | 0 | 0 | 0 | 0 | 0 | 0 | 0 | 0 | 0 | 0 | 60652.1658 | 14366.478 | 0 | 0 | 0 | 0 | 0 | 0 | 0 | 0 | 0 | 0 | 0 | 0 | 0 | 0 | 0
2016-08-22 02:00 | 0 | 0 | 0 | 0 | 254127.3263 | 311.4557 | 513972 | 0 | 0 | 0 | 0 | 1217050.8685 | 3128959.19 | 0 | 0 | 0 | 0 | 0 | 0 | 0 | 0 | 0 | 0 | 0 | 0 | 0 | 0 | 0 | 0 | -259533.218 | 0 | 0 | 0 | 0 | 0 | 0 | 0 | 0 | 0 | 0 | 0 | 0 | 0 | 0 | 0 | 0
2016-08-22 03:00 | 0 | 0 | 0 | 0 | 235315.26 | 0 | 480482 | 0 | 0 | 0 | 0 | 957517.6506 | 3143325.668 | 0 | 0 | 0 | 0 | 0 | 0 | 0 | 0 | 0 | 0 | 0 | 0 | 0 | 0 | 0 | 0 | -259533.218 | 14366.478 | 0 | 0 | 0 | 0 | 0 | 0 | 0 | 0 | 0 | 0 | 0 | 0 | 0 | 0 | 0
2016-08-22 04:00 | 0 | 0 | 0 | 0 | 678525.6489 | 0 | 450332 | 0 | 0 | 0 | 0 | 1185711.2995 | 3143325.668 | 0 | 0 | 0 | 0 | 0 | 0 | 0 | 0 | 0 | 0 | 0 | 0 | 0 | 0 | 0 | 0 | 228193.6489 | 0 | 0 | 0 | 0 | 0 | 0 | 0 | 0 | 0 | 0 | 0 | 0 | 0 | 0 | 0 | 0
2016-08-22 05:00 | 0 | 0 | 0 | 0 | 165230.782 | 0 | 424764 | 0 | 0 | 0 | 0 | 926178.0815 | 3143325.668 | 0 | 0 | 0 | 0 | 0 | 0 | 0 | 0 | 0 | 0 | 0 | 0 | 0 | 0 | 0 | 0 | -259533.218 | 0 | 0 | 0 | 0 | 0 | 0 | 0 | 0 | 0 | 0 | 0 | 0 | 0 | 0 | 0 | 0
2016-08-22 06:00 | 0 | 0 | 0 | 0 | 159940.26 | 0 | 405107 | 0 | 0 | 0 | 0 | 666644.8636 | 3157692.146 | 0 | 0 | 0 | 0 | 0 | 0 | 0 | 0 | 0 | 0 | 0 | 0 | 0 | 0 | 0 | 0 | -259533.218 | 14366.478 | 0 | 0 | 0 | 0 | 0 | 0 | 0 | 0 | 0 | 0 | 0 | 0 | 0 | 0 | 0
2016-08-22 07:00 | 0 | 0 | 0 | 0 | 653997.7001 | 0 | 391802 | 0 | 0 | 0 | 0 | 926178.0815 | 3157692.146 | 0 | 0 | 0 | 0 | 0 | 0 | 2662.4821 | 0 | 0 | 0 | 0 | 0 | 0 | 0 | 0 | 0 | 259533.218 | 0 | 0 | 0 | 0 | 0 | 0 | 0 | 0 | 0 | 2662.4821 | 0 | 0 | 0 | 0 | 0 | 0
2016-08-22 08:00 | 0 | 0 | 0 | 0 | 124364.2999 | 0 | 386560 | 0 | 0 | 0 | 0 | 666644.8636 | 3157692.146 | 0 | 0 | 0 | 0 | 0 | 0 | 0 | 0 | 0 | 0 | 0 | 0 | 0 | 0 | 0 | 0 | -259533.218 | 0 | 0 | 0 | 0 | 0 | 0 | 0 | 0 | 0 | -2662.4821 | 0 | 0 | 0 | 0 | 0 | 0
2016-08-22 09:00 | 0 | 0 | 0 | 0 | 147371.26 | 0 | 392538 | 0 | 0 | 0 | 0 | 407111.6456 | 3172058.624 | 0 | 0 | 0 | 0 | 0 | 0 | 0 | 0 | 0 | 0 | 0 | 0 | 0 | 0 | 0 | 0 | -259533.218 | 14366.478 | 0 | 0 | 0 | 0 | 0 | 0 | 0 | 0 | 0 | 0 | 0 | 0 | 0 | 0 | 0
2016-08-22 10:00 | 0 | 0 | 0 | 0 | 582079.8911 | 0 | 411037 | 0 | 0 | 0 | 0 | 563788.0587 | 3186425.102 | 0 | 0 | 0 | 0 | 0 | 0 | 0 | 0 | 0 | 0 | 0 | 0 | 0 | 0 | 0 | 0 | 156676.4131 | 14366.478 | 0 | 0 | 0 | 0 | 0 | 0 | 0 | 0 | 0 | 0 | 0 | 0 | 0 | 0 | 0
2016-08-22 11:00 | 0 | 0 | 0 | 0 | 187824.26 | 0 | 432991 | 0 | 0 | 0 | 0 | 304254.8408 | 3200791.58 | 0 | 0 | 0 | 0 | 0 | 0 | 0 | 0 | 0 | 0 | 0 | 0 | 0 | 0 | 0 | 0 | -259533.218 | 14366.478 | 0 | 0 | 0 | 0 | 0 | 0 | 0 | 0 | 0 | 0 | 0 | 0 | 0 | 0 | 0
2016-08-22 12:00 | 0 | 0 | 0 | 0 | 419794.9366 | 4318.9971 | 452576 | 0 | 0 | 0 | 0 | 275792.7745 | 3200791.58 | 0 | 0 | 0 | 0 | 0 | 0 | 0 | 0 | 0 | 0 | 0 | 0 | 0 | 0 | 0 | 0 | -28462.0662 | 0 | 0 | 0 | 0 | 0 | 0 | 0 | 0 | 0 | 0 | 0 | 0 | 0 | 0 | 0 | 0
2016-08-22 13:00 | 0 | 0 | 0 | 0 | 40816.3845 | 190241.8755 | 476225 | 0 | 0 | 0 | 0 | 16259.5566 | 3215158.0579 | 0 | 0 | 0 | 0 | 0 | 0 | 0 | 0 | 0 | 0 | 0 | 0 | 0 | 0 | 0 | 0 | -259533.218 | 14366.478 | 0 | 0 | 0 | 0 | 0 | 0 | 0 | 0 | 0 | 0 | 0 | 0 | 0 | 0 | 0
2016-08-22 14:00 | 0 | 0 | 0 | 0 | 317283.5902 | 445173.6278 | 502924 | 0 | 0 | 0 | 0 | 275792.7745 | 3215158.0579 | 0 | 0 | 0 | 0 | 0 | 0 | 0 | 0 | 0 | 0 | 0 | 0 | 0 | 0 | 0 | 0 | 259533.218 | 0 | 0 | 0 | 0 | 0 | 0 | 0 | 0 | 0 | 0 | 0 | 0 | 0 | 0 | 0 | 0
2016-08-22 15:00 | 0 | 0 | 0 | 0 | 199455.1533 | 587301.0646 | 527223 | 0 | 0 | 0 | 0 | 535325.9925 | 3215158.0579 | 0 | 0 | 0 | 0 | 0 | 0 | 0 | 0 | 0 | 0 | 0 | 0 | 0 | 0 | 0 | 0 | 259533.218 | 0 | 0 | 0 | 0 | 0 | 0 | 0 | 0 | 0 | 0 | 0 | 0 | 0 | 0 | 0 | 0
2016-08-22 16:00 | 0 | 0 | 0 | 0 | 0 | 653046.2371 | 548113 | 0 | 0 | 0 | 0 | 640259.2296 | 3215158.0579 | 0 | 0 | 0 | 0 | 0 | 0 | 0 | 0 | 0 | 0 | 0 | 0 | 0 | 0 | 0 | 0 | 104933.2371 | 0 | 0 | 0 | 0 | 0 | 0 | 0 | 0 | 0 | 0 | 0 | 0 | 0 | 0 | 0 | 0
2016-08-22 17:00 | 0 | 0 | 0 | 0 | 0 | 664109.7322 | 567815 | 0 | 0 | 0 | 0 | 722187.4837 | 3229524.5359 | 0 | 0 | 0 | 0 | 0 | 0 | 0 | 0 | 0 | 0 | 0 | 0 | 0 | 0 | 0 | 0 | 81928.2542 | 14366.478 | 0 | 0 | 0 | 0 | 0 | 0 | 0 | 0 | 0 | 0 | 0 | 0 | 0 | 0 | 0
2016-08-22 18:00 | 0 | 0 | 0 | 0 | 189963.3688 | 654197.8492 | 584628 | 0 | 0 | 0 | 0 | 981720.7017 | 3229524.5359 | 0 | 0 | 0 | 0 | 0 | 0 | 0 | 0 | 0 | 0 | 0 | 0 | 0 | 0 | 0 | 0 | 259533.218 | 0 | 0 | 0 | 0 | 0 | 0 | 0 | 0 | 0 | 0 | 0 | 0 | 0 | 0 | 0 | 0
2016-08-22 19:00 | 0 | 0 | 0 | 0 | 0 | 636537.8991 | 597886 | 0 | 0 | 0 | 0 | 1020372.6008 | 3229524.5359 | 0 | 0 | 0 | 0 | 0 | 0 | 0 | 0 | 0 | 0 | 0 | 0 | 0 | 0 | 0 | 0 | 38651.8991 | 0 | 0 | 0 | 0 | 0 | 0 | 0 | 0 | 0 | 0 | 0 | 0 | 0 | 0 | 0 | 0
2016-08-22 20:00 | 0 | 0 | 0 | 0 | 0 | 620874.796 | 606740 | 0 | 0 | 0 | 0 | 1020140.9189 | 3243891.0139 | 0 | 0 | 0 | 0 | 0 | 0 | 0 | 0 | 0 | 0 | 0 | 0 | 0 | 0 | 0 | 0 | -231.682 | 14366.478 | 0 | 0 | 0 | 0 | 0 | 0 | 0 | 0 | 0 | 0 | 0 | 0 | 0 | 0 | 0
2016-08-22 21:00 | 0 | 0 | 0 | 0 | 278657.348 | 591655.87 | 610780 | 0 | 0 | 0 | 0 | 1279674.1368 | 3243891.0139 | 0 | 0 | 0 | 0 | 0 | 0 | 0 | 0 | 0 | 0 | 0 | 0 | 0 | 0 | 0 | 0 | 259533.218 | 0 | 0 | 0 | 0 | 0 | 0 | 0 | 0 | 0 | 0 | 0 | 0 | 0 | 0 | 0 | 0
2016-08-22 22:00 | 0 | 0 | 0 | 0 | 0 | 542128.9253 | 605164 | 0 | 0 | 0 | 0 | 1202272.5842 | 3258257.4919 | 0 | 0 | 0 | 0 | 0 | 0 | 0 | 0 | 0 | 0 | 0 | 0 | 0 | 0 | 0 | 0 | -77401.5526 | 14366.478 | 0 | 0 | 0 | 0 | 0 | 0 | 0 | 0 | 0 | 0 | 0 | 0 | 0 | 0 | 0
2016-08-22 23:00 | 0 | 0 | 0 | 0 | 0 | 450078.4225 | 590472 | 0 | 0 | 0 | 0 | 1047512.5287 | 3272623.9699 | 0 | 0 | 0 | 0 | 0 | 0 | 0 | 0 | 0 | 0 | 0 | 0 | 0 | 0 | 0 | 0 | -154760.0555 | 14366.478 | 0 | 0 | 0 | 0 | 0 | 0 | 0 | 0 | 0 | 0 | 0 | 0 | 0 | 0 | 0
2016-08-23 | 0 | 0 | 0 | 0 | 18318.5748 | 300572.2072 | 578424 | 0 | 0 | 0 | 0 | 787979.3107 | 3272623.9699 | 0 | 0 | 0 | 0 | 0 | 0 | 0 | 0 | 0 | 0 | 0 | 0 | 0 | 0 | 0 | 0 | -259533.218 | 0 | 0 | 0 | 0 | 0 | 0 | 0 | 0 | 0 | 0 | 0 | 0 | 0 | 0 | 0 | 0
2016-08-23 01:00 | 0 | 0 | 0 | 0 | 739552.5363 | 81576.6816 | 561596 | 0 | 0 | 0 | 0 | 1047512.5287 | 3272623.9699 | 0 | 0 | 0 | 0 | 0 | 0 | 0 | 0 | 0 | 0 | 0 | 0 | 0 | 0 | 0 | 0 | 259533.218 | 0 | 0 | 0 | 0 | 0 | 0 | 0 | 0 | 0 | 0 | 0 | 0 | 0 | 0 | 0 | 0
2016-08-23 02:00 | 0 | 0 | 0 | 0 | 283362.4018 | 279.8582 | 528809 | 0 | 0 | 0 | 0 | 787979.3107 | 3286990.4478 | 0 | 0 | 0 | 0 | 0 | 0 | 0 | 0 | 0 | 0 | 0 | 0 | 0 | 0 | 0 | 0 | -259533.218 | 14366.478 | 0 | 0 | 0 | 0 | 0 | 0 | 0 | 0 | 0 | 0 | 0 | 0 | 0 | 0 | 0
2016-08-23 03:00 | 0 | 0 | 0 | 0 | 232617.782 | 0 | 492151 | 0 | 0 | 0 | 0 | 528446.0928 | 3286990.4478 | 0 | 0 | 0 | 0 | 0 | 0 | 0 | 0 | 0 | 0 | 0 | 0 | 0 | 0 | 0 | 0 | -259533.218 | 0 | 0 | 0 | 0 | 0 | 0 | 0 | 0 | 0 | 0 | 0 | 0 | 0 | 0 | 0 | 0
2016-08-23 04:00 | 0 | 0 | 0 | 0 | 718584.218 | 0 | 459051 | 0 | 0 | 0 | 0 | 787979.3107 | 3286990.4478 | 0 | 0 | 0 | 0 | 0 | 0 | 0 | 0 | 0 | 0 | 0 | 0 | 0 | 0 | 0 | 0 | 259533.218 | 0 | 0 | 0 | 0 | 0 | 0 | 0 | 0 | 0 | 0 | 0 | 0 | 0 | 0 | 0 | 0
2016-08-23 05:00 | 0 | 0 | 0 | 0 | 186644.26 | 0 | 431811 | 0 | 0 | 0 | 0 | 528446.0928 | 3301356.9258 | 0 | 0 | 0 | 0 | 0 | 0 | 0 | 0 | 0 | 0 | 0 | 0 | 0 | 0 | 0 | 0 | -259533.218 | 14366.478 | 0 | 0 | 0 | 0 | 0 | 0 | 0 | 0 | 0 | 0 | 0 | 0 | 0 | 0 | 0
2016-08-23 06:00 | 0 | 0 | 0 | 0 | 151283.782 | 0 | 410817 | 0 | 0 | 0 | 0 | 268912.8748 | 3301356.9258 | 0 | 0 | 0 | 0 | 0 | 0 | 0 | 0 | 0 | 0 | 0 | 0 | 0 | 0 | 0 | 0 | -259533.218 | 0 | 0 | 0 | 0 | 0 | 0 | 0 | 0 | 0 | 0 | 0 | 0 | 0 | 0 | 0 | 0
2016-08-23 07:00 | 0 | 0 | 0 | 0 | 670892.6959 | 0 | 396993 | 0 | 0 | 0 | 0 | 528446.0928 | 3315723.4038 | 0 | 0 | 0 | 0 | 0 | 0 | 0 | 0 | 0 | 0 | 0 | 0 | 0 | 0 | 0 | 0 | 259533.218 | 14366.478 | 0 | 0 | 0 | 0 | 0 | 0 | 0 | 0 | 0 | 0 | 0 | 0 | 0 | 0 | 0
2016-08-23 08:00 | 0 | 0 | 0 | 0 | 145579.26 | 0 | 390746 | 0 | 0 | 0 | 0 | 268912.8748 | 3330089.8818 | 0 | 0 | 0 | 0 | 0 | 0 | 0 | 0 | 0 | 0 | 0 | 0 | 0 | 0 | 0 | 0 | -259533.218 | 14366.478 | 0 | 0 | 0 | 0 | 0 | 0 | 0 | 0 | 0 | 0 | 0 | 0 | 0 | 0 | 0
2016-08-23 09:00 | 0 | 0 | 0 | 0 | 137629.782 | 0 | 397163 | 0 | 0 | 0 | 0 | 9379.6568 | 3330089.8818 | 0 | 0 | 0 | 0 | 0 | 0 | 0 | 0 | 0 | 0 | 0 | 0 | 0 | 0 | 0 | 0 | -259533.218 | 0 | 0 | 0 | 0 | 0 | 0 | 0 | 0 | 0 | 0 | 0 | 0 | 0 | 0 | 0 | 0
2016-08-23 10:00 | 0 | 0 | 0 | 0 | 681314.0391 | 0 | 416794 | 0 | 0 | 0 | 0 | 259533.218 | 3344456.3598 | 0 | 0 | 0 | 0 | 0 | 0 | 0 | 0 | 0 | 0 | 0 | 0 | 0 | 0 | 0 | 0 | 250153.5611 | 14366.478 | 0 | 0 | 0 | 0 | 0 | 0 | 0 | 0 | 0 | 0 | 0 | 0 | 0 | 0 | 0
2016-08-23 11:00 | 0 | 0 | 0 | 0 | 177883.782 | 0 | 437417 | 0 | 0 | 0 | 0 | 0 | 3344456.3598 | 0 | 0 | 0 | 0 | 0 | 0 | 0 | 0 | 0 | 0 | 0 | 0 | 0 | 0 | 0 | 0 | -259533.218 | 0 | 0 | 0 | 0 | 0 | 0 | 0 | 0 | 0 | 0 | 0 | 0 | 0 | 0 | 0 | 0
2016-08-23 12:00 | 0 | 0 | 0 | 0 | 574922.8861 | 6049.8935 | 454648 | 0 | 0 | 0 | 0 | 111958.3016 | 3358822.8377 | 0 | 0 | 0 | 0 | 0 | 0 | 0 | 0 | 0 | 0 | 0 | 0 | 0 | 0 | 0 | 0 | 111958.3016 | 14366.478 | 0 | 0 | 0 | 0 | 0 | 0 | 0 | 0 | 0 | 0 | 0 | 0 | 0 | 0 | 0
2016-08-23 13:00 | 0 | 0 | 0 | 0 | 488548.3944 | 197654.4038 | 477293 | 0 | 0 | 0 | 0 | 320868.0998 | 3358822.8377 | 0 | 0 | 0 | 0 | 0 | 0 | 0 | 0 | 0 | 0 | 0 | 0 | 0 | 0 | 0 | 0 | 208909.7982 | 0 | 0 | 0 | 0 | 0 | 0 | 0 | 0 | 0 | 0 | 0 | 0 | 0 | 0 | 0 | 0
2016-08-23 14:00 | 0 | 0 | 0 | 0 | 0 | 484933.263 | 505355 | 0 | 0 | 0 | 0 | 286079.8849 | 3373189.3157 | 0 | 0 | 0 | 0 | 0 | 0 | 0 | 0 | 0 | 0 | 0 | 0 | 0 | 0 | 0 | 0 | -34788.215 | 14366.478 | 0 | 0 | 0 | 0 | 0 | 0 | 0 | 0 | 0 | 0 | 0 | 0 | 0 | 0 | 0
2016-08-23 15:00 | 0 | 0 | 0 | 0 | 149529.3287 | 643058.8893 | 533055 | 0 | 0 | 0 | 0 | 545613.1029 | 3373189.3157 | 0 | 0 | 0 | 0 | 0 | 0 | 0 | 0 | 0 | 0 | 0 | 0 | 0 | 0 | 0 | 0 | 259533.218 | 0 | 0 | 0 | 0 | 0 | 0 | 0 | 0 | 0 | 0 | 0 | 0 | 0 | 0 | 0 | 0
2016-08-23 16:00 | 0 | 0 | 0 | 0 | 0 | 724512.961 | 557774 | 0 | 0 | 0 | 0 | 697985.5858 | 3387555.7937 | 0 | 0 | 0 | 0 | 0 | 0 | 0 | 0 | 0 | 0 | 0 | 0 | 0 | 0 | 0 | 0 | 152372.483 | 14366.478 | 0 | 0 | 0 | 0 | 0 | 0 | 0 | 0 | 0 | 0 | 0 | 0 | 0 | 0 | 0
2016-08-23 17:00 | 0 | 0 | 0 | 0 | 0 | 733007.593 | 579989 | 0 | 0 | 0 | 0 | 851004.1788 | 3387555.7937 | 0 | 0 | 0 | 0 | 0 | 0 | 0 | 0 | 0 | 0 | 0 | 0 | 0 | 0 | 0 | 0 | 153018.593 | 0 | 0 | 0 | 0 | 0 | 0 | 0 | 0 | 0 | 0 | 0 | 0 | 0 | 0 | 0 | 0
2016-08-23 18:00 | 0 | 0 | 0 | 0 | 150005.3866 | 723519.3094 | 599625 | 0 | 0 | 0 | 0 | 1110537.3968 | 3401922.2717 | 0 | 0 | 0 | 0 | 0 | 0 | 0 | 0 | 0 | 0 | 0 | 0 | 0 | 0 | 0 | 0 | 259533.218 | 14366.478 | 0 | 0 | 0 | 0 | 0 | 0 | 0 | 0 | 0 | 0 | 0 | 0 | 0 | 0 | 0
2016-08-23 19:00 | 0 | 0 | 0 | 0 | 0 | 701525.238 | 613462 | 0 | 0 | 0 | 0 | 1198600.6348 | 3401922.2717 | 0 | 0 | 0 | 0 | 0 | 0 | 0 | 0 | 0 | 0 | 0 | 0 | 0 | 0 | 0 | 0 | 88063.238 | 0 | 0 | 0 | 0 | 0 | 0 | 0 | 0 | 0 | 0 | 0 | 0 | 0 | 0 | 0 | 0
2016-08-23 20:00 | 0 | 0 | 0 | 0 | 0 | 677344.0545 | 623291 | 0 | 0 | 0 | 0 | 1238287.2113 | 3416288.7497 | 0 | 0 | 0 | 0 | 0 | 0 | 0 | 0 | 0 | 0 | 0 | 0 | 0 | 0 | 0 | 0 | 39686.5765 | 14366.478 | 0 | 0 | 0 | 0 | 0 | 0 | 0 | 0 | 0 | 0 | 0 | 0 | 0 | 0 | 0
2016-08-23 21:00 | 0 | 0 | 0 | 0 | 244450.176 | 643191.042 | 628108 | 0 | 0 | 0 | 0 | 1497820.4293 | 3416288.7497 | 0 | 0 | 0 | 0 | 0 | 0 | 0 | 0 | 0 | 0 | 0 | 0 | 0 | 0 | 0 | 0 | 259533.218 | 0 | 0 | 0 | 0 | 0 | 0 | 0 | 0 | 0 | 0 | 0 | 0 | 0 | 0 | 0 | 0
2016-08-23 22:00 | 0 | 0 | 0 | 0 | 0 | 594912.5954 | 622384 | 0 | 0 | 0 | 0 | 1455982.5467 | 3430655.2277 | 0 | 0 | 0 | 0 | 0 | 0 | 0 | 0 | 0 | 0 | 0 | 0 | 0 | 0 | 0 | 0 | -41837.8826 | 14366.478 | 0 | 0 | 0 | 0 | 0 | 0 | 0 | 0 | 0 | 0 | 0 | 0 | 0 | 0 | 0
2016-08-23 23:00 | 0 | 0 | 0 | 0 | 0 | 508691.4673 | 608385 | 0 | 0 | 0 | 0 | 1356289.014 | 3430655.2277 | 0 | 0 | 0 | 0 | 0 | 0 | 0 | 0 | 0 | 0 | 0 | 0 | 0 | 0 | 0 | 0 | -99693.5327 | 0 | 0 | 0 | 0 | 0 | 0 | 0 | 0 | 0 | 0 | 0 | 0 | 0 | 0 | 0 | 0
2016-08-24 | 0 | 0 | 0 | 0 | 0 | 368496.3923 | 598766 | 0 | 0 | 0 | 0 | 1126019.4063 | 3430655.2277 | 0 | 0 | 0 | 0 | 0 | 0 | 0 | 0 | 0 | 0 | 0 | 0 | 0 | 0 | 0 | 0 | -230269.6077 | 0 | 0 | 0 | 0 | 0 | 0 | 0 | 0 | 0 | 0 | 0 | 0 | 0 | 0 | 0 | 0
2016-08-24 01:00 | 0 | 0 | 0 | 0 | 729933.8809 | 125904.8151 | 581939 | 0 | 0 | 0 | 0 | 1385552.6242 | 3445021.7056 | 0 | 0 | 0 | 0 | 0 | 0 | 0 | 0 | 0 | 0 | 0 | 0 | 0 | 0 | 0 | 0 | 259533.218 | 14366.478 | 0 | 0 | 0 | 0 | 0 | 0 | 0 | 0 | 0 | 0 | 0 | 0 | 0 | 0 | 0
2016-08-24 02:00 | 0 | 0 | 0 | 0 | 289009.7575 | 187.0246 | 548730 | 0 | 0 | 0 | 0 | 1126019.4063 | 3445021.7056 | 0 | 0 | 0 | 0 | 0 | 0 | 0 | 0 | 0 | 0 | 0 | 0 | 0 | 0 | 0 | 0 | -259533.218 | 0 | 0 | 0 | 0 | 0 | 0 | 0 | 0 | 0 | 0 | 0 | 0 | 0 | 0 | 0 | 0
2016-08-24 03:00 | 0 | 0 | 0 | 0 | 265583.26 | 0 | 510750 | 0 | 0 | 0 | 0 | 866486.1883 | 3459388.1836 | 0 | 0 | 0 | 0 | 0 | 0 | 0 | 0 | 0 | 0 | 0 | 0 | 0 | 0 | 0 | 0 | -259533.218 | 14366.478 | 0 | 0 | 0 | 0 | 0 | 0 | 0 | 0 | 0 | 0 | 0 | 0 | 0 | 0 | 0
2016-08-24 04:00 | 0 | 0 | 0 | 0 | 721850.4501 | 0 | 477056 | 0 | 0 | 0 | 0 | 1111280.6384 | 3459388.1836 | 0 | 0 | 0 | 0 | 0 | 0 | 0 | 0 | 0 | 0 | 0 | 0 | 0 | 0 | 0 | 0 | 244794.4501 | 0 | 0 | 0 | 0 | 0 | 0 | 0 | 0 | 0 | 0 | 0 | 0 | 0 | 0 | 0 | 0
2016-08-24 05:00 | 0 | 0 | 0 | 0 | 202712.26 | 0 | 447879 | 0 | 0 | 0 | 0 | 851747.4204 | 3473754.6616 | 0 | 0 | 0 | 0 | 0 | 0 | 0 | 0 | 0 | 0 | 0 | 0 | 0 | 0 | 0 | 0 | -259533.218 | 14366.478 | 0 | 0 | 0 | 0 | 0 | 0 | 0 | 0 | 0 | 0 | 0 | 0 | 0 | 0 | 0
2016-08-24 06:00 | 0 | 0 | 0 | 0 | 166369.782 | 0 | 425903 | 0 | 0 | 0 | 0 | 592214.2024 | 3473754.6616 | 0 | 0 | 0 | 0 | 0 | 0 | 0 | 0 | 0 | 0 | 0 | 0 | 0 | 0 | 0 | 0 | -259533.218 | 0 | 0 | 0 | 0 | 0 | 0 | 0 | 0 | 0 | 0 | 0 | 0 | 0 | 0 | 0 | 0
2016-08-24 07:00 | 0 | 0 | 0 | 0 | 619068.2202 | 0 | 410647 | 0 | 0 | 0 | 0 | 786268.9447 | 3488121.1396 | 0 | 0 | 0 | 0 | 0 | 0 | 0 | 0 | 0 | 0 | 0 | 0 | 0 | 0 | 0 | 0 | 194054.7422 | 14366.478 | 0 | 0 | 0 | 0 | 0 | 0 | 0 | 0 | 0 | 0 | 0 | 0 | 0 | 0 | 0
2016-08-24 08:00 | 0 | 0 | 0 | 0 | 158595.26 | 0 | 403762 | 0 | 0 | 0 | 0 | 526735.7267 | 3502487.6176 | 0 | 0 | 0 | 0 | 0 | 0 | 0 | 0 | 0 | 0 | 0 | 0 | 0 | 0 | 0 | 0 | -259533.218 | 14366.478 | 0 | 0 | 0 | 0 | 0 | 0 | 0 | 0 | 0 | 0 | 0 | 0 | 0 | 0 | 0
2016-08-24 09:00 | 0 | 0 | 0 | 0 | 562555.0207 | 0 | 409712 | 0 | 0 | 0 | 0 | 665212.2694 | 3516854.0955 | 0 | 0 | 0 | 0 | 0 | 0 | 0 | 0 | 0 | 0 | 0 | 0 | 0 | 0 | 0 | 0 | 138476.5427 | 14366.478 | 0 | 0 | 0 | 0 | 0 | 0 | 0 | 0 | 0 | 0 | 0 | 0 | 0 | 0 | 0
2016-08-24 10:00 | 0 | 0 | 0 | 0 | 539856.77 | 0 | 428782 | 0 | 0 | 0 | 0 | 761920.5613 | 3531220.5735 | 0 | 0 | 0 | 0 | 0 | 0 | 0 | 0 | 0 | 0 | 0 | 0 | 0 | 0 | 0 | 0 | 96708.292 | 14366.478 | 0 | 0 | 0 | 0 | 0 | 0 | 0 | 0 | 0 | 0 | 0 | 0 | 0 | 0 | 0
2016-08-24 11:00 | 0 | 0 | 0 | 0 | 513371.9828 | 0 | 447986 | 0 | 0 | 0 | 0 | 812940.0661 | 3545587.0515 | 0 | 0 | 0 | 0 | 0 | 0 | 0 | 0 | 0 | 0 | 0 | 0 | 0 | 0 | 0 | 0 | 51019.5048 | 14366.478 | 0 | 0 | 0 | 0 | 0 | 0 | 0 | 0 | 0 | 0 | 0 | 0 | 0 | 0 | 0
2016-08-24 12:00 | 0 | 0 | 0 | 0 | 217568.5643 | 2744.6957 | 465480 | 0 | 0 | 0 | 0 | 553406.8482 | 3559953.5295 | 0 | 0 | 0 | 0 | 0 | 0 | 0 | 0 | 0 | 0 | 0 | 0 | 0 | 0 | 0 | 0 | -259533.218 | 14366.478 | 0 | 0 | 0 | 0 | 0 | 0 | 0 | 0 | 0 | 0 | 0 | 0 | 0 | 0 | 0
2016-08-24 13:00 | 0 | 0 | 0 | 0 | 343776.9754 | 181131.9304 | 488202 | 0 | 0 | 0 | 0 | 575747.2761 | 3574320.0075 | 0 | 0 | 0 | 0 | 0 | 0 | 0 | 0 | 0 | 0 | 0 | 0 | 0 | 0 | 0 | 0 | 22340.4279 | 14366.478 | 0 | 0 | 0 | 0 | 0 | 0 | 0 | 0 | 0 | 0 | 0 | 0 | 0 | 0 | 0
2016-08-24 14:00 | 0 | 0 | 0 | 0 | 272790.9879 | 517345.7081 | 516237 | 0 | 0 | 0 | 0 | 835280.494 | 3588686.4854 | 0 | 0 | 0 | 0 | 0 | 0 | 0 | 0 | 0 | 0 | 0 | 0 | 0 | 0 | 0 | 0 | 259533.218 | 14366.478 | 0 | 0 | 0 | 0 | 0 | 0 | 0 | 0 | 0 | 0 | 0 | 0 | 0 | 0 | 0
2016-08-24 15:00 | 0 | 0 | 0 | 0 | 132133.468 | 671951.75 | 544552 | 0 | 0 | 0 | 0 | 1094813.712 | 3588686.4854 | 0 | 0 | 0 | 0 | 0 | 0 | 0 | 0 | 0 | 0 | 0 | 0 | 0 | 0 | 0 | 0 | 259533.218 | 0 | 0 | 0 | 0 | 0 | 0 | 0 | 0 | 0 | 0 | 0 | 0 | 0 | 0 | 0 | 0
2016-08-24 16:00 | 0 | 0 | 0 | 0 | 80988.81 | 762267.886 | 569357 | 0 | 0 | 0 | 0 | 1354346.93 | 3603052.9634 | 0 | 0 | 0 | 0 | 0 | 0 | 0 | 0 | 0 | 0 | 0 | 0 | 0 | 0 | 0 | 0 | 259533.218 | 14366.478 | 0 | 0 | 0 | 0 | 0 | 0 | 0 | 0 | 0 | 0 | 0 | 0 | 0 | 0 | 0
2016-08-24 17:00 | 0 | 0 | 0 | 0 | 0 | 772570.9798 | 593181 | 0 | 0 | 0 | 0 | 1533736.9098 | 3603052.9634 | 0 | 0 | 0 | 0 | 0 | 0 | 0 | 0 | 0 | 0 | 0 | 0 | 0 | 0 | 0 | 0 | 179389.9798 | 0 | 0 | 0 | 0 | 0 | 0 | 0 | 0 | 0 | 0 | 0 | 0 | 0 | 0 | 0 | 0
2016-08-24 18:00 | 0 | 0 | 0 | 0 | 0 | 761502.3588 | 614042 | 0 | 0 | 0 | 0 | 1666830.7906 | 3617419.4414 | 0 | 0 | 0 | 0 | 0 | 0 | 0 | 0 | 0 | 0 | 0 | 0 | 0 | 0 | 0 | 0 | 133093.8808 | 14366.478 | 0 | 0 | 0 | 0 | 0 | 0 | 0 | 0 | 0 | 0 | 0 | 0 | 0 | 0 | 0
2016-08-24 19:00 | 0 | 0 | 0 | 0 | 160453.1178 | 742357.5781 | 628911 | 0 | 0 | 0 | 0 | 1926364.0086 | 3631785.9194 | 0 | 0 | 0 | 0 | 0 | 0 | 0 | 0 | 0 | 0 | 0 | 0 | 0 | 0 | 0 | 0 | 259533.218 | 14366.478 | 0 | 0 | 0 | 0 | 0 | 0 | 0 | 0 | 0 | 0 | 0 | 0 | 0 | 0 | 0
2016-08-24 20:00 | 0 | 0 | 0 | 0 | 0 | 727917.2128 | 639660 | 0 | 0 | 0 | 0 | 2014621.2214 | 3631785.9194 | 0 | 0 | 0 | 0 | 0 | 0 | 0 | 0 | 0 | 0 | 0 | 0 | 0 | 0 | 0 | 0 | 88257.2128 | 0 | 0 | 0 | 0 | 0 | 0 | 0 | 0 | 0 | 0 | 0 | 0 | 0 | 0 | 0 | 0
2016-08-24 21:00 | 0 | 0 | 0 | 0 | 0 | 700145.0904 | 644653 | 0 | 0 | 0 | 0 | 2055746.8338 | 3646152.3974 | 0 | 0 | 0 | 0 | 0 | 0 | 0 | 0 | 0 | 0 | 0 | 0 | 0 | 0 | 0 | 0 | 41125.6125 | 14366.478 | 0 | 0 | 0 | 0 | 0 | 0 | 0 | 0 | 0 | 0 | 0 | 0 | 0 | 0 | 0
2016-08-24 22:00 | 0 | 0 | 0 | 0 | 242239.7032 | 656390.5148 | 639097 | 0 | 0 | 0 | 0 | 2315280.0518 | 3646152.3974 | 0 | 0 | 0 | 0 | 0 | 0 | 0 | 0 | 0 | 0 | 0 | 0 | 0 | 0 | 0 | 0 | 259533.218 | 0 | 0 | 0 | 0 | 0 | 0 | 0 | 0 | 0 | 0 | 0 | 0 | 0 | 0 | 0 | 0
2016-08-24 23:00 | 0 | 0 | 0 | 0 | 323299.6603 | 562511.5577 | 626278 | 0 | 0 | 0 | 0 | 2574813.2698 | 3646152.3974 | 0 | 0 | 0 | 0 | 0 | 0 | 0 | 0 | 0 | 0 | 0 | 0 | 0 | 0 | 0 | 0 | 259533.218 | 0 | 0 | 0 | 0 | 0 | 0 | 0 | 0 | 0 | 0 | 0 | 0 | 0 | 0 | 0 | 0
2016-08-25 | 0 | 0 | 0 | 0 | 381345.4989 | 401053.528 | 615389 | 0 | 0 | 0 | 0 | 2741823.2966 | 3646152.3974 | 0 | 0 | 0 | 0 | 0 | 0 | 0 | 0 | 0 | 0 | 0 | 0 | 0 | 0 | 0 | 0 | 167010.0268 | 0 | 0 | 0 | 0 | 0 | 0 | 0 | 0 | 0 | 0 | 0 | 0 | 0 | 0 | 0 | 0
2016-08-25 01:00 | 0 | 0 | 0 | 0 | 448371.3802 | 121682.3954 | 596882 | 0 | 0 | 0 | 0 | 2700628.5942 | 3660518.8754 | 0 | 0 | 0 | 0 | 0 | 0 | 0 | 0 | 0 | 0 | 0 | 0 | 0 | 0 | 0 | 0 | -41194.7024 | 14366.478 | 0 | 0 | 0 | 0 | 0 | 0 | 0 | 0 | 0 | 0 | 0 | 0 | 0 | 0 | 0
2016-08-25 02:00 | 0 | 0 | 0 | 0 | 442991.6453 | 149.4532 | 563679 | 0 | 0 | 0 | 0 | 2580090.6926 | 3660518.8754 | 0 | 0 | 0 | 0 | 0 | 0 | 0 | 0 | 0 | 0 | 0 | 0 | 0 | 0 | 0 | 0 | -120537.9016 | 0 | 0 | 0 | 0 | 0 | 0 | 0 | 0 | 0 | 0 | 0 | 0 | 0 | 0 | 0 | 0
2016-08-25 03:00 | 0 | 0 | 0 | 0 | 424531.8805 | 0 | 524938 | 0 | 0 | 0 | 0 | 2456170.2835 | 3660518.8754 | 0 | 0 | 0 | 0 | 0 | 0 | 23514.2896 | 0 | 0 | 0 | 0 | 0 | 0 | 0 | 0 | 0 | -123920.4091 | 0 | 0 | 0 | 0 | 0 | 0 | 0 | 0 | 0 | 23514.2896 | 0 | 0 | 0 | 0 | 0 | 0
2016-08-25 04:00 | 0 | 0 | 0 | 0 | 406978.4148 | 0 | 489614 | 0 | 0 | 0 | 0 | 2382682.5099 | 3674885.3533 | 0 | 0 | 0 | 0 | 0 | 0 | 0 | 0 | 0 | 0 | 0 | 0 | 0 | 0 | 0 | 0 | -73487.7736 | 14366.478 | 0 | 0 | 0 | 0 | 0 | 0 | 0 | 0 | -23514.2896 | 0 | 0 | 0 | 0 | 0 | 0
2016-08-25 05:00 | 0 | 0 | 0 | 0 | 383930.7434 | 0 | 461217 | 0 | 0 | 0 | 0 | 2305396.2534 | 3674885.3533 | 0 | 0 | 0 | 0 | 0 | 0 | 0 | 0 | 0 | 0 | 0 | 0 | 0 | 0 | 0 | 0 | -77286.2566 | 0 | 0 | 0 | 0 | 0 | 0 | 0 | 0 | 0 | 0 | 0 | 0 | 0 | 0 | 0 | 0
2016-08-25 06:00 | 0 | 0 | 0 | 0 | 365397.7823 | 0 | 437953 | 0 | 0 | 0 | 0 | 2232841.0356 | 3674885.3533 | 0 | 0 | 0 | 0 | 0 | 0 | 0 | 0 | 0 | 0 | 0 | 0 | 0 | 0 | 0 | 0 | -72555.2177 | 0 | 0 | 0 | 0 | 0 | 0 | 0 | 0 | 0 | 0 | 0 | 0 | 0 | 0 | 0 | 0
2016-08-25 07:00 | 0 | 0 | 0 | 0 | 353820.6375 | 0 | 421820 | 0 | 0 | 0 | 0 | 2150475.1951 | 3689251.8313 | 0 | 0 | 0 | 0 | 0 | 0 | 0 | 0 | 0 | 0 | 0 | 0 | 0 | 0 | 0 | 0 | -82365.8405 | 14366.478 | 0 | 0 | 0 | 0 | 0 | 0 | 0 | 0 | 0 | 0 | 0 | 0 | 0 | 0 | 0
2016-08-25 08:00 | 0 | 0 | 0 | 0 | 350950.5088 | 0 | 415450 | 0 | 0 | 0 | 0 | 2085975.7039 | 3689251.8313 | 0 | 0 | 0 | 0 | 0 | 0 | 0 | 0 | 0 | 0 | 0 | 0 | 0 | 0 | 0 | 0 | -64499.4912 | 0 | 0 | 0 | 0 | 0 | 0 | 0 | 0 | 0 | 0 | 0 | 0 | 0 | 0 | 0 | 0
2016-08-25 09:00 | 0 | 0 | 0 | 0 | 335936.5366 | 0 | 420070 | 0 | 0 | 0 | 0 | 1978327.9509 | 3689251.8313 | 0 | 0 | 0 | 0 | 0 | 0 | 23514.2896 | 0 | 0 | 0 | 0 | 0 | 0 | 0 | 0 | 0 | -107647.753 | 0 | 0 | 0 | 0 | 0 | 0 | 0 | 0 | 0 | 23514.2896 | 0 | 0 | 0 | 0 | 0 | 0
2016-08-25 10:00 | 0 | 0 | 0 | 0 | 321078.1759 | 0 | 439258 | 0 | 0 | 0 | 0 | 1845781.6488 | 3703618.3093 | 0 | 0 | 0 | 0 | 0 | 0 | 23514.2896 | 0 | 0 | 0 | 0 | 0 | 0 | 0 | 0 | 0 | -132546.3021 | 14366.478 | 0 | 0 | 0 | 0 | 0 | 0 | 0 | 0 | 0 | 0 | 0 | 0 | 0 | 0 | 0
2016-08-25 11:00 | 0 | 0 | 0 | 0 | 304941.4868 | 0 | 460850 | 0 | 0 | 0 | 0 | 1675506.6576 | 3717984.7873 | 0 | 0 | 0 | 0 | 0 | 0 | 23514.2896 | 0 | 0 | 0 | 0 | 0 | 0 | 0 | 0 | 0 | -170274.9911 | 14366.478 | 0 | 0 | 0 | 0 | 0 | 0 | 0 | 0 | 0 | 0 | 0 | 0 | 0 | 0 | 0
2016-08-25 12:00 | 0 | 0 | 0 | 0 | 227775.2983 | 1535.2278 | 479942 | 0 | 0 | 0 | 0 | 1434022.9954 | 3732351.2653 | 0 | 0 | 0 | 0 | 0 | 0 | 0 | 0 | 0 | 0 | 0 | 0 | 0 | 0 | 0 | 0 | -241483.6623 | 14366.478 | 0 | 0 | 0 | 0 | 0 | 0 | 0 | 0 | -23514.2896 | 0 | 0 | 0 | 0 | 0 | 0
2016-08-25 13:00 | 0 | 0 | 0 | 0 | 48331.8353 | 196969.9468 | 504835 | 0 | 0 | 0 | 0 | 1174489.7774 | 3732351.2653 | 0 | 0 | 0 | 0 | 0 | 0 | 0 | 0 | 0 | 0 | 0 | 0 | 0 | 0 | 0 | 0 | -259533.218 | 0 | 0 | 0 | 0 | 0 | 0 | 0 | 0 | 0 | 0 | 0 | 0 | 0 | 0 | 0 | 0
2016-08-25 14:00 | 0 | 0 | 0 | 0 | 225230.8502 | 522893.769 | 535488 | 0 | 0 | 0 | 0 | 1372759.9186 | 3746717.7432 | 0 | 0 | 0 | 0 | 0 | 0 | 0 | 0 | 0 | 0 | 0 | 0 | 0 | 0 | 0 | 0 | 198270.1412 | 14366.478 | 0 | 0 | 0 | 0 | 0 | 0 | 0 | 0 | 0 | 0 | 0 | 0 | 0 | 0 | 0
2016-08-25 15:00 | 0 | 0 | 0 | 0 | 138694.2715 | 686663.9465 | 565825 | 0 | 0 | 0 | 0 | 1632293.1365 | 3746717.7432 | 0 | 0 | 0 | 0 | 0 | 0 | 0 | 0 | 0 | 0 | 0 | 0 | 0 | 0 | 0 | 0 | 259533.218 | 0 | 0 | 0 | 0 | 0 | 0 | 0 | 0 | 0 | 0 | 0 | 0 | 0 | 0 | 0 | 0
2016-08-25 16:00 | 0 | 0 | 0 | 0 | 110169.0152 | 758198.6808 | 594468 | 0 | 0 | 0 | 0 | 1891826.3545 | 3761084.2212 | 0 | 0 | 0 | 0 | 0 | 0 | 0 | 0 | 0 | 0 | 0 | 0 | 0 | 0 | 0 | 0 | 259533.218 | 14366.478 | 0 | 0 | 0 | 0 | 0 | 0 | 0 | 0 | 0 | 0 | 0 | 0 | 0 | 0 | 0
2016-08-25 17:00 | 0 | 0 | 0 | 0 | 141010.4239 | 757739.4657 | 620489 | 0 | 0 | 0 | 0 | 2132206.4766 | 3775450.6992 | 0 | 0 | 0 | 0 | 0 | 0 | 23514.2896 | 0 | 0 | 0 | 0 | 0 | 0 | 0 | 0 | 0 | 240380.1221 | 14366.478 | 0 | 0 | 0 | 0 | 0 | 0 | 0 | 0 | 23514.2896 | 0 | 0 | 0 | 0 | 0 | 0
2016-08-25 18:00 | 0 | 0 | 0 | 0 | 125232.3254 | 747911.2516 | 639768 | 0 | 0 | 0 | 0 | 2365582.0535 | 3775450.6992 | 0 | 0 | 0 | 0 | 0 | 0 | 23514.2896 | 0 | 0 | 0 | 0 | 0 | 0 | 0 | 0 | 0 | 233375.5769 | 0 | 0 | 0 | 0 | 0 | 0 | 0 | 0 | 0 | 0 | 0 | 0 | 0 | 0 | 0 | 0
2016-08-25 19:00 | 0 | 0 | 0 | 0 | 114374.2974 | 726362.6563 | 652454 | 0 | 0 | 0 | 0 | 2553865.0071 | 3775450.6992 | 0 | 0 | 0 | 0 | 0 | 0 | 23514.2896 | 0 | 0 | 0 | 0 | 0 | 0 | 0 | 0 | 0 | 188282.9536 | 0 | 0 | 0 | 0 | 0 | 0 | 0 | 0 | 0 | 0 | 0 | 0 | 0 | 0 | 0 | 0
2016-08-25 20:00 | 0 | 0 | 0 | 0 | 105925.4803 | 703388.9538 | 659693 | 0 | 0 | 0 | 0 | 2703486.4413 | 3775450.6992 | 0 | 0 | 0 | 0 | 0 | 0 | 23514.2896 | 0 | 0 | 0 | 0 | 0 | 0 | 0 | 0 | 0 | 149621.4342 | 0 | 0 | 0 | 0 | 0 | 0 | 0 | 0 | 0 | 0 | 0 | 0 | 0 | 0 | 0 | 0
2016-08-25 21:00 | 0 | 0 | 0 | 0 | 98375.972 | 664226.2605 | 660450 | 0 | 0 | 0 | 0 | 2791272.1958 | 3789817.1772 | 0 | 0 | 0 | 0 | 0 | 0 | 23514.2896 | 0 | 0 | 0 | 0 | 0 | 0 | 0 | 0 | 0 | 87785.7545 | 14366.478 | 0 | 0 | 0 | 0 | 0 | 0 | 0 | 0 | 0 | 0 | 0 | 0 | 0 | 0 | 0
2016-08-25 22:00 | 0 | 0 | 0 | 0 | 92772.4996 | 608197.1824 | 651636 | 0 | 0 | 0 | 0 | 2840605.8778 | 3789817.1772 | 0 | 0 | 0 | 0 | 0 | 0 | 23514.2896 | 0 | 0 | 0 | 0 | 0 | 0 | 0 | 0 | 0 | 49333.682 | 0 | 0 | 0 | 0 | 0 | 0 | 0 | 0 | 0 | 0 | 0 | 0 | 0 | 0 | 0 | 0
2016-08-25 23:00 | 0 | 0 | 0 | 0 | 94053.135 | 503194.3668 | 636994 | 0 | 0 | 0 | 0 | 2800859.3796 | 3789817.1772 | 0 | 0 | 0 | 0 | 0 | 0 | 23514.2896 | 0 | 0 | 0 | 0 | 0 | 0 | 0 | 0 | 0 | -39746.4982 | 0 | 0 | 0 | 0 | 0 | 0 | 0 | 0 | 0 | 0 | 0 | 0 | 0 | 0 | 0 | 0
2016-08-26 | 0 | 0 | 0 | 0 | 136358.0984 | 348839.7113 | 625254 | 0 | 0 | 0 | 0 | 2660803.1893 | 3789817.1772 | 0 | 0 | 0 | 0 | 0 | 0 | 23514.2896 | 0 | 0 | 0 | 0 | 0 | 0 | 0 | 0 | 0 | -140056.1902 | 0 | 0 | 0 | 0 | 0 | 0 | 0 | 0 | 0 | 0 | 0 | 0 | 0 | 0 | 0 | 0
2016-08-26 01:00 | 0 | 0 | 0 | 0 | 202329.8071 | 115583.8616 | 606013 | 0 | 0 | 0 | 0 | 2505044.2423 | 3680991.0825 | 0 | 0 | 0 | 0 | 0 | 0 | 0 | 0 | 0 | 0 | 0 | 0 | 0 | 0 | 0 | 0 | -155758.947 | 0 | 108826.0947 | 0 | 0 | 0 | 0 | 0 | 0 | 0 | -23514.2896 | 0 | 0 | 0 | 0 | 0 | 0
2016-08-26 02:00 | 0 | 0 | 0 | 0 | 227373.2526 | 125.7243 | 572344 | 0 | 0 | 0 | 0 | 2245511.0244 | 3572164.9877 | 0 | 0 | 0 | 0 | 0 | 0 | 23514.2896 | 0 | 0 | 0 | 0 | 0 | 0 | 0 | 0 | 0 | -259533.218 | 0 | 108826.0947 | 0 | 0 | 0 | 0 | 0 | 0 | 0 | 23514.2896 | 0 | 0 | 0 | 0 | 0 | 0
2016-08-26 03:00 | 0 | 0 | 0 | 0 | 242525.7475 | 0 | 533346 | 0 | 0 | 0 | 0 | 1985977.8064 | 3564392.2428 | 0 | 0 | 0 | 0 | 0 | 0 | 0 | 0 | 0 | 0 | 0 | 0 | 0 | 0 | 0 | 0 | -259533.218 | 0 | 7772.7449 | 0 | 0 | 0 | 0 | 0 | 0 | 0 | -23514.2896 | 0 | 0 | 0 | 0 | 0 | 0
2016-08-26 04:00 | 0 | 0 | 0 | 0 | 246816.2124 | 0 | 497549 | 0 | 0 | 0 | 0 | 1820556.824 | 3455566.1481 | 0 | 0 | 0 | 0 | 0 | 0 | 23514.2896 | 0 | 0 | 0 | 0 | 0 | 0 | 0 | 0 | 0 | -165420.9824 | 0 | 108826.0947 | 0 | 0 | 0 | 0 | 0 | 0 | 0 | 23514.2896 | 0 | 0 | 0 | 0 | 0 | 0
2016-08-26 05:00 | 0 | 0 | 0 | 0 | 253306.1704 | 0 | 467937 | 0 | 0 | 0 | 0 | 1738266.3787 | 3346740.0534 | 0 | 0 | 0 | 0 | 0 | 0 | 0 | 0 | 0 | 0 | 0 | 0 | 0 | 0 | 0 | 0 | -82290.4453 | 0 | 108826.0947 | 0 | 0 | 0 | 0 | 0 | 0 | 0 | -23514.2896 | 0 | 0 | 0 | 0 | 0 | 0
2016-08-26 06:00 | 0 | 0 | 0 | 0 | 260281.1285 | 0 | 444734 | 0 | 0 | 0 | 0 | 1530299.2176 | 3346740.0534 | 0 | 0 | 0 | 0 | 0 | 0 | 23514.2896 | 0 | 0 | 0 | 0 | 0 | 0 | 0 | 0 | 0 | -207967.1611 | 0 | 0 | 0 | 0 | 0 | 0 | 0 | 0 | 0 | 23514.2896 | 0 | 0 | 0 | 0 | 0 | 0
2016-08-26 07:00 | 0 | 0 | 0 | 0 | 264535.4862 | 0 | 428458 | 0 | 0 | 0 | 0 | 1475202.7985 | 3237913.9587 | 0 | 0 | 0 | 0 | 0 | 0 | 23514.2896 | 0 | 0 | 0 | 0 | 0 | 0 | 0 | 0 | 0 | -55096.4191 | 0 | 108826.0947 | 0 | 0 | 0 | 0 | 0 | 0 | 0 | 0 | 0 | 0 | 0 | 0 | 0 | 0
2016-08-26 08:00 | 0 | 0 | 0 | 0 | 260443.3311 | 0 | 420866 | 0 | 0 | 0 | 0 | 1314780.1296 | 3237913.9587 | 0 | 0 | 0 | 0 | 0 | 0 | 23514.2896 | 0 | 0 | 0 | 0 | 0 | 0 | 0 | 0 | 0 | -160422.6689 | 0 | 0 | 0 | 0 | 0 | 0 | 0 | 0 | 0 | 0 | 0 | 0 | 0 | 0 | 0 | 0
2016-08-26 09:00 | 0 | 0 | 0 | 0 | 241009.2491 | 0 | 425519 | 0 | 0 | 0 | 0 | 1262610.7631 | 3129087.8639 | 0 | 0 | 0 | 0 | 0 | 0 | 0 | 0 | 0 | 0 | 0 | 0 | 0 | 0 | 0 | 0 | -52169.3666 | 0 | 108826.0947 | 0 | 0 | 0 | 0 | 0 | 0 | 0 | -23514.2896 | 0 | 0 | 0 | 0 | 0 | 0
2016-08-26 10:00 | 0 | 0 | 0 | 0 | 221317.8092 | 0 | 444728 | 0 | 0 | 0 | 0 | 1015686.2827 | 3129087.8639 | 0 | 0 | 0 | 0 | 0 | 0 | 23514.2896 | 0 | 0 | 0 | 0 | 0 | 0 | 0 | 0 | 0 | -246924.4804 | 0 | 0 | 0 | 0 | 0 | 0 | 0 | 0 | 0 | 23514.2896 | 0 | 0 | 0 | 0 | 0 | 0
2016-08-26 11:00 | 0 | 0 | 0 | 0 | 206327.0942 | 0 | 466043 | 0 | 0 | 0 | 0 | 864796.4717 | 3020261.7692 | 0 | 0 | 0 | 0 | 0 | 0 | 23514.2896 | 0 | 0 | 0 | 0 | 0 | 0 | 0 | 0 | 0 | -150889.8111 | 0 | 108826.0947 | 0 | 0 | 0 | 0 | 0 | 0 | 0 | 0 | 0 | 0 | 0 | 0 | 0 | 0
2016-08-26 12:00 | 0 | 0 | 0 | 0 | 137865.2984 | 947.52 | 487524 | 0 | 0 | 0 | 0 | 648425.6744 | 2911435.6745 | 0 | 0 | 0 | 0 | 0 | 0 | 0 | 0 | 0 | 0 | 0 | 0 | 0 | 0 | 0 | 0 | -216370.7973 | 0 | 108826.0947 | 0 | 0 | 0 | 0 | 0 | 0 | 0 | -23514.2896 | 0 | 0 | 0 | 0 | 0 | 0
2016-08-26 13:00 | 0 | 0 | 0 | 0 | 54819.2545 | 156781.7394 | 514353 | 0 | 0 | 0 | 0 | 430985.4734 | 2802609.5798 | 0 | 0 | 0 | 0 | 0 | 0 | 23514.2896 | 0 | 0 | 0 | 0 | 0 | 0 | 0 | 0 | 0 | -217440.201 | 0 | 108826.0947 | 0 | 0 | 0 | 0 | 0 | 0 | 0 | 23514.2896 | 0 | 0 | 0 | 0 | 0 | 0
2016-08-26 14:00 | 0 | 0 | 0 | 0 | 63718.7278 | 473637.8739 | 545261 | 0 | 0 | 0 | 0 | 446595.3646 | 2802609.5798 | 0 | 0 | 0 | 0 | 0 | 0 | 0 | 0 | 0 | 0 | 0 | 0 | 0 | 0 | 0 | 0 | 15609.8912 | 0 | 0 | 0 | 0 | 0 | 0 | 0 | 0 | 0 | -23514.2896 | 0 | 0 | 0 | 0 | 0 | 0
2016-08-26 15:00 | 0 | 0 | 0 | 0 | 78917.3714 | 630002.3998 | 576723 | 0 | 0 | 0 | 0 | 664103.9409 | 2693783.485 | 0 | 0 | 0 | 0 | 0 | 0 | 23514.2896 | 0 | 0 | 0 | 0 | 0 | 0 | 0 | 0 | 0 | 217508.5763 | 0 | 108826.0947 | 0 | 0 | 0 | 0 | 0 | 0 | 0 | 23514.2896 | 0 | 0 | 0 | 0 | 0 | 0
2016-08-26 16:00 | 0 | 0 | 0 | 0 | 80918.4928 | 712062.0233 | 603840 | 0 | 0 | 0 | 0 | 853244.457 | 2693783.485 | 0 | 0 | 0 | 0 | 0 | 0 | 23514.2896 | 0 | 0 | 0 | 0 | 0 | 0 | 0 | 0 | 0 | 189140.5161 | 0 | 0 | 0 | 0 | 0 | 0 | 0 | 0 | 0 | 0 | 0 | 0 | 0 | 0 | 0 | 0
2016-08-26 17:00 | 0 | 0 | 0 | 0 | 79635.0533 | 723465.6499 | 625441 | 0 | 0 | 0 | 0 | 1030904.1602 | 2693783.485 | 0 | 0 | 0 | 0 | 0 | 0 | 23514.2896 | 0 | 0 | 0 | 0 | 0 | 0 | 0 | 0 | 0 | 177659.7032 | 0 | 0 | 0 | 0 | 0 | 0 | 0 | 0 | 0 | 0 | 0 | 0 | 0 | 0 | 0 | 0
2016-08-26 18:00 | 0 | 0 | 0 | 0 | 80137.7922 | 719842.1703 | 641847 | 0 | 0 | 0 | 0 | 1189037.1227 | 2693783.485 | 0 | 0 | 0 | 0 | 0 | 0 | 23514.2896 | 0 | 0 | 0 | 0 | 0 | 0 | 0 | 0 | 0 | 158132.9625 | 0 | 0 | 0 | 0 | 0 | 0 | 0 | 0 | 0 | 0 | 0 | 0 | 0 | 0 | 0 | 0
2016-08-26 19:00 | 0 | 0 | 0 | 0 | 83234.1451 | 707295.1346 | 651451 | 0 | 0 | 0 | 0 | 1328115.4025 | 2693783.485 | 0 | 0 | 0 | 0 | 0 | 0 | 23514.2896 | 0 | 0 | 0 | 0 | 0 | 0 | 0 | 0 | 0 | 139078.2797 | 0 | 0 | 0 | 0 | 0 | 0 | 0 | 0 | 0 | 0 | 0 | 0 | 0 | 0 | 0 | 0
2016-08-26 20:00 | 0 | 0 | 0 | 0 | 88669.1939 | 701511.3003 | 655480 | 0 | 0 | 0 | 0 | 1462815.8967 | 2693783.485 | 0 | 0 | 0 | 0 | 0 | 0 | 23514.2896 | 0 | 0 | 0 | 0 | 0 | 0 | 0 | 0 | 0 | 134700.4942 | 0 | 0 | 0 | 0 | 0 | 0 | 0 | 0 | 0 | 0 | 0 | 0 | 0 | 0 | 0 | 0
2016-08-26 21:00 | 0 | 0 | 0 | 0 | 91386.4833 | 681439.6028 | 653550 | 0 | 0 | 0 | 0 | 1690918.0776 | 2584957.3903 | 0 | 0 | 0 | 0 | 0 | 0 | 23514.2896 | 0 | 0 | 0 | 0 | 0 | 0 | 0 | 0 | 0 | 228102.1809 | 0 | 108826.0947 | 0 | 0 | 0 | 0 | 0 | 0 | 0 | 0 | 0 | 0 | 0 | 0 | 0 | 0
2016-08-26 22:00 | 0 | 0 | 0 | 0 | 92604.4124 | 647758.481 | 639815 | 0 | 0 | 0 | 0 | 1791465.9709 | 2584957.3903 | 0 | 0 | 0 | 0 | 0 | 0 | 23514.2896 | 0 | 0 | 0 | 0 | 0 | 0 | 0 | 0 | 0 | 100547.8933 | 0 | 0 | 0 | 0 | 0 | 0 | 0 | 0 | 0 | 0 | 0 | 0 | 0 | 0 | 0 | 0
2016-08-26 23:00 | 0 | 0 | 0 | 0 | 103208.0821 | 551392.6658 | 617267 | 0 | 0 | 0 | 0 | 1828799.7188 | 2584957.3903 | 0 | 0 | 0 | 0 | 0 | 0 | 23514.2896 | 0 | 0 | 0 | 0 | 0 | 0 | 0 | 0 | 0 | 37333.7479 | 0 | 0 | 0 | 0 | 0 | 0 | 0 | 0 | 0 | 0 | 0 | 0 | 0 | 0 | 0 | 0
2016-08-27 | 0 | 0 | 0 | 0 | 162618.9416 | 382166.5207 | 600923 | 0 | 0 | 0 | 0 | 1772662.1811 | 2584957.3903 | 0 | 0 | 0 | 0 | 0 | 0 | 23514.2896 | 0 | 0 | 0 | 0 | 0 | 0 | 0 | 0 | 0 | -56137.5377 | 0 | 0 | 0 | 0 | 0 | 0 | 0 | 0 | 0 | 0 | 0 | 0 | 0 | 0 | 0 | 0
2016-08-27 01:00 | 0 | 0 | 0 | 0 | 292333.2529 | 111528.559 | 580016 | 0 | 0 | 0 | 0 | 1596507.9929 | 2584957.3903 | 0 | 0 | 0 | 0 | 0 | 0 | 23514.2896 | 0 | 0 | 0 | 0 | 0 | 0 | 0 | 0 | 0 | -176154.1882 | 0 | 0 | 0 | 0 | 0 | 0 | 0 | 0 | 0 | 0 | 0 | 0 | 0 | 0 | 0 | 0
2016-08-27 02:00 | 0 | 0 | 0 | 0 | 341973.2817 | 91.3169 | 549444 | 0 | 0 | 0 | 0 | 1412642.8811 | 2584957.3903 | 0 | 0 | 0 | 0 | 0 | 0 | 0 | 0 | 0 | 0 | 0 | 0 | 0 | 0 | 0 | 0 | -183865.1119 | 0 | 0 | 0 | 0 | 0 | 0 | 0 | 0 | 0 | -23514.2896 | 0 | 0 | 0 | 0 | 0 | 0
2016-08-27 03:00 | 0 | 0 | 0 | 0 | 343938.729 | 0 | 516865 | 0 | 0 | 0 | 0 | 1325028.4152 | 2476131.2956 | 0 | 0 | 0 | 0 | 0 | 0 | 23514.2896 | 0 | 0 | 0 | 0 | 0 | 0 | 0 | 0 | 0 | -87614.4659 | 0 | 108826.0947 | 0 | 0 | 0 | 0 | 0 | 0 | 0 | 23514.2896 | 0 | 0 | 0 | 0 | 0 | 0
2016-08-27 04:00 | 0 | 0 | 0 | 0 | 324804.3759 | 0 | 484549 | 0 | 0 | 0 | 0 | 1188798.0807 | 2476131.2956 | 0 | 0 | 0 | 0 | 0 | 0 | 0 | 0 | 0 | 0 | 0 | 0 | 0 | 0 | 0 | 0 | -136230.3345 | 0 | 0 | 0 | 0 | 0 | 0 | 0 | 0 | 0 | -23514.2896 | 0 | 0 | 0 | 0 | 0 | 0
2016-08-27 05:00 | 0 | 0 | 0 | 0 | 300713.0687 | 0 | 455263 | 0 | 0 | 0 | 0 | 1010733.8598 | 2476131.2956 | 0 | 0 | 0 | 0 | 0 | 0 | 23514.2896 | 0 | 0 | 0 | 0 | 0 | 0 | 0 | 0 | 0 | -178064.2209 | 0 | 0 | 0 | 0 | 0 | 0 | 0 | 0 | 0 | 23514.2896 | 0 | 0 | 0 | 0 | 0 | 0
2016-08-27 06:00 | 0 | 0 | 0 | 0 | 283096.3238 | 0 | 431590 | 0 | 0 | 0 | 0 | 994580.5679 | 2367305.2009 | 0 | 0 | 0 | 0 | 0 | 0 | 0 | 0 | 0 | 0 | 0 | 0 | 0 | 0 | 0 | 0 | -16153.2919 | 0 | 108826.0947 | 0 | 0 | 0 | 0 | 0 | 0 | 0 | -23514.2896 | 0 | 0 | 0 | 0 | 0 | 0
2016-08-27 07:00 | 0 | 0 | 0 | 0 | 270624.3739 | 0 | 414085 | 0 | 0 | 0 | 0 | 827605.6522 | 2367305.2009 | 0 | 0 | 0 | 0 | 0 | 0 | 23514.2896 | 0 | 0 | 0 | 0 | 0 | 0 | 0 | 0 | 0 | -166974.9157 | 0 | 0 | 0 | 0 | 0 | 0 | 0 | 0 | 0 | 23514.2896 | 0 | 0 | 0 | 0 | 0 | 0
2016-08-27 08:00 | 0 | 0 | 0 | 0 | 259053.0967 | 0 | 404444 | 0 | 0 | 0 | 0 | 814555.1332 | 2258479.1061 | 0 | 0 | 0 | 0 | 0 | 0 | 0 | 0 | 0 | 0 | 0 | 0 | 0 | 0 | 0 | 0 | -13050.519 | 0 | 108826.0947 | 0 | 0 | 0 | 0 | 0 | 0 | 0 | -23514.2896 | 0 | 0 | 0 | 0 | 0 | 0
2016-08-27 09:00 | 0 | 0 | 0 | 0 | 243805.873 | 0 | 400736 | 0 | 0 | 0 | 0 | 634110.7167 | 2258479.1061 | 0 | 0 | 0 | 0 | 0 | 0 | 23514.2896 | 0 | 0 | 0 | 0 | 0 | 0 | 0 | 0 | 0 | -180444.4166 | 0 | 0 | 0 | 0 | 0 | 0 | 0 | 0 | 0 | 23514.2896 | 0 | 0 | 0 | 0 | 0 | 0
2016-08-27 10:00 | 0 | 0 | 0 | 0 | 229282.5332 | 0 | 403135 | 0 | 0 | 0 | 0 | 483772.5394 | 2258479.1061 | 0 | 0 | 0 | 0 | 0 | 0 | 0 | 0 | 0 | 0 | 0 | 0 | 0 | 0 | 0 | 0 | -150338.1772 | 0 | 0 | 0 | 0 | 0 | 0 | 0 | 0 | 0 | -23514.2896 | 0 | 0 | 0 | 0 | 0 | 0
2016-08-27 11:00 | 0 | 0 | 0 | 0 | 216298.4201 | 0 | 411095 | 0 | 0 | 0 | 0 | 288975.9595 | 2258479.1061 | 0 | 0 | 0 | 0 | 0 | 0 | 0 | 0 | 0 | 0 | 0 | 0 | 0 | 0 | 0 | 0 | -194796.5799 | 0 | 0 | 0 | 0 | 0 | 0 | 0 | 0 | 0 | 0 | 0 | 0 | 0 | 0 | 0 | 0
2016-08-27 12:00 | 0 | 0 | 0 | 0 | 174947.3009 | 1385.2145 | 431558 | 0 | 0 | 0 | 0 | 142576.5696 | 2149653.0114 | 0 | 0 | 0 | 0 | 0 | 0 | 0 | 0 | 0 | 0 | 0 | 0 | 0 | 0 | 0 | 0 | -146399.3899 | 0 | 108826.0947 | 0 | 0 | 0 | 0 | 0 | 0 | 0 | 0 | 0 | 0 | 0 | 0 | 0 | 0
2016-08-27 13:00 | 0 | 0 | 0 | 0 | 94050.8189 | 204778.3637 | 461423 | 0 | 0 | 0 | 0 | 0 | 2129635.7636 | 0 | 0 | 0 | 0 | 0 | 0 | 0 | 0 | 0 | 0 | 0 | 0 | 0 | 0 | 0 | 0 | -142576.5696 | 0 | 20017.2478 | 0 | 0 | 0 | 0 | 0 | 0 | 0 | 0 | 0 | 0 | 0 | 0 | 0 | 0
2016-08-27 14:00 | 0 | 0 | 0 | 0 | 0 | 543209.4252 | 494132 | 0 | 0 | 0 | 0 | 11196.6577 | 2144002.2416 | 0 | 0 | 0 | 0 | 0 | 0 | 23514.2896 | 0 | 0 | 0 | 0 | 0 | 0 | 0 | 0 | 0 | 11196.6577 | 14366.478 | 0 | 0 | 0 | 0 | 0 | 0 | 0 | 0 | 23514.2896 | 0 | 0 | 0 | 0 | 0 | 0
2016-08-27 15:00 | 0 | 0 | 0 | 0 | 83301.7363 | 689200.067 | 525588 | 0 | 0 | 0 | 0 | 270729.8756 | 2144002.2416 | 0 | 0 | 0 | 0 | 0 | 0 | 10894.8749 | 0 | 0 | 0 | 0 | 0 | 0 | 0 | 0 | 0 | 259533.218 | 0 | 0 | 0 | 0 | 0 | 0 | 0 | 0 | 0 | -12619.4147 | 0 | 0 | 0 | 0 | 0 | 0
2016-08-27 16:00 | 0 | 0 | 0 | 0 | 0 | 759513.6041 | 554105 | 0 | 0 | 0 | 0 | 472666.8767 | 2158368.7196 | 0 | 0 | 0 | 0 | 0 | 0 | 0 | 0 | 0 | 0 | 0 | 0 | 0 | 0 | 0 | 0 | 201937.001 | 14366.478 | 0 | 0 | 0 | 0 | 0 | 0 | 0 | 0 | -10894.8749 | 0 | 0 | 0 | 0 | 0 | 0
2016-08-27 17:00 | 0 | 0 | 0 | 0 | 0 | 762234.2085 | 576251 | 0 | 0 | 0 | 0 | 658650.0851 | 2158368.7196 | 0 | 0 | 0 | 0 | 0 | 0 | 0 | 0 | 0 | 0 | 0 | 0 | 0 | 0 | 0 | 0 | 185983.2085 | 0 | 0 | 0 | 0 | 0 | 0 | 0 | 0 | 0 | 0 | 0 | 0 | 0 | 0 | 0 | 0
2016-08-27 18:00 | 0 | 0 | 0 | 0 | 84049.1836 | 749229.5231 | 591311 | 0 | 0 | 0 | 0 | 862737.0243 | 2172735.1976 | 0 | 0 | 0 | 0 | 0 | 0 | 23514.2896 | 0 | 0 | 0 | 0 | 0 | 0 | 0 | 0 | 0 | 204086.9392 | 14366.478 | 0 | 0 | 0 | 0 | 0 | 0 | 0 | 0 | 23514.2896 | 0 | 0 | 0 | 0 | 0 | 0
2016-08-27 19:00 | 0 | 0 | 0 | 0 | 89999.3145 | 732810.7151 | 600803 | 0 | 0 | 0 | 0 | 1070377.5759 | 2187101.6755 | 0 | 0 | 0 | 0 | 0 | 0 | 23514.2896 | 0 | 0 | 0 | 0 | 0 | 0 | 0 | 0 | 0 | 207640.5516 | 14366.478 | 0 | 0 | 0 | 0 | 0 | 0 | 0 | 0 | 0 | 0 | 0 | 0 | 0 | 0 | 0
2016-08-27 20:00 | 0 | 0 | 0 | 0 | 0 | 721213.0661 | 606858 | 0 | 0 | 0 | 0 | 1184732.642 | 2187101.6755 | 0 | 0 | 0 | 0 | 0 | 0 | 23514.2896 | 0 | 0 | 0 | 0 | 0 | 0 | 0 | 0 | 0 | 114355.0661 | 0 | 0 | 0 | 0 | 0 | 0 | 0 | 0 | 0 | 0 | 0 | 0 | 0 | 0 | 0 | 0
2016-08-27 21:00 | 0 | 0 | 0 | 0 | 0 | 698262.4641 | 604271 | 0 | 0 | 0 | 0 | 1278724.1062 | 2187101.6755 | 0 | 0 | 0 | 0 | 0 | 0 | 23514.2896 | 0 | 0 | 0 | 0 | 0 | 0 | 0 | 0 | 0 | 93991.4641 | 0 | 0 | 0 | 0 | 0 | 0 | 0 | 0 | 0 | 0 | 0 | 0 | 0 | 0 | 0 | 0
2016-08-27 22:00 | 0 | 0 | 0 | 0 | 100225.9805 | 653158.6645 | 598870 | 0 | 0 | 0 | 0 | 1418872.2731 | 2201468.1535 | 0 | 0 | 0 | 0 | 0 | 0 | 23514.2896 | 0 | 0 | 0 | 0 | 0 | 0 | 0 | 0 | 0 | 140148.167 | 14366.478 | 0 | 0 | 0 | 0 | 0 | 0 | 0 | 0 | 0 | 0 | 0 | 0 | 0 | 0 | 0
2016-08-27 23:00 | 0 | 0 | 0 | 0 | 0 | 548240.5924 | 582528 | 0 | 0 | 0 | 0 | 1408099.1551 | 2201468.1535 | 0 | 0 | 0 | 0 | 0 | 0 | 0 | 0 | 0 | 0 | 0 | 0 | 0 | 0 | 0 | 0 | -10773.118 | 0 | 0 | 0 | 0 | 0 | 0 | 0 | 0 | 0 | -23514.2896 | 0 | 0 | 0 | 0 | 0 | 0
2016-08-28 | 0 | 0 | 0 | 0 | 0 | 384551.8318 | 569917 | 0 | 0 | 0 | 0 | 1222733.9868 | 2201468.1535 | 0 | 0 | 0 | 0 | 0 | 0 | 0 | 0 | 0 | 0 | 0 | 0 | 0 | 0 | 0 | 0 | -185365.1682 | 0 | 0 | 0 | 0 | 0 | 0 | 0 | 0 | 0 | 0 | 0 | 0 | 0 | 0 | 0 | 0
2016-08-28 01:00 | 0 | 0 | 0 | 0 | 399053.8226 | 111531.2736 | 553360 | 0 | 0 | 0 | 0 | 1165592.6051 | 2215834.6315 | 0 | 0 | 0 | 0 | 0 | 0 | 0 | 0 | 0 | 0 | 0 | 0 | 0 | 0 | 0 | 0 | -57141.3818 | 14366.478 | 0 | 0 | 0 | 0 | 0 | 0 | 0 | 0 | 0 | 0 | 0 | 0 | 0 | 0 | 0
2016-08-28 02:00 | 0 | 0 | 0 | 0 | 268136.4119 | 72.3702 | 527742 | 0 | 0 | 0 | 0 | 906059.3871 | 2215834.6315 | 0 | 0 | 0 | 0 | 0 | 0 | 0 | 0 | 0 | 0 | 0 | 0 | 0 | 0 | 0 | 0 | -259533.218 | 0 | 0 | 0 | 0 | 0 | 0 | 0 | 0 | 0 | 0 | 0 | 0 | 0 | 0 | 0 | 0
2016-08-28 03:00 | 0 | 0 | 0 | 0 | 566595.9632 | 0 | 498208 | 0 | 0 | 0 | 0 | 960080.8723 | 2230201.1095 | 0 | 0 | 0 | 0 | 0 | 0 | 0 | 0 | 0 | 0 | 0 | 0 | 0 | 0 | 0 | 0 | 54021.4852 | 14366.478 | 0 | 0 | 0 | 0 | 0 | 0 | 0 | 0 | 0 | 0 | 0 | 0 | 0 | 0 | 0
2016-08-28 04:00 | 0 | 0 | 0 | 0 | 582280.064 | 0 | 468879 | 0 | 0 | 0 | 0 | 1073481.9364 | 2230201.1095 | 0 | 0 | 0 | 0 | 0 | 0 | 0 | 0 | 0 | 0 | 0 | 0 | 0 | 0 | 0 | 0 | 113401.064 | 0 | 0 | 0 | 0 | 0 | 0 | 0 | 0 | 0 | 0 | 0 | 0 | 0 | 0 | 0 | 0
2016-08-28 05:00 | 0 | 0 | 0 | 0 | 577551.9566 | 0 | 442377 | 0 | 0 | 0 | 0 | 1194290.415 | 2244567.5875 | 0 | 0 | 0 | 0 | 0 | 0 | 0 | 0 | 0 | 0 | 0 | 0 | 0 | 0 | 0 | 0 | 120808.4786 | 14366.478 | 0 | 0 | 0 | 0 | 0 | 0 | 0 | 0 | 0 | 0 | 0 | 0 | 0 | 0 | 0
2016-08-28 06:00 | 0 | 0 | 0 | 0 | 162063.782 | 0 | 421597 | 0 | 0 | 0 | 0 | 934757.197 | 2244567.5875 | 0 | 0 | 0 | 0 | 0 | 0 | 0 | 0 | 0 | 0 | 0 | 0 | 0 | 0 | 0 | 0 | -259533.218 | 0 | 0 | 0 | 0 | 0 | 0 | 0 | 0 | 0 | 0 | 0 | 0 | 0 | 0 | 0 | 0
2016-08-28 07:00 | 0 | 0 | 0 | 0 | 535966.0831 | 0 | 406476 | 0 | 0 | 0 | 0 | 1049880.8021 | 2258934.0655 | 0 | 0 | 0 | 0 | 0 | 0 | 0 | 0 | 0 | 0 | 0 | 0 | 0 | 0 | 0 | 0 | 115123.6051 | 14366.478 | 0 | 0 | 0 | 0 | 0 | 0 | 0 | 0 | 0 | 0 | 0 | 0 | 0 | 0 | 0
2016-08-28 08:00 | 0 | 0 | 0 | 0 | 506872.6675 | 0 | 395549 | 0 | 0 | 0 | 0 | 1161204.4696 | 2258934.0655 | 0 | 0 | 0 | 0 | 0 | 0 | 0 | 0 | 0 | 0 | 0 | 0 | 0 | 0 | 0 | 0 | 111323.6675 | 0 | 0 | 0 | 0 | 0 | 0 | 0 | 0 | 0 | 0 | 0 | 0 | 0 | 0 | 0 | 0
2016-08-28 09:00 | 0 | 0 | 0 | 0 | 468688.8433 | 0 | 390437 | 0 | 0 | 0 | 0 | 1225089.8349 | 2273300.5434 | 0 | 0 | 0 | 0 | 0 | 0 | 0 | 0 | 0 | 0 | 0 | 0 | 0 | 0 | 0 | 0 | 63885.3653 | 14366.478 | 0 | 0 | 0 | 0 | 0 | 0 | 0 | 0 | 0 | 0 | 0 | 0 | 0 | 0 | 0
2016-08-28 10:00 | 0 | 0 | 0 | 0 | 145108.26 | 0 | 390275 | 0 | 0 | 0 | 0 | 965556.6169 | 2287667.0214 | 0 | 0 | 0 | 0 | 0 | 0 | 0 | 0 | 0 | 0 | 0 | 0 | 0 | 0 | 0 | 0 | -259533.218 | 14366.478 | 0 | 0 | 0 | 0 | 0 | 0 | 0 | 0 | 0 | 0 | 0 | 0 | 0 | 0 | 0
2016-08-28 11:00 | 0 | 0 | 0 | 0 | 393297.1787 | 0 | 394254 | 0 | 0 | 0 | 0 | 950233.3176 | 2302033.4994 | 0 | 0 | 0 | 0 | 0 | 0 | 0 | 0 | 0 | 0 | 0 | 0 | 0 | 0 | 0 | 0 | -15323.2993 | 14366.478 | 0 | 0 | 0 | 0 | 0 | 0 | 0 | 0 | 0 | 0 | 0 | 0 | 0 | 0 | 0
2016-08-28 12:00 | 0 | 0 | 0 | 0 | 296035.7537 | 1153.3732 | 413566 | 0 | 0 | 0 | 0 | 795975.677 | 2316399.9774 | 0 | 0 | 0 | 0 | 0 | 0 | 23514.2896 | 0 | 0 | 0 | 0 | 0 | 0 | 0 | 0 | 0 | -154257.6406 | 14366.478 | 0 | 0 | 0 | 0 | 0 | 0 | 0 | 0 | 23514.2896 | 0 | 0 | 0 | 0 | 0 | 0
2016-08-28 13:00 | 0 | 0 | 0 | 0 | 146464.6535 | 175930.1106 | 444935 | 0 | 0 | 0 | 0 | 696949.7307 | 2316399.9774 | 0 | 0 | 0 | 0 | 0 | 0 | 0 | 0 | 0 | 0 | 0 | 0 | 0 | 0 | 0 | 0 | -99025.9463 | 0 | 0 | 0 | 0 | 0 | 0 | 0 | 0 | 0 | -23514.2896 | 0 | 0 | 0 | 0 | 0 | 0
2016-08-28 14:00 | 0 | 0 | 0 | 0 | 113132.7828 | 533007.0874 | 478450 | 0 | 0 | 0 | 0 | 841125.3113 | 2316399.9774 | 0 | 0 | 0 | 0 | 0 | 0 | 23514.2896 | 0 | 0 | 0 | 0 | 0 | 0 | 0 | 0 | 0 | 144175.5806 | 0 | 0 | 0 | 0 | 0 | 0 | 0 | 0 | 0 | 23514.2896 | 0 | 0 | 0 | 0 | 0 | 0
2016-08-28 15:00 | 0 | 0 | 0 | 0 | 0 | 726007.3995 | 511645 | 0 | 0 | 0 | 0 | 1064635.5225 | 2330766.4554 | 0 | 0 | 0 | 0 | 0 | 0 | 0 | 0 | 0 | 0 | 0 | 0 | 0 | 0 | 0 | 0 | 223510.2112 | 14366.478 | 0 | 0 | 0 | 0 | 0 | 0 | 0 | 0 | -23514.2896 | 0 | 0 | 0 | 0 | 0 | 0
2016-08-28 16:00 | 0 | 0 | 0 | 0 | 50840.663 | 767152.0329 | 544093 | 0 | 0 | 0 | 0 | 1324168.7404 | 2345132.9333 | 0 | 0 | 0 | 0 | 0 | 0 | 0 | 0 | 0 | 0 | 0 | 0 | 0 | 0 | 0 | 0 | 259533.218 | 14366.478 | 0 | 0 | 0 | 0 | 0 | 0 | 0 | 0 | 0 | 0 | 0 | 0 | 0 | 0 | 0
2016-08-28 17:00 | 0 | 0 | 0 | 0 | 0 | 764615.6142 | 570618 | 0 | 0 | 0 | 0 | 1503799.8767 | 2359499.4113 | 0 | 0 | 0 | 0 | 0 | 0 | 0 | 0 | 0 | 0 | 0 | 0 | 0 | 0 | 0 | 0 | 179631.1362 | 14366.478 | 0 | 0 | 0 | 0 | 0 | 0 | 0 | 0 | 0 | 0 | 0 | 0 | 0 | 0 | 0
2016-08-28 18:00 | 0 | 0 | 0 | 0 | 0 | 752799.0481 | 591249 | 0 | 0 | 0 | 0 | 1665349.9248 | 2359499.4113 | 0 | 0 | 0 | 0 | 0 | 0 | 0 | 0 | 0 | 0 | 0 | 0 | 0 | 0 | 0 | 0 | 161550.0481 | 0 | 0 | 0 | 0 | 0 | 0 | 0 | 0 | 0 | 0 | 0 | 0 | 0 | 0 | 0 | 0
2016-08-28 19:00 | 0 | 0 | 0 | 0 | 0 | 733385.33 | 604776 | 0 | 0 | 0 | 0 | 1779592.7768 | 2373865.8893 | 0 | 0 | 0 | 0 | 0 | 0 | 0 | 0 | 0 | 0 | 0 | 0 | 0 | 0 | 0 | 0 | 114242.852 | 14366.478 | 0 | 0 | 0 | 0 | 0 | 0 | 0 | 0 | 0 | 0 | 0 | 0 | 0 | 0 | 0
2016-08-28 20:00 | 0 | 0 | 0 | 0 | 0 | 718680.9202 | 615064 | 0 | 0 | 0 | 0 | 1868843.219 | 2388232.3673 | 0 | 0 | 0 | 0 | 0 | 0 | 0 | 0 | 0 | 0 | 0 | 0 | 0 | 0 | 0 | 0 | 89250.4423 | 14366.478 | 0 | 0 | 0 | 0 | 0 | 0 | 0 | 0 | 0 | 0 | 0 | 0 | 0 | 0 | 0
2016-08-28 21:00 | 0 | 0 | 0 | 0 | 192962.3409 | 693281.3888 | 618991 | 0 | 0 | 0 | 0 | 2128376.437 | 2395951.879 | 0 | 0 | 0 | 0 | 0 | 0 | 0 | 0 | 0 | 0 | 0 | 0 | 0 | 0 | 0 | 0 | 259533.218 | 7719.5117 | 0 | 0 | 0 | 0 | 0 | 0 | 0 | 0 | 0 | 0 | 0 | 0 | 0 | 0 | 0
2016-08-28 22:00 | 0 | 0 | 0 | 0 | 209869.5739 | 654403.6589 | 613165 | 0 | 0 | 0 | 0 | 2379484.6698 | 2395951.879 | 0 | 0 | 0 | 0 | 0 | 0 | 0 | 0 | 0 | 0 | 0 | 0 | 0 | 0 | 0 | 0 | 251108.2328 | 0 | 0 | 0 | 0 | 0 | 0 | 0 | 0 | 0 | 0 | 0 | 0 | 0 | 0 | 0 | 0
2016-08-28 23:00 | 0 | 0 | 0 | 0 | 243976.8113 | 564729.7392 | 600665 | 0 | 0 | 0 | 0 | 2573159.7423 | 2410318.357 | 0 | 0 | 0 | 0 | 0 | 0 | 0 | 0 | 0 | 0 | 0 | 0 | 0 | 0 | 0 | 0 | 193675.0726 | 14366.478 | 0 | 0 | 0 | 0 | 0 | 0 | 0 | 0 | 0 | 0 | 0 | 0 | 0 | 0 | 0
2016-08-29 | 0 | 0 | 0 | 0 | 339661.8396 | 409253.5368 | 591304 | 0 | 0 | 0 | 0 | 2816082.9239 | 2301492.2623 | 0 | 0 | 0 | 0 | 0 | 0 | 23514.2896 | 0 | 0 | 0 | 0 | 0 | 0 | 0 | 0 | 0 | 242923.1815 | 0 | 108826.0947 | 0 | 0 | 0 | 0 | 0 | 0 | 0 | 23514.2896 | 0 | 0 | 0 | 0 | 0 | 0
2016-08-29 01:00 | 0 | 0 | 0 | 0 | 457312.6437 | 110519.9033 | 573739 | 0 | 0 | 0 | 0 | 2833690.7605 | 2301492.2623 | 0 | 0 | 0 | 0 | 0 | 0 | 0 | 0 | 0 | 0 | 0 | 0 | 0 | 0 | 0 | 0 | 17607.8366 | 0 | 0 | 0 | 0 | 0 | 0 | 0 | 0 | 0 | -23514.2896 | 0 | 0 | 0 | 0 | 0 | 0
2016-08-29 02:00 | 0 | 0 | 0 | 0 | 486891.9237 | 57.8754 | 542108 | 0 | 0 | 0 | 0 | 2755018.27 | 2301492.2623 | 0 | 0 | 0 | 0 | 0 | 0 | 23514.2896 | 0 | 0 | 0 | 0 | 0 | 0 | 0 | 0 | 0 | -78672.4905 | 0 | 0 | 0 | 0 | 0 | 0 | 0 | 0 | 0 | 23514.2896 | 0 | 0 | 0 | 0 | 0 | 0
2016-08-29 03:00 | 0 | 0 | 0 | 0 | 467807.3981 | 0 | 506758 | 0 | 0 | 0 | 0 | 2739581.9577 | 2301492.2623 | 0 | 0 | 0 | 0 | 0 | 0 | 0 | 0 | 0 | 0 | 0 | 0 | 0 | 0 | 0 | 0 | -15436.3123 | 0 | 0 | 0 | 0 | 0 | 0 | 0 | 0 | 0 | -23514.2896 | 0 | 0 | 0 | 0 | 0 | 0
2016-08-29 04:00 | 0 | 0 | 0 | 0 | 443713.4455 | 0 | 473517 | 0 | 0 | 0 | 0 | 2686264.1136 | 2301492.2623 | 0 | 0 | 0 | 0 | 0 | 0 | 23514.2896 | 0 | 0 | 0 | 0 | 0 | 0 | 0 | 0 | 0 | -53317.8441 | 0 | 0 | 0 | 0 | 0 | 0 | 0 | 0 | 0 | 23514.2896 | 0 | 0 | 0 | 0 | 0 | 0
2016-08-29 05:00 | 0 | 0 | 0 | 0 | 417060.3216 | 0 | 446810 | 0 | 0 | 0 | 0 | 2680028.7248 | 2301492.2623 | 0 | 0 | 0 | 0 | 0 | 0 | 0 | 0 | 0 | 0 | 0 | 0 | 0 | 0 | 0 | 0 | -6235.3888 | 0 | 0 | 0 | 0 | 0 | 0 | 0 | 0 | 0 | -23514.2896 | 0 | 0 | 0 | 0 | 0 | 0
2016-08-29 06:00 | 0 | 0 | 0 | 0 | 385122.5253 | 0 | 426452 | 0 | 0 | 0 | 0 | 2615184.9605 | 2301492.2623 | 0 | 0 | 0 | 0 | 0 | 0 | 23514.2896 | 0 | 0 | 0 | 0 | 0 | 0 | 0 | 0 | 0 | -64843.7643 | 0 | 0 | 0 | 0 | 0 | 0 | 0 | 0 | 0 | 23514.2896 | 0 | 0 | 0 | 0 | 0 | 0
2016-08-29 07:00 | 0 | 0 | 0 | 0 | 345154.4586 | 0 | 412154 | 0 | 0 | 0 | 0 | 2571699.7086 | 2301492.2623 | 0 | 0 | 0 | 0 | 0 | 0 | 0 | 0 | 0 | 0 | 0 | 0 | 0 | 0 | 0 | 0 | -43485.2518 | 0 | 0 | 0 | 0 | 0 | 0 | 0 | 0 | 0 | -23514.2896 | 0 | 0 | 0 | 0 | 0 | 0
2016-08-29 08:00 | 0 | 0 | 0 | 0 | 308234.3014 | 0 | 407216 | 0 | 0 | 0 | 0 | 2449203.7205 | 2301492.2623 | 0 | 0 | 0 | 0 | 0 | 0 | 23514.2896 | 0 | 0 | 0 | 0 | 0 | 0 | 0 | 0 | 0 | -122495.9882 | 0 | 0 | 0 | 0 | 0 | 0 | 0 | 0 | 0 | 23514.2896 | 0 | 0 | 0 | 0 | 0 | 0
2016-08-29 09:00 | 0 | 0 | 0 | 0 | 267275.8322 | 0 | 414170 | 0 | 0 | 0 | 0 | 2325823.8423 | 2301492.2623 | 0 | 0 | 0 | 0 | 0 | 0 | 0 | 0 | 0 | 0 | 0 | 0 | 0 | 0 | 0 | 0 | -123379.8782 | 0 | 0 | 0 | 0 | 0 | 0 | 0 | 0 | 0 | -23514.2896 | 0 | 0 | 0 | 0 | 0 | 0
2016-08-29 10:00 | 0 | 0 | 0 | 0 | 236720.6353 | 0 | 436856 | 0 | 0 | 0 | 0 | 2102174.188 | 2301492.2623 | 0 | 0 | 0 | 0 | 0 | 0 | 23514.2896 | 0 | 0 | 0 | 0 | 0 | 0 | 0 | 0 | 0 | -223649.6543 | 0 | 0 | 0 | 0 | 0 | 0 | 0 | 0 | 0 | 23514.2896 | 0 | 0 | 0 | 0 | 0 | 0
2016-08-29 11:00 | 0 | 0 | 0 | 0 | 212491.6521 | 0 | 457948 | 0 | 0 | 0 | 0 | 1880232.1297 | 2301492.2623 | 0 | 0 | 0 | 0 | 0 | 0 | 0 | 0 | 0 | 0 | 0 | 0 | 0 | 0 | 0 | 0 | -221942.0583 | 0 | 0 | 0 | 0 | 0 | 0 | 0 | 0 | 0 | -23514.2896 | 0 | 0 | 0 | 0 | 0 | 0
2016-08-29 12:00 | 0 | 0 | 0 | 0 | 159000.7279 | 362.9348 | 478038 | 0 | 0 | 0 | 0 | 1670383.8871 | 2192666.1676 | 0 | 0 | 0 | 0 | 0 | 0 | 0 | 0 | 0 | 0 | 0 | 0 | 0 | 0 | 0 | 0 | -209848.2426 | 0 | 108826.0947 | 0 | 0 | 0 | 0 | 0 | 0 | 0 | 0 | 0 | 0 | 0 | 0 | 0 | 0
2016-08-29 13:00 | 0 | 0 | 0 | 0 | 93719.1908 | 120005.6513 | 505765 | 0 | 0 | 0 | 0 | 1463655.5344 | 2083840.0728 | 0 | 0 | 0 | 0 | 0 | 0 | 23514.2896 | 0 | 0 | 0 | 0 | 0 | 0 | 0 | 0 | 0 | -206728.3527 | 0 | 108826.0947 | 0 | 0 | 0 | 0 | 0 | 0 | 0 | 23514.2896 | 0 | 0 | 0 | 0 | 0 | 0
2016-08-29 14:00 | 0 | 0 | 0 | 0 | 98223.463 | 471281.574 | 537954 | 0 | 0 | 0 | 0 | 1518720.861 | 2083840.0728 | 0 | 0 | 0 | 0 | 0 | 0 | 0 | 0 | 0 | 0 | 0 | 0 | 0 | 0 | 0 | 0 | 55065.3266 | 0 | 0 | 0 | 0 | 0 | 0 | 0 | 0 | 0 | -23514.2896 | 0 | 0 | 0 | 0 | 0 | 0
2016-08-29 15:00 | 0 | 0 | 0 | 0 | 101270.4086 | 662904.6665 | 569735 | 0 | 0 | 0 | 0 | 1689646.6466 | 2083840.0728 | 0 | 0 | 0 | 0 | 0 | 0 | 23514.2896 | 0 | 0 | 0 | 0 | 0 | 0 | 0 | 0 | 0 | 170925.7856 | 0 | 0 | 0 | 0 | 0 | 0 | 0 | 0 | 0 | 23514.2896 | 0 | 0 | 0 | 0 | 0 | 0
2016-08-29 16:00 | 0 | 0 | 0 | 0 | 101572.811 | 704564.8291 | 599965 | 0 | 0 | 0 | 0 | 1919333.5762 | 2083840.0728 | 0 | 0 | 0 | 0 | 0 | 0 | 0 | 0 | 0 | 0 | 0 | 0 | 0 | 0 | 0 | 0 | 229686.9297 | 0 | 0 | 0 | 0 | 0 | 0 | 0 | 0 | 0 | -23514.2896 | 0 | 0 | 0 | 0 | 0 | 0
2016-08-29 17:00 | 0 | 0 | 0 | 0 | 100654.0561 | 712054.8225 | 625021 | 0 | 0 | 0 | 0 | 2083507.1653 | 2083840.0728 | 0 | 0 | 0 | 0 | 0 | 0 | 23514.2896 | 0 | 0 | 0 | 0 | 0 | 0 | 0 | 0 | 0 | 164173.589 | 0 | 0 | 0 | 0 | 0 | 0 | 0 | 0 | 0 | 23514.2896 | 0 | 0 | 0 | 0 | 0 | 0
2016-08-29 18:00 | 0 | 0 | 0 | 0 | 99278.9909 | 704781.7936 | 643308 | 0 | 0 | 0 | 0 | 2244259.9498 | 2083840.0728 | 0 | 0 | 0 | 0 | 0 | 0 | 23514.2896 | 0 | 0 | 0 | 0 | 0 | 0 | 0 | 0 | 0 | 160752.7845 | 0 | 0 | 0 | 0 | 0 | 0 | 0 | 0 | 0 | 0 | 0 | 0 | 0 | 0 | 0 | 0
2016-08-29 19:00 | 0 | 0 | 0 | 0 | 96818.7839 | 690242.0555 | 654056 | 0 | 0 | 0 | 0 | 2377264.7892 | 2083840.0728 | 0 | 0 | 0 | 0 | 0 | 0 | 23514.2896 | 0 | 0 | 0 | 0 | 0 | 0 | 0 | 0 | 0 | 133004.8394 | 0 | 0 | 0 | 0 | 0 | 0 | 0 | 0 | 0 | 0 | 0 | 0 | 0 | 0 | 0 | 0
2016-08-29 20:00 | 0 | 0 | 0 | 0 | 93580.6636 | 677645.0088 | 659447 | 0 | 0 | 0 | 0 | 2597869.5562 | 1975013.9781 | 0 | 0 | 0 | 0 | 0 | 0 | 23514.2896 | 0 | 0 | 0 | 0 | 0 | 0 | 0 | 0 | 0 | 220604.7671 | 0 | 108826.0947 | 0 | 0 | 0 | 0 | 0 | 0 | 0 | 0 | 0 | 0 | 0 | 0 | 0 | 0
2016-08-29 21:00 | 0 | 0 | 0 | 0 | 89461.6069 | 653615.4226 | 660975 | 0 | 0 | 0 | 0 | 2679971.5858 | 1975013.9781 | 0 | 0 | 0 | 0 | 0 | 0 | 23514.2896 | 0 | 0 | 0 | 0 | 0 | 0 | 0 | 0 | 0 | 82102.0296 | 0 | 0 | 0 | 0 | 0 | 0 | 0 | 0 | 0 | 0 | 0 | 0 | 0 | 0 | 0 | 0
2016-08-29 22:00 | 0 | 0 | 0 | 0 | 89382.1806 | 613538.6808 | 653722 | 0 | 0 | 0 | 0 | 2729170.4472 | 1975013.9781 | 0 | 0 | 0 | 0 | 0 | 0 | 23514.2896 | 0 | 0 | 0 | 0 | 0 | 0 | 0 | 0 | 0 | 49198.8614 | 0 | 0 | 0 | 0 | 0 | 0 | 0 | 0 | 0 | 0 | 0 | 0 | 0 | 0 | 0 | 0
2016-08-29 23:00 | 0 | 0 | 0 | 0 | 97307.6699 | 522787.3123 | 638313 | 0 | 0 | 0 | 0 | 2710952.4295 | 1975013.9781 | 0 | 0 | 0 | 0 | 0 | 0 | 23514.2896 | 0 | 0 | 0 | 0 | 0 | 0 | 0 | 0 | 0 | -18218.0177 | 0 | 0 | 0 | 0 | 0 | 0 | 0 | 0 | 0 | 0 | 0 | 0 | 0 | 0 | 0 | 0
2016-08-30 | 0 | 0 | 0 | 0 | 136664.8177 | 361878.6891 | 627299 | 0 | 0 | 0 | 0 | 2605711.226 | 1975013.9781 | 0 | 0 | 0 | 0 | 0 | 0 | 0 | 0 | 0 | 0 | 0 | 0 | 0 | 0 | 0 | 0 | -105241.2035 | 0 | 0 | 0 | 0 | 0 | 0 | 0 | 0 | 0 | -23514.2896 | 0 | 0 | 0 | 0 | 0 | 0
2016-08-30 01:00 | 0 | 0 | 0 | 0 | 241730.255 | 90562.1997 | 604806 | 0 | 0 | 0 | 0 | 2346178.008 | 1938519.3612 | 0 | 0 | 0 | 0 | 0 | 0 | 23514.2896 | 0 | 0 | 0 | 0 | 0 | 0 | 0 | 0 | 0 | -259533.218 | 0 | 36494.6169 | 0 | 0 | 0 | 0 | 0 | 0 | 0 | 23514.2896 | 0 | 0 | 0 | 0 | 0 | 0
2016-08-30 02:00 | 0 | 0 | 0 | 0 | 298937.7684 | 39.1358 | 566777 | 0 | 0 | 0 | 0 | 2210718.2966 | 1829693.2664 | 0 | 0 | 0 | 0 | 0 | 0 | 0 | 0 | 0 | 0 | 0 | 0 | 0 | 0 | 0 | 0 | -135459.7115 | 0 | 108826.0947 | 0 | 0 | 0 | 0 | 0 | 0 | 0 | -23514.2896 | 0 | 0 | 0 | 0 | 0 | 0
2016-08-30 03:00 | 0 | 0 | 0 | 0 | 302057.9094 | 0 | 525022 | 0 | 0 | 0 | 0 | 1964239.9164 | 1829693.2664 | 0 | 0 | 0 | 0 | 0 | 0 | 23514.2896 | 0 | 0 | 0 | 0 | 0 | 0 | 0 | 0 | 0 | -246478.3802 | 0 | 0 | 0 | 0 | 0 | 0 | 0 | 0 | 0 | 23514.2896 | 0 | 0 | 0 | 0 | 0 | 0
2016-08-30 04:00 | 0 | 0 | 0 | 0 | 285058.3792 | 0 | 488171 | 0 | 0 | 0 | 0 | 1893467.6799 | 1720867.1717 | 0 | 0 | 0 | 0 | 0 | 0 | 0 | 0 | 0 | 0 | 0 | 0 | 0 | 0 | 0 | 0 | -70772.2365 | 0 | 108826.0947 | 0 | 0 | 0 | 0 | 0 | 0 | 0 | -23514.2896 | 0 | 0 | 0 | 0 | 0 | 0
2016-08-30 05:00 | 0 | 0 | 0 | 0 | 259958.9407 | 0 | 457494 | 0 | 0 | 0 | 0 | 1781244.4257 | 1612041.077 | 0 | 0 | 0 | 0 | 0 | 0 | 23514.2896 | 0 | 0 | 0 | 0 | 0 | 0 | 0 | 0 | 0 | -112223.2542 | 0 | 108826.0947 | 0 | 0 | 0 | 0 | 0 | 0 | 0 | 23514.2896 | 0 | 0 | 0 | 0 | 0 | 0
2016-08-30 06:00 | 0 | 0 | 0 | 0 | 235150.0345 | 0 | 433597 | 0 | 0 | 0 | 0 | 1606311.7497 | 1612041.077 | 0 | 0 | 0 | 0 | 0 | 0 | 0 | 0 | 0 | 0 | 0 | 0 | 0 | 0 | 0 | 0 | -174932.6759 | 0 | 0 | 0 | 0 | 0 | 0 | 0 | 0 | 0 | -23514.2896 | 0 | 0 | 0 | 0 | 0 | 0
2016-08-30 07:00 | 0 | 0 | 0 | 0 | 211720.4396 | 0 | 417950 | 0 | 0 | 0 | 0 | 1376567.8997 | 1612041.077 | 0 | 0 | 0 | 0 | 0 | 0 | 23514.2896 | 0 | 0 | 0 | 0 | 0 | 0 | 0 | 0 | 0 | -229743.85 | 0 | 0 | 0 | 0 | 0 | 0 | 0 | 0 | 0 | 23514.2896 | 0 | 0 | 0 | 0 | 0 | 0
2016-08-30 08:00 | 0 | 0 | 0 | 0 | 193276.8748 | 0 | 410177 | 0 | 0 | 0 | 0 | 1292008.1589 | 1503214.9823 | 0 | 0 | 0 | 0 | 0 | 0 | 0 | 0 | 0 | 0 | 0 | 0 | 0 | 0 | 0 | 0 | -84559.7408 | 0 | 108826.0947 | 0 | 0 | 0 | 0 | 0 | 0 | 0 | -23514.2896 | 0 | 0 | 0 | 0 | 0 | 0
2016-08-30 09:00 | 0 | 0 | 0 | 0 | 181093.4384 | 0 | 416385 | 0 | 0 | 0 | 0 | 1142028.4024 | 1394388.8875 | 0 | 0 | 0 | 0 | 0 | 0 | 23514.2896 | 0 | 0 | 0 | 0 | 0 | 0 | 0 | 0 | 0 | -149979.7565 | 0 | 108826.0947 | 0 | 0 | 0 | 0 | 0 | 0 | 0 | 23514.2896 | 0 | 0 | 0 | 0 | 0 | 0
2016-08-30 10:00 | 0 | 0 | 0 | 0 | 175184.2666 | 0 | 437575 | 0 | 0 | 0 | 0 | 903151.9586 | 1394388.8875 | 0 | 0 | 0 | 0 | 0 | 0 | 0 | 0 | 0 | 0 | 0 | 0 | 0 | 0 | 0 | 0 | -238876.4438 | 0 | 0 | 0 | 0 | 0 | 0 | 0 | 0 | 0 | -23514.2896 | 0 | 0 | 0 | 0 | 0 | 0
2016-08-30 11:00 | 0 | 0 | 0 | 0 | 169868.1961 | 0 | 456389 | 0 | 0 | 0 | 0 | 725457.2494 | 1285562.7928 | 0 | 0 | 0 | 0 | 0 | 0 | 0 | 0 | 0 | 0 | 0 | 0 | 0 | 0 | 0 | 0 | -177694.7092 | 0 | 108826.0947 | 0 | 0 | 0 | 0 | 0 | 0 | 0 | 0 | 0 | 0 | 0 | 0 | 0 | 0
2016-08-30 12:00 | 0 | 0 | 0 | 0 | 140243.9165 | 558.3352 | 474287 | 0 | 0 | 0 | 0 | 477284.3063 | 1176736.6981 | 0 | 0 | 0 | 0 | 0 | 0 | 23514.2896 | 0 | 0 | 0 | 0 | 0 | 0 | 0 | 0 | 0 | -248172.9431 | 0 | 108826.0947 | 0 | 0 | 0 | 0 | 0 | 0 | 0 | 23514.2896 | 0 | 0 | 0 | 0 | 0 | 0
2016-08-30 13:00 | 0 | 0 | 0 | 0 | 69155.7445 | 136375.5085 | 498228 | 0 | 0 | 0 | 0 | 293413.654 | 1067910.6034 | 0 | 0 | 0 | 0 | 0 | 0 | 23514.2896 | 0 | 0 | 0 | 0 | 0 | 0 | 0 | 0 | 0 | -183870.6522 | 0 | 108826.0947 | 0 | 0 | 0 | 0 | 0 | 0 | 0 | 0 | 0 | 0 | 0 | 0 | 0 | 0
2016-08-30 14:00 | 0 | 0 | 0 | 0 | 63738.1341 | 478517.4705 | 528147 | 0 | 0 | 0 | 0 | 307522.2586 | 1067910.6034 | 0 | 0 | 0 | 0 | 0 | 0 | 23514.2896 | 0 | 0 | 0 | 0 | 0 | 0 | 0 | 0 | 0 | 14108.6046 | 0 | 0 | 0 | 0 | 0 | 0 | 0 | 0 | 0 | 0 | 0 | 0 | 0 | 0 | 0 | 0
2016-08-30 15:00 | 0 | 0 | 0 | 0 | 78447.1183 | 664806.8473 | 558262 | 0 | 0 | 0 | 0 | 492514.2242 | 1067910.6034 | 0 | 0 | 0 | 0 | 0 | 0 | 23514.2896 | 0 | 0 | 0 | 0 | 0 | 0 | 0 | 0 | 0 | 184991.9656 | 0 | 0 | 0 | 0 | 0 | 0 | 0 | 0 | 0 | 0 | 0 | 0 | 0 | 0 | 0 | 0
2016-08-30 16:00 | 0 | 0 | 0 | 0 | 78940.5987 | 711284.2678 | 585627 | 0 | 0 | 0 | 0 | 752047.4422 | 1012975.2518 | 0 | 0 | 0 | 0 | 0 | 0 | 23514.2896 | 0 | 0 | 0 | 0 | 0 | 0 | 0 | 0 | 0 | 259533.218 | 0 | 54935.3515 | 0 | 0 | 0 | 0 | 0 | 0 | 0 | 0 | 0 | 0 | 0 | 0 | 0 | 0
2016-08-30 17:00 | 0 | 0 | 0 | 0 | 76883.3421 | 718549.3122 | 610613 | 0 | 0 | 0 | 0 | 936867.0964 | 1012975.2518 | 0 | 0 | 0 | 0 | 0 | 0 | 23514.2896 | 0 | 0 | 0 | 0 | 0 | 0 | 0 | 0 | 0 | 184819.6543 | 0 | 0 | 0 | 0 | 0 | 0 | 0 | 0 | 0 | 0 | 0 | 0 | 0 | 0 | 0 | 0
2016-08-30 18:00 | 0 | 0 | 0 | 0 | 77761.2936 | 709866.8056 | 629443 | 0 | 0 | 0 | 0 | 1095052.1956 | 1012975.2518 | 0 | 0 | 0 | 0 | 0 | 0 | 23514.2896 | 0 | 0 | 0 | 0 | 0 | 0 | 0 | 0 | 0 | 158185.0992 | 0 | 0 | 0 | 0 | 0 | 0 | 0 | 0 | 0 | 0 | 0 | 0 | 0 | 0 | 0 | 0
2016-08-30 19:00 | 0 | 0 | 0 | 0 | 81429.2818 | 696136.5716 | 642942 | 0 | 0 | 0 | 0 | 1229676.0491 | 1012975.2518 | 0 | 0 | 0 | 0 | 0 | 0 | 23514.2896 | 0 | 0 | 0 | 0 | 0 | 0 | 0 | 0 | 0 | 134623.8535 | 0 | 0 | 0 | 0 | 0 | 0 | 0 | 0 | 0 | 0 | 0 | 0 | 0 | 0 | 0 | 0
2016-08-30 20:00 | 0 | 0 | 0 | 0 | 85733.5787 | 687842.8274 | 651700 | 0 | 0 | 0 | 0 | 1351552.4552 | 1012975.2518 | 0 | 0 | 0 | 0 | 0 | 0 | 23514.2896 | 0 | 0 | 0 | 0 | 0 | 0 | 0 | 0 | 0 | 121876.4061 | 0 | 0 | 0 | 0 | 0 | 0 | 0 | 0 | 0 | 0 | 0 | 0 | 0 | 0 | 0 | 0
2016-08-30 21:00 | 0 | 0 | 0 | 0 | 90454.7487 | 669656.5206 | 654714 | 0 | 0 | 0 | 0 | 1565775.8192 | 904149.1571 | 0 | 0 | 0 | 0 | 0 | 0 | 23514.2896 | 0 | 0 | 0 | 0 | 0 | 0 | 0 | 0 | 0 | 214223.364 | 0 | 108826.0947 | 0 | 0 | 0 | 0 | 0 | 0 | 0 | 0 | 0 | 0 | 0 | 0 | 0 | 0
2016-08-30 22:00 | 0 | 0 | 0 | 0 | 100463.7475 | 635948.3174 | 646260 | 0 | 0 | 0 | 0 | 1655927.8841 | 904149.1571 | 0 | 0 | 0 | 0 | 0 | 0 | 23514.2896 | 0 | 0 | 0 | 0 | 0 | 0 | 0 | 0 | 0 | 90152.0649 | 0 | 0 | 0 | 0 | 0 | 0 | 0 | 0 | 0 | 0 | 0 | 0 | 0 | 0 | 0 | 0
2016-08-30 23:00 | 0 | 0 | 0 | 0 | 125760.1646 | 538750.9949 | 631370 | 0 | 0 | 0 | 0 | 1712583.3332 | 904149.1571 | 0 | 0 | 0 | 0 | 0 | 0 | 0 | 0 | 0 | 0 | 0 | 0 | 0 | 0 | 0 | 0 | 56655.4491 | 0 | 0 | 0 | 0 | 0 | 0 | 0 | 0 | 0 | -23514.2896 | 0 | 0 | 0 | 0 | 0 | 0
2016-08-31 | 0 | 0 | 0 | 0 | 185924.4672 | 366293.9541 | 620327 | 0 | 0 | 0 | 0 | 1644474.7545 | 904149.1571 | 0 | 0 | 0 | 0 | 0 | 0 | 0 | 0 | 0 | 0 | 0 | 0 | 0 | 0 | 0 | 0 | -68108.5787 | 0 | 0 | 0 | 0 | 0 | 0 | 0 | 0 | 0 | 0 | 0 | 0 | 0 | 0 | 0 | 0
2016-08-31 01:00 | 0 | 0 | 0 | 0 | 322090.9115 | 87825.4616 | 599178 | 0 | 0 | 0 | 0 | 1564039.2224 | 795323.0624 | 0 | 0 | 0 | 0 | 0 | 0 | 0 | 0 | 0 | 0 | 0 | 0 | 0 | 0 | 0 | 0 | -80435.5321 | 0 | 108826.0947 | 0 | 0 | 0 | 0 | 0 | 0 | 0 | 0 | 0 | 0 | 0 | 0 | 0 | 0
2016-08-31 02:00 | 0 | 0 | 0 | 0 | 371122.3615 | 22.3633 | 562468 | 0 | 0 | 0 | 0 | 1458027.7523 | 686496.9677 | 0 | 0 | 0 | 0 | 0 | 0 | 23514.2896 | 0 | 0 | 0 | 0 | 0 | 0 | 0 | 0 | 0 | -106011.4701 | 0 | 108826.0947 | 0 | 0 | 0 | 0 | 0 | 0 | 0 | 23514.2896 | 0 | 0 | 0 | 0 | 0 | 0
2016-08-31 03:00 | 0 | 0 | 0 | 0 | 365505.0112 | 0 | 522581 | 0 | 0 | 0 | 0 | 1300951.7636 | 686496.9677 | 0 | 0 | 0 | 0 | 0 | 0 | 23514.2896 | 0 | 0 | 0 | 0 | 0 | 0 | 0 | 0 | 0 | -157075.9888 | 0 | 0 | 0 | 0 | 0 | 0 | 0 | 0 | 0 | 0 | 0 | 0 | 0 | 0 | 0 | 0
2016-08-31 04:00 | 0 | 0 | 0 | 0 | 343728.7347 | 0 | 487285 | 0 | 0 | 0 | 0 | 1157395.4982 | 686496.9677 | 0 | 0 | 0 | 0 | 0 | 0 | 23514.2896 | 0 | 0 | 0 | 0 | 0 | 0 | 0 | 0 | 0 | -143556.2653 | 0 | 0 | 0 | 0 | 0 | 0 | 0 | 0 | 0 | 0 | 0 | 0 | 0 | 0 | 0 | 0
2016-08-31 05:00 | 0 | 0 | 0 | 0 | 313271.6269 | 0 | 460254 | 0 | 0 | 0 | 0 | 1142753.5095 | 577670.8729 | 0 | 0 | 0 | 0 | 0 | 0 | 0 | 0 | 0 | 0 | 0 | 0 | 0 | 0 | 0 | 0 | -14641.9887 | 0 | 108826.0947 | 0 | 0 | 0 | 0 | 0 | 0 | 0 | -23514.2896 | 0 | 0 | 0 | 0 | 0 | 0
2016-08-31 06:00 | 0 | 0 | 0 | 0 | 287517.8117 | 0 | 436830 | 0 | 0 | 0 | 0 | 1078753.1263 | 468844.7782 | 0 | 0 | 0 | 0 | 0 | 0 | 23514.2896 | 0 | 0 | 0 | 0 | 0 | 0 | 0 | 0 | 0 | -64000.3831 | 0 | 108826.0947 | 0 | 0 | 0 | 0 | 0 | 0 | 0 | 23514.2896 | 0 | 0 | 0 | 0 | 0 | 0
2016-08-31 07:00 | 0 | 0 | 0 | 0 | 267340.1722 | 0 | 423222 | 0 | 0 | 0 | 0 | 946385.5881 | 468844.7782 | 0 | 0 | 0 | 0 | 0 | 0 | 0 | 0 | 0 | 0 | 0 | 0 | 0 | 0 | 0 | 0 | -132367.5382 | 0 | 0 | 0 | 0 | 0 | 0 | 0 | 0 | 0 | -23514.2896 | 0 | 0 | 0 | 0 | 0 | 0
2016-08-31 08:00 | 0 | 0 | 0 | 0 | 248004.5635 | 0 | 416224 | 0 | 0 | 0 | 0 | 754651.862 | 468844.7782 | 0 | 0 | 0 | 0 | 0 | 0 | 23514.2896 | 0 | 0 | 0 | 0 | 0 | 0 | 0 | 0 | 0 | -191733.7261 | 0 | 0 | 0 | 0 | 0 | 0 | 0 | 0 | 0 | 23514.2896 | 0 | 0 | 0 | 0 | 0 | 0
2016-08-31 09:00 | 0 | 0 | 0 | 0 | 230179.2503 | 0 | 422535 | 0 | 0 | 0 | 0 | 694636.4967 | 360018.6835 | 0 | 0 | 0 | 0 | 0 | 0 | 0 | 0 | 0 | 0 | 0 | 0 | 0 | 0 | 0 | 0 | -60015.3654 | 0 | 108826.0947 | 0 | 0 | 0 | 0 | 0 | 0 | 0 | -23514.2896 | 0 | 0 | 0 | 0 | 0 | 0
2016-08-31 10:00 | 0 | 0 | 0 | 0 | 217507.0536 | 0 | 442793 | 0 | 0 | 0 | 0 | 479376.66 | 326478.2842 | 0 | 0 | 0 | 0 | 0 | 0 | 23514.2896 | 0 | 0 | 0 | 0 | 0 | 0 | 0 | 0 | 0 | -215259.8367 | 0 | 33540.3993 | 0 | 0 | 0 | 0 | 0 | 0 | 0 | 23514.2896 | 0 | 0 | 0 | 0 | 0 | 0
2016-08-31 11:00 | 0 | 0 | 0 | 0 | 211477.6112 | 0 | 462873 | 0 | 0 | 0 | 0 | 360321.6555 | 217652.1895 | 0 | 0 | 0 | 0 | 0 | 0 | 0 | 0 | 0 | 0 | 0 | 0 | 0 | 0 | 0 | 0 | -119055.0045 | 0 | 108826.0947 | 0 | 0 | 0 | 0 | 0 | 0 | 0 | -23514.2896 | 0 | 0 | 0 | 0 | 0 | 0
2016-08-31 12:00 | 0 | 0 | 0 | 0 | 177080.4771 | 409.8253 | 481439 | 0 | 0 | 0 | 0 | 165199.0526 | 108826.0947 | 0 | 0 | 0 | 0 | 0 | 0 | 0 | 0 | 0 | 0 | 0 | 0 | 0 | 0 | 0 | 0 | -195122.6029 | 0 | 108826.0947 | 0 | 0 | 0 | 0 | 0 | 0 | 0 | 0 | 0 | 0 | 0 | 0 | 0 | 0
2016-08-31 13:00 | 0 | 0 | 0 | 0 | 91347.8185 | 138075.0342 | 503448 | 0 | 0 | 0 | 0 | 0 | 0 | 0 | 0 | 0 | 0 | 0 | 0 | 0 | 0 | 0 | 0 | 0 | 0 | 0 | 0 | 0 | 0 | -165199.0526 | 0 | 108826.0947 | 0 | 0 | 0 | 0 | 0 | 0 | 0 | 0 | 0 | 0 | 0 | 0 | 0 | 0
2016-08-31 14:00 | 0 | 0 | 0 | 0 | 54216.3479 | 476947.6521 | 531164 | 0 | 0 | 0 | 0 | 0 | 0 | 0 | 0 | 0 | 0 | 0 | 0 | 0 | 0 | 0 | 0 | 0 | 0 | 0 | 0 | 0 | 0 | 0 | 0 | 0 | 0 | 0 | 0 | 0 | 0 | 0 | 0 | 0 | 0 | 0 | 0 | 0 | 0 | 0
2016-08-31 15:00 | 0 | 0 | 0 | 0 | 0 | 691065.3752 | 558056 | 0 | 0 | 0 | 0 | 95128.6076 | 14366.478 | 0 | 0 | 0 | 0 | 0 | 0 | 23514.2896 | 0 | 0 | 0 | 0 | 0 | 0 | 0 | 0 | 0 | 95128.6076 | 14366.478 | 0 | 0 | 0 | 0 | 0 | 0 | 0 | 0 | 23514.2896 | 0 | 0 | 0 | 0 | 0 | 0
2016-08-31 16:00 | 0 | 0 | 0 | 0 | 118130.488 | 739200.2079 | 583431 | 0 | 0 | 0 | 0 | 354661.8256 | 28732.956 | 0 | 0 | 0 | 0 | 0 | 0 | 23514.2896 | 0 | 0 | 0 | 0 | 0 | 0 | 0 | 0 | 0 | 259533.218 | 14366.478 | 0 | 0 | 0 | 0 | 0 | 0 | 0 | 0 | 0 | 0 | 0 | 0 | 0 | 0 | 0
2016-08-31 17:00 | 0 | 0 | 0 | 0 | 125597.8114 | 739985.4065 | 606050 | 0 | 0 | 0 | 0 | 614195.0436 | 28732.956 | 0 | 0 | 0 | 0 | 0 | 0 | 23514.2896 | 0 | 0 | 0 | 0 | 0 | 0 | 0 | 0 | 0 | 259533.218 | 0 | 0 | 0 | 0 | 0 | 0 | 0 | 0 | 0 | 0 | 0 | 0 | 0 | 0 | 0 | 0
2016-08-31 18:00 | 0 | 0 | 0 | 0 | 145137.3598 | 727905.0465 | 622657 | 0 | 0 | 0 | 0 | 873728.2616 | 43099.4339 | 0 | 0 | 0 | 0 | 0 | 0 | 0 | 0 | 0 | 0 | 0 | 0 | 0 | 0 | 0 | 0 | 259533.218 | 14366.478 | 0 | 0 | 0 | 0 | 0 | 0 | 0 | 0 | -23514.2896 | 0 | 0 | 0 | 0 | 0 | 0
2016-08-31 19:00 | 0 | 0 | 0 | 0 | 0 | 712495.6127 | 632821 | 0 | 0 | 0 | 0 | 939036.3963 | 57465.9119 | 0 | 0 | 0 | 0 | 0 | 0 | 0 | 0 | 0 | 0 | 0 | 0 | 0 | 0 | 0 | 0 | 65308.1347 | 14366.478 | 0 | 0 | 0 | 0 | 0 | 0 | 0 | 0 | 0 | 0 | 0 | 0 | 0 | 0 | 0
2016-08-31 20:00 | 0 | 0 | 0 | 0 | 182238.6999 | 700549.6562 | 640752 | 0 | 0 | 0 | 0 | 1181072.7524 | 57465.9119 | 0 | 0 | 0 | 0 | 0 | 0 | 0 | 0 | 0 | 0 | 0 | 0 | 0 | 0 | 0 | 0 | 242036.3561 | 0 | 0 | 0 | 0 | 0 | 0 | 0 | 0 | 0 | 0 | 0 | 0 | 0 | 0 | 0 | 0
2016-08-31 21:00 | 0 | 0 | 0 | 0 | 192456.2879 | 681125.6654 | 640375 | 0 | 0 | 0 | 0 | 1399913.2278 | 71832.3899 | 0 | 0 | 0 | 0 | 0 | 0 | 0 | 0 | 0 | 0 | 0 | 0 | 0 | 0 | 0 | 0 | 218840.4754 | 14366.478 | 0 | 0 | 0 | 0 | 0 | 0 | 0 | 0 | 0 | 0 | 0 | 0 | 0 | 0 | 0
2016-08-31 22:00 | 0 | 0 | 0 | 0 | 203558.6841 | 639264.3335 | 631718 | 0 | 0 | 0 | 0 | 1611018.2454 | 71832.3899 | 0 | 0 | 0 | 0 | 0 | 0 | 0 | 0 | 0 | 0 | 0 | 0 | 0 | 0 | 0 | 0 | 211105.0176 | 0 | 0 | 0 | 0 | 0 | 0 | 0 | 0 | 0 | 0 | 0 | 0 | 0 | 0 | 0 | 0
2016-08-31 23:00 | 0 | 0 | 0 | 0 | 2642.862 | 540186.472 | 619018 | 0 | 0 | 0 | 0 | 1534829.5794 | 71832.3899 | 0 | 0 | 0 | 0 | 0 | 0 | 0 | 0 | 0 | 0 | 0 | 0 | 0 | 0 | 0 | 0 | -76188.666 | 0 | 0 | 0 | 0 | 0 | 0 | 0 | 0 | 0 | 0 | 0 | 0 | 0 | 0 | 0 | 0
2016-09-01 | 0 | 0 | 0 | 0 | 316556.2128 | 364024.2738 | 609097 | 0 | 0 | 0 | 0 | 1606313.066 | 71832.3899 | 0 | 0 | 0 | 0 | 0 | 0 | 0 | 0 | 0 | 0 | 0 | 0 | 0 | 0 | 0 | 0 | 71483.4866 | 0 | 0 | 0 | 0 | 0 | 0 | 0 | 0 | 0 | 0 | 0 | 0 | 0 | 0 | 0 | 0
2016-09-01 01:00 | 0 | 0 | 0 | 0 | 418906.9312 | 87366.1638 | 588286 | 0 | 0 | 0 | 0 | 1509933.683 | 86198.8679 | 0 | 0 | 0 | 0 | 0 | 0 | 0 | 0 | 0 | 0 | 0 | 0 | 0 | 0 | 0 | 0 | -96379.383 | 14366.478 | 0 | 0 | 0 | 0 | 0 | 0 | 0 | 0 | 0 | 0 | 0 | 0 | 0 | 0 | 0
2016-09-01 02:00 | 0 | 0 | 0 | 0 | 427185.0146 | 30.2319 | 555048 | 0 | 0 | 0 | 0 | 1382100.9295 | 86198.8679 | 0 | 0 | 0 | 0 | 0 | 0 | 0 | 0 | 0 | 0 | 0 | 0 | 0 | 0 | 0 | 0 | -127832.7535 | 0 | 0 | 0 | 0 | 0 | 0 | 0 | 0 | 0 | 0 | 0 | 0 | 0 | 0 | 0 | 0
2016-09-01 03:00 | 0 | 0 | 0 | 0 | 414573.6811 | 0 | 516859 | 0 | 0 | 0 | 0 | 1279815.6106 | 86198.8679 | 0 | 0 | 0 | 0 | 0 | 0 | 0 | 0 | 0 | 0 | 0 | 0 | 0 | 0 | 0 | 0 | -102285.3189 | 0 | 0 | 0 | 0 | 0 | 0 | 0 | 0 | 0 | 0 | 0 | 0 | 0 | 0 | 0 | 0
2016-09-01 04:00 | 0 | 0 | 0 | 0 | 405610.8009 | 0 | 482326 | 0 | 0 | 0 | 0 | 1188733.9335 | 100565.3459 | 0 | 0 | 0 | 0 | 0 | 0 | 0 | 0 | 0 | 0 | 0 | 0 | 0 | 0 | 0 | 0 | -91081.6771 | 14366.478 | 0 | 0 | 0 | 0 | 0 | 0 | 0 | 0 | 0 | 0 | 0 | 0 | 0 | 0 | 0
2016-09-01 05:00 | 0 | 0 | 0 | 0 | 386705.8794 | 0 | 453317 | 0 | 0 | 0 | 0 | 1122122.8129 | 100565.3459 | 0 | 0 | 0 | 0 | 0 | 0 | 0 | 0 | 0 | 0 | 0 | 0 | 0 | 0 | 0 | 0 | -66611.1206 | 0 | 0 | 0 | 0 | 0 | 0 | 0 | 0 | 0 | 0 | 0 | 0 | 0 | 0 | 0 | 0
2016-09-01 06:00 | 0 | 0 | 0 | 0 | 364162.1804 | 0 | 431277 | 0 | 0 | 0 | 0 | 1055007.9933 | 100565.3459 | 0 | 0 | 0 | 0 | 0 | 0 | 0 | 0 | 0 | 0 | 0 | 0 | 0 | 0 | 0 | 0 | -67114.8196 | 0 | 0 | 0 | 0 | 0 | 0 | 0 | 0 | 0 | 0 | 0 | 0 | 0 | 0 | 0 | 0
2016-09-01 07:00 | 0 | 0 | 0 | 0 | 350091.742 | 0 | 415650 | 0 | 0 | 0 | 0 | 975083.2574 | 114931.8239 | 0 | 0 | 0 | 0 | 0 | 0 | 0 | 0 | 0 | 0 | 0 | 0 | 0 | 0 | 0 | 0 | -79924.7359 | 14366.478 | 0 | 0 | 0 | 0 | 0 | 0 | 0 | 0 | 0 | 0 | 0 | 0 | 0 | 0 | 0
2016-09-01 08:00 | 0 | 0 | 0 | 0 | 337707.7954 | 0 | 408914 | 0 | 0 | 0 | 0 | 903877.0527 | 114931.8239 | 0 | 0 | 0 | 0 | 0 | 0 | 0 | 0 | 0 | 0 | 0 | 0 | 0 | 0 | 0 | 0 | -71206.2046 | 0 | 0 | 0 | 0 | 0 | 0 | 0 | 0 | 0 | 0 | 0 | 0 | 0 | 0 | 0 | 0
2016-09-01 09:00 | 0 | 0 | 0 | 0 | 319445.5901 | 0 | 414048 | 0 | 0 | 0 | 0 | 771393.8752 | 129298.3018 | 0 | 0 | 0 | 0 | 0 | 0 | 23514.2896 | 0 | 0 | 0 | 0 | 0 | 0 | 0 | 0 | 0 | -132483.1775 | 14366.478 | 0 | 0 | 0 | 0 | 0 | 0 | 0 | 0 | 23514.2896 | 0 | 0 | 0 | 0 | 0 | 0
2016-09-01 10:00 | 0 | 0 | 0 | 0 | 309648.4636 | 0 | 435041 | 0 | 0 | 0 | 0 | 655149.1505 | 143664.7798 | 0 | 0 | 0 | 0 | 0 | 0 | 0 | 0 | 0 | 0 | 0 | 0 | 0 | 0 | 0 | 0 | -116244.7248 | 14366.478 | 0 | 0 | 0 | 0 | 0 | 0 | 0 | 0 | -23514.2896 | 0 | 0 | 0 | 0 | 0 | 0
2016-09-01 11:00 | 0 | 0 | 0 | 0 | 218281.0716 | 0 | 454300 | 0 | 0 | 0 | 0 | 395615.9325 | 143664.7798 | 0 | 0 | 0 | 0 | 0 | 0 | 23514.2896 | 0 | 0 | 0 | 0 | 0 | 0 | 0 | 0 | 0 | -259533.218 | 0 | 0 | 0 | 0 | 0 | 0 | 0 | 0 | 0 | 23514.2896 | 0 | 0 | 0 | 0 | 0 | 0
2016-09-01 12:00 | 0 | 0 | 0 | 0 | 250681.32 | 527.4014 | 469139 | 0 | 0 | 0 | 0 | 186833.4655 | 158031.2578 | 0 | 0 | 0 | 0 | 0 | 0 | 0 | 0 | 0 | 0 | 0 | 0 | 0 | 0 | 0 | 0 | -208782.467 | 14366.478 | 0 | 0 | 0 | 0 | 0 | 0 | 0 | 0 | -23514.2896 | 0 | 0 | 0 | 0 | 0 | 0
2016-09-01 13:00 | 0 | 0 | 0 | 0 | 145618.3695 | 157637.165 | 490089 | 0 | 0 | 0 | 0 | 0 | 158031.2578 | 0 | 0 | 0 | 0 | 0 | 0 | 0 | 0 | 0 | 0 | 0 | 0 | 0 | 0 | 0 | 0 | -186833.4655 | 0 | 0 | 0 | 0 | 0 | 0 | 0 | 0 | 0 | 0 | 0 | 0 | 0 | 0 | 0 | 0
2016-09-01 14:00 | 0 | 0 | 0 | 0 | 14621.2669 | 514517.2111 | 514772 | 0 | 0 | 0 | 0 | 0 | 172397.7358 | 0 | 0 | 0 | 0 | 0 | 0 | 0 | 0 | 0 | 0 | 0 | 0 | 0 | 0 | 0 | 0 | 0 | 14366.478 | 0 | 0 | 0 | 0 | 0 | 0 | 0 | 0 | 0 | 0 | 0 | 0 | 0 | 0 | 0
2016-09-01 15:00 | 0 | 0 | 0 | 0 | 116681.1394 | 681761.0785 | 538909 | 0 | 0 | 0 | 0 | 259533.218 | 172397.7358 | 0 | 0 | 0 | 0 | 0 | 0 | 0 | 0 | 0 | 0 | 0 | 0 | 0 | 0 | 0 | 0 | 259533.218 | 0 | 0 | 0 | 0 | 0 | 0 | 0 | 0 | 0 | 0 | 0 | 0 | 0 | 0 | 0 | 0
2016-09-01 16:00 | 0 | 0 | 0 | 0 | 0 | 740880.059 | 559226 | 0 | 0 | 0 | 0 | 426820.799 | 186764.2138 | 0 | 0 | 0 | 0 | 0 | 0 | 0 | 0 | 0 | 0 | 0 | 0 | 0 | 0 | 0 | 0 | 167287.5811 | 14366.478 | 0 | 0 | 0 | 0 | 0 | 0 | 0 | 0 | 0 | 0 | 0 | 0 | 0 | 0 | 0
2016-09-01 17:00 | 0 | 0 | 0 | 0 | 0 | 733241.7161 | 577014 | 0 | 0 | 0 | 0 | 583048.5152 | 186764.2138 | 0 | 0 | 0 | 0 | 0 | 0 | 0 | 0 | 0 | 0 | 0 | 0 | 0 | 0 | 0 | 0 | 156227.7161 | 0 | 0 | 0 | 0 | 0 | 0 | 0 | 0 | 0 | 0 | 0 | 0 | 0 | 0 | 0 | 0
2016-09-01 18:00 | 0 | 0 | 0 | 0 | 148003.8911 | 714707.8048 | 588812 | 0 | 0 | 0 | 0 | 842581.7331 | 201130.6917 | 0 | 0 | 0 | 0 | 0 | 0 | 0 | 0 | 0 | 0 | 0 | 0 | 0 | 0 | 0 | 0 | 259533.218 | 14366.478 | 0 | 0 | 0 | 0 | 0 | 0 | 0 | 0 | 0 | 0 | 0 | 0 | 0 | 0 | 0
2016-09-01 19:00 | 0 | 0 | 0 | 0 | 0 | 692946.6411 | 595831 | 0 | 0 | 0 | 0 | 925330.8962 | 215497.1697 | 0 | 0 | 0 | 0 | 0 | 0 | 0 | 0 | 0 | 0 | 0 | 0 | 0 | 0 | 0 | 0 | 82749.1631 | 14366.478 | 0 | 0 | 0 | 0 | 0 | 0 | 0 | 0 | 0 | 0 | 0 | 0 | 0 | 0 | 0
2016-09-01 20:00 | 0 | 0 | 0 | 0 | 0 | 678656.5883 | 599406 | 0 | 0 | 0 | 0 | 1004581.4845 | 215497.1697 | 0 | 0 | 0 | 0 | 0 | 0 | 0 | 0 | 0 | 0 | 0 | 0 | 0 | 0 | 0 | 0 | 79250.5883 | 0 | 0 | 0 | 0 | 0 | 0 | 0 | 0 | 0 | 0 | 0 | 0 | 0 | 0 | 0 | 0
2016-09-01 21:00 | 0 | 0 | 0 | 0 | 205611.1275 | 653495.0904 | 599573 | 0 | 0 | 0 | 0 | 1264114.7025 | 215497.1697 | 0 | 0 | 0 | 0 | 0 | 0 | 0 | 0 | 0 | 0 | 0 | 0 | 0 | 0 | 0 | 0 | 259533.218 | 0 | 0 | 0 | 0 | 0 | 0 | 0 | 0 | 0 | 0 | 0 | 0 | 0 | 0 | 0 | 0
2016-09-01 22:00 | 0 | 0 | 0 | 0 | 0 | 608095.6799 | 590983 | 0 | 0 | 0 | 0 | 1266860.9044 | 229863.6477 | 0 | 0 | 0 | 0 | 0 | 0 | 0 | 0 | 0 | 0 | 0 | 0 | 0 | 0 | 0 | 0 | 2746.2019 | 14366.478 | 0 | 0 | 0 | 0 | 0 | 0 | 0 | 0 | 0 | 0 | 0 | 0 | 0 | 0 | 0
2016-09-01 23:00 | 0 | 0 | 0 | 0 | 0 | 507778.4437 | 579268 | 0 | 0 | 0 | 0 | 1195371.3481 | 229863.6477 | 0 | 0 | 0 | 0 | 0 | 0 | 0 | 0 | 0 | 0 | 0 | 0 | 0 | 0 | 0 | 0 | -71489.5563 | 0 | 0 | 0 | 0 | 0 | 0 | 0 | 0 | 0 | 0 | 0 | 0 | 0 | 0 | 0 | 0
2016-09-02 | 0 | 0 | 0 | 0 | 470348.3177 | 335574.6953 | 570677 | 0 | 0 | 0 | 0 | 1430617.361 | 229863.6477 | 0 | 0 | 0 | 0 | 0 | 0 | 0 | 0 | 0 | 0 | 0 | 0 | 0 | 0 | 0 | 0 | 235246.013 | 0 | 0 | 0 | 0 | 0 | 0 | 0 | 0 | 0 | 0 | 0 | 0 | 0 | 0 | 0 | 0
2016-09-02 01:00 | 0 | 0 | 0 | 0 | 223038.7606 | 86997.4994 | 555203 | 0 | 0 | 0 | 0 | 1171084.1431 | 244230.1257 | 0 | 0 | 0 | 0 | 0 | 0 | 0 | 0 | 0 | 0 | 0 | 0 | 0 | 0 | 0 | 0 | -259533.218 | 14366.478 | 0 | 0 | 0 | 0 | 0 | 0 | 0 | 0 | 0 | 0 | 0 | 0 | 0 | 0 | 0
2016-09-02 02:00 | 0 | 0 | 0 | 0 | 628891.6225 | 23.3986 | 524072 | 0 | 0 | 0 | 0 | 1275927.1642 | 244230.1257 | 0 | 0 | 0 | 0 | 0 | 0 | 0 | 0 | 0 | 0 | 0 | 0 | 0 | 0 | 0 | 0 | 104843.0211 | 0 | 0 | 0 | 0 | 0 | 0 | 0 | 0 | 0 | 0 | 0 | 0 | 0 | 0 | 0 | 0
2016-09-02 03:00 | 0 | 0 | 0 | 0 | 230330.782 | 0 | 489864 | 0 | 0 | 0 | 0 | 1016393.9463 | 244230.1257 | 0 | 0 | 0 | 0 | 0 | 0 | 0 | 0 | 0 | 0 | 0 | 0 | 0 | 0 | 0 | 0 | -259533.218 | 0 | 0 | 0 | 0 | 0 | 0 | 0 | 0 | 0 | 0 | 0 | 0 | 0 | 0 | 0 | 0
2016-09-02 04:00 | 0 | 0 | 0 | 0 | 559548.147 | 0 | 458419 | 0 | 0 | 0 | 0 | 1103156.6153 | 258596.6037 | 0 | 0 | 0 | 0 | 0 | 0 | 0 | 0 | 0 | 0 | 0 | 0 | 0 | 0 | 0 | 0 | 86762.669 | 14366.478 | 0 | 0 | 0 | 0 | 0 | 0 | 0 | 0 | 0 | 0 | 0 | 0 | 0 | 0 | 0
2016-09-02 05:00 | 0 | 0 | 0 | 0 | 173160.782 | 0 | 432694 | 0 | 0 | 0 | 0 | 843623.3973 | 258596.6037 | 0 | 0 | 0 | 0 | 0 | 0 | 0 | 0 | 0 | 0 | 0 | 0 | 0 | 0 | 0 | 0 | -259533.218 | 0 | 0 | 0 | 0 | 0 | 0 | 0 | 0 | 0 | 0 | 0 | 0 | 0 | 0 | 0 | 0
2016-09-02 06:00 | 0 | 0 | 0 | 0 | 496301.4595 | 0 | 411570 | 0 | 0 | 0 | 0 | 913988.3789 | 272963.0816 | 0 | 0 | 0 | 0 | 0 | 0 | 0 | 0 | 0 | 0 | 0 | 0 | 0 | 0 | 0 | 0 | 70364.9816 | 14366.478 | 0 | 0 | 0 | 0 | 0 | 0 | 0 | 0 | 0 | 0 | 0 | 0 | 0 | 0 | 0
2016-09-02 07:00 | 0 | 0 | 0 | 0 | 151876.26 | 0 | 397043 | 0 | 0 | 0 | 0 | 654455.1609 | 287329.5596 | 0 | 0 | 0 | 0 | 0 | 0 | 0 | 0 | 0 | 0 | 0 | 0 | 0 | 0 | 0 | 0 | -259533.218 | 14366.478 | 0 | 0 | 0 | 0 | 0 | 0 | 0 | 0 | 0 | 0 | 0 | 0 | 0 | 0 | 0
2016-09-02 08:00 | 0 | 0 | 0 | 0 | 464512.8412 | 0 | 390801 | 0 | 0 | 0 | 0 | 728167.0021 | 287329.5596 | 0 | 0 | 0 | 0 | 0 | 0 | 0 | 0 | 0 | 0 | 0 | 0 | 0 | 0 | 0 | 0 | 73711.8412 | 0 | 0 | 0 | 0 | 0 | 0 | 0 | 0 | 0 | 0 | 0 | 0 | 0 | 0 | 0 | 0
2016-09-02 09:00 | 0 | 0 | 0 | 0 | 441893.2803 | 0 | 395237 | 0 | 0 | 0 | 0 | 760456.8044 | 301696.0376 | 0 | 0 | 0 | 0 | 0 | 0 | 0 | 0 | 0 | 0 | 0 | 0 | 0 | 0 | 0 | 0 | 32289.8023 | 14366.478 | 0 | 0 | 0 | 0 | 0 | 0 | 0 | 0 | 0 | 0 | 0 | 0 | 0 | 0 | 0
2016-09-02 10:00 | 0 | 0 | 0 | 0 | 424607.9299 | 0 | 411279 | 0 | 0 | 0 | 0 | 735904.9668 | 316062.5156 | 0 | 0 | 0 | 0 | 0 | 0 | 23514.2896 | 0 | 0 | 0 | 0 | 0 | 0 | 0 | 0 | 0 | -24551.8376 | 14366.478 | 0 | 0 | 0 | 0 | 0 | 0 | 0 | 0 | 23514.2896 | 0 | 0 | 0 | 0 | 0 | 0
2016-09-02 11:00 | 0 | 0 | 0 | 0 | 146423.4924 | 0 | 429471 | 0 | 0 | 0 | 0 | 476371.7488 | 316062.5156 | 0 | 0 | 0 | 0 | 0 | 0 | 0 | 0 | 0 | 0 | 0 | 0 | 0 | 0 | 0 | 0 | -259533.218 | 0 | 0 | 0 | 0 | 0 | 0 | 0 | 0 | 0 | -23514.2896 | 0 | 0 | 0 | 0 | 0 | 0
2016-09-02 12:00 | 0 | 0 | 0 | 0 | 347670.639 | 442.3836 | 443622 | 0 | 0 | 0 | 0 | 366496.2934 | 330428.9936 | 0 | 0 | 0 | 0 | 0 | 0 | 0 | 0 | 0 | 0 | 0 | 0 | 0 | 0 | 0 | 0 | -109875.4554 | 14366.478 | 0 | 0 | 0 | 0 | 0 | 0 | 0 | 0 | 0 | 0 | 0 | 0 | 0 | 0 | 0
2016-09-02 13:00 | 0 | 0 | 0 | 0 | 78303.3347 | 138428.9253 | 461899 | 0 | 0 | 0 | 0 | 106963.0754 | 344795.4716 | 0 | 0 | 0 | 0 | 0 | 0 | 0 | 0 | 0 | 0 | 0 | 0 | 0 | 0 | 0 | 0 | -259533.218 | 14366.478 | 0 | 0 | 0 | 0 | 0 | 0 | 0 | 0 | 0 | 0 | 0 | 0 | 0 | 0 | 0
2016-09-02 14:00 | 0 | 0 | 0 | 0 | 0 | 519750.9794 | 482422 | 0 | 0 | 0 | 0 | 144292.0549 | 344795.4716 | 0 | 0 | 0 | 0 | 0 | 0 | 0 | 0 | 0 | 0 | 0 | 0 | 0 | 0 | 0 | 0 | 37328.9794 | 0 | 0 | 0 | 0 | 0 | 0 | 0 | 0 | 0 | 0 | 0 | 0 | 0 | 0 | 0 | 0
2016-09-02 15:00 | 0 | 0 | 0 | 0 | 87231.3884 | 687524.3076 | 500856 | 0 | 0 | 0 | 0 | 403825.2729 | 359161.9495 | 0 | 0 | 0 | 0 | 0 | 0 | 0 | 0 | 0 | 0 | 0 | 0 | 0 | 0 | 0 | 0 | 259533.218 | 14366.478 | 0 | 0 | 0 | 0 | 0 | 0 | 0 | 0 | 0 | 0 | 0 | 0 | 0 | 0 | 0
2016-09-02 16:00 | 0 | 0 | 0 | 0 | 0 | 770773.2793 | 516563 | 0 | 0 | 0 | 0 | 658035.5521 | 359161.9495 | 0 | 0 | 0 | 0 | 0 | 0 | 0 | 0 | 0 | 0 | 0 | 0 | 0 | 0 | 0 | 0 | 254210.2793 | 0 | 0 | 0 | 0 | 0 | 0 | 0 | 0 | 0 | 0 | 0 | 0 | 0 | 0 | 0 | 0
2016-09-02 17:00 | 0 | 0 | 0 | 0 | 0 | 763978.3054 | 531791 | 0 | 0 | 0 | 0 | 875856.3796 | 373528.4275 | 0 | 0 | 0 | 0 | 0 | 0 | 0 | 0 | 0 | 0 | 0 | 0 | 0 | 0 | 0 | 0 | 217820.8275 | 14366.478 | 0 | 0 | 0 | 0 | 0 | 0 | 0 | 0 | 0 | 0 | 0 | 0 | 0 | 0 | 0
2016-09-02 18:00 | 0 | 0 | 0 | 0 | 0 | 740388.9732 | 544019 | 0 | 0 | 0 | 0 | 1072226.3527 | 373528.4275 | 0 | 0 | 0 | 0 | 0 | 0 | 0 | 0 | 0 | 0 | 0 | 0 | 0 | 0 | 0 | 0 | 196369.9732 | 0 | 0 | 0 | 0 | 0 | 0 | 0 | 0 | 0 | 0 | 0 | 0 | 0 | 0 | 0 | 0
2016-09-02 19:00 | 0 | 0 | 0 | 0 | 107182.7667 | 718685.9292 | 551969 | 0 | 0 | 0 | 0 | 1331759.5707 | 387894.9055 | 0 | 0 | 0 | 0 | 0 | 0 | 0 | 0 | 0 | 0 | 0 | 0 | 0 | 0 | 0 | 0 | 259533.218 | 14366.478 | 0 | 0 | 0 | 0 | 0 | 0 | 0 | 0 | 0 | 0 | 0 | 0 | 0 | 0 | 0
2016-09-02 20:00 | 0 | 0 | 0 | 0 | 106729.0549 | 710240.1631 | 557436 | 0 | 0 | 0 | 0 | 1591292.7887 | 387894.9055 | 0 | 0 | 0 | 0 | 0 | 0 | 0 | 0 | 0 | 0 | 0 | 0 | 0 | 0 | 0 | 0 | 259533.218 | 0 | 0 | 0 | 0 | 0 | 0 | 0 | 0 | 0 | 0 | 0 | 0 | 0 | 0 | 0 | 0
2016-09-02 21:00 | 0 | 0 | 0 | 0 | 0 | 692642.5322 | 558648 | 0 | 0 | 0 | 0 | 1725287.3208 | 387894.9055 | 0 | 0 | 0 | 0 | 0 | 0 | 0 | 0 | 0 | 0 | 0 | 0 | 0 | 0 | 0 | 0 | 133994.5322 | 0 | 0 | 0 | 0 | 0 | 0 | 0 | 0 | 0 | 0 | 0 | 0 | 0 | 0 | 0 | 0
2016-09-02 22:00 | 0 | 0 | 0 | 0 | 0 | 649349.088 | 549446 | 0 | 0 | 0 | 0 | 1810823.9309 | 402261.3835 | 0 | 0 | 0 | 0 | 0 | 0 | 0 | 0 | 0 | 0 | 0 | 0 | 0 | 0 | 0 | 0 | 85536.61 | 14366.478 | 0 | 0 | 0 | 0 | 0 | 0 | 0 | 0 | 0 | 0 | 0 | 0 | 0 | 0 | 0
2016-09-02 23:00 | 0 | 0 | 0 | 0 | 0 | 550015.1014 | 535830 | 0 | 0 | 0 | 0 | 1933835.1269 | 293435.2888 | 0 | 0 | 0 | 0 | 0 | 0 | 0 | 0 | 0 | 0 | 0 | 0 | 0 | 0 | 0 | 0 | 123011.1961 | 0 | 108826.0947 | 0 | 0 | 0 | 0 | 0 | 0 | 0 | 0 | 0 | 0 | 0 | 0 | 0 | 0
2016-09-03 | 0 | 0 | 0 | 0 | 0 | 376220.5813 | 525082 | 0 | 0 | 0 | 0 | 1770607.2303 | 307801.7667 | 0 | 0 | 0 | 0 | 0 | 0 | 0 | 0 | 0 | 0 | 0 | 0 | 0 | 0 | 0 | 0 | -163227.8967 | 14366.478 | 0 | 0 | 0 | 0 | 0 | 0 | 0 | 0 | 0 | 0 | 0 | 0 | 0 | 0 | 0
2016-09-03 01:00 | 0 | 0 | 0 | 0 | 170927.7149 | 79319.0672 | 509780 | 0 | 0 | 0 | 0 | 1511074.0123 | 307801.7667 | 0 | 0 | 0 | 0 | 0 | 0 | 0 | 0 | 0 | 0 | 0 | 0 | 0 | 0 | 0 | 0 | -259533.218 | 0 | 0 | 0 | 0 | 0 | 0 | 0 | 0 | 0 | 0 | 0 | 0 | 0 | 0 | 0 | 0
2016-09-03 02:00 | 0 | 0 | 0 | 0 | 728920.2322 | 12.0099 | 484607 | 0 | 0 | 0 | 0 | 1755399.2544 | 307801.7667 | 0 | 0 | 0 | 0 | 0 | 0 | 0 | 0 | 0 | 0 | 0 | 0 | 0 | 0 | 0 | 0 | 244325.2421 | 0 | 0 | 0 | 0 | 0 | 0 | 0 | 0 | 0 | 0 | 0 | 0 | 0 | 0 | 0 | 0
2016-09-03 03:00 | 0 | 0 | 0 | 0 | 210232.26 | 0 | 455399 | 0 | 0 | 0 | 0 | 1495866.0365 | 322168.2447 | 0 | 0 | 0 | 0 | 0 | 0 | 0 | 0 | 0 | 0 | 0 | 0 | 0 | 0 | 0 | 0 | -259533.218 | 14366.478 | 0 | 0 | 0 | 0 | 0 | 0 | 0 | 0 | 0 | 0 | 0 | 0 | 0 | 0 | 0
2016-09-03 04:00 | 0 | 0 | 0 | 0 | 168876.782 | 0 | 428410 | 0 | 0 | 0 | 0 | 1236332.8185 | 322168.2447 | 0 | 0 | 0 | 0 | 0 | 0 | 0 | 0 | 0 | 0 | 0 | 0 | 0 | 0 | 0 | 0 | -259533.218 | 0 | 0 | 0 | 0 | 0 | 0 | 0 | 0 | 0 | 0 | 0 | 0 | 0 | 0 | 0 | 0
2016-09-03 05:00 | 0 | 0 | 0 | 0 | 146005.782 | 0 | 405539 | 0 | 0 | 0 | 0 | 976799.6005 | 322168.2447 | 0 | 0 | 0 | 0 | 0 | 0 | 0 | 0 | 0 | 0 | 0 | 0 | 0 | 0 | 0 | 0 | -259533.218 | 0 | 0 | 0 | 0 | 0 | 0 | 0 | 0 | 0 | 0 | 0 | 0 | 0 | 0 | 0 | 0
2016-09-03 06:00 | 0 | 0 | 0 | 0 | 622405.3368 | 0 | 386607 | 0 | 0 | 0 | 0 | 1198231.4594 | 336534.7227 | 0 | 0 | 0 | 0 | 0 | 0 | 0 | 0 | 0 | 0 | 0 | 0 | 0 | 0 | 0 | 0 | 221431.8589 | 14366.478 | 0 | 0 | 0 | 0 | 0 | 0 | 0 | 0 | 0 | 0 | 0 | 0 | 0 | 0 | 0
2016-09-03 07:00 | 0 | 0 | 0 | 0 | 113007.782 | 0 | 372541 | 0 | 0 | 0 | 0 | 938698.2414 | 336534.7227 | 0 | 0 | 0 | 0 | 0 | 0 | 0 | 0 | 0 | 0 | 0 | 0 | 0 | 0 | 0 | 0 | -259533.218 | 0 | 0 | 0 | 0 | 0 | 0 | 0 | 0 | 0 | 0 | 0 | 0 | 0 | 0 | 0 | 0
2016-09-03 08:00 | 0 | 0 | 0 | 0 | 103961.782 | 0 | 363495 | 0 | 0 | 0 | 0 | 679165.0235 | 336534.7227 | 0 | 0 | 0 | 0 | 0 | 0 | 0 | 0 | 0 | 0 | 0 | 0 | 0 | 0 | 0 | 0 | -259533.218 | 0 | 0 | 0 | 0 | 0 | 0 | 0 | 0 | 0 | 0 | 0 | 0 | 0 | 0 | 0 | 0
2016-09-03 09:00 | 0 | 0 | 0 | 0 | 114794.26 | 0 | 359961 | 0 | 0 | 0 | 0 | 419631.8055 | 350901.2007 | 0 | 0 | 0 | 0 | 0 | 0 | 0 | 0 | 0 | 0 | 0 | 0 | 0 | 0 | 0 | 0 | -259533.218 | 14366.478 | 0 | 0 | 0 | 0 | 0 | 0 | 0 | 0 | 0 | 0 | 0 | 0 | 0 | 0 | 0
2016-09-03 10:00 | 0 | 0 | 0 | 0 | 483557.6371 | 0 | 362478 | 0 | 0 | 0 | 0 | 540711.4426 | 350901.2007 | 0 | 0 | 0 | 0 | 0 | 0 | 0 | 0 | 0 | 0 | 0 | 0 | 0 | 0 | 0 | 0 | 121079.6371 | 0 | 0 | 0 | 0 | 0 | 0 | 0 | 0 | 0 | 0 | 0 | 0 | 0 | 0 | 0 | 0
2016-09-03 11:00 | 0 | 0 | 0 | 0 | 105941.782 | 0 | 365475 | 0 | 0 | 0 | 0 | 281178.2247 | 350901.2007 | 0 | 0 | 0 | 0 | 0 | 0 | 0 | 0 | 0 | 0 | 0 | 0 | 0 | 0 | 0 | 0 | -259533.218 | 0 | 0 | 0 | 0 | 0 | 0 | 0 | 0 | 0 | 0 | 0 | 0 | 0 | 0 | 0 | 0
2016-09-03 12:00 | 0 | 0 | 0 | 0 | 132716.2746 | 278.9854 | 378162 | 0 | 0 | 0 | 0 | 21645.0067 | 365267.6787 | 0 | 0 | 0 | 0 | 0 | 0 | 0 | 0 | 0 | 0 | 0 | 0 | 0 | 0 | 0 | 0 | -259533.218 | 14366.478 | 0 | 0 | 0 | 0 | 0 | 0 | 0 | 0 | 0 | 0 | 0 | 0 | 0 | 0 | 0
2016-09-03 13:00 | 0 | 0 | 0 | 0 | 306890.1703 | 148026.4102 | 398947 | 0 | 0 | 0 | 0 | 63248.1092 | 379634.1566 | 0 | 0 | 0 | 0 | 0 | 0 | 0 | 0 | 0 | 0 | 0 | 0 | 0 | 0 | 0 | 0 | 41603.1025 | 14366.478 | 0 | 0 | 0 | 0 | 0 | 0 | 0 | 0 | 0 | 0 | 0 | 0 | 0 | 0 | 0
2016-09-03 14:00 | 0 | 0 | 0 | 0 | 201017.2002 | 481373.0178 | 422857 | 0 | 0 | 0 | 0 | 322781.3271 | 379634.1566 | 0 | 0 | 0 | 0 | 0 | 0 | 0 | 0 | 0 | 0 | 0 | 0 | 0 | 0 | 0 | 0 | 259533.218 | 0 | 0 | 0 | 0 | 0 | 0 | 0 | 0 | 0 | 0 | 0 | 0 | 0 | 0 | 0 | 0
2016-09-03 15:00 | 0 | 0 | 0 | 0 | 39607.0915 | 679470.6045 | 445178 | 0 | 0 | 0 | 0 | 582314.5451 | 394000.6346 | 0 | 0 | 0 | 0 | 0 | 0 | 0 | 0 | 0 | 0 | 0 | 0 | 0 | 0 | 0 | 0 | 259533.218 | 14366.478 | 0 | 0 | 0 | 0 | 0 | 0 | 0 | 0 | 0 | 0 | 0 | 0 | 0 | 0 | 0
2016-09-03 16:00 | 0 | 0 | 0 | 0 | 0 | 739003.4998 | 465906 | 0 | 0 | 0 | 0 | 841847.7631 | 407564.9165 | 0 | 0 | 0 | 0 | 0 | 0 | 0 | 0 | 0 | 0 | 0 | 0 | 0 | 0 | 0 | 0 | 259533.218 | 13564.2819 | 0 | 0 | 0 | 0 | 0 | 0 | 0 | 0 | 0 | 0 | 0 | 0 | 0 | 0 | 0
2016-09-03 17:00 | 0 | 0 | 0 | 0 | 0 | 741610.6363 | 482753 | 0 | 0 | 0 | 0 | 1101380.981 | 406889.3348 | 0 | 0 | 0 | 0 | 0 | 0 | 0 | 0 | 0 | 0 | 0 | 0 | 0 | 0 | 0 | 0 | 259533.218 | 0 | 675.5817 | 0 | 0 | 0 | 0 | 0 | 0 | 0 | 0 | 0 | 0 | 0 | 0 | 0 | 0
2016-09-03 18:00 | 0 | 0 | 0 | 0 | 0 | 733658.3984 | 496541 | 0 | 0 | 0 | 0 | 1324131.9015 | 421255.8128 | 0 | 0 | 0 | 0 | 0 | 0 | 0 | 0 | 0 | 0 | 0 | 0 | 0 | 0 | 0 | 0 | 222750.9205 | 14366.478 | 0 | 0 | 0 | 0 | 0 | 0 | 0 | 0 | 0 | 0 | 0 | 0 | 0 | 0 | 0
2016-09-03 19:00 | 0 | 0 | 0 | 0 | 0 | 723895.2097 | 507892 | 0 | 0 | 0 | 0 | 1525768.6332 | 435622.2908 | 0 | 0 | 0 | 0 | 0 | 0 | 0 | 0 | 0 | 0 | 0 | 0 | 0 | 0 | 0 | 0 | 201636.7317 | 14366.478 | 0 | 0 | 0 | 0 | 0 | 0 | 0 | 0 | 0 | 0 | 0 | 0 | 0 | 0 | 0
2016-09-03 20:00 | 0 | 0 | 0 | 0 | 0 | 721524.5808 | 516890 | 0 | 0 | 0 | 0 | 1730403.214 | 435622.2908 | 0 | 0 | 0 | 0 | 0 | 0 | 0 | 0 | 0 | 0 | 0 | 0 | 0 | 0 | 0 | 0 | 204634.5808 | 0 | 0 | 0 | 0 | 0 | 0 | 0 | 0 | 0 | 0 | 0 | 0 | 0 | 0 | 0 | 0
2016-09-03 21:00 | 0 | 0 | 0 | 0 | 70378.2178 | 710275.0002 | 521120 | 0 | 0 | 0 | 0 | 1989936.432 | 435622.2908 | 0 | 0 | 0 | 0 | 0 | 0 | 0 | 0 | 0 | 0 | 0 | 0 | 0 | 0 | 0 | 0 | 259533.218 | 0 | 0 | 0 | 0 | 0 | 0 | 0 | 0 | 0 | 0 | 0 | 0 | 0 | 0 | 0 | 0
2016-09-03 22:00 | 0 | 0 | 0 | 0 | 0 | 670314.4181 | 517258 | 0 | 0 | 0 | 0 | 2128626.3721 | 449988.7688 | 0 | 0 | 0 | 0 | 0 | 0 | 0 | 0 | 0 | 0 | 0 | 0 | 0 | 0 | 0 | 0 | 138689.9401 | 14366.478 | 0 | 0 | 0 | 0 | 0 | 0 | 0 | 0 | 0 | 0 | 0 | 0 | 0 | 0 | 0
2016-09-03 23:00 | 0 | 0 | 0 | 0 | 0 | 571044.9528 | 507028 | 0 | 0 | 0 | 0 | 2192643.3249 | 449988.7688 | 0 | 0 | 0 | 0 | 0 | 0 | 0 | 0 | 0 | 0 | 0 | 0 | 0 | 0 | 0 | 0 | 64016.9528 | 0 | 0 | 0 | 0 | 0 | 0 | 0 | 0 | 0 | 0 | 0 | 0 | 0 | 0 | 0 | 0
2016-09-04 | 0 | 0 | 0 | 0 | 0 | 376616.7681 | 497324 | 0 | 0 | 0 | 0 | 2057569.615 | 464355.2468 | 0 | 0 | 0 | 0 | 0 | 0 | 0 | 0 | 0 | 0 | 0 | 0 | 0 | 0 | 0 | 0 | -135073.7099 | 14366.478 | 0 | 0 | 0 | 0 | 0 | 0 | 0 | 0 | 0 | 0 | 0 | 0 | 0 | 0 | 0
2016-09-04 01:00 | 0 | 0 | 0 | 0 | 151691.9347 | 71883.8473 | 483109 | 0 | 0 | 0 | 0 | 1798036.397 | 464355.2468 | 0 | 0 | 0 | 0 | 0 | 0 | 0 | 0 | 0 | 0 | 0 | 0 | 0 | 0 | 0 | 0 | -259533.218 | 0 | 0 | 0 | 0 | 0 | 0 | 0 | 0 | 0 | 0 | 0 | 0 | 0 | 0 | 0 | 0
2016-09-04 02:00 | 0 | 0 | 0 | 0 | 201229.7039 | 11.0781 | 460774 | 0 | 0 | 0 | 0 | 1538503.1791 | 464355.2468 | 0 | 0 | 0 | 0 | 0 | 0 | 0 | 0 | 0 | 0 | 0 | 0 | 0 | 0 | 0 | 0 | -259533.218 | 0 | 0 | 0 | 0 | 0 | 0 | 0 | 0 | 0 | 0 | 0 | 0 | 0 | 0 | 0 | 0
2016-09-04 03:00 | 0 | 0 | 0 | 0 | 630329.933 | 0 | 435321 | 0 | 0 | 0 | 0 | 1733512.1121 | 464355.2468 | 0 | 0 | 0 | 0 | 0 | 0 | 0 | 0 | 0 | 0 | 0 | 0 | 0 | 0 | 0 | 0 | 195008.933 | 0 | 0 | 0 | 0 | 0 | 0 | 0 | 0 | 0 | 0 | 0 | 0 | 0 | 0 | 0 | 0
2016-09-04 04:00 | 0 | 0 | 0 | 0 | 165691.26 | 0 | 410858 | 0 | 0 | 0 | 0 | 1473978.8941 | 478721.7247 | 0 | 0 | 0 | 0 | 0 | 0 | 0 | 0 | 0 | 0 | 0 | 0 | 0 | 0 | 0 | 0 | -259533.218 | 14366.478 | 0 | 0 | 0 | 0 | 0 | 0 | 0 | 0 | 0 | 0 | 0 | 0 | 0 | 0 | 0
2016-09-04 05:00 | 0 | 0 | 0 | 0 | 129745.782 | 0 | 389279 | 0 | 0 | 0 | 0 | 1214445.6761 | 478721.7247 | 0 | 0 | 0 | 0 | 0 | 0 | 0 | 0 | 0 | 0 | 0 | 0 | 0 | 0 | 0 | 0 | -259533.218 | 0 | 0 | 0 | 0 | 0 | 0 | 0 | 0 | 0 | 0 | 0 | 0 | 0 | 0 | 0 | 0
2016-09-04 06:00 | 0 | 0 | 0 | 0 | 112605.782 | 0 | 372139 | 0 | 0 | 0 | 0 | 954912.4582 | 478721.7247 | 0 | 0 | 0 | 0 | 0 | 0 | 0 | 0 | 0 | 0 | 0 | 0 | 0 | 0 | 0 | 0 | -259533.218 | 0 | 0 | 0 | 0 | 0 | 0 | 0 | 0 | 0 | 0 | 0 | 0 | 0 | 0 | 0 | 0
2016-09-04 07:00 | 0 | 0 | 0 | 0 | 480002.543 | 0 | 359705 | 0 | 0 | 0 | 0 | 1075210.0012 | 478721.7247 | 0 | 0 | 0 | 0 | 0 | 0 | 0 | 0 | 0 | 0 | 0 | 0 | 0 | 0 | 0 | 0 | 120297.543 | 0 | 0 | 0 | 0 | 0 | 0 | 0 | 0 | 0 | 0 | 0 | 0 | 0 | 0 | 0 | 0
2016-09-04 08:00 | 0 | 0 | 0 | 0 | 106844.26 | 0 | 352011 | 0 | 0 | 0 | 0 | 815676.7832 | 493088.2027 | 0 | 0 | 0 | 0 | 0 | 0 | 0 | 0 | 0 | 0 | 0 | 0 | 0 | 0 | 0 | 0 | -259533.218 | 14366.478 | 0 | 0 | 0 | 0 | 0 | 0 | 0 | 0 | 0 | 0 | 0 | 0 | 0 | 0 | 0
2016-09-04 09:00 | 0 | 0 | 0 | 0 | 88809.782 | 0 | 348343 | 0 | 0 | 0 | 0 | 556143.5652 | 493088.2027 | 0 | 0 | 0 | 0 | 0 | 0 | 0 | 0 | 0 | 0 | 0 | 0 | 0 | 0 | 0 | 0 | -259533.218 | 0 | 0 | 0 | 0 | 0 | 0 | 0 | 0 | 0 | 0 | 0 | 0 | 0 | 0 | 0 | 0
2016-09-04 10:00 | 0 | 0 | 0 | 0 | 88126.782 | 0 | 347660 | 0 | 0 | 0 | 0 | 296610.3473 | 493088.2027 | 0 | 0 | 0 | 0 | 0 | 0 | 0 | 0 | 0 | 0 | 0 | 0 | 0 | 0 | 0 | 0 | -259533.218 | 0 | 0 | 0 | 0 | 0 | 0 | 0 | 0 | 0 | 0 | 0 | 0 | 0 | 0 | 0 | 0
2016-09-04 11:00 | 0 | 0 | 0 | 0 | 410847.023 | 0 | 350404 | 0 | 0 | 0 | 0 | 357053.3703 | 493088.2027 | 0 | 0 | 0 | 0 | 0 | 0 | 0 | 0 | 0 | 0 | 0 | 0 | 0 | 0 | 0 | 0 | 60443.023 | 0 | 0 | 0 | 0 | 0 | 0 | 0 | 0 | 0 | 0 | 0 | 0 | 0 | 0 | 0 | 0
2016-09-04 12:00 | 0 | 0 | 0 | 0 | 117361.8215 | 193.4385 | 362722 | 0 | 0 | 0 | 0 | 97520.1523 | 507454.6807 | 0 | 0 | 0 | 0 | 0 | 0 | 0 | 0 | 0 | 0 | 0 | 0 | 0 | 0 | 0 | 0 | -259533.218 | 14366.478 | 0 | 0 | 0 | 0 | 0 | 0 | 0 | 0 | 0 | 0 | 0 | 0 | 0 | 0 | 0
2016-09-04 13:00 | 0 | 0 | 0 | 0 | 193421.7993 | 163909.8861 | 385606 | 0 | 0 | 0 | 0 | 54879.3597 | 521821.1587 | 0 | 0 | 0 | 0 | 0 | 0 | 0 | 0 | 0 | 0 | 0 | 0 | 0 | 0 | 0 | 0 | -42640.7926 | 14366.478 | 0 | 0 | 0 | 0 | 0 | 0 | 0 | 0 | 0 | 0 | 0 | 0 | 0 | 0 | 0
2016-09-04 14:00 | 0 | 0 | 0 | 0 | 123390.1925 | 547661.0254 | 411518 | 0 | 0 | 0 | 0 | 314412.5777 | 521821.1587 | 0 | 0 | 0 | 0 | 0 | 0 | 0 | 0 | 0 | 0 | 0 | 0 | 0 | 0 | 0 | 0 | 259533.218 | 0 | 0 | 0 | 0 | 0 | 0 | 0 | 0 | 0 | 0 | 0 | 0 | 0 | 0 | 0 | 0
2016-09-04 15:00 | 0 | 0 | 0 | 0 | 0 | 710873.6959 | 436974 | 0 | 0 | 0 | 0 | 573945.7957 | 536187.6367 | 0 | 0 | 0 | 0 | 0 | 0 | 0 | 0 | 0 | 0 | 0 | 0 | 0 | 0 | 0 | 0 | 259533.218 | 14366.478 | 0 | 0 | 0 | 0 | 0 | 0 | 0 | 0 | 0 | 0 | 0 | 0 | 0 | 0 | 0
2016-09-04 16:00 | 0 | 0 | 0 | 0 | 0 | 735750.6959 | 461851 | 0 | 0 | 0 | 0 | 833479.0136 | 550554.1146 | 0 | 0 | 0 | 0 | 0 | 0 | 0 | 0 | 0 | 0 | 0 | 0 | 0 | 0 | 0 | 0 | 259533.218 | 14366.478 | 0 | 0 | 0 | 0 | 0 | 0 | 0 | 0 | 0 | 0 | 0 | 0 | 0 | 0 | 0
2016-09-04 17:00 | 0 | 0 | 0 | 0 | 0 | 756996.6959 | 483097 | 0 | 0 | 0 | 0 | 1093012.2316 | 564920.5926 | 0 | 0 | 0 | 0 | 0 | 0 | 0 | 0 | 0 | 0 | 0 | 0 | 0 | 0 | 0 | 0 | 259533.218 | 14366.478 | 0 | 0 | 0 | 0 | 0 | 0 | 0 | 0 | 0 | 0 | 0 | 0 | 0 | 0 | 0
2016-09-04 18:00 | 0 | 0 | 0 | 0 | 0 | 788632.8115 | 499644 | 0 | 0 | 0 | 0 | 1352545.4496 | 579287.0706 | 0 | 0 | 0 | 0 | 0 | 0 | 15089.1156 | 0 | 0 | 0 | 0 | 0 | 0 | 0 | 0 | 0 | 259533.218 | 14366.478 | 0 | 0 | 0 | 0 | 0 | 0 | 0 | 0 | 15089.1156 | 0 | 0 | 0 | 0 | 0 | 0
2016-09-04 19:00 | 0 | 0 | 0 | 0 | 0 | 794156.6786 | 512563 | 0 | 0 | 0 | 0 | 1612078.6675 | 593653.5486 | 0 | 0 | 0 | 0 | 0 | 0 | 22783.0982 | 0 | 0 | 0 | 0 | 0 | 0 | 0 | 0 | 0 | 259533.218 | 14366.478 | 0 | 0 | 0 | 0 | 0 | 0 | 0 | 0 | 7693.9826 | 0 | 0 | 0 | 0 | 0 | 0
2016-09-04 20:00 | 0 | 0 | 0 | 0 | 0 | 796656.8873 | 522026 | 0 | 0 | 0 | 0 | 1871611.8855 | 608020.0266 | 0 | 0 | 0 | 0 | 0 | 0 | 23514.2896 | 0 | 0 | 0 | 0 | 0 | 0 | 0 | 0 | 0 | 259533.218 | 14366.478 | 0 | 0 | 0 | 0 | 0 | 0 | 0 | 0 | 731.1914 | 0 | 0 | 0 | 0 | 0 | 0
2016-09-04 21:00 | 0 | 0 | 0 | 0 | 2939.3668 | 797290.3291 | 526330 | 0 | 0 | 0 | 0 | 2131145.1035 | 622386.5046 | 0 | 0 | 0 | 0 | 0 | 0 | 23514.2896 | 0 | 0 | 0 | 0 | 0 | 0 | 0 | 0 | 0 | 259533.218 | 14366.478 | 0 | 0 | 0 | 0 | 0 | 0 | 0 | 0 | 0 | 0 | 0 | 0 | 0 | 0 | 0
2016-09-04 22:00 | 0 | 0 | 0 | 0 | 0 | 766647.0901 | 521745 | 0 | 0 | 0 | 0 | 2390678.3214 | 622386.5046 | 0 | 0 | 0 | 0 | 0 | 0 | 8883.1617 | 0 | 0 | 0 | 0 | 0 | 0 | 0 | 0 | 0 | 259533.218 | 0 | 0 | 0 | 0 | 0 | 0 | 0 | 0 | 0 | -14631.1279 | 0 | 0 | 0 | 0 | 0 | 0
2016-09-04 23:00 | 0 | 0 | 0 | 0 | 0 | 660462.9596 | 509010 | 0 | 0 | 0 | 0 | 2536647.9647 | 636752.9825 | 0 | 0 | 0 | 0 | 0 | 0 | 0 | 0 | 0 | 0 | 0 | 0 | 0 | 0 | 0 | 0 | 145969.6433 | 14366.478 | 0 | 0 | 0 | 0 | 0 | 0 | 0 | 0 | -8883.1617 | 0 | 0 | 0 | 0 | 0 | 0
2016-09-05 | 0 | 0 | 0 | 0 | 0 | 438796.6283 | 499706 | 0 | 0 | 0 | 0 | 2461372.1151 | 651119.4605 | 0 | 0 | 0 | 0 | 0 | 0 | 0 | 0 | 0 | 0 | 0 | 0 | 0 | 0 | 0 | 0 | -75275.8496 | 14366.478 | 0 | 0 | 0 | 0 | 0 | 0 | 0 | 0 | 0 | 0 | 0 | 0 | 0 | 0 | 0
2016-09-05 01:00 | 0 | 0 | 0 | 0 | 147438.8021 | 78522.9799 | 485495 | 0 | 0 | 0 | 0 | 2201838.8971 | 651119.4605 | 0 | 0 | 0 | 0 | 0 | 0 | 0 | 0 | 0 | 0 | 0 | 0 | 0 | 0 | 0 | 0 | -259533.218 | 0 | 0 | 0 | 0 | 0 | 0 | 0 | 0 | 0 | 0 | 0 | 0 | 0 | 0 | 0 | 0
2016-09-05 02:00 | 0 | 0 | 0 | 0 | 203190.4262 | 13.3559 | 462737 | 0 | 0 | 0 | 0 | 1942305.6792 | 651119.4605 | 0 | 0 | 0 | 0 | 0 | 0 | 0 | 0 | 0 | 0 | 0 | 0 | 0 | 0 | 0 | 0 | -259533.218 | 0 | 0 | 0 | 0 | 0 | 0 | 0 | 0 | 0 | 0 | 0 | 0 | 0 | 0 | 0 | 0
2016-09-05 03:00 | 0 | 0 | 0 | 0 | 177555.782 | 0 | 437089 | 0 | 0 | 0 | 0 | 1682772.4612 | 651119.4605 | 0 | 0 | 0 | 0 | 0 | 0 | 0 | 0 | 0 | 0 | 0 | 0 | 0 | 0 | 0 | 0 | -259533.218 | 0 | 0 | 0 | 0 | 0 | 0 | 0 | 0 | 0 | 0 | 0 | 0 | 0 | 0 | 0 | 0
2016-09-05 04:00 | 0 | 0 | 0 | 0 | 167208.26 | 0 | 412375 | 0 | 0 | 0 | 0 | 1423239.2432 | 665485.9385 | 0 | 0 | 0 | 0 | 0 | 0 | 0 | 0 | 0 | 0 | 0 | 0 | 0 | 0 | 0 | 0 | -259533.218 | 14366.478 | 0 | 0 | 0 | 0 | 0 | 0 | 0 | 0 | 0 | 0 | 0 | 0 | 0 | 0 | 0
2016-09-05 05:00 | 0 | 0 | 0 | 0 | 616854.8004 | 0 | 389910 | 0 | 0 | 0 | 0 | 1650184.0436 | 665485.9385 | 0 | 0 | 0 | 0 | 0 | 0 | 0 | 0 | 0 | 0 | 0 | 0 | 0 | 0 | 0 | 0 | 226944.8004 | 0 | 0 | 0 | 0 | 0 | 0 | 0 | 0 | 0 | 0 | 0 | 0 | 0 | 0 | 0 | 0
2016-09-05 06:00 | 0 | 0 | 0 | 0 | 113839.782 | 0 | 373373 | 0 | 0 | 0 | 0 | 1390650.8256 | 665485.9385 | 0 | 0 | 0 | 0 | 0 | 0 | 0 | 0 | 0 | 0 | 0 | 0 | 0 | 0 | 0 | 0 | -259533.218 | 0 | 0 | 0 | 0 | 0 | 0 | 0 | 0 | 0 | 0 | 0 | 0 | 0 | 0 | 0 | 0
2016-09-05 07:00 | 0 | 0 | 0 | 0 | 102095.782 | 0 | 361629 | 0 | 0 | 0 | 0 | 1131117.6077 | 665485.9385 | 0 | 0 | 0 | 0 | 0 | 0 | 0 | 0 | 0 | 0 | 0 | 0 | 0 | 0 | 0 | 0 | -259533.218 | 0 | 0 | 0 | 0 | 0 | 0 | 0 | 0 | 0 | 0 | 0 | 0 | 0 | 0 | 0 | 0
2016-09-05 08:00 | 0 | 0 | 0 | 0 | 109734.26 | 0 | 354901 | 0 | 0 | 0 | 0 | 871584.3897 | 679852.4165 | 0 | 0 | 0 | 0 | 0 | 0 | 0 | 0 | 0 | 0 | 0 | 0 | 0 | 0 | 0 | 0 | -259533.218 | 14366.478 | 0 | 0 | 0 | 0 | 0 | 0 | 0 | 0 | 0 | 0 | 0 | 0 | 0 | 0 | 0
2016-09-05 09:00 | 0 | 0 | 0 | 0 | 93663.782 | 0 | 353197 | 0 | 0 | 0 | 0 | 612051.1717 | 679852.4165 | 0 | 0 | 0 | 0 | 0 | 0 | 0 | 0 | 0 | 0 | 0 | 0 | 0 | 0 | 0 | 0 | -259533.218 | 0 | 0 | 0 | 0 | 0 | 0 | 0 | 0 | 0 | 0 | 0 | 0 | 0 | 0 | 0 | 0
2016-09-05 10:00 | 0 | 0 | 0 | 0 | 497830.9677 | 0 | 356613 | 0 | 0 | 0 | 0 | 753269.1394 | 679852.4165 | 0 | 0 | 0 | 0 | 0 | 0 | 0 | 0 | 0 | 0 | 0 | 0 | 0 | 0 | 0 | 0 | 141217.9677 | 0 | 0 | 0 | 0 | 0 | 0 | 0 | 0 | 0 | 0 | 0 | 0 | 0 | 0 | 0 | 0
2016-09-05 11:00 | 0 | 0 | 0 | 0 | 99971.782 | 0 | 359505 | 0 | 0 | 0 | 0 | 493735.9214 | 679852.4165 | 0 | 0 | 0 | 0 | 0 | 0 | 0 | 0 | 0 | 0 | 0 | 0 | 0 | 0 | 0 | 0 | -259533.218 | 0 | 0 | 0 | 0 | 0 | 0 | 0 | 0 | 0 | 0 | 0 | 0 | 0 | 0 | 0 | 0
2016-09-05 12:00 | 0 | 0 | 0 | 0 | 126339.2643 | 149.9957 | 371656 | 0 | 0 | 0 | 0 | 234202.7035 | 694218.8945 | 0 | 0 | 0 | 0 | 0 | 0 | 0 | 0 | 0 | 0 | 0 | 0 | 0 | 0 | 0 | 0 | -259533.218 | 14366.478 | 0 | 0 | 0 | 0 | 0 | 0 | 0 | 0 | 0 | 0 | 0 | 0 | 0 | 0 | 0
2016-09-05 13:00 | 0 | 0 | 0 | 0 | 0 | 163225.2965 | 397428 | 0 | 0 | 0 | 0 | 0 | 694218.8945 | 0 | 0 | 0 | 0 | 0 | 0 | 0 | 0 | 0 | 0 | 0 | 0 | 0 | 0 | 0 | 0 | -234202.7035 | 0 | 0 | 0 | 0 | 0 | 0 | 0 | 0 | 0 | 0 | 0 | 0 | 0 | 0 | 0 | 0
2016-09-05 14:00 | 0 | 0 | 0 | 0 | 96115.8018 | 593006.4162 | 429589 | 0 | 0 | 0 | 0 | 259533.218 | 694218.8945 | 0 | 0 | 0 | 0 | 0 | 0 | 0 | 0 | 0 | 0 | 0 | 0 | 0 | 0 | 0 | 0 | 259533.218 | 0 | 0 | 0 | 0 | 0 | 0 | 0 | 0 | 0 | 0 | 0 | 0 | 0 | 0 | 0 | 0
2016-09-05 15:00 | 0 | 0 | 0 | 0 | 0 | 735489.6959 | 461590 | 0 | 0 | 0 | 0 | 519066.4359 | 708585.3724 | 0 | 0 | 0 | 0 | 0 | 0 | 0 | 0 | 0 | 0 | 0 | 0 | 0 | 0 | 0 | 0 | 259533.218 | 14366.478 | 0 | 0 | 0 | 0 | 0 | 0 | 0 | 0 | 0 | 0 | 0 | 0 | 0 | 0 | 0
2016-09-05 16:00 | 0 | 0 | 0 | 0 | 0 | 764052.6959 | 490153 | 0 | 0 | 0 | 0 | 778599.6539 | 722951.8504 | 0 | 0 | 0 | 0 | 0 | 0 | 0 | 0 | 0 | 0 | 0 | 0 | 0 | 0 | 0 | 0 | 259533.218 | 14366.478 | 0 | 0 | 0 | 0 | 0 | 0 | 0 | 0 | 0 | 0 | 0 | 0 | 0 | 0 | 0
2016-09-05 17:00 | 0 | 0 | 0 | 0 | 0 | 799155.6913 | 513829 | 0 | 0 | 0 | 0 | 1038132.8719 | 737318.3284 | 0 | 0 | 0 | 0 | 0 | 0 | 11426.9953 | 0 | 0 | 0 | 0 | 0 | 0 | 0 | 0 | 0 | 259533.218 | 14366.478 | 0 | 0 | 0 | 0 | 0 | 0 | 0 | 0 | 11426.9953 | 0 | 0 | 0 | 0 | 0 | 0
2016-09-05 18:00 | 0 | 0 | 0 | 0 | 0 | 818789.9902 | 532803 | 0 | 0 | 0 | 0 | 1297666.0898 | 751684.8064 | 0 | 0 | 0 | 0 | 0 | 0 | 23514.2896 | 0 | 0 | 0 | 0 | 0 | 0 | 0 | 0 | 0 | 259533.218 | 14366.478 | 0 | 0 | 0 | 0 | 0 | 0 | 0 | 0 | 12087.2943 | 0 | 0 | 0 | 0 | 0 | 0
2016-09-05 19:00 | 0 | 0 | 0 | 0 | 0 | 805434.7496 | 547506 | 0 | 0 | 0 | 0 | 1557199.3078 | 766051.2844 | 0 | 0 | 0 | 0 | 0 | 0 | 7543.3433 | 0 | 0 | 0 | 0 | 0 | 0 | 0 | 0 | 0 | 259533.218 | 14366.478 | 0 | 0 | 0 | 0 | 0 | 0 | 0 | 0 | -15970.9463 | 0 | 0 | 0 | 0 | 0 | 0
2016-09-05 20:00 | 0 | 0 | 0 | 0 | 0 | 805240.9778 | 559333 | 0 | 0 | 0 | 0 | 1787136.3393 | 766051.2844 | 0 | 0 | 0 | 0 | 0 | 0 | 23514.2896 | 0 | 0 | 0 | 0 | 0 | 0 | 0 | 0 | 0 | 229937.0315 | 0 | 0 | 0 | 0 | 0 | 0 | 0 | 0 | 0 | 15970.9463 | 0 | 0 | 0 | 0 | 0 | 0
2016-09-05 21:00 | 0 | 0 | 0 | 0 | 0 | 801299.0084 | 567243 | 0 | 0 | 0 | 0 | 2044706.6373 | 766051.2844 | 0 | 0 | 0 | 0 | 0 | 0 | 0 | 0 | 0 | 0 | 0 | 0 | 0 | 0 | 0 | 0 | 257570.298 | 0 | 0 | 0 | 0 | 0 | 0 | 0 | 0 | 0 | -23514.2896 | 0 | 0 | 0 | 0 | 0 | 0
2016-09-05 22:00 | 0 | 0 | 0 | 0 | 0 | 771215.6369 | 566801 | 0 | 0 | 0 | 0 | 2234754.7962 | 780417.7623 | 0 | 0 | 0 | 0 | 0 | 0 | 0 | 0 | 0 | 0 | 0 | 0 | 0 | 0 | 0 | 0 | 190048.1589 | 14366.478 | 0 | 0 | 0 | 0 | 0 | 0 | 0 | 0 | 0 | 0 | 0 | 0 | 0 | 0 | 0
2016-09-05 23:00 | 0 | 0 | 0 | 0 | 0 | 663608.7195 | 558791 | 0 | 0 | 0 | 0 | 2339572.5157 | 780417.7623 | 0 | 0 | 0 | 0 | 0 | 0 | 0 | 0 | 0 | 0 | 0 | 0 | 0 | 0 | 0 | 0 | 104817.7195 | 0 | 0 | 0 | 0 | 0 | 0 | 0 | 0 | 0 | 0 | 0 | 0 | 0 | 0 | 0 | 0
2016-09-06 | 0 | 0 | 0 | 0 | 0 | 430697.9118 | 553560 | 0 | 0 | 0 | 0 | 2216710.4275 | 780417.7623 | 0 | 0 | 0 | 0 | 0 | 0 | 0 | 0 | 0 | 0 | 0 | 0 | 0 | 0 | 0 | 0 | -122862.0882 | 0 | 0 | 0 | 0 | 0 | 0 | 0 | 0 | 0 | 0 | 0 | 0 | 0 | 0 | 0 | 0
2016-09-06 01:00 | 0 | 0 | 0 | 0 | 203616.8187 | 73502.9634 | 536653 | 0 | 0 | 0 | 0 | 1957177.2096 | 780417.7623 | 0 | 0 | 0 | 0 | 0 | 0 | 0 | 0 | 0 | 0 | 0 | 0 | 0 | 0 | 0 | 0 | -259533.218 | 0 | 0 | 0 | 0 | 0 | 0 | 0 | 0 | 0 | 0 | 0 | 0 | 0 | 0 | 0 | 0
2016-09-06 02:00 | 0 | 0 | 0 | 0 | 622191.4208 | 6.9678 | 505417 | 0 | 0 | 0 | 0 | 2059592.1202 | 794784.2403 | 0 | 0 | 0 | 0 | 0 | 0 | 0 | 0 | 0 | 0 | 0 | 0 | 0 | 0 | 0 | 0 | 102414.9106 | 14366.478 | 0 | 0 | 0 | 0 | 0 | 0 | 0 | 0 | 0 | 0 | 0 | 0 | 0 | 0 | 0
2016-09-06 03:00 | 0 | 0 | 0 | 0 | 226673.26 | 0 | 471840 | 0 | 0 | 0 | 0 | 1800058.9022 | 809150.7183 | 0 | 0 | 0 | 0 | 0 | 0 | 0 | 0 | 0 | 0 | 0 | 0 | 0 | 0 | 0 | 0 | -259533.218 | 14366.478 | 0 | 0 | 0 | 0 | 0 | 0 | 0 | 0 | 0 | 0 | 0 | 0 | 0 | 0 | 0
2016-09-06 04:00 | 0 | 0 | 0 | 0 | 182366.782 | 0 | 441900 | 0 | 0 | 0 | 0 | 1540525.6842 | 809150.7183 | 0 | 0 | 0 | 0 | 0 | 0 | 0 | 0 | 0 | 0 | 0 | 0 | 0 | 0 | 0 | 0 | -259533.218 | 0 | 0 | 0 | 0 | 0 | 0 | 0 | 0 | 0 | 0 | 0 | 0 | 0 | 0 | 0 | 0
2016-09-06 05:00 | 0 | 0 | 0 | 0 | 537621.006 | 0 | 416467 | 0 | 0 | 0 | 0 | 1661679.6902 | 809150.7183 | 0 | 0 | 0 | 0 | 0 | 0 | 0 | 0 | 0 | 0 | 0 | 0 | 0 | 0 | 0 | 0 | 121154.006 | 0 | 0 | 0 | 0 | 0 | 0 | 0 | 0 | 0 | 0 | 0 | 0 | 0 | 0 | 0 | 0
2016-09-06 06:00 | 0 | 0 | 0 | 0 | 138197.782 | 0 | 397731 | 0 | 0 | 0 | 0 | 1402146.4723 | 809150.7183 | 0 | 0 | 0 | 0 | 0 | 0 | 0 | 0 | 0 | 0 | 0 | 0 | 0 | 0 | 0 | 0 | -259533.218 | 0 | 0 | 0 | 0 | 0 | 0 | 0 | 0 | 0 | 0 | 0 | 0 | 0 | 0 | 0 | 0
2016-09-06 07:00 | 0 | 0 | 0 | 0 | 126029.782 | 0 | 385563 | 0 | 0 | 0 | 0 | 1142613.2543 | 809150.7183 | 0 | 0 | 0 | 0 | 0 | 0 | 0 | 0 | 0 | 0 | 0 | 0 | 0 | 0 | 0 | 0 | -259533.218 | 0 | 0 | 0 | 0 | 0 | 0 | 0 | 0 | 0 | 0 | 0 | 0 | 0 | 0 | 0 | 0
2016-09-06 08:00 | 0 | 0 | 0 | 0 | 503345.6534 | 0 | 381781 | 0 | 0 | 0 | 0 | 1249811.4297 | 823517.1963 | 0 | 0 | 0 | 0 | 0 | 0 | 0 | 0 | 0 | 0 | 0 | 0 | 0 | 0 | 0 | 0 | 107198.1754 | 14366.478 | 0 | 0 | 0 | 0 | 0 | 0 | 0 | 0 | 0 | 0 | 0 | 0 | 0 | 0 | 0
2016-09-06 09:00 | 0 | 0 | 0 | 0 | 130880.782 | 0 | 390414 | 0 | 0 | 0 | 0 | 990278.2117 | 823517.1963 | 0 | 0 | 0 | 0 | 0 | 0 | 0 | 0 | 0 | 0 | 0 | 0 | 0 | 0 | 0 | 0 | -259533.218 | 0 | 0 | 0 | 0 | 0 | 0 | 0 | 0 | 0 | 0 | 0 | 0 | 0 | 0 | 0 | 0
2016-09-06 10:00 | 0 | 0 | 0 | 0 | 155005.782 | 0 | 414539 | 0 | 0 | 0 | 0 | 730744.9938 | 823517.1963 | 0 | 0 | 0 | 0 | 0 | 0 | 0 | 0 | 0 | 0 | 0 | 0 | 0 | 0 | 0 | 0 | -259533.218 | 0 | 0 | 0 | 0 | 0 | 0 | 0 | 0 | 0 | 0 | 0 | 0 | 0 | 0 | 0 | 0
2016-09-06 11:00 | 0 | 0 | 0 | 0 | 452330.2959 | 0 | 437133 | 0 | 0 | 0 | 0 | 745942.2896 | 823517.1963 | 0 | 0 | 0 | 0 | 0 | 0 | 0 | 0 | 0 | 0 | 0 | 0 | 0 | 0 | 0 | 0 | 15197.2959 | 0 | 0 | 0 | 0 | 0 | 0 | 0 | 0 | 0 | 0 | 0 | 0 | 0 | 0 | 0 | 0
2016-09-06 12:00 | 0 | 0 | 0 | 0 | 211773.3831 | 106.877 | 457047 | 0 | 0 | 0 | 0 | 486409.0717 | 837883.6743 | 0 | 0 | 0 | 0 | 0 | 0 | 0 | 0 | 0 | 0 | 0 | 0 | 0 | 0 | 0 | 0 | -259533.218 | 14366.478 | 0 | 0 | 0 | 0 | 0 | 0 | 0 | 0 | 0 | 0 | 0 | 0 | 0 | 0 | 0
2016-09-06 13:00 | 0 | 0 | 0 | 0 | 382809.8038 | 145260.2892 | 482950 | 0 | 0 | 0 | 0 | 517162.6867 | 852250.1523 | 0 | 0 | 0 | 0 | 0 | 0 | 0 | 0 | 0 | 0 | 0 | 0 | 0 | 0 | 0 | 0 | 30753.6151 | 14366.478 | 0 | 0 | 0 | 0 | 0 | 0 | 0 | 0 | 0 | 0 | 0 | 0 | 0 | 0 | 0
2016-09-06 14:00 | 0 | 0 | 0 | 0 | 222682.2772 | 550104.9408 | 513254 | 0 | 0 | 0 | 0 | 776695.9047 | 852250.1523 | 0 | 0 | 0 | 0 | 0 | 0 | 0 | 0 | 0 | 0 | 0 | 0 | 0 | 0 | 0 | 0 | 259533.218 | 0 | 0 | 0 | 0 | 0 | 0 | 0 | 0 | 0 | 0 | 0 | 0 | 0 | 0 | 0 | 0
2016-09-06 15:00 | 0 | 0 | 0 | 0 | 0 | 740729.9557 | 543266 | 0 | 0 | 0 | 0 | 974159.8604 | 852250.1523 | 0 | 0 | 0 | 0 | 0 | 0 | 0 | 0 | 0 | 0 | 0 | 0 | 0 | 0 | 0 | 0 | 197463.9557 | 0 | 0 | 0 | 0 | 0 | 0 | 0 | 0 | 0 | 0 | 0 | 0 | 0 | 0 | 0 | 0
2016-09-06 16:00 | 0 | 0 | 0 | 0 | 0 | 757431.0301 | 570498 | 0 | 0 | 0 | 0 | 1146726.4125 | 866616.6302 | 0 | 0 | 0 | 0 | 0 | 0 | 0 | 0 | 0 | 0 | 0 | 0 | 0 | 0 | 0 | 0 | 172566.5521 | 14366.478 | 0 | 0 | 0 | 0 | 0 | 0 | 0 | 0 | 0 | 0 | 0 | 0 | 0 | 0 | 0
2016-09-06 17:00 | 0 | 0 | 0 | 0 | 0 | 751479.1396 | 596132 | 0 | 0 | 0 | 0 | 1302073.5522 | 866616.6302 | 0 | 0 | 0 | 0 | 0 | 0 | 0 | 0 | 0 | 0 | 0 | 0 | 0 | 0 | 0 | 0 | 155347.1396 | 0 | 0 | 0 | 0 | 0 | 0 | 0 | 0 | 0 | 0 | 0 | 0 | 0 | 0 | 0 | 0
2016-09-06 18:00 | 0 | 0 | 0 | 0 | 146917.9441 | 728953.2739 | 616338 | 0 | 0 | 0 | 0 | 1561606.7701 | 866616.6302 | 0 | 0 | 0 | 0 | 0 | 0 | 0 | 0 | 0 | 0 | 0 | 0 | 0 | 0 | 0 | 0 | 259533.218 | 0 | 0 | 0 | 0 | 0 | 0 | 0 | 0 | 0 | 0 | 0 | 0 | 0 | 0 | 0 | 0
2016-09-06 19:00 | 0 | 0 | 0 | 0 | 0 | 701657.0076 | 630808 | 0 | 0 | 0 | 0 | 1632455.7777 | 866616.6302 | 0 | 0 | 0 | 0 | 0 | 0 | 0 | 0 | 0 | 0 | 0 | 0 | 0 | 0 | 0 | 0 | 70849.0076 | 0 | 0 | 0 | 0 | 0 | 0 | 0 | 0 | 0 | 0 | 0 | 0 | 0 | 0 | 0 | 0
2016-09-06 20:00 | 0 | 0 | 0 | 0 | 0 | 675672.3308 | 640366 | 0 | 0 | 0 | 0 | 1653395.6305 | 880983.1082 | 0 | 0 | 0 | 0 | 0 | 0 | 0 | 0 | 0 | 0 | 0 | 0 | 0 | 0 | 0 | 0 | 20939.8528 | 14366.478 | 0 | 0 | 0 | 0 | 0 | 0 | 0 | 0 | 0 | 0 | 0 | 0 | 0 | 0 | 0
2016-09-06 21:00 | 0 | 0 | 0 | 0 | 0 | 639903.1984 | 643927 | 0 | 0 | 0 | 0 | 1649371.829 | 880983.1082 | 0 | 0 | 0 | 0 | 0 | 0 | 0 | 0 | 0 | 0 | 0 | 0 | 0 | 0 | 0 | 0 | -4023.8016 | 0 | 0 | 0 | 0 | 0 | 0 | 0 | 0 | 0 | 0 | 0 | 0 | 0 | 0 | 0 | 0
2016-09-06 22:00 | 0 | 0 | 0 | 0 | 311518.0486 | 585374.1693 | 637359 | 0 | 0 | 0 | 0 | 1908905.0469 | 880983.1082 | 0 | 0 | 0 | 0 | 0 | 0 | 0 | 0 | 0 | 0 | 0 | 0 | 0 | 0 | 0 | 0 | 259533.218 | 0 | 0 | 0 | 0 | 0 | 0 | 0 | 0 | 0 | 0 | 0 | 0 | 0 | 0 | 0 | 0
2016-09-06 23:00 | 0 | 0 | 0 | 0 | 0 | 484813.3398 | 624075 | 0 | 0 | 0 | 0 | 1769643.3867 | 880983.1082 | 0 | 0 | 0 | 0 | 0 | 0 | 0 | 0 | 0 | 0 | 0 | 0 | 0 | 0 | 0 | 0 | -139261.6602 | 0 | 0 | 0 | 0 | 0 | 0 | 0 | 0 | 0 | 0 | 0 | 0 | 0 | 0 | 0 | 0
2016-09-07 | 0 | 0 | 0 | 0 | 418687.7043 | 326797.8373 | 613268 | 0 | 0 | 0 | 0 | 1901860.9283 | 880983.1082 | 0 | 0 | 0 | 0 | 0 | 0 | 0 | 0 | 0 | 0 | 0 | 0 | 0 | 0 | 0 | 0 | 132217.5416 | 0 | 0 | 0 | 0 | 0 | 0 | 0 | 0 | 0 | 0 | 0 | 0 | 0 | 0 | 0 | 0
2016-09-07 01:00 | 0 | 0 | 0 | 0 | 474729.0102 | 67998.7284 | 590777 | 0 | 0 | 0 | 0 | 1839445.1889 | 895349.5862 | 0 | 0 | 0 | 0 | 0 | 0 | 0 | 0 | 0 | 0 | 0 | 0 | 0 | 0 | 0 | 0 | -62415.7394 | 14366.478 | 0 | 0 | 0 | 0 | 0 | 0 | 0 | 0 | 0 | 0 | 0 | 0 | 0 | 0 | 0
2016-09-07 02:00 | 0 | 0 | 0 | 0 | 497584.0698 | 5.508 | 555333 | 0 | 0 | 0 | 0 | 1781701.7667 | 895349.5862 | 0 | 0 | 0 | 0 | 0 | 0 | 0 | 0 | 0 | 0 | 0 | 0 | 0 | 0 | 0 | 0 | -57743.4222 | 0 | 0 | 0 | 0 | 0 | 0 | 0 | 0 | 0 | 0 | 0 | 0 | 0 | 0 | 0 | 0
2016-09-07 03:00 | 0 | 0 | 0 | 0 | 499333.8078 | 0 | 518248 | 0 | 0 | 0 | 0 | 1762787.5745 | 895349.5862 | 0 | 0 | 0 | 0 | 0 | 0 | 0 | 0 | 0 | 0 | 0 | 0 | 0 | 0 | 0 | 0 | -18914.1922 | 0 | 0 | 0 | 0 | 0 | 0 | 0 | 0 | 0 | 0 | 0 | 0 | 0 | 0 | 0 | 0
2016-09-07 04:00 | 0 | 0 | 0 | 0 | 223609.782 | 0 | 483143 | 0 | 0 | 0 | 0 | 1503254.3565 | 895349.5862 | 0 | 0 | 0 | 0 | 0 | 0 | 0 | 0 | 0 | 0 | 0 | 0 | 0 | 0 | 0 | 0 | -259533.218 | 0 | 0 | 0 | 0 | 0 | 0 | 0 | 0 | 0 | 0 | 0 | 0 | 0 | 0 | 0 | 0
2016-09-07 05:00 | 0 | 0 | 0 | 0 | 479453.4274 | 0 | 453597 | 0 | 0 | 0 | 0 | 1529110.7839 | 895349.5862 | 0 | 0 | 0 | 0 | 0 | 0 | 0 | 0 | 0 | 0 | 0 | 0 | 0 | 0 | 0 | 0 | 25856.4274 | 0 | 0 | 0 | 0 | 0 | 0 | 0 | 0 | 0 | 0 | 0 | 0 | 0 | 0 | 0 | 0
2016-09-07 06:00 | 0 | 0 | 0 | 0 | 185567.26 | 0 | 430734 | 0 | 0 | 0 | 0 | 1269577.5659 | 909716.0642 | 0 | 0 | 0 | 0 | 0 | 0 | 0 | 0 | 0 | 0 | 0 | 0 | 0 | 0 | 0 | 0 | -259533.218 | 14366.478 | 0 | 0 | 0 | 0 | 0 | 0 | 0 | 0 | 0 | 0 | 0 | 0 | 0 | 0 | 0
2016-09-07 07:00 | 0 | 0 | 0 | 0 | 457513.9523 | 0 | 415236 | 0 | 0 | 0 | 0 | 1311855.5182 | 909716.0642 | 0 | 0 | 0 | 0 | 0 | 0 | 0 | 0 | 0 | 0 | 0 | 0 | 0 | 0 | 0 | 0 | 42277.9523 | 0 | 0 | 0 | 0 | 0 | 0 | 0 | 0 | 0 | 0 | 0 | 0 | 0 | 0 | 0 | 0
2016-09-07 08:00 | 0 | 0 | 0 | 0 | 149469.782 | 0 | 409003 | 0 | 0 | 0 | 0 | 1052322.3003 | 909716.0642 | 0 | 0 | 0 | 0 | 0 | 0 | 0 | 0 | 0 | 0 | 0 | 0 | 0 | 0 | 0 | 0 | -259533.218 | 0 | 0 | 0 | 0 | 0 | 0 | 0 | 0 | 0 | 0 | 0 | 0 | 0 | 0 | 0 | 0
2016-09-07 09:00 | 0 | 0 | 0 | 0 | 425854.886 | 0 | 416585 | 0 | 0 | 0 | 0 | 1061592.1863 | 909716.0642 | 0 | 0 | 0 | 0 | 0 | 0 | 0 | 0 | 0 | 0 | 0 | 0 | 0 | 0 | 0 | 0 | 9269.886 | 0 | 0 | 0 | 0 | 0 | 0 | 0 | 0 | 0 | 0 | 0 | 0 | 0 | 0 | 0 | 0
2016-09-07 10:00 | 0 | 0 | 0 | 0 | 421947.0212 | 0 | 440038 | 0 | 0 | 0 | 0 | 1029134.7295 | 924082.5422 | 0 | 0 | 0 | 0 | 0 | 0 | 0 | 0 | 0 | 0 | 0 | 0 | 0 | 0 | 0 | 0 | -32457.4568 | 14366.478 | 0 | 0 | 0 | 0 | 0 | 0 | 0 | 0 | 0 | 0 | 0 | 0 | 0 | 0 | 0
2016-09-07 11:00 | 0 | 0 | 0 | 0 | 410432.1337 | 0 | 460425 | 0 | 0 | 0 | 0 | 979141.8632 | 924082.5422 | 0 | 0 | 0 | 0 | 0 | 0 | 0 | 0 | 0 | 0 | 0 | 0 | 0 | 0 | 0 | 0 | -49992.8663 | 0 | 0 | 0 | 0 | 0 | 0 | 0 | 0 | 0 | 0 | 0 | 0 | 0 | 0 | 0 | 0
2016-09-07 12:00 | 0 | 0 | 0 | 0 | 219419.3077 | 31.4743 | 478984 | 0 | 0 | 0 | 0 | 719608.6453 | 924082.5422 | 0 | 0 | 0 | 0 | 0 | 0 | 0 | 0 | 0 | 0 | 0 | 0 | 0 | 0 | 0 | 0 | -259533.218 | 0 | 0 | 0 | 0 | 0 | 0 | 0 | 0 | 0 | 0 | 0 | 0 | 0 | 0 | 0 | 0
2016-09-07 13:00 | 0 | 0 | 0 | 0 | 319423.3527 | 79936.3442 | 502651 | 0 | 0 | 0 | 0 | 601950.8642 | 938449.0201 | 0 | 0 | 0 | 0 | 0 | 0 | 0 | 0 | 0 | 0 | 0 | 0 | 0 | 0 | 0 | 0 | -117657.781 | 14366.478 | 0 | 0 | 0 | 0 | 0 | 0 | 0 | 0 | 0 | 0 | 0 | 0 | 0 | 0 | 0
2016-09-07 14:00 | 0 | 0 | 0 | 0 | 0 | 395079.591 | 531556 | 0 | 0 | 0 | 0 | 465474.4552 | 938449.0201 | 0 | 0 | 0 | 0 | 0 | 0 | 0 | 0 | 0 | 0 | 0 | 0 | 0 | 0 | 0 | 0 | -136476.409 | 0 | 0 | 0 | 0 | 0 | 0 | 0 | 0 | 0 | 0 | 0 | 0 | 0 | 0 | 0 | 0
2016-09-07 15:00 | 0 | 0 | 0 | 0 | 230456.3882 | 590144.8298 | 561068 | 0 | 0 | 0 | 0 | 725007.6732 | 938449.0201 | 0 | 0 | 0 | 0 | 0 | 0 | 0 | 0 | 0 | 0 | 0 | 0 | 0 | 0 | 0 | 0 | 259533.218 | 0 | 0 | 0 | 0 | 0 | 0 | 0 | 0 | 0 | 0 | 0 | 0 | 0 | 0 | 0 | 0
2016-09-07 16:00 | 0 | 0 | 0 | 0 | 0 | 635952.5902 | 589066 | 0 | 0 | 0 | 0 | 771894.2634 | 938449.0201 | 0 | 0 | 0 | 0 | 0 | 0 | 0 | 0 | 0 | 0 | 0 | 0 | 0 | 0 | 0 | 0 | 46886.5902 | 0 | 0 | 0 | 0 | 0 | 0 | 0 | 0 | 0 | 0 | 0 | 0 | 0 | 0 | 0 | 0
2016-09-07 17:00 | 0 | 0 | 0 | 0 | 0 | 652911.5385 | 612874 | 0 | 0 | 0 | 0 | 811931.8019 | 938449.0201 | 0 | 0 | 0 | 0 | 0 | 0 | 0 | 0 | 0 | 0 | 0 | 0 | 0 | 0 | 0 | 0 | 40037.5385 | 0 | 0 | 0 | 0 | 0 | 0 | 0 | 0 | 0 | 0 | 0 | 0 | 0 | 0 | 0 | 0
2016-09-07 18:00 | 0 | 0 | 0 | 0 | 250665.6259 | 654881.0701 | 631647 | 0 | 0 | 0 | 0 | 1071465.0198 | 952815.4981 | 0 | 0 | 0 | 0 | 0 | 0 | 0 | 0 | 0 | 0 | 0 | 0 | 0 | 0 | 0 | 0 | 259533.218 | 14366.478 | 0 | 0 | 0 | 0 | 0 | 0 | 0 | 0 | 0 | 0 | 0 | 0 | 0 | 0 | 0
2016-09-07 19:00 | 0 | 0 | 0 | 0 | 0 | 646416.3366 | 644930 | 0 | 0 | 0 | 0 | 1072951.3564 | 952815.4981 | 0 | 0 | 0 | 0 | 0 | 0 | 0 | 0 | 0 | 0 | 0 | 0 | 0 | 0 | 0 | 0 | 1486.3366 | 0 | 0 | 0 | 0 | 0 | 0 | 0 | 0 | 0 | 0 | 0 | 0 | 0 | 0 | 0 | 0
2016-09-07 20:00 | 0 | 0 | 0 | 0 | 276000.8486 | 636887.3694 | 653355 | 0 | 0 | 0 | 0 | 1332484.5744 | 952815.4981 | 0 | 0 | 0 | 0 | 0 | 0 | 0 | 0 | 0 | 0 | 0 | 0 | 0 | 0 | 0 | 0 | 259533.218 | 0 | 0 | 0 | 0 | 0 | 0 | 0 | 0 | 0 | 0 | 0 | 0 | 0 | 0 | 0 | 0
2016-09-07 21:00 | 0 | 0 | 0 | 0 | 301172.601 | 614380.617 | 656020 | 0 | 0 | 0 | 0 | 1592017.7923 | 952815.4981 | 0 | 0 | 0 | 0 | 0 | 0 | 0 | 0 | 0 | 0 | 0 | 0 | 0 | 0 | 0 | 0 | 259533.218 | 0 | 0 | 0 | 0 | 0 | 0 | 0 | 0 | 0 | 0 | 0 | 0 | 0 | 0 | 0 | 0
2016-09-07 22:00 | 0 | 0 | 0 | 0 | 0 | 574355.0737 | 648378 | 0 | 0 | 0 | 0 | 1517994.866 | 952815.4981 | 0 | 0 | 0 | 0 | 0 | 0 | 0 | 0 | 0 | 0 | 0 | 0 | 0 | 0 | 0 | 0 | -74022.9263 | 0 | 0 | 0 | 0 | 0 | 0 | 0 | 0 | 0 | 0 | 0 | 0 | 0 | 0 | 0 | 0
2016-09-07 23:00 | 0 | 0 | 0 | 0 | 0 | 484013.4508 | 635022 | 0 | 0 | 0 | 0 | 1366986.3168 | 952815.4981 | 0 | 0 | 0 | 0 | 0 | 0 | 0 | 0 | 0 | 0 | 0 | 0 | 0 | 0 | 0 | 0 | -151008.5492 | 0 | 0 | 0 | 0 | 0 | 0 | 0 | 0 | 0 | 0 | 0 | 0 | 0 | 0 | 0 | 0
2016-09-08 | 0 | 0 | 0 | 0 | 537185.4251 | 324494.964 | 623500 | 0 | 0 | 0 | 0 | 1605166.7059 | 952815.4981 | 0 | 0 | 0 | 0 | 0 | 0 | 0 | 0 | 0 | 0 | 0 | 0 | 0 | 0 | 0 | 0 | 238180.3891 | 0 | 0 | 0 | 0 | 0 | 0 | 0 | 0 | 0 | 0 | 0 | 0 | 0 | 0 | 0 | 0
2016-09-08 01:00 | 0 | 0 | 0 | 0 | 299444.0064 | 56010.2536 | 600621 | 0 | 0 | 0 | 0 | 1345633.4879 | 967181.9761 | 0 | 0 | 0 | 0 | 0 | 0 | 0 | 0 | 0 | 0 | 0 | 0 | 0 | 0 | 0 | 0 | -259533.218 | 14366.478 | 0 | 0 | 0 | 0 | 0 | 0 | 0 | 0 | 0 | 0 | 0 | 0 | 0 | 0 | 0
2016-09-08 02:00 | 0 | 0 | 0 | 0 | 615218.2239 | 2.4123 | 564849 | 0 | 0 | 0 | 0 | 1396005.1242 | 967181.9761 | 0 | 0 | 0 | 0 | 0 | 0 | 0 | 0 | 0 | 0 | 0 | 0 | 0 | 0 | 0 | 0 | 50371.6363 | 0 | 0 | 0 | 0 | 0 | 0 | 0 | 0 | 0 | 0 | 0 | 0 | 0 | 0 | 0 | 0
2016-09-08 03:00 | 0 | 0 | 0 | 0 | 266073.782 | 0 | 525607 | 0 | 0 | 0 | 0 | 1136471.9062 | 967181.9761 | 0 | 0 | 0 | 0 | 0 | 0 | 0 | 0 | 0 | 0 | 0 | 0 | 0 | 0 | 0 | 0 | -259533.218 | 0 | 0 | 0 | 0 | 0 | 0 | 0 | 0 | 0 | 0 | 0 | 0 | 0 | 0 | 0 | 0
2016-09-08 04:00 | 0 | 0 | 0 | 0 | 568771.306 | 0 | 490421 | 0 | 0 | 0 | 0 | 1214822.2122 | 967181.9761 | 0 | 0 | 0 | 0 | 0 | 0 | 0 | 0 | 0 | 0 | 0 | 0 | 0 | 0 | 0 | 0 | 78350.306 | 0 | 0 | 0 | 0 | 0 | 0 | 0 | 0 | 0 | 0 | 0 | 0 | 0 | 0 | 0 | 0
2016-09-08 05:00 | 0 | 0 | 0 | 0 | 201630.782 | 0 | 461164 | 0 | 0 | 0 | 0 | 955288.9942 | 967181.9761 | 0 | 0 | 0 | 0 | 0 | 0 | 0 | 0 | 0 | 0 | 0 | 0 | 0 | 0 | 0 | 0 | -259533.218 | 0 | 0 | 0 | 0 | 0 | 0 | 0 | 0 | 0 | 0 | 0 | 0 | 0 | 0 | 0 | 0
2016-09-08 06:00 | 0 | 0 | 0 | 0 | 518501.2463 | 0 | 438309 | 0 | 0 | 0 | 0 | 1021114.7626 | 981548.4541 | 0 | 0 | 0 | 0 | 0 | 0 | 0 | 0 | 0 | 0 | 0 | 0 | 0 | 0 | 0 | 0 | 65825.7684 | 14366.478 | 0 | 0 | 0 | 0 | 0 | 0 | 0 | 0 | 0 | 0 | 0 | 0 | 0 | 0 | 0
2016-09-08 07:00 | 0 | 0 | 0 | 0 | 163489.782 | 0 | 423023 | 0 | 0 | 0 | 0 | 761581.5446 | 981548.4541 | 0 | 0 | 0 | 0 | 0 | 0 | 0 | 0 | 0 | 0 | 0 | 0 | 0 | 0 | 0 | 0 | -259533.218 | 0 | 0 | 0 | 0 | 0 | 0 | 0 | 0 | 0 | 0 | 0 | 0 | 0 | 0 | 0 | 0
2016-09-08 08:00 | 0 | 0 | 0 | 0 | 469146.0797 | 0 | 416468 | 0 | 0 | 0 | 0 | 814259.6244 | 981548.4541 | 0 | 0 | 0 | 0 | 0 | 0 | 0 | 0 | 0 | 0 | 0 | 0 | 0 | 0 | 0 | 0 | 52678.0797 | 0 | 0 | 0 | 0 | 0 | 0 | 0 | 0 | 0 | 0 | 0 | 0 | 0 | 0 | 0 | 0
2016-09-08 09:00 | 0 | 0 | 0 | 0 | 438608.1446 | 0 | 424161 | 0 | 0 | 0 | 0 | 828706.769 | 981548.4541 | 0 | 0 | 0 | 0 | 0 | 0 | 0 | 0 | 0 | 0 | 0 | 0 | 0 | 0 | 0 | 0 | 14447.1446 | 0 | 0 | 0 | 0 | 0 | 0 | 0 | 0 | 0 | 0 | 0 | 0 | 0 | 0 | 0 | 0
2016-09-08 10:00 | 0 | 0 | 0 | 0 | 418166.5849 | 0 | 448419 | 0 | 0 | 0 | 0 | 784087.8759 | 995914.9321 | 0 | 0 | 0 | 0 | 0 | 0 | 0 | 0 | 0 | 0 | 0 | 0 | 0 | 0 | 0 | 0 | -44618.893 | 14366.478 | 0 | 0 | 0 | 0 | 0 | 0 | 0 | 0 | 0 | 0 | 0 | 0 | 0 | 0 | 0
2016-09-08 11:00 | 0 | 0 | 0 | 0 | 224390.26 | 0 | 469557 | 0 | 0 | 0 | 0 | 524554.658 | 1010281.4101 | 0 | 0 | 0 | 0 | 0 | 0 | 0 | 0 | 0 | 0 | 0 | 0 | 0 | 0 | 0 | 0 | -259533.218 | 14366.478 | 0 | 0 | 0 | 0 | 0 | 0 | 0 | 0 | 0 | 0 | 0 | 0 | 0 | 0 | 0
2016-09-08 12:00 | 0 | 0 | 0 | 0 | 376994.4112 | 51.0422 | 484677 | 0 | 0 | 0 | 0 | 402556.6334 | 1024647.888 | 0 | 0 | 0 | 0 | 0 | 0 | 0 | 0 | 0 | 0 | 0 | 0 | 0 | 0 | 0 | 0 | -121998.0246 | 14366.478 | 0 | 0 | 0 | 0 | 0 | 0 | 0 | 0 | 0 | 0 | 0 | 0 | 0 | 0 | 0
2016-09-08 13:00 | 0 | 0 | 0 | 0 | 248894.0907 | 124930.485 | 506377 | 0 | 0 | 0 | 0 | 270004.2091 | 1024647.888 | 0 | 0 | 0 | 0 | 0 | 0 | 0 | 0 | 0 | 0 | 0 | 0 | 0 | 0 | 0 | 0 | -132552.4243 | 0 | 0 | 0 | 0 | 0 | 0 | 0 | 0 | 0 | 0 | 0 | 0 | 0 | 0 | 0 | 0
2016-09-08 14:00 | 0 | 0 | 0 | 0 | 0 | 546847.7774 | 535641 | 0 | 0 | 0 | 0 | 281210.9866 | 1024647.888 | 0 | 0 | 0 | 0 | 0 | 0 | 0 | 0 | 0 | 0 | 0 | 0 | 0 | 0 | 0 | 0 | 11206.7774 | 0 | 0 | 0 | 0 | 0 | 0 | 0 | 0 | 0 | 0 | 0 | 0 | 0 | 0 | 0 | 0
2016-09-08 15:00 | 0 | 0 | 0 | 0 | 60668.95 | 763175.268 | 564311 | 0 | 0 | 0 | 0 | 540744.2045 | 1024647.888 | 0 | 0 | 0 | 0 | 0 | 0 | 0 | 0 | 0 | 0 | 0 | 0 | 0 | 0 | 0 | 0 | 259533.218 | 0 | 0 | 0 | 0 | 0 | 0 | 0 | 0 | 0 | 0 | 0 | 0 | 0 | 0 | 0 | 0
2016-09-08 16:00 | 0 | 0 | 0 | 0 | 0 | 805687.3246 | 591052 | 0 | 0 | 0 | 0 | 741013.0512 | 1039014.366 | 0 | 0 | 0 | 0 | 0 | 0 | 0 | 0 | 0 | 0 | 0 | 0 | 0 | 0 | 0 | 0 | 200268.8466 | 14366.478 | 0 | 0 | 0 | 0 | 0 | 0 | 0 | 0 | 0 | 0 | 0 | 0 | 0 | 0 | 0
2016-09-08 17:00 | 0 | 0 | 0 | 0 | 0 | 806114.1801 | 614819 | 0 | 0 | 0 | 0 | 932308.2313 | 1039014.366 | 0 | 0 | 0 | 0 | 0 | 0 | 0 | 0 | 0 | 0 | 0 | 0 | 0 | 0 | 0 | 0 | 191295.1801 | 0 | 0 | 0 | 0 | 0 | 0 | 0 | 0 | 0 | 0 | 0 | 0 | 0 | 0 | 0 | 0
2016-09-08 18:00 | 0 | 0 | 0 | 0 | 0 | 793159.0968 | 633513 | 0 | 0 | 0 | 0 | 1091954.3281 | 1039014.366 | 0 | 0 | 0 | 0 | 0 | 0 | 0 | 0 | 0 | 0 | 0 | 0 | 0 | 0 | 0 | 0 | 159646.0968 | 0 | 0 | 0 | 0 | 0 | 0 | 0 | 0 | 0 | 0 | 0 | 0 | 0 | 0 | 0 | 0
2016-09-08 19:00 | 0 | 0 | 0 | 0 | 123122.6789 | 782991.5391 | 646581 | 0 | 0 | 0 | 0 | 1351487.5461 | 1039014.366 | 0 | 0 | 0 | 0 | 0 | 0 | 0 | 0 | 0 | 0 | 0 | 0 | 0 | 0 | 0 | 0 | 259533.218 | 0 | 0 | 0 | 0 | 0 | 0 | 0 | 0 | 0 | 0 | 0 | 0 | 0 | 0 | 0 | 0
2016-09-08 20:00 | 0 | 0 | 0 | 0 | 0 | 785195.9662 | 654955 | 0 | 0 | 0 | 0 | 1467362.0343 | 1053380.844 | 0 | 0 | 0 | 0 | 0 | 0 | 0 | 0 | 0 | 0 | 0 | 0 | 0 | 0 | 0 | 0 | 115874.4882 | 14366.478 | 0 | 0 | 0 | 0 | 0 | 0 | 0 | 0 | 0 | 0 | 0 | 0 | 0 | 0 | 0
2016-09-08 21:00 | 0 | 0 | 0 | 0 | 0 | 779402.6202 | 657602 | 0 | 0 | 0 | 0 | 1589162.6545 | 1053380.844 | 0 | 0 | 0 | 0 | 0 | 0 | 0 | 0 | 0 | 0 | 0 | 0 | 0 | 0 | 0 | 0 | 121800.6202 | 0 | 0 | 0 | 0 | 0 | 0 | 0 | 0 | 0 | 0 | 0 | 0 | 0 | 0 | 0 | 0
2016-09-08 22:00 | 0 | 0 | 0 | 0 | 0 | 747659.1125 | 649221 | 0 | 0 | 0 | 0 | 1687600.767 | 1053380.844 | 0 | 0 | 0 | 0 | 0 | 0 | 0 | 0 | 0 | 0 | 0 | 0 | 0 | 0 | 0 | 0 | 98438.1125 | 0 | 0 | 0 | 0 | 0 | 0 | 0 | 0 | 0 | 0 | 0 | 0 | 0 | 0 | 0 | 0
2016-09-08 23:00 | 0 | 0 | 0 | 0 | 0 | 643103.8727 | 636235 | 0 | 0 | 0 | 0 | 1694469.6396 | 1053380.844 | 0 | 0 | 0 | 0 | 0 | 0 | 0 | 0 | 0 | 0 | 0 | 0 | 0 | 0 | 0 | 0 | 6868.8727 | 0 | 0 | 0 | 0 | 0 | 0 | 0 | 0 | 0 | 0 | 0 | 0 | 0 | 0 | 0 | 0
2016-09-09 | 0 | 0 | 0 | 0 | 0 | 440488.4708 | 625267 | 0 | 0 | 0 | 0 | 1509691.1104 | 1053380.844 | 0 | 0 | 0 | 0 | 0 | 0 | 0 | 0 | 0 | 0 | 0 | 0 | 0 | 0 | 0 | 0 | -184778.5292 | 0 | 0 | 0 | 0 | 0 | 0 | 0 | 0 | 0 | 0 | 0 | 0 | 0 | 0 | 0 | 0
2016-09-09 01:00 | 0 | 0 | 0 | 0 | 550729.9372 | 61502.7189 | 601889 | 0 | 0 | 0 | 0 | 1505668.2885 | 1067747.322 | 0 | 0 | 0 | 0 | 0 | 0 | 0 | 0 | 0 | 0 | 0 | 0 | 0 | 0 | 0 | 0 | -4022.8219 | 14366.478 | 0 | 0 | 0 | 0 | 0 | 0 | 0 | 0 | 0 | 0 | 0 | 0 | 0 | 0 | 0
2016-09-09 02:00 | 0 | 0 | 0 | 0 | 305383.7674 | 1.0146 | 564918 | 0 | 0 | 0 | 0 | 1246135.0705 | 1067747.322 | 0 | 0 | 0 | 0 | 0 | 0 | 0 | 0 | 0 | 0 | 0 | 0 | 0 | 0 | 0 | 0 | -259533.218 | 0 | 0 | 0 | 0 | 0 | 0 | 0 | 0 | 0 | 0 | 0 | 0 | 0 | 0 | 0 | 0
2016-09-09 03:00 | 0 | 0 | 0 | 0 | 583764.6534 | 0 | 526930 | 0 | 0 | 0 | 0 | 1302969.7239 | 1067747.322 | 0 | 0 | 0 | 0 | 0 | 0 | 0 | 0 | 0 | 0 | 0 | 0 | 0 | 0 | 0 | 0 | 56834.6534 | 0 | 0 | 0 | 0 | 0 | 0 | 0 | 0 | 0 | 0 | 0 | 0 | 0 | 0 | 0 | 0
2016-09-09 04:00 | 0 | 0 | 0 | 0 | 560598.0506 | 0 | 491451 | 0 | 0 | 0 | 0 | 1372116.7746 | 1067747.322 | 0 | 0 | 0 | 0 | 0 | 0 | 0 | 0 | 0 | 0 | 0 | 0 | 0 | 0 | 0 | 0 | 69147.0506 | 0 | 0 | 0 | 0 | 0 | 0 | 0 | 0 | 0 | 0 | 0 | 0 | 0 | 0 | 0 | 0
2016-09-09 05:00 | 0 | 0 | 0 | 0 | 202114.782 | 0 | 461648 | 0 | 0 | 0 | 0 | 1112583.5566 | 1067747.322 | 0 | 0 | 0 | 0 | 0 | 0 | 0 | 0 | 0 | 0 | 0 | 0 | 0 | 0 | 0 | 0 | -259533.218 | 0 | 0 | 0 | 0 | 0 | 0 | 0 | 0 | 0 | 0 | 0 | 0 | 0 | 0 | 0 | 0
2016-09-09 06:00 | 0 | 0 | 0 | 0 | 193043.26 | 0 | 438210 | 0 | 0 | 0 | 0 | 853050.3386 | 1082113.8 | 0 | 0 | 0 | 0 | 0 | 0 | 0 | 0 | 0 | 0 | 0 | 0 | 0 | 0 | 0 | 0 | -259533.218 | 14366.478 | 0 | 0 | 0 | 0 | 0 | 0 | 0 | 0 | 0 | 0 | 0 | 0 | 0 | 0 | 0
2016-09-09 07:00 | 0 | 0 | 0 | 0 | 479576.8643 | 0 | 422423 | 0 | 0 | 0 | 0 | 895837.725 | 1096480.2779 | 0 | 0 | 0 | 0 | 0 | 0 | 0 | 0 | 0 | 0 | 0 | 0 | 0 | 0 | 0 | 0 | 42787.3863 | 14366.478 | 0 | 0 | 0 | 0 | 0 | 0 | 0 | 0 | 0 | 0 | 0 | 0 | 0 | 0 | 0
2016-09-09 08:00 | 0 | 0 | 0 | 0 | 156387.782 | 0 | 415921 | 0 | 0 | 0 | 0 | 636304.507 | 1096480.2779 | 0 | 0 | 0 | 0 | 0 | 0 | 0 | 0 | 0 | 0 | 0 | 0 | 0 | 0 | 0 | 0 | -259533.218 | 0 | 0 | 0 | 0 | 0 | 0 | 0 | 0 | 0 | 0 | 0 | 0 | 0 | 0 | 0 | 0
2016-09-09 09:00 | 0 | 0 | 0 | 0 | 438458.798 | 0 | 423218 | 0 | 0 | 0 | 0 | 651545.305 | 1096480.2779 | 0 | 0 | 0 | 0 | 0 | 0 | 0 | 0 | 0 | 0 | 0 | 0 | 0 | 0 | 0 | 0 | 15240.798 | 0 | 0 | 0 | 0 | 0 | 0 | 0 | 0 | 0 | 0 | 0 | 0 | 0 | 0 | 0 | 0
2016-09-09 10:00 | 0 | 0 | 0 | 0 | 423252.7799 | 0 | 446054 | 0 | 0 | 0 | 0 | 628744.0849 | 1096480.2779 | 0 | 0 | 0 | 0 | 0 | 0 | 0 | 0 | 0 | 0 | 0 | 0 | 0 | 0 | 0 | 0 | -22801.2201 | 0 | 0 | 0 | 0 | 0 | 0 | 0 | 0 | 0 | 0 | 0 | 0 | 0 | 0 | 0 | 0
2016-09-09 11:00 | 0 | 0 | 0 | 0 | 412028.291 | 0 | 467381 | 0 | 0 | 0 | 0 | 559024.8979 | 1110846.7559 | 0 | 0 | 0 | 0 | 0 | 0 | 0 | 0 | 0 | 0 | 0 | 0 | 0 | 0 | 0 | 0 | -69719.187 | 14366.478 | 0 | 0 | 0 | 0 | 0 | 0 | 0 | 0 | 0 | 0 | 0 | 0 | 0 | 0 | 0
2016-09-09 12:00 | 0 | 0 | 0 | 0 | 370231.7126 | 51.8705 | 482993 | 0 | 0 | 0 | 0 | 431949.003 | 1125213.2339 | 0 | 0 | 0 | 0 | 0 | 0 | 0 | 0 | 0 | 0 | 0 | 0 | 0 | 0 | 0 | 0 | -127075.8949 | 14366.478 | 0 | 0 | 0 | 0 | 0 | 0 | 0 | 0 | 0 | 0 | 0 | 0 | 0 | 0 | 0
2016-09-09 13:00 | 0 | 0 | 0 | 0 | 106146.47 | 140762.3121 | 506442 | 0 | 0 | 0 | 0 | 172415.7851 | 1125213.2339 | 0 | 0 | 0 | 0 | 0 | 0 | 0 | 0 | 0 | 0 | 0 | 0 | 0 | 0 | 0 | 0 | -259533.218 | 0 | 0 | 0 | 0 | 0 | 0 | 0 | 0 | 0 | 0 | 0 | 0 | 0 | 0 | 0 | 0
2016-09-09 14:00 | 0 | 0 | 0 | 0 | 0 | 583019.5561 | 534724 | 0 | 0 | 0 | 0 | 220711.3411 | 1125213.2339 | 0 | 0 | 0 | 0 | 0 | 0 | 0 | 0 | 0 | 0 | 0 | 0 | 0 | 0 | 0 | 0 | 48295.5561 | 0 | 0 | 0 | 0 | 0 | 0 | 0 | 0 | 0 | 0 | 0 | 0 | 0 | 0 | 0 | 0
2016-09-09 15:00 | 0 | 0 | 0 | 0 | 32726.4943 | 789820.7236 | 563014 | 0 | 0 | 0 | 0 | 480244.5591 | 1125213.2339 | 0 | 0 | 0 | 0 | 0 | 0 | 0 | 0 | 0 | 0 | 0 | 0 | 0 | 0 | 0 | 0 | 259533.218 | 0 | 0 | 0 | 0 | 0 | 0 | 0 | 0 | 0 | 0 | 0 | 0 | 0 | 0 | 0 | 0
2016-09-09 16:00 | 0 | 0 | 0 | 0 | 0 | 819101.5929 | 588325 | 0 | 0 | 0 | 0 | 696654.674 | 1139579.7119 | 0 | 0 | 0 | 0 | 0 | 0 | 0 | 0 | 0 | 0 | 0 | 0 | 0 | 0 | 0 | 0 | 216410.1149 | 14366.478 | 0 | 0 | 0 | 0 | 0 | 0 | 0 | 0 | 0 | 0 | 0 | 0 | 0 | 0 | 0
2016-09-09 17:00 | 0 | 0 | 0 | 0 | 0 | 815622.2511 | 611508 | 0 | 0 | 0 | 0 | 900768.9251 | 1139579.7119 | 0 | 0 | 0 | 0 | 0 | 0 | 0 | 0 | 0 | 0 | 0 | 0 | 0 | 0 | 0 | 0 | 204114.2511 | 0 | 0 | 0 | 0 | 0 | 0 | 0 | 0 | 0 | 0 | 0 | 0 | 0 | 0 | 0 | 0
2016-09-09 18:00 | 0 | 0 | 0 | 0 | 100932.831 | 802118.865 | 629152 | 0 | 0 | 0 | 0 | 1160302.1431 | 1153946.1899 | 0 | 0 | 0 | 0 | 0 | 0 | 0 | 0 | 0 | 0 | 0 | 0 | 0 | 0 | 0 | 0 | 259533.218 | 14366.478 | 0 | 0 | 0 | 0 | 0 | 0 | 0 | 0 | 0 | 0 | 0 | 0 | 0 | 0 | 0
2016-09-09 19:00 | 0 | 0 | 0 | 0 | 109623.8638 | 790804.3542 | 640895 | 0 | 0 | 0 | 0 | 1419835.3611 | 1153946.1899 | 0 | 0 | 0 | 0 | 0 | 0 | 0 | 0 | 0 | 0 | 0 | 0 | 0 | 0 | 0 | 0 | 259533.218 | 0 | 0 | 0 | 0 | 0 | 0 | 0 | 0 | 0 | 0 | 0 | 0 | 0 | 0 | 0 | 0
2016-09-09 20:00 | 0 | 0 | 0 | 0 | 0 | 792994.535 | 647977 | 0 | 0 | 0 | 0 | 1564852.896 | 1153946.1899 | 0 | 0 | 0 | 0 | 0 | 0 | 0 | 0 | 0 | 0 | 0 | 0 | 0 | 0 | 0 | 0 | 145017.535 | 0 | 0 | 0 | 0 | 0 | 0 | 0 | 0 | 0 | 0 | 0 | 0 | 0 | 0 | 0 | 0
2016-09-09 21:00 | 0 | 0 | 0 | 0 | 0 | 790324.1362 | 647514 | 0 | 0 | 0 | 0 | 1693296.5543 | 1168312.6678 | 0 | 0 | 0 | 0 | 0 | 0 | 0 | 0 | 0 | 0 | 0 | 0 | 0 | 0 | 0 | 0 | 128443.6582 | 14366.478 | 0 | 0 | 0 | 0 | 0 | 0 | 0 | 0 | 0 | 0 | 0 | 0 | 0 | 0 | 0
2016-09-09 22:00 | 0 | 0 | 0 | 0 | 134790.3662 | 759749.8518 | 635007 | 0 | 0 | 0 | 0 | 1952829.7723 | 1168312.6678 | 0 | 0 | 0 | 0 | 0 | 0 | 0 | 0 | 0 | 0 | 0 | 0 | 0 | 0 | 0 | 0 | 259533.218 | 0 | 0 | 0 | 0 | 0 | 0 | 0 | 0 | 0 | 0 | 0 | 0 | 0 | 0 | 0 | 0
2016-09-09 23:00 | 0 | 0 | 0 | 0 | 0 | 654473.6809 | 616608 | 0 | 0 | 0 | 0 | 1990695.4532 | 1168312.6678 | 0 | 0 | 0 | 0 | 0 | 0 | 0 | 0 | 0 | 0 | 0 | 0 | 0 | 0 | 0 | 0 | 37865.6809 | 0 | 0 | 0 | 0 | 0 | 0 | 0 | 0 | 0 | 0 | 0 | 0 | 0 | 0 | 0 | 0
2016-09-10 | 0 | 0 | 0 | 0 | 0 | 426367.3085 | 602141 | 0 | 0 | 0 | 0 | 1814921.7617 | 1168312.6678 | 0 | 0 | 0 | 0 | 0 | 0 | 0 | 0 | 0 | 0 | 0 | 0 | 0 | 0 | 0 | 0 | -175773.6915 | 0 | 0 | 0 | 0 | 0 | 0 | 0 | 0 | 0 | 0 | 0 | 0 | 0 | 0 | 0 | 0
2016-09-10 01:00 | 0 | 0 | 0 | 0 | 257782.6953 | 61974.0867 | 579290 | 0 | 0 | 0 | 0 | 1555388.5438 | 1168312.6678 | 0 | 0 | 0 | 0 | 0 | 0 | 0 | 0 | 0 | 0 | 0 | 0 | 0 | 0 | 0 | 0 | -259533.218 | 0 | 0 | 0 | 0 | 0 | 0 | 0 | 0 | 0 | 0 | 0 | 0 | 0 | 0 | 0 | 0
2016-09-10 02:00 | 0 | 0 | 0 | 0 | 639929.2625 | 0.55908 | 548551 | 0 | 0 | 0 | 0 | 1646767.3654 | 1168312.6678 | 0 | 0 | 0 | 0 | 0 | 0 | 0 | 0 | 0 | 0 | 0 | 0 | 0 | 0 | 0 | 0 | 91378.8216 | 0 | 0 | 0 | 0 | 0 | 0 | 0 | 0 | 0 | 0 | 0 | 0 | 0 | 0 | 0 | 0
2016-09-10 03:00 | 0 | 0 | 0 | 0 | 255829.782 | 0 | 515363 | 0 | 0 | 0 | 0 | 1387234.1474 | 1168312.6678 | 0 | 0 | 0 | 0 | 0 | 0 | 0 | 0 | 0 | 0 | 0 | 0 | 0 | 0 | 0 | 0 | -259533.218 | 0 | 0 | 0 | 0 | 0 | 0 | 0 | 0 | 0 | 0 | 0 | 0 | 0 | 0 | 0 | 0
2016-09-10 04:00 | 0 | 0 | 0 | 0 | 223141.782 | 0 | 482675 | 0 | 0 | 0 | 0 | 1127700.9295 | 1168312.6678 | 0 | 0 | 0 | 0 | 0 | 0 | 0 | 0 | 0 | 0 | 0 | 0 | 0 | 0 | 0 | 0 | -259533.218 | 0 | 0 | 0 | 0 | 0 | 0 | 0 | 0 | 0 | 0 | 0 | 0 | 0 | 0 | 0 | 0
2016-09-10 05:00 | 0 | 0 | 0 | 0 | 193061.782 | 0 | 452595 | 0 | 0 | 0 | 0 | 868167.7115 | 1168312.6678 | 0 | 0 | 0 | 0 | 0 | 0 | 0 | 0 | 0 | 0 | 0 | 0 | 0 | 0 | 0 | 0 | -259533.218 | 0 | 0 | 0 | 0 | 0 | 0 | 0 | 0 | 0 | 0 | 0 | 0 | 0 | 0 | 0 | 0
2016-09-10 06:00 | 0 | 0 | 0 | 0 | 632307.7882 | 0 | 429718 | 0 | 0 | 0 | 0 | 1070757.4997 | 1168312.6678 | 0 | 0 | 0 | 0 | 0 | 0 | 0 | 0 | 0 | 0 | 0 | 0 | 0 | 0 | 0 | 0 | 202589.7882 | 0 | 0 | 0 | 0 | 0 | 0 | 0 | 0 | 0 | 0 | 0 | 0 | 0 | 0 | 0 | 0
2016-09-10 07:00 | 0 | 0 | 0 | 0 | 153169.782 | 0 | 412703 | 0 | 0 | 0 | 0 | 811224.2818 | 1168312.6678 | 0 | 0 | 0 | 0 | 0 | 0 | 0 | 0 | 0 | 0 | 0 | 0 | 0 | 0 | 0 | 0 | -259533.218 | 0 | 0 | 0 | 0 | 0 | 0 | 0 | 0 | 0 | 0 | 0 | 0 | 0 | 0 | 0 | 0
2016-09-10 08:00 | 0 | 0 | 0 | 0 | 142558.782 | 0 | 402092 | 0 | 0 | 0 | 0 | 551691.0638 | 1168312.6678 | 0 | 0 | 0 | 0 | 0 | 0 | 0 | 0 | 0 | 0 | 0 | 0 | 0 | 0 | 0 | 0 | -259533.218 | 0 | 0 | 0 | 0 | 0 | 0 | 0 | 0 | 0 | 0 | 0 | 0 | 0 | 0 | 0 | 0
2016-09-10 09:00 | 0 | 0 | 0 | 0 | 153533.26 | 0 | 398700 | 0 | 0 | 0 | 0 | 292157.8458 | 1182679.1458 | 0 | 0 | 0 | 0 | 0 | 0 | 0 | 0 | 0 | 0 | 0 | 0 | 0 | 0 | 0 | 0 | -259533.218 | 14366.478 | 0 | 0 | 0 | 0 | 0 | 0 | 0 | 0 | 0 | 0 | 0 | 0 | 0 | 0 | 0
2016-09-10 10:00 | 0 | 0 | 0 | 0 | 527657.0397 | 0 | 401747 | 0 | 0 | 0 | 0 | 418067.8855 | 1182679.1458 | 0 | 0 | 0 | 0 | 0 | 0 | 0 | 0 | 0 | 0 | 0 | 0 | 0 | 0 | 0 | 0 | 125910.0397 | 0 | 0 | 0 | 0 | 0 | 0 | 0 | 0 | 0 | 0 | 0 | 0 | 0 | 0 | 0 | 0
2016-09-10 11:00 | 0 | 0 | 0 | 0 | 148906.782 | 0 | 408440 | 0 | 0 | 0 | 0 | 158534.6676 | 1182679.1458 | 0 | 0 | 0 | 0 | 0 | 0 | 0 | 0 | 0 | 0 | 0 | 0 | 0 | 0 | 0 | 0 | -259533.218 | 0 | 0 | 0 | 0 | 0 | 0 | 0 | 0 | 0 | 0 | 0 | 0 | 0 | 0 | 0 | 0
2016-09-10 12:00 | 0 | 0 | 0 | 0 | 303495.1865 | 37.4793 | 426216 | 0 | 0 | 0 | 0 | 21484.8553 | 1197045.6238 | 0 | 0 | 0 | 0 | 0 | 0 | 0 | 0 | 0 | 0 | 0 | 0 | 0 | 0 | 0 | 0 | -137049.8122 | 14366.478 | 0 | 0 | 0 | 0 | 0 | 0 | 0 | 0 | 0 | 0 | 0 | 0 | 0 | 0 | 0
2016-09-10 13:00 | 0 | 0 | 0 | 0 | 318166.22 | 126960.4027 | 452245 | 0 | 0 | 0 | 0 | 0 | 1211412.1018 | 0 | 0 | 0 | 0 | 0 | 0 | 0 | 0 | 0 | 0 | 0 | 0 | 0 | 0 | 0 | 0 | -21484.8553 | 14366.478 | 0 | 0 | 0 | 0 | 0 | 0 | 0 | 0 | 0 | 0 | 0 | 0 | 0 | 0 | 0
2016-09-10 14:00 | 0 | 0 | 0 | 0 | 205567.1617 | 536447.0563 | 482481 | 0 | 0 | 0 | 0 | 259533.218 | 1211412.1018 | 0 | 0 | 0 | 0 | 0 | 0 | 0 | 0 | 0 | 0 | 0 | 0 | 0 | 0 | 0 | 0 | 259533.218 | 0 | 0 | 0 | 0 | 0 | 0 | 0 | 0 | 0 | 0 | 0 | 0 | 0 | 0 | 0 | 0
2016-09-10 15:00 | 0 | 0 | 0 | 0 | 0 | 761420.8921 | 511554 | 0 | 0 | 0 | 0 | 519066.4359 | 1201745.776 | 0 | 0 | 0 | 0 | 0 | 0 | 0 | 0 | 0 | 0 | 0 | 0 | 0 | 0 | 0 | 0 | 259533.218 | 0 | 9666.3258 | 0 | 0 | 0 | 0 | 0 | 0 | 0 | 0 | 0 | 0 | 0 | 0 | 0 | 0
2016-09-10 16:00 | 0 | 0 | 0 | 0 | 0 | 804521.5107 | 535911 | 0 | 0 | 0 | 0 | 749796.1791 | 1216112.2539 | 0 | 0 | 0 | 0 | 0 | 0 | 23514.2896 | 0 | 0 | 0 | 0 | 0 | 0 | 0 | 0 | 0 | 230729.7432 | 14366.478 | 0 | 0 | 0 | 0 | 0 | 0 | 0 | 0 | 23514.2896 | 0 | 0 | 0 | 0 | 0 | 0
2016-09-10 17:00 | 0 | 0 | 0 | 0 | 0 | 801751.8613 | 554524 | 0 | 0 | 0 | 0 | 1009329.3971 | 1216112.2539 | 0 | 0 | 0 | 0 | 0 | 0 | 11208.933 | 0 | 0 | 0 | 0 | 0 | 0 | 0 | 0 | 0 | 259533.218 | 0 | 0 | 0 | 0 | 0 | 0 | 0 | 0 | 0 | -12305.3566 | 0 | 0 | 0 | 0 | 0 | 0
2016-09-10 18:00 | 0 | 0 | 0 | 0 | 0 | 789272.162 | 567796 | 0 | 0 | 0 | 0 | 1227648.014 | 1230478.7319 | 0 | 0 | 0 | 0 | 0 | 0 | 0 | 0 | 0 | 0 | 0 | 0 | 0 | 0 | 0 | 0 | 218318.6169 | 14366.478 | 0 | 0 | 0 | 0 | 0 | 0 | 0 | 0 | -11208.933 | 0 | 0 | 0 | 0 | 0 | 0
2016-09-10 19:00 | 0 | 0 | 0 | 0 | 0 | 781473.1801 | 576545 | 0 | 0 | 0 | 0 | 1432576.1941 | 1230478.7319 | 0 | 0 | 0 | 0 | 0 | 0 | 0 | 0 | 0 | 0 | 0 | 0 | 0 | 0 | 0 | 0 | 204928.1801 | 0 | 0 | 0 | 0 | 0 | 0 | 0 | 0 | 0 | 0 | 0 | 0 | 0 | 0 | 0 | 0
2016-09-10 20:00 | 0 | 0 | 0 | 0 | 0 | 787183.3014 | 581338 | 0 | 0 | 0 | 0 | 1624055.0175 | 1244845.2099 | 0 | 0 | 0 | 0 | 0 | 0 | 0 | 0 | 0 | 0 | 0 | 0 | 0 | 0 | 0 | 0 | 191478.8235 | 14366.478 | 0 | 0 | 0 | 0 | 0 | 0 | 0 | 0 | 0 | 0 | 0 | 0 | 0 | 0 | 0
2016-09-10 21:00 | 0 | 0 | 0 | 0 | 51287.9322 | 789072.2857 | 580827 | 0 | 0 | 0 | 0 | 1883588.2355 | 1244845.2099 | 0 | 0 | 0 | 0 | 0 | 0 | 0 | 0 | 0 | 0 | 0 | 0 | 0 | 0 | 0 | 0 | 259533.218 | 0 | 0 | 0 | 0 | 0 | 0 | 0 | 0 | 0 | 0 | 0 | 0 | 0 | 0 | 0 | 0
2016-09-10 22:00 | 0 | 0 | 0 | 0 | 0 | 761527.0847 | 572569 | 0 | 0 | 0 | 0 | 2072546.3202 | 1244845.2099 | 0 | 0 | 0 | 0 | 0 | 0 | 0 | 0 | 0 | 0 | 0 | 0 | 0 | 0 | 0 | 0 | 188958.0847 | 0 | 0 | 0 | 0 | 0 | 0 | 0 | 0 | 0 | 0 | 0 | 0 | 0 | 0 | 0 | 0
2016-09-10 23:00 | 0 | 0 | 0 | 0 | 0 | 655934.5217 | 561112 | 0 | 0 | 0 | 0 | 2167368.842 | 1244845.2099 | 0 | 0 | 0 | 0 | 0 | 0 | 0 | 0 | 0 | 0 | 0 | 0 | 0 | 0 | 0 | 0 | 94822.5217 | 0 | 0 | 0 | 0 | 0 | 0 | 0 | 0 | 0 | 0 | 0 | 0 | 0 | 0 | 0 | 0
2016-09-11 | 0 | 0 | 0 | 0 | 0 | 416029.5722 | 551027 | 0 | 0 | 0 | 0 | 2018004.9362 | 1259211.6879 | 0 | 0 | 0 | 0 | 0 | 0 | 0 | 0 | 0 | 0 | 0 | 0 | 0 | 0 | 0 | 0 | -149363.9058 | 14366.478 | 0 | 0 | 0 | 0 | 0 | 0 | 0 | 0 | 0 | 0 | 0 | 0 | 0 | 0 | 0
2016-09-11 01:00 | 0 | 0 | 0 | 0 | 354472.684 | 55354.9817 | 533658 | 0 | 0 | 0 | 0 | 1894174.602 | 1259211.6879 | 0 | 0 | 0 | 0 | 0 | 0 | 0 | 0 | 0 | 0 | 0 | 0 | 0 | 0 | 0 | 0 | -123830.3342 | 0 | 0 | 0 | 0 | 0 | 0 | 0 | 0 | 0 | 0 | 0 | 0 | 0 | 0 | 0 | 0
2016-09-11 02:00 | 0 | 0 | 0 | 0 | 247387.7159 | 0.066158 | 506921 | 0 | 0 | 0 | 0 | 1634641.384 | 1259211.6879 | 0 | 0 | 0 | 0 | 0 | 0 | 0 | 0 | 0 | 0 | 0 | 0 | 0 | 0 | 0 | 0 | -259533.218 | 0 | 0 | 0 | 0 | 0 | 0 | 0 | 0 | 0 | 0 | 0 | 0 | 0 | 0 | 0 | 0
2016-09-11 03:00 | 0 | 0 | 0 | 0 | 108919.6873 | 0 | 477279 | 0 | 0 | 0 | 0 | 1375108.1661 | 1150385.5932 | 0 | 0 | 0 | 0 | 0 | 0 | 0 | 0 | 0 | 0 | 0 | 0 | 0 | 0 | 0 | 0 | -259533.218 | 0 | 108826.0947 | 0 | 0 | 0 | 0 | 0 | 0 | 0 | 0 | 0 | 0 | 0 | 0 | 0 | 0
2016-09-11 04:00 | 0 | 0 | 0 | 0 | 188459.782 | 0 | 447993 | 0 | 0 | 0 | 0 | 1115574.9481 | 1150385.5932 | 0 | 0 | 0 | 0 | 0 | 0 | 0 | 0 | 0 | 0 | 0 | 0 | 0 | 0 | 0 | 0 | -259533.218 | 0 | 0 | 0 | 0 | 0 | 0 | 0 | 0 | 0 | 0 | 0 | 0 | 0 | 0 | 0 | 0
2016-09-11 05:00 | 0 | 0 | 0 | 0 | 162583.782 | 0 | 422117 | 0 | 0 | 0 | 0 | 856041.7301 | 1150385.5932 | 0 | 0 | 0 | 0 | 0 | 0 | 0 | 0 | 0 | 0 | 0 | 0 | 0 | 0 | 0 | 0 | -259533.218 | 0 | 0 | 0 | 0 | 0 | 0 | 0 | 0 | 0 | 0 | 0 | 0 | 0 | 0 | 0 | 0
2016-09-11 06:00 | 0 | 0 | 0 | 0 | 623964.865 | 0 | 402358 | 0 | 0 | 0 | 0 | 1077648.5951 | 1150385.5932 | 0 | 0 | 0 | 0 | 0 | 0 | 0 | 0 | 0 | 0 | 0 | 0 | 0 | 0 | 0 | 0 | 221606.865 | 0 | 0 | 0 | 0 | 0 | 0 | 0 | 0 | 0 | 0 | 0 | 0 | 0 | 0 | 0 | 0
2016-09-11 07:00 | 0 | 0 | 0 | 0 | 127184.782 | 0 | 386718 | 0 | 0 | 0 | 0 | 818115.3771 | 1150385.5932 | 0 | 0 | 0 | 0 | 0 | 0 | 0 | 0 | 0 | 0 | 0 | 0 | 0 | 0 | 0 | 0 | -259533.218 | 0 | 0 | 0 | 0 | 0 | 0 | 0 | 0 | 0 | 0 | 0 | 0 | 0 | 0 | 0 | 0
2016-09-11 08:00 | 0 | 0 | 0 | 0 | 116753.782 | 0 | 376287 | 0 | 0 | 0 | 0 | 558582.1591 | 1150385.5932 | 0 | 0 | 0 | 0 | 0 | 0 | 0 | 0 | 0 | 0 | 0 | 0 | 0 | 0 | 0 | 0 | -259533.218 | 0 | 0 | 0 | 0 | 0 | 0 | 0 | 0 | 0 | 0 | 0 | 0 | 0 | 0 | 0 | 0
2016-09-11 09:00 | 0 | 0 | 0 | 0 | 112208.782 | 0 | 371742 | 0 | 0 | 0 | 0 | 299048.9412 | 1150385.5932 | 0 | 0 | 0 | 0 | 0 | 0 | 0 | 0 | 0 | 0 | 0 | 0 | 0 | 0 | 0 | 0 | -259533.218 | 0 | 0 | 0 | 0 | 0 | 0 | 0 | 0 | 0 | 0 | 0 | 0 | 0 | 0 | 0 | 0
2016-09-11 10:00 | 0 | 0 | 0 | 0 | 598416.9786 | 0 | 372620 | 0 | 0 | 0 | 0 | 510479.4418 | 1164752.0711 | 0 | 0 | 0 | 0 | 0 | 0 | 0 | 0 | 0 | 0 | 0 | 0 | 0 | 0 | 0 | 0 | 211430.5006 | 14366.478 | 0 | 0 | 0 | 0 | 0 | 0 | 0 | 0 | 0 | 0 | 0 | 0 | 0 | 0 | 0
2016-09-11 11:00 | 0 | 0 | 0 | 0 | 130708.26 | 0 | 375875 | 0 | 0 | 0 | 0 | 250946.2238 | 1179118.5491 | 0 | 0 | 0 | 0 | 0 | 0 | 0 | 0 | 0 | 0 | 0 | 0 | 0 | 0 | 0 | 0 | -259533.218 | 14366.478 | 0 | 0 | 0 | 0 | 0 | 0 | 0 | 0 | 0 | 0 | 0 | 0 | 0 | 0 | 0
2016-09-11 12:00 | 0 | 0 | 0 | 0 | 138531.8301 | 59.9461 | 389538 | 0 | 0 | 0 | 0 | 0 | 1179118.5491 | 0 | 0 | 0 | 0 | 0 | 0 | 0 | 0 | 0 | 0 | 0 | 0 | 0 | 0 | 0 | 0 | -250946.2238 | 0 | 0 | 0 | 0 | 0 | 0 | 0 | 0 | 0 | 0 | 0 | 0 | 0 | 0 | 0 | 0
2016-09-11 13:00 | 0 | 0 | 0 | 0 | 334871.6335 | 136931.8673 | 412784 | 0 | 0 | 0 | 0 | 44653.0228 | 1193485.0271 | 0 | 0 | 0 | 0 | 0 | 0 | 0 | 0 | 0 | 0 | 0 | 0 | 0 | 0 | 0 | 0 | 44653.0228 | 14366.478 | 0 | 0 | 0 | 0 | 0 | 0 | 0 | 0 | 0 | 0 | 0 | 0 | 0 | 0 | 0
2016-09-11 14:00 | 0 | 0 | 0 | 0 | 120920.7157 | 575655.5022 | 437043 | 0 | 0 | 0 | 0 | 304186.2408 | 1193485.0271 | 0 | 0 | 0 | 0 | 0 | 0 | 0 | 0 | 0 | 0 | 0 | 0 | 0 | 0 | 0 | 0 | 259533.218 | 0 | 0 | 0 | 0 | 0 | 0 | 0 | 0 | 0 | 0 | 0 | 0 | 0 | 0 | 0 | 0
2016-09-11 15:00 | 0 | 0 | 0 | 0 | 0 | 733819.6959 | 459920 | 0 | 0 | 0 | 0 | 563719.4587 | 1207851.5051 | 0 | 0 | 0 | 0 | 0 | 0 | 0 | 0 | 0 | 0 | 0 | 0 | 0 | 0 | 0 | 0 | 259533.218 | 14366.478 | 0 | 0 | 0 | 0 | 0 | 0 | 0 | 0 | 0 | 0 | 0 | 0 | 0 | 0 | 0
2016-09-11 16:00 | 0 | 0 | 0 | 0 | 0 | 759244.9898 | 482980 | 0 | 0 | 0 | 0 | 823252.6767 | 1222217.9831 | 0 | 0 | 0 | 0 | 0 | 0 | 2365.2938 | 0 | 0 | 0 | 0 | 0 | 0 | 0 | 0 | 0 | 259533.218 | 14366.478 | 0 | 0 | 0 | 0 | 0 | 0 | 0 | 0 | 2365.2938 | 0 | 0 | 0 | 0 | 0 | 0
2016-09-11 17:00 | 0 | 0 | 0 | 0 | 0 | 798282.6917 | 503234 | 0 | 0 | 0 | 0 | 1082785.8947 | 1236584.4611 | 0 | 0 | 0 | 0 | 0 | 0 | 23514.2896 | 0 | 0 | 0 | 0 | 0 | 0 | 0 | 0 | 0 | 259533.218 | 14366.478 | 0 | 0 | 0 | 0 | 0 | 0 | 0 | 0 | 21148.9958 | 0 | 0 | 0 | 0 | 0 | 0
2016-09-11 18:00 | 0 | 0 | 0 | 0 | 0 | 782635.8579 | 519746 | 0 | 0 | 0 | 0 | 1342319.1126 | 1250950.939 | 0 | 0 | 0 | 0 | 0 | 0 | 12504.4515 | 0 | 0 | 0 | 0 | 0 | 0 | 0 | 0 | 0 | 259533.218 | 14366.478 | 0 | 0 | 0 | 0 | 0 | 0 | 0 | 0 | -11009.838 | 0 | 0 | 0 | 0 | 0 | 0
2016-09-11 19:00 | 0 | 0 | 0 | 0 | 0 | 767878.5113 | 532370 | 0 | 0 | 0 | 0 | 1575965.5975 | 1265317.417 | 0 | 0 | 0 | 0 | 0 | 0 | 0 | 0 | 0 | 0 | 0 | 0 | 0 | 0 | 0 | 0 | 233646.4848 | 14366.478 | 0 | 0 | 0 | 0 | 0 | 0 | 0 | 0 | -12504.4515 | 0 | 0 | 0 | 0 | 0 | 0
2016-09-11 20:00 | 0 | 0 | 0 | 0 | 0 | 765366.6736 | 542155 | 0 | 0 | 0 | 0 | 1799177.2711 | 1265317.417 | 0 | 0 | 0 | 0 | 0 | 0 | 0 | 0 | 0 | 0 | 0 | 0 | 0 | 0 | 0 | 0 | 223211.6736 | 0 | 0 | 0 | 0 | 0 | 0 | 0 | 0 | 0 | 0 | 0 | 0 | 0 | 0 | 0 | 0
2016-09-11 21:00 | 0 | 0 | 0 | 0 | 0 | 757565.6231 | 547828 | 0 | 0 | 0 | 0 | 1994548.4162 | 1279683.895 | 0 | 0 | 0 | 0 | 0 | 0 | 0 | 0 | 0 | 0 | 0 | 0 | 0 | 0 | 0 | 0 | 195371.1451 | 14366.478 | 0 | 0 | 0 | 0 | 0 | 0 | 0 | 0 | 0 | 0 | 0 | 0 | 0 | 0 | 0
2016-09-11 22:00 | 0 | 0 | 0 | 0 | 0 | 720396.6199 | 543941 | 0 | 0 | 0 | 0 | 2171004.0361 | 1279683.895 | 0 | 0 | 0 | 0 | 0 | 0 | 0 | 0 | 0 | 0 | 0 | 0 | 0 | 0 | 0 | 0 | 176455.6199 | 0 | 0 | 0 | 0 | 0 | 0 | 0 | 0 | 0 | 0 | 0 | 0 | 0 | 0 | 0 | 0
2016-09-11 23:00 | 0 | 0 | 0 | 0 | 0 | 599346.0109 | 534700 | 0 | 0 | 0 | 0 | 2221283.569 | 1294050.373 | 0 | 0 | 0 | 0 | 0 | 0 | 0 | 0 | 0 | 0 | 0 | 0 | 0 | 0 | 0 | 0 | 50279.5329 | 14366.478 | 0 | 0 | 0 | 0 | 0 | 0 | 0 | 0 | 0 | 0 | 0 | 0 | 0 | 0 | 0
2016-09-12 | 0 | 0 | 0 | 0 | 0 | 371480.1963 | 527731 | 0 | 0 | 0 | 0 | 2065032.7653 | 1294050.373 | 0 | 0 | 0 | 0 | 0 | 0 | 0 | 0 | 0 | 0 | 0 | 0 | 0 | 0 | 0 | 0 | -156250.8037 | 0 | 0 | 0 | 0 | 0 | 0 | 0 | 0 | 0 | 0 | 0 | 0 | 0 | 0 | 0 | 0
2016-09-12 01:00 | 0 | 0 | 0 | 0 | 197794.9879 | 52283.7941 | 509612 | 0 | 0 | 0 | 0 | 1805499.5473 | 1294050.373 | 0 | 0 | 0 | 0 | 0 | 0 | 0 | 0 | 0 | 0 | 0 | 0 | 0 | 0 | 0 | 0 | -259533.218 | 0 | 0 | 0 | 0 | 0 | 0 | 0 | 0 | 0 | 0 | 0 | 0 | 0 | 0 | 0 | 0
2016-09-12 02:00 | 0 | 0 | 0 | 0 | 221225.782 | 0 | 480759 | 0 | 0 | 0 | 0 | 1545966.3293 | 1294050.373 | 0 | 0 | 0 | 0 | 0 | 0 | 0 | 0 | 0 | 0 | 0 | 0 | 0 | 0 | 0 | 0 | -259533.218 | 0 | 0 | 0 | 0 | 0 | 0 | 0 | 0 | 0 | 0 | 0 | 0 | 0 | 0 | 0 | 0
2016-09-12 03:00 | 0 | 0 | 0 | 0 | 709260.218 | 0 | 449727 | 0 | 0 | 0 | 0 | 1805499.5473 | 1294050.373 | 0 | 0 | 0 | 0 | 0 | 0 | 0 | 0 | 0 | 0 | 0 | 0 | 0 | 0 | 0 | 0 | 259533.218 | 0 | 0 | 0 | 0 | 0 | 0 | 0 | 0 | 0 | 0 | 0 | 0 | 0 | 0 | 0 | 0
2016-09-12 04:00 | 0 | 0 | 0 | 0 | 161059.782 | 0 | 420593 | 0 | 0 | 0 | 0 | 1545966.3293 | 1294050.373 | 0 | 0 | 0 | 0 | 0 | 0 | 0 | 0 | 0 | 0 | 0 | 0 | 0 | 0 | 0 | 0 | -259533.218 | 0 | 0 | 0 | 0 | 0 | 0 | 0 | 0 | 0 | 0 | 0 | 0 | 0 | 0 | 0 | 0
2016-09-12 05:00 | 0 | 0 | 0 | 0 | 136227.782 | 0 | 395761 | 0 | 0 | 0 | 0 | 1286433.1114 | 1294050.373 | 0 | 0 | 0 | 0 | 0 | 0 | 0 | 0 | 0 | 0 | 0 | 0 | 0 | 0 | 0 | 0 | -259533.218 | 0 | 0 | 0 | 0 | 0 | 0 | 0 | 0 | 0 | 0 | 0 | 0 | 0 | 0 | 0 | 0
2016-09-12 06:00 | 0 | 0 | 0 | 0 | 118156.782 | 0 | 377690 | 0 | 0 | 0 | 0 | 1026899.8934 | 1294050.373 | 0 | 0 | 0 | 0 | 0 | 0 | 0 | 0 | 0 | 0 | 0 | 0 | 0 | 0 | 0 | 0 | -259533.218 | 0 | 0 | 0 | 0 | 0 | 0 | 0 | 0 | 0 | 0 | 0 | 0 | 0 | 0 | 0 | 0
2016-09-12 07:00 | 0 | 0 | 0 | 0 | 625807.218 | 0 | 366274 | 0 | 0 | 0 | 0 | 1286433.1114 | 1294050.373 | 0 | 0 | 0 | 0 | 0 | 0 | 0 | 0 | 0 | 0 | 0 | 0 | 0 | 0 | 0 | 0 | 259533.218 | 0 | 0 | 0 | 0 | 0 | 0 | 0 | 0 | 0 | 0 | 0 | 0 | 0 | 0 | 0 | 0
2016-09-12 08:00 | 0 | 0 | 0 | 0 | 103687.782 | 0 | 363221 | 0 | 0 | 0 | 0 | 1026899.8934 | 1294050.373 | 0 | 0 | 0 | 0 | 0 | 0 | 0 | 0 | 0 | 0 | 0 | 0 | 0 | 0 | 0 | 0 | -259533.218 | 0 | 0 | 0 | 0 | 0 | 0 | 0 | 0 | 0 | 0 | 0 | 0 | 0 | 0 | 0 | 0
2016-09-12 09:00 | 0 | 0 | 0 | 0 | 112301.782 | 0 | 371835 | 0 | 0 | 0 | 0 | 767366.6754 | 1294050.373 | 0 | 0 | 0 | 0 | 0 | 0 | 0 | 0 | 0 | 0 | 0 | 0 | 0 | 0 | 0 | 0 | -259533.218 | 0 | 0 | 0 | 0 | 0 | 0 | 0 | 0 | 0 | 0 | 0 | 0 | 0 | 0 | 0 | 0
2016-09-12 10:00 | 0 | 0 | 0 | 0 | 584439.606 | 0 | 395317 | 0 | 0 | 0 | 0 | 942122.8034 | 1308416.851 | 0 | 0 | 0 | 0 | 0 | 0 | 0 | 0 | 0 | 0 | 0 | 0 | 0 | 0 | 0 | 0 | 174756.128 | 14366.478 | 0 | 0 | 0 | 0 | 0 | 0 | 0 | 0 | 0 | 0 | 0 | 0 | 0 | 0 | 0
2016-09-12 11:00 | 0 | 0 | 0 | 0 | 157632.782 | 0 | 417166 | 0 | 0 | 0 | 0 | 682589.5855 | 1308416.851 | 0 | 0 | 0 | 0 | 0 | 0 | 0 | 0 | 0 | 0 | 0 | 0 | 0 | 0 | 0 | 0 | -259533.218 | 0 | 0 | 0 | 0 | 0 | 0 | 0 | 0 | 0 | 0 | 0 | 0 | 0 | 0 | 0 | 0
2016-09-12 12:00 | 0 | 0 | 0 | 0 | 172474.6915 | 26.0905 | 432034 | 0 | 0 | 0 | 0 | 423056.3675 | 1308416.851 | 0 | 0 | 0 | 0 | 0 | 0 | 0 | 0 | 0 | 0 | 0 | 0 | 0 | 0 | 0 | 0 | -259533.218 | 0 | 0 | 0 | 0 | 0 | 0 | 0 | 0 | 0 | 0 | 0 | 0 | 0 | 0 | 0 | 0
2016-09-12 13:00 | 0 | 0 | 0 | 0 | 417212.1539 | 87891.7927 | 452760 | 0 | 0 | 0 | 0 | 475400.3141 | 1308416.851 | 0 | 0 | 0 | 0 | 0 | 0 | 0 | 0 | 0 | 0 | 0 | 0 | 0 | 0 | 0 | 0 | 52343.9466 | 0 | 0 | 0 | 0 | 0 | 0 | 0 | 0 | 0 | 0 | 0 | 0 | 0 | 0 | 0 | 0
2016-09-12 14:00 | 0 | 0 | 0 | 0 | 0 | 474929.9141 | 476402 | 0 | 0 | 0 | 0 | 473928.2282 | 1308416.851 | 0 | 0 | 0 | 0 | 0 | 0 | 0 | 0 | 0 | 0 | 0 | 0 | 0 | 0 | 0 | 0 | -1472.0859 | 0 | 0 | 0 | 0 | 0 | 0 | 0 | 0 | 0 | 0 | 0 | 0 | 0 | 0 | 0 | 0
2016-09-12 15:00 | 0 | 0 | 0 | 0 | 98654.7019 | 674951.9941 | 499707 | 0 | 0 | 0 | 0 | 733461.4462 | 1322783.3289 | 0 | 0 | 0 | 0 | 0 | 0 | 0 | 0 | 0 | 0 | 0 | 0 | 0 | 0 | 0 | 0 | 259533.218 | 14366.478 | 0 | 0 | 0 | 0 | 0 | 0 | 0 | 0 | 0 | 0 | 0 | 0 | 0 | 0 | 0
2016-09-12 16:00 | 0 | 0 | 0 | 0 | 0 | 733042.9363 | 521331 | 0 | 0 | 0 | 0 | 930806.9045 | 1337149.8069 | 0 | 0 | 0 | 0 | 0 | 0 | 0 | 0 | 0 | 0 | 0 | 0 | 0 | 0 | 0 | 0 | 197345.4583 | 14366.478 | 0 | 0 | 0 | 0 | 0 | 0 | 0 | 0 | 0 | 0 | 0 | 0 | 0 | 0 | 0
2016-09-12 17:00 | 0 | 0 | 0 | 0 | 66707.141 | 734917.077 | 542091 | 0 | 0 | 0 | 0 | 1190340.1225 | 1337149.8069 | 0 | 0 | 0 | 0 | 0 | 0 | 0 | 0 | 0 | 0 | 0 | 0 | 0 | 0 | 0 | 0 | 259533.218 | 0 | 0 | 0 | 0 | 0 | 0 | 0 | 0 | 0 | 0 | 0 | 0 | 0 | 0 | 0 | 0
2016-09-12 18:00 | 0 | 0 | 0 | 0 | 99933.2044 | 719529.0136 | 559929 | 0 | 0 | 0 | 0 | 1449873.3405 | 1337149.8069 | 0 | 0 | 0 | 0 | 0 | 0 | 0 | 0 | 0 | 0 | 0 | 0 | 0 | 0 | 0 | 0 | 259533.218 | 0 | 0 | 0 | 0 | 0 | 0 | 0 | 0 | 0 | 0 | 0 | 0 | 0 | 0 | 0 | 0
2016-09-12 19:00 | 0 | 0 | 0 | 0 | 0 | 696902.8401 | 572163 | 0 | 0 | 0 | 0 | 1560246.7026 | 1351516.2849 | 0 | 0 | 0 | 0 | 0 | 0 | 0 | 0 | 0 | 0 | 0 | 0 | 0 | 0 | 0 | 0 | 110373.3621 | 14366.478 | 0 | 0 | 0 | 0 | 0 | 0 | 0 | 0 | 0 | 0 | 0 | 0 | 0 | 0 | 0
2016-09-12 20:00 | 0 | 0 | 0 | 0 | 0 | 680848.582 | 580272 | 0 | 0 | 0 | 0 | 1660823.2845 | 1351516.2849 | 0 | 0 | 0 | 0 | 0 | 0 | 0 | 0 | 0 | 0 | 0 | 0 | 0 | 0 | 0 | 0 | 100576.582 | 0 | 0 | 0 | 0 | 0 | 0 | 0 | 0 | 0 | 0 | 0 | 0 | 0 | 0 | 0 | 0
2016-09-12 21:00 | 0 | 0 | 0 | 0 | 184150.3152 | 657590.9028 | 582208 | 0 | 0 | 0 | 0 | 1920356.5025 | 1351516.2849 | 0 | 0 | 0 | 0 | 0 | 0 | 0 | 0 | 0 | 0 | 0 | 0 | 0 | 0 | 0 | 0 | 259533.218 | 0 | 0 | 0 | 0 | 0 | 0 | 0 | 0 | 0 | 0 | 0 | 0 | 0 | 0 | 0 | 0
2016-09-12 22:00 | 0 | 0 | 0 | 0 | 0 | 609608.3269 | 573717 | 0 | 0 | 0 | 0 | 1956247.8294 | 1351516.2849 | 0 | 0 | 0 | 0 | 0 | 0 | 0 | 0 | 0 | 0 | 0 | 0 | 0 | 0 | 0 | 0 | 35891.3269 | 0 | 0 | 0 | 0 | 0 | 0 | 0 | 0 | 0 | 0 | 0 | 0 | 0 | 0 | 0 | 0
2016-09-12 23:00 | 0 | 0 | 0 | 0 | 0 | 502738.8645 | 562447 | 0 | 0 | 0 | 0 | 1896539.6939 | 1351516.2849 | 0 | 0 | 0 | 0 | 0 | 0 | 0 | 0 | 0 | 0 | 0 | 0 | 0 | 0 | 0 | 0 | -59708.1355 | 0 | 0 | 0 | 0 | 0 | 0 | 0 | 0 | 0 | 0 | 0 | 0 | 0 | 0 | 0 | 0
2016-09-13 | 0 | 0 | 0 | 0 | 0 | 318414.8106 | 553340 | 0 | 0 | 0 | 0 | 1661614.5046 | 1351516.2849 | 0 | 0 | 0 | 0 | 0 | 0 | 0 | 0 | 0 | 0 | 0 | 0 | 0 | 0 | 0 | 0 | -234925.1894 | 0 | 0 | 0 | 0 | 0 | 0 | 0 | 0 | 0 | 0 | 0 | 0 | 0 | 0 | 0 | 0
2016-09-13 01:00 | 0 | 0 | 0 | 0 | 540405.9614 | 44638.1448 | 531862 | 0 | 0 | 0 | 0 | 1700430.1328 | 1365882.7629 | 0 | 0 | 0 | 0 | 0 | 0 | 0 | 0 | 0 | 0 | 0 | 0 | 0 | 0 | 0 | 0 | 38815.6283 | 14366.478 | 0 | 0 | 0 | 0 | 0 | 0 | 0 | 0 | 0 | 0 | 0 | 0 | 0 | 0 | 0
2016-09-13 02:00 | 0 | 0 | 0 | 0 | 519298.4274 | 0 | 499804 | 0 | 0 | 0 | 0 | 1719924.5602 | 1365882.7629 | 0 | 0 | 0 | 0 | 0 | 0 | 0 | 0 | 0 | 0 | 0 | 0 | 0 | 0 | 0 | 0 | 19494.4274 | 0 | 0 | 0 | 0 | 0 | 0 | 0 | 0 | 0 | 0 | 0 | 0 | 0 | 0 | 0 | 0
2016-09-13 03:00 | 0 | 0 | 0 | 0 | 500236.8875 | 0 | 463720 | 0 | 0 | 0 | 0 | 1756441.4477 | 1365882.7629 | 0 | 0 | 0 | 0 | 0 | 0 | 0 | 0 | 0 | 0 | 0 | 0 | 0 | 0 | 0 | 0 | 36516.8875 | 0 | 0 | 0 | 0 | 0 | 0 | 0 | 0 | 0 | 0 | 0 | 0 | 0 | 0 | 0 | 0
2016-09-13 04:00 | 0 | 0 | 0 | 0 | 171638.782 | 0 | 431172 | 0 | 0 | 0 | 0 | 1496908.2297 | 1365882.7629 | 0 | 0 | 0 | 0 | 0 | 0 | 0 | 0 | 0 | 0 | 0 | 0 | 0 | 0 | 0 | 0 | -259533.218 | 0 | 0 | 0 | 0 | 0 | 0 | 0 | 0 | 0 | 0 | 0 | 0 | 0 | 0 | 0 | 0
2016-09-13 05:00 | 0 | 0 | 0 | 0 | 442516.5992 | 0 | 406107 | 0 | 0 | 0 | 0 | 1533317.829 | 1365882.7629 | 0 | 0 | 0 | 0 | 0 | 0 | 0 | 0 | 0 | 0 | 0 | 0 | 0 | 0 | 0 | 0 | 36409.5992 | 0 | 0 | 0 | 0 | 0 | 0 | 0 | 0 | 0 | 0 | 0 | 0 | 0 | 0 | 0 | 0
2016-09-13 06:00 | 0 | 0 | 0 | 0 | 417809.0483 | 0 | 388315 | 0 | 0 | 0 | 0 | 1562811.8772 | 1365882.7629 | 0 | 0 | 0 | 0 | 0 | 0 | 0 | 0 | 0 | 0 | 0 | 0 | 0 | 0 | 0 | 0 | 29494.0483 | 0 | 0 | 0 | 0 | 0 | 0 | 0 | 0 | 0 | 0 | 0 | 0 | 0 | 0 | 0 | 0
2016-09-13 07:00 | 0 | 0 | 0 | 0 | 394467.6842 | 0 | 376303 | 0 | 0 | 0 | 0 | 1580976.5615 | 1365882.7629 | 0 | 0 | 0 | 0 | 0 | 0 | 0 | 0 | 0 | 0 | 0 | 0 | 0 | 0 | 0 | 0 | 18164.6842 | 0 | 0 | 0 | 0 | 0 | 0 | 0 | 0 | 0 | 0 | 0 | 0 | 0 | 0 | 0 | 0
2016-09-13 08:00 | 0 | 0 | 0 | 0 | 371592.5677 | 0 | 373384 | 0 | 0 | 0 | 0 | 1564818.6512 | 1380249.2409 | 0 | 0 | 0 | 0 | 0 | 0 | 0 | 0 | 0 | 0 | 0 | 0 | 0 | 0 | 0 | 0 | -16157.9103 | 14366.478 | 0 | 0 | 0 | 0 | 0 | 0 | 0 | 0 | 0 | 0 | 0 | 0 | 0 | 0 | 0
2016-09-13 09:00 | 0 | 0 | 0 | 0 | 338008.3347 | 0 | 381489 | 0 | 0 | 0 | 0 | 1521337.9859 | 1380249.2409 | 0 | 0 | 0 | 0 | 0 | 0 | 0 | 0 | 0 | 0 | 0 | 0 | 0 | 0 | 0 | 0 | -43480.6653 | 0 | 0 | 0 | 0 | 0 | 0 | 0 | 0 | 0 | 0 | 0 | 0 | 0 | 0 | 0 | 0
2016-09-13 10:00 | 0 | 0 | 0 | 0 | 145718.782 | 0 | 405252 | 0 | 0 | 0 | 0 | 1261804.7679 | 1380249.2409 | 0 | 0 | 0 | 0 | 0 | 0 | 0 | 0 | 0 | 0 | 0 | 0 | 0 | 0 | 0 | 0 | -259533.218 | 0 | 0 | 0 | 0 | 0 | 0 | 0 | 0 | 0 | 0 | 0 | 0 | 0 | 0 | 0 | 0
2016-09-13 11:00 | 0 | 0 | 0 | 0 | 282612.9872 | 0 | 427960 | 0 | 0 | 0 | 0 | 1116457.755 | 1380249.2409 | 0 | 0 | 0 | 0 | 0 | 0 | 0 | 0 | 0 | 0 | 0 | 0 | 0 | 0 | 0 | 0 | -145347.0128 | 0 | 0 | 0 | 0 | 0 | 0 | 0 | 0 | 0 | 0 | 0 | 0 | 0 | 0 | 0 | 0
2016-09-13 12:00 | 0 | 0 | 0 | 0 | 242538.9618 | 3.7583 | 443105 | 0 | 0 | 0 | 0 | 915895.4751 | 1380249.2409 | 0 | 0 | 0 | 0 | 0 | 0 | 0 | 0 | 0 | 0 | 0 | 0 | 0 | 0 | 0 | 0 | -200562.2799 | 0 | 0 | 0 | 0 | 0 | 0 | 0 | 0 | 0 | 0 | 0 | 0 | 0 | 0 | 0 | 0
2016-09-13 13:00 | 0 | 0 | 0 | 0 | 197719.2849 | 102248.5958 | 463253 | 0 | 0 | 0 | 0 | 738243.8778 | 1394615.7188 | 0 | 0 | 0 | 0 | 0 | 0 | 0 | 0 | 0 | 0 | 0 | 0 | 0 | 0 | 0 | 0 | -177651.5973 | 14366.478 | 0 | 0 | 0 | 0 | 0 | 0 | 0 | 0 | 0 | 0 | 0 | 0 | 0 | 0 | 0
2016-09-13 14:00 | 0 | 0 | 0 | 0 | 0 | 504879.4329 | 485936 | 0 | 0 | 0 | 0 | 757187.3108 | 1394615.7188 | 0 | 0 | 0 | 0 | 0 | 0 | 0 | 0 | 0 | 0 | 0 | 0 | 0 | 0 | 0 | 0 | 18943.4329 | 0 | 0 | 0 | 0 | 0 | 0 | 0 | 0 | 0 | 0 | 0 | 0 | 0 | 0 | 0 | 0
2016-09-13 15:00 | 0 | 0 | 0 | 0 | 57818.1967 | 709038.0213 | 507323 | 0 | 0 | 0 | 0 | 1016720.5287 | 1394615.7188 | 0 | 0 | 0 | 0 | 0 | 0 | 0 | 0 | 0 | 0 | 0 | 0 | 0 | 0 | 0 | 0 | 259533.218 | 0 | 0 | 0 | 0 | 0 | 0 | 0 | 0 | 0 | 0 | 0 | 0 | 0 | 0 | 0 | 0
2016-09-13 16:00 | 0 | 0 | 0 | 0 | 42252.3732 | 760929.3228 | 529282 | 0 | 0 | 0 | 0 | 1276253.7467 | 1408982.1968 | 0 | 0 | 0 | 0 | 0 | 0 | 0 | 0 | 0 | 0 | 0 | 0 | 0 | 0 | 0 | 0 | 259533.218 | 14366.478 | 0 | 0 | 0 | 0 | 0 | 0 | 0 | 0 | 0 | 0 | 0 | 0 | 0 | 0 | 0
2016-09-13 17:00 | 0 | 0 | 0 | 0 | 53668.9696 | 755660.2483 | 549796 | 0 | 0 | 0 | 0 | 1535786.9647 | 1408982.1968 | 0 | 0 | 0 | 0 | 0 | 0 | 0 | 0 | 0 | 0 | 0 | 0 | 0 | 0 | 0 | 0 | 259533.218 | 0 | 0 | 0 | 0 | 0 | 0 | 0 | 0 | 0 | 0 | 0 | 0 | 0 | 0 | 0 | 0
2016-09-13 18:00 | 0 | 0 | 0 | 0 | 92453.7139 | 733159.504 | 566080 | 0 | 0 | 0 | 0 | 1795320.1826 | 1408982.1968 | 0 | 0 | 0 | 0 | 0 | 0 | 0 | 0 | 0 | 0 | 0 | 0 | 0 | 0 | 0 | 0 | 259533.218 | 0 | 0 | 0 | 0 | 0 | 0 | 0 | 0 | 0 | 0 | 0 | 0 | 0 | 0 | 0 | 0
2016-09-13 19:00 | 0 | 0 | 0 | 0 | 97904.7788 | 712935.1377 | 577699 | 0 | 0 | 0 | 0 | 2004946.8095 | 1408982.1968 | 0 | 0 | 0 | 0 | 0 | 0 | 23514.2896 | 0 | 0 | 0 | 0 | 0 | 0 | 0 | 0 | 0 | 209626.6269 | 0 | 0 | 0 | 0 | 0 | 0 | 0 | 0 | 0 | 23514.2896 | 0 | 0 | 0 | 0 | 0 | 0
2016-09-13 20:00 | 0 | 0 | 0 | 0 | 97968.3634 | 700506.9837 | 585213 | 0 | 0 | 0 | 0 | 2218209.1566 | 1408982.1968 | 0 | 0 | 0 | 0 | 0 | 0 | 23514.2896 | 0 | 0 | 0 | 0 | 0 | 0 | 0 | 0 | 0 | 213262.3471 | 0 | 0 | 0 | 0 | 0 | 0 | 0 | 0 | 0 | 0 | 0 | 0 | 0 | 0 | 0 | 0
2016-09-13 21:00 | 0 | 0 | 0 | 0 | 100610.3947 | 676202.247 | 586393 | 0 | 0 | 0 | 0 | 2408628.7984 | 1408982.1968 | 0 | 0 | 0 | 0 | 0 | 0 | 23514.2896 | 0 | 0 | 0 | 0 | 0 | 0 | 0 | 0 | 0 | 190419.6418 | 0 | 0 | 0 | 0 | 0 | 0 | 0 | 0 | 0 | 0 | 0 | 0 | 0 | 0 | 0 | 0
2016-09-13 22:00 | 0 | 0 | 0 | 0 | 106607.8603 | 620133.5196 | 576414 | 0 | 0 | 0 | 0 | 2558956.1782 | 1408982.1968 | 0 | 0 | 0 | 0 | 0 | 0 | 23514.2896 | 0 | 0 | 0 | 0 | 0 | 0 | 0 | 0 | 0 | 150327.3798 | 0 | 0 | 0 | 0 | 0 | 0 | 0 | 0 | 0 | 0 | 0 | 0 | 0 | 0 | 0 | 0
2016-09-13 23:00 | 0 | 0 | 0 | 0 | 124117.0559 | 485183.3356 | 564411 | 0 | 0 | 0 | 0 | 2603845.5697 | 1408982.1968 | 0 | 0 | 0 | 0 | 0 | 0 | 23514.2896 | 0 | 0 | 0 | 0 | 0 | 0 | 0 | 0 | 0 | 44889.3915 | 0 | 0 | 0 | 0 | 0 | 0 | 0 | 0 | 0 | 0 | 0 | 0 | 0 | 0 | 0 | 0
2016-09-14 | 0 | 0 | 0 | 0 | 171102.5107 | 264213.0437 | 557510 | 0 | 0 | 0 | 0 | 2505165.4137 | 1408982.1968 | 0 | 0 | 0 | 0 | 0 | 0 | 0 | 0 | 0 | 0 | 0 | 0 | 0 | 0 | 0 | 0 | -98680.156 | 0 | 0 | 0 | 0 | 0 | 0 | 0 | 0 | 0 | -23514.2896 | 0 | 0 | 0 | 0 | 0 | 0
2016-09-14 01:00 | 0 | 0 | 0 | 0 | 241736.8422 | 32094.9834 | 538277 | 0 | 0 | 0 | 0 | 2245632.1957 | 1402182.911 | 0 | 0 | 0 | 0 | 0 | 0 | 1887.3293 | 0 | 0 | 0 | 0 | 0 | 0 | 0 | 0 | 0 | -259533.218 | 0 | 6799.2858 | 0 | 0 | 0 | 0 | 0 | 0 | 0 | 1887.3293 | 0 | 0 | 0 | 0 | 0 | 0
2016-09-14 02:00 | 0 | 0 | 0 | 0 | 247832.4527 | 0 | 509253 | 0 | 0 | 0 | 0 | 1986098.9778 | 1402182.911 | 0 | 0 | 0 | 0 | 0 | 0 | 0 | 0 | 0 | 0 | 0 | 0 | 0 | 0 | 0 | 0 | -259533.218 | 0 | 0 | 0 | 0 | 0 | 0 | 0 | 0 | 0 | -1887.3293 | 0 | 0 | 0 | 0 | 0 | 0
2016-09-14 03:00 | 0 | 0 | 0 | 0 | 256204.0658 | 0 | 473004 | 0 | 0 | 0 | 0 | 1745784.754 | 1402182.911 | 0 | 0 | 0 | 0 | 0 | 0 | 23514.2896 | 0 | 0 | 0 | 0 | 0 | 0 | 0 | 0 | 0 | -240314.2238 | 0 | 0 | 0 | 0 | 0 | 0 | 0 | 0 | 0 | 23514.2896 | 0 | 0 | 0 | 0 | 0 | 0
2016-09-14 04:00 | 0 | 0 | 0 | 0 | 155690.4924 | 0 | 438738 | 0 | 0 | 0 | 0 | 1486251.536 | 1402182.911 | 0 | 0 | 0 | 0 | 0 | 0 | 0 | 0 | 0 | 0 | 0 | 0 | 0 | 0 | 0 | 0 | -259533.218 | 0 | 0 | 0 | 0 | 0 | 0 | 0 | 0 | 0 | -23514.2896 | 0 | 0 | 0 | 0 | 0 | 0
2016-09-14 05:00 | 0 | 0 | 0 | 0 | 286222.3245 | 0 | 411716 | 0 | 0 | 0 | 0 | 1360757.8605 | 1402182.911 | 0 | 0 | 0 | 0 | 0 | 0 | 0 | 0 | 0 | 0 | 0 | 0 | 0 | 0 | 0 | 0 | -125493.6755 | 0 | 0 | 0 | 0 | 0 | 0 | 0 | 0 | 0 | 0 | 0 | 0 | 0 | 0 | 0 | 0
2016-09-14 06:00 | 0 | 0 | 0 | 0 | 292731.8174 | 0 | 392440 | 0 | 0 | 0 | 0 | 1261049.6779 | 1402182.911 | 0 | 0 | 0 | 0 | 0 | 0 | 0 | 0 | 0 | 0 | 0 | 0 | 0 | 0 | 0 | 0 | -99708.1826 | 0 | 0 | 0 | 0 | 0 | 0 | 0 | 0 | 0 | 0 | 0 | 0 | 0 | 0 | 0 | 0
2016-09-14 07:00 | 0 | 0 | 0 | 0 | 297732.8052 | 0 | 381027 | 0 | 0 | 0 | 0 | 1177755.4831 | 1402182.911 | 0 | 0 | 0 | 0 | 0 | 0 | 0 | 0 | 0 | 0 | 0 | 0 | 0 | 0 | 0 | 0 | -83294.1948 | 0 | 0 | 0 | 0 | 0 | 0 | 0 | 0 | 0 | 0 | 0 | 0 | 0 | 0 | 0 | 0
2016-09-14 08:00 | 0 | 0 | 0 | 0 | 217622.5969 | 0 | 377224 | 0 | 0 | 0 | 0 | 1018154.08 | 1402182.911 | 0 | 0 | 0 | 0 | 0 | 0 | 0 | 0 | 0 | 0 | 0 | 0 | 0 | 0 | 0 | 0 | -159601.4031 | 0 | 0 | 0 | 0 | 0 | 0 | 0 | 0 | 0 | 0 | 0 | 0 | 0 | 0 | 0 | 0
2016-09-14 09:00 | 0 | 0 | 0 | 0 | 278190.2119 | 0 | 385772 | 0 | 0 | 0 | 0 | 910572.2919 | 1402182.911 | 0 | 0 | 0 | 0 | 0 | 0 | 0 | 0 | 0 | 0 | 0 | 0 | 0 | 0 | 0 | 0 | -107581.7881 | 0 | 0 | 0 | 0 | 0 | 0 | 0 | 0 | 0 | 0 | 0 | 0 | 0 | 0 | 0 | 0
2016-09-14 10:00 | 0 | 0 | 0 | 0 | 255162.4567 | 0 | 410618 | 0 | 0 | 0 | 0 | 740750.2707 | 1416549.389 | 0 | 0 | 0 | 0 | 0 | 0 | 0 | 0 | 0 | 0 | 0 | 0 | 0 | 0 | 0 | 0 | -169822.0212 | 14366.478 | 0 | 0 | 0 | 0 | 0 | 0 | 0 | 0 | 0 | 0 | 0 | 0 | 0 | 0 | 0
2016-09-14 11:00 | 0 | 0 | 0 | 0 | 239637.0229 | 0 | 433998 | 0 | 0 | 0 | 0 | 546389.2936 | 1416549.389 | 0 | 0 | 0 | 0 | 0 | 0 | 0 | 0 | 0 | 0 | 0 | 0 | 0 | 0 | 0 | 0 | -194360.9771 | 0 | 0 | 0 | 0 | 0 | 0 | 0 | 0 | 0 | 0 | 0 | 0 | 0 | 0 | 0 | 0
2016-09-14 12:00 | 0 | 0 | 0 | 0 | 212615.7806 | 12.9417 | 451544 | 0 | 0 | 0 | 0 | 286856.0757 | 1413653.0397 | 0 | 0 | 0 | 0 | 0 | 0 | 23514.2896 | 0 | 0 | 0 | 0 | 0 | 0 | 0 | 0 | 0 | -259533.218 | 14366.478 | 17262.8273 | 0 | 0 | 0 | 0 | 0 | 0 | 0 | 23514.2896 | 0 | 0 | 0 | 0 | 0 | 0
2016-09-14 13:00 | 0 | 0 | 0 | 0 | 116755.0999 | 64930.9098 | 472214 | 0 | 0 | 0 | 0 | 128668.4697 | 1304826.945 | 0 | 0 | 0 | 0 | 0 | 0 | 0 | 0 | 0 | 0 | 0 | 0 | 0 | 0 | 0 | 0 | -158187.6059 | 0 | 108826.0947 | 0 | 0 | 0 | 0 | 0 | 0 | 0 | -23514.2896 | 0 | 0 | 0 | 0 | 0 | 0
2016-09-14 14:00 | 0 | 0 | 0 | 0 | 0 | 431519.4415 | 496004 | 0 | 0 | 0 | 0 | 64183.9112 | 1304826.945 | 0 | 0 | 0 | 0 | 0 | 0 | 0 | 0 | 0 | 0 | 0 | 0 | 0 | 0 | 0 | 0 | -64484.5585 | 0 | 0 | 0 | 0 | 0 | 0 | 0 | 0 | 0 | 0 | 0 | 0 | 0 | 0 | 0 | 0
2016-09-14 15:00 | 0 | 0 | 0 | 0 | 127060.1067 | 666808.5893 | 519969 | 0 | 0 | 0 | 0 | 323717.1292 | 1319193.4229 | 0 | 0 | 0 | 0 | 0 | 0 | 0 | 0 | 0 | 0 | 0 | 0 | 0 | 0 | 0 | 0 | 259533.218 | 14366.478 | 0 | 0 | 0 | 0 | 0 | 0 | 0 | 0 | 0 | 0 | 0 | 0 | 0 | 0 | 0
2016-09-14 16:00 | 0 | 0 | 0 | 0 | 0 | 725285.2499 | 542546 | 0 | 0 | 0 | 0 | 506456.3791 | 1319193.4229 | 0 | 0 | 0 | 0 | 0 | 0 | 0 | 0 | 0 | 0 | 0 | 0 | 0 | 0 | 0 | 0 | 182739.2499 | 0 | 0 | 0 | 0 | 0 | 0 | 0 | 0 | 0 | 0 | 0 | 0 | 0 | 0 | 0 | 0
2016-09-14 17:00 | 0 | 0 | 0 | 0 | 0 | 733851.4994 | 563715 | 0 | 0 | 0 | 0 | 676592.8785 | 1319193.4229 | 0 | 0 | 0 | 0 | 0 | 0 | 0 | 0 | 0 | 0 | 0 | 0 | 0 | 0 | 0 | 0 | 170136.4994 | 0 | 0 | 0 | 0 | 0 | 0 | 0 | 0 | 0 | 0 | 0 | 0 | 0 | 0 | 0 | 0
2016-09-14 18:00 | 0 | 0 | 0 | 0 | 0 | 727040.7874 | 579326 | 0 | 0 | 0 | 0 | 824307.6659 | 1319193.4229 | 0 | 0 | 0 | 0 | 0 | 0 | 0 | 0 | 0 | 0 | 0 | 0 | 0 | 0 | 0 | 0 | 147714.7874 | 0 | 0 | 0 | 0 | 0 | 0 | 0 | 0 | 0 | 0 | 0 | 0 | 0 | 0 | 0 | 0
2016-09-14 19:00 | 0 | 0 | 0 | 0 | 132262.0717 | 717610.1463 | 590339 | 0 | 0 | 0 | 0 | 1083840.8839 | 1319193.4229 | 0 | 0 | 0 | 0 | 0 | 0 | 0 | 0 | 0 | 0 | 0 | 0 | 0 | 0 | 0 | 0 | 259533.218 | 0 | 0 | 0 | 0 | 0 | 0 | 0 | 0 | 0 | 0 | 0 | 0 | 0 | 0 | 0 | 0
2016-09-14 20:00 | 0 | 0 | 0 | 0 | 0 | 718643.3633 | 597164 | 0 | 0 | 0 | 0 | 1205320.2472 | 1319193.4229 | 0 | 0 | 0 | 0 | 0 | 0 | 0 | 0 | 0 | 0 | 0 | 0 | 0 | 0 | 0 | 0 | 121479.3633 | 0 | 0 | 0 | 0 | 0 | 0 | 0 | 0 | 0 | 0 | 0 | 0 | 0 | 0 | 0 | 0
2016-09-14 21:00 | 0 | 0 | 0 | 0 | 0 | 706133.1546 | 596445 | 0 | 0 | 0 | 0 | 1315008.4018 | 1319193.4229 | 0 | 0 | 0 | 0 | 0 | 0 | 0 | 0 | 0 | 0 | 0 | 0 | 0 | 0 | 0 | 0 | 109688.1546 | 0 | 0 | 0 | 0 | 0 | 0 | 0 | 0 | 0 | 0 | 0 | 0 | 0 | 0 | 0 | 0
2016-09-14 22:00 | 0 | 0 | 0 | 0 | 183648.8735 | 663055.3176 | 585395 | 0 | 0 | 0 | 0 | 1574541.6198 | 1319193.4229 | 0 | 0 | 0 | 0 | 0 | 0 | 1775.9731 | 0 | 0 | 0 | 0 | 0 | 0 | 0 | 0 | 0 | 259533.218 | 0 | 0 | 0 | 0 | 0 | 0 | 0 | 0 | 0 | 1775.9731 | 0 | 0 | 0 | 0 | 0 | 0
2016-09-14 23:00 | 0 | 0 | 0 | 0 | 0 | 554315.1767 | 572760 | 0 | 0 | 0 | 0 | 1557872.7696 | 1319193.4229 | 0 | 0 | 0 | 0 | 0 | 0 | 0 | 0 | 0 | 0 | 0 | 0 | 0 | 0 | 0 | 0 | -16668.8502 | 0 | 0 | 0 | 0 | 0 | 0 | 0 | 0 | 0 | -1775.9731 | 0 | 0 | 0 | 0 | 0 | 0
2016-09-15 | 0 | 0 | 0 | 0 | 301706.9509 | 349470.0647 | 562942 | 0 | 0 | 0 | 0 | 1646107.7852 | 1319193.4229 | 0 | 0 | 0 | 0 | 0 | 0 | 0 | 0 | 0 | 0 | 0 | 0 | 0 | 0 | 0 | 0 | 88235.0156 | 0 | 0 | 0 | 0 | 0 | 0 | 0 | 0 | 0 | 0 | 0 | 0 | 0 | 0 | 0 | 0
2016-09-15 01:00 | 0 | 0 | 0 | 0 | 258116.299 | 37745.961 | 541029 | 0 | 0 | 0 | 0 | 1386574.5673 | 1333559.9009 | 0 | 0 | 0 | 0 | 0 | 0 | 0 | 0 | 0 | 0 | 0 | 0 | 0 | 0 | 0 | 0 | -259533.218 | 14366.478 | 0 | 0 | 0 | 0 | 0 | 0 | 0 | 0 | 0 | 0 | 0 | 0 | 0 | 0 | 0
2016-09-15 02:00 | 0 | 0 | 0 | 0 | 448469.0013 | 0 | 508860 | 0 | 0 | 0 | 0 | 1326183.5686 | 1333559.9009 | 0 | 0 | 0 | 0 | 0 | 0 | 0 | 0 | 0 | 0 | 0 | 0 | 0 | 0 | 0 | 0 | -60390.9987 | 0 | 0 | 0 | 0 | 0 | 0 | 0 | 0 | 0 | 0 | 0 | 0 | 0 | 0 | 0 | 0
2016-09-15 03:00 | 0 | 0 | 0 | 0 | 429056.3064 | 0 | 471861 | 0 | 0 | 0 | 0 | 1283378.875 | 1333559.9009 | 0 | 0 | 0 | 0 | 0 | 0 | 0 | 0 | 0 | 0 | 0 | 0 | 0 | 0 | 0 | 0 | -42804.6936 | 0 | 0 | 0 | 0 | 0 | 0 | 0 | 0 | 0 | 0 | 0 | 0 | 0 | 0 | 0 | 0
2016-09-15 04:00 | 0 | 0 | 0 | 0 | 405452.4522 | 0 | 437274 | 0 | 0 | 0 | 0 | 1251557.3272 | 1333559.9009 | 0 | 0 | 0 | 0 | 0 | 0 | 0 | 0 | 0 | 0 | 0 | 0 | 0 | 0 | 0 | 0 | -31821.5478 | 0 | 0 | 0 | 0 | 0 | 0 | 0 | 0 | 0 | 0 | 0 | 0 | 0 | 0 | 0 | 0
2016-09-15 05:00 | 0 | 0 | 0 | 0 | 385988.7843 | 0 | 409873 | 0 | 0 | 0 | 0 | 1227673.1116 | 1333559.9009 | 0 | 0 | 0 | 0 | 0 | 0 | 0 | 0 | 0 | 0 | 0 | 0 | 0 | 0 | 0 | 0 | -23884.2157 | 0 | 0 | 0 | 0 | 0 | 0 | 0 | 0 | 0 | 0 | 0 | 0 | 0 | 0 | 0 | 0
2016-09-15 06:00 | 0 | 0 | 0 | 0 | 373257.5775 | 0 | 390396 | 0 | 0 | 0 | 0 | 1210534.689 | 1333559.9009 | 0 | 0 | 0 | 0 | 0 | 0 | 0 | 0 | 0 | 0 | 0 | 0 | 0 | 0 | 0 | 0 | -17138.4225 | 0 | 0 | 0 | 0 | 0 | 0 | 0 | 0 | 0 | 0 | 0 | 0 | 0 | 0 | 0 | 0
2016-09-15 07:00 | 0 | 0 | 0 | 0 | 118176.782 | 0 | 377710 | 0 | 0 | 0 | 0 | 951001.4711 | 1333559.9009 | 0 | 0 | 0 | 0 | 0 | 0 | 0 | 0 | 0 | 0 | 0 | 0 | 0 | 0 | 0 | 0 | -259533.218 | 0 | 0 | 0 | 0 | 0 | 0 | 0 | 0 | 0 | 0 | 0 | 0 | 0 | 0 | 0 | 0
2016-09-15 08:00 | 0 | 0 | 0 | 0 | 342215.3966 | 0 | 372857 | 0 | 0 | 0 | 0 | 920359.8676 | 1333559.9009 | 0 | 0 | 0 | 0 | 0 | 0 | 0 | 0 | 0 | 0 | 0 | 0 | 0 | 0 | 0 | 0 | -30641.6034 | 0 | 0 | 0 | 0 | 0 | 0 | 0 | 0 | 0 | 0 | 0 | 0 | 0 | 0 | 0 | 0
2016-09-15 09:00 | 0 | 0 | 0 | 0 | 324166.3649 | 0 | 380669 | 0 | 0 | 0 | 0 | 849490.7545 | 1347926.3789 | 0 | 0 | 0 | 0 | 0 | 0 | 0 | 0 | 0 | 0 | 0 | 0 | 0 | 0 | 0 | 0 | -70869.1131 | 14366.478 | 0 | 0 | 0 | 0 | 0 | 0 | 0 | 0 | 0 | 0 | 0 | 0 | 0 | 0 | 0
2016-09-15 10:00 | 0 | 0 | 0 | 0 | 311350.6863 | 0 | 405076 | 0 | 0 | 0 | 0 | 755765.4408 | 1347926.3789 | 0 | 0 | 0 | 0 | 0 | 0 | 0 | 0 | 0 | 0 | 0 | 0 | 0 | 0 | 0 | 0 | -93725.3137 | 0 | 0 | 0 | 0 | 0 | 0 | 0 | 0 | 0 | 0 | 0 | 0 | 0 | 0 | 0 | 0
2016-09-15 11:00 | 0 | 0 | 0 | 0 | 167071.782 | 0 | 426605 | 0 | 0 | 0 | 0 | 496232.2229 | 1347926.3789 | 0 | 0 | 0 | 0 | 0 | 0 | 0 | 0 | 0 | 0 | 0 | 0 | 0 | 0 | 0 | 0 | -259533.218 | 0 | 0 | 0 | 0 | 0 | 0 | 0 | 0 | 0 | 0 | 0 | 0 | 0 | 0 | 0 | 0
2016-09-15 12:00 | 0 | 0 | 0 | 0 | 288222.0438 | 8.6244 | 441383 | 0 | 0 | 0 | 0 | 343079.891 | 1347926.3789 | 0 | 0 | 0 | 0 | 0 | 0 | 0 | 0 | 0 | 0 | 0 | 0 | 0 | 0 | 0 | 0 | -153152.3318 | 0 | 0 | 0 | 0 | 0 | 0 | 0 | 0 | 0 | 0 | 0 | 0 | 0 | 0 | 0 | 0
2016-09-15 13:00 | 0 | 0 | 0 | 0 | 129167.8611 | 72519.9209 | 461221 | 0 | 0 | 0 | 0 | 83546.6731 | 1347926.3789 | 0 | 0 | 0 | 0 | 0 | 0 | 0 | 0 | 0 | 0 | 0 | 0 | 0 | 0 | 0 | 0 | -259533.218 | 0 | 0 | 0 | 0 | 0 | 0 | 0 | 0 | 0 | 0 | 0 | 0 | 0 | 0 | 0 | 0
2016-09-15 14:00 | 0 | 0 | 0 | 0 | 0 | 499100.5351 | 483767 | 0 | 0 | 0 | 0 | 84513.7301 | 1362292.8569 | 0 | 0 | 0 | 0 | 0 | 0 | 0 | 0 | 0 | 0 | 0 | 0 | 0 | 0 | 0 | 0 | 967.0571 | 14366.478 | 0 | 0 | 0 | 0 | 0 | 0 | 0 | 0 | 0 | 0 | 0 | 0 | 0 | 0 | 0
2016-09-15 15:00 | 0 | 0 | 0 | 0 | 31188.5809 | 734569.6371 | 506225 | 0 | 0 | 0 | 0 | 344046.9481 | 1362292.8569 | 0 | 0 | 0 | 0 | 0 | 0 | 0 | 0 | 0 | 0 | 0 | 0 | 0 | 0 | 0 | 0 | 259533.218 | 0 | 0 | 0 | 0 | 0 | 0 | 0 | 0 | 0 | 0 | 0 | 0 | 0 | 0 | 0 | 0
2016-09-15 16:00 | 0 | 0 | 0 | 0 | 0 | 761626.003 | 526880 | 0 | 0 | 0 | 0 | 578792.9512 | 1362292.8569 | 0 | 0 | 0 | 0 | 0 | 0 | 0 | 0 | 0 | 0 | 0 | 0 | 0 | 0 | 0 | 0 | 234746.003 | 0 | 0 | 0 | 0 | 0 | 0 | 0 | 0 | 0 | 0 | 0 | 0 | 0 | 0 | 0 | 0
2016-09-15 17:00 | 0 | 0 | 0 | 0 | 0 | 757147.6539 | 546504 | 0 | 0 | 0 | 0 | 789436.605 | 1362292.8569 | 0 | 0 | 0 | 0 | 0 | 0 | 0 | 0 | 0 | 0 | 0 | 0 | 0 | 0 | 0 | 0 | 210643.6539 | 0 | 0 | 0 | 0 | 0 | 0 | 0 | 0 | 0 | 0 | 0 | 0 | 0 | 0 | 0 | 0
2016-09-15 18:00 | 0 | 0 | 0 | 0 | 78089.1769 | 743183.041 | 561739 | 0 | 0 | 0 | 0 | 1048969.823 | 1362292.8569 | 0 | 0 | 0 | 0 | 0 | 0 | 0 | 0 | 0 | 0 | 0 | 0 | 0 | 0 | 0 | 0 | 259533.218 | 0 | 0 | 0 | 0 | 0 | 0 | 0 | 0 | 0 | 0 | 0 | 0 | 0 | 0 | 0 | 0
2016-09-15 19:00 | 0 | 0 | 0 | 0 | 103049.8732 | 729055.3448 | 572572 | 0 | 0 | 0 | 0 | 1308503.0409 | 1362292.8569 | 0 | 0 | 0 | 0 | 0 | 0 | 0 | 0 | 0 | 0 | 0 | 0 | 0 | 0 | 0 | 0 | 259533.218 | 0 | 0 | 0 | 0 | 0 | 0 | 0 | 0 | 0 | 0 | 0 | 0 | 0 | 0 | 0 | 0
2016-09-15 20:00 | 0 | 0 | 0 | 0 | 0 | 729448.147 | 579275 | 0 | 0 | 0 | 0 | 1458676.188 | 1362292.8569 | 0 | 0 | 0 | 0 | 0 | 0 | 0 | 0 | 0 | 0 | 0 | 0 | 0 | 0 | 0 | 0 | 150173.147 | 0 | 0 | 0 | 0 | 0 | 0 | 0 | 0 | 0 | 0 | 0 | 0 | 0 | 0 | 0 | 0
2016-09-15 21:00 | 0 | 0 | 0 | 0 | 0 | 728592.1085 | 579583 | 0 | 0 | 0 | 0 | 1607685.2965 | 1362292.8569 | 0 | 0 | 0 | 0 | 0 | 0 | 0 | 0 | 0 | 0 | 0 | 0 | 0 | 0 | 0 | 0 | 149009.1085 | 0 | 0 | 0 | 0 | 0 | 0 | 0 | 0 | 0 | 0 | 0 | 0 | 0 | 0 | 0 | 0
2016-09-15 22:00 | 0 | 0 | 0 | 0 | 123898.4315 | 705878.7865 | 570244 | 0 | 0 | 0 | 0 | 1867218.5144 | 1362292.8569 | 0 | 0 | 0 | 0 | 0 | 0 | 0 | 0 | 0 | 0 | 0 | 0 | 0 | 0 | 0 | 0 | 259533.218 | 0 | 0 | 0 | 0 | 0 | 0 | 0 | 0 | 0 | 0 | 0 | 0 | 0 | 0 | 0 | 0
2016-09-15 23:00 | 0 | 0 | 0 | 0 | 0 | 614840.1302 | 559133 | 0 | 0 | 0 | 0 | 1922925.6447 | 1362292.8569 | 0 | 0 | 0 | 0 | 0 | 0 | 0 | 0 | 0 | 0 | 0 | 0 | 0 | 0 | 0 | 0 | 55707.1302 | 0 | 0 | 0 | 0 | 0 | 0 | 0 | 0 | 0 | 0 | 0 | 0 | 0 | 0 | 0 | 0
2016-09-16 | 0 | 0 | 0 | 0 | 0 | 386801.9908 | 552439 | 0 | 0 | 0 | 0 | 1757288.6354 | 1362292.8569 | 0 | 0 | 0 | 0 | 0 | 0 | 0 | 0 | 0 | 0 | 0 | 0 | 0 | 0 | 0 | 0 | -165637.0092 | 0 | 0 | 0 | 0 | 0 | 0 | 0 | 0 | 0 | 0 | 0 | 0 | 0 | 0 | 0 | 0
2016-09-16 01:00 | 0 | 0 | 0 | 0 | 468448.5576 | 32201.6874 | 532841 | 0 | 0 | 0 | 0 | 1710731.4024 | 1376659.3349 | 0 | 0 | 0 | 0 | 0 | 0 | 0 | 0 | 0 | 0 | 0 | 0 | 0 | 0 | 0 | 0 | -46557.233 | 14366.478 | 0 | 0 | 0 | 0 | 0 | 0 | 0 | 0 | 0 | 0 | 0 | 0 | 0 | 0 | 0
2016-09-16 02:00 | 0 | 0 | 0 | 0 | 242922.782 | 0 | 502456 | 0 | 0 | 0 | 0 | 1451198.1845 | 1376659.3349 | 0 | 0 | 0 | 0 | 0 | 0 | 0 | 0 | 0 | 0 | 0 | 0 | 0 | 0 | 0 | 0 | -259533.218 | 0 | 0 | 0 | 0 | 0 | 0 | 0 | 0 | 0 | 0 | 0 | 0 | 0 | 0 | 0 | 0
2016-09-16 03:00 | 0 | 0 | 0 | 0 | 465985.2641 | 0 | 467791 | 0 | 0 | 0 | 0 | 1449392.4486 | 1376659.3349 | 0 | 0 | 0 | 0 | 0 | 0 | 0 | 0 | 0 | 0 | 0 | 0 | 0 | 0 | 0 | 0 | -1805.7359 | 0 | 0 | 0 | 0 | 0 | 0 | 0 | 0 | 0 | 0 | 0 | 0 | 0 | 0 | 0 | 0
2016-09-16 04:00 | 0 | 0 | 0 | 0 | 175502.782 | 0 | 435036 | 0 | 0 | 0 | 0 | 1189859.2306 | 1376659.3349 | 0 | 0 | 0 | 0 | 0 | 0 | 0 | 0 | 0 | 0 | 0 | 0 | 0 | 0 | 0 | 0 | -259533.218 | 0 | 0 | 0 | 0 | 0 | 0 | 0 | 0 | 0 | 0 | 0 | 0 | 0 | 0 | 0 | 0
2016-09-16 05:00 | 0 | 0 | 0 | 0 | 419676.7846 | 0 | 408298 | 0 | 0 | 0 | 0 | 1201238.0152 | 1376659.3349 | 0 | 0 | 0 | 0 | 0 | 0 | 0 | 0 | 0 | 0 | 0 | 0 | 0 | 0 | 0 | 0 | 11378.7846 | 0 | 0 | 0 | 0 | 0 | 0 | 0 | 0 | 0 | 0 | 0 | 0 | 0 | 0 | 0 | 0
2016-09-16 06:00 | 0 | 0 | 0 | 0 | 129790.782 | 0 | 389324 | 0 | 0 | 0 | 0 | 941704.7972 | 1376659.3349 | 0 | 0 | 0 | 0 | 0 | 0 | 0 | 0 | 0 | 0 | 0 | 0 | 0 | 0 | 0 | 0 | -259533.218 | 0 | 0 | 0 | 0 | 0 | 0 | 0 | 0 | 0 | 0 | 0 | 0 | 0 | 0 | 0 | 0
2016-09-16 07:00 | 0 | 0 | 0 | 0 | 380782.7389 | 0 | 376567 | 0 | 0 | 0 | 0 | 945920.5361 | 1376659.3349 | 0 | 0 | 0 | 0 | 0 | 0 | 0 | 0 | 0 | 0 | 0 | 0 | 0 | 0 | 0 | 0 | 4215.7389 | 0 | 0 | 0 | 0 | 0 | 0 | 0 | 0 | 0 | 0 | 0 | 0 | 0 | 0 | 0 | 0
2016-09-16 08:00 | 0 | 0 | 0 | 0 | 369871.4597 | 0 | 372278 | 0 | 0 | 0 | 0 | 943513.9958 | 1376659.3349 | 0 | 0 | 0 | 0 | 0 | 0 | 0 | 0 | 0 | 0 | 0 | 0 | 0 | 0 | 0 | 0 | -2406.5403 | 0 | 0 | 0 | 0 | 0 | 0 | 0 | 0 | 0 | 0 | 0 | 0 | 0 | 0 | 0 | 0
2016-09-16 09:00 | 0 | 0 | 0 | 0 | 346466.1598 | 0 | 379772 | 0 | 0 | 0 | 0 | 895841.6776 | 1391025.8128 | 0 | 0 | 0 | 0 | 0 | 0 | 0 | 0 | 0 | 0 | 0 | 0 | 0 | 0 | 0 | 0 | -47672.3182 | 14366.478 | 0 | 0 | 0 | 0 | 0 | 0 | 0 | 0 | 0 | 0 | 0 | 0 | 0 | 0 | 0
2016-09-16 10:00 | 0 | 0 | 0 | 0 | 144231.782 | 0 | 403765 | 0 | 0 | 0 | 0 | 636308.4597 | 1391025.8128 | 0 | 0 | 0 | 0 | 0 | 0 | 0 | 0 | 0 | 0 | 0 | 0 | 0 | 0 | 0 | 0 | -259533.218 | 0 | 0 | 0 | 0 | 0 | 0 | 0 | 0 | 0 | 0 | 0 | 0 | 0 | 0 | 0 | 0
2016-09-16 11:00 | 0 | 0 | 0 | 0 | 318461.6779 | 0 | 426434 | 0 | 0 | 0 | 0 | 528336.1376 | 1391025.8128 | 0 | 0 | 0 | 0 | 0 | 0 | 0 | 0 | 0 | 0 | 0 | 0 | 0 | 0 | 0 | 0 | -107972.3221 | 0 | 0 | 0 | 0 | 0 | 0 | 0 | 0 | 0 | 0 | 0 | 0 | 0 | 0 | 0 | 0
2016-09-16 12:00 | 0 | 0 | 0 | 0 | 181591.1541 | 4.628 | 441129 | 0 | 0 | 0 | 0 | 268802.9196 | 1391025.8128 | 0 | 0 | 0 | 0 | 0 | 0 | 0 | 0 | 0 | 0 | 0 | 0 | 0 | 0 | 0 | 0 | -259533.218 | 0 | 0 | 0 | 0 | 0 | 0 | 0 | 0 | 0 | 0 | 0 | 0 | 0 | 0 | 0 | 0
2016-09-16 13:00 | 0 | 0 | 0 | 0 | 201112.6225 | 81024.2582 | 460947 | 0 | 0 | 0 | 0 | 75626.3223 | 1405392.2908 | 0 | 0 | 0 | 0 | 0 | 0 | 0 | 0 | 0 | 0 | 0 | 0 | 0 | 0 | 0 | 0 | -193176.5973 | 14366.478 | 0 | 0 | 0 | 0 | 0 | 0 | 0 | 0 | 0 | 0 | 0 | 0 | 0 | 0 | 0
2016-09-16 14:00 | 0 | 0 | 0 | 0 | 172511.9059 | 523098.444 | 482425 | 0 | 0 | 0 | 0 | 288811.6721 | 1405392.2908 | 0 | 0 | 0 | 0 | 0 | 0 | 0 | 0 | 0 | 0 | 0 | 0 | 0 | 0 | 0 | 0 | 213185.3499 | 0 | 0 | 0 | 0 | 0 | 0 | 0 | 0 | 0 | 0 | 0 | 0 | 0 | 0 | 0 | 0
2016-09-16 15:00 | 0 | 0 | 0 | 0 | 0 | 777124.6959 | 503225 | 0 | 0 | 0 | 0 | 548344.8901 | 1419758.7688 | 0 | 0 | 0 | 0 | 0 | 0 | 0 | 0 | 0 | 0 | 0 | 0 | 0 | 0 | 0 | 0 | 259533.218 | 14366.478 | 0 | 0 | 0 | 0 | 0 | 0 | 0 | 0 | 0 | 0 | 0 | 0 | 0 | 0 | 0
2016-09-16 16:00 | 0 | 0 | 0 | 0 | 0 | 817957.5317 | 522004 | 0 | 0 | 0 | 0 | 807878.1081 | 1434125.2468 | 0 | 0 | 0 | 0 | 0 | 0 | 22053.8357 | 0 | 0 | 0 | 0 | 0 | 0 | 0 | 0 | 0 | 259533.218 | 14366.478 | 0 | 0 | 0 | 0 | 0 | 0 | 0 | 0 | 22053.8357 | 0 | 0 | 0 | 0 | 0 | 0
2016-09-16 17:00 | 0 | 0 | 0 | 0 | 0 | 814610.1498 | 539250 | 0 | 0 | 0 | 0 | 1067411.326 | 1448491.7248 | 0 | 0 | 0 | 0 | 0 | 0 | 23514.2896 | 0 | 0 | 0 | 0 | 0 | 0 | 0 | 0 | 0 | 259533.218 | 14366.478 | 0 | 0 | 0 | 0 | 0 | 0 | 0 | 0 | 1460.4539 | 0 | 0 | 0 | 0 | 0 | 0
2016-09-16 18:00 | 0 | 0 | 0 | 0 | 0 | 797225.9249 | 552449 | 0 | 0 | 0 | 0 | 1326944.544 | 1448491.7248 | 0 | 0 | 0 | 0 | 0 | 0 | 8757.9965 | 0 | 0 | 0 | 0 | 0 | 0 | 0 | 0 | 0 | 259533.218 | 0 | 0 | 0 | 0 | 0 | 0 | 0 | 0 | 0 | -14756.2931 | 0 | 0 | 0 | 0 | 0 | 0
2016-09-16 19:00 | 0 | 0 | 0 | 0 | 0 | 785607.3144 | 562395 | 0 | 0 | 0 | 0 | 1558914.855 | 1448491.7248 | 0 | 0 | 0 | 0 | 0 | 0 | 0 | 0 | 0 | 0 | 0 | 0 | 0 | 0 | 0 | 0 | 231970.3109 | 0 | 0 | 0 | 0 | 0 | 0 | 0 | 0 | 0 | -8757.9965 | 0 | 0 | 0 | 0 | 0 | 0
2016-09-16 20:00 | 0 | 0 | 0 | 0 | 0 | 789840.5089 | 568008 | 0 | 0 | 0 | 0 | 1766380.8859 | 1462858.2028 | 0 | 0 | 0 | 0 | 0 | 0 | 0 | 0 | 0 | 0 | 0 | 0 | 0 | 0 | 0 | 0 | 207466.031 | 14366.478 | 0 | 0 | 0 | 0 | 0 | 0 | 0 | 0 | 0 | 0 | 0 | 0 | 0 | 0 | 0
2016-09-16 21:00 | 0 | 0 | 0 | 0 | 0 | 789289.8994 | 566868 | 0 | 0 | 0 | 0 | 1988802.7853 | 1462858.2028 | 0 | 0 | 0 | 0 | 0 | 0 | 0 | 0 | 0 | 0 | 0 | 0 | 0 | 0 | 0 | 0 | 222421.8994 | 0 | 0 | 0 | 0 | 0 | 0 | 0 | 0 | 0 | 0 | 0 | 0 | 0 | 0 | 0 | 0
2016-09-16 22:00 | 0 | 0 | 0 | 0 | 0 | 756307.0398 | 556300 | 0 | 0 | 0 | 0 | 2188809.8251 | 1462858.2028 | 0 | 0 | 0 | 0 | 0 | 0 | 0 | 0 | 0 | 0 | 0 | 0 | 0 | 0 | 0 | 0 | 200007.0398 | 0 | 0 | 0 | 0 | 0 | 0 | 0 | 0 | 0 | 0 | 0 | 0 | 0 | 0 | 0 | 0
2016-09-16 23:00 | 0 | 0 | 0 | 0 | 0 | 646553.2984 | 543980 | 0 | 0 | 0 | 0 | 2291383.1235 | 1462858.2028 | 0 | 0 | 0 | 0 | 0 | 0 | 0 | 0 | 0 | 0 | 0 | 0 | 0 | 0 | 0 | 0 | 102573.2984 | 0 | 0 | 0 | 0 | 0 | 0 | 0 | 0 | 0 | 0 | 0 | 0 | 0 | 0 | 0 | 0
2016-09-17 | 0 | 0 | 0 | 0 | 227898.873 | 392529.1238 | 533857 | 0 | 0 | 0 | 0 | 2354439.8306 | 1462858.2028 | 0 | 0 | 0 | 0 | 0 | 0 | 23514.2896 | 0 | 0 | 0 | 0 | 0 | 0 | 0 | 0 | 0 | 63056.7072 | 0 | 0 | 0 | 0 | 0 | 0 | 0 | 0 | 0 | 23514.2896 | 0 | 0 | 0 | 0 | 0 | 0
2016-09-17 01:00 | 0 | 0 | 0 | 0 | 259600.2105 | 32742.2863 | 514936 | 0 | 0 | 0 | 0 | 2140994.139 | 1477224.6807 | 0 | 0 | 0 | 0 | 0 | 0 | 0 | 0 | 0 | 0 | 0 | 0 | 0 | 0 | 0 | 0 | -213445.6916 | 14366.478 | 0 | 0 | 0 | 0 | 0 | 0 | 0 | 0 | -23514.2896 | 0 | 0 | 0 | 0 | 0 | 0
2016-09-17 02:00 | 0 | 0 | 0 | 0 | 231606.782 | 0 | 491140 | 0 | 0 | 0 | 0 | 1881460.9211 | 1477224.6807 | 0 | 0 | 0 | 0 | 0 | 0 | 0 | 0 | 0 | 0 | 0 | 0 | 0 | 0 | 0 | 0 | -259533.218 | 0 | 0 | 0 | 0 | 0 | 0 | 0 | 0 | 0 | 0 | 0 | 0 | 0 | 0 | 0 | 0
2016-09-17 03:00 | 0 | 0 | 0 | 0 | 281755.6773 | 0 | 461461 | 0 | 0 | 0 | 0 | 1701755.5984 | 1477224.6807 | 0 | 0 | 0 | 0 | 0 | 0 | 0 | 0 | 0 | 0 | 0 | 0 | 0 | 0 | 0 | 0 | -179705.3227 | 0 | 0 | 0 | 0 | 0 | 0 | 0 | 0 | 0 | 0 | 0 | 0 | 0 | 0 | 0 | 0
2016-09-17 04:00 | 0 | 0 | 0 | 0 | 172612.782 | 0 | 432146 | 0 | 0 | 0 | 0 | 1442222.3804 | 1477224.6807 | 0 | 0 | 0 | 0 | 0 | 0 | 0 | 0 | 0 | 0 | 0 | 0 | 0 | 0 | 0 | 0 | -259533.218 | 0 | 0 | 0 | 0 | 0 | 0 | 0 | 0 | 0 | 0 | 0 | 0 | 0 | 0 | 0 | 0
2016-09-17 05:00 | 0 | 0 | 0 | 0 | 308212.2337 | 0 | 407483 | 0 | 0 | 0 | 0 | 1342951.6142 | 1477224.6807 | 0 | 0 | 0 | 0 | 0 | 0 | 0 | 0 | 0 | 0 | 0 | 0 | 0 | 0 | 0 | 0 | -99270.7663 | 0 | 0 | 0 | 0 | 0 | 0 | 0 | 0 | 0 | 0 | 0 | 0 | 0 | 0 | 0 | 0
2016-09-17 06:00 | 0 | 0 | 0 | 0 | 128590.782 | 0 | 388124 | 0 | 0 | 0 | 0 | 1083418.3962 | 1477224.6807 | 0 | 0 | 0 | 0 | 0 | 0 | 0 | 0 | 0 | 0 | 0 | 0 | 0 | 0 | 0 | 0 | -259533.218 | 0 | 0 | 0 | 0 | 0 | 0 | 0 | 0 | 0 | 0 | 0 | 0 | 0 | 0 | 0 | 0
2016-09-17 07:00 | 0 | 0 | 0 | 0 | 339803.5751 | 0 | 375365 | 0 | 0 | 0 | 0 | 1047856.9713 | 1477224.6807 | 0 | 0 | 0 | 0 | 0 | 0 | 0 | 0 | 0 | 0 | 0 | 0 | 0 | 0 | 0 | 0 | -35561.4249 | 0 | 0 | 0 | 0 | 0 | 0 | 0 | 0 | 0 | 0 | 0 | 0 | 0 | 0 | 0 | 0
2016-09-17 08:00 | 0 | 0 | 0 | 0 | 108209.782 | 0 | 367743 | 0 | 0 | 0 | 0 | 788323.7534 | 1477224.6807 | 0 | 0 | 0 | 0 | 0 | 0 | 0 | 0 | 0 | 0 | 0 | 0 | 0 | 0 | 0 | 0 | -259533.218 | 0 | 0 | 0 | 0 | 0 | 0 | 0 | 0 | 0 | 0 | 0 | 0 | 0 | 0 | 0 | 0
2016-09-17 09:00 | 0 | 0 | 0 | 0 | 360336.0909 | 0 | 366707 | 0 | 0 | 0 | 0 | 781952.8443 | 1477224.6807 | 0 | 0 | 0 | 0 | 0 | 0 | 0 | 0 | 0 | 0 | 0 | 0 | 0 | 0 | 0 | 0 | -6370.9091 | 0 | 0 | 0 | 0 | 0 | 0 | 0 | 0 | 0 | 0 | 0 | 0 | 0 | 0 | 0 | 0
2016-09-17 10:00 | 0 | 0 | 0 | 0 | 112477.782 | 0 | 372011 | 0 | 0 | 0 | 0 | 522419.6263 | 1477224.6807 | 0 | 0 | 0 | 0 | 0 | 0 | 0 | 0 | 0 | 0 | 0 | 0 | 0 | 0 | 0 | 0 | -259533.218 | 0 | 0 | 0 | 0 | 0 | 0 | 0 | 0 | 0 | 0 | 0 | 0 | 0 | 0 | 0 | 0
2016-09-17 11:00 | 0 | 0 | 0 | 0 | 120444.782 | 0 | 379978 | 0 | 0 | 0 | 0 | 262886.4083 | 1477224.6807 | 0 | 0 | 0 | 0 | 0 | 0 | 0 | 0 | 0 | 0 | 0 | 0 | 0 | 0 | 0 | 0 | -259533.218 | 0 | 0 | 0 | 0 | 0 | 0 | 0 | 0 | 0 | 0 | 0 | 0 | 0 | 0 | 0 | 0
2016-09-17 12:00 | 0 | 0 | 0 | 0 | 359706.7836 | 3.0025 | 395702 | 0 | 0 | 0 | 0 | 212527.7164 | 1491591.1587 | 0 | 0 | 0 | 0 | 0 | 0 | 0 | 0 | 0 | 0 | 0 | 0 | 0 | 0 | 0 | 0 | -50358.6919 | 14366.478 | 0 | 0 | 0 | 0 | 0 | 0 | 0 | 0 | 0 | 0 | 0 | 0 | 0 | 0 | 0
2016-09-17 13:00 | 0 | 0 | 0 | 0 | 223590.2392 | 90650.1693 | 418046 | 0 | 0 | 0 | 0 | 94355.647 | 1505957.6367 | 0 | 0 | 0 | 0 | 0 | 0 | 0 | 0 | 0 | 0 | 0 | 0 | 0 | 0 | 0 | 0 | -118172.0695 | 14366.478 | 0 | 0 | 0 | 0 | 0 | 0 | 0 | 0 | 0 | 0 | 0 | 0 | 0 | 0 | 0
2016-09-17 14:00 | 0 | 0 | 0 | 0 | 119866.7617 | 512628.3779 | 442054 | 0 | 0 | 0 | 0 | 284796.7866 | 1505957.6367 | 0 | 0 | 0 | 0 | 0 | 0 | 0 | 0 | 0 | 0 | 0 | 0 | 0 | 0 | 0 | 0 | 190441.1396 | 0 | 0 | 0 | 0 | 0 | 0 | 0 | 0 | 0 | 0 | 0 | 0 | 0 | 0 | 0 | 0
2016-09-17 15:00 | 0 | 0 | 0 | 0 | 0 | 738965.6959 | 465066 | 0 | 0 | 0 | 0 | 544330.0046 | 1520324.1147 | 0 | 0 | 0 | 0 | 0 | 0 | 0 | 0 | 0 | 0 | 0 | 0 | 0 | 0 | 0 | 0 | 259533.218 | 14366.478 | 0 | 0 | 0 | 0 | 0 | 0 | 0 | 0 | 0 | 0 | 0 | 0 | 0 | 0 | 0
2016-09-17 16:00 | 0 | 0 | 0 | 0 | 0 | 771469.3978 | 485343 | 0 | 0 | 0 | 0 | 803863.2225 | 1534690.5927 | 0 | 0 | 0 | 0 | 0 | 0 | 12226.7018 | 0 | 0 | 0 | 0 | 0 | 0 | 0 | 0 | 0 | 259533.218 | 14366.478 | 0 | 0 | 0 | 0 | 0 | 0 | 0 | 0 | 12226.7018 | 0 | 0 | 0 | 0 | 0 | 0
2016-09-17 17:00 | 0 | 0 | 0 | 0 | 0 | 787651.2837 | 502464 | 0 | 0 | 0 | 0 | 1063396.4405 | 1549057.0706 | 0 | 0 | 0 | 0 | 0 | 0 | 23514.2896 | 0 | 0 | 0 | 0 | 0 | 0 | 0 | 0 | 0 | 259533.218 | 14366.478 | 0 | 0 | 0 | 0 | 0 | 0 | 0 | 0 | 11287.5878 | 0 | 0 | 0 | 0 | 0 | 0
2016-09-17 18:00 | 0 | 0 | 0 | 0 | 0 | 772317.9566 | 516397 | 0 | 0 | 0 | 0 | 1322929.6585 | 1549057.0706 | 0 | 0 | 0 | 0 | 0 | 0 | 19902.0282 | 0 | 0 | 0 | 0 | 0 | 0 | 0 | 0 | 0 | 259533.218 | 0 | 0 | 0 | 0 | 0 | 0 | 0 | 0 | 0 | -3612.2614 | 0 | 0 | 0 | 0 | 0 | 0
2016-09-17 19:00 | 0 | 0 | 0 | 0 | 0 | 763352.9517 | 526818 | 0 | 0 | 0 | 0 | 1555852.3488 | 1549057.0706 | 0 | 0 | 0 | 0 | 0 | 0 | 23514.2896 | 0 | 0 | 0 | 0 | 0 | 0 | 0 | 0 | 0 | 232922.6903 | 0 | 0 | 0 | 0 | 0 | 0 | 0 | 0 | 0 | 3612.2614 | 0 | 0 | 0 | 0 | 0 | 0
2016-09-17 20:00 | 0 | 0 | 0 | 0 | 0 | 768779.0145 | 535561 | 0 | 0 | 0 | 0 | 1798218.1749 | 1563423.5486 | 0 | 0 | 0 | 0 | 0 | 0 | 0 | 0 | 0 | 0 | 0 | 0 | 0 | 0 | 0 | 0 | 242365.8261 | 14366.478 | 0 | 0 | 0 | 0 | 0 | 0 | 0 | 0 | -23514.2896 | 0 | 0 | 0 | 0 | 0 | 0
2016-09-17 21:00 | 0 | 0 | 0 | 0 | 0 | 767702.3981 | 539564 | 0 | 0 | 0 | 0 | 2026356.5731 | 1563423.5486 | 0 | 0 | 0 | 0 | 0 | 0 | 0 | 0 | 0 | 0 | 0 | 0 | 0 | 0 | 0 | 0 | 228138.3981 | 0 | 0 | 0 | 0 | 0 | 0 | 0 | 0 | 0 | 0 | 0 | 0 | 0 | 0 | 0 | 0
2016-09-17 22:00 | 0 | 0 | 0 | 0 | 0 | 740984.6779 | 535724 | 0 | 0 | 0 | 0 | 2231617.251 | 1563423.5486 | 0 | 0 | 0 | 0 | 0 | 0 | 0 | 0 | 0 | 0 | 0 | 0 | 0 | 0 | 0 | 0 | 205260.6779 | 0 | 0 | 0 | 0 | 0 | 0 | 0 | 0 | 0 | 0 | 0 | 0 | 0 | 0 | 0 | 0
2016-09-17 23:00 | 0 | 0 | 0 | 0 | 0 | 618952.7782 | 528480 | 0 | 0 | 0 | 0 | 2322090.0292 | 1563423.5486 | 0 | 0 | 0 | 0 | 0 | 0 | 0 | 0 | 0 | 0 | 0 | 0 | 0 | 0 | 0 | 0 | 90472.7782 | 0 | 0 | 0 | 0 | 0 | 0 | 0 | 0 | 0 | 0 | 0 | 0 | 0 | 0 | 0 | 0
2016-09-18 | 0 | 0 | 0 | 0 | 0 | 364973.4451 | 521396 | 0 | 0 | 0 | 0 | 2165667.4743 | 1563423.5486 | 0 | 0 | 0 | 0 | 0 | 0 | 0 | 0 | 0 | 0 | 0 | 0 | 0 | 0 | 0 | 0 | -156422.5549 | 0 | 0 | 0 | 0 | 0 | 0 | 0 | 0 | 0 | 0 | 0 | 0 | 0 | 0 | 0 | 0
2016-09-18 01:00 | 0 | 0 | 0 | 0 | 469836.4788 | 29439.7803 | 504388 | 0 | 0 | 0 | 0 | 2122674.9658 | 1577790.0266 | 0 | 0 | 0 | 0 | 0 | 0 | 23514.2896 | 0 | 0 | 0 | 0 | 0 | 0 | 0 | 0 | 0 | -42992.5085 | 14366.478 | 0 | 0 | 0 | 0 | 0 | 0 | 0 | 0 | 23514.2896 | 0 | 0 | 0 | 0 | 0 | 0
2016-09-18 02:00 | 0 | 0 | 0 | 0 | 197556.4924 | 0 | 480604 | 0 | 0 | 0 | 0 | 1863141.7479 | 1577790.0266 | 0 | 0 | 0 | 0 | 0 | 0 | 0 | 0 | 0 | 0 | 0 | 0 | 0 | 0 | 0 | 0 | -259533.218 | 0 | 0 | 0 | 0 | 0 | 0 | 0 | 0 | 0 | -23514.2896 | 0 | 0 | 0 | 0 | 0 | 0
2016-09-18 03:00 | 0 | 0 | 0 | 0 | 194170.782 | 0 | 453704 | 0 | 0 | 0 | 0 | 1603608.5299 | 1577790.0266 | 0 | 0 | 0 | 0 | 0 | 0 | 0 | 0 | 0 | 0 | 0 | 0 | 0 | 0 | 0 | 0 | -259533.218 | 0 | 0 | 0 | 0 | 0 | 0 | 0 | 0 | 0 | 0 | 0 | 0 | 0 | 0 | 0 | 0
2016-09-18 04:00 | 0 | 0 | 0 | 0 | 167282.782 | 0 | 426816 | 0 | 0 | 0 | 0 | 1344075.3119 | 1577790.0266 | 0 | 0 | 0 | 0 | 0 | 0 | 0 | 0 | 0 | 0 | 0 | 0 | 0 | 0 | 0 | 0 | -259533.218 | 0 | 0 | 0 | 0 | 0 | 0 | 0 | 0 | 0 | 0 | 0 | 0 | 0 | 0 | 0 | 0
2016-09-18 05:00 | 0 | 0 | 0 | 0 | 143837.782 | 0 | 403371 | 0 | 0 | 0 | 0 | 1084542.094 | 1577790.0266 | 0 | 0 | 0 | 0 | 0 | 0 | 0 | 0 | 0 | 0 | 0 | 0 | 0 | 0 | 0 | 0 | -259533.218 | 0 | 0 | 0 | 0 | 0 | 0 | 0 | 0 | 0 | 0 | 0 | 0 | 0 | 0 | 0 | 0
2016-09-18 06:00 | 0 | 0 | 0 | 0 | 535289.1232 | 0 | 384582 | 0 | 0 | 0 | 0 | 1344075.3119 | 1468963.9319 | 0 | 0 | 0 | 0 | 0 | 0 | 0 | 0 | 0 | 0 | 0 | 0 | 0 | 0 | 0 | 0 | 259533.218 | 0 | 108826.0947 | 0 | 0 | 0 | 0 | 0 | 0 | 0 | 0 | 0 | 0 | 0 | 0 | 0 | 0
2016-09-18 07:00 | 0 | 0 | 0 | 0 | 111164.782 | 0 | 370698 | 0 | 0 | 0 | 0 | 1084542.094 | 1468963.9319 | 0 | 0 | 0 | 0 | 0 | 0 | 0 | 0 | 0 | 0 | 0 | 0 | 0 | 0 | 0 | 0 | -259533.218 | 0 | 0 | 0 | 0 | 0 | 0 | 0 | 0 | 0 | 0 | 0 | 0 | 0 | 0 | 0 | 0
2016-09-18 08:00 | 0 | 0 | 0 | 0 | 102988.782 | 0 | 362522 | 0 | 0 | 0 | 0 | 825008.876 | 1468963.9319 | 0 | 0 | 0 | 0 | 0 | 0 | 0 | 0 | 0 | 0 | 0 | 0 | 0 | 0 | 0 | 0 | -259533.218 | 0 | 0 | 0 | 0 | 0 | 0 | 0 | 0 | 0 | 0 | 0 | 0 | 0 | 0 | 0 | 0
2016-09-18 09:00 | 0 | 0 | 0 | 0 | 100625.782 | 0 | 360159 | 0 | 0 | 0 | 0 | 565475.658 | 1468963.9319 | 0 | 0 | 0 | 0 | 0 | 0 | 0 | 0 | 0 | 0 | 0 | 0 | 0 | 0 | 0 | 0 | -259533.218 | 0 | 0 | 0 | 0 | 0 | 0 | 0 | 0 | 0 | 0 | 0 | 0 | 0 | 0 | 0 | 0
2016-09-18 10:00 | 0 | 0 | 0 | 0 | 103488.782 | 0 | 363022 | 0 | 0 | 0 | 0 | 305942.4401 | 1468963.9319 | 0 | 0 | 0 | 0 | 0 | 0 | 0 | 0 | 0 | 0 | 0 | 0 | 0 | 0 | 0 | 0 | -259533.218 | 0 | 0 | 0 | 0 | 0 | 0 | 0 | 0 | 0 | 0 | 0 | 0 | 0 | 0 | 0 | 0
2016-09-18 11:00 | 0 | 0 | 0 | 0 | 581755.9959 | 0 | 368632 | 0 | 0 | 0 | 0 | 519066.4359 | 1468963.9319 | 0 | 0 | 0 | 0 | 0 | 0 | 0 | 0 | 0 | 0 | 0 | 0 | 0 | 0 | 0 | 0 | 213123.9959 | 0 | 0 | 0 | 0 | 0 | 0 | 0 | 0 | 0 | 0 | 0 | 0 | 0 | 0 | 0 | 0
2016-09-18 12:00 | 0 | 0 | 0 | 0 | 123536.782 | 0 | 383070 | 0 | 0 | 0 | 0 | 259533.218 | 1468963.9319 | 0 | 0 | 0 | 0 | 0 | 0 | 0 | 0 | 0 | 0 | 0 | 0 | 0 | 0 | 0 | 0 | -259533.218 | 0 | 0 | 0 | 0 | 0 | 0 | 0 | 0 | 0 | 0 | 0 | 0 | 0 | 0 | 0 | 0
2016-09-18 13:00 | 0 | 0 | 0 | 0 | 70799.9539 | 91543.3061 | 407510 | 0 | 0 | 0 | 0 | 0 | 1483330.4099 | 0 | 0 | 0 | 0 | 0 | 0 | 0 | 0 | 0 | 0 | 0 | 0 | 0 | 0 | 0 | 0 | -259533.218 | 14366.478 | 0 | 0 | 0 | 0 | 0 | 0 | 0 | 0 | 0 | 0 | 0 | 0 | 0 | 0 | 0
2016-09-18 14:00 | 0 | 0 | 0 | 0 | 166543.0284 | 526729.1895 | 433739 | 0 | 0 | 0 | 0 | 259533.218 | 1483330.4099 | 0 | 0 | 0 | 0 | 0 | 0 | 0 | 0 | 0 | 0 | 0 | 0 | 0 | 0 | 0 | 0 | 259533.218 | 0 | 0 | 0 | 0 | 0 | 0 | 0 | 0 | 0 | 0 | 0 | 0 | 0 | 0 | 0 | 0
2016-09-18 15:00 | 0 | 0 | 0 | 0 | 0 | 734178.6959 | 460279 | 0 | 0 | 0 | 0 | 519066.4359 | 1497696.8878 | 0 | 0 | 0 | 0 | 0 | 0 | 0 | 0 | 0 | 0 | 0 | 0 | 0 | 0 | 0 | 0 | 259533.218 | 14366.478 | 0 | 0 | 0 | 0 | 0 | 0 | 0 | 0 | 0 | 0 | 0 | 0 | 0 | 0 | 0
2016-09-18 16:00 | 0 | 0 | 0 | 0 | 0 | 780194.9883 | 486363 | 0 | 0 | 0 | 0 | 778599.6539 | 1512063.3658 | 0 | 0 | 0 | 0 | 0 | 0 | 19932.2923 | 0 | 0 | 0 | 0 | 0 | 0 | 0 | 0 | 0 | 259533.218 | 14366.478 | 0 | 0 | 0 | 0 | 0 | 0 | 0 | 0 | 19932.2923 | 0 | 0 | 0 | 0 | 0 | 0
2016-09-18 17:00 | 0 | 0 | 0 | 0 | 0 | 787617.6932 | 510136 | 0 | 0 | 0 | 0 | 1038132.8719 | 1526429.8438 | 0 | 0 | 0 | 0 | 0 | 0 | 23514.2896 | 0 | 0 | 0 | 0 | 0 | 0 | 0 | 0 | 0 | 259533.218 | 14366.478 | 0 | 0 | 0 | 0 | 0 | 0 | 0 | 0 | 3581.9973 | 0 | 0 | 0 | 0 | 0 | 0
2016-09-18 18:00 | 0 | 0 | 0 | 0 | 0 | 773551.7259 | 529340 | 0 | 0 | 0 | 0 | 1297666.0898 | 1526429.8438 | 0 | 0 | 0 | 0 | 0 | 0 | 8192.7976 | 0 | 0 | 0 | 0 | 0 | 0 | 0 | 0 | 0 | 259533.218 | 0 | 0 | 0 | 0 | 0 | 0 | 0 | 0 | 0 | -15321.492 | 0 | 0 | 0 | 0 | 0 | 0
2016-09-18 19:00 | 0 | 0 | 0 | 0 | 0 | 762181.3534 | 544013 | 0 | 0 | 0 | 0 | 1509660.7628 | 1540796.3218 | 0 | 0 | 0 | 0 | 0 | 0 | 0 | 0 | 0 | 0 | 0 | 0 | 0 | 0 | 0 | 0 | 211994.673 | 14366.478 | 0 | 0 | 0 | 0 | 0 | 0 | 0 | 0 | -8192.7976 | 0 | 0 | 0 | 0 | 0 | 0
2016-09-18 20:00 | 0 | 0 | 0 | 0 | 0 | 765869.8512 | 556485 | 0 | 0 | 0 | 0 | 1719045.614 | 1540796.3218 | 0 | 0 | 0 | 0 | 0 | 0 | 0 | 0 | 0 | 0 | 0 | 0 | 0 | 0 | 0 | 0 | 209384.8512 | 0 | 0 | 0 | 0 | 0 | 0 | 0 | 0 | 0 | 0 | 0 | 0 | 0 | 0 | 0 | 0
2016-09-18 21:00 | 0 | 0 | 0 | 0 | 0 | 768378.8096 | 565678 | 0 | 0 | 0 | 0 | 1921746.4236 | 1540796.3218 | 0 | 0 | 0 | 0 | 0 | 0 | 0 | 0 | 0 | 0 | 0 | 0 | 0 | 0 | 0 | 0 | 202700.8096 | 0 | 0 | 0 | 0 | 0 | 0 | 0 | 0 | 0 | 0 | 0 | 0 | 0 | 0 | 0 | 0
2016-09-18 22:00 | 0 | 0 | 0 | 0 | 79177.3605 | 746945.8575 | 566590 | 0 | 0 | 0 | 0 | 2181279.6416 | 1540796.3218 | 0 | 0 | 0 | 0 | 0 | 0 | 0 | 0 | 0 | 0 | 0 | 0 | 0 | 0 | 0 | 0 | 259533.218 | 0 | 0 | 0 | 0 | 0 | 0 | 0 | 0 | 0 | 0 | 0 | 0 | 0 | 0 | 0 | 0
2016-09-18 23:00 | 0 | 0 | 0 | 0 | 0 | 633285.6619 | 564433 | 0 | 0 | 0 | 0 | 2250132.3035 | 1540796.3218 | 0 | 0 | 0 | 0 | 0 | 0 | 0 | 0 | 0 | 0 | 0 | 0 | 0 | 0 | 0 | 0 | 68852.6619 | 0 | 0 | 0 | 0 | 0 | 0 | 0 | 0 | 0 | 0 | 0 | 0 | 0 | 0 | 0 | 0
2016-09-19 | 0 | 0 | 0 | 0 | 0 | 369317.4126 | 558678 | 0 | 0 | 0 | 0 | 2060771.7161 | 1540796.3218 | 0 | 0 | 0 | 0 | 0 | 0 | 0 | 0 | 0 | 0 | 0 | 0 | 0 | 0 | 0 | 0 | -189360.5874 | 0 | 0 | 0 | 0 | 0 | 0 | 0 | 0 | 0 | 0 | 0 | 0 | 0 | 0 | 0 | 0
2016-09-19 01:00 | 0 | 0 | 0 | 0 | 246884.2288 | 31720.5532 | 538138 | 0 | 0 | 0 | 0 | 1801238.4981 | 1540796.3218 | 0 | 0 | 0 | 0 | 0 | 0 | 0 | 0 | 0 | 0 | 0 | 0 | 0 | 0 | 0 | 0 | -259533.218 | 0 | 0 | 0 | 0 | 0 | 0 | 0 | 0 | 0 | 0 | 0 | 0 | 0 | 0 | 0 | 0
2016-09-19 02:00 | 0 | 0 | 0 | 0 | 263619.26 | 0 | 508786 | 0 | 0 | 0 | 0 | 1541705.2801 | 1555162.7998 | 0 | 0 | 0 | 0 | 0 | 0 | 0 | 0 | 0 | 0 | 0 | 0 | 0 | 0 | 0 | 0 | -259533.218 | 14366.478 | 0 | 0 | 0 | 0 | 0 | 0 | 0 | 0 | 0 | 0 | 0 | 0 | 0 | 0 | 0
2016-09-19 03:00 | 0 | 0 | 0 | 0 | 709068.0706 | 0 | 475390 | 0 | 0 | 0 | 0 | 1775383.3507 | 1555162.7998 | 0 | 0 | 0 | 0 | 0 | 0 | 0 | 0 | 0 | 0 | 0 | 0 | 0 | 0 | 0 | 0 | 233678.0706 | 0 | 0 | 0 | 0 | 0 | 0 | 0 | 0 | 0 | 0 | 0 | 0 | 0 | 0 | 0 | 0
2016-09-19 04:00 | 0 | 0 | 0 | 0 | 183632.782 | 0 | 443166 | 0 | 0 | 0 | 0 | 1515850.1327 | 1555162.7998 | 0 | 0 | 0 | 0 | 0 | 0 | 0 | 0 | 0 | 0 | 0 | 0 | 0 | 0 | 0 | 0 | -259533.218 | 0 | 0 | 0 | 0 | 0 | 0 | 0 | 0 | 0 | 0 | 0 | 0 | 0 | 0 | 0 | 0
2016-09-19 05:00 | 0 | 0 | 0 | 0 | 157212.782 | 0 | 416746 | 0 | 0 | 0 | 0 | 1256316.9148 | 1555162.7998 | 0 | 0 | 0 | 0 | 0 | 0 | 0 | 0 | 0 | 0 | 0 | 0 | 0 | 0 | 0 | 0 | -259533.218 | 0 | 0 | 0 | 0 | 0 | 0 | 0 | 0 | 0 | 0 | 0 | 0 | 0 | 0 | 0 | 0
2016-09-19 06:00 | 0 | 0 | 0 | 0 | 138170.782 | 0 | 397704 | 0 | 0 | 0 | 0 | 996783.6968 | 1555162.7998 | 0 | 0 | 0 | 0 | 0 | 0 | 0 | 0 | 0 | 0 | 0 | 0 | 0 | 0 | 0 | 0 | -259533.218 | 0 | 0 | 0 | 0 | 0 | 0 | 0 | 0 | 0 | 0 | 0 | 0 | 0 | 0 | 0 | 0
2016-09-19 07:00 | 0 | 0 | 0 | 0 | 645692.218 | 0 | 386159 | 0 | 0 | 0 | 0 | 1256316.9148 | 1555162.7998 | 0 | 0 | 0 | 0 | 0 | 0 | 0 | 0 | 0 | 0 | 0 | 0 | 0 | 0 | 0 | 0 | 259533.218 | 0 | 0 | 0 | 0 | 0 | 0 | 0 | 0 | 0 | 0 | 0 | 0 | 0 | 0 | 0 | 0
2016-09-19 08:00 | 0 | 0 | 0 | 0 | 123786.782 | 0 | 383320 | 0 | 0 | 0 | 0 | 996783.6968 | 1555162.7998 | 0 | 0 | 0 | 0 | 0 | 0 | 0 | 0 | 0 | 0 | 0 | 0 | 0 | 0 | 0 | 0 | -259533.218 | 0 | 0 | 0 | 0 | 0 | 0 | 0 | 0 | 0 | 0 | 0 | 0 | 0 | 0 | 0 | 0
2016-09-19 09:00 | 0 | 0 | 0 | 0 | 134300.782 | 0 | 393834 | 0 | 0 | 0 | 0 | 737250.4788 | 1555162.7998 | 0 | 0 | 0 | 0 | 0 | 0 | 0 | 0 | 0 | 0 | 0 | 0 | 0 | 0 | 0 | 0 | -259533.218 | 0 | 0 | 0 | 0 | 0 | 0 | 0 | 0 | 0 | 0 | 0 | 0 | 0 | 0 | 0 | 0
2016-09-19 10:00 | 0 | 0 | 0 | 0 | 624886.394 | 0 | 419651 | 0 | 0 | 0 | 0 | 942485.8728 | 1555162.7998 | 0 | 0 | 0 | 0 | 0 | 0 | 0 | 0 | 0 | 0 | 0 | 0 | 0 | 0 | 0 | 0 | 205235.394 | 0 | 0 | 0 | 0 | 0 | 0 | 0 | 0 | 0 | 0 | 0 | 0 | 0 | 0 | 0 | 0
2016-09-19 11:00 | 0 | 0 | 0 | 0 | 198051.26 | 0 | 443218 | 0 | 0 | 0 | 0 | 682952.6549 | 1569529.2778 | 0 | 0 | 0 | 0 | 0 | 0 | 0 | 0 | 0 | 0 | 0 | 0 | 0 | 0 | 0 | 0 | -259533.218 | 14366.478 | 0 | 0 | 0 | 0 | 0 | 0 | 0 | 0 | 0 | 0 | 0 | 0 | 0 | 0 | 0
2016-09-19 12:00 | 0 | 0 | 0 | 0 | 200551.5615 | 0.22053 | 460085 | 0 | 0 | 0 | 0 | 423419.4369 | 1569529.2778 | 0 | 0 | 0 | 0 | 0 | 0 | 0 | 0 | 0 | 0 | 0 | 0 | 0 | 0 | 0 | 0 | -259533.218 | 0 | 0 | 0 | 0 | 0 | 0 | 0 | 0 | 0 | 0 | 0 | 0 | 0 | 0 | 0 | 0
2016-09-19 13:00 | 0 | 0 | 0 | 0 | 312480.0312 | 112801.7281 | 481042 | 0 | 0 | 0 | 0 | 353292.7182 | 1583895.7557 | 0 | 0 | 0 | 0 | 0 | 0 | 0 | 0 | 0 | 0 | 0 | 0 | 0 | 0 | 0 | 0 | -70126.7187 | 14366.478 | 0 | 0 | 0 | 0 | 0 | 0 | 0 | 0 | 0 | 0 | 0 | 0 | 0 | 0 | 0
2016-09-19 14:00 | 0 | 0 | 0 | 0 | 162509.7378 | 533769.2124 | 505348 | 0 | 0 | 0 | 0 | 544223.6684 | 1583895.7557 | 0 | 0 | 0 | 0 | 0 | 0 | 0 | 0 | 0 | 0 | 0 | 0 | 0 | 0 | 0 | 0 | 190930.9502 | 0 | 0 | 0 | 0 | 0 | 0 | 0 | 0 | 0 | 0 | 0 | 0 | 0 | 0 | 0 | 0
2016-09-19 15:00 | 0 | 0 | 0 | 0 | 0 | 738847.2942 | 529849 | 0 | 0 | 0 | 0 | 753221.9626 | 1583895.7557 | 0 | 0 | 0 | 0 | 0 | 0 | 0 | 0 | 0 | 0 | 0 | 0 | 0 | 0 | 0 | 0 | 208998.2942 | 0 | 0 | 0 | 0 | 0 | 0 | 0 | 0 | 0 | 0 | 0 | 0 | 0 | 0 | 0 | 0
2016-09-19 16:00 | 0 | 0 | 0 | 0 | 0 | 767531.1822 | 553897 | 0 | 0 | 0 | 0 | 966856.1448 | 1583895.7557 | 0 | 0 | 0 | 0 | 0 | 0 | 0 | 0 | 0 | 0 | 0 | 0 | 0 | 0 | 0 | 0 | 213634.1822 | 0 | 0 | 0 | 0 | 0 | 0 | 0 | 0 | 0 | 0 | 0 | 0 | 0 | 0 | 0 | 0
2016-09-19 17:00 | 0 | 0 | 0 | 0 | 0 | 756489.6093 | 575743 | 0 | 0 | 0 | 0 | 1147602.7541 | 1583895.7557 | 0 | 0 | 0 | 0 | 0 | 0 | 0 | 0 | 0 | 0 | 0 | 0 | 0 | 0 | 0 | 0 | 180746.6093 | 0 | 0 | 0 | 0 | 0 | 0 | 0 | 0 | 0 | 0 | 0 | 0 | 0 | 0 | 0 | 0
2016-09-19 18:00 | 0 | 0 | 0 | 0 | 0 | 739210.9754 | 594099 | 0 | 0 | 0 | 0 | 1292714.7295 | 1583895.7557 | 0 | 0 | 0 | 0 | 0 | 0 | 0 | 0 | 0 | 0 | 0 | 0 | 0 | 0 | 0 | 0 | 145111.9754 | 0 | 0 | 0 | 0 | 0 | 0 | 0 | 0 | 0 | 0 | 0 | 0 | 0 | 0 | 0 | 0
2016-09-19 19:00 | 0 | 0 | 0 | 0 | 141786.5444 | 725052.6736 | 607306 | 0 | 0 | 0 | 0 | 1552247.9475 | 1583895.7557 | 0 | 0 | 0 | 0 | 0 | 0 | 0 | 0 | 0 | 0 | 0 | 0 | 0 | 0 | 0 | 0 | 259533.218 | 0 | 0 | 0 | 0 | 0 | 0 | 0 | 0 | 0 | 0 | 0 | 0 | 0 | 0 | 0 | 0
2016-09-19 20:00 | 0 | 0 | 0 | 0 | 0 | 721389.29 | 616818 | 0 | 0 | 0 | 0 | 1656819.2375 | 1583895.7557 | 0 | 0 | 0 | 0 | 0 | 0 | 0 | 0 | 0 | 0 | 0 | 0 | 0 | 0 | 0 | 0 | 104571.29 | 0 | 0 | 0 | 0 | 0 | 0 | 0 | 0 | 0 | 0 | 0 | 0 | 0 | 0 | 0 | 0
2016-09-19 21:00 | 0 | 0 | 0 | 0 | 0 | 708815.8459 | 618763 | 0 | 0 | 0 | 0 | 1746872.0834 | 1583895.7557 | 0 | 0 | 0 | 0 | 0 | 0 | 0 | 0 | 0 | 0 | 0 | 0 | 0 | 0 | 0 | 0 | 90052.8459 | 0 | 0 | 0 | 0 | 0 | 0 | 0 | 0 | 0 | 0 | 0 | 0 | 0 | 0 | 0 | 0
2016-09-19 22:00 | 0 | 0 | 0 | 0 | 0 | 661837.3548 | 612028 | 0 | 0 | 0 | 0 | 1796681.4382 | 1583895.7557 | 0 | 0 | 0 | 0 | 0 | 0 | 0 | 0 | 0 | 0 | 0 | 0 | 0 | 0 | 0 | 0 | 49809.3548 | 0 | 0 | 0 | 0 | 0 | 0 | 0 | 0 | 0 | 0 | 0 | 0 | 0 | 0 | 0 | 0
2016-09-19 23:00 | 0 | 0 | 0 | 0 | 242402.3834 | 525897.086 | 600923 | 0 | 0 | 0 | 0 | 1964057.9076 | 1583895.7557 | 0 | 0 | 0 | 0 | 0 | 0 | 0 | 0 | 0 | 0 | 0 | 0 | 0 | 0 | 0 | 0 | 167376.4694 | 0 | 0 | 0 | 0 | 0 | 0 | 0 | 0 | 0 | 0 | 0 | 0 | 0 | 0 | 0 | 0
2016-09-20 | 0 | 0 | 0 | 0 | 88774.7373 | 240041.0448 | 588349 | 0 | 0 | 0 | 0 | 1704524.6896 | 1583895.7557 | 0 | 0 | 0 | 0 | 0 | 0 | 0 | 0 | 0 | 0 | 0 | 0 | 0 | 0 | 0 | 0 | -259533.218 | 0 | 0 | 0 | 0 | 0 | 0 | 0 | 0 | 0 | 0 | 0 | 0 | 0 | 0 | 0 | 0
2016-09-20 01:00 | 0 | 0 | 0 | 0 | 469897.9009 | 21553.3931 | 564326 | 0 | 0 | 0 | 0 | 1617283.5056 | 1598262.2337 | 0 | 0 | 0 | 0 | 0 | 0 | 0 | 0 | 0 | 0 | 0 | 0 | 0 | 0 | 0 | 0 | -87241.184 | 14366.478 | 0 | 0 | 0 | 0 | 0 | 0 | 0 | 0 | 0 | 0 | 0 | 0 | 0 | 0 | 0
2016-09-20 02:00 | 0 | 0 | 0 | 0 | 271247.782 | 0 | 530781 | 0 | 0 | 0 | 0 | 1357750.2877 | 1598262.2337 | 0 | 0 | 0 | 0 | 0 | 0 | 0 | 0 | 0 | 0 | 0 | 0 | 0 | 0 | 0 | 0 | -259533.218 | 0 | 0 | 0 | 0 | 0 | 0 | 0 | 0 | 0 | 0 | 0 | 0 | 0 | 0 | 0 | 0
2016-09-20 03:00 | 0 | 0 | 0 | 0 | 533486.6814 | 0 | 491276 | 0 | 0 | 0 | 0 | 1399960.9691 | 1598262.2337 | 0 | 0 | 0 | 0 | 0 | 0 | 0 | 0 | 0 | 0 | 0 | 0 | 0 | 0 | 0 | 0 | 42210.6814 | 0 | 0 | 0 | 0 | 0 | 0 | 0 | 0 | 0 | 0 | 0 | 0 | 0 | 0 | 0 | 0
2016-09-20 04:00 | 0 | 0 | 0 | 0 | 195011.782 | 0 | 454545 | 0 | 0 | 0 | 0 | 1140427.7511 | 1598262.2337 | 0 | 0 | 0 | 0 | 0 | 0 | 0 | 0 | 0 | 0 | 0 | 0 | 0 | 0 | 0 | 0 | -259533.218 | 0 | 0 | 0 | 0 | 0 | 0 | 0 | 0 | 0 | 0 | 0 | 0 | 0 | 0 | 0 | 0
2016-09-20 05:00 | 0 | 0 | 0 | 0 | 513391.1905 | 0 | 425252 | 0 | 0 | 0 | 0 | 1228566.9416 | 1598262.2337 | 0 | 0 | 0 | 0 | 0 | 0 | 0 | 0 | 0 | 0 | 0 | 0 | 0 | 0 | 0 | 0 | 88139.1905 | 0 | 0 | 0 | 0 | 0 | 0 | 0 | 0 | 0 | 0 | 0 | 0 | 0 | 0 | 0 | 0
2016-09-20 06:00 | 0 | 0 | 0 | 0 | 488758.3398 | 0 | 404308 | 0 | 0 | 0 | 0 | 1313017.2814 | 1598262.2337 | 0 | 0 | 0 | 0 | 0 | 0 | 0 | 0 | 0 | 0 | 0 | 0 | 0 | 0 | 0 | 0 | 84450.3398 | 0 | 0 | 0 | 0 | 0 | 0 | 0 | 0 | 0 | 0 | 0 | 0 | 0 | 0 | 0 | 0
2016-09-20 07:00 | 0 | 0 | 0 | 0 | 467557.1114 | 0 | 390534 | 0 | 0 | 0 | 0 | 1390040.3928 | 1598262.2337 | 0 | 0 | 0 | 0 | 0 | 0 | 0 | 0 | 0 | 0 | 0 | 0 | 0 | 0 | 0 | 0 | 77023.1114 | 0 | 0 | 0 | 0 | 0 | 0 | 0 | 0 | 0 | 0 | 0 | 0 | 0 | 0 | 0 | 0
2016-09-20 08:00 | 0 | 0 | 0 | 0 | 460985.9299 | 0 | 385650 | 0 | 0 | 0 | 0 | 1465376.3226 | 1598262.2337 | 0 | 0 | 0 | 0 | 0 | 0 | 0 | 0 | 0 | 0 | 0 | 0 | 0 | 0 | 0 | 0 | 75335.9299 | 0 | 0 | 0 | 0 | 0 | 0 | 0 | 0 | 0 | 0 | 0 | 0 | 0 | 0 | 0 | 0
2016-09-20 09:00 | 0 | 0 | 0 | 0 | 465119.5649 | 0 | 393778 | 0 | 0 | 0 | 0 | 1536717.8875 | 1598262.2337 | 0 | 0 | 0 | 0 | 0 | 0 | 0 | 0 | 0 | 0 | 0 | 0 | 0 | 0 | 0 | 0 | 71341.5649 | 0 | 0 | 0 | 0 | 0 | 0 | 0 | 0 | 0 | 0 | 0 | 0 | 0 | 0 | 0 | 0
2016-09-20 10:00 | 0 | 0 | 0 | 0 | 159042.782 | 0 | 418576 | 0 | 0 | 0 | 0 | 1277184.6696 | 1598262.2337 | 0 | 0 | 0 | 0 | 0 | 0 | 0 | 0 | 0 | 0 | 0 | 0 | 0 | 0 | 0 | 0 | -259533.218 | 0 | 0 | 0 | 0 | 0 | 0 | 0 | 0 | 0 | 0 | 0 | 0 | 0 | 0 | 0 | 0
2016-09-20 11:00 | 0 | 0 | 0 | 0 | 441304.9231 | 0 | 441938 | 0 | 0 | 0 | 0 | 1276551.5926 | 1598262.2337 | 0 | 0 | 0 | 0 | 0 | 0 | 0 | 0 | 0 | 0 | 0 | 0 | 0 | 0 | 0 | 0 | -633.0769 | 0 | 0 | 0 | 0 | 0 | 0 | 0 | 0 | 0 | 0 | 0 | 0 | 0 | 0 | 0 | 0
2016-09-20 12:00 | 0 | 0 | 0 | 0 | 401619.9403 | 0 | 456999 | 0 | 0 | 0 | 0 | 1221172.5329 | 1598262.2337 | 0 | 0 | 0 | 0 | 0 | 0 | 0 | 0 | 0 | 0 | 0 | 0 | 0 | 0 | 0 | 0 | -55379.0597 | 0 | 0 | 0 | 0 | 0 | 0 | 0 | 0 | 0 | 0 | 0 | 0 | 0 | 0 | 0 | 0
2016-09-20 13:00 | 0 | 0 | 0 | 0 | 137245.149 | 80722.633 | 477501 | 0 | 0 | 0 | 0 | 961639.3149 | 1598262.2337 | 0 | 0 | 0 | 0 | 0 | 0 | 0 | 0 | 0 | 0 | 0 | 0 | 0 | 0 | 0 | 0 | -259533.218 | 0 | 0 | 0 | 0 | 0 | 0 | 0 | 0 | 0 | 0 | 0 | 0 | 0 | 0 | 0 | 0
2016-09-20 14:00 | 0 | 0 | 0 | 0 | 127990.4361 | 305787.4265 | 501755 | 0 | 0 | 0 | 0 | 893662.1775 | 1598262.2337 | 0 | 0 | 0 | 0 | 0 | 0 | 0 | 0 | 0 | 0 | 0 | 0 | 0 | 0 | 0 | 0 | -67977.1375 | 0 | 0 | 0 | 0 | 0 | 0 | 0 | 0 | 0 | 0 | 0 | 0 | 0 | 0 | 0 | 0
2016-09-20 15:00 | 0 | 0 | 0 | 0 | 0 | 484804.5518 | 527500 | 0 | 0 | 0 | 0 | 850966.7293 | 1598262.2337 | 0 | 0 | 0 | 0 | 0 | 0 | 0 | 0 | 0 | 0 | 0 | 0 | 0 | 0 | 0 | 0 | -42695.4482 | 0 | 0 | 0 | 0 | 0 | 0 | 0 | 0 | 0 | 0 | 0 | 0 | 0 | 0 | 0 | 0
2016-09-20 16:00 | 0 | 0 | 0 | 0 | 0 | 560754.8876 | 551934 | 0 | 0 | 0 | 0 | 859787.6169 | 1598262.2337 | 0 | 0 | 0 | 0 | 0 | 0 | 0 | 0 | 0 | 0 | 0 | 0 | 0 | 0 | 0 | 0 | 8820.8876 | 0 | 0 | 0 | 0 | 0 | 0 | 0 | 0 | 0 | 0 | 0 | 0 | 0 | 0 | 0 | 0
2016-09-20 17:00 | 0 | 0 | 0 | 0 | 214540.7987 | 583711.9138 | 575250 | 0 | 0 | 0 | 0 | 1082790.3293 | 1598262.2337 | 0 | 0 | 0 | 0 | 0 | 0 | 0 | 0 | 0 | 0 | 0 | 0 | 0 | 0 | 0 | 0 | 223002.7125 | 0 | 0 | 0 | 0 | 0 | 0 | 0 | 0 | 0 | 0 | 0 | 0 | 0 | 0 | 0 | 0
2016-09-20 18:00 | 0 | 0 | 0 | 0 | 0 | 590077.1362 | 593606 | 0 | 0 | 0 | 0 | 1079261.4656 | 1598262.2337 | 0 | 0 | 0 | 0 | 0 | 0 | 0 | 0 | 0 | 0 | 0 | 0 | 0 | 0 | 0 | 0 | -3528.8638 | 0 | 0 | 0 | 0 | 0 | 0 | 0 | 0 | 0 | 0 | 0 | 0 | 0 | 0 | 0 | 0
2016-09-20 19:00 | 0 | 0 | 0 | 0 | 0 | 581892.1884 | 607109 | 0 | 0 | 0 | 0 | 1054044.654 | 1598262.2337 | 0 | 0 | 0 | 0 | 0 | 0 | 0 | 0 | 0 | 0 | 0 | 0 | 0 | 0 | 0 | 0 | -25216.8116 | 0 | 0 | 0 | 0 | 0 | 0 | 0 | 0 | 0 | 0 | 0 | 0 | 0 | 0 | 0 | 0
2016-09-20 20:00 | 0 | 0 | 0 | 0 | 237409.5575 | 565370.3207 | 615912 | 0 | 0 | 0 | 0 | 1240912.5323 | 1598262.2337 | 0 | 0 | 0 | 0 | 0 | 0 | 0 | 0 | 0 | 0 | 0 | 0 | 0 | 0 | 0 | 0 | 186867.8783 | 0 | 0 | 0 | 0 | 0 | 0 | 0 | 0 | 0 | 0 | 0 | 0 | 0 | 0 | 0 | 0
2016-09-20 21:00 | 0 | 0 | 0 | 0 | 0 | 532943.3105 | 617397 | 0 | 0 | 0 | 0 | 1156458.8428 | 1598262.2337 | 0 | 0 | 0 | 0 | 0 | 0 | 0 | 0 | 0 | 0 | 0 | 0 | 0 | 0 | 0 | 0 | -84453.6895 | 0 | 0 | 0 | 0 | 0 | 0 | 0 | 0 | 0 | 0 | 0 | 0 | 0 | 0 | 0 | 0
2016-09-20 22:00 | 0 | 0 | 0 | 0 | 257048.3469 | 479597.2146 | 608226 | 0 | 0 | 0 | 0 | 1284878.4044 | 1598262.2337 | 0 | 0 | 0 | 0 | 0 | 0 | 0 | 0 | 0 | 0 | 0 | 0 | 0 | 0 | 0 | 0 | 128419.5616 | 0 | 0 | 0 | 0 | 0 | 0 | 0 | 0 | 0 | 0 | 0 | 0 | 0 | 0 | 0 | 0
2016-09-20 23:00 | 0 | 0 | 0 | 0 | 0 | 371896.6042 | 595605 | 0 | 0 | 0 | 0 | 1061170.0086 | 1598262.2337 | 0 | 0 | 0 | 0 | 0 | 0 | 0 | 0 | 0 | 0 | 0 | 0 | 0 | 0 | 0 | 0 | -223708.3958 | 0 | 0 | 0 | 0 | 0 | 0 | 0 | 0 | 0 | 0 | 0 | 0 | 0 | 0 | 0 | 0
2016-09-21 | 0 | 0 | 0 | 0 | 545895.2354 | 185380.361 | 584391 | 0 | 0 | 0 | 0 | 1193688.127 | 1612628.7117 | 0 | 0 | 0 | 0 | 0 | 0 | 0 | 0 | 0 | 0 | 0 | 0 | 0 | 0 | 0 | 0 | 132518.1184 | 14366.478 | 0 | 0 | 0 | 0 | 0 | 0 | 0 | 0 | 0 | 0 | 0 | 0 | 0 | 0 | 0
2016-09-21 01:00 | 0 | 0 | 0 | 0 | 278372.8629 | 22023.9192 | 559930 | 0 | 0 | 0 | 0 | 934154.9091 | 1612628.7117 | 0 | 0 | 0 | 0 | 0 | 0 | 0 | 0 | 0 | 0 | 0 | 0 | 0 | 0 | 0 | 0 | -259533.218 | 0 | 0 | 0 | 0 | 0 | 0 | 0 | 0 | 0 | 0 | 0 | 0 | 0 | 0 | 0 | 0
2016-09-21 02:00 | 0 | 0 | 0 | 0 | 674781.1433 | 0 | 526181 | 0 | 0 | 0 | 0 | 1082755.0523 | 1612628.7117 | 0 | 0 | 0 | 0 | 0 | 0 | 0 | 0 | 0 | 0 | 0 | 0 | 0 | 0 | 0 | 0 | 148600.1433 | 0 | 0 | 0 | 0 | 0 | 0 | 0 | 0 | 0 | 0 | 0 | 0 | 0 | 0 | 0 | 0
2016-09-21 03:00 | 0 | 0 | 0 | 0 | 228392.782 | 0 | 487926 | 0 | 0 | 0 | 0 | 823221.8344 | 1612628.7117 | 0 | 0 | 0 | 0 | 0 | 0 | 0 | 0 | 0 | 0 | 0 | 0 | 0 | 0 | 0 | 0 | -259533.218 | 0 | 0 | 0 | 0 | 0 | 0 | 0 | 0 | 0 | 0 | 0 | 0 | 0 | 0 | 0 | 0
2016-09-21 04:00 | 0 | 0 | 0 | 0 | 627259.4718 | 0 | 452003 | 0 | 0 | 0 | 0 | 998478.3062 | 1612628.7117 | 0 | 0 | 0 | 0 | 0 | 0 | 0 | 0 | 0 | 0 | 0 | 0 | 0 | 0 | 0 | 0 | 175256.4718 | 0 | 0 | 0 | 0 | 0 | 0 | 0 | 0 | 0 | 0 | 0 | 0 | 0 | 0 | 0 | 0
2016-09-21 05:00 | 0 | 0 | 0 | 0 | 163864.782 | 0 | 423398 | 0 | 0 | 0 | 0 | 738945.0882 | 1612628.7117 | 0 | 0 | 0 | 0 | 0 | 0 | 0 | 0 | 0 | 0 | 0 | 0 | 0 | 0 | 0 | 0 | -259533.218 | 0 | 0 | 0 | 0 | 0 | 0 | 0 | 0 | 0 | 0 | 0 | 0 | 0 | 0 | 0 | 0
2016-09-21 06:00 | 0 | 0 | 0 | 0 | 562386.1291 | 0 | 402738 | 0 | 0 | 0 | 0 | 898593.2173 | 1612628.7117 | 0 | 0 | 0 | 0 | 0 | 0 | 0 | 0 | 0 | 0 | 0 | 0 | 0 | 0 | 0 | 0 | 159648.1291 | 0 | 0 | 0 | 0 | 0 | 0 | 0 | 0 | 0 | 0 | 0 | 0 | 0 | 0 | 0 | 0
2016-09-21 07:00 | 0 | 0 | 0 | 0 | 129812.782 | 0 | 389346 | 0 | 0 | 0 | 0 | 639059.9993 | 1612628.7117 | 0 | 0 | 0 | 0 | 0 | 0 | 0 | 0 | 0 | 0 | 0 | 0 | 0 | 0 | 0 | 0 | -259533.218 | 0 | 0 | 0 | 0 | 0 | 0 | 0 | 0 | 0 | 0 | 0 | 0 | 0 | 0 | 0 | 0
2016-09-21 08:00 | 0 | 0 | 0 | 0 | 533952.8761 | 0 | 383965 | 0 | 0 | 0 | 0 | 789047.8754 | 1612628.7117 | 0 | 0 | 0 | 0 | 0 | 0 | 0 | 0 | 0 | 0 | 0 | 0 | 0 | 0 | 0 | 0 | 149987.8761 | 0 | 0 | 0 | 0 | 0 | 0 | 0 | 0 | 0 | 0 | 0 | 0 | 0 | 0 | 0 | 0
2016-09-21 09:00 | 0 | 0 | 0 | 0 | 508355.7321 | 0 | 391881 | 0 | 0 | 0 | 0 | 905522.6074 | 1612628.7117 | 0 | 0 | 0 | 0 | 0 | 0 | 0 | 0 | 0 | 0 | 0 | 0 | 0 | 0 | 0 | 0 | 116474.7321 | 0 | 0 | 0 | 0 | 0 | 0 | 0 | 0 | 0 | 0 | 0 | 0 | 0 | 0 | 0 | 0
2016-09-21 10:00 | 0 | 0 | 0 | 0 | 479259.5902 | 0 | 416612 | 0 | 0 | 0 | 0 | 968170.1976 | 1612628.7117 | 0 | 0 | 0 | 0 | 0 | 0 | 0 | 0 | 0 | 0 | 0 | 0 | 0 | 0 | 0 | 0 | 62647.5902 | 0 | 0 | 0 | 0 | 0 | 0 | 0 | 0 | 0 | 0 | 0 | 0 | 0 | 0 | 0 | 0
2016-09-21 11:00 | 0 | 0 | 0 | 0 | 180304.782 | 0 | 439838 | 0 | 0 | 0 | 0 | 708636.9796 | 1612628.7117 | 0 | 0 | 0 | 0 | 0 | 0 | 0 | 0 | 0 | 0 | 0 | 0 | 0 | 0 | 0 | 0 | -259533.218 | 0 | 0 | 0 | 0 | 0 | 0 | 0 | 0 | 0 | 0 | 0 | 0 | 0 | 0 | 0 | 0
2016-09-21 12:00 | 0 | 0 | 0 | 0 | 438061.2284 | 0 | 454962 | 0 | 0 | 0 | 0 | 677369.7301 | 1626995.1897 | 0 | 0 | 0 | 0 | 0 | 0 | 0 | 0 | 0 | 0 | 0 | 0 | 0 | 0 | 0 | 0 | -31267.2496 | 14366.478 | 0 | 0 | 0 | 0 | 0 | 0 | 0 | 0 | 0 | 0 | 0 | 0 | 0 | 0 | 0
2016-09-21 13:00 | 0 | 0 | 0 | 0 | 166614.0409 | 49083.7411 | 475231 | 0 | 0 | 0 | 0 | 417836.5121 | 1626995.1897 | 0 | 0 | 0 | 0 | 0 | 0 | 0 | 0 | 0 | 0 | 0 | 0 | 0 | 0 | 0 | 0 | -259533.218 | 0 | 0 | 0 | 0 | 0 | 0 | 0 | 0 | 0 | 0 | 0 | 0 | 0 | 0 | 0 | 0
2016-09-21 14:00 | 0 | 0 | 0 | 0 | 0 | 311815.4619 | 497212 | 0 | 0 | 0 | 0 | 232439.974 | 1626995.1897 | 0 | 0 | 0 | 0 | 0 | 0 | 0 | 0 | 0 | 0 | 0 | 0 | 0 | 0 | 0 | 0 | -185396.5381 | 0 | 0 | 0 | 0 | 0 | 0 | 0 | 0 | 0 | 0 | 0 | 0 | 0 | 0 | 0 | 0
2016-09-21 15:00 | 0 | 0 | 0 | 0 | 272314.8528 | 508520.3652 | 521302 | 0 | 0 | 0 | 0 | 491973.192 | 1626995.1897 | 0 | 0 | 0 | 0 | 0 | 0 | 0 | 0 | 0 | 0 | 0 | 0 | 0 | 0 | 0 | 0 | 259533.218 | 0 | 0 | 0 | 0 | 0 | 0 | 0 | 0 | 0 | 0 | 0 | 0 | 0 | 0 | 0 | 0
2016-09-21 16:00 | 0 | 0 | 0 | 0 | 0 | 605315.908 | 544593 | 0 | 0 | 0 | 0 | 552696.1 | 1626995.1897 | 0 | 0 | 0 | 0 | 0 | 0 | 0 | 0 | 0 | 0 | 0 | 0 | 0 | 0 | 0 | 0 | 60722.908 | 0 | 0 | 0 | 0 | 0 | 0 | 0 | 0 | 0 | 0 | 0 | 0 | 0 | 0 | 0 | 0
2016-09-21 17:00 | 0 | 0 | 0 | 0 | 200472.6582 | 639796.0378 | 566369 | 0 | 0 | 0 | 0 | 812229.3179 | 1641361.6677 | 0 | 0 | 0 | 0 | 0 | 0 | 0 | 0 | 0 | 0 | 0 | 0 | 0 | 0 | 0 | 0 | 259533.218 | 14366.478 | 0 | 0 | 0 | 0 | 0 | 0 | 0 | 0 | 0 | 0 | 0 | 0 | 0 | 0 | 0
2016-09-21 18:00 | 0 | 0 | 0 | 0 | 205476.4623 | 638302.7557 | 584246 | 0 | 0 | 0 | 0 | 1071762.5359 | 1641361.6677 | 0 | 0 | 0 | 0 | 0 | 0 | 0 | 0 | 0 | 0 | 0 | 0 | 0 | 0 | 0 | 0 | 259533.218 | 0 | 0 | 0 | 0 | 0 | 0 | 0 | 0 | 0 | 0 | 0 | 0 | 0 | 0 | 0 | 0
2016-09-21 19:00 | 0 | 0 | 0 | 0 | 0 | 622401.6966 | 596829 | 0 | 0 | 0 | 0 | 1097335.2325 | 1641361.6677 | 0 | 0 | 0 | 0 | 0 | 0 | 0 | 0 | 0 | 0 | 0 | 0 | 0 | 0 | 0 | 0 | 25572.6966 | 0 | 0 | 0 | 0 | 0 | 0 | 0 | 0 | 0 | 0 | 0 | 0 | 0 | 0 | 0 | 0
2016-09-21 20:00 | 0 | 0 | 0 | 0 | 0 | 614075.48 | 604822 | 0 | 0 | 0 | 0 | 1106588.7124 | 1641361.6677 | 0 | 0 | 0 | 0 | 0 | 0 | 0 | 0 | 0 | 0 | 0 | 0 | 0 | 0 | 0 | 0 | 9253.48 | 0 | 0 | 0 | 0 | 0 | 0 | 0 | 0 | 0 | 0 | 0 | 0 | 0 | 0 | 0 | 0
2016-09-21 21:00 | 0 | 0 | 0 | 0 | 275887.5217 | 589366.6963 | 605721 | 0 | 0 | 0 | 0 | 1366121.9304 | 1641361.6677 | 0 | 0 | 0 | 0 | 0 | 0 | 0 | 0 | 0 | 0 | 0 | 0 | 0 | 0 | 0 | 0 | 259533.218 | 0 | 0 | 0 | 0 | 0 | 0 | 0 | 0 | 0 | 0 | 0 | 0 | 0 | 0 | 0 | 0
2016-09-21 22:00 | 0 | 0 | 0 | 0 | 0 | 539240.2276 | 596355 | 0 | 0 | 0 | 0 | 1309007.158 | 1641361.6677 | 0 | 0 | 0 | 0 | 0 | 0 | 0 | 0 | 0 | 0 | 0 | 0 | 0 | 0 | 0 | 0 | -57114.7724 | 0 | 0 | 0 | 0 | 0 | 0 | 0 | 0 | 0 | 0 | 0 | 0 | 0 | 0 | 0 | 0
2016-09-21 23:00 | 0 | 0 | 0 | 0 | 0 | 426630.5723 | 584985 | 0 | 0 | 0 | 0 | 1161768.5427 | 1630245.8552 | 0 | 0 | 0 | 0 | 0 | 0 | 0 | 0 | 0 | 0 | 0 | 0 | 0 | 0 | 0 | 0 | -147238.6152 | 0 | 11115.8124 | 0 | 0 | 0 | 0 | 0 | 0 | 0 | 0 | 0 | 0 | 0 | 0 | 0 | 0
2016-09-22 | 0 | 0 | 0 | 0 | 558023.318 | 235130.2212 | 573454 | 0 | 0 | 0 | 0 | 1381468.082 | 1630245.8552 | 0 | 0 | 0 | 0 | 0 | 0 | 0 | 0 | 0 | 0 | 0 | 0 | 0 | 0 | 0 | 0 | 219699.5393 | 0 | 0 | 0 | 0 | 0 | 0 | 0 | 0 | 0 | 0 | 0 | 0 | 0 | 0 | 0 | 0
2016-09-22 01:00 | 0 | 0 | 0 | 0 | 284161.1602 | 19336.0998 | 548664 | 0 | 0 | 0 | 0 | 1121934.864 | 1644612.3332 | 0 | 0 | 0 | 0 | 0 | 0 | 0 | 0 | 0 | 0 | 0 | 0 | 0 | 0 | 0 | 0 | -259533.218 | 14366.478 | 0 | 0 | 0 | 0 | 0 | 0 | 0 | 0 | 0 | 0 | 0 | 0 | 0 | 0 | 0
2016-09-22 02:00 | 0 | 0 | 0 | 0 | 256840.782 | 0 | 516374 | 0 | 0 | 0 | 0 | 862401.6461 | 1644612.3332 | 0 | 0 | 0 | 0 | 0 | 0 | 0 | 0 | 0 | 0 | 0 | 0 | 0 | 0 | 0 | 0 | -259533.218 | 0 | 0 | 0 | 0 | 0 | 0 | 0 | 0 | 0 | 0 | 0 | 0 | 0 | 0 | 0 | 0
2016-09-22 03:00 | 0 | 0 | 0 | 0 | 602337.3522 | 0 | 479292 | 0 | 0 | 0 | 0 | 971080.5203 | 1658978.8112 | 0 | 0 | 0 | 0 | 0 | 0 | 0 | 0 | 0 | 0 | 0 | 0 | 0 | 0 | 0 | 0 | 108678.8742 | 14366.478 | 0 | 0 | 0 | 0 | 0 | 0 | 0 | 0 | 0 | 0 | 0 | 0 | 0 | 0 | 0
2016-09-22 04:00 | 0 | 0 | 0 | 0 | 183768.782 | 0 | 443302 | 0 | 0 | 0 | 0 | 711547.3023 | 1658978.8112 | 0 | 0 | 0 | 0 | 0 | 0 | 0 | 0 | 0 | 0 | 0 | 0 | 0 | 0 | 0 | 0 | -259533.218 | 0 | 0 | 0 | 0 | 0 | 0 | 0 | 0 | 0 | 0 | 0 | 0 | 0 | 0 | 0 | 0
2016-09-22 05:00 | 0 | 0 | 0 | 0 | 553761.1677 | 0 | 415188 | 0 | 0 | 0 | 0 | 850120.47 | 1658978.8112 | 0 | 0 | 0 | 0 | 0 | 0 | 0 | 0 | 0 | 0 | 0 | 0 | 0 | 0 | 0 | 0 | 138573.1677 | 0 | 0 | 0 | 0 | 0 | 0 | 0 | 0 | 0 | 0 | 0 | 0 | 0 | 0 | 0 | 0
2016-09-22 06:00 | 0 | 0 | 0 | 0 | 135632.782 | 0 | 395166 | 0 | 0 | 0 | 0 | 590587.252 | 1658978.8112 | 0 | 0 | 0 | 0 | 0 | 0 | 0 | 0 | 0 | 0 | 0 | 0 | 0 | 0 | 0 | 0 | -259533.218 | 0 | 0 | 0 | 0 | 0 | 0 | 0 | 0 | 0 | 0 | 0 | 0 | 0 | 0 | 0 | 0
2016-09-22 07:00 | 0 | 0 | 0 | 0 | 504515.4424 | 0 | 382311 | 0 | 0 | 0 | 0 | 712791.6945 | 1658978.8112 | 0 | 0 | 0 | 0 | 0 | 0 | 0 | 0 | 0 | 0 | 0 | 0 | 0 | 0 | 0 | 0 | 122204.4424 | 0 | 0 | 0 | 0 | 0 | 0 | 0 | 0 | 0 | 0 | 0 | 0 | 0 | 0 | 0 | 0
2016-09-22 08:00 | 0 | 0 | 0 | 0 | 118017.782 | 0 | 377551 | 0 | 0 | 0 | 0 | 453258.4765 | 1658978.8112 | 0 | 0 | 0 | 0 | 0 | 0 | 0 | 0 | 0 | 0 | 0 | 0 | 0 | 0 | 0 | 0 | -259533.218 | 0 | 0 | 0 | 0 | 0 | 0 | 0 | 0 | 0 | 0 | 0 | 0 | 0 | 0 | 0 | 0
2016-09-22 09:00 | 0 | 0 | 0 | 0 | 452335.1118 | 0 | 385422 | 0 | 0 | 0 | 0 | 520171.5883 | 1658978.8112 | 0 | 0 | 0 | 0 | 0 | 0 | 0 | 0 | 0 | 0 | 0 | 0 | 0 | 0 | 0 | 0 | 66913.1118 | 0 | 0 | 0 | 0 | 0 | 0 | 0 | 0 | 0 | 0 | 0 | 0 | 0 | 0 | 0 | 0
2016-09-22 10:00 | 0 | 0 | 0 | 0 | 414237.8789 | 0 | 410280 | 0 | 0 | 0 | 0 | 524129.4671 | 1658978.8112 | 0 | 0 | 0 | 0 | 0 | 0 | 0 | 0 | 0 | 0 | 0 | 0 | 0 | 0 | 0 | 0 | 3957.8789 | 0 | 0 | 0 | 0 | 0 | 0 | 0 | 0 | 0 | 0 | 0 | 0 | 0 | 0 | 0 | 0
2016-09-22 11:00 | 0 | 0 | 0 | 0 | 389532.4714 | 0 | 433417 | 0 | 0 | 0 | 0 | 480244.9385 | 1658978.8112 | 0 | 0 | 0 | 0 | 0 | 0 | 0 | 0 | 0 | 0 | 0 | 0 | 0 | 0 | 0 | 0 | -43884.5286 | 0 | 0 | 0 | 0 | 0 | 0 | 0 | 0 | 0 | 0 | 0 | 0 | 0 | 0 | 0 | 0
2016-09-22 12:00 | 0 | 0 | 0 | 0 | 204410.26 | 0 | 449577 | 0 | 0 | 0 | 0 | 220711.7206 | 1673345.2892 | 0 | 0 | 0 | 0 | 0 | 0 | 0 | 0 | 0 | 0 | 0 | 0 | 0 | 0 | 0 | 0 | -259533.218 | 14366.478 | 0 | 0 | 0 | 0 | 0 | 0 | 0 | 0 | 0 | 0 | 0 | 0 | 0 | 0 | 0
2016-09-22 13:00 | 0 | 0 | 0 | 0 | 266512.5331 | 74266.6062 | 469504 | 0 | 0 | 0 | 0 | 91986.8599 | 1673345.2892 | 0 | 0 | 0 | 0 | 0 | 0 | 0 | 0 | 0 | 0 | 0 | 0 | 0 | 0 | 0 | 0 | -128724.8607 | 0 | 0 | 0 | 0 | 0 | 0 | 0 | 0 | 0 | 0 | 0 | 0 | 0 | 0 | 0 | 0
2016-09-22 14:00 | 0 | 0 | 0 | 0 | 0 | 400776.1401 | 492763 | 0 | 0 | 0 | 0 | 0 | 1673345.2892 | 0 | 0 | 0 | 0 | 0 | 0 | 0 | 0 | 0 | 0 | 0 | 0 | 0 | 0 | 0 | 0 | -91986.8599 | 0 | 0 | 0 | 0 | 0 | 0 | 0 | 0 | 0 | 0 | 0 | 0 | 0 | 0 | 0 | 0
2016-09-22 15:00 | 0 | 0 | 0 | 0 | 143068.2625 | 648061.4334 | 517230 | 0 | 0 | 0 | 0 | 259533.218 | 1687711.7672 | 0 | 0 | 0 | 0 | 0 | 0 | 0 | 0 | 0 | 0 | 0 | 0 | 0 | 0 | 0 | 0 | 259533.218 | 14366.478 | 0 | 0 | 0 | 0 | 0 | 0 | 0 | 0 | 0 | 0 | 0 | 0 | 0 | 0 | 0
2016-09-22 16:00 | 0 | 0 | 0 | 0 | 0 | 715487.2884 | 540813 | 0 | 0 | 0 | 0 | 434207.5063 | 1687711.7672 | 0 | 0 | 0 | 0 | 0 | 0 | 0 | 0 | 0 | 0 | 0 | 0 | 0 | 0 | 0 | 0 | 174674.2884 | 0 | 0 | 0 | 0 | 0 | 0 | 0 | 0 | 0 | 0 | 0 | 0 | 0 | 0 | 0 | 0
2016-09-22 17:00 | 0 | 0 | 0 | 0 | 0 | 723138.1102 | 562153 | 0 | 0 | 0 | 0 | 595192.6165 | 1687711.7672 | 0 | 0 | 0 | 0 | 0 | 0 | 0 | 0 | 0 | 0 | 0 | 0 | 0 | 0 | 0 | 0 | 160985.1102 | 0 | 0 | 0 | 0 | 0 | 0 | 0 | 0 | 0 | 0 | 0 | 0 | 0 | 0 | 0 | 0
2016-09-22 18:00 | 0 | 0 | 0 | 0 | 122426.7445 | 715939.4735 | 578833 | 0 | 0 | 0 | 0 | 854725.8345 | 1687711.7672 | 0 | 0 | 0 | 0 | 0 | 0 | 0 | 0 | 0 | 0 | 0 | 0 | 0 | 0 | 0 | 0 | 259533.218 | 0 | 0 | 0 | 0 | 0 | 0 | 0 | 0 | 0 | 0 | 0 | 0 | 0 | 0 | 0 | 0
2016-09-22 19:00 | 0 | 0 | 0 | 0 | 0 | 706288.5071 | 591220 | 0 | 0 | 0 | 0 | 969794.3416 | 1687711.7672 | 0 | 0 | 0 | 0 | 0 | 0 | 0 | 0 | 0 | 0 | 0 | 0 | 0 | 0 | 0 | 0 | 115068.5071 | 0 | 0 | 0 | 0 | 0 | 0 | 0 | 0 | 0 | 0 | 0 | 0 | 0 | 0 | 0 | 0
2016-09-22 20:00 | 0 | 0 | 0 | 0 | 0 | 705231.3137 | 599241 | 0 | 0 | 0 | 0 | 1075784.6554 | 1687711.7672 | 0 | 0 | 0 | 0 | 0 | 0 | 0 | 0 | 0 | 0 | 0 | 0 | 0 | 0 | 0 | 0 | 105990.3137 | 0 | 0 | 0 | 0 | 0 | 0 | 0 | 0 | 0 | 0 | 0 | 0 | 0 | 0 | 0 | 0
2016-09-22 21:00 | 0 | 0 | 0 | 0 | 163536.4052 | 695311.8127 | 599315 | 0 | 0 | 0 | 0 | 1335317.8734 | 1687711.7672 | 0 | 0 | 0 | 0 | 0 | 0 | 0 | 0 | 0 | 0 | 0 | 0 | 0 | 0 | 0 | 0 | 259533.218 | 0 | 0 | 0 | 0 | 0 | 0 | 0 | 0 | 0 | 0 | 0 | 0 | 0 | 0 | 0 | 0
2016-09-22 22:00 | 0 | 0 | 0 | 0 | 0 | 661807.2523 | 586693 | 0 | 0 | 0 | 0 | 1410432.1257 | 1687711.7672 | 0 | 0 | 0 | 0 | 0 | 0 | 0 | 0 | 0 | 0 | 0 | 0 | 0 | 0 | 0 | 0 | 75114.2523 | 0 | 0 | 0 | 0 | 0 | 0 | 0 | 0 | 0 | 0 | 0 | 0 | 0 | 0 | 0 | 0
2016-09-22 23:00 | 0 | 0 | 0 | 0 | 0 | 544395.4551 | 574124 | 0 | 0 | 0 | 0 | 1489529.6755 | 1578885.6724 | 0 | 0 | 0 | 0 | 0 | 0 | 0 | 0 | 0 | 0 | 0 | 0 | 0 | 0 | 0 | 0 | 79097.5499 | 0 | 108826.0947 | 0 | 0 | 0 | 0 | 0 | 0 | 0 | 0 | 0 | 0 | 0 | 0 | 0 | 0
2016-09-23 | 0 | 0 | 0 | 0 | 49409.4132 | 268898.8468 | 563475 | 0 | 0 | 0 | 0 | 1229996.4576 | 1593252.1504 | 0 | 0 | 0 | 0 | 0 | 0 | 0 | 0 | 0 | 0 | 0 | 0 | 0 | 0 | 0 | 0 | -259533.218 | 14366.478 | 0 | 0 | 0 | 0 | 0 | 0 | 0 | 0 | 0 | 0 | 0 | 0 | 0 | 0 | 0
2016-09-23 01:00 | 0 | 0 | 0 | 0 | 652008.0975 | 19633.0059 | 540989 | 0 | 0 | 0 | 0 | 1360648.561 | 1593252.1504 | 0 | 0 | 0 | 0 | 0 | 0 | 0 | 0 | 0 | 0 | 0 | 0 | 0 | 0 | 0 | 0 | 130652.1034 | 0 | 0 | 0 | 0 | 0 | 0 | 0 | 0 | 0 | 0 | 0 | 0 | 0 | 0 | 0 | 0
2016-09-23 02:00 | 0 | 0 | 0 | 0 | 251057.782 | 0 | 510591 | 0 | 0 | 0 | 0 | 1101115.343 | 1593252.1504 | 0 | 0 | 0 | 0 | 0 | 0 | 0 | 0 | 0 | 0 | 0 | 0 | 0 | 0 | 0 | 0 | -259533.218 | 0 | 0 | 0 | 0 | 0 | 0 | 0 | 0 | 0 | 0 | 0 | 0 | 0 | 0 | 0 | 0
2016-09-23 03:00 | 0 | 0 | 0 | 0 | 214950.782 | 0 | 474484 | 0 | 0 | 0 | 0 | 841582.125 | 1593252.1504 | 0 | 0 | 0 | 0 | 0 | 0 | 0 | 0 | 0 | 0 | 0 | 0 | 0 | 0 | 0 | 0 | -259533.218 | 0 | 0 | 0 | 0 | 0 | 0 | 0 | 0 | 0 | 0 | 0 | 0 | 0 | 0 | 0 | 0
2016-09-23 04:00 | 0 | 0 | 0 | 0 | 607411.3208 | 0 | 440499 | 0 | 0 | 0 | 0 | 1008494.4458 | 1593252.1504 | 0 | 0 | 0 | 0 | 0 | 0 | 0 | 0 | 0 | 0 | 0 | 0 | 0 | 0 | 0 | 0 | 166912.3208 | 0 | 0 | 0 | 0 | 0 | 0 | 0 | 0 | 0 | 0 | 0 | 0 | 0 | 0 | 0 | 0
2016-09-23 05:00 | 0 | 0 | 0 | 0 | 152164.782 | 0 | 411698 | 0 | 0 | 0 | 0 | 748961.2278 | 1593252.1504 | 0 | 0 | 0 | 0 | 0 | 0 | 0 | 0 | 0 | 0 | 0 | 0 | 0 | 0 | 0 | 0 | -259533.218 | 0 | 0 | 0 | 0 | 0 | 0 | 0 | 0 | 0 | 0 | 0 | 0 | 0 | 0 | 0 | 0
2016-09-23 06:00 | 0 | 0 | 0 | 0 | 132715.782 | 0 | 392249 | 0 | 0 | 0 | 0 | 489428.0099 | 1593252.1504 | 0 | 0 | 0 | 0 | 0 | 0 | 0 | 0 | 0 | 0 | 0 | 0 | 0 | 0 | 0 | 0 | -259533.218 | 0 | 0 | 0 | 0 | 0 | 0 | 0 | 0 | 0 | 0 | 0 | 0 | 0 | 0 | 0 | 0
2016-09-23 07:00 | 0 | 0 | 0 | 0 | 541721.27 | 0 | 380374 | 0 | 0 | 0 | 0 | 650775.2799 | 1593252.1504 | 0 | 0 | 0 | 0 | 0 | 0 | 0 | 0 | 0 | 0 | 0 | 0 | 0 | 0 | 0 | 0 | 161347.27 | 0 | 0 | 0 | 0 | 0 | 0 | 0 | 0 | 0 | 0 | 0 | 0 | 0 | 0 | 0 | 0
2016-09-23 08:00 | 0 | 0 | 0 | 0 | 116542.782 | 0 | 376076 | 0 | 0 | 0 | 0 | 391242.0619 | 1593252.1504 | 0 | 0 | 0 | 0 | 0 | 0 | 0 | 0 | 0 | 0 | 0 | 0 | 0 | 0 | 0 | 0 | -259533.218 | 0 | 0 | 0 | 0 | 0 | 0 | 0 | 0 | 0 | 0 | 0 | 0 | 0 | 0 | 0 | 0
2016-09-23 09:00 | 0 | 0 | 0 | 0 | 502047.833 | 0 | 382748 | 0 | 0 | 0 | 0 | 510541.895 | 1593252.1504 | 0 | 0 | 0 | 0 | 0 | 0 | 0 | 0 | 0 | 0 | 0 | 0 | 0 | 0 | 0 | 0 | 119299.833 | 0 | 0 | 0 | 0 | 0 | 0 | 0 | 0 | 0 | 0 | 0 | 0 | 0 | 0 | 0 | 0
2016-09-23 10:00 | 0 | 0 | 0 | 0 | 488613.2972 | 0 | 406169 | 0 | 0 | 0 | 0 | 592986.1921 | 1593252.1504 | 0 | 0 | 0 | 0 | 0 | 0 | 0 | 0 | 0 | 0 | 0 | 0 | 0 | 0 | 0 | 0 | 82444.2972 | 0 | 0 | 0 | 0 | 0 | 0 | 0 | 0 | 0 | 0 | 0 | 0 | 0 | 0 | 0 | 0
2016-09-23 11:00 | 0 | 0 | 0 | 0 | 169552.782 | 0 | 429086 | 0 | 0 | 0 | 0 | 333452.9742 | 1593252.1504 | 0 | 0 | 0 | 0 | 0 | 0 | 0 | 0 | 0 | 0 | 0 | 0 | 0 | 0 | 0 | 0 | -259533.218 | 0 | 0 | 0 | 0 | 0 | 0 | 0 | 0 | 0 | 0 | 0 | 0 | 0 | 0 | 0 | 0
2016-09-23 12:00 | 0 | 0 | 0 | 0 | 470549.6352 | 0 | 445632 | 0 | 0 | 0 | 0 | 344004.1314 | 1607618.6284 | 0 | 0 | 0 | 0 | 0 | 0 | 0 | 0 | 0 | 0 | 0 | 0 | 0 | 0 | 0 | 0 | 10551.1572 | 14366.478 | 0 | 0 | 0 | 0 | 0 | 0 | 0 | 0 | 0 | 0 | 0 | 0 | 0 | 0 | 0
2016-09-23 13:00 | 0 | 0 | 0 | 0 | 357850.2657 | 71608.3272 | 468144 | 0 | 0 | 0 | 0 | 305318.7243 | 1607618.6284 | 0 | 0 | 0 | 0 | 0 | 0 | 0 | 0 | 0 | 0 | 0 | 0 | 0 | 0 | 0 | 0 | -38685.4071 | 0 | 0 | 0 | 0 | 0 | 0 | 0 | 0 | 0 | 0 | 0 | 0 | 0 | 0 | 0 | 0
2016-09-23 14:00 | 0 | 0 | 0 | 0 | 0 | 441570.182 | 491424 | 0 | 0 | 0 | 0 | 255464.9063 | 1607618.6284 | 0 | 0 | 0 | 0 | 0 | 0 | 0 | 0 | 0 | 0 | 0 | 0 | 0 | 0 | 0 | 0 | -49853.818 | 0 | 0 | 0 | 0 | 0 | 0 | 0 | 0 | 0 | 0 | 0 | 0 | 0 | 0 | 0 | 0
2016-09-23 15:00 | 0 | 0 | 0 | 0 | 113753.9721 | 675314.7239 | 515169 | 0 | 0 | 0 | 0 | 514998.1242 | 1621985.1064 | 0 | 0 | 0 | 0 | 0 | 0 | 0 | 0 | 0 | 0 | 0 | 0 | 0 | 0 | 0 | 0 | 259533.218 | 14366.478 | 0 | 0 | 0 | 0 | 0 | 0 | 0 | 0 | 0 | 0 | 0 | 0 | 0 | 0 | 0
2016-09-23 16:00 | 0 | 0 | 0 | 0 | 0 | 763351.2237 | 536671 | 0 | 0 | 0 | 0 | 741678.348 | 1621985.1064 | 0 | 0 | 0 | 0 | 0 | 0 | 0 | 0 | 0 | 0 | 0 | 0 | 0 | 0 | 0 | 0 | 226680.2237 | 0 | 0 | 0 | 0 | 0 | 0 | 0 | 0 | 0 | 0 | 0 | 0 | 0 | 0 | 0 | 0
2016-09-23 17:00 | 0 | 0 | 0 | 0 | 0 | 764929.6717 | 556404 | 0 | 0 | 0 | 0 | 950204.0197 | 1621985.1064 | 0 | 0 | 0 | 0 | 0 | 0 | 0 | 0 | 0 | 0 | 0 | 0 | 0 | 0 | 0 | 0 | 208525.6717 | 0 | 0 | 0 | 0 | 0 | 0 | 0 | 0 | 0 | 0 | 0 | 0 | 0 | 0 | 0 | 0
2016-09-23 18:00 | 0 | 0 | 0 | 0 | 0 | 754498.4112 | 571875 | 0 | 0 | 0 | 0 | 1132827.4309 | 1621985.1064 | 0 | 0 | 0 | 0 | 0 | 0 | 0 | 0 | 0 | 0 | 0 | 0 | 0 | 0 | 0 | 0 | 182623.4112 | 0 | 0 | 0 | 0 | 0 | 0 | 0 | 0 | 0 | 0 | 0 | 0 | 0 | 0 | 0 | 0
2016-09-23 19:00 | 0 | 0 | 0 | 0 | 94503.564 | 747092.654 | 582063 | 0 | 0 | 0 | 0 | 1392360.6489 | 1621985.1064 | 0 | 0 | 0 | 0 | 0 | 0 | 0 | 0 | 0 | 0 | 0 | 0 | 0 | 0 | 0 | 0 | 259533.218 | 0 | 0 | 0 | 0 | 0 | 0 | 0 | 0 | 0 | 0 | 0 | 0 | 0 | 0 | 0 | 0
2016-09-23 20:00 | 0 | 0 | 0 | 0 | 0 | 752891.5318 | 588232 | 0 | 0 | 0 | 0 | 1557020.1806 | 1621985.1064 | 0 | 0 | 0 | 0 | 0 | 0 | 0 | 0 | 0 | 0 | 0 | 0 | 0 | 0 | 0 | 0 | 164659.5318 | 0 | 0 | 0 | 0 | 0 | 0 | 0 | 0 | 0 | 0 | 0 | 0 | 0 | 0 | 0 | 0
2016-09-23 21:00 | 0 | 0 | 0 | 0 | 0 | 752909.2081 | 586369 | 0 | 0 | 0 | 0 | 1709193.9108 | 1636351.5844 | 0 | 0 | 0 | 0 | 0 | 0 | 0 | 0 | 0 | 0 | 0 | 0 | 0 | 0 | 0 | 0 | 152173.7301 | 14366.478 | 0 | 0 | 0 | 0 | 0 | 0 | 0 | 0 | 0 | 0 | 0 | 0 | 0 | 0 | 0
2016-09-23 22:00 | 0 | 0 | 0 | 0 | 119298.69 | 713101.528 | 572867 | 0 | 0 | 0 | 0 | 1968727.1287 | 1636351.5844 | 0 | 0 | 0 | 0 | 0 | 0 | 0 | 0 | 0 | 0 | 0 | 0 | 0 | 0 | 0 | 0 | 259533.218 | 0 | 0 | 0 | 0 | 0 | 0 | 0 | 0 | 0 | 0 | 0 | 0 | 0 | 0 | 0 | 0
2016-09-23 23:00 | 0 | 0 | 0 | 0 | 0 | 572655.1577 | 556402 | 0 | 0 | 0 | 0 | 1970613.8084 | 1650718.0623 | 0 | 0 | 0 | 0 | 0 | 0 | 0 | 0 | 0 | 0 | 0 | 0 | 0 | 0 | 0 | 0 | 1886.6797 | 14366.478 | 0 | 0 | 0 | 0 | 0 | 0 | 0 | 0 | 0 | 0 | 0 | 0 | 0 | 0 | 0
2016-09-24 | 0 | 0 | 0 | 0 | 0 | 282910.8181 | 541761 | 0 | 0 | 0 | 0 | 1711763.6265 | 1650718.0623 | 0 | 0 | 0 | 0 | 0 | 0 | 0 | 0 | 0 | 0 | 0 | 0 | 0 | 0 | 0 | 0 | -258850.1819 | 0 | 0 | 0 | 0 | 0 | 0 | 0 | 0 | 0 | 0 | 0 | 0 | 0 | 0 | 0 | 0
2016-09-24 01:00 | 0 | 0 | 0 | 0 | 245993.6764 | 14963.1056 | 520490 | 0 | 0 | 0 | 0 | 1452230.4085 | 1650718.0623 | 0 | 0 | 0 | 0 | 0 | 0 | 0 | 0 | 0 | 0 | 0 | 0 | 0 | 0 | 0 | 0 | -259533.218 | 0 | 0 | 0 | 0 | 0 | 0 | 0 | 0 | 0 | 0 | 0 | 0 | 0 | 0 | 0 | 0
2016-09-24 02:00 | 0 | 0 | 0 | 0 | 236332.782 | 0 | 495866 | 0 | 0 | 0 | 0 | 1192697.1906 | 1650718.0623 | 0 | 0 | 0 | 0 | 0 | 0 | 0 | 0 | 0 | 0 | 0 | 0 | 0 | 0 | 0 | 0 | -259533.218 | 0 | 0 | 0 | 0 | 0 | 0 | 0 | 0 | 0 | 0 | 0 | 0 | 0 | 0 | 0 | 0
2016-09-24 03:00 | 0 | 0 | 0 | 0 | 725136.218 | 0 | 465603 | 0 | 0 | 0 | 0 | 1452230.4085 | 1650718.0623 | 0 | 0 | 0 | 0 | 0 | 0 | 0 | 0 | 0 | 0 | 0 | 0 | 0 | 0 | 0 | 0 | 259533.218 | 0 | 0 | 0 | 0 | 0 | 0 | 0 | 0 | 0 | 0 | 0 | 0 | 0 | 0 | 0 | 0
2016-09-24 04:00 | 0 | 0 | 0 | 0 | 176303.782 | 0 | 435837 | 0 | 0 | 0 | 0 | 1192697.1906 | 1650718.0623 | 0 | 0 | 0 | 0 | 0 | 0 | 0 | 0 | 0 | 0 | 0 | 0 | 0 | 0 | 0 | 0 | -259533.218 | 0 | 0 | 0 | 0 | 0 | 0 | 0 | 0 | 0 | 0 | 0 | 0 | 0 | 0 | 0 | 0
2016-09-24 05:00 | 0 | 0 | 0 | 0 | 151243.782 | 0 | 410777 | 0 | 0 | 0 | 0 | 933163.9726 | 1650718.0623 | 0 | 0 | 0 | 0 | 0 | 0 | 0 | 0 | 0 | 0 | 0 | 0 | 0 | 0 | 0 | 0 | -259533.218 | 0 | 0 | 0 | 0 | 0 | 0 | 0 | 0 | 0 | 0 | 0 | 0 | 0 | 0 | 0 | 0
2016-09-24 06:00 | 0 | 0 | 0 | 0 | 131346.782 | 0 | 390880 | 0 | 0 | 0 | 0 | 673630.7546 | 1650718.0623 | 0 | 0 | 0 | 0 | 0 | 0 | 0 | 0 | 0 | 0 | 0 | 0 | 0 | 0 | 0 | 0 | -259533.218 | 0 | 0 | 0 | 0 | 0 | 0 | 0 | 0 | 0 | 0 | 0 | 0 | 0 | 0 | 0 | 0
2016-09-24 07:00 | 0 | 0 | 0 | 0 | 636495.218 | 0 | 376962 | 0 | 0 | 0 | 0 | 933163.9726 | 1650718.0623 | 0 | 0 | 0 | 0 | 0 | 0 | 0 | 0 | 0 | 0 | 0 | 0 | 0 | 0 | 0 | 0 | 259533.218 | 0 | 0 | 0 | 0 | 0 | 0 | 0 | 0 | 0 | 0 | 0 | 0 | 0 | 0 | 0 | 0
2016-09-24 08:00 | 0 | 0 | 0 | 0 | 109420.782 | 0 | 368954 | 0 | 0 | 0 | 0 | 673630.7546 | 1650718.0623 | 0 | 0 | 0 | 0 | 0 | 0 | 0 | 0 | 0 | 0 | 0 | 0 | 0 | 0 | 0 | 0 | -259533.218 | 0 | 0 | 0 | 0 | 0 | 0 | 0 | 0 | 0 | 0 | 0 | 0 | 0 | 0 | 0 | 0
2016-09-24 09:00 | 0 | 0 | 0 | 0 | 107716.782 | 0 | 367250 | 0 | 0 | 0 | 0 | 414097.5367 | 1650718.0623 | 0 | 0 | 0 | 0 | 0 | 0 | 0 | 0 | 0 | 0 | 0 | 0 | 0 | 0 | 0 | 0 | -259533.218 | 0 | 0 | 0 | 0 | 0 | 0 | 0 | 0 | 0 | 0 | 0 | 0 | 0 | 0 | 0 | 0
2016-09-24 10:00 | 0 | 0 | 0 | 0 | 308778.6526 | 0 | 372473 | 0 | 0 | 0 | 0 | 350403.1892 | 1650718.0623 | 0 | 0 | 0 | 0 | 0 | 0 | 0 | 0 | 0 | 0 | 0 | 0 | 0 | 0 | 0 | 0 | -63694.3474 | 0 | 0 | 0 | 0 | 0 | 0 | 0 | 0 | 0 | 0 | 0 | 0 | 0 | 0 | 0 | 0
2016-09-24 11:00 | 0 | 0 | 0 | 0 | 549400.2467 | 0 | 380737 | 0 | 0 | 0 | 0 | 519066.4359 | 1650718.0623 | 0 | 0 | 0 | 0 | 0 | 0 | 0 | 0 | 0 | 0 | 0 | 0 | 0 | 0 | 0 | 0 | 168663.2467 | 0 | 0 | 0 | 0 | 0 | 0 | 0 | 0 | 0 | 0 | 0 | 0 | 0 | 0 | 0 | 0
2016-09-24 12:00 | 0 | 0 | 0 | 0 | 136574.782 | 0 | 396108 | 0 | 0 | 0 | 0 | 259533.218 | 1650718.0623 | 0 | 0 | 0 | 0 | 0 | 0 | 0 | 0 | 0 | 0 | 0 | 0 | 0 | 0 | 0 | 0 | -259533.218 | 0 | 0 | 0 | 0 | 0 | 0 | 0 | 0 | 0 | 0 | 0 | 0 | 0 | 0 | 0 | 0
2016-09-24 13:00 | 0 | 0 | 0 | 0 | 110037.7605 | 49741.0216 | 419312 | 0 | 0 | 0 | 0 | 0 | 1650718.0623 | 0 | 0 | 0 | 0 | 0 | 0 | 0 | 0 | 0 | 0 | 0 | 0 | 0 | 0 | 0 | 0 | -259533.218 | 0 | 0 | 0 | 0 | 0 | 0 | 0 | 0 | 0 | 0 | 0 | 0 | 0 | 0 | 0 | 0
2016-09-24 14:00 | 0 | 0 | 0 | 0 | 277839.7517 | 426778.4663 | 445085 | 0 | 0 | 0 | 0 | 259533.218 | 1650718.0623 | 0 | 0 | 0 | 0 | 0 | 0 | 0 | 0 | 0 | 0 | 0 | 0 | 0 | 0 | 0 | 0 | 259533.218 | 0 | 0 | 0 | 0 | 0 | 0 | 0 | 0 | 0 | 0 | 0 | 0 | 0 | 0 | 0 | 0
2016-09-24 15:00 | 0 | 0 | 0 | 0 | 19191.2274 | 710272.9906 | 469931 | 0 | 0 | 0 | 0 | 519066.4359 | 1650718.0623 | 0 | 0 | 0 | 0 | 0 | 0 | 0 | 0 | 0 | 0 | 0 | 0 | 0 | 0 | 0 | 0 | 259533.218 | 0 | 0 | 0 | 0 | 0 | 0 | 0 | 0 | 0 | 0 | 0 | 0 | 0 | 0 | 0 | 0
2016-09-24 16:00 | 0 | 0 | 0 | 0 | 0 | 768567.7972 | 490873 | 0 | 0 | 0 | 0 | 778599.6539 | 1665084.5403 | 0 | 0 | 0 | 0 | 0 | 0 | 3795.1012 | 0 | 0 | 0 | 0 | 0 | 0 | 0 | 0 | 0 | 259533.218 | 14366.478 | 0 | 0 | 0 | 0 | 0 | 0 | 0 | 0 | 3795.1012 | 0 | 0 | 0 | 0 | 0 | 0
2016-09-24 17:00 | 0 | 0 | 0 | 0 | 0 | 767610.6423 | 506967 | 0 | 0 | 0 | 0 | 1038132.8719 | 1665084.5403 | 0 | 0 | 0 | 0 | 0 | 0 | 4905.5256 | 0 | 0 | 0 | 0 | 0 | 0 | 0 | 0 | 0 | 259533.218 | 0 | 0 | 0 | 0 | 0 | 0 | 0 | 0 | 0 | 1110.4243 | 0 | 0 | 0 | 0 | 0 | 0
2016-09-24 18:00 | 0 | 0 | 0 | 0 | 0 | 752728.496 | 518027 | 0 | 0 | 0 | 0 | 1254225.6038 | 1665084.5403 | 0 | 0 | 0 | 0 | 0 | 0 | 23514.2896 | 0 | 0 | 0 | 0 | 0 | 0 | 0 | 0 | 0 | 216092.732 | 0 | 0 | 0 | 0 | 0 | 0 | 0 | 0 | 0 | 18608.764 | 0 | 0 | 0 | 0 | 0 | 0
2016-09-24 19:00 | 0 | 0 | 0 | 0 | 0 | 742405.4563 | 526151 | 0 | 0 | 0 | 0 | 1493994.3497 | 1665084.5403 | 0 | 0 | 0 | 0 | 0 | 0 | 0 | 0 | 0 | 0 | 0 | 0 | 0 | 0 | 0 | 0 | 239768.7459 | 0 | 0 | 0 | 0 | 0 | 0 | 0 | 0 | 0 | -23514.2896 | 0 | 0 | 0 | 0 | 0 | 0
2016-09-24 20:00 | 0 | 0 | 0 | 0 | 0 | 744784.2323 | 531570 | 0 | 0 | 0 | 0 | 1692842.1041 | 1679451.0183 | 0 | 0 | 0 | 0 | 0 | 0 | 0 | 0 | 0 | 0 | 0 | 0 | 0 | 0 | 0 | 0 | 198847.7543 | 14366.478 | 0 | 0 | 0 | 0 | 0 | 0 | 0 | 0 | 0 | 0 | 0 | 0 | 0 | 0 | 0
2016-09-24 21:00 | 0 | 0 | 0 | 0 | 51322.4197 | 739723.7983 | 531513 | 0 | 0 | 0 | 0 | 1952375.322 | 1679451.0183 | 0 | 0 | 0 | 0 | 0 | 0 | 0 | 0 | 0 | 0 | 0 | 0 | 0 | 0 | 0 | 0 | 259533.218 | 0 | 0 | 0 | 0 | 0 | 0 | 0 | 0 | 0 | 0 | 0 | 0 | 0 | 0 | 0 | 0
2016-09-24 22:00 | 0 | 0 | 0 | 0 | 0 | 713551.0077 | 524247 | 0 | 0 | 0 | 0 | 2141679.3298 | 1679451.0183 | 0 | 0 | 0 | 0 | 0 | 0 | 0 | 0 | 0 | 0 | 0 | 0 | 0 | 0 | 0 | 0 | 189304.0077 | 0 | 0 | 0 | 0 | 0 | 0 | 0 | 0 | 0 | 0 | 0 | 0 | 0 | 0 | 0 | 0
2016-09-24 23:00 | 0 | 0 | 0 | 0 | 0 | 607704.9597 | 514988 | 0 | 0 | 0 | 0 | 2234396.2895 | 1679451.0183 | 0 | 0 | 0 | 0 | 0 | 0 | 0 | 0 | 0 | 0 | 0 | 0 | 0 | 0 | 0 | 0 | 92716.9597 | 0 | 0 | 0 | 0 | 0 | 0 | 0 | 0 | 0 | 0 | 0 | 0 | 0 | 0 | 0 | 0
2016-09-25 | 0 | 0 | 0 | 0 | 0 | 306280.2424 | 507029 | 0 | 0 | 0 | 0 | 2033647.5318 | 1679451.0183 | 0 | 0 | 0 | 0 | 0 | 0 | 0 | 0 | 0 | 0 | 0 | 0 | 0 | 0 | 0 | 0 | -200748.7576 | 0 | 0 | 0 | 0 | 0 | 0 | 0 | 0 | 0 | 0 | 0 | 0 | 0 | 0 | 0 | 0
2016-09-25 01:00 | 0 | 0 | 0 | 0 | 205965.0965 | 22751.6855 | 488250 | 0 | 0 | 0 | 0 | 1774114.3139 | 1679451.0183 | 0 | 0 | 0 | 0 | 0 | 0 | 0 | 0 | 0 | 0 | 0 | 0 | 0 | 0 | 0 | 0 | -259533.218 | 0 | 0 | 0 | 0 | 0 | 0 | 0 | 0 | 0 | 0 | 0 | 0 | 0 | 0 | 0 | 0
2016-09-25 02:00 | 0 | 0 | 0 | 0 | 205723.782 | 0 | 465257 | 0 | 0 | 0 | 0 | 1514581.0959 | 1679451.0183 | 0 | 0 | 0 | 0 | 0 | 0 | 0 | 0 | 0 | 0 | 0 | 0 | 0 | 0 | 0 | 0 | -259533.218 | 0 | 0 | 0 | 0 | 0 | 0 | 0 | 0 | 0 | 0 | 0 | 0 | 0 | 0 | 0 | 0
2016-09-25 03:00 | 0 | 0 | 0 | 0 | 603050.2131 | 0 | 438400 | 0 | 0 | 0 | 0 | 1679231.309 | 1679451.0183 | 0 | 0 | 0 | 0 | 0 | 0 | 0 | 0 | 0 | 0 | 0 | 0 | 0 | 0 | 0 | 0 | 164650.2131 | 0 | 0 | 0 | 0 | 0 | 0 | 0 | 0 | 0 | 0 | 0 | 0 | 0 | 0 | 0 | 0
2016-09-25 04:00 | 0 | 0 | 0 | 0 | 153237.782 | 0 | 412771 | 0 | 0 | 0 | 0 | 1419698.0911 | 1679451.0183 | 0 | 0 | 0 | 0 | 0 | 0 | 0 | 0 | 0 | 0 | 0 | 0 | 0 | 0 | 0 | 0 | -259533.218 | 0 | 0 | 0 | 0 | 0 | 0 | 0 | 0 | 0 | 0 | 0 | 0 | 0 | 0 | 0 | 0
2016-09-25 05:00 | 0 | 0 | 0 | 0 | 130177.782 | 0 | 389711 | 0 | 0 | 0 | 0 | 1160164.8731 | 1679451.0183 | 0 | 0 | 0 | 0 | 0 | 0 | 0 | 0 | 0 | 0 | 0 | 0 | 0 | 0 | 0 | 0 | -259533.218 | 0 | 0 | 0 | 0 | 0 | 0 | 0 | 0 | 0 | 0 | 0 | 0 | 0 | 0 | 0 | 0
2016-09-25 06:00 | 0 | 0 | 0 | 0 | 112345.782 | 0 | 371879 | 0 | 0 | 0 | 0 | 900631.6551 | 1679451.0183 | 0 | 0 | 0 | 0 | 0 | 0 | 0 | 0 | 0 | 0 | 0 | 0 | 0 | 0 | 0 | 0 | -259533.218 | 0 | 0 | 0 | 0 | 0 | 0 | 0 | 0 | 0 | 0 | 0 | 0 | 0 | 0 | 0 | 0
2016-09-25 07:00 | 0 | 0 | 0 | 0 | 99542.782 | 0 | 359076 | 0 | 0 | 0 | 0 | 641098.4372 | 1679451.0183 | 0 | 0 | 0 | 0 | 0 | 0 | 0 | 0 | 0 | 0 | 0 | 0 | 0 | 0 | 0 | 0 | -259533.218 | 0 | 0 | 0 | 0 | 0 | 0 | 0 | 0 | 0 | 0 | 0 | 0 | 0 | 0 | 0 | 0
2016-09-25 08:00 | 0 | 0 | 0 | 0 | 570782.9473 | 0 | 351230 | 0 | 0 | 0 | 0 | 860651.3844 | 1679451.0183 | 0 | 0 | 0 | 0 | 0 | 0 | 0 | 0 | 0 | 0 | 0 | 0 | 0 | 0 | 0 | 0 | 219552.9473 | 0 | 0 | 0 | 0 | 0 | 0 | 0 | 0 | 0 | 0 | 0 | 0 | 0 | 0 | 0 | 0
2016-09-25 09:00 | 0 | 0 | 0 | 0 | 88408.782 | 0 | 347942 | 0 | 0 | 0 | 0 | 601118.1665 | 1679451.0183 | 0 | 0 | 0 | 0 | 0 | 0 | 0 | 0 | 0 | 0 | 0 | 0 | 0 | 0 | 0 | 0 | -259533.218 | 0 | 0 | 0 | 0 | 0 | 0 | 0 | 0 | 0 | 0 | 0 | 0 | 0 | 0 | 0 | 0
2016-09-25 10:00 | 0 | 0 | 0 | 0 | 89970.782 | 0 | 349504 | 0 | 0 | 0 | 0 | 341584.9485 | 1679451.0183 | 0 | 0 | 0 | 0 | 0 | 0 | 0 | 0 | 0 | 0 | 0 | 0 | 0 | 0 | 0 | 0 | -259533.218 | 0 | 0 | 0 | 0 | 0 | 0 | 0 | 0 | 0 | 0 | 0 | 0 | 0 | 0 | 0 | 0
2016-09-25 11:00 | 0 | 0 | 0 | 0 | 95568.782 | 0 | 355102 | 0 | 0 | 0 | 0 | 82051.7305 | 1679451.0183 | 0 | 0 | 0 | 0 | 0 | 0 | 0 | 0 | 0 | 0 | 0 | 0 | 0 | 0 | 0 | 0 | -259533.218 | 0 | 0 | 0 | 0 | 0 | 0 | 0 | 0 | 0 | 0 | 0 | 0 | 0 | 0 | 0 | 0
2016-09-25 12:00 | 0 | 0 | 0 | 0 | 285651.2695 | 0 | 367703 | 0 | 0 | 0 | 0 | 0 | 1679451.0183 | 0 | 0 | 0 | 0 | 0 | 0 | 0 | 0 | 0 | 0 | 0 | 0 | 0 | 0 | 0 | 0 | -82051.7305 | 0 | 0 | 0 | 0 | 0 | 0 | 0 | 0 | 0 | 0 | 0 | 0 | 0 | 0 | 0 | 0
2016-09-25 13:00 | 0 | 0 | 0 | 0 | 562361.9628 | 42443.4272 | 389629 | 0 | 0 | 0 | 0 | 215176.39 | 1679451.0183 | 0 | 0 | 0 | 0 | 0 | 0 | 0 | 0 | 0 | 0 | 0 | 0 | 0 | 0 | 0 | 0 | 215176.39 | 0 | 0 | 0 | 0 | 0 | 0 | 0 | 0 | 0 | 0 | 0 | 0 | 0 | 0 | 0 | 0
2016-09-25 14:00 | 0 | 0 | 0 | 0 | 244368.7844 | 426199.4336 | 411035 | 0 | 0 | 0 | 0 | 474709.6079 | 1679451.0183 | 0 | 0 | 0 | 0 | 0 | 0 | 0 | 0 | 0 | 0 | 0 | 0 | 0 | 0 | 0 | 0 | 259533.218 | 0 | 0 | 0 | 0 | 0 | 0 | 0 | 0 | 0 | 0 | 0 | 0 | 0 | 0 | 0 | 0
2016-09-25 15:00 | 0 | 0 | 0 | 0 | 0 | 707196.6959 | 433297 | 0 | 0 | 0 | 0 | 734242.8259 | 1693817.4963 | 0 | 0 | 0 | 0 | 0 | 0 | 0 | 0 | 0 | 0 | 0 | 0 | 0 | 0 | 0 | 0 | 259533.218 | 14366.478 | 0 | 0 | 0 | 0 | 0 | 0 | 0 | 0 | 0 | 0 | 0 | 0 | 0 | 0 | 0
2016-09-25 16:00 | 0 | 0 | 0 | 0 | 0 | 748875.624 | 455494 | 0 | 0 | 0 | 0 | 993776.0439 | 1708183.9743 | 0 | 0 | 0 | 0 | 0 | 0 | 19481.928 | 0 | 0 | 0 | 0 | 0 | 0 | 0 | 0 | 0 | 259533.218 | 14366.478 | 0 | 0 | 0 | 0 | 0 | 0 | 0 | 0 | 19481.928 | 0 | 0 | 0 | 0 | 0 | 0
2016-09-25 17:00 | 0 | 0 | 0 | 0 | 0 | 752384.0575 | 474452 | 0 | 0 | 0 | 0 | 1253309.2619 | 1722550.4522 | 0 | 0 | 0 | 0 | 0 | 0 | 23514.2896 | 0 | 0 | 0 | 0 | 0 | 0 | 0 | 0 | 0 | 259533.218 | 14366.478 | 0 | 0 | 0 | 0 | 0 | 0 | 0 | 0 | 4032.3616 | 0 | 0 | 0 | 0 | 0 | 0
2016-09-25 18:00 | 0 | 0 | 0 | 0 | 0 | 736475.0408 | 489324 | 0 | 0 | 0 | 0 | 1512842.4798 | 1722550.4522 | 0 | 0 | 0 | 0 | 0 | 0 | 11132.1124 | 0 | 0 | 0 | 0 | 0 | 0 | 0 | 0 | 0 | 259533.218 | 0 | 0 | 0 | 0 | 0 | 0 | 0 | 0 | 0 | -12382.1772 | 0 | 0 | 0 | 0 | 0 | 0
2016-09-25 19:00 | 0 | 0 | 0 | 0 | 0 | 719352.4138 | 499479 | 0 | 0 | 0 | 0 | 1729481.5281 | 1736916.9302 | 0 | 0 | 0 | 0 | 0 | 0 | 0 | 0 | 0 | 0 | 0 | 0 | 0 | 0 | 0 | 0 | 216639.0483 | 14366.478 | 0 | 0 | 0 | 0 | 0 | 0 | 0 | 0 | -11132.1124 | 0 | 0 | 0 | 0 | 0 | 0
2016-09-25 20:00 | 0 | 0 | 0 | 0 | 0 | 715847.1151 | 506893 | 0 | 0 | 0 | 0 | 1924069.1652 | 1751283.4082 | 0 | 0 | 0 | 0 | 0 | 0 | 0 | 0 | 0 | 0 | 0 | 0 | 0 | 0 | 0 | 0 | 194587.6371 | 14366.478 | 0 | 0 | 0 | 0 | 0 | 0 | 0 | 0 | 0 | 0 | 0 | 0 | 0 | 0 | 0
2016-09-25 21:00 | 0 | 0 | 0 | 0 | 0 | 704464.3671 | 512205 | 0 | 0 | 0 | 0 | 2116328.5323 | 1751283.4082 | 0 | 0 | 0 | 0 | 0 | 0 | 0 | 0 | 0 | 0 | 0 | 0 | 0 | 0 | 0 | 0 | 192259.3671 | 0 | 0 | 0 | 0 | 0 | 0 | 0 | 0 | 0 | 0 | 0 | 0 | 0 | 0 | 0 | 0
2016-09-25 22:00 | 0 | 0 | 0 | 0 | 98320.4715 | 671260.7465 | 510048 | 0 | 0 | 0 | 0 | 2375861.7503 | 1751283.4082 | 0 | 0 | 0 | 0 | 0 | 0 | 0 | 0 | 0 | 0 | 0 | 0 | 0 | 0 | 0 | 0 | 259533.218 | 0 | 0 | 0 | 0 | 0 | 0 | 0 | 0 | 0 | 0 | 0 | 0 | 0 | 0 | 0 | 0
2016-09-25 23:00 | 0 | 0 | 0 | 0 | 0 | 541223.6575 | 508980 | 0 | 0 | 0 | 0 | 2408105.4078 | 1751283.4082 | 0 | 0 | 0 | 0 | 0 | 0 | 0 | 0 | 0 | 0 | 0 | 0 | 0 | 0 | 0 | 0 | 32243.6575 | 0 | 0 | 0 | 0 | 0 | 0 | 0 | 0 | 0 | 0 | 0 | 0 | 0 | 0 | 0 | 0
2016-09-26 | 0 | 0 | 0 | 0 | 0 | 281887.4347 | 507252 | 0 | 0 | 0 | 0 | 2182740.8425 | 1751283.4082 | 0 | 0 | 0 | 0 | 0 | 0 | 0 | 0 | 0 | 0 | 0 | 0 | 0 | 0 | 0 | 0 | -225364.5653 | 0 | 0 | 0 | 0 | 0 | 0 | 0 | 0 | 0 | 0 | 0 | 0 | 0 | 0 | 0 | 0
2016-09-26 01:00 | 0 | 0 | 0 | 0 | 217671.1753 | 11674.6067 | 488879 | 0 | 0 | 0 | 0 | 1923207.6245 | 1751283.4082 | 0 | 0 | 0 | 0 | 0 | 0 | 0 | 0 | 0 | 0 | 0 | 0 | 0 | 0 | 0 | 0 | -259533.218 | 0 | 0 | 0 | 0 | 0 | 0 | 0 | 0 | 0 | 0 | 0 | 0 | 0 | 0 | 0 | 0
2016-09-26 02:00 | 0 | 0 | 0 | 0 | 204004.782 | 0 | 463538 | 0 | 0 | 0 | 0 | 1663674.4065 | 1751283.4082 | 0 | 0 | 0 | 0 | 0 | 0 | 0 | 0 | 0 | 0 | 0 | 0 | 0 | 0 | 0 | 0 | -259533.218 | 0 | 0 | 0 | 0 | 0 | 0 | 0 | 0 | 0 | 0 | 0 | 0 | 0 | 0 | 0 | 0
2016-09-26 03:00 | 0 | 0 | 0 | 0 | 670304.3494 | 0 | 432734 | 0 | 0 | 0 | 0 | 1923207.6245 | 1729320.5396 | 0 | 0 | 0 | 0 | 0 | 0 | 0 | 0 | 0 | 0 | 0 | 0 | 0 | 0 | 0 | 0 | 259533.218 | 0 | 21962.8686 | 0 | 0 | 0 | 0 | 0 | 0 | 0 | 0 | 0 | 0 | 0 | 0 | 0 | 0
2016-09-26 04:00 | 0 | 0 | 0 | 0 | 145370.782 | 0 | 404904 | 0 | 0 | 0 | 0 | 1663674.4065 | 1729320.5396 | 0 | 0 | 0 | 0 | 0 | 0 | 0 | 0 | 0 | 0 | 0 | 0 | 0 | 0 | 0 | 0 | -259533.218 | 0 | 0 | 0 | 0 | 0 | 0 | 0 | 0 | 0 | 0 | 0 | 0 | 0 | 0 | 0 | 0
2016-09-26 05:00 | 0 | 0 | 0 | 0 | 122394.782 | 0 | 381928 | 0 | 0 | 0 | 0 | 1404141.1886 | 1729320.5396 | 0 | 0 | 0 | 0 | 0 | 0 | 0 | 0 | 0 | 0 | 0 | 0 | 0 | 0 | 0 | 0 | -259533.218 | 0 | 0 | 0 | 0 | 0 | 0 | 0 | 0 | 0 | 0 | 0 | 0 | 0 | 0 | 0 | 0
2016-09-26 06:00 | 0 | 0 | 0 | 0 | 105579.782 | 0 | 365113 | 0 | 0 | 0 | 0 | 1144607.9706 | 1729320.5396 | 0 | 0 | 0 | 0 | 0 | 0 | 0 | 0 | 0 | 0 | 0 | 0 | 0 | 0 | 0 | 0 | -259533.218 | 0 | 0 | 0 | 0 | 0 | 0 | 0 | 0 | 0 | 0 | 0 | 0 | 0 | 0 | 0 | 0
2016-09-26 07:00 | 0 | 0 | 0 | 0 | 615461.218 | 0 | 355928 | 0 | 0 | 0 | 0 | 1404141.1886 | 1729320.5396 | 0 | 0 | 0 | 0 | 0 | 0 | 0 | 0 | 0 | 0 | 0 | 0 | 0 | 0 | 0 | 0 | 259533.218 | 0 | 0 | 0 | 0 | 0 | 0 | 0 | 0 | 0 | 0 | 0 | 0 | 0 | 0 | 0 | 0
2016-09-26 08:00 | 0 | 0 | 0 | 0 | 94741.782 | 0 | 354275 | 0 | 0 | 0 | 0 | 1144607.9706 | 1729320.5396 | 0 | 0 | 0 | 0 | 0 | 0 | 0 | 0 | 0 | 0 | 0 | 0 | 0 | 0 | 0 | 0 | -259533.218 | 0 | 0 | 0 | 0 | 0 | 0 | 0 | 0 | 0 | 0 | 0 | 0 | 0 | 0 | 0 | 0
2016-09-26 09:00 | 0 | 0 | 0 | 0 | 104748.782 | 0 | 364282 | 0 | 0 | 0 | 0 | 885074.7526 | 1729320.5396 | 0 | 0 | 0 | 0 | 0 | 0 | 0 | 0 | 0 | 0 | 0 | 0 | 0 | 0 | 0 | 0 | -259533.218 | 0 | 0 | 0 | 0 | 0 | 0 | 0 | 0 | 0 | 0 | 0 | 0 | 0 | 0 | 0 | 0
2016-09-26 10:00 | 0 | 0 | 0 | 0 | 128523.782 | 0 | 388057 | 0 | 0 | 0 | 0 | 625541.5346 | 1729320.5396 | 0 | 0 | 0 | 0 | 0 | 0 | 0 | 0 | 0 | 0 | 0 | 0 | 0 | 0 | 0 | 0 | -259533.218 | 0 | 0 | 0 | 0 | 0 | 0 | 0 | 0 | 0 | 0 | 0 | 0 | 0 | 0 | 0 | 0
2016-09-26 11:00 | 0 | 0 | 0 | 0 | 632223.4542 | 0 | 412470 | 0 | 0 | 0 | 0 | 845294.9889 | 1729320.5396 | 0 | 0 | 0 | 0 | 0 | 0 | 0 | 0 | 0 | 0 | 0 | 0 | 0 | 0 | 0 | 0 | 219753.4542 | 0 | 0 | 0 | 0 | 0 | 0 | 0 | 0 | 0 | 0 | 0 | 0 | 0 | 0 | 0 | 0
2016-09-26 12:00 | 0 | 0 | 0 | 0 | 167660.782 | 0 | 427194 | 0 | 0 | 0 | 0 | 585761.7709 | 1729320.5396 | 0 | 0 | 0 | 0 | 0 | 0 | 0 | 0 | 0 | 0 | 0 | 0 | 0 | 0 | 0 | 0 | -259533.218 | 0 | 0 | 0 | 0 | 0 | 0 | 0 | 0 | 0 | 0 | 0 | 0 | 0 | 0 | 0 | 0
2016-09-26 13:00 | 0 | 0 | 0 | 0 | 139086.9168 | 43177.8652 | 441798 | 0 | 0 | 0 | 0 | 326228.5529 | 1729320.5396 | 0 | 0 | 0 | 0 | 0 | 0 | 0 | 0 | 0 | 0 | 0 | 0 | 0 | 0 | 0 | 0 | -259533.218 | 0 | 0 | 0 | 0 | 0 | 0 | 0 | 0 | 0 | 0 | 0 | 0 | 0 | 0 | 0 | 0
2016-09-26 14:00 | 0 | 0 | 0 | 0 | 288358.5703 | 380667.8124 | 457712 | 0 | 0 | 0 | 0 | 537542.9356 | 1729320.5396 | 0 | 0 | 0 | 0 | 0 | 0 | 0 | 0 | 0 | 0 | 0 | 0 | 0 | 0 | 0 | 0 | 211314.3827 | 0 | 0 | 0 | 0 | 0 | 0 | 0 | 0 | 0 | 0 | 0 | 0 | 0 | 0 | 0 | 0
2016-09-26 15:00 | 0 | 0 | 0 | 0 | 0 | 668149.3091 | 473022 | 0 | 0 | 0 | 0 | 732670.2447 | 1729320.5396 | 0 | 0 | 0 | 0 | 0 | 0 | 0 | 0 | 0 | 0 | 0 | 0 | 0 | 0 | 0 | 0 | 195127.3091 | 0 | 0 | 0 | 0 | 0 | 0 | 0 | 0 | 0 | 0 | 0 | 0 | 0 | 0 | 0 | 0
2016-09-26 16:00 | 0 | 0 | 0 | 0 | 28873.3057 | 717193.9123 | 486534 | 0 | 0 | 0 | 0 | 992203.4626 | 1729320.5396 | 0 | 0 | 0 | 0 | 0 | 0 | 0 | 0 | 0 | 0 | 0 | 0 | 0 | 0 | 0 | 0 | 259533.218 | 0 | 0 | 0 | 0 | 0 | 0 | 0 | 0 | 0 | 0 | 0 | 0 | 0 | 0 | 0 | 0
2016-09-26 17:00 | 0 | 0 | 0 | 0 | 54461.3791 | 717759.3168 | 498321 | 0 | 0 | 0 | 0 | 1251736.6806 | 1743687.0176 | 0 | 0 | 0 | 0 | 0 | 0 | 0 | 0 | 0 | 0 | 0 | 0 | 0 | 0 | 0 | 0 | 259533.218 | 14366.478 | 0 | 0 | 0 | 0 | 0 | 0 | 0 | 0 | 0 | 0 | 0 | 0 | 0 | 0 | 0
2016-09-26 18:00 | 0 | 0 | 0 | 0 | 0 | 704947.8194 | 506525 | 0 | 0 | 0 | 0 | 1450159.5 | 1743687.0176 | 0 | 0 | 0 | 0 | 0 | 0 | 0 | 0 | 0 | 0 | 0 | 0 | 0 | 0 | 0 | 0 | 198422.8194 | 0 | 0 | 0 | 0 | 0 | 0 | 0 | 0 | 0 | 0 | 0 | 0 | 0 | 0 | 0 | 0
2016-09-26 19:00 | 0 | 0 | 0 | 0 | 0 | 689631.6106 | 511847 | 0 | 0 | 0 | 0 | 1627944.1106 | 1743687.0176 | 0 | 0 | 0 | 0 | 0 | 0 | 0 | 0 | 0 | 0 | 0 | 0 | 0 | 0 | 0 | 0 | 177784.6106 | 0 | 0 | 0 | 0 | 0 | 0 | 0 | 0 | 0 | 0 | 0 | 0 | 0 | 0 | 0 | 0
2016-09-26 20:00 | 0 | 0 | 0 | 0 | 91789.547 | 684031.671 | 516288 | 0 | 0 | 0 | 0 | 1887477.3286 | 1743687.0176 | 0 | 0 | 0 | 0 | 0 | 0 | 0 | 0 | 0 | 0 | 0 | 0 | 0 | 0 | 0 | 0 | 259533.218 | 0 | 0 | 0 | 0 | 0 | 0 | 0 | 0 | 0 | 0 | 0 | 0 | 0 | 0 | 0 | 0
2016-09-26 21:00 | 0 | 0 | 0 | 0 | 0 | 670735.5907 | 516610 | 0 | 0 | 0 | 0 | 2041602.9193 | 1743687.0176 | 0 | 0 | 0 | 0 | 0 | 0 | 0 | 0 | 0 | 0 | 0 | 0 | 0 | 0 | 0 | 0 | 154125.5907 | 0 | 0 | 0 | 0 | 0 | 0 | 0 | 0 | 0 | 0 | 0 | 0 | 0 | 0 | 0 | 0
2016-09-26 22:00 | 0 | 0 | 0 | 0 | 0 | 638442.3524 | 513497 | 0 | 0 | 0 | 0 | 2166548.2717 | 1743687.0176 | 0 | 0 | 0 | 0 | 0 | 0 | 0 | 0 | 0 | 0 | 0 | 0 | 0 | 0 | 0 | 0 | 124945.3524 | 0 | 0 | 0 | 0 | 0 | 0 | 0 | 0 | 0 | 0 | 0 | 0 | 0 | 0 | 0 | 0
2016-09-26 23:00 | 0 | 0 | 0 | 0 | 0 | 516989.4595 | 512918 | 0 | 0 | 0 | 0 | 2170619.7313 | 1743687.0176 | 0 | 0 | 0 | 0 | 0 | 0 | 0 | 0 | 0 | 0 | 0 | 0 | 0 | 0 | 0 | 0 | 4071.4595 | 0 | 0 | 0 | 0 | 0 | 0 | 0 | 0 | 0 | 0 | 0 | 0 | 0 | 0 | 0 | 0
2016-09-27 | 0 | 0 | 0 | 0 | 0 | 246598.7501 | 510195 | 0 | 0 | 0 | 0 | 1911086.5133 | 1739623.9857 | 0 | 0 | 0 | 0 | 0 | 0 | 0 | 0 | 0 | 0 | 0 | 0 | 0 | 0 | 0 | 0 | -259533.218 | 0 | 4063.032 | 0 | 0 | 0 | 0 | 0 | 0 | 0 | 0 | 0 | 0 | 0 | 0 | 0 | 0
2016-09-27 01:00 | 0 | 0 | 0 | 0 | 445168.2544 | 12655.3673 | 488881 | 0 | 0 | 0 | 0 | 1865662.657 | 1753990.4636 | 0 | 0 | 0 | 0 | 0 | 0 | 0 | 0 | 0 | 0 | 0 | 0 | 0 | 0 | 0 | 0 | -45423.8563 | 14366.478 | 0 | 0 | 0 | 0 | 0 | 0 | 0 | 0 | 0 | 0 | 0 | 0 | 0 | 0 | 0
2016-09-27 02:00 | 0 | 0 | 0 | 0 | 203384.782 | 0 | 462918 | 0 | 0 | 0 | 0 | 1606129.439 | 1753990.4636 | 0 | 0 | 0 | 0 | 0 | 0 | 0 | 0 | 0 | 0 | 0 | 0 | 0 | 0 | 0 | 0 | -259533.218 | 0 | 0 | 0 | 0 | 0 | 0 | 0 | 0 | 0 | 0 | 0 | 0 | 0 | 0 | 0 | 0
2016-09-27 03:00 | 0 | 0 | 0 | 0 | 174304.782 | 0 | 433838 | 0 | 0 | 0 | 0 | 1346596.221 | 1753990.4636 | 0 | 0 | 0 | 0 | 0 | 0 | 0 | 0 | 0 | 0 | 0 | 0 | 0 | 0 | 0 | 0 | -259533.218 | 0 | 0 | 0 | 0 | 0 | 0 | 0 | 0 | 0 | 0 | 0 | 0 | 0 | 0 | 0 | 0
2016-09-27 04:00 | 0 | 0 | 0 | 0 | 434507.4355 | 0 | 403286 | 0 | 0 | 0 | 0 | 1377817.6565 | 1753990.4636 | 0 | 0 | 0 | 0 | 0 | 0 | 0 | 0 | 0 | 0 | 0 | 0 | 0 | 0 | 0 | 0 | 31221.4355 | 0 | 0 | 0 | 0 | 0 | 0 | 0 | 0 | 0 | 0 | 0 | 0 | 0 | 0 | 0 | 0
2016-09-27 05:00 | 0 | 0 | 0 | 0 | 121013.782 | 0 | 380547 | 0 | 0 | 0 | 0 | 1118284.4386 | 1753990.4636 | 0 | 0 | 0 | 0 | 0 | 0 | 0 | 0 | 0 | 0 | 0 | 0 | 0 | 0 | 0 | 0 | -259533.218 | 0 | 0 | 0 | 0 | 0 | 0 | 0 | 0 | 0 | 0 | 0 | 0 | 0 | 0 | 0 | 0
2016-09-27 06:00 | 0 | 0 | 0 | 0 | 104711.782 | 0 | 364245 | 0 | 0 | 0 | 0 | 858751.2206 | 1753990.4636 | 0 | 0 | 0 | 0 | 0 | 0 | 0 | 0 | 0 | 0 | 0 | 0 | 0 | 0 | 0 | 0 | -259533.218 | 0 | 0 | 0 | 0 | 0 | 0 | 0 | 0 | 0 | 0 | 0 | 0 | 0 | 0 | 0 | 0
2016-09-27 07:00 | 0 | 0 | 0 | 0 | 490956.2093 | 0 | 354187 | 0 | 0 | 0 | 0 | 995520.4299 | 1753990.4636 | 0 | 0 | 0 | 0 | 0 | 0 | 0 | 0 | 0 | 0 | 0 | 0 | 0 | 0 | 0 | 0 | 136769.2093 | 0 | 0 | 0 | 0 | 0 | 0 | 0 | 0 | 0 | 0 | 0 | 0 | 0 | 0 | 0 | 0
2016-09-27 08:00 | 0 | 0 | 0 | 0 | 92080.782 | 0 | 351614 | 0 | 0 | 0 | 0 | 735987.2119 | 1753990.4636 | 0 | 0 | 0 | 0 | 0 | 0 | 0 | 0 | 0 | 0 | 0 | 0 | 0 | 0 | 0 | 0 | -259533.218 | 0 | 0 | 0 | 0 | 0 | 0 | 0 | 0 | 0 | 0 | 0 | 0 | 0 | 0 | 0 | 0
2016-09-27 09:00 | 0 | 0 | 0 | 0 | 100846.782 | 0 | 360380 | 0 | 0 | 0 | 0 | 476453.9939 | 1753990.4636 | 0 | 0 | 0 | 0 | 0 | 0 | 0 | 0 | 0 | 0 | 0 | 0 | 0 | 0 | 0 | 0 | -259533.218 | 0 | 0 | 0 | 0 | 0 | 0 | 0 | 0 | 0 | 0 | 0 | 0 | 0 | 0 | 0 | 0
2016-09-27 10:00 | 0 | 0 | 0 | 0 | 524908.9439 | 0 | 384379 | 0 | 0 | 0 | 0 | 616983.9379 | 1753990.4636 | 0 | 0 | 0 | 0 | 0 | 0 | 0 | 0 | 0 | 0 | 0 | 0 | 0 | 0 | 0 | 0 | 140529.9439 | 0 | 0 | 0 | 0 | 0 | 0 | 0 | 0 | 0 | 0 | 0 | 0 | 0 | 0 | 0 | 0
2016-09-27 11:00 | 0 | 0 | 0 | 0 | 148590.782 | 0 | 408124 | 0 | 0 | 0 | 0 | 357450.7199 | 1753990.4636 | 0 | 0 | 0 | 0 | 0 | 0 | 0 | 0 | 0 | 0 | 0 | 0 | 0 | 0 | 0 | 0 | -259533.218 | 0 | 0 | 0 | 0 | 0 | 0 | 0 | 0 | 0 | 0 | 0 | 0 | 0 | 0 | 0 | 0
2016-09-27 12:00 | 0 | 0 | 0 | 0 | 161997.782 | 0 | 421531 | 0 | 0 | 0 | 0 | 97917.5019 | 1753990.4636 | 0 | 0 | 0 | 0 | 0 | 0 | 0 | 0 | 0 | 0 | 0 | 0 | 0 | 0 | 0 | 0 | -259533.218 | 0 | 0 | 0 | 0 | 0 | 0 | 0 | 0 | 0 | 0 | 0 | 0 | 0 | 0 | 0 | 0
2016-09-27 13:00 | 0 | 0 | 0 | 0 | 354015.9336 | 41924.7091 | 436094 | 0 | 0 | 0 | 0 | 57764.1447 | 1753990.4636 | 0 | 0 | 0 | 0 | 0 | 0 | 0 | 0 | 0 | 0 | 0 | 0 | 0 | 0 | 0 | 0 | -40153.3573 | 0 | 0 | 0 | 0 | 0 | 0 | 0 | 0 | 0 | 0 | 0 | 0 | 0 | 0 | 0 | 0
2016-09-27 14:00 | 0 | 0 | 0 | 0 | 182764.9944 | 420446.9338 | 449971 | 0 | 0 | 0 | 0 | 211005.0729 | 1753990.4636 | 0 | 0 | 0 | 0 | 0 | 0 | 0 | 0 | 0 | 0 | 0 | 0 | 0 | 0 | 0 | 0 | 153240.9282 | 0 | 0 | 0 | 0 | 0 | 0 | 0 | 0 | 0 | 0 | 0 | 0 | 0 | 0 | 0 | 0
2016-09-27 15:00 | 0 | 0 | 0 | 0 | 26770.3519 | 711607.3441 | 464478 | 0 | 0 | 0 | 0 | 470538.2908 | 1768356.9416 | 0 | 0 | 0 | 0 | 0 | 0 | 0 | 0 | 0 | 0 | 0 | 0 | 0 | 0 | 0 | 0 | 259533.218 | 14366.478 | 0 | 0 | 0 | 0 | 0 | 0 | 0 | 0 | 0 | 0 | 0 | 0 | 0 | 0 | 0
2016-09-27 16:00 | 0 | 0 | 0 | 0 | 0 | 762858.6376 | 478113 | 0 | 0 | 0 | 0 | 730071.5088 | 1782723.4196 | 0 | 0 | 0 | 0 | 0 | 0 | 10845.9417 | 0 | 0 | 0 | 0 | 0 | 0 | 0 | 0 | 0 | 259533.218 | 14366.478 | 0 | 0 | 0 | 0 | 0 | 0 | 0 | 0 | 10845.9417 | 0 | 0 | 0 | 0 | 0 | 0
2016-09-27 17:00 | 0 | 0 | 0 | 0 | 0 | 757836.0908 | 490862 | 0 | 0 | 0 | 0 | 989604.7268 | 1782723.4196 | 0 | 0 | 0 | 0 | 0 | 0 | 18286.8145 | 0 | 0 | 0 | 0 | 0 | 0 | 0 | 0 | 0 | 259533.218 | 0 | 0 | 0 | 0 | 0 | 0 | 0 | 0 | 0 | 7440.8728 | 0 | 0 | 0 | 0 | 0 | 0
2016-09-27 18:00 | 0 | 0 | 0 | 0 | 0 | 741714.4942 | 502725 | 0 | 0 | 0 | 0 | 1232514.5575 | 1797089.8976 | 0 | 0 | 0 | 0 | 0 | 0 | 0 | 0 | 0 | 0 | 0 | 0 | 0 | 0 | 0 | 0 | 242909.8307 | 14366.478 | 0 | 0 | 0 | 0 | 0 | 0 | 0 | 0 | -18286.8145 | 0 | 0 | 0 | 0 | 0 | 0
2016-09-27 19:00 | 0 | 0 | 0 | 0 | 0 | 728356.6208 | 511919 | 0 | 0 | 0 | 0 | 1448952.1783 | 1797089.8976 | 0 | 0 | 0 | 0 | 0 | 0 | 0 | 0 | 0 | 0 | 0 | 0 | 0 | 0 | 0 | 0 | 216437.6208 | 0 | 0 | 0 | 0 | 0 | 0 | 0 | 0 | 0 | 0 | 0 | 0 | 0 | 0 | 0 | 0
2016-09-27 20:00 | 0 | 0 | 0 | 0 | 0 | 727015.346 | 518483 | 0 | 0 | 0 | 0 | 1657484.5243 | 1797089.8976 | 0 | 0 | 0 | 0 | 0 | 0 | 0 | 0 | 0 | 0 | 0 | 0 | 0 | 0 | 0 | 0 | 208532.346 | 0 | 0 | 0 | 0 | 0 | 0 | 0 | 0 | 0 | 0 | 0 | 0 | 0 | 0 | 0 | 0
2016-09-27 21:00 | 0 | 0 | 0 | 0 | 0 | 720139.7887 | 520523 | 0 | 0 | 0 | 0 | 1857101.313 | 1797089.8976 | 0 | 0 | 0 | 0 | 0 | 0 | 0 | 0 | 0 | 0 | 0 | 0 | 0 | 0 | 0 | 0 | 199616.7887 | 0 | 0 | 0 | 0 | 0 | 0 | 0 | 0 | 0 | 0 | 0 | 0 | 0 | 0 | 0 | 0
2016-09-27 22:00 | 0 | 0 | 0 | 0 | 94741.644 | 680941.574 | 516150 | 0 | 0 | 0 | 0 | 2116634.531 | 1797089.8976 | 0 | 0 | 0 | 0 | 0 | 0 | 0 | 0 | 0 | 0 | 0 | 0 | 0 | 0 | 0 | 0 | 259533.218 | 0 | 0 | 0 | 0 | 0 | 0 | 0 | 0 | 0 | 0 | 0 | 0 | 0 | 0 | 0 | 0
2016-09-27 23:00 | 0 | 0 | 0 | 0 | 0 | 545045.8578 | 514287 | 0 | 0 | 0 | 0 | 2147393.3888 | 1797089.8976 | 0 | 0 | 0 | 0 | 0 | 0 | 0 | 0 | 0 | 0 | 0 | 0 | 0 | 0 | 0 | 0 | 30758.8578 | 0 | 0 | 0 | 0 | 0 | 0 | 0 | 0 | 0 | 0 | 0 | 0 | 0 | 0 | 0 | 0
2016-09-28 | 0 | 0 | 0 | 0 | 10079.3095 | 239740.4725 | 509353 | 0 | 0 | 0 | 0 | 1887860.1709 | 1797089.8976 | 0 | 0 | 0 | 0 | 0 | 0 | 0 | 0 | 0 | 0 | 0 | 0 | 0 | 0 | 0 | 0 | -259533.218 | 0 | 0 | 0 | 0 | 0 | 0 | 0 | 0 | 0 | 0 | 0 | 0 | 0 | 0 | 0 | 0
2016-09-28 01:00 | 0 | 0 | 0 | 0 | 409152.7537 | 10033.177 | 490346 | 0 | 0 | 0 | 0 | 1802333.6236 | 1811456.3756 | 0 | 0 | 0 | 0 | 0 | 0 | 0 | 0 | 0 | 0 | 0 | 0 | 0 | 0 | 0 | 0 | -85526.5473 | 14366.478 | 0 | 0 | 0 | 0 | 0 | 0 | 0 | 0 | 0 | 0 | 0 | 0 | 0 | 0 | 0
2016-09-28 02:00 | 0 | 0 | 0 | 0 | 203326.782 | 0 | 462860 | 0 | 0 | 0 | 0 | 1542800.4056 | 1811456.3756 | 0 | 0 | 0 | 0 | 0 | 0 | 0 | 0 | 0 | 0 | 0 | 0 | 0 | 0 | 0 | 0 | -259533.218 | 0 | 0 | 0 | 0 | 0 | 0 | 0 | 0 | 0 | 0 | 0 | 0 | 0 | 0 | 0 | 0
2016-09-28 03:00 | 0 | 0 | 0 | 0 | 170328.782 | 0 | 429862 | 0 | 0 | 0 | 0 | 1283267.1876 | 1811456.3756 | 0 | 0 | 0 | 0 | 0 | 0 | 0 | 0 | 0 | 0 | 0 | 0 | 0 | 0 | 0 | 0 | -259533.218 | 0 | 0 | 0 | 0 | 0 | 0 | 0 | 0 | 0 | 0 | 0 | 0 | 0 | 0 | 0 | 0
2016-09-28 04:00 | 0 | 0 | 0 | 0 | 458914.5839 | 0 | 400207 | 0 | 0 | 0 | 0 | 1341974.7715 | 1811456.3756 | 0 | 0 | 0 | 0 | 0 | 0 | 0 | 0 | 0 | 0 | 0 | 0 | 0 | 0 | 0 | 0 | 58707.5839 | 0 | 0 | 0 | 0 | 0 | 0 | 0 | 0 | 0 | 0 | 0 | 0 | 0 | 0 | 0 | 0
2016-09-28 05:00 | 0 | 0 | 0 | 0 | 117767.782 | 0 | 377301 | 0 | 0 | 0 | 0 | 1082441.5535 | 1811456.3756 | 0 | 0 | 0 | 0 | 0 | 0 | 0 | 0 | 0 | 0 | 0 | 0 | 0 | 0 | 0 | 0 | -259533.218 | 0 | 0 | 0 | 0 | 0 | 0 | 0 | 0 | 0 | 0 | 0 | 0 | 0 | 0 | 0 | 0
2016-09-28 06:00 | 0 | 0 | 0 | 0 | 102094.782 | 0 | 361628 | 0 | 0 | 0 | 0 | 822908.3356 | 1811456.3756 | 0 | 0 | 0 | 0 | 0 | 0 | 0 | 0 | 0 | 0 | 0 | 0 | 0 | 0 | 0 | 0 | -259533.218 | 0 | 0 | 0 | 0 | 0 | 0 | 0 | 0 | 0 | 0 | 0 | 0 | 0 | 0 | 0 | 0
2016-09-28 07:00 | 0 | 0 | 0 | 0 | 453789.6083 | 0 | 351135 | 0 | 0 | 0 | 0 | 925562.9439 | 1811456.3756 | 0 | 0 | 0 | 0 | 0 | 0 | 0 | 0 | 0 | 0 | 0 | 0 | 0 | 0 | 0 | 0 | 102654.6083 | 0 | 0 | 0 | 0 | 0 | 0 | 0 | 0 | 0 | 0 | 0 | 0 | 0 | 0 | 0 | 0
2016-09-28 08:00 | 0 | 0 | 0 | 0 | 88914.782 | 0 | 348448 | 0 | 0 | 0 | 0 | 666029.7259 | 1811456.3756 | 0 | 0 | 0 | 0 | 0 | 0 | 0 | 0 | 0 | 0 | 0 | 0 | 0 | 0 | 0 | 0 | -259533.218 | 0 | 0 | 0 | 0 | 0 | 0 | 0 | 0 | 0 | 0 | 0 | 0 | 0 | 0 | 0 | 0
2016-09-28 09:00 | 0 | 0 | 0 | 0 | 437162.6981 | 0 | 357233 | 0 | 0 | 0 | 0 | 745959.424 | 1811456.3756 | 0 | 0 | 0 | 0 | 0 | 0 | 0 | 0 | 0 | 0 | 0 | 0 | 0 | 0 | 0 | 0 | 79929.6981 | 0 | 0 | 0 | 0 | 0 | 0 | 0 | 0 | 0 | 0 | 0 | 0 | 0 | 0 | 0 | 0
2016-09-28 10:00 | 0 | 0 | 0 | 0 | 413751.282 | 0 | 380412 | 0 | 0 | 0 | 0 | 779298.706 | 1811456.3756 | 0 | 0 | 0 | 0 | 0 | 0 | 0 | 0 | 0 | 0 | 0 | 0 | 0 | 0 | 0 | 0 | 33339.282 | 0 | 0 | 0 | 0 | 0 | 0 | 0 | 0 | 0 | 0 | 0 | 0 | 0 | 0 | 0 | 0
2016-09-28 11:00 | 0 | 0 | 0 | 0 | 144839.782 | 0 | 404373 | 0 | 0 | 0 | 0 | 519765.4881 | 1811456.3756 | 0 | 0 | 0 | 0 | 0 | 0 | 0 | 0 | 0 | 0 | 0 | 0 | 0 | 0 | 0 | 0 | -259533.218 | 0 | 0 | 0 | 0 | 0 | 0 | 0 | 0 | 0 | 0 | 0 | 0 | 0 | 0 | 0 | 0
2016-09-28 12:00 | 0 | 0 | 0 | 0 | 365292.6948 | 0 | 417225 | 0 | 0 | 0 | 0 | 453466.7049 | 1825822.8535 | 0 | 0 | 0 | 0 | 0 | 0 | 0 | 0 | 0 | 0 | 0 | 0 | 0 | 0 | 0 | 0 | -66298.7832 | 14366.478 | 0 | 0 | 0 | 0 | 0 | 0 | 0 | 0 | 0 | 0 | 0 | 0 | 0 | 0 | 0
2016-09-28 13:00 | 0 | 0 | 0 | 0 | 125441.23 | 48277.552 | 433252 | 0 | 0 | 0 | 0 | 193933.4869 | 1825822.8535 | 0 | 0 | 0 | 0 | 0 | 0 | 0 | 0 | 0 | 0 | 0 | 0 | 0 | 0 | 0 | 0 | -259533.218 | 0 | 0 | 0 | 0 | 0 | 0 | 0 | 0 | 0 | 0 | 0 | 0 | 0 | 0 | 0 | 0
2016-09-28 14:00 | 0 | 0 | 0 | 0 | 134903.563 | 408231.8762 | 448706 | 0 | 0 | 0 | 0 | 397189.0209 | 1716996.7588 | 0 | 0 | 0 | 0 | 0 | 0 | 0 | 0 | 0 | 0 | 0 | 0 | 0 | 0 | 0 | 0 | 203255.5339 | 0 | 108826.0947 | 0 | 0 | 0 | 0 | 0 | 0 | 0 | 0 | 0 | 0 | 0 | 0 | 0 | 0
2016-09-28 15:00 | 0 | 0 | 0 | 0 | 37916.2338 | 685154.9842 | 463538 | 0 | 0 | 0 | 0 | 656722.2388 | 1716996.7588 | 0 | 0 | 0 | 0 | 0 | 0 | 0 | 0 | 0 | 0 | 0 | 0 | 0 | 0 | 0 | 0 | 259533.218 | 0 | 0 | 0 | 0 | 0 | 0 | 0 | 0 | 0 | 0 | 0 | 0 | 0 | 0 | 0 | 0
2016-09-28 16:00 | 0 | 0 | 0 | 0 | 0 | 744420.0851 | 478083 | 0 | 0 | 0 | 0 | 916255.4568 | 1723800.626 | 0 | 0 | 0 | 0 | 0 | 0 | 0 | 0 | 0 | 0 | 0 | 0 | 0 | 0 | 0 | 0 | 259533.218 | 6803.8672 | 0 | 0 | 0 | 0 | 0 | 0 | 0 | 0 | 0 | 0 | 0 | 0 | 0 | 0 | 0
2016-09-28 17:00 | 0 | 0 | 0 | 0 | 0 | 742069.9466 | 491792 | 0 | 0 | 0 | 0 | 1152166.9254 | 1738167.104 | 0 | 0 | 0 | 0 | 0 | 0 | 0 | 0 | 0 | 0 | 0 | 0 | 0 | 0 | 0 | 0 | 235911.4686 | 14366.478 | 0 | 0 | 0 | 0 | 0 | 0 | 0 | 0 | 0 | 0 | 0 | 0 | 0 | 0 | 0
2016-09-28 18:00 | 0 | 0 | 0 | 0 | 0 | 723050.8229 | 503207 | 0 | 0 | 0 | 0 | 1372010.7483 | 1738167.104 | 0 | 0 | 0 | 0 | 0 | 0 | 0 | 0 | 0 | 0 | 0 | 0 | 0 | 0 | 0 | 0 | 219843.8229 | 0 | 0 | 0 | 0 | 0 | 0 | 0 | 0 | 0 | 0 | 0 | 0 | 0 | 0 | 0 | 0
2016-09-28 19:00 | 0 | 0 | 0 | 0 | 0 | 703266.141 | 513287 | 0 | 0 | 0 | 0 | 1561989.8893 | 1738167.104 | 0 | 0 | 0 | 0 | 0 | 0 | 0 | 0 | 0 | 0 | 0 | 0 | 0 | 0 | 0 | 0 | 189979.141 | 0 | 0 | 0 | 0 | 0 | 0 | 0 | 0 | 0 | 0 | 0 | 0 | 0 | 0 | 0 | 0
2016-09-28 20:00 | 0 | 0 | 0 | 0 | 0 | 692631.5679 | 521245 | 0 | 0 | 0 | 0 | 1733376.4572 | 1738167.104 | 0 | 0 | 0 | 0 | 0 | 0 | 0 | 0 | 0 | 0 | 0 | 0 | 0 | 0 | 0 | 0 | 171386.5679 | 0 | 0 | 0 | 0 | 0 | 0 | 0 | 0 | 0 | 0 | 0 | 0 | 0 | 0 | 0 | 0
2016-09-28 21:00 | 0 | 0 | 0 | 0 | 0 | 665539.7892 | 525594 | 0 | 0 | 0 | 0 | 1873322.2464 | 1738167.104 | 0 | 0 | 0 | 0 | 0 | 0 | 0 | 0 | 0 | 0 | 0 | 0 | 0 | 0 | 0 | 0 | 139945.7892 | 0 | 0 | 0 | 0 | 0 | 0 | 0 | 0 | 0 | 0 | 0 | 0 | 0 | 0 | 0 | 0
2016-09-28 22:00 | 0 | 0 | 0 | 0 | 0 | 599203.7926 | 522849 | 0 | 0 | 0 | 0 | 1949677.0391 | 1738167.104 | 0 | 0 | 0 | 0 | 0 | 0 | 0 | 0 | 0 | 0 | 0 | 0 | 0 | 0 | 0 | 0 | 76354.7926 | 0 | 0 | 0 | 0 | 0 | 0 | 0 | 0 | 0 | 0 | 0 | 0 | 0 | 0 | 0 | 0
2016-09-28 23:00 | 0 | 0 | 0 | 0 | 247308.2179 | 448018.1715 | 519181 | 0 | 0 | 0 | 0 | 2209210.257 | 1631264.9858 | 0 | 0 | 0 | 0 | 0 | 0 | 23514.2896 | 0 | 0 | 0 | 0 | 0 | 0 | 0 | 0 | 0 | 259533.218 | 0 | 106902.1182 | 0 | 0 | 0 | 0 | 0 | 0 | 0 | 23514.2896 | 0 | 0 | 0 | 0 | 0 | 0
2016-09-29 | 0 | 0 | 0 | 0 | 64982.4924 | 176852.4781 | 510516 | 0 | 0 | 0 | 0 | 1949677.0391 | 1645631.4638 | 0 | 0 | 0 | 0 | 0 | 0 | 0 | 0 | 0 | 0 | 0 | 0 | 0 | 0 | 0 | 0 | -259533.218 | 14366.478 | 0 | 0 | 0 | 0 | 0 | 0 | 0 | 0 | -23514.2896 | 0 | 0 | 0 | 0 | 0 | 0
2016-09-29 01:00 | 0 | 0 | 0 | 0 | 222644.8916 | 8597.8904 | 490776 | 0 | 0 | 0 | 0 | 1690143.8211 | 1645631.4638 | 0 | 0 | 0 | 0 | 0 | 0 | 0 | 0 | 0 | 0 | 0 | 0 | 0 | 0 | 0 | 0 | -259533.218 | 0 | 0 | 0 | 0 | 0 | 0 | 0 | 0 | 0 | 0 | 0 | 0 | 0 | 0 | 0 | 0
2016-09-29 02:00 | 0 | 0 | 0 | 0 | 624454.5463 | 0 | 463586 | 0 | 0 | 0 | 0 | 1851012.3674 | 1645631.4638 | 0 | 0 | 0 | 0 | 0 | 0 | 0 | 0 | 0 | 0 | 0 | 0 | 0 | 0 | 0 | 0 | 160868.5463 | 0 | 0 | 0 | 0 | 0 | 0 | 0 | 0 | 0 | 0 | 0 | 0 | 0 | 0 | 0 | 0
2016-09-29 03:00 | 0 | 0 | 0 | 0 | 171628.782 | 0 | 431162 | 0 | 0 | 0 | 0 | 1591479.1494 | 1645631.4638 | 0 | 0 | 0 | 0 | 0 | 0 | 0 | 0 | 0 | 0 | 0 | 0 | 0 | 0 | 0 | 0 | -259533.218 | 0 | 0 | 0 | 0 | 0 | 0 | 0 | 0 | 0 | 0 | 0 | 0 | 0 | 0 | 0 | 0
2016-09-29 04:00 | 0 | 0 | 0 | 0 | 142857.782 | 0 | 402391 | 0 | 0 | 0 | 0 | 1331945.9315 | 1645631.4638 | 0 | 0 | 0 | 0 | 0 | 0 | 0 | 0 | 0 | 0 | 0 | 0 | 0 | 0 | 0 | 0 | -259533.218 | 0 | 0 | 0 | 0 | 0 | 0 | 0 | 0 | 0 | 0 | 0 | 0 | 0 | 0 | 0 | 0
2016-09-29 05:00 | 0 | 0 | 0 | 0 | 528525.563 | 0 | 379998 | 0 | 0 | 0 | 0 | 1480473.4945 | 1645631.4638 | 0 | 0 | 0 | 0 | 0 | 0 | 0 | 0 | 0 | 0 | 0 | 0 | 0 | 0 | 0 | 0 | 148527.563 | 0 | 0 | 0 | 0 | 0 | 0 | 0 | 0 | 0 | 0 | 0 | 0 | 0 | 0 | 0 | 0
2016-09-29 06:00 | 0 | 0 | 0 | 0 | 103466.782 | 0 | 363000 | 0 | 0 | 0 | 0 | 1220940.2765 | 1645631.4638 | 0 | 0 | 0 | 0 | 0 | 0 | 0 | 0 | 0 | 0 | 0 | 0 | 0 | 0 | 0 | 0 | -259533.218 | 0 | 0 | 0 | 0 | 0 | 0 | 0 | 0 | 0 | 0 | 0 | 0 | 0 | 0 | 0 | 0
2016-09-29 07:00 | 0 | 0 | 0 | 0 | 92672.782 | 0 | 352206 | 0 | 0 | 0 | 0 | 961407.0585 | 1645631.4638 | 0 | 0 | 0 | 0 | 0 | 0 | 0 | 0 | 0 | 0 | 0 | 0 | 0 | 0 | 0 | 0 | -259533.218 | 0 | 0 | 0 | 0 | 0 | 0 | 0 | 0 | 0 | 0 | 0 | 0 | 0 | 0 | 0 | 0
2016-09-29 08:00 | 0 | 0 | 0 | 0 | 456696.8481 | 0 | 349223 | 0 | 0 | 0 | 0 | 1068880.9066 | 1645631.4638 | 0 | 0 | 0 | 0 | 0 | 0 | 0 | 0 | 0 | 0 | 0 | 0 | 0 | 0 | 0 | 0 | 107473.8481 | 0 | 0 | 0 | 0 | 0 | 0 | 0 | 0 | 0 | 0 | 0 | 0 | 0 | 0 | 0 | 0
2016-09-29 09:00 | 0 | 0 | 0 | 0 | 98164.782 | 0 | 357698 | 0 | 0 | 0 | 0 | 809347.6886 | 1645631.4638 | 0 | 0 | 0 | 0 | 0 | 0 | 0 | 0 | 0 | 0 | 0 | 0 | 0 | 0 | 0 | 0 | -259533.218 | 0 | 0 | 0 | 0 | 0 | 0 | 0 | 0 | 0 | 0 | 0 | 0 | 0 | 0 | 0 | 0
2016-09-29 10:00 | 0 | 0 | 0 | 0 | 390254.3345 | 0 | 380829 | 0 | 0 | 0 | 0 | 818773.0231 | 1645631.4638 | 0 | 0 | 0 | 0 | 0 | 0 | 0 | 0 | 0 | 0 | 0 | 0 | 0 | 0 | 0 | 0 | 9425.3345 | 0 | 0 | 0 | 0 | 0 | 0 | 0 | 0 | 0 | 0 | 0 | 0 | 0 | 0 | 0 | 0
2016-09-29 11:00 | 0 | 0 | 0 | 0 | 373718.0671 | 0 | 405282 | 0 | 0 | 0 | 0 | 787209.0902 | 1645631.4638 | 0 | 0 | 0 | 0 | 0 | 0 | 0 | 0 | 0 | 0 | 0 | 0 | 0 | 0 | 0 | 0 | -31563.9329 | 0 | 0 | 0 | 0 | 0 | 0 | 0 | 0 | 0 | 0 | 0 | 0 | 0 | 0 | 0 | 0
2016-09-29 12:00 | 0 | 0 | 0 | 0 | 351583.9963 | 0 | 418930 | 0 | 0 | 0 | 0 | 719863.0865 | 1645631.4638 | 0 | 0 | 0 | 0 | 0 | 0 | 0 | 0 | 0 | 0 | 0 | 0 | 0 | 0 | 0 | 0 | -67346.0037 | 0 | 0 | 0 | 0 | 0 | 0 | 0 | 0 | 0 | 0 | 0 | 0 | 0 | 0 | 0 | 0
2016-09-29 13:00 | 0 | 0 | 0 | 0 | 222105.3984 | 44140.3883 | 433174 | 0 | 0 | 0 | 0 | 529420.5836 | 1645631.4638 | 0 | 0 | 0 | 0 | 0 | 0 | 23514.2896 | 0 | 0 | 0 | 0 | 0 | 0 | 0 | 0 | 0 | -190442.503 | 0 | 0 | 0 | 0 | 0 | 0 | 0 | 0 | 0 | 23514.2896 | 0 | 0 | 0 | 0 | 0 | 0
2016-09-29 14:00 | 0 | 0 | 0 | 0 | 0 | 372423.8141 | 446476 | 0 | 0 | 0 | 0 | 478882.6873 | 1645631.4638 | 0 | 0 | 0 | 0 | 0 | 0 | 0 | 0 | 0 | 0 | 0 | 0 | 0 | 0 | 0 | 0 | -50537.8963 | 0 | 0 | 0 | 0 | 0 | 0 | 0 | 0 | 0 | -23514.2896 | 0 | 0 | 0 | 0 | 0 | 0
2016-09-29 15:00 | 0 | 0 | 0 | 0 | 0 | 609425.9945 | 457915 | 0 | 0 | 0 | 0 | 630393.6818 | 1645631.4638 | 0 | 0 | 0 | 0 | 0 | 0 | 0 | 0 | 0 | 0 | 0 | 0 | 0 | 0 | 0 | 0 | 151510.9945 | 0 | 0 | 0 | 0 | 0 | 0 | 0 | 0 | 0 | 0 | 0 | 0 | 0 | 0 | 0 | 0
2016-09-29 16:00 | 0 | 0 | 0 | 0 | 40167.6262 | 686462.5918 | 467097 | 0 | 0 | 0 | 0 | 889926.8998 | 1645631.4638 | 0 | 0 | 0 | 0 | 0 | 0 | 0 | 0 | 0 | 0 | 0 | 0 | 0 | 0 | 0 | 0 | 259533.218 | 0 | 0 | 0 | 0 | 0 | 0 | 0 | 0 | 0 | 0 | 0 | 0 | 0 | 0 | 0 | 0
2016-09-29 17:00 | 0 | 0 | 0 | 0 | 0 | 685936.6699 | 476837 | 0 | 0 | 0 | 0 | 1084660.0917 | 1659997.9417 | 0 | 0 | 0 | 0 | 0 | 0 | 0 | 0 | 0 | 0 | 0 | 0 | 0 | 0 | 0 | 0 | 194733.1919 | 14366.478 | 0 | 0 | 0 | 0 | 0 | 0 | 0 | 0 | 0 | 0 | 0 | 0 | 0 | 0 | 0
2016-09-29 18:00 | 0 | 0 | 0 | 0 | 0 | 657610.2667 | 484414 | 0 | 0 | 0 | 0 | 1257856.3584 | 1659997.9417 | 0 | 0 | 0 | 0 | 0 | 0 | 0 | 0 | 0 | 0 | 0 | 0 | 0 | 0 | 0 | 0 | 173196.2667 | 0 | 0 | 0 | 0 | 0 | 0 | 0 | 0 | 0 | 0 | 0 | 0 | 0 | 0 | 0 | 0
2016-09-29 19:00 | 0 | 0 | 0 | 0 | 0 | 631049.5659 | 490997 | 0 | 0 | 0 | 0 | 1397908.9243 | 1659997.9417 | 0 | 0 | 0 | 0 | 0 | 0 | 0 | 0 | 0 | 0 | 0 | 0 | 0 | 0 | 0 | 0 | 140052.5659 | 0 | 0 | 0 | 0 | 0 | 0 | 0 | 0 | 0 | 0 | 0 | 0 | 0 | 0 | 0 | 0
2016-09-29 20:00 | 0 | 0 | 0 | 0 | 140144.0427 | 616008.1752 | 496619 | 0 | 0 | 0 | 0 | 1657442.1423 | 1659997.9417 | 0 | 0 | 0 | 0 | 0 | 0 | 0 | 0 | 0 | 0 | 0 | 0 | 0 | 0 | 0 | 0 | 259533.218 | 0 | 0 | 0 | 0 | 0 | 0 | 0 | 0 | 0 | 0 | 0 | 0 | 0 | 0 | 0 | 0
2016-09-29 21:00 | 0 | 0 | 0 | 0 | 0 | 586586.6676 | 498650 | 0 | 0 | 0 | 0 | 1745378.8099 | 1659997.9417 | 0 | 0 | 0 | 0 | 0 | 0 | 0 | 0 | 0 | 0 | 0 | 0 | 0 | 0 | 0 | 0 | 87936.6676 | 0 | 0 | 0 | 0 | 0 | 0 | 0 | 0 | 0 | 0 | 0 | 0 | 0 | 0 | 0 | 0
2016-09-29 22:00 | 0 | 0 | 0 | 0 | 0 | 535106.4214 | 496050 | 0 | 0 | 0 | 0 | 1784435.2313 | 1659997.9417 | 0 | 0 | 0 | 0 | 0 | 0 | 0 | 0 | 0 | 0 | 0 | 0 | 0 | 0 | 0 | 0 | 39056.4214 | 0 | 0 | 0 | 0 | 0 | 0 | 0 | 0 | 0 | 0 | 0 | 0 | 0 | 0 | 0 | 0
2016-09-29 23:00 | 0 | 0 | 0 | 0 | 0 | 417670.4025 | 495047 | 0 | 0 | 0 | 0 | 1707058.6338 | 1659997.9417 | 0 | 0 | 0 | 0 | 0 | 0 | 0 | 0 | 0 | 0 | 0 | 0 | 0 | 0 | 0 | 0 | -77376.5975 | 0 | 0 | 0 | 0 | 0 | 0 | 0 | 0 | 0 | 0 | 0 | 0 | 0 | 0 | 0 | 0
2016-09-30 | 0 | 0 | 0 | 0 | 56492.5776 | 188899.6824 | 490559 | 0 | 0 | 0 | 0 | 1447525.4158 | 1674364.4197 | 0 | 0 | 0 | 0 | 0 | 0 | 0 | 0 | 0 | 0 | 0 | 0 | 0 | 0 | 0 | 0 | -259533.218 | 14366.478 | 0 | 0 | 0 | 0 | 0 | 0 | 0 | 0 | 0 | 0 | 0 | 0 | 0 | 0 | 0
2016-09-30 01:00 | 0 | 0 | 0 | 0 | 624710.1429 | 7214.1554 | 474123 | 0 | 0 | 0 | 0 | 1605326.7141 | 1674364.4197 | 0 | 0 | 0 | 0 | 0 | 0 | 0 | 0 | 0 | 0 | 0 | 0 | 0 | 0 | 0 | 0 | 157801.2983 | 0 | 0 | 0 | 0 | 0 | 0 | 0 | 0 | 0 | 0 | 0 | 0 | 0 | 0 | 0 | 0
2016-09-30 02:00 | 0 | 0 | 0 | 0 | 189735.782 | 0 | 449269 | 0 | 0 | 0 | 0 | 1345793.4962 | 1674364.4197 | 0 | 0 | 0 | 0 | 0 | 0 | 0 | 0 | 0 | 0 | 0 | 0 | 0 | 0 | 0 | 0 | -259533.218 | 0 | 0 | 0 | 0 | 0 | 0 | 0 | 0 | 0 | 0 | 0 | 0 | 0 | 0 | 0 | 0
2016-09-30 03:00 | 0 | 0 | 0 | 0 | 159094.782 | 0 | 418628 | 0 | 0 | 0 | 0 | 1086260.2782 | 1674364.4197 | 0 | 0 | 0 | 0 | 0 | 0 | 0 | 0 | 0 | 0 | 0 | 0 | 0 | 0 | 0 | 0 | -259533.218 | 0 | 0 | 0 | 0 | 0 | 0 | 0 | 0 | 0 | 0 | 0 | 0 | 0 | 0 | 0 | 0
2016-09-30 04:00 | 0 | 0 | 0 | 0 | 548506.1072 | 0 | 390352 | 0 | 0 | 0 | 0 | 1244414.3854 | 1674364.4197 | 0 | 0 | 0 | 0 | 0 | 0 | 0 | 0 | 0 | 0 | 0 | 0 | 0 | 0 | 0 | 0 | 158154.1072 | 0 | 0 | 0 | 0 | 0 | 0 | 0 | 0 | 0 | 0 | 0 | 0 | 0 | 0 | 0 | 0
2016-09-30 05:00 | 0 | 0 | 0 | 0 | 109905.782 | 0 | 369439 | 0 | 0 | 0 | 0 | 984881.1674 | 1674364.4197 | 0 | 0 | 0 | 0 | 0 | 0 | 0 | 0 | 0 | 0 | 0 | 0 | 0 | 0 | 0 | 0 | -259533.218 | 0 | 0 | 0 | 0 | 0 | 0 | 0 | 0 | 0 | 0 | 0 | 0 | 0 | 0 | 0 | 0
2016-09-30 06:00 | 0 | 0 | 0 | 0 | 457974.5766 | 0 | 355595 | 0 | 0 | 0 | 0 | 1087260.744 | 1674364.4197 | 0 | 0 | 0 | 0 | 0 | 0 | 0 | 0 | 0 | 0 | 0 | 0 | 0 | 0 | 0 | 0 | 102379.5766 | 0 | 0 | 0 | 0 | 0 | 0 | 0 | 0 | 0 | 0 | 0 | 0 | 0 | 0 | 0 | 0
2016-09-30 07:00 | 0 | 0 | 0 | 0 | 428856.6983 | 0 | 346003 | 0 | 0 | 0 | 0 | 1170114.4423 | 1674364.4197 | 0 | 0 | 0 | 0 | 0 | 0 | 0 | 0 | 0 | 0 | 0 | 0 | 0 | 0 | 0 | 0 | 82853.6983 | 0 | 0 | 0 | 0 | 0 | 0 | 0 | 0 | 0 | 0 | 0 | 0 | 0 | 0 | 0 | 0
2016-09-30 08:00 | 0 | 0 | 0 | 0 | 83730.782 | 0 | 343264 | 0 | 0 | 0 | 0 | 910581.2244 | 1674364.4197 | 0 | 0 | 0 | 0 | 0 | 0 | 0 | 0 | 0 | 0 | 0 | 0 | 0 | 0 | 0 | 0 | -259533.218 | 0 | 0 | 0 | 0 | 0 | 0 | 0 | 0 | 0 | 0 | 0 | 0 | 0 | 0 | 0 | 0
2016-09-30 09:00 | 0 | 0 | 0 | 0 | 368570.7115 | 0 | 351472 | 0 | 0 | 0 | 0 | 927679.9358 | 1674364.4197 | 0 | 0 | 0 | 0 | 0 | 0 | 0 | 0 | 0 | 0 | 0 | 0 | 0 | 0 | 0 | 0 | 17098.7115 | 0 | 0 | 0 | 0 | 0 | 0 | 0 | 0 | 0 | 0 | 0 | 0 | 0 | 0 | 0 | 0
2016-09-30 10:00 | 0 | 0 | 0 | 0 | 113336.782 | 0 | 372870 | 0 | 0 | 0 | 0 | 668146.7179 | 1674364.4197 | 0 | 0 | 0 | 0 | 0 | 0 | 0 | 0 | 0 | 0 | 0 | 0 | 0 | 0 | 0 | 0 | -259533.218 | 0 | 0 | 0 | 0 | 0 | 0 | 0 | 0 | 0 | 0 | 0 | 0 | 0 | 0 | 0 | 0
2016-09-30 11:00 | 0 | 0 | 0 | 0 | 331522.3274 | 0 | 396585 | 0 | 0 | 0 | 0 | 603084.0453 | 1674364.4197 | 0 | 0 | 0 | 0 | 0 | 0 | 0 | 0 | 0 | 0 | 0 | 0 | 0 | 0 | 0 | 0 | -65062.6726 | 0 | 0 | 0 | 0 | 0 | 0 | 0 | 0 | 0 | 0 | 0 | 0 | 0 | 0 | 0 | 0
2016-09-30 12:00 | 0 | 0 | 0 | 0 | 151071.782 | 0 | 410605 | 0 | 0 | 0 | 0 | 343550.8273 | 1674364.4197 | 0 | 0 | 0 | 0 | 0 | 0 | 0 | 0 | 0 | 0 | 0 | 0 | 0 | 0 | 0 | 0 | -259533.218 | 0 | 0 | 0 | 0 | 0 | 0 | 0 | 0 | 0 | 0 | 0 | 0 | 0 | 0 | 0 | 0
2016-09-30 13:00 | 0 | 0 | 0 | 0 | 230340.4211 | 28798.2659 | 425358 | 0 | 0 | 0 | 0 | 162965.0364 | 1688730.8977 | 0 | 0 | 0 | 0 | 0 | 0 | 0 | 0 | 0 | 0 | 0 | 0 | 0 | 0 | 0 | 0 | -180585.791 | 14366.478 | 0 | 0 | 0 | 0 | 0 | 0 | 0 | 0 | 0 | 0 | 0 | 0 | 0 | 0 | 0
2016-09-30 14:00 | 0 | 0 | 0 | 0 | 160955.7021 | 296727.7347 | 438424 | 0 | 0 | 0 | 0 | 182224.4731 | 1688730.8977 | 0 | 0 | 0 | 0 | 0 | 0 | 0 | 0 | 0 | 0 | 0 | 0 | 0 | 0 | 0 | 0 | 19259.4368 | 0 | 0 | 0 | 0 | 0 | 0 | 0 | 0 | 0 | 0 | 0 | 0 | 0 | 0 | 0 | 0
2016-09-30 15:00 | 0 | 0 | 0 | 0 | 0 | 578730.5268 | 449478 | 0 | 0 | 0 | 0 | 311476.9999 | 1688730.8977 | 0 | 0 | 0 | 0 | 0 | 0 | 0 | 0 | 0 | 0 | 0 | 0 | 0 | 0 | 0 | 0 | 129252.5268 | 0 | 0 | 0 | 0 | 0 | 0 | 0 | 0 | 0 | 0 | 0 | 0 | 0 | 0 | 0 | 0
2016-09-30 16:00 | 0 | 0 | 0 | 0 | 31471.3843 | 686595.8337 | 458534 | 0 | 0 | 0 | 0 | 571010.2179 | 1688730.8977 | 0 | 0 | 0 | 0 | 0 | 0 | 0 | 0 | 0 | 0 | 0 | 0 | 0 | 0 | 0 | 0 | 259533.218 | 0 | 0 | 0 | 0 | 0 | 0 | 0 | 0 | 0 | 0 | 0 | 0 | 0 | 0 | 0 | 0
2016-09-30 17:00 | 0 | 0 | 0 | 0 | 0 | 695226.2544 | 466904 | 0 | 0 | 0 | 0 | 799332.4723 | 1688730.8977 | 0 | 0 | 0 | 0 | 0 | 0 | 0 | 0 | 0 | 0 | 0 | 0 | 0 | 0 | 0 | 0 | 228322.2544 | 0 | 0 | 0 | 0 | 0 | 0 | 0 | 0 | 0 | 0 | 0 | 0 | 0 | 0 | 0 | 0
2016-09-30 18:00 | 0 | 0 | 0 | 0 | 0 | 680884.0237 | 473293 | 0 | 0 | 0 | 0 | 1006923.496 | 1688730.8977 | 0 | 0 | 0 | 0 | 0 | 0 | 0 | 0 | 0 | 0 | 0 | 0 | 0 | 0 | 0 | 0 | 207591.0237 | 0 | 0 | 0 | 0 | 0 | 0 | 0 | 0 | 0 | 0 | 0 | 0 | 0 | 0 | 0 | 0
2016-09-30 19:00 | 0 | 0 | 0 | 0 | 0 | 670450.9503 | 477889 | 0 | 0 | 0 | 0 | 1199485.4463 | 1688730.8977 | 0 | 0 | 0 | 0 | 0 | 0 | 0 | 0 | 0 | 0 | 0 | 0 | 0 | 0 | 0 | 0 | 192561.9503 | 0 | 0 | 0 | 0 | 0 | 0 | 0 | 0 | 0 | 0 | 0 | 0 | 0 | 0 | 0 | 0
2016-09-30 20:00 | 0 | 0 | 0 | 0 | 67478.9977 | 673625.2203 | 481571 | 0 | 0 | 0 | 0 | 1459018.6643 | 1688730.8977 | 0 | 0 | 0 | 0 | 0 | 0 | 0 | 0 | 0 | 0 | 0 | 0 | 0 | 0 | 0 | 0 | 259533.218 | 0 | 0 | 0 | 0 | 0 | 0 | 0 | 0 | 0 | 0 | 0 | 0 | 0 | 0 | 0 | 0
2016-09-30 21:00 | 0 | 0 | 0 | 0 | 0 | 671795.5712 | 481980 | 0 | 0 | 0 | 0 | 1648834.2355 | 1688730.8977 | 0 | 0 | 0 | 0 | 0 | 0 | 0 | 0 | 0 | 0 | 0 | 0 | 0 | 0 | 0 | 0 | 189815.5712 | 0 | 0 | 0 | 0 | 0 | 0 | 0 | 0 | 0 | 0 | 0 | 0 | 0 | 0 | 0 | 0
2016-09-30 22:00 | 0 | 0 | 0 | 0 | 0 | 643461.2042 | 477094 | 0 | 0 | 0 | 0 | 1815201.4397 | 1688730.8977 | 0 | 0 | 0 | 0 | 0 | 0 | 0 | 0 | 0 | 0 | 0 | 0 | 0 | 0 | 0 | 0 | 166367.2042 | 0 | 0 | 0 | 0 | 0 | 0 | 0 | 0 | 0 | 0 | 0 | 0 | 0 | 0 | 0 | 0
2016-09-30 23:00 | 0 | 0 | 0 | 0 | 0 | 526164.6878 | 471788 | 0 | 0 | 0 | 0 | 1869578.1275 | 1688730.8977 | 0 | 0 | 0 | 0 | 0 | 0 | 0 | 0 | 0 | 0 | 0 | 0 | 0 | 0 | 0 | 0 | 54376.6878 | 0 | 0 | 0 | 0 | 0 | 0 | 0 | 0 | 0 | 0 | 0 | 0 | 0 | 0 | 0 | 0
2016-10-01 | 0 | 0 | 0 | 0 | 0 | 251650.8693 | 464160 | 0 | 0 | 0 | 0 | 1657068.9968 | 1688730.8977 | 0 | 0 | 0 | 0 | 0 | 0 | 0 | 0 | 0 | 0 | 0 | 0 | 0 | 0 | 0 | 0 | -212509.1307 | 0 | 0 | 0 | 0 | 0 | 0 | 0 | 0 | 0 | 0 | 0 | 0 | 0 | 0 | 0 | 0
2016-10-01 01:00 | 0 | 0 | 0 | 0 | 498783.0296 | 14766.8986 | 449071 | 0 | 0 | 0 | 0 | 1707181.4471 | 1703097.3757 | 0 | 0 | 0 | 0 | 0 | 0 | 0 | 0 | 0 | 0 | 0 | 0 | 0 | 0 | 0 | 0 | 50112.4503 | 14366.478 | 0 | 0 | 0 | 0 | 0 | 0 | 0 | 0 | 0 | 0 | 0 | 0 | 0 | 0 | 0
2016-10-01 02:00 | 0 | 0 | 0 | 0 | 170082.782 | 0 | 429616 | 0 | 0 | 0 | 0 | 1447648.2292 | 1703097.3757 | 0 | 0 | 0 | 0 | 0 | 0 | 0 | 0 | 0 | 0 | 0 | 0 | 0 | 0 | 0 | 0 | -259533.218 | 0 | 0 | 0 | 0 | 0 | 0 | 0 | 0 | 0 | 0 | 0 | 0 | 0 | 0 | 0 | 0
2016-10-01 03:00 | 0 | 0 | 0 | 0 | 144199.782 | 0 | 403733 | 0 | 0 | 0 | 0 | 1188115.0112 | 1703097.3757 | 0 | 0 | 0 | 0 | 0 | 0 | 0 | 0 | 0 | 0 | 0 | 0 | 0 | 0 | 0 | 0 | -259533.218 | 0 | 0 | 0 | 0 | 0 | 0 | 0 | 0 | 0 | 0 | 0 | 0 | 0 | 0 | 0 | 0
2016-10-01 04:00 | 0 | 0 | 0 | 0 | 414714.8429 | 0 | 379347 | 0 | 0 | 0 | 0 | 1223482.8541 | 1703097.3757 | 0 | 0 | 0 | 0 | 0 | 0 | 0 | 0 | 0 | 0 | 0 | 0 | 0 | 0 | 0 | 0 | 35367.8429 | 0 | 0 | 0 | 0 | 0 | 0 | 0 | 0 | 0 | 0 | 0 | 0 | 0 | 0 | 0 | 0
2016-10-01 05:00 | 0 | 0 | 0 | 0 | 100495.782 | 0 | 360029 | 0 | 0 | 0 | 0 | 963949.6361 | 1703097.3757 | 0 | 0 | 0 | 0 | 0 | 0 | 0 | 0 | 0 | 0 | 0 | 0 | 0 | 0 | 0 | 0 | -259533.218 | 0 | 0 | 0 | 0 | 0 | 0 | 0 | 0 | 0 | 0 | 0 | 0 | 0 | 0 | 0 | 0
2016-10-01 06:00 | 0 | 0 | 0 | 0 | 320888.0179 | 0 | 345957 | 0 | 0 | 0 | 0 | 938880.654 | 1703097.3757 | 0 | 0 | 0 | 0 | 0 | 0 | 0 | 0 | 0 | 0 | 0 | 0 | 0 | 0 | 0 | 0 | -25068.9821 | 0 | 0 | 0 | 0 | 0 | 0 | 0 | 0 | 0 | 0 | 0 | 0 | 0 | 0 | 0 | 0
2016-10-01 07:00 | 0 | 0 | 0 | 0 | 292115.0199 | 0 | 335981 | 0 | 0 | 0 | 0 | 895014.6739 | 1703097.3757 | 0 | 0 | 0 | 0 | 0 | 0 | 0 | 0 | 0 | 0 | 0 | 0 | 0 | 0 | 0 | 0 | -43865.9801 | 0 | 0 | 0 | 0 | 0 | 0 | 0 | 0 | 0 | 0 | 0 | 0 | 0 | 0 | 0 | 0
2016-10-01 08:00 | 0 | 0 | 0 | 0 | 266727.5339 | 0 | 330386 | 0 | 0 | 0 | 0 | 831356.2078 | 1703097.3757 | 0 | 0 | 0 | 0 | 0 | 0 | 0 | 0 | 0 | 0 | 0 | 0 | 0 | 0 | 0 | 0 | -63658.4661 | 0 | 0 | 0 | 0 | 0 | 0 | 0 | 0 | 0 | 0 | 0 | 0 | 0 | 0 | 0 | 0
2016-10-01 09:00 | 0 | 0 | 0 | 0 | 70140.782 | 0 | 329674 | 0 | 0 | 0 | 0 | 571822.9898 | 1703097.3757 | 0 | 0 | 0 | 0 | 0 | 0 | 0 | 0 | 0 | 0 | 0 | 0 | 0 | 0 | 0 | 0 | -259533.218 | 0 | 0 | 0 | 0 | 0 | 0 | 0 | 0 | 0 | 0 | 0 | 0 | 0 | 0 | 0 | 0
2016-10-01 10:00 | 0 | 0 | 0 | 0 | 239261.4491 | 0 | 335756 | 0 | 0 | 0 | 0 | 475328.4389 | 1703097.3757 | 0 | 0 | 0 | 0 | 0 | 0 | 0 | 0 | 0 | 0 | 0 | 0 | 0 | 0 | 0 | 0 | -96494.5509 | 0 | 0 | 0 | 0 | 0 | 0 | 0 | 0 | 0 | 0 | 0 | 0 | 0 | 0 | 0 | 0
2016-10-01 11:00 | 0 | 0 | 0 | 0 | 235288.0837 | 0 | 344879 | 0 | 0 | 0 | 0 | 365737.5227 | 1703097.3757 | 0 | 0 | 0 | 0 | 0 | 0 | 0 | 0 | 0 | 0 | 0 | 0 | 0 | 0 | 0 | 0 | -109590.9163 | 0 | 0 | 0 | 0 | 0 | 0 | 0 | 0 | 0 | 0 | 0 | 0 | 0 | 0 | 0 | 0
2016-10-01 12:00 | 0 | 0 | 0 | 0 | 228289.7856 | 0 | 358481 | 0 | 0 | 0 | 0 | 235546.3083 | 1703097.3757 | 0 | 0 | 0 | 0 | 0 | 0 | 0 | 0 | 0 | 0 | 0 | 0 | 0 | 0 | 0 | 0 | -130191.2144 | 0 | 0 | 0 | 0 | 0 | 0 | 0 | 0 | 0 | 0 | 0 | 0 | 0 | 0 | 0 | 0
2016-10-01 13:00 | 0 | 0 | 0 | 0 | 158489.6814 | 39906.1895 | 375301 | 0 | 0 | 0 | 0 | 35126.8896 | 1703097.3757 | 0 | 0 | 0 | 0 | 0 | 0 | 23514.2896 | 0 | 0 | 0 | 0 | 0 | 0 | 0 | 0 | 0 | -200419.4187 | 0 | 0 | 0 | 0 | 0 | 0 | 0 | 0 | 0 | 23514.2896 | 0 | 0 | 0 | 0 | 0 | 0
2016-10-01 14:00 | 0 | 0 | 0 | 0 | 78060.7262 | 413770.2546 | 391050 | 0 | 0 | 0 | 0 | 159422.16 | 1703097.3757 | 0 | 0 | 0 | 0 | 0 | 0 | 0 | 0 | 0 | 0 | 0 | 0 | 0 | 0 | 0 | 0 | 124295.2704 | 0 | 0 | 0 | 0 | 0 | 0 | 0 | 0 | 0 | -23514.2896 | 0 | 0 | 0 | 0 | 0 | 0
2016-10-01 15:00 | 0 | 0 | 0 | 0 | 0 | 679227.6959 | 405328 | 0 | 0 | 0 | 0 | 418955.378 | 1717463.8537 | 0 | 0 | 0 | 0 | 0 | 0 | 0 | 0 | 0 | 0 | 0 | 0 | 0 | 0 | 0 | 0 | 259533.218 | 14366.478 | 0 | 0 | 0 | 0 | 0 | 0 | 0 | 0 | 0 | 0 | 0 | 0 | 0 | 0 | 0
2016-10-01 16:00 | 0 | 0 | 0 | 0 | 0 | 690643.6959 | 416744 | 0 | 0 | 0 | 0 | 678488.5959 | 1731830.3317 | 0 | 0 | 0 | 0 | 0 | 0 | 0 | 0 | 0 | 0 | 0 | 0 | 0 | 0 | 0 | 0 | 259533.218 | 14366.478 | 0 | 0 | 0 | 0 | 0 | 0 | 0 | 0 | 0 | 0 | 0 | 0 | 0 | 0 | 0
2016-10-01 17:00 | 0 | 0 | 0 | 0 | 0 | 699935.6959 | 426036 | 0 | 0 | 0 | 0 | 938021.8139 | 1746196.8096 | 0 | 0 | 0 | 0 | 0 | 0 | 0 | 0 | 0 | 0 | 0 | 0 | 0 | 0 | 0 | 0 | 259533.218 | 14366.478 | 0 | 0 | 0 | 0 | 0 | 0 | 0 | 0 | 0 | 0 | 0 | 0 | 0 | 0 | 0
2016-10-01 18:00 | 0 | 0 | 0 | 0 | 0 | 708273.6959 | 434374 | 0 | 0 | 0 | 0 | 1197555.0319 | 1760563.2876 | 0 | 0 | 0 | 0 | 0 | 0 | 0 | 0 | 0 | 0 | 0 | 0 | 0 | 0 | 0 | 0 | 259533.218 | 14366.478 | 0 | 0 | 0 | 0 | 0 | 0 | 0 | 0 | 0 | 0 | 0 | 0 | 0 | 0 | 0
2016-10-01 19:00 | 0 | 0 | 0 | 0 | 0 | 720987.7889 | 441308 | 0 | 0 | 0 | 0 | 1457088.2498 | 1774929.7656 | 0 | 0 | 0 | 0 | 0 | 0 | 5780.0929 | 0 | 0 | 0 | 0 | 0 | 0 | 0 | 0 | 0 | 259533.218 | 14366.478 | 0 | 0 | 0 | 0 | 0 | 0 | 0 | 0 | 5780.0929 | 0 | 0 | 0 | 0 | 0 | 0
2016-10-01 20:00 | 0 | 0 | 0 | 0 | 0 | 723400.5421 | 446442 | 0 | 0 | 0 | 0 | 1716621.4678 | 1789296.2436 | 0 | 0 | 0 | 0 | 0 | 0 | 8838.9391 | 0 | 0 | 0 | 0 | 0 | 0 | 0 | 0 | 0 | 259533.218 | 14366.478 | 0 | 0 | 0 | 0 | 0 | 0 | 0 | 0 | 3058.8462 | 0 | 0 | 0 | 0 | 0 | 0
2016-10-01 21:00 | 0 | 0 | 0 | 0 | 0 | 738134.0464 | 449559 | 0 | 0 | 0 | 0 | 1976154.6858 | 1803662.7216 | 0 | 0 | 0 | 0 | 0 | 0 | 23514.2896 | 0 | 0 | 0 | 0 | 0 | 0 | 0 | 0 | 0 | 259533.218 | 14366.478 | 0 | 0 | 0 | 0 | 0 | 0 | 0 | 0 | 14675.3505 | 0 | 0 | 0 | 0 | 0 | 0
2016-10-01 22:00 | 0 | 0 | 0 | 0 | 0 | 720744.3632 | 447957 | 0 | 0 | 0 | 0 | 2234575.571 | 1818029.1995 | 0 | 0 | 0 | 0 | 0 | 0 | 23514.2896 | 0 | 0 | 0 | 0 | 0 | 0 | 0 | 0 | 0 | 258420.8852 | 14366.478 | 0 | 0 | 0 | 0 | 0 | 0 | 0 | 0 | 0 | 0 | 0 | 0 | 0 | 0 | 0
2016-10-01 23:00 | 0 | 0 | 0 | 0 | 0 | 597431.0178 | 447614 | 0 | 0 | 0 | 0 | 2407906.8784 | 1818029.1995 | 0 | 0 | 0 | 0 | 0 | 0 | 0 | 0 | 0 | 0 | 0 | 0 | 0 | 0 | 0 | 0 | 173331.3074 | 0 | 0 | 0 | 0 | 0 | 0 | 0 | 0 | 0 | -23514.2896 | 0 | 0 | 0 | 0 | 0 | 0
2016-10-02 | 0 | 0 | 0 | 0 | 0 | 261939.1744 | 444225 | 0 | 0 | 0 | 0 | 2334447.1476 | 1709203.1048 | 0 | 0 | 0 | 0 | 0 | 0 | 0 | 0 | 0 | 0 | 0 | 0 | 0 | 0 | 0 | 0 | -73459.7308 | 0 | 108826.0947 | 0 | 0 | 0 | 0 | 0 | 0 | 0 | 0 | 0 | 0 | 0 | 0 | 0 | 0
2016-10-02 01:00 | 0 | 0 | 0 | 0 | 181408.7634 | 5033.4966 | 431609 | 0 | 0 | 0 | 0 | 2074913.9296 | 1723569.5828 | 0 | 0 | 0 | 0 | 0 | 0 | 0 | 0 | 0 | 0 | 0 | 0 | 0 | 0 | 0 | 0 | -259533.218 | 14366.478 | 0 | 0 | 0 | 0 | 0 | 0 | 0 | 0 | 0 | 0 | 0 | 0 | 0 | 0 | 0
2016-10-02 02:00 | 0 | 0 | 0 | 0 | 154838.782 | 0 | 414372 | 0 | 0 | 0 | 0 | 1815380.7117 | 1723569.5828 | 0 | 0 | 0 | 0 | 0 | 0 | 0 | 0 | 0 | 0 | 0 | 0 | 0 | 0 | 0 | 0 | -259533.218 | 0 | 0 | 0 | 0 | 0 | 0 | 0 | 0 | 0 | 0 | 0 | 0 | 0 | 0 | 0 | 0
2016-10-02 03:00 | 0 | 0 | 0 | 0 | 132751.782 | 0 | 392285 | 0 | 0 | 0 | 0 | 1555847.4937 | 1723569.5828 | 0 | 0 | 0 | 0 | 0 | 0 | 0 | 0 | 0 | 0 | 0 | 0 | 0 | 0 | 0 | 0 | -259533.218 | 0 | 0 | 0 | 0 | 0 | 0 | 0 | 0 | 0 | 0 | 0 | 0 | 0 | 0 | 0 | 0
2016-10-02 04:00 | 0 | 0 | 0 | 0 | 504335.5619 | 0 | 369627 | 0 | 0 | 0 | 0 | 1690556.0556 | 1723569.5828 | 0 | 0 | 0 | 0 | 0 | 0 | 0 | 0 | 0 | 0 | 0 | 0 | 0 | 0 | 0 | 0 | 134708.5619 | 0 | 0 | 0 | 0 | 0 | 0 | 0 | 0 | 0 | 0 | 0 | 0 | 0 | 0 | 0 | 0
2016-10-02 05:00 | 0 | 0 | 0 | 0 | 92531.782 | 0 | 352065 | 0 | 0 | 0 | 0 | 1431022.8376 | 1723569.5828 | 0 | 0 | 0 | 0 | 0 | 0 | 0 | 0 | 0 | 0 | 0 | 0 | 0 | 0 | 0 | 0 | -259533.218 | 0 | 0 | 0 | 0 | 0 | 0 | 0 | 0 | 0 | 0 | 0 | 0 | 0 | 0 | 0 | 0
2016-10-02 06:00 | 0 | 0 | 0 | 0 | 78775.782 | 0 | 338309 | 0 | 0 | 0 | 0 | 1171489.6197 | 1723569.5828 | 0 | 0 | 0 | 0 | 0 | 0 | 0 | 0 | 0 | 0 | 0 | 0 | 0 | 0 | 0 | 0 | -259533.218 | 0 | 0 | 0 | 0 | 0 | 0 | 0 | 0 | 0 | 0 | 0 | 0 | 0 | 0 | 0 | 0
2016-10-02 07:00 | 0 | 0 | 0 | 0 | 69281.782 | 0 | 328815 | 0 | 0 | 0 | 0 | 911956.4017 | 1723569.5828 | 0 | 0 | 0 | 0 | 0 | 0 | 0 | 0 | 0 | 0 | 0 | 0 | 0 | 0 | 0 | 0 | -259533.218 | 0 | 0 | 0 | 0 | 0 | 0 | 0 | 0 | 0 | 0 | 0 | 0 | 0 | 0 | 0 | 0
2016-10-02 08:00 | 0 | 0 | 0 | 0 | 395092.0479 | 0 | 322930 | 0 | 0 | 0 | 0 | 984118.4496 | 1723569.5828 | 0 | 0 | 0 | 0 | 0 | 0 | 0 | 0 | 0 | 0 | 0 | 0 | 0 | 0 | 0 | 0 | 72162.0479 | 0 | 0 | 0 | 0 | 0 | 0 | 0 | 0 | 0 | 0 | 0 | 0 | 0 | 0 | 0 | 0
2016-10-02 09:00 | 0 | 0 | 0 | 0 | 61773.782 | 0 | 321307 | 0 | 0 | 0 | 0 | 724585.2317 | 1723569.5828 | 0 | 0 | 0 | 0 | 0 | 0 | 0 | 0 | 0 | 0 | 0 | 0 | 0 | 0 | 0 | 0 | -259533.218 | 0 | 0 | 0 | 0 | 0 | 0 | 0 | 0 | 0 | 0 | 0 | 0 | 0 | 0 | 0 | 0
2016-10-02 10:00 | 0 | 0 | 0 | 0 | 64540.782 | 0 | 324074 | 0 | 0 | 0 | 0 | 465052.0137 | 1723569.5828 | 0 | 0 | 0 | 0 | 0 | 0 | 0 | 0 | 0 | 0 | 0 | 0 | 0 | 0 | 0 | 0 | -259533.218 | 0 | 0 | 0 | 0 | 0 | 0 | 0 | 0 | 0 | 0 | 0 | 0 | 0 | 0 | 0 | 0
2016-10-02 11:00 | 0 | 0 | 0 | 0 | 301371.4999 | 0 | 330659 | 0 | 0 | 0 | 0 | 435764.5136 | 1723569.5828 | 0 | 0 | 0 | 0 | 0 | 0 | 0 | 0 | 0 | 0 | 0 | 0 | 0 | 0 | 0 | 0 | -29287.5001 | 0 | 0 | 0 | 0 | 0 | 0 | 0 | 0 | 0 | 0 | 0 | 0 | 0 | 0 | 0 | 0
2016-10-02 12:00 | 0 | 0 | 0 | 0 | 277456.8031 | 0 | 341997 | 0 | 0 | 0 | 0 | 371224.3167 | 1723569.5828 | 0 | 0 | 0 | 0 | 0 | 0 | 0 | 0 | 0 | 0 | 0 | 0 | 0 | 0 | 0 | 0 | -64540.1969 | 0 | 0 | 0 | 0 | 0 | 0 | 0 | 0 | 0 | 0 | 0 | 0 | 0 | 0 | 0 | 0
2016-10-02 13:00 | 0 | 0 | 0 | 0 | 183924.4621 | 42594.2211 | 360340 | 0 | 0 | 0 | 0 | 213888.7103 | 1723569.5828 | 0 | 0 | 0 | 0 | 0 | 0 | 23514.2896 | 0 | 0 | 0 | 0 | 0 | 0 | 0 | 0 | 0 | -157335.6064 | 0 | 0 | 0 | 0 | 0 | 0 | 0 | 0 | 0 | 23514.2896 | 0 | 0 | 0 | 0 | 0 | 0
2016-10-02 14:00 | 0 | 0 | 0 | 0 | 0 | 405657.6294 | 377856 | 0 | 0 | 0 | 0 | 265204.6293 | 1723569.5828 | 0 | 0 | 0 | 0 | 0 | 0 | 0 | 0 | 0 | 0 | 0 | 0 | 0 | 0 | 0 | 0 | 51315.919 | 0 | 0 | 0 | 0 | 0 | 0 | 0 | 0 | 0 | -23514.2896 | 0 | 0 | 0 | 0 | 0 | 0
2016-10-02 15:00 | 0 | 0 | 0 | 0 | 0 | 668207.6959 | 394308 | 0 | 0 | 0 | 0 | 524737.8473 | 1737936.0608 | 0 | 0 | 0 | 0 | 0 | 0 | 0 | 0 | 0 | 0 | 0 | 0 | 0 | 0 | 0 | 0 | 259533.218 | 14366.478 | 0 | 0 | 0 | 0 | 0 | 0 | 0 | 0 | 0 | 0 | 0 | 0 | 0 | 0 | 0
2016-10-02 16:00 | 0 | 0 | 0 | 0 | 0 | 683157.6959 | 409258 | 0 | 0 | 0 | 0 | 784271.0652 | 1752302.5388 | 0 | 0 | 0 | 0 | 0 | 0 | 0 | 0 | 0 | 0 | 0 | 0 | 0 | 0 | 0 | 0 | 259533.218 | 14366.478 | 0 | 0 | 0 | 0 | 0 | 0 | 0 | 0 | 0 | 0 | 0 | 0 | 0 | 0 | 0
2016-10-02 17:00 | 0 | 0 | 0 | 0 | 0 | 696281.6959 | 422382 | 0 | 0 | 0 | 0 | 1043804.2832 | 1766669.0167 | 0 | 0 | 0 | 0 | 0 | 0 | 0 | 0 | 0 | 0 | 0 | 0 | 0 | 0 | 0 | 0 | 259533.218 | 14366.478 | 0 | 0 | 0 | 0 | 0 | 0 | 0 | 0 | 0 | 0 | 0 | 0 | 0 | 0 | 0
2016-10-02 18:00 | 0 | 0 | 0 | 0 | 0 | 712504.8985 | 432750 | 0 | 0 | 0 | 0 | 1303337.5012 | 1781035.4947 | 0 | 0 | 0 | 0 | 0 | 0 | 5855.2026 | 0 | 0 | 0 | 0 | 0 | 0 | 0 | 0 | 0 | 259533.218 | 14366.478 | 0 | 0 | 0 | 0 | 0 | 0 | 0 | 0 | 5855.2026 | 0 | 0 | 0 | 0 | 0 | 0
2016-10-02 19:00 | 0 | 0 | 0 | 0 | 0 | 720802.7967 | 440823 | 0 | 0 | 0 | 0 | 1562870.7191 | 1795401.9727 | 0 | 0 | 0 | 0 | 0 | 0 | 11935.3033 | 0 | 0 | 0 | 0 | 0 | 0 | 0 | 0 | 0 | 259533.218 | 14366.478 | 0 | 0 | 0 | 0 | 0 | 0 | 0 | 0 | 6080.1007 | 0 | 0 | 0 | 0 | 0 | 0
2016-10-02 20:00 | 0 | 0 | 0 | 0 | 0 | 725799.5533 | 447418 | 0 | 0 | 0 | 0 | 1822403.9371 | 1809768.4507 | 0 | 0 | 0 | 0 | 0 | 0 | 16417.1606 | 0 | 0 | 0 | 0 | 0 | 0 | 0 | 0 | 0 | 259533.218 | 14366.478 | 0 | 0 | 0 | 0 | 0 | 0 | 0 | 0 | 4481.8573 | 0 | 0 | 0 | 0 | 0 | 0
2016-10-02 21:00 | 0 | 0 | 0 | 0 | 0 | 733438.8249 | 452442 | 0 | 0 | 0 | 0 | 2081937.1551 | 1824134.9287 | 0 | 0 | 0 | 0 | 0 | 0 | 23514.2896 | 0 | 0 | 0 | 0 | 0 | 0 | 0 | 0 | 0 | 259533.218 | 14366.478 | 0 | 0 | 0 | 0 | 0 | 0 | 0 | 0 | 7097.1289 | 0 | 0 | 0 | 0 | 0 | 0
2016-10-02 22:00 | 0 | 0 | 0 | 0 | 0 | 707076.7176 | 453706 | 0 | 0 | 0 | 0 | 2341470.373 | 1824134.9287 | 0 | 0 | 0 | 0 | 0 | 0 | 17351.7892 | 0 | 0 | 0 | 0 | 0 | 0 | 0 | 0 | 0 | 259533.218 | 0 | 0 | 0 | 0 | 0 | 0 | 0 | 0 | 0 | -6162.5004 | 0 | 0 | 0 | 0 | 0 | 0
2016-10-02 23:00 | 0 | 0 | 0 | 0 | 0 | 573335.6846 | 455845 | 0 | 0 | 0 | 0 | 2476312.8468 | 1824134.9287 | 0 | 0 | 0 | 0 | 0 | 0 | 0 | 0 | 0 | 0 | 0 | 0 | 0 | 0 | 0 | 0 | 134842.4738 | 0 | 0 | 0 | 0 | 0 | 0 | 0 | 0 | 0 | -17351.7892 | 0 | 0 | 0 | 0 | 0 | 0
2016-10-03 | 0 | 0 | 0 | 0 | 0 | 229340.0858 | 454506 | 0 | 0 | 0 | 0 | 2251146.9326 | 1824134.9287 | 0 | 0 | 0 | 0 | 0 | 0 | 0 | 0 | 0 | 0 | 0 | 0 | 0 | 0 | 0 | 0 | -225165.9142 | 0 | 0 | 0 | 0 | 0 | 0 | 0 | 0 | 0 | 0 | 0 | 0 | 0 | 0 | 0 | 0
2016-10-03 01:00 | 0 | 0 | 0 | 0 | 190998.4783 | 4499.7817 | 440665 | 0 | 0 | 0 | 0 | 1991613.7147 | 1838501.4066 | 0 | 0 | 0 | 0 | 0 | 0 | 0 | 0 | 0 | 0 | 0 | 0 | 0 | 0 | 0 | 0 | -259533.218 | 14366.478 | 0 | 0 | 0 | 0 | 0 | 0 | 0 | 0 | 0 | 0 | 0 | 0 | 0 | 0 | 0
2016-10-03 02:00 | 0 | 0 | 0 | 0 | 51588.6873 | 0 | 419948 | 0 | 0 | 0 | 0 | 1732080.4967 | 1729675.3119 | 0 | 0 | 0 | 0 | 0 | 0 | 0 | 0 | 0 | 0 | 0 | 0 | 0 | 0 | 0 | 0 | -259533.218 | 0 | 108826.0947 | 0 | 0 | 0 | 0 | 0 | 0 | 0 | 0 | 0 | 0 | 0 | 0 | 0 | 0
2016-10-03 03:00 | 0 | 0 | 0 | 0 | 133754.782 | 0 | 393288 | 0 | 0 | 0 | 0 | 1472547.2787 | 1729675.3119 | 0 | 0 | 0 | 0 | 0 | 0 | 0 | 0 | 0 | 0 | 0 | 0 | 0 | 0 | 0 | 0 | -259533.218 | 0 | 0 | 0 | 0 | 0 | 0 | 0 | 0 | 0 | 0 | 0 | 0 | 0 | 0 | 0 | 0
2016-10-03 04:00 | 0 | 0 | 0 | 0 | 110694.782 | 0 | 370228 | 0 | 0 | 0 | 0 | 1213014.0608 | 1729675.3119 | 0 | 0 | 0 | 0 | 0 | 0 | 0 | 0 | 0 | 0 | 0 | 0 | 0 | 0 | 0 | 0 | -259533.218 | 0 | 0 | 0 | 0 | 0 | 0 | 0 | 0 | 0 | 0 | 0 | 0 | 0 | 0 | 0 | 0
2016-10-03 05:00 | 0 | 0 | 0 | 0 | 611602.218 | 0 | 352069 | 0 | 0 | 0 | 0 | 1472547.2787 | 1729675.3119 | 0 | 0 | 0 | 0 | 0 | 0 | 0 | 0 | 0 | 0 | 0 | 0 | 0 | 0 | 0 | 0 | 259533.218 | 0 | 0 | 0 | 0 | 0 | 0 | 0 | 0 | 0 | 0 | 0 | 0 | 0 | 0 | 0 | 0
2016-10-03 06:00 | 0 | 0 | 0 | 0 | 80377.782 | 0 | 339911 | 0 | 0 | 0 | 0 | 1213014.0608 | 1729675.3119 | 0 | 0 | 0 | 0 | 0 | 0 | 0 | 0 | 0 | 0 | 0 | 0 | 0 | 0 | 0 | 0 | -259533.218 | 0 | 0 | 0 | 0 | 0 | 0 | 0 | 0 | 0 | 0 | 0 | 0 | 0 | 0 | 0 | 0
2016-10-03 07:00 | 0 | 0 | 0 | 0 | 73376.782 | 0 | 332910 | 0 | 0 | 0 | 0 | 953480.8428 | 1729675.3119 | 0 | 0 | 0 | 0 | 0 | 0 | 0 | 0 | 0 | 0 | 0 | 0 | 0 | 0 | 0 | 0 | -259533.218 | 0 | 0 | 0 | 0 | 0 | 0 | 0 | 0 | 0 | 0 | 0 | 0 | 0 | 0 | 0 | 0
2016-10-03 08:00 | 0 | 0 | 0 | 0 | 73483.782 | 0 | 333017 | 0 | 0 | 0 | 0 | 693947.6248 | 1729675.3119 | 0 | 0 | 0 | 0 | 0 | 0 | 0 | 0 | 0 | 0 | 0 | 0 | 0 | 0 | 0 | 0 | -259533.218 | 0 | 0 | 0 | 0 | 0 | 0 | 0 | 0 | 0 | 0 | 0 | 0 | 0 | 0 | 0 | 0
2016-10-03 09:00 | 0 | 0 | 0 | 0 | 555151.0698 | 0 | 343797 | 0 | 0 | 0 | 0 | 905301.6947 | 1729675.3119 | 0 | 0 | 0 | 0 | 0 | 0 | 0 | 0 | 0 | 0 | 0 | 0 | 0 | 0 | 0 | 0 | 211354.0698 | 0 | 0 | 0 | 0 | 0 | 0 | 0 | 0 | 0 | 0 | 0 | 0 | 0 | 0 | 0 | 0
2016-10-03 10:00 | 0 | 0 | 0 | 0 | 107914.782 | 0 | 367448 | 0 | 0 | 0 | 0 | 645768.4767 | 1729675.3119 | 0 | 0 | 0 | 0 | 0 | 0 | 0 | 0 | 0 | 0 | 0 | 0 | 0 | 0 | 0 | 0 | -259533.218 | 0 | 0 | 0 | 0 | 0 | 0 | 0 | 0 | 0 | 0 | 0 | 0 | 0 | 0 | 0 | 0
2016-10-03 11:00 | 0 | 0 | 0 | 0 | 132882.782 | 0 | 392416 | 0 | 0 | 0 | 0 | 386235.2587 | 1729675.3119 | 0 | 0 | 0 | 0 | 0 | 0 | 0 | 0 | 0 | 0 | 0 | 0 | 0 | 0 | 0 | 0 | -259533.218 | 0 | 0 | 0 | 0 | 0 | 0 | 0 | 0 | 0 | 0 | 0 | 0 | 0 | 0 | 0 | 0
2016-10-03 12:00 | 0 | 0 | 0 | 0 | 147973.782 | 0 | 407507 | 0 | 0 | 0 | 0 | 126702.0408 | 1729675.3119 | 0 | 0 | 0 | 0 | 0 | 0 | 0 | 0 | 0 | 0 | 0 | 0 | 0 | 0 | 0 | 0 | -259533.218 | 0 | 0 | 0 | 0 | 0 | 0 | 0 | 0 | 0 | 0 | 0 | 0 | 0 | 0 | 0 | 0
2016-10-03 13:00 | 0 | 0 | 0 | 0 | 452713.0097 | 29891.4239 | 422920 | 0 | 0 | 0 | 0 | 186386.4744 | 1729675.3119 | 0 | 0 | 0 | 0 | 0 | 0 | 0 | 0 | 0 | 0 | 0 | 0 | 0 | 0 | 0 | 0 | 59684.4336 | 0 | 0 | 0 | 0 | 0 | 0 | 0 | 0 | 0 | 0 | 0 | 0 | 0 | 0 | 0 | 0
2016-10-03 14:00 | 0 | 0 | 0 | 0 | 239558.9789 | 358567.0442 | 438778 | 0 | 0 | 0 | 0 | 345734.4974 | 1729675.3119 | 0 | 0 | 0 | 0 | 0 | 0 | 0 | 0 | 0 | 0 | 0 | 0 | 0 | 0 | 0 | 0 | 159348.0231 | 0 | 0 | 0 | 0 | 0 | 0 | 0 | 0 | 0 | 0 | 0 | 0 | 0 | 0 | 0 | 0
2016-10-03 15:00 | 0 | 0 | 0 | 0 | 60973.5391 | 665896.1569 | 452970 | 0 | 0 | 0 | 0 | 605267.7154 | 1744041.7899 | 0 | 0 | 0 | 0 | 0 | 0 | 0 | 0 | 0 | 0 | 0 | 0 | 0 | 0 | 0 | 0 | 259533.218 | 14366.478 | 0 | 0 | 0 | 0 | 0 | 0 | 0 | 0 | 0 | 0 | 0 | 0 | 0 | 0 | 0
2016-10-03 16:00 | 0 | 0 | 0 | 0 | 0 | 732801.8785 | 466381 | 0 | 0 | 0 | 0 | 864800.9334 | 1744041.7899 | 0 | 0 | 0 | 0 | 0 | 0 | 6887.6605 | 0 | 0 | 0 | 0 | 0 | 0 | 0 | 0 | 0 | 259533.218 | 0 | 0 | 0 | 0 | 0 | 0 | 0 | 0 | 0 | 6887.6605 | 0 | 0 | 0 | 0 | 0 | 0
2016-10-03 17:00 | 0 | 0 | 0 | 0 | 0 | 732477.0545 | 478612 | 0 | 0 | 0 | 0 | 1087672.8808 | 1758408.2679 | 0 | 0 | 0 | 0 | 0 | 0 | 23514.2896 | 0 | 0 | 0 | 0 | 0 | 0 | 0 | 0 | 0 | 222871.9474 | 14366.478 | 0 | 0 | 0 | 0 | 0 | 0 | 0 | 0 | 16626.6291 | 0 | 0 | 0 | 0 | 0 | 0
2016-10-03 18:00 | 0 | 0 | 0 | 0 | 0 | 721001.24 | 488215 | 0 | 0 | 0 | 0 | 1329606.9324 | 1772774.7459 | 0 | 0 | 0 | 0 | 0 | 0 | 0 | 0 | 0 | 0 | 0 | 0 | 0 | 0 | 0 | 0 | 241934.0516 | 14366.478 | 0 | 0 | 0 | 0 | 0 | 0 | 0 | 0 | -23514.2896 | 0 | 0 | 0 | 0 | 0 | 0
2016-10-03 19:00 | 0 | 0 | 0 | 0 | 0 | 716204.6526 | 494304 | 0 | 0 | 0 | 0 | 1551507.585 | 1772774.7459 | 0 | 0 | 0 | 0 | 0 | 0 | 0 | 0 | 0 | 0 | 0 | 0 | 0 | 0 | 0 | 0 | 221900.6526 | 0 | 0 | 0 | 0 | 0 | 0 | 0 | 0 | 0 | 0 | 0 | 0 | 0 | 0 | 0 | 0
2016-10-03 20:00 | 0 | 0 | 0 | 0 | 32161.5224 | 724706.6956 | 497335 | 0 | 0 | 0 | 0 | 1811040.803 | 1772774.7459 | 0 | 0 | 0 | 0 | 0 | 0 | 0 | 0 | 0 | 0 | 0 | 0 | 0 | 0 | 0 | 0 | 259533.218 | 0 | 0 | 0 | 0 | 0 | 0 | 0 | 0 | 0 | 0 | 0 | 0 | 0 | 0 | 0 | 0
2016-10-03 21:00 | 0 | 0 | 0 | 0 | 0 | 725343.6451 | 497321 | 0 | 0 | 0 | 0 | 2039063.4481 | 1772774.7459 | 0 | 0 | 0 | 0 | 0 | 0 | 0 | 0 | 0 | 0 | 0 | 0 | 0 | 0 | 0 | 0 | 228022.6451 | 0 | 0 | 0 | 0 | 0 | 0 | 0 | 0 | 0 | 0 | 0 | 0 | 0 | 0 | 0 | 0
2016-10-03 22:00 | 0 | 0 | 0 | 0 | 0 | 708548.5071 | 493897 | 0 | 0 | 0 | 0 | 2253714.9552 | 1772774.7459 | 0 | 0 | 0 | 0 | 0 | 0 | 0 | 0 | 0 | 0 | 0 | 0 | 0 | 0 | 0 | 0 | 214651.5071 | 0 | 0 | 0 | 0 | 0 | 0 | 0 | 0 | 0 | 0 | 0 | 0 | 0 | 0 | 0 | 0
2016-10-03 23:00 | 0 | 0 | 0 | 0 | 0 | 581511.7906 | 493550 | 0 | 0 | 0 | 0 | 2327310.2678 | 1787141.2238 | 0 | 0 | 0 | 0 | 0 | 0 | 0 | 0 | 0 | 0 | 0 | 0 | 0 | 0 | 0 | 0 | 73595.3126 | 14366.478 | 0 | 0 | 0 | 0 | 0 | 0 | 0 | 0 | 0 | 0 | 0 | 0 | 0 | 0 | 0
2016-10-04 | 0 | 0 | 0 | 0 | 0 | 237716.476 | 488761 | 0 | 0 | 0 | 0 | 2076265.7437 | 1787141.2238 | 0 | 0 | 0 | 0 | 0 | 0 | 0 | 0 | 0 | 0 | 0 | 0 | 0 | 0 | 0 | 0 | -251044.524 | 0 | 0 | 0 | 0 | 0 | 0 | 0 | 0 | 0 | 0 | 0 | 0 | 0 | 0 | 0 | 0
2016-10-04 01:00 | 0 | 0 | 0 | 0 | 209196.0097 | 2903.7723 | 471633 | 0 | 0 | 0 | 0 | 1816732.5258 | 1787141.2238 | 0 | 0 | 0 | 0 | 0 | 0 | 0 | 0 | 0 | 0 | 0 | 0 | 0 | 0 | 0 | 0 | -259533.218 | 0 | 0 | 0 | 0 | 0 | 0 | 0 | 0 | 0 | 0 | 0 | 0 | 0 | 0 | 0 | 0
2016-10-04 02:00 | 0 | 0 | 0 | 0 | 186818.782 | 0 | 446352 | 0 | 0 | 0 | 0 | 1557199.3078 | 1787141.2238 | 0 | 0 | 0 | 0 | 0 | 0 | 0 | 0 | 0 | 0 | 0 | 0 | 0 | 0 | 0 | 0 | -259533.218 | 0 | 0 | 0 | 0 | 0 | 0 | 0 | 0 | 0 | 0 | 0 | 0 | 0 | 0 | 0 | 0
2016-10-04 03:00 | 0 | 0 | 0 | 0 | 157113.782 | 0 | 416647 | 0 | 0 | 0 | 0 | 1297666.0898 | 1787141.2238 | 0 | 0 | 0 | 0 | 0 | 0 | 0 | 0 | 0 | 0 | 0 | 0 | 0 | 0 | 0 | 0 | -259533.218 | 0 | 0 | 0 | 0 | 0 | 0 | 0 | 0 | 0 | 0 | 0 | 0 | 0 | 0 | 0 | 0
2016-10-04 04:00 | 0 | 0 | 0 | 0 | 648456.218 | 0 | 388923 | 0 | 0 | 0 | 0 | 1557199.3078 | 1787141.2238 | 0 | 0 | 0 | 0 | 0 | 0 | 0 | 0 | 0 | 0 | 0 | 0 | 0 | 0 | 0 | 0 | 259533.218 | 0 | 0 | 0 | 0 | 0 | 0 | 0 | 0 | 0 | 0 | 0 | 0 | 0 | 0 | 0 | 0
2016-10-04 05:00 | 0 | 0 | 0 | 0 | 106582.782 | 0 | 366116 | 0 | 0 | 0 | 0 | 1297666.0898 | 1787141.2238 | 0 | 0 | 0 | 0 | 0 | 0 | 0 | 0 | 0 | 0 | 0 | 0 | 0 | 0 | 0 | 0 | -259533.218 | 0 | 0 | 0 | 0 | 0 | 0 | 0 | 0 | 0 | 0 | 0 | 0 | 0 | 0 | 0 | 0
2016-10-04 06:00 | 0 | 0 | 0 | 0 | 91645.782 | 0 | 351179 | 0 | 0 | 0 | 0 | 1038132.8719 | 1787141.2238 | 0 | 0 | 0 | 0 | 0 | 0 | 0 | 0 | 0 | 0 | 0 | 0 | 0 | 0 | 0 | 0 | -259533.218 | 0 | 0 | 0 | 0 | 0 | 0 | 0 | 0 | 0 | 0 | 0 | 0 | 0 | 0 | 0 | 0
2016-10-04 07:00 | 0 | 0 | 0 | 0 | 83124.782 | 0 | 342658 | 0 | 0 | 0 | 0 | 778599.6539 | 1787141.2238 | 0 | 0 | 0 | 0 | 0 | 0 | 0 | 0 | 0 | 0 | 0 | 0 | 0 | 0 | 0 | 0 | -259533.218 | 0 | 0 | 0 | 0 | 0 | 0 | 0 | 0 | 0 | 0 | 0 | 0 | 0 | 0 | 0 | 0
2016-10-04 08:00 | 0 | 0 | 0 | 0 | 81466.782 | 0 | 341000 | 0 | 0 | 0 | 0 | 519066.4359 | 1787141.2238 | 0 | 0 | 0 | 0 | 0 | 0 | 0 | 0 | 0 | 0 | 0 | 0 | 0 | 0 | 0 | 0 | -259533.218 | 0 | 0 | 0 | 0 | 0 | 0 | 0 | 0 | 0 | 0 | 0 | 0 | 0 | 0 | 0 | 0
2016-10-04 09:00 | 0 | 0 | 0 | 0 | 610245.218 | 0 | 350712 | 0 | 0 | 0 | 0 | 778599.6539 | 1787141.2238 | 0 | 0 | 0 | 0 | 0 | 0 | 0 | 0 | 0 | 0 | 0 | 0 | 0 | 0 | 0 | 0 | 259533.218 | 0 | 0 | 0 | 0 | 0 | 0 | 0 | 0 | 0 | 0 | 0 | 0 | 0 | 0 | 0 | 0
2016-10-04 10:00 | 0 | 0 | 0 | 0 | 115944.782 | 0 | 375478 | 0 | 0 | 0 | 0 | 519066.4359 | 1787141.2238 | 0 | 0 | 0 | 0 | 0 | 0 | 0 | 0 | 0 | 0 | 0 | 0 | 0 | 0 | 0 | 0 | -259533.218 | 0 | 0 | 0 | 0 | 0 | 0 | 0 | 0 | 0 | 0 | 0 | 0 | 0 | 0 | 0 | 0
2016-10-04 11:00 | 0 | 0 | 0 | 0 | 140564.782 | 0 | 400098 | 0 | 0 | 0 | 0 | 259533.218 | 1787141.2238 | 0 | 0 | 0 | 0 | 0 | 0 | 0 | 0 | 0 | 0 | 0 | 0 | 0 | 0 | 0 | 0 | -259533.218 | 0 | 0 | 0 | 0 | 0 | 0 | 0 | 0 | 0 | 0 | 0 | 0 | 0 | 0 | 0 | 0
2016-10-04 12:00 | 0 | 0 | 0 | 0 | 154447.782 | 0 | 413981 | 0 | 0 | 0 | 0 | 0 | 1787141.2238 | 0 | 0 | 0 | 0 | 0 | 0 | 0 | 0 | 0 | 0 | 0 | 0 | 0 | 0 | 0 | 0 | -259533.218 | 0 | 0 | 0 | 0 | 0 | 0 | 0 | 0 | 0 | 0 | 0 | 0 | 0 | 0 | 0 | 0
2016-10-04 13:00 | 0 | 0 | 0 | 0 | 399120.3853 | 29334.6147 | 428455 | 0 | 0 | 0 | 0 | 0 | 1787141.2238 | 0 | 0 | 0 | 0 | 0 | 0 | 0 | 0 | 0 | 0 | 0 | 0 | 0 | 0 | 0 | 0 | 0 | 0 | 0 | 0 | 0 | 0 | 0 | 0 | 0 | 0 | 0 | 0 | 0 | 0 | 0 | 0 | 0
2016-10-04 14:00 | 0 | 0 | 0 | 0 | 294626.9082 | 407323.3098 | 442417 | 0 | 0 | 0 | 0 | 259533.218 | 1787141.2238 | 0 | 0 | 0 | 0 | 0 | 0 | 0 | 0 | 0 | 0 | 0 | 0 | 0 | 0 | 0 | 0 | 259533.218 | 0 | 0 | 0 | 0 | 0 | 0 | 0 | 0 | 0 | 0 | 0 | 0 | 0 | 0 | 0 | 0
2016-10-04 15:00 | 0 | 0 | 0 | 0 | 0 | 729352.6959 | 455453 | 0 | 0 | 0 | 0 | 519066.4359 | 1801507.7018 | 0 | 0 | 0 | 0 | 0 | 0 | 0 | 0 | 0 | 0 | 0 | 0 | 0 | 0 | 0 | 0 | 259533.218 | 14366.478 | 0 | 0 | 0 | 0 | 0 | 0 | 0 | 0 | 0 | 0 | 0 | 0 | 0 | 0 | 0
2016-10-04 16:00 | 0 | 0 | 0 | 0 | 0 | 742185.6959 | 468286 | 0 | 0 | 0 | 0 | 778599.6539 | 1815874.1798 | 0 | 0 | 0 | 0 | 0 | 0 | 0 | 0 | 0 | 0 | 0 | 0 | 0 | 0 | 0 | 0 | 259533.218 | 14366.478 | 0 | 0 | 0 | 0 | 0 | 0 | 0 | 0 | 0 | 0 | 0 | 0 | 0 | 0 | 0
2016-10-04 17:00 | 0 | 0 | 0 | 0 | 0 | 768324.989 | 480699 | 0 | 0 | 0 | 0 | 1038132.8719 | 1830240.6578 | 0 | 0 | 0 | 0 | 0 | 0 | 13726.2931 | 0 | 0 | 0 | 0 | 0 | 0 | 0 | 0 | 0 | 259533.218 | 14366.478 | 0 | 0 | 0 | 0 | 0 | 0 | 0 | 0 | 13726.2931 | 0 | 0 | 0 | 0 | 0 | 0
2016-10-04 18:00 | 0 | 0 | 0 | 0 | 0 | 774214.6925 | 490527 | 0 | 0 | 0 | 0 | 1297666.0898 | 1844607.1358 | 0 | 0 | 0 | 0 | 0 | 0 | 23514.2896 | 0 | 0 | 0 | 0 | 0 | 0 | 0 | 0 | 0 | 259533.218 | 14366.478 | 0 | 0 | 0 | 0 | 0 | 0 | 0 | 0 | 9787.9965 | 0 | 0 | 0 | 0 | 0 | 0
2016-10-04 19:00 | 0 | 0 | 0 | 0 | 0 | 761320.9188 | 497249 | 0 | 0 | 0 | 0 | 1557199.3078 | 1858973.6138 | 0 | 0 | 0 | 0 | 0 | 0 | 13686.5125 | 0 | 0 | 0 | 0 | 0 | 0 | 0 | 0 | 0 | 259533.218 | 14366.478 | 0 | 0 | 0 | 0 | 0 | 0 | 0 | 0 | -9827.7771 | 0 | 0 | 0 | 0 | 0 | 0
2016-10-04 20:00 | 0 | 0 | 0 | 0 | 0 | 768409.5198 | 502525 | 0 | 0 | 0 | 0 | 1798889.5725 | 1873340.0917 | 0 | 0 | 0 | 0 | 0 | 0 | 23514.2896 | 0 | 0 | 0 | 0 | 0 | 0 | 0 | 0 | 0 | 241690.2647 | 14366.478 | 0 | 0 | 0 | 0 | 0 | 0 | 0 | 0 | 9827.7771 | 0 | 0 | 0 | 0 | 0 | 0
2016-10-04 21:00 | 0 | 0 | 0 | 0 | 0 | 774654.3583 | 503411 | 0 | 0 | 0 | 0 | 2058422.7905 | 1887706.5697 | 0 | 0 | 0 | 0 | 0 | 0 | 20857.9519 | 0 | 0 | 0 | 0 | 0 | 0 | 0 | 0 | 0 | 259533.218 | 14366.478 | 0 | 0 | 0 | 0 | 0 | 0 | 0 | 0 | -2656.3377 | 0 | 0 | 0 | 0 | 0 | 0
2016-10-04 22:00 | 0 | 0 | 0 | 0 | 0 | 758509.5919 | 498983 | 0 | 0 | 0 | 0 | 2317956.0084 | 1887706.5697 | 0 | 0 | 0 | 0 | 0 | 0 | 20851.3258 | 0 | 0 | 0 | 0 | 0 | 0 | 0 | 0 | 0 | 259533.218 | 0 | 0 | 0 | 0 | 0 | 0 | 0 | 0 | 0 | -6.6261 | 0 | 0 | 0 | 0 | 0 | 0
2016-10-04 23:00 | 0 | 0 | 0 | 0 | 0 | 608512.0795 | 498935 | 0 | 0 | 0 | 0 | 2448384.4138 | 1887706.5697 | 0 | 0 | 0 | 0 | 0 | 0 | 0 | 0 | 0 | 0 | 0 | 0 | 0 | 0 | 0 | 0 | 130428.4054 | 0 | 0 | 0 | 0 | 0 | 0 | 0 | 0 | 0 | -20851.3258 | 0 | 0 | 0 | 0 | 0 | 0
2016-10-05 | 0 | 0 | 0 | 0 | 0 | 243030.9697 | 495150 | 0 | 0 | 0 | 0 | 2196265.3834 | 1887706.5697 | 0 | 0 | 0 | 0 | 0 | 0 | 0 | 0 | 0 | 0 | 0 | 0 | 0 | 0 | 0 | 0 | -252119.0303 | 0 | 0 | 0 | 0 | 0 | 0 | 0 | 0 | 0 | 0 | 0 | 0 | 0 | 0 | 0 | 0
2016-10-05 01:00 | 0 | 0 | 0 | 0 | 216382.1465 | 2819.6355 | 478735 | 0 | 0 | 0 | 0 | 1936732.1655 | 1887706.5697 | 0 | 0 | 0 | 0 | 0 | 0 | 0 | 0 | 0 | 0 | 0 | 0 | 0 | 0 | 0 | 0 | -259533.218 | 0 | 0 | 0 | 0 | 0 | 0 | 0 | 0 | 0 | 0 | 0 | 0 | 0 | 0 | 0 | 0
2016-10-05 02:00 | 0 | 0 | 0 | 0 | 194069.782 | 0 | 453603 | 0 | 0 | 0 | 0 | 1677198.9475 | 1887706.5697 | 0 | 0 | 0 | 0 | 0 | 0 | 0 | 0 | 0 | 0 | 0 | 0 | 0 | 0 | 0 | 0 | -259533.218 | 0 | 0 | 0 | 0 | 0 | 0 | 0 | 0 | 0 | 0 | 0 | 0 | 0 | 0 | 0 | 0
2016-10-05 03:00 | 0 | 0 | 0 | 0 | 166060.782 | 0 | 425594 | 0 | 0 | 0 | 0 | 1417665.7295 | 1887706.5697 | 0 | 0 | 0 | 0 | 0 | 0 | 0 | 0 | 0 | 0 | 0 | 0 | 0 | 0 | 0 | 0 | -259533.218 | 0 | 0 | 0 | 0 | 0 | 0 | 0 | 0 | 0 | 0 | 0 | 0 | 0 | 0 | 0 | 0
2016-10-05 04:00 | 0 | 0 | 0 | 0 | 638301.4447 | 0 | 397551 | 0 | 0 | 0 | 0 | 1658416.1743 | 1887706.5697 | 0 | 0 | 0 | 0 | 0 | 0 | 0 | 0 | 0 | 0 | 0 | 0 | 0 | 0 | 0 | 0 | 240750.4447 | 0 | 0 | 0 | 0 | 0 | 0 | 0 | 0 | 0 | 0 | 0 | 0 | 0 | 0 | 0 | 0
2016-10-05 05:00 | 0 | 0 | 0 | 0 | 117557.782 | 0 | 377091 | 0 | 0 | 0 | 0 | 1398882.9563 | 1887706.5697 | 0 | 0 | 0 | 0 | 0 | 0 | 0 | 0 | 0 | 0 | 0 | 0 | 0 | 0 | 0 | 0 | -259533.218 | 0 | 0 | 0 | 0 | 0 | 0 | 0 | 0 | 0 | 0 | 0 | 0 | 0 | 0 | 0 | 0
2016-10-05 06:00 | 0 | 0 | 0 | 0 | 102015.782 | 0 | 361549 | 0 | 0 | 0 | 0 | 1139349.7383 | 1887706.5697 | 0 | 0 | 0 | 0 | 0 | 0 | 0 | 0 | 0 | 0 | 0 | 0 | 0 | 0 | 0 | 0 | -259533.218 | 0 | 0 | 0 | 0 | 0 | 0 | 0 | 0 | 0 | 0 | 0 | 0 | 0 | 0 | 0 | 0
2016-10-05 07:00 | 0 | 0 | 0 | 0 | 92659.782 | 0 | 352193 | 0 | 0 | 0 | 0 | 879816.5204 | 1887706.5697 | 0 | 0 | 0 | 0 | 0 | 0 | 0 | 0 | 0 | 0 | 0 | 0 | 0 | 0 | 0 | 0 | -259533.218 | 0 | 0 | 0 | 0 | 0 | 0 | 0 | 0 | 0 | 0 | 0 | 0 | 0 | 0 | 0 | 0
2016-10-05 08:00 | 0 | 0 | 0 | 0 | 89956.782 | 0 | 349490 | 0 | 0 | 0 | 0 | 620283.3024 | 1887706.5697 | 0 | 0 | 0 | 0 | 0 | 0 | 0 | 0 | 0 | 0 | 0 | 0 | 0 | 0 | 0 | 0 | -259533.218 | 0 | 0 | 0 | 0 | 0 | 0 | 0 | 0 | 0 | 0 | 0 | 0 | 0 | 0 | 0 | 0
2016-10-05 09:00 | 0 | 0 | 0 | 0 | 562421.1037 | 0 | 357785 | 0 | 0 | 0 | 0 | 824919.4061 | 1887706.5697 | 0 | 0 | 0 | 0 | 0 | 0 | 0 | 0 | 0 | 0 | 0 | 0 | 0 | 0 | 0 | 0 | 204636.1037 | 0 | 0 | 0 | 0 | 0 | 0 | 0 | 0 | 0 | 0 | 0 | 0 | 0 | 0 | 0 | 0
2016-10-05 10:00 | 0 | 0 | 0 | 0 | 122297.782 | 0 | 381831 | 0 | 0 | 0 | 0 | 565386.1881 | 1887706.5697 | 0 | 0 | 0 | 0 | 0 | 0 | 0 | 0 | 0 | 0 | 0 | 0 | 0 | 0 | 0 | 0 | -259533.218 | 0 | 0 | 0 | 0 | 0 | 0 | 0 | 0 | 0 | 0 | 0 | 0 | 0 | 0 | 0 | 0
2016-10-05 11:00 | 0 | 0 | 0 | 0 | 146689.782 | 0 | 406223 | 0 | 0 | 0 | 0 | 305852.9702 | 1887706.5697 | 0 | 0 | 0 | 0 | 0 | 0 | 0 | 0 | 0 | 0 | 0 | 0 | 0 | 0 | 0 | 0 | -259533.218 | 0 | 0 | 0 | 0 | 0 | 0 | 0 | 0 | 0 | 0 | 0 | 0 | 0 | 0 | 0 | 0
2016-10-05 12:00 | 0 | 0 | 0 | 0 | 159483.782 | 0 | 419017 | 0 | 0 | 0 | 0 | 46319.7522 | 1887706.5697 | 0 | 0 | 0 | 0 | 0 | 0 | 0 | 0 | 0 | 0 | 0 | 0 | 0 | 0 | 0 | 0 | -259533.218 | 0 | 0 | 0 | 0 | 0 | 0 | 0 | 0 | 0 | 0 | 0 | 0 | 0 | 0 | 0 | 0
2016-10-05 13:00 | 0 | 0 | 0 | 0 | 425205.0548 | 27889.4179 | 432725 | 0 | 0 | 0 | 0 | 66689.2249 | 1887706.5697 | 0 | 0 | 0 | 0 | 0 | 0 | 0 | 0 | 0 | 0 | 0 | 0 | 0 | 0 | 0 | 0 | 20369.4727 | 0 | 0 | 0 | 0 | 0 | 0 | 0 | 0 | 0 | 0 | 0 | 0 | 0 | 0 | 0 | 0
2016-10-05 14:00 | 0 | 0 | 0 | 0 | 306847.2537 | 399990.9643 | 447305 | 0 | 0 | 0 | 0 | 326222.4429 | 1887706.5697 | 0 | 0 | 0 | 0 | 0 | 0 | 0 | 0 | 0 | 0 | 0 | 0 | 0 | 0 | 0 | 0 | 259533.218 | 0 | 0 | 0 | 0 | 0 | 0 | 0 | 0 | 0 | 0 | 0 | 0 | 0 | 0 | 0 | 0
2016-10-05 15:00 | 0 | 0 | 0 | 0 | 0 | 734308.6959 | 460409 | 0 | 0 | 0 | 0 | 585755.6608 | 1902073.0477 | 0 | 0 | 0 | 0 | 0 | 0 | 0 | 0 | 0 | 0 | 0 | 0 | 0 | 0 | 0 | 0 | 259533.218 | 14366.478 | 0 | 0 | 0 | 0 | 0 | 0 | 0 | 0 | 0 | 0 | 0 | 0 | 0 | 0 | 0
2016-10-05 16:00 | 0 | 0 | 0 | 0 | 0 | 747652.3303 | 473195 | 0 | 0 | 0 | 0 | 845288.8788 | 1916439.5257 | 0 | 0 | 0 | 0 | 0 | 0 | 557.6343 | 0 | 0 | 0 | 0 | 0 | 0 | 0 | 0 | 0 | 259533.218 | 14366.478 | 0 | 0 | 0 | 0 | 0 | 0 | 0 | 0 | 557.6343 | 0 | 0 | 0 | 0 | 0 | 0
2016-10-05 17:00 | 0 | 0 | 0 | 0 | 0 | 783169.3512 | 486313 | 0 | 0 | 0 | 0 | 1104822.0968 | 1930806.0037 | 0 | 0 | 0 | 0 | 0 | 0 | 23514.2896 | 0 | 0 | 0 | 0 | 0 | 0 | 0 | 0 | 0 | 259533.218 | 14366.478 | 0 | 0 | 0 | 0 | 0 | 0 | 0 | 0 | 22956.6553 | 0 | 0 | 0 | 0 | 0 | 0
2016-10-05 18:00 | 0 | 0 | 0 | 0 | 0 | 758956.7338 | 498180 | 0 | 0 | 0 | 0 | 1364355.3147 | 1932049.5195 | 0 | 0 | 0 | 0 | 0 | 0 | 23514.2896 | 0 | 0 | 0 | 0 | 0 | 0 | 0 | 0 | 0 | 259533.218 | 1243.5159 | 0 | 0 | 0 | 0 | 0 | 0 | 0 | 0 | 0 | 0 | 0 | 0 | 0 | 0 | 0
2016-10-05 19:00 | 0 | 0 | 0 | 0 | 0 | 744266.1541 | 507295 | 0 | 0 | 0 | 0 | 1601326.4689 | 1932049.5195 | 0 | 0 | 0 | 0 | 0 | 0 | 23514.2896 | 0 | 0 | 0 | 0 | 0 | 0 | 0 | 0 | 0 | 236971.1541 | 0 | 0 | 0 | 0 | 0 | 0 | 0 | 0 | 0 | 0 | 0 | 0 | 0 | 0 | 0 | 0
2016-10-05 20:00 | 0 | 0 | 0 | 0 | 0 | 749482.8073 | 513946 | 0 | 0 | 0 | 0 | 1846011.0878 | 1946415.9975 | 0 | 0 | 0 | 0 | 0 | 0 | 0 | 0 | 0 | 0 | 0 | 0 | 0 | 0 | 0 | 0 | 244684.6189 | 14366.478 | 0 | 0 | 0 | 0 | 0 | 0 | 0 | 0 | -23514.2896 | 0 | 0 | 0 | 0 | 0 | 0
2016-10-05 21:00 | 0 | 0 | 0 | 0 | 0 | 755391.315 | 515936 | 0 | 0 | 0 | 0 | 2085466.4028 | 1946415.9975 | 0 | 0 | 0 | 0 | 0 | 0 | 0 | 0 | 0 | 0 | 0 | 0 | 0 | 0 | 0 | 0 | 239455.315 | 0 | 0 | 0 | 0 | 0 | 0 | 0 | 0 | 0 | 0 | 0 | 0 | 0 | 0 | 0 | 0
2016-10-05 22:00 | 0 | 0 | 0 | 0 | 35623.075 | 735376.1429 | 511466 | 0 | 0 | 0 | 0 | 2344999.6208 | 1946415.9975 | 0 | 0 | 0 | 0 | 0 | 0 | 0 | 0 | 0 | 0 | 0 | 0 | 0 | 0 | 0 | 0 | 259533.218 | 0 | 0 | 0 | 0 | 0 | 0 | 0 | 0 | 0 | 0 | 0 | 0 | 0 | 0 | 0 | 0
2016-10-05 23:00 | 0 | 0 | 0 | 0 | 0 | 581858.6155 | 509137 | 0 | 0 | 0 | 0 | 2417721.2363 | 1946415.9975 | 0 | 0 | 0 | 0 | 0 | 0 | 0 | 0 | 0 | 0 | 0 | 0 | 0 | 0 | 0 | 0 | 72721.6155 | 0 | 0 | 0 | 0 | 0 | 0 | 0 | 0 | 0 | 0 | 0 | 0 | 0 | 0 | 0 | 0
2016-10-06 | 0 | 0 | 0 | 0 | 0 | 223016.8277 | 502299 | 0 | 0 | 0 | 0 | 2158188.0184 | 1926667.0432 | 0 | 0 | 0 | 0 | 0 | 0 | 0 | 0 | 0 | 0 | 0 | 0 | 0 | 0 | 0 | 0 | -259533.218 | 0 | 19748.9543 | 0 | 0 | 0 | 0 | 0 | 0 | 0 | 0 | 0 | 0 | 0 | 0 | 0 | 0
2016-10-06 01:00 | 0 | 0 | 0 | 0 | 233154.755 | 2962.505 | 481284 | 0 | 0 | 0 | 0 | 1898654.8004 | 1941033.5212 | 0 | 0 | 0 | 0 | 0 | 0 | 0 | 0 | 0 | 0 | 0 | 0 | 0 | 0 | 0 | 0 | -259533.218 | 14366.478 | 0 | 0 | 0 | 0 | 0 | 0 | 0 | 0 | 0 | 0 | 0 | 0 | 0 | 0 | 0
2016-10-06 02:00 | 0 | 0 | 0 | 0 | 198916.782 | 0 | 458450 | 0 | 0 | 0 | 0 | 1639121.5824 | 1941033.5212 | 0 | 0 | 0 | 0 | 0 | 0 | 0 | 0 | 0 | 0 | 0 | 0 | 0 | 0 | 0 | 0 | -259533.218 | 0 | 0 | 0 | 0 | 0 | 0 | 0 | 0 | 0 | 0 | 0 | 0 | 0 | 0 | 0 | 0
2016-10-06 03:00 | 0 | 0 | 0 | 0 | 169577.782 | 0 | 429111 | 0 | 0 | 0 | 0 | 1379588.3644 | 1941033.5212 | 0 | 0 | 0 | 0 | 0 | 0 | 0 | 0 | 0 | 0 | 0 | 0 | 0 | 0 | 0 | 0 | -259533.218 | 0 | 0 | 0 | 0 | 0 | 0 | 0 | 0 | 0 | 0 | 0 | 0 | 0 | 0 | 0 | 0
2016-10-06 04:00 | 0 | 0 | 0 | 0 | 642340.8276 | 0 | 403890 | 0 | 0 | 0 | 0 | 1618039.192 | 1941033.5212 | 0 | 0 | 0 | 0 | 0 | 0 | 0 | 0 | 0 | 0 | 0 | 0 | 0 | 0 | 0 | 0 | 238450.8276 | 0 | 0 | 0 | 0 | 0 | 0 | 0 | 0 | 0 | 0 | 0 | 0 | 0 | 0 | 0 | 0
2016-10-06 05:00 | 0 | 0 | 0 | 0 | 122218.782 | 0 | 381752 | 0 | 0 | 0 | 0 | 1358505.974 | 1941033.5212 | 0 | 0 | 0 | 0 | 0 | 0 | 0 | 0 | 0 | 0 | 0 | 0 | 0 | 0 | 0 | 0 | -259533.218 | 0 | 0 | 0 | 0 | 0 | 0 | 0 | 0 | 0 | 0 | 0 | 0 | 0 | 0 | 0 | 0
2016-10-06 06:00 | 0 | 0 | 0 | 0 | 106743.782 | 0 | 366277 | 0 | 0 | 0 | 0 | 1098972.7561 | 1941033.5212 | 0 | 0 | 0 | 0 | 0 | 0 | 0 | 0 | 0 | 0 | 0 | 0 | 0 | 0 | 0 | 0 | -259533.218 | 0 | 0 | 0 | 0 | 0 | 0 | 0 | 0 | 0 | 0 | 0 | 0 | 0 | 0 | 0 | 0
2016-10-06 07:00 | 0 | 0 | 0 | 0 | 96550.782 | 0 | 356084 | 0 | 0 | 0 | 0 | 839439.5381 | 1941033.5212 | 0 | 0 | 0 | 0 | 0 | 0 | 0 | 0 | 0 | 0 | 0 | 0 | 0 | 0 | 0 | 0 | -259533.218 | 0 | 0 | 0 | 0 | 0 | 0 | 0 | 0 | 0 | 0 | 0 | 0 | 0 | 0 | 0 | 0
2016-10-06 08:00 | 0 | 0 | 0 | 0 | 522999.0371 | 0 | 353626 | 0 | 0 | 0 | 0 | 1008812.5752 | 1941033.5212 | 0 | 0 | 0 | 0 | 0 | 0 | 0 | 0 | 0 | 0 | 0 | 0 | 0 | 0 | 0 | 0 | 169373.0371 | 0 | 0 | 0 | 0 | 0 | 0 | 0 | 0 | 0 | 0 | 0 | 0 | 0 | 0 | 0 | 0
2016-10-06 09:00 | 0 | 0 | 0 | 0 | 103224.782 | 0 | 362758 | 0 | 0 | 0 | 0 | 749279.3573 | 1941033.5212 | 0 | 0 | 0 | 0 | 0 | 0 | 0 | 0 | 0 | 0 | 0 | 0 | 0 | 0 | 0 | 0 | -259533.218 | 0 | 0 | 0 | 0 | 0 | 0 | 0 | 0 | 0 | 0 | 0 | 0 | 0 | 0 | 0 | 0
2016-10-06 10:00 | 0 | 0 | 0 | 0 | 126393.782 | 0 | 385927 | 0 | 0 | 0 | 0 | 489746.1393 | 1941033.5212 | 0 | 0 | 0 | 0 | 0 | 0 | 0 | 0 | 0 | 0 | 0 | 0 | 0 | 0 | 0 | 0 | -259533.218 | 0 | 0 | 0 | 0 | 0 | 0 | 0 | 0 | 0 | 0 | 0 | 0 | 0 | 0 | 0 | 0
2016-10-06 11:00 | 0 | 0 | 0 | 0 | 455609.5539 | 0 | 410874 | 0 | 0 | 0 | 0 | 534481.6932 | 1941033.5212 | 0 | 0 | 0 | 0 | 0 | 0 | 0 | 0 | 0 | 0 | 0 | 0 | 0 | 0 | 0 | 0 | 44735.5539 | 0 | 0 | 0 | 0 | 0 | 0 | 0 | 0 | 0 | 0 | 0 | 0 | 0 | 0 | 0 | 0
2016-10-06 12:00 | 0 | 0 | 0 | 0 | 165351.782 | 0 | 424885 | 0 | 0 | 0 | 0 | 274948.4753 | 1941033.5212 | 0 | 0 | 0 | 0 | 0 | 0 | 0 | 0 | 0 | 0 | 0 | 0 | 0 | 0 | 0 | 0 | -259533.218 | 0 | 0 | 0 | 0 | 0 | 0 | 0 | 0 | 0 | 0 | 0 | 0 | 0 | 0 | 0 | 0
2016-10-06 13:00 | 0 | 0 | 0 | 0 | 156452.4433 | 22820.3388 | 438806 | 0 | 0 | 0 | 0 | 15415.2573 | 1941033.5212 | 0 | 0 | 0 | 0 | 0 | 0 | 0 | 0 | 0 | 0 | 0 | 0 | 0 | 0 | 0 | 0 | -259533.218 | 0 | 0 | 0 | 0 | 0 | 0 | 0 | 0 | 0 | 0 | 0 | 0 | 0 | 0 | 0 | 0
2016-10-06 14:00 | 0 | 0 | 0 | 0 | 367565.0238 | 344352.1942 | 452384 | 0 | 0 | 0 | 0 | 274948.4753 | 1941033.5212 | 0 | 0 | 0 | 0 | 0 | 0 | 0 | 0 | 0 | 0 | 0 | 0 | 0 | 0 | 0 | 0 | 259533.218 | 0 | 0 | 0 | 0 | 0 | 0 | 0 | 0 | 0 | 0 | 0 | 0 | 0 | 0 | 0 | 0
2016-10-06 15:00 | 0 | 0 | 0 | 0 | 0 | 736108.7598 | 464701 | 0 | 0 | 0 | 0 | 534481.6932 | 1952908.063 | 0 | 0 | 0 | 0 | 0 | 0 | 0 | 0 | 0 | 0 | 0 | 0 | 0 | 0 | 0 | 0 | 259533.218 | 11874.5418 | 0 | 0 | 0 | 0 | 0 | 0 | 0 | 0 | 0 | 0 | 0 | 0 | 0 | 0 | 0
2016-10-06 16:00 | 0 | 0 | 0 | 0 | 0 | 773098.0497 | 475928 | 0 | 0 | 0 | 0 | 794014.9112 | 1967274.541 | 0 | 0 | 0 | 0 | 0 | 0 | 23270.3537 | 0 | 0 | 0 | 0 | 0 | 0 | 0 | 0 | 0 | 259533.218 | 14366.478 | 0 | 0 | 0 | 0 | 0 | 0 | 0 | 0 | 23270.3537 | 0 | 0 | 0 | 0 | 0 | 0
2016-10-06 17:00 | 0 | 0 | 0 | 0 | 0 | 762135.6318 | 487992 | 0 | 0 | 0 | 0 | 1053548.1292 | 1981641.019 | 0 | 0 | 0 | 0 | 0 | 0 | 23514.2896 | 0 | 0 | 0 | 0 | 0 | 0 | 0 | 0 | 0 | 259533.218 | 14366.478 | 0 | 0 | 0 | 0 | 0 | 0 | 0 | 0 | 243.9359 | 0 | 0 | 0 | 0 | 0 | 0
2016-10-06 18:00 | 0 | 0 | 0 | 0 | 0 | 742480.0866 | 498243 | 0 | 0 | 0 | 0 | 1297785.2158 | 1981641.019 | 0 | 0 | 0 | 0 | 0 | 0 | 23514.2896 | 0 | 0 | 0 | 0 | 0 | 0 | 0 | 0 | 0 | 244237.0866 | 0 | 0 | 0 | 0 | 0 | 0 | 0 | 0 | 0 | 0 | 0 | 0 | 0 | 0 | 0 | 0
2016-10-06 19:00 | 0 | 0 | 0 | 0 | 0 | 729669.4579 | 504825 | 0 | 0 | 0 | 0 | 1546143.9632 | 1981641.019 | 0 | 0 | 0 | 0 | 0 | 0 | 0 | 0 | 0 | 0 | 0 | 0 | 0 | 0 | 0 | 0 | 248358.7475 | 0 | 0 | 0 | 0 | 0 | 0 | 0 | 0 | 0 | -23514.2896 | 0 | 0 | 0 | 0 | 0 | 0
2016-10-06 20:00 | 0 | 0 | 0 | 0 | 0 | 735023.0915 | 509579 | 0 | 0 | 0 | 0 | 1771588.0547 | 1981641.019 | 0 | 0 | 0 | 0 | 0 | 0 | 0 | 0 | 0 | 0 | 0 | 0 | 0 | 0 | 0 | 0 | 225444.0915 | 0 | 0 | 0 | 0 | 0 | 0 | 0 | 0 | 0 | 0 | 0 | 0 | 0 | 0 | 0 | 0
2016-10-06 21:00 | 0 | 0 | 0 | 0 | 31844.6372 | 738256.5808 | 510568 | 0 | 0 | 0 | 0 | 2031121.2727 | 1981641.019 | 0 | 0 | 0 | 0 | 0 | 0 | 0 | 0 | 0 | 0 | 0 | 0 | 0 | 0 | 0 | 0 | 259533.218 | 0 | 0 | 0 | 0 | 0 | 0 | 0 | 0 | 0 | 0 | 0 | 0 | 0 | 0 | 0 | 0
2016-10-06 22:00 | 0 | 0 | 0 | 0 | 0 | 708119.4152 | 506396 | 0 | 0 | 0 | 0 | 2232844.6879 | 1981641.019 | 0 | 0 | 0 | 0 | 0 | 0 | 0 | 0 | 0 | 0 | 0 | 0 | 0 | 0 | 0 | 0 | 201723.4152 | 0 | 0 | 0 | 0 | 0 | 0 | 0 | 0 | 0 | 0 | 0 | 0 | 0 | 0 | 0 | 0
2016-10-06 23:00 | 0 | 0 | 0 | 0 | 0 | 570849.0129 | 505799 | 0 | 0 | 0 | 0 | 2297894.7008 | 1981641.019 | 0 | 0 | 0 | 0 | 0 | 0 | 0 | 0 | 0 | 0 | 0 | 0 | 0 | 0 | 0 | 0 | 65050.0129 | 0 | 0 | 0 | 0 | 0 | 0 | 0 | 0 | 0 | 0 | 0 | 0 | 0 | 0 | 0 | 0
2016-10-07 | 0 | 0 | 0 | 0 | 24215.3236 | 216985.4584 | 500734 | 0 | 0 | 0 | 0 | 2038361.4828 | 1981641.019 | 0 | 0 | 0 | 0 | 0 | 0 | 0 | 0 | 0 | 0 | 0 | 0 | 0 | 0 | 0 | 0 | -259533.218 | 0 | 0 | 0 | 0 | 0 | 0 | 0 | 0 | 0 | 0 | 0 | 0 | 0 | 0 | 0 | 0
2016-10-07 01:00 | 0 | 0 | 0 | 0 | 513768.314 | 3647.0014 | 484447 | 0 | 0 | 0 | 0 | 2056963.3203 | 1996007.497 | 0 | 0 | 0 | 0 | 0 | 0 | 0 | 0 | 0 | 0 | 0 | 0 | 0 | 0 | 0 | 0 | 18601.8375 | 14366.478 | 0 | 0 | 0 | 0 | 0 | 0 | 0 | 0 | 0 | 0 | 0 | 0 | 0 | 0 | 0
2016-10-07 02:00 | 0 | 0 | 0 | 0 | 199831.782 | 0 | 459365 | 0 | 0 | 0 | 0 | 1797430.1023 | 1996007.497 | 0 | 0 | 0 | 0 | 0 | 0 | 0 | 0 | 0 | 0 | 0 | 0 | 0 | 0 | 0 | 0 | -259533.218 | 0 | 0 | 0 | 0 | 0 | 0 | 0 | 0 | 0 | 0 | 0 | 0 | 0 | 0 | 0 | 0
2016-10-07 03:00 | 0 | 0 | 0 | 0 | 168909.782 | 0 | 428443 | 0 | 0 | 0 | 0 | 1537896.8843 | 1996007.497 | 0 | 0 | 0 | 0 | 0 | 0 | 0 | 0 | 0 | 0 | 0 | 0 | 0 | 0 | 0 | 0 | -259533.218 | 0 | 0 | 0 | 0 | 0 | 0 | 0 | 0 | 0 | 0 | 0 | 0 | 0 | 0 | 0 | 0
2016-10-07 04:00 | 0 | 0 | 0 | 0 | 141872.782 | 0 | 401406 | 0 | 0 | 0 | 0 | 1278363.6664 | 1996007.497 | 0 | 0 | 0 | 0 | 0 | 0 | 0 | 0 | 0 | 0 | 0 | 0 | 0 | 0 | 0 | 0 | -259533.218 | 0 | 0 | 0 | 0 | 0 | 0 | 0 | 0 | 0 | 0 | 0 | 0 | 0 | 0 | 0 | 0
2016-10-07 05:00 | 0 | 0 | 0 | 0 | 555402.4313 | 0 | 379573 | 0 | 0 | 0 | 0 | 1454193.0977 | 1996007.497 | 0 | 0 | 0 | 0 | 0 | 0 | 0 | 0 | 0 | 0 | 0 | 0 | 0 | 0 | 0 | 0 | 175829.4313 | 0 | 0 | 0 | 0 | 0 | 0 | 0 | 0 | 0 | 0 | 0 | 0 | 0 | 0 | 0 | 0
2016-10-07 06:00 | 0 | 0 | 0 | 0 | 102991.782 | 0 | 362525 | 0 | 0 | 0 | 0 | 1194659.8797 | 1996007.497 | 0 | 0 | 0 | 0 | 0 | 0 | 0 | 0 | 0 | 0 | 0 | 0 | 0 | 0 | 0 | 0 | -259533.218 | 0 | 0 | 0 | 0 | 0 | 0 | 0 | 0 | 0 | 0 | 0 | 0 | 0 | 0 | 0 | 0
2016-10-07 07:00 | 0 | 0 | 0 | 0 | 93748.782 | 0 | 353282 | 0 | 0 | 0 | 0 | 935126.6617 | 1996007.497 | 0 | 0 | 0 | 0 | 0 | 0 | 0 | 0 | 0 | 0 | 0 | 0 | 0 | 0 | 0 | 0 | -259533.218 | 0 | 0 | 0 | 0 | 0 | 0 | 0 | 0 | 0 | 0 | 0 | 0 | 0 | 0 | 0 | 0
2016-10-07 08:00 | 0 | 0 | 0 | 0 | 90801.782 | 0 | 350335 | 0 | 0 | 0 | 0 | 675593.4438 | 1996007.497 | 0 | 0 | 0 | 0 | 0 | 0 | 0 | 0 | 0 | 0 | 0 | 0 | 0 | 0 | 0 | 0 | -259533.218 | 0 | 0 | 0 | 0 | 0 | 0 | 0 | 0 | 0 | 0 | 0 | 0 | 0 | 0 | 0 | 0
2016-10-07 09:00 | 0 | 0 | 0 | 0 | 523160.9464 | 0 | 357442 | 0 | 0 | 0 | 0 | 841312.3901 | 1996007.497 | 0 | 0 | 0 | 0 | 0 | 0 | 0 | 0 | 0 | 0 | 0 | 0 | 0 | 0 | 0 | 0 | 165718.9464 | 0 | 0 | 0 | 0 | 0 | 0 | 0 | 0 | 0 | 0 | 0 | 0 | 0 | 0 | 0 | 0
2016-10-07 10:00 | 0 | 0 | 0 | 0 | 118251.782 | 0 | 377785 | 0 | 0 | 0 | 0 | 581779.1722 | 1996007.497 | 0 | 0 | 0 | 0 | 0 | 0 | 0 | 0 | 0 | 0 | 0 | 0 | 0 | 0 | 0 | 0 | -259533.218 | 0 | 0 | 0 | 0 | 0 | 0 | 0 | 0 | 0 | 0 | 0 | 0 | 0 | 0 | 0 | 0
2016-10-07 11:00 | 0 | 0 | 0 | 0 | 141866.782 | 0 | 401400 | 0 | 0 | 0 | 0 | 322245.9542 | 1996007.497 | 0 | 0 | 0 | 0 | 0 | 0 | 0 | 0 | 0 | 0 | 0 | 0 | 0 | 0 | 0 | 0 | -259533.218 | 0 | 0 | 0 | 0 | 0 | 0 | 0 | 0 | 0 | 0 | 0 | 0 | 0 | 0 | 0 | 0
2016-10-07 12:00 | 0 | 0 | 0 | 0 | 454256.3478 | 0 | 416117 | 0 | 0 | 0 | 0 | 360385.302 | 1996007.497 | 0 | 0 | 0 | 0 | 0 | 0 | 0 | 0 | 0 | 0 | 0 | 0 | 0 | 0 | 0 | 0 | 38139.3478 | 0 | 0 | 0 | 0 | 0 | 0 | 0 | 0 | 0 | 0 | 0 | 0 | 0 | 0 | 0 | 0
2016-10-07 13:00 | 0 | 0 | 0 | 0 | 152730.7657 | 17116.0163 | 429380 | 0 | 0 | 0 | 0 | 100852.084 | 1996007.497 | 0 | 0 | 0 | 0 | 0 | 0 | 0 | 0 | 0 | 0 | 0 | 0 | 0 | 0 | 0 | 0 | -259533.218 | 0 | 0 | 0 | 0 | 0 | 0 | 0 | 0 | 0 | 0 | 0 | 0 | 0 | 0 | 0 | 0
2016-10-07 14:00 | 0 | 0 | 0 | 0 | 313107.3862 | 389405.8317 | 442980 | 0 | 0 | 0 | 0 | 360385.302 | 1996007.497 | 0 | 0 | 0 | 0 | 0 | 0 | 0 | 0 | 0 | 0 | 0 | 0 | 0 | 0 | 0 | 0 | 259533.218 | 0 | 0 | 0 | 0 | 0 | 0 | 0 | 0 | 0 | 0 | 0 | 0 | 0 | 0 | 0 | 0
2016-10-07 15:00 | 0 | 0 | 0 | 0 | 23564.9272 | 703405.7688 | 453071 | 0 | 0 | 0 | 0 | 619918.5199 | 2010373.975 | 0 | 0 | 0 | 0 | 0 | 0 | 0 | 0 | 0 | 0 | 0 | 0 | 0 | 0 | 0 | 0 | 259533.218 | 14366.478 | 0 | 0 | 0 | 0 | 0 | 0 | 0 | 0 | 0 | 0 | 0 | 0 | 0 | 0 | 0
2016-10-07 16:00 | 0 | 0 | 0 | 0 | 0 | 749093.2008 | 461304 | 0 | 0 | 0 | 0 | 879451.7379 | 2024740.4529 | 0 | 0 | 0 | 0 | 0 | 0 | 13889.5049 | 0 | 0 | 0 | 0 | 0 | 0 | 0 | 0 | 0 | 259533.218 | 14366.478 | 0 | 0 | 0 | 0 | 0 | 0 | 0 | 0 | 13889.5049 | 0 | 0 | 0 | 0 | 0 | 0
2016-10-07 17:00 | 0 | 0 | 0 | 0 | 0 | 753289.4807 | 469765 | 0 | 0 | 0 | 0 | 1138984.9559 | 2039106.9309 | 0 | 0 | 0 | 0 | 0 | 0 | 23514.2896 | 0 | 0 | 0 | 0 | 0 | 0 | 0 | 0 | 0 | 259533.218 | 14366.478 | 0 | 0 | 0 | 0 | 0 | 0 | 0 | 0 | 9624.7847 | 0 | 0 | 0 | 0 | 0 | 0
2016-10-07 18:00 | 0 | 0 | 0 | 0 | 0 | 732049.2941 | 476505 | 0 | 0 | 0 | 0 | 1398518.1738 | 2039106.9309 | 0 | 0 | 0 | 0 | 0 | 0 | 19525.3657 | 0 | 0 | 0 | 0 | 0 | 0 | 0 | 0 | 0 | 259533.218 | 0 | 0 | 0 | 0 | 0 | 0 | 0 | 0 | 0 | -3988.9239 | 0 | 0 | 0 | 0 | 0 | 0
2016-10-07 19:00 | 0 | 0 | 0 | 0 | 0 | 718633.5773 | 479943 | 0 | 0 | 0 | 0 | 1633219.8273 | 2039106.9309 | 0 | 0 | 0 | 0 | 0 | 0 | 23514.2896 | 0 | 0 | 0 | 0 | 0 | 0 | 0 | 0 | 0 | 234701.6534 | 0 | 0 | 0 | 0 | 0 | 0 | 0 | 0 | 0 | 3988.9239 | 0 | 0 | 0 | 0 | 0 | 0
2016-10-07 20:00 | 0 | 0 | 0 | 0 | 0 | 721569.88 | 482069 | 0 | 0 | 0 | 0 | 1892753.0452 | 2042588.8825 | 0 | 0 | 0 | 0 | 0 | 0 | 0 | 0 | 0 | 0 | 0 | 0 | 0 | 0 | 0 | 0 | 259533.218 | 3481.9516 | 0 | 0 | 0 | 0 | 0 | 0 | 0 | 0 | -23514.2896 | 0 | 0 | 0 | 0 | 0 | 0
2016-10-07 21:00 | 0 | 0 | 0 | 0 | 0 | 721332.0317 | 481238 | 0 | 0 | 0 | 0 | 2118480.5989 | 2056955.3605 | 0 | 0 | 0 | 0 | 0 | 0 | 0 | 0 | 0 | 0 | 0 | 0 | 0 | 0 | 0 | 0 | 225727.5537 | 14366.478 | 0 | 0 | 0 | 0 | 0 | 0 | 0 | 0 | 0 | 0 | 0 | 0 | 0 | 0 | 0
2016-10-07 22:00 | 0 | 0 | 0 | 0 | 0 | 696739.97 | 476103 | 0 | 0 | 0 | 0 | 2339117.5689 | 2056955.3605 | 0 | 0 | 0 | 0 | 0 | 0 | 0 | 0 | 0 | 0 | 0 | 0 | 0 | 0 | 0 | 0 | 220636.97 | 0 | 0 | 0 | 0 | 0 | 0 | 0 | 0 | 0 | 0 | 0 | 0 | 0 | 0 | 0 | 0
2016-10-07 23:00 | 0 | 0 | 0 | 0 | 0 | 534261.1835 | 472386 | 0 | 0 | 0 | 0 | 2400992.7524 | 2056955.3605 | 0 | 0 | 0 | 0 | 0 | 0 | 0 | 0 | 0 | 0 | 0 | 0 | 0 | 0 | 0 | 0 | 61875.1835 | 0 | 0 | 0 | 0 | 0 | 0 | 0 | 0 | 0 | 0 | 0 | 0 | 0 | 0 | 0 | 0
2016-10-08 | 0 | 0 | 0 | 0 | 40611.9899 | 179590.2701 | 465369 | 0 | 0 | 0 | 0 | 2141459.5344 | 2071321.8385 | 0 | 0 | 0 | 0 | 0 | 0 | 0 | 0 | 0 | 0 | 0 | 0 | 0 | 0 | 0 | 0 | -259533.218 | 14366.478 | 0 | 0 | 0 | 0 | 0 | 0 | 0 | 0 | 0 | 0 | 0 | 0 | 0 | 0 | 0
2016-10-08 01:00 | 0 | 0 | 0 | 0 | 384094.7821 | 1342.2625 | 450868 | 0 | 0 | 0 | 0 | 2076028.579 | 2071321.8385 | 0 | 0 | 0 | 0 | 0 | 0 | 0 | 0 | 0 | 0 | 0 | 0 | 0 | 0 | 0 | 0 | -65430.9554 | 0 | 0 | 0 | 0 | 0 | 0 | 0 | 0 | 0 | 0 | 0 | 0 | 0 | 0 | 0 | 0
2016-10-08 02:00 | 0 | 0 | 0 | 0 | 168818.782 | 0 | 428352 | 0 | 0 | 0 | 0 | 1816495.3611 | 2071321.8385 | 0 | 0 | 0 | 0 | 0 | 0 | 0 | 0 | 0 | 0 | 0 | 0 | 0 | 0 | 0 | 0 | -259533.218 | 0 | 0 | 0 | 0 | 0 | 0 | 0 | 0 | 0 | 0 | 0 | 0 | 0 | 0 | 0 | 0
2016-10-08 03:00 | 0 | 0 | 0 | 0 | 147861.782 | 0 | 407395 | 0 | 0 | 0 | 0 | 1556962.1431 | 2071321.8385 | 0 | 0 | 0 | 0 | 0 | 0 | 0 | 0 | 0 | 0 | 0 | 0 | 0 | 0 | 0 | 0 | -259533.218 | 0 | 0 | 0 | 0 | 0 | 0 | 0 | 0 | 0 | 0 | 0 | 0 | 0 | 0 | 0 | 0
2016-10-08 04:00 | 0 | 0 | 0 | 0 | 459780.5326 | 0 | 385732 | 0 | 0 | 0 | 0 | 1631010.6757 | 2071321.8385 | 0 | 0 | 0 | 0 | 0 | 0 | 0 | 0 | 0 | 0 | 0 | 0 | 0 | 0 | 0 | 0 | 74048.5326 | 0 | 0 | 0 | 0 | 0 | 0 | 0 | 0 | 0 | 0 | 0 | 0 | 0 | 0 | 0 | 0
2016-10-08 05:00 | 0 | 0 | 0 | 0 | 105425.782 | 0 | 364959 | 0 | 0 | 0 | 0 | 1371477.4577 | 2071321.8385 | 0 | 0 | 0 | 0 | 0 | 0 | 0 | 0 | 0 | 0 | 0 | 0 | 0 | 0 | 0 | 0 | -259533.218 | 0 | 0 | 0 | 0 | 0 | 0 | 0 | 0 | 0 | 0 | 0 | 0 | 0 | 0 | 0 | 0
2016-10-08 06:00 | 0 | 0 | 0 | 0 | 90570.782 | 0 | 350104 | 0 | 0 | 0 | 0 | 1111944.2397 | 2071321.8385 | 0 | 0 | 0 | 0 | 0 | 0 | 0 | 0 | 0 | 0 | 0 | 0 | 0 | 0 | 0 | 0 | -259533.218 | 0 | 0 | 0 | 0 | 0 | 0 | 0 | 0 | 0 | 0 | 0 | 0 | 0 | 0 | 0 | 0
2016-10-08 07:00 | 0 | 0 | 0 | 0 | 439377.2725 | 0 | 339014 | 0 | 0 | 0 | 0 | 1212307.5122 | 2071321.8385 | 0 | 0 | 0 | 0 | 0 | 0 | 0 | 0 | 0 | 0 | 0 | 0 | 0 | 0 | 0 | 0 | 100363.2725 | 0 | 0 | 0 | 0 | 0 | 0 | 0 | 0 | 0 | 0 | 0 | 0 | 0 | 0 | 0 | 0
2016-10-08 08:00 | 0 | 0 | 0 | 0 | 72937.782 | 0 | 332471 | 0 | 0 | 0 | 0 | 952774.2943 | 2071321.8385 | 0 | 0 | 0 | 0 | 0 | 0 | 0 | 0 | 0 | 0 | 0 | 0 | 0 | 0 | 0 | 0 | -259533.218 | 0 | 0 | 0 | 0 | 0 | 0 | 0 | 0 | 0 | 0 | 0 | 0 | 0 | 0 | 0 | 0
2016-10-08 09:00 | 0 | 0 | 0 | 0 | 401263.6889 | 0 | 331938 | 0 | 0 | 0 | 0 | 1022099.9832 | 2071321.8385 | 0 | 0 | 0 | 0 | 0 | 0 | 0 | 0 | 0 | 0 | 0 | 0 | 0 | 0 | 0 | 0 | 69325.6889 | 0 | 0 | 0 | 0 | 0 | 0 | 0 | 0 | 0 | 0 | 0 | 0 | 0 | 0 | 0 | 0
2016-10-08 10:00 | 0 | 0 | 0 | 0 | 377534.876 | 0 | 338002 | 0 | 0 | 0 | 0 | 1061632.8592 | 2071321.8385 | 0 | 0 | 0 | 0 | 0 | 0 | 0 | 0 | 0 | 0 | 0 | 0 | 0 | 0 | 0 | 0 | 39532.876 | 0 | 0 | 0 | 0 | 0 | 0 | 0 | 0 | 0 | 0 | 0 | 0 | 0 | 0 | 0 | 0
2016-10-08 11:00 | 0 | 0 | 0 | 0 | 88795.782 | 0 | 348329 | 0 | 0 | 0 | 0 | 802099.6412 | 2071321.8385 | 0 | 0 | 0 | 0 | 0 | 0 | 0 | 0 | 0 | 0 | 0 | 0 | 0 | 0 | 0 | 0 | -259533.218 | 0 | 0 | 0 | 0 | 0 | 0 | 0 | 0 | 0 | 0 | 0 | 0 | 0 | 0 | 0 | 0
2016-10-08 12:00 | 0 | 0 | 0 | 0 | 339363.827 | 0 | 361100 | 0 | 0 | 0 | 0 | 780363.4682 | 2071321.8385 | 0 | 0 | 0 | 0 | 0 | 0 | 0 | 0 | 0 | 0 | 0 | 0 | 0 | 0 | 0 | 0 | -21736.173 | 0 | 0 | 0 | 0 | 0 | 0 | 0 | 0 | 0 | 0 | 0 | 0 | 0 | 0 | 0 | 0
2016-10-08 13:00 | 0 | 0 | 0 | 0 | 145678.4096 | 11880.14 | 379211 | 0 | 0 | 0 | 0 | 520830.2502 | 2085688.3165 | 0 | 0 | 0 | 0 | 0 | 0 | 23514.2896 | 0 | 0 | 0 | 0 | 0 | 0 | 0 | 0 | 0 | -259533.218 | 14366.478 | 0 | 0 | 0 | 0 | 0 | 0 | 0 | 0 | 23514.2896 | 0 | 0 | 0 | 0 | 0 | 0
2016-10-08 14:00 | 0 | 0 | 0 | 0 | 108961.9679 | 236890.4053 | 394483 | 0 | 0 | 0 | 0 | 472199.6234 | 2085688.3165 | 0 | 0 | 0 | 0 | 0 | 0 | 23514.2896 | 0 | 0 | 0 | 0 | 0 | 0 | 0 | 0 | 0 | -48630.6268 | 0 | 0 | 0 | 0 | 0 | 0 | 0 | 0 | 0 | 0 | 0 | 0 | 0 | 0 | 0 | 0
2016-10-08 15:00 | 0 | 0 | 0 | 0 | 0 | 521837.8739 | 406622 | 0 | 0 | 0 | 0 | 610929.7868 | 2085688.3165 | 0 | 0 | 0 | 0 | 0 | 0 | 0 | 0 | 0 | 0 | 0 | 0 | 0 | 0 | 0 | 0 | 138730.1635 | 0 | 0 | 0 | 0 | 0 | 0 | 0 | 0 | 0 | -23514.2896 | 0 | 0 | 0 | 0 | 0 | 0
2016-10-08 16:00 | 0 | 0 | 0 | 0 | 68008.4725 | 621630.2235 | 415739 | 0 | 0 | 0 | 0 | 870463.0048 | 2100054.7944 | 0 | 0 | 0 | 0 | 0 | 0 | 0 | 0 | 0 | 0 | 0 | 0 | 0 | 0 | 0 | 0 | 259533.218 | 14366.478 | 0 | 0 | 0 | 0 | 0 | 0 | 0 | 0 | 0 | 0 | 0 | 0 | 0 | 0 | 0
2016-10-08 17:00 | 0 | 0 | 0 | 0 | 0 | 628672.8109 | 421708 | 0 | 0 | 0 | 0 | 1077427.8157 | 2100054.7944 | 0 | 0 | 0 | 0 | 0 | 0 | 0 | 0 | 0 | 0 | 0 | 0 | 0 | 0 | 0 | 0 | 206964.8109 | 0 | 0 | 0 | 0 | 0 | 0 | 0 | 0 | 0 | 0 | 0 | 0 | 0 | 0 | 0 | 0
2016-10-08 18:00 | 0 | 0 | 0 | 0 | 0 | 610781.2484 | 426659 | 0 | 0 | 0 | 0 | 1261550.0641 | 2100054.7944 | 0 | 0 | 0 | 0 | 0 | 0 | 0 | 0 | 0 | 0 | 0 | 0 | 0 | 0 | 0 | 0 | 184122.2484 | 0 | 0 | 0 | 0 | 0 | 0 | 0 | 0 | 0 | 0 | 0 | 0 | 0 | 0 | 0 | 0
2016-10-08 19:00 | 0 | 0 | 0 | 0 | 0 | 591562.4514 | 431968 | 0 | 0 | 0 | 0 | 1515604.1322 | 2005595.1777 | 0 | 0 | 0 | 0 | 0 | 0 | 0 | 0 | 0 | 0 | 0 | 0 | 0 | 0 | 0 | 0 | 254054.0681 | 14366.478 | 108826.0947 | 0 | 0 | 0 | 0 | 0 | 0 | 0 | 0 | 0 | 0 | 0 | 0 | 0 | 0
2016-10-08 20:00 | 0 | 0 | 0 | 0 | 0 | 577500.7414 | 436274 | 0 | 0 | 0 | 0 | 1656830.8736 | 2005595.1777 | 0 | 0 | 0 | 0 | 0 | 0 | 0 | 0 | 0 | 0 | 0 | 0 | 0 | 0 | 0 | 0 | 141226.7414 | 0 | 0 | 0 | 0 | 0 | 0 | 0 | 0 | 0 | 0 | 0 | 0 | 0 | 0 | 0 | 0
2016-10-08 21:00 | 0 | 0 | 0 | 0 | 104642.5128 | 549394.7276 | 439383 | 0 | 0 | 0 | 0 | 1847970.8245 | 2005595.1777 | 0 | 0 | 0 | 0 | 0 | 0 | 23514.2896 | 0 | 0 | 0 | 0 | 0 | 0 | 0 | 0 | 0 | 191139.9508 | 0 | 0 | 0 | 0 | 0 | 0 | 0 | 0 | 0 | 23514.2896 | 0 | 0 | 0 | 0 | 0 | 0
2016-10-08 22:00 | 0 | 0 | 0 | 0 | 0 | 508320.3243 | 439069 | 0 | 0 | 0 | 0 | 1940736.4384 | 2005595.1777 | 0 | 0 | 0 | 0 | 0 | 0 | 0 | 0 | 0 | 0 | 0 | 0 | 0 | 0 | 0 | 0 | 92765.6139 | 0 | 0 | 0 | 0 | 0 | 0 | 0 | 0 | 0 | -23514.2896 | 0 | 0 | 0 | 0 | 0 | 0
2016-10-08 23:00 | 0 | 0 | 0 | 0 | 0 | 398321.2884 | 435365 | 0 | 0 | 0 | 0 | 1903692.7268 | 2005595.1777 | 0 | 0 | 0 | 0 | 0 | 0 | 0 | 0 | 0 | 0 | 0 | 0 | 0 | 0 | 0 | 0 | -37043.7116 | 0 | 0 | 0 | 0 | 0 | 0 | 0 | 0 | 0 | 0 | 0 | 0 | 0 | 0 | 0 | 0
2016-10-09 | 0 | 0 | 0 | 0 | 15523.724 | 171491.536 | 432182 | 0 | 0 | 0 | 0 | 1644159.5089 | 2019961.6557 | 0 | 0 | 0 | 0 | 0 | 0 | 0 | 0 | 0 | 0 | 0 | 0 | 0 | 0 | 0 | 0 | -259533.218 | 14366.478 | 0 | 0 | 0 | 0 | 0 | 0 | 0 | 0 | 0 | 0 | 0 | 0 | 0 | 0 | 0
2016-10-09 01:00 | 0 | 0 | 0 | 0 | 467187.6118 | 2035.5768 | 422059 | 0 | 0 | 0 | 0 | 1691323.6975 | 2019961.6557 | 0 | 0 | 0 | 0 | 0 | 0 | 0 | 0 | 0 | 0 | 0 | 0 | 0 | 0 | 0 | 0 | 47164.1887 | 0 | 0 | 0 | 0 | 0 | 0 | 0 | 0 | 0 | 0 | 0 | 0 | 0 | 0 | 0 | 0
2016-10-09 02:00 | 0 | 0 | 0 | 0 | 142718.782 | 0 | 402252 | 0 | 0 | 0 | 0 | 1431790.4796 | 2019961.6557 | 0 | 0 | 0 | 0 | 0 | 0 | 0 | 0 | 0 | 0 | 0 | 0 | 0 | 0 | 0 | 0 | -259533.218 | 0 | 0 | 0 | 0 | 0 | 0 | 0 | 0 | 0 | 0 | 0 | 0 | 0 | 0 | 0 | 0
2016-10-09 03:00 | 0 | 0 | 0 | 0 | 120536.782 | 0 | 380070 | 0 | 0 | 0 | 0 | 1172257.2616 | 2019961.6557 | 0 | 0 | 0 | 0 | 0 | 0 | 0 | 0 | 0 | 0 | 0 | 0 | 0 | 0 | 0 | 0 | -259533.218 | 0 | 0 | 0 | 0 | 0 | 0 | 0 | 0 | 0 | 0 | 0 | 0 | 0 | 0 | 0 | 0
2016-10-09 04:00 | 0 | 0 | 0 | 0 | 479539.8949 | 0 | 362415 | 0 | 0 | 0 | 0 | 1289382.1565 | 2019961.6557 | 0 | 0 | 0 | 0 | 0 | 0 | 0 | 0 | 0 | 0 | 0 | 0 | 0 | 0 | 0 | 0 | 117124.8949 | 0 | 0 | 0 | 0 | 0 | 0 | 0 | 0 | 0 | 0 | 0 | 0 | 0 | 0 | 0 | 0
2016-10-09 05:00 | 0 | 0 | 0 | 0 | 84677.782 | 0 | 344211 | 0 | 0 | 0 | 0 | 1029848.9385 | 2019961.6557 | 0 | 0 | 0 | 0 | 0 | 0 | 0 | 0 | 0 | 0 | 0 | 0 | 0 | 0 | 0 | 0 | -259533.218 | 0 | 0 | 0 | 0 | 0 | 0 | 0 | 0 | 0 | 0 | 0 | 0 | 0 | 0 | 0 | 0
2016-10-09 06:00 | 0 | 0 | 0 | 0 | 70169.782 | 0 | 329703 | 0 | 0 | 0 | 0 | 770315.7206 | 2019961.6557 | 0 | 0 | 0 | 0 | 0 | 0 | 0 | 0 | 0 | 0 | 0 | 0 | 0 | 0 | 0 | 0 | -259533.218 | 0 | 0 | 0 | 0 | 0 | 0 | 0 | 0 | 0 | 0 | 0 | 0 | 0 | 0 | 0 | 0
2016-10-09 07:00 | 0 | 0 | 0 | 0 | 476002.0236 | 0 | 320457 | 0 | 0 | 0 | 0 | 925860.7442 | 2019961.6557 | 0 | 0 | 0 | 0 | 0 | 0 | 0 | 0 | 0 | 0 | 0 | 0 | 0 | 0 | 0 | 0 | 155545.0236 | 0 | 0 | 0 | 0 | 0 | 0 | 0 | 0 | 0 | 0 | 0 | 0 | 0 | 0 | 0 | 0
2016-10-09 08:00 | 0 | 0 | 0 | 0 | 55270.782 | 0 | 314804 | 0 | 0 | 0 | 0 | 666327.5262 | 2019961.6557 | 0 | 0 | 0 | 0 | 0 | 0 | 0 | 0 | 0 | 0 | 0 | 0 | 0 | 0 | 0 | 0 | -259533.218 | 0 | 0 | 0 | 0 | 0 | 0 | 0 | 0 | 0 | 0 | 0 | 0 | 0 | 0 | 0 | 0
2016-10-09 09:00 | 0 | 0 | 0 | 0 | 53970.782 | 0 | 313504 | 0 | 0 | 0 | 0 | 406794.3082 | 2019961.6557 | 0 | 0 | 0 | 0 | 0 | 0 | 0 | 0 | 0 | 0 | 0 | 0 | 0 | 0 | 0 | 0 | -259533.218 | 0 | 0 | 0 | 0 | 0 | 0 | 0 | 0 | 0 | 0 | 0 | 0 | 0 | 0 | 0 | 0
2016-10-09 10:00 | 0 | 0 | 0 | 0 | 437721.1092 | 0 | 316333 | 0 | 0 | 0 | 0 | 528182.4174 | 2019961.6557 | 0 | 0 | 0 | 0 | 0 | 0 | 0 | 0 | 0 | 0 | 0 | 0 | 0 | 0 | 0 | 0 | 121388.1092 | 0 | 0 | 0 | 0 | 0 | 0 | 0 | 0 | 0 | 0 | 0 | 0 | 0 | 0 | 0 | 0
2016-10-09 11:00 | 0 | 0 | 0 | 0 | 63470.782 | 0 | 323004 | 0 | 0 | 0 | 0 | 268649.1995 | 2019961.6557 | 0 | 0 | 0 | 0 | 0 | 0 | 0 | 0 | 0 | 0 | 0 | 0 | 0 | 0 | 0 | 0 | -259533.218 | 0 | 0 | 0 | 0 | 0 | 0 | 0 | 0 | 0 | 0 | 0 | 0 | 0 | 0 | 0 | 0
2016-10-09 12:00 | 0 | 0 | 0 | 0 | 222815.9806 | 0 | 334487 | 0 | 0 | 0 | 0 | 156978.18 | 2019961.6557 | 0 | 0 | 0 | 0 | 0 | 0 | 0 | 0 | 0 | 0 | 0 | 0 | 0 | 0 | 0 | 0 | -111671.0194 | 0 | 0 | 0 | 0 | 0 | 0 | 0 | 0 | 0 | 0 | 0 | 0 | 0 | 0 | 0 | 0
2016-10-09 13:00 | 0 | 0 | 0 | 0 | 370808.1599 | 9924.8786 | 350536 | 0 | 0 | 0 | 0 | 187175.2185 | 2019961.6557 | 0 | 0 | 0 | 0 | 0 | 0 | 0 | 0 | 0 | 0 | 0 | 0 | 0 | 0 | 0 | 0 | 30197.0384 | 0 | 0 | 0 | 0 | 0 | 0 | 0 | 0 | 0 | 0 | 0 | 0 | 0 | 0 | 0 | 0
2016-10-09 14:00 | 0 | 0 | 0 | 0 | 237931.6588 | 251874.8565 | 363656 | 0 | 0 | 0 | 0 | 313325.7338 | 2019961.6557 | 0 | 0 | 0 | 0 | 0 | 0 | 0 | 0 | 0 | 0 | 0 | 0 | 0 | 0 | 0 | 0 | 126150.5154 | 0 | 0 | 0 | 0 | 0 | 0 | 0 | 0 | 0 | 0 | 0 | 0 | 0 | 0 | 0 | 0
2016-10-09 15:00 | 0 | 0 | 0 | 0 | 51070.1157 | 582563.1023 | 374100 | 0 | 0 | 0 | 0 | 572858.9518 | 2019961.6557 | 0 | 0 | 0 | 0 | 0 | 0 | 0 | 0 | 0 | 0 | 0 | 0 | 0 | 0 | 0 | 0 | 259533.218 | 0 | 0 | 0 | 0 | 0 | 0 | 0 | 0 | 0 | 0 | 0 | 0 | 0 | 0 | 0 | 0
2016-10-09 16:00 | 0 | 0 | 0 | 0 | 0 | 673921.7782 | 383930 | 0 | 0 | 0 | 0 | 832392.1698 | 2034328.1337 | 0 | 0 | 0 | 0 | 0 | 0 | 16092.0822 | 0 | 0 | 0 | 0 | 0 | 0 | 0 | 0 | 0 | 259533.218 | 14366.478 | 0 | 0 | 0 | 0 | 0 | 0 | 0 | 0 | 16092.0822 | 0 | 0 | 0 | 0 | 0 | 0
2016-10-09 17:00 | 0 | 0 | 0 | 0 | 0 | 674220.9033 | 392899 | 0 | 0 | 0 | 0 | 1091925.3877 | 2048694.6116 | 0 | 0 | 0 | 0 | 0 | 0 | 23514.2896 | 0 | 0 | 0 | 0 | 0 | 0 | 0 | 0 | 0 | 259533.218 | 14366.478 | 0 | 0 | 0 | 0 | 0 | 0 | 0 | 0 | 7422.2074 | 0 | 0 | 0 | 0 | 0 | 0
2016-10-09 18:00 | 0 | 0 | 0 | 0 | 0 | 651352.9379 | 400269 | 0 | 0 | 0 | 0 | 1351458.6057 | 2048694.6116 | 0 | 0 | 0 | 0 | 0 | 0 | 15065.0095 | 0 | 0 | 0 | 0 | 0 | 0 | 0 | 0 | 0 | 259533.218 | 0 | 0 | 0 | 0 | 0 | 0 | 0 | 0 | 0 | -8449.28 | 0 | 0 | 0 | 0 | 0 | 0
2016-10-09 19:00 | 0 | 0 | 0 | 0 | 0 | 629971.2858 | 408188 | 0 | 0 | 0 | 0 | 1588306.901 | 2048694.6116 | 0 | 0 | 0 | 0 | 0 | 0 | 0 | 0 | 0 | 0 | 0 | 0 | 0 | 0 | 0 | 0 | 236848.2953 | 0 | 0 | 0 | 0 | 0 | 0 | 0 | 0 | 0 | -15065.0095 | 0 | 0 | 0 | 0 | 0 | 0
2016-10-09 20:00 | 0 | 0 | 0 | 0 | 0 | 616463.4063 | 416624 | 0 | 0 | 0 | 0 | 1773779.8294 | 2063061.0896 | 0 | 0 | 0 | 0 | 0 | 0 | 0 | 0 | 0 | 0 | 0 | 0 | 0 | 0 | 0 | 0 | 185472.9283 | 14366.478 | 0 | 0 | 0 | 0 | 0 | 0 | 0 | 0 | 0 | 0 | 0 | 0 | 0 | 0 | 0
2016-10-09 21:00 | 0 | 0 | 0 | 0 | 0 | 601963.5059 | 423858 | 0 | 0 | 0 | 0 | 1937518.8573 | 2077427.5676 | 0 | 0 | 0 | 0 | 0 | 0 | 0 | 0 | 0 | 0 | 0 | 0 | 0 | 0 | 0 | 0 | 163739.0279 | 14366.478 | 0 | 0 | 0 | 0 | 0 | 0 | 0 | 0 | 0 | 0 | 0 | 0 | 0 | 0 | 0
2016-10-09 22:00 | 0 | 0 | 0 | 0 | 0 | 575376.3595 | 427184 | 0 | 0 | 0 | 0 | 2085711.2167 | 2077427.5676 | 0 | 0 | 0 | 0 | 0 | 0 | 0 | 0 | 0 | 0 | 0 | 0 | 0 | 0 | 0 | 0 | 148192.3595 | 0 | 0 | 0 | 0 | 0 | 0 | 0 | 0 | 0 | 0 | 0 | 0 | 0 | 0 | 0 | 0
2016-10-09 23:00 | 0 | 0 | 0 | 0 | 0 | 470879.6401 | 433837 | 0 | 0 | 0 | 0 | 2108387.3789 | 2091794.0456 | 0 | 0 | 0 | 0 | 0 | 0 | 0 | 0 | 0 | 0 | 0 | 0 | 0 | 0 | 0 | 0 | 22676.1621 | 14366.478 | 0 | 0 | 0 | 0 | 0 | 0 | 0 | 0 | 0 | 0 | 0 | 0 | 0 | 0 | 0
2016-10-10 | 0 | 0 | 0 | 0 | 0 | 191055.8896 | 435426 | 0 | 0 | 0 | 0 | 1864017.2685 | 2091794.0456 | 0 | 0 | 0 | 0 | 0 | 0 | 0 | 0 | 0 | 0 | 0 | 0 | 0 | 0 | 0 | 0 | -244370.1104 | 0 | 0 | 0 | 0 | 0 | 0 | 0 | 0 | 0 | 0 | 0 | 0 | 0 | 0 | 0 | 0
2016-10-10 01:00 | 0 | 0 | 0 | 0 | 159269.9846 | 977.7974 | 419781 | 0 | 0 | 0 | 0 | 1604484.0505 | 2091794.0456 | 0 | 0 | 0 | 0 | 0 | 0 | 0 | 0 | 0 | 0 | 0 | 0 | 0 | 0 | 0 | 0 | -259533.218 | 0 | 0 | 0 | 0 | 0 | 0 | 0 | 0 | 0 | 0 | 0 | 0 | 0 | 0 | 0 | 0
2016-10-10 02:00 | 0 | 0 | 0 | 0 | 661076.218 | 0 | 401543 | 0 | 0 | 0 | 0 | 1864017.2685 | 2091794.0456 | 0 | 0 | 0 | 0 | 0 | 0 | 0 | 0 | 0 | 0 | 0 | 0 | 0 | 0 | 0 | 0 | 259533.218 | 0 | 0 | 0 | 0 | 0 | 0 | 0 | 0 | 0 | 0 | 0 | 0 | 0 | 0 | 0 | 0
2016-10-10 03:00 | 0 | 0 | 0 | 0 | 121722.782 | 0 | 381256 | 0 | 0 | 0 | 0 | 1604484.0505 | 2091794.0456 | 0 | 0 | 0 | 0 | 0 | 0 | 0 | 0 | 0 | 0 | 0 | 0 | 0 | 0 | 0 | 0 | -259533.218 | 0 | 0 | 0 | 0 | 0 | 0 | 0 | 0 | 0 | 0 | 0 | 0 | 0 | 0 | 0 | 0
2016-10-10 04:00 | 0 | 0 | 0 | 0 | 98655.782 | 0 | 358189 | 0 | 0 | 0 | 0 | 1344950.8325 | 2091794.0456 | 0 | 0 | 0 | 0 | 0 | 0 | 0 | 0 | 0 | 0 | 0 | 0 | 0 | 0 | 0 | 0 | -259533.218 | 0 | 0 | 0 | 0 | 0 | 0 | 0 | 0 | 0 | 0 | 0 | 0 | 0 | 0 | 0 | 0
2016-10-10 05:00 | 0 | 0 | 0 | 0 | 80729.782 | 0 | 340263 | 0 | 0 | 0 | 0 | 1085417.6146 | 2091794.0456 | 0 | 0 | 0 | 0 | 0 | 0 | 0 | 0 | 0 | 0 | 0 | 0 | 0 | 0 | 0 | 0 | -259533.218 | 0 | 0 | 0 | 0 | 0 | 0 | 0 | 0 | 0 | 0 | 0 | 0 | 0 | 0 | 0 | 0
2016-10-10 06:00 | 0 | 0 | 0 | 0 | 587410.218 | 0 | 327877 | 0 | 0 | 0 | 0 | 1344950.8325 | 2091794.0456 | 0 | 0 | 0 | 0 | 0 | 0 | 0 | 0 | 0 | 0 | 0 | 0 | 0 | 0 | 0 | 0 | 259533.218 | 0 | 0 | 0 | 0 | 0 | 0 | 0 | 0 | 0 | 0 | 0 | 0 | 0 | 0 | 0 | 0
2016-10-10 07:00 | 0 | 0 | 0 | 0 | 61387.782 | 0 | 320921 | 0 | 0 | 0 | 0 | 1085417.6146 | 2091794.0456 | 0 | 0 | 0 | 0 | 0 | 0 | 0 | 0 | 0 | 0 | 0 | 0 | 0 | 0 | 0 | 0 | -259533.218 | 0 | 0 | 0 | 0 | 0 | 0 | 0 | 0 | 0 | 0 | 0 | 0 | 0 | 0 | 0 | 0
2016-10-10 08:00 | 0 | 0 | 0 | 0 | 60941.782 | 0 | 320475 | 0 | 0 | 0 | 0 | 825884.3966 | 2091794.0456 | 0 | 0 | 0 | 0 | 0 | 0 | 0 | 0 | 0 | 0 | 0 | 0 | 0 | 0 | 0 | 0 | -259533.218 | 0 | 0 | 0 | 0 | 0 | 0 | 0 | 0 | 0 | 0 | 0 | 0 | 0 | 0 | 0 | 0
2016-10-10 09:00 | 0 | 0 | 0 | 0 | 69025.782 | 0 | 328559 | 0 | 0 | 0 | 0 | 566351.1786 | 2091794.0456 | 0 | 0 | 0 | 0 | 0 | 0 | 0 | 0 | 0 | 0 | 0 | 0 | 0 | 0 | 0 | 0 | -259533.218 | 0 | 0 | 0 | 0 | 0 | 0 | 0 | 0 | 0 | 0 | 0 | 0 | 0 | 0 | 0 | 0
2016-10-10 10:00 | 0 | 0 | 0 | 0 | 562448.4753 | 0 | 350200 | 0 | 0 | 0 | 0 | 778599.6539 | 2091794.0456 | 0 | 0 | 0 | 0 | 0 | 0 | 0 | 0 | 0 | 0 | 0 | 0 | 0 | 0 | 0 | 0 | 212248.4753 | 0 | 0 | 0 | 0 | 0 | 0 | 0 | 0 | 0 | 0 | 0 | 0 | 0 | 0 | 0 | 0
2016-10-10 11:00 | 0 | 0 | 0 | 0 | 115196.782 | 0 | 374730 | 0 | 0 | 0 | 0 | 519066.4359 | 2091794.0456 | 0 | 0 | 0 | 0 | 0 | 0 | 0 | 0 | 0 | 0 | 0 | 0 | 0 | 0 | 0 | 0 | -259533.218 | 0 | 0 | 0 | 0 | 0 | 0 | 0 | 0 | 0 | 0 | 0 | 0 | 0 | 0 | 0 | 0
2016-10-10 12:00 | 0 | 0 | 0 | 0 | 130534.782 | 0 | 390068 | 0 | 0 | 0 | 0 | 259533.218 | 2091794.0456 | 0 | 0 | 0 | 0 | 0 | 0 | 0 | 0 | 0 | 0 | 0 | 0 | 0 | 0 | 0 | 0 | -259533.218 | 0 | 0 | 0 | 0 | 0 | 0 | 0 | 0 | 0 | 0 | 0 | 0 | 0 | 0 | 0 | 0
2016-10-10 13:00 | 0 | 0 | 0 | 0 | 120092.3652 | 24033.4169 | 403659 | 0 | 0 | 0 | 0 | 0 | 2091794.0456 | 0 | 0 | 0 | 0 | 0 | 0 | 0 | 0 | 0 | 0 | 0 | 0 | 0 | 0 | 0 | 0 | -259533.218 | 0 | 0 | 0 | 0 | 0 | 0 | 0 | 0 | 0 | 0 | 0 | 0 | 0 | 0 | 0 | 0
2016-10-10 14:00 | 0 | 0 | 0 | 0 | 310560.3578 | 363316.8601 | 414344 | 0 | 0 | 0 | 0 | 259533.218 | 2091794.0456 | 0 | 0 | 0 | 0 | 0 | 0 | 0 | 0 | 0 | 0 | 0 | 0 | 0 | 0 | 0 | 0 | 259533.218 | 0 | 0 | 0 | 0 | 0 | 0 | 0 | 0 | 0 | 0 | 0 | 0 | 0 | 0 | 0 | 0
2016-10-10 15:00 | 0 | 0 | 0 | 0 | 58040.564 | 638533.132 | 422674 | 0 | 0 | 0 | 0 | 519066.4359 | 2106160.5236 | 0 | 0 | 0 | 0 | 0 | 0 | 0 | 0 | 0 | 0 | 0 | 0 | 0 | 0 | 0 | 0 | 259533.218 | 14366.478 | 0 | 0 | 0 | 0 | 0 | 0 | 0 | 0 | 0 | 0 | 0 | 0 | 0 | 0 | 0
2016-10-10 16:00 | 0 | 0 | 0 | 0 | 0 | 710988.6911 | 429540 | 0 | 0 | 0 | 0 | 778599.6539 | 2106160.5236 | 0 | 0 | 0 | 0 | 0 | 0 | 21915.4731 | 0 | 0 | 0 | 0 | 0 | 0 | 0 | 0 | 0 | 259533.218 | 0 | 0 | 0 | 0 | 0 | 0 | 0 | 0 | 0 | 21915.4731 | 0 | 0 | 0 | 0 | 0 | 0
2016-10-10 17:00 | 0 | 0 | 0 | 0 | 0 | 703711.6833 | 436521 | 0 | 0 | 0 | 0 | 1036409.7031 | 2120527.0015 | 0 | 0 | 0 | 0 | 0 | 0 | 16929.6293 | 0 | 0 | 0 | 0 | 0 | 0 | 0 | 0 | 0 | 257810.0492 | 14366.478 | 0 | 0 | 0 | 0 | 0 | 0 | 0 | 0 | -4985.8438 | 0 | 0 | 0 | 0 | 0 | 0
2016-10-10 18:00 | 0 | 0 | 0 | 0 | 0 | 685857.5887 | 443254 | 0 | 0 | 0 | 0 | 1295942.921 | 2120527.0015 | 0 | 0 | 0 | 0 | 0 | 0 | 0 | 0 | 0 | 0 | 0 | 0 | 0 | 0 | 0 | 0 | 259533.218 | 0 | 0 | 0 | 0 | 0 | 0 | 0 | 0 | 0 | -16929.6293 | 0 | 0 | 0 | 0 | 0 | 0
2016-10-10 19:00 | 0 | 0 | 0 | 0 | 0 | 672365.9651 | 449624 | 0 | 0 | 0 | 0 | 1518684.8861 | 2120527.0015 | 0 | 0 | 0 | 0 | 0 | 0 | 0 | 0 | 0 | 0 | 0 | 0 | 0 | 0 | 0 | 0 | 222741.9651 | 0 | 0 | 0 | 0 | 0 | 0 | 0 | 0 | 0 | 0 | 0 | 0 | 0 | 0 | 0 | 0
2016-10-10 20:00 | 0 | 0 | 0 | 0 | 0 | 674197.9706 | 456276 | 0 | 0 | 0 | 0 | 1736606.8566 | 2120527.0015 | 0 | 0 | 0 | 0 | 0 | 0 | 0 | 0 | 0 | 0 | 0 | 0 | 0 | 0 | 0 | 0 | 217921.9706 | 0 | 0 | 0 | 0 | 0 | 0 | 0 | 0 | 0 | 0 | 0 | 0 | 0 | 0 | 0 | 0
2016-10-10 21:00 | 0 | 0 | 0 | 0 | 47212.4616 | 673661.7564 | 461341 | 0 | 0 | 0 | 0 | 1996140.0746 | 2120527.0015 | 0 | 0 | 0 | 0 | 0 | 0 | 0 | 0 | 0 | 0 | 0 | 0 | 0 | 0 | 0 | 0 | 259533.218 | 0 | 0 | 0 | 0 | 0 | 0 | 0 | 0 | 0 | 0 | 0 | 0 | 0 | 0 | 0 | 0
2016-10-10 22:00 | 0 | 0 | 0 | 0 | 0 | 634360.2397 | 463319 | 0 | 0 | 0 | 0 | 2167181.3143 | 2120527.0015 | 0 | 0 | 0 | 0 | 0 | 0 | 0 | 0 | 0 | 0 | 0 | 0 | 0 | 0 | 0 | 0 | 171041.2397 | 0 | 0 | 0 | 0 | 0 | 0 | 0 | 0 | 0 | 0 | 0 | 0 | 0 | 0 | 0 | 0
2016-10-10 23:00 | 0 | 0 | 0 | 0 | 0 | 469887.7921 | 469066 | 0 | 0 | 0 | 0 | 2168003.1064 | 2120527.0015 | 0 | 0 | 0 | 0 | 0 | 0 | 0 | 0 | 0 | 0 | 0 | 0 | 0 | 0 | 0 | 0 | 821.7921 | 0 | 0 | 0 | 0 | 0 | 0 | 0 | 0 | 0 | 0 | 0 | 0 | 0 | 0 | 0 | 0
2016-10-11 | 0 | 0 | 0 | 0 | 0 | 132998.4499 | 465861 | 0 | 0 | 0 | 0 | 1908469.8884 | 2047197.6694 | 0 | 0 | 0 | 0 | 0 | 0 | 0 | 0 | 0 | 0 | 0 | 0 | 0 | 0 | 0 | 0 | -259533.218 | 14366.478 | 87695.8101 | 0 | 0 | 0 | 0 | 0 | 0 | 0 | 0 | 0 | 0 | 0 | 0 | 0 | 0
2016-10-11 01:00 | 0 | 0 | 0 | 0 | 190553.3793 | 650.4027 | 450737 | 0 | 0 | 0 | 0 | 1648936.6705 | 2047197.6694 | 0 | 0 | 0 | 0 | 0 | 0 | 0 | 0 | 0 | 0 | 0 | 0 | 0 | 0 | 0 | 0 | -259533.218 | 0 | 0 | 0 | 0 | 0 | 0 | 0 | 0 | 0 | 0 | 0 | 0 | 0 | 0 | 0 | 0
2016-10-11 02:00 | 0 | 0 | 0 | 0 | 168578.782 | 0 | 428112 | 0 | 0 | 0 | 0 | 1389403.4525 | 2047197.6694 | 0 | 0 | 0 | 0 | 0 | 0 | 0 | 0 | 0 | 0 | 0 | 0 | 0 | 0 | 0 | 0 | -259533.218 | 0 | 0 | 0 | 0 | 0 | 0 | 0 | 0 | 0 | 0 | 0 | 0 | 0 | 0 | 0 | 0
2016-10-11 03:00 | 0 | 0 | 0 | 0 | 660202.218 | 0 | 400669 | 0 | 0 | 0 | 0 | 1648936.6705 | 2047197.6694 | 0 | 0 | 0 | 0 | 0 | 0 | 0 | 0 | 0 | 0 | 0 | 0 | 0 | 0 | 0 | 0 | 259533.218 | 0 | 0 | 0 | 0 | 0 | 0 | 0 | 0 | 0 | 0 | 0 | 0 | 0 | 0 | 0 | 0
2016-10-11 04:00 | 0 | 0 | 0 | 0 | 115718.782 | 0 | 375252 | 0 | 0 | 0 | 0 | 1389403.4525 | 2047197.6694 | 0 | 0 | 0 | 0 | 0 | 0 | 0 | 0 | 0 | 0 | 0 | 0 | 0 | 0 | 0 | 0 | -259533.218 | 0 | 0 | 0 | 0 | 0 | 0 | 0 | 0 | 0 | 0 | 0 | 0 | 0 | 0 | 0 | 0
2016-10-11 05:00 | 0 | 0 | 0 | 0 | 97496.782 | 0 | 357030 | 0 | 0 | 0 | 0 | 1129870.2345 | 2047197.6694 | 0 | 0 | 0 | 0 | 0 | 0 | 0 | 0 | 0 | 0 | 0 | 0 | 0 | 0 | 0 | 0 | -259533.218 | 0 | 0 | 0 | 0 | 0 | 0 | 0 | 0 | 0 | 0 | 0 | 0 | 0 | 0 | 0 | 0
2016-10-11 06:00 | 0 | 0 | 0 | 0 | 84050.782 | 0 | 343584 | 0 | 0 | 0 | 0 | 870337.0165 | 2047197.6694 | 0 | 0 | 0 | 0 | 0 | 0 | 0 | 0 | 0 | 0 | 0 | 0 | 0 | 0 | 0 | 0 | -259533.218 | 0 | 0 | 0 | 0 | 0 | 0 | 0 | 0 | 0 | 0 | 0 | 0 | 0 | 0 | 0 | 0
2016-10-11 07:00 | 0 | 0 | 0 | 0 | 595646.218 | 0 | 336113 | 0 | 0 | 0 | 0 | 1129870.2345 | 2047197.6694 | 0 | 0 | 0 | 0 | 0 | 0 | 0 | 0 | 0 | 0 | 0 | 0 | 0 | 0 | 0 | 0 | 259533.218 | 0 | 0 | 0 | 0 | 0 | 0 | 0 | 0 | 0 | 0 | 0 | 0 | 0 | 0 | 0 | 0
2016-10-11 08:00 | 0 | 0 | 0 | 0 | 75203.782 | 0 | 334737 | 0 | 0 | 0 | 0 | 870337.0165 | 2047197.6694 | 0 | 0 | 0 | 0 | 0 | 0 | 0 | 0 | 0 | 0 | 0 | 0 | 0 | 0 | 0 | 0 | -259533.218 | 0 | 0 | 0 | 0 | 0 | 0 | 0 | 0 | 0 | 0 | 0 | 0 | 0 | 0 | 0 | 0
2016-10-11 09:00 | 0 | 0 | 0 | 0 | 84332.782 | 0 | 343866 | 0 | 0 | 0 | 0 | 610803.7986 | 2047197.6694 | 0 | 0 | 0 | 0 | 0 | 0 | 0 | 0 | 0 | 0 | 0 | 0 | 0 | 0 | 0 | 0 | -259533.218 | 0 | 0 | 0 | 0 | 0 | 0 | 0 | 0 | 0 | 0 | 0 | 0 | 0 | 0 | 0 | 0
2016-10-11 10:00 | 0 | 0 | 0 | 0 | 110380.782 | 0 | 369914 | 0 | 0 | 0 | 0 | 351270.5806 | 2047197.6694 | 0 | 0 | 0 | 0 | 0 | 0 | 0 | 0 | 0 | 0 | 0 | 0 | 0 | 0 | 0 | 0 | -259533.218 | 0 | 0 | 0 | 0 | 0 | 0 | 0 | 0 | 0 | 0 | 0 | 0 | 0 | 0 | 0 | 0
2016-10-11 11:00 | 0 | 0 | 0 | 0 | 501843.8132 | 0 | 395969 | 0 | 0 | 0 | 0 | 457145.3938 | 2047197.6694 | 0 | 0 | 0 | 0 | 0 | 0 | 0 | 0 | 0 | 0 | 0 | 0 | 0 | 0 | 0 | 0 | 105874.8132 | 0 | 0 | 0 | 0 | 0 | 0 | 0 | 0 | 0 | 0 | 0 | 0 | 0 | 0 | 0 | 0
2016-10-11 12:00 | 0 | 0 | 0 | 0 | 148384.782 | 0 | 407918 | 0 | 0 | 0 | 0 | 197612.1758 | 2047197.6694 | 0 | 0 | 0 | 0 | 0 | 0 | 0 | 0 | 0 | 0 | 0 | 0 | 0 | 0 | 0 | 0 | -259533.218 | 0 | 0 | 0 | 0 | 0 | 0 | 0 | 0 | 0 | 0 | 0 | 0 | 0 | 0 | 0 | 0
2016-10-11 13:00 | 0 | 0 | 0 | 0 | 362412.6959 | 15901.5271 | 417206 | 0 | 0 | 0 | 0 | 158720.3988 | 2047197.6694 | 0 | 0 | 0 | 0 | 0 | 0 | 0 | 0 | 0 | 0 | 0 | 0 | 0 | 0 | 0 | 0 | -38891.777 | 0 | 0 | 0 | 0 | 0 | 0 | 0 | 0 | 0 | 0 | 0 | 0 | 0 | 0 | 0 | 0
2016-10-11 14:00 | 0 | 0 | 0 | 0 | 233175.5222 | 311881.9224 | 425449 | 0 | 0 | 0 | 0 | 278328.8434 | 2047197.6694 | 0 | 0 | 0 | 0 | 0 | 0 | 0 | 0 | 0 | 0 | 0 | 0 | 0 | 0 | 0 | 0 | 119608.4446 | 0 | 0 | 0 | 0 | 0 | 0 | 0 | 0 | 0 | 0 | 0 | 0 | 0 | 0 | 0 | 0
2016-10-11 15:00 | 0 | 0 | 0 | 0 | 0 | 610616.0374 | 432647 | 0 | 0 | 0 | 0 | 456297.8808 | 2047197.6694 | 0 | 0 | 0 | 0 | 0 | 0 | 0 | 0 | 0 | 0 | 0 | 0 | 0 | 0 | 0 | 0 | 177969.0374 | 0 | 0 | 0 | 0 | 0 | 0 | 0 | 0 | 0 | 0 | 0 | 0 | 0 | 0 | 0 | 0
2016-10-11 16:00 | 0 | 0 | 0 | 0 | 10253.1334 | 703298.5626 | 439652 | 0 | 0 | 0 | 0 | 715831.0988 | 2061564.1474 | 0 | 0 | 0 | 0 | 0 | 0 | 0 | 0 | 0 | 0 | 0 | 0 | 0 | 0 | 0 | 0 | 259533.218 | 14366.478 | 0 | 0 | 0 | 0 | 0 | 0 | 0 | 0 | 0 | 0 | 0 | 0 | 0 | 0 | 0
2016-10-11 17:00 | 0 | 0 | 0 | 0 | 0 | 703885.0528 | 446392 | 0 | 0 | 0 | 0 | 973324.1516 | 2061564.1474 | 0 | 0 | 0 | 0 | 0 | 0 | 0 | 0 | 0 | 0 | 0 | 0 | 0 | 0 | 0 | 0 | 257493.0528 | 0 | 0 | 0 | 0 | 0 | 0 | 0 | 0 | 0 | 0 | 0 | 0 | 0 | 0 | 0 | 0
2016-10-11 18:00 | 0 | 0 | 0 | 0 | 0 | 687048.1761 | 453427 | 0 | 0 | 0 | 0 | 1192578.8497 | 2075930.6254 | 0 | 0 | 0 | 0 | 0 | 0 | 0 | 0 | 0 | 0 | 0 | 0 | 0 | 0 | 0 | 0 | 219254.6982 | 14366.478 | 0 | 0 | 0 | 0 | 0 | 0 | 0 | 0 | 0 | 0 | 0 | 0 | 0 | 0 | 0
2016-10-11 19:00 | 0 | 0 | 0 | 0 | 0 | 676409.3489 | 458453 | 0 | 0 | 0 | 0 | 1410535.1986 | 2075930.6254 | 0 | 0 | 0 | 0 | 0 | 0 | 0 | 0 | 0 | 0 | 0 | 0 | 0 | 0 | 0 | 0 | 217956.3489 | 0 | 0 | 0 | 0 | 0 | 0 | 0 | 0 | 0 | 0 | 0 | 0 | 0 | 0 | 0 | 0
2016-10-11 20:00 | 0 | 0 | 0 | 0 | 40891.0907 | 682775.1273 | 464133 | 0 | 0 | 0 | 0 | 1670068.4166 | 2075930.6254 | 0 | 0 | 0 | 0 | 0 | 0 | 0 | 0 | 0 | 0 | 0 | 0 | 0 | 0 | 0 | 0 | 259533.218 | 0 | 0 | 0 | 0 | 0 | 0 | 0 | 0 | 0 | 0 | 0 | 0 | 0 | 0 | 0 | 0
2016-10-11 21:00 | 0 | 0 | 0 | 0 | 0 | 690004.7 | 468519 | 0 | 0 | 0 | 0 | 1891554.1166 | 2075930.6254 | 0 | 0 | 0 | 0 | 0 | 0 | 0 | 0 | 0 | 0 | 0 | 0 | 0 | 0 | 0 | 0 | 221485.7 | 0 | 0 | 0 | 0 | 0 | 0 | 0 | 0 | 0 | 0 | 0 | 0 | 0 | 0 | 0 | 0
2016-10-11 22:00 | 0 | 0 | 0 | 0 | 0 | 671332.2438 | 469706 | 0 | 0 | 0 | 0 | 2093180.3604 | 2075930.6254 | 0 | 0 | 0 | 0 | 0 | 0 | 0 | 0 | 0 | 0 | 0 | 0 | 0 | 0 | 0 | 0 | 201626.2438 | 0 | 0 | 0 | 0 | 0 | 0 | 0 | 0 | 0 | 0 | 0 | 0 | 0 | 0 | 0 | 0
2016-10-11 23:00 | 0 | 0 | 0 | 0 | 0 | 528952.8894 | 474251 | 0 | 0 | 0 | 0 | 2147882.2498 | 2075930.6254 | 0 | 0 | 0 | 0 | 0 | 0 | 0 | 0 | 0 | 0 | 0 | 0 | 0 | 0 | 0 | 0 | 54701.8894 | 0 | 0 | 0 | 0 | 0 | 0 | 0 | 0 | 0 | 0 | 0 | 0 | 0 | 0 | 0 | 0
2016-10-12 | 0 | 0 | 0 | 0 | 46458.6779 | 179623.5821 | 471249 | 0 | 0 | 0 | 0 | 1888349.0319 | 2090297.1034 | 0 | 0 | 0 | 0 | 0 | 0 | 0 | 0 | 0 | 0 | 0 | 0 | 0 | 0 | 0 | 0 | -259533.218 | 14366.478 | 0 | 0 | 0 | 0 | 0 | 0 | 0 | 0 | 0 | 0 | 0 | 0 | 0 | 0 | 0
2016-10-12 01:00 | 0 | 0 | 0 | 0 | 196867.7083 | 531.0737 | 456932 | 0 | 0 | 0 | 0 | 1628815.8139 | 2090297.1034 | 0 | 0 | 0 | 0 | 0 | 0 | 0 | 0 | 0 | 0 | 0 | 0 | 0 | 0 | 0 | 0 | -259533.218 | 0 | 0 | 0 | 0 | 0 | 0 | 0 | 0 | 0 | 0 | 0 | 0 | 0 | 0 | 0 | 0
2016-10-12 02:00 | 0 | 0 | 0 | 0 | 567537.0123 | 0 | 433484 | 0 | 0 | 0 | 0 | 1762868.8262 | 2090297.1034 | 0 | 0 | 0 | 0 | 0 | 0 | 0 | 0 | 0 | 0 | 0 | 0 | 0 | 0 | 0 | 0 | 134053.0123 | 0 | 0 | 0 | 0 | 0 | 0 | 0 | 0 | 0 | 0 | 0 | 0 | 0 | 0 | 0 | 0
2016-10-12 03:00 | 0 | 0 | 0 | 0 | 146509.782 | 0 | 406043 | 0 | 0 | 0 | 0 | 1503335.6082 | 2090297.1034 | 0 | 0 | 0 | 0 | 0 | 0 | 0 | 0 | 0 | 0 | 0 | 0 | 0 | 0 | 0 | 0 | -259533.218 | 0 | 0 | 0 | 0 | 0 | 0 | 0 | 0 | 0 | 0 | 0 | 0 | 0 | 0 | 0 | 0
2016-10-12 04:00 | 0 | 0 | 0 | 0 | 121458.782 | 0 | 380992 | 0 | 0 | 0 | 0 | 1243802.3902 | 2090297.1034 | 0 | 0 | 0 | 0 | 0 | 0 | 0 | 0 | 0 | 0 | 0 | 0 | 0 | 0 | 0 | 0 | -259533.218 | 0 | 0 | 0 | 0 | 0 | 0 | 0 | 0 | 0 | 0 | 0 | 0 | 0 | 0 | 0 | 0
2016-10-12 05:00 | 0 | 0 | 0 | 0 | 102226.782 | 0 | 361760 | 0 | 0 | 0 | 0 | 984269.1723 | 2090297.1034 | 0 | 0 | 0 | 0 | 0 | 0 | 0 | 0 | 0 | 0 | 0 | 0 | 0 | 0 | 0 | 0 | -259533.218 | 0 | 0 | 0 | 0 | 0 | 0 | 0 | 0 | 0 | 0 | 0 | 0 | 0 | 0 | 0 | 0
2016-10-12 06:00 | 0 | 0 | 0 | 0 | 547618.3802 | 0 | 348243 | 0 | 0 | 0 | 0 | 1183644.5525 | 2090297.1034 | 0 | 0 | 0 | 0 | 0 | 0 | 0 | 0 | 0 | 0 | 0 | 0 | 0 | 0 | 0 | 0 | 199375.3802 | 0 | 0 | 0 | 0 | 0 | 0 | 0 | 0 | 0 | 0 | 0 | 0 | 0 | 0 | 0 | 0
2016-10-12 07:00 | 0 | 0 | 0 | 0 | 81304.782 | 0 | 340838 | 0 | 0 | 0 | 0 | 924111.3345 | 2090297.1034 | 0 | 0 | 0 | 0 | 0 | 0 | 0 | 0 | 0 | 0 | 0 | 0 | 0 | 0 | 0 | 0 | -259533.218 | 0 | 0 | 0 | 0 | 0 | 0 | 0 | 0 | 0 | 0 | 0 | 0 | 0 | 0 | 0 | 0
2016-10-12 08:00 | 0 | 0 | 0 | 0 | 80494.782 | 0 | 340028 | 0 | 0 | 0 | 0 | 664578.1165 | 2090297.1034 | 0 | 0 | 0 | 0 | 0 | 0 | 0 | 0 | 0 | 0 | 0 | 0 | 0 | 0 | 0 | 0 | -259533.218 | 0 | 0 | 0 | 0 | 0 | 0 | 0 | 0 | 0 | 0 | 0 | 0 | 0 | 0 | 0 | 0
2016-10-12 09:00 | 0 | 0 | 0 | 0 | 538923.1403 | 0 | 348468 | 0 | 0 | 0 | 0 | 855033.2568 | 2090297.1034 | 0 | 0 | 0 | 0 | 0 | 0 | 0 | 0 | 0 | 0 | 0 | 0 | 0 | 0 | 0 | 0 | 190455.1403 | 0 | 0 | 0 | 0 | 0 | 0 | 0 | 0 | 0 | 0 | 0 | 0 | 0 | 0 | 0 | 0
2016-10-12 10:00 | 0 | 0 | 0 | 0 | 113999.782 | 0 | 373533 | 0 | 0 | 0 | 0 | 595500.0388 | 2090297.1034 | 0 | 0 | 0 | 0 | 0 | 0 | 0 | 0 | 0 | 0 | 0 | 0 | 0 | 0 | 0 | 0 | -259533.218 | 0 | 0 | 0 | 0 | 0 | 0 | 0 | 0 | 0 | 0 | 0 | 0 | 0 | 0 | 0 | 0
2016-10-12 11:00 | 0 | 0 | 0 | 0 | 140033.782 | 0 | 399567 | 0 | 0 | 0 | 0 | 335966.8209 | 2090297.1034 | 0 | 0 | 0 | 0 | 0 | 0 | 0 | 0 | 0 | 0 | 0 | 0 | 0 | 0 | 0 | 0 | -259533.218 | 0 | 0 | 0 | 0 | 0 | 0 | 0 | 0 | 0 | 0 | 0 | 0 | 0 | 0 | 0 | 0
2016-10-12 12:00 | 0 | 0 | 0 | 0 | 508726.2165 | 0 | 411951 | 0 | 0 | 0 | 0 | 432742.0374 | 2090297.1034 | 0 | 0 | 0 | 0 | 0 | 0 | 0 | 0 | 0 | 0 | 0 | 0 | 0 | 0 | 0 | 0 | 96775.2165 | 0 | 0 | 0 | 0 | 0 | 0 | 0 | 0 | 0 | 0 | 0 | 0 | 0 | 0 | 0 | 0
2016-10-12 13:00 | 0 | 0 | 0 | 0 | 149348.2063 | 14124.5757 | 423006 | 0 | 0 | 0 | 0 | 173208.8195 | 2090297.1034 | 0 | 0 | 0 | 0 | 0 | 0 | 0 | 0 | 0 | 0 | 0 | 0 | 0 | 0 | 0 | 0 | -259533.218 | 0 | 0 | 0 | 0 | 0 | 0 | 0 | 0 | 0 | 0 | 0 | 0 | 0 | 0 | 0 | 0
2016-10-12 14:00 | 0 | 0 | 0 | 0 | 378907.2552 | 314308.9628 | 433683 | 0 | 0 | 0 | 0 | 432742.0374 | 2090297.1034 | 0 | 0 | 0 | 0 | 0 | 0 | 0 | 0 | 0 | 0 | 0 | 0 | 0 | 0 | 0 | 0 | 259533.218 | 0 | 0 | 0 | 0 | 0 | 0 | 0 | 0 | 0 | 0 | 0 | 0 | 0 | 0 | 0 | 0
2016-10-12 15:00 | 0 | 0 | 0 | 0 | 63457.1363 | 638415.0816 | 442339 | 0 | 0 | 0 | 0 | 692275.2554 | 2090297.1034 | 0 | 0 | 0 | 0 | 0 | 0 | 0 | 0 | 0 | 0 | 0 | 0 | 0 | 0 | 0 | 0 | 259533.218 | 0 | 0 | 0 | 0 | 0 | 0 | 0 | 0 | 0 | 0 | 0 | 0 | 0 | 0 | 0 | 0
2016-10-12 16:00 | 0 | 0 | 0 | 0 | 0 | 719747.5611 | 449506 | 0 | 0 | 0 | 0 | 951808.4734 | 2101005.4465 | 0 | 0 | 0 | 0 | 0 | 0 | 0 | 0 | 0 | 0 | 0 | 0 | 0 | 0 | 0 | 0 | 259533.218 | 10708.3431 | 0 | 0 | 0 | 0 | 0 | 0 | 0 | 0 | 0 | 0 | 0 | 0 | 0 | 0 | 0
2016-10-12 17:00 | 0 | 0 | 0 | 0 | 0 | 723675.2873 | 456544 | 0 | 0 | 0 | 0 | 1181058.9931 | 2115371.9245 | 0 | 0 | 0 | 0 | 0 | 0 | 23514.2896 | 0 | 0 | 0 | 0 | 0 | 0 | 0 | 0 | 0 | 229250.5197 | 14366.478 | 0 | 0 | 0 | 0 | 0 | 0 | 0 | 0 | 23514.2896 | 0 | 0 | 0 | 0 | 0 | 0
2016-10-12 18:00 | 0 | 0 | 0 | 0 | 0 | 697036.0757 | 462687 | 0 | 0 | 0 | 0 | 1440592.211 | 2113702.0718 | 0 | 0 | 0 | 0 | 0 | 0 | 0 | 0 | 0 | 0 | 0 | 0 | 0 | 0 | 0 | 0 | 259533.218 | 0 | 1669.8526 | 0 | 0 | 0 | 0 | 0 | 0 | 0 | -23514.2896 | 0 | 0 | 0 | 0 | 0 | 0
2016-10-12 19:00 | 0 | 0 | 0 | 0 | 0 | 678491.0573 | 467162 | 0 | 0 | 0 | 0 | 1651921.2683 | 2113702.0718 | 0 | 0 | 0 | 0 | 0 | 0 | 0 | 0 | 0 | 0 | 0 | 0 | 0 | 0 | 0 | 0 | 211329.0573 | 0 | 0 | 0 | 0 | 0 | 0 | 0 | 0 | 0 | 0 | 0 | 0 | 0 | 0 | 0 | 0
2016-10-12 20:00 | 0 | 0 | 0 | 0 | 0 | 677359.9708 | 471056 | 0 | 0 | 0 | 0 | 1858225.2391 | 2113702.0718 | 0 | 0 | 0 | 0 | 0 | 0 | 0 | 0 | 0 | 0 | 0 | 0 | 0 | 0 | 0 | 0 | 206303.9708 | 0 | 0 | 0 | 0 | 0 | 0 | 0 | 0 | 0 | 0 | 0 | 0 | 0 | 0 | 0 | 0
2016-10-12 21:00 | 0 | 0 | 0 | 0 | 59730.8674 | 674123.3506 | 474321 | 0 | 0 | 0 | 0 | 2117758.4571 | 2113702.0718 | 0 | 0 | 0 | 0 | 0 | 0 | 0 | 0 | 0 | 0 | 0 | 0 | 0 | 0 | 0 | 0 | 259533.218 | 0 | 0 | 0 | 0 | 0 | 0 | 0 | 0 | 0 | 0 | 0 | 0 | 0 | 0 | 0 | 0
2016-10-12 22:00 | 0 | 0 | 0 | 0 | 0 | 617668.7049 | 474450 | 0 | 0 | 0 | 0 | 2260977.162 | 2113702.0718 | 0 | 0 | 0 | 0 | 0 | 0 | 0 | 0 | 0 | 0 | 0 | 0 | 0 | 0 | 0 | 0 | 143218.7049 | 0 | 0 | 0 | 0 | 0 | 0 | 0 | 0 | 0 | 0 | 0 | 0 | 0 | 0 | 0 | 0
2016-10-12 23:00 | 0 | 0 | 0 | 0 | 0 | 445391.7953 | 477720 | 0 | 0 | 0 | 0 | 2228648.9573 | 2113702.0718 | 0 | 0 | 0 | 0 | 0 | 0 | 0 | 0 | 0 | 0 | 0 | 0 | 0 | 0 | 0 | 0 | -32328.2047 | 0 | 0 | 0 | 0 | 0 | 0 | 0 | 0 | 0 | 0 | 0 | 0 | 0 | 0 | 0 | 0
2016-10-13 | 0 | 0 | 0 | 0 | 296663.7677 | 147228.1601 | 473170 | 0 | 0 | 0 | 0 | 2185004.4071 | 2128068.5498 | 0 | 0 | 0 | 0 | 0 | 0 | 0 | 0 | 0 | 0 | 0 | 0 | 0 | 0 | 0 | 0 | -43644.5502 | 14366.478 | 0 | 0 | 0 | 0 | 0 | 0 | 0 | 0 | 0 | 0 | 0 | 0 | 0 | 0 | 0
2016-10-13 01:00 | 0 | 0 | 0 | 0 | 89752.1457 | 349.5416 | 458461 | 0 | 0 | 0 | 0 | 1925471.1891 | 2019242.4551 | 0 | 0 | 0 | 0 | 0 | 0 | 0 | 0 | 0 | 0 | 0 | 0 | 0 | 0 | 0 | 0 | -259533.218 | 0 | 108826.0947 | 0 | 0 | 0 | 0 | 0 | 0 | 0 | 0 | 0 | 0 | 0 | 0 | 0 | 0
2016-10-13 02:00 | 0 | 0 | 0 | 0 | 335180.7427 | 0 | 435066 | 0 | 0 | 0 | 0 | 1825585.9319 | 2019242.4551 | 0 | 0 | 0 | 0 | 0 | 0 | 0 | 0 | 0 | 0 | 0 | 0 | 0 | 0 | 0 | 0 | -99885.2573 | 0 | 0 | 0 | 0 | 0 | 0 | 0 | 0 | 0 | 0 | 0 | 0 | 0 | 0 | 0 | 0
2016-10-13 03:00 | 0 | 0 | 0 | 0 | 147576.782 | 0 | 407110 | 0 | 0 | 0 | 0 | 1566052.7139 | 2019242.4551 | 0 | 0 | 0 | 0 | 0 | 0 | 0 | 0 | 0 | 0 | 0 | 0 | 0 | 0 | 0 | 0 | -259533.218 | 0 | 0 | 0 | 0 | 0 | 0 | 0 | 0 | 0 | 0 | 0 | 0 | 0 | 0 | 0 | 0
2016-10-13 04:00 | 0 | 0 | 0 | 0 | 349432.3469 | 0 | 381865 | 0 | 0 | 0 | 0 | 1533620.0608 | 2019242.4551 | 0 | 0 | 0 | 0 | 0 | 0 | 0 | 0 | 0 | 0 | 0 | 0 | 0 | 0 | 0 | 0 | -32432.6531 | 0 | 0 | 0 | 0 | 0 | 0 | 0 | 0 | 0 | 0 | 0 | 0 | 0 | 0 | 0 | 0
2016-10-13 05:00 | 0 | 0 | 0 | 0 | 102995.782 | 0 | 362529 | 0 | 0 | 0 | 0 | 1274086.8428 | 2019242.4551 | 0 | 0 | 0 | 0 | 0 | 0 | 0 | 0 | 0 | 0 | 0 | 0 | 0 | 0 | 0 | 0 | -259533.218 | 0 | 0 | 0 | 0 | 0 | 0 | 0 | 0 | 0 | 0 | 0 | 0 | 0 | 0 | 0 | 0
2016-10-13 06:00 | 0 | 0 | 0 | 0 | 364673.9823 | 0 | 348729 | 0 | 0 | 0 | 0 | 1290031.8251 | 2019242.4551 | 0 | 0 | 0 | 0 | 0 | 0 | 0 | 0 | 0 | 0 | 0 | 0 | 0 | 0 | 0 | 0 | 15944.9823 | 0 | 0 | 0 | 0 | 0 | 0 | 0 | 0 | 0 | 0 | 0 | 0 | 0 | 0 | 0 | 0
2016-10-13 07:00 | 0 | 0 | 0 | 0 | 81613.782 | 0 | 341147 | 0 | 0 | 0 | 0 | 1030498.6071 | 2019242.4551 | 0 | 0 | 0 | 0 | 0 | 0 | 0 | 0 | 0 | 0 | 0 | 0 | 0 | 0 | 0 | 0 | -259533.218 | 0 | 0 | 0 | 0 | 0 | 0 | 0 | 0 | 0 | 0 | 0 | 0 | 0 | 0 | 0 | 0
2016-10-13 08:00 | 0 | 0 | 0 | 0 | 350407.9674 | 0 | 340195 | 0 | 0 | 0 | 0 | 1040711.5745 | 2019242.4551 | 0 | 0 | 0 | 0 | 0 | 0 | 0 | 0 | 0 | 0 | 0 | 0 | 0 | 0 | 0 | 0 | 10212.9674 | 0 | 0 | 0 | 0 | 0 | 0 | 0 | 0 | 0 | 0 | 0 | 0 | 0 | 0 | 0 | 0
2016-10-13 09:00 | 0 | 0 | 0 | 0 | 89061.782 | 0 | 348595 | 0 | 0 | 0 | 0 | 781178.3565 | 2019242.4551 | 0 | 0 | 0 | 0 | 0 | 0 | 0 | 0 | 0 | 0 | 0 | 0 | 0 | 0 | 0 | 0 | -259533.218 | 0 | 0 | 0 | 0 | 0 | 0 | 0 | 0 | 0 | 0 | 0 | 0 | 0 | 0 | 0 | 0
2016-10-13 10:00 | 0 | 0 | 0 | 0 | 337070.9738 | 0 | 373419 | 0 | 0 | 0 | 0 | 744830.3304 | 2019242.4551 | 0 | 0 | 0 | 0 | 0 | 0 | 0 | 0 | 0 | 0 | 0 | 0 | 0 | 0 | 0 | 0 | -36348.0262 | 0 | 0 | 0 | 0 | 0 | 0 | 0 | 0 | 0 | 0 | 0 | 0 | 0 | 0 | 0 | 0
2016-10-13 11:00 | 0 | 0 | 0 | 0 | 318100.846 | 0 | 399415 | 0 | 0 | 0 | 0 | 663516.1764 | 2019242.4551 | 0 | 0 | 0 | 0 | 0 | 0 | 0 | 0 | 0 | 0 | 0 | 0 | 0 | 0 | 0 | 0 | -81314.154 | 0 | 0 | 0 | 0 | 0 | 0 | 0 | 0 | 0 | 0 | 0 | 0 | 0 | 0 | 0 | 0
2016-10-13 12:00 | 0 | 0 | 0 | 0 | 321783.6373 | 0 | 412453 | 0 | 0 | 0 | 0 | 572846.8137 | 2019242.4551 | 0 | 0 | 0 | 0 | 0 | 0 | 0 | 0 | 0 | 0 | 0 | 0 | 0 | 0 | 0 | 0 | -90669.3627 | 0 | 0 | 0 | 0 | 0 | 0 | 0 | 0 | 0 | 0 | 0 | 0 | 0 | 0 | 0 | 0
2016-10-13 13:00 | 0 | 0 | 0 | 0 | 171046.3869 | 7140.8732 | 423354 | 0 | 0 | 0 | 0 | 313313.5957 | 2033608.9331 | 0 | 0 | 0 | 0 | 0 | 0 | 0 | 0 | 0 | 0 | 0 | 0 | 0 | 0 | 0 | 0 | -259533.218 | 14366.478 | 0 | 0 | 0 | 0 | 0 | 0 | 0 | 0 | 0 | 0 | 0 | 0 | 0 | 0 | 0
2016-10-13 14:00 | 0 | 0 | 0 | 0 | 166011.6076 | 249578.6332 | 433595 | 0 | 0 | 0 | 0 | 295308.8366 | 2033608.9331 | 0 | 0 | 0 | 0 | 0 | 0 | 0 | 0 | 0 | 0 | 0 | 0 | 0 | 0 | 0 | 0 | -18004.7592 | 0 | 0 | 0 | 0 | 0 | 0 | 0 | 0 | 0 | 0 | 0 | 0 | 0 | 0 | 0 | 0
2016-10-13 15:00 | 0 | 0 | 0 | 0 | 143475.9299 | 572168.766 | 441745 | 0 | 0 | 0 | 0 | 554842.0545 | 2047975.411 | 0 | 0 | 0 | 0 | 0 | 0 | 0 | 0 | 0 | 0 | 0 | 0 | 0 | 0 | 0 | 0 | 259533.218 | 14366.478 | 0 | 0 | 0 | 0 | 0 | 0 | 0 | 0 | 0 | 0 | 0 | 0 | 0 | 0 | 0
2016-10-13 16:00 | 0 | 0 | 0 | 0 | 0 | 653228.1139 | 448142 | 0 | 0 | 0 | 0 | 759928.1685 | 2047975.411 | 0 | 0 | 0 | 0 | 0 | 0 | 0 | 0 | 0 | 0 | 0 | 0 | 0 | 0 | 0 | 0 | 205086.1139 | 0 | 0 | 0 | 0 | 0 | 0 | 0 | 0 | 0 | 0 | 0 | 0 | 0 | 0 | 0 | 0
2016-10-13 17:00 | 0 | 0 | 0 | 0 | 57668.1186 | 656456.0994 | 454591 | 0 | 0 | 0 | 0 | 1019461.3864 | 2047975.411 | 0 | 0 | 0 | 0 | 0 | 0 | 0 | 0 | 0 | 0 | 0 | 0 | 0 | 0 | 0 | 0 | 259533.218 | 0 | 0 | 0 | 0 | 0 | 0 | 0 | 0 | 0 | 0 | 0 | 0 | 0 | 0 | 0 | 0
2016-10-13 18:00 | 0 | 0 | 0 | 0 | 0 | 645976.1086 | 460716 | 0 | 0 | 0 | 0 | 1204721.495 | 2047975.411 | 0 | 0 | 0 | 0 | 0 | 0 | 0 | 0 | 0 | 0 | 0 | 0 | 0 | 0 | 0 | 0 | 185260.1086 | 0 | 0 | 0 | 0 | 0 | 0 | 0 | 0 | 0 | 0 | 0 | 0 | 0 | 0 | 0 | 0
2016-10-13 19:00 | 0 | 0 | 0 | 0 | 0 | 638988.9708 | 464994 | 0 | 0 | 0 | 0 | 1378716.4658 | 2047975.411 | 0 | 0 | 0 | 0 | 0 | 0 | 0 | 0 | 0 | 0 | 0 | 0 | 0 | 0 | 0 | 0 | 173994.9708 | 0 | 0 | 0 | 0 | 0 | 0 | 0 | 0 | 0 | 0 | 0 | 0 | 0 | 0 | 0 | 0
2016-10-13 20:00 | 0 | 0 | 0 | 0 | 94915.1326 | 646961.5634 | 467977 | 0 | 0 | 0 | 0 | 1638249.6837 | 2062341.889 | 0 | 0 | 0 | 0 | 0 | 0 | 0 | 0 | 0 | 0 | 0 | 0 | 0 | 0 | 0 | 0 | 259533.218 | 14366.478 | 0 | 0 | 0 | 0 | 0 | 0 | 0 | 0 | 0 | 0 | 0 | 0 | 0 | 0 | 0
2016-10-13 21:00 | 0 | 0 | 0 | 0 | 0 | 653297.8802 | 469397 | 0 | 0 | 0 | 0 | 1822150.5639 | 2062341.889 | 0 | 0 | 0 | 0 | 0 | 0 | 0 | 0 | 0 | 0 | 0 | 0 | 0 | 0 | 0 | 0 | 183900.8802 | 0 | 0 | 0 | 0 | 0 | 0 | 0 | 0 | 0 | 0 | 0 | 0 | 0 | 0 | 0 | 0
2016-10-13 22:00 | 0 | 0 | 0 | 0 | 0 | 624273.545 | 468201 | 0 | 0 | 0 | 0 | 1978223.1089 | 2062341.889 | 0 | 0 | 0 | 0 | 0 | 0 | 0 | 0 | 0 | 0 | 0 | 0 | 0 | 0 | 0 | 0 | 156072.545 | 0 | 0 | 0 | 0 | 0 | 0 | 0 | 0 | 0 | 0 | 0 | 0 | 0 | 0 | 0 | 0
2016-10-13 23:00 | 0 | 0 | 0 | 0 | 0 | 469332.479 | 472705 | 0 | 0 | 0 | 0 | 1974850.5879 | 2062341.889 | 0 | 0 | 0 | 0 | 0 | 0 | 0 | 0 | 0 | 0 | 0 | 0 | 0 | 0 | 0 | 0 | -3372.521 | 0 | 0 | 0 | 0 | 0 | 0 | 0 | 0 | 0 | 0 | 0 | 0 | 0 | 0 | 0 | 0
2016-10-14 | 0 | 0 | 0 | 0 | 107946.5913 | 117826.6687 | 470940 | 0 | 0 | 0 | 0 | 1715317.3699 | 2076708.367 | 0 | 0 | 0 | 0 | 0 | 0 | 0 | 0 | 0 | 0 | 0 | 0 | 0 | 0 | 0 | 0 | -259533.218 | 14366.478 | 0 | 0 | 0 | 0 | 0 | 0 | 0 | 0 | 0 | 0 | 0 | 0 | 0 | 0 | 0
2016-10-14 01:00 | 0 | 0 | 0 | 0 | 197211.6586 | 206.1235 | 456951 | 0 | 0 | 0 | 0 | 1455784.152 | 2076708.367 | 0 | 0 | 0 | 0 | 0 | 0 | 0 | 0 | 0 | 0 | 0 | 0 | 0 | 0 | 0 | 0 | -259533.218 | 0 | 0 | 0 | 0 | 0 | 0 | 0 | 0 | 0 | 0 | 0 | 0 | 0 | 0 | 0 | 0
2016-10-14 02:00 | 0 | 0 | 0 | 0 | 600151.5374 | 0 | 433342 | 0 | 0 | 0 | 0 | 1622593.6894 | 2076708.367 | 0 | 0 | 0 | 0 | 0 | 0 | 0 | 0 | 0 | 0 | 0 | 0 | 0 | 0 | 0 | 0 | 166809.5374 | 0 | 0 | 0 | 0 | 0 | 0 | 0 | 0 | 0 | 0 | 0 | 0 | 0 | 0 | 0 | 0
2016-10-14 03:00 | 0 | 0 | 0 | 0 | 147502.782 | 0 | 407036 | 0 | 0 | 0 | 0 | 1363060.4714 | 2076708.367 | 0 | 0 | 0 | 0 | 0 | 0 | 0 | 0 | 0 | 0 | 0 | 0 | 0 | 0 | 0 | 0 | -259533.218 | 0 | 0 | 0 | 0 | 0 | 0 | 0 | 0 | 0 | 0 | 0 | 0 | 0 | 0 | 0 | 0
2016-10-14 04:00 | 0 | 0 | 0 | 0 | 123062.782 | 0 | 382596 | 0 | 0 | 0 | 0 | 1103527.2534 | 2076708.367 | 0 | 0 | 0 | 0 | 0 | 0 | 0 | 0 | 0 | 0 | 0 | 0 | 0 | 0 | 0 | 0 | -259533.218 | 0 | 0 | 0 | 0 | 0 | 0 | 0 | 0 | 0 | 0 | 0 | 0 | 0 | 0 | 0 | 0
2016-10-14 05:00 | 0 | 0 | 0 | 0 | 102744.782 | 0 | 362278 | 0 | 0 | 0 | 0 | 843994.0355 | 2076708.367 | 0 | 0 | 0 | 0 | 0 | 0 | 0 | 0 | 0 | 0 | 0 | 0 | 0 | 0 | 0 | 0 | -259533.218 | 0 | 0 | 0 | 0 | 0 | 0 | 0 | 0 | 0 | 0 | 0 | 0 | 0 | 0 | 0 | 0
2016-10-14 06:00 | 0 | 0 | 0 | 0 | 607541.218 | 0 | 348008 | 0 | 0 | 0 | 0 | 1103527.2534 | 2076708.367 | 0 | 0 | 0 | 0 | 0 | 0 | 0 | 0 | 0 | 0 | 0 | 0 | 0 | 0 | 0 | 0 | 259533.218 | 0 | 0 | 0 | 0 | 0 | 0 | 0 | 0 | 0 | 0 | 0 | 0 | 0 | 0 | 0 | 0
2016-10-14 07:00 | 0 | 0 | 0 | 0 | 80779.782 | 0 | 340313 | 0 | 0 | 0 | 0 | 843994.0355 | 2076708.367 | 0 | 0 | 0 | 0 | 0 | 0 | 0 | 0 | 0 | 0 | 0 | 0 | 0 | 0 | 0 | 0 | -259533.218 | 0 | 0 | 0 | 0 | 0 | 0 | 0 | 0 | 0 | 0 | 0 | 0 | 0 | 0 | 0 | 0
2016-10-14 08:00 | 0 | 0 | 0 | 0 | 79526.782 | 0 | 339060 | 0 | 0 | 0 | 0 | 584460.8175 | 2076708.367 | 0 | 0 | 0 | 0 | 0 | 0 | 0 | 0 | 0 | 0 | 0 | 0 | 0 | 0 | 0 | 0 | -259533.218 | 0 | 0 | 0 | 0 | 0 | 0 | 0 | 0 | 0 | 0 | 0 | 0 | 0 | 0 | 0 | 0
2016-10-14 09:00 | 0 | 0 | 0 | 0 | 573962.8877 | 0 | 347726 | 0 | 0 | 0 | 0 | 810697.7052 | 2076708.367 | 0 | 0 | 0 | 0 | 0 | 0 | 0 | 0 | 0 | 0 | 0 | 0 | 0 | 0 | 0 | 0 | 226236.8877 | 0 | 0 | 0 | 0 | 0 | 0 | 0 | 0 | 0 | 0 | 0 | 0 | 0 | 0 | 0 | 0
2016-10-14 10:00 | 0 | 0 | 0 | 0 | 111612.782 | 0 | 371146 | 0 | 0 | 0 | 0 | 551164.4873 | 2076708.367 | 0 | 0 | 0 | 0 | 0 | 0 | 0 | 0 | 0 | 0 | 0 | 0 | 0 | 0 | 0 | 0 | -259533.218 | 0 | 0 | 0 | 0 | 0 | 0 | 0 | 0 | 0 | 0 | 0 | 0 | 0 | 0 | 0 | 0
2016-10-14 11:00 | 0 | 0 | 0 | 0 | 136892.782 | 0 | 396426 | 0 | 0 | 0 | 0 | 291631.2693 | 2076708.367 | 0 | 0 | 0 | 0 | 0 | 0 | 0 | 0 | 0 | 0 | 0 | 0 | 0 | 0 | 0 | 0 | -259533.218 | 0 | 0 | 0 | 0 | 0 | 0 | 0 | 0 | 0 | 0 | 0 | 0 | 0 | 0 | 0 | 0
2016-10-14 12:00 | 0 | 0 | 0 | 0 | 529085.462 | 0 | 409246 | 0 | 0 | 0 | 0 | 411470.7313 | 2076708.367 | 0 | 0 | 0 | 0 | 0 | 0 | 0 | 0 | 0 | 0 | 0 | 0 | 0 | 0 | 0 | 0 | 119839.462 | 0 | 0 | 0 | 0 | 0 | 0 | 0 | 0 | 0 | 0 | 0 | 0 | 0 | 0 | 0 | 0
2016-10-14 13:00 | 0 | 0 | 0 | 0 | 150767.8232 | 9429.9588 | 419731 | 0 | 0 | 0 | 0 | 151937.5133 | 2076708.367 | 0 | 0 | 0 | 0 | 0 | 0 | 0 | 0 | 0 | 0 | 0 | 0 | 0 | 0 | 0 | 0 | -259533.218 | 0 | 0 | 0 | 0 | 0 | 0 | 0 | 0 | 0 | 0 | 0 | 0 | 0 | 0 | 0 | 0
2016-10-14 14:00 | 0 | 0 | 0 | 0 | 0 | 288076.5626 | 429523 | 0 | 0 | 0 | 0 | 10491.0759 | 2076708.367 | 0 | 0 | 0 | 0 | 0 | 0 | 0 | 0 | 0 | 0 | 0 | 0 | 0 | 0 | 0 | 0 | -141446.4374 | 0 | 0 | 0 | 0 | 0 | 0 | 0 | 0 | 0 | 0 | 0 | 0 | 0 | 0 | 0 | 0
2016-10-14 15:00 | 0 | 0 | 0 | 0 | 133311.2203 | 562753.9977 | 436532 | 0 | 0 | 0 | 0 | 270024.2939 | 2076708.367 | 0 | 0 | 0 | 0 | 0 | 0 | 0 | 0 | 0 | 0 | 0 | 0 | 0 | 0 | 0 | 0 | 259533.218 | 0 | 0 | 0 | 0 | 0 | 0 | 0 | 0 | 0 | 0 | 0 | 0 | 0 | 0 | 0 | 0
2016-10-14 16:00 | 0 | 0 | 0 | 0 | 0 | 649978.9931 | 442480 | 0 | 0 | 0 | 0 | 477523.287 | 2076708.367 | 0 | 0 | 0 | 0 | 0 | 0 | 0 | 0 | 0 | 0 | 0 | 0 | 0 | 0 | 0 | 0 | 207498.9931 | 0 | 0 | 0 | 0 | 0 | 0 | 0 | 0 | 0 | 0 | 0 | 0 | 0 | 0 | 0 | 0
2016-10-14 17:00 | 0 | 0 | 0 | 0 | 58858.5779 | 663329.118 | 448288 | 0 | 0 | 0 | 0 | 737056.5049 | 2091074.845 | 0 | 0 | 0 | 0 | 0 | 0 | 0 | 0 | 0 | 0 | 0 | 0 | 0 | 0 | 0 | 0 | 259533.218 | 14366.478 | 0 | 0 | 0 | 0 | 0 | 0 | 0 | 0 | 0 | 0 | 0 | 0 | 0 | 0 | 0
2016-10-14 18:00 | 0 | 0 | 0 | 0 | 56433.4515 | 656111.7665 | 453012 | 0 | 0 | 0 | 0 | 996589.7229 | 2091074.845 | 0 | 0 | 0 | 0 | 0 | 0 | 0 | 0 | 0 | 0 | 0 | 0 | 0 | 0 | 0 | 0 | 259533.218 | 0 | 0 | 0 | 0 | 0 | 0 | 0 | 0 | 0 | 0 | 0 | 0 | 0 | 0 | 0 | 0
2016-10-14 19:00 | 0 | 0 | 0 | 0 | 0 | 650845.4626 | 456009 | 0 | 0 | 0 | 0 | 1191426.1855 | 2091074.845 | 0 | 0 | 0 | 0 | 0 | 0 | 0 | 0 | 0 | 0 | 0 | 0 | 0 | 0 | 0 | 0 | 194836.4626 | 0 | 0 | 0 | 0 | 0 | 0 | 0 | 0 | 0 | 0 | 0 | 0 | 0 | 0 | 0 | 0
2016-10-14 20:00 | 0 | 0 | 0 | 0 | 0 | 657400.6117 | 458200 | 0 | 0 | 0 | 0 | 1390626.7972 | 2091074.845 | 0 | 0 | 0 | 0 | 0 | 0 | 0 | 0 | 0 | 0 | 0 | 0 | 0 | 0 | 0 | 0 | 199200.6117 | 0 | 0 | 0 | 0 | 0 | 0 | 0 | 0 | 0 | 0 | 0 | 0 | 0 | 0 | 0 | 0
2016-10-14 21:00 | 0 | 0 | 0 | 0 | 53984.9815 | 663733.2365 | 458185 | 0 | 0 | 0 | 0 | 1650160.0152 | 2091074.845 | 0 | 0 | 0 | 0 | 0 | 0 | 0 | 0 | 0 | 0 | 0 | 0 | 0 | 0 | 0 | 0 | 259533.218 | 0 | 0 | 0 | 0 | 0 | 0 | 0 | 0 | 0 | 0 | 0 | 0 | 0 | 0 | 0 | 0
2016-10-14 22:00 | 0 | 0 | 0 | 0 | 0 | 623527.8963 | 455239 | 0 | 0 | 0 | 0 | 1818448.9115 | 2091074.845 | 0 | 0 | 0 | 0 | 0 | 0 | 0 | 0 | 0 | 0 | 0 | 0 | 0 | 0 | 0 | 0 | 168288.8963 | 0 | 0 | 0 | 0 | 0 | 0 | 0 | 0 | 0 | 0 | 0 | 0 | 0 | 0 | 0 | 0
2016-10-14 23:00 | 0 | 0 | 0 | 0 | 0 | 454616.6142 | 456333 | 0 | 0 | 0 | 0 | 1816732.5258 | 2091074.845 | 0 | 0 | 0 | 0 | 0 | 0 | 0 | 0 | 0 | 0 | 0 | 0 | 0 | 0 | 0 | 0 | -1716.3858 | 0 | 0 | 0 | 0 | 0 | 0 | 0 | 0 | 0 | 0 | 0 | 0 | 0 | 0 | 0 | 0
2016-10-15 | 0 | 0 | 0 | 0 | 94238.0053 | 98148.7767 | 451920 | 0 | 0 | 0 | 0 | 1557199.3078 | 2091074.845 | 0 | 0 | 0 | 0 | 0 | 0 | 0 | 0 | 0 | 0 | 0 | 0 | 0 | 0 | 0 | 0 | -259533.218 | 0 | 0 | 0 | 0 | 0 | 0 | 0 | 0 | 0 | 0 | 0 | 0 | 0 | 0 | 0 | 0
2016-10-15 01:00 | 0 | 0 | 0 | 0 | 180732.9563 | 148.8258 | 440415 | 0 | 0 | 0 | 0 | 1297666.0898 | 2091074.845 | 0 | 0 | 0 | 0 | 0 | 0 | 0 | 0 | 0 | 0 | 0 | 0 | 0 | 0 | 0 | 0 | -259533.218 | 0 | 0 | 0 | 0 | 0 | 0 | 0 | 0 | 0 | 0 | 0 | 0 | 0 | 0 | 0 | 0
2016-10-15 02:00 | 0 | 0 | 0 | 0 | 54103.6873 | 0 | 422463 | 0 | 0 | 0 | 0 | 1038132.8719 | 1982248.7503 | 0 | 0 | 0 | 0 | 0 | 0 | 0 | 0 | 0 | 0 | 0 | 0 | 0 | 0 | 0 | 0 | -259533.218 | 0 | 108826.0947 | 0 | 0 | 0 | 0 | 0 | 0 | 0 | 0 | 0 | 0 | 0 | 0 | 0 | 0
2016-10-15 03:00 | 0 | 0 | 0 | 0 | 659525.218 | 0 | 399992 | 0 | 0 | 0 | 0 | 1297666.0898 | 1982248.7503 | 0 | 0 | 0 | 0 | 0 | 0 | 0 | 0 | 0 | 0 | 0 | 0 | 0 | 0 | 0 | 0 | 259533.218 | 0 | 0 | 0 | 0 | 0 | 0 | 0 | 0 | 0 | 0 | 0 | 0 | 0 | 0 | 0 | 0
2016-10-15 04:00 | 0 | 0 | 0 | 0 | 118196.782 | 0 | 377730 | 0 | 0 | 0 | 0 | 1038132.8719 | 1982248.7503 | 0 | 0 | 0 | 0 | 0 | 0 | 0 | 0 | 0 | 0 | 0 | 0 | 0 | 0 | 0 | 0 | -259533.218 | 0 | 0 | 0 | 0 | 0 | 0 | 0 | 0 | 0 | 0 | 0 | 0 | 0 | 0 | 0 | 0
2016-10-15 05:00 | 0 | 0 | 0 | 0 | 100589.782 | 0 | 360123 | 0 | 0 | 0 | 0 | 778599.6539 | 1982248.7503 | 0 | 0 | 0 | 0 | 0 | 0 | 0 | 0 | 0 | 0 | 0 | 0 | 0 | 0 | 0 | 0 | -259533.218 | 0 | 0 | 0 | 0 | 0 | 0 | 0 | 0 | 0 | 0 | 0 | 0 | 0 | 0 | 0 | 0
2016-10-15 06:00 | 0 | 0 | 0 | 0 | 86575.782 | 0 | 346109 | 0 | 0 | 0 | 0 | 519066.4359 | 1982248.7503 | 0 | 0 | 0 | 0 | 0 | 0 | 0 | 0 | 0 | 0 | 0 | 0 | 0 | 0 | 0 | 0 | -259533.218 | 0 | 0 | 0 | 0 | 0 | 0 | 0 | 0 | 0 | 0 | 0 | 0 | 0 | 0 | 0 | 0
2016-10-15 07:00 | 0 | 0 | 0 | 0 | 596671.218 | 0 | 337138 | 0 | 0 | 0 | 0 | 778599.6539 | 1982248.7503 | 0 | 0 | 0 | 0 | 0 | 0 | 0 | 0 | 0 | 0 | 0 | 0 | 0 | 0 | 0 | 0 | 259533.218 | 0 | 0 | 0 | 0 | 0 | 0 | 0 | 0 | 0 | 0 | 0 | 0 | 0 | 0 | 0 | 0
2016-10-15 08:00 | 0 | 0 | 0 | 0 | 73539.782 | 0 | 333073 | 0 | 0 | 0 | 0 | 519066.4359 | 1982248.7503 | 0 | 0 | 0 | 0 | 0 | 0 | 0 | 0 | 0 | 0 | 0 | 0 | 0 | 0 | 0 | 0 | -259533.218 | 0 | 0 | 0 | 0 | 0 | 0 | 0 | 0 | 0 | 0 | 0 | 0 | 0 | 0 | 0 | 0
2016-10-15 09:00 | 0 | 0 | 0 | 0 | 74685.782 | 0 | 334219 | 0 | 0 | 0 | 0 | 259533.218 | 1982248.7503 | 0 | 0 | 0 | 0 | 0 | 0 | 0 | 0 | 0 | 0 | 0 | 0 | 0 | 0 | 0 | 0 | -259533.218 | 0 | 0 | 0 | 0 | 0 | 0 | 0 | 0 | 0 | 0 | 0 | 0 | 0 | 0 | 0 | 0
2016-10-15 10:00 | 0 | 0 | 0 | 0 | 82210.782 | 0 | 341744 | 0 | 0 | 0 | 0 | 0 | 1982248.7503 | 0 | 0 | 0 | 0 | 0 | 0 | 0 | 0 | 0 | 0 | 0 | 0 | 0 | 0 | 0 | 0 | -259533.218 | 0 | 0 | 0 | 0 | 0 | 0 | 0 | 0 | 0 | 0 | 0 | 0 | 0 | 0 | 0 | 0
2016-10-15 11:00 | 0 | 0 | 0 | 0 | 353154 | 0 | 353154 | 0 | 0 | 0 | 0 | 0 | 1982248.7503 | 0 | 0 | 0 | 0 | 0 | 0 | 0 | 0 | 0 | 0 | 0 | 0 | 0 | 0 | 0 | 0 | 0 | 0 | 0 | 0 | 0 | 0 | 0 | 0 | 0 | 0 | 0 | 0 | 0 | 0 | 0 | 0 | 0
2016-10-15 12:00 | 0 | 0 | 0 | 0 | 625957.218 | 0 | 366424 | 0 | 0 | 0 | 0 | 259533.218 | 1982248.7503 | 0 | 0 | 0 | 0 | 0 | 0 | 0 | 0 | 0 | 0 | 0 | 0 | 0 | 0 | 0 | 0 | 259533.218 | 0 | 0 | 0 | 0 | 0 | 0 | 0 | 0 | 0 | 0 | 0 | 0 | 0 | 0 | 0 | 0
2016-10-15 13:00 | 0 | 0 | 0 | 0 | 112066.8875 | 9723.8945 | 381324 | 0 | 0 | 0 | 0 | 0 | 1982248.7503 | 0 | 0 | 0 | 0 | 0 | 0 | 0 | 0 | 0 | 0 | 0 | 0 | 0 | 0 | 0 | 0 | -259533.218 | 0 | 0 | 0 | 0 | 0 | 0 | 0 | 0 | 0 | 0 | 0 | 0 | 0 | 0 | 0 | 0
2016-10-15 14:00 | 0 | 0 | 0 | 0 | 321542.2934 | 333150.9245 | 395160 | 0 | 0 | 0 | 0 | 259533.218 | 1982248.7503 | 0 | 0 | 0 | 0 | 0 | 0 | 0 | 0 | 0 | 0 | 0 | 0 | 0 | 0 | 0 | 0 | 259533.218 | 0 | 0 | 0 | 0 | 0 | 0 | 0 | 0 | 0 | 0 | 0 | 0 | 0 | 0 | 0 | 0
2016-10-15 15:00 | 0 | 0 | 0 | 0 | 29538.1435 | 651705.5525 | 407344 | 0 | 0 | 0 | 0 | 519066.4359 | 1996615.2282 | 0 | 0 | 0 | 0 | 0 | 0 | 0 | 0 | 0 | 0 | 0 | 0 | 0 | 0 | 0 | 0 | 259533.218 | 14366.478 | 0 | 0 | 0 | 0 | 0 | 0 | 0 | 0 | 0 | 0 | 0 | 0 | 0 | 0 | 0
2016-10-15 16:00 | 0 | 0 | 0 | 0 | 0 | 694549.6883 | 417435 | 0 | 0 | 0 | 0 | 778599.6539 | 2010981.7062 | 0 | 0 | 0 | 0 | 0 | 0 | 3214.9923 | 0 | 0 | 0 | 0 | 0 | 0 | 0 | 0 | 0 | 259533.218 | 14366.478 | 0 | 0 | 0 | 0 | 0 | 0 | 0 | 0 | 3214.9923 | 0 | 0 | 0 | 0 | 0 | 0
2016-10-15 17:00 | 0 | 0 | 0 | 0 | 0 | 719266.9932 | 425068 | 0 | 0 | 0 | 0 | 1038132.8719 | 2025348.1842 | 0 | 0 | 0 | 0 | 0 | 0 | 23514.2896 | 0 | 0 | 0 | 0 | 0 | 0 | 0 | 0 | 0 | 259533.218 | 14366.478 | 0 | 0 | 0 | 0 | 0 | 0 | 0 | 0 | 20299.2973 | 0 | 0 | 0 | 0 | 0 | 0
2016-10-15 18:00 | 0 | 0 | 0 | 0 | 0 | 699784.0959 | 431579 | 0 | 0 | 0 | 0 | 1295186.274 | 2039714.6622 | 0 | 0 | 0 | 0 | 0 | 0 | 20299.5054 | 0 | 0 | 0 | 0 | 0 | 0 | 0 | 0 | 0 | 257053.4021 | 14366.478 | 0 | 0 | 0 | 0 | 0 | 0 | 0 | 0 | -3214.7842 | 0 | 0 | 0 | 0 | 0 | 0
2016-10-15 19:00 | 0 | 0 | 0 | 0 | 0 | 691221.1906 | 437621 | 0 | 0 | 0 | 0 | 1554719.4919 | 2054081.1402 | 0 | 0 | 0 | 0 | 0 | 0 | 0 | 0 | 0 | 0 | 0 | 0 | 0 | 0 | 0 | 0 | 259533.218 | 14366.478 | 0 | 0 | 0 | 0 | 0 | 0 | 0 | 0 | -20299.5054 | 0 | 0 | 0 | 0 | 0 | 0
2016-10-15 20:00 | 0 | 0 | 0 | 0 | 14384.7368 | 702474.9591 | 442960 | 0 | 0 | 0 | 0 | 1814252.7099 | 2068447.6182 | 0 | 0 | 0 | 0 | 0 | 0 | 0 | 0 | 0 | 0 | 0 | 0 | 0 | 0 | 0 | 0 | 259533.218 | 14366.478 | 0 | 0 | 0 | 0 | 0 | 0 | 0 | 0 | 0 | 0 | 0 | 0 | 0 | 0 | 0
2016-10-15 21:00 | 0 | 0 | 0 | 0 | 0 | 720005.5146 | 445535 | 0 | 0 | 0 | 0 | 2073785.9279 | 2068447.6182 | 0 | 0 | 0 | 0 | 0 | 0 | 14937.2967 | 0 | 0 | 0 | 0 | 0 | 0 | 0 | 0 | 0 | 259533.218 | 0 | 0 | 0 | 0 | 0 | 0 | 0 | 0 | 0 | 14937.2967 | 0 | 0 | 0 | 0 | 0 | 0
2016-10-15 22:00 | 0 | 0 | 0 | 0 | 0 | 704463.5513 | 446436 | 0 | 0 | 0 | 0 | 2323236.4862 | 2068447.6182 | 0 | 0 | 0 | 0 | 0 | 0 | 23514.2896 | 0 | 0 | 0 | 0 | 0 | 0 | 0 | 0 | 0 | 249450.5583 | 0 | 0 | 0 | 0 | 0 | 0 | 0 | 0 | 0 | 8576.9929 | 0 | 0 | 0 | 0 | 0 | 0
2016-10-15 23:00 | 0 | 0 | 0 | 0 | 0 | 513901.3276 | 449627 | 0 | 0 | 0 | 0 | 2411025.1034 | 2068447.6182 | 0 | 0 | 0 | 0 | 0 | 0 | 0 | 0 | 0 | 0 | 0 | 0 | 0 | 0 | 0 | 0 | 87788.6172 | 0 | 0 | 0 | 0 | 0 | 0 | 0 | 0 | 0 | -23514.2896 | 0 | 0 | 0 | 0 | 0 | 0
2016-10-16 | 0 | 0 | 0 | 0 | 78987.2028 | 121398.0573 | 445552 | 0 | 0 | 0 | 0 | 2151491.8854 | 2082814.0961 | 0 | 0 | 0 | 0 | 0 | 0 | 0 | 0 | 0 | 0 | 0 | 0 | 0 | 0 | 0 | 0 | -259533.218 | 14366.478 | 0 | 0 | 0 | 0 | 0 | 0 | 0 | 0 | 0 | 0 | 0 | 0 | 0 | 0 | 0
2016-10-16 01:00 | 0 | 0 | 0 | 0 | 175172.1527 | 120.6294 | 434826 | 0 | 0 | 0 | 0 | 1891958.6675 | 2082814.0961 | 0 | 0 | 0 | 0 | 0 | 0 | 0 | 0 | 0 | 0 | 0 | 0 | 0 | 0 | 0 | 0 | -259533.218 | 0 | 0 | 0 | 0 | 0 | 0 | 0 | 0 | 0 | 0 | 0 | 0 | 0 | 0 | 0 | 0
2016-10-16 02:00 | 0 | 0 | 0 | 0 | 157777.782 | 0 | 417311 | 0 | 0 | 0 | 0 | 1632425.4495 | 2082814.0961 | 0 | 0 | 0 | 0 | 0 | 0 | 0 | 0 | 0 | 0 | 0 | 0 | 0 | 0 | 0 | 0 | -259533.218 | 0 | 0 | 0 | 0 | 0 | 0 | 0 | 0 | 0 | 0 | 0 | 0 | 0 | 0 | 0 | 0
2016-10-16 03:00 | 0 | 0 | 0 | 0 | 136655.782 | 0 | 396189 | 0 | 0 | 0 | 0 | 1372892.2315 | 2082814.0961 | 0 | 0 | 0 | 0 | 0 | 0 | 0 | 0 | 0 | 0 | 0 | 0 | 0 | 0 | 0 | 0 | -259533.218 | 0 | 0 | 0 | 0 | 0 | 0 | 0 | 0 | 0 | 0 | 0 | 0 | 0 | 0 | 0 | 0
2016-10-16 04:00 | 0 | 0 | 0 | 0 | 607257.8748 | 0 | 374750 | 0 | 0 | 0 | 0 | 1605400.1063 | 2082814.0961 | 0 | 0 | 0 | 0 | 0 | 0 | 0 | 0 | 0 | 0 | 0 | 0 | 0 | 0 | 0 | 0 | 232507.8748 | 0 | 0 | 0 | 0 | 0 | 0 | 0 | 0 | 0 | 0 | 0 | 0 | 0 | 0 | 0 | 0
2016-10-16 05:00 | 0 | 0 | 0 | 0 | 97809.782 | 0 | 357343 | 0 | 0 | 0 | 0 | 1345866.8884 | 2082814.0961 | 0 | 0 | 0 | 0 | 0 | 0 | 0 | 0 | 0 | 0 | 0 | 0 | 0 | 0 | 0 | 0 | -259533.218 | 0 | 0 | 0 | 0 | 0 | 0 | 0 | 0 | 0 | 0 | 0 | 0 | 0 | 0 | 0 | 0
2016-10-16 06:00 | 0 | 0 | 0 | 0 | 84103.782 | 0 | 343637 | 0 | 0 | 0 | 0 | 1086333.6704 | 2082814.0961 | 0 | 0 | 0 | 0 | 0 | 0 | 0 | 0 | 0 | 0 | 0 | 0 | 0 | 0 | 0 | 0 | -259533.218 | 0 | 0 | 0 | 0 | 0 | 0 | 0 | 0 | 0 | 0 | 0 | 0 | 0 | 0 | 0 | 0
2016-10-16 07:00 | 0 | 0 | 0 | 0 | 74437.782 | 0 | 333971 | 0 | 0 | 0 | 0 | 826800.4524 | 2082814.0961 | 0 | 0 | 0 | 0 | 0 | 0 | 0 | 0 | 0 | 0 | 0 | 0 | 0 | 0 | 0 | 0 | -259533.218 | 0 | 0 | 0 | 0 | 0 | 0 | 0 | 0 | 0 | 0 | 0 | 0 | 0 | 0 | 0 | 0
2016-10-16 08:00 | 0 | 0 | 0 | 0 | 69272.782 | 0 | 328806 | 0 | 0 | 0 | 0 | 567267.2345 | 2082814.0961 | 0 | 0 | 0 | 0 | 0 | 0 | 0 | 0 | 0 | 0 | 0 | 0 | 0 | 0 | 0 | 0 | -259533.218 | 0 | 0 | 0 | 0 | 0 | 0 | 0 | 0 | 0 | 0 | 0 | 0 | 0 | 0 | 0 | 0
2016-10-16 09:00 | 0 | 0 | 0 | 0 | 587315.218 | 0 | 327782 | 0 | 0 | 0 | 0 | 826800.4524 | 2082814.0961 | 0 | 0 | 0 | 0 | 0 | 0 | 0 | 0 | 0 | 0 | 0 | 0 | 0 | 0 | 0 | 0 | 259533.218 | 0 | 0 | 0 | 0 | 0 | 0 | 0 | 0 | 0 | 0 | 0 | 0 | 0 | 0 | 0 | 0
2016-10-16 10:00 | 0 | 0 | 0 | 0 | 72308.782 | 0 | 331842 | 0 | 0 | 0 | 0 | 567267.2345 | 2082814.0961 | 0 | 0 | 0 | 0 | 0 | 0 | 0 | 0 | 0 | 0 | 0 | 0 | 0 | 0 | 0 | 0 | -259533.218 | 0 | 0 | 0 | 0 | 0 | 0 | 0 | 0 | 0 | 0 | 0 | 0 | 0 | 0 | 0 | 0
2016-10-16 11:00 | 0 | 0 | 0 | 0 | 80834.782 | 0 | 340368 | 0 | 0 | 0 | 0 | 307734.0165 | 2082814.0961 | 0 | 0 | 0 | 0 | 0 | 0 | 0 | 0 | 0 | 0 | 0 | 0 | 0 | 0 | 0 | 0 | -259533.218 | 0 | 0 | 0 | 0 | 0 | 0 | 0 | 0 | 0 | 0 | 0 | 0 | 0 | 0 | 0 | 0
2016-10-16 12:00 | 0 | 0 | 0 | 0 | 92357.782 | 0 | 351891 | 0 | 0 | 0 | 0 | 48200.7985 | 2082814.0961 | 0 | 0 | 0 | 0 | 0 | 0 | 0 | 0 | 0 | 0 | 0 | 0 | 0 | 0 | 0 | 0 | -259533.218 | 0 | 0 | 0 | 0 | 0 | 0 | 0 | 0 | 0 | 0 | 0 | 0 | 0 | 0 | 0 | 0
2016-10-16 13:00 | 0 | 0 | 0 | 0 | 310752.4549 | 8469.7466 | 367423 | 0 | 0 | 0 | 0 | 0 | 2082814.0961 | 0 | 0 | 0 | 0 | 0 | 0 | 0 | 0 | 0 | 0 | 0 | 0 | 0 | 0 | 0 | 0 | -48200.7985 | 0 | 0 | 0 | 0 | 0 | 0 | 0 | 0 | 0 | 0 | 0 | 0 | 0 | 0 | 0 | 0
2016-10-16 14:00 | 0 | 0 | 0 | 0 | 206747.8662 | 327731.257 | 383772 | 0 | 0 | 0 | 0 | 259533.218 | 1973988.0014 | 0 | 0 | 0 | 0 | 0 | 0 | 0 | 0 | 0 | 0 | 0 | 0 | 0 | 0 | 0 | 0 | 259533.218 | 0 | 108826.0947 | 0 | 0 | 0 | 0 | 0 | 0 | 0 | 0 | 0 | 0 | 0 | 0 | 0 | 0
2016-10-16 15:00 | 0 | 0 | 0 | 0 | 83933.3845 | 590510.3115 | 400544 | 0 | 0 | 0 | 0 | 519066.4359 | 1988354.4794 | 0 | 0 | 0 | 0 | 0 | 0 | 0 | 0 | 0 | 0 | 0 | 0 | 0 | 0 | 0 | 0 | 259533.218 | 14366.478 | 0 | 0 | 0 | 0 | 0 | 0 | 0 | 0 | 0 | 0 | 0 | 0 | 0 | 0 | 0
2016-10-16 16:00 | 0 | 0 | 0 | 0 | 8841.8989 | 667481.319 | 416790 | 0 | 0 | 0 | 0 | 778599.6539 | 1988354.4794 | 0 | 0 | 0 | 0 | 0 | 0 | 0 | 0 | 0 | 0 | 0 | 0 | 0 | 0 | 0 | 0 | 259533.218 | 0 | 0 | 0 | 0 | 0 | 0 | 0 | 0 | 0 | 0 | 0 | 0 | 0 | 0 | 0 | 0
2016-10-16 17:00 | 0 | 0 | 0 | 0 | 0 | 667318.1911 | 430707 | 0 | 0 | 0 | 0 | 1015210.845 | 1988354.4794 | 0 | 0 | 0 | 0 | 0 | 0 | 0 | 0 | 0 | 0 | 0 | 0 | 0 | 0 | 0 | 0 | 236611.1911 | 0 | 0 | 0 | 0 | 0 | 0 | 0 | 0 | 0 | 0 | 0 | 0 | 0 | 0 | 0 | 0
2016-10-16 18:00 | 0 | 0 | 0 | 0 | 0 | 648820.4297 | 442178 | 0 | 0 | 0 | 0 | 1221853.2747 | 1988354.4794 | 0 | 0 | 0 | 0 | 0 | 0 | 0 | 0 | 0 | 0 | 0 | 0 | 0 | 0 | 0 | 0 | 206642.4297 | 0 | 0 | 0 | 0 | 0 | 0 | 0 | 0 | 0 | 0 | 0 | 0 | 0 | 0 | 0 | 0
2016-10-16 19:00 | 0 | 0 | 0 | 0 | 0 | 640766.0743 | 451589 | 0 | 0 | 0 | 0 | 1396663.8711 | 2002720.9574 | 0 | 0 | 0 | 0 | 0 | 0 | 0 | 0 | 0 | 0 | 0 | 0 | 0 | 0 | 0 | 0 | 174810.5963 | 14366.478 | 0 | 0 | 0 | 0 | 0 | 0 | 0 | 0 | 0 | 0 | 0 | 0 | 0 | 0 | 0
2016-10-16 20:00 | 0 | 0 | 0 | 0 | 72985.7359 | 645369.482 | 458822 | 0 | 0 | 0 | 0 | 1656197.089 | 2002720.9574 | 0 | 0 | 0 | 0 | 0 | 0 | 0 | 0 | 0 | 0 | 0 | 0 | 0 | 0 | 0 | 0 | 259533.218 | 0 | 0 | 0 | 0 | 0 | 0 | 0 | 0 | 0 | 0 | 0 | 0 | 0 | 0 | 0 | 0
2016-10-16 21:00 | 0 | 0 | 0 | 0 | 0 | 654875.6998 | 464628 | 0 | 0 | 0 | 0 | 1846444.7888 | 2002720.9574 | 0 | 0 | 0 | 0 | 0 | 0 | 0 | 0 | 0 | 0 | 0 | 0 | 0 | 0 | 0 | 0 | 190247.6998 | 0 | 0 | 0 | 0 | 0 | 0 | 0 | 0 | 0 | 0 | 0 | 0 | 0 | 0 | 0 | 0
2016-10-16 22:00 | 0 | 0 | 0 | 0 | 0 | 635886.3979 | 467804 | 0 | 0 | 0 | 0 | 2000160.7087 | 2017087.4354 | 0 | 0 | 0 | 0 | 0 | 0 | 0 | 0 | 0 | 0 | 0 | 0 | 0 | 0 | 0 | 0 | 153715.92 | 14366.478 | 0 | 0 | 0 | 0 | 0 | 0 | 0 | 0 | 0 | 0 | 0 | 0 | 0 | 0 | 0
2016-10-16 23:00 | 0 | 0 | 0 | 0 | 0 | 473289.6471 | 471245 | 0 | 0 | 0 | 0 | 2002205.3558 | 2017087.4354 | 0 | 0 | 0 | 0 | 0 | 0 | 0 | 0 | 0 | 0 | 0 | 0 | 0 | 0 | 0 | 0 | 2044.6471 | 0 | 0 | 0 | 0 | 0 | 0 | 0 | 0 | 0 | 0 | 0 | 0 | 0 | 0 | 0 | 0
2016-10-17 | 0 | 0 | 0 | 0 | 97019.6549 | 111981.1271 | 468534 | 0 | 0 | 0 | 0 | 1742672.1378 | 2017087.4354 | 0 | 0 | 0 | 0 | 0 | 0 | 0 | 0 | 0 | 0 | 0 | 0 | 0 | 0 | 0 | 0 | -259533.218 | 0 | 0 | 0 | 0 | 0 | 0 | 0 | 0 | 0 | 0 | 0 | 0 | 0 | 0 | 0 | 0
2016-10-17 01:00 | 0 | 0 | 0 | 0 | 194351.8818 | 87.9002 | 453973 | 0 | 0 | 0 | 0 | 1483138.9199 | 2017087.4354 | 0 | 0 | 0 | 0 | 0 | 0 | 0 | 0 | 0 | 0 | 0 | 0 | 0 | 0 | 0 | 0 | -259533.218 | 0 | 0 | 0 | 0 | 0 | 0 | 0 | 0 | 0 | 0 | 0 | 0 | 0 | 0 | 0 | 0
2016-10-17 02:00 | 0 | 0 | 0 | 0 | 171770.782 | 0 | 431304 | 0 | 0 | 0 | 0 | 1223605.7019 | 2017087.4354 | 0 | 0 | 0 | 0 | 0 | 0 | 0 | 0 | 0 | 0 | 0 | 0 | 0 | 0 | 0 | 0 | -259533.218 | 0 | 0 | 0 | 0 | 0 | 0 | 0 | 0 | 0 | 0 | 0 | 0 | 0 | 0 | 0 | 0
2016-10-17 03:00 | 0 | 0 | 0 | 0 | 664196.218 | 0 | 404663 | 0 | 0 | 0 | 0 | 1483138.9199 | 2017087.4354 | 0 | 0 | 0 | 0 | 0 | 0 | 0 | 0 | 0 | 0 | 0 | 0 | 0 | 0 | 0 | 0 | 259533.218 | 0 | 0 | 0 | 0 | 0 | 0 | 0 | 0 | 0 | 0 | 0 | 0 | 0 | 0 | 0 | 0
2016-10-17 04:00 | 0 | 0 | 0 | 0 | 120412.782 | 0 | 379946 | 0 | 0 | 0 | 0 | 1223605.7019 | 2017087.4354 | 0 | 0 | 0 | 0 | 0 | 0 | 0 | 0 | 0 | 0 | 0 | 0 | 0 | 0 | 0 | 0 | -259533.218 | 0 | 0 | 0 | 0 | 0 | 0 | 0 | 0 | 0 | 0 | 0 | 0 | 0 | 0 | 0 | 0
2016-10-17 05:00 | 0 | 0 | 0 | 0 | 101324.782 | 0 | 360858 | 0 | 0 | 0 | 0 | 964072.4839 | 2017087.4354 | 0 | 0 | 0 | 0 | 0 | 0 | 0 | 0 | 0 | 0 | 0 | 0 | 0 | 0 | 0 | 0 | -259533.218 | 0 | 0 | 0 | 0 | 0 | 0 | 0 | 0 | 0 | 0 | 0 | 0 | 0 | 0 | 0 | 0
2016-10-17 06:00 | 0 | 0 | 0 | 0 | 87994.782 | 0 | 347528 | 0 | 0 | 0 | 0 | 704539.266 | 2017087.4354 | 0 | 0 | 0 | 0 | 0 | 0 | 0 | 0 | 0 | 0 | 0 | 0 | 0 | 0 | 0 | 0 | -259533.218 | 0 | 0 | 0 | 0 | 0 | 0 | 0 | 0 | 0 | 0 | 0 | 0 | 0 | 0 | 0 | 0
2016-10-17 07:00 | 0 | 0 | 0 | 0 | 599956.218 | 0 | 340423 | 0 | 0 | 0 | 0 | 964072.4839 | 2017087.4354 | 0 | 0 | 0 | 0 | 0 | 0 | 0 | 0 | 0 | 0 | 0 | 0 | 0 | 0 | 0 | 0 | 259533.218 | 0 | 0 | 0 | 0 | 0 | 0 | 0 | 0 | 0 | 0 | 0 | 0 | 0 | 0 | 0 | 0
2016-10-17 08:00 | 0 | 0 | 0 | 0 | 80270.782 | 0 | 339804 | 0 | 0 | 0 | 0 | 704539.266 | 2017087.4354 | 0 | 0 | 0 | 0 | 0 | 0 | 0 | 0 | 0 | 0 | 0 | 0 | 0 | 0 | 0 | 0 | -259533.218 | 0 | 0 | 0 | 0 | 0 | 0 | 0 | 0 | 0 | 0 | 0 | 0 | 0 | 0 | 0 | 0
2016-10-17 09:00 | 0 | 0 | 0 | 0 | 90089.782 | 0 | 349623 | 0 | 0 | 0 | 0 | 445006.048 | 2017087.4354 | 0 | 0 | 0 | 0 | 0 | 0 | 0 | 0 | 0 | 0 | 0 | 0 | 0 | 0 | 0 | 0 | -259533.218 | 0 | 0 | 0 | 0 | 0 | 0 | 0 | 0 | 0 | 0 | 0 | 0 | 0 | 0 | 0 | 0
2016-10-17 10:00 | 0 | 0 | 0 | 0 | 266084.7947 | 0 | 376218 | 0 | 0 | 0 | 0 | 334872.8427 | 2017087.4354 | 0 | 0 | 0 | 0 | 0 | 0 | 0 | 0 | 0 | 0 | 0 | 0 | 0 | 0 | 0 | 0 | -110133.2053 | 0 | 0 | 0 | 0 | 0 | 0 | 0 | 0 | 0 | 0 | 0 | 0 | 0 | 0 | 0 | 0
2016-10-17 11:00 | 0 | 0 | 0 | 0 | 588664.5933 | 0 | 404471 | 0 | 0 | 0 | 0 | 519066.4359 | 2017087.4354 | 0 | 0 | 0 | 0 | 0 | 0 | 0 | 0 | 0 | 0 | 0 | 0 | 0 | 0 | 0 | 0 | 184193.5933 | 0 | 0 | 0 | 0 | 0 | 0 | 0 | 0 | 0 | 0 | 0 | 0 | 0 | 0 | 0 | 0
2016-10-17 12:00 | 0 | 0 | 0 | 0 | 161112.782 | 0 | 420646 | 0 | 0 | 0 | 0 | 259533.218 | 2017087.4354 | 0 | 0 | 0 | 0 | 0 | 0 | 0 | 0 | 0 | 0 | 0 | 0 | 0 | 0 | 0 | 0 | -259533.218 | 0 | 0 | 0 | 0 | 0 | 0 | 0 | 0 | 0 | 0 | 0 | 0 | 0 | 0 | 0 | 0
2016-10-17 13:00 | 0 | 0 | 0 | 0 | 168753.5582 | 8197.2238 | 436484 | 0 | 0 | 0 | 0 | 0 | 2017087.4354 | 0 | 0 | 0 | 0 | 0 | 0 | 0 | 0 | 0 | 0 | 0 | 0 | 0 | 0 | 0 | 0 | -259533.218 | 0 | 0 | 0 | 0 | 0 | 0 | 0 | 0 | 0 | 0 | 0 | 0 | 0 | 0 | 0 | 0
2016-10-17 14:00 | 0 | 0 | 0 | 0 | 401707.73 | 311234.488 | 453409 | 0 | 0 | 0 | 0 | 259533.218 | 2017087.4354 | 0 | 0 | 0 | 0 | 0 | 0 | 0 | 0 | 0 | 0 | 0 | 0 | 0 | 0 | 0 | 0 | 259533.218 | 0 | 0 | 0 | 0 | 0 | 0 | 0 | 0 | 0 | 0 | 0 | 0 | 0 | 0 | 0 | 0
2016-10-17 15:00 | 0 | 0 | 0 | 0 | 106074.9703 | 622306.2477 | 468848 | 0 | 0 | 0 | 0 | 519066.4359 | 2017087.4354 | 0 | 0 | 0 | 0 | 0 | 0 | 0 | 0 | 0 | 0 | 0 | 0 | 0 | 0 | 0 | 0 | 259533.218 | 0 | 0 | 0 | 0 | 0 | 0 | 0 | 0 | 0 | 0 | 0 | 0 | 0 | 0 | 0 | 0
2016-10-17 16:00 | 0 | 0 | 0 | 0 | 0 | 712042.6894 | 483953 | 0 | 0 | 0 | 0 | 732789.6474 | 2031453.9133 | 0 | 0 | 0 | 0 | 0 | 0 | 0 | 0 | 0 | 0 | 0 | 0 | 0 | 0 | 0 | 0 | 213723.2114 | 14366.478 | 0 | 0 | 0 | 0 | 0 | 0 | 0 | 0 | 0 | 0 | 0 | 0 | 0 | 0 | 0
2016-10-17 17:00 | 0 | 0 | 0 | 0 | 0 | 715647.625 | 498846 | 0 | 0 | 0 | 0 | 949591.2724 | 2031453.9133 | 0 | 0 | 0 | 0 | 0 | 0 | 0 | 0 | 0 | 0 | 0 | 0 | 0 | 0 | 0 | 0 | 216801.625 | 0 | 0 | 0 | 0 | 0 | 0 | 0 | 0 | 0 | 0 | 0 | 0 | 0 | 0 | 0 | 0
2016-10-17 18:00 | 0 | 0 | 0 | 0 | 0 | 693373.7275 | 511978 | 0 | 0 | 0 | 0 | 1130986.9999 | 2031453.9133 | 0 | 0 | 0 | 0 | 0 | 0 | 0 | 0 | 0 | 0 | 0 | 0 | 0 | 0 | 0 | 0 | 181395.7275 | 0 | 0 | 0 | 0 | 0 | 0 | 0 | 0 | 0 | 0 | 0 | 0 | 0 | 0 | 0 | 0
2016-10-17 19:00 | 0 | 0 | 0 | 0 | 97823.2351 | 683322.9829 | 521613 | 0 | 0 | 0 | 0 | 1390520.2178 | 2031453.9133 | 0 | 0 | 0 | 0 | 0 | 0 | 0 | 0 | 0 | 0 | 0 | 0 | 0 | 0 | 0 | 0 | 259533.218 | 0 | 0 | 0 | 0 | 0 | 0 | 0 | 0 | 0 | 0 | 0 | 0 | 0 | 0 | 0 | 0
2016-10-17 20:00 | 0 | 0 | 0 | 0 | 0 | 695540.7571 | 527488 | 0 | 0 | 0 | 0 | 1558572.975 | 2031453.9133 | 0 | 0 | 0 | 0 | 0 | 0 | 0 | 0 | 0 | 0 | 0 | 0 | 0 | 0 | 0 | 0 | 168052.7571 | 0 | 0 | 0 | 0 | 0 | 0 | 0 | 0 | 0 | 0 | 0 | 0 | 0 | 0 | 0 | 0
2016-10-17 21:00 | 0 | 0 | 0 | 0 | 0 | 718382.8339 | 528429 | 0 | 0 | 0 | 0 | 1748526.8088 | 2031453.9133 | 0 | 0 | 0 | 0 | 0 | 0 | 0 | 0 | 0 | 0 | 0 | 0 | 0 | 0 | 0 | 0 | 189953.8339 | 0 | 0 | 0 | 0 | 0 | 0 | 0 | 0 | 0 | 0 | 0 | 0 | 0 | 0 | 0 | 0
2016-10-17 22:00 | 0 | 0 | 0 | 0 | 87501.5103 | 710004.1857 | 523606 | 0 | 0 | 0 | 0 | 2008060.0268 | 2045820.3913 | 0 | 0 | 0 | 0 | 0 | 0 | 0 | 0 | 0 | 0 | 0 | 0 | 0 | 0 | 0 | 0 | 259533.218 | 14366.478 | 0 | 0 | 0 | 0 | 0 | 0 | 0 | 0 | 0 | 0 | 0 | 0 | 0 | 0 | 0
2016-10-17 23:00 | 0 | 0 | 0 | 0 | 0 | 529848.3371 | 522334 | 0 | 0 | 0 | 0 | 2015574.3639 | 2045820.3913 | 0 | 0 | 0 | 0 | 0 | 0 | 0 | 0 | 0 | 0 | 0 | 0 | 0 | 0 | 0 | 0 | 7514.3371 | 0 | 0 | 0 | 0 | 0 | 0 | 0 | 0 | 0 | 0 | 0 | 0 | 0 | 0 | 0 | 0
2016-10-18 | 0 | 0 | 0 | 0 | 129346.4648 | 125633.3173 | 514513 | 0 | 0 | 0 | 0 | 1756041.1459 | 2045820.3913 | 0 | 0 | 0 | 0 | 0 | 0 | 0 | 0 | 0 | 0 | 0 | 0 | 0 | 0 | 0 | 0 | -259533.218 | 0 | 0 | 0 | 0 | 0 | 0 | 0 | 0 | 0 | 0 | 0 | 0 | 0 | 0 | 0 | 0
2016-10-18 01:00 | 0 | 0 | 0 | 0 | 236233.2581 | 91.5239 | 495858 | 0 | 0 | 0 | 0 | 1496507.928 | 2045820.3913 | 0 | 0 | 0 | 0 | 0 | 0 | 0 | 0 | 0 | 0 | 0 | 0 | 0 | 0 | 0 | 0 | -259533.218 | 0 | 0 | 0 | 0 | 0 | 0 | 0 | 0 | 0 | 0 | 0 | 0 | 0 | 0 | 0 | 0
2016-10-18 02:00 | 0 | 0 | 0 | 0 | 208888.782 | 0 | 468422 | 0 | 0 | 0 | 0 | 1236974.71 | 2045820.3913 | 0 | 0 | 0 | 0 | 0 | 0 | 0 | 0 | 0 | 0 | 0 | 0 | 0 | 0 | 0 | 0 | -259533.218 | 0 | 0 | 0 | 0 | 0 | 0 | 0 | 0 | 0 | 0 | 0 | 0 | 0 | 0 | 0 | 0
2016-10-18 03:00 | 0 | 0 | 0 | 0 | 695439.218 | 0 | 435906 | 0 | 0 | 0 | 0 | 1496507.928 | 2045820.3913 | 0 | 0 | 0 | 0 | 0 | 0 | 0 | 0 | 0 | 0 | 0 | 0 | 0 | 0 | 0 | 0 | 259533.218 | 0 | 0 | 0 | 0 | 0 | 0 | 0 | 0 | 0 | 0 | 0 | 0 | 0 | 0 | 0 | 0
2016-10-18 04:00 | 0 | 0 | 0 | 0 | 146619.782 | 0 | 406153 | 0 | 0 | 0 | 0 | 1236974.71 | 2045820.3913 | 0 | 0 | 0 | 0 | 0 | 0 | 0 | 0 | 0 | 0 | 0 | 0 | 0 | 0 | 0 | 0 | -259533.218 | 0 | 0 | 0 | 0 | 0 | 0 | 0 | 0 | 0 | 0 | 0 | 0 | 0 | 0 | 0 | 0
2016-10-18 05:00 | 0 | 0 | 0 | 0 | 123640.782 | 0 | 383174 | 0 | 0 | 0 | 0 | 977441.492 | 2045820.3913 | 0 | 0 | 0 | 0 | 0 | 0 | 0 | 0 | 0 | 0 | 0 | 0 | 0 | 0 | 0 | 0 | -259533.218 | 0 | 0 | 0 | 0 | 0 | 0 | 0 | 0 | 0 | 0 | 0 | 0 | 0 | 0 | 0 | 0
2016-10-18 06:00 | 0 | 0 | 0 | 0 | 107565.782 | 0 | 367099 | 0 | 0 | 0 | 0 | 717908.2741 | 2045820.3913 | 0 | 0 | 0 | 0 | 0 | 0 | 0 | 0 | 0 | 0 | 0 | 0 | 0 | 0 | 0 | 0 | -259533.218 | 0 | 0 | 0 | 0 | 0 | 0 | 0 | 0 | 0 | 0 | 0 | 0 | 0 | 0 | 0 | 0
2016-10-18 07:00 | 0 | 0 | 0 | 0 | 616562.218 | 0 | 357029 | 0 | 0 | 0 | 0 | 977441.492 | 2045820.3913 | 0 | 0 | 0 | 0 | 0 | 0 | 0 | 0 | 0 | 0 | 0 | 0 | 0 | 0 | 0 | 0 | 259533.218 | 0 | 0 | 0 | 0 | 0 | 0 | 0 | 0 | 0 | 0 | 0 | 0 | 0 | 0 | 0 | 0
2016-10-18 08:00 | 0 | 0 | 0 | 0 | 94999.782 | 0 | 354533 | 0 | 0 | 0 | 0 | 717908.2741 | 2045820.3913 | 0 | 0 | 0 | 0 | 0 | 0 | 0 | 0 | 0 | 0 | 0 | 0 | 0 | 0 | 0 | 0 | -259533.218 | 0 | 0 | 0 | 0 | 0 | 0 | 0 | 0 | 0 | 0 | 0 | 0 | 0 | 0 | 0 | 0
2016-10-18 09:00 | 0 | 0 | 0 | 0 | 103698.782 | 0 | 363232 | 0 | 0 | 0 | 0 | 458375.0561 | 2045820.3913 | 0 | 0 | 0 | 0 | 0 | 0 | 0 | 0 | 0 | 0 | 0 | 0 | 0 | 0 | 0 | 0 | -259533.218 | 0 | 0 | 0 | 0 | 0 | 0 | 0 | 0 | 0 | 0 | 0 | 0 | 0 | 0 | 0 | 0
2016-10-18 10:00 | 0 | 0 | 0 | 0 | 128746.782 | 0 | 388280 | 0 | 0 | 0 | 0 | 198841.8381 | 2045820.3913 | 0 | 0 | 0 | 0 | 0 | 0 | 0 | 0 | 0 | 0 | 0 | 0 | 0 | 0 | 0 | 0 | -259533.218 | 0 | 0 | 0 | 0 | 0 | 0 | 0 | 0 | 0 | 0 | 0 | 0 | 0 | 0 | 0 | 0
2016-10-18 11:00 | 0 | 0 | 0 | 0 | 595781.7719 | 0 | 414599 | 0 | 0 | 0 | 0 | 380024.61 | 2045820.3913 | 0 | 0 | 0 | 0 | 0 | 0 | 0 | 0 | 0 | 0 | 0 | 0 | 0 | 0 | 0 | 0 | 181182.7719 | 0 | 0 | 0 | 0 | 0 | 0 | 0 | 0 | 0 | 0 | 0 | 0 | 0 | 0 | 0 | 0
2016-10-18 12:00 | 0 | 0 | 0 | 0 | 168729.782 | 0 | 428263 | 0 | 0 | 0 | 0 | 120491.3921 | 2045820.3913 | 0 | 0 | 0 | 0 | 0 | 0 | 0 | 0 | 0 | 0 | 0 | 0 | 0 | 0 | 0 | 0 | -259533.218 | 0 | 0 | 0 | 0 | 0 | 0 | 0 | 0 | 0 | 0 | 0 | 0 | 0 | 0 | 0 | 0
2016-10-18 13:00 | 0 | 0 | 0 | 0 | 447311.2969 | 6066.5439 | 443362 | 0 | 0 | 0 | 0 | 130507.2328 | 2045820.3913 | 0 | 0 | 0 | 0 | 0 | 0 | 0 | 0 | 0 | 0 | 0 | 0 | 0 | 0 | 0 | 0 | 10015.8408 | 0 | 0 | 0 | 0 | 0 | 0 | 0 | 0 | 0 | 0 | 0 | 0 | 0 | 0 | 0 | 0
2016-10-18 14:00 | 0 | 0 | 0 | 0 | 264503.176 | 289908.712 | 459677 | 0 | 0 | 0 | 0 | 225242.1209 | 2045820.3913 | 0 | 0 | 0 | 0 | 0 | 0 | 0 | 0 | 0 | 0 | 0 | 0 | 0 | 0 | 0 | 0 | 94734.888 | 0 | 0 | 0 | 0 | 0 | 0 | 0 | 0 | 0 | 0 | 0 | 0 | 0 | 0 | 0 | 0
2016-10-18 15:00 | 0 | 0 | 0 | 0 | 0 | 696447.256 | 473422 | 0 | 0 | 0 | 0 | 433900.8989 | 2060186.8693 | 0 | 0 | 0 | 0 | 0 | 0 | 0 | 0 | 0 | 0 | 0 | 0 | 0 | 0 | 0 | 0 | 208658.778 | 14366.478 | 0 | 0 | 0 | 0 | 0 | 0 | 0 | 0 | 0 | 0 | 0 | 0 | 0 | 0 | 0
2016-10-18 16:00 | 0 | 0 | 0 | 0 | 0 | 762895.095 | 487336 | 0 | 0 | 0 | 0 | 693434.1168 | 2060186.8693 | 0 | 0 | 0 | 0 | 0 | 0 | 16025.877 | 0 | 0 | 0 | 0 | 0 | 0 | 0 | 0 | 0 | 259533.218 | 0 | 0 | 0 | 0 | 0 | 0 | 0 | 0 | 0 | 16025.877 | 0 | 0 | 0 | 0 | 0 | 0
2016-10-18 17:00 | 0 | 0 | 0 | 0 | 0 | 736695.2376 | 500972 | 0 | 0 | 0 | 0 | 945183.2315 | 2060186.8693 | 0 | 0 | 0 | 0 | 0 | 0 | 0 | 0 | 0 | 0 | 0 | 0 | 0 | 0 | 0 | 0 | 251749.1147 | 0 | 0 | 0 | 0 | 0 | 0 | 0 | 0 | 0 | -16025.877 | 0 | 0 | 0 | 0 | 0 | 0
2016-10-18 18:00 | 0 | 0 | 0 | 0 | 0 | 708061.7945 | 512847 | 0 | 0 | 0 | 0 | 1140398.026 | 2060186.8693 | 0 | 0 | 0 | 0 | 0 | 0 | 0 | 0 | 0 | 0 | 0 | 0 | 0 | 0 | 0 | 0 | 195214.7945 | 0 | 0 | 0 | 0 | 0 | 0 | 0 | 0 | 0 | 0 | 0 | 0 | 0 | 0 | 0 | 0
2016-10-18 19:00 | 0 | 0 | 0 | 0 | 0 | 691415.3155 | 521572 | 0 | 0 | 0 | 0 | 1310241.3414 | 2060186.8693 | 0 | 0 | 0 | 0 | 0 | 0 | 0 | 0 | 0 | 0 | 0 | 0 | 0 | 0 | 0 | 0 | 169843.3155 | 0 | 0 | 0 | 0 | 0 | 0 | 0 | 0 | 0 | 0 | 0 | 0 | 0 | 0 | 0 | 0
2016-10-18 20:00 | 0 | 0 | 0 | 0 | 88342.2777 | 698420.9403 | 527230 | 0 | 0 | 0 | 0 | 1569774.5594 | 2060186.8693 | 0 | 0 | 0 | 0 | 0 | 0 | 0 | 0 | 0 | 0 | 0 | 0 | 0 | 0 | 0 | 0 | 259533.218 | 0 | 0 | 0 | 0 | 0 | 0 | 0 | 0 | 0 | 0 | 0 | 0 | 0 | 0 | 0 | 0
2016-10-18 21:00 | 0 | 0 | 0 | 0 | 0 | 712781.5359 | 527453 | 0 | 0 | 0 | 0 | 1755103.0953 | 2060186.8693 | 0 | 0 | 0 | 0 | 0 | 0 | 0 | 0 | 0 | 0 | 0 | 0 | 0 | 0 | 0 | 0 | 185328.5359 | 0 | 0 | 0 | 0 | 0 | 0 | 0 | 0 | 0 | 0 | 0 | 0 | 0 | 0 | 0 | 0
2016-10-18 22:00 | 0 | 0 | 0 | 0 | 0 | 692596.8561 | 522155 | 0 | 0 | 0 | 0 | 1925544.9514 | 2060186.8693 | 0 | 0 | 0 | 0 | 0 | 0 | 0 | 0 | 0 | 0 | 0 | 0 | 0 | 0 | 0 | 0 | 170441.8561 | 0 | 0 | 0 | 0 | 0 | 0 | 0 | 0 | 0 | 0 | 0 | 0 | 0 | 0 | 0 | 0
2016-10-18 23:00 | 0 | 0 | 0 | 0 | 0 | 513808.1451 | 520044 | 0 | 0 | 0 | 0 | 1919309.0965 | 2060186.8693 | 0 | 0 | 0 | 0 | 0 | 0 | 0 | 0 | 0 | 0 | 0 | 0 | 0 | 0 | 0 | 0 | -6235.8549 | 0 | 0 | 0 | 0 | 0 | 0 | 0 | 0 | 0 | 0 | 0 | 0 | 0 | 0 | 0 | 0
2016-10-19 | 0 | 0 | 0 | 0 | 353785.8624 | 123153.8163 | 512531 | 0 | 0 | 0 | 0 | 1869351.2972 | 2074553.3473 | 0 | 0 | 0 | 0 | 0 | 0 | 0 | 0 | 0 | 0 | 0 | 0 | 0 | 0 | 0 | 0 | -49957.7993 | 14366.478 | 0 | 0 | 0 | 0 | 0 | 0 | 0 | 0 | 0 | 0 | 0 | 0 | 0 | 0 | 0
2016-10-19 01:00 | 0 | 0 | 0 | 0 | 234107.7981 | 63.9839 | 493705 | 0 | 0 | 0 | 0 | 1609818.0793 | 2074553.3473 | 0 | 0 | 0 | 0 | 0 | 0 | 0 | 0 | 0 | 0 | 0 | 0 | 0 | 0 | 0 | 0 | -259533.218 | 0 | 0 | 0 | 0 | 0 | 0 | 0 | 0 | 0 | 0 | 0 | 0 | 0 | 0 | 0 | 0
2016-10-19 02:00 | 0 | 0 | 0 | 0 | 206200.782 | 0 | 465734 | 0 | 0 | 0 | 0 | 1350284.8613 | 2074553.3473 | 0 | 0 | 0 | 0 | 0 | 0 | 0 | 0 | 0 | 0 | 0 | 0 | 0 | 0 | 0 | 0 | -259533.218 | 0 | 0 | 0 | 0 | 0 | 0 | 0 | 0 | 0 | 0 | 0 | 0 | 0 | 0 | 0 | 0
2016-10-19 03:00 | 0 | 0 | 0 | 0 | 429767.2594 | 0 | 434382 | 0 | 0 | 0 | 0 | 1345670.1207 | 2074553.3473 | 0 | 0 | 0 | 0 | 0 | 0 | 0 | 0 | 0 | 0 | 0 | 0 | 0 | 0 | 0 | 0 | -4614.7406 | 0 | 0 | 0 | 0 | 0 | 0 | 0 | 0 | 0 | 0 | 0 | 0 | 0 | 0 | 0 | 0
2016-10-19 04:00 | 0 | 0 | 0 | 0 | 403563.0504 | 0 | 404120 | 0 | 0 | 0 | 0 | 1345113.1711 | 2074553.3473 | 0 | 0 | 0 | 0 | 0 | 0 | 0 | 0 | 0 | 0 | 0 | 0 | 0 | 0 | 0 | 0 | -556.9496 | 0 | 0 | 0 | 0 | 0 | 0 | 0 | 0 | 0 | 0 | 0 | 0 | 0 | 0 | 0 | 0
2016-10-19 05:00 | 0 | 0 | 0 | 0 | 370895.2292 | 0 | 381461 | 0 | 0 | 0 | 0 | 1334547.4003 | 2074553.3473 | 0 | 0 | 0 | 0 | 0 | 0 | 0 | 0 | 0 | 0 | 0 | 0 | 0 | 0 | 0 | 0 | -10565.7708 | 0 | 0 | 0 | 0 | 0 | 0 | 0 | 0 | 0 | 0 | 0 | 0 | 0 | 0 | 0 | 0
2016-10-19 06:00 | 0 | 0 | 0 | 0 | 343134.9478 | 0 | 365213 | 0 | 0 | 0 | 0 | 1312469.348 | 2074553.3473 | 0 | 0 | 0 | 0 | 0 | 0 | 0 | 0 | 0 | 0 | 0 | 0 | 0 | 0 | 0 | 0 | -22078.0522 | 0 | 0 | 0 | 0 | 0 | 0 | 0 | 0 | 0 | 0 | 0 | 0 | 0 | 0 | 0 | 0
2016-10-19 07:00 | 0 | 0 | 0 | 0 | 321180.5989 | 0 | 355191 | 0 | 0 | 0 | 0 | 1278458.947 | 2074553.3473 | 0 | 0 | 0 | 0 | 0 | 0 | 0 | 0 | 0 | 0 | 0 | 0 | 0 | 0 | 0 | 0 | -34010.4011 | 0 | 0 | 0 | 0 | 0 | 0 | 0 | 0 | 0 | 0 | 0 | 0 | 0 | 0 | 0 | 0
2016-10-19 08:00 | 0 | 0 | 0 | 0 | 93739.782 | 0 | 353273 | 0 | 0 | 0 | 0 | 1018925.729 | 2074553.3473 | 0 | 0 | 0 | 0 | 0 | 0 | 0 | 0 | 0 | 0 | 0 | 0 | 0 | 0 | 0 | 0 | -259533.218 | 0 | 0 | 0 | 0 | 0 | 0 | 0 | 0 | 0 | 0 | 0 | 0 | 0 | 0 | 0 | 0
2016-10-19 09:00 | 0 | 0 | 0 | 0 | 288638.5976 | 0 | 362507 | 0 | 0 | 0 | 0 | 945057.3266 | 2074553.3473 | 0 | 0 | 0 | 0 | 0 | 0 | 0 | 0 | 0 | 0 | 0 | 0 | 0 | 0 | 0 | 0 | -73868.4024 | 0 | 0 | 0 | 0 | 0 | 0 | 0 | 0 | 0 | 0 | 0 | 0 | 0 | 0 | 0 | 0
2016-10-19 10:00 | 0 | 0 | 0 | 0 | 282051.6173 | 0 | 387847 | 0 | 0 | 0 | 0 | 839261.9439 | 2074553.3473 | 0 | 0 | 0 | 0 | 0 | 0 | 0 | 0 | 0 | 0 | 0 | 0 | 0 | 0 | 0 | 0 | -105795.3827 | 0 | 0 | 0 | 0 | 0 | 0 | 0 | 0 | 0 | 0 | 0 | 0 | 0 | 0 | 0 | 0
2016-10-19 11:00 | 0 | 0 | 0 | 0 | 284257.0549 | 0 | 413174 | 0 | 0 | 0 | 0 | 710344.9987 | 2074553.3473 | 0 | 0 | 0 | 0 | 0 | 0 | 0 | 0 | 0 | 0 | 0 | 0 | 0 | 0 | 0 | 0 | -128916.9451 | 0 | 0 | 0 | 0 | 0 | 0 | 0 | 0 | 0 | 0 | 0 | 0 | 0 | 0 | 0 | 0
2016-10-19 12:00 | 0 | 0 | 0 | 0 | 286908.7419 | 0 | 427913 | 0 | 0 | 0 | 0 | 545826.4511 | 2074553.3473 | 0 | 0 | 0 | 0 | 0 | 0 | 23514.2896 | 0 | 0 | 0 | 0 | 0 | 0 | 0 | 0 | 0 | -164518.5477 | 0 | 0 | 0 | 0 | 0 | 0 | 0 | 0 | 0 | 23514.2896 | 0 | 0 | 0 | 0 | 0 | 0
2016-10-19 13:00 | 0 | 0 | 0 | 0 | 243142.8255 | 5206.9572 | 441862 | 0 | 0 | 0 | 0 | 337947.7558 | 2088919.8253 | 0 | 0 | 0 | 0 | 0 | 0 | 23514.2896 | 0 | 0 | 0 | 0 | 0 | 0 | 0 | 0 | 0 | -207878.6952 | 14366.478 | 0 | 0 | 0 | 0 | 0 | 0 | 0 | 0 | 0 | 0 | 0 | 0 | 0 | 0 | 0
2016-10-19 14:00 | 0 | 0 | 0 | 0 | 126099.3218 | 277966.7602 | 458750 | 0 | 0 | 0 | 0 | 306778.1275 | 2088919.8253 | 0 | 0 | 0 | 0 | 0 | 0 | 0 | 0 | 0 | 0 | 0 | 0 | 0 | 0 | 0 | 0 | -31169.6284 | 0 | 0 | 0 | 0 | 0 | 0 | 0 | 0 | 0 | -23514.2896 | 0 | 0 | 0 | 0 | 0 | 0
2016-10-19 15:00 | 0 | 0 | 0 | 0 | 32409.2494 | 715886.4465 | 474396 | 0 | 0 | 0 | 0 | 566311.3454 | 2103286.3032 | 0 | 0 | 0 | 0 | 0 | 0 | 0 | 0 | 0 | 0 | 0 | 0 | 0 | 0 | 0 | 0 | 259533.218 | 14366.478 | 0 | 0 | 0 | 0 | 0 | 0 | 0 | 0 | 0 | 0 | 0 | 0 | 0 | 0 | 0
2016-10-19 16:00 | 0 | 0 | 0 | 0 | 0 | 769901.2665 | 488621 | 0 | 0 | 0 | 0 | 825844.5634 | 2117652.7812 | 0 | 0 | 0 | 0 | 0 | 0 | 7380.5705 | 0 | 0 | 0 | 0 | 0 | 0 | 0 | 0 | 0 | 259533.218 | 14366.478 | 0 | 0 | 0 | 0 | 0 | 0 | 0 | 0 | 7380.5705 | 0 | 0 | 0 | 0 | 0 | 0
2016-10-19 17:00 | 0 | 0 | 0 | 0 | 0 | 742974.6678 | 504233 | 0 | 0 | 0 | 0 | 1071966.8017 | 2117652.7812 | 0 | 0 | 0 | 0 | 0 | 0 | 0 | 0 | 0 | 0 | 0 | 0 | 0 | 0 | 0 | 0 | 246122.2383 | 0 | 0 | 0 | 0 | 0 | 0 | 0 | 0 | 0 | -7380.5705 | 0 | 0 | 0 | 0 | 0 | 0
2016-10-19 18:00 | 0 | 0 | 0 | 0 | 0 | 714262.0864 | 514868 | 0 | 0 | 0 | 0 | 1271360.8882 | 2117652.7812 | 0 | 0 | 0 | 0 | 0 | 0 | 0 | 0 | 0 | 0 | 0 | 0 | 0 | 0 | 0 | 0 | 199394.0864 | 0 | 0 | 0 | 0 | 0 | 0 | 0 | 0 | 0 | 0 | 0 | 0 | 0 | 0 | 0 | 0
2016-10-19 19:00 | 0 | 0 | 0 | 0 | 0 | 700282.2107 | 522783 | 0 | 0 | 0 | 0 | 1448860.0988 | 2117652.7812 | 0 | 0 | 0 | 0 | 0 | 0 | 0 | 0 | 0 | 0 | 0 | 0 | 0 | 0 | 0 | 0 | 177499.2107 | 0 | 0 | 0 | 0 | 0 | 0 | 0 | 0 | 0 | 0 | 0 | 0 | 0 | 0 | 0 | 0
2016-10-19 20:00 | 0 | 0 | 0 | 0 | 0 | 709685.1244 | 526819 | 0 | 0 | 0 | 0 | 1631726.2232 | 2117652.7812 | 0 | 0 | 0 | 0 | 0 | 0 | 0 | 0 | 0 | 0 | 0 | 0 | 0 | 0 | 0 | 0 | 182866.1244 | 0 | 0 | 0 | 0 | 0 | 0 | 0 | 0 | 0 | 0 | 0 | 0 | 0 | 0 | 0 | 0
2016-10-19 21:00 | 0 | 0 | 0 | 0 | 0 | 725861.4355 | 524964 | 0 | 0 | 0 | 0 | 1832623.6587 | 2117652.7812 | 0 | 0 | 0 | 0 | 0 | 0 | 0 | 0 | 0 | 0 | 0 | 0 | 0 | 0 | 0 | 0 | 200897.4355 | 0 | 0 | 0 | 0 | 0 | 0 | 0 | 0 | 0 | 0 | 0 | 0 | 0 | 0 | 0 | 0
2016-10-19 22:00 | 0 | 0 | 0 | 0 | 66464.392 | 713168.826 | 520100 | 0 | 0 | 0 | 0 | 2092156.8766 | 2117652.7812 | 0 | 0 | 0 | 0 | 0 | 0 | 0 | 0 | 0 | 0 | 0 | 0 | 0 | 0 | 0 | 0 | 259533.218 | 0 | 0 | 0 | 0 | 0 | 0 | 0 | 0 | 0 | 0 | 0 | 0 | 0 | 0 | 0 | 0
2016-10-19 23:00 | 0 | 0 | 0 | 0 | 0 | 534926.3005 | 519054 | 0 | 0 | 0 | 0 | 2108029.1771 | 2117652.7812 | 0 | 0 | 0 | 0 | 0 | 0 | 0 | 0 | 0 | 0 | 0 | 0 | 0 | 0 | 0 | 0 | 15872.3005 | 0 | 0 | 0 | 0 | 0 | 0 | 0 | 0 | 0 | 0 | 0 | 0 | 0 | 0 | 0 | 0
2016-10-20 | 0 | 0 | 0 | 0 | 145688.9013 | 119078.3587 | 509934 | 0 | 0 | 0 | 0 | 1848495.9591 | 2132019.2592 | 0 | 0 | 0 | 0 | 0 | 0 | 0 | 0 | 0 | 0 | 0 | 0 | 0 | 0 | 0 | 0 | -259533.218 | 14366.478 | 0 | 0 | 0 | 0 | 0 | 0 | 0 | 0 | 0 | 0 | 0 | 0 | 0 | 0 | 0
2016-10-20 01:00 | 0 | 0 | 0 | 0 | 488083.8114 | 52.8023 | 488304 | 0 | 0 | 0 | 0 | 1848328.5728 | 2132019.2592 | 0 | 0 | 0 | 0 | 0 | 0 | 0 | 0 | 0 | 0 | 0 | 0 | 0 | 0 | 0 | 0 | -167.3864 | 0 | 0 | 0 | 0 | 0 | 0 | 0 | 0 | 0 | 0 | 0 | 0 | 0 | 0 | 0 | 0
2016-10-20 02:00 | 0 | 0 | 0 | 0 | 201682.782 | 0 | 461216 | 0 | 0 | 0 | 0 | 1588795.3548 | 2132019.2592 | 0 | 0 | 0 | 0 | 0 | 0 | 0 | 0 | 0 | 0 | 0 | 0 | 0 | 0 | 0 | 0 | -259533.218 | 0 | 0 | 0 | 0 | 0 | 0 | 0 | 0 | 0 | 0 | 0 | 0 | 0 | 0 | 0 | 0
2016-10-20 03:00 | 0 | 0 | 0 | 0 | 173608.782 | 0 | 433142 | 0 | 0 | 0 | 0 | 1329262.1368 | 2132019.2592 | 0 | 0 | 0 | 0 | 0 | 0 | 0 | 0 | 0 | 0 | 0 | 0 | 0 | 0 | 0 | 0 | -259533.218 | 0 | 0 | 0 | 0 | 0 | 0 | 0 | 0 | 0 | 0 | 0 | 0 | 0 | 0 | 0 | 0
2016-10-20 04:00 | 0 | 0 | 0 | 0 | 406357.905 | 0 | 402047 | 0 | 0 | 0 | 0 | 1333573.0419 | 2132019.2592 | 0 | 0 | 0 | 0 | 0 | 0 | 0 | 0 | 0 | 0 | 0 | 0 | 0 | 0 | 0 | 0 | 4310.905 | 0 | 0 | 0 | 0 | 0 | 0 | 0 | 0 | 0 | 0 | 0 | 0 | 0 | 0 | 0 | 0
2016-10-20 05:00 | 0 | 0 | 0 | 0 | 119570.782 | 0 | 379104 | 0 | 0 | 0 | 0 | 1074039.8239 | 2132019.2592 | 0 | 0 | 0 | 0 | 0 | 0 | 0 | 0 | 0 | 0 | 0 | 0 | 0 | 0 | 0 | 0 | -259533.218 | 0 | 0 | 0 | 0 | 0 | 0 | 0 | 0 | 0 | 0 | 0 | 0 | 0 | 0 | 0 | 0
2016-10-20 06:00 | 0 | 0 | 0 | 0 | 102826.782 | 0 | 362360 | 0 | 0 | 0 | 0 | 814506.6059 | 2132019.2592 | 0 | 0 | 0 | 0 | 0 | 0 | 0 | 0 | 0 | 0 | 0 | 0 | 0 | 0 | 0 | 0 | -259533.218 | 0 | 0 | 0 | 0 | 0 | 0 | 0 | 0 | 0 | 0 | 0 | 0 | 0 | 0 | 0 | 0
2016-10-20 07:00 | 0 | 0 | 0 | 0 | 450567.9075 | 0 | 352629 | 0 | 0 | 0 | 0 | 912445.5134 | 2132019.2592 | 0 | 0 | 0 | 0 | 0 | 0 | 0 | 0 | 0 | 0 | 0 | 0 | 0 | 0 | 0 | 0 | 97938.9075 | 0 | 0 | 0 | 0 | 0 | 0 | 0 | 0 | 0 | 0 | 0 | 0 | 0 | 0 | 0 | 0
2016-10-20 08:00 | 0 | 0 | 0 | 0 | 90935.782 | 0 | 350469 | 0 | 0 | 0 | 0 | 652912.2954 | 2132019.2592 | 0 | 0 | 0 | 0 | 0 | 0 | 0 | 0 | 0 | 0 | 0 | 0 | 0 | 0 | 0 | 0 | -259533.218 | 0 | 0 | 0 | 0 | 0 | 0 | 0 | 0 | 0 | 0 | 0 | 0 | 0 | 0 | 0 | 0
2016-10-20 09:00 | 0 | 0 | 0 | 0 | 457355.9708 | 0 | 358516 | 0 | 0 | 0 | 0 | 751752.2663 | 2132019.2592 | 0 | 0 | 0 | 0 | 0 | 0 | 0 | 0 | 0 | 0 | 0 | 0 | 0 | 0 | 0 | 0 | 98839.9708 | 0 | 0 | 0 | 0 | 0 | 0 | 0 | 0 | 0 | 0 | 0 | 0 | 0 | 0 | 0 | 0
2016-10-20 10:00 | 0 | 0 | 0 | 0 | 449501.3109 | 0 | 382205 | 0 | 0 | 0 | 0 | 819048.5771 | 2132019.2592 | 0 | 0 | 0 | 0 | 0 | 0 | 0 | 0 | 0 | 0 | 0 | 0 | 0 | 0 | 0 | 0 | 67296.3109 | 0 | 0 | 0 | 0 | 0 | 0 | 0 | 0 | 0 | 0 | 0 | 0 | 0 | 0 | 0 | 0
2016-10-20 11:00 | 0 | 0 | 0 | 0 | 148108.782 | 0 | 407642 | 0 | 0 | 0 | 0 | 559515.3592 | 2132019.2592 | 0 | 0 | 0 | 0 | 0 | 0 | 0 | 0 | 0 | 0 | 0 | 0 | 0 | 0 | 0 | 0 | -259533.218 | 0 | 0 | 0 | 0 | 0 | 0 | 0 | 0 | 0 | 0 | 0 | 0 | 0 | 0 | 0 | 0
2016-10-20 12:00 | 0 | 0 | 0 | 0 | 161793.782 | 0 | 421327 | 0 | 0 | 0 | 0 | 299982.1412 | 2132019.2592 | 0 | 0 | 0 | 0 | 0 | 0 | 0 | 0 | 0 | 0 | 0 | 0 | 0 | 0 | 0 | 0 | -259533.218 | 0 | 0 | 0 | 0 | 0 | 0 | 0 | 0 | 0 | 0 | 0 | 0 | 0 | 0 | 0 | 0
2016-10-20 13:00 | 0 | 0 | 0 | 0 | 385129.816 | 4944.589 | 433915 | 0 | 0 | 0 | 0 | 256141.5462 | 2132019.2592 | 0 | 0 | 0 | 0 | 0 | 0 | 0 | 0 | 0 | 0 | 0 | 0 | 0 | 0 | 0 | 0 | -43840.595 | 0 | 0 | 0 | 0 | 0 | 0 | 0 | 0 | 0 | 0 | 0 | 0 | 0 | 0 | 0 | 0
2016-10-20 14:00 | 0 | 0 | 0 | 0 | 0 | 257362.0312 | 446863 | 0 | 0 | 0 | 0 | 66640.5774 | 2132019.2592 | 0 | 0 | 0 | 0 | 0 | 0 | 0 | 0 | 0 | 0 | 0 | 0 | 0 | 0 | 0 | 0 | -189500.9688 | 0 | 0 | 0 | 0 | 0 | 0 | 0 | 0 | 0 | 0 | 0 | 0 | 0 | 0 | 0 | 0
2016-10-20 15:00 | 0 | 0 | 0 | 0 | 29074.4143 | 703159.2816 | 458334 | 0 | 0 | 0 | 0 | 326173.7954 | 2146385.7372 | 0 | 0 | 0 | 0 | 0 | 0 | 0 | 0 | 0 | 0 | 0 | 0 | 0 | 0 | 0 | 0 | 259533.218 | 14366.478 | 0 | 0 | 0 | 0 | 0 | 0 | 0 | 0 | 0 | 0 | 0 | 0 | 0 | 0 | 0
2016-10-20 16:00 | 0 | 0 | 0 | 0 | 0 | 761024.6277 | 468446 | 0 | 0 | 0 | 0 | 585707.0133 | 2155916.8574 | 0 | 0 | 0 | 0 | 0 | 0 | 23514.2896 | 0 | 0 | 0 | 0 | 0 | 0 | 0 | 0 | 0 | 259533.218 | 9531.1202 | 0 | 0 | 0 | 0 | 0 | 0 | 0 | 0 | 23514.2896 | 0 | 0 | 0 | 0 | 0 | 0
2016-10-20 17:00 | 0 | 0 | 0 | 0 | 0 | 747269.144 | 477166 | 0 | 0 | 0 | 0 | 845240.2313 | 2166486.7834 | 0 | 0 | 0 | 0 | 0 | 0 | 23514.2896 | 0 | 0 | 0 | 0 | 0 | 0 | 0 | 0 | 0 | 259533.218 | 10569.926 | 0 | 0 | 0 | 0 | 0 | 0 | 0 | 0 | 0 | 0 | 0 | 0 | 0 | 0 | 0
2016-10-20 18:00 | 0 | 0 | 0 | 0 | 0 | 720812.1396 | 483333 | 0 | 0 | 0 | 0 | 1082719.3709 | 2166486.7834 | 0 | 0 | 0 | 0 | 0 | 0 | 23514.2896 | 0 | 0 | 0 | 0 | 0 | 0 | 0 | 0 | 0 | 237479.1396 | 0 | 0 | 0 | 0 | 0 | 0 | 0 | 0 | 0 | 0 | 0 | 0 | 0 | 0 | 0 | 0
2016-10-20 19:00 | 0 | 0 | 0 | 0 | 0 | 706683.6347 | 485984 | 0 | 0 | 0 | 0 | 1326933.2952 | 2166486.7834 | 0 | 0 | 0 | 0 | 0 | 0 | 0 | 0 | 0 | 0 | 0 | 0 | 0 | 0 | 0 | 0 | 244213.9243 | 0 | 0 | 0 | 0 | 0 | 0 | 0 | 0 | 0 | -23514.2896 | 0 | 0 | 0 | 0 | 0 | 0
2016-10-20 20:00 | 0 | 0 | 0 | 0 | 0 | 716538.3029 | 487956 | 0 | 0 | 0 | 0 | 1541149.1201 | 2180853.2613 | 0 | 0 | 0 | 0 | 0 | 0 | 0 | 0 | 0 | 0 | 0 | 0 | 0 | 0 | 0 | 0 | 214215.8249 | 14366.478 | 0 | 0 | 0 | 0 | 0 | 0 | 0 | 0 | 0 | 0 | 0 | 0 | 0 | 0 | 0
2016-10-20 21:00 | 0 | 0 | 0 | 0 | 11430.848 | 735000.37 | 486898 | 0 | 0 | 0 | 0 | 1800682.338 | 2180853.2613 | 0 | 0 | 0 | 0 | 0 | 0 | 0 | 0 | 0 | 0 | 0 | 0 | 0 | 0 | 0 | 0 | 259533.218 | 0 | 0 | 0 | 0 | 0 | 0 | 0 | 0 | 0 | 0 | 0 | 0 | 0 | 0 | 0 | 0
2016-10-20 22:00 | 0 | 0 | 0 | 0 | 0 | 724391.4361 | 485387 | 0 | 0 | 0 | 0 | 2039686.7741 | 2180853.2613 | 0 | 0 | 0 | 0 | 0 | 0 | 0 | 0 | 0 | 0 | 0 | 0 | 0 | 0 | 0 | 0 | 239004.4361 | 0 | 0 | 0 | 0 | 0 | 0 | 0 | 0 | 0 | 0 | 0 | 0 | 0 | 0 | 0 | 0
2016-10-20 23:00 | 0 | 0 | 0 | 0 | 0 | 538121.8363 | 487256 | 0 | 0 | 0 | 0 | 2090552.6104 | 2180853.2613 | 0 | 0 | 0 | 0 | 0 | 0 | 0 | 0 | 0 | 0 | 0 | 0 | 0 | 0 | 0 | 0 | 50865.8363 | 0 | 0 | 0 | 0 | 0 | 0 | 0 | 0 | 0 | 0 | 0 | 0 | 0 | 0 | 0 | 0
2016-10-21 | 0 | 0 | 0 | 0 | 113607.8264 | 122574.4336 | 481349 | 0 | 0 | 0 | 0 | 1831019.3925 | 2195219.7393 | 0 | 0 | 0 | 0 | 0 | 0 | 0 | 0 | 0 | 0 | 0 | 0 | 0 | 0 | 0 | 0 | -259533.218 | 14366.478 | 0 | 0 | 0 | 0 | 0 | 0 | 0 | 0 | 0 | 0 | 0 | 0 | 0 | 0 | 0
2016-10-21 01:00 | 0 | 0 | 0 | 0 | 399936.8245 | 34.3732 | 464833 | 0 | 0 | 0 | 0 | 1874983.6849 | 2086393.6446 | 0 | 0 | 0 | 0 | 0 | 0 | 0 | 0 | 0 | 0 | 0 | 0 | 0 | 0 | 0 | 0 | 43964.2925 | 0 | 108826.0947 | 0 | 0 | 0 | 0 | 0 | 0 | 0 | 0 | 0 | 0 | 0 | 0 | 0 | 0
2016-10-21 02:00 | 0 | 0 | 0 | 0 | 181205.782 | 0 | 440739 | 0 | 0 | 0 | 0 | 1615450.467 | 2086393.6446 | 0 | 0 | 0 | 0 | 0 | 0 | 0 | 0 | 0 | 0 | 0 | 0 | 0 | 0 | 0 | 0 | -259533.218 | 0 | 0 | 0 | 0 | 0 | 0 | 0 | 0 | 0 | 0 | 0 | 0 | 0 | 0 | 0 | 0
2016-10-21 03:00 | 0 | 0 | 0 | 0 | 151820.782 | 0 | 411354 | 0 | 0 | 0 | 0 | 1355917.249 | 2086393.6446 | 0 | 0 | 0 | 0 | 0 | 0 | 0 | 0 | 0 | 0 | 0 | 0 | 0 | 0 | 0 | 0 | -259533.218 | 0 | 0 | 0 | 0 | 0 | 0 | 0 | 0 | 0 | 0 | 0 | 0 | 0 | 0 | 0 | 0
2016-10-21 04:00 | 0 | 0 | 0 | 0 | 125255.782 | 0 | 384789 | 0 | 0 | 0 | 0 | 1096384.031 | 2086393.6446 | 0 | 0 | 0 | 0 | 0 | 0 | 0 | 0 | 0 | 0 | 0 | 0 | 0 | 0 | 0 | 0 | -259533.218 | 0 | 0 | 0 | 0 | 0 | 0 | 0 | 0 | 0 | 0 | 0 | 0 | 0 | 0 | 0 | 0
2016-10-21 05:00 | 0 | 0 | 0 | 0 | 553649.4602 | 0 | 365676 | 0 | 0 | 0 | 0 | 1284357.4912 | 2086393.6446 | 0 | 0 | 0 | 0 | 0 | 0 | 0 | 0 | 0 | 0 | 0 | 0 | 0 | 0 | 0 | 0 | 187973.4602 | 0 | 0 | 0 | 0 | 0 | 0 | 0 | 0 | 0 | 0 | 0 | 0 | 0 | 0 | 0 | 0
2016-10-21 06:00 | 0 | 0 | 0 | 0 | 91398.782 | 0 | 350932 | 0 | 0 | 0 | 0 | 1024824.2732 | 2086393.6446 | 0 | 0 | 0 | 0 | 0 | 0 | 0 | 0 | 0 | 0 | 0 | 0 | 0 | 0 | 0 | 0 | -259533.218 | 0 | 0 | 0 | 0 | 0 | 0 | 0 | 0 | 0 | 0 | 0 | 0 | 0 | 0 | 0 | 0
2016-10-21 07:00 | 0 | 0 | 0 | 0 | 82538.782 | 0 | 342072 | 0 | 0 | 0 | 0 | 765291.0553 | 2086393.6446 | 0 | 0 | 0 | 0 | 0 | 0 | 0 | 0 | 0 | 0 | 0 | 0 | 0 | 0 | 0 | 0 | -259533.218 | 0 | 0 | 0 | 0 | 0 | 0 | 0 | 0 | 0 | 0 | 0 | 0 | 0 | 0 | 0 | 0
2016-10-21 08:00 | 0 | 0 | 0 | 0 | 80699.782 | 0 | 340233 | 0 | 0 | 0 | 0 | 505757.8373 | 2086393.6446 | 0 | 0 | 0 | 0 | 0 | 0 | 0 | 0 | 0 | 0 | 0 | 0 | 0 | 0 | 0 | 0 | -259533.218 | 0 | 0 | 0 | 0 | 0 | 0 | 0 | 0 | 0 | 0 | 0 | 0 | 0 | 0 | 0 | 0
2016-10-21 09:00 | 0 | 0 | 0 | 0 | 527503.1038 | 0 | 347723 | 0 | 0 | 0 | 0 | 685537.941 | 2086393.6446 | 0 | 0 | 0 | 0 | 0 | 0 | 0 | 0 | 0 | 0 | 0 | 0 | 0 | 0 | 0 | 0 | 179780.1038 | 0 | 0 | 0 | 0 | 0 | 0 | 0 | 0 | 0 | 0 | 0 | 0 | 0 | 0 | 0 | 0
2016-10-21 10:00 | 0 | 0 | 0 | 0 | 110401.782 | 0 | 369935 | 0 | 0 | 0 | 0 | 426004.7231 | 2086393.6446 | 0 | 0 | 0 | 0 | 0 | 0 | 0 | 0 | 0 | 0 | 0 | 0 | 0 | 0 | 0 | 0 | -259533.218 | 0 | 0 | 0 | 0 | 0 | 0 | 0 | 0 | 0 | 0 | 0 | 0 | 0 | 0 | 0 | 0
2016-10-21 11:00 | 0 | 0 | 0 | 0 | 136687.782 | 0 | 396221 | 0 | 0 | 0 | 0 | 166471.5051 | 2086393.6446 | 0 | 0 | 0 | 0 | 0 | 0 | 0 | 0 | 0 | 0 | 0 | 0 | 0 | 0 | 0 | 0 | -259533.218 | 0 | 0 | 0 | 0 | 0 | 0 | 0 | 0 | 0 | 0 | 0 | 0 | 0 | 0 | 0 | 0
2016-10-21 12:00 | 0 | 0 | 0 | 0 | 244205.4949 | 0 | 410677 | 0 | 0 | 0 | 0 | 0 | 2086393.6446 | 0 | 0 | 0 | 0 | 0 | 0 | 0 | 0 | 0 | 0 | 0 | 0 | 0 | 0 | 0 | 0 | -166471.5051 | 0 | 0 | 0 | 0 | 0 | 0 | 0 | 0 | 0 | 0 | 0 | 0 | 0 | 0 | 0 | 0
2016-10-21 13:00 | 0 | 0 | 0 | 0 | 510955.53 | 3591.3323 | 423400 | 0 | 0 | 0 | 0 | 91146.8623 | 2086393.6446 | 0 | 0 | 0 | 0 | 0 | 0 | 0 | 0 | 0 | 0 | 0 | 0 | 0 | 0 | 0 | 0 | 91146.8623 | 0 | 0 | 0 | 0 | 0 | 0 | 0 | 0 | 0 | 0 | 0 | 0 | 0 | 0 | 0 | 0
2016-10-21 14:00 | 0 | 0 | 0 | 0 | 324935.0677 | 258147.2702 | 433205 | 0 | 0 | 0 | 0 | 241024.2002 | 2086393.6446 | 0 | 0 | 0 | 0 | 0 | 0 | 0 | 0 | 0 | 0 | 0 | 0 | 0 | 0 | 0 | 0 | 149877.3378 | 0 | 0 | 0 | 0 | 0 | 0 | 0 | 0 | 0 | 0 | 0 | 0 | 0 | 0 | 0 | 0
2016-10-21 15:00 | 0 | 0 | 0 | 0 | 8489.9982 | 704935.6977 | 439526 | 0 | 0 | 0 | 0 | 500557.4181 | 2100760.1226 | 0 | 0 | 0 | 0 | 0 | 0 | 0 | 0 | 0 | 0 | 0 | 0 | 0 | 0 | 0 | 0 | 259533.218 | 14366.478 | 0 | 0 | 0 | 0 | 0 | 0 | 0 | 0 | 0 | 0 | 0 | 0 | 0 | 0 | 0
2016-10-21 16:00 | 0 | 0 | 0 | 0 | 0 | 726947.5792 | 443972 | 0 | 0 | 0 | 0 | 760090.6361 | 2115126.6006 | 0 | 0 | 0 | 0 | 0 | 0 | 9075.8833 | 0 | 0 | 0 | 0 | 0 | 0 | 0 | 0 | 0 | 259533.218 | 14366.478 | 0 | 0 | 0 | 0 | 0 | 0 | 0 | 0 | 9075.8833 | 0 | 0 | 0 | 0 | 0 | 0
2016-10-21 17:00 | 0 | 0 | 0 | 0 | 0 | 736470.1022 | 448132 | 0 | 0 | 0 | 0 | 1019623.8541 | 2129493.0785 | 0 | 0 | 0 | 0 | 0 | 0 | 23514.2896 | 0 | 0 | 0 | 0 | 0 | 0 | 0 | 0 | 0 | 259533.218 | 14366.478 | 0 | 0 | 0 | 0 | 0 | 0 | 0 | 0 | 14438.4063 | 0 | 0 | 0 | 0 | 0 | 0
2016-10-21 18:00 | 0 | 0 | 0 | 0 | 0 | 708312.2811 | 450191 | 0 | 0 | 0 | 0 | 1279157.072 | 2143859.5565 | 0 | 0 | 0 | 0 | 0 | 0 | 7735.8748 | 0 | 0 | 0 | 0 | 0 | 0 | 0 | 0 | 0 | 259533.218 | 14366.478 | 0 | 0 | 0 | 0 | 0 | 0 | 0 | 0 | -15778.4148 | 0 | 0 | 0 | 0 | 0 | 0
2016-10-21 19:00 | 0 | 0 | 0 | 0 | 0 | 693883.0291 | 451429 | 0 | 0 | 0 | 0 | 1514980.498 | 2158226.0345 | 0 | 0 | 0 | 0 | 0 | 0 | 0 | 0 | 0 | 0 | 0 | 0 | 0 | 0 | 0 | 0 | 235823.4259 | 14366.478 | 0 | 0 | 0 | 0 | 0 | 0 | 0 | 0 | -7735.8748 | 0 | 0 | 0 | 0 | 0 | 0
2016-10-21 20:00 | 0 | 0 | 0 | 0 | 0 | 702831.833 | 452203 | 0 | 0 | 0 | 0 | 1751242.853 | 2172592.5125 | 0 | 0 | 0 | 0 | 0 | 0 | 0 | 0 | 0 | 0 | 0 | 0 | 0 | 0 | 0 | 0 | 236262.3551 | 14366.478 | 0 | 0 | 0 | 0 | 0 | 0 | 0 | 0 | 0 | 0 | 0 | 0 | 0 | 0 | 0
2016-10-21 21:00 | 0 | 0 | 0 | 0 | 0 | 722952.9399 | 451126 | 0 | 0 | 0 | 0 | 2010776.071 | 2172592.5125 | 0 | 0 | 0 | 0 | 0 | 0 | 12293.722 | 0 | 0 | 0 | 0 | 0 | 0 | 0 | 0 | 0 | 259533.218 | 0 | 0 | 0 | 0 | 0 | 0 | 0 | 0 | 0 | 12293.722 | 0 | 0 | 0 | 0 | 0 | 0
2016-10-21 22:00 | 0 | 0 | 0 | 0 | 0 | 719409.3409 | 448961 | 0 | 0 | 0 | 0 | 2270003.8442 | 2172592.5125 | 0 | 0 | 0 | 0 | 0 | 0 | 23514.2896 | 0 | 0 | 0 | 0 | 0 | 0 | 0 | 0 | 0 | 259227.7732 | 0 | 0 | 0 | 0 | 0 | 0 | 0 | 0 | 0 | 11220.5676 | 0 | 0 | 0 | 0 | 0 | 0
2016-10-21 23:00 | 0 | 0 | 0 | 0 | 0 | 529870.4436 | 449429 | 0 | 0 | 0 | 0 | 2373959.5775 | 2172592.5125 | 0 | 0 | 0 | 0 | 0 | 0 | 0 | 0 | 0 | 0 | 0 | 0 | 0 | 0 | 0 | 0 | 103955.7332 | 0 | 0 | 0 | 0 | 0 | 0 | 0 | 0 | 0 | -23514.2896 | 0 | 0 | 0 | 0 | 0 | 0
2016-10-22 | 0 | 0 | 0 | 0 | 81902.1493 | 116473.1107 | 443542 | 0 | 0 | 0 | 0 | 2114426.3595 | 2186958.9905 | 0 | 0 | 0 | 0 | 0 | 0 | 0 | 0 | 0 | 0 | 0 | 0 | 0 | 0 | 0 | 0 | -259533.218 | 14366.478 | 0 | 0 | 0 | 0 | 0 | 0 | 0 | 0 | 0 | 0 | 0 | 0 | 0 | 0 | 0
2016-10-22 01:00 | 0 | 0 | 0 | 0 | 170569.3456 | 27.4365 | 430130 | 0 | 0 | 0 | 0 | 1854893.1415 | 2186958.9905 | 0 | 0 | 0 | 0 | 0 | 0 | 0 | 0 | 0 | 0 | 0 | 0 | 0 | 0 | 0 | 0 | -259533.218 | 0 | 0 | 0 | 0 | 0 | 0 | 0 | 0 | 0 | 0 | 0 | 0 | 0 | 0 | 0 | 0
2016-10-22 02:00 | 0 | 0 | 0 | 0 | 152392.782 | 0 | 411926 | 0 | 0 | 0 | 0 | 1595359.9236 | 2186958.9905 | 0 | 0 | 0 | 0 | 0 | 0 | 0 | 0 | 0 | 0 | 0 | 0 | 0 | 0 | 0 | 0 | -259533.218 | 0 | 0 | 0 | 0 | 0 | 0 | 0 | 0 | 0 | 0 | 0 | 0 | 0 | 0 | 0 | 0
2016-10-22 03:00 | 0 | 0 | 0 | 0 | 534594.1523 | 0 | 388331 | 0 | 0 | 0 | 0 | 1741623.0758 | 2186958.9905 | 0 | 0 | 0 | 0 | 0 | 0 | 0 | 0 | 0 | 0 | 0 | 0 | 0 | 0 | 0 | 0 | 146263.1523 | 0 | 0 | 0 | 0 | 0 | 0 | 0 | 0 | 0 | 0 | 0 | 0 | 0 | 0 | 0 | 0
2016-10-22 04:00 | 0 | 0 | 0 | 0 | 107975.782 | 0 | 367509 | 0 | 0 | 0 | 0 | 1482089.8578 | 2186958.9905 | 0 | 0 | 0 | 0 | 0 | 0 | 0 | 0 | 0 | 0 | 0 | 0 | 0 | 0 | 0 | 0 | -259533.218 | 0 | 0 | 0 | 0 | 0 | 0 | 0 | 0 | 0 | 0 | 0 | 0 | 0 | 0 | 0 | 0
2016-10-22 05:00 | 0 | 0 | 0 | 0 | 90521.782 | 0 | 350055 | 0 | 0 | 0 | 0 | 1222556.6399 | 2186958.9905 | 0 | 0 | 0 | 0 | 0 | 0 | 0 | 0 | 0 | 0 | 0 | 0 | 0 | 0 | 0 | 0 | -259533.218 | 0 | 0 | 0 | 0 | 0 | 0 | 0 | 0 | 0 | 0 | 0 | 0 | 0 | 0 | 0 | 0
2016-10-22 06:00 | 0 | 0 | 0 | 0 | 77025.782 | 0 | 336559 | 0 | 0 | 0 | 0 | 963023.4219 | 2186958.9905 | 0 | 0 | 0 | 0 | 0 | 0 | 0 | 0 | 0 | 0 | 0 | 0 | 0 | 0 | 0 | 0 | -259533.218 | 0 | 0 | 0 | 0 | 0 | 0 | 0 | 0 | 0 | 0 | 0 | 0 | 0 | 0 | 0 | 0
2016-10-22 07:00 | 0 | 0 | 0 | 0 | 525133.7591 | 0 | 328180 | 0 | 0 | 0 | 0 | 1159977.181 | 2186958.9905 | 0 | 0 | 0 | 0 | 0 | 0 | 0 | 0 | 0 | 0 | 0 | 0 | 0 | 0 | 0 | 0 | 196953.7591 | 0 | 0 | 0 | 0 | 0 | 0 | 0 | 0 | 0 | 0 | 0 | 0 | 0 | 0 | 0 | 0
2016-10-22 08:00 | 0 | 0 | 0 | 0 | 64819.782 | 0 | 324353 | 0 | 0 | 0 | 0 | 900443.9631 | 2186958.9905 | 0 | 0 | 0 | 0 | 0 | 0 | 0 | 0 | 0 | 0 | 0 | 0 | 0 | 0 | 0 | 0 | -259533.218 | 0 | 0 | 0 | 0 | 0 | 0 | 0 | 0 | 0 | 0 | 0 | 0 | 0 | 0 | 0 | 0
2016-10-22 09:00 | 0 | 0 | 0 | 0 | 66747.782 | 0 | 326281 | 0 | 0 | 0 | 0 | 640910.7451 | 2186958.9905 | 0 | 0 | 0 | 0 | 0 | 0 | 0 | 0 | 0 | 0 | 0 | 0 | 0 | 0 | 0 | 0 | -259533.218 | 0 | 0 | 0 | 0 | 0 | 0 | 0 | 0 | 0 | 0 | 0 | 0 | 0 | 0 | 0 | 0
2016-10-22 10:00 | 0 | 0 | 0 | 0 | 108021.1849 | 0 | 333702 | 0 | 0 | 0 | 0 | 415229.93 | 2186958.9905 | 0 | 0 | 0 | 0 | 0 | 0 | 0 | 0 | 0 | 0 | 0 | 0 | 0 | 0 | 0 | 0 | -225680.8151 | 0 | 0 | 0 | 0 | 0 | 0 | 0 | 0 | 0 | 0 | 0 | 0 | 0 | 0 | 0 | 0
2016-10-22 11:00 | 0 | 0 | 0 | 0 | 450510.5059 | 0 | 346674 | 0 | 0 | 0 | 0 | 519066.4359 | 2186958.9905 | 0 | 0 | 0 | 0 | 0 | 0 | 0 | 0 | 0 | 0 | 0 | 0 | 0 | 0 | 0 | 0 | 103836.5059 | 0 | 0 | 0 | 0 | 0 | 0 | 0 | 0 | 0 | 0 | 0 | 0 | 0 | 0 | 0 | 0
2016-10-22 12:00 | 0 | 0 | 0 | 0 | 100627.782 | 0 | 360161 | 0 | 0 | 0 | 0 | 259533.218 | 2186958.9905 | 0 | 0 | 0 | 0 | 0 | 0 | 0 | 0 | 0 | 0 | 0 | 0 | 0 | 0 | 0 | 0 | -259533.218 | 0 | 0 | 0 | 0 | 0 | 0 | 0 | 0 | 0 | 0 | 0 | 0 | 0 | 0 | 0 | 0
2016-10-22 13:00 | 0 | 0 | 0 | 0 | 112126.6879 | 3001.0941 | 374661 | 0 | 0 | 0 | 0 | 0 | 2186958.9905 | 0 | 0 | 0 | 0 | 0 | 0 | 0 | 0 | 0 | 0 | 0 | 0 | 0 | 0 | 0 | 0 | -259533.218 | 0 | 0 | 0 | 0 | 0 | 0 | 0 | 0 | 0 | 0 | 0 | 0 | 0 | 0 | 0 | 0
2016-10-22 14:00 | 0 | 0 | 0 | 0 | 268349.5678 | 270074.6755 | 383664 | 0 | 0 | 0 | 0 | 154760.2433 | 2186958.9905 | 0 | 0 | 0 | 0 | 0 | 0 | 0 | 0 | 0 | 0 | 0 | 0 | 0 | 0 | 0 | 0 | 154760.2433 | 0 | 0 | 0 | 0 | 0 | 0 | 0 | 0 | 0 | 0 | 0 | 0 | 0 | 0 | 0 | 0
2016-10-22 15:00 | 0 | 0 | 0 | 0 | 0 | 632462.3888 | 387972 | 0 | 0 | 0 | 0 | 399250.6321 | 2186958.9905 | 0 | 0 | 0 | 0 | 0 | 0 | 0 | 0 | 0 | 0 | 0 | 0 | 0 | 0 | 0 | 0 | 244490.3888 | 0 | 0 | 0 | 0 | 0 | 0 | 0 | 0 | 0 | 0 | 0 | 0 | 0 | 0 | 0 | 0
2016-10-22 16:00 | 0 | 0 | 0 | 0 | 0 | 662516.6959 | 388617 | 0 | 0 | 0 | 0 | 658783.8501 | 2201325.4685 | 0 | 0 | 0 | 0 | 0 | 0 | 0 | 0 | 0 | 0 | 0 | 0 | 0 | 0 | 0 | 0 | 259533.218 | 14366.478 | 0 | 0 | 0 | 0 | 0 | 0 | 0 | 0 | 0 | 0 | 0 | 0 | 0 | 0 | 0
2016-10-22 17:00 | 0 | 0 | 0 | 0 | 0 | 664297.7362 | 388083 | 0 | 0 | 0 | 0 | 918317.068 | 2215691.9464 | 0 | 0 | 0 | 0 | 0 | 0 | 2315.0403 | 0 | 0 | 0 | 0 | 0 | 0 | 0 | 0 | 0 | 259533.218 | 14366.478 | 0 | 0 | 0 | 0 | 0 | 0 | 0 | 0 | 2315.0403 | 0 | 0 | 0 | 0 | 0 | 0
2016-10-22 18:00 | 0 | 0 | 0 | 0 | 0 | 672499.2266 | 387684 | 0 | 0 | 0 | 0 | 1177850.286 | 2230058.4244 | 0 | 0 | 0 | 0 | 0 | 0 | 13230.5709 | 0 | 0 | 0 | 0 | 0 | 0 | 0 | 0 | 0 | 259533.218 | 14366.478 | 0 | 0 | 0 | 0 | 0 | 0 | 0 | 0 | 10915.5306 | 0 | 0 | 0 | 0 | 0 | 0
2016-10-22 19:00 | 0 | 0 | 0 | 0 | 0 | 660431.7369 | 389417 | 0 | 0 | 0 | 0 | 1437383.504 | 2244424.9024 | 0 | 0 | 0 | 0 | 0 | 0 | 10345.6118 | 0 | 0 | 0 | 0 | 0 | 0 | 0 | 0 | 0 | 259533.218 | 14366.478 | 0 | 0 | 0 | 0 | 0 | 0 | 0 | 0 | -2884.9591 | 0 | 0 | 0 | 0 | 0 | 0
2016-10-22 20:00 | 0 | 0 | 0 | 0 | 0 | 668911.6101 | 393748 | 0 | 0 | 0 | 0 | 1696916.7219 | 2258791.3804 | 0 | 0 | 0 | 0 | 0 | 0 | 11609.526 | 0 | 0 | 0 | 0 | 0 | 0 | 0 | 0 | 0 | 259533.218 | 14366.478 | 0 | 0 | 0 | 0 | 0 | 0 | 0 | 0 | 1263.9142 | 0 | 0 | 0 | 0 | 0 | 0
2016-10-22 21:00 | 0 | 0 | 0 | 0 | 0 | 684778.4596 | 398974 | 0 | 0 | 0 | 0 | 1956449.9399 | 2273157.8584 | 0 | 0 | 0 | 0 | 0 | 0 | 23514.2896 | 0 | 0 | 0 | 0 | 0 | 0 | 0 | 0 | 0 | 259533.218 | 14366.478 | 0 | 0 | 0 | 0 | 0 | 0 | 0 | 0 | 11904.7636 | 0 | 0 | 0 | 0 | 0 | 0
2016-10-22 22:00 | 0 | 0 | 0 | 0 | 0 | 648548.8956 | 403878 | 0 | 0 | 0 | 0 | 2215983.1579 | 2273157.8584 | 0 | 0 | 0 | 0 | 0 | 0 | 8651.9672 | 0 | 0 | 0 | 0 | 0 | 0 | 0 | 0 | 0 | 259533.218 | 0 | 0 | 0 | 0 | 0 | 0 | 0 | 0 | 0 | -14862.3224 | 0 | 0 | 0 | 0 | 0 | 0
2016-10-22 23:00 | 0 | 0 | 0 | 0 | 0 | 445564.8242 | 410658 | 0 | 0 | 0 | 0 | 2259541.9493 | 2273157.8584 | 0 | 0 | 0 | 0 | 0 | 0 | 0 | 0 | 0 | 0 | 0 | 0 | 0 | 0 | 0 | 0 | 43558.7914 | 0 | 0 | 0 | 0 | 0 | 0 | 0 | 0 | 0 | -8651.9672 | 0 | 0 | 0 | 0 | 0 | 0
2016-10-23 | 0 | 0 | 0 | 0 | 61648.4419 | 89055.3402 | 410237 | 0 | 0 | 0 | 0 | 2000008.7313 | 2273157.8584 | 0 | 0 | 0 | 0 | 0 | 0 | 0 | 0 | 0 | 0 | 0 | 0 | 0 | 0 | 0 | 0 | -259533.218 | 0 | 0 | 0 | 0 | 0 | 0 | 0 | 0 | 0 | 0 | 0 | 0 | 0 | 0 | 0 | 0
2016-10-23 01:00 | 0 | 0 | 0 | 0 | 143534.4262 | 13.3559 | 403081 | 0 | 0 | 0 | 0 | 1740475.5133 | 2273157.8584 | 0 | 0 | 0 | 0 | 0 | 0 | 0 | 0 | 0 | 0 | 0 | 0 | 0 | 0 | 0 | 0 | -259533.218 | 0 | 0 | 0 | 0 | 0 | 0 | 0 | 0 | 0 | 0 | 0 | 0 | 0 | 0 | 0 | 0
2016-10-23 02:00 | 0 | 0 | 0 | 0 | 129861.782 | 0 | 389395 | 0 | 0 | 0 | 0 | 1480942.2954 | 2273157.8584 | 0 | 0 | 0 | 0 | 0 | 0 | 0 | 0 | 0 | 0 | 0 | 0 | 0 | 0 | 0 | 0 | -259533.218 | 0 | 0 | 0 | 0 | 0 | 0 | 0 | 0 | 0 | 0 | 0 | 0 | 0 | 0 | 0 | 0
2016-10-23 03:00 | 0 | 0 | 0 | 0 | 112305.782 | 0 | 371839 | 0 | 0 | 0 | 0 | 1221409.0774 | 2273157.8584 | 0 | 0 | 0 | 0 | 0 | 0 | 0 | 0 | 0 | 0 | 0 | 0 | 0 | 0 | 0 | 0 | -259533.218 | 0 | 0 | 0 | 0 | 0 | 0 | 0 | 0 | 0 | 0 | 0 | 0 | 0 | 0 | 0 | 0
2016-10-23 04:00 | 0 | 0 | 0 | 0 | 613916.218 | 0 | 354383 | 0 | 0 | 0 | 0 | 1480942.2954 | 2273157.8584 | 0 | 0 | 0 | 0 | 0 | 0 | 0 | 0 | 0 | 0 | 0 | 0 | 0 | 0 | 0 | 0 | 259533.218 | 0 | 0 | 0 | 0 | 0 | 0 | 0 | 0 | 0 | 0 | 0 | 0 | 0 | 0 | 0 | 0
2016-10-23 05:00 | 0 | 0 | 0 | 0 | 79991.782 | 0 | 339525 | 0 | 0 | 0 | 0 | 1221409.0774 | 2273157.8584 | 0 | 0 | 0 | 0 | 0 | 0 | 0 | 0 | 0 | 0 | 0 | 0 | 0 | 0 | 0 | 0 | -259533.218 | 0 | 0 | 0 | 0 | 0 | 0 | 0 | 0 | 0 | 0 | 0 | 0 | 0 | 0 | 0 | 0
2016-10-23 06:00 | 0 | 0 | 0 | 0 | 68826.782 | 0 | 328360 | 0 | 0 | 0 | 0 | 961875.8594 | 2273157.8584 | 0 | 0 | 0 | 0 | 0 | 0 | 0 | 0 | 0 | 0 | 0 | 0 | 0 | 0 | 0 | 0 | -259533.218 | 0 | 0 | 0 | 0 | 0 | 0 | 0 | 0 | 0 | 0 | 0 | 0 | 0 | 0 | 0 | 0
2016-10-23 07:00 | 0 | 0 | 0 | 0 | 61943.782 | 0 | 321477 | 0 | 0 | 0 | 0 | 702342.6415 | 2273157.8584 | 0 | 0 | 0 | 0 | 0 | 0 | 0 | 0 | 0 | 0 | 0 | 0 | 0 | 0 | 0 | 0 | -259533.218 | 0 | 0 | 0 | 0 | 0 | 0 | 0 | 0 | 0 | 0 | 0 | 0 | 0 | 0 | 0 | 0
2016-10-23 08:00 | 0 | 0 | 0 | 0 | 578034.218 | 0 | 318501 | 0 | 0 | 0 | 0 | 961875.8594 | 2273157.8584 | 0 | 0 | 0 | 0 | 0 | 0 | 0 | 0 | 0 | 0 | 0 | 0 | 0 | 0 | 0 | 0 | 259533.218 | 0 | 0 | 0 | 0 | 0 | 0 | 0 | 0 | 0 | 0 | 0 | 0 | 0 | 0 | 0 | 0
2016-10-23 09:00 | 0 | 0 | 0 | 0 | 59303.782 | 0 | 318837 | 0 | 0 | 0 | 0 | 702342.6415 | 2273157.8584 | 0 | 0 | 0 | 0 | 0 | 0 | 0 | 0 | 0 | 0 | 0 | 0 | 0 | 0 | 0 | 0 | -259533.218 | 0 | 0 | 0 | 0 | 0 | 0 | 0 | 0 | 0 | 0 | 0 | 0 | 0 | 0 | 0 | 0
2016-10-23 10:00 | 0 | 0 | 0 | 0 | 66244.782 | 0 | 325778 | 0 | 0 | 0 | 0 | 442809.4235 | 2273157.8584 | 0 | 0 | 0 | 0 | 0 | 0 | 0 | 0 | 0 | 0 | 0 | 0 | 0 | 0 | 0 | 0 | -259533.218 | 0 | 0 | 0 | 0 | 0 | 0 | 0 | 0 | 0 | 0 | 0 | 0 | 0 | 0 | 0 | 0
2016-10-23 11:00 | 0 | 0 | 0 | 0 | 76105.782 | 0 | 335639 | 0 | 0 | 0 | 0 | 183276.2055 | 2273157.8584 | 0 | 0 | 0 | 0 | 0 | 0 | 0 | 0 | 0 | 0 | 0 | 0 | 0 | 0 | 0 | 0 | -259533.218 | 0 | 0 | 0 | 0 | 0 | 0 | 0 | 0 | 0 | 0 | 0 | 0 | 0 | 0 | 0 | 0
2016-10-23 12:00 | 0 | 0 | 0 | 0 | 557327.5911 | 0 | 347934 | 0 | 0 | 0 | 0 | 392669.7966 | 2273157.8584 | 0 | 0 | 0 | 0 | 0 | 0 | 0 | 0 | 0 | 0 | 0 | 0 | 0 | 0 | 0 | 0 | 209393.5911 | 0 | 0 | 0 | 0 | 0 | 0 | 0 | 0 | 0 | 0 | 0 | 0 | 0 | 0 | 0 | 0
2016-10-23 13:00 | 0 | 0 | 0 | 0 | 97904.2716 | 1467.5105 | 358905 | 0 | 0 | 0 | 0 | 133136.5787 | 2273157.8584 | 0 | 0 | 0 | 0 | 0 | 0 | 0 | 0 | 0 | 0 | 0 | 0 | 0 | 0 | 0 | 0 | -259533.218 | 0 | 0 | 0 | 0 | 0 | 0 | 0 | 0 | 0 | 0 | 0 | 0 | 0 | 0 | 0 | 0
2016-10-23 14:00 | 0 | 0 | 0 | 0 | 315470.646 | 231602.409 | 364785 | 0 | 0 | 0 | 0 | 315424.6337 | 2273157.8584 | 0 | 0 | 0 | 0 | 0 | 0 | 0 | 0 | 0 | 0 | 0 | 0 | 0 | 0 | 0 | 0 | 182288.055 | 0 | 0 | 0 | 0 | 0 | 0 | 0 | 0 | 0 | 0 | 0 | 0 | 0 | 0 | 0 | 0
2016-10-23 15:00 | 0 | 0 | 0 | 0 | 126767.3334 | 501728.8846 | 368963 | 0 | 0 | 0 | 0 | 574957.8517 | 2273157.8584 | 0 | 0 | 0 | 0 | 0 | 0 | 0 | 0 | 0 | 0 | 0 | 0 | 0 | 0 | 0 | 0 | 259533.218 | 0 | 0 | 0 | 0 | 0 | 0 | 0 | 0 | 0 | 0 | 0 | 0 | 0 | 0 | 0 | 0
2016-10-23 16:00 | 0 | 0 | 0 | 0 | 0 | 620989.3748 | 373345 | 0 | 0 | 0 | 0 | 808235.7485 | 2287524.3363 | 0 | 0 | 0 | 0 | 0 | 0 | 0 | 0 | 0 | 0 | 0 | 0 | 0 | 0 | 0 | 0 | 233277.8969 | 14366.478 | 0 | 0 | 0 | 0 | 0 | 0 | 0 | 0 | 0 | 0 | 0 | 0 | 0 | 0 | 0
2016-10-23 17:00 | 0 | 0 | 0 | 0 | 0 | 635945.6545 | 377387 | 0 | 0 | 0 | 0 | 1067768.9665 | 2286549.7729 | 0 | 0 | 0 | 0 | 0 | 0 | 0 | 0 | 0 | 0 | 0 | 0 | 0 | 0 | 0 | 0 | 259533.218 | 0 | 974.5635 | 0 | 0 | 0 | 0 | 0 | 0 | 0 | 0 | 0 | 0 | 0 | 0 | 0 | 0
2016-10-23 18:00 | 0 | 0 | 0 | 0 | 0 | 617575.4354 | 380953 | 0 | 0 | 0 | 0 | 1290024.9239 | 2300916.2508 | 0 | 0 | 0 | 0 | 0 | 0 | 0 | 0 | 0 | 0 | 0 | 0 | 0 | 0 | 0 | 0 | 222255.9574 | 14366.478 | 0 | 0 | 0 | 0 | 0 | 0 | 0 | 0 | 0 | 0 | 0 | 0 | 0 | 0 | 0
2016-10-23 19:00 | 0 | 0 | 0 | 0 | 0 | 601827.4293 | 384868 | 0 | 0 | 0 | 0 | 1506984.3532 | 2300916.2508 | 0 | 0 | 0 | 0 | 0 | 0 | 0 | 0 | 0 | 0 | 0 | 0 | 0 | 0 | 0 | 0 | 216959.4293 | 0 | 0 | 0 | 0 | 0 | 0 | 0 | 0 | 0 | 0 | 0 | 0 | 0 | 0 | 0 | 0
2016-10-23 20:00 | 0 | 0 | 0 | 0 | 0 | 602271.1836 | 391183 | 0 | 0 | 0 | 0 | 1718072.5368 | 2300916.2508 | 0 | 0 | 0 | 0 | 0 | 0 | 0 | 0 | 0 | 0 | 0 | 0 | 0 | 0 | 0 | 0 | 211088.1836 | 0 | 0 | 0 | 0 | 0 | 0 | 0 | 0 | 0 | 0 | 0 | 0 | 0 | 0 | 0 | 0
2016-10-23 21:00 | 0 | 0 | 0 | 0 | 57381.7029 | 600979.5151 | 398828 | 0 | 0 | 0 | 0 | 1977605.7548 | 2300916.2508 | 0 | 0 | 0 | 0 | 0 | 0 | 0 | 0 | 0 | 0 | 0 | 0 | 0 | 0 | 0 | 0 | 259533.218 | 0 | 0 | 0 | 0 | 0 | 0 | 0 | 0 | 0 | 0 | 0 | 0 | 0 | 0 | 0 | 0
2016-10-23 22:00 | 0 | 0 | 0 | 0 | 0 | 551572.3612 | 408238 | 0 | 0 | 0 | 0 | 2120940.116 | 2300916.2508 | 0 | 0 | 0 | 0 | 0 | 0 | 0 | 0 | 0 | 0 | 0 | 0 | 0 | 0 | 0 | 0 | 143334.3612 | 0 | 0 | 0 | 0 | 0 | 0 | 0 | 0 | 0 | 0 | 0 | 0 | 0 | 0 | 0 | 0
2016-10-23 23:00 | 0 | 0 | 0 | 0 | 0 | 365350.3829 | 420251 | 0 | 0 | 0 | 0 | 2066039.4988 | 2300916.2508 | 0 | 0 | 0 | 0 | 0 | 0 | 0 | 0 | 0 | 0 | 0 | 0 | 0 | 0 | 0 | 0 | -54900.6171 | 0 | 0 | 0 | 0 | 0 | 0 | 0 | 0 | 0 | 0 | 0 | 0 | 0 | 0 | 0 | 0
2016-10-24 | 0 | 0 | 0 | 0 | 118542.4501 | 58885.8099 | 422595 | 0 | 0 | 0 | 0 | 1806506.2809 | 2315282.7288 | 0 | 0 | 0 | 0 | 0 | 0 | 0 | 0 | 0 | 0 | 0 | 0 | 0 | 0 | 0 | 0 | -259533.218 | 14366.478 | 0 | 0 | 0 | 0 | 0 | 0 | 0 | 0 | 0 | 0 | 0 | 0 | 0 | 0 | 0
2016-10-24 01:00 | 0 | 0 | 0 | 0 | 152113.8756 | 11.9064 | 411659 | 0 | 0 | 0 | 0 | 1546973.0629 | 2315282.7288 | 0 | 0 | 0 | 0 | 0 | 0 | 0 | 0 | 0 | 0 | 0 | 0 | 0 | 0 | 0 | 0 | -259533.218 | 0 | 0 | 0 | 0 | 0 | 0 | 0 | 0 | 0 | 0 | 0 | 0 | 0 | 0 | 0 | 0
2016-10-24 02:00 | 0 | 0 | 0 | 0 | 648485.7107 | 0 | 393670 | 0 | 0 | 0 | 0 | 1801788.7736 | 2315282.7288 | 0 | 0 | 0 | 0 | 0 | 0 | 0 | 0 | 0 | 0 | 0 | 0 | 0 | 0 | 0 | 0 | 254815.7107 | 0 | 0 | 0 | 0 | 0 | 0 | 0 | 0 | 0 | 0 | 0 | 0 | 0 | 0 | 0 | 0
2016-10-24 03:00 | 0 | 0 | 0 | 0 | 112025.782 | 0 | 371559 | 0 | 0 | 0 | 0 | 1542255.5556 | 2315282.7288 | 0 | 0 | 0 | 0 | 0 | 0 | 0 | 0 | 0 | 0 | 0 | 0 | 0 | 0 | 0 | 0 | -259533.218 | 0 | 0 | 0 | 0 | 0 | 0 | 0 | 0 | 0 | 0 | 0 | 0 | 0 | 0 | 0 | 0
2016-10-24 04:00 | 0 | 0 | 0 | 0 | 92808.782 | 0 | 352342 | 0 | 0 | 0 | 0 | 1282722.3377 | 2315282.7288 | 0 | 0 | 0 | 0 | 0 | 0 | 0 | 0 | 0 | 0 | 0 | 0 | 0 | 0 | 0 | 0 | -259533.218 | 0 | 0 | 0 | 0 | 0 | 0 | 0 | 0 | 0 | 0 | 0 | 0 | 0 | 0 | 0 | 0
2016-10-24 05:00 | 0 | 0 | 0 | 0 | 523800.3036 | 0 | 336659 | 0 | 0 | 0 | 0 | 1469863.6413 | 2315282.7288 | 0 | 0 | 0 | 0 | 0 | 0 | 0 | 0 | 0 | 0 | 0 | 0 | 0 | 0 | 0 | 0 | 187141.3036 | 0 | 0 | 0 | 0 | 0 | 0 | 0 | 0 | 0 | 0 | 0 | 0 | 0 | 0 | 0 | 0
2016-10-24 06:00 | 0 | 0 | 0 | 0 | 66339.782 | 0 | 325873 | 0 | 0 | 0 | 0 | 1210330.4233 | 2315282.7288 | 0 | 0 | 0 | 0 | 0 | 0 | 0 | 0 | 0 | 0 | 0 | 0 | 0 | 0 | 0 | 0 | -259533.218 | 0 | 0 | 0 | 0 | 0 | 0 | 0 | 0 | 0 | 0 | 0 | 0 | 0 | 0 | 0 | 0
2016-10-24 07:00 | 0 | 0 | 0 | 0 | 449416.1207 | 0 | 321177 | 0 | 0 | 0 | 0 | 1338569.5439 | 2315282.7288 | 0 | 0 | 0 | 0 | 0 | 0 | 0 | 0 | 0 | 0 | 0 | 0 | 0 | 0 | 0 | 0 | 128239.1207 | 0 | 0 | 0 | 0 | 0 | 0 | 0 | 0 | 0 | 0 | 0 | 0 | 0 | 0 | 0 | 0
2016-10-24 08:00 | 0 | 0 | 0 | 0 | 62581.782 | 0 | 322115 | 0 | 0 | 0 | 0 | 1079036.326 | 2315282.7288 | 0 | 0 | 0 | 0 | 0 | 0 | 0 | 0 | 0 | 0 | 0 | 0 | 0 | 0 | 0 | 0 | -259533.218 | 0 | 0 | 0 | 0 | 0 | 0 | 0 | 0 | 0 | 0 | 0 | 0 | 0 | 0 | 0 | 0
2016-10-24 09:00 | 0 | 0 | 0 | 0 | 382176.2055 | 0 | 334390 | 0 | 0 | 0 | 0 | 1126822.5315 | 2315282.7288 | 0 | 0 | 0 | 0 | 0 | 0 | 0 | 0 | 0 | 0 | 0 | 0 | 0 | 0 | 0 | 0 | 47786.2055 | 0 | 0 | 0 | 0 | 0 | 0 | 0 | 0 | 0 | 0 | 0 | 0 | 0 | 0 | 0 | 0
2016-10-24 10:00 | 0 | 0 | 0 | 0 | 353064.2369 | 0 | 362713 | 0 | 0 | 0 | 0 | 1117173.7684 | 2315282.7288 | 0 | 0 | 0 | 0 | 0 | 0 | 0 | 0 | 0 | 0 | 0 | 0 | 0 | 0 | 0 | 0 | -9648.7631 | 0 | 0 | 0 | 0 | 0 | 0 | 0 | 0 | 0 | 0 | 0 | 0 | 0 | 0 | 0 | 0
2016-10-24 11:00 | 0 | 0 | 0 | 0 | 325363.8378 | 0 | 392252 | 0 | 0 | 0 | 0 | 1050285.6062 | 2315282.7288 | 0 | 0 | 0 | 0 | 0 | 0 | 0 | 0 | 0 | 0 | 0 | 0 | 0 | 0 | 0 | 0 | -66888.1622 | 0 | 0 | 0 | 0 | 0 | 0 | 0 | 0 | 0 | 0 | 0 | 0 | 0 | 0 | 0 | 0
2016-10-24 12:00 | 0 | 0 | 0 | 0 | 146831.782 | 0 | 406365 | 0 | 0 | 0 | 0 | 790752.3882 | 2315282.7288 | 0 | 0 | 0 | 0 | 0 | 0 | 0 | 0 | 0 | 0 | 0 | 0 | 0 | 0 | 0 | 0 | -259533.218 | 0 | 0 | 0 | 0 | 0 | 0 | 0 | 0 | 0 | 0 | 0 | 0 | 0 | 0 | 0 | 0
2016-10-24 13:00 | 0 | 0 | 0 | 0 | 247999.7037 | 2174.9582 | 414488 | 0 | 0 | 0 | 0 | 588558.2826 | 2329649.2068 | 0 | 0 | 0 | 0 | 0 | 0 | 23514.2896 | 0 | 0 | 0 | 0 | 0 | 0 | 0 | 0 | 0 | -202194.1056 | 14366.478 | 0 | 0 | 0 | 0 | 0 | 0 | 0 | 0 | 23514.2896 | 0 | 0 | 0 | 0 | 0 | 0
2016-10-24 14:00 | 0 | 0 | 0 | 0 | 157862.0685 | 231943.1348 | 422221 | 0 | 0 | 0 | 0 | 579656.7755 | 2329649.2068 | 0 | 0 | 0 | 0 | 0 | 0 | 0 | 0 | 0 | 0 | 0 | 0 | 0 | 0 | 0 | 0 | -8901.5071 | 0 | 0 | 0 | 0 | 0 | 0 | 0 | 0 | 0 | -23514.2896 | 0 | 0 | 0 | 0 | 0 | 0
2016-10-24 15:00 | 0 | 0 | 0 | 0 | 0 | 435547.7943 | 427759 | 0 | 0 | 0 | 0 | 563931.2802 | 2329649.2068 | 0 | 0 | 0 | 0 | 0 | 0 | 23514.2896 | 0 | 0 | 0 | 0 | 0 | 0 | 0 | 0 | 0 | -15725.4953 | 0 | 0 | 0 | 0 | 0 | 0 | 0 | 0 | 0 | 23514.2896 | 0 | 0 | 0 | 0 | 0 | 0
2016-10-24 16:00 | 0 | 0 | 0 | 0 | 138564.8579 | 529814.0705 | 432360 | 0 | 0 | 0 | 0 | 823464.4981 | 2329649.2068 | 0 | 0 | 0 | 0 | 0 | 0 | 0 | 0 | 0 | 0 | 0 | 0 | 0 | 0 | 0 | 0 | 259533.218 | 0 | 0 | 0 | 0 | 0 | 0 | 0 | 0 | 0 | -23514.2896 | 0 | 0 | 0 | 0 | 0 | 0
2016-10-24 17:00 | 0 | 0 | 0 | 0 | 0 | 548386.5782 | 437102 | 0 | 0 | 0 | 0 | 934749.0763 | 2329649.2068 | 0 | 0 | 0 | 0 | 0 | 0 | 0 | 0 | 0 | 0 | 0 | 0 | 0 | 0 | 0 | 0 | 111284.5782 | 0 | 0 | 0 | 0 | 0 | 0 | 0 | 0 | 0 | 0 | 0 | 0 | 0 | 0 | 0 | 0
2016-10-24 18:00 | 0 | 0 | 0 | 0 | 0 | 535979.3339 | 441106 | 0 | 0 | 0 | 0 | 1029622.4102 | 2329649.2068 | 0 | 0 | 0 | 0 | 0 | 0 | 0 | 0 | 0 | 0 | 0 | 0 | 0 | 0 | 0 | 0 | 94873.3339 | 0 | 0 | 0 | 0 | 0 | 0 | 0 | 0 | 0 | 0 | 0 | 0 | 0 | 0 | 0 | 0
2016-10-24 19:00 | 0 | 0 | 0 | 0 | 0 | 518878.7151 | 444839 | 0 | 0 | 0 | 0 | 1103662.1253 | 2329649.2068 | 0 | 0 | 0 | 0 | 0 | 0 | 0 | 0 | 0 | 0 | 0 | 0 | 0 | 0 | 0 | 0 | 74039.7151 | 0 | 0 | 0 | 0 | 0 | 0 | 0 | 0 | 0 | 0 | 0 | 0 | 0 | 0 | 0 | 0
2016-10-24 20:00 | 0 | 0 | 0 | 0 | 0 | 501484.1057 | 448354 | 0 | 0 | 0 | 0 | 1156792.231 | 2329649.2068 | 0 | 0 | 0 | 0 | 0 | 0 | 0 | 0 | 0 | 0 | 0 | 0 | 0 | 0 | 0 | 0 | 53130.1057 | 0 | 0 | 0 | 0 | 0 | 0 | 0 | 0 | 0 | 0 | 0 | 0 | 0 | 0 | 0 | 0
2016-10-24 21:00 | 0 | 0 | 0 | 0 | 196926.0655 | 466243.5654 | 451542 | 0 | 0 | 0 | 0 | 1368419.8619 | 2329649.2068 | 0 | 0 | 0 | 0 | 0 | 0 | 0 | 0 | 0 | 0 | 0 | 0 | 0 | 0 | 0 | 0 | 211627.6309 | 0 | 0 | 0 | 0 | 0 | 0 | 0 | 0 | 0 | 0 | 0 | 0 | 0 | 0 | 0 | 0
2016-10-24 22:00 | 0 | 0 | 0 | 0 | 0 | 392818.182 | 454806 | 0 | 0 | 0 | 0 | 1306432.0439 | 2329649.2068 | 0 | 0 | 0 | 0 | 0 | 0 | 0 | 0 | 0 | 0 | 0 | 0 | 0 | 0 | 0 | 0 | -61987.818 | 0 | 0 | 0 | 0 | 0 | 0 | 0 | 0 | 0 | 0 | 0 | 0 | 0 | 0 | 0 | 0
2016-10-24 23:00 | 0 | 0 | 0 | 0 | 0 | 234750.6889 | 462102 | 0 | 0 | 0 | 0 | 1079080.7328 | 2329649.2068 | 0 | 0 | 0 | 0 | 0 | 0 | 0 | 0 | 0 | 0 | 0 | 0 | 0 | 0 | 0 | 0 | -227351.3111 | 0 | 0 | 0 | 0 | 0 | 0 | 0 | 0 | 0 | 0 | 0 | 0 | 0 | 0 | 0 | 0
2016-10-25 | 0 | 0 | 0 | 0 | 163442.2962 | 50808.9638 | 459418 | 0 | 0 | 0 | 0 | 819547.5149 | 2344015.6848 | 0 | 0 | 0 | 0 | 0 | 0 | 0 | 0 | 0 | 0 | 0 | 0 | 0 | 0 | 0 | 0 | -259533.218 | 14366.478 | 0 | 0 | 0 | 0 | 0 | 0 | 0 | 0 | 0 | 0 | 0 | 0 | 0 | 0 | 0
2016-10-25 01:00 | 0 | 0 | 0 | 0 | 596408.8709 | 13.2523 | 445715 | 0 | 0 | 0 | 0 | 1079080.7328 | 2235189.5901 | 0 | 0 | 0 | 0 | 0 | 0 | 0 | 0 | 0 | 0 | 0 | 0 | 0 | 0 | 0 | 0 | 259533.218 | 0 | 108826.0947 | 0 | 0 | 0 | 0 | 0 | 0 | 0 | 0 | 0 | 0 | 0 | 0 | 0 | 0
2016-10-25 02:00 | 0 | 0 | 0 | 0 | 162364.782 | 0 | 421898 | 0 | 0 | 0 | 0 | 819547.5149 | 2235189.5901 | 0 | 0 | 0 | 0 | 0 | 0 | 0 | 0 | 0 | 0 | 0 | 0 | 0 | 0 | 0 | 0 | -259533.218 | 0 | 0 | 0 | 0 | 0 | 0 | 0 | 0 | 0 | 0 | 0 | 0 | 0 | 0 | 0 | 0
2016-10-25 03:00 | 0 | 0 | 0 | 0 | 135756.782 | 0 | 395290 | 0 | 0 | 0 | 0 | 560014.2969 | 2235189.5901 | 0 | 0 | 0 | 0 | 0 | 0 | 0 | 0 | 0 | 0 | 0 | 0 | 0 | 0 | 0 | 0 | -259533.218 | 0 | 0 | 0 | 0 | 0 | 0 | 0 | 0 | 0 | 0 | 0 | 0 | 0 | 0 | 0 | 0
2016-10-25 04:00 | 0 | 0 | 0 | 0 | 630461.218 | 0 | 370928 | 0 | 0 | 0 | 0 | 819547.5149 | 2235189.5901 | 0 | 0 | 0 | 0 | 0 | 0 | 0 | 0 | 0 | 0 | 0 | 0 | 0 | 0 | 0 | 0 | 259533.218 | 0 | 0 | 0 | 0 | 0 | 0 | 0 | 0 | 0 | 0 | 0 | 0 | 0 | 0 | 0 | 0
2016-10-25 05:00 | 0 | 0 | 0 | 0 | 93574.782 | 0 | 353108 | 0 | 0 | 0 | 0 | 560014.2969 | 2235189.5901 | 0 | 0 | 0 | 0 | 0 | 0 | 0 | 0 | 0 | 0 | 0 | 0 | 0 | 0 | 0 | 0 | -259533.218 | 0 | 0 | 0 | 0 | 0 | 0 | 0 | 0 | 0 | 0 | 0 | 0 | 0 | 0 | 0 | 0
2016-10-25 06:00 | 0 | 0 | 0 | 0 | 467119.2824 | 0 | 340493 | 0 | 0 | 0 | 0 | 686640.5793 | 2235189.5901 | 0 | 0 | 0 | 0 | 0 | 0 | 0 | 0 | 0 | 0 | 0 | 0 | 0 | 0 | 0 | 0 | 126626.2824 | 0 | 0 | 0 | 0 | 0 | 0 | 0 | 0 | 0 | 0 | 0 | 0 | 0 | 0 | 0 | 0
2016-10-25 07:00 | 0 | 0 | 0 | 0 | 546634.2525 | 0 | 333872 | 0 | 0 | 0 | 0 | 899402.8318 | 2235189.5901 | 0 | 0 | 0 | 0 | 0 | 0 | 0 | 0 | 0 | 0 | 0 | 0 | 0 | 0 | 0 | 0 | 212762.2525 | 0 | 0 | 0 | 0 | 0 | 0 | 0 | 0 | 0 | 0 | 0 | 0 | 0 | 0 | 0 | 0
2016-10-25 08:00 | 0 | 0 | 0 | 0 | 74306.782 | 0 | 333840 | 0 | 0 | 0 | 0 | 639869.6138 | 2235189.5901 | 0 | 0 | 0 | 0 | 0 | 0 | 0 | 0 | 0 | 0 | 0 | 0 | 0 | 0 | 0 | 0 | -259533.218 | 0 | 0 | 0 | 0 | 0 | 0 | 0 | 0 | 0 | 0 | 0 | 0 | 0 | 0 | 0 | 0
2016-10-25 09:00 | 0 | 0 | 0 | 0 | 483591.5929 | 0 | 345250 | 0 | 0 | 0 | 0 | 778211.2067 | 2235189.5901 | 0 | 0 | 0 | 0 | 0 | 0 | 0 | 0 | 0 | 0 | 0 | 0 | 0 | 0 | 0 | 0 | 138341.5929 | 0 | 0 | 0 | 0 | 0 | 0 | 0 | 0 | 0 | 0 | 0 | 0 | 0 | 0 | 0 | 0
2016-10-25 10:00 | 0 | 0 | 0 | 0 | 469880.2879 | 0 | 374380 | 0 | 0 | 0 | 0 | 873711.4946 | 2235189.5901 | 0 | 0 | 0 | 0 | 0 | 0 | 0 | 0 | 0 | 0 | 0 | 0 | 0 | 0 | 0 | 0 | 95500.2879 | 0 | 0 | 0 | 0 | 0 | 0 | 0 | 0 | 0 | 0 | 0 | 0 | 0 | 0 | 0 | 0
2016-10-25 11:00 | 0 | 0 | 0 | 0 | 143257.782 | 0 | 402791 | 0 | 0 | 0 | 0 | 614178.2766 | 2235189.5901 | 0 | 0 | 0 | 0 | 0 | 0 | 0 | 0 | 0 | 0 | 0 | 0 | 0 | 0 | 0 | 0 | -259533.218 | 0 | 0 | 0 | 0 | 0 | 0 | 0 | 0 | 0 | 0 | 0 | 0 | 0 | 0 | 0 | 0
2016-10-25 12:00 | 0 | 0 | 0 | 0 | 155043.782 | 0 | 414577 | 0 | 0 | 0 | 0 | 354645.0587 | 2235189.5901 | 0 | 0 | 0 | 0 | 0 | 0 | 0 | 0 | 0 | 0 | 0 | 0 | 0 | 0 | 0 | 0 | -259533.218 | 0 | 0 | 0 | 0 | 0 | 0 | 0 | 0 | 0 | 0 | 0 | 0 | 0 | 0 | 0 | 0
2016-10-25 13:00 | 0 | 0 | 0 | 0 | 433896.4817 | 630.0852 | 420864 | 0 | 0 | 0 | 0 | 368307.6256 | 2235189.5901 | 0 | 0 | 0 | 0 | 0 | 0 | 0 | 0 | 0 | 0 | 0 | 0 | 0 | 0 | 0 | 0 | 13662.5669 | 0 | 0 | 0 | 0 | 0 | 0 | 0 | 0 | 0 | 0 | 0 | 0 | 0 | 0 | 0 | 0
2016-10-25 14:00 | 0 | 0 | 0 | 0 | 59221.175 | 107025.607 | 425780 | 0 | 0 | 0 | 0 | 108774.4076 | 2235189.5901 | 0 | 0 | 0 | 0 | 0 | 0 | 0 | 0 | 0 | 0 | 0 | 0 | 0 | 0 | 0 | 0 | -259533.218 | 0 | 0 | 0 | 0 | 0 | 0 | 0 | 0 | 0 | 0 | 0 | 0 | 0 | 0 | 0 | 0
2016-10-25 15:00 | 0 | 0 | 0 | 0 | 307594.7549 | 381299.4631 | 429361 | 0 | 0 | 0 | 0 | 368307.6256 | 2235189.5901 | 0 | 0 | 0 | 0 | 0 | 0 | 0 | 0 | 0 | 0 | 0 | 0 | 0 | 0 | 0 | 0 | 259533.218 | 0 | 0 | 0 | 0 | 0 | 0 | 0 | 0 | 0 | 0 | 0 | 0 | 0 | 0 | 0 | 0
2016-10-25 16:00 | 0 | 0 | 0 | 0 | 146241.897 | 546455.321 | 433164 | 0 | 0 | 0 | 0 | 627840.8435 | 2235189.5901 | 0 | 0 | 0 | 0 | 0 | 0 | 0 | 0 | 0 | 0 | 0 | 0 | 0 | 0 | 0 | 0 | 259533.218 | 0 | 0 | 0 | 0 | 0 | 0 | 0 | 0 | 0 | 0 | 0 | 0 | 0 | 0 | 0 | 0
2016-10-25 17:00 | 0 | 0 | 0 | 0 | 0 | 606977.797 | 437173 | 0 | 0 | 0 | 0 | 797645.6405 | 2235189.5901 | 0 | 0 | 0 | 0 | 0 | 0 | 0 | 0 | 0 | 0 | 0 | 0 | 0 | 0 | 0 | 0 | 169804.797 | 0 | 0 | 0 | 0 | 0 | 0 | 0 | 0 | 0 | 0 | 0 | 0 | 0 | 0 | 0 | 0
2016-10-25 18:00 | 0 | 0 | 0 | 0 | 113621.6549 | 601033.041 | 440755 | 0 | 0 | 0 | 0 | 1057178.8585 | 2249556.068 | 0 | 0 | 0 | 0 | 0 | 0 | 0 | 0 | 0 | 0 | 0 | 0 | 0 | 0 | 0 | 0 | 259533.218 | 14366.478 | 0 | 0 | 0 | 0 | 0 | 0 | 0 | 0 | 0 | 0 | 0 | 0 | 0 | 0 | 0
2016-10-25 19:00 | 0 | 0 | 0 | 0 | 111427.1772 | 592132.0408 | 444026 | 0 | 0 | 0 | 0 | 1316712.0765 | 2249556.068 | 0 | 0 | 0 | 0 | 0 | 0 | 0 | 0 | 0 | 0 | 0 | 0 | 0 | 0 | 0 | 0 | 259533.218 | 0 | 0 | 0 | 0 | 0 | 0 | 0 | 0 | 0 | 0 | 0 | 0 | 0 | 0 | 0 | 0
2016-10-25 20:00 | 0 | 0 | 0 | 0 | 0 | 605188.053 | 448066 | 0 | 0 | 0 | 0 | 1473834.1295 | 2249556.068 | 0 | 0 | 0 | 0 | 0 | 0 | 0 | 0 | 0 | 0 | 0 | 0 | 0 | 0 | 0 | 0 | 157122.053 | 0 | 0 | 0 | 0 | 0 | 0 | 0 | 0 | 0 | 0 | 0 | 0 | 0 | 0 | 0 | 0
2016-10-25 21:00 | 0 | 0 | 0 | 0 | 0 | 625851.0063 | 451997 | 0 | 0 | 0 | 0 | 1647688.1358 | 2249556.068 | 0 | 0 | 0 | 0 | 0 | 0 | 0 | 0 | 0 | 0 | 0 | 0 | 0 | 0 | 0 | 0 | 173854.0063 | 0 | 0 | 0 | 0 | 0 | 0 | 0 | 0 | 0 | 0 | 0 | 0 | 0 | 0 | 0 | 0
2016-10-25 22:00 | 0 | 0 | 0 | 0 | 105800.7787 | 611290.4392 | 457558 | 0 | 0 | 0 | 0 | 1907221.3538 | 2249556.068 | 0 | 0 | 0 | 0 | 0 | 0 | 0 | 0 | 0 | 0 | 0 | 0 | 0 | 0 | 0 | 0 | 259533.218 | 0 | 0 | 0 | 0 | 0 | 0 | 0 | 0 | 0 | 0 | 0 | 0 | 0 | 0 | 0 | 0
2016-10-25 23:00 | 0 | 0 | 0 | 0 | 0 | 466754.4335 | 465965 | 0 | 0 | 0 | 0 | 1908010.7872 | 2249556.068 | 0 | 0 | 0 | 0 | 0 | 0 | 0 | 0 | 0 | 0 | 0 | 0 | 0 | 0 | 0 | 0 | 789.4335 | 0 | 0 | 0 | 0 | 0 | 0 | 0 | 0 | 0 | 0 | 0 | 0 | 0 | 0 | 0 | 0
2016-10-26 | 0 | 0 | 0 | 0 | 116258.913 | 87413.8691 | 463206 | 0 | 0 | 0 | 0 | 1648477.5693 | 2249556.068 | 0 | 0 | 0 | 0 | 0 | 0 | 0 | 0 | 0 | 0 | 0 | 0 | 0 | 0 | 0 | 0 | -259533.218 | 0 | 0 | 0 | 0 | 0 | 0 | 0 | 0 | 0 | 0 | 0 | 0 | 0 | 0 | 0 | 0
2016-10-26 01:00 | 0 | 0 | 0 | 0 | 191275.8403 | 12.9417 | 450822 | 0 | 0 | 0 | 0 | 1388944.3513 | 2249556.068 | 0 | 0 | 0 | 0 | 0 | 0 | 0 | 0 | 0 | 0 | 0 | 0 | 0 | 0 | 0 | 0 | -259533.218 | 0 | 0 | 0 | 0 | 0 | 0 | 0 | 0 | 0 | 0 | 0 | 0 | 0 | 0 | 0 | 0
2016-10-26 02:00 | 0 | 0 | 0 | 0 | 615481.8736 | 0 | 427489 | 0 | 0 | 0 | 0 | 1576937.2249 | 2249556.068 | 0 | 0 | 0 | 0 | 0 | 0 | 0 | 0 | 0 | 0 | 0 | 0 | 0 | 0 | 0 | 0 | 187992.8736 | 0 | 0 | 0 | 0 | 0 | 0 | 0 | 0 | 0 | 0 | 0 | 0 | 0 | 0 | 0 | 0
2016-10-26 03:00 | 0 | 0 | 0 | 0 | 141609.782 | 0 | 401143 | 0 | 0 | 0 | 0 | 1317404.007 | 2249556.068 | 0 | 0 | 0 | 0 | 0 | 0 | 0 | 0 | 0 | 0 | 0 | 0 | 0 | 0 | 0 | 0 | -259533.218 | 0 | 0 | 0 | 0 | 0 | 0 | 0 | 0 | 0 | 0 | 0 | 0 | 0 | 0 | 0 | 0
2016-10-26 04:00 | 0 | 0 | 0 | 0 | 117933.782 | 0 | 377467 | 0 | 0 | 0 | 0 | 1057870.789 | 2249556.068 | 0 | 0 | 0 | 0 | 0 | 0 | 0 | 0 | 0 | 0 | 0 | 0 | 0 | 0 | 0 | 0 | -259533.218 | 0 | 0 | 0 | 0 | 0 | 0 | 0 | 0 | 0 | 0 | 0 | 0 | 0 | 0 | 0 | 0
2016-10-26 05:00 | 0 | 0 | 0 | 0 | 574180.3623 | 0 | 358988 | 0 | 0 | 0 | 0 | 1273063.1513 | 2249556.068 | 0 | 0 | 0 | 0 | 0 | 0 | 0 | 0 | 0 | 0 | 0 | 0 | 0 | 0 | 0 | 0 | 215192.3623 | 0 | 0 | 0 | 0 | 0 | 0 | 0 | 0 | 0 | 0 | 0 | 0 | 0 | 0 | 0 | 0
2016-10-26 06:00 | 0 | 0 | 0 | 0 | 87429.782 | 0 | 346963 | 0 | 0 | 0 | 0 | 1013529.9334 | 2249556.068 | 0 | 0 | 0 | 0 | 0 | 0 | 0 | 0 | 0 | 0 | 0 | 0 | 0 | 0 | 0 | 0 | -259533.218 | 0 | 0 | 0 | 0 | 0 | 0 | 0 | 0 | 0 | 0 | 0 | 0 | 0 | 0 | 0 | 0
2016-10-26 07:00 | 0 | 0 | 0 | 0 | 81002.782 | 0 | 340536 | 0 | 0 | 0 | 0 | 753996.7154 | 2249556.068 | 0 | 0 | 0 | 0 | 0 | 0 | 0 | 0 | 0 | 0 | 0 | 0 | 0 | 0 | 0 | 0 | -259533.218 | 0 | 0 | 0 | 0 | 0 | 0 | 0 | 0 | 0 | 0 | 0 | 0 | 0 | 0 | 0 | 0
2016-10-26 08:00 | 0 | 0 | 0 | 0 | 527088.4959 | 0 | 341377 | 0 | 0 | 0 | 0 | 939708.2113 | 2249556.068 | 0 | 0 | 0 | 0 | 0 | 0 | 0 | 0 | 0 | 0 | 0 | 0 | 0 | 0 | 0 | 0 | 185711.4959 | 0 | 0 | 0 | 0 | 0 | 0 | 0 | 0 | 0 | 0 | 0 | 0 | 0 | 0 | 0 | 0
2016-10-26 09:00 | 0 | 0 | 0 | 0 | 92375.782 | 0 | 351909 | 0 | 0 | 0 | 0 | 680174.9933 | 2249556.068 | 0 | 0 | 0 | 0 | 0 | 0 | 0 | 0 | 0 | 0 | 0 | 0 | 0 | 0 | 0 | 0 | -259533.218 | 0 | 0 | 0 | 0 | 0 | 0 | 0 | 0 | 0 | 0 | 0 | 0 | 0 | 0 | 0 | 0
2016-10-26 10:00 | 0 | 0 | 0 | 0 | 451602.4843 | 0 | 379889 | 0 | 0 | 0 | 0 | 751888.4776 | 2249556.068 | 0 | 0 | 0 | 0 | 0 | 0 | 0 | 0 | 0 | 0 | 0 | 0 | 0 | 0 | 0 | 0 | 71713.4843 | 0 | 0 | 0 | 0 | 0 | 0 | 0 | 0 | 0 | 0 | 0 | 0 | 0 | 0 | 0 | 0
2016-10-26 11:00 | 0 | 0 | 0 | 0 | 426135.7815 | 0 | 408520 | 0 | 0 | 0 | 0 | 769504.2591 | 2249556.068 | 0 | 0 | 0 | 0 | 0 | 0 | 0 | 0 | 0 | 0 | 0 | 0 | 0 | 0 | 0 | 0 | 17615.7815 | 0 | 0 | 0 | 0 | 0 | 0 | 0 | 0 | 0 | 0 | 0 | 0 | 0 | 0 | 0 | 0
2016-10-26 12:00 | 0 | 0 | 0 | 0 | 160390.782 | 0 | 419924 | 0 | 0 | 0 | 0 | 509971.0411 | 2249556.068 | 0 | 0 | 0 | 0 | 0 | 0 | 0 | 0 | 0 | 0 | 0 | 0 | 0 | 0 | 0 | 0 | -259533.218 | 0 | 0 | 0 | 0 | 0 | 0 | 0 | 0 | 0 | 0 | 0 | 0 | 0 | 0 | 0 | 0
2016-10-26 13:00 | 0 | 0 | 0 | 0 | 372558.9426 | 1586.3642 | 425356 | 0 | 0 | 0 | 0 | 458760.348 | 2249556.068 | 0 | 0 | 0 | 0 | 0 | 0 | 0 | 0 | 0 | 0 | 0 | 0 | 0 | 0 | 0 | 0 | -51210.6932 | 0 | 0 | 0 | 0 | 0 | 0 | 0 | 0 | 0 | 0 | 0 | 0 | 0 | 0 | 0 | 0
2016-10-26 14:00 | 0 | 0 | 0 | 0 | 250376.8849 | 229375.8236 | 430914 | 0 | 0 | 0 | 0 | 507599.0565 | 2249556.068 | 0 | 0 | 0 | 0 | 0 | 0 | 0 | 0 | 0 | 0 | 0 | 0 | 0 | 0 | 0 | 0 | 48838.7085 | 0 | 0 | 0 | 0 | 0 | 0 | 0 | 0 | 0 | 0 | 0 | 0 | 0 | 0 | 0 | 0
2016-10-26 15:00 | 0 | 0 | 0 | 0 | 84443.959 | 623573.737 | 434118 | 0 | 0 | 0 | 0 | 767132.2745 | 2263922.546 | 0 | 0 | 0 | 0 | 0 | 0 | 0 | 0 | 0 | 0 | 0 | 0 | 0 | 0 | 0 | 0 | 259533.218 | 14366.478 | 0 | 0 | 0 | 0 | 0 | 0 | 0 | 0 | 0 | 0 | 0 | 0 | 0 | 0 | 0
2016-10-26 16:00 | 0 | 0 | 0 | 0 | 0 | 715274.665 | 437865 | 0 | 0 | 0 | 0 | 1026665.4924 | 2278289.024 | 0 | 0 | 0 | 0 | 0 | 0 | 3509.9691 | 0 | 0 | 0 | 0 | 0 | 0 | 0 | 0 | 0 | 259533.218 | 14366.478 | 0 | 0 | 0 | 0 | 0 | 0 | 0 | 0 | 3509.9691 | 0 | 0 | 0 | 0 | 0 | 0
2016-10-26 17:00 | 0 | 0 | 0 | 0 | 0 | 696736.0699 | 442826 | 0 | 0 | 0 | 0 | 1284085.5314 | 2278289.024 | 0 | 0 | 0 | 0 | 0 | 0 | 0 | 0 | 0 | 0 | 0 | 0 | 0 | 0 | 0 | 0 | 257420.0389 | 0 | 0 | 0 | 0 | 0 | 0 | 0 | 0 | 0 | -3509.9691 | 0 | 0 | 0 | 0 | 0 | 0
2016-10-26 18:00 | 0 | 0 | 0 | 0 | 0 | 663594.9132 | 447686 | 0 | 0 | 0 | 0 | 1499994.4446 | 2278289.024 | 0 | 0 | 0 | 0 | 0 | 0 | 0 | 0 | 0 | 0 | 0 | 0 | 0 | 0 | 0 | 0 | 215908.9132 | 0 | 0 | 0 | 0 | 0 | 0 | 0 | 0 | 0 | 0 | 0 | 0 | 0 | 0 | 0 | 0
2016-10-26 19:00 | 0 | 0 | 0 | 0 | 0 | 649076.8944 | 452795 | 0 | 0 | 0 | 0 | 1696276.339 | 2278289.024 | 0 | 0 | 0 | 0 | 0 | 0 | 0 | 0 | 0 | 0 | 0 | 0 | 0 | 0 | 0 | 0 | 196281.8944 | 0 | 0 | 0 | 0 | 0 | 0 | 0 | 0 | 0 | 0 | 0 | 0 | 0 | 0 | 0 | 0
2016-10-26 20:00 | 0 | 0 | 0 | 0 | 57998.9445 | 659822.2735 | 458288 | 0 | 0 | 0 | 0 | 1955809.557 | 2278289.024 | 0 | 0 | 0 | 0 | 0 | 0 | 0 | 0 | 0 | 0 | 0 | 0 | 0 | 0 | 0 | 0 | 259533.218 | 0 | 0 | 0 | 0 | 0 | 0 | 0 | 0 | 0 | 0 | 0 | 0 | 0 | 0 | 0 | 0
2016-10-26 21:00 | 0 | 0 | 0 | 0 | 0 | 683890.2055 | 463634 | 0 | 0 | 0 | 0 | 2176065.7624 | 2278289.024 | 0 | 0 | 0 | 0 | 0 | 0 | 0 | 0 | 0 | 0 | 0 | 0 | 0 | 0 | 0 | 0 | 220256.2055 | 0 | 0 | 0 | 0 | 0 | 0 | 0 | 0 | 0 | 0 | 0 | 0 | 0 | 0 | 0 | 0
2016-10-26 22:00 | 0 | 0 | 0 | 0 | 0 | 660814.8783 | 469313 | 0 | 0 | 0 | 0 | 2353201.1628 | 2292655.502 | 0 | 0 | 0 | 0 | 0 | 0 | 0 | 0 | 0 | 0 | 0 | 0 | 0 | 0 | 0 | 0 | 177135.4004 | 14366.478 | 0 | 0 | 0 | 0 | 0 | 0 | 0 | 0 | 0 | 0 | 0 | 0 | 0 | 0 | 0
2016-10-26 23:00 | 0 | 0 | 0 | 0 | 0 | 446779.7752 | 474513 | 0 | 0 | 0 | 0 | 2325467.938 | 2292655.502 | 0 | 0 | 0 | 0 | 0 | 0 | 0 | 0 | 0 | 0 | 0 | 0 | 0 | 0 | 0 | 0 | -27733.2248 | 0 | 0 | 0 | 0 | 0 | 0 | 0 | 0 | 0 | 0 | 0 | 0 | 0 | 0 | 0 | 0
2016-10-27 | 0 | 0 | 0 | 0 | 251882.2637 | 68959.7513 | 470084 | 0 | 0 | 0 | 0 | 2161859.4749 | 2307021.98 | 0 | 0 | 0 | 0 | 0 | 0 | 0 | 0 | 0 | 0 | 0 | 0 | 0 | 0 | 0 | 0 | -163608.4631 | 14366.478 | 0 | 0 | 0 | 0 | 0 | 0 | 0 | 0 | 0 | 0 | 0 | 0 | 0 | 0 | 0
2016-10-27 01:00 | 0 | 0 | 0 | 0 | 88803.4703 | 12.217 | 457175 | 0 | 0 | 0 | 0 | 1902326.257 | 2198195.8852 | 0 | 0 | 0 | 0 | 0 | 0 | 0 | 0 | 0 | 0 | 0 | 0 | 0 | 0 | 0 | 0 | -259533.218 | 0 | 108826.0947 | 0 | 0 | 0 | 0 | 0 | 0 | 0 | 0 | 0 | 0 | 0 | 0 | 0 | 0
2016-10-27 02:00 | 0 | 0 | 0 | 0 | 338990.4785 | 0 | 433502 | 0 | 0 | 0 | 0 | 1807814.7355 | 2198195.8852 | 0 | 0 | 0 | 0 | 0 | 0 | 0 | 0 | 0 | 0 | 0 | 0 | 0 | 0 | 0 | 0 | -94511.5215 | 0 | 0 | 0 | 0 | 0 | 0 | 0 | 0 | 0 | 0 | 0 | 0 | 0 | 0 | 0 | 0
2016-10-27 03:00 | 0 | 0 | 0 | 0 | 146122.782 | 0 | 405656 | 0 | 0 | 0 | 0 | 1548281.5175 | 2198195.8852 | 0 | 0 | 0 | 0 | 0 | 0 | 0 | 0 | 0 | 0 | 0 | 0 | 0 | 0 | 0 | 0 | -259533.218 | 0 | 0 | 0 | 0 | 0 | 0 | 0 | 0 | 0 | 0 | 0 | 0 | 0 | 0 | 0 | 0
2016-10-27 04:00 | 0 | 0 | 0 | 0 | 367320.7058 | 0 | 380313 | 0 | 0 | 0 | 0 | 1535289.2233 | 2198195.8852 | 0 | 0 | 0 | 0 | 0 | 0 | 0 | 0 | 0 | 0 | 0 | 0 | 0 | 0 | 0 | 0 | -12992.2942 | 0 | 0 | 0 | 0 | 0 | 0 | 0 | 0 | 0 | 0 | 0 | 0 | 0 | 0 | 0 | 0
2016-10-27 05:00 | 0 | 0 | 0 | 0 | 102436.782 | 0 | 361970 | 0 | 0 | 0 | 0 | 1275756.0053 | 2198195.8852 | 0 | 0 | 0 | 0 | 0 | 0 | 0 | 0 | 0 | 0 | 0 | 0 | 0 | 0 | 0 | 0 | -259533.218 | 0 | 0 | 0 | 0 | 0 | 0 | 0 | 0 | 0 | 0 | 0 | 0 | 0 | 0 | 0 | 0
2016-10-27 06:00 | 0 | 0 | 0 | 0 | 371412.6862 | 0 | 348505 | 0 | 0 | 0 | 0 | 1298663.6915 | 2198195.8852 | 0 | 0 | 0 | 0 | 0 | 0 | 0 | 0 | 0 | 0 | 0 | 0 | 0 | 0 | 0 | 0 | 22907.6862 | 0 | 0 | 0 | 0 | 0 | 0 | 0 | 0 | 0 | 0 | 0 | 0 | 0 | 0 | 0 | 0
2016-10-27 07:00 | 0 | 0 | 0 | 0 | 81713.782 | 0 | 341247 | 0 | 0 | 0 | 0 | 1039130.4736 | 2198195.8852 | 0 | 0 | 0 | 0 | 0 | 0 | 0 | 0 | 0 | 0 | 0 | 0 | 0 | 0 | 0 | 0 | -259533.218 | 0 | 0 | 0 | 0 | 0 | 0 | 0 | 0 | 0 | 0 | 0 | 0 | 0 | 0 | 0 | 0
2016-10-27 08:00 | 0 | 0 | 0 | 0 | 362330.5702 | 0 | 340680 | 0 | 0 | 0 | 0 | 1060781.0438 | 2198195.8852 | 0 | 0 | 0 | 0 | 0 | 0 | 0 | 0 | 0 | 0 | 0 | 0 | 0 | 0 | 0 | 0 | 21650.5702 | 0 | 0 | 0 | 0 | 0 | 0 | 0 | 0 | 0 | 0 | 0 | 0 | 0 | 0 | 0 | 0
2016-10-27 09:00 | 0 | 0 | 0 | 0 | 349738.0214 | 0 | 350607 | 0 | 0 | 0 | 0 | 1059912.0652 | 2198195.8852 | 0 | 0 | 0 | 0 | 0 | 0 | 0 | 0 | 0 | 0 | 0 | 0 | 0 | 0 | 0 | 0 | -868.9786 | 0 | 0 | 0 | 0 | 0 | 0 | 0 | 0 | 0 | 0 | 0 | 0 | 0 | 0 | 0 | 0
2016-10-27 10:00 | 0 | 0 | 0 | 0 | 339639.6901 | 0 | 376569 | 0 | 0 | 0 | 0 | 1008616.2772 | 2212562.3632 | 0 | 0 | 0 | 0 | 0 | 0 | 0 | 0 | 0 | 0 | 0 | 0 | 0 | 0 | 0 | 0 | -51295.7879 | 14366.478 | 0 | 0 | 0 | 0 | 0 | 0 | 0 | 0 | 0 | 0 | 0 | 0 | 0 | 0 | 0
2016-10-27 11:00 | 0 | 0 | 0 | 0 | 145139.782 | 0 | 404673 | 0 | 0 | 0 | 0 | 749083.0593 | 2212562.3632 | 0 | 0 | 0 | 0 | 0 | 0 | 0 | 0 | 0 | 0 | 0 | 0 | 0 | 0 | 0 | 0 | -259533.218 | 0 | 0 | 0 | 0 | 0 | 0 | 0 | 0 | 0 | 0 | 0 | 0 | 0 | 0 | 0 | 0
2016-10-27 12:00 | 0 | 0 | 0 | 0 | 324609.4251 | 0 | 417790 | 0 | 0 | 0 | 0 | 655902.4843 | 2212562.3632 | 0 | 0 | 0 | 0 | 0 | 0 | 0 | 0 | 0 | 0 | 0 | 0 | 0 | 0 | 0 | 0 | -93180.5749 | 0 | 0 | 0 | 0 | 0 | 0 | 0 | 0 | 0 | 0 | 0 | 0 | 0 | 0 | 0 | 0
2016-10-27 13:00 | 0 | 0 | 0 | 0 | 180648.1318 | 1118.1282 | 426933 | 0 | 0 | 0 | 0 | 396369.2664 | 2226928.8412 | 0 | 0 | 0 | 0 | 0 | 0 | 0 | 0 | 0 | 0 | 0 | 0 | 0 | 0 | 0 | 0 | -259533.218 | 14366.478 | 0 | 0 | 0 | 0 | 0 | 0 | 0 | 0 | 0 | 0 | 0 | 0 | 0 | 0 | 0
2016-10-27 14:00 | 0 | 0 | 0 | 0 | 214275.8377 | 217893.1883 | 435210 | 0 | 0 | 0 | 0 | 393328.2924 | 2226928.8412 | 0 | 0 | 0 | 0 | 0 | 0 | 0 | 0 | 0 | 0 | 0 | 0 | 0 | 0 | 0 | 0 | -3040.9739 | 0 | 0 | 0 | 0 | 0 | 0 | 0 | 0 | 0 | 0 | 0 | 0 | 0 | 0 | 0 | 0
2016-10-27 15:00 | 0 | 0 | 0 | 0 | 124637.8998 | 487519.9868 | 441686 | 0 | 0 | 0 | 0 | 563800.179 | 2226928.8412 | 0 | 0 | 0 | 0 | 0 | 0 | 0 | 0 | 0 | 0 | 0 | 0 | 0 | 0 | 0 | 0 | 170471.8866 | 0 | 0 | 0 | 0 | 0 | 0 | 0 | 0 | 0 | 0 | 0 | 0 | 0 | 0 | 0 | 0
2016-10-27 16:00 | 0 | 0 | 0 | 0 | 138541.3077 | 573404.6568 | 447689 | 0 | 0 | 0 | 0 | 823333.397 | 2226928.8412 | 0 | 0 | 0 | 0 | 0 | 0 | 4723.7465 | 0 | 0 | 0 | 0 | 0 | 0 | 0 | 0 | 0 | 259533.218 | 0 | 0 | 0 | 0 | 0 | 0 | 0 | 0 | 0 | 4723.7465 | 0 | 0 | 0 | 0 | 0 | 0
2016-10-27 17:00 | 0 | 0 | 0 | 0 | 0 | 579500.2605 | 454898 | 0 | 0 | 0 | 0 | 952659.404 | 2226928.8412 | 0 | 0 | 0 | 0 | 0 | 0 | 0 | 0 | 0 | 0 | 0 | 0 | 0 | 0 | 0 | 0 | 129326.007 | 0 | 0 | 0 | 0 | 0 | 0 | 0 | 0 | 0 | -4723.7465 | 0 | 0 | 0 | 0 | 0 | 0
2016-10-27 18:00 | 0 | 0 | 0 | 0 | 0 | 561991.706 | 460712 | 0 | 0 | 0 | 0 | 1039572.632 | 2241295.3192 | 0 | 0 | 0 | 0 | 0 | 0 | 0 | 0 | 0 | 0 | 0 | 0 | 0 | 0 | 0 | 0 | 86913.228 | 14366.478 | 0 | 0 | 0 | 0 | 0 | 0 | 0 | 0 | 0 | 0 | 0 | 0 | 0 | 0 | 0
2016-10-27 19:00 | 0 | 0 | 0 | 0 | 0 | 546077.7817 | 464519 | 0 | 0 | 0 | 0 | 1121131.4138 | 2241295.3192 | 0 | 0 | 0 | 0 | 0 | 0 | 0 | 0 | 0 | 0 | 0 | 0 | 0 | 0 | 0 | 0 | 81558.7817 | 0 | 0 | 0 | 0 | 0 | 0 | 0 | 0 | 0 | 0 | 0 | 0 | 0 | 0 | 0 | 0
2016-10-27 20:00 | 0 | 0 | 0 | 0 | 172492.9197 | 537717.3907 | 469105 | 0 | 0 | 0 | 0 | 1362236.7242 | 2241295.3192 | 0 | 0 | 0 | 0 | 0 | 0 | 0 | 0 | 0 | 0 | 0 | 0 | 0 | 0 | 0 | 0 | 241105.3104 | 0 | 0 | 0 | 0 | 0 | 0 | 0 | 0 | 0 | 0 | 0 | 0 | 0 | 0 | 0 | 0
2016-10-27 21:00 | 0 | 0 | 0 | 0 | 0 | 514199.8405 | 471458 | 0 | 0 | 0 | 0 | 1404978.5647 | 2241295.3192 | 0 | 0 | 0 | 0 | 0 | 0 | 0 | 0 | 0 | 0 | 0 | 0 | 0 | 0 | 0 | 0 | 42741.8405 | 0 | 0 | 0 | 0 | 0 | 0 | 0 | 0 | 0 | 0 | 0 | 0 | 0 | 0 | 0 | 0
2016-10-27 22:00 | 0 | 0 | 0 | 0 | 0 | 434474.9373 | 473190 | 0 | 0 | 0 | 0 | 1366263.5019 | 2241295.3192 | 0 | 0 | 0 | 0 | 0 | 0 | 0 | 0 | 0 | 0 | 0 | 0 | 0 | 0 | 0 | 0 | -38715.0627 | 0 | 0 | 0 | 0 | 0 | 0 | 0 | 0 | 0 | 0 | 0 | 0 | 0 | 0 | 0 | 0
2016-10-27 23:00 | 0 | 0 | 0 | 0 | 0 | 234408.1679 | 475743 | 0 | 0 | 0 | 0 | 1110562.1919 | 2255661.7972 | 0 | 0 | 0 | 0 | 0 | 0 | 0 | 0 | 0 | 0 | 0 | 0 | 0 | 0 | 0 | 0 | -255701.3101 | 14366.478 | 0 | 0 | 0 | 0 | 0 | 0 | 0 | 0 | 0 | 0 | 0 | 0 | 0 | 0 | 0
2016-10-28 | 0 | 0 | 0 | 0 | 693062.2719 | 16985.7532 | 471538 | 0 | 0 | 0 | 0 | 1349072.2169 | 2255661.7972 | 0 | 0 | 0 | 0 | 0 | 0 | 0 | 0 | 0 | 0 | 0 | 0 | 0 | 0 | 0 | 0 | 238510.0251 | 0 | 0 | 0 | 0 | 0 | 0 | 0 | 0 | 0 | 0 | 0 | 0 | 0 | 0 | 0 | 0
2016-10-28 01:00 | 0 | 0 | 0 | 0 | 198640.4663 | 0.31578 | 458174 | 0 | 0 | 0 | 0 | 1089538.999 | 2255661.7972 | 0 | 0 | 0 | 0 | 0 | 0 | 0 | 0 | 0 | 0 | 0 | 0 | 0 | 0 | 0 | 0 | -259533.218 | 0 | 0 | 0 | 0 | 0 | 0 | 0 | 0 | 0 | 0 | 0 | 0 | 0 | 0 | 0 | 0
2016-10-28 02:00 | 0 | 0 | 0 | 0 | 175634.782 | 0 | 435168 | 0 | 0 | 0 | 0 | 830005.781 | 2255661.7972 | 0 | 0 | 0 | 0 | 0 | 0 | 0 | 0 | 0 | 0 | 0 | 0 | 0 | 0 | 0 | 0 | -259533.218 | 0 | 0 | 0 | 0 | 0 | 0 | 0 | 0 | 0 | 0 | 0 | 0 | 0 | 0 | 0 | 0
2016-10-28 03:00 | 0 | 0 | 0 | 0 | 666609.218 | 0 | 407076 | 0 | 0 | 0 | 0 | 1089538.999 | 2255661.7972 | 0 | 0 | 0 | 0 | 0 | 0 | 0 | 0 | 0 | 0 | 0 | 0 | 0 | 0 | 0 | 0 | 259533.218 | 0 | 0 | 0 | 0 | 0 | 0 | 0 | 0 | 0 | 0 | 0 | 0 | 0 | 0 | 0 | 0
2016-10-28 04:00 | 0 | 0 | 0 | 0 | 121041.782 | 0 | 380575 | 0 | 0 | 0 | 0 | 830005.781 | 2255661.7972 | 0 | 0 | 0 | 0 | 0 | 0 | 0 | 0 | 0 | 0 | 0 | 0 | 0 | 0 | 0 | 0 | -259533.218 | 0 | 0 | 0 | 0 | 0 | 0 | 0 | 0 | 0 | 0 | 0 | 0 | 0 | 0 | 0 | 0
2016-10-28 05:00 | 0 | 0 | 0 | 0 | 101389.782 | 0 | 360923 | 0 | 0 | 0 | 0 | 570472.563 | 2255661.7972 | 0 | 0 | 0 | 0 | 0 | 0 | 0 | 0 | 0 | 0 | 0 | 0 | 0 | 0 | 0 | 0 | -259533.218 | 0 | 0 | 0 | 0 | 0 | 0 | 0 | 0 | 0 | 0 | 0 | 0 | 0 | 0 | 0 | 0
2016-10-28 06:00 | 0 | 0 | 0 | 0 | 606470.218 | 0 | 346937 | 0 | 0 | 0 | 0 | 830005.781 | 2255661.7972 | 0 | 0 | 0 | 0 | 0 | 0 | 0 | 0 | 0 | 0 | 0 | 0 | 0 | 0 | 0 | 0 | 259533.218 | 0 | 0 | 0 | 0 | 0 | 0 | 0 | 0 | 0 | 0 | 0 | 0 | 0 | 0 | 0 | 0
2016-10-28 07:00 | 0 | 0 | 0 | 0 | 80711.782 | 0 | 340245 | 0 | 0 | 0 | 0 | 570472.563 | 2255661.7972 | 0 | 0 | 0 | 0 | 0 | 0 | 0 | 0 | 0 | 0 | 0 | 0 | 0 | 0 | 0 | 0 | -259533.218 | 0 | 0 | 0 | 0 | 0 | 0 | 0 | 0 | 0 | 0 | 0 | 0 | 0 | 0 | 0 | 0
2016-10-28 08:00 | 0 | 0 | 0 | 0 | 598814.218 | 0 | 339281 | 0 | 0 | 0 | 0 | 830005.781 | 2255661.7972 | 0 | 0 | 0 | 0 | 0 | 0 | 0 | 0 | 0 | 0 | 0 | 0 | 0 | 0 | 0 | 0 | 259533.218 | 0 | 0 | 0 | 0 | 0 | 0 | 0 | 0 | 0 | 0 | 0 | 0 | 0 | 0 | 0 | 0
2016-10-28 09:00 | 0 | 0 | 0 | 0 | 607472.218 | 0 | 347939 | 0 | 0 | 0 | 0 | 1089538.999 | 2255661.7972 | 0 | 0 | 0 | 0 | 0 | 0 | 0 | 0 | 0 | 0 | 0 | 0 | 0 | 0 | 0 | 0 | 259533.218 | 0 | 0 | 0 | 0 | 0 | 0 | 0 | 0 | 0 | 0 | 0 | 0 | 0 | 0 | 0 | 0
2016-10-28 10:00 | 0 | 0 | 0 | 0 | 115122.782 | 0 | 374656 | 0 | 0 | 0 | 0 | 830005.781 | 2255661.7972 | 0 | 0 | 0 | 0 | 0 | 0 | 0 | 0 | 0 | 0 | 0 | 0 | 0 | 0 | 0 | 0 | -259533.218 | 0 | 0 | 0 | 0 | 0 | 0 | 0 | 0 | 0 | 0 | 0 | 0 | 0 | 0 | 0 | 0
2016-10-28 11:00 | 0 | 0 | 0 | 0 | 142156.782 | 0 | 401690 | 0 | 0 | 0 | 0 | 570472.563 | 2255661.7972 | 0 | 0 | 0 | 0 | 0 | 0 | 0 | 0 | 0 | 0 | 0 | 0 | 0 | 0 | 0 | 0 | -259533.218 | 0 | 0 | 0 | 0 | 0 | 0 | 0 | 0 | 0 | 0 | 0 | 0 | 0 | 0 | 0 | 0
2016-10-28 12:00 | 0 | 0 | 0 | 0 | 673168.218 | 0 | 413635 | 0 | 0 | 0 | 0 | 830005.781 | 2255661.7972 | 0 | 0 | 0 | 0 | 0 | 0 | 0 | 0 | 0 | 0 | 0 | 0 | 0 | 0 | 0 | 0 | 259533.218 | 0 | 0 | 0 | 0 | 0 | 0 | 0 | 0 | 0 | 0 | 0 | 0 | 0 | 0 | 0 | 0
2016-10-28 13:00 | 0 | 0 | 0 | 0 | 162037.3724 | 1109.4097 | 422680 | 0 | 0 | 0 | 0 | 570472.563 | 2255661.7972 | 0 | 0 | 0 | 0 | 0 | 0 | 0 | 0 | 0 | 0 | 0 | 0 | 0 | 0 | 0 | 0 | -259533.218 | 0 | 0 | 0 | 0 | 0 | 0 | 0 | 0 | 0 | 0 | 0 | 0 | 0 | 0 | 0 | 0
2016-10-28 14:00 | 0 | 0 | 0 | 0 | 506319.5293 | 131646.3683 | 431243 | 0 | 0 | 0 | 0 | 777195.4606 | 2255661.7972 | 0 | 0 | 0 | 0 | 0 | 0 | 0 | 0 | 0 | 0 | 0 | 0 | 0 | 0 | 0 | 0 | 206722.8976 | 0 | 0 | 0 | 0 | 0 | 0 | 0 | 0 | 0 | 0 | 0 | 0 | 0 | 0 | 0 | 0
2016-10-28 15:00 | 0 | 0 | 0 | 0 | 0 | 311354.9734 | 437540 | 0 | 0 | 0 | 0 | 651010.434 | 2255661.7972 | 0 | 0 | 0 | 0 | 0 | 0 | 0 | 0 | 0 | 0 | 0 | 0 | 0 | 0 | 0 | 0 | -126185.0266 | 0 | 0 | 0 | 0 | 0 | 0 | 0 | 0 | 0 | 0 | 0 | 0 | 0 | 0 | 0 | 0
2016-10-28 16:00 | 0 | 0 | 0 | 0 | 0 | 414423.8834 | 443197 | 0 | 0 | 0 | 0 | 622237.3175 | 2255661.7972 | 0 | 0 | 0 | 0 | 0 | 0 | 0 | 0 | 0 | 0 | 0 | 0 | 0 | 0 | 0 | 0 | -28773.1166 | 0 | 0 | 0 | 0 | 0 | 0 | 0 | 0 | 0 | 0 | 0 | 0 | 0 | 0 | 0 | 0
2016-10-28 17:00 | 0 | 0 | 0 | 0 | 0 | 455111.8021 | 449351 | 0 | 0 | 0 | 0 | 627998.1196 | 2255661.7972 | 0 | 0 | 0 | 0 | 0 | 0 | 0 | 0 | 0 | 0 | 0 | 0 | 0 | 0 | 0 | 0 | 5760.8021 | 0 | 0 | 0 | 0 | 0 | 0 | 0 | 0 | 0 | 0 | 0 | 0 | 0 | 0 | 0 | 0
2016-10-28 18:00 | 0 | 0 | 0 | 0 | 255984.1203 | 472291.5756 | 454376 | 0 | 0 | 0 | 0 | 887531.3376 | 2270028.2752 | 0 | 0 | 0 | 0 | 0 | 0 | 0 | 0 | 0 | 0 | 0 | 0 | 0 | 0 | 0 | 0 | 259533.218 | 14366.478 | 0 | 0 | 0 | 0 | 0 | 0 | 0 | 0 | 0 | 0 | 0 | 0 | 0 | 0 | 0
2016-10-28 19:00 | 0 | 0 | 0 | 0 | 0 | 476808.0491 | 456865 | 0 | 0 | 0 | 0 | 907474.3867 | 2270028.2752 | 0 | 0 | 0 | 0 | 0 | 0 | 0 | 0 | 0 | 0 | 0 | 0 | 0 | 0 | 0 | 0 | 19943.0491 | 0 | 0 | 0 | 0 | 0 | 0 | 0 | 0 | 0 | 0 | 0 | 0 | 0 | 0 | 0 | 0
2016-10-28 20:00 | 0 | 0 | 0 | 0 | 0 | 474622.2239 | 459630 | 0 | 0 | 0 | 0 | 922466.6106 | 2270028.2752 | 0 | 0 | 0 | 0 | 0 | 0 | 0 | 0 | 0 | 0 | 0 | 0 | 0 | 0 | 0 | 0 | 14992.2239 | 0 | 0 | 0 | 0 | 0 | 0 | 0 | 0 | 0 | 0 | 0 | 0 | 0 | 0 | 0 | 0
2016-10-28 21:00 | 0 | 0 | 0 | 0 | 268594.9465 | 451281.2714 | 460343 | 0 | 0 | 0 | 0 | 1181999.8286 | 2270028.2752 | 0 | 0 | 0 | 0 | 0 | 0 | 0 | 0 | 0 | 0 | 0 | 0 | 0 | 0 | 0 | 0 | 259533.218 | 0 | 0 | 0 | 0 | 0 | 0 | 0 | 0 | 0 | 0 | 0 | 0 | 0 | 0 | 0 | 0
2016-10-28 22:00 | 0 | 0 | 0 | 0 | 0 | 396530.0701 | 459351 | 0 | 0 | 0 | 0 | 1119178.8987 | 2270028.2752 | 0 | 0 | 0 | 0 | 0 | 0 | 0 | 0 | 0 | 0 | 0 | 0 | 0 | 0 | 0 | 0 | -62820.9299 | 0 | 0 | 0 | 0 | 0 | 0 | 0 | 0 | 0 | 0 | 0 | 0 | 0 | 0 | 0 | 0
2016-10-28 23:00 | 0 | 0 | 0 | 0 | 0 | 262511.259 | 458141 | 0 | 0 | 0 | 0 | 923549.1577 | 2270028.2752 | 0 | 0 | 0 | 0 | 0 | 0 | 0 | 0 | 0 | 0 | 0 | 0 | 0 | 0 | 0 | 0 | -195629.741 | 0 | 0 | 0 | 0 | 0 | 0 | 0 | 0 | 0 | 0 | 0 | 0 | 0 | 0 | 0 | 0
2016-10-29 | 0 | 0 | 0 | 0 | 133103.3319 | 58889.4501 | 451526 | 0 | 0 | 0 | 0 | 664015.9397 | 2270028.2752 | 0 | 0 | 0 | 0 | 0 | 0 | 0 | 0 | 0 | 0 | 0 | 0 | 0 | 0 | 0 | 0 | -259533.218 | 0 | 0 | 0 | 0 | 0 | 0 | 0 | 0 | 0 | 0 | 0 | 0 | 0 | 0 | 0 | 0
2016-10-29 01:00 | 0 | 0 | 0 | 0 | 655526.4967 | 2.8886 | 438382 | 0 | 0 | 0 | 0 | 881163.325 | 2270028.2752 | 0 | 0 | 0 | 0 | 0 | 0 | 0 | 0 | 0 | 0 | 0 | 0 | 0 | 0 | 0 | 0 | 217147.3853 | 0 | 0 | 0 | 0 | 0 | 0 | 0 | 0 | 0 | 0 | 0 | 0 | 0 | 0 | 0 | 0
2016-10-29 02:00 | 0 | 0 | 0 | 0 | 160164.782 | 0 | 419698 | 0 | 0 | 0 | 0 | 621630.107 | 2270028.2752 | 0 | 0 | 0 | 0 | 0 | 0 | 0 | 0 | 0 | 0 | 0 | 0 | 0 | 0 | 0 | 0 | -259533.218 | 0 | 0 | 0 | 0 | 0 | 0 | 0 | 0 | 0 | 0 | 0 | 0 | 0 | 0 | 0 | 0
2016-10-29 03:00 | 0 | 0 | 0 | 0 | 607433.7607 | 0 | 398575 | 0 | 0 | 0 | 0 | 830488.8677 | 2270028.2752 | 0 | 0 | 0 | 0 | 0 | 0 | 0 | 0 | 0 | 0 | 0 | 0 | 0 | 0 | 0 | 0 | 208858.7607 | 0 | 0 | 0 | 0 | 0 | 0 | 0 | 0 | 0 | 0 | 0 | 0 | 0 | 0 | 0 | 0
2016-10-29 04:00 | 0 | 0 | 0 | 0 | 577734.8238 | 0 | 376913 | 0 | 0 | 0 | 0 | 1031310.6915 | 2270028.2752 | 0 | 0 | 0 | 0 | 0 | 0 | 0 | 0 | 0 | 0 | 0 | 0 | 0 | 0 | 0 | 0 | 200821.8238 | 0 | 0 | 0 | 0 | 0 | 0 | 0 | 0 | 0 | 0 | 0 | 0 | 0 | 0 | 0 | 0
2016-10-29 05:00 | 0 | 0 | 0 | 0 | 99196.782 | 0 | 358730 | 0 | 0 | 0 | 0 | 771777.4736 | 2270028.2752 | 0 | 0 | 0 | 0 | 0 | 0 | 0 | 0 | 0 | 0 | 0 | 0 | 0 | 0 | 0 | 0 | -259533.218 | 0 | 0 | 0 | 0 | 0 | 0 | 0 | 0 | 0 | 0 | 0 | 0 | 0 | 0 | 0 | 0
2016-10-29 06:00 | 0 | 0 | 0 | 0 | 86064.782 | 0 | 345598 | 0 | 0 | 0 | 0 | 512244.2556 | 2270028.2752 | 0 | 0 | 0 | 0 | 0 | 0 | 0 | 0 | 0 | 0 | 0 | 0 | 0 | 0 | 0 | 0 | -259533.218 | 0 | 0 | 0 | 0 | 0 | 0 | 0 | 0 | 0 | 0 | 0 | 0 | 0 | 0 | 0 | 0
2016-10-29 07:00 | 0 | 0 | 0 | 0 | 523564.9355 | 0 | 336136 | 0 | 0 | 0 | 0 | 699673.1911 | 2270028.2752 | 0 | 0 | 0 | 0 | 0 | 0 | 0 | 0 | 0 | 0 | 0 | 0 | 0 | 0 | 0 | 0 | 187428.9355 | 0 | 0 | 0 | 0 | 0 | 0 | 0 | 0 | 0 | 0 | 0 | 0 | 0 | 0 | 0 | 0
2016-10-29 08:00 | 0 | 0 | 0 | 0 | 72421.782 | 0 | 331955 | 0 | 0 | 0 | 0 | 440139.9732 | 2270028.2752 | 0 | 0 | 0 | 0 | 0 | 0 | 0 | 0 | 0 | 0 | 0 | 0 | 0 | 0 | 0 | 0 | -259533.218 | 0 | 0 | 0 | 0 | 0 | 0 | 0 | 0 | 0 | 0 | 0 | 0 | 0 | 0 | 0 | 0
2016-10-29 09:00 | 0 | 0 | 0 | 0 | 74654.782 | 0 | 334188 | 0 | 0 | 0 | 0 | 180606.7552 | 2270028.2752 | 0 | 0 | 0 | 0 | 0 | 0 | 0 | 0 | 0 | 0 | 0 | 0 | 0 | 0 | 0 | 0 | -259533.218 | 0 | 0 | 0 | 0 | 0 | 0 | 0 | 0 | 0 | 0 | 0 | 0 | 0 | 0 | 0 | 0
2016-10-29 10:00 | 0 | 0 | 0 | 0 | 484272.1117 | 0 | 341183 | 0 | 0 | 0 | 0 | 323695.8669 | 2270028.2752 | 0 | 0 | 0 | 0 | 0 | 0 | 0 | 0 | 0 | 0 | 0 | 0 | 0 | 0 | 0 | 0 | 143089.1117 | 0 | 0 | 0 | 0 | 0 | 0 | 0 | 0 | 0 | 0 | 0 | 0 | 0 | 0 | 0 | 0
2016-10-29 11:00 | 0 | 0 | 0 | 0 | 93866.782 | 0 | 353400 | 0 | 0 | 0 | 0 | 64162.6489 | 2270028.2752 | 0 | 0 | 0 | 0 | 0 | 0 | 0 | 0 | 0 | 0 | 0 | 0 | 0 | 0 | 0 | 0 | -259533.218 | 0 | 0 | 0 | 0 | 0 | 0 | 0 | 0 | 0 | 0 | 0 | 0 | 0 | 0 | 0 | 0
2016-10-29 12:00 | 0 | 0 | 0 | 0 | 467107.7424 | 0 | 366362 | 0 | 0 | 0 | 0 | 164908.3914 | 2270028.2752 | 0 | 0 | 0 | 0 | 0 | 0 | 0 | 0 | 0 | 0 | 0 | 0 | 0 | 0 | 0 | 0 | 100745.7424 | 0 | 0 | 0 | 0 | 0 | 0 | 0 | 0 | 0 | 0 | 0 | 0 | 0 | 0 | 0 | 0
2016-10-29 13:00 | 0 | 0 | 0 | 0 | 427026.0103 | 745.3464 | 379350 | 0 | 0 | 0 | 0 | 213329.748 | 2270028.2752 | 0 | 0 | 0 | 0 | 0 | 0 | 0 | 0 | 0 | 0 | 0 | 0 | 0 | 0 | 0 | 0 | 48421.3566 | 0 | 0 | 0 | 0 | 0 | 0 | 0 | 0 | 0 | 0 | 0 | 0 | 0 | 0 | 0 | 0
2016-10-29 14:00 | 0 | 0 | 0 | 0 | 0 | 179730.252 | 393060 | 0 | 0 | 0 | 0 | 0 | 2270028.2752 | 0 | 0 | 0 | 0 | 0 | 0 | 0 | 0 | 0 | 0 | 0 | 0 | 0 | 0 | 0 | 0 | -213329.748 | 0 | 0 | 0 | 0 | 0 | 0 | 0 | 0 | 0 | 0 | 0 | 0 | 0 | 0 | 0 | 0
2016-10-29 15:00 | 0 | 0 | 0 | 0 | 154037.8625 | 522676.8335 | 402815 | 0 | 0 | 0 | 0 | 259533.218 | 2284394.7531 | 0 | 0 | 0 | 0 | 0 | 0 | 0 | 0 | 0 | 0 | 0 | 0 | 0 | 0 | 0 | 0 | 259533.218 | 14366.478 | 0 | 0 | 0 | 0 | 0 | 0 | 0 | 0 | 0 | 0 | 0 | 0 | 0 | 0 | 0
2016-10-29 16:00 | 0 | 0 | 0 | 0 | 0 | 642315.7565 | 410672 | 0 | 0 | 0 | 0 | 491176.9744 | 2284394.7531 | 0 | 0 | 0 | 0 | 0 | 0 | 0 | 0 | 0 | 0 | 0 | 0 | 0 | 0 | 0 | 0 | 231643.7565 | 0 | 0 | 0 | 0 | 0 | 0 | 0 | 0 | 0 | 0 | 0 | 0 | 0 | 0 | 0 | 0
2016-10-29 17:00 | 0 | 0 | 0 | 0 | 0 | 651080.236 | 417739 | 0 | 0 | 0 | 0 | 724518.2104 | 2284394.7531 | 0 | 0 | 0 | 0 | 0 | 0 | 0 | 0 | 0 | 0 | 0 | 0 | 0 | 0 | 0 | 0 | 233341.236 | 0 | 0 | 0 | 0 | 0 | 0 | 0 | 0 | 0 | 0 | 0 | 0 | 0 | 0 | 0 | 0
2016-10-29 18:00 | 0 | 0 | 0 | 0 | 0 | 623778.1915 | 425048 | 0 | 0 | 0 | 0 | 923248.4019 | 2284394.7531 | 0 | 0 | 0 | 0 | 0 | 0 | 0 | 0 | 0 | 0 | 0 | 0 | 0 | 0 | 0 | 0 | 198730.1915 | 0 | 0 | 0 | 0 | 0 | 0 | 0 | 0 | 0 | 0 | 0 | 0 | 0 | 0 | 0 | 0
2016-10-29 19:00 | 0 | 0 | 0 | 0 | 78776.2475 | 611177.9704 | 430421 | 0 | 0 | 0 | 0 | 1182781.6199 | 2284394.7531 | 0 | 0 | 0 | 0 | 0 | 0 | 0 | 0 | 0 | 0 | 0 | 0 | 0 | 0 | 0 | 0 | 259533.218 | 0 | 0 | 0 | 0 | 0 | 0 | 0 | 0 | 0 | 0 | 0 | 0 | 0 | 0 | 0 | 0
2016-10-29 20:00 | 0 | 0 | 0 | 0 | 0 | 623091.7631 | 436729 | 0 | 0 | 0 | 0 | 1369144.383 | 2284394.7531 | 0 | 0 | 0 | 0 | 0 | 0 | 0 | 0 | 0 | 0 | 0 | 0 | 0 | 0 | 0 | 0 | 186362.7631 | 0 | 0 | 0 | 0 | 0 | 0 | 0 | 0 | 0 | 0 | 0 | 0 | 0 | 0 | 0 | 0
2016-10-29 21:00 | 0 | 0 | 0 | 0 | 0 | 642822.6271 | 439461 | 0 | 0 | 0 | 0 | 1572506.0101 | 2284394.7531 | 0 | 0 | 0 | 0 | 0 | 0 | 0 | 0 | 0 | 0 | 0 | 0 | 0 | 0 | 0 | 0 | 203361.6271 | 0 | 0 | 0 | 0 | 0 | 0 | 0 | 0 | 0 | 0 | 0 | 0 | 0 | 0 | 0 | 0
2016-10-29 22:00 | 0 | 0 | 0 | 0 | 84171.7742 | 614756.4438 | 439395 | 0 | 0 | 0 | 0 | 1832039.2281 | 2284394.7531 | 0 | 0 | 0 | 0 | 0 | 0 | 0 | 0 | 0 | 0 | 0 | 0 | 0 | 0 | 0 | 0 | 259533.218 | 0 | 0 | 0 | 0 | 0 | 0 | 0 | 0 | 0 | 0 | 0 | 0 | 0 | 0 | 0 | 0
2016-10-29 23:00 | 0 | 0 | 0 | 0 | 0 | 390919.7947 | 439845 | 0 | 0 | 0 | 0 | 1783114.0228 | 2284394.7531 | 0 | 0 | 0 | 0 | 0 | 0 | 0 | 0 | 0 | 0 | 0 | 0 | 0 | 0 | 0 | 0 | -48925.2053 | 0 | 0 | 0 | 0 | 0 | 0 | 0 | 0 | 0 | 0 | 0 | 0 | 0 | 0 | 0 | 0
2016-10-30 | 0 | 0 | 0 | 0 | 140998.9259 | 47714.3341 | 433880 | 0 | 0 | 0 | 0 | 1523580.8048 | 2298761.2311 | 0 | 0 | 0 | 0 | 0 | 0 | 0 | 0 | 0 | 0 | 0 | 0 | 0 | 0 | 0 | 0 | -259533.218 | 14366.478 | 0 | 0 | 0 | 0 | 0 | 0 | 0 | 0 | 0 | 0 | 0 | 0 | 0 | 0 | 0
2016-10-30 01:00 | 0 | 0 | 0 | 0 | 161934.9703 | 0.81171 | 421469 | 0 | 0 | 0 | 0 | 1264047.5869 | 2298761.2311 | 0 | 0 | 0 | 0 | 0 | 0 | 0 | 0 | 0 | 0 | 0 | 0 | 0 | 0 | 0 | 0 | -259533.218 | 0 | 0 | 0 | 0 | 0 | 0 | 0 | 0 | 0 | 0 | 0 | 0 | 0 | 0 | 0 | 0
2016-10-30 02:00 | 0 | 0 | 0 | 0 | 516182.3618 | 0 | 405072 | 0 | 0 | 0 | 0 | 1375157.9487 | 2298761.2311 | 0 | 0 | 0 | 0 | 0 | 0 | 0 | 0 | 0 | 0 | 0 | 0 | 0 | 0 | 0 | 0 | 111110.3618 | 0 | 0 | 0 | 0 | 0 | 0 | 0 | 0 | 0 | 0 | 0 | 0 | 0 | 0 | 0 | 0
2016-10-30 03:00 | 0 | 0 | 0 | 0 | 139921.26 | 0 | 385088 | 0 | 0 | 0 | 0 | 1115624.7307 | 2313127.7091 | 0 | 0 | 0 | 0 | 0 | 0 | 0 | 0 | 0 | 0 | 0 | 0 | 0 | 0 | 0 | 0 | -259533.218 | 14366.478 | 0 | 0 | 0 | 0 | 0 | 0 | 0 | 0 | 0 | 0 | 0 | 0 | 0 | 0 | 0
2016-10-30 04:00 | 0 | 0 | 0 | 0 | 218176.0318 | 0 | 364576 | 0 | 0 | 0 | 0 | 969224.7626 | 2313127.7091 | 0 | 0 | 0 | 0 | 0 | 0 | 0 | 0 | 0 | 0 | 0 | 0 | 0 | 0 | 0 | 0 | -146399.9682 | 0 | 0 | 0 | 0 | 0 | 0 | 0 | 0 | 0 | 0 | 0 | 0 | 0 | 0 | 0 | 0
2016-10-30 05:00 | 0 | 0 | 0 | 0 | 506751.874 | 0 | 348139 | 0 | 0 | 0 | 0 | 1127837.6365 | 2313127.7091 | 0 | 0 | 0 | 0 | 0 | 0 | 0 | 0 | 0 | 0 | 0 | 0 | 0 | 0 | 0 | 0 | 158612.874 | 0 | 0 | 0 | 0 | 0 | 0 | 0 | 0 | 0 | 0 | 0 | 0 | 0 | 0 | 0 | 0
2016-10-30 06:00 | 0 | 0 | 0 | 0 | 74484.782 | 0 | 334018 | 0 | 0 | 0 | 0 | 868304.4186 | 2313127.7091 | 0 | 0 | 0 | 0 | 0 | 0 | 0 | 0 | 0 | 0 | 0 | 0 | 0 | 0 | 0 | 0 | -259533.218 | 0 | 0 | 0 | 0 | 0 | 0 | 0 | 0 | 0 | 0 | 0 | 0 | 0 | 0 | 0 | 0
2016-10-30 07:00 | 0 | 0 | 0 | 0 | 475820.8079 | 0 | 324431 | 0 | 0 | 0 | 0 | 1019694.2265 | 2313127.7091 | 0 | 0 | 0 | 0 | 0 | 0 | 0 | 0 | 0 | 0 | 0 | 0 | 0 | 0 | 0 | 0 | 151389.8079 | 0 | 0 | 0 | 0 | 0 | 0 | 0 | 0 | 0 | 0 | 0 | 0 | 0 | 0 | 0 | 0
2016-10-30 08:00 | 0 | 0 | 0 | 0 | 452330.8816 | 0 | 318956 | 0 | 0 | 0 | 0 | 1153069.1081 | 2313127.7091 | 0 | 0 | 0 | 0 | 0 | 0 | 0 | 0 | 0 | 0 | 0 | 0 | 0 | 0 | 0 | 0 | 133374.8816 | 0 | 0 | 0 | 0 | 0 | 0 | 0 | 0 | 0 | 0 | 0 | 0 | 0 | 0 | 0 | 0
2016-10-30 09:00 | 0 | 0 | 0 | 0 | 58208.782 | 0 | 317742 | 0 | 0 | 0 | 0 | 893535.8902 | 2313127.7091 | 0 | 0 | 0 | 0 | 0 | 0 | 0 | 0 | 0 | 0 | 0 | 0 | 0 | 0 | 0 | 0 | -259533.218 | 0 | 0 | 0 | 0 | 0 | 0 | 0 | 0 | 0 | 0 | 0 | 0 | 0 | 0 | 0 | 0
2016-10-30 10:00 | 0 | 0 | 0 | 0 | 371688.4086 | 0 | 321987 | 0 | 0 | 0 | 0 | 943237.2987 | 2313127.7091 | 0 | 0 | 0 | 0 | 0 | 0 | 0 | 0 | 0 | 0 | 0 | 0 | 0 | 0 | 0 | 0 | 49701.4086 | 0 | 0 | 0 | 0 | 0 | 0 | 0 | 0 | 0 | 0 | 0 | 0 | 0 | 0 | 0 | 0
2016-10-30 11:00 | 0 | 0 | 0 | 0 | 70622.782 | 0 | 330156 | 0 | 0 | 0 | 0 | 683704.0808 | 2313127.7091 | 0 | 0 | 0 | 0 | 0 | 0 | 0 | 0 | 0 | 0 | 0 | 0 | 0 | 0 | 0 | 0 | -259533.218 | 0 | 0 | 0 | 0 | 0 | 0 | 0 | 0 | 0 | 0 | 0 | 0 | 0 | 0 | 0 | 0
2016-10-30 12:00 | 0 | 0 | 0 | 0 | 327717.7887 | 0 | 342297 | 0 | 0 | 0 | 0 | 669124.8695 | 2313127.7091 | 0 | 0 | 0 | 0 | 0 | 0 | 0 | 0 | 0 | 0 | 0 | 0 | 0 | 0 | 0 | 0 | -14579.2113 | 0 | 0 | 0 | 0 | 0 | 0 | 0 | 0 | 0 | 0 | 0 | 0 | 0 | 0 | 0 | 0
2016-10-30 13:00 | 0 | 0 | 0 | 0 | 111026.4604 | 615.7996 | 356809 | 0 | 0 | 0 | 0 | 409591.6515 | 2327494.1871 | 0 | 0 | 0 | 0 | 0 | 0 | 0 | 0 | 0 | 0 | 0 | 0 | 0 | 0 | 0 | 0 | -259533.218 | 14366.478 | 0 | 0 | 0 | 0 | 0 | 0 | 0 | 0 | 0 | 0 | 0 | 0 | 0 | 0 | 0
2016-10-30 14:00 | 0 | 0 | 0 | 0 | 234878.5732 | 195567.5684 | 371612 | 0 | 0 | 0 | 0 | 468425.7931 | 2327494.1871 | 0 | 0 | 0 | 0 | 0 | 0 | 0 | 0 | 0 | 0 | 0 | 0 | 0 | 0 | 0 | 0 | 58834.1416 | 0 | 0 | 0 | 0 | 0 | 0 | 0 | 0 | 0 | 0 | 0 | 0 | 0 | 0 | 0 | 0
2016-10-30 15:00 | 0 | 0 | 0 | 0 | 188108.7299 | 383384.1149 | 384979 | 0 | 0 | 0 | 0 | 631425.3483 | 2327494.1871 | 0 | 0 | 0 | 0 | 0 | 0 | 23514.2896 | 0 | 0 | 0 | 0 | 0 | 0 | 0 | 0 | 0 | 162999.5552 | 0 | 0 | 0 | 0 | 0 | 0 | 0 | 0 | 0 | 23514.2896 | 0 | 0 | 0 | 0 | 0 | 0
2016-10-30 16:00 | 0 | 0 | 0 | 0 | 157592.1716 | 476895.7568 | 398469 | 0 | 0 | 0 | 0 | 890958.5663 | 2327494.1871 | 0 | 0 | 0 | 0 | 0 | 0 | 0 | 0 | 0 | 0 | 0 | 0 | 0 | 0 | 0 | 0 | 259533.218 | 0 | 0 | 0 | 0 | 0 | 0 | 0 | 0 | 0 | -23514.2896 | 0 | 0 | 0 | 0 | 0 | 0
2016-10-30 17:00 | 0 | 0 | 0 | 0 | 0 | 505307.2068 | 411094 | 0 | 0 | 0 | 0 | 970805.2951 | 2341860.6651 | 0 | 0 | 0 | 0 | 0 | 0 | 0 | 0 | 0 | 0 | 0 | 0 | 0 | 0 | 0 | 0 | 79846.7288 | 14366.478 | 0 | 0 | 0 | 0 | 0 | 0 | 0 | 0 | 0 | 0 | 0 | 0 | 0 | 0 | 0
2016-10-30 18:00 | 0 | 0 | 0 | 0 | 0 | 512696.2537 | 421927 | 0 | 0 | 0 | 0 | 1061574.5488 | 2341860.6651 | 0 | 0 | 0 | 0 | 0 | 0 | 0 | 0 | 0 | 0 | 0 | 0 | 0 | 0 | 0 | 0 | 90769.2537 | 0 | 0 | 0 | 0 | 0 | 0 | 0 | 0 | 0 | 0 | 0 | 0 | 0 | 0 | 0 | 0
2016-10-30 19:00 | 0 | 0 | 0 | 0 | 0 | 518911.2423 | 429488 | 0 | 0 | 0 | 0 | 1150997.7911 | 2341860.6651 | 0 | 0 | 0 | 0 | 0 | 0 | 0 | 0 | 0 | 0 | 0 | 0 | 0 | 0 | 0 | 0 | 89423.2423 | 0 | 0 | 0 | 0 | 0 | 0 | 0 | 0 | 0 | 0 | 0 | 0 | 0 | 0 | 0 | 0
2016-10-30 20:00 | 0 | 0 | 0 | 0 | 176380.8534 | 521941.6966 | 436896 | 0 | 0 | 0 | 0 | 1410531.0091 | 2341860.6651 | 0 | 0 | 0 | 0 | 0 | 0 | 1893.332 | 0 | 0 | 0 | 0 | 0 | 0 | 0 | 0 | 0 | 259533.218 | 0 | 0 | 0 | 0 | 0 | 0 | 0 | 0 | 0 | 1893.332 | 0 | 0 | 0 | 0 | 0 | 0
2016-10-30 21:00 | 0 | 0 | 0 | 0 | 0 | 509442.8497 | 441267 | 0 | 0 | 0 | 0 | 1480600.1907 | 2341860.6651 | 0 | 0 | 0 | 0 | 0 | 0 | 0 | 0 | 0 | 0 | 0 | 0 | 0 | 0 | 0 | 0 | 70069.1816 | 0 | 0 | 0 | 0 | 0 | 0 | 0 | 0 | 0 | -1893.332 | 0 | 0 | 0 | 0 | 0 | 0
2016-10-30 22:00 | 0 | 0 | 0 | 0 | 0 | 454950.6693 | 444525 | 0 | 0 | 0 | 0 | 1491025.86 | 2341860.6651 | 0 | 0 | 0 | 0 | 0 | 0 | 0 | 0 | 0 | 0 | 0 | 0 | 0 | 0 | 0 | 0 | 10425.6693 | 0 | 0 | 0 | 0 | 0 | 0 | 0 | 0 | 0 | 0 | 0 | 0 | 0 | 0 | 0 | 0
2016-10-30 23:00 | 0 | 0 | 0 | 0 | 0 | 276774.0596 | 448448 | 0 | 0 | 0 | 0 | 1304985.4417 | 2356227.143 | 0 | 0 | 0 | 0 | 0 | 0 | 0 | 0 | 0 | 0 | 0 | 0 | 0 | 0 | 0 | 0 | -186040.4184 | 14366.478 | 0 | 0 | 0 | 0 | 0 | 0 | 0 | 0 | 0 | 0 | 0 | 0 | 0 | 0 | 0
2016-10-31 | 0 | 0 | 0 | 0 | 431917.1246 | 56141.5894 | 445376 | 0 | 0 | 0 | 0 | 1456494.2504 | 2247401.0483 | 0 | 0 | 0 | 0 | 0 | 0 | 0 | 0 | 0 | 0 | 0 | 0 | 0 | 0 | 0 | 0 | 151508.8088 | 0 | 108826.0947 | 0 | 0 | 0 | 0 | 0 | 0 | 0 | 0 | 0 | 0 | 0 | 0 | 0 | 0
2016-10-31 01:00 | 0 | 0 | 0 | 0 | 170478.6216 | 0.16048 | 430012 | 0 | 0 | 0 | 0 | 1196961.0325 | 2247401.0483 | 0 | 0 | 0 | 0 | 0 | 0 | 0 | 0 | 0 | 0 | 0 | 0 | 0 | 0 | 0 | 0 | -259533.218 | 0 | 0 | 0 | 0 | 0 | 0 | 0 | 0 | 0 | 0 | 0 | 0 | 0 | 0 | 0 | 0
2016-10-31 02:00 | 0 | 0 | 0 | 0 | 150890.782 | 0 | 410424 | 0 | 0 | 0 | 0 | 937427.8145 | 2247401.0483 | 0 | 0 | 0 | 0 | 0 | 0 | 0 | 0 | 0 | 0 | 0 | 0 | 0 | 0 | 0 | 0 | -259533.218 | 0 | 0 | 0 | 0 | 0 | 0 | 0 | 0 | 0 | 0 | 0 | 0 | 0 | 0 | 0 | 0
2016-10-31 03:00 | 0 | 0 | 0 | 0 | 565300.8901 | 0 | 386114 | 0 | 0 | 0 | 0 | 1102248.2266 | 2261767.5263 | 0 | 0 | 0 | 0 | 0 | 0 | 0 | 0 | 0 | 0 | 0 | 0 | 0 | 0 | 0 | 0 | 164820.4121 | 14366.478 | 0 | 0 | 0 | 0 | 0 | 0 | 0 | 0 | 0 | 0 | 0 | 0 | 0 | 0 | 0
2016-10-31 04:00 | 0 | 0 | 0 | 0 | 104362.782 | 0 | 363896 | 0 | 0 | 0 | 0 | 842715.0086 | 2261767.5263 | 0 | 0 | 0 | 0 | 0 | 0 | 0 | 0 | 0 | 0 | 0 | 0 | 0 | 0 | 0 | 0 | -259533.218 | 0 | 0 | 0 | 0 | 0 | 0 | 0 | 0 | 0 | 0 | 0 | 0 | 0 | 0 | 0 | 0
2016-10-31 05:00 | 0 | 0 | 0 | 0 | 86537.782 | 0 | 346071 | 0 | 0 | 0 | 0 | 583181.7907 | 2261767.5263 | 0 | 0 | 0 | 0 | 0 | 0 | 0 | 0 | 0 | 0 | 0 | 0 | 0 | 0 | 0 | 0 | -259533.218 | 0 | 0 | 0 | 0 | 0 | 0 | 0 | 0 | 0 | 0 | 0 | 0 | 0 | 0 | 0 | 0
2016-10-31 06:00 | 0 | 0 | 0 | 0 | 572001.5149 | 0 | 334247 | 0 | 0 | 0 | 0 | 820936.3056 | 2261767.5263 | 0 | 0 | 0 | 0 | 0 | 0 | 0 | 0 | 0 | 0 | 0 | 0 | 0 | 0 | 0 | 0 | 237754.5149 | 0 | 0 | 0 | 0 | 0 | 0 | 0 | 0 | 0 | 0 | 0 | 0 | 0 | 0 | 0 | 0
2016-10-31 07:00 | 0 | 0 | 0 | 0 | 67549.782 | 0 | 327083 | 0 | 0 | 0 | 0 | 561403.0876 | 2261767.5263 | 0 | 0 | 0 | 0 | 0 | 0 | 0 | 0 | 0 | 0 | 0 | 0 | 0 | 0 | 0 | 0 | -259533.218 | 0 | 0 | 0 | 0 | 0 | 0 | 0 | 0 | 0 | 0 | 0 | 0 | 0 | 0 | 0 | 0
2016-10-31 08:00 | 0 | 0 | 0 | 0 | 67110.782 | 0 | 326644 | 0 | 0 | 0 | 0 | 301869.8697 | 2261767.5263 | 0 | 0 | 0 | 0 | 0 | 0 | 0 | 0 | 0 | 0 | 0 | 0 | 0 | 0 | 0 | 0 | -259533.218 | 0 | 0 | 0 | 0 | 0 | 0 | 0 | 0 | 0 | 0 | 0 | 0 | 0 | 0 | 0 | 0
2016-10-31 09:00 | 0 | 0 | 0 | 0 | 586249.2242 | 0 | 336996 | 0 | 0 | 0 | 0 | 551123.0939 | 2261767.5263 | 0 | 0 | 0 | 0 | 0 | 0 | 0 | 0 | 0 | 0 | 0 | 0 | 0 | 0 | 0 | 0 | 249253.2242 | 0 | 0 | 0 | 0 | 0 | 0 | 0 | 0 | 0 | 0 | 0 | 0 | 0 | 0 | 0 | 0
2016-10-31 10:00 | 0 | 0 | 0 | 0 | 104633.782 | 0 | 364167 | 0 | 0 | 0 | 0 | 291589.8759 | 2261767.5263 | 0 | 0 | 0 | 0 | 0 | 0 | 0 | 0 | 0 | 0 | 0 | 0 | 0 | 0 | 0 | 0 | -259533.218 | 0 | 0 | 0 | 0 | 0 | 0 | 0 | 0 | 0 | 0 | 0 | 0 | 0 | 0 | 0 | 0
2016-10-31 11:00 | 0 | 0 | 0 | 0 | 134700.782 | 0 | 394234 | 0 | 0 | 0 | 0 | 32056.658 | 2261767.5263 | 0 | 0 | 0 | 0 | 0 | 0 | 0 | 0 | 0 | 0 | 0 | 0 | 0 | 0 | 0 | 0 | -259533.218 | 0 | 0 | 0 | 0 | 0 | 0 | 0 | 0 | 0 | 0 | 0 | 0 | 0 | 0 | 0 | 0
2016-10-31 12:00 | 0 | 0 | 0 | 0 | 637424.56 | 0 | 409948 | 0 | 0 | 0 | 0 | 259533.218 | 2261767.5263 | 0 | 0 | 0 | 0 | 0 | 0 | 0 | 0 | 0 | 0 | 0 | 0 | 0 | 0 | 0 | 0 | 227476.56 | 0 | 0 | 0 | 0 | 0 | 0 | 0 | 0 | 0 | 0 | 0 | 0 | 0 | 0 | 0 | 0
2016-10-31 13:00 | 0 | 0 | 0 | 0 | 158793.1576 | 492.6244 | 418819 | 0 | 0 | 0 | 0 | 0 | 2261767.5263 | 0 | 0 | 0 | 0 | 0 | 0 | 0 | 0 | 0 | 0 | 0 | 0 | 0 | 0 | 0 | 0 | -259533.218 | 0 | 0 | 0 | 0 | 0 | 0 | 0 | 0 | 0 | 0 | 0 | 0 | 0 | 0 | 0 | 0
2016-10-31 14:00 | 0 | 0 | 0 | 0 | 529780.0165 | 157911.2014 | 428158 | 0 | 0 | 0 | 0 | 259533.218 | 2261767.5263 | 0 | 0 | 0 | 0 | 0 | 0 | 0 | 0 | 0 | 0 | 0 | 0 | 0 | 0 | 0 | 0 | 259533.218 | 0 | 0 | 0 | 0 | 0 | 0 | 0 | 0 | 0 | 0 | 0 | 0 | 0 | 0 | 0 | 0
2016-10-31 15:00 | 0 | 0 | 0 | 0 | 175539.6891 | 519877.5289 | 435884 | 0 | 0 | 0 | 0 | 519066.4359 | 2261767.5263 | 0 | 0 | 0 | 0 | 0 | 0 | 0 | 0 | 0 | 0 | 0 | 0 | 0 | 0 | 0 | 0 | 259533.218 | 0 | 0 | 0 | 0 | 0 | 0 | 0 | 0 | 0 | 0 | 0 | 0 | 0 | 0 | 0 | 0
2016-10-31 16:00 | 0 | 0 | 0 | 0 | 0 | 650341.8388 | 443570 | 0 | 0 | 0 | 0 | 725838.2748 | 2261767.5263 | 0 | 0 | 0 | 0 | 0 | 0 | 0 | 0 | 0 | 0 | 0 | 0 | 0 | 0 | 0 | 0 | 206771.8388 | 0 | 0 | 0 | 0 | 0 | 0 | 0 | 0 | 0 | 0 | 0 | 0 | 0 | 0 | 0 | 0
2016-10-31 17:00 | 0 | 0 | 0 | 0 | 0 | 661890.6664 | 452155 | 0 | 0 | 0 | 0 | 935573.9412 | 2261767.5263 | 0 | 0 | 0 | 0 | 0 | 0 | 0 | 0 | 0 | 0 | 0 | 0 | 0 | 0 | 0 | 0 | 209735.6664 | 0 | 0 | 0 | 0 | 0 | 0 | 0 | 0 | 0 | 0 | 0 | 0 | 0 | 0 | 0 | 0
2016-10-31 18:00 | 0 | 0 | 0 | 0 | 81707.5682 | 635457.6498 | 457632 | 0 | 0 | 0 | 0 | 1195107.1592 | 2261767.5263 | 0 | 0 | 0 | 0 | 0 | 0 | 0 | 0 | 0 | 0 | 0 | 0 | 0 | 0 | 0 | 0 | 259533.218 | 0 | 0 | 0 | 0 | 0 | 0 | 0 | 0 | 0 | 0 | 0 | 0 | 0 | 0 | 0 | 0
2016-10-31 19:00 | 0 | 0 | 0 | 0 | 0 | 620982.3936 | 463453 | 0 | 0 | 0 | 0 | 1352636.5527 | 2261767.5263 | 0 | 0 | 0 | 0 | 0 | 0 | 0 | 0 | 0 | 0 | 0 | 0 | 0 | 0 | 0 | 0 | 157529.3936 | 0 | 0 | 0 | 0 | 0 | 0 | 0 | 0 | 0 | 0 | 0 | 0 | 0 | 0 | 0 | 0
2016-10-31 20:00 | 0 | 0 | 0 | 0 | 0 | 629762.8753 | 466731 | 0 | 0 | 0 | 0 | 1501301.95 | 2276134.0043 | 0 | 0 | 0 | 0 | 0 | 0 | 0 | 0 | 0 | 0 | 0 | 0 | 0 | 0 | 0 | 0 | 148665.3973 | 14366.478 | 0 | 0 | 0 | 0 | 0 | 0 | 0 | 0 | 0 | 0 | 0 | 0 | 0 | 0 | 0
2016-10-31 21:00 | 0 | 0 | 0 | 0 | 97589.237 | 643378.4589 | 467068 | 0 | 0 | 0 | 0 | 1760835.168 | 2290500.4823 | 0 | 0 | 0 | 0 | 0 | 0 | 0 | 0 | 0 | 0 | 0 | 0 | 0 | 0 | 0 | 0 | 259533.218 | 14366.478 | 0 | 0 | 0 | 0 | 0 | 0 | 0 | 0 | 0 | 0 | 0 | 0 | 0 | 0 | 0
2016-10-31 22:00 | 0 | 0 | 0 | 0 | 0 | 602905.7519 | 465870 | 0 | 0 | 0 | 0 | 1897870.9198 | 2290500.4823 | 0 | 0 | 0 | 0 | 0 | 0 | 0 | 0 | 0 | 0 | 0 | 0 | 0 | 0 | 0 | 0 | 137035.7519 | 0 | 0 | 0 | 0 | 0 | 0 | 0 | 0 | 0 | 0 | 0 | 0 | 0 | 0 | 0 | 0
2016-10-31 23:00 | 0 | 0 | 0 | 0 | 0 | 389887.7487 | 462651 | 0 | 0 | 0 | 0 | 1825107.6685 | 2290500.4823 | 0 | 0 | 0 | 0 | 0 | 0 | 0 | 0 | 0 | 0 | 0 | 0 | 0 | 0 | 0 | 0 | -72763.2513 | 0 | 0 | 0 | 0 | 0 | 0 | 0 | 0 | 0 | 0 | 0 | 0 | 0 | 0 | 0 | 0
2016-11-01 | 0 | 0 | 0 | 0 | 137916.043 | 60341.739 | 457791 | 0 | 0 | 0 | 0 | 1565574.4505 | 2290500.4823 | 0 | 0 | 0 | 0 | 0 | 0 | 0 | 0 | 0 | 0 | 0 | 0 | 0 | 0 | 0 | 0 | -259533.218 | 0 | 0 | 0 | 0 | 0 | 0 | 0 | 0 | 0 | 0 | 0 | 0 | 0 | 0 | 0 | 0
2016-11-01 01:00 | 0 | 0 | 0 | 0 | 187002.782 | 0 | 446536 | 0 | 0 | 0 | 0 | 1306041.2326 | 2290500.4823 | 0 | 0 | 0 | 0 | 0 | 0 | 0 | 0 | 0 | 0 | 0 | 0 | 0 | 0 | 0 | 0 | -259533.218 | 0 | 0 | 0 | 0 | 0 | 0 | 0 | 0 | 0 | 0 | 0 | 0 | 0 | 0 | 0 | 0
2016-11-01 02:00 | 0 | 0 | 0 | 0 | 686466.218 | 0 | 426933 | 0 | 0 | 0 | 0 | 1565574.4505 | 2290500.4823 | 0 | 0 | 0 | 0 | 0 | 0 | 0 | 0 | 0 | 0 | 0 | 0 | 0 | 0 | 0 | 0 | 259533.218 | 0 | 0 | 0 | 0 | 0 | 0 | 0 | 0 | 0 | 0 | 0 | 0 | 0 | 0 | 0 | 0
2016-11-01 03:00 | 0 | 0 | 0 | 0 | 141714.782 | 0 | 401248 | 0 | 0 | 0 | 0 | 1306041.2326 | 2290500.4823 | 0 | 0 | 0 | 0 | 0 | 0 | 0 | 0 | 0 | 0 | 0 | 0 | 0 | 0 | 0 | 0 | -259533.218 | 0 | 0 | 0 | 0 | 0 | 0 | 0 | 0 | 0 | 0 | 0 | 0 | 0 | 0 | 0 | 0
2016-11-01 04:00 | 0 | 0 | 0 | 0 | 117533.782 | 0 | 377067 | 0 | 0 | 0 | 0 | 1046508.0146 | 2290500.4823 | 0 | 0 | 0 | 0 | 0 | 0 | 0 | 0 | 0 | 0 | 0 | 0 | 0 | 0 | 0 | 0 | -259533.218 | 0 | 0 | 0 | 0 | 0 | 0 | 0 | 0 | 0 | 0 | 0 | 0 | 0 | 0 | 0 | 0
2016-11-01 05:00 | 0 | 0 | 0 | 0 | 618352.218 | 0 | 358819 | 0 | 0 | 0 | 0 | 1306041.2326 | 2290500.4823 | 0 | 0 | 0 | 0 | 0 | 0 | 0 | 0 | 0 | 0 | 0 | 0 | 0 | 0 | 0 | 0 | 259533.218 | 0 | 0 | 0 | 0 | 0 | 0 | 0 | 0 | 0 | 0 | 0 | 0 | 0 | 0 | 0 | 0
2016-11-01 06:00 | 0 | 0 | 0 | 0 | 87108.782 | 0 | 346642 | 0 | 0 | 0 | 0 | 1046508.0146 | 2290500.4823 | 0 | 0 | 0 | 0 | 0 | 0 | 0 | 0 | 0 | 0 | 0 | 0 | 0 | 0 | 0 | 0 | -259533.218 | 0 | 0 | 0 | 0 | 0 | 0 | 0 | 0 | 0 | 0 | 0 | 0 | 0 | 0 | 0 | 0
2016-11-01 07:00 | 0 | 0 | 0 | 0 | 80542.782 | 0 | 340076 | 0 | 0 | 0 | 0 | 786974.7966 | 2290500.4823 | 0 | 0 | 0 | 0 | 0 | 0 | 0 | 0 | 0 | 0 | 0 | 0 | 0 | 0 | 0 | 0 | -259533.218 | 0 | 0 | 0 | 0 | 0 | 0 | 0 | 0 | 0 | 0 | 0 | 0 | 0 | 0 | 0 | 0
2016-11-01 08:00 | 0 | 0 | 0 | 0 | 598794.218 | 0 | 339261 | 0 | 0 | 0 | 0 | 1046508.0146 | 2290500.4823 | 0 | 0 | 0 | 0 | 0 | 0 | 0 | 0 | 0 | 0 | 0 | 0 | 0 | 0 | 0 | 0 | 259533.218 | 0 | 0 | 0 | 0 | 0 | 0 | 0 | 0 | 0 | 0 | 0 | 0 | 0 | 0 | 0 | 0
2016-11-01 09:00 | 0 | 0 | 0 | 0 | 89323.782 | 0 | 348857 | 0 | 0 | 0 | 0 | 786974.7966 | 2290500.4823 | 0 | 0 | 0 | 0 | 0 | 0 | 0 | 0 | 0 | 0 | 0 | 0 | 0 | 0 | 0 | 0 | -259533.218 | 0 | 0 | 0 | 0 | 0 | 0 | 0 | 0 | 0 | 0 | 0 | 0 | 0 | 0 | 0 | 0
2016-11-01 10:00 | 0 | 0 | 0 | 0 | 525127.5961 | 0 | 375785 | 0 | 0 | 0 | 0 | 936317.3927 | 2290500.4823 | 0 | 0 | 0 | 0 | 0 | 0 | 0 | 0 | 0 | 0 | 0 | 0 | 0 | 0 | 0 | 0 | 149342.5961 | 0 | 0 | 0 | 0 | 0 | 0 | 0 | 0 | 0 | 0 | 0 | 0 | 0 | 0 | 0 | 0
2016-11-01 11:00 | 0 | 0 | 0 | 0 | 469078.5524 | 0 | 404362 | 0 | 0 | 0 | 0 | 1001033.9451 | 2290500.4823 | 0 | 0 | 0 | 0 | 0 | 0 | 0 | 0 | 0 | 0 | 0 | 0 | 0 | 0 | 0 | 0 | 64716.5524 | 0 | 0 | 0 | 0 | 0 | 0 | 0 | 0 | 0 | 0 | 0 | 0 | 0 | 0 | 0 | 0
2016-11-01 12:00 | 0 | 0 | 0 | 0 | 428706.5814 | 0 | 418100 | 0 | 0 | 0 | 0 | 1011640.5265 | 2290500.4823 | 0 | 0 | 0 | 0 | 0 | 0 | 0 | 0 | 0 | 0 | 0 | 0 | 0 | 0 | 0 | 0 | 10606.5814 | 0 | 0 | 0 | 0 | 0 | 0 | 0 | 0 | 0 | 0 | 0 | 0 | 0 | 0 | 0 | 0
2016-11-01 13:00 | 0 | 0 | 0 | 0 | 164982.0277 | 367.7543 | 424883 | 0 | 0 | 0 | 0 | 752107.3085 | 2290500.4823 | 0 | 0 | 0 | 0 | 0 | 0 | 0 | 0 | 0 | 0 | 0 | 0 | 0 | 0 | 0 | 0 | -259533.218 | 0 | 0 | 0 | 0 | 0 | 0 | 0 | 0 | 0 | 0 | 0 | 0 | 0 | 0 | 0 | 0
2016-11-01 14:00 | 0 | 0 | 0 | 0 | 263934.3288 | 94536.3898 | 432738 | 0 | 0 | 0 | 0 | 663473.5491 | 2304866.9602 | 0 | 0 | 0 | 0 | 0 | 0 | 0 | 0 | 0 | 0 | 0 | 0 | 0 | 0 | 0 | 0 | -88633.7594 | 14366.478 | 0 | 0 | 0 | 0 | 0 | 0 | 0 | 0 | 0 | 0 | 0 | 0 | 0 | 0 | 0
2016-11-01 15:00 | 0 | 0 | 0 | 0 | 0 | 333171.2327 | 441024 | 0 | 0 | 0 | 0 | 555620.7818 | 2304866.9602 | 0 | 0 | 0 | 0 | 0 | 0 | 0 | 0 | 0 | 0 | 0 | 0 | 0 | 0 | 0 | 0 | -107852.7673 | 0 | 0 | 0 | 0 | 0 | 0 | 0 | 0 | 0 | 0 | 0 | 0 | 0 | 0 | 0 | 0
2016-11-01 16:00 | 0 | 0 | 0 | 0 | 0 | 477513.1819 | 448543 | 0 | 0 | 0 | 0 | 584590.9637 | 2304866.9602 | 0 | 0 | 0 | 0 | 0 | 0 | 0 | 0 | 0 | 0 | 0 | 0 | 0 | 0 | 0 | 0 | 28970.1819 | 0 | 0 | 0 | 0 | 0 | 0 | 0 | 0 | 0 | 0 | 0 | 0 | 0 | 0 | 0 | 0
2016-11-01 17:00 | 0 | 0 | 0 | 0 | 182261.9287 | 531480.2893 | 454209 | 0 | 0 | 0 | 0 | 844124.1817 | 2304866.9602 | 0 | 0 | 0 | 0 | 0 | 0 | 0 | 0 | 0 | 0 | 0 | 0 | 0 | 0 | 0 | 0 | 259533.218 | 0 | 0 | 0 | 0 | 0 | 0 | 0 | 0 | 0 | 0 | 0 | 0 | 0 | 0 | 0 | 0
2016-11-01 18:00 | 0 | 0 | 0 | 0 | 0 | 531062.7932 | 460031 | 0 | 0 | 0 | 0 | 915155.9749 | 2304866.9602 | 0 | 0 | 0 | 0 | 0 | 0 | 0 | 0 | 0 | 0 | 0 | 0 | 0 | 0 | 0 | 0 | 71031.7932 | 0 | 0 | 0 | 0 | 0 | 0 | 0 | 0 | 0 | 0 | 0 | 0 | 0 | 0 | 0 | 0
2016-11-01 19:00 | 0 | 0 | 0 | 0 | 0 | 521918.5122 | 464625 | 0 | 0 | 0 | 0 | 972449.4872 | 2304866.9602 | 0 | 0 | 0 | 0 | 0 | 0 | 0 | 0 | 0 | 0 | 0 | 0 | 0 | 0 | 0 | 0 | 57293.5122 | 0 | 0 | 0 | 0 | 0 | 0 | 0 | 0 | 0 | 0 | 0 | 0 | 0 | 0 | 0 | 0
2016-11-01 20:00 | 0 | 0 | 0 | 0 | 213055.7045 | 515901.5135 | 469424 | 0 | 0 | 0 | 0 | 1231982.7051 | 2304866.9602 | 0 | 0 | 0 | 0 | 0 | 0 | 0 | 0 | 0 | 0 | 0 | 0 | 0 | 0 | 0 | 0 | 259533.218 | 0 | 0 | 0 | 0 | 0 | 0 | 0 | 0 | 0 | 0 | 0 | 0 | 0 | 0 | 0 | 0
2016-11-01 21:00 | 0 | 0 | 0 | 0 | 0 | 500447.0673 | 473308 | 0 | 0 | 0 | 0 | 1259121.7724 | 2304866.9602 | 0 | 0 | 0 | 0 | 0 | 0 | 0 | 0 | 0 | 0 | 0 | 0 | 0 | 0 | 0 | 0 | 27139.0673 | 0 | 0 | 0 | 0 | 0 | 0 | 0 | 0 | 0 | 0 | 0 | 0 | 0 | 0 | 0 | 0
2016-11-01 22:00 | 0 | 0 | 0 | 0 | 0 | 450755.5121 | 477350 | 0 | 0 | 0 | 0 | 1232527.2845 | 2304866.9602 | 0 | 0 | 0 | 0 | 0 | 0 | 0 | 0 | 0 | 0 | 0 | 0 | 0 | 0 | 0 | 0 | -26594.4879 | 0 | 0 | 0 | 0 | 0 | 0 | 0 | 0 | 0 | 0 | 0 | 0 | 0 | 0 | 0 | 0
2016-11-01 23:00 | 0 | 0 | 0 | 0 | 422944.9898 | 318154.9624 | 481831 | 0 | 0 | 0 | 0 | 1492060.5024 | 2304602.6945 | 0 | 0 | 0 | 0 | 0 | 0 | 0 | 0 | 0 | 0 | 0 | 0 | 0 | 0 | 0 | 0 | 259533.218 | 0 | 264.2657 | 0 | 0 | 0 | 0 | 0 | 0 | 0 | 0 | 0 | 0 | 0 | 0 | 0 | 0
2016-11-02 | 0 | 0 | 0 | 0 | 498908.9155 | 60298.7394 | 478077 | 0 | 0 | 0 | 0 | 1558824.6793 | 2318969.1725 | 0 | 0 | 0 | 0 | 0 | 0 | 0 | 0 | 0 | 0 | 0 | 0 | 0 | 0 | 0 | 0 | 66764.1768 | 14366.478 | 0 | 0 | 0 | 0 | 0 | 0 | 0 | 0 | 0 | 0 | 0 | 0 | 0 | 0 | 0
2016-11-02 01:00 | 0 | 0 | 0 | 0 | 519784.7168 | 0 | 461935 | 0 | 0 | 0 | 0 | 1616674.3961 | 2318969.1725 | 0 | 0 | 0 | 0 | 0 | 0 | 0 | 0 | 0 | 0 | 0 | 0 | 0 | 0 | 0 | 0 | 57849.7168 | 0 | 0 | 0 | 0 | 0 | 0 | 0 | 0 | 0 | 0 | 0 | 0 | 0 | 0 | 0 | 0
2016-11-02 02:00 | 0 | 0 | 0 | 0 | 522803.3837 | 0 | 438071 | 0 | 0 | 0 | 0 | 1701406.7798 | 2318969.1725 | 0 | 0 | 0 | 0 | 0 | 0 | 0 | 0 | 0 | 0 | 0 | 0 | 0 | 0 | 0 | 0 | 84732.3837 | 0 | 0 | 0 | 0 | 0 | 0 | 0 | 0 | 0 | 0 | 0 | 0 | 0 | 0 | 0 | 0
2016-11-02 03:00 | 0 | 0 | 0 | 0 | 151500.782 | 0 | 411034 | 0 | 0 | 0 | 0 | 1441873.5619 | 2318969.1725 | 0 | 0 | 0 | 0 | 0 | 0 | 0 | 0 | 0 | 0 | 0 | 0 | 0 | 0 | 0 | 0 | -259533.218 | 0 | 0 | 0 | 0 | 0 | 0 | 0 | 0 | 0 | 0 | 0 | 0 | 0 | 0 | 0 | 0
2016-11-02 04:00 | 0 | 0 | 0 | 0 | 531711.8531 | 0 | 384186 | 0 | 0 | 0 | 0 | 1589399.415 | 2318969.1725 | 0 | 0 | 0 | 0 | 0 | 0 | 0 | 0 | 0 | 0 | 0 | 0 | 0 | 0 | 0 | 0 | 147525.8531 | 0 | 0 | 0 | 0 | 0 | 0 | 0 | 0 | 0 | 0 | 0 | 0 | 0 | 0 | 0 | 0
2016-11-02 05:00 | 0 | 0 | 0 | 0 | 104364.782 | 0 | 363898 | 0 | 0 | 0 | 0 | 1329866.197 | 2318969.1725 | 0 | 0 | 0 | 0 | 0 | 0 | 0 | 0 | 0 | 0 | 0 | 0 | 0 | 0 | 0 | 0 | -259533.218 | 0 | 0 | 0 | 0 | 0 | 0 | 0 | 0 | 0 | 0 | 0 | 0 | 0 | 0 | 0 | 0
2016-11-02 06:00 | 0 | 0 | 0 | 0 | 488437.8015 | 0 | 350436 | 0 | 0 | 0 | 0 | 1467867.9985 | 2318969.1725 | 0 | 0 | 0 | 0 | 0 | 0 | 0 | 0 | 0 | 0 | 0 | 0 | 0 | 0 | 0 | 0 | 138001.8015 | 0 | 0 | 0 | 0 | 0 | 0 | 0 | 0 | 0 | 0 | 0 | 0 | 0 | 0 | 0 | 0
2016-11-02 07:00 | 0 | 0 | 0 | 0 | 82757.782 | 0 | 342291 | 0 | 0 | 0 | 0 | 1208334.7805 | 2318969.1725 | 0 | 0 | 0 | 0 | 0 | 0 | 0 | 0 | 0 | 0 | 0 | 0 | 0 | 0 | 0 | 0 | -259533.218 | 0 | 0 | 0 | 0 | 0 | 0 | 0 | 0 | 0 | 0 | 0 | 0 | 0 | 0 | 0 | 0
2016-11-02 08:00 | 0 | 0 | 0 | 0 | 448698.1404 | 0 | 340929 | 0 | 0 | 0 | 0 | 1316103.921 | 2318969.1725 | 0 | 0 | 0 | 0 | 0 | 0 | 0 | 0 | 0 | 0 | 0 | 0 | 0 | 0 | 0 | 0 | 107769.1404 | 0 | 0 | 0 | 0 | 0 | 0 | 0 | 0 | 0 | 0 | 0 | 0 | 0 | 0 | 0 | 0
2016-11-02 09:00 | 0 | 0 | 0 | 0 | 418966.7427 | 0 | 350511 | 0 | 0 | 0 | 0 | 1384559.6637 | 2318969.1725 | 0 | 0 | 0 | 0 | 0 | 0 | 0 | 0 | 0 | 0 | 0 | 0 | 0 | 0 | 0 | 0 | 68455.7427 | 0 | 0 | 0 | 0 | 0 | 0 | 0 | 0 | 0 | 0 | 0 | 0 | 0 | 0 | 0 | 0
2016-11-02 10:00 | 0 | 0 | 0 | 0 | 389707.3534 | 0 | 375741 | 0 | 0 | 0 | 0 | 1398526.0171 | 2318969.1725 | 0 | 0 | 0 | 0 | 0 | 0 | 0 | 0 | 0 | 0 | 0 | 0 | 0 | 0 | 0 | 0 | 13966.3534 | 0 | 0 | 0 | 0 | 0 | 0 | 0 | 0 | 0 | 0 | 0 | 0 | 0 | 0 | 0 | 0
2016-11-02 11:00 | 0 | 0 | 0 | 0 | 144081.782 | 0 | 403615 | 0 | 0 | 0 | 0 | 1138992.7991 | 2318969.1725 | 0 | 0 | 0 | 0 | 0 | 0 | 0 | 0 | 0 | 0 | 0 | 0 | 0 | 0 | 0 | 0 | -259533.218 | 0 | 0 | 0 | 0 | 0 | 0 | 0 | 0 | 0 | 0 | 0 | 0 | 0 | 0 | 0 | 0
2016-11-02 12:00 | 0 | 0 | 0 | 0 | 347148.9189 | 0 | 418313 | 0 | 0 | 0 | 0 | 1053462.2401 | 2333335.6505 | 0 | 0 | 0 | 0 | 0 | 0 | 0 | 0 | 0 | 0 | 0 | 0 | 0 | 0 | 0 | 0 | -85530.559 | 14366.478 | 0 | 0 | 0 | 0 | 0 | 0 | 0 | 0 | 0 | 0 | 0 | 0 | 0 | 0 | 0
2016-11-02 13:00 | 0 | 0 | 0 | 0 | 316633.9556 | 152.0964 | 426393 | 0 | 0 | 0 | 0 | 929488.8141 | 2347702.1285 | 0 | 0 | 0 | 0 | 0 | 0 | 0 | 0 | 0 | 0 | 0 | 0 | 0 | 0 | 0 | 0 | -123973.4259 | 14366.478 | 0 | 0 | 0 | 0 | 0 | 0 | 0 | 0 | 0 | 0 | 0 | 0 | 0 | 0 | 0
2016-11-02 14:00 | 0 | 0 | 0 | 0 | 82797.1215 | 94048.6605 | 436379 | 0 | 0 | 0 | 0 | 669955.5962 | 2347702.1285 | 0 | 0 | 0 | 0 | 0 | 0 | 0 | 0 | 0 | 0 | 0 | 0 | 0 | 0 | 0 | 0 | -259533.218 | 0 | 0 | 0 | 0 | 0 | 0 | 0 | 0 | 0 | 0 | 0 | 0 | 0 | 0 | 0 | 0
2016-11-02 15:00 | 0 | 0 | 0 | 0 | 168834.7299 | 511463.3219 | 444579 | 0 | 0 | 0 | 0 | 929488.8141 | 2323887.9624 | 0 | 0 | 0 | 0 | 0 | 0 | 0 | 0 | 0 | 0 | 0 | 0 | 0 | 0 | 0 | 0 | 259533.218 | 0 | 23814.1661 | 0 | 0 | 0 | 0 | 0 | 0 | 0 | 0 | 0 | 0 | 0 | 0 | 0 | 0
2016-11-02 16:00 | 0 | 0 | 0 | 0 | 93806.2573 | 631768.4387 | 451675 | 0 | 0 | 0 | 0 | 1189022.0321 | 2338254.4404 | 0 | 0 | 0 | 0 | 0 | 0 | 0 | 0 | 0 | 0 | 0 | 0 | 0 | 0 | 0 | 0 | 259533.218 | 14366.478 | 0 | 0 | 0 | 0 | 0 | 0 | 0 | 0 | 0 | 0 | 0 | 0 | 0 | 0 | 0
2016-11-02 17:00 | 0 | 0 | 0 | 0 | 95176.3553 | 623750.8627 | 459394 | 0 | 0 | 0 | 0 | 1448555.2501 | 2338254.4404 | 0 | 0 | 0 | 0 | 0 | 0 | 0 | 0 | 0 | 0 | 0 | 0 | 0 | 0 | 0 | 0 | 259533.218 | 0 | 0 | 0 | 0 | 0 | 0 | 0 | 0 | 0 | 0 | 0 | 0 | 0 | 0 | 0 | 0
2016-11-02 18:00 | 0 | 0 | 0 | 0 | 0 | 596007.0827 | 466383 | 0 | 0 | 0 | 0 | 1578179.3328 | 2338254.4404 | 0 | 0 | 0 | 0 | 0 | 0 | 0 | 0 | 0 | 0 | 0 | 0 | 0 | 0 | 0 | 0 | 129624.0827 | 0 | 0 | 0 | 0 | 0 | 0 | 0 | 0 | 0 | 0 | 0 | 0 | 0 | 0 | 0 | 0
2016-11-02 19:00 | 0 | 0 | 0 | 0 | 0 | 578147.2958 | 471568 | 0 | 0 | 0 | 0 | 1670392.1506 | 2352620.9183 | 0 | 0 | 0 | 0 | 0 | 0 | 0 | 0 | 0 | 0 | 0 | 0 | 0 | 0 | 0 | 0 | 92212.8178 | 14366.478 | 0 | 0 | 0 | 0 | 0 | 0 | 0 | 0 | 0 | 0 | 0 | 0 | 0 | 0 | 0
2016-11-02 20:00 | 0 | 0 | 0 | 0 | 152828.7668 | 581081.4511 | 474377 | 0 | 0 | 0 | 0 | 1929925.3686 | 2352620.9183 | 0 | 0 | 0 | 0 | 0 | 0 | 0 | 0 | 0 | 0 | 0 | 0 | 0 | 0 | 0 | 0 | 259533.218 | 0 | 0 | 0 | 0 | 0 | 0 | 0 | 0 | 0 | 0 | 0 | 0 | 0 | 0 | 0 | 0
2016-11-02 21:00 | 0 | 0 | 0 | 0 | 0 | 590688.8059 | 475810 | 0 | 0 | 0 | 0 | 2044804.1745 | 2352620.9183 | 0 | 0 | 0 | 0 | 0 | 0 | 0 | 0 | 0 | 0 | 0 | 0 | 0 | 0 | 0 | 0 | 114878.8059 | 0 | 0 | 0 | 0 | 0 | 0 | 0 | 0 | 0 | 0 | 0 | 0 | 0 | 0 | 0 | 0
2016-11-02 22:00 | 0 | 0 | 0 | 0 | 0 | 566093.7894 | 479192 | 0 | 0 | 0 | 0 | 2131705.9638 | 2352620.9183 | 0 | 0 | 0 | 0 | 0 | 0 | 0 | 0 | 0 | 0 | 0 | 0 | 0 | 0 | 0 | 0 | 86901.7894 | 0 | 0 | 0 | 0 | 0 | 0 | 0 | 0 | 0 | 0 | 0 | 0 | 0 | 0 | 0 | 0
2016-11-02 23:00 | 0 | 0 | 0 | 0 | 0 | 384132.206 | 481998 | 0 | 0 | 0 | 0 | 2033840.1698 | 2352620.9183 | 0 | 0 | 0 | 0 | 0 | 0 | 0 | 0 | 0 | 0 | 0 | 0 | 0 | 0 | 0 | 0 | -97865.794 | 0 | 0 | 0 | 0 | 0 | 0 | 0 | 0 | 0 | 0 | 0 | 0 | 0 | 0 | 0 | 0
2016-11-03 | 0 | 0 | 0 | 0 | 321244.1296 | 56427.5665 | 476820 | 0 | 0 | 0 | 0 | 1920325.3878 | 2366987.3963 | 0 | 0 | 0 | 0 | 0 | 0 | 0 | 0 | 0 | 0 | 0 | 0 | 0 | 0 | 0 | 0 | -113514.7819 | 14366.478 | 0 | 0 | 0 | 0 | 0 | 0 | 0 | 0 | 0 | 0 | 0 | 0 | 0 | 0 | 0
2016-11-03 01:00 | 0 | 0 | 0 | 0 | 336673.1767 | 0 | 460151 | 0 | 0 | 0 | 0 | 1796847.5645 | 2366987.3963 | 0 | 0 | 0 | 0 | 0 | 0 | 0 | 0 | 0 | 0 | 0 | 0 | 0 | 0 | 0 | 0 | -123477.8233 | 0 | 0 | 0 | 0 | 0 | 0 | 0 | 0 | 0 | 0 | 0 | 0 | 0 | 0 | 0 | 0
2016-11-03 02:00 | 0 | 0 | 0 | 0 | 339126.9731 | 0 | 436685 | 0 | 0 | 0 | 0 | 1699289.5376 | 2366987.3963 | 0 | 0 | 0 | 0 | 0 | 0 | 0 | 0 | 0 | 0 | 0 | 0 | 0 | 0 | 0 | 0 | -97558.0269 | 0 | 0 | 0 | 0 | 0 | 0 | 0 | 0 | 0 | 0 | 0 | 0 | 0 | 0 | 0 | 0
2016-11-03 03:00 | 0 | 0 | 0 | 0 | 151209.782 | 0 | 410743 | 0 | 0 | 0 | 0 | 1439756.3196 | 2366987.3963 | 0 | 0 | 0 | 0 | 0 | 0 | 0 | 0 | 0 | 0 | 0 | 0 | 0 | 0 | 0 | 0 | -259533.218 | 0 | 0 | 0 | 0 | 0 | 0 | 0 | 0 | 0 | 0 | 0 | 0 | 0 | 0 | 0 | 0
2016-11-03 04:00 | 0 | 0 | 0 | 0 | 355049.1632 | 0 | 386212 | 0 | 0 | 0 | 0 | 1408593.4828 | 2366987.3963 | 0 | 0 | 0 | 0 | 0 | 0 | 0 | 0 | 0 | 0 | 0 | 0 | 0 | 0 | 0 | 0 | -31162.8368 | 0 | 0 | 0 | 0 | 0 | 0 | 0 | 0 | 0 | 0 | 0 | 0 | 0 | 0 | 0 | 0
2016-11-03 05:00 | 0 | 0 | 0 | 0 | 107766.782 | 0 | 367300 | 0 | 0 | 0 | 0 | 1149060.2649 | 2366987.3963 | 0 | 0 | 0 | 0 | 0 | 0 | 0 | 0 | 0 | 0 | 0 | 0 | 0 | 0 | 0 | 0 | -259533.218 | 0 | 0 | 0 | 0 | 0 | 0 | 0 | 0 | 0 | 0 | 0 | 0 | 0 | 0 | 0 | 0
2016-11-03 06:00 | 0 | 0 | 0 | 0 | 404196.9581 | 0 | 351478 | 0 | 0 | 0 | 0 | 1201779.2229 | 2366987.3963 | 0 | 0 | 0 | 0 | 0 | 0 | 0 | 0 | 0 | 0 | 0 | 0 | 0 | 0 | 0 | 0 | 52718.9581 | 0 | 0 | 0 | 0 | 0 | 0 | 0 | 0 | 0 | 0 | 0 | 0 | 0 | 0 | 0 | 0
2016-11-03 07:00 | 0 | 0 | 0 | 0 | 424834.6162 | 0 | 342221 | 0 | 0 | 0 | 0 | 1284392.8391 | 2366987.3963 | 0 | 0 | 0 | 0 | 0 | 0 | 0 | 0 | 0 | 0 | 0 | 0 | 0 | 0 | 0 | 0 | 82613.6162 | 0 | 0 | 0 | 0 | 0 | 0 | 0 | 0 | 0 | 0 | 0 | 0 | 0 | 0 | 0 | 0
2016-11-03 08:00 | 0 | 0 | 0 | 0 | 437307.5481 | 0 | 340441 | 0 | 0 | 0 | 0 | 1381259.3872 | 2366987.3963 | 0 | 0 | 0 | 0 | 0 | 0 | 0 | 0 | 0 | 0 | 0 | 0 | 0 | 0 | 0 | 0 | 96866.5481 | 0 | 0 | 0 | 0 | 0 | 0 | 0 | 0 | 0 | 0 | 0 | 0 | 0 | 0 | 0 | 0
2016-11-03 09:00 | 0 | 0 | 0 | 0 | 89512.782 | 0 | 349046 | 0 | 0 | 0 | 0 | 1121726.1693 | 2366987.3963 | 0 | 0 | 0 | 0 | 0 | 0 | 0 | 0 | 0 | 0 | 0 | 0 | 0 | 0 | 0 | 0 | -259533.218 | 0 | 0 | 0 | 0 | 0 | 0 | 0 | 0 | 0 | 0 | 0 | 0 | 0 | 0 | 0 | 0
2016-11-03 10:00 | 0 | 0 | 0 | 0 | 428142.0321 | 0 | 372309 | 0 | 0 | 0 | 0 | 1177559.2014 | 2366987.3963 | 0 | 0 | 0 | 0 | 0 | 0 | 0 | 0 | 0 | 0 | 0 | 0 | 0 | 0 | 0 | 0 | 55833.0321 | 0 | 0 | 0 | 0 | 0 | 0 | 0 | 0 | 0 | 0 | 0 | 0 | 0 | 0 | 0 | 0
2016-11-03 11:00 | 0 | 0 | 0 | 0 | 421522.1079 | 0 | 400076 | 0 | 0 | 0 | 0 | 1199005.3093 | 2366987.3963 | 0 | 0 | 0 | 0 | 0 | 0 | 0 | 0 | 0 | 0 | 0 | 0 | 0 | 0 | 0 | 0 | 21446.1079 | 0 | 0 | 0 | 0 | 0 | 0 | 0 | 0 | 0 | 0 | 0 | 0 | 0 | 0 | 0 | 0
2016-11-03 12:00 | 0 | 0 | 0 | 0 | 418815.4333 | 0 | 415884 | 0 | 0 | 0 | 0 | 1187570.2646 | 2381353.8743 | 0 | 0 | 0 | 0 | 0 | 0 | 0 | 0 | 0 | 0 | 0 | 0 | 0 | 0 | 0 | 0 | -11435.0447 | 14366.478 | 0 | 0 | 0 | 0 | 0 | 0 | 0 | 0 | 0 | 0 | 0 | 0 | 0 | 0 | 0
2016-11-03 13:00 | 0 | 0 | 0 | 0 | 410696.5009 | 102.395 | 425592 | 0 | 0 | 0 | 0 | 1158410.6825 | 2395720.3523 | 0 | 0 | 0 | 0 | 0 | 0 | 0 | 0 | 0 | 0 | 0 | 0 | 0 | 0 | 0 | 0 | -29159.5821 | 14366.478 | 0 | 0 | 0 | 0 | 0 | 0 | 0 | 0 | 0 | 0 | 0 | 0 | 0 | 0 | 0
2016-11-03 14:00 | 0 | 0 | 0 | 0 | 287843.598 | 90410.1986 | 436543 | 0 | 0 | 0 | 0 | 1100121.4791 | 2395720.3523 | 0 | 0 | 0 | 0 | 0 | 0 | 0 | 0 | 0 | 0 | 0 | 0 | 0 | 0 | 0 | 0 | -58289.2034 | 0 | 0 | 0 | 0 | 0 | 0 | 0 | 0 | 0 | 0 | 0 | 0 | 0 | 0 | 0 | 0
2016-11-03 15:00 | 0 | 0 | 0 | 0 | 0 | 455168.4765 | 444376 | 0 | 0 | 0 | 0 | 1087399.666 | 2395720.3523 | 0 | 0 | 0 | 0 | 0 | 0 | 23514.2896 | 0 | 0 | 0 | 0 | 0 | 0 | 0 | 0 | 0 | -12721.813 | 0 | 0 | 0 | 0 | 0 | 0 | 0 | 0 | 0 | 23514.2896 | 0 | 0 | 0 | 0 | 0 | 0
2016-11-03 16:00 | 0 | 0 | 0 | 0 | 0 | 589280.9496 | 450775 | 0 | 0 | 0 | 0 | 1346932.884 | 2298207.3735 | 0 | 0 | 0 | 0 | 0 | 0 | 0 | 0 | 0 | 0 | 0 | 0 | 0 | 0 | 0 | 0 | 259533.218 | 0 | 97512.9788 | 0 | 0 | 0 | 0 | 0 | 0 | 0 | -23514.2896 | 0 | 0 | 0 | 0 | 0 | 0
2016-11-03 17:00 | 0 | 0 | 0 | 0 | 101936.1465 | 604640.1602 | 457150 | 0 | 0 | 0 | 0 | 1596359.1907 | 2298207.3735 | 0 | 0 | 0 | 0 | 0 | 0 | 0 | 0 | 0 | 0 | 0 | 0 | 0 | 0 | 0 | 0 | 249426.3066 | 0 | 0 | 0 | 0 | 0 | 0 | 0 | 0 | 0 | 0 | 0 | 0 | 0 | 0 | 0 | 0
2016-11-03 18:00 | 0 | 0 | 0 | 0 | 105358.61 | 588926.6754 | 461030 | 0 | 0 | 0 | 0 | 1806100.1864 | 2298207.3735 | 0 | 0 | 0 | 0 | 0 | 0 | 23514.2896 | 0 | 0 | 0 | 0 | 0 | 0 | 0 | 0 | 0 | 209740.9958 | 0 | 0 | 0 | 0 | 0 | 0 | 0 | 0 | 0 | 23514.2896 | 0 | 0 | 0 | 0 | 0 | 0
2016-11-03 19:00 | 0 | 0 | 0 | 0 | 104061.5231 | 572652.7485 | 462902 | 0 | 0 | 0 | 0 | 2019912.458 | 2298207.3735 | 0 | 0 | 0 | 0 | 0 | 0 | 23514.2896 | 0 | 0 | 0 | 0 | 0 | 0 | 0 | 0 | 0 | 213812.2716 | 0 | 0 | 0 | 0 | 0 | 0 | 0 | 0 | 0 | 0 | 0 | 0 | 0 | 0 | 0 | 0
2016-11-03 20:00 | 0 | 0 | 0 | 0 | 98049.4303 | 569506.2214 | 463605 | 0 | 0 | 0 | 0 | 2223863.1096 | 2298207.3735 | 0 | 0 | 0 | 0 | 0 | 0 | 23514.2896 | 0 | 0 | 0 | 0 | 0 | 0 | 0 | 0 | 0 | 203950.6516 | 0 | 0 | 0 | 0 | 0 | 0 | 0 | 0 | 0 | 0 | 0 | 0 | 0 | 0 | 0 | 0
2016-11-03 21:00 | 0 | 0 | 0 | 0 | 91599.9404 | 564056.2029 | 464188 | 0 | 0 | 0 | 0 | 2415331.2529 | 2298207.3735 | 0 | 0 | 0 | 0 | 0 | 0 | 23514.2896 | 0 | 0 | 0 | 0 | 0 | 0 | 0 | 0 | 0 | 191468.1433 | 0 | 0 | 0 | 0 | 0 | 0 | 0 | 0 | 0 | 0 | 0 | 0 | 0 | 0 | 0 | 0
2016-11-03 22:00 | 0 | 0 | 0 | 0 | 106771.0817 | 522314.3169 | 466431 | 0 | 0 | 0 | 0 | 2577985.6516 | 2298207.3735 | 0 | 0 | 0 | 0 | 0 | 0 | 23514.2896 | 0 | 0 | 0 | 0 | 0 | 0 | 0 | 0 | 0 | 162654.3987 | 0 | 0 | 0 | 0 | 0 | 0 | 0 | 0 | 0 | 0 | 0 | 0 | 0 | 0 | 0 | 0
2016-11-03 23:00 | 0 | 0 | 0 | 0 | 124809.0457 | 331367.8502 | 469489 | 0 | 0 | 0 | 0 | 2564673.5474 | 2298207.3735 | 0 | 0 | 0 | 0 | 0 | 0 | 23514.2896 | 0 | 0 | 0 | 0 | 0 | 0 | 0 | 0 | 0 | -13312.1042 | 0 | 0 | 0 | 0 | 0 | 0 | 0 | 0 | 0 | 0 | 0 | 0 | 0 | 0 | 0 | 0
2016-11-04 | 0 | 0 | 0 | 0 | 144870.8204 | 47540.7949 | 466276 | 0 | 0 | 0 | 0 | 2314323.4522 | 2298207.3735 | 0 | 0 | 0 | 0 | 0 | 0 | 0 | 0 | 0 | 0 | 0 | 0 | 0 | 0 | 0 | 0 | -250350.0952 | 0 | 0 | 0 | 0 | 0 | 0 | 0 | 0 | 0 | -23514.2896 | 0 | 0 | 0 | 0 | 0 | 0
2016-11-04 01:00 | 0 | 0 | 0 | 0 | 161109.4973 | 0 | 452064 | 0 | 0 | 0 | 0 | 2054790.2343 | 2266786.0888 | 0 | 0 | 0 | 0 | 0 | 0 | 0 | 0 | 0 | 0 | 0 | 0 | 0 | 0 | 0 | 0 | -259533.218 | 0 | 31421.2847 | 0 | 0 | 0 | 0 | 0 | 0 | 0 | 0 | 0 | 0 | 0 | 0 | 0 | 0
2016-11-04 02:00 | 0 | 0 | 0 | 0 | 177768.0023 | 0 | 428563 | 0 | 0 | 0 | 0 | 1803995.2365 | 2266786.0888 | 0 | 0 | 0 | 0 | 0 | 0 | 0 | 0 | 0 | 0 | 0 | 0 | 0 | 0 | 0 | 0 | -250794.9977 | 0 | 0 | 0 | 0 | 0 | 0 | 0 | 0 | 0 | 0 | 0 | 0 | 0 | 0 | 0 | 0
2016-11-04 03:00 | 0 | 0 | 0 | 0 | 143344.782 | 0 | 402878 | 0 | 0 | 0 | 0 | 1544462.0186 | 2266786.0888 | 0 | 0 | 0 | 0 | 0 | 0 | 0 | 0 | 0 | 0 | 0 | 0 | 0 | 0 | 0 | 0 | -259533.218 | 0 | 0 | 0 | 0 | 0 | 0 | 0 | 0 | 0 | 0 | 0 | 0 | 0 | 0 | 0 | 0
2016-11-04 04:00 | 0 | 0 | 0 | 0 | 249094.7456 | 0 | 378204 | 0 | 0 | 0 | 0 | 1415352.7642 | 2266786.0888 | 0 | 0 | 0 | 0 | 0 | 0 | 0 | 0 | 0 | 0 | 0 | 0 | 0 | 0 | 0 | 0 | -129109.2544 | 0 | 0 | 0 | 0 | 0 | 0 | 0 | 0 | 0 | 0 | 0 | 0 | 0 | 0 | 0 | 0
2016-11-04 05:00 | 0 | 0 | 0 | 0 | 98790.782 | 0 | 358324 | 0 | 0 | 0 | 0 | 1155819.5462 | 2266786.0888 | 0 | 0 | 0 | 0 | 0 | 0 | 0 | 0 | 0 | 0 | 0 | 0 | 0 | 0 | 0 | 0 | -259533.218 | 0 | 0 | 0 | 0 | 0 | 0 | 0 | 0 | 0 | 0 | 0 | 0 | 0 | 0 | 0 | 0
2016-11-04 06:00 | 0 | 0 | 0 | 0 | 302530.3719 | 0 | 345610 | 0 | 0 | 0 | 0 | 1112739.9181 | 2266786.0888 | 0 | 0 | 0 | 0 | 0 | 0 | 0 | 0 | 0 | 0 | 0 | 0 | 0 | 0 | 0 | 0 | -43079.6281 | 0 | 0 | 0 | 0 | 0 | 0 | 0 | 0 | 0 | 0 | 0 | 0 | 0 | 0 | 0 | 0
2016-11-04 07:00 | 0 | 0 | 0 | 0 | 321653.1552 | 0 | 337040 | 0 | 0 | 0 | 0 | 1097353.0733 | 2266786.0888 | 0 | 0 | 0 | 0 | 0 | 0 | 0 | 0 | 0 | 0 | 0 | 0 | 0 | 0 | 0 | 0 | -15386.8448 | 0 | 0 | 0 | 0 | 0 | 0 | 0 | 0 | 0 | 0 | 0 | 0 | 0 | 0 | 0 | 0
2016-11-04 08:00 | 0 | 0 | 0 | 0 | 332136.1742 | 0 | 335876 | 0 | 0 | 0 | 0 | 1093613.2475 | 2266786.0888 | 0 | 0 | 0 | 0 | 0 | 0 | 0 | 0 | 0 | 0 | 0 | 0 | 0 | 0 | 0 | 0 | -3739.8258 | 0 | 0 | 0 | 0 | 0 | 0 | 0 | 0 | 0 | 0 | 0 | 0 | 0 | 0 | 0 | 0
2016-11-04 09:00 | 0 | 0 | 0 | 0 | 318793.0964 | 0 | 344352 | 0 | 0 | 0 | 0 | 1053687.8659 | 2281152.5668 | 0 | 0 | 0 | 0 | 0 | 0 | 0 | 0 | 0 | 0 | 0 | 0 | 0 | 0 | 0 | 0 | -39925.3816 | 14366.478 | 0 | 0 | 0 | 0 | 0 | 0 | 0 | 0 | 0 | 0 | 0 | 0 | 0 | 0 | 0
2016-11-04 10:00 | 0 | 0 | 0 | 0 | 297760.084 | 0 | 368826 | 0 | 0 | 0 | 0 | 982621.9498 | 2281152.5668 | 0 | 0 | 0 | 0 | 0 | 0 | 0 | 0 | 0 | 0 | 0 | 0 | 0 | 0 | 0 | 0 | -71065.916 | 0 | 0 | 0 | 0 | 0 | 0 | 0 | 0 | 0 | 0 | 0 | 0 | 0 | 0 | 0 | 0
2016-11-04 11:00 | 0 | 0 | 0 | 0 | 282359.1618 | 0 | 396880 | 0 | 0 | 0 | 0 | 868101.1117 | 2281152.5668 | 0 | 0 | 0 | 0 | 0 | 0 | 0 | 0 | 0 | 0 | 0 | 0 | 0 | 0 | 0 | 0 | -114520.8382 | 0 | 0 | 0 | 0 | 0 | 0 | 0 | 0 | 0 | 0 | 0 | 0 | 0 | 0 | 0 | 0
2016-11-04 12:00 | 0 | 0 | 0 | 0 | 270047.8727 | 0 | 411547 | 0 | 0 | 0 | 0 | 726601.9844 | 2281152.5668 | 0 | 0 | 0 | 0 | 0 | 0 | 0 | 0 | 0 | 0 | 0 | 0 | 0 | 0 | 0 | 0 | -141499.1273 | 0 | 0 | 0 | 0 | 0 | 0 | 0 | 0 | 0 | 0 | 0 | 0 | 0 | 0 | 0 | 0
2016-11-04 13:00 | 0 | 0 | 0 | 0 | 183779.5973 | 31.4743 | 419830 | 0 | 0 | 0 | 0 | 467068.7664 | 2281152.5668 | 0 | 0 | 0 | 0 | 0 | 0 | 23514.2896 | 0 | 0 | 0 | 0 | 0 | 0 | 0 | 0 | 0 | -259533.218 | 0 | 0 | 0 | 0 | 0 | 0 | 0 | 0 | 0 | 23514.2896 | 0 | 0 | 0 | 0 | 0 | 0
2016-11-04 14:00 | 0 | 0 | 0 | 0 | 179897.6429 | 63241.1308 | 428091 | 0 | 0 | 0 | 0 | 282116.5402 | 2281152.5668 | 0 | 0 | 0 | 0 | 0 | 0 | 23514.2896 | 0 | 0 | 0 | 0 | 0 | 0 | 0 | 0 | 0 | -184952.2262 | 0 | 0 | 0 | 0 | 0 | 0 | 0 | 0 | 0 | 0 | 0 | 0 | 0 | 0 | 0 | 0
2016-11-04 15:00 | 0 | 0 | 0 | 0 | 90634.1931 | 372964.2908 | 432715 | 0 | 0 | 0 | 0 | 313000.0241 | 2281152.5668 | 0 | 0 | 0 | 0 | 0 | 0 | 23514.2896 | 0 | 0 | 0 | 0 | 0 | 0 | 0 | 0 | 0 | 30883.4839 | 0 | 0 | 0 | 0 | 0 | 0 | 0 | 0 | 0 | 0 | 0 | 0 | 0 | 0 | 0 | 0
2016-11-04 16:00 | 0 | 0 | 0 | 0 | 59625.0579 | 501902.1692 | 435014 | 0 | 0 | 0 | 0 | 439513.2512 | 2281152.5668 | 0 | 0 | 0 | 0 | 0 | 0 | 23514.2896 | 0 | 0 | 0 | 0 | 0 | 0 | 0 | 0 | 0 | 126513.2271 | 0 | 0 | 0 | 0 | 0 | 0 | 0 | 0 | 0 | 0 | 0 | 0 | 0 | 0 | 0 | 0
2016-11-04 17:00 | 0 | 0 | 0 | 0 | 0 | 540059.3718 | 438947 | 0 | 0 | 0 | 0 | 564139.9126 | 2281152.5668 | 0 | 0 | 0 | 0 | 0 | 0 | 0 | 0 | 0 | 0 | 0 | 0 | 0 | 0 | 0 | 0 | 124626.6614 | 0 | 0 | 0 | 0 | 0 | 0 | 0 | 0 | 0 | -23514.2896 | 0 | 0 | 0 | 0 | 0 | 0
2016-11-04 18:00 | 0 | 0 | 0 | 0 | 0 | 530611.3349 | 441631 | 0 | 0 | 0 | 0 | 629605.9579 | 2281152.5668 | 0 | 0 | 0 | 0 | 0 | 0 | 23514.2896 | 0 | 0 | 0 | 0 | 0 | 0 | 0 | 0 | 0 | 65466.0453 | 0 | 0 | 0 | 0 | 0 | 0 | 0 | 0 | 0 | 23514.2896 | 0 | 0 | 0 | 0 | 0 | 0
2016-11-04 19:00 | 0 | 0 | 0 | 0 | 82026.4566 | 516401.4877 | 442149 | 0 | 0 | 0 | 0 | 785884.9022 | 2281152.5668 | 0 | 0 | 0 | 0 | 0 | 0 | 23514.2896 | 0 | 0 | 0 | 0 | 0 | 0 | 0 | 0 | 0 | 156278.9443 | 0 | 0 | 0 | 0 | 0 | 0 | 0 | 0 | 0 | 0 | 0 | 0 | 0 | 0 | 0 | 0
2016-11-04 20:00 | 0 | 0 | 0 | 0 | 79490.4956 | 512518.688 | 442635 | 0 | 0 | 0 | 0 | 935259.0858 | 2281152.5668 | 0 | 0 | 0 | 0 | 0 | 0 | 23514.2896 | 0 | 0 | 0 | 0 | 0 | 0 | 0 | 0 | 0 | 149374.1836 | 0 | 0 | 0 | 0 | 0 | 0 | 0 | 0 | 0 | 0 | 0 | 0 | 0 | 0 | 0 | 0
2016-11-04 21:00 | 0 | 0 | 0 | 0 | 0 | 508210.5308 | 442022 | 0 | 0 | 0 | 0 | 1001447.6167 | 2281152.5668 | 0 | 0 | 0 | 0 | 0 | 0 | 23514.2896 | 0 | 0 | 0 | 0 | 0 | 0 | 0 | 0 | 0 | 66188.5308 | 0 | 0 | 0 | 0 | 0 | 0 | 0 | 0 | 0 | 0 | 0 | 0 | 0 | 0 | 0 | 0
2016-11-04 22:00 | 0 | 0 | 0 | 0 | 105802.1252 | 461100.5828 | 442778 | 0 | 0 | 0 | 0 | 1125572.3246 | 2281152.5668 | 0 | 0 | 0 | 0 | 0 | 0 | 23514.2896 | 0 | 0 | 0 | 0 | 0 | 0 | 0 | 0 | 0 | 124124.708 | 0 | 0 | 0 | 0 | 0 | 0 | 0 | 0 | 0 | 0 | 0 | 0 | 0 | 0 | 0 | 0
2016-11-04 23:00 | 0 | 0 | 0 | 0 | 0 | 296794.7252 | 445082 | 0 | 0 | 0 | 0 | 1000799.3394 | 2281152.5668 | 0 | 0 | 0 | 0 | 0 | 0 | 0 | 0 | 0 | 0 | 0 | 0 | 0 | 0 | 0 | 0 | -124772.9852 | 0 | 0 | 0 | 0 | 0 | 0 | 0 | 0 | 0 | -23514.2896 | 0 | 0 | 0 | 0 | 0 | 0
2016-11-05 | 0 | 0 | 0 | 0 | 157628.8382 | 37119.4218 | 439915 | 0 | 0 | 0 | 0 | 741266.1215 | 2295519.0448 | 0 | 0 | 0 | 0 | 0 | 0 | 0 | 0 | 0 | 0 | 0 | 0 | 0 | 0 | 0 | 0 | -259533.218 | 14366.478 | 0 | 0 | 0 | 0 | 0 | 0 | 0 | 0 | 0 | 0 | 0 | 0 | 0 | 0 | 0
2016-11-05 01:00 | 0 | 0 | 0 | 0 | 362279.69 | 0 | 429862 | 0 | 0 | 0 | 0 | 782509.9062 | 2186692.95 | 0 | 0 | 0 | 0 | 0 | 0 | 0 | 0 | 0 | 0 | 0 | 0 | 0 | 0 | 0 | 0 | 41243.7847 | 0 | 108826.0947 | 0 | 0 | 0 | 0 | 0 | 0 | 0 | 0 | 0 | 0 | 0 | 0 | 0 | 0
2016-11-05 02:00 | 0 | 0 | 0 | 0 | 152406.782 | 0 | 411940 | 0 | 0 | 0 | 0 | 522976.6882 | 2186692.95 | 0 | 0 | 0 | 0 | 0 | 0 | 0 | 0 | 0 | 0 | 0 | 0 | 0 | 0 | 0 | 0 | -259533.218 | 0 | 0 | 0 | 0 | 0 | 0 | 0 | 0 | 0 | 0 | 0 | 0 | 0 | 0 | 0 | 0
2016-11-05 03:00 | 0 | 0 | 0 | 0 | 462712.1192 | 0 | 391059 | 0 | 0 | 0 | 0 | 594629.8075 | 2186692.95 | 0 | 0 | 0 | 0 | 0 | 0 | 0 | 0 | 0 | 0 | 0 | 0 | 0 | 0 | 0 | 0 | 71653.1192 | 0 | 0 | 0 | 0 | 0 | 0 | 0 | 0 | 0 | 0 | 0 | 0 | 0 | 0 | 0 | 0
2016-11-05 04:00 | 0 | 0 | 0 | 0 | 485057.6043 | 0 | 370153 | 0 | 0 | 0 | 0 | 709534.4117 | 2186692.95 | 0 | 0 | 0 | 0 | 0 | 0 | 0 | 0 | 0 | 0 | 0 | 0 | 0 | 0 | 0 | 0 | 114904.6043 | 0 | 0 | 0 | 0 | 0 | 0 | 0 | 0 | 0 | 0 | 0 | 0 | 0 | 0 | 0 | 0
2016-11-05 05:00 | 0 | 0 | 0 | 0 | 490648.3753 | 0 | 353399 | 0 | 0 | 0 | 0 | 832417.309 | 2201059.428 | 0 | 0 | 0 | 0 | 0 | 0 | 0 | 0 | 0 | 0 | 0 | 0 | 0 | 0 | 0 | 0 | 122882.8973 | 14366.478 | 0 | 0 | 0 | 0 | 0 | 0 | 0 | 0 | 0 | 0 | 0 | 0 | 0 | 0 | 0
2016-11-05 06:00 | 0 | 0 | 0 | 0 | 81939.782 | 0 | 341473 | 0 | 0 | 0 | 0 | 572884.0911 | 2201059.428 | 0 | 0 | 0 | 0 | 0 | 0 | 0 | 0 | 0 | 0 | 0 | 0 | 0 | 0 | 0 | 0 | -259533.218 | 0 | 0 | 0 | 0 | 0 | 0 | 0 | 0 | 0 | 0 | 0 | 0 | 0 | 0 | 0 | 0
2016-11-05 07:00 | 0 | 0 | 0 | 0 | 465105.1511 | 0 | 334333 | 0 | 0 | 0 | 0 | 703656.2422 | 2201059.428 | 0 | 0 | 0 | 0 | 0 | 0 | 0 | 0 | 0 | 0 | 0 | 0 | 0 | 0 | 0 | 0 | 130772.1511 | 0 | 0 | 0 | 0 | 0 | 0 | 0 | 0 | 0 | 0 | 0 | 0 | 0 | 0 | 0 | 0
2016-11-05 08:00 | 0 | 0 | 0 | 0 | 443549.0175 | 0 | 331103 | 0 | 0 | 0 | 0 | 816102.2598 | 2201059.428 | 0 | 0 | 0 | 0 | 0 | 0 | 0 | 0 | 0 | 0 | 0 | 0 | 0 | 0 | 0 | 0 | 112446.0175 | 0 | 0 | 0 | 0 | 0 | 0 | 0 | 0 | 0 | 0 | 0 | 0 | 0 | 0 | 0 | 0
2016-11-05 09:00 | 0 | 0 | 0 | 0 | 406388.9539 | 0 | 334017 | 0 | 0 | 0 | 0 | 888474.2136 | 2201059.428 | 0 | 0 | 0 | 0 | 0 | 0 | 0 | 0 | 0 | 0 | 0 | 0 | 0 | 0 | 0 | 0 | 72371.9539 | 0 | 0 | 0 | 0 | 0 | 0 | 0 | 0 | 0 | 0 | 0 | 0 | 0 | 0 | 0 | 0
2016-11-05 10:00 | 0 | 0 | 0 | 0 | 82712.782 | 0 | 342246 | 0 | 0 | 0 | 0 | 628940.9957 | 2201059.428 | 0 | 0 | 0 | 0 | 0 | 0 | 0 | 0 | 0 | 0 | 0 | 0 | 0 | 0 | 0 | 0 | -259533.218 | 0 | 0 | 0 | 0 | 0 | 0 | 0 | 0 | 0 | 0 | 0 | 0 | 0 | 0 | 0 | 0
2016-11-05 11:00 | 0 | 0 | 0 | 0 | 329801.3242 | 0 | 356642 | 0 | 0 | 0 | 0 | 602100.3198 | 2201059.428 | 0 | 0 | 0 | 0 | 0 | 0 | 0 | 0 | 0 | 0 | 0 | 0 | 0 | 0 | 0 | 0 | -26840.6758 | 0 | 0 | 0 | 0 | 0 | 0 | 0 | 0 | 0 | 0 | 0 | 0 | 0 | 0 | 0 | 0
2016-11-05 12:00 | 0 | 0 | 0 | 0 | 310332.2915 | 0 | 371131 | 0 | 0 | 0 | 0 | 541301.6113 | 2201059.428 | 0 | 0 | 0 | 0 | 0 | 0 | 0 | 0 | 0 | 0 | 0 | 0 | 0 | 0 | 0 | 0 | -60798.7085 | 0 | 0 | 0 | 0 | 0 | 0 | 0 | 0 | 0 | 0 | 0 | 0 | 0 | 0 | 0 | 0
2016-11-05 13:00 | 0 | 0 | 0 | 0 | 294931.4652 | 74.5444 | 383228 | 0 | 0 | 0 | 0 | 438713.1429 | 2215425.906 | 0 | 0 | 0 | 0 | 0 | 0 | 0 | 0 | 0 | 0 | 0 | 0 | 0 | 0 | 0 | 0 | -102588.4684 | 14366.478 | 0 | 0 | 0 | 0 | 0 | 0 | 0 | 0 | 0 | 0 | 0 | 0 | 0 | 0 | 0
2016-11-05 14:00 | 0 | 0 | 0 | 0 | 96585.0825 | 49209.1775 | 390961 | 0 | 0 | 0 | 0 | 179179.925 | 2229792.384 | 0 | 0 | 0 | 0 | 0 | 0 | 0 | 0 | 0 | 0 | 0 | 0 | 0 | 0 | 0 | 0 | -259533.218 | 14366.478 | 0 | 0 | 0 | 0 | 0 | 0 | 0 | 0 | 0 | 0 | 0 | 0 | 0 | 0 | 0
2016-11-05 15:00 | 0 | 0 | 0 | 0 | 111833.8029 | 354693.0013 | 394262 | 0 | 0 | 0 | 0 | 251444.7292 | 2229792.384 | 0 | 0 | 0 | 0 | 0 | 0 | 0 | 0 | 0 | 0 | 0 | 0 | 0 | 0 | 0 | 0 | 72264.8043 | 0 | 0 | 0 | 0 | 0 | 0 | 0 | 0 | 0 | 0 | 0 | 0 | 0 | 0 | 0 | 0
2016-11-05 16:00 | 0 | 0 | 0 | 0 | 0 | 504126.2843 | 394556 | 0 | 0 | 0 | 0 | 361015.0135 | 2229792.384 | 0 | 0 | 0 | 0 | 0 | 0 | 0 | 0 | 0 | 0 | 0 | 0 | 0 | 0 | 0 | 0 | 109570.2843 | 0 | 0 | 0 | 0 | 0 | 0 | 0 | 0 | 0 | 0 | 0 | 0 | 0 | 0 | 0 | 0
2016-11-05 17:00 | 0 | 0 | 0 | 0 | 0 | 540625.1998 | 393623 | 0 | 0 | 0 | 0 | 508017.2133 | 2229792.384 | 0 | 0 | 0 | 0 | 0 | 0 | 0 | 0 | 0 | 0 | 0 | 0 | 0 | 0 | 0 | 0 | 147002.1998 | 0 | 0 | 0 | 0 | 0 | 0 | 0 | 0 | 0 | 0 | 0 | 0 | 0 | 0 | 0 | 0
2016-11-05 18:00 | 0 | 0 | 0 | 0 | 146267.2637 | 528086.5679 | 392979 | 0 | 0 | 0 | 0 | 767550.4312 | 2228119.7081 | 0 | 0 | 0 | 0 | 0 | 0 | 23514.2896 | 0 | 0 | 0 | 0 | 0 | 0 | 0 | 0 | 0 | 259533.218 | 0 | 1672.6759 | 0 | 0 | 0 | 0 | 0 | 0 | 0 | 23514.2896 | 0 | 0 | 0 | 0 | 0 | 0
2016-11-05 19:00 | 0 | 0 | 0 | 0 | 0 | 514368.3108 | 392981 | 0 | 0 | 0 | 0 | 912452.0316 | 2228119.7081 | 0 | 0 | 0 | 0 | 0 | 0 | 0 | 0 | 0 | 0 | 0 | 0 | 0 | 0 | 0 | 0 | 144901.6004 | 0 | 0 | 0 | 0 | 0 | 0 | 0 | 0 | 0 | -23514.2896 | 0 | 0 | 0 | 0 | 0 | 0
2016-11-05 20:00 | 0 | 0 | 0 | 0 | 0 | 511530.4885 | 395241 | 0 | 0 | 0 | 0 | 1028741.5201 | 2228119.7081 | 0 | 0 | 0 | 0 | 0 | 0 | 0 | 0 | 0 | 0 | 0 | 0 | 0 | 0 | 0 | 0 | 116289.4885 | 0 | 0 | 0 | 0 | 0 | 0 | 0 | 0 | 0 | 0 | 0 | 0 | 0 | 0 | 0 | 0
2016-11-05 21:00 | 0 | 0 | 0 | 0 | 0 | 506961.8412 | 397859 | 0 | 0 | 0 | 0 | 1137844.3613 | 2228119.7081 | 0 | 0 | 0 | 0 | 0 | 0 | 0 | 0 | 0 | 0 | 0 | 0 | 0 | 0 | 0 | 0 | 109102.8412 | 0 | 0 | 0 | 0 | 0 | 0 | 0 | 0 | 0 | 0 | 0 | 0 | 0 | 0 | 0 | 0
2016-11-05 22:00 | 0 | 0 | 0 | 0 | 0 | 467216.3715 | 405579 | 0 | 0 | 0 | 0 | 1199481.7328 | 2228119.7081 | 0 | 0 | 0 | 0 | 0 | 0 | 0 | 0 | 0 | 0 | 0 | 0 | 0 | 0 | 0 | 0 | 61637.3715 | 0 | 0 | 0 | 0 | 0 | 0 | 0 | 0 | 0 | 0 | 0 | 0 | 0 | 0 | 0 | 0
2016-11-05 23:00 | 0 | 0 | 0 | 0 | 0 | 324128.0856 | 412819 | 0 | 0 | 0 | 0 | 1110790.8184 | 2228119.7081 | 0 | 0 | 0 | 0 | 0 | 0 | 0 | 0 | 0 | 0 | 0 | 0 | 0 | 0 | 0 | 0 | -88690.9144 | 0 | 0 | 0 | 0 | 0 | 0 | 0 | 0 | 0 | 0 | 0 | 0 | 0 | 0 | 0 | 0
2016-11-06 | 0 | 0 | 0 | 0 | 515318.2822 | 44918.8116 | 411564 | 0 | 0 | 0 | 0 | 1245097.4343 | 2242486.1861 | 0 | 0 | 0 | 0 | 0 | 0 | 0 | 0 | 0 | 0 | 0 | 0 | 0 | 0 | 0 | 0 | 134306.6159 | 14366.478 | 0 | 0 | 0 | 0 | 0 | 0 | 0 | 0 | 0 | 0 | 0 | 0 | 0 | 0 | 0
2016-11-06 01:00 | 0 | 0 | 0 | 0 | 145213.782 | 0 | 404747 | 0 | 0 | 0 | 0 | 985564.2163 | 2242486.1861 | 0 | 0 | 0 | 0 | 0 | 0 | 0 | 0 | 0 | 0 | 0 | 0 | 0 | 0 | 0 | 0 | -259533.218 | 0 | 0 | 0 | 0 | 0 | 0 | 0 | 0 | 0 | 0 | 0 | 0 | 0 | 0 | 0 | 0
2016-11-06 02:00 | 0 | 0 | 0 | 0 | 131074.782 | 0 | 390608 | 0 | 0 | 0 | 0 | 726030.9984 | 2242486.1861 | 0 | 0 | 0 | 0 | 0 | 0 | 0 | 0 | 0 | 0 | 0 | 0 | 0 | 0 | 0 | 0 | -259533.218 | 0 | 0 | 0 | 0 | 0 | 0 | 0 | 0 | 0 | 0 | 0 | 0 | 0 | 0 | 0 | 0
2016-11-06 03:00 | 0 | 0 | 0 | 0 | 634206.749 | 0 | 373425 | 0 | 0 | 0 | 0 | 985564.2163 | 2242486.1861 | 0 | 0 | 0 | 0 | 0 | 0 | 1248.531 | 0 | 0 | 0 | 0 | 0 | 0 | 0 | 0 | 0 | 259533.218 | 0 | 0 | 0 | 0 | 0 | 0 | 0 | 0 | 0 | 1248.531 | 0 | 0 | 0 | 0 | 0 | 0
2016-11-06 04:00 | 0 | 0 | 0 | 0 | 94605.251 | 0 | 355387 | 0 | 0 | 0 | 0 | 726030.9984 | 2242486.1861 | 0 | 0 | 0 | 0 | 0 | 0 | 0 | 0 | 0 | 0 | 0 | 0 | 0 | 0 | 0 | 0 | -259533.218 | 0 | 0 | 0 | 0 | 0 | 0 | 0 | 0 | 0 | -1248.531 | 0 | 0 | 0 | 0 | 0 | 0
2016-11-06 05:00 | 0 | 0 | 0 | 0 | 79818.782 | 0 | 339352 | 0 | 0 | 0 | 0 | 466497.7804 | 2242486.1861 | 0 | 0 | 0 | 0 | 0 | 0 | 0 | 0 | 0 | 0 | 0 | 0 | 0 | 0 | 0 | 0 | -259533.218 | 0 | 0 | 0 | 0 | 0 | 0 | 0 | 0 | 0 | 0 | 0 | 0 | 0 | 0 | 0 | 0
2016-11-06 06:00 | 0 | 0 | 0 | 0 | 588917.218 | 0 | 329384 | 0 | 0 | 0 | 0 | 726030.9984 | 2242486.1861 | 0 | 0 | 0 | 0 | 0 | 0 | 0 | 0 | 0 | 0 | 0 | 0 | 0 | 0 | 0 | 0 | 259533.218 | 0 | 0 | 0 | 0 | 0 | 0 | 0 | 0 | 0 | 0 | 0 | 0 | 0 | 0 | 0 | 0
2016-11-06 07:00 | 0 | 0 | 0 | 0 | 63425.782 | 0 | 322959 | 0 | 0 | 0 | 0 | 466497.7804 | 2242486.1861 | 0 | 0 | 0 | 0 | 0 | 0 | 0 | 0 | 0 | 0 | 0 | 0 | 0 | 0 | 0 | 0 | -259533.218 | 0 | 0 | 0 | 0 | 0 | 0 | 0 | 0 | 0 | 0 | 0 | 0 | 0 | 0 | 0 | 0
2016-11-06 08:00 | 0 | 0 | 0 | 0 | 60932.782 | 0 | 320466 | 0 | 0 | 0 | 0 | 206964.5624 | 2242486.1861 | 0 | 0 | 0 | 0 | 0 | 0 | 0 | 0 | 0 | 0 | 0 | 0 | 0 | 0 | 0 | 0 | -259533.218 | 0 | 0 | 0 | 0 | 0 | 0 | 0 | 0 | 0 | 0 | 0 | 0 | 0 | 0 | 0 | 0
2016-11-06 09:00 | 0 | 0 | 0 | 0 | 565978.7864 | 0 | 321170 | 0 | 0 | 0 | 0 | 451773.3489 | 2242486.1861 | 0 | 0 | 0 | 0 | 0 | 0 | 0 | 0 | 0 | 0 | 0 | 0 | 0 | 0 | 0 | 0 | 244808.7864 | 0 | 0 | 0 | 0 | 0 | 0 | 0 | 0 | 0 | 0 | 0 | 0 | 0 | 0 | 0 | 0
2016-11-06 10:00 | 0 | 0 | 0 | 0 | 66194.782 | 0 | 325728 | 0 | 0 | 0 | 0 | 192240.1309 | 2242486.1861 | 0 | 0 | 0 | 0 | 0 | 0 | 0 | 0 | 0 | 0 | 0 | 0 | 0 | 0 | 0 | 0 | -259533.218 | 0 | 0 | 0 | 0 | 0 | 0 | 0 | 0 | 0 | 0 | 0 | 0 | 0 | 0 | 0 | 0
2016-11-06 11:00 | 0 | 0 | 0 | 0 | 242398.5493 | 0 | 332624 | 0 | 0 | 0 | 0 | 102014.6802 | 2242486.1861 | 0 | 0 | 0 | 0 | 0 | 0 | 0 | 0 | 0 | 0 | 0 | 0 | 0 | 0 | 0 | 0 | -90225.4507 | 0 | 0 | 0 | 0 | 0 | 0 | 0 | 0 | 0 | 0 | 0 | 0 | 0 | 0 | 0 | 0
2016-11-06 12:00 | 0 | 0 | 0 | 0 | 502877.5378 | 0 | 345359 | 0 | 0 | 0 | 0 | 259533.218 | 2242486.1861 | 0 | 0 | 0 | 0 | 0 | 0 | 0 | 0 | 0 | 0 | 0 | 0 | 0 | 0 | 0 | 0 | 157518.5378 | 0 | 0 | 0 | 0 | 0 | 0 | 0 | 0 | 0 | 0 | 0 | 0 | 0 | 0 | 0 | 0
2016-11-06 13:00 | 0 | 0 | 0 | 0 | 97645.3332 | 42.4489 | 357221 | 0 | 0 | 0 | 0 | 0 | 2242486.1861 | 0 | 0 | 0 | 0 | 0 | 0 | 0 | 0 | 0 | 0 | 0 | 0 | 0 | 0 | 0 | 0 | -259533.218 | 0 | 0 | 0 | 0 | 0 | 0 | 0 | 0 | 0 | 0 | 0 | 0 | 0 | 0 | 0 | 0
2016-11-06 14:00 | 0 | 0 | 0 | 0 | 381162.6366 | 88663.2968 | 367391 | 0 | 0 | 0 | 0 | 102434.9335 | 2242486.1861 | 0 | 0 | 0 | 0 | 0 | 0 | 0 | 0 | 0 | 0 | 0 | 0 | 0 | 0 | 0 | 0 | 102434.9335 | 0 | 0 | 0 | 0 | 0 | 0 | 0 | 0 | 0 | 0 | 0 | 0 | 0 | 0 | 0 | 0
2016-11-06 15:00 | 0 | 0 | 0 | 0 | 197720.4278 | 435048.7901 | 373236 | 0 | 0 | 0 | 0 | 361968.1515 | 2242486.1861 | 0 | 0 | 0 | 0 | 0 | 0 | 0 | 0 | 0 | 0 | 0 | 0 | 0 | 0 | 0 | 0 | 259533.218 | 0 | 0 | 0 | 0 | 0 | 0 | 0 | 0 | 0 | 0 | 0 | 0 | 0 | 0 | 0 | 0
2016-11-06 16:00 | 0 | 0 | 0 | 0 | 0 | 558031.7942 | 377869 | 0 | 0 | 0 | 0 | 542130.9457 | 2242486.1861 | 0 | 0 | 0 | 0 | 0 | 0 | 0 | 0 | 0 | 0 | 0 | 0 | 0 | 0 | 0 | 0 | 180162.7942 | 0 | 0 | 0 | 0 | 0 | 0 | 0 | 0 | 0 | 0 | 0 | 0 | 0 | 0 | 0 | 0
2016-11-06 17:00 | 0 | 0 | 0 | 0 | 0 | 563844.8779 | 381108 | 0 | 0 | 0 | 0 | 724867.8236 | 2242486.1861 | 0 | 0 | 0 | 0 | 0 | 0 | 0 | 0 | 0 | 0 | 0 | 0 | 0 | 0 | 0 | 0 | 182736.8779 | 0 | 0 | 0 | 0 | 0 | 0 | 0 | 0 | 0 | 0 | 0 | 0 | 0 | 0 | 0 | 0
2016-11-06 18:00 | 0 | 0 | 0 | 0 | 109351.2756 | 548950.4204 | 384402 | 0 | 0 | 0 | 0 | 984401.0416 | 2256852.6641 | 0 | 0 | 0 | 0 | 0 | 0 | 0 | 0 | 0 | 0 | 0 | 0 | 0 | 0 | 0 | 0 | 259533.218 | 14366.478 | 0 | 0 | 0 | 0 | 0 | 0 | 0 | 0 | 0 | 0 | 0 | 0 | 0 | 0 | 0
2016-11-06 19:00 | 0 | 0 | 0 | 0 | 0 | 546666.206 | 386938 | 0 | 0 | 0 | 0 | 1144129.2476 | 2256852.6641 | 0 | 0 | 0 | 0 | 0 | 0 | 0 | 0 | 0 | 0 | 0 | 0 | 0 | 0 | 0 | 0 | 159728.206 | 0 | 0 | 0 | 0 | 0 | 0 | 0 | 0 | 0 | 0 | 0 | 0 | 0 | 0 | 0 | 0
2016-11-06 20:00 | 0 | 0 | 0 | 0 | 0 | 562193.0876 | 390845 | 0 | 0 | 0 | 0 | 1315477.3351 | 2256852.6641 | 0 | 0 | 0 | 0 | 0 | 0 | 0 | 0 | 0 | 0 | 0 | 0 | 0 | 0 | 0 | 0 | 171348.0876 | 0 | 0 | 0 | 0 | 0 | 0 | 0 | 0 | 0 | 0 | 0 | 0 | 0 | 0 | 0 | 0
2016-11-06 21:00 | 0 | 0 | 0 | 0 | 74067.7336 | 585701.4843 | 400236 | 0 | 0 | 0 | 0 | 1575010.5531 | 2256852.6641 | 0 | 0 | 0 | 0 | 0 | 0 | 0 | 0 | 0 | 0 | 0 | 0 | 0 | 0 | 0 | 0 | 259533.218 | 0 | 0 | 0 | 0 | 0 | 0 | 0 | 0 | 0 | 0 | 0 | 0 | 0 | 0 | 0 | 0
2016-11-06 22:00 | 0 | 0 | 0 | 0 | 0 | 553742.7691 | 410590 | 0 | 0 | 0 | 0 | 1718163.3222 | 2256852.6641 | 0 | 0 | 0 | 0 | 0 | 0 | 0 | 0 | 0 | 0 | 0 | 0 | 0 | 0 | 0 | 0 | 143152.7691 | 0 | 0 | 0 | 0 | 0 | 0 | 0 | 0 | 0 | 0 | 0 | 0 | 0 | 0 | 0 | 0
2016-11-06 23:00 | 0 | 0 | 0 | 0 | 0 | 356560.4993 | 420573 | 0 | 0 | 0 | 0 | 1654150.8215 | 2256852.6641 | 0 | 0 | 0 | 0 | 0 | 0 | 0 | 0 | 0 | 0 | 0 | 0 | 0 | 0 | 0 | 0 | -64012.5007 | 0 | 0 | 0 | 0 | 0 | 0 | 0 | 0 | 0 | 0 | 0 | 0 | 0 | 0 | 0 | 0
2016-11-07 | 0 | 0 | 0 | 0 | 126707.6115 | 36312.1705 | 422553 | 0 | 0 | 0 | 0 | 1394617.6035 | 2256852.6641 | 0 | 0 | 0 | 0 | 0 | 0 | 0 | 0 | 0 | 0 | 0 | 0 | 0 | 0 | 0 | 0 | -259533.218 | 0 | 0 | 0 | 0 | 0 | 0 | 0 | 0 | 0 | 0 | 0 | 0 | 0 | 0 | 0 | 0
2016-11-07 01:00 | 0 | 0 | 0 | 0 | 157514.782 | 0 | 417048 | 0 | 0 | 0 | 0 | 1135084.3855 | 2256852.6641 | 0 | 0 | 0 | 0 | 0 | 0 | 0 | 0 | 0 | 0 | 0 | 0 | 0 | 0 | 0 | 0 | -259533.218 | 0 | 0 | 0 | 0 | 0 | 0 | 0 | 0 | 0 | 0 | 0 | 0 | 0 | 0 | 0 | 0
2016-11-07 02:00 | 0 | 0 | 0 | 0 | 668410.2853 | 0 | 401103 | 0 | 0 | 0 | 0 | 1394617.6035 | 2256852.6641 | 0 | 0 | 0 | 0 | 0 | 0 | 7774.0674 | 0 | 0 | 0 | 0 | 0 | 0 | 0 | 0 | 0 | 259533.218 | 0 | 0 | 0 | 0 | 0 | 0 | 0 | 0 | 0 | 7774.0674 | 0 | 0 | 0 | 0 | 0 | 0
2016-11-07 03:00 | 0 | 0 | 0 | 0 | 115936.7147 | 0 | 383244 | 0 | 0 | 0 | 0 | 1135084.3855 | 2256852.6641 | 0 | 0 | 0 | 0 | 0 | 0 | 0 | 0 | 0 | 0 | 0 | 0 | 0 | 0 | 0 | 0 | -259533.218 | 0 | 0 | 0 | 0 | 0 | 0 | 0 | 0 | 0 | -7774.0674 | 0 | 0 | 0 | 0 | 0 | 0
2016-11-07 04:00 | 0 | 0 | 0 | 0 | 104910.782 | 0 | 364444 | 0 | 0 | 0 | 0 | 875551.1676 | 2256852.6641 | 0 | 0 | 0 | 0 | 0 | 0 | 0 | 0 | 0 | 0 | 0 | 0 | 0 | 0 | 0 | 0 | -259533.218 | 0 | 0 | 0 | 0 | 0 | 0 | 0 | 0 | 0 | 0 | 0 | 0 | 0 | 0 | 0 | 0
2016-11-07 05:00 | 0 | 0 | 0 | 0 | 614234.0973 | 0 | 348335 | 0 | 0 | 0 | 0 | 1135084.3855 | 2256852.6641 | 0 | 0 | 0 | 0 | 0 | 0 | 6365.8793 | 0 | 0 | 0 | 0 | 0 | 0 | 0 | 0 | 0 | 259533.218 | 0 | 0 | 0 | 0 | 0 | 0 | 0 | 0 | 0 | 6365.8793 | 0 | 0 | 0 | 0 | 0 | 0
2016-11-07 06:00 | 0 | 0 | 0 | 0 | 70281.9027 | 0 | 336181 | 0 | 0 | 0 | 0 | 875551.1676 | 2256852.6641 | 0 | 0 | 0 | 0 | 0 | 0 | 0 | 0 | 0 | 0 | 0 | 0 | 0 | 0 | 0 | 0 | -259533.218 | 0 | 0 | 0 | 0 | 0 | 0 | 0 | 0 | 0 | -6365.8793 | 0 | 0 | 0 | 0 | 0 | 0
2016-11-07 07:00 | 0 | 0 | 0 | 0 | 69863.782 | 0 | 329397 | 0 | 0 | 0 | 0 | 616017.9496 | 2256852.6641 | 0 | 0 | 0 | 0 | 0 | 0 | 0 | 0 | 0 | 0 | 0 | 0 | 0 | 0 | 0 | 0 | -259533.218 | 0 | 0 | 0 | 0 | 0 | 0 | 0 | 0 | 0 | 0 | 0 | 0 | 0 | 0 | 0 | 0
2016-11-07 08:00 | 0 | 0 | 0 | 0 | 536188.8865 | 0 | 327608 | 0 | 0 | 0 | 0 | 824598.8361 | 2256852.6641 | 0 | 0 | 0 | 0 | 0 | 0 | 0 | 0 | 0 | 0 | 0 | 0 | 0 | 0 | 0 | 0 | 208580.8865 | 0 | 0 | 0 | 0 | 0 | 0 | 0 | 0 | 0 | 0 | 0 | 0 | 0 | 0 | 0 | 0
2016-11-07 09:00 | 0 | 0 | 0 | 0 | 71513.782 | 0 | 331047 | 0 | 0 | 0 | 0 | 565065.6181 | 2256852.6641 | 0 | 0 | 0 | 0 | 0 | 0 | 0 | 0 | 0 | 0 | 0 | 0 | 0 | 0 | 0 | 0 | -259533.218 | 0 | 0 | 0 | 0 | 0 | 0 | 0 | 0 | 0 | 0 | 0 | 0 | 0 | 0 | 0 | 0
2016-11-07 10:00 | 0 | 0 | 0 | 0 | 86099.782 | 0 | 345633 | 0 | 0 | 0 | 0 | 305532.4002 | 2256852.6641 | 0 | 0 | 0 | 0 | 0 | 0 | 0 | 0 | 0 | 0 | 0 | 0 | 0 | 0 | 0 | 0 | -259533.218 | 0 | 0 | 0 | 0 | 0 | 0 | 0 | 0 | 0 | 0 | 0 | 0 | 0 | 0 | 0 | 0
2016-11-07 11:00 | 0 | 0 | 0 | 0 | 465159.8883 | 0 | 376476 | 0 | 0 | 0 | 0 | 379849.8104 | 2271219.142 | 0 | 0 | 0 | 0 | 0 | 0 | 0 | 0 | 0 | 0 | 0 | 0 | 0 | 0 | 0 | 0 | 74317.4103 | 14366.478 | 0 | 0 | 0 | 0 | 0 | 0 | 0 | 0 | 0 | 0 | 0 | 0 | 0 | 0 | 0
2016-11-07 12:00 | 0 | 0 | 0 | 0 | 143149.782 | 0 | 402683 | 0 | 0 | 0 | 0 | 120316.5925 | 2271219.142 | 0 | 0 | 0 | 0 | 0 | 0 | 0 | 0 | 0 | 0 | 0 | 0 | 0 | 0 | 0 | 0 | -259533.218 | 0 | 0 | 0 | 0 | 0 | 0 | 0 | 0 | 0 | 0 | 0 | 0 | 0 | 0 | 0 | 0
2016-11-07 13:00 | 0 | 0 | 0 | 0 | 418469.4513 | 102.1879 | 414736 | 0 | 0 | 0 | 0 | 124152.2317 | 2271219.142 | 0 | 0 | 0 | 0 | 0 | 0 | 0 | 0 | 0 | 0 | 0 | 0 | 0 | 0 | 0 | 0 | 3835.6392 | 0 | 0 | 0 | 0 | 0 | 0 | 0 | 0 | 0 | 0 | 0 | 0 | 0 | 0 | 0 | 0
2016-11-07 14:00 | 0 | 0 | 0 | 0 | 283113.9299 | 195008.7569 | 421647 | 0 | 0 | 0 | 0 | 166261.4405 | 2285585.62 | 0 | 0 | 0 | 0 | 0 | 0 | 0 | 0 | 0 | 0 | 0 | 0 | 0 | 0 | 0 | 0 | 42109.2088 | 14366.478 | 0 | 0 | 0 | 0 | 0 | 0 | 0 | 0 | 0 | 0 | 0 | 0 | 0 | 0 | 0
2016-11-07 15:00 | 0 | 0 | 0 | 0 | 0 | 481568.6098 | 426656 | 0 | 0 | 0 | 0 | 221174.0503 | 2285585.62 | 0 | 0 | 0 | 0 | 0 | 0 | 0 | 0 | 0 | 0 | 0 | 0 | 0 | 0 | 0 | 0 | 54912.6098 | 0 | 0 | 0 | 0 | 0 | 0 | 0 | 0 | 0 | 0 | 0 | 0 | 0 | 0 | 0 | 0
2016-11-07 16:00 | 0 | 0 | 0 | 0 | 0 | 610455.1499 | 428919 | 0 | 0 | 0 | 0 | 402710.2002 | 2285585.62 | 0 | 0 | 0 | 0 | 0 | 0 | 0 | 0 | 0 | 0 | 0 | 0 | 0 | 0 | 0 | 0 | 181536.1499 | 0 | 0 | 0 | 0 | 0 | 0 | 0 | 0 | 0 | 0 | 0 | 0 | 0 | 0 | 0 | 0
2016-11-07 17:00 | 0 | 0 | 0 | 0 | 61799.2759 | 628420.942 | 430687 | 0 | 0 | 0 | 0 | 662243.4182 | 2285585.62 | 0 | 0 | 0 | 0 | 0 | 0 | 0 | 0 | 0 | 0 | 0 | 0 | 0 | 0 | 0 | 0 | 259533.218 | 0 | 0 | 0 | 0 | 0 | 0 | 0 | 0 | 0 | 0 | 0 | 0 | 0 | 0 | 0 | 0
2016-11-07 18:00 | 0 | 0 | 0 | 0 | 0 | 612671.208 | 432362 | 0 | 0 | 0 | 0 | 842552.6262 | 2285585.62 | 0 | 0 | 0 | 0 | 0 | 0 | 0 | 0 | 0 | 0 | 0 | 0 | 0 | 0 | 0 | 0 | 180309.208 | 0 | 0 | 0 | 0 | 0 | 0 | 0 | 0 | 0 | 0 | 0 | 0 | 0 | 0 | 0 | 0
2016-11-07 19:00 | 0 | 0 | 0 | 0 | 0 | 601370.8502 | 433968 | 0 | 0 | 0 | 0 | 1009955.4764 | 2285585.62 | 0 | 0 | 0 | 0 | 0 | 0 | 0 | 0 | 0 | 0 | 0 | 0 | 0 | 0 | 0 | 0 | 167402.8502 | 0 | 0 | 0 | 0 | 0 | 0 | 0 | 0 | 0 | 0 | 0 | 0 | 0 | 0 | 0 | 0
2016-11-07 20:00 | 0 | 0 | 0 | 0 | 77583.814 | 616340.404 | 434391 | 0 | 0 | 0 | 0 | 1269488.6944 | 2285585.62 | 0 | 0 | 0 | 0 | 0 | 0 | 0 | 0 | 0 | 0 | 0 | 0 | 0 | 0 | 0 | 0 | 259533.218 | 0 | 0 | 0 | 0 | 0 | 0 | 0 | 0 | 0 | 0 | 0 | 0 | 0 | 0 | 0 | 0
2016-11-07 21:00 | 0 | 0 | 0 | 0 | 0 | 641248.3008 | 437060 | 0 | 0 | 0 | 0 | 1473676.9952 | 2285585.62 | 0 | 0 | 0 | 0 | 0 | 0 | 0 | 0 | 0 | 0 | 0 | 0 | 0 | 0 | 0 | 0 | 204188.3008 | 0 | 0 | 0 | 0 | 0 | 0 | 0 | 0 | 0 | 0 | 0 | 0 | 0 | 0 | 0 | 0
2016-11-07 22:00 | 0 | 0 | 0 | 0 | 0 | 606986.8314 | 448643 | 0 | 0 | 0 | 0 | 1632020.8266 | 2285585.62 | 0 | 0 | 0 | 0 | 0 | 0 | 0 | 0 | 0 | 0 | 0 | 0 | 0 | 0 | 0 | 0 | 158343.8314 | 0 | 0 | 0 | 0 | 0 | 0 | 0 | 0 | 0 | 0 | 0 | 0 | 0 | 0 | 0 | 0
2016-11-07 23:00 | 0 | 0 | 0 | 0 | 0 | 384558.2767 | 460712 | 0 | 0 | 0 | 0 | 1555867.1033 | 2285585.62 | 0 | 0 | 0 | 0 | 0 | 0 | 0 | 0 | 0 | 0 | 0 | 0 | 0 | 0 | 0 | 0 | -76153.7233 | 0 | 0 | 0 | 0 | 0 | 0 | 0 | 0 | 0 | 0 | 0 | 0 | 0 | 0 | 0 | 0
2016-11-08 | 0 | 0 | 0 | 0 | 442610.0591 | 36777.3574 | 460750 | 0 | 0 | 0 | 0 | 1560138.0418 | 2299952.098 | 0 | 0 | 0 | 0 | 0 | 0 | 0 | 0 | 0 | 0 | 0 | 0 | 0 | 0 | 0 | 0 | 4270.9385 | 14366.478 | 0 | 0 | 0 | 0 | 0 | 0 | 0 | 0 | 0 | 0 | 0 | 0 | 0 | 0 | 0
2016-11-08 01:00 | 0 | 0 | 0 | 0 | 194708.782 | 0 | 454242 | 0 | 0 | 0 | 0 | 1300604.8238 | 2299952.098 | 0 | 0 | 0 | 0 | 0 | 0 | 0 | 0 | 0 | 0 | 0 | 0 | 0 | 0 | 0 | 0 | -259533.218 | 0 | 0 | 0 | 0 | 0 | 0 | 0 | 0 | 0 | 0 | 0 | 0 | 0 | 0 | 0 | 0
2016-11-08 02:00 | 0 | 0 | 0 | 0 | 177786.782 | 0 | 437320 | 0 | 0 | 0 | 0 | 1041071.6058 | 2299952.098 | 0 | 0 | 0 | 0 | 0 | 0 | 0 | 0 | 0 | 0 | 0 | 0 | 0 | 0 | 0 | 0 | -259533.218 | 0 | 0 | 0 | 0 | 0 | 0 | 0 | 0 | 0 | 0 | 0 | 0 | 0 | 0 | 0 | 0
2016-11-08 03:00 | 0 | 0 | 0 | 0 | 420285.2756 | 0 | 414551 | 0 | 0 | 0 | 0 | 1046805.8814 | 2299952.098 | 0 | 0 | 0 | 0 | 0 | 0 | 0 | 0 | 0 | 0 | 0 | 0 | 0 | 0 | 0 | 0 | 5734.2756 | 0 | 0 | 0 | 0 | 0 | 0 | 0 | 0 | 0 | 0 | 0 | 0 | 0 | 0 | 0 | 0
2016-11-08 04:00 | 0 | 0 | 0 | 0 | 131431.782 | 0 | 390965 | 0 | 0 | 0 | 0 | 787272.6635 | 2299952.098 | 0 | 0 | 0 | 0 | 0 | 0 | 0 | 0 | 0 | 0 | 0 | 0 | 0 | 0 | 0 | 0 | -259533.218 | 0 | 0 | 0 | 0 | 0 | 0 | 0 | 0 | 0 | 0 | 0 | 0 | 0 | 0 | 0 | 0
2016-11-08 05:00 | 0 | 0 | 0 | 0 | 409378.3353 | 0 | 370090 | 0 | 0 | 0 | 0 | 826560.9987 | 2299952.098 | 0 | 0 | 0 | 0 | 0 | 0 | 0 | 0 | 0 | 0 | 0 | 0 | 0 | 0 | 0 | 0 | 39288.3353 | 0 | 0 | 0 | 0 | 0 | 0 | 0 | 0 | 0 | 0 | 0 | 0 | 0 | 0 | 0 | 0
2016-11-08 06:00 | 0 | 0 | 0 | 0 | 413469.8996 | 0 | 355713 | 0 | 0 | 0 | 0 | 884317.8983 | 2299952.098 | 0 | 0 | 0 | 0 | 0 | 0 | 0 | 0 | 0 | 0 | 0 | 0 | 0 | 0 | 0 | 0 | 57756.8996 | 0 | 0 | 0 | 0 | 0 | 0 | 0 | 0 | 0 | 0 | 0 | 0 | 0 | 0 | 0 | 0
2016-11-08 07:00 | 0 | 0 | 0 | 0 | 86973.782 | 0 | 346507 | 0 | 0 | 0 | 0 | 624784.6803 | 2299952.098 | 0 | 0 | 0 | 0 | 0 | 0 | 0 | 0 | 0 | 0 | 0 | 0 | 0 | 0 | 0 | 0 | -259533.218 | 0 | 0 | 0 | 0 | 0 | 0 | 0 | 0 | 0 | 0 | 0 | 0 | 0 | 0 | 0 | 0
2016-11-08 08:00 | 0 | 0 | 0 | 0 | 423336.0402 | 0 | 342579 | 0 | 0 | 0 | 0 | 705541.7205 | 2299952.098 | 0 | 0 | 0 | 0 | 0 | 0 | 0 | 0 | 0 | 0 | 0 | 0 | 0 | 0 | 0 | 0 | 80757.0402 | 0 | 0 | 0 | 0 | 0 | 0 | 0 | 0 | 0 | 0 | 0 | 0 | 0 | 0 | 0 | 0
2016-11-08 09:00 | 0 | 0 | 0 | 0 | 427237.7798 | 0 | 343730 | 0 | 0 | 0 | 0 | 789049.5003 | 2299952.098 | 0 | 0 | 0 | 0 | 0 | 0 | 0 | 0 | 0 | 0 | 0 | 0 | 0 | 0 | 0 | 0 | 83507.7798 | 0 | 0 | 0 | 0 | 0 | 0 | 0 | 0 | 0 | 0 | 0 | 0 | 0 | 0 | 0 | 0
2016-11-08 10:00 | 0 | 0 | 0 | 0 | 96475.782 | 0 | 356009 | 0 | 0 | 0 | 0 | 529516.2824 | 2299952.098 | 0 | 0 | 0 | 0 | 0 | 0 | 0 | 0 | 0 | 0 | 0 | 0 | 0 | 0 | 0 | 0 | -259533.218 | 0 | 0 | 0 | 0 | 0 | 0 | 0 | 0 | 0 | 0 | 0 | 0 | 0 | 0 | 0 | 0
2016-11-08 11:00 | 0 | 0 | 0 | 0 | 123426.782 | 0 | 382960 | 0 | 0 | 0 | 0 | 269983.0644 | 2299952.098 | 0 | 0 | 0 | 0 | 0 | 0 | 0 | 0 | 0 | 0 | 0 | 0 | 0 | 0 | 0 | 0 | -259533.218 | 0 | 0 | 0 | 0 | 0 | 0 | 0 | 0 | 0 | 0 | 0 | 0 | 0 | 0 | 0 | 0
2016-11-08 12:00 | 0 | 0 | 0 | 0 | 433696.7488 | 0 | 407432 | 0 | 0 | 0 | 0 | 296247.8132 | 2299952.098 | 0 | 0 | 0 | 0 | 0 | 0 | 0 | 0 | 0 | 0 | 0 | 0 | 0 | 0 | 0 | 0 | 26264.7488 | 0 | 0 | 0 | 0 | 0 | 0 | 0 | 0 | 0 | 0 | 0 | 0 | 0 | 0 | 0 | 0
2016-11-08 13:00 | 0 | 0 | 0 | 0 | 158227.3158 | 63.4662 | 417824 | 0 | 0 | 0 | 0 | 36714.5953 | 2299952.098 | 0 | 0 | 0 | 0 | 0 | 0 | 0 | 0 | 0 | 0 | 0 | 0 | 0 | 0 | 0 | 0 | -259533.218 | 0 | 0 | 0 | 0 | 0 | 0 | 0 | 0 | 0 | 0 | 0 | 0 | 0 | 0 | 0 | 0
2016-11-08 14:00 | 0 | 0 | 0 | 0 | 328013.4123 | 205212.9294 | 423057 | 0 | 0 | 0 | 0 | 132517.459 | 2314318.576 | 0 | 0 | 0 | 0 | 0 | 0 | 0 | 0 | 0 | 0 | 0 | 0 | 0 | 0 | 0 | 0 | 95802.8638 | 14366.478 | 0 | 0 | 0 | 0 | 0 | 0 | 0 | 0 | 0 | 0 | 0 | 0 | 0 | 0 | 0
2016-11-08 15:00 | 0 | 0 | 0 | 0 | 131507.5306 | 563819.0504 | 425691 | 0 | 0 | 0 | 0 | 392050.677 | 2314318.576 | 0 | 0 | 0 | 0 | 0 | 0 | 10102.363 | 0 | 0 | 0 | 0 | 0 | 0 | 0 | 0 | 0 | 259533.218 | 0 | 0 | 0 | 0 | 0 | 0 | 0 | 0 | 0 | 10102.363 | 0 | 0 | 0 | 0 | 0 | 0
2016-11-08 16:00 | 0 | 0 | 0 | 0 | 0 | 675878.8549 | 426448 | 0 | 0 | 0 | 0 | 651583.895 | 2314318.576 | 0 | 0 | 0 | 0 | 0 | 0 | 0 | 0 | 0 | 0 | 0 | 0 | 0 | 0 | 0 | 0 | 259533.218 | 0 | 0 | 0 | 0 | 0 | 0 | 0 | 0 | 0 | -10102.363 | 0 | 0 | 0 | 0 | 0 | 0
2016-11-08 17:00 | 0 | 0 | 0 | 0 | 0 | 661847.8821 | 426886 | 0 | 0 | 0 | 0 | 886545.7771 | 2314318.576 | 0 | 0 | 0 | 0 | 0 | 0 | 0 | 0 | 0 | 0 | 0 | 0 | 0 | 0 | 0 | 0 | 234961.8821 | 0 | 0 | 0 | 0 | 0 | 0 | 0 | 0 | 0 | 0 | 0 | 0 | 0 | 0 | 0 | 0
2016-11-08 18:00 | 0 | 0 | 0 | 0 | 0 | 623640.1943 | 428327 | 0 | 0 | 0 | 0 | 1067492.4934 | 2328685.054 | 0 | 0 | 0 | 0 | 0 | 0 | 0 | 0 | 0 | 0 | 0 | 0 | 0 | 0 | 0 | 0 | 180946.7163 | 14366.478 | 0 | 0 | 0 | 0 | 0 | 0 | 0 | 0 | 0 | 0 | 0 | 0 | 0 | 0 | 0
2016-11-08 19:00 | 0 | 0 | 0 | 0 | 0 | 607314.5781 | 429072 | 0 | 0 | 0 | 0 | 1245735.0715 | 2328685.054 | 0 | 0 | 0 | 0 | 0 | 0 | 0 | 0 | 0 | 0 | 0 | 0 | 0 | 0 | 0 | 0 | 178242.5781 | 0 | 0 | 0 | 0 | 0 | 0 | 0 | 0 | 0 | 0 | 0 | 0 | 0 | 0 | 0 | 0
2016-11-08 20:00 | 0 | 0 | 0 | 0 | 68974.9306 | 620078.2874 | 429520 | 0 | 0 | 0 | 0 | 1505268.2895 | 2328685.054 | 0 | 0 | 0 | 0 | 0 | 0 | 0 | 0 | 0 | 0 | 0 | 0 | 0 | 0 | 0 | 0 | 259533.218 | 0 | 0 | 0 | 0 | 0 | 0 | 0 | 0 | 0 | 0 | 0 | 0 | 0 | 0 | 0 | 0
2016-11-08 21:00 | 0 | 0 | 0 | 0 | 0 | 654810.431 | 432640 | 0 | 0 | 0 | 0 | 1713072.2425 | 2343051.5319 | 0 | 0 | 0 | 0 | 0 | 0 | 0 | 0 | 0 | 0 | 0 | 0 | 0 | 0 | 0 | 0 | 207803.953 | 14366.478 | 0 | 0 | 0 | 0 | 0 | 0 | 0 | 0 | 0 | 0 | 0 | 0 | 0 | 0 | 0
2016-11-08 22:00 | 0 | 0 | 0 | 0 | 0 | 636956.7733 | 445778 | 0 | 0 | 0 | 0 | 1904251.0157 | 2343051.5319 | 0 | 0 | 0 | 0 | 0 | 0 | 0 | 0 | 0 | 0 | 0 | 0 | 0 | 0 | 0 | 0 | 191178.7733 | 0 | 0 | 0 | 0 | 0 | 0 | 0 | 0 | 0 | 0 | 0 | 0 | 0 | 0 | 0 | 0
2016-11-08 23:00 | 0 | 0 | 0 | 0 | 0 | 392061.0762 | 457394 | 0 | 0 | 0 | 0 | 1838918.092 | 2343051.5319 | 0 | 0 | 0 | 0 | 0 | 0 | 0 | 0 | 0 | 0 | 0 | 0 | 0 | 0 | 0 | 0 | -65332.9238 | 0 | 0 | 0 | 0 | 0 | 0 | 0 | 0 | 0 | 0 | 0 | 0 | 0 | 0 | 0 | 0
2016-11-09 | 0 | 0 | 0 | 0 | 174574.9979 | 37926.2621 | 457668 | 0 | 0 | 0 | 0 | 1579384.874 | 2357418.0099 | 0 | 0 | 0 | 0 | 0 | 0 | 0 | 0 | 0 | 0 | 0 | 0 | 0 | 0 | 0 | 0 | -259533.218 | 14366.478 | 0 | 0 | 0 | 0 | 0 | 0 | 0 | 0 | 0 | 0 | 0 | 0 | 0 | 0 | 0
2016-11-09 01:00 | 0 | 0 | 0 | 0 | 543649.0174 | 0 | 451035 | 0 | 0 | 0 | 0 | 1671998.8914 | 2357418.0099 | 0 | 0 | 0 | 0 | 0 | 0 | 0 | 0 | 0 | 0 | 0 | 0 | 0 | 0 | 0 | 0 | 92614.0174 | 0 | 0 | 0 | 0 | 0 | 0 | 0 | 0 | 0 | 0 | 0 | 0 | 0 | 0 | 0 | 0
2016-11-09 02:00 | 0 | 0 | 0 | 0 | 174709.782 | 0 | 434243 | 0 | 0 | 0 | 0 | 1412465.6735 | 2357418.0099 | 0 | 0 | 0 | 0 | 0 | 0 | 0 | 0 | 0 | 0 | 0 | 0 | 0 | 0 | 0 | 0 | -259533.218 | 0 | 0 | 0 | 0 | 0 | 0 | 0 | 0 | 0 | 0 | 0 | 0 | 0 | 0 | 0 | 0
2016-11-09 03:00 | 0 | 0 | 0 | 0 | 150927.782 | 0 | 410461 | 0 | 0 | 0 | 0 | 1152932.4555 | 2357418.0099 | 0 | 0 | 0 | 0 | 0 | 0 | 0 | 0 | 0 | 0 | 0 | 0 | 0 | 0 | 0 | 0 | -259533.218 | 0 | 0 | 0 | 0 | 0 | 0 | 0 | 0 | 0 | 0 | 0 | 0 | 0 | 0 | 0 | 0
2016-11-09 04:00 | 0 | 0 | 0 | 0 | 518323.0413 | 0 | 388056 | 0 | 0 | 0 | 0 | 1283199.4968 | 2357418.0099 | 0 | 0 | 0 | 0 | 0 | 0 | 0 | 0 | 0 | 0 | 0 | 0 | 0 | 0 | 0 | 0 | 130267.0413 | 0 | 0 | 0 | 0 | 0 | 0 | 0 | 0 | 0 | 0 | 0 | 0 | 0 | 0 | 0 | 0
2016-11-09 05:00 | 0 | 0 | 0 | 0 | 111936.782 | 0 | 371470 | 0 | 0 | 0 | 0 | 1023666.2789 | 2357418.0099 | 0 | 0 | 0 | 0 | 0 | 0 | 0 | 0 | 0 | 0 | 0 | 0 | 0 | 0 | 0 | 0 | -259533.218 | 0 | 0 | 0 | 0 | 0 | 0 | 0 | 0 | 0 | 0 | 0 | 0 | 0 | 0 | 0 | 0
2016-11-09 06:00 | 0 | 0 | 0 | 0 | 97280.782 | 0 | 356814 | 0 | 0 | 0 | 0 | 764133.0609 | 2357418.0099 | 0 | 0 | 0 | 0 | 0 | 0 | 0 | 0 | 0 | 0 | 0 | 0 | 0 | 0 | 0 | 0 | -259533.218 | 0 | 0 | 0 | 0 | 0 | 0 | 0 | 0 | 0 | 0 | 0 | 0 | 0 | 0 | 0 | 0
2016-11-09 07:00 | 0 | 0 | 0 | 0 | 481342.1816 | 0 | 345056 | 0 | 0 | 0 | 0 | 900419.2425 | 2357418.0099 | 0 | 0 | 0 | 0 | 0 | 0 | 0 | 0 | 0 | 0 | 0 | 0 | 0 | 0 | 0 | 0 | 136286.1816 | 0 | 0 | 0 | 0 | 0 | 0 | 0 | 0 | 0 | 0 | 0 | 0 | 0 | 0 | 0 | 0
2016-11-09 08:00 | 0 | 0 | 0 | 0 | 78953.782 | 0 | 338487 | 0 | 0 | 0 | 0 | 640886.0245 | 2357418.0099 | 0 | 0 | 0 | 0 | 0 | 0 | 0 | 0 | 0 | 0 | 0 | 0 | 0 | 0 | 0 | 0 | -259533.218 | 0 | 0 | 0 | 0 | 0 | 0 | 0 | 0 | 0 | 0 | 0 | 0 | 0 | 0 | 0 | 0
2016-11-09 09:00 | 0 | 0 | 0 | 0 | 78773.782 | 0 | 338307 | 0 | 0 | 0 | 0 | 381352.8065 | 2357418.0099 | 0 | 0 | 0 | 0 | 0 | 0 | 0 | 0 | 0 | 0 | 0 | 0 | 0 | 0 | 0 | 0 | -259533.218 | 0 | 0 | 0 | 0 | 0 | 0 | 0 | 0 | 0 | 0 | 0 | 0 | 0 | 0 | 0 | 0
2016-11-09 10:00 | 0 | 0 | 0 | 0 | 455010.6967 | 0 | 348602 | 0 | 0 | 0 | 0 | 487761.5032 | 2357418.0099 | 0 | 0 | 0 | 0 | 0 | 0 | 0 | 0 | 0 | 0 | 0 | 0 | 0 | 0 | 0 | 0 | 106408.6967 | 0 | 0 | 0 | 0 | 0 | 0 | 0 | 0 | 0 | 0 | 0 | 0 | 0 | 0 | 0 | 0
2016-11-09 11:00 | 0 | 0 | 0 | 0 | 116298.782 | 0 | 375832 | 0 | 0 | 0 | 0 | 228228.2853 | 2357418.0099 | 0 | 0 | 0 | 0 | 0 | 0 | 0 | 0 | 0 | 0 | 0 | 0 | 0 | 0 | 0 | 0 | -259533.218 | 0 | 0 | 0 | 0 | 0 | 0 | 0 | 0 | 0 | 0 | 0 | 0 | 0 | 0 | 0 | 0
2016-11-09 12:00 | 0 | 0 | 0 | 0 | 458254.7446 | 0 | 400769 | 0 | 0 | 0 | 0 | 285714.0299 | 2357418.0099 | 0 | 0 | 0 | 0 | 0 | 0 | 0 | 0 | 0 | 0 | 0 | 0 | 0 | 0 | 0 | 0 | 57485.7446 | 0 | 0 | 0 | 0 | 0 | 0 | 0 | 0 | 0 | 0 | 0 | 0 | 0 | 0 | 0 | 0
2016-11-09 13:00 | 0 | 0 | 0 | 0 | 451723.3157 | 20.3962 | 413065 | 0 | 0 | 0 | 0 | 324392.7417 | 2357418.0099 | 0 | 0 | 0 | 0 | 0 | 0 | 0 | 0 | 0 | 0 | 0 | 0 | 0 | 0 | 0 | 0 | 38678.7119 | 0 | 0 | 0 | 0 | 0 | 0 | 0 | 0 | 0 | 0 | 0 | 0 | 0 | 0 | 0 | 0
2016-11-09 14:00 | 0 | 0 | 0 | 0 | 0 | 216036.4652 | 421908 | 0 | 0 | 0 | 0 | 104154.7289 | 2371784.4879 | 0 | 0 | 0 | 0 | 0 | 0 | 0 | 0 | 0 | 0 | 0 | 0 | 0 | 0 | 0 | 0 | -220238.0128 | 14366.478 | 0 | 0 | 0 | 0 | 0 | 0 | 0 | 0 | 0 | 0 | 0 | 0 | 0 | 0 | 0
2016-11-09 15:00 | 0 | 0 | 0 | 0 | 119915.6199 | 566034.598 | 426417 | 0 | 0 | 0 | 0 | 363687.9469 | 2371784.4879 | 0 | 0 | 0 | 0 | 0 | 0 | 0 | 0 | 0 | 0 | 0 | 0 | 0 | 0 | 0 | 0 | 259533.218 | 0 | 0 | 0 | 0 | 0 | 0 | 0 | 0 | 0 | 0 | 0 | 0 | 0 | 0 | 0 | 0
2016-11-09 16:00 | 0 | 0 | 0 | 0 | 41548.8023 | 659270.8937 | 426920 | 0 | 0 | 0 | 0 | 623221.1649 | 2386150.9659 | 0 | 0 | 0 | 0 | 0 | 0 | 0 | 0 | 0 | 0 | 0 | 0 | 0 | 0 | 0 | 0 | 259533.218 | 14366.478 | 0 | 0 | 0 | 0 | 0 | 0 | 0 | 0 | 0 | 0 | 0 | 0 | 0 | 0 | 0
2016-11-09 17:00 | 0 | 0 | 0 | 0 | 39988.7719 | 648539.4461 | 428995 | 0 | 0 | 0 | 0 | 882754.3828 | 2386150.9659 | 0 | 0 | 0 | 0 | 0 | 0 | 0 | 0 | 0 | 0 | 0 | 0 | 0 | 0 | 0 | 0 | 259533.218 | 0 | 0 | 0 | 0 | 0 | 0 | 0 | 0 | 0 | 0 | 0 | 0 | 0 | 0 | 0 | 0
2016-11-09 18:00 | 0 | 0 | 0 | 0 | 100166.8122 | 613342.6954 | 430462 | 0 | 0 | 0 | 0 | 1142287.6008 | 2386150.9659 | 0 | 0 | 0 | 0 | 0 | 0 | 23514.2896 | 0 | 0 | 0 | 0 | 0 | 0 | 0 | 0 | 0 | 259533.218 | 0 | 0 | 0 | 0 | 0 | 0 | 0 | 0 | 0 | 23514.2896 | 0 | 0 | 0 | 0 | 0 | 0
2016-11-09 19:00 | 0 | 0 | 0 | 0 | 0 | 594110.6057 | 430710 | 0 | 0 | 0 | 0 | 1329202.496 | 2386150.9659 | 0 | 0 | 0 | 0 | 0 | 0 | 0 | 0 | 0 | 0 | 0 | 0 | 0 | 0 | 0 | 0 | 186914.8953 | 0 | 0 | 0 | 0 | 0 | 0 | 0 | 0 | 0 | -23514.2896 | 0 | 0 | 0 | 0 | 0 | 0
2016-11-09 20:00 | 0 | 0 | 0 | 0 | 0 | 601865.1405 | 430888 | 0 | 0 | 0 | 0 | 1500179.6365 | 2386150.9659 | 0 | 0 | 0 | 0 | 0 | 0 | 0 | 0 | 0 | 0 | 0 | 0 | 0 | 0 | 0 | 0 | 170977.1405 | 0 | 0 | 0 | 0 | 0 | 0 | 0 | 0 | 0 | 0 | 0 | 0 | 0 | 0 | 0 | 0
2016-11-09 21:00 | 0 | 0 | 0 | 0 | 69380.1733 | 625632.0447 | 435479 | 0 | 0 | 0 | 0 | 1759712.8545 | 2386150.9659 | 0 | 0 | 0 | 0 | 0 | 0 | 0 | 0 | 0 | 0 | 0 | 0 | 0 | 0 | 0 | 0 | 259533.218 | 0 | 0 | 0 | 0 | 0 | 0 | 0 | 0 | 0 | 0 | 0 | 0 | 0 | 0 | 0 | 0
2016-11-09 22:00 | 0 | 0 | 0 | 0 | 0 | 591365.4399 | 446668 | 0 | 0 | 0 | 0 | 1904410.2944 | 2386150.9659 | 0 | 0 | 0 | 0 | 0 | 0 | 0 | 0 | 0 | 0 | 0 | 0 | 0 | 0 | 0 | 0 | 144697.4399 | 0 | 0 | 0 | 0 | 0 | 0 | 0 | 0 | 0 | 0 | 0 | 0 | 0 | 0 | 0 | 0
2016-11-09 23:00 | 0 | 0 | 0 | 0 | 0 | 366290.1596 | 458996 | 0 | 0 | 0 | 0 | 1811704.454 | 2386150.9659 | 0 | 0 | 0 | 0 | 0 | 0 | 0 | 0 | 0 | 0 | 0 | 0 | 0 | 0 | 0 | 0 | -92705.8404 | 0 | 0 | 0 | 0 | 0 | 0 | 0 | 0 | 0 | 0 | 0 | 0 | 0 | 0 | 0 | 0
2016-11-10 | 0 | 0 | 0 | 0 | 181359.3836 | 33460.8764 | 459987 | 0 | 0 | 0 | 0 | 1552171.236 | 2400517.4439 | 0 | 0 | 0 | 0 | 0 | 0 | 0 | 0 | 0 | 0 | 0 | 0 | 0 | 0 | 0 | 0 | -259533.218 | 14366.478 | 0 | 0 | 0 | 0 | 0 | 0 | 0 | 0 | 0 | 0 | 0 | 0 | 0 | 0 | 0
2016-11-10 01:00 | 0 | 0 | 0 | 0 | 582526.915 | 0 | 454010 | 0 | 0 | 0 | 0 | 1680688.151 | 2400517.4439 | 0 | 0 | 0 | 0 | 0 | 0 | 0 | 0 | 0 | 0 | 0 | 0 | 0 | 0 | 0 | 0 | 128516.915 | 0 | 0 | 0 | 0 | 0 | 0 | 0 | 0 | 0 | 0 | 0 | 0 | 0 | 0 | 0 | 0
2016-11-10 02:00 | 0 | 0 | 0 | 0 | 178233.782 | 0 | 437767 | 0 | 0 | 0 | 0 | 1421154.9331 | 2400517.4439 | 0 | 0 | 0 | 0 | 0 | 0 | 0 | 0 | 0 | 0 | 0 | 0 | 0 | 0 | 0 | 0 | -259533.218 | 0 | 0 | 0 | 0 | 0 | 0 | 0 | 0 | 0 | 0 | 0 | 0 | 0 | 0 | 0 | 0
2016-11-10 03:00 | 0 | 0 | 0 | 0 | 156005.782 | 0 | 415539 | 0 | 0 | 0 | 0 | 1161621.7151 | 2400517.4439 | 0 | 0 | 0 | 0 | 0 | 0 | 0 | 0 | 0 | 0 | 0 | 0 | 0 | 0 | 0 | 0 | -259533.218 | 0 | 0 | 0 | 0 | 0 | 0 | 0 | 0 | 0 | 0 | 0 | 0 | 0 | 0 | 0 | 0
2016-11-10 04:00 | 0 | 0 | 0 | 0 | 132865.782 | 0 | 392399 | 0 | 0 | 0 | 0 | 902088.4971 | 2400517.4439 | 0 | 0 | 0 | 0 | 0 | 0 | 0 | 0 | 0 | 0 | 0 | 0 | 0 | 0 | 0 | 0 | -259533.218 | 0 | 0 | 0 | 0 | 0 | 0 | 0 | 0 | 0 | 0 | 0 | 0 | 0 | 0 | 0 | 0
2016-11-10 05:00 | 0 | 0 | 0 | 0 | 632195.218 | 0 | 372662 | 0 | 0 | 0 | 0 | 1161621.7151 | 2400517.4439 | 0 | 0 | 0 | 0 | 0 | 0 | 0 | 0 | 0 | 0 | 0 | 0 | 0 | 0 | 0 | 0 | 259533.218 | 0 | 0 | 0 | 0 | 0 | 0 | 0 | 0 | 0 | 0 | 0 | 0 | 0 | 0 | 0 | 0
2016-11-10 06:00 | 0 | 0 | 0 | 0 | 98743.782 | 0 | 358277 | 0 | 0 | 0 | 0 | 902088.4971 | 2400517.4439 | 0 | 0 | 0 | 0 | 0 | 0 | 0 | 0 | 0 | 0 | 0 | 0 | 0 | 0 | 0 | 0 | -259533.218 | 0 | 0 | 0 | 0 | 0 | 0 | 0 | 0 | 0 | 0 | 0 | 0 | 0 | 0 | 0 | 0
2016-11-10 07:00 | 0 | 0 | 0 | 0 | 90140.782 | 0 | 349674 | 0 | 0 | 0 | 0 | 642555.2792 | 2400517.4439 | 0 | 0 | 0 | 0 | 0 | 0 | 0 | 0 | 0 | 0 | 0 | 0 | 0 | 0 | 0 | 0 | -259533.218 | 0 | 0 | 0 | 0 | 0 | 0 | 0 | 0 | 0 | 0 | 0 | 0 | 0 | 0 | 0 | 0
2016-11-10 08:00 | 0 | 0 | 0 | 0 | 605386.218 | 0 | 345853 | 0 | 0 | 0 | 0 | 902088.4971 | 2400517.4439 | 0 | 0 | 0 | 0 | 0 | 0 | 0 | 0 | 0 | 0 | 0 | 0 | 0 | 0 | 0 | 0 | 259533.218 | 0 | 0 | 0 | 0 | 0 | 0 | 0 | 0 | 0 | 0 | 0 | 0 | 0 | 0 | 0 | 0
2016-11-10 09:00 | 0 | 0 | 0 | 0 | 88635.782 | 0 | 348169 | 0 | 0 | 0 | 0 | 642555.2792 | 2400517.4439 | 0 | 0 | 0 | 0 | 0 | 0 | 0 | 0 | 0 | 0 | 0 | 0 | 0 | 0 | 0 | 0 | -259533.218 | 0 | 0 | 0 | 0 | 0 | 0 | 0 | 0 | 0 | 0 | 0 | 0 | 0 | 0 | 0 | 0
2016-11-10 10:00 | 0 | 0 | 0 | 0 | 100542.782 | 0 | 360076 | 0 | 0 | 0 | 0 | 383022.0612 | 2400517.4439 | 0 | 0 | 0 | 0 | 0 | 0 | 0 | 0 | 0 | 0 | 0 | 0 | 0 | 0 | 0 | 0 | -259533.218 | 0 | 0 | 0 | 0 | 0 | 0 | 0 | 0 | 0 | 0 | 0 | 0 | 0 | 0 | 0 | 0
2016-11-10 11:00 | 0 | 0 | 0 | 0 | 625564.918 | 0 | 389933 | 0 | 0 | 0 | 0 | 618653.9792 | 2400517.4439 | 0 | 0 | 0 | 0 | 0 | 0 | 0 | 0 | 0 | 0 | 0 | 0 | 0 | 0 | 0 | 0 | 235631.918 | 0 | 0 | 0 | 0 | 0 | 0 | 0 | 0 | 0 | 0 | 0 | 0 | 0 | 0 | 0 | 0
2016-11-10 12:00 | 0 | 0 | 0 | 0 | 154763.782 | 0 | 414297 | 0 | 0 | 0 | 0 | 359120.7612 | 2400517.4439 | 0 | 0 | 0 | 0 | 0 | 0 | 0 | 0 | 0 | 0 | 0 | 0 | 0 | 0 | 0 | 0 | -259533.218 | 0 | 0 | 0 | 0 | 0 | 0 | 0 | 0 | 0 | 0 | 0 | 0 | 0 | 0 | 0 | 0
2016-11-10 13:00 | 0 | 0 | 0 | 0 | 177586.2048 | 25.0552 | 422778 | 0 | 0 | 0 | 0 | 99587.5433 | 2414883.9219 | 0 | 0 | 0 | 0 | 0 | 0 | 0 | 0 | 0 | 0 | 0 | 0 | 0 | 0 | 0 | 0 | -259533.218 | 14366.478 | 0 | 0 | 0 | 0 | 0 | 0 | 0 | 0 | 0 | 0 | 0 | 0 | 0 | 0 | 0
2016-11-10 14:00 | 0 | 0 | 0 | 0 | 390515.3108 | 167298.0633 | 424861 | 0 | 0 | 0 | 0 | 218173.4394 | 2429250.3998 | 0 | 0 | 0 | 0 | 0 | 0 | 0 | 0 | 0 | 0 | 0 | 0 | 0 | 0 | 0 | 0 | 118585.8961 | 14366.478 | 0 | 0 | 0 | 0 | 0 | 0 | 0 | 0 | 0 | 0 | 0 | 0 | 0 | 0 | 0
2016-11-10 15:00 | 0 | 0 | 0 | 0 | 0 | 526388.6957 | 425356 | 0 | 0 | 0 | 0 | 319206.1351 | 2429250.3998 | 0 | 0 | 0 | 0 | 0 | 0 | 0 | 0 | 0 | 0 | 0 | 0 | 0 | 0 | 0 | 0 | 101032.6957 | 0 | 0 | 0 | 0 | 0 | 0 | 0 | 0 | 0 | 0 | 0 | 0 | 0 | 0 | 0 | 0
2016-11-10 16:00 | 0 | 0 | 0 | 0 | 47855.8816 | 636548.3364 | 424871 | 0 | 0 | 0 | 0 | 578739.3531 | 2429250.3998 | 0 | 0 | 0 | 0 | 0 | 0 | 0 | 0 | 0 | 0 | 0 | 0 | 0 | 0 | 0 | 0 | 259533.218 | 0 | 0 | 0 | 0 | 0 | 0 | 0 | 0 | 0 | 0 | 0 | 0 | 0 | 0 | 0 | 0
2016-11-10 17:00 | 0 | 0 | 0 | 0 | 0 | 632785.7943 | 424766 | 0 | 0 | 0 | 0 | 786759.1474 | 2429250.3998 | 0 | 0 | 0 | 0 | 0 | 0 | 0 | 0 | 0 | 0 | 0 | 0 | 0 | 0 | 0 | 0 | 208019.7943 | 0 | 0 | 0 | 0 | 0 | 0 | 0 | 0 | 0 | 0 | 0 | 0 | 0 | 0 | 0 | 0
2016-11-10 18:00 | 0 | 0 | 0 | 0 | 0 | 597468.7186 | 425604 | 0 | 0 | 0 | 0 | 958623.866 | 2429250.3998 | 0 | 0 | 0 | 0 | 0 | 0 | 0 | 0 | 0 | 0 | 0 | 0 | 0 | 0 | 0 | 0 | 171864.7186 | 0 | 0 | 0 | 0 | 0 | 0 | 0 | 0 | 0 | 0 | 0 | 0 | 0 | 0 | 0 | 0
2016-11-10 19:00 | 0 | 0 | 0 | 0 | 106513.7393 | 579815.4786 | 426796 | 0 | 0 | 0 | 0 | 1218157.084 | 2429250.3998 | 0 | 0 | 0 | 0 | 0 | 0 | 0 | 0 | 0 | 0 | 0 | 0 | 0 | 0 | 0 | 0 | 259533.218 | 0 | 0 | 0 | 0 | 0 | 0 | 0 | 0 | 0 | 0 | 0 | 0 | 0 | 0 | 0 | 0
2016-11-10 20:00 | 0 | 0 | 0 | 0 | 96922.2853 | 589905.9327 | 427295 | 0 | 0 | 0 | 0 | 1477690.302 | 2429250.3998 | 0 | 0 | 0 | 0 | 0 | 0 | 0 | 0 | 0 | 0 | 0 | 0 | 0 | 0 | 0 | 0 | 259533.218 | 0 | 0 | 0 | 0 | 0 | 0 | 0 | 0 | 0 | 0 | 0 | 0 | 0 | 0 | 0 | 0
2016-11-10 21:00 | 0 | 0 | 0 | 0 | 0 | 613802.4084 | 429964 | 0 | 0 | 0 | 0 | 1661528.7104 | 2429250.3998 | 0 | 0 | 0 | 0 | 0 | 0 | 0 | 0 | 0 | 0 | 0 | 0 | 0 | 0 | 0 | 0 | 183838.4084 | 0 | 0 | 0 | 0 | 0 | 0 | 0 | 0 | 0 | 0 | 0 | 0 | 0 | 0 | 0 | 0
2016-11-10 22:00 | 0 | 0 | 0 | 0 | 0 | 582240.732 | 440203 | 0 | 0 | 0 | 0 | 1803566.4424 | 2429250.3998 | 0 | 0 | 0 | 0 | 0 | 0 | 0 | 0 | 0 | 0 | 0 | 0 | 0 | 0 | 0 | 0 | 142037.732 | 0 | 0 | 0 | 0 | 0 | 0 | 0 | 0 | 0 | 0 | 0 | 0 | 0 | 0 | 0 | 0
2016-11-10 23:00 | 0 | 0 | 0 | 0 | 0 | 340671.0349 | 452413 | 0 | 0 | 0 | 0 | 1677457.9993 | 2443616.8778 | 0 | 0 | 0 | 0 | 0 | 0 | 0 | 0 | 0 | 0 | 0 | 0 | 0 | 0 | 0 | 0 | -126108.4431 | 14366.478 | 0 | 0 | 0 | 0 | 0 | 0 | 0 | 0 | 0 | 0 | 0 | 0 | 0 | 0 | 0
2016-11-11 | 0 | 0 | 0 | 0 | 167948.9799 | 26257.8022 | 453740 | 0 | 0 | 0 | 0 | 1417924.7814 | 2443616.8778 | 0 | 0 | 0 | 0 | 0 | 0 | 0 | 0 | 0 | 0 | 0 | 0 | 0 | 0 | 0 | 0 | -259533.218 | 0 | 0 | 0 | 0 | 0 | 0 | 0 | 0 | 0 | 0 | 0 | 0 | 0 | 0 | 0 | 0
2016-11-11 01:00 | 0 | 0 | 0 | 0 | 189189.782 | 0 | 448723 | 0 | 0 | 0 | 0 | 1158391.5634 | 2443616.8778 | 0 | 0 | 0 | 0 | 0 | 0 | 0 | 0 | 0 | 0 | 0 | 0 | 0 | 0 | 0 | 0 | -259533.218 | 0 | 0 | 0 | 0 | 0 | 0 | 0 | 0 | 0 | 0 | 0 | 0 | 0 | 0 | 0 | 0
2016-11-11 02:00 | 0 | 0 | 0 | 0 | 694478.218 | 0 | 434945 | 0 | 0 | 0 | 0 | 1417924.7814 | 2443616.8778 | 0 | 0 | 0 | 0 | 0 | 0 | 0 | 0 | 0 | 0 | 0 | 0 | 0 | 0 | 0 | 0 | 259533.218 | 0 | 0 | 0 | 0 | 0 | 0 | 0 | 0 | 0 | 0 | 0 | 0 | 0 | 0 | 0 | 0
2016-11-11 03:00 | 0 | 0 | 0 | 0 | 154223.782 | 0 | 413757 | 0 | 0 | 0 | 0 | 1158391.5634 | 2443616.8778 | 0 | 0 | 0 | 0 | 0 | 0 | 0 | 0 | 0 | 0 | 0 | 0 | 0 | 0 | 0 | 0 | -259533.218 | 0 | 0 | 0 | 0 | 0 | 0 | 0 | 0 | 0 | 0 | 0 | 0 | 0 | 0 | 0 | 0
2016-11-11 04:00 | 0 | 0 | 0 | 0 | 132174.782 | 0 | 391708 | 0 | 0 | 0 | 0 | 898858.3454 | 2443616.8778 | 0 | 0 | 0 | 0 | 0 | 0 | 0 | 0 | 0 | 0 | 0 | 0 | 0 | 0 | 0 | 0 | -259533.218 | 0 | 0 | 0 | 0 | 0 | 0 | 0 | 0 | 0 | 0 | 0 | 0 | 0 | 0 | 0 | 0
2016-11-11 05:00 | 0 | 0 | 0 | 0 | 111968.782 | 0 | 371502 | 0 | 0 | 0 | 0 | 639325.1275 | 2443616.8778 | 0 | 0 | 0 | 0 | 0 | 0 | 0 | 0 | 0 | 0 | 0 | 0 | 0 | 0 | 0 | 0 | -259533.218 | 0 | 0 | 0 | 0 | 0 | 0 | 0 | 0 | 0 | 0 | 0 | 0 | 0 | 0 | 0 | 0
2016-11-11 06:00 | 0 | 0 | 0 | 0 | 616859.218 | 0 | 357326 | 0 | 0 | 0 | 0 | 898858.3454 | 2443616.8778 | 0 | 0 | 0 | 0 | 0 | 0 | 0 | 0 | 0 | 0 | 0 | 0 | 0 | 0 | 0 | 0 | 259533.218 | 0 | 0 | 0 | 0 | 0 | 0 | 0 | 0 | 0 | 0 | 0 | 0 | 0 | 0 | 0 | 0
2016-11-11 07:00 | 0 | 0 | 0 | 0 | 88155.782 | 0 | 347689 | 0 | 0 | 0 | 0 | 639325.1275 | 2443616.8778 | 0 | 0 | 0 | 0 | 0 | 0 | 0 | 0 | 0 | 0 | 0 | 0 | 0 | 0 | 0 | 0 | -259533.218 | 0 | 0 | 0 | 0 | 0 | 0 | 0 | 0 | 0 | 0 | 0 | 0 | 0 | 0 | 0 | 0
2016-11-11 08:00 | 0 | 0 | 0 | 0 | 83888.782 | 0 | 343422 | 0 | 0 | 0 | 0 | 379791.9095 | 2443616.8778 | 0 | 0 | 0 | 0 | 0 | 0 | 0 | 0 | 0 | 0 | 0 | 0 | 0 | 0 | 0 | 0 | -259533.218 | 0 | 0 | 0 | 0 | 0 | 0 | 0 | 0 | 0 | 0 | 0 | 0 | 0 | 0 | 0 | 0
2016-11-11 09:00 | 0 | 0 | 0 | 0 | 528920.59 | 0 | 344999 | 0 | 0 | 0 | 0 | 563713.4995 | 2443616.8778 | 0 | 0 | 0 | 0 | 0 | 0 | 0 | 0 | 0 | 0 | 0 | 0 | 0 | 0 | 0 | 0 | 183921.59 | 0 | 0 | 0 | 0 | 0 | 0 | 0 | 0 | 0 | 0 | 0 | 0 | 0 | 0 | 0 | 0
2016-11-11 10:00 | 0 | 0 | 0 | 0 | 95171.782 | 0 | 354705 | 0 | 0 | 0 | 0 | 304180.2815 | 2443616.8778 | 0 | 0 | 0 | 0 | 0 | 0 | 0 | 0 | 0 | 0 | 0 | 0 | 0 | 0 | 0 | 0 | -259533.218 | 0 | 0 | 0 | 0 | 0 | 0 | 0 | 0 | 0 | 0 | 0 | 0 | 0 | 0 | 0 | 0
2016-11-11 11:00 | 0 | 0 | 0 | 0 | 473511.0592 | 0 | 378884 | 0 | 0 | 0 | 0 | 398807.3407 | 2443616.8778 | 0 | 0 | 0 | 0 | 0 | 0 | 0 | 0 | 0 | 0 | 0 | 0 | 0 | 0 | 0 | 0 | 94627.0592 | 0 | 0 | 0 | 0 | 0 | 0 | 0 | 0 | 0 | 0 | 0 | 0 | 0 | 0 | 0 | 0
2016-11-11 12:00 | 0 | 0 | 0 | 0 | 453666.9876 | 0 | 402229 | 0 | 0 | 0 | 0 | 450245.3284 | 2443616.8778 | 0 | 0 | 0 | 0 | 0 | 0 | 0 | 0 | 0 | 0 | 0 | 0 | 0 | 0 | 0 | 0 | 51437.9876 | 0 | 0 | 0 | 0 | 0 | 0 | 0 | 0 | 0 | 0 | 0 | 0 | 0 | 0 | 0 | 0
2016-11-11 13:00 | 0 | 0 | 0 | 0 | 168114.1949 | 37.0651 | 413318 | 0 | 0 | 0 | 0 | 190712.1104 | 2457983.3558 | 0 | 0 | 0 | 0 | 0 | 0 | 0 | 0 | 0 | 0 | 0 | 0 | 0 | 0 | 0 | 0 | -259533.218 | 14366.478 | 0 | 0 | 0 | 0 | 0 | 0 | 0 | 0 | 0 | 0 | 0 | 0 | 0 | 0 | 0
2016-11-11 14:00 | 0 | 0 | 0 | 0 | 288598.3611 | 150638.2295 | 417219 | 0 | 0 | 0 | 0 | 198363.223 | 2472349.8338 | 0 | 0 | 0 | 0 | 0 | 0 | 0 | 0 | 0 | 0 | 0 | 0 | 0 | 0 | 0 | 0 | 7651.1125 | 14366.478 | 0 | 0 | 0 | 0 | 0 | 0 | 0 | 0 | 0 | 0 | 0 | 0 | 0 | 0 | 0
2016-11-11 15:00 | 0 | 0 | 0 | 0 | 153626.2229 | 524703.9951 | 418797 | 0 | 0 | 0 | 0 | 457896.4409 | 2472349.8338 | 0 | 0 | 0 | 0 | 0 | 0 | 0 | 0 | 0 | 0 | 0 | 0 | 0 | 0 | 0 | 0 | 259533.218 | 0 | 0 | 0 | 0 | 0 | 0 | 0 | 0 | 0 | 0 | 0 | 0 | 0 | 0 | 0 | 0
2016-11-11 16:00 | 0 | 0 | 0 | 0 | 0 | 666365.7605 | 419146 | 0 | 0 | 0 | 0 | 717429.6589 | 2439944.8525 | 0 | 0 | 0 | 0 | 0 | 0 | 20091.5239 | 0 | 0 | 0 | 0 | 0 | 0 | 0 | 0 | 0 | 259533.218 | 0 | 32404.9813 | 0 | 0 | 0 | 0 | 0 | 0 | 0 | 20091.5239 | 0 | 0 | 0 | 0 | 0 | 0
2016-11-11 17:00 | 0 | 0 | 0 | 0 | 0 | 657775.6941 | 418334 | 0 | 0 | 0 | 0 | 976962.8769 | 2439944.8525 | 0 | 0 | 0 | 0 | 0 | 0 | 0 | 0 | 0 | 0 | 0 | 0 | 0 | 0 | 0 | 0 | 259533.218 | 0 | 0 | 0 | 0 | 0 | 0 | 0 | 0 | 0 | -20091.5239 | 0 | 0 | 0 | 0 | 0 | 0
2016-11-11 18:00 | 0 | 0 | 0 | 0 | 0 | 617159.924 | 418496 | 0 | 0 | 0 | 0 | 1175626.8009 | 2439944.8525 | 0 | 0 | 0 | 0 | 0 | 0 | 0 | 0 | 0 | 0 | 0 | 0 | 0 | 0 | 0 | 0 | 198663.924 | 0 | 0 | 0 | 0 | 0 | 0 | 0 | 0 | 0 | 0 | 0 | 0 | 0 | 0 | 0 | 0
2016-11-11 19:00 | 0 | 0 | 0 | 0 | 0 | 599327.1708 | 418696 | 0 | 0 | 0 | 0 | 1356257.9717 | 2439944.8525 | 0 | 0 | 0 | 0 | 0 | 0 | 0 | 0 | 0 | 0 | 0 | 0 | 0 | 0 | 0 | 0 | 180631.1708 | 0 | 0 | 0 | 0 | 0 | 0 | 0 | 0 | 0 | 0 | 0 | 0 | 0 | 0 | 0 | 0
2016-11-11 20:00 | 0 | 0 | 0 | 0 | 78093.2625 | 614287.4334 | 418481 | 0 | 0 | 0 | 0 | 1615791.1897 | 2454311.3305 | 0 | 0 | 0 | 0 | 0 | 0 | 0 | 0 | 0 | 0 | 0 | 0 | 0 | 0 | 0 | 0 | 259533.218 | 14366.478 | 0 | 0 | 0 | 0 | 0 | 0 | 0 | 0 | 0 | 0 | 0 | 0 | 0 | 0 | 0
2016-11-11 21:00 | 0 | 0 | 0 | 0 | 0 | 642970.8048 | 421340 | 0 | 0 | 0 | 0 | 1837421.9944 | 2454311.3305 | 0 | 0 | 0 | 0 | 0 | 0 | 0 | 0 | 0 | 0 | 0 | 0 | 0 | 0 | 0 | 0 | 221630.8048 | 0 | 0 | 0 | 0 | 0 | 0 | 0 | 0 | 0 | 0 | 0 | 0 | 0 | 0 | 0 | 0
2016-11-11 22:00 | 0 | 0 | 0 | 0 | 0 | 603839.271 | 431879 | 0 | 0 | 0 | 0 | 2009382.2654 | 2454311.3305 | 0 | 0 | 0 | 0 | 0 | 0 | 0 | 0 | 0 | 0 | 0 | 0 | 0 | 0 | 0 | 0 | 171960.271 | 0 | 0 | 0 | 0 | 0 | 0 | 0 | 0 | 0 | 0 | 0 | 0 | 0 | 0 | 0 | 0
2016-11-11 23:00 | 0 | 0 | 0 | 0 | 0 | 328474.6518 | 440688 | 0 | 0 | 0 | 0 | 1897168.9172 | 2454311.3305 | 0 | 0 | 0 | 0 | 0 | 0 | 0 | 0 | 0 | 0 | 0 | 0 | 0 | 0 | 0 | 0 | -112213.3482 | 0 | 0 | 0 | 0 | 0 | 0 | 0 | 0 | 0 | 0 | 0 | 0 | 0 | 0 | 0 | 0
2016-11-12 | 0 | 0 | 0 | 0 | 171917.6621 | 22376.5979 | 439461 | 0 | 0 | 0 | 0 | 1637635.6992 | 2468677.8084 | 0 | 0 | 0 | 0 | 0 | 0 | 0 | 0 | 0 | 0 | 0 | 0 | 0 | 0 | 0 | 0 | -259533.218 | 14366.478 | 0 | 0 | 0 | 0 | 0 | 0 | 0 | 0 | 0 | 0 | 0 | 0 | 0 | 0 | 0
2016-11-12 01:00 | 0 | 0 | 0 | 0 | 173883.782 | 0 | 433417 | 0 | 0 | 0 | 0 | 1378102.4813 | 2468677.8084 | 0 | 0 | 0 | 0 | 0 | 0 | 0 | 0 | 0 | 0 | 0 | 0 | 0 | 0 | 0 | 0 | -259533.218 | 0 | 0 | 0 | 0 | 0 | 0 | 0 | 0 | 0 | 0 | 0 | 0 | 0 | 0 | 0 | 0
2016-11-12 02:00 | 0 | 0 | 0 | 0 | 616980.317 | 0 | 420648 | 0 | 0 | 0 | 0 | 1574434.7982 | 2468677.8084 | 0 | 0 | 0 | 0 | 0 | 0 | 0 | 0 | 0 | 0 | 0 | 0 | 0 | 0 | 0 | 0 | 196332.317 | 0 | 0 | 0 | 0 | 0 | 0 | 0 | 0 | 0 | 0 | 0 | 0 | 0 | 0 | 0 | 0
2016-11-12 03:00 | 0 | 0 | 0 | 0 | 144358.782 | 0 | 403892 | 0 | 0 | 0 | 0 | 1314901.5803 | 2468677.8084 | 0 | 0 | 0 | 0 | 0 | 0 | 0 | 0 | 0 | 0 | 0 | 0 | 0 | 0 | 0 | 0 | -259533.218 | 0 | 0 | 0 | 0 | 0 | 0 | 0 | 0 | 0 | 0 | 0 | 0 | 0 | 0 | 0 | 0
2016-11-12 04:00 | 0 | 0 | 0 | 0 | 125803.782 | 0 | 385337 | 0 | 0 | 0 | 0 | 1055368.3623 | 2468677.8084 | 0 | 0 | 0 | 0 | 0 | 0 | 0 | 0 | 0 | 0 | 0 | 0 | 0 | 0 | 0 | 0 | -259533.218 | 0 | 0 | 0 | 0 | 0 | 0 | 0 | 0 | 0 | 0 | 0 | 0 | 0 | 0 | 0 | 0
2016-11-12 05:00 | 0 | 0 | 0 | 0 | 445228.5826 | 0 | 367248 | 0 | 0 | 0 | 0 | 1133348.9449 | 2468677.8084 | 0 | 0 | 0 | 0 | 0 | 0 | 0 | 0 | 0 | 0 | 0 | 0 | 0 | 0 | 0 | 0 | 77980.5826 | 0 | 0 | 0 | 0 | 0 | 0 | 0 | 0 | 0 | 0 | 0 | 0 | 0 | 0 | 0 | 0
2016-11-12 06:00 | 0 | 0 | 0 | 0 | 616938.382 | 0 | 353155 | 0 | 0 | 0 | 0 | 1392882.1629 | 2468677.8084 | 0 | 0 | 0 | 0 | 0 | 0 | 4250.164 | 0 | 0 | 0 | 0 | 0 | 0 | 0 | 0 | 0 | 259533.218 | 0 | 0 | 0 | 0 | 0 | 0 | 0 | 0 | 0 | 4250.164 | 0 | 0 | 0 | 0 | 0 | 0
2016-11-12 07:00 | 0 | 0 | 0 | 0 | 81044.618 | 0 | 344828 | 0 | 0 | 0 | 0 | 1133348.9449 | 2468677.8084 | 0 | 0 | 0 | 0 | 0 | 0 | 0 | 0 | 0 | 0 | 0 | 0 | 0 | 0 | 0 | 0 | -259533.218 | 0 | 0 | 0 | 0 | 0 | 0 | 0 | 0 | 0 | -4250.164 | 0 | 0 | 0 | 0 | 0 | 0
2016-11-12 08:00 | 0 | 0 | 0 | 0 | 80977.782 | 0 | 340511 | 0 | 0 | 0 | 0 | 873815.7269 | 2468677.8084 | 0 | 0 | 0 | 0 | 0 | 0 | 0 | 0 | 0 | 0 | 0 | 0 | 0 | 0 | 0 | 0 | -259533.218 | 0 | 0 | 0 | 0 | 0 | 0 | 0 | 0 | 0 | 0 | 0 | 0 | 0 | 0 | 0 | 0
2016-11-12 09:00 | 0 | 0 | 0 | 0 | 594467.1838 | 0 | 340583 | 0 | 0 | 0 | 0 | 1127699.9107 | 2468677.8084 | 0 | 0 | 0 | 0 | 0 | 0 | 0 | 0 | 0 | 0 | 0 | 0 | 0 | 0 | 0 | 0 | 253884.1838 | 0 | 0 | 0 | 0 | 0 | 0 | 0 | 0 | 0 | 0 | 0 | 0 | 0 | 0 | 0 | 0
2016-11-12 10:00 | 0 | 0 | 0 | 0 | 85755.782 | 0 | 345289 | 0 | 0 | 0 | 0 | 868166.6927 | 2468677.8084 | 0 | 0 | 0 | 0 | 0 | 0 | 0 | 0 | 0 | 0 | 0 | 0 | 0 | 0 | 0 | 0 | -259533.218 | 0 | 0 | 0 | 0 | 0 | 0 | 0 | 0 | 0 | 0 | 0 | 0 | 0 | 0 | 0 | 0
2016-11-12 11:00 | 0 | 0 | 0 | 0 | 95839.782 | 0 | 355373 | 0 | 0 | 0 | 0 | 608633.4747 | 2468677.8084 | 0 | 0 | 0 | 0 | 0 | 0 | 0 | 0 | 0 | 0 | 0 | 0 | 0 | 0 | 0 | 0 | -259533.218 | 0 | 0 | 0 | 0 | 0 | 0 | 0 | 0 | 0 | 0 | 0 | 0 | 0 | 0 | 0 | 0
2016-11-12 12:00 | 0 | 0 | 0 | 0 | 557575.5667 | 0 | 368396 | 0 | 0 | 0 | 0 | 797813.0415 | 2468677.8084 | 0 | 0 | 0 | 0 | 0 | 0 | 0 | 0 | 0 | 0 | 0 | 0 | 0 | 0 | 0 | 0 | 189179.5667 | 0 | 0 | 0 | 0 | 0 | 0 | 0 | 0 | 0 | 0 | 0 | 0 | 0 | 0 | 0 | 0
2016-11-12 13:00 | 0 | 0 | 0 | 0 | 136178.2228 | 45.0372 | 381390 | 0 | 0 | 0 | 0 | 538279.8235 | 2483044.2864 | 0 | 0 | 0 | 0 | 0 | 0 | 0 | 0 | 0 | 0 | 0 | 0 | 0 | 0 | 0 | 0 | -259533.218 | 14366.478 | 0 | 0 | 0 | 0 | 0 | 0 | 0 | 0 | 0 | 0 | 0 | 0 | 0 | 0 | 0
2016-11-12 14:00 | 0 | 0 | 0 | 0 | 0 | 193762.4382 | 389712 | 0 | 0 | 0 | 0 | 327963.7838 | 2497410.7644 | 0 | 0 | 0 | 0 | 0 | 0 | 0 | 0 | 0 | 0 | 0 | 0 | 0 | 0 | 0 | 0 | -210316.0397 | 14366.478 | 0 | 0 | 0 | 0 | 0 | 0 | 0 | 0 | 0 | 0 | 0 | 0 | 0 | 0 | 0
2016-11-12 15:00 | 0 | 0 | 0 | 0 | 199008.7867 | 453325.4312 | 392801 | 0 | 0 | 0 | 0 | 587497.0017 | 2497410.7644 | 0 | 0 | 0 | 0 | 0 | 0 | 0 | 0 | 0 | 0 | 0 | 0 | 0 | 0 | 0 | 0 | 259533.218 | 0 | 0 | 0 | 0 | 0 | 0 | 0 | 0 | 0 | 0 | 0 | 0 | 0 | 0 | 0 | 0
2016-11-12 16:00 | 0 | 0 | 0 | 0 | 0 | 556787.334 | 393111 | 0 | 0 | 0 | 0 | 751173.3357 | 2497410.7644 | 0 | 0 | 0 | 0 | 0 | 0 | 0 | 0 | 0 | 0 | 0 | 0 | 0 | 0 | 0 | 0 | 163676.334 | 0 | 0 | 0 | 0 | 0 | 0 | 0 | 0 | 0 | 0 | 0 | 0 | 0 | 0 | 0 | 0
2016-11-12 17:00 | 0 | 0 | 0 | 0 | 85883.0862 | 564731.1318 | 391081 | 0 | 0 | 0 | 0 | 1010706.5537 | 2497410.7644 | 0 | 0 | 0 | 0 | 0 | 0 | 0 | 0 | 0 | 0 | 0 | 0 | 0 | 0 | 0 | 0 | 259533.218 | 0 | 0 | 0 | 0 | 0 | 0 | 0 | 0 | 0 | 0 | 0 | 0 | 0 | 0 | 0 | 0
2016-11-12 18:00 | 0 | 0 | 0 | 0 | 95878.7974 | 552248.4206 | 388594 | 0 | 0 | 0 | 0 | 1270239.7716 | 2497410.7644 | 0 | 0 | 0 | 0 | 0 | 0 | 0 | 0 | 0 | 0 | 0 | 0 | 0 | 0 | 0 | 0 | 259533.218 | 0 | 0 | 0 | 0 | 0 | 0 | 0 | 0 | 0 | 0 | 0 | 0 | 0 | 0 | 0 | 0
2016-11-12 19:00 | 0 | 0 | 0 | 0 | 0 | 546142.5732 | 386795 | 0 | 0 | 0 | 0 | 1429587.3449 | 2497410.7644 | 0 | 0 | 0 | 0 | 0 | 0 | 0 | 0 | 0 | 0 | 0 | 0 | 0 | 0 | 0 | 0 | 159347.5732 | 0 | 0 | 0 | 0 | 0 | 0 | 0 | 0 | 0 | 0 | 0 | 0 | 0 | 0 | 0 | 0
2016-11-12 20:00 | 0 | 0 | 0 | 0 | 0 | 559365.8123 | 387364 | 0 | 0 | 0 | 0 | 1601589.1571 | 2497410.7644 | 0 | 0 | 0 | 0 | 0 | 0 | 0 | 0 | 0 | 0 | 0 | 0 | 0 | 0 | 0 | 0 | 172001.8123 | 0 | 0 | 0 | 0 | 0 | 0 | 0 | 0 | 0 | 0 | 0 | 0 | 0 | 0 | 0 | 0
2016-11-12 21:00 | 0 | 0 | 0 | 0 | 77613.9603 | 574315.2577 | 392396 | 0 | 0 | 0 | 0 | 1861122.3751 | 2497410.7644 | 0 | 0 | 0 | 0 | 0 | 0 | 0 | 0 | 0 | 0 | 0 | 0 | 0 | 0 | 0 | 0 | 259533.218 | 0 | 0 | 0 | 0 | 0 | 0 | 0 | 0 | 0 | 0 | 0 | 0 | 0 | 0 | 0 | 0
2016-11-12 22:00 | 0 | 0 | 0 | 0 | 0 | 527727.2154 | 406035 | 0 | 0 | 0 | 0 | 1982814.5905 | 2497410.7644 | 0 | 0 | 0 | 0 | 0 | 0 | 0 | 0 | 0 | 0 | 0 | 0 | 0 | 0 | 0 | 0 | 121692.2154 | 0 | 0 | 0 | 0 | 0 | 0 | 0 | 0 | 0 | 0 | 0 | 0 | 0 | 0 | 0 | 0
2016-11-12 23:00 | 0 | 0 | 0 | 0 | 0 | 267811.4132 | 419527 | 0 | 0 | 0 | 0 | 1816732.5258 | 2511777.2424 | 0 | 0 | 0 | 0 | 0 | 0 | 0 | 0 | 0 | 0 | 0 | 0 | 0 | 0 | 0 | 0 | -166082.0647 | 14366.478 | 0 | 0 | 0 | 0 | 0 | 0 | 0 | 0 | 0 | 0 | 0 | 0 | 0 | 0 | 0
2016-11-13 | 0 | 0 | 0 | 0 | 142919.7199 | 20142.0621 | 422595 | 0 | 0 | 0 | 0 | 1557199.3078 | 2511777.2424 | 0 | 0 | 0 | 0 | 0 | 0 | 0 | 0 | 0 | 0 | 0 | 0 | 0 | 0 | 0 | 0 | -259533.218 | 0 | 0 | 0 | 0 | 0 | 0 | 0 | 0 | 0 | 0 | 0 | 0 | 0 | 0 | 0 | 0
2016-11-13 01:00 | 0 | 0 | 0 | 0 | 161523.782 | 0 | 421057 | 0 | 0 | 0 | 0 | 1297666.0898 | 2511777.2424 | 0 | 0 | 0 | 0 | 0 | 0 | 0 | 0 | 0 | 0 | 0 | 0 | 0 | 0 | 0 | 0 | -259533.218 | 0 | 0 | 0 | 0 | 0 | 0 | 0 | 0 | 0 | 0 | 0 | 0 | 0 | 0 | 0 | 0
2016-11-13 02:00 | 0 | 0 | 0 | 0 | 671521.218 | 0 | 411988 | 0 | 0 | 0 | 0 | 1557199.3078 | 2511777.2424 | 0 | 0 | 0 | 0 | 0 | 0 | 0 | 0 | 0 | 0 | 0 | 0 | 0 | 0 | 0 | 0 | 259533.218 | 0 | 0 | 0 | 0 | 0 | 0 | 0 | 0 | 0 | 0 | 0 | 0 | 0 | 0 | 0 | 0
2016-11-13 03:00 | 0 | 0 | 0 | 0 | 138792.782 | 0 | 398326 | 0 | 0 | 0 | 0 | 1297666.0898 | 2511777.2424 | 0 | 0 | 0 | 0 | 0 | 0 | 0 | 0 | 0 | 0 | 0 | 0 | 0 | 0 | 0 | 0 | -259533.218 | 0 | 0 | 0 | 0 | 0 | 0 | 0 | 0 | 0 | 0 | 0 | 0 | 0 | 0 | 0 | 0
2016-11-13 04:00 | 0 | 0 | 0 | 0 | 123300.782 | 0 | 382834 | 0 | 0 | 0 | 0 | 1038132.8719 | 2511777.2424 | 0 | 0 | 0 | 0 | 0 | 0 | 0 | 0 | 0 | 0 | 0 | 0 | 0 | 0 | 0 | 0 | -259533.218 | 0 | 0 | 0 | 0 | 0 | 0 | 0 | 0 | 0 | 0 | 0 | 0 | 0 | 0 | 0 | 0
2016-11-13 05:00 | 0 | 0 | 0 | 0 | 108084.782 | 0 | 367618 | 0 | 0 | 0 | 0 | 778599.6539 | 2511777.2424 | 0 | 0 | 0 | 0 | 0 | 0 | 0 | 0 | 0 | 0 | 0 | 0 | 0 | 0 | 0 | 0 | -259533.218 | 0 | 0 | 0 | 0 | 0 | 0 | 0 | 0 | 0 | 0 | 0 | 0 | 0 | 0 | 0 | 0
2016-11-13 06:00 | 0 | 0 | 0 | 0 | 615443.218 | 0 | 355910 | 0 | 0 | 0 | 0 | 1038132.8719 | 2511777.2424 | 0 | 0 | 0 | 0 | 0 | 0 | 0 | 0 | 0 | 0 | 0 | 0 | 0 | 0 | 0 | 0 | 259533.218 | 0 | 0 | 0 | 0 | 0 | 0 | 0 | 0 | 0 | 0 | 0 | 0 | 0 | 0 | 0 | 0
2016-11-13 07:00 | 0 | 0 | 0 | 0 | 89179.782 | 0 | 348713 | 0 | 0 | 0 | 0 | 778599.6539 | 2511777.2424 | 0 | 0 | 0 | 0 | 0 | 0 | 0 | 0 | 0 | 0 | 0 | 0 | 0 | 0 | 0 | 0 | -259533.218 | 0 | 0 | 0 | 0 | 0 | 0 | 0 | 0 | 0 | 0 | 0 | 0 | 0 | 0 | 0 | 0
2016-11-13 08:00 | 0 | 0 | 0 | 0 | 83947.782 | 0 | 343481 | 0 | 0 | 0 | 0 | 519066.4359 | 2511777.2424 | 0 | 0 | 0 | 0 | 0 | 0 | 0 | 0 | 0 | 0 | 0 | 0 | 0 | 0 | 0 | 0 | -259533.218 | 0 | 0 | 0 | 0 | 0 | 0 | 0 | 0 | 0 | 0 | 0 | 0 | 0 | 0 | 0 | 0
2016-11-13 09:00 | 0 | 0 | 0 | 0 | 82568.782 | 0 | 342102 | 0 | 0 | 0 | 0 | 259533.218 | 2511777.2424 | 0 | 0 | 0 | 0 | 0 | 0 | 0 | 0 | 0 | 0 | 0 | 0 | 0 | 0 | 0 | 0 | -259533.218 | 0 | 0 | 0 | 0 | 0 | 0 | 0 | 0 | 0 | 0 | 0 | 0 | 0 | 0 | 0 | 0
2016-11-13 10:00 | 0 | 0 | 0 | 0 | 605865.218 | 0 | 346332 | 0 | 0 | 0 | 0 | 519066.4359 | 2511777.2424 | 0 | 0 | 0 | 0 | 0 | 0 | 0 | 0 | 0 | 0 | 0 | 0 | 0 | 0 | 0 | 0 | 259533.218 | 0 | 0 | 0 | 0 | 0 | 0 | 0 | 0 | 0 | 0 | 0 | 0 | 0 | 0 | 0 | 0
2016-11-13 11:00 | 0 | 0 | 0 | 0 | 94976.782 | 0 | 354510 | 0 | 0 | 0 | 0 | 259533.218 | 2511777.2424 | 0 | 0 | 0 | 0 | 0 | 0 | 0 | 0 | 0 | 0 | 0 | 0 | 0 | 0 | 0 | 0 | -259533.218 | 0 | 0 | 0 | 0 | 0 | 0 | 0 | 0 | 0 | 0 | 0 | 0 | 0 | 0 | 0 | 0
2016-11-13 12:00 | 0 | 0 | 0 | 0 | 105538.782 | 0 | 365072 | 0 | 0 | 0 | 0 | 0 | 2511777.2424 | 0 | 0 | 0 | 0 | 0 | 0 | 0 | 0 | 0 | 0 | 0 | 0 | 0 | 0 | 0 | 0 | -259533.218 | 0 | 0 | 0 | 0 | 0 | 0 | 0 | 0 | 0 | 0 | 0 | 0 | 0 | 0 | 0 | 0
2016-11-13 13:00 | 0 | 0 | 0 | 0 | 375318.2126 | 34.7874 | 375353 | 0 | 0 | 0 | 0 | 0 | 2511777.2424 | 0 | 0 | 0 | 0 | 0 | 0 | 0 | 0 | 0 | 0 | 0 | 0 | 0 | 0 | 0 | 0 | 0 | 0 | 0 | 0 | 0 | 0 | 0 | 0 | 0 | 0 | 0 | 0 | 0 | 0 | 0 | 0 | 0
2016-11-13 14:00 | 0 | 0 | 0 | 0 | 478608.9343 | 176829.7617 | 381539 | 0 | 0 | 0 | 0 | 259533.218 | 2526143.7204 | 0 | 0 | 0 | 0 | 0 | 0 | 0 | 0 | 0 | 0 | 0 | 0 | 0 | 0 | 0 | 0 | 259533.218 | 14366.478 | 0 | 0 | 0 | 0 | 0 | 0 | 0 | 0 | 0 | 0 | 0 | 0 | 0 | 0 | 0
2016-11-13 15:00 | 0 | 0 | 0 | 0 | 124809.9519 | 516884.266 | 382161 | 0 | 0 | 0 | 0 | 519066.4359 | 2526143.7204 | 0 | 0 | 0 | 0 | 0 | 0 | 0 | 0 | 0 | 0 | 0 | 0 | 0 | 0 | 0 | 0 | 259533.218 | 0 | 0 | 0 | 0 | 0 | 0 | 0 | 0 | 0 | 0 | 0 | 0 | 0 | 0 | 0 | 0
2016-11-13 16:00 | 0 | 0 | 0 | 0 | 1716.106 | 639370.112 | 381553 | 0 | 0 | 0 | 0 | 778599.6539 | 2526143.7204 | 0 | 0 | 0 | 0 | 0 | 0 | 0 | 0 | 0 | 0 | 0 | 0 | 0 | 0 | 0 | 0 | 259533.218 | 0 | 0 | 0 | 0 | 0 | 0 | 0 | 0 | 0 | 0 | 0 | 0 | 0 | 0 | 0 | 0
2016-11-13 17:00 | 0 | 0 | 0 | 0 | 0 | 631987.8776 | 381489 | 0 | 0 | 0 | 0 | 1014732.0535 | 2540510.1983 | 0 | 0 | 0 | 0 | 0 | 0 | 0 | 0 | 0 | 0 | 0 | 0 | 0 | 0 | 0 | 0 | 236132.3996 | 14366.478 | 0 | 0 | 0 | 0 | 0 | 0 | 0 | 0 | 0 | 0 | 0 | 0 | 0 | 0 | 0
2016-11-13 18:00 | 0 | 0 | 0 | 0 | 0 | 598452.577 | 381742 | 0 | 0 | 0 | 0 | 1231442.6305 | 2540510.1983 | 0 | 0 | 0 | 0 | 0 | 0 | 0 | 0 | 0 | 0 | 0 | 0 | 0 | 0 | 0 | 0 | 216710.577 | 0 | 0 | 0 | 0 | 0 | 0 | 0 | 0 | 0 | 0 | 0 | 0 | 0 | 0 | 0 | 0
2016-11-13 19:00 | 0 | 0 | 0 | 0 | 0 | 585492.5303 | 382484 | 0 | 0 | 0 | 0 | 1434451.1608 | 2540510.1983 | 0 | 0 | 0 | 0 | 0 | 0 | 0 | 0 | 0 | 0 | 0 | 0 | 0 | 0 | 0 | 0 | 203008.5303 | 0 | 0 | 0 | 0 | 0 | 0 | 0 | 0 | 0 | 0 | 0 | 0 | 0 | 0 | 0 | 0
2016-11-13 20:00 | 0 | 0 | 0 | 0 | 40165.4495 | 603941.7685 | 384574 | 0 | 0 | 0 | 0 | 1693984.3787 | 2540510.1983 | 0 | 0 | 0 | 0 | 0 | 0 | 0 | 0 | 0 | 0 | 0 | 0 | 0 | 0 | 0 | 0 | 259533.218 | 0 | 0 | 0 | 0 | 0 | 0 | 0 | 0 | 0 | 0 | 0 | 0 | 0 | 0 | 0 | 0
2016-11-13 21:00 | 0 | 0 | 0 | 0 | 0 | 634322.8816 | 391806 | 0 | 0 | 0 | 0 | 1922134.7823 | 2554876.6763 | 0 | 0 | 0 | 0 | 0 | 0 | 0 | 0 | 0 | 0 | 0 | 0 | 0 | 0 | 0 | 0 | 228150.4036 | 14366.478 | 0 | 0 | 0 | 0 | 0 | 0 | 0 | 0 | 0 | 0 | 0 | 0 | 0 | 0 | 0
2016-11-13 22:00 | 0 | 0 | 0 | 0 | 0 | 598951.7333 | 408986 | 0 | 0 | 0 | 0 | 2112100.5156 | 2554876.6763 | 0 | 0 | 0 | 0 | 0 | 0 | 0 | 0 | 0 | 0 | 0 | 0 | 0 | 0 | 0 | 0 | 189965.7333 | 0 | 0 | 0 | 0 | 0 | 0 | 0 | 0 | 0 | 0 | 0 | 0 | 0 | 0 | 0 | 0
2016-11-13 23:00 | 0 | 0 | 0 | 0 | 0 | 328147.9538 | 426882 | 0 | 0 | 0 | 0 | 2013366.4694 | 2554876.6763 | 0 | 0 | 0 | 0 | 0 | 0 | 0 | 0 | 0 | 0 | 0 | 0 | 0 | 0 | 0 | 0 | -98734.0462 | 0 | 0 | 0 | 0 | 0 | 0 | 0 | 0 | 0 | 0 | 0 | 0 | 0 | 0 | 0 | 0
2016-11-14 | 0 | 0 | 0 | 0 | 148725.3083 | 22694.4737 | 430953 | 0 | 0 | 0 | 0 | 1753833.2515 | 2554876.6763 | 0 | 0 | 0 | 0 | 0 | 0 | 0 | 0 | 0 | 0 | 0 | 0 | 0 | 0 | 0 | 0 | -259533.218 | 0 | 0 | 0 | 0 | 0 | 0 | 0 | 0 | 0 | 0 | 0 | 0 | 0 | 0 | 0 | 0
2016-11-14 01:00 | 0 | 0 | 0 | 0 | 171404.782 | 0 | 430938 | 0 | 0 | 0 | 0 | 1494300.0335 | 2554876.6763 | 0 | 0 | 0 | 0 | 0 | 0 | 0 | 0 | 0 | 0 | 0 | 0 | 0 | 0 | 0 | 0 | -259533.218 | 0 | 0 | 0 | 0 | 0 | 0 | 0 | 0 | 0 | 0 | 0 | 0 | 0 | 0 | 0 | 0
2016-11-14 02:00 | 0 | 0 | 0 | 0 | 677279.218 | 0 | 417746 | 0 | 0 | 0 | 0 | 1753833.2515 | 2554876.6763 | 0 | 0 | 0 | 0 | 0 | 0 | 0 | 0 | 0 | 0 | 0 | 0 | 0 | 0 | 0 | 0 | 259533.218 | 0 | 0 | 0 | 0 | 0 | 0 | 0 | 0 | 0 | 0 | 0 | 0 | 0 | 0 | 0 | 0
2016-11-14 03:00 | 0 | 0 | 0 | 0 | 139968.782 | 0 | 399502 | 0 | 0 | 0 | 0 | 1494300.0335 | 2554876.6763 | 0 | 0 | 0 | 0 | 0 | 0 | 0 | 0 | 0 | 0 | 0 | 0 | 0 | 0 | 0 | 0 | -259533.218 | 0 | 0 | 0 | 0 | 0 | 0 | 0 | 0 | 0 | 0 | 0 | 0 | 0 | 0 | 0 | 0
2016-11-14 04:00 | 0 | 0 | 0 | 0 | 120347.782 | 0 | 379881 | 0 | 0 | 0 | 0 | 1234766.8155 | 2554876.6763 | 0 | 0 | 0 | 0 | 0 | 0 | 0 | 0 | 0 | 0 | 0 | 0 | 0 | 0 | 0 | 0 | -259533.218 | 0 | 0 | 0 | 0 | 0 | 0 | 0 | 0 | 0 | 0 | 0 | 0 | 0 | 0 | 0 | 0
2016-11-14 05:00 | 0 | 0 | 0 | 0 | 103379.782 | 0 | 362913 | 0 | 0 | 0 | 0 | 975233.5976 | 2554876.6763 | 0 | 0 | 0 | 0 | 0 | 0 | 0 | 0 | 0 | 0 | 0 | 0 | 0 | 0 | 0 | 0 | -259533.218 | 0 | 0 | 0 | 0 | 0 | 0 | 0 | 0 | 0 | 0 | 0 | 0 | 0 | 0 | 0 | 0
2016-11-14 06:00 | 0 | 0 | 0 | 0 | 609437.218 | 0 | 349904 | 0 | 0 | 0 | 0 | 1234766.8155 | 2554876.6763 | 0 | 0 | 0 | 0 | 0 | 0 | 0 | 0 | 0 | 0 | 0 | 0 | 0 | 0 | 0 | 0 | 259533.218 | 0 | 0 | 0 | 0 | 0 | 0 | 0 | 0 | 0 | 0 | 0 | 0 | 0 | 0 | 0 | 0
2016-11-14 07:00 | 0 | 0 | 0 | 0 | 83380.782 | 0 | 342914 | 0 | 0 | 0 | 0 | 975233.5976 | 2554876.6763 | 0 | 0 | 0 | 0 | 0 | 0 | 0 | 0 | 0 | 0 | 0 | 0 | 0 | 0 | 0 | 0 | -259533.218 | 0 | 0 | 0 | 0 | 0 | 0 | 0 | 0 | 0 | 0 | 0 | 0 | 0 | 0 | 0 | 0
2016-11-14 08:00 | 0 | 0 | 0 | 0 | 95845.26 | 0 | 341012 | 0 | 0 | 0 | 0 | 715700.3796 | 2569243.1543 | 0 | 0 | 0 | 0 | 0 | 0 | 0 | 0 | 0 | 0 | 0 | 0 | 0 | 0 | 0 | 0 | -259533.218 | 14366.478 | 0 | 0 | 0 | 0 | 0 | 0 | 0 | 0 | 0 | 0 | 0 | 0 | 0 | 0 | 0
2016-11-14 09:00 | 0 | 0 | 0 | 0 | 583427.2266 | 0 | 345976 | 0 | 0 | 0 | 0 | 953151.6062 | 2569243.1543 | 0 | 0 | 0 | 0 | 0 | 0 | 0 | 0 | 0 | 0 | 0 | 0 | 0 | 0 | 0 | 0 | 237451.2266 | 0 | 0 | 0 | 0 | 0 | 0 | 0 | 0 | 0 | 0 | 0 | 0 | 0 | 0 | 0 | 0
2016-11-14 10:00 | 0 | 0 | 0 | 0 | 102807.782 | 0 | 362341 | 0 | 0 | 0 | 0 | 693618.3882 | 2569243.1543 | 0 | 0 | 0 | 0 | 0 | 0 | 0 | 0 | 0 | 0 | 0 | 0 | 0 | 0 | 0 | 0 | -259533.218 | 0 | 0 | 0 | 0 | 0 | 0 | 0 | 0 | 0 | 0 | 0 | 0 | 0 | 0 | 0 | 0
2016-11-14 11:00 | 0 | 0 | 0 | 0 | 134155.782 | 0 | 393689 | 0 | 0 | 0 | 0 | 434085.1702 | 2569243.1543 | 0 | 0 | 0 | 0 | 0 | 0 | 0 | 0 | 0 | 0 | 0 | 0 | 0 | 0 | 0 | 0 | -259533.218 | 0 | 0 | 0 | 0 | 0 | 0 | 0 | 0 | 0 | 0 | 0 | 0 | 0 | 0 | 0 | 0
2016-11-14 12:00 | 0 | 0 | 0 | 0 | 483681.2038 | 0 | 421004 | 0 | 0 | 0 | 0 | 496762.3741 | 2569243.1543 | 0 | 0 | 0 | 0 | 0 | 0 | 0 | 0 | 0 | 0 | 0 | 0 | 0 | 0 | 0 | 0 | 62677.2038 | 0 | 0 | 0 | 0 | 0 | 0 | 0 | 0 | 0 | 0 | 0 | 0 | 0 | 0 | 0 | 0
2016-11-14 13:00 | 0 | 0 | 0 | 0 | 185647.619 | 24.6411 | 430839 | 0 | 0 | 0 | 0 | 237229.1561 | 2583609.6323 | 0 | 0 | 0 | 0 | 0 | 0 | 0 | 0 | 0 | 0 | 0 | 0 | 0 | 0 | 0 | 0 | -259533.218 | 14366.478 | 0 | 0 | 0 | 0 | 0 | 0 | 0 | 0 | 0 | 0 | 0 | 0 | 0 | 0 | 0
2016-11-14 14:00 | 0 | 0 | 0 | 0 | 336238.5757 | 192687.8253 | 433072 | 0 | 0 | 0 | 0 | 318717.0791 | 2597976.1103 | 0 | 0 | 0 | 0 | 0 | 0 | 0 | 0 | 0 | 0 | 0 | 0 | 0 | 0 | 0 | 0 | 81487.923 | 14366.478 | 0 | 0 | 0 | 0 | 0 | 0 | 0 | 0 | 0 | 0 | 0 | 0 | 0 | 0 | 0
2016-11-14 15:00 | 0 | 0 | 0 | 0 | 160274.0974 | 531276.1206 | 432017 | 0 | 0 | 0 | 0 | 578250.2971 | 2597976.1103 | 0 | 0 | 0 | 0 | 0 | 0 | 0 | 0 | 0 | 0 | 0 | 0 | 0 | 0 | 0 | 0 | 259533.218 | 0 | 0 | 0 | 0 | 0 | 0 | 0 | 0 | 0 | 0 | 0 | 0 | 0 | 0 | 0 | 0
2016-11-14 16:00 | 0 | 0 | 0 | 0 | 0 | 661284.5897 | 430617 | 0 | 0 | 0 | 0 | 808917.8868 | 2597976.1103 | 0 | 0 | 0 | 0 | 0 | 0 | 0 | 0 | 0 | 0 | 0 | 0 | 0 | 0 | 0 | 0 | 230667.5897 | 0 | 0 | 0 | 0 | 0 | 0 | 0 | 0 | 0 | 0 | 0 | 0 | 0 | 0 | 0 | 0
2016-11-14 17:00 | 0 | 0 | 0 | 0 | 0 | 654541.7058 | 428936 | 0 | 0 | 0 | 0 | 1034523.5925 | 2597976.1103 | 0 | 0 | 0 | 0 | 0 | 0 | 0 | 0 | 0 | 0 | 0 | 0 | 0 | 0 | 0 | 0 | 225605.7058 | 0 | 0 | 0 | 0 | 0 | 0 | 0 | 0 | 0 | 0 | 0 | 0 | 0 | 0 | 0 | 0
2016-11-14 18:00 | 0 | 0 | 0 | 0 | 0 | 615151.8054 | 429070 | 0 | 0 | 0 | 0 | 1206238.92 | 2612342.5882 | 0 | 0 | 0 | 0 | 0 | 0 | 0 | 0 | 0 | 0 | 0 | 0 | 0 | 0 | 0 | 0 | 171715.3274 | 14366.478 | 0 | 0 | 0 | 0 | 0 | 0 | 0 | 0 | 0 | 0 | 0 | 0 | 0 | 0 | 0
2016-11-14 19:00 | 0 | 0 | 0 | 0 | 0 | 600803.5345 | 429960 | 0 | 0 | 0 | 0 | 1377082.4544 | 2612342.5882 | 0 | 0 | 0 | 0 | 0 | 0 | 0 | 0 | 0 | 0 | 0 | 0 | 0 | 0 | 0 | 0 | 170843.5345 | 0 | 0 | 0 | 0 | 0 | 0 | 0 | 0 | 0 | 0 | 0 | 0 | 0 | 0 | 0 | 0
2016-11-14 20:00 | 0 | 0 | 0 | 0 | 84827.9631 | 619778.7329 | 430707 | 0 | 0 | 0 | 0 | 1636615.6724 | 2626709.0662 | 0 | 0 | 0 | 0 | 0 | 0 | 0 | 0 | 0 | 0 | 0 | 0 | 0 | 0 | 0 | 0 | 259533.218 | 14366.478 | 0 | 0 | 0 | 0 | 0 | 0 | 0 | 0 | 0 | 0 | 0 | 0 | 0 | 0 | 0
2016-11-14 21:00 | 0 | 0 | 0 | 0 | 0 | 657719.4359 | 436153 | 0 | 0 | 0 | 0 | 1858182.1083 | 2626709.0662 | 0 | 0 | 0 | 0 | 0 | 0 | 0 | 0 | 0 | 0 | 0 | 0 | 0 | 0 | 0 | 0 | 221566.4359 | 0 | 0 | 0 | 0 | 0 | 0 | 0 | 0 | 0 | 0 | 0 | 0 | 0 | 0 | 0 | 0
2016-11-14 22:00 | 0 | 0 | 0 | 0 | 0 | 622581.5017 | 450135 | 0 | 0 | 0 | 0 | 2030628.61 | 2626709.0662 | 0 | 0 | 0 | 0 | 0 | 0 | 0 | 0 | 0 | 0 | 0 | 0 | 0 | 0 | 0 | 0 | 172446.5017 | 0 | 0 | 0 | 0 | 0 | 0 | 0 | 0 | 0 | 0 | 0 | 0 | 0 | 0 | 0 | 0
2016-11-14 23:00 | 0 | 0 | 0 | 0 | 0 | 348812.6579 | 462512 | 0 | 0 | 0 | 0 | 1916929.2679 | 2626709.0662 | 0 | 0 | 0 | 0 | 0 | 0 | 0 | 0 | 0 | 0 | 0 | 0 | 0 | 0 | 0 | 0 | -113699.3421 | 0 | 0 | 0 | 0 | 0 | 0 | 0 | 0 | 0 | 0 | 0 | 0 | 0 | 0 | 0 | 0
2016-11-15 | 0 | 0 | 0 | 0 | 341032.9741 | 18720.8251 | 463726 | 0 | 0 | 0 | 0 | 1798590.5891 | 2641075.5442 | 0 | 0 | 0 | 0 | 0 | 0 | 0 | 0 | 0 | 0 | 0 | 0 | 0 | 0 | 0 | 0 | -118338.6788 | 14366.478 | 0 | 0 | 0 | 0 | 0 | 0 | 0 | 0 | 0 | 0 | 0 | 0 | 0 | 0 | 0
2016-11-15 01:00 | 0 | 0 | 0 | 0 | 198546.782 | 0 | 458080 | 0 | 0 | 0 | 0 | 1539057.3711 | 2641075.5442 | 0 | 0 | 0 | 0 | 0 | 0 | 0 | 0 | 0 | 0 | 0 | 0 | 0 | 0 | 0 | 0 | -259533.218 | 0 | 0 | 0 | 0 | 0 | 0 | 0 | 0 | 0 | 0 | 0 | 0 | 0 | 0 | 0 | 0
2016-11-15 02:00 | 0 | 0 | 0 | 0 | 182389.782 | 0 | 441923 | 0 | 0 | 0 | 0 | 1279524.1532 | 2641075.5442 | 0 | 0 | 0 | 0 | 0 | 0 | 0 | 0 | 0 | 0 | 0 | 0 | 0 | 0 | 0 | 0 | -259533.218 | 0 | 0 | 0 | 0 | 0 | 0 | 0 | 0 | 0 | 0 | 0 | 0 | 0 | 0 | 0 | 0
2016-11-15 03:00 | 0 | 0 | 0 | 0 | 421596.8541 | 0 | 419149 | 0 | 0 | 0 | 0 | 1281972.0072 | 2641075.5442 | 0 | 0 | 0 | 0 | 0 | 0 | 0 | 0 | 0 | 0 | 0 | 0 | 0 | 0 | 0 | 0 | 2447.8541 | 0 | 0 | 0 | 0 | 0 | 0 | 0 | 0 | 0 | 0 | 0 | 0 | 0 | 0 | 0 | 0
2016-11-15 04:00 | 0 | 0 | 0 | 0 | 134476.782 | 0 | 394010 | 0 | 0 | 0 | 0 | 1022438.7893 | 2641075.5442 | 0 | 0 | 0 | 0 | 0 | 0 | 0 | 0 | 0 | 0 | 0 | 0 | 0 | 0 | 0 | 0 | -259533.218 | 0 | 0 | 0 | 0 | 0 | 0 | 0 | 0 | 0 | 0 | 0 | 0 | 0 | 0 | 0 | 0
2016-11-15 05:00 | 0 | 0 | 0 | 0 | 114477.782 | 0 | 374011 | 0 | 0 | 0 | 0 | 762905.5713 | 2641075.5442 | 0 | 0 | 0 | 0 | 0 | 0 | 0 | 0 | 0 | 0 | 0 | 0 | 0 | 0 | 0 | 0 | -259533.218 | 0 | 0 | 0 | 0 | 0 | 0 | 0 | 0 | 0 | 0 | 0 | 0 | 0 | 0 | 0 | 0
2016-11-15 06:00 | 0 | 0 | 0 | 0 | 535035.021 | 0 | 359783 | 0 | 0 | 0 | 0 | 938157.5923 | 2641075.5442 | 0 | 0 | 0 | 0 | 0 | 0 | 0 | 0 | 0 | 0 | 0 | 0 | 0 | 0 | 0 | 0 | 175252.021 | 0 | 0 | 0 | 0 | 0 | 0 | 0 | 0 | 0 | 0 | 0 | 0 | 0 | 0 | 0 | 0
2016-11-15 07:00 | 0 | 0 | 0 | 0 | 91439.782 | 0 | 350973 | 0 | 0 | 0 | 0 | 678624.3744 | 2641075.5442 | 0 | 0 | 0 | 0 | 0 | 0 | 0 | 0 | 0 | 0 | 0 | 0 | 0 | 0 | 0 | 0 | -259533.218 | 0 | 0 | 0 | 0 | 0 | 0 | 0 | 0 | 0 | 0 | 0 | 0 | 0 | 0 | 0 | 0
2016-11-15 08:00 | 0 | 0 | 0 | 0 | 87556.782 | 0 | 347090 | 0 | 0 | 0 | 0 | 419091.1564 | 2641075.5442 | 0 | 0 | 0 | 0 | 0 | 0 | 0 | 0 | 0 | 0 | 0 | 0 | 0 | 0 | 0 | 0 | -259533.218 | 0 | 0 | 0 | 0 | 0 | 0 | 0 | 0 | 0 | 0 | 0 | 0 | 0 | 0 | 0 | 0
2016-11-15 09:00 | 0 | 0 | 0 | 0 | 590556.4709 | 0 | 349717 | 0 | 0 | 0 | 0 | 659930.6273 | 2641075.5442 | 0 | 0 | 0 | 0 | 0 | 0 | 0 | 0 | 0 | 0 | 0 | 0 | 0 | 0 | 0 | 0 | 240839.4709 | 0 | 0 | 0 | 0 | 0 | 0 | 0 | 0 | 0 | 0 | 0 | 0 | 0 | 0 | 0 | 0
2016-11-15 10:00 | 0 | 0 | 0 | 0 | 116555.26 | 0 | 361722 | 0 | 0 | 0 | 0 | 400397.4093 | 2655442.0222 | 0 | 0 | 0 | 0 | 0 | 0 | 0 | 0 | 0 | 0 | 0 | 0 | 0 | 0 | 0 | 0 | -259533.218 | 14366.478 | 0 | 0 | 0 | 0 | 0 | 0 | 0 | 0 | 0 | 0 | 0 | 0 | 0 | 0 | 0
2016-11-15 11:00 | 0 | 0 | 0 | 0 | 205310.5126 | 0 | 391526 | 0 | 0 | 0 | 0 | 214181.922 | 2655442.0222 | 0 | 0 | 0 | 0 | 0 | 0 | 0 | 0 | 0 | 0 | 0 | 0 | 0 | 0 | 0 | 0 | -186215.4874 | 0 | 0 | 0 | 0 | 0 | 0 | 0 | 0 | 0 | 0 | 0 | 0 | 0 | 0 | 0 | 0
2016-11-15 12:00 | 0 | 0 | 0 | 0 | 589361.4877 | 0 | 417710 | 0 | 0 | 0 | 0 | 385833.4097 | 2655442.0222 | 0 | 0 | 0 | 0 | 0 | 0 | 0 | 0 | 0 | 0 | 0 | 0 | 0 | 0 | 0 | 0 | 171651.4877 | 0 | 0 | 0 | 0 | 0 | 0 | 0 | 0 | 0 | 0 | 0 | 0 | 0 | 0 | 0 | 0
2016-11-15 13:00 | 0 | 0 | 0 | 0 | 167167.2092 | 25.5729 | 426726 | 0 | 0 | 0 | 0 | 126300.1917 | 2655442.0222 | 0 | 0 | 0 | 0 | 0 | 0 | 0 | 0 | 0 | 0 | 0 | 0 | 0 | 0 | 0 | 0 | -259533.218 | 0 | 0 | 0 | 0 | 0 | 0 | 0 | 0 | 0 | 0 | 0 | 0 | 0 | 0 | 0 | 0
2016-11-15 14:00 | 0 | 0 | 0 | 0 | 451079.6515 | 207552.1834 | 429103 | 0 | 0 | 0 | 0 | 341462.5487 | 2669808.5002 | 0 | 0 | 0 | 0 | 0 | 0 | 0 | 0 | 0 | 0 | 0 | 0 | 0 | 0 | 0 | 0 | 215162.357 | 14366.478 | 0 | 0 | 0 | 0 | 0 | 0 | 0 | 0 | 0 | 0 | 0 | 0 | 0 | 0 | 0
2016-11-15 15:00 | 0 | 0 | 0 | 0 | 107314.1027 | 583035.7964 | 428933 | 0 | 0 | 0 | 0 | 600995.7667 | 2669808.5002 | 0 | 0 | 0 | 0 | 0 | 0 | 1883.6811 | 0 | 0 | 0 | 0 | 0 | 0 | 0 | 0 | 0 | 259533.218 | 0 | 0 | 0 | 0 | 0 | 0 | 0 | 0 | 0 | 1883.6811 | 0 | 0 | 0 | 0 | 0 | 0
2016-11-15 16:00 | 0 | 0 | 0 | 0 | 0 | 684692.5368 | 427043 | 0 | 0 | 0 | 0 | 860528.9847 | 2669808.5002 | 0 | 0 | 0 | 0 | 0 | 0 | 0 | 0 | 0 | 0 | 0 | 0 | 0 | 0 | 0 | 0 | 259533.218 | 0 | 0 | 0 | 0 | 0 | 0 | 0 | 0 | 0 | -1883.6811 | 0 | 0 | 0 | 0 | 0 | 0
2016-11-15 17:00 | 0 | 0 | 0 | 0 | 0 | 656669.1192 | 426613 | 0 | 0 | 0 | 0 | 1090585.1039 | 2669808.5002 | 0 | 0 | 0 | 0 | 0 | 0 | 0 | 0 | 0 | 0 | 0 | 0 | 0 | 0 | 0 | 0 | 230056.1192 | 0 | 0 | 0 | 0 | 0 | 0 | 0 | 0 | 0 | 0 | 0 | 0 | 0 | 0 | 0 | 0
2016-11-15 18:00 | 0 | 0 | 0 | 0 | 0 | 612871.3658 | 428470 | 0 | 0 | 0 | 0 | 1274986.4697 | 2669808.5002 | 0 | 0 | 0 | 0 | 0 | 0 | 0 | 0 | 0 | 0 | 0 | 0 | 0 | 0 | 0 | 0 | 184401.3658 | 0 | 0 | 0 | 0 | 0 | 0 | 0 | 0 | 0 | 0 | 0 | 0 | 0 | 0 | 0 | 0
2016-11-15 19:00 | 0 | 0 | 0 | 0 | 0 | 594626.6038 | 429860 | 0 | 0 | 0 | 0 | 1439753.0735 | 2669808.5002 | 0 | 0 | 0 | 0 | 0 | 0 | 0 | 0 | 0 | 0 | 0 | 0 | 0 | 0 | 0 | 0 | 164766.6038 | 0 | 0 | 0 | 0 | 0 | 0 | 0 | 0 | 0 | 0 | 0 | 0 | 0 | 0 | 0 | 0
2016-11-15 20:00 | 0 | 0 | 0 | 0 | 97351.5699 | 607740.126 | 431192 | 0 | 0 | 0 | 0 | 1699286.2915 | 2684174.9782 | 0 | 0 | 0 | 0 | 0 | 0 | 0 | 0 | 0 | 0 | 0 | 0 | 0 | 0 | 0 | 0 | 259533.218 | 14366.478 | 0 | 0 | 0 | 0 | 0 | 0 | 0 | 0 | 0 | 0 | 0 | 0 | 0 | 0 | 0
2016-11-15 21:00 | 0 | 0 | 0 | 0 | 0 | 633777.1971 | 435035 | 0 | 0 | 0 | 0 | 1898028.4886 | 2684174.9782 | 0 | 0 | 0 | 0 | 0 | 0 | 0 | 0 | 0 | 0 | 0 | 0 | 0 | 0 | 0 | 0 | 198742.1971 | 0 | 0 | 0 | 0 | 0 | 0 | 0 | 0 | 0 | 0 | 0 | 0 | 0 | 0 | 0 | 0
2016-11-15 22:00 | 0 | 0 | 0 | 0 | 0 | 592831.0474 | 447443 | 0 | 0 | 0 | 0 | 2043416.5361 | 2684174.9782 | 0 | 0 | 0 | 0 | 0 | 0 | 0 | 0 | 0 | 0 | 0 | 0 | 0 | 0 | 0 | 0 | 145388.0474 | 0 | 0 | 0 | 0 | 0 | 0 | 0 | 0 | 0 | 0 | 0 | 0 | 0 | 0 | 0 | 0
2016-11-15 23:00 | 0 | 0 | 0 | 0 | 0 | 298903.2034 | 457660 | 0 | 0 | 0 | 0 | 1884659.7394 | 2684174.9782 | 0 | 0 | 0 | 0 | 0 | 0 | 0 | 0 | 0 | 0 | 0 | 0 | 0 | 0 | 0 | 0 | -158756.7966 | 0 | 0 | 0 | 0 | 0 | 0 | 0 | 0 | 0 | 0 | 0 | 0 | 0 | 0 | 0 | 0
2016-11-16 | 0 | 0 | 0 | 0 | 405864.8218 | 15315.1663 | 459462 | 0 | 0 | 0 | 0 | 1832011.2496 | 2698541.4561 | 0 | 0 | 0 | 0 | 0 | 0 | 0 | 0 | 0 | 0 | 0 | 0 | 0 | 0 | 0 | 0 | -52648.4899 | 14366.478 | 0 | 0 | 0 | 0 | 0 | 0 | 0 | 0 | 0 | 0 | 0 | 0 | 0 | 0 | 0
2016-11-16 01:00 | 0 | 0 | 0 | 0 | 195087.782 | 0 | 454621 | 0 | 0 | 0 | 0 | 1572478.0316 | 2698541.4561 | 0 | 0 | 0 | 0 | 0 | 0 | 0 | 0 | 0 | 0 | 0 | 0 | 0 | 0 | 0 | 0 | -259533.218 | 0 | 0 | 0 | 0 | 0 | 0 | 0 | 0 | 0 | 0 | 0 | 0 | 0 | 0 | 0 | 0
2016-11-16 02:00 | 0 | 0 | 0 | 0 | 179918.782 | 0 | 439452 | 0 | 0 | 0 | 0 | 1312944.8136 | 2698541.4561 | 0 | 0 | 0 | 0 | 0 | 0 | 0 | 0 | 0 | 0 | 0 | 0 | 0 | 0 | 0 | 0 | -259533.218 | 0 | 0 | 0 | 0 | 0 | 0 | 0 | 0 | 0 | 0 | 0 | 0 | 0 | 0 | 0 | 0
2016-11-16 03:00 | 0 | 0 | 0 | 0 | 499276.8483 | 0 | 416820 | 0 | 0 | 0 | 0 | 1395401.6619 | 2698541.4561 | 0 | 0 | 0 | 0 | 0 | 0 | 0 | 0 | 0 | 0 | 0 | 0 | 0 | 0 | 0 | 0 | 82456.8483 | 0 | 0 | 0 | 0 | 0 | 0 | 0 | 0 | 0 | 0 | 0 | 0 | 0 | 0 | 0 | 0
2016-11-16 04:00 | 0 | 0 | 0 | 0 | 133050.782 | 0 | 392584 | 0 | 0 | 0 | 0 | 1135868.444 | 2698541.4561 | 0 | 0 | 0 | 0 | 0 | 0 | 0 | 0 | 0 | 0 | 0 | 0 | 0 | 0 | 0 | 0 | -259533.218 | 0 | 0 | 0 | 0 | 0 | 0 | 0 | 0 | 0 | 0 | 0 | 0 | 0 | 0 | 0 | 0
2016-11-16 05:00 | 0 | 0 | 0 | 0 | 112133.782 | 0 | 371667 | 0 | 0 | 0 | 0 | 876335.226 | 2698541.4561 | 0 | 0 | 0 | 0 | 0 | 0 | 0 | 0 | 0 | 0 | 0 | 0 | 0 | 0 | 0 | 0 | -259533.218 | 0 | 0 | 0 | 0 | 0 | 0 | 0 | 0 | 0 | 0 | 0 | 0 | 0 | 0 | 0 | 0
2016-11-16 06:00 | 0 | 0 | 0 | 0 | 567969.8908 | 0 | 357214 | 0 | 0 | 0 | 0 | 1087091.1168 | 2698541.4561 | 0 | 0 | 0 | 0 | 0 | 0 | 0 | 0 | 0 | 0 | 0 | 0 | 0 | 0 | 0 | 0 | 210755.8908 | 0 | 0 | 0 | 0 | 0 | 0 | 0 | 0 | 0 | 0 | 0 | 0 | 0 | 0 | 0 | 0
2016-11-16 07:00 | 0 | 0 | 0 | 0 | 89684.782 | 0 | 349218 | 0 | 0 | 0 | 0 | 827557.8989 | 2698541.4561 | 0 | 0 | 0 | 0 | 0 | 0 | 0 | 0 | 0 | 0 | 0 | 0 | 0 | 0 | 0 | 0 | -259533.218 | 0 | 0 | 0 | 0 | 0 | 0 | 0 | 0 | 0 | 0 | 0 | 0 | 0 | 0 | 0 | 0
2016-11-16 08:00 | 0 | 0 | 0 | 0 | 86181.782 | 0 | 345715 | 0 | 0 | 0 | 0 | 568024.6809 | 2698541.4561 | 0 | 0 | 0 | 0 | 0 | 0 | 0 | 0 | 0 | 0 | 0 | 0 | 0 | 0 | 0 | 0 | -259533.218 | 0 | 0 | 0 | 0 | 0 | 0 | 0 | 0 | 0 | 0 | 0 | 0 | 0 | 0 | 0 | 0
2016-11-16 09:00 | 0 | 0 | 0 | 0 | 605372.0335 | 0 | 347876 | 0 | 0 | 0 | 0 | 811154.2364 | 2712907.9341 | 0 | 0 | 0 | 0 | 0 | 0 | 0 | 0 | 0 | 0 | 0 | 0 | 0 | 0 | 0 | 0 | 243129.5555 | 14366.478 | 0 | 0 | 0 | 0 | 0 | 0 | 0 | 0 | 0 | 0 | 0 | 0 | 0 | 0 | 0
2016-11-16 10:00 | 0 | 0 | 0 | 0 | 102576.782 | 0 | 362110 | 0 | 0 | 0 | 0 | 551621.0184 | 2712907.9341 | 0 | 0 | 0 | 0 | 0 | 0 | 0 | 0 | 0 | 0 | 0 | 0 | 0 | 0 | 0 | 0 | -259533.218 | 0 | 0 | 0 | 0 | 0 | 0 | 0 | 0 | 0 | 0 | 0 | 0 | 0 | 0 | 0 | 0
2016-11-16 11:00 | 0 | 0 | 0 | 0 | 133270.782 | 0 | 392804 | 0 | 0 | 0 | 0 | 292087.8004 | 2712907.9341 | 0 | 0 | 0 | 0 | 0 | 0 | 0 | 0 | 0 | 0 | 0 | 0 | 0 | 0 | 0 | 0 | -259533.218 | 0 | 0 | 0 | 0 | 0 | 0 | 0 | 0 | 0 | 0 | 0 | 0 | 0 | 0 | 0 | 0
2016-11-16 12:00 | 0 | 0 | 0 | 0 | 646984.112 | 0 | 418031 | 0 | 0 | 0 | 0 | 521040.9125 | 2712907.9341 | 0 | 0 | 0 | 0 | 0 | 0 | 0 | 0 | 0 | 0 | 0 | 0 | 0 | 0 | 0 | 0 | 228953.112 | 0 | 0 | 0 | 0 | 0 | 0 | 0 | 0 | 0 | 0 | 0 | 0 | 0 | 0 | 0 | 0
2016-11-16 13:00 | 0 | 0 | 0 | 0 | 166411.6562 | 27.1259 | 425972 | 0 | 0 | 0 | 0 | 261507.6945 | 2712907.9341 | 0 | 0 | 0 | 0 | 0 | 0 | 0 | 0 | 0 | 0 | 0 | 0 | 0 | 0 | 0 | 0 | -259533.218 | 0 | 0 | 0 | 0 | 0 | 0 | 0 | 0 | 0 | 0 | 0 | 0 | 0 | 0 | 0 | 0
2016-11-16 14:00 | 0 | 0 | 0 | 0 | 546978.9571 | 140104.1288 | 427597 | 0 | 0 | 0 | 0 | 506627.3024 | 2727274.4121 | 0 | 0 | 0 | 0 | 0 | 0 | 0 | 0 | 0 | 0 | 0 | 0 | 0 | 0 | 0 | 0 | 245119.6079 | 14366.478 | 0 | 0 | 0 | 0 | 0 | 0 | 0 | 0 | 0 | 0 | 0 | 0 | 0 | 0 | 0
2016-11-16 15:00 | 0 | 0 | 0 | 0 | 316968.2461 | 330075.1566 | 427627 | 0 | 0 | 0 | 0 | 726043.7051 | 2727274.4121 | 0 | 0 | 0 | 0 | 0 | 0 | 0 | 0 | 0 | 0 | 0 | 0 | 0 | 0 | 0 | 0 | 219416.4027 | 0 | 0 | 0 | 0 | 0 | 0 | 0 | 0 | 0 | 0 | 0 | 0 | 0 | 0 | 0 | 0
2016-11-16 16:00 | 0 | 0 | 0 | 0 | 0 | 462575.0828 | 426578 | 0 | 0 | 0 | 0 | 762040.7879 | 2727274.4121 | 0 | 0 | 0 | 0 | 0 | 0 | 0 | 0 | 0 | 0 | 0 | 0 | 0 | 0 | 0 | 0 | 35997.0828 | 0 | 0 | 0 | 0 | 0 | 0 | 0 | 0 | 0 | 0 | 0 | 0 | 0 | 0 | 0 | 0
2016-11-16 17:00 | 0 | 0 | 0 | 0 | 0 | 503074.3338 | 426245 | 0 | 0 | 0 | 0 | 838870.1217 | 2727274.4121 | 0 | 0 | 0 | 0 | 0 | 0 | 0 | 0 | 0 | 0 | 0 | 0 | 0 | 0 | 0 | 0 | 76829.3338 | 0 | 0 | 0 | 0 | 0 | 0 | 0 | 0 | 0 | 0 | 0 | 0 | 0 | 0 | 0 | 0
2016-11-16 18:00 | 0 | 0 | 0 | 0 | 200317.2225 | 502294.4734 | 428712 | 0 | 0 | 0 | 0 | 1098403.3396 | 2741640.8901 | 0 | 0 | 0 | 0 | 0 | 0 | 0 | 0 | 0 | 0 | 0 | 0 | 0 | 0 | 0 | 0 | 259533.218 | 14366.478 | 0 | 0 | 0 | 0 | 0 | 0 | 0 | 0 | 0 | 0 | 0 | 0 | 0 | 0 | 0
2016-11-16 19:00 | 0 | 0 | 0 | 0 | 0 | 495977.8042 | 430296 | 0 | 0 | 0 | 0 | 1164085.1438 | 2741640.8901 | 0 | 0 | 0 | 0 | 0 | 0 | 0 | 0 | 0 | 0 | 0 | 0 | 0 | 0 | 0 | 0 | 65681.8042 | 0 | 0 | 0 | 0 | 0 | 0 | 0 | 0 | 0 | 0 | 0 | 0 | 0 | 0 | 0 | 0
2016-11-16 20:00 | 0 | 0 | 0 | 0 | 0 | 500385.6551 | 431956 | 0 | 0 | 0 | 0 | 1232514.799 | 2741640.8901 | 0 | 0 | 0 | 0 | 0 | 0 | 0 | 0 | 0 | 0 | 0 | 0 | 0 | 0 | 0 | 0 | 68429.6551 | 0 | 0 | 0 | 0 | 0 | 0 | 0 | 0 | 0 | 0 | 0 | 0 | 0 | 0 | 0 | 0
2016-11-16 21:00 | 0 | 0 | 0 | 0 | 208161.098 | 487011.12 | 435639 | 0 | 0 | 0 | 0 | 1492048.0169 | 2741640.8901 | 0 | 0 | 0 | 0 | 0 | 0 | 0 | 0 | 0 | 0 | 0 | 0 | 0 | 0 | 0 | 0 | 259533.218 | 0 | 0 | 0 | 0 | 0 | 0 | 0 | 0 | 0 | 0 | 0 | 0 | 0 | 0 | 0 | 0
2016-11-16 22:00 | 0 | 0 | 0 | 0 | 0 | 406179.3664 | 446127 | 0 | 0 | 0 | 0 | 1452100.3834 | 2741640.8901 | 0 | 0 | 0 | 0 | 0 | 0 | 0 | 0 | 0 | 0 | 0 | 0 | 0 | 0 | 0 | 0 | -39947.6336 | 0 | 0 | 0 | 0 | 0 | 0 | 0 | 0 | 0 | 0 | 0 | 0 | 0 | 0 | 0 | 0
2016-11-16 23:00 | 0 | 0 | 0 | 0 | 3516.3125 | 193567.4695 | 456617 | 0 | 0 | 0 | 0 | 1192567.1654 | 2741640.8901 | 0 | 0 | 0 | 0 | 0 | 0 | 0 | 0 | 0 | 0 | 0 | 0 | 0 | 0 | 0 | 0 | -259533.218 | 0 | 0 | 0 | 0 | 0 | 0 | 0 | 0 | 0 | 0 | 0 | 0 | 0 | 0 | 0 | 0
2016-11-17 | 0 | 0 | 0 | 0 | 179840.3784 | 19014.4036 | 458388 | 0 | 0 | 0 | 0 | 933033.9474 | 2741640.8901 | 0 | 0 | 0 | 0 | 0 | 0 | 0 | 0 | 0 | 0 | 0 | 0 | 0 | 0 | 0 | 0 | -259533.218 | 0 | 0 | 0 | 0 | 0 | 0 | 0 | 0 | 0 | 0 | 0 | 0 | 0 | 0 | 0 | 0
2016-11-17 01:00 | 0 | 0 | 0 | 0 | 713318.218 | 0 | 453785 | 0 | 0 | 0 | 0 | 1192567.1654 | 2741640.8901 | 0 | 0 | 0 | 0 | 0 | 0 | 0 | 0 | 0 | 0 | 0 | 0 | 0 | 0 | 0 | 0 | 259533.218 | 0 | 0 | 0 | 0 | 0 | 0 | 0 | 0 | 0 | 0 | 0 | 0 | 0 | 0 | 0 | 0
2016-11-17 02:00 | 0 | 0 | 0 | 0 | 180409.782 | 0 | 439943 | 0 | 0 | 0 | 0 | 933033.9474 | 2741640.8901 | 0 | 0 | 0 | 0 | 0 | 0 | 0 | 0 | 0 | 0 | 0 | 0 | 0 | 0 | 0 | 0 | -259533.218 | 0 | 0 | 0 | 0 | 0 | 0 | 0 | 0 | 0 | 0 | 0 | 0 | 0 | 0 | 0 | 0
2016-11-17 03:00 | 0 | 0 | 0 | 0 | 172415.26 | 0 | 417582 | 0 | 0 | 0 | 0 | 673500.7295 | 2756007.3681 | 0 | 0 | 0 | 0 | 0 | 0 | 0 | 0 | 0 | 0 | 0 | 0 | 0 | 0 | 0 | 0 | -259533.218 | 14366.478 | 0 | 0 | 0 | 0 | 0 | 0 | 0 | 0 | 0 | 0 | 0 | 0 | 0 | 0 | 0
2016-11-17 04:00 | 0 | 0 | 0 | 0 | 653440.218 | 0 | 393907 | 0 | 0 | 0 | 0 | 933033.9474 | 2756007.3681 | 0 | 0 | 0 | 0 | 0 | 0 | 0 | 0 | 0 | 0 | 0 | 0 | 0 | 0 | 0 | 0 | 259533.218 | 0 | 0 | 0 | 0 | 0 | 0 | 0 | 0 | 0 | 0 | 0 | 0 | 0 | 0 | 0 | 0
2016-11-17 05:00 | 0 | 0 | 0 | 0 | 114298.782 | 0 | 373832 | 0 | 0 | 0 | 0 | 673500.7295 | 2756007.3681 | 0 | 0 | 0 | 0 | 0 | 0 | 0 | 0 | 0 | 0 | 0 | 0 | 0 | 0 | 0 | 0 | -259533.218 | 0 | 0 | 0 | 0 | 0 | 0 | 0 | 0 | 0 | 0 | 0 | 0 | 0 | 0 | 0 | 0
2016-11-17 06:00 | 0 | 0 | 0 | 0 | 99380.782 | 0 | 358914 | 0 | 0 | 0 | 0 | 413967.5115 | 2756007.3681 | 0 | 0 | 0 | 0 | 0 | 0 | 0 | 0 | 0 | 0 | 0 | 0 | 0 | 0 | 0 | 0 | -259533.218 | 0 | 0 | 0 | 0 | 0 | 0 | 0 | 0 | 0 | 0 | 0 | 0 | 0 | 0 | 0 | 0
2016-11-17 07:00 | 0 | 0 | 0 | 0 | 609155.218 | 0 | 349622 | 0 | 0 | 0 | 0 | 673500.7295 | 2756007.3681 | 0 | 0 | 0 | 0 | 0 | 0 | 0 | 0 | 0 | 0 | 0 | 0 | 0 | 0 | 0 | 0 | 259533.218 | 0 | 0 | 0 | 0 | 0 | 0 | 0 | 0 | 0 | 0 | 0 | 0 | 0 | 0 | 0 | 0
2016-11-17 08:00 | 0 | 0 | 0 | 0 | 86290.782 | 0 | 345824 | 0 | 0 | 0 | 0 | 413967.5115 | 2756007.3681 | 0 | 0 | 0 | 0 | 0 | 0 | 0 | 0 | 0 | 0 | 0 | 0 | 0 | 0 | 0 | 0 | -259533.218 | 0 | 0 | 0 | 0 | 0 | 0 | 0 | 0 | 0 | 0 | 0 | 0 | 0 | 0 | 0 | 0
2016-11-17 09:00 | 0 | 0 | 0 | 0 | 89613.782 | 0 | 349147 | 0 | 0 | 0 | 0 | 154434.2935 | 2756007.3681 | 0 | 0 | 0 | 0 | 0 | 0 | 0 | 0 | 0 | 0 | 0 | 0 | 0 | 0 | 0 | 0 | -259533.218 | 0 | 0 | 0 | 0 | 0 | 0 | 0 | 0 | 0 | 0 | 0 | 0 | 0 | 0 | 0 | 0
2016-11-17 10:00 | 0 | 0 | 0 | 0 | 621901.218 | 0 | 362368 | 0 | 0 | 0 | 0 | 413967.5115 | 2756007.3681 | 0 | 0 | 0 | 0 | 0 | 0 | 0 | 0 | 0 | 0 | 0 | 0 | 0 | 0 | 0 | 0 | 259533.218 | 0 | 0 | 0 | 0 | 0 | 0 | 0 | 0 | 0 | 0 | 0 | 0 | 0 | 0 | 0 | 0
2016-11-17 11:00 | 0 | 0 | 0 | 0 | 132128.782 | 0 | 391662 | 0 | 0 | 0 | 0 | 154434.2935 | 2756007.3681 | 0 | 0 | 0 | 0 | 0 | 0 | 0 | 0 | 0 | 0 | 0 | 0 | 0 | 0 | 0 | 0 | -259533.218 | 0 | 0 | 0 | 0 | 0 | 0 | 0 | 0 | 0 | 0 | 0 | 0 | 0 | 0 | 0 | 0
2016-11-17 12:00 | 0 | 0 | 0 | 0 | 616004.7024 | 0 | 417282 | 0 | 0 | 0 | 0 | 338790.5179 | 2770373.846 | 0 | 0 | 0 | 0 | 0 | 0 | 0 | 0 | 0 | 0 | 0 | 0 | 0 | 0 | 0 | 0 | 184356.2244 | 14366.478 | 0 | 0 | 0 | 0 | 0 | 0 | 0 | 0 | 0 | 0 | 0 | 0 | 0 | 0 | 0
2016-11-17 13:00 | 0 | 0 | 0 | 0 | 607102.3851 | 18.6361 | 425836 | 0 | 0 | 0 | 0 | 520075.5391 | 2770373.846 | 0 | 0 | 0 | 0 | 0 | 0 | 0 | 0 | 0 | 0 | 0 | 0 | 0 | 0 | 0 | 0 | 181285.0212 | 0 | 0 | 0 | 0 | 0 | 0 | 0 | 0 | 0 | 0 | 0 | 0 | 0 | 0 | 0 | 0
2016-11-17 14:00 | 0 | 0 | 0 | 0 | 65526.9874 | 103458.7947 | 428519 | 0 | 0 | 0 | 0 | 260542.3212 | 2770373.846 | 0 | 0 | 0 | 0 | 0 | 0 | 0 | 0 | 0 | 0 | 0 | 0 | 0 | 0 | 0 | 0 | -259533.218 | 0 | 0 | 0 | 0 | 0 | 0 | 0 | 0 | 0 | 0 | 0 | 0 | 0 | 0 | 0 | 0
2016-11-17 15:00 | 0 | 0 | 0 | 0 | 249718.8257 | 439764.3923 | 429950 | 0 | 0 | 0 | 0 | 520075.5391 | 2770373.846 | 0 | 0 | 0 | 0 | 0 | 0 | 0 | 0 | 0 | 0 | 0 | 0 | 0 | 0 | 0 | 0 | 259533.218 | 0 | 0 | 0 | 0 | 0 | 0 | 0 | 0 | 0 | 0 | 0 | 0 | 0 | 0 | 0 | 0
2016-11-17 16:00 | 0 | 0 | 0 | 0 | 106256.782 | 581643.436 | 428367 | 0 | 0 | 0 | 0 | 779608.7571 | 2770373.846 | 0 | 0 | 0 | 0 | 0 | 0 | 0 | 0 | 0 | 0 | 0 | 0 | 0 | 0 | 0 | 0 | 259533.218 | 0 | 0 | 0 | 0 | 0 | 0 | 0 | 0 | 0 | 0 | 0 | 0 | 0 | 0 | 0 | 0
2016-11-17 17:00 | 0 | 0 | 0 | 0 | 0 | 581192.544 | 428497 | 0 | 0 | 0 | 0 | 932304.3011 | 2770373.846 | 0 | 0 | 0 | 0 | 0 | 0 | 0 | 0 | 0 | 0 | 0 | 0 | 0 | 0 | 0 | 0 | 152695.544 | 0 | 0 | 0 | 0 | 0 | 0 | 0 | 0 | 0 | 0 | 0 | 0 | 0 | 0 | 0 | 0
2016-11-17 18:00 | 0 | 0 | 0 | 0 | 146305.9911 | 557446.7048 | 429853 | 0 | 0 | 0 | 0 | 1191837.5191 | 2784740.324 | 0 | 0 | 0 | 0 | 0 | 0 | 0 | 0 | 0 | 0 | 0 | 0 | 0 | 0 | 0 | 0 | 259533.218 | 14366.478 | 0 | 0 | 0 | 0 | 0 | 0 | 0 | 0 | 0 | 0 | 0 | 0 | 0 | 0 | 0
2016-11-17 19:00 | 0 | 0 | 0 | 0 | 144699.3816 | 546060.8364 | 431227 | 0 | 0 | 0 | 0 | 1451370.737 | 2784740.324 | 0 | 0 | 0 | 0 | 0 | 0 | 0 | 0 | 0 | 0 | 0 | 0 | 0 | 0 | 0 | 0 | 259533.218 | 0 | 0 | 0 | 0 | 0 | 0 | 0 | 0 | 0 | 0 | 0 | 0 | 0 | 0 | 0 | 0
2016-11-17 20:00 | 0 | 0 | 0 | 0 | 0 | 552178.8117 | 432204 | 0 | 0 | 0 | 0 | 1571345.5487 | 2784740.324 | 0 | 0 | 0 | 0 | 0 | 0 | 0 | 0 | 0 | 0 | 0 | 0 | 0 | 0 | 0 | 0 | 119974.8117 | 0 | 0 | 0 | 0 | 0 | 0 | 0 | 0 | 0 | 0 | 0 | 0 | 0 | 0 | 0 | 0
2016-11-17 21:00 | 0 | 0 | 0 | 0 | 0 | 567455.8216 | 434647 | 0 | 0 | 0 | 0 | 1704154.3703 | 2784740.324 | 0 | 0 | 0 | 0 | 0 | 0 | 0 | 0 | 0 | 0 | 0 | 0 | 0 | 0 | 0 | 0 | 132808.8216 | 0 | 0 | 0 | 0 | 0 | 0 | 0 | 0 | 0 | 0 | 0 | 0 | 0 | 0 | 0 | 0
2016-11-17 22:00 | 0 | 0 | 0 | 0 | 149020.9086 | 555980.3094 | 445468 | 0 | 0 | 0 | 0 | 1963687.5883 | 2784740.324 | 0 | 0 | 0 | 0 | 0 | 0 | 0 | 0 | 0 | 0 | 0 | 0 | 0 | 0 | 0 | 0 | 259533.218 | 0 | 0 | 0 | 0 | 0 | 0 | 0 | 0 | 0 | 0 | 0 | 0 | 0 | 0 | 0 | 0
2016-11-17 23:00 | 0 | 0 | 0 | 0 | 0 | 308861.9375 | 455817 | 0 | 0 | 0 | 0 | 1816732.5258 | 2784740.324 | 0 | 0 | 0 | 0 | 0 | 0 | 0 | 0 | 0 | 0 | 0 | 0 | 0 | 0 | 0 | 0 | -146955.0625 | 0 | 0 | 0 | 0 | 0 | 0 | 0 | 0 | 0 | 0 | 0 | 0 | 0 | 0 | 0 | 0
2016-11-18 | 0 | 0 | 0 | 0 | 196294.6562 | 17263.6038 | 458725 | 0 | 0 | 0 | 0 | 1557199.3078 | 2799106.802 | 0 | 0 | 0 | 0 | 0 | 0 | 0 | 0 | 0 | 0 | 0 | 0 | 0 | 0 | 0 | 0 | -259533.218 | 14366.478 | 0 | 0 | 0 | 0 | 0 | 0 | 0 | 0 | 0 | 0 | 0 | 0 | 0 | 0 | 0
2016-11-18 01:00 | 0 | 0 | 0 | 0 | 195795.782 | 0 | 455329 | 0 | 0 | 0 | 0 | 1297666.0898 | 2799106.802 | 0 | 0 | 0 | 0 | 0 | 0 | 0 | 0 | 0 | 0 | 0 | 0 | 0 | 0 | 0 | 0 | -259533.218 | 0 | 0 | 0 | 0 | 0 | 0 | 0 | 0 | 0 | 0 | 0 | 0 | 0 | 0 | 0 | 0
2016-11-18 02:00 | 0 | 0 | 0 | 0 | 701247.218 | 0 | 441714 | 0 | 0 | 0 | 0 | 1557199.3078 | 2799106.802 | 0 | 0 | 0 | 0 | 0 | 0 | 0 | 0 | 0 | 0 | 0 | 0 | 0 | 0 | 0 | 0 | 259533.218 | 0 | 0 | 0 | 0 | 0 | 0 | 0 | 0 | 0 | 0 | 0 | 0 | 0 | 0 | 0 | 0
2016-11-18 03:00 | 0 | 0 | 0 | 0 | 160691.782 | 0 | 420225 | 0 | 0 | 0 | 0 | 1297666.0898 | 2799106.802 | 0 | 0 | 0 | 0 | 0 | 0 | 0 | 0 | 0 | 0 | 0 | 0 | 0 | 0 | 0 | 0 | -259533.218 | 0 | 0 | 0 | 0 | 0 | 0 | 0 | 0 | 0 | 0 | 0 | 0 | 0 | 0 | 0 | 0
2016-11-18 04:00 | 0 | 0 | 0 | 0 | 138385.782 | 0 | 397919 | 0 | 0 | 0 | 0 | 1038132.8719 | 2799106.802 | 0 | 0 | 0 | 0 | 0 | 0 | 0 | 0 | 0 | 0 | 0 | 0 | 0 | 0 | 0 | 0 | -259533.218 | 0 | 0 | 0 | 0 | 0 | 0 | 0 | 0 | 0 | 0 | 0 | 0 | 0 | 0 | 0 | 0
2016-11-18 05:00 | 0 | 0 | 0 | 0 | 117958.782 | 0 | 377492 | 0 | 0 | 0 | 0 | 778599.6539 | 2799106.802 | 0 | 0 | 0 | 0 | 0 | 0 | 0 | 0 | 0 | 0 | 0 | 0 | 0 | 0 | 0 | 0 | -259533.218 | 0 | 0 | 0 | 0 | 0 | 0 | 0 | 0 | 0 | 0 | 0 | 0 | 0 | 0 | 0 | 0
2016-11-18 06:00 | 0 | 0 | 0 | 0 | 620979.218 | 0 | 361446 | 0 | 0 | 0 | 0 | 1038132.8719 | 2799106.802 | 0 | 0 | 0 | 0 | 0 | 0 | 0 | 0 | 0 | 0 | 0 | 0 | 0 | 0 | 0 | 0 | 259533.218 | 0 | 0 | 0 | 0 | 0 | 0 | 0 | 0 | 0 | 0 | 0 | 0 | 0 | 0 | 0 | 0
2016-11-18 07:00 | 0 | 0 | 0 | 0 | 92216.782 | 0 | 351750 | 0 | 0 | 0 | 0 | 778599.6539 | 2799106.802 | 0 | 0 | 0 | 0 | 0 | 0 | 0 | 0 | 0 | 0 | 0 | 0 | 0 | 0 | 0 | 0 | -259533.218 | 0 | 0 | 0 | 0 | 0 | 0 | 0 | 0 | 0 | 0 | 0 | 0 | 0 | 0 | 0 | 0
2016-11-18 08:00 | 0 | 0 | 0 | 0 | 102692.26 | 0 | 347859 | 0 | 0 | 0 | 0 | 519066.4359 | 2813473.28 | 0 | 0 | 0 | 0 | 0 | 0 | 0 | 0 | 0 | 0 | 0 | 0 | 0 | 0 | 0 | 0 | -259533.218 | 14366.478 | 0 | 0 | 0 | 0 | 0 | 0 | 0 | 0 | 0 | 0 | 0 | 0 | 0 | 0 | 0
2016-11-18 09:00 | 0 | 0 | 0 | 0 | 90638.782 | 0 | 350172 | 0 | 0 | 0 | 0 | 259533.218 | 2813473.28 | 0 | 0 | 0 | 0 | 0 | 0 | 0 | 0 | 0 | 0 | 0 | 0 | 0 | 0 | 0 | 0 | -259533.218 | 0 | 0 | 0 | 0 | 0 | 0 | 0 | 0 | 0 | 0 | 0 | 0 | 0 | 0 | 0 | 0
2016-11-18 10:00 | 0 | 0 | 0 | 0 | 621779.218 | 0 | 362246 | 0 | 0 | 0 | 0 | 519066.4359 | 2813473.28 | 0 | 0 | 0 | 0 | 0 | 0 | 0 | 0 | 0 | 0 | 0 | 0 | 0 | 0 | 0 | 0 | 259533.218 | 0 | 0 | 0 | 0 | 0 | 0 | 0 | 0 | 0 | 0 | 0 | 0 | 0 | 0 | 0 | 0
2016-11-18 11:00 | 0 | 0 | 0 | 0 | 131196.782 | 0 | 390730 | 0 | 0 | 0 | 0 | 259533.218 | 2813473.28 | 0 | 0 | 0 | 0 | 0 | 0 | 0 | 0 | 0 | 0 | 0 | 0 | 0 | 0 | 0 | 0 | -259533.218 | 0 | 0 | 0 | 0 | 0 | 0 | 0 | 0 | 0 | 0 | 0 | 0 | 0 | 0 | 0 | 0
2016-11-18 12:00 | 0 | 0 | 0 | 0 | 155896.782 | 0 | 415430 | 0 | 0 | 0 | 0 | 0 | 2813473.28 | 0 | 0 | 0 | 0 | 0 | 0 | 0 | 0 | 0 | 0 | 0 | 0 | 0 | 0 | 0 | 0 | -259533.218 | 0 | 0 | 0 | 0 | 0 | 0 | 0 | 0 | 0 | 0 | 0 | 0 | 0 | 0 | 0 | 0
2016-11-18 13:00 | 0 | 0 | 0 | 0 | 424455.6695 | 24.3305 | 424480 | 0 | 0 | 0 | 0 | 0 | 2813473.28 | 0 | 0 | 0 | 0 | 0 | 0 | 0 | 0 | 0 | 0 | 0 | 0 | 0 | 0 | 0 | 0 | 0 | 0 | 0 | 0 | 0 | 0 | 0 | 0 | 0 | 0 | 0 | 0 | 0 | 0 | 0 | 0 | 0
2016-11-18 14:00 | 0 | 0 | 0 | 0 | 552374.1427 | 136462.0753 | 429303 | 0 | 0 | 0 | 0 | 259533.218 | 2813473.28 | 0 | 0 | 0 | 0 | 0 | 0 | 0 | 0 | 0 | 0 | 0 | 0 | 0 | 0 | 0 | 0 | 259533.218 | 0 | 0 | 0 | 0 | 0 | 0 | 0 | 0 | 0 | 0 | 0 | 0 | 0 | 0 | 0 | 0
2016-11-18 15:00 | 0 | 0 | 0 | 0 | 104826.5763 | 601335.1197 | 432262 | 0 | 0 | 0 | 0 | 519066.4359 | 2827839.758 | 0 | 0 | 0 | 0 | 0 | 0 | 0 | 0 | 0 | 0 | 0 | 0 | 0 | 0 | 0 | 0 | 259533.218 | 14366.478 | 0 | 0 | 0 | 0 | 0 | 0 | 0 | 0 | 0 | 0 | 0 | 0 | 0 | 0 | 0
2016-11-18 16:00 | 0 | 0 | 0 | 0 | 0 | 702519.6495 | 432288 | 0 | 0 | 0 | 0 | 778599.6539 | 2827839.758 | 0 | 0 | 0 | 0 | 0 | 0 | 10698.4315 | 0 | 0 | 0 | 0 | 0 | 0 | 0 | 0 | 0 | 259533.218 | 0 | 0 | 0 | 0 | 0 | 0 | 0 | 0 | 0 | 10698.4315 | 0 | 0 | 0 | 0 | 0 | 0
2016-11-18 17:00 | 0 | 0 | 0 | 0 | 0 | 683722.1286 | 431234 | 0 | 0 | 0 | 0 | 1018271.9245 | 2827839.758 | 0 | 0 | 0 | 0 | 0 | 0 | 23514.2896 | 0 | 0 | 0 | 0 | 0 | 0 | 0 | 0 | 0 | 239672.2706 | 0 | 0 | 0 | 0 | 0 | 0 | 0 | 0 | 0 | 12815.8581 | 0 | 0 | 0 | 0 | 0 | 0
2016-11-18 18:00 | 0 | 0 | 0 | 0 | 0 | 647599.0637 | 431637 | 0 | 0 | 0 | 0 | 1243381.7998 | 2842206.236 | 0 | 0 | 0 | 0 | 0 | 0 | 0 | 0 | 0 | 0 | 0 | 0 | 0 | 0 | 0 | 0 | 225109.8753 | 14366.478 | 0 | 0 | 0 | 0 | 0 | 0 | 0 | 0 | -23514.2896 | 0 | 0 | 0 | 0 | 0 | 0
2016-11-18 19:00 | 0 | 0 | 0 | 0 | 0 | 629334.1302 | 431202 | 0 | 0 | 0 | 0 | 1441513.93 | 2842206.236 | 0 | 0 | 0 | 0 | 0 | 0 | 0 | 0 | 0 | 0 | 0 | 0 | 0 | 0 | 0 | 0 | 198132.1302 | 0 | 0 | 0 | 0 | 0 | 0 | 0 | 0 | 0 | 0 | 0 | 0 | 0 | 0 | 0 | 0
2016-11-18 20:00 | 0 | 0 | 0 | 0 | 45900.8543 | 643393.3637 | 429761 | 0 | 0 | 0 | 0 | 1701047.148 | 2842206.236 | 0 | 0 | 0 | 0 | 0 | 0 | 0 | 0 | 0 | 0 | 0 | 0 | 0 | 0 | 0 | 0 | 259533.218 | 0 | 0 | 0 | 0 | 0 | 0 | 0 | 0 | 0 | 0 | 0 | 0 | 0 | 0 | 0 | 0
2016-11-18 21:00 | 0 | 0 | 0 | 0 | 0 | 675712.9068 | 429356 | 0 | 0 | 0 | 0 | 1933037.5767 | 2856572.7139 | 0 | 0 | 0 | 0 | 0 | 0 | 0 | 0 | 0 | 0 | 0 | 0 | 0 | 0 | 0 | 0 | 231990.4288 | 14366.478 | 0 | 0 | 0 | 0 | 0 | 0 | 0 | 0 | 0 | 0 | 0 | 0 | 0 | 0 | 0
2016-11-18 22:00 | 0 | 0 | 0 | 0 | 0 | 630547.3657 | 436510 | 0 | 0 | 0 | 0 | 2127074.9424 | 2856572.7139 | 0 | 0 | 0 | 0 | 0 | 0 | 0 | 0 | 0 | 0 | 0 | 0 | 0 | 0 | 0 | 0 | 194037.3657 | 0 | 0 | 0 | 0 | 0 | 0 | 0 | 0 | 0 | 0 | 0 | 0 | 0 | 0 | 0 | 0
2016-11-18 23:00 | 0 | 0 | 0 | 0 | 0 | 340788.3667 | 442370 | 0 | 0 | 0 | 0 | 2025493.3091 | 2856572.7139 | 0 | 0 | 0 | 0 | 0 | 0 | 0 | 0 | 0 | 0 | 0 | 0 | 0 | 0 | 0 | 0 | -101581.6333 | 0 | 0 | 0 | 0 | 0 | 0 | 0 | 0 | 0 | 0 | 0 | 0 | 0 | 0 | 0 | 0
2016-11-19 | 0 | 0 | 0 | 0 | 164724.1716 | 16268.6105 | 440526 | 0 | 0 | 0 | 0 | 1765960.0912 | 2856572.7139 | 0 | 0 | 0 | 0 | 0 | 0 | 0 | 0 | 0 | 0 | 0 | 0 | 0 | 0 | 0 | 0 | -259533.218 | 0 | 0 | 0 | 0 | 0 | 0 | 0 | 0 | 0 | 0 | 0 | 0 | 0 | 0 | 0 | 0
2016-11-19 01:00 | 0 | 0 | 0 | 0 | 175447.782 | 0 | 434981 | 0 | 0 | 0 | 0 | 1506426.8732 | 2856572.7139 | 0 | 0 | 0 | 0 | 0 | 0 | 0 | 0 | 0 | 0 | 0 | 0 | 0 | 0 | 0 | 0 | -259533.218 | 0 | 0 | 0 | 0 | 0 | 0 | 0 | 0 | 0 | 0 | 0 | 0 | 0 | 0 | 0 | 0
2016-11-19 02:00 | 0 | 0 | 0 | 0 | 643616.2479 | 0 | 422453 | 0 | 0 | 0 | 0 | 1727590.1211 | 2856572.7139 | 0 | 0 | 0 | 0 | 0 | 0 | 0 | 0 | 0 | 0 | 0 | 0 | 0 | 0 | 0 | 0 | 221163.2479 | 0 | 0 | 0 | 0 | 0 | 0 | 0 | 0 | 0 | 0 | 0 | 0 | 0 | 0 | 0 | 0
2016-11-19 03:00 | 0 | 0 | 0 | 0 | 161448.26 | 0 | 406615 | 0 | 0 | 0 | 0 | 1468056.9031 | 2870939.1919 | 0 | 0 | 0 | 0 | 0 | 0 | 0 | 0 | 0 | 0 | 0 | 0 | 0 | 0 | 0 | 0 | -259533.218 | 14366.478 | 0 | 0 | 0 | 0 | 0 | 0 | 0 | 0 | 0 | 0 | 0 | 0 | 0 | 0 | 0
2016-11-19 04:00 | 0 | 0 | 0 | 0 | 128188.782 | 0 | 387722 | 0 | 0 | 0 | 0 | 1208523.6852 | 2870939.1919 | 0 | 0 | 0 | 0 | 0 | 0 | 0 | 0 | 0 | 0 | 0 | 0 | 0 | 0 | 0 | 0 | -259533.218 | 0 | 0 | 0 | 0 | 0 | 0 | 0 | 0 | 0 | 0 | 0 | 0 | 0 | 0 | 0 | 0
2016-11-19 05:00 | 0 | 0 | 0 | 0 | 558952.6637 | 0 | 369717 | 0 | 0 | 0 | 0 | 1397759.3489 | 2870939.1919 | 0 | 0 | 0 | 0 | 0 | 0 | 0 | 0 | 0 | 0 | 0 | 0 | 0 | 0 | 0 | 0 | 189235.6637 | 0 | 0 | 0 | 0 | 0 | 0 | 0 | 0 | 0 | 0 | 0 | 0 | 0 | 0 | 0 | 0
2016-11-19 06:00 | 0 | 0 | 0 | 0 | 95345.782 | 0 | 354879 | 0 | 0 | 0 | 0 | 1138226.1309 | 2870939.1919 | 0 | 0 | 0 | 0 | 0 | 0 | 0 | 0 | 0 | 0 | 0 | 0 | 0 | 0 | 0 | 0 | -259533.218 | 0 | 0 | 0 | 0 | 0 | 0 | 0 | 0 | 0 | 0 | 0 | 0 | 0 | 0 | 0 | 0
2016-11-19 07:00 | 0 | 0 | 0 | 0 | 85280.782 | 0 | 344814 | 0 | 0 | 0 | 0 | 878692.9129 | 2870939.1919 | 0 | 0 | 0 | 0 | 0 | 0 | 0 | 0 | 0 | 0 | 0 | 0 | 0 | 0 | 0 | 0 | -259533.218 | 0 | 0 | 0 | 0 | 0 | 0 | 0 | 0 | 0 | 0 | 0 | 0 | 0 | 0 | 0 | 0
2016-11-19 08:00 | 0 | 0 | 0 | 0 | 491407.561 | 0 | 339808 | 0 | 0 | 0 | 0 | 1030292.474 | 2870939.1919 | 0 | 0 | 0 | 0 | 0 | 0 | 0 | 0 | 0 | 0 | 0 | 0 | 0 | 0 | 0 | 0 | 151599.561 | 0 | 0 | 0 | 0 | 0 | 0 | 0 | 0 | 0 | 0 | 0 | 0 | 0 | 0 | 0 | 0
2016-11-19 09:00 | 0 | 0 | 0 | 0 | 80896.782 | 0 | 340430 | 0 | 0 | 0 | 0 | 770759.256 | 2870939.1919 | 0 | 0 | 0 | 0 | 0 | 0 | 0 | 0 | 0 | 0 | 0 | 0 | 0 | 0 | 0 | 0 | -259533.218 | 0 | 0 | 0 | 0 | 0 | 0 | 0 | 0 | 0 | 0 | 0 | 0 | 0 | 0 | 0 | 0
2016-11-19 10:00 | 0 | 0 | 0 | 0 | 100557.26 | 0 | 345724 | 0 | 0 | 0 | 0 | 511226.038 | 2885305.6699 | 0 | 0 | 0 | 0 | 0 | 0 | 0 | 0 | 0 | 0 | 0 | 0 | 0 | 0 | 0 | 0 | -259533.218 | 14366.478 | 0 | 0 | 0 | 0 | 0 | 0 | 0 | 0 | 0 | 0 | 0 | 0 | 0 | 0 | 0
2016-11-19 11:00 | 0 | 0 | 0 | 0 | 380456.5105 | 0 | 356890 | 0 | 0 | 0 | 0 | 534792.5486 | 2885305.6699 | 0 | 0 | 0 | 0 | 0 | 0 | 0 | 0 | 0 | 0 | 0 | 0 | 0 | 0 | 0 | 0 | 23566.5105 | 0 | 0 | 0 | 0 | 0 | 0 | 0 | 0 | 0 | 0 | 0 | 0 | 0 | 0 | 0 | 0
2016-11-19 12:00 | 0 | 0 | 0 | 0 | 361973.8059 | 0 | 371621 | 0 | 0 | 0 | 0 | 525145.3545 | 2885305.6699 | 0 | 0 | 0 | 0 | 0 | 0 | 0 | 0 | 0 | 0 | 0 | 0 | 0 | 0 | 0 | 0 | -9647.1941 | 0 | 0 | 0 | 0 | 0 | 0 | 0 | 0 | 0 | 0 | 0 | 0 | 0 | 0 | 0 | 0
2016-11-19 13:00 | 0 | 0 | 0 | 0 | 345753.1601 | 21.1209 | 386603 | 0 | 0 | 0 | 0 | 469950.1576 | 2899672.1479 | 0 | 0 | 0 | 0 | 0 | 0 | 0 | 0 | 0 | 0 | 0 | 0 | 0 | 0 | 0 | 0 | -55195.197 | 14366.478 | 0 | 0 | 0 | 0 | 0 | 0 | 0 | 0 | 0 | 0 | 0 | 0 | 0 | 0 | 0
2016-11-19 14:00 | 0 | 0 | 0 | 0 | 262879.3528 | 132807.6443 | 398800 | 0 | 0 | 0 | 0 | 452470.6767 | 2914038.6259 | 0 | 0 | 0 | 0 | 0 | 0 | 0 | 0 | 0 | 0 | 0 | 0 | 0 | 0 | 0 | 0 | -17479.4809 | 14366.478 | 0 | 0 | 0 | 0 | 0 | 0 | 0 | 0 | 0 | 0 | 0 | 0 | 0 | 0 | 0
2016-11-19 15:00 | 0 | 0 | 0 | 0 | 111462.0754 | 553091.1426 | 405020 | 0 | 0 | 0 | 0 | 712003.8946 | 2914038.6259 | 0 | 0 | 0 | 0 | 0 | 0 | 0 | 0 | 0 | 0 | 0 | 0 | 0 | 0 | 0 | 0 | 259533.218 | 0 | 0 | 0 | 0 | 0 | 0 | 0 | 0 | 0 | 0 | 0 | 0 | 0 | 0 | 0 | 0
2016-11-19 16:00 | 0 | 0 | 0 | 0 | 0 | 680805.1713 | 406368 | 0 | 0 | 0 | 0 | 971537.1126 | 2914038.6259 | 0 | 0 | 0 | 0 | 0 | 0 | 14903.9533 | 0 | 0 | 0 | 0 | 0 | 0 | 0 | 0 | 0 | 259533.218 | 0 | 0 | 0 | 0 | 0 | 0 | 0 | 0 | 0 | 14903.9533 | 0 | 0 | 0 | 0 | 0 | 0
2016-11-19 17:00 | 0 | 0 | 0 | 0 | 0 | 660789.5509 | 404935 | 0 | 0 | 0 | 0 | 1204414.8492 | 2928405.1038 | 0 | 0 | 0 | 0 | 0 | 0 | 23514.2896 | 0 | 0 | 0 | 0 | 0 | 0 | 0 | 0 | 0 | 232877.7366 | 14366.478 | 0 | 0 | 0 | 0 | 0 | 0 | 0 | 0 | 8610.3363 | 0 | 0 | 0 | 0 | 0 | 0
2016-11-19 18:00 | 0 | 0 | 0 | 0 | 0 | 619663.9118 | 402033 | 0 | 0 | 0 | 0 | 1445560.0506 | 2928405.1038 | 0 | 0 | 0 | 0 | 0 | 0 | 0 | 0 | 0 | 0 | 0 | 0 | 0 | 0 | 0 | 0 | 241145.2014 | 0 | 0 | 0 | 0 | 0 | 0 | 0 | 0 | 0 | -23514.2896 | 0 | 0 | 0 | 0 | 0 | 0
2016-11-19 19:00 | 0 | 0 | 0 | 0 | 0 | 601668.0886 | 399027 | 0 | 0 | 0 | 0 | 1648201.1392 | 2928405.1038 | 0 | 0 | 0 | 0 | 0 | 0 | 0 | 0 | 0 | 0 | 0 | 0 | 0 | 0 | 0 | 0 | 202641.0886 | 0 | 0 | 0 | 0 | 0 | 0 | 0 | 0 | 0 | 0 | 0 | 0 | 0 | 0 | 0 | 0
2016-11-19 20:00 | 0 | 0 | 0 | 0 | 57256.9119 | 614126.7841 | 397484 | 0 | 0 | 0 | 0 | 1907734.3572 | 2942771.5818 | 0 | 0 | 0 | 0 | 0 | 0 | 0 | 0 | 0 | 0 | 0 | 0 | 0 | 0 | 0 | 0 | 259533.218 | 14366.478 | 0 | 0 | 0 | 0 | 0 | 0 | 0 | 0 | 0 | 0 | 0 | 0 | 0 | 0 | 0
2016-11-19 21:00 | 0 | 0 | 0 | 0 | 0 | 646725.7506 | 400502 | 0 | 0 | 0 | 0 | 2153958.1077 | 2942771.5818 | 0 | 0 | 0 | 0 | 0 | 0 | 0 | 0 | 0 | 0 | 0 | 0 | 0 | 0 | 0 | 0 | 246223.7506 | 0 | 0 | 0 | 0 | 0 | 0 | 0 | 0 | 0 | 0 | 0 | 0 | 0 | 0 | 0 | 0
2016-11-19 22:00 | 0 | 0 | 0 | 0 | 0 | 601618.8645 | 413683 | 0 | 0 | 0 | 0 | 2341893.9722 | 2942771.5818 | 0 | 0 | 0 | 0 | 0 | 0 | 0 | 0 | 0 | 0 | 0 | 0 | 0 | 0 | 0 | 0 | 187935.8645 | 0 | 0 | 0 | 0 | 0 | 0 | 0 | 0 | 0 | 0 | 0 | 0 | 0 | 0 | 0 | 0
2016-11-19 23:00 | 0 | 0 | 0 | 0 | 0 | 276242.2767 | 427279 | 0 | 0 | 0 | 0 | 2190857.2489 | 2942771.5818 | 0 | 0 | 0 | 0 | 0 | 0 | 0 | 0 | 0 | 0 | 0 | 0 | 0 | 0 | 0 | 0 | -151036.7233 | 0 | 0 | 0 | 0 | 0 | 0 | 0 | 0 | 0 | 0 | 0 | 0 | 0 | 0 | 0 | 0
2016-11-20 | 0 | 0 | 0 | 0 | 174259.1087 | 12219.1513 | 431645 | 0 | 0 | 0 | 0 | 1931324.031 | 2957138.0598 | 0 | 0 | 0 | 0 | 0 | 0 | 0 | 0 | 0 | 0 | 0 | 0 | 0 | 0 | 0 | 0 | -259533.218 | 14366.478 | 0 | 0 | 0 | 0 | 0 | 0 | 0 | 0 | 0 | 0 | 0 | 0 | 0 | 0 | 0
2016-11-20 01:00 | 0 | 0 | 0 | 0 | 555302.8433 | 0 | 430975 | 0 | 0 | 0 | 0 | 2055651.8743 | 2957138.0598 | 0 | 0 | 0 | 0 | 0 | 0 | 0 | 0 | 0 | 0 | 0 | 0 | 0 | 0 | 0 | 0 | 124327.8433 | 0 | 0 | 0 | 0 | 0 | 0 | 0 | 0 | 0 | 0 | 0 | 0 | 0 | 0 | 0 | 0
2016-11-20 02:00 | 0 | 0 | 0 | 0 | 164228.782 | 0 | 423762 | 0 | 0 | 0 | 0 | 1796118.6563 | 2957138.0598 | 0 | 0 | 0 | 0 | 0 | 0 | 0 | 0 | 0 | 0 | 0 | 0 | 0 | 0 | 0 | 0 | -259533.218 | 0 | 0 | 0 | 0 | 0 | 0 | 0 | 0 | 0 | 0 | 0 | 0 | 0 | 0 | 0 | 0
2016-11-20 03:00 | 0 | 0 | 0 | 0 | 152345.782 | 0 | 411879 | 0 | 0 | 0 | 0 | 1536585.4383 | 2957138.0598 | 0 | 0 | 0 | 0 | 0 | 0 | 0 | 0 | 0 | 0 | 0 | 0 | 0 | 0 | 0 | 0 | -259533.218 | 0 | 0 | 0 | 0 | 0 | 0 | 0 | 0 | 0 | 0 | 0 | 0 | 0 | 0 | 0 | 0
2016-11-20 04:00 | 0 | 0 | 0 | 0 | 585823.9358 | 0 | 396011 | 0 | 0 | 0 | 0 | 1726398.3741 | 2957138.0598 | 0 | 0 | 0 | 0 | 0 | 0 | 0 | 0 | 0 | 0 | 0 | 0 | 0 | 0 | 0 | 0 | 189812.9358 | 0 | 0 | 0 | 0 | 0 | 0 | 0 | 0 | 0 | 0 | 0 | 0 | 0 | 0 | 0 | 0
2016-11-20 05:00 | 0 | 0 | 0 | 0 | 123282.782 | 0 | 382816 | 0 | 0 | 0 | 0 | 1466865.1561 | 2957138.0598 | 0 | 0 | 0 | 0 | 0 | 0 | 0 | 0 | 0 | 0 | 0 | 0 | 0 | 0 | 0 | 0 | -259533.218 | 0 | 0 | 0 | 0 | 0 | 0 | 0 | 0 | 0 | 0 | 0 | 0 | 0 | 0 | 0 | 0
2016-11-20 06:00 | 0 | 0 | 0 | 0 | 112190.782 | 0 | 371724 | 0 | 0 | 0 | 0 | 1207331.9382 | 2957138.0598 | 0 | 0 | 0 | 0 | 0 | 0 | 0 | 0 | 0 | 0 | 0 | 0 | 0 | 0 | 0 | 0 | -259533.218 | 0 | 0 | 0 | 0 | 0 | 0 | 0 | 0 | 0 | 0 | 0 | 0 | 0 | 0 | 0 | 0
2016-11-20 07:00 | 0 | 0 | 0 | 0 | 567175.1936 | 0 | 364615 | 0 | 0 | 0 | 0 | 1395525.6538 | 2971504.5378 | 0 | 0 | 0 | 0 | 0 | 0 | 0 | 0 | 0 | 0 | 0 | 0 | 0 | 0 | 0 | 0 | 188193.7156 | 14366.478 | 0 | 0 | 0 | 0 | 0 | 0 | 0 | 0 | 0 | 0 | 0 | 0 | 0 | 0 | 0
2016-11-20 08:00 | 0 | 0 | 0 | 0 | 102007.782 | 0 | 361541 | 0 | 0 | 0 | 0 | 1135992.4358 | 2971504.5378 | 0 | 0 | 0 | 0 | 0 | 0 | 0 | 0 | 0 | 0 | 0 | 0 | 0 | 0 | 0 | 0 | -259533.218 | 0 | 0 | 0 | 0 | 0 | 0 | 0 | 0 | 0 | 0 | 0 | 0 | 0 | 0 | 0 | 0
2016-11-20 09:00 | 0 | 0 | 0 | 0 | 102532.782 | 0 | 362066 | 0 | 0 | 0 | 0 | 876459.2179 | 2971504.5378 | 0 | 0 | 0 | 0 | 0 | 0 | 0 | 0 | 0 | 0 | 0 | 0 | 0 | 0 | 0 | 0 | -259533.218 | 0 | 0 | 0 | 0 | 0 | 0 | 0 | 0 | 0 | 0 | 0 | 0 | 0 | 0 | 0 | 0
2016-11-20 10:00 | 0 | 0 | 0 | 0 | 500161.0886 | 0 | 367715 | 0 | 0 | 0 | 0 | 1008905.3065 | 2971504.5378 | 0 | 0 | 0 | 0 | 0 | 0 | 0 | 0 | 0 | 0 | 0 | 0 | 0 | 0 | 0 | 0 | 132446.0886 | 0 | 0 | 0 | 0 | 0 | 0 | 0 | 0 | 0 | 0 | 0 | 0 | 0 | 0 | 0 | 0
2016-11-20 11:00 | 0 | 0 | 0 | 0 | 480034.1187 | 0 | 377998 | 0 | 0 | 0 | 0 | 1110941.4252 | 2971504.5378 | 0 | 0 | 0 | 0 | 0 | 0 | 0 | 0 | 0 | 0 | 0 | 0 | 0 | 0 | 0 | 0 | 102036.1187 | 0 | 0 | 0 | 0 | 0 | 0 | 0 | 0 | 0 | 0 | 0 | 0 | 0 | 0 | 0 | 0
2016-11-20 12:00 | 0 | 0 | 0 | 0 | 464836.6077 | 0 | 390252 | 0 | 0 | 0 | 0 | 1171159.5549 | 2985871.0158 | 0 | 0 | 0 | 0 | 0 | 0 | 0 | 0 | 0 | 0 | 0 | 0 | 0 | 0 | 0 | 0 | 60218.1297 | 14366.478 | 0 | 0 | 0 | 0 | 0 | 0 | 0 | 0 | 0 | 0 | 0 | 0 | 0 | 0 | 0
2016-11-20 13:00 | 0 | 0 | 0 | 0 | 159404.6543 | 23.6057 | 404595 | 0 | 0 | 0 | 0 | 911626.3369 | 3000237.4937 | 0 | 0 | 0 | 0 | 0 | 0 | 0 | 0 | 0 | 0 | 0 | 0 | 0 | 0 | 0 | 0 | -259533.218 | 14366.478 | 0 | 0 | 0 | 0 | 0 | 0 | 0 | 0 | 0 | 0 | 0 | 0 | 0 | 0 | 0
2016-11-20 14:00 | 0 | 0 | 0 | 0 | 338673.1046 | 98881.2414 | 413303 | 0 | 0 | 0 | 0 | 921511.2049 | 3014603.9717 | 0 | 0 | 0 | 0 | 0 | 0 | 0 | 0 | 0 | 0 | 0 | 0 | 0 | 0 | 0 | 0 | 9884.868 | 14366.478 | 0 | 0 | 0 | 0 | 0 | 0 | 0 | 0 | 0 | 0 | 0 | 0 | 0 | 0 | 0
2016-11-20 15:00 | 0 | 0 | 0 | 0 | 0 | 435138.9453 | 413355 | 0 | 0 | 0 | 0 | 943295.1503 | 3014603.9717 | 0 | 0 | 0 | 0 | 0 | 0 | 0 | 0 | 0 | 0 | 0 | 0 | 0 | 0 | 0 | 0 | 21783.9453 | 0 | 0 | 0 | 0 | 0 | 0 | 0 | 0 | 0 | 0 | 0 | 0 | 0 | 0 | 0 | 0
2016-11-20 16:00 | 0 | 0 | 0 | 0 | 123280.1158 | 547269.1022 | 411016 | 0 | 0 | 0 | 0 | 1202828.3682 | 3014603.9717 | 0 | 0 | 0 | 0 | 0 | 0 | 0 | 0 | 0 | 0 | 0 | 0 | 0 | 0 | 0 | 0 | 259533.218 | 0 | 0 | 0 | 0 | 0 | 0 | 0 | 0 | 0 | 0 | 0 | 0 | 0 | 0 | 0 | 0
2016-11-20 17:00 | 0 | 0 | 0 | 0 | 0 | 549204.2243 | 408200 | 0 | 0 | 0 | 0 | 1343832.5925 | 3014603.9717 | 0 | 0 | 0 | 0 | 0 | 0 | 0 | 0 | 0 | 0 | 0 | 0 | 0 | 0 | 0 | 0 | 141004.2243 | 0 | 0 | 0 | 0 | 0 | 0 | 0 | 0 | 0 | 0 | 0 | 0 | 0 | 0 | 0 | 0
2016-11-20 18:00 | 0 | 0 | 0 | 0 | 0 | 517917.8806 | 405059 | 0 | 0 | 0 | 0 | 1456691.4732 | 3014603.9717 | 0 | 0 | 0 | 0 | 0 | 0 | 0 | 0 | 0 | 0 | 0 | 0 | 0 | 0 | 0 | 0 | 112858.8806 | 0 | 0 | 0 | 0 | 0 | 0 | 0 | 0 | 0 | 0 | 0 | 0 | 0 | 0 | 0 | 0
2016-11-20 19:00 | 0 | 0 | 0 | 0 | 163431.6227 | 498738.5952 | 402637 | 0 | 0 | 0 | 0 | 1716224.6911 | 3014603.9717 | 0 | 0 | 0 | 0 | 0 | 0 | 0 | 0 | 0 | 0 | 0 | 0 | 0 | 0 | 0 | 0 | 259533.218 | 0 | 0 | 0 | 0 | 0 | 0 | 0 | 0 | 0 | 0 | 0 | 0 | 0 | 0 | 0 | 0
2016-11-20 20:00 | 0 | 0 | 0 | 0 | 0 | 495952.3214 | 402846 | 0 | 0 | 0 | 0 | 1809331.0126 | 3014603.9717 | 0 | 0 | 0 | 0 | 0 | 0 | 0 | 0 | 0 | 0 | 0 | 0 | 0 | 0 | 0 | 0 | 93106.3214 | 0 | 0 | 0 | 0 | 0 | 0 | 0 | 0 | 0 | 0 | 0 | 0 | 0 | 0 | 0 | 0
2016-11-20 21:00 | 0 | 0 | 0 | 0 | 0 | 478898.0703 | 409160 | 0 | 0 | 0 | 0 | 1879069.0828 | 3014603.9717 | 0 | 0 | 0 | 0 | 0 | 0 | 0 | 0 | 0 | 0 | 0 | 0 | 0 | 0 | 0 | 0 | 69738.0703 | 0 | 0 | 0 | 0 | 0 | 0 | 0 | 0 | 0 | 0 | 0 | 0 | 0 | 0 | 0 | 0
2016-11-20 22:00 | 0 | 0 | 0 | 0 | 0 | 389889.7034 | 426655 | 0 | 0 | 0 | 0 | 1842303.7862 | 3014603.9717 | 0 | 0 | 0 | 0 | 0 | 0 | 0 | 0 | 0 | 0 | 0 | 0 | 0 | 0 | 0 | 0 | -36765.2966 | 0 | 0 | 0 | 0 | 0 | 0 | 0 | 0 | 0 | 0 | 0 | 0 | 0 | 0 | 0 | 0
2016-11-20 23:00 | 0 | 0 | 0 | 0 | 409240.1483 | 143181.2395 | 444859 | 0 | 0 | 0 | 0 | 1935499.696 | 3028970.4497 | 0 | 0 | 0 | 0 | 0 | 0 | 0 | 0 | 0 | 0 | 0 | 0 | 0 | 0 | 0 | 0 | 93195.9098 | 14366.478 | 0 | 0 | 0 | 0 | 0 | 0 | 0 | 0 | 0 | 0 | 0 | 0 | 0 | 0 | 0
2016-11-21 | 0 | 0 | 0 | 0 | 185306.8636 | 7894.9184 | 452735 | 0 | 0 | 0 | 0 | 1675966.478 | 3028970.4497 | 0 | 0 | 0 | 0 | 0 | 0 | 0 | 0 | 0 | 0 | 0 | 0 | 0 | 0 | 0 | 0 | -259533.218 | 0 | 0 | 0 | 0 | 0 | 0 | 0 | 0 | 0 | 0 | 0 | 0 | 0 | 0 | 0 | 0
2016-11-21 01:00 | 0 | 0 | 0 | 0 | 555664.6839 | 0 | 453663 | 0 | 0 | 0 | 0 | 1777968.162 | 3028970.4497 | 0 | 0 | 0 | 0 | 0 | 0 | 0 | 0 | 0 | 0 | 0 | 0 | 0 | 0 | 0 | 0 | 102001.6839 | 0 | 0 | 0 | 0 | 0 | 0 | 0 | 0 | 0 | 0 | 0 | 0 | 0 | 0 | 0 | 0
2016-11-21 02:00 | 0 | 0 | 0 | 0 | 184681.782 | 0 | 444215 | 0 | 0 | 0 | 0 | 1518434.944 | 3028970.4497 | 0 | 0 | 0 | 0 | 0 | 0 | 0 | 0 | 0 | 0 | 0 | 0 | 0 | 0 | 0 | 0 | -259533.218 | 0 | 0 | 0 | 0 | 0 | 0 | 0 | 0 | 0 | 0 | 0 | 0 | 0 | 0 | 0 | 0
2016-11-21 03:00 | 0 | 0 | 0 | 0 | 551221.5584 | 0 | 429663 | 0 | 0 | 0 | 0 | 1639993.5024 | 3028970.4497 | 0 | 0 | 0 | 0 | 0 | 0 | 0 | 0 | 0 | 0 | 0 | 0 | 0 | 0 | 0 | 0 | 121558.5584 | 0 | 0 | 0 | 0 | 0 | 0 | 0 | 0 | 0 | 0 | 0 | 0 | 0 | 0 | 0 | 0
2016-11-21 04:00 | 0 | 0 | 0 | 0 | 152554.782 | 0 | 412088 | 0 | 0 | 0 | 0 | 1380460.2845 | 3028970.4497 | 0 | 0 | 0 | 0 | 0 | 0 | 0 | 0 | 0 | 0 | 0 | 0 | 0 | 0 | 0 | 0 | -259533.218 | 0 | 0 | 0 | 0 | 0 | 0 | 0 | 0 | 0 | 0 | 0 | 0 | 0 | 0 | 0 | 0
2016-11-21 05:00 | 0 | 0 | 0 | 0 | 523895.2234 | 0 | 396983 | 0 | 0 | 0 | 0 | 1493006.0299 | 3043336.9277 | 0 | 0 | 0 | 0 | 0 | 0 | 0 | 0 | 0 | 0 | 0 | 0 | 0 | 0 | 0 | 0 | 112545.7454 | 14366.478 | 0 | 0 | 0 | 0 | 0 | 0 | 0 | 0 | 0 | 0 | 0 | 0 | 0 | 0 | 0
2016-11-21 06:00 | 0 | 0 | 0 | 0 | 127133.782 | 0 | 386667 | 0 | 0 | 0 | 0 | 1233472.8119 | 3043336.9277 | 0 | 0 | 0 | 0 | 0 | 0 | 0 | 0 | 0 | 0 | 0 | 0 | 0 | 0 | 0 | 0 | -259533.218 | 0 | 0 | 0 | 0 | 0 | 0 | 0 | 0 | 0 | 0 | 0 | 0 | 0 | 0 | 0 | 0
2016-11-21 07:00 | 0 | 0 | 0 | 0 | 475383.7711 | 0 | 381643 | 0 | 0 | 0 | 0 | 1327213.583 | 3043336.9277 | 0 | 0 | 0 | 0 | 0 | 0 | 0 | 0 | 0 | 0 | 0 | 0 | 0 | 0 | 0 | 0 | 93740.7711 | 0 | 0 | 0 | 0 | 0 | 0 | 0 | 0 | 0 | 0 | 0 | 0 | 0 | 0 | 0 | 0
2016-11-21 08:00 | 0 | 0 | 0 | 0 | 456569.4225 | 0 | 380988 | 0 | 0 | 0 | 0 | 1402795.0055 | 3043336.9277 | 0 | 0 | 0 | 0 | 0 | 0 | 0 | 0 | 0 | 0 | 0 | 0 | 0 | 0 | 0 | 0 | 75581.4225 | 0 | 0 | 0 | 0 | 0 | 0 | 0 | 0 | 0 | 0 | 0 | 0 | 0 | 0 | 0 | 0
2016-11-21 09:00 | 0 | 0 | 0 | 0 | 426931.9058 | 0 | 385774 | 0 | 0 | 0 | 0 | 1443952.9113 | 3043336.9277 | 0 | 0 | 0 | 0 | 0 | 0 | 0 | 0 | 0 | 0 | 0 | 0 | 0 | 0 | 0 | 0 | 41157.9058 | 0 | 0 | 0 | 0 | 0 | 0 | 0 | 0 | 0 | 0 | 0 | 0 | 0 | 0 | 0 | 0
2016-11-21 10:00 | 0 | 0 | 0 | 0 | 155716.26 | 0 | 400883 | 0 | 0 | 0 | 0 | 1184419.6933 | 3057703.4057 | 0 | 0 | 0 | 0 | 0 | 0 | 0 | 0 | 0 | 0 | 0 | 0 | 0 | 0 | 0 | 0 | -259533.218 | 14366.478 | 0 | 0 | 0 | 0 | 0 | 0 | 0 | 0 | 0 | 0 | 0 | 0 | 0 | 0 | 0
2016-11-21 11:00 | 0 | 0 | 0 | 0 | 387517.8214 | 0 | 433200 | 0 | 0 | 0 | 0 | 1138737.5147 | 3057703.4057 | 0 | 0 | 0 | 0 | 0 | 0 | 0 | 0 | 0 | 0 | 0 | 0 | 0 | 0 | 0 | 0 | -45682.1786 | 0 | 0 | 0 | 0 | 0 | 0 | 0 | 0 | 0 | 0 | 0 | 0 | 0 | 0 | 0 | 0
2016-11-21 12:00 | 0 | 0 | 0 | 0 | 394580.9645 | 0 | 460210 | 0 | 0 | 0 | 0 | 1073108.4792 | 3057703.4057 | 0 | 0 | 0 | 0 | 0 | 0 | 0 | 0 | 0 | 0 | 0 | 0 | 0 | 0 | 0 | 0 | -65629.0355 | 0 | 0 | 0 | 0 | 0 | 0 | 0 | 0 | 0 | 0 | 0 | 0 | 0 | 0 | 0 | 0
2016-11-21 13:00 | 0 | 0 | 0 | 0 | 404606.9806 | 18.5326 | 470429 | 0 | 0 | 0 | 0 | 1007304.9924 | 3057703.4057 | 0 | 0 | 0 | 0 | 0 | 0 | 0 | 0 | 0 | 0 | 0 | 0 | 0 | 0 | 0 | 0 | -65803.4869 | 0 | 0 | 0 | 0 | 0 | 0 | 0 | 0 | 0 | 0 | 0 | 0 | 0 | 0 | 0 | 0
2016-11-21 14:00 | 0 | 0 | 0 | 0 | 352103.5111 | 49164.6507 | 469601 | 0 | 0 | 0 | 0 | 924605.6762 | 3072069.8837 | 0 | 0 | 0 | 0 | 0 | 0 | 0 | 0 | 0 | 0 | 0 | 0 | 0 | 0 | 0 | 0 | -82699.3162 | 14366.478 | 0 | 0 | 0 | 0 | 0 | 0 | 0 | 0 | 0 | 0 | 0 | 0 | 0 | 0 | 0
2016-11-21 15:00 | 0 | 0 | 0 | 0 | 278894.0089 | 167461.0959 | 464608 | 0 | 0 | 0 | 0 | 891986.3031 | 3086436.3616 | 0 | 0 | 0 | 0 | 0 | 0 | 0 | 0 | 0 | 0 | 0 | 0 | 0 | 0 | 0 | 0 | -32619.3731 | 14366.478 | 0 | 0 | 0 | 0 | 0 | 0 | 0 | 0 | 0 | 0 | 0 | 0 | 0 | 0 | 0
2016-11-21 16:00 | 0 | 0 | 0 | 0 | 0 | 280781.4385 | 457689 | 0 | 0 | 0 | 0 | 715078.7416 | 3086436.3616 | 0 | 0 | 0 | 0 | 0 | 0 | 0 | 0 | 0 | 0 | 0 | 0 | 0 | 0 | 0 | 0 | -176907.5615 | 0 | 0 | 0 | 0 | 0 | 0 | 0 | 0 | 0 | 0 | 0 | 0 | 0 | 0 | 0 | 0
2016-11-21 17:00 | 0 | 0 | 0 | 0 | 323101.8729 | 353532.8694 | 450508 | 0 | 0 | 0 | 0 | 917691.1943 | 3086436.3616 | 0 | 0 | 0 | 0 | 0 | 0 | 23514.2896 | 0 | 0 | 0 | 0 | 0 | 0 | 0 | 0 | 0 | 202612.4527 | 0 | 0 | 0 | 0 | 0 | 0 | 0 | 0 | 0 | 23514.2896 | 0 | 0 | 0 | 0 | 0 | 0
2016-11-21 18:00 | 0 | 0 | 0 | 0 | 0 | 379320.3929 | 445167 | 0 | 0 | 0 | 0 | 875358.8768 | 3086436.3616 | 0 | 0 | 0 | 0 | 0 | 0 | 0 | 0 | 0 | 0 | 0 | 0 | 0 | 0 | 0 | 0 | -42332.3175 | 0 | 0 | 0 | 0 | 0 | 0 | 0 | 0 | 0 | -23514.2896 | 0 | 0 | 0 | 0 | 0 | 0
2016-11-21 19:00 | 0 | 0 | 0 | 0 | 0 | 376934.0134 | 440899 | 0 | 0 | 0 | 0 | 811393.8902 | 3086436.3616 | 0 | 0 | 0 | 0 | 0 | 0 | 0 | 0 | 0 | 0 | 0 | 0 | 0 | 0 | 0 | 0 | -63964.9866 | 0 | 0 | 0 | 0 | 0 | 0 | 0 | 0 | 0 | 0 | 0 | 0 | 0 | 0 | 0 | 0
2016-11-21 20:00 | 0 | 0 | 0 | 0 | 364143.9537 | 358554.5539 | 439651 | 0 | 0 | 0 | 0 | 1070927.1081 | 3086436.3616 | 0 | 0 | 0 | 0 | 0 | 0 | 23514.2896 | 0 | 0 | 0 | 0 | 0 | 0 | 0 | 0 | 0 | 259533.218 | 0 | 0 | 0 | 0 | 0 | 0 | 0 | 0 | 0 | 23514.2896 | 0 | 0 | 0 | 0 | 0 | 0
2016-11-21 21:00 | 0 | 0 | 0 | 0 | 0 | 328339.1363 | 444452 | 0 | 0 | 0 | 0 | 978328.534 | 3086436.3616 | 0 | 0 | 0 | 0 | 0 | 0 | 0 | 0 | 0 | 0 | 0 | 0 | 0 | 0 | 0 | 0 | -92598.5741 | 0 | 0 | 0 | 0 | 0 | 0 | 0 | 0 | 0 | -23514.2896 | 0 | 0 | 0 | 0 | 0 | 0
2016-11-21 22:00 | 0 | 0 | 0 | 0 | 0 | 272754.2194 | 462555 | 0 | 0 | 0 | 0 | 774161.2755 | 3100802.8396 | 0 | 0 | 0 | 0 | 0 | 0 | 0 | 0 | 0 | 0 | 0 | 0 | 0 | 0 | 0 | 0 | -204167.2586 | 14366.478 | 0 | 0 | 0 | 0 | 0 | 0 | 0 | 0 | 0 | 0 | 0 | 0 | 0 | 0 | 0
2016-11-21 23:00 | 0 | 0 | 0 | 0 | 564942.7081 | 173584.5099 | 478994 | 0 | 0 | 0 | 0 | 1033694.4934 | 3100802.8396 | 0 | 0 | 0 | 0 | 0 | 0 | 0 | 0 | 0 | 0 | 0 | 0 | 0 | 0 | 0 | 0 | 259533.218 | 0 | 0 | 0 | 0 | 0 | 0 | 0 | 0 | 0 | 0 | 0 | 0 | 0 | 0 | 0 | 0
2016-11-22 | 0 | 0 | 0 | 0 | 211841.1472 | 13868.6349 | 485243 | 0 | 0 | 0 | 0 | 774161.2755 | 3100802.8396 | 0 | 0 | 0 | 0 | 0 | 0 | 0 | 0 | 0 | 0 | 0 | 0 | 0 | 0 | 0 | 0 | -259533.218 | 0 | 0 | 0 | 0 | 0 | 0 | 0 | 0 | 0 | 0 | 0 | 0 | 0 | 0 | 0 | 0
2016-11-22 01:00 | 0 | 0 | 0 | 0 | 336870.1215 | 0 | 484328 | 0 | 0 | 0 | 0 | 626703.397 | 3100802.8396 | 0 | 0 | 0 | 0 | 0 | 0 | 0 | 0 | 0 | 0 | 0 | 0 | 0 | 0 | 0 | 0 | -147457.8785 | 0 | 0 | 0 | 0 | 0 | 0 | 0 | 0 | 0 | 0 | 0 | 0 | 0 | 0 | 0 | 0
2016-11-22 02:00 | 0 | 0 | 0 | 0 | 718541.4405 | 0 | 472096 | 0 | 0 | 0 | 0 | 873148.8374 | 3100802.8396 | 0 | 0 | 0 | 0 | 0 | 0 | 0 | 0 | 0 | 0 | 0 | 0 | 0 | 0 | 0 | 0 | 246445.4405 | 0 | 0 | 0 | 0 | 0 | 0 | 0 | 0 | 0 | 0 | 0 | 0 | 0 | 0 | 0 | 0
2016-11-22 03:00 | 0 | 0 | 0 | 0 | 192000.782 | 0 | 451534 | 0 | 0 | 0 | 0 | 613615.6195 | 3100802.8396 | 0 | 0 | 0 | 0 | 0 | 0 | 0 | 0 | 0 | 0 | 0 | 0 | 0 | 0 | 0 | 0 | -259533.218 | 0 | 0 | 0 | 0 | 0 | 0 | 0 | 0 | 0 | 0 | 0 | 0 | 0 | 0 | 0 | 0
2016-11-22 04:00 | 0 | 0 | 0 | 0 | 690365.7639 | 0 | 430349 | 0 | 0 | 0 | 0 | 859265.9053 | 3115169.3176 | 0 | 0 | 0 | 0 | 0 | 0 | 0 | 0 | 0 | 0 | 0 | 0 | 0 | 0 | 0 | 0 | 245650.2859 | 14366.478 | 0 | 0 | 0 | 0 | 0 | 0 | 0 | 0 | 0 | 0 | 0 | 0 | 0 | 0 | 0
2016-11-22 05:00 | 0 | 0 | 0 | 0 | 679331.9937 | 0 | 411026 | 0 | 0 | 0 | 0 | 1118799.1233 | 3115169.3176 | 0 | 0 | 0 | 0 | 0 | 0 | 8772.7757 | 0 | 0 | 0 | 0 | 0 | 0 | 0 | 0 | 0 | 259533.218 | 0 | 0 | 0 | 0 | 0 | 0 | 0 | 0 | 0 | 8772.7757 | 0 | 0 | 0 | 0 | 0 | 0
2016-11-22 06:00 | 0 | 0 | 0 | 0 | 129874.0063 | 0 | 398180 | 0 | 0 | 0 | 0 | 859265.9053 | 3115169.3176 | 0 | 0 | 0 | 0 | 0 | 0 | 0 | 0 | 0 | 0 | 0 | 0 | 0 | 0 | 0 | 0 | -259533.218 | 0 | 0 | 0 | 0 | 0 | 0 | 0 | 0 | 0 | -8772.7757 | 0 | 0 | 0 | 0 | 0 | 0
2016-11-22 07:00 | 0 | 0 | 0 | 0 | 130637.782 | 0 | 390171 | 0 | 0 | 0 | 0 | 599732.6874 | 3115169.3176 | 0 | 0 | 0 | 0 | 0 | 0 | 0 | 0 | 0 | 0 | 0 | 0 | 0 | 0 | 0 | 0 | -259533.218 | 0 | 0 | 0 | 0 | 0 | 0 | 0 | 0 | 0 | 0 | 0 | 0 | 0 | 0 | 0 | 0
2016-11-22 08:00 | 0 | 0 | 0 | 0 | 641154.1609 | 0 | 387592 | 0 | 0 | 0 | 0 | 853294.8483 | 3115169.3176 | 0 | 0 | 0 | 0 | 0 | 0 | 0 | 0 | 0 | 0 | 0 | 0 | 0 | 0 | 0 | 0 | 253562.1609 | 0 | 0 | 0 | 0 | 0 | 0 | 0 | 0 | 0 | 0 | 0 | 0 | 0 | 0 | 0 | 0
2016-11-22 09:00 | 0 | 0 | 0 | 0 | 132377.782 | 0 | 391911 | 0 | 0 | 0 | 0 | 593761.6303 | 3115169.3176 | 0 | 0 | 0 | 0 | 0 | 0 | 0 | 0 | 0 | 0 | 0 | 0 | 0 | 0 | 0 | 0 | -259533.218 | 0 | 0 | 0 | 0 | 0 | 0 | 0 | 0 | 0 | 0 | 0 | 0 | 0 | 0 | 0 | 0
2016-11-22 10:00 | 0 | 0 | 0 | 0 | 159809.26 | 0 | 404976 | 0 | 0 | 0 | 0 | 334228.4124 | 3129535.7956 | 0 | 0 | 0 | 0 | 0 | 0 | 0 | 0 | 0 | 0 | 0 | 0 | 0 | 0 | 0 | 0 | -259533.218 | 14366.478 | 0 | 0 | 0 | 0 | 0 | 0 | 0 | 0 | 0 | 0 | 0 | 0 | 0 | 0 | 0
2016-11-22 11:00 | 0 | 0 | 0 | 0 | 618440.0236 | 0 | 433602 | 0 | 0 | 0 | 0 | 519066.4359 | 3129535.7956 | 0 | 0 | 0 | 0 | 0 | 0 | 0 | 0 | 0 | 0 | 0 | 0 | 0 | 0 | 0 | 0 | 184838.0236 | 0 | 0 | 0 | 0 | 0 | 0 | 0 | 0 | 0 | 0 | 0 | 0 | 0 | 0 | 0 | 0
2016-11-22 12:00 | 0 | 0 | 0 | 0 | 197946.782 | 0 | 457480 | 0 | 0 | 0 | 0 | 259533.218 | 3129535.7956 | 0 | 0 | 0 | 0 | 0 | 0 | 0 | 0 | 0 | 0 | 0 | 0 | 0 | 0 | 0 | 0 | -259533.218 | 0 | 0 | 0 | 0 | 0 | 0 | 0 | 0 | 0 | 0 | 0 | 0 | 0 | 0 | 0 | 0
2016-11-22 13:00 | 0 | 0 | 0 | 0 | 206509.7263 | 0.055701 | 466043 | 0 | 0 | 0 | 0 | 0 | 3129535.7956 | 0 | 0 | 0 | 0 | 0 | 0 | 0 | 0 | 0 | 0 | 0 | 0 | 0 | 0 | 0 | 0 | -259533.218 | 0 | 0 | 0 | 0 | 0 | 0 | 0 | 0 | 0 | 0 | 0 | 0 | 0 | 0 | 0 | 0
2016-11-22 14:00 | 0 | 0 | 0 | 0 | 534994.6358 | 73635.4215 | 464785 | 0 | 0 | 0 | 0 | 143845.0573 | 3129535.7956 | 0 | 0 | 0 | 0 | 0 | 0 | 0 | 0 | 0 | 0 | 0 | 0 | 0 | 0 | 0 | 0 | 143845.0573 | 0 | 0 | 0 | 0 | 0 | 0 | 0 | 0 | 0 | 0 | 0 | 0 | 0 | 0 | 0 | 0
2016-11-22 15:00 | 0 | 0 | 0 | 0 | 275383.0056 | 444892.2124 | 460742 | 0 | 0 | 0 | 0 | 403378.2752 | 3129535.7956 | 0 | 0 | 0 | 0 | 0 | 0 | 0 | 0 | 0 | 0 | 0 | 0 | 0 | 0 | 0 | 0 | 259533.218 | 0 | 0 | 0 | 0 | 0 | 0 | 0 | 0 | 0 | 0 | 0 | 0 | 0 | 0 | 0 | 0
2016-11-22 16:00 | 0 | 0 | 0 | 0 | 124706.2236 | 604024.4724 | 454831 | 0 | 0 | 0 | 0 | 662911.4932 | 3143902.2736 | 0 | 0 | 0 | 0 | 0 | 0 | 0 | 0 | 0 | 0 | 0 | 0 | 0 | 0 | 0 | 0 | 259533.218 | 14366.478 | 0 | 0 | 0 | 0 | 0 | 0 | 0 | 0 | 0 | 0 | 0 | 0 | 0 | 0 | 0
2016-11-22 17:00 | 0 | 0 | 0 | 0 | 0 | 616960.3895 | 447871 | 0 | 0 | 0 | 0 | 832000.8827 | 3143902.2736 | 0 | 0 | 0 | 0 | 0 | 0 | 0 | 0 | 0 | 0 | 0 | 0 | 0 | 0 | 0 | 0 | 169089.3895 | 0 | 0 | 0 | 0 | 0 | 0 | 0 | 0 | 0 | 0 | 0 | 0 | 0 | 0 | 0 | 0
2016-11-22 18:00 | 0 | 0 | 0 | 0 | 0 | 577120.3281 | 444399 | 0 | 0 | 0 | 0 | 964722.2107 | 3143902.2736 | 0 | 0 | 0 | 0 | 0 | 0 | 0 | 0 | 0 | 0 | 0 | 0 | 0 | 0 | 0 | 0 | 132721.3281 | 0 | 0 | 0 | 0 | 0 | 0 | 0 | 0 | 0 | 0 | 0 | 0 | 0 | 0 | 0 | 0
2016-11-22 19:00 | 0 | 0 | 0 | 0 | 144489.8999 | 556754.3181 | 441711 | 0 | 0 | 0 | 0 | 1224255.4287 | 3143902.2736 | 0 | 0 | 0 | 0 | 0 | 0 | 0 | 0 | 0 | 0 | 0 | 0 | 0 | 0 | 0 | 0 | 259533.218 | 0 | 0 | 0 | 0 | 0 | 0 | 0 | 0 | 0 | 0 | 0 | 0 | 0 | 0 | 0 | 0
2016-11-22 20:00 | 0 | 0 | 0 | 0 | 0 | 563909.7098 | 440798 | 0 | 0 | 0 | 0 | 1333000.6605 | 3158268.7515 | 0 | 0 | 0 | 0 | 0 | 0 | 0 | 0 | 0 | 0 | 0 | 0 | 0 | 0 | 0 | 0 | 108745.2318 | 14366.478 | 0 | 0 | 0 | 0 | 0 | 0 | 0 | 0 | 0 | 0 | 0 | 0 | 0 | 0 | 0
2016-11-22 21:00 | 0 | 0 | 0 | 0 | 123568.0563 | 581893.1617 | 445928 | 0 | 0 | 0 | 0 | 1592533.8784 | 3158268.7515 | 0 | 0 | 0 | 0 | 0 | 0 | 0 | 0 | 0 | 0 | 0 | 0 | 0 | 0 | 0 | 0 | 259533.218 | 0 | 0 | 0 | 0 | 0 | 0 | 0 | 0 | 0 | 0 | 0 | 0 | 0 | 0 | 0 | 0
2016-11-22 22:00 | 0 | 0 | 0 | 0 | 0 | 540130.9758 | 461392 | 0 | 0 | 0 | 0 | 1671272.8542 | 3158268.7515 | 0 | 0 | 0 | 0 | 0 | 0 | 0 | 0 | 0 | 0 | 0 | 0 | 0 | 0 | 0 | 0 | 78738.9758 | 0 | 0 | 0 | 0 | 0 | 0 | 0 | 0 | 0 | 0 | 0 | 0 | 0 | 0 | 0 | 0
2016-11-22 23:00 | 0 | 0 | 0 | 0 | 0 | 259959.8165 | 474383 | 0 | 0 | 0 | 0 | 1456849.6707 | 3158268.7515 | 0 | 0 | 0 | 0 | 0 | 0 | 0 | 0 | 0 | 0 | 0 | 0 | 0 | 0 | 0 | 0 | -214423.1835 | 0 | 0 | 0 | 0 | 0 | 0 | 0 | 0 | 0 | 0 | 0 | 0 | 0 | 0 | 0 | 0
2016-11-23 | 0 | 0 | 0 | 0 | 582794.5493 | 6603.8141 | 478166 | 0 | 0 | 0 | 0 | 1568082.0342 | 3158268.7515 | 0 | 0 | 0 | 0 | 0 | 0 | 0 | 0 | 0 | 0 | 0 | 0 | 0 | 0 | 0 | 0 | 111232.3634 | 0 | 0 | 0 | 0 | 0 | 0 | 0 | 0 | 0 | 0 | 0 | 0 | 0 | 0 | 0 | 0
2016-11-23 01:00 | 0 | 0 | 0 | 0 | 230822.26 | 0 | 475989 | 0 | 0 | 0 | 0 | 1308548.8162 | 3172635.2295 | 0 | 0 | 0 | 0 | 0 | 0 | 0 | 0 | 0 | 0 | 0 | 0 | 0 | 0 | 0 | 0 | -259533.218 | 14366.478 | 0 | 0 | 0 | 0 | 0 | 0 | 0 | 0 | 0 | 0 | 0 | 0 | 0 | 0 | 0
2016-11-23 02:00 | 0 | 0 | 0 | 0 | 535618.6093 | 0 | 464330 | 0 | 0 | 0 | 0 | 1379837.4255 | 3172635.2295 | 0 | 0 | 0 | 0 | 0 | 0 | 0 | 0 | 0 | 0 | 0 | 0 | 0 | 0 | 0 | 0 | 71288.6093 | 0 | 0 | 0 | 0 | 0 | 0 | 0 | 0 | 0 | 0 | 0 | 0 | 0 | 0 | 0 | 0
2016-11-23 03:00 | 0 | 0 | 0 | 0 | 186203.782 | 0 | 445737 | 0 | 0 | 0 | 0 | 1120304.2075 | 3172635.2295 | 0 | 0 | 0 | 0 | 0 | 0 | 0 | 0 | 0 | 0 | 0 | 0 | 0 | 0 | 0 | 0 | -259533.218 | 0 | 0 | 0 | 0 | 0 | 0 | 0 | 0 | 0 | 0 | 0 | 0 | 0 | 0 | 0 | 0
2016-11-23 04:00 | 0 | 0 | 0 | 0 | 511247.9444 | 0 | 424766 | 0 | 0 | 0 | 0 | 1206786.1519 | 3172635.2295 | 0 | 0 | 0 | 0 | 0 | 0 | 0 | 0 | 0 | 0 | 0 | 0 | 0 | 0 | 0 | 0 | 86481.9444 | 0 | 0 | 0 | 0 | 0 | 0 | 0 | 0 | 0 | 0 | 0 | 0 | 0 | 0 | 0 | 0
2016-11-23 05:00 | 0 | 0 | 0 | 0 | 145915.782 | 0 | 405449 | 0 | 0 | 0 | 0 | 947252.9339 | 3172635.2295 | 0 | 0 | 0 | 0 | 0 | 0 | 0 | 0 | 0 | 0 | 0 | 0 | 0 | 0 | 0 | 0 | -259533.218 | 0 | 0 | 0 | 0 | 0 | 0 | 0 | 0 | 0 | 0 | 0 | 0 | 0 | 0 | 0 | 0
2016-11-23 06:00 | 0 | 0 | 0 | 0 | 498272.2805 | 0 | 391023 | 0 | 0 | 0 | 0 | 1040135.7365 | 3187001.7075 | 0 | 0 | 0 | 0 | 0 | 0 | 0 | 0 | 0 | 0 | 0 | 0 | 0 | 0 | 0 | 0 | 92882.8025 | 14366.478 | 0 | 0 | 0 | 0 | 0 | 0 | 0 | 0 | 0 | 0 | 0 | 0 | 0 | 0 | 0
2016-11-23 07:00 | 0 | 0 | 0 | 0 | 122169.782 | 0 | 381703 | 0 | 0 | 0 | 0 | 780602.5185 | 3187001.7075 | 0 | 0 | 0 | 0 | 0 | 0 | 0 | 0 | 0 | 0 | 0 | 0 | 0 | 0 | 0 | 0 | -259533.218 | 0 | 0 | 0 | 0 | 0 | 0 | 0 | 0 | 0 | 0 | 0 | 0 | 0 | 0 | 0 | 0
2016-11-23 08:00 | 0 | 0 | 0 | 0 | 484239.116 | 0 | 377086 | 0 | 0 | 0 | 0 | 887755.6345 | 3187001.7075 | 0 | 0 | 0 | 0 | 0 | 0 | 0 | 0 | 0 | 0 | 0 | 0 | 0 | 0 | 0 | 0 | 107153.116 | 0 | 0 | 0 | 0 | 0 | 0 | 0 | 0 | 0 | 0 | 0 | 0 | 0 | 0 | 0 | 0
2016-11-23 09:00 | 0 | 0 | 0 | 0 | 118645.782 | 0 | 378179 | 0 | 0 | 0 | 0 | 628222.4165 | 3187001.7075 | 0 | 0 | 0 | 0 | 0 | 0 | 0 | 0 | 0 | 0 | 0 | 0 | 0 | 0 | 0 | 0 | -259533.218 | 0 | 0 | 0 | 0 | 0 | 0 | 0 | 0 | 0 | 0 | 0 | 0 | 0 | 0 | 0 | 0
2016-11-23 10:00 | 0 | 0 | 0 | 0 | 453971.9646 | 0 | 387805 | 0 | 0 | 0 | 0 | 694389.3811 | 3187001.7075 | 0 | 0 | 0 | 0 | 0 | 0 | 0 | 0 | 0 | 0 | 0 | 0 | 0 | 0 | 0 | 0 | 66166.9646 | 0 | 0 | 0 | 0 | 0 | 0 | 0 | 0 | 0 | 0 | 0 | 0 | 0 | 0 | 0 | 0
2016-11-23 11:00 | 0 | 0 | 0 | 0 | 439314.0272 | 0 | 410565 | 0 | 0 | 0 | 0 | 708771.9304 | 3201368.1855 | 0 | 0 | 0 | 0 | 0 | 0 | 0 | 0 | 0 | 0 | 0 | 0 | 0 | 0 | 0 | 0 | 14382.5493 | 14366.478 | 0 | 0 | 0 | 0 | 0 | 0 | 0 | 0 | 0 | 0 | 0 | 0 | 0 | 0 | 0
2016-11-23 12:00 | 0 | 0 | 0 | 0 | 420940.275 | 0 | 432308 | 0 | 0 | 0 | 0 | 697404.2054 | 3201368.1855 | 0 | 0 | 0 | 0 | 0 | 0 | 0 | 0 | 0 | 0 | 0 | 0 | 0 | 0 | 0 | 0 | -11367.725 | 0 | 0 | 0 | 0 | 0 | 0 | 0 | 0 | 0 | 0 | 0 | 0 | 0 | 0 | 0 | 0
2016-11-23 13:00 | 0 | 0 | 0 | 0 | 199862.1819 | 11.0781 | 445040 | 0 | 0 | 0 | 0 | 437870.9874 | 3215734.6635 | 0 | 0 | 0 | 0 | 0 | 0 | 0 | 0 | 0 | 0 | 0 | 0 | 0 | 0 | 0 | 0 | -259533.218 | 14366.478 | 0 | 0 | 0 | 0 | 0 | 0 | 0 | 0 | 0 | 0 | 0 | 0 | 0 | 0 | 0
2016-11-23 14:00 | 0 | 0 | 0 | 0 | 298681.5242 | 162565.2434 | 450014 | 0 | 0 | 0 | 0 | 434737.277 | 3230101.1414 | 0 | 0 | 0 | 0 | 0 | 0 | 0 | 0 | 0 | 0 | 0 | 0 | 0 | 0 | 0 | 0 | -3133.7104 | 14366.478 | 0 | 0 | 0 | 0 | 0 | 0 | 0 | 0 | 0 | 0 | 0 | 0 | 0 | 0 | 0
2016-11-23 15:00 | 0 | 0 | 0 | 0 | 0 | 497311.1876 | 451262 | 0 | 0 | 0 | 0 | 480786.4646 | 3230101.1414 | 0 | 0 | 0 | 0 | 0 | 0 | 0 | 0 | 0 | 0 | 0 | 0 | 0 | 0 | 0 | 0 | 46049.1876 | 0 | 0 | 0 | 0 | 0 | 0 | 0 | 0 | 0 | 0 | 0 | 0 | 0 | 0 | 0 | 0
2016-11-23 16:00 | 0 | 0 | 0 | 0 | 93732.6827 | 614305.5353 | 448505 | 0 | 0 | 0 | 0 | 740319.6826 | 3230101.1414 | 0 | 0 | 0 | 0 | 0 | 0 | 0 | 0 | 0 | 0 | 0 | 0 | 0 | 0 | 0 | 0 | 259533.218 | 0 | 0 | 0 | 0 | 0 | 0 | 0 | 0 | 0 | 0 | 0 | 0 | 0 | 0 | 0 | 0
2016-11-23 17:00 | 0 | 0 | 0 | 0 | 0 | 620719.78 | 443676 | 0 | 0 | 0 | 0 | 902996.9846 | 3244467.6194 | 0 | 0 | 0 | 0 | 0 | 0 | 0 | 0 | 0 | 0 | 0 | 0 | 0 | 0 | 0 | 0 | 162677.302 | 14366.478 | 0 | 0 | 0 | 0 | 0 | 0 | 0 | 0 | 0 | 0 | 0 | 0 | 0 | 0 | 0
2016-11-23 18:00 | 0 | 0 | 0 | 0 | 0 | 590440.5763 | 439557 | 0 | 0 | 0 | 0 | 1053880.5608 | 3244467.6194 | 0 | 0 | 0 | 0 | 0 | 0 | 0 | 0 | 0 | 0 | 0 | 0 | 0 | 0 | 0 | 0 | 150883.5763 | 0 | 0 | 0 | 0 | 0 | 0 | 0 | 0 | 0 | 0 | 0 | 0 | 0 | 0 | 0 | 0
2016-11-23 19:00 | 0 | 0 | 0 | 0 | 119338.549 | 577258.6689 | 437064 | 0 | 0 | 0 | 0 | 1313413.7788 | 3244467.6194 | 0 | 0 | 0 | 0 | 0 | 0 | 0 | 0 | 0 | 0 | 0 | 0 | 0 | 0 | 0 | 0 | 259533.218 | 0 | 0 | 0 | 0 | 0 | 0 | 0 | 0 | 0 | 0 | 0 | 0 | 0 | 0 | 0 | 0
2016-11-23 20:00 | 0 | 0 | 0 | 0 | 0 | 595410.8127 | 435214 | 0 | 0 | 0 | 0 | 1459244.1135 | 3258834.0974 | 0 | 0 | 0 | 0 | 0 | 0 | 0 | 0 | 0 | 0 | 0 | 0 | 0 | 0 | 0 | 0 | 145830.3347 | 14366.478 | 0 | 0 | 0 | 0 | 0 | 0 | 0 | 0 | 0 | 0 | 0 | 0 | 0 | 0 | 0
2016-11-23 21:00 | 0 | 0 | 0 | 0 | 0 | 627287.9826 | 438616 | 0 | 0 | 0 | 0 | 1647916.096 | 3258834.0974 | 0 | 0 | 0 | 0 | 0 | 0 | 0 | 0 | 0 | 0 | 0 | 0 | 0 | 0 | 0 | 0 | 188671.9826 | 0 | 0 | 0 | 0 | 0 | 0 | 0 | 0 | 0 | 0 | 0 | 0 | 0 | 0 | 0 | 0
2016-11-23 22:00 | 0 | 0 | 0 | 0 | 0 | 586543.1109 | 450517 | 0 | 0 | 0 | 0 | 1783942.207 | 3258834.0974 | 0 | 0 | 0 | 0 | 0 | 0 | 0 | 0 | 0 | 0 | 0 | 0 | 0 | 0 | 0 | 0 | 136026.1109 | 0 | 0 | 0 | 0 | 0 | 0 | 0 | 0 | 0 | 0 | 0 | 0 | 0 | 0 | 0 | 0
2016-11-23 23:00 | 0 | 0 | 0 | 0 | 256731.3821 | 269054.2252 | 457499 | 0 | 0 | 0 | 0 | 1852228.8143 | 3258834.0974 | 0 | 0 | 0 | 0 | 0 | 0 | 0 | 0 | 0 | 0 | 0 | 0 | 0 | 0 | 0 | 0 | 68286.6074 | 0 | 0 | 0 | 0 | 0 | 0 | 0 | 0 | 0 | 0 | 0 | 0 | 0 | 0 | 0 | 0
2016-11-24 | 0 | 0 | 0 | 0 | 192663.4566 | 19688.8034 | 457519 | 0 | 0 | 0 | 0 | 1592695.5964 | 3273200.5754 | 0 | 0 | 0 | 0 | 0 | 0 | 0 | 0 | 0 | 0 | 0 | 0 | 0 | 0 | 0 | 0 | -259533.218 | 14366.478 | 0 | 0 | 0 | 0 | 0 | 0 | 0 | 0 | 0 | 0 | 0 | 0 | 0 | 0 | 0
2016-11-24 01:00 | 0 | 0 | 0 | 0 | 322928.4109 | 0 | 452882 | 0 | 0 | 0 | 0 | 1462742.0073 | 3273200.5754 | 0 | 0 | 0 | 0 | 0 | 0 | 0 | 0 | 0 | 0 | 0 | 0 | 0 | 0 | 0 | 0 | -129953.5891 | 0 | 0 | 0 | 0 | 0 | 0 | 0 | 0 | 0 | 0 | 0 | 0 | 0 | 0 | 0 | 0
2016-11-24 02:00 | 0 | 0 | 0 | 0 | 180921.782 | 0 | 440455 | 0 | 0 | 0 | 0 | 1203208.7893 | 3273200.5754 | 0 | 0 | 0 | 0 | 0 | 0 | 0 | 0 | 0 | 0 | 0 | 0 | 0 | 0 | 0 | 0 | -259533.218 | 0 | 0 | 0 | 0 | 0 | 0 | 0 | 0 | 0 | 0 | 0 | 0 | 0 | 0 | 0 | 0
2016-11-24 03:00 | 0 | 0 | 0 | 0 | 378934.6114 | 0 | 422019 | 0 | 0 | 0 | 0 | 1160124.4007 | 3273200.5754 | 0 | 0 | 0 | 0 | 0 | 0 | 0 | 0 | 0 | 0 | 0 | 0 | 0 | 0 | 0 | 0 | -43084.3886 | 0 | 0 | 0 | 0 | 0 | 0 | 0 | 0 | 0 | 0 | 0 | 0 | 0 | 0 | 0 | 0
2016-11-24 04:00 | 0 | 0 | 0 | 0 | 155270.26 | 0 | 400437 | 0 | 0 | 0 | 0 | 900591.1828 | 3287567.0534 | 0 | 0 | 0 | 0 | 0 | 0 | 0 | 0 | 0 | 0 | 0 | 0 | 0 | 0 | 0 | 0 | -259533.218 | 14366.478 | 0 | 0 | 0 | 0 | 0 | 0 | 0 | 0 | 0 | 0 | 0 | 0 | 0 | 0 | 0
2016-11-24 05:00 | 0 | 0 | 0 | 0 | 400295.0278 | 0 | 378621 | 0 | 0 | 0 | 0 | 922265.2106 | 3287567.0534 | 0 | 0 | 0 | 0 | 0 | 0 | 0 | 0 | 0 | 0 | 0 | 0 | 0 | 0 | 0 | 0 | 21674.0278 | 0 | 0 | 0 | 0 | 0 | 0 | 0 | 0 | 0 | 0 | 0 | 0 | 0 | 0 | 0 | 0
2016-11-24 06:00 | 0 | 0 | 0 | 0 | 101836.782 | 0 | 361370 | 0 | 0 | 0 | 0 | 662731.9926 | 3287567.0534 | 0 | 0 | 0 | 0 | 0 | 0 | 0 | 0 | 0 | 0 | 0 | 0 | 0 | 0 | 0 | 0 | -259533.218 | 0 | 0 | 0 | 0 | 0 | 0 | 0 | 0 | 0 | 0 | 0 | 0 | 0 | 0 | 0 | 0
2016-11-24 07:00 | 0 | 0 | 0 | 0 | 391748.864 | 0 | 349616 | 0 | 0 | 0 | 0 | 704864.8566 | 3287567.0534 | 0 | 0 | 0 | 0 | 0 | 0 | 0 | 0 | 0 | 0 | 0 | 0 | 0 | 0 | 0 | 0 | 42132.864 | 0 | 0 | 0 | 0 | 0 | 0 | 0 | 0 | 0 | 0 | 0 | 0 | 0 | 0 | 0 | 0
2016-11-24 08:00 | 0 | 0 | 0 | 0 | 97071.26 | 0 | 342238 | 0 | 0 | 0 | 0 | 445331.6387 | 3301933.5314 | 0 | 0 | 0 | 0 | 0 | 0 | 0 | 0 | 0 | 0 | 0 | 0 | 0 | 0 | 0 | 0 | -259533.218 | 14366.478 | 0 | 0 | 0 | 0 | 0 | 0 | 0 | 0 | 0 | 0 | 0 | 0 | 0 | 0 | 0
2016-11-24 09:00 | 0 | 0 | 0 | 0 | 382331.3579 | 0 | 339265 | 0 | 0 | 0 | 0 | 488397.9966 | 3301933.5314 | 0 | 0 | 0 | 0 | 0 | 0 | 0 | 0 | 0 | 0 | 0 | 0 | 0 | 0 | 0 | 0 | 43066.3579 | 0 | 0 | 0 | 0 | 0 | 0 | 0 | 0 | 0 | 0 | 0 | 0 | 0 | 0 | 0 | 0
2016-11-24 10:00 | 0 | 0 | 0 | 0 | 81844.782 | 0 | 341378 | 0 | 0 | 0 | 0 | 228864.7786 | 3301933.5314 | 0 | 0 | 0 | 0 | 0 | 0 | 0 | 0 | 0 | 0 | 0 | 0 | 0 | 0 | 0 | 0 | -259533.218 | 0 | 0 | 0 | 0 | 0 | 0 | 0 | 0 | 0 | 0 | 0 | 0 | 0 | 0 | 0 | 0
2016-11-24 11:00 | 0 | 0 | 0 | 0 | 380240.6835 | 0 | 349184 | 0 | 0 | 0 | 0 | 259921.4621 | 3301933.5314 | 0 | 0 | 0 | 0 | 0 | 0 | 0 | 0 | 0 | 0 | 0 | 0 | 0 | 0 | 0 | 0 | 31056.6835 | 0 | 0 | 0 | 0 | 0 | 0 | 0 | 0 | 0 | 0 | 0 | 0 | 0 | 0 | 0 | 0
2016-11-24 12:00 | 0 | 0 | 0 | 0 | 380652.4064 | 0 | 360350 | 0 | 0 | 0 | 0 | 265857.3906 | 3316300.0093 | 0 | 0 | 0 | 0 | 0 | 0 | 0 | 0 | 0 | 0 | 0 | 0 | 0 | 0 | 0 | 0 | 5935.9284 | 14366.478 | 0 | 0 | 0 | 0 | 0 | 0 | 0 | 0 | 0 | 0 | 0 | 0 | 0 | 0 | 0
2016-11-24 13:00 | 0 | 0 | 0 | 0 | 378949.7148 | 8.3862 | 378419 | 0 | 0 | 0 | 0 | 266396.4915 | 3316300.0093 | 0 | 0 | 0 | 0 | 0 | 0 | 0 | 0 | 0 | 0 | 0 | 0 | 0 | 0 | 0 | 0 | 539.101 | 0 | 0 | 0 | 0 | 0 | 0 | 0 | 0 | 0 | 0 | 0 | 0 | 0 | 0 | 0 | 0
2016-11-24 14:00 | 0 | 0 | 0 | 0 | 26690.0913 | 125274.1687 | 397131 | 0 | 0 | 0 | 0 | 6863.2736 | 3330666.4873 | 0 | 0 | 0 | 0 | 0 | 0 | 0 | 0 | 0 | 0 | 0 | 0 | 0 | 0 | 0 | 0 | -259533.218 | 14366.478 | 0 | 0 | 0 | 0 | 0 | 0 | 0 | 0 | 0 | 0 | 0 | 0 | 0 | 0 | 0
2016-11-24 15:00 | 0 | 0 | 0 | 0 | 199358.1995 | 470634.0185 | 410459 | 0 | 0 | 0 | 0 | 266396.4915 | 3330666.4873 | 0 | 0 | 0 | 0 | 0 | 0 | 0 | 0 | 0 | 0 | 0 | 0 | 0 | 0 | 0 | 0 | 259533.218 | 0 | 0 | 0 | 0 | 0 | 0 | 0 | 0 | 0 | 0 | 0 | 0 | 0 | 0 | 0 | 0
2016-11-24 16:00 | 0 | 0 | 0 | 0 | 0 | 621095.3334 | 417634 | 0 | 0 | 0 | 0 | 469857.825 | 3330666.4873 | 0 | 0 | 0 | 0 | 0 | 0 | 0 | 0 | 0 | 0 | 0 | 0 | 0 | 0 | 0 | 0 | 203461.3334 | 0 | 0 | 0 | 0 | 0 | 0 | 0 | 0 | 0 | 0 | 0 | 0 | 0 | 0 | 0 | 0
2016-11-24 17:00 | 0 | 0 | 0 | 0 | 65446.7236 | 622827.9723 | 414375 | 0 | 0 | 0 | 0 | 729391.043 | 3345032.9653 | 0 | 0 | 0 | 0 | 0 | 0 | 0 | 0 | 0 | 0 | 0 | 0 | 0 | 0 | 0 | 0 | 259533.218 | 14366.478 | 0 | 0 | 0 | 0 | 0 | 0 | 0 | 0 | 0 | 0 | 0 | 0 | 0 | 0 | 0
2016-11-24 18:00 | 0 | 0 | 0 | 0 | 72869.4321 | 591018.7859 | 404355 | 0 | 0 | 0 | 0 | 988924.2609 | 3345032.9653 | 0 | 0 | 0 | 0 | 0 | 0 | 0 | 0 | 0 | 0 | 0 | 0 | 0 | 0 | 0 | 0 | 259533.218 | 0 | 0 | 0 | 0 | 0 | 0 | 0 | 0 | 0 | 0 | 0 | 0 | 0 | 0 | 0 | 0
2016-11-24 19:00 | 0 | 0 | 0 | 0 | 0 | 574487.1891 | 395055 | 0 | 0 | 0 | 0 | 1153989.972 | 3359399.4433 | 0 | 0 | 0 | 0 | 0 | 0 | 0 | 0 | 0 | 0 | 0 | 0 | 0 | 0 | 0 | 0 | 165065.7111 | 14366.478 | 0 | 0 | 0 | 0 | 0 | 0 | 0 | 0 | 0 | 0 | 0 | 0 | 0 | 0 | 0
2016-11-24 20:00 | 0 | 0 | 0 | 0 | 58898.3674 | 587582.8506 | 386948 | 0 | 0 | 0 | 0 | 1413523.19 | 3359399.4433 | 0 | 0 | 0 | 0 | 0 | 0 | 0 | 0 | 0 | 0 | 0 | 0 | 0 | 0 | 0 | 0 | 259533.218 | 0 | 0 | 0 | 0 | 0 | 0 | 0 | 0 | 0 | 0 | 0 | 0 | 0 | 0 | 0 | 0
2016-11-24 21:00 | 0 | 0 | 0 | 0 | 35132.5989 | 605458.619 | 381058 | 0 | 0 | 0 | 0 | 1673056.408 | 3359399.4433 | 0 | 0 | 0 | 0 | 0 | 0 | 0 | 0 | 0 | 0 | 0 | 0 | 0 | 0 | 0 | 0 | 259533.218 | 0 | 0 | 0 | 0 | 0 | 0 | 0 | 0 | 0 | 0 | 0 | 0 | 0 | 0 | 0 | 0
2016-11-24 22:00 | 0 | 0 | 0 | 0 | 0 | 560992.77 | 380683 | 0 | 0 | 0 | 0 | 1853366.178 | 3359399.4433 | 0 | 0 | 0 | 0 | 0 | 0 | 0 | 0 | 0 | 0 | 0 | 0 | 0 | 0 | 0 | 0 | 180309.77 | 0 | 0 | 0 | 0 | 0 | 0 | 0 | 0 | 0 | 0 | 0 | 0 | 0 | 0 | 0 | 0
2016-11-24 23:00 | 0 | 0 | 0 | 0 | 0 | 255925.876 | 383072 | 0 | 0 | 0 | 0 | 1726220.0539 | 3359399.4433 | 0 | 0 | 0 | 0 | 0 | 0 | 0 | 0 | 0 | 0 | 0 | 0 | 0 | 0 | 0 | 0 | -127146.124 | 0 | 0 | 0 | 0 | 0 | 0 | 0 | 0 | 0 | 0 | 0 | 0 | 0 | 0 | 0 | 0
2016-11-25 | 0 | 0 | 0 | 0 | 131243.8586 | 6727.4014 | 383138 | 0 | 0 | 0 | 0 | 1466686.836 | 3373765.9213 | 0 | 0 | 0 | 0 | 0 | 0 | 0 | 0 | 0 | 0 | 0 | 0 | 0 | 0 | 0 | 0 | -259533.218 | 14366.478 | 0 | 0 | 0 | 0 | 0 | 0 | 0 | 0 | 0 | 0 | 0 | 0 | 0 | 0 | 0
2016-11-25 01:00 | 0 | 0 | 0 | 0 | 456393.4558 | 0 | 382911 | 0 | 0 | 0 | 0 | 1540169.2918 | 3373765.9213 | 0 | 0 | 0 | 0 | 0 | 0 | 0 | 0 | 0 | 0 | 0 | 0 | 0 | 0 | 0 | 0 | 73482.4558 | 0 | 0 | 0 | 0 | 0 | 0 | 0 | 0 | 0 | 0 | 0 | 0 | 0 | 0 | 0 | 0
2016-11-25 02:00 | 0 | 0 | 0 | 0 | 118124.782 | 0 | 377658 | 0 | 0 | 0 | 0 | 1280636.0738 | 3373765.9213 | 0 | 0 | 0 | 0 | 0 | 0 | 0 | 0 | 0 | 0 | 0 | 0 | 0 | 0 | 0 | 0 | -259533.218 | 0 | 0 | 0 | 0 | 0 | 0 | 0 | 0 | 0 | 0 | 0 | 0 | 0 | 0 | 0 | 0
2016-11-25 03:00 | 0 | 0 | 0 | 0 | 110309.782 | 0 | 369843 | 0 | 0 | 0 | 0 | 1021102.8558 | 3373765.9213 | 0 | 0 | 0 | 0 | 0 | 0 | 0 | 0 | 0 | 0 | 0 | 0 | 0 | 0 | 0 | 0 | -259533.218 | 0 | 0 | 0 | 0 | 0 | 0 | 0 | 0 | 0 | 0 | 0 | 0 | 0 | 0 | 0 | 0
2016-11-25 04:00 | 0 | 0 | 0 | 0 | 491225.2896 | 0 | 358662 | 0 | 0 | 0 | 0 | 1139299.6674 | 3388132.3992 | 0 | 0 | 0 | 0 | 0 | 0 | 0 | 0 | 0 | 0 | 0 | 0 | 0 | 0 | 0 | 0 | 118196.8116 | 14366.478 | 0 | 0 | 0 | 0 | 0 | 0 | 0 | 0 | 0 | 0 | 0 | 0 | 0 | 0 | 0
2016-11-25 05:00 | 0 | 0 | 0 | 0 | 87093.782 | 0 | 346627 | 0 | 0 | 0 | 0 | 879766.4494 | 3388132.3992 | 0 | 0 | 0 | 0 | 0 | 0 | 0 | 0 | 0 | 0 | 0 | 0 | 0 | 0 | 0 | 0 | -259533.218 | 0 | 0 | 0 | 0 | 0 | 0 | 0 | 0 | 0 | 0 | 0 | 0 | 0 | 0 | 0 | 0
2016-11-25 06:00 | 0 | 0 | 0 | 0 | 76776.782 | 0 | 336310 | 0 | 0 | 0 | 0 | 620233.2315 | 3388132.3992 | 0 | 0 | 0 | 0 | 0 | 0 | 0 | 0 | 0 | 0 | 0 | 0 | 0 | 0 | 0 | 0 | -259533.218 | 0 | 0 | 0 | 0 | 0 | 0 | 0 | 0 | 0 | 0 | 0 | 0 | 0 | 0 | 0 | 0
2016-11-25 07:00 | 0 | 0 | 0 | 0 | 521420.7524 | 0 | 328607 | 0 | 0 | 0 | 0 | 813046.9839 | 3388132.3992 | 0 | 0 | 0 | 0 | 0 | 0 | 0 | 0 | 0 | 0 | 0 | 0 | 0 | 0 | 0 | 0 | 192813.7524 | 0 | 0 | 0 | 0 | 0 | 0 | 0 | 0 | 0 | 0 | 0 | 0 | 0 | 0 | 0 | 0
2016-11-25 08:00 | 0 | 0 | 0 | 0 | 79924.26 | 0 | 325091 | 0 | 0 | 0 | 0 | 553513.7659 | 3402498.8772 | 0 | 0 | 0 | 0 | 0 | 0 | 0 | 0 | 0 | 0 | 0 | 0 | 0 | 0 | 0 | 0 | -259533.218 | 14366.478 | 0 | 0 | 0 | 0 | 0 | 0 | 0 | 0 | 0 | 0 | 0 | 0 | 0 | 0 | 0
2016-11-25 09:00 | 0 | 0 | 0 | 0 | 66977.782 | 0 | 326511 | 0 | 0 | 0 | 0 | 293980.5479 | 3402498.8772 | 0 | 0 | 0 | 0 | 0 | 0 | 0 | 0 | 0 | 0 | 0 | 0 | 0 | 0 | 0 | 0 | -259533.218 | 0 | 0 | 0 | 0 | 0 | 0 | 0 | 0 | 0 | 0 | 0 | 0 | 0 | 0 | 0 | 0
2016-11-25 10:00 | 0 | 0 | 0 | 0 | 497949.6666 | 0 | 331977 | 0 | 0 | 0 | 0 | 459953.2145 | 3402498.8772 | 0 | 0 | 0 | 0 | 0 | 0 | 0 | 0 | 0 | 0 | 0 | 0 | 0 | 0 | 0 | 0 | 165972.6666 | 0 | 0 | 0 | 0 | 0 | 0 | 0 | 0 | 0 | 0 | 0 | 0 | 0 | 0 | 0 | 0
2016-11-25 11:00 | 0 | 0 | 0 | 0 | 83795.782 | 0 | 343329 | 0 | 0 | 0 | 0 | 200419.9965 | 3402498.8772 | 0 | 0 | 0 | 0 | 0 | 0 | 0 | 0 | 0 | 0 | 0 | 0 | 0 | 0 | 0 | 0 | -259533.218 | 0 | 0 | 0 | 0 | 0 | 0 | 0 | 0 | 0 | 0 | 0 | 0 | 0 | 0 | 0 | 0
2016-11-25 12:00 | 0 | 0 | 0 | 0 | 474746.5823 | 0 | 357486 | 0 | 0 | 0 | 0 | 303314.1009 | 3416865.3552 | 0 | 0 | 0 | 0 | 0 | 0 | 0 | 0 | 0 | 0 | 0 | 0 | 0 | 0 | 0 | 0 | 102894.1043 | 14366.478 | 0 | 0 | 0 | 0 | 0 | 0 | 0 | 0 | 0 | 0 | 0 | 0 | 0 | 0 | 0
2016-11-25 13:00 | 0 | 0 | 0 | 0 | 462349.1739 | 0.31267 | 371226 | 0 | 0 | 0 | 0 | 394437.5875 | 3416865.3552 | 0 | 0 | 0 | 0 | 0 | 0 | 0 | 0 | 0 | 0 | 0 | 0 | 0 | 0 | 0 | 0 | 91123.4866 | 0 | 0 | 0 | 0 | 0 | 0 | 0 | 0 | 0 | 0 | 0 | 0 | 0 | 0 | 0 | 0
2016-11-25 14:00 | 0 | 0 | 0 | 0 | 40345.2833 | 113927.5437 | 383890 | 0 | 0 | 0 | 0 | 150453.9365 | 3431231.8332 | 0 | 0 | 0 | 0 | 0 | 0 | 0 | 0 | 0 | 0 | 0 | 0 | 0 | 0 | 0 | 0 | -243983.651 | 14366.478 | 0 | 0 | 0 | 0 | 0 | 0 | 0 | 0 | 0 | 0 | 0 | 0 | 0 | 0 | 0
2016-11-25 15:00 | 0 | 0 | 0 | 0 | 148369.852 | 502734.3659 | 391571 | 0 | 0 | 0 | 0 | 409987.1545 | 3431231.8332 | 0 | 0 | 0 | 0 | 0 | 0 | 0 | 0 | 0 | 0 | 0 | 0 | 0 | 0 | 0 | 0 | 259533.218 | 0 | 0 | 0 | 0 | 0 | 0 | 0 | 0 | 0 | 0 | 0 | 0 | 0 | 0 | 0 | 0
2016-11-25 16:00 | 0 | 0 | 0 | 0 | 41163.8174 | 628115.8785 | 395380 | 0 | 0 | 0 | 0 | 669520.3724 | 3445598.3112 | 0 | 0 | 0 | 0 | 0 | 0 | 0 | 0 | 0 | 0 | 0 | 0 | 0 | 0 | 0 | 0 | 259533.218 | 14366.478 | 0 | 0 | 0 | 0 | 0 | 0 | 0 | 0 | 0 | 0 | 0 | 0 | 0 | 0 | 0
2016-11-25 17:00 | 0 | 0 | 0 | 0 | 65213.6062 | 605003.0898 | 396317 | 0 | 0 | 0 | 0 | 929053.5904 | 3459964.7892 | 0 | 0 | 0 | 0 | 0 | 0 | 0 | 0 | 0 | 0 | 0 | 0 | 0 | 0 | 0 | 0 | 259533.218 | 14366.478 | 0 | 0 | 0 | 0 | 0 | 0 | 0 | 0 | 0 | 0 | 0 | 0 | 0 | 0 | 0
2016-11-25 18:00 | 0 | 0 | 0 | 0 | 77857.7209 | 576086.4971 | 394411 | 0 | 0 | 0 | 0 | 1188586.8084 | 3459964.7892 | 0 | 0 | 0 | 0 | 0 | 0 | 0 | 0 | 0 | 0 | 0 | 0 | 0 | 0 | 0 | 0 | 259533.218 | 0 | 0 | 0 | 0 | 0 | 0 | 0 | 0 | 0 | 0 | 0 | 0 | 0 | 0 | 0 | 0
2016-11-25 19:00 | 0 | 0 | 0 | 0 | 0 | 558677.131 | 392762 | 0 | 0 | 0 | 0 | 1340135.4614 | 3474331.2671 | 0 | 0 | 0 | 0 | 0 | 0 | 0 | 0 | 0 | 0 | 0 | 0 | 0 | 0 | 0 | 0 | 151548.653 | 14366.478 | 0 | 0 | 0 | 0 | 0 | 0 | 0 | 0 | 0 | 0 | 0 | 0 | 0 | 0 | 0
2016-11-25 20:00 | 0 | 0 | 0 | 0 | 0 | 565244.1958 | 391901 | 0 | 0 | 0 | 0 | 1513478.6572 | 3474331.2671 | 0 | 0 | 0 | 0 | 0 | 0 | 0 | 0 | 0 | 0 | 0 | 0 | 0 | 0 | 0 | 0 | 173343.1958 | 0 | 0 | 0 | 0 | 0 | 0 | 0 | 0 | 0 | 0 | 0 | 0 | 0 | 0 | 0 | 0
2016-11-25 21:00 | 0 | 0 | 0 | 0 | 0 | 576741.6126 | 396044 | 0 | 0 | 0 | 0 | 1694176.2699 | 3474331.2671 | 0 | 0 | 0 | 0 | 0 | 0 | 0 | 0 | 0 | 0 | 0 | 0 | 0 | 0 | 0 | 0 | 180697.6126 | 0 | 0 | 0 | 0 | 0 | 0 | 0 | 0 | 0 | 0 | 0 | 0 | 0 | 0 | 0 | 0
2016-11-25 22:00 | 0 | 0 | 0 | 0 | 0 | 521941.4967 | 406896 | 0 | 0 | 0 | 0 | 1809221.7666 | 3474331.2671 | 0 | 0 | 0 | 0 | 0 | 0 | 0 | 0 | 0 | 0 | 0 | 0 | 0 | 0 | 0 | 0 | 115045.4967 | 0 | 0 | 0 | 0 | 0 | 0 | 0 | 0 | 0 | 0 | 0 | 0 | 0 | 0 | 0 | 0
2016-11-25 23:00 | 0 | 0 | 0 | 0 | 0 | 203724.9586 | 416199 | 0 | 0 | 0 | 0 | 1596747.7252 | 3474331.2671 | 0 | 0 | 0 | 0 | 0 | 0 | 0 | 0 | 0 | 0 | 0 | 0 | 0 | 0 | 0 | 0 | -212474.0414 | 0 | 0 | 0 | 0 | 0 | 0 | 0 | 0 | 0 | 0 | 0 | 0 | 0 | 0 | 0 | 0
2016-11-26 | 0 | 0 | 0 | 0 | 553111.7207 | 5312.6943 | 418426 | 0 | 0 | 0 | 0 | 1722379.6622 | 3488697.7451 | 0 | 0 | 0 | 0 | 0 | 0 | 0 | 0 | 0 | 0 | 0 | 0 | 0 | 0 | 0 | 0 | 125631.937 | 14366.478 | 0 | 0 | 0 | 0 | 0 | 0 | 0 | 0 | 0 | 0 | 0 | 0 | 0 | 0 | 0
2016-11-26 01:00 | 0 | 0 | 0 | 0 | 156286.782 | 0 | 415820 | 0 | 0 | 0 | 0 | 1462846.4442 | 3488697.7451 | 0 | 0 | 0 | 0 | 0 | 0 | 0 | 0 | 0 | 0 | 0 | 0 | 0 | 0 | 0 | 0 | -259533.218 | 0 | 0 | 0 | 0 | 0 | 0 | 0 | 0 | 0 | 0 | 0 | 0 | 0 | 0 | 0 | 0
2016-11-26 02:00 | 0 | 0 | 0 | 0 | 147538.782 | 0 | 407072 | 0 | 0 | 0 | 0 | 1203313.2262 | 3488697.7451 | 0 | 0 | 0 | 0 | 0 | 0 | 0 | 0 | 0 | 0 | 0 | 0 | 0 | 0 | 0 | 0 | -259533.218 | 0 | 0 | 0 | 0 | 0 | 0 | 0 | 0 | 0 | 0 | 0 | 0 | 0 | 0 | 0 | 0
2016-11-26 03:00 | 0 | 0 | 0 | 0 | 134062.782 | 0 | 393596 | 0 | 0 | 0 | 0 | 943780.0083 | 3488697.7451 | 0 | 0 | 0 | 0 | 0 | 0 | 0 | 0 | 0 | 0 | 0 | 0 | 0 | 0 | 0 | 0 | -259533.218 | 0 | 0 | 0 | 0 | 0 | 0 | 0 | 0 | 0 | 0 | 0 | 0 | 0 | 0 | 0 | 0
2016-11-26 04:00 | 0 | 0 | 0 | 0 | 652595.6959 | 0 | 378696 | 0 | 0 | 0 | 0 | 1203313.2262 | 3503064.2231 | 0 | 0 | 0 | 0 | 0 | 0 | 0 | 0 | 0 | 0 | 0 | 0 | 0 | 0 | 0 | 0 | 259533.218 | 14366.478 | 0 | 0 | 0 | 0 | 0 | 0 | 0 | 0 | 0 | 0 | 0 | 0 | 0 | 0 | 0
2016-11-26 05:00 | 0 | 0 | 0 | 0 | 102397.782 | 0 | 361931 | 0 | 0 | 0 | 0 | 943780.0083 | 3503064.2231 | 0 | 0 | 0 | 0 | 0 | 0 | 0 | 0 | 0 | 0 | 0 | 0 | 0 | 0 | 0 | 0 | -259533.218 | 0 | 0 | 0 | 0 | 0 | 0 | 0 | 0 | 0 | 0 | 0 | 0 | 0 | 0 | 0 | 0
2016-11-26 06:00 | 0 | 0 | 0 | 0 | 608718.218 | 0 | 349185 | 0 | 0 | 0 | 0 | 1203313.2262 | 3503064.2231 | 0 | 0 | 0 | 0 | 0 | 0 | 0 | 0 | 0 | 0 | 0 | 0 | 0 | 0 | 0 | 0 | 259533.218 | 0 | 0 | 0 | 0 | 0 | 0 | 0 | 0 | 0 | 0 | 0 | 0 | 0 | 0 | 0 | 0
2016-11-26 07:00 | 0 | 0 | 0 | 0 | 612883.6064 | 0 | 340395 | 0 | 0 | 0 | 0 | 1462846.4442 | 3516019.6116 | 0 | 0 | 0 | 0 | 0 | 0 | 0 | 0 | 0 | 0 | 0 | 0 | 0 | 0 | 0 | 0 | 259533.218 | 12955.3885 | 0 | 0 | 0 | 0 | 0 | 0 | 0 | 0 | 0 | 0 | 0 | 0 | 0 | 0 | 0
2016-11-26 08:00 | 0 | 0 | 0 | 0 | 90330.26 | 0 | 335497 | 0 | 0 | 0 | 0 | 1203313.2262 | 3530386.0896 | 0 | 0 | 0 | 0 | 0 | 0 | 0 | 0 | 0 | 0 | 0 | 0 | 0 | 0 | 0 | 0 | -259533.218 | 14366.478 | 0 | 0 | 0 | 0 | 0 | 0 | 0 | 0 | 0 | 0 | 0 | 0 | 0 | 0 | 0
2016-11-26 09:00 | 0 | 0 | 0 | 0 | 75223.782 | 0 | 334757 | 0 | 0 | 0 | 0 | 943780.0083 | 3530386.0896 | 0 | 0 | 0 | 0 | 0 | 0 | 0 | 0 | 0 | 0 | 0 | 0 | 0 | 0 | 0 | 0 | -259533.218 | 0 | 0 | 0 | 0 | 0 | 0 | 0 | 0 | 0 | 0 | 0 | 0 | 0 | 0 | 0 | 0
2016-11-26 10:00 | 0 | 0 | 0 | 0 | 560271.1347 | 0 | 339519 | 0 | 0 | 0 | 0 | 1164532.143 | 3530386.0896 | 0 | 0 | 0 | 0 | 0 | 0 | 0 | 0 | 0 | 0 | 0 | 0 | 0 | 0 | 0 | 0 | 220752.1347 | 0 | 0 | 0 | 0 | 0 | 0 | 0 | 0 | 0 | 0 | 0 | 0 | 0 | 0 | 0 | 0
2016-11-26 11:00 | 0 | 0 | 0 | 0 | 89281.782 | 0 | 348815 | 0 | 0 | 0 | 0 | 904998.925 | 3530386.0896 | 0 | 0 | 0 | 0 | 0 | 0 | 0 | 0 | 0 | 0 | 0 | 0 | 0 | 0 | 0 | 0 | -259533.218 | 0 | 0 | 0 | 0 | 0 | 0 | 0 | 0 | 0 | 0 | 0 | 0 | 0 | 0 | 0 | 0
2016-11-26 12:00 | 0 | 0 | 0 | 0 | 116243.26 | 0 | 361410 | 0 | 0 | 0 | 0 | 645465.707 | 3544752.5675 | 0 | 0 | 0 | 0 | 0 | 0 | 0 | 0 | 0 | 0 | 0 | 0 | 0 | 0 | 0 | 0 | -259533.218 | 14366.478 | 0 | 0 | 0 | 0 | 0 | 0 | 0 | 0 | 0 | 0 | 0 | 0 | 0 | 0 | 0
2016-11-26 13:00 | 0 | 0 | 0 | 0 | 494563.8891 | 0 | 375765 | 0 | 0 | 0 | 0 | 764264.5961 | 3544752.5675 | 0 | 0 | 0 | 0 | 0 | 0 | 0 | 0 | 0 | 0 | 0 | 0 | 0 | 0 | 0 | 0 | 118798.8891 | 0 | 0 | 0 | 0 | 0 | 0 | 0 | 0 | 0 | 0 | 0 | 0 | 0 | 0 | 0 | 0
2016-11-26 14:00 | 0 | 0 | 0 | 0 | 98061.3754 | 46494.8846 | 389723 | 0 | 0 | 0 | 0 | 504731.3781 | 3559119.0455 | 0 | 0 | 0 | 0 | 0 | 0 | 0 | 0 | 0 | 0 | 0 | 0 | 0 | 0 | 0 | 0 | -259533.218 | 14366.478 | 0 | 0 | 0 | 0 | 0 | 0 | 0 | 0 | 0 | 0 | 0 | 0 | 0 | 0 | 0
2016-11-26 15:00 | 0 | 0 | 0 | 0 | 235071.4624 | 415817.5504 | 397906 | 0 | 0 | 0 | 0 | 757714.3909 | 3559119.0455 | 0 | 0 | 0 | 0 | 0 | 0 | 0 | 0 | 0 | 0 | 0 | 0 | 0 | 0 | 0 | 0 | 252983.0128 | 0 | 0 | 0 | 0 | 0 | 0 | 0 | 0 | 0 | 0 | 0 | 0 | 0 | 0 | 0 | 0
2016-11-26 16:00 | 0 | 0 | 0 | 0 | 112431.989 | 547529.2289 | 400428 | 0 | 0 | 0 | 0 | 1017247.6089 | 3559119.0455 | 0 | 0 | 0 | 0 | 0 | 0 | 0 | 0 | 0 | 0 | 0 | 0 | 0 | 0 | 0 | 0 | 259533.218 | 0 | 0 | 0 | 0 | 0 | 0 | 0 | 0 | 0 | 0 | 0 | 0 | 0 | 0 | 0 | 0
2016-11-26 17:00 | 0 | 0 | 0 | 0 | 0 | 544566.5593 | 398878 | 0 | 0 | 0 | 0 | 1148569.6902 | 3573485.5235 | 0 | 0 | 0 | 0 | 0 | 0 | 0 | 0 | 0 | 0 | 0 | 0 | 0 | 0 | 0 | 0 | 131322.0813 | 14366.478 | 0 | 0 | 0 | 0 | 0 | 0 | 0 | 0 | 0 | 0 | 0 | 0 | 0 | 0 | 0
2016-11-26 18:00 | 0 | 0 | 0 | 0 | 0 | 506985.8704 | 394611 | 0 | 0 | 0 | 0 | 1260944.5606 | 3573485.5235 | 0 | 0 | 0 | 0 | 0 | 0 | 0 | 0 | 0 | 0 | 0 | 0 | 0 | 0 | 0 | 0 | 112374.8704 | 0 | 0 | 0 | 0 | 0 | 0 | 0 | 0 | 0 | 0 | 0 | 0 | 0 | 0 | 0 | 0
2016-11-26 19:00 | 0 | 0 | 0 | 0 | 0 | 482616.8848 | 390173 | 0 | 0 | 0 | 0 | 1353388.4454 | 3573485.5235 | 0 | 0 | 0 | 0 | 0 | 0 | 0 | 0 | 0 | 0 | 0 | 0 | 0 | 0 | 0 | 0 | 92443.8848 | 0 | 0 | 0 | 0 | 0 | 0 | 0 | 0 | 0 | 0 | 0 | 0 | 0 | 0 | 0 | 0
2016-11-26 20:00 | 0 | 0 | 0 | 0 | 189281.4831 | 472469.2128 | 387851 | 0 | 0 | 0 | 0 | 1612921.6634 | 3587852.0015 | 0 | 0 | 0 | 0 | 0 | 0 | 0 | 0 | 0 | 0 | 0 | 0 | 0 | 0 | 0 | 0 | 259533.218 | 14366.478 | 0 | 0 | 0 | 0 | 0 | 0 | 0 | 0 | 0 | 0 | 0 | 0 | 0 | 0 | 0
2016-11-26 21:00 | 0 | 0 | 0 | 0 | 0 | 463351.3775 | 393039 | 0 | 0 | 0 | 0 | 1683234.0408 | 3587852.0015 | 0 | 0 | 0 | 0 | 0 | 0 | 0 | 0 | 0 | 0 | 0 | 0 | 0 | 0 | 0 | 0 | 70312.3775 | 0 | 0 | 0 | 0 | 0 | 0 | 0 | 0 | 0 | 0 | 0 | 0 | 0 | 0 | 0 | 0
2016-11-26 22:00 | 0 | 0 | 0 | 0 | 0 | 381025.5518 | 407750 | 0 | 0 | 0 | 0 | 1656509.5927 | 3587852.0015 | 0 | 0 | 0 | 0 | 0 | 0 | 0 | 0 | 0 | 0 | 0 | 0 | 0 | 0 | 0 | 0 | -26724.4482 | 0 | 0 | 0 | 0 | 0 | 0 | 0 | 0 | 0 | 0 | 0 | 0 | 0 | 0 | 0 | 0
2016-11-26 23:00 | 0 | 0 | 0 | 0 | 366983.7629 | 159451.548 | 422463 | 0 | 0 | 0 | 0 | 1746115.4256 | 3602218.4795 | 0 | 0 | 0 | 0 | 0 | 0 | 0 | 0 | 0 | 0 | 0 | 0 | 0 | 0 | 0 | 0 | 89605.8329 | 14366.478 | 0 | 0 | 0 | 0 | 0 | 0 | 0 | 0 | 0 | 0 | 0 | 0 | 0 | 0 | 0
2016-11-27 | 0 | 0 | 0 | 0 | 166449.7213 | 2205.0607 | 428188 | 0 | 0 | 0 | 0 | 1486582.2076 | 3602218.4795 | 0 | 0 | 0 | 0 | 0 | 0 | 0 | 0 | 0 | 0 | 0 | 0 | 0 | 0 | 0 | 0 | -259533.218 | 0 | 0 | 0 | 0 | 0 | 0 | 0 | 0 | 0 | 0 | 0 | 0 | 0 | 0 | 0 | 0
2016-11-27 01:00 | 0 | 0 | 0 | 0 | 168299.782 | 0 | 427833 | 0 | 0 | 0 | 0 | 1227048.9896 | 3602218.4795 | 0 | 0 | 0 | 0 | 0 | 0 | 0 | 0 | 0 | 0 | 0 | 0 | 0 | 0 | 0 | 0 | -259533.218 | 0 | 0 | 0 | 0 | 0 | 0 | 0 | 0 | 0 | 0 | 0 | 0 | 0 | 0 | 0 | 0
2016-11-27 02:00 | 0 | 0 | 0 | 0 | 554237.4562 | 0 | 420951 | 0 | 0 | 0 | 0 | 1345968.9678 | 3616584.9574 | 0 | 0 | 0 | 0 | 0 | 0 | 0 | 0 | 0 | 0 | 0 | 0 | 0 | 0 | 0 | 0 | 118919.9782 | 14366.478 | 0 | 0 | 0 | 0 | 0 | 0 | 0 | 0 | 0 | 0 | 0 | 0 | 0 | 0 | 0
2016-11-27 03:00 | 0 | 0 | 0 | 0 | 150132.782 | 0 | 409666 | 0 | 0 | 0 | 0 | 1086435.7498 | 3616584.9574 | 0 | 0 | 0 | 0 | 0 | 0 | 0 | 0 | 0 | 0 | 0 | 0 | 0 | 0 | 0 | 0 | -259533.218 | 0 | 0 | 0 | 0 | 0 | 0 | 0 | 0 | 0 | 0 | 0 | 0 | 0 | 0 | 0 | 0
2016-11-27 04:00 | 0 | 0 | 0 | 0 | 135955.782 | 0 | 395489 | 0 | 0 | 0 | 0 | 826902.5319 | 3616584.9574 | 0 | 0 | 0 | 0 | 0 | 0 | 0 | 0 | 0 | 0 | 0 | 0 | 0 | 0 | 0 | 0 | -259533.218 | 0 | 0 | 0 | 0 | 0 | 0 | 0 | 0 | 0 | 0 | 0 | 0 | 0 | 0 | 0 | 0
2016-11-27 05:00 | 0 | 0 | 0 | 0 | 555734.3747 | 0 | 380970 | 0 | 0 | 0 | 0 | 1001666.9066 | 3616584.9574 | 0 | 0 | 0 | 0 | 0 | 0 | 0 | 0 | 0 | 0 | 0 | 0 | 0 | 0 | 0 | 0 | 174764.3747 | 0 | 0 | 0 | 0 | 0 | 0 | 0 | 0 | 0 | 0 | 0 | 0 | 0 | 0 | 0 | 0
2016-11-27 06:00 | 0 | 0 | 0 | 0 | 123547.26 | 0 | 368714 | 0 | 0 | 0 | 0 | 742133.6886 | 3630951.4354 | 0 | 0 | 0 | 0 | 0 | 0 | 0 | 0 | 0 | 0 | 0 | 0 | 0 | 0 | 0 | 0 | -259533.218 | 14366.478 | 0 | 0 | 0 | 0 | 0 | 0 | 0 | 0 | 0 | 0 | 0 | 0 | 0 | 0 | 0
2016-11-27 07:00 | 0 | 0 | 0 | 0 | 510866.937 | 0 | 360779 | 0 | 0 | 0 | 0 | 892221.6256 | 3630951.4354 | 0 | 0 | 0 | 0 | 0 | 0 | 0 | 0 | 0 | 0 | 0 | 0 | 0 | 0 | 0 | 0 | 150087.937 | 0 | 0 | 0 | 0 | 0 | 0 | 0 | 0 | 0 | 0 | 0 | 0 | 0 | 0 | 0 | 0
2016-11-27 08:00 | 0 | 0 | 0 | 0 | 98283.782 | 0 | 357817 | 0 | 0 | 0 | 0 | 632688.4076 | 3630951.4354 | 0 | 0 | 0 | 0 | 0 | 0 | 0 | 0 | 0 | 0 | 0 | 0 | 0 | 0 | 0 | 0 | -259533.218 | 0 | 0 | 0 | 0 | 0 | 0 | 0 | 0 | 0 | 0 | 0 | 0 | 0 | 0 | 0 | 0
2016-11-27 09:00 | 0 | 0 | 0 | 0 | 479990.3845 | 0 | 357740 | 0 | 0 | 0 | 0 | 740572.3141 | 3645317.9134 | 0 | 0 | 0 | 0 | 0 | 0 | 0 | 0 | 0 | 0 | 0 | 0 | 0 | 0 | 0 | 0 | 107883.9065 | 14366.478 | 0 | 0 | 0 | 0 | 0 | 0 | 0 | 0 | 0 | 0 | 0 | 0 | 0 | 0 | 0
2016-11-27 10:00 | 0 | 0 | 0 | 0 | 102763.782 | 0 | 362297 | 0 | 0 | 0 | 0 | 481039.0961 | 3645317.9134 | 0 | 0 | 0 | 0 | 0 | 0 | 0 | 0 | 0 | 0 | 0 | 0 | 0 | 0 | 0 | 0 | -259533.218 | 0 | 0 | 0 | 0 | 0 | 0 | 0 | 0 | 0 | 0 | 0 | 0 | 0 | 0 | 0 | 0
2016-11-27 11:00 | 0 | 0 | 0 | 0 | 531492.5983 | 0 | 371445 | 0 | 0 | 0 | 0 | 641086.6944 | 3645317.9134 | 0 | 0 | 0 | 0 | 0 | 0 | 0 | 0 | 0 | 0 | 0 | 0 | 0 | 0 | 0 | 0 | 160047.5983 | 0 | 0 | 0 | 0 | 0 | 0 | 0 | 0 | 0 | 0 | 0 | 0 | 0 | 0 | 0 | 0
2016-11-27 12:00 | 0 | 0 | 0 | 0 | 562145.5161 | 0 | 383264 | 0 | 0 | 0 | 0 | 805601.7325 | 3659684.3914 | 0 | 0 | 0 | 0 | 0 | 0 | 0 | 0 | 0 | 0 | 0 | 0 | 0 | 0 | 0 | 0 | 164515.0381 | 14366.478 | 0 | 0 | 0 | 0 | 0 | 0 | 0 | 0 | 0 | 0 | 0 | 0 | 0 | 0 | 0
2016-11-27 13:00 | 0 | 0 | 0 | 0 | 135285.782 | 0 | 394819 | 0 | 0 | 0 | 0 | 546068.5145 | 3659684.3914 | 0 | 0 | 0 | 0 | 0 | 0 | 0 | 0 | 0 | 0 | 0 | 0 | 0 | 0 | 0 | 0 | -259533.218 | 0 | 0 | 0 | 0 | 0 | 0 | 0 | 0 | 0 | 0 | 0 | 0 | 0 | 0 | 0 | 0
2016-11-27 14:00 | 0 | 0 | 0 | 0 | 103875.7087 | 37190.0733 | 400599 | 0 | 0 | 0 | 0 | 286535.2966 | 3659684.3914 | 0 | 0 | 0 | 0 | 0 | 0 | 0 | 0 | 0 | 0 | 0 | 0 | 0 | 0 | 0 | 0 | -259533.218 | 0 | 0 | 0 | 0 | 0 | 0 | 0 | 0 | 0 | 0 | 0 | 0 | 0 | 0 | 0 | 0
2016-11-27 15:00 | 0 | 0 | 0 | 0 | 402077.3911 | 258394.8268 | 400939 | 0 | 0 | 0 | 0 | 546068.5145 | 3659684.3914 | 0 | 0 | 0 | 0 | 0 | 0 | 0 | 0 | 0 | 0 | 0 | 0 | 0 | 0 | 0 | 0 | 259533.218 | 0 | 0 | 0 | 0 | 0 | 0 | 0 | 0 | 0 | 0 | 0 | 0 | 0 | 0 | 0 | 0
2016-11-27 16:00 | 0 | 0 | 0 | 0 | 0 | 413639.5618 | 399311 | 0 | 0 | 0 | 0 | 546030.5983 | 3674050.8694 | 0 | 0 | 0 | 0 | 0 | 0 | 0 | 0 | 0 | 0 | 0 | 0 | 0 | 0 | 0 | 0 | -37.9162 | 14366.478 | 0 | 0 | 0 | 0 | 0 | 0 | 0 | 0 | 0 | 0 | 0 | 0 | 0 | 0 | 0
2016-11-27 17:00 | 0 | 0 | 0 | 0 | 190050.9057 | 467464.3122 | 397982 | 0 | 0 | 0 | 0 | 805563.8163 | 3674050.8694 | 0 | 0 | 0 | 0 | 0 | 0 | 0 | 0 | 0 | 0 | 0 | 0 | 0 | 0 | 0 | 0 | 259533.218 | 0 | 0 | 0 | 0 | 0 | 0 | 0 | 0 | 0 | 0 | 0 | 0 | 0 | 0 | 0 | 0
2016-11-27 18:00 | 0 | 0 | 0 | 0 | 0 | 463315.3083 | 397282 | 0 | 0 | 0 | 0 | 871597.1246 | 3674050.8694 | 0 | 0 | 0 | 0 | 0 | 0 | 0 | 0 | 0 | 0 | 0 | 0 | 0 | 0 | 0 | 0 | 66033.3083 | 0 | 0 | 0 | 0 | 0 | 0 | 0 | 0 | 0 | 0 | 0 | 0 | 0 | 0 | 0 | 0
2016-11-27 19:00 | 0 | 0 | 0 | 0 | 213636.3374 | 456839.3585 | 396576 | 0 | 0 | 0 | 0 | 1131130.3426 | 3688417.3474 | 0 | 0 | 0 | 0 | 0 | 0 | 0 | 0 | 0 | 0 | 0 | 0 | 0 | 0 | 0 | 0 | 259533.218 | 14366.478 | 0 | 0 | 0 | 0 | 0 | 0 | 0 | 0 | 0 | 0 | 0 | 0 | 0 | 0 | 0
2016-11-27 20:00 | 0 | 0 | 0 | 0 | 201563.0261 | 456053.1919 | 398083 | 0 | 0 | 0 | 0 | 1390663.5606 | 3688417.3474 | 0 | 0 | 0 | 0 | 0 | 0 | 0 | 0 | 0 | 0 | 0 | 0 | 0 | 0 | 0 | 0 | 259533.218 | 0 | 0 | 0 | 0 | 0 | 0 | 0 | 0 | 0 | 0 | 0 | 0 | 0 | 0 | 0 | 0
2016-11-27 21:00 | 0 | 0 | 0 | 0 | 0 | 449175.8766 | 406538 | 0 | 0 | 0 | 0 | 1433301.4371 | 3688417.3474 | 0 | 0 | 0 | 0 | 0 | 0 | 0 | 0 | 0 | 0 | 0 | 0 | 0 | 0 | 0 | 0 | 42637.8766 | 0 | 0 | 0 | 0 | 0 | 0 | 0 | 0 | 0 | 0 | 0 | 0 | 0 | 0 | 0 | 0
2016-11-27 22:00 | 0 | 0 | 0 | 0 | 0 | 385586.6246 | 427369 | 0 | 0 | 0 | 0 | 1377152.5837 | 3702783.8253 | 0 | 0 | 0 | 0 | 0 | 0 | 0 | 0 | 0 | 0 | 0 | 0 | 0 | 0 | 0 | 0 | -56148.8534 | 14366.478 | 0 | 0 | 0 | 0 | 0 | 0 | 0 | 0 | 0 | 0 | 0 | 0 | 0 | 0 | 0
2016-11-27 23:00 | 0 | 0 | 0 | 0 | 13092.363 | 171801.419 | 444427 | 0 | 0 | 0 | 0 | 1117619.3657 | 3702783.8253 | 0 | 0 | 0 | 0 | 0 | 0 | 0 | 0 | 0 | 0 | 0 | 0 | 0 | 0 | 0 | 0 | -259533.218 | 0 | 0 | 0 | 0 | 0 | 0 | 0 | 0 | 0 | 0 | 0 | 0 | 0 | 0 | 0 | 0
2016-11-28 | 0 | 0 | 0 | 0 | 705043.1996 | 6183.0184 | 451693 | 0 | 0 | 0 | 0 | 1377152.5837 | 3702783.8253 | 0 | 0 | 0 | 0 | 0 | 0 | 0 | 0 | 0 | 0 | 0 | 0 | 0 | 0 | 0 | 0 | 259533.218 | 0 | 0 | 0 | 0 | 0 | 0 | 0 | 0 | 0 | 0 | 0 | 0 | 0 | 0 | 0 | 0
2016-11-28 01:00 | 0 | 0 | 0 | 0 | 205034.26 | 0 | 450201 | 0 | 0 | 0 | 0 | 1117619.3657 | 3717150.3033 | 0 | 0 | 0 | 0 | 0 | 0 | 0 | 0 | 0 | 0 | 0 | 0 | 0 | 0 | 0 | 0 | -259533.218 | 14366.478 | 0 | 0 | 0 | 0 | 0 | 0 | 0 | 0 | 0 | 0 | 0 | 0 | 0 | 0 | 0
2016-11-28 02:00 | 0 | 0 | 0 | 0 | 176563.782 | 0 | 436097 | 0 | 0 | 0 | 0 | 858086.1478 | 3717150.3033 | 0 | 0 | 0 | 0 | 0 | 0 | 0 | 0 | 0 | 0 | 0 | 0 | 0 | 0 | 0 | 0 | -259533.218 | 0 | 0 | 0 | 0 | 0 | 0 | 0 | 0 | 0 | 0 | 0 | 0 | 0 | 0 | 0 | 0
2016-11-28 03:00 | 0 | 0 | 0 | 0 | 680019.218 | 0 | 420486 | 0 | 0 | 0 | 0 | 1117619.3657 | 3717150.3033 | 0 | 0 | 0 | 0 | 0 | 0 | 0 | 0 | 0 | 0 | 0 | 0 | 0 | 0 | 0 | 0 | 259533.218 | 0 | 0 | 0 | 0 | 0 | 0 | 0 | 0 | 0 | 0 | 0 | 0 | 0 | 0 | 0 | 0
2016-11-28 04:00 | 0 | 0 | 0 | 0 | 154597.26 | 0 | 399764 | 0 | 0 | 0 | 0 | 858086.1478 | 3731516.7813 | 0 | 0 | 0 | 0 | 0 | 0 | 0 | 0 | 0 | 0 | 0 | 0 | 0 | 0 | 0 | 0 | -259533.218 | 14366.478 | 0 | 0 | 0 | 0 | 0 | 0 | 0 | 0 | 0 | 0 | 0 | 0 | 0 | 0 | 0
2016-11-28 05:00 | 0 | 0 | 0 | 0 | 123890.782 | 0 | 383424 | 0 | 0 | 0 | 0 | 598552.9298 | 3731516.7813 | 0 | 0 | 0 | 0 | 0 | 0 | 0 | 0 | 0 | 0 | 0 | 0 | 0 | 0 | 0 | 0 | -259533.218 | 0 | 0 | 0 | 0 | 0 | 0 | 0 | 0 | 0 | 0 | 0 | 0 | 0 | 0 | 0 | 0
2016-11-28 06:00 | 0 | 0 | 0 | 0 | 643319.6959 | 0 | 369420 | 0 | 0 | 0 | 0 | 858086.1478 | 3745883.2593 | 0 | 0 | 0 | 0 | 0 | 0 | 0 | 0 | 0 | 0 | 0 | 0 | 0 | 0 | 0 | 0 | 259533.218 | 14366.478 | 0 | 0 | 0 | 0 | 0 | 0 | 0 | 0 | 0 | 0 | 0 | 0 | 0 | 0 | 0
2016-11-28 07:00 | 0 | 0 | 0 | 0 | 117056.26 | 0 | 362223 | 0 | 0 | 0 | 0 | 598552.9298 | 3760249.7373 | 0 | 0 | 0 | 0 | 0 | 0 | 0 | 0 | 0 | 0 | 0 | 0 | 0 | 0 | 0 | 0 | -259533.218 | 14366.478 | 0 | 0 | 0 | 0 | 0 | 0 | 0 | 0 | 0 | 0 | 0 | 0 | 0 | 0 | 0
2016-11-28 08:00 | 0 | 0 | 0 | 0 | 100084.782 | 0 | 359618 | 0 | 0 | 0 | 0 | 339019.7118 | 3760249.7373 | 0 | 0 | 0 | 0 | 0 | 0 | 0 | 0 | 0 | 0 | 0 | 0 | 0 | 0 | 0 | 0 | -259533.218 | 0 | 0 | 0 | 0 | 0 | 0 | 0 | 0 | 0 | 0 | 0 | 0 | 0 | 0 | 0 | 0
2016-11-28 09:00 | 0 | 0 | 0 | 0 | 621287.218 | 0 | 361754 | 0 | 0 | 0 | 0 | 598552.9298 | 3760249.7373 | 0 | 0 | 0 | 0 | 0 | 0 | 0 | 0 | 0 | 0 | 0 | 0 | 0 | 0 | 0 | 0 | 259533.218 | 0 | 0 | 0 | 0 | 0 | 0 | 0 | 0 | 0 | 0 | 0 | 0 | 0 | 0 | 0 | 0
2016-11-28 10:00 | 0 | 0 | 0 | 0 | 130435.26 | 0 | 375602 | 0 | 0 | 0 | 0 | 339019.7118 | 3774616.2152 | 0 | 0 | 0 | 0 | 0 | 0 | 0 | 0 | 0 | 0 | 0 | 0 | 0 | 0 | 0 | 0 | -259533.218 | 14366.478 | 0 | 0 | 0 | 0 | 0 | 0 | 0 | 0 | 0 | 0 | 0 | 0 | 0 | 0 | 0
2016-11-28 11:00 | 0 | 0 | 0 | 0 | 665801.218 | 0 | 406268 | 0 | 0 | 0 | 0 | 598552.9298 | 3774616.2152 | 0 | 0 | 0 | 0 | 0 | 0 | 0 | 0 | 0 | 0 | 0 | 0 | 0 | 0 | 0 | 0 | 259533.218 | 0 | 0 | 0 | 0 | 0 | 0 | 0 | 0 | 0 | 0 | 0 | 0 | 0 | 0 | 0 | 0
2016-11-28 12:00 | 0 | 0 | 0 | 0 | 693283.218 | 0 | 433750 | 0 | 0 | 0 | 0 | 858086.1478 | 3774616.2152 | 0 | 0 | 0 | 0 | 0 | 0 | 0 | 0 | 0 | 0 | 0 | 0 | 0 | 0 | 0 | 0 | 259533.218 | 0 | 0 | 0 | 0 | 0 | 0 | 0 | 0 | 0 | 0 | 0 | 0 | 0 | 0 | 0 | 0
2016-11-28 13:00 | 0 | 0 | 0 | 0 | 200578.5621 | 1.698 | 445747 | 0 | 0 | 0 | 0 | 598552.9298 | 3788982.6932 | 0 | 0 | 0 | 0 | 0 | 0 | 0 | 0 | 0 | 0 | 0 | 0 | 0 | 0 | 0 | 0 | -259533.218 | 14366.478 | 0 | 0 | 0 | 0 | 0 | 0 | 0 | 0 | 0 | 0 | 0 | 0 | 0 | 0 | 0
2016-11-28 14:00 | 0 | 0 | 0 | 0 | 64940.2698 | 126422.5123 | 450896 | 0 | 0 | 0 | 0 | 339019.7118 | 3788982.6932 | 0 | 0 | 0 | 0 | 0 | 0 | 0 | 0 | 0 | 0 | 0 | 0 | 0 | 0 | 0 | 0 | -259533.218 | 0 | 0 | 0 | 0 | 0 | 0 | 0 | 0 | 0 | 0 | 0 | 0 | 0 | 0 | 0 | 0
2016-11-28 15:00 | 0 | 0 | 0 | 0 | 378628.3204 | 333913.8975 | 453009 | 0 | 0 | 0 | 0 | 598552.9298 | 3788982.6932 | 0 | 0 | 0 | 0 | 0 | 0 | 0 | 0 | 0 | 0 | 0 | 0 | 0 | 0 | 0 | 0 | 259533.218 | 0 | 0 | 0 | 0 | 0 | 0 | 0 | 0 | 0 | 0 | 0 | 0 | 0 | 0 | 0 | 0
2016-11-28 16:00 | 0 | 0 | 0 | 0 | 0 | 455471.1163 | 452270 | 0 | 0 | 0 | 0 | 587387.5681 | 3803349.1712 | 0 | 0 | 0 | 0 | 0 | 0 | 0 | 0 | 0 | 0 | 0 | 0 | 0 | 0 | 0 | 0 | -11165.3617 | 14366.478 | 0 | 0 | 0 | 0 | 0 | 0 | 0 | 0 | 0 | 0 | 0 | 0 | 0 | 0 | 0
2016-11-28 17:00 | 0 | 0 | 0 | 0 | 230329.2408 | 479147.9771 | 449944 | 0 | 0 | 0 | 0 | 846920.7861 | 3803349.1712 | 0 | 0 | 0 | 0 | 0 | 0 | 0 | 0 | 0 | 0 | 0 | 0 | 0 | 0 | 0 | 0 | 259533.218 | 0 | 0 | 0 | 0 | 0 | 0 | 0 | 0 | 0 | 0 | 0 | 0 | 0 | 0 | 0 | 0
2016-11-28 18:00 | 0 | 0 | 0 | 0 | 232788.012 | 474075.206 | 447330 | 0 | 0 | 0 | 0 | 1106454.0041 | 3803349.1712 | 0 | 0 | 0 | 0 | 0 | 0 | 0 | 0 | 0 | 0 | 0 | 0 | 0 | 0 | 0 | 0 | 259533.218 | 0 | 0 | 0 | 0 | 0 | 0 | 0 | 0 | 0 | 0 | 0 | 0 | 0 | 0 | 0 | 0
2016-11-28 19:00 | 0 | 0 | 0 | 0 | 0 | 467389.4314 | 445643 | 0 | 0 | 0 | 0 | 1113833.9575 | 3817715.6492 | 0 | 0 | 0 | 0 | 0 | 0 | 0 | 0 | 0 | 0 | 0 | 0 | 0 | 0 | 0 | 0 | 7379.9534 | 14366.478 | 0 | 0 | 0 | 0 | 0 | 0 | 0 | 0 | 0 | 0 | 0 | 0 | 0 | 0 | 0
2016-11-28 20:00 | 0 | 0 | 0 | 0 | 0 | 469840.1551 | 445537 | 0 | 0 | 0 | 0 | 1138137.1126 | 3817715.6492 | 0 | 0 | 0 | 0 | 0 | 0 | 0 | 0 | 0 | 0 | 0 | 0 | 0 | 0 | 0 | 0 | 24303.1551 | 0 | 0 | 0 | 0 | 0 | 0 | 0 | 0 | 0 | 0 | 0 | 0 | 0 | 0 | 0 | 0
2016-11-28 21:00 | 0 | 0 | 0 | 0 | 249908.0001 | 460658.2178 | 451033 | 0 | 0 | 0 | 0 | 1397670.3306 | 3817715.6492 | 0 | 0 | 0 | 0 | 0 | 0 | 0 | 0 | 0 | 0 | 0 | 0 | 0 | 0 | 0 | 0 | 259533.218 | 0 | 0 | 0 | 0 | 0 | 0 | 0 | 0 | 0 | 0 | 0 | 0 | 0 | 0 | 0 | 0
2016-11-28 22:00 | 0 | 0 | 0 | 0 | 0 | 380701.2373 | 466339 | 0 | 0 | 0 | 0 | 1297666.0898 | 3832082.1272 | 0 | 0 | 0 | 0 | 0 | 0 | 0 | 0 | 0 | 0 | 0 | 0 | 0 | 0 | 0 | 0 | -100004.2407 | 14366.478 | 0 | 0 | 0 | 0 | 0 | 0 | 0 | 0 | 0 | 0 | 0 | 0 | 0 | 0 | 0
2016-11-28 23:00 | 0 | 0 | 0 | 0 | 39751.6015 | 177741.1805 | 477026 | 0 | 0 | 0 | 0 | 1038132.8719 | 3832082.1272 | 0 | 0 | 0 | 0 | 0 | 0 | 0 | 0 | 0 | 0 | 0 | 0 | 0 | 0 | 0 | 0 | -259533.218 | 0 | 0 | 0 | 0 | 0 | 0 | 0 | 0 | 0 | 0 | 0 | 0 | 0 | 0 | 0 | 0
2016-11-29 | 0 | 0 | 0 | 0 | 733877.6077 | 5954.6103 | 480299 | 0 | 0 | 0 | 0 | 1297666.0898 | 3832082.1272 | 0 | 0 | 0 | 0 | 0 | 0 | 0 | 0 | 0 | 0 | 0 | 0 | 0 | 0 | 0 | 0 | 259533.218 | 0 | 0 | 0 | 0 | 0 | 0 | 0 | 0 | 0 | 0 | 0 | 0 | 0 | 0 | 0 | 0
2016-11-29 01:00 | 0 | 0 | 0 | 0 | 230857.26 | 0 | 476024 | 0 | 0 | 0 | 0 | 1038132.8719 | 3846448.6051 | 0 | 0 | 0 | 0 | 0 | 0 | 0 | 0 | 0 | 0 | 0 | 0 | 0 | 0 | 0 | 0 | -259533.218 | 14366.478 | 0 | 0 | 0 | 0 | 0 | 0 | 0 | 0 | 0 | 0 | 0 | 0 | 0 | 0 | 0
2016-11-29 02:00 | 0 | 0 | 0 | 0 | 200838.782 | 0 | 460372 | 0 | 0 | 0 | 0 | 778599.6539 | 3846448.6051 | 0 | 0 | 0 | 0 | 0 | 0 | 0 | 0 | 0 | 0 | 0 | 0 | 0 | 0 | 0 | 0 | -259533.218 | 0 | 0 | 0 | 0 | 0 | 0 | 0 | 0 | 0 | 0 | 0 | 0 | 0 | 0 | 0 | 0
2016-11-29 03:00 | 0 | 0 | 0 | 0 | 696951.218 | 0 | 437418 | 0 | 0 | 0 | 0 | 1038132.8719 | 3846448.6051 | 0 | 0 | 0 | 0 | 0 | 0 | 0 | 0 | 0 | 0 | 0 | 0 | 0 | 0 | 0 | 0 | 259533.218 | 0 | 0 | 0 | 0 | 0 | 0 | 0 | 0 | 0 | 0 | 0 | 0 | 0 | 0 | 0 | 0
2016-11-29 04:00 | 0 | 0 | 0 | 0 | 165985.26 | 0 | 411152 | 0 | 0 | 0 | 0 | 778599.6539 | 3860815.0831 | 0 | 0 | 0 | 0 | 0 | 0 | 0 | 0 | 0 | 0 | 0 | 0 | 0 | 0 | 0 | 0 | -259533.218 | 14366.478 | 0 | 0 | 0 | 0 | 0 | 0 | 0 | 0 | 0 | 0 | 0 | 0 | 0 | 0 | 0
2016-11-29 05:00 | 0 | 0 | 0 | 0 | 128861.782 | 0 | 388395 | 0 | 0 | 0 | 0 | 519066.4359 | 3860815.0831 | 0 | 0 | 0 | 0 | 0 | 0 | 0 | 0 | 0 | 0 | 0 | 0 | 0 | 0 | 0 | 0 | -259533.218 | 0 | 0 | 0 | 0 | 0 | 0 | 0 | 0 | 0 | 0 | 0 | 0 | 0 | 0 | 0 | 0
2016-11-29 06:00 | 0 | 0 | 0 | 0 | 644764.6959 | 0 | 370865 | 0 | 0 | 0 | 0 | 778599.6539 | 3875181.5611 | 0 | 0 | 0 | 0 | 0 | 0 | 0 | 0 | 0 | 0 | 0 | 0 | 0 | 0 | 0 | 0 | 259533.218 | 14366.478 | 0 | 0 | 0 | 0 | 0 | 0 | 0 | 0 | 0 | 0 | 0 | 0 | 0 | 0 | 0
2016-11-29 07:00 | 0 | 0 | 0 | 0 | 114035.26 | 0 | 359202 | 0 | 0 | 0 | 0 | 519066.4359 | 3889548.0391 | 0 | 0 | 0 | 0 | 0 | 0 | 0 | 0 | 0 | 0 | 0 | 0 | 0 | 0 | 0 | 0 | -259533.218 | 14366.478 | 0 | 0 | 0 | 0 | 0 | 0 | 0 | 0 | 0 | 0 | 0 | 0 | 0 | 0 | 0
2016-11-29 08:00 | 0 | 0 | 0 | 0 | 93939.782 | 0 | 353473 | 0 | 0 | 0 | 0 | 259533.218 | 3889548.0391 | 0 | 0 | 0 | 0 | 0 | 0 | 0 | 0 | 0 | 0 | 0 | 0 | 0 | 0 | 0 | 0 | -259533.218 | 0 | 0 | 0 | 0 | 0 | 0 | 0 | 0 | 0 | 0 | 0 | 0 | 0 | 0 | 0 | 0
2016-11-29 09:00 | 0 | 0 | 0 | 0 | 613552.218 | 0 | 354019 | 0 | 0 | 0 | 0 | 519066.4359 | 3889548.0391 | 0 | 0 | 0 | 0 | 0 | 0 | 0 | 0 | 0 | 0 | 0 | 0 | 0 | 0 | 0 | 0 | 259533.218 | 0 | 0 | 0 | 0 | 0 | 0 | 0 | 0 | 0 | 0 | 0 | 0 | 0 | 0 | 0 | 0
2016-11-29 10:00 | 0 | 0 | 0 | 0 | 118920.26 | 0 | 364087 | 0 | 0 | 0 | 0 | 259533.218 | 3903914.5171 | 0 | 0 | 0 | 0 | 0 | 0 | 0 | 0 | 0 | 0 | 0 | 0 | 0 | 0 | 0 | 0 | -259533.218 | 14366.478 | 0 | 0 | 0 | 0 | 0 | 0 | 0 | 0 | 0 | 0 | 0 | 0 | 0 | 0 | 0
2016-11-29 11:00 | 0 | 0 | 0 | 0 | 133145.782 | 0 | 392679 | 0 | 0 | 0 | 0 | 0 | 3903914.5171 | 0 | 0 | 0 | 0 | 0 | 0 | 0 | 0 | 0 | 0 | 0 | 0 | 0 | 0 | 0 | 0 | -259533.218 | 0 | 0 | 0 | 0 | 0 | 0 | 0 | 0 | 0 | 0 | 0 | 0 | 0 | 0 | 0 | 0
2016-11-29 12:00 | 0 | 0 | 0 | 0 | 680739.218 | 0 | 421206 | 0 | 0 | 0 | 0 | 259533.218 | 3903914.5171 | 0 | 0 | 0 | 0 | 0 | 0 | 0 | 0 | 0 | 0 | 0 | 0 | 0 | 0 | 0 | 0 | 259533.218 | 0 | 0 | 0 | 0 | 0 | 0 | 0 | 0 | 0 | 0 | 0 | 0 | 0 | 0 | 0 | 0
2016-11-29 13:00 | 0 | 0 | 0 | 0 | 189584.0487 | 1.2113 | 434752 | 0 | 0 | 0 | 0 | 0 | 3918280.9951 | 0 | 0 | 0 | 0 | 0 | 0 | 0 | 0 | 0 | 0 | 0 | 0 | 0 | 0 | 0 | 0 | -259533.218 | 14366.478 | 0 | 0 | 0 | 0 | 0 | 0 | 0 | 0 | 0 | 0 | 0 | 0 | 0 | 0 | 0
2016-11-29 14:00 | 0 | 0 | 0 | 0 | 610003.7592 | 66921.5933 | 442692 | 0 | 0 | 0 | 0 | 234233.3525 | 3918280.9951 | 0 | 0 | 0 | 0 | 0 | 0 | 0 | 0 | 0 | 0 | 0 | 0 | 0 | 0 | 0 | 0 | 234233.3525 | 0 | 0 | 0 | 0 | 0 | 0 | 0 | 0 | 0 | 0 | 0 | 0 | 0 | 0 | 0 | 0
2016-11-29 15:00 | 0 | 0 | 0 | 0 | 247243.4328 | 459365.7852 | 447076 | 0 | 0 | 0 | 0 | 493766.5705 | 3918280.9951 | 0 | 0 | 0 | 0 | 0 | 0 | 0 | 0 | 0 | 0 | 0 | 0 | 0 | 0 | 0 | 0 | 259533.218 | 0 | 0 | 0 | 0 | 0 | 0 | 0 | 0 | 0 | 0 | 0 | 0 | 0 | 0 | 0 | 0
2016-11-29 16:00 | 0 | 0 | 0 | 0 | 0 | 616974.2733 | 447270 | 0 | 0 | 0 | 0 | 649104.3659 | 3932647.473 | 0 | 0 | 0 | 0 | 0 | 0 | 0 | 0 | 0 | 0 | 0 | 0 | 0 | 0 | 0 | 0 | 155337.7954 | 14366.478 | 0 | 0 | 0 | 0 | 0 | 0 | 0 | 0 | 0 | 0 | 0 | 0 | 0 | 0 | 0
2016-11-29 17:00 | 0 | 0 | 0 | 0 | 0 | 603958.4457 | 446183 | 0 | 0 | 0 | 0 | 806879.8116 | 3932647.473 | 0 | 0 | 0 | 0 | 0 | 0 | 0 | 0 | 0 | 0 | 0 | 0 | 0 | 0 | 0 | 0 | 157775.4457 | 0 | 0 | 0 | 0 | 0 | 0 | 0 | 0 | 0 | 0 | 0 | 0 | 0 | 0 | 0 | 0
2016-11-29 18:00 | 0 | 0 | 0 | 0 | 166713.1976 | 552876.4983 | 445690 | 0 | 0 | 0 | 0 | 1066413.0295 | 3947013.951 | 0 | 0 | 0 | 0 | 0 | 0 | 0 | 0 | 0 | 0 | 0 | 0 | 0 | 0 | 0 | 0 | 259533.218 | 14366.478 | 0 | 0 | 0 | 0 | 0 | 0 | 0 | 0 | 0 | 0 | 0 | 0 | 0 | 0 | 0
2016-11-29 19:00 | 0 | 0 | 0 | 0 | 0 | 532873.1767 | 443770 | 0 | 0 | 0 | 0 | 1141149.7283 | 3961380.429 | 0 | 0 | 0 | 0 | 0 | 0 | 0 | 0 | 0 | 0 | 0 | 0 | 0 | 0 | 0 | 0 | 74736.6987 | 14366.478 | 0 | 0 | 0 | 0 | 0 | 0 | 0 | 0 | 0 | 0 | 0 | 0 | 0 | 0 | 0
2016-11-29 20:00 | 0 | 0 | 0 | 0 | 0 | 541143.7739 | 441815 | 0 | 0 | 0 | 0 | 1240478.5022 | 3961380.429 | 0 | 0 | 0 | 0 | 0 | 0 | 0 | 0 | 0 | 0 | 0 | 0 | 0 | 0 | 0 | 0 | 99328.7739 | 0 | 0 | 0 | 0 | 0 | 0 | 0 | 0 | 0 | 0 | 0 | 0 | 0 | 0 | 0 | 0
2016-11-29 21:00 | 0 | 0 | 0 | 0 | 147975.2865 | 556092.9315 | 444535 | 0 | 0 | 0 | 0 | 1500011.7201 | 3961380.429 | 0 | 0 | 0 | 0 | 0 | 0 | 0 | 0 | 0 | 0 | 0 | 0 | 0 | 0 | 0 | 0 | 259533.218 | 0 | 0 | 0 | 0 | 0 | 0 | 0 | 0 | 0 | 0 | 0 | 0 | 0 | 0 | 0 | 0
2016-11-29 22:00 | 0 | 0 | 0 | 0 | 0 | 519232.5513 | 457321 | 0 | 0 | 0 | 0 | 1547556.7935 | 3975746.907 | 0 | 0 | 0 | 0 | 0 | 0 | 0 | 0 | 0 | 0 | 0 | 0 | 0 | 0 | 0 | 0 | 47545.0733 | 14366.478 | 0 | 0 | 0 | 0 | 0 | 0 | 0 | 0 | 0 | 0 | 0 | 0 | 0 | 0 | 0
2016-11-29 23:00 | 0 | 0 | 0 | 0 | 0 | 270700.7892 | 470093 | 0 | 0 | 0 | 0 | 1348164.5826 | 3975746.907 | 0 | 0 | 0 | 0 | 0 | 0 | 0 | 0 | 0 | 0 | 0 | 0 | 0 | 0 | 0 | 0 | -199392.2108 | 0 | 0 | 0 | 0 | 0 | 0 | 0 | 0 | 0 | 0 | 0 | 0 | 0 | 0 | 0 | 0
2016-11-30 | 0 | 0 | 0 | 0 | 209919.6618 | 5679.1202 | 475132 | 0 | 0 | 0 | 0 | 1088631.3647 | 3975746.907 | 0 | 0 | 0 | 0 | 0 | 0 | 0 | 0 | 0 | 0 | 0 | 0 | 0 | 0 | 0 | 0 | -259533.218 | 0 | 0 | 0 | 0 | 0 | 0 | 0 | 0 | 0 | 0 | 0 | 0 | 0 | 0 | 0 | 0
2016-11-30 01:00 | 0 | 0 | 0 | 0 | 745956.6959 | 0 | 472057 | 0 | 0 | 0 | 0 | 1348164.5826 | 3990113.385 | 0 | 0 | 0 | 0 | 0 | 0 | 0 | 0 | 0 | 0 | 0 | 0 | 0 | 0 | 0 | 0 | 259533.218 | 14366.478 | 0 | 0 | 0 | 0 | 0 | 0 | 0 | 0 | 0 | 0 | 0 | 0 | 0 | 0 | 0
2016-11-30 02:00 | 0 | 0 | 0 | 0 | 197779.782 | 0 | 457313 | 0 | 0 | 0 | 0 | 1088631.3647 | 3990113.385 | 0 | 0 | 0 | 0 | 0 | 0 | 0 | 0 | 0 | 0 | 0 | 0 | 0 | 0 | 0 | 0 | -259533.218 | 0 | 0 | 0 | 0 | 0 | 0 | 0 | 0 | 0 | 0 | 0 | 0 | 0 | 0 | 0 | 0
2016-11-30 03:00 | 0 | 0 | 0 | 0 | 190461.26 | 0 | 435628 | 0 | 0 | 0 | 0 | 829098.1467 | 4004479.8629 | 0 | 0 | 0 | 0 | 0 | 0 | 0 | 0 | 0 | 0 | 0 | 0 | 0 | 0 | 0 | 0 | -259533.218 | 14366.478 | 0 | 0 | 0 | 0 | 0 | 0 | 0 | 0 | 0 | 0 | 0 | 0 | 0 | 0 | 0
2016-11-30 04:00 | 0 | 0 | 0 | 0 | 684375.6959 | 0 | 410476 | 0 | 0 | 0 | 0 | 1088631.3647 | 4018846.3409 | 0 | 0 | 0 | 0 | 0 | 0 | 0 | 0 | 0 | 0 | 0 | 0 | 0 | 0 | 0 | 0 | 259533.218 | 14366.478 | 0 | 0 | 0 | 0 | 0 | 0 | 0 | 0 | 0 | 0 | 0 | 0 | 0 | 0 | 0
2016-11-30 05:00 | 0 | 0 | 0 | 0 | 127525.782 | 0 | 387059 | 0 | 0 | 0 | 0 | 829098.1467 | 4018846.3409 | 0 | 0 | 0 | 0 | 0 | 0 | 0 | 0 | 0 | 0 | 0 | 0 | 0 | 0 | 0 | 0 | -259533.218 | 0 | 0 | 0 | 0 | 0 | 0 | 0 | 0 | 0 | 0 | 0 | 0 | 0 | 0 | 0 | 0
2016-11-30 06:00 | 0 | 0 | 0 | 0 | 109541.782 | 0 | 369075 | 0 | 0 | 0 | 0 | 569564.9287 | 4018846.3409 | 0 | 0 | 0 | 0 | 0 | 0 | 0 | 0 | 0 | 0 | 0 | 0 | 0 | 0 | 0 | 0 | -259533.218 | 0 | 0 | 0 | 0 | 0 | 0 | 0 | 0 | 0 | 0 | 0 | 0 | 0 | 0 | 0 | 0
2016-11-30 07:00 | 0 | 0 | 0 | 0 | 631458.6959 | 0 | 357559 | 0 | 0 | 0 | 0 | 829098.1467 | 4033212.8189 | 0 | 0 | 0 | 0 | 0 | 0 | 0 | 0 | 0 | 0 | 0 | 0 | 0 | 0 | 0 | 0 | 259533.218 | 14366.478 | 0 | 0 | 0 | 0 | 0 | 0 | 0 | 0 | 0 | 0 | 0 | 0 | 0 | 0 | 0
2016-11-30 08:00 | 0 | 0 | 0 | 0 | 92454.782 | 0 | 351988 | 0 | 0 | 0 | 0 | 569564.9287 | 4033212.8189 | 0 | 0 | 0 | 0 | 0 | 0 | 0 | 0 | 0 | 0 | 0 | 0 | 0 | 0 | 0 | 0 | -259533.218 | 0 | 0 | 0 | 0 | 0 | 0 | 0 | 0 | 0 | 0 | 0 | 0 | 0 | 0 | 0 | 0
2016-11-30 09:00 | 0 | 0 | 0 | 0 | 93812.782 | 0 | 353346 | 0 | 0 | 0 | 0 | 310031.7108 | 4033212.8189 | 0 | 0 | 0 | 0 | 0 | 0 | 0 | 0 | 0 | 0 | 0 | 0 | 0 | 0 | 0 | 0 | -259533.218 | 0 | 0 | 0 | 0 | 0 | 0 | 0 | 0 | 0 | 0 | 0 | 0 | 0 | 0 | 0 | 0
2016-11-30 10:00 | 0 | 0 | 0 | 0 | 629311.0144 | 0 | 365143 | 0 | 0 | 0 | 0 | 559833.2471 | 4047579.2969 | 0 | 0 | 0 | 0 | 0 | 0 | 0 | 0 | 0 | 0 | 0 | 0 | 0 | 0 | 0 | 0 | 249801.5364 | 14366.478 | 0 | 0 | 0 | 0 | 0 | 0 | 0 | 0 | 0 | 0 | 0 | 0 | 0 | 0 | 0
2016-11-30 11:00 | 0 | 0 | 0 | 0 | 133923.782 | 0 | 393457 | 0 | 0 | 0 | 0 | 300300.0292 | 4047579.2969 | 0 | 0 | 0 | 0 | 0 | 0 | 0 | 0 | 0 | 0 | 0 | 0 | 0 | 0 | 0 | 0 | -259533.218 | 0 | 0 | 0 | 0 | 0 | 0 | 0 | 0 | 0 | 0 | 0 | 0 | 0 | 0 | 0 | 0
2016-11-30 12:00 | 0 | 0 | 0 | 0 | 610435.3095 | 0 | 421615 | 0 | 0 | 0 | 0 | 489120.3387 | 4047579.2969 | 0 | 0 | 0 | 0 | 0 | 0 | 0 | 0 | 0 | 0 | 0 | 0 | 0 | 0 | 0 | 0 | 188820.3095 | 0 | 0 | 0 | 0 | 0 | 0 | 0 | 0 | 0 | 0 | 0 | 0 | 0 | 0 | 0 | 0
2016-11-30 13:00 | 0 | 0 | 0 | 0 | 598957.0691 | 0.67711 | 435659 | 0 | 0 | 0 | 0 | 638052.607 | 4061945.7749 | 0 | 0 | 0 | 0 | 0 | 0 | 0 | 0 | 0 | 0 | 0 | 0 | 0 | 0 | 0 | 0 | 148932.2683 | 14366.478 | 0 | 0 | 0 | 0 | 0 | 0 | 0 | 0 | 0 | 0 | 0 | 0 | 0 | 0 | 0
2016-11-30 14:00 | 0 | 0 | 0 | 0 | 116850.8745 | 82264.3855 | 444282 | 0 | 0 | 0 | 0 | 378519.389 | 4076312.2529 | 0 | 0 | 0 | 0 | 0 | 0 | 0 | 0 | 0 | 0 | 0 | 0 | 0 | 0 | 0 | 0 | -259533.218 | 14366.478 | 0 | 0 | 0 | 0 | 0 | 0 | 0 | 0 | 0 | 0 | 0 | 0 | 0 | 0 | 0
2016-11-30 15:00 | 0 | 0 | 0 | 0 | 175538.7488 | 532400.4691 | 448406 | 0 | 0 | 0 | 0 | 638052.607 | 4076312.2529 | 0 | 0 | 0 | 0 | 0 | 0 | 0 | 0 | 0 | 0 | 0 | 0 | 0 | 0 | 0 | 0 | 259533.218 | 0 | 0 | 0 | 0 | 0 | 0 | 0 | 0 | 0 | 0 | 0 | 0 | 0 | 0 | 0 | 0
2016-11-30 16:00 | 0 | 0 | 0 | 0 | 0 | 628767.7338 | 449393 | 0 | 0 | 0 | 0 | 803060.8628 | 4090678.7308 | 0 | 0 | 0 | 0 | 0 | 0 | 0 | 0 | 0 | 0 | 0 | 0 | 0 | 0 | 0 | 0 | 165008.2558 | 14366.478 | 0 | 0 | 0 | 0 | 0 | 0 | 0 | 0 | 0 | 0 | 0 | 0 | 0 | 0 | 0
2016-11-30 17:00 | 0 | 0 | 0 | 0 | 88588.4459 | 618461.772 | 447517 | 0 | 0 | 0 | 0 | 1062594.0808 | 4090678.7308 | 0 | 0 | 0 | 0 | 0 | 0 | 0 | 0 | 0 | 0 | 0 | 0 | 0 | 0 | 0 | 0 | 259533.218 | 0 | 0 | 0 | 0 | 0 | 0 | 0 | 0 | 0 | 0 | 0 | 0 | 0 | 0 | 0 | 0
2016-11-30 18:00 | 0 | 0 | 0 | 0 | 133894.914 | 585508.782 | 445504 | 0 | 0 | 0 | 0 | 1322127.2987 | 4105045.2088 | 0 | 0 | 0 | 0 | 0 | 0 | 0 | 0 | 0 | 0 | 0 | 0 | 0 | 0 | 0 | 0 | 259533.218 | 14366.478 | 0 | 0 | 0 | 0 | 0 | 0 | 0 | 0 | 0 | 0 | 0 | 0 | 0 | 0 | 0
2016-11-30 19:00 | 0 | 0 | 0 | 0 | 0 | 570645.308 | 444301 | 0 | 0 | 0 | 0 | 1448471.6067 | 4105045.2088 | 0 | 0 | 0 | 0 | 0 | 0 | 0 | 0 | 0 | 0 | 0 | 0 | 0 | 0 | 0 | 0 | 126344.308 | 0 | 0 | 0 | 0 | 0 | 0 | 0 | 0 | 0 | 0 | 0 | 0 | 0 | 0 | 0 | 0
2016-11-30 20:00 | 0 | 0 | 0 | 0 | 134223.4602 | 582623.2357 | 442947 | 0 | 0 | 0 | 0 | 1708004.8247 | 4119411.6868 | 0 | 0 | 0 | 0 | 0 | 0 | 0 | 0 | 0 | 0 | 0 | 0 | 0 | 0 | 0 | 0 | 259533.218 | 14366.478 | 0 | 0 | 0 | 0 | 0 | 0 | 0 | 0 | 0 | 0 | 0 | 0 | 0 | 0 | 0
2016-11-30 21:00 | 0 | 0 | 0 | 0 | 103766.1593 | 602553.0587 | 446786 | 0 | 0 | 0 | 0 | 1967538.0426 | 4119411.6868 | 0 | 0 | 0 | 0 | 0 | 0 | 0 | 0 | 0 | 0 | 0 | 0 | 0 | 0 | 0 | 0 | 259533.218 | 0 | 0 | 0 | 0 | 0 | 0 | 0 | 0 | 0 | 0 | 0 | 0 | 0 | 0 | 0 | 0
2016-11-30 22:00 | 0 | 0 | 0 | 0 | 0 | 526298.847 | 459609 | 0 | 0 | 0 | 0 | 2019861.4116 | 4133778.1648 | 0 | 0 | 0 | 0 | 0 | 0 | 0 | 0 | 0 | 0 | 0 | 0 | 0 | 0 | 0 | 0 | 52323.369 | 14366.478 | 0 | 0 | 0 | 0 | 0 | 0 | 0 | 0 | 0 | 0 | 0 | 0 | 0 | 0 | 0
2016-11-30 23:00 | 0 | 0 | 0 | 0 | 0 | 215865.9677 | 471628 | 0 | 0 | 0 | 0 | 1764099.3793 | 4133778.1648 | 0 | 0 | 0 | 0 | 0 | 0 | 0 | 0 | 0 | 0 | 0 | 0 | 0 | 0 | 0 | 0 | -255762.0323 | 0 | 0 | 0 | 0 | 0 | 0 | 0 | 0 | 0 | 0 | 0 | 0 | 0 | 0 | 0 | 0
2016-12-01 | 0 | 0 | 0 | 0 | 533128.082 | 3825.4151 | 477172 | 0 | 0 | 0 | 0 | 1809514.3984 | 4148144.6428 | 0 | 0 | 0 | 0 | 0 | 0 | 0 | 0 | 0 | 0 | 0 | 0 | 0 | 0 | 0 | 0 | 45415.0191 | 14366.478 | 0 | 0 | 0 | 0 | 0 | 0 | 0 | 0 | 0 | 0 | 0 | 0 | 0 | 0 | 0
2016-12-01 01:00 | 0 | 0 | 0 | 0 | 509770.031 | 0 | 475680 | 0 | 0 | 0 | 0 | 1843604.4294 | 4148144.6428 | 0 | 0 | 0 | 0 | 0 | 0 | 0 | 0 | 0 | 0 | 0 | 0 | 0 | 0 | 0 | 0 | 34090.031 | 0 | 0 | 0 | 0 | 0 | 0 | 0 | 0 | 0 | 0 | 0 | 0 | 0 | 0 | 0 | 0
2016-12-01 02:00 | 0 | 0 | 0 | 0 | 494128.2573 | 0 | 462867 | 0 | 0 | 0 | 0 | 1860499.2087 | 4162511.1207 | 0 | 0 | 0 | 0 | 0 | 0 | 0 | 0 | 0 | 0 | 0 | 0 | 0 | 0 | 0 | 0 | 16894.7793 | 14366.478 | 0 | 0 | 0 | 0 | 0 | 0 | 0 | 0 | 0 | 0 | 0 | 0 | 0 | 0 | 0
2016-12-01 03:00 | 0 | 0 | 0 | 0 | 182394.782 | 0 | 441928 | 0 | 0 | 0 | 0 | 1600965.9907 | 4162511.1207 | 0 | 0 | 0 | 0 | 0 | 0 | 0 | 0 | 0 | 0 | 0 | 0 | 0 | 0 | 0 | 0 | -259533.218 | 0 | 0 | 0 | 0 | 0 | 0 | 0 | 0 | 0 | 0 | 0 | 0 | 0 | 0 | 0 | 0
2016-12-01 04:00 | 0 | 0 | 0 | 0 | 500841.5795 | 0 | 418210 | 0 | 0 | 0 | 0 | 1669231.0922 | 4176877.5987 | 0 | 0 | 0 | 0 | 0 | 0 | 0 | 0 | 0 | 0 | 0 | 0 | 0 | 0 | 0 | 0 | 68265.1015 | 14366.478 | 0 | 0 | 0 | 0 | 0 | 0 | 0 | 0 | 0 | 0 | 0 | 0 | 0 | 0 | 0
2016-12-01 05:00 | 0 | 0 | 0 | 0 | 494388.9552 | 0 | 396190 | 0 | 0 | 0 | 0 | 1767430.0474 | 4176877.5987 | 0 | 0 | 0 | 0 | 0 | 0 | 0 | 0 | 0 | 0 | 0 | 0 | 0 | 0 | 0 | 0 | 98198.9552 | 0 | 0 | 0 | 0 | 0 | 0 | 0 | 0 | 0 | 0 | 0 | 0 | 0 | 0 | 0 | 0
2016-12-01 06:00 | 0 | 0 | 0 | 0 | 476812.5426 | 0 | 379482 | 0 | 0 | 0 | 0 | 1850394.1121 | 4191244.0767 | 0 | 0 | 0 | 0 | 0 | 0 | 0 | 0 | 0 | 0 | 0 | 0 | 0 | 0 | 0 | 0 | 82964.0646 | 14366.478 | 0 | 0 | 0 | 0 | 0 | 0 | 0 | 0 | 0 | 0 | 0 | 0 | 0 | 0 | 0
2016-12-01 07:00 | 0 | 0 | 0 | 0 | 449059.6527 | 0 | 369828 | 0 | 0 | 0 | 0 | 1929625.7648 | 4191244.0767 | 0 | 0 | 0 | 0 | 0 | 0 | 0 | 0 | 0 | 0 | 0 | 0 | 0 | 0 | 0 | 0 | 79231.6527 | 0 | 0 | 0 | 0 | 0 | 0 | 0 | 0 | 0 | 0 | 0 | 0 | 0 | 0 | 0 | 0
2016-12-01 08:00 | 0 | 0 | 0 | 0 | 418282.1754 | 0 | 366207 | 0 | 0 | 0 | 0 | 1967334.4622 | 4205610.5547 | 0 | 0 | 0 | 0 | 0 | 0 | 0 | 0 | 0 | 0 | 0 | 0 | 0 | 0 | 0 | 0 | 37708.6974 | 14366.478 | 0 | 0 | 0 | 0 | 0 | 0 | 0 | 0 | 0 | 0 | 0 | 0 | 0 | 0 | 0
2016-12-01 09:00 | 0 | 0 | 0 | 0 | 394352.4341 | 0 | 369381 | 0 | 0 | 0 | 0 | 1992305.8963 | 4205610.5547 | 0 | 0 | 0 | 0 | 0 | 0 | 0 | 0 | 0 | 0 | 0 | 0 | 0 | 0 | 0 | 0 | 24971.4341 | 0 | 0 | 0 | 0 | 0 | 0 | 0 | 0 | 0 | 0 | 0 | 0 | 0 | 0 | 0 | 0
2016-12-01 10:00 | 0 | 0 | 0 | 0 | 375993.7522 | 0 | 382798 | 0 | 0 | 0 | 0 | 1971135.1706 | 4219977.0327 | 0 | 0 | 0 | 0 | 0 | 0 | 0 | 0 | 0 | 0 | 0 | 0 | 0 | 0 | 0 | 0 | -21170.7258 | 14366.478 | 0 | 0 | 0 | 0 | 0 | 0 | 0 | 0 | 0 | 0 | 0 | 0 | 0 | 0 | 0
2016-12-01 11:00 | 0 | 0 | 0 | 0 | 357664.1144 | 0 | 412850 | 0 | 0 | 0 | 0 | 1901582.807 | 4234343.5106 | 0 | 0 | 0 | 0 | 0 | 0 | 0 | 0 | 0 | 0 | 0 | 0 | 0 | 0 | 0 | 0 | -69552.3636 | 14366.478 | 0 | 0 | 0 | 0 | 0 | 0 | 0 | 0 | 0 | 0 | 0 | 0 | 0 | 0 | 0
2016-12-01 12:00 | 0 | 0 | 0 | 0 | 339807.0858 | 0 | 442143 | 0 | 0 | 0 | 0 | 1784880.4148 | 4248709.9886 | 0 | 0 | 0 | 0 | 0 | 0 | 0 | 0 | 0 | 0 | 0 | 0 | 0 | 0 | 0 | 0 | -116702.3922 | 14366.478 | 0 | 0 | 0 | 0 | 0 | 0 | 0 | 0 | 0 | 0 | 0 | 0 | 0 | 0 | 0
2016-12-01 13:00 | 0 | 0 | 0 | 0 | 323864.4445 | 0.381 | 454793 | 0 | 0 | 0 | 0 | 1653952.2403 | 4248709.9886 | 0 | 0 | 0 | 0 | 0 | 0 | 0 | 0 | 0 | 0 | 0 | 0 | 0 | 0 | 0 | 0 | -130928.1745 | 0 | 0 | 0 | 0 | 0 | 0 | 0 | 0 | 0 | 0 | 0 | 0 | 0 | 0 | 0 | 0
2016-12-01 14:00 | 0 | 0 | 0 | 0 | 213518.9392 | 77936.2474 | 458619 | 0 | 0 | 0 | 0 | 1472421.9489 | 4263076.4666 | 0 | 0 | 0 | 0 | 0 | 0 | 0 | 0 | 0 | 0 | 0 | 0 | 0 | 0 | 0 | 0 | -181530.2914 | 14366.478 | 0 | 0 | 0 | 0 | 0 | 0 | 0 | 0 | 0 | 0 | 0 | 0 | 0 | 0 | 0
2016-12-01 15:00 | 0 | 0 | 0 | 0 | 0 | 393885.3654 | 458254 | 0 | 0 | 0 | 0 | 1370172.5466 | 4277442.9446 | 0 | 0 | 0 | 0 | 0 | 0 | 23514.2896 | 0 | 0 | 0 | 0 | 0 | 0 | 0 | 0 | 0 | -102249.4022 | 14366.478 | 0 | 0 | 0 | 0 | 0 | 0 | 0 | 0 | 23514.2896 | 0 | 0 | 0 | 0 | 0 | 0
2016-12-01 16:00 | 0 | 0 | 0 | 0 | 136634.5712 | 537335.0247 | 454588 | 0 | 0 | 0 | 0 | 1613068.4321 | 4277442.9446 | 0 | 0 | 0 | 0 | 0 | 0 | 0 | 0 | 0 | 0 | 0 | 0 | 0 | 0 | 0 | 0 | 242895.8855 | 0 | 0 | 0 | 0 | 0 | 0 | 0 | 0 | 0 | -23514.2896 | 0 | 0 | 0 | 0 | 0 | 0
2016-12-01 17:00 | 0 | 0 | 0 | 0 | 149875.5443 | 561400.3403 | 449213 | 0 | 0 | 0 | 0 | 1837250.5492 | 4291809.4226 | 0 | 0 | 0 | 0 | 0 | 0 | 23514.2896 | 0 | 0 | 0 | 0 | 0 | 0 | 0 | 0 | 0 | 224182.117 | 14366.478 | 0 | 0 | 0 | 0 | 0 | 0 | 0 | 0 | 23514.2896 | 0 | 0 | 0 | 0 | 0 | 0
2016-12-01 18:00 | 0 | 0 | 0 | 0 | 146330.8423 | 539847.5105 | 445828 | 0 | 0 | 0 | 0 | 2077600.902 | 4291809.4226 | 0 | 0 | 0 | 0 | 0 | 0 | 23514.2896 | 0 | 0 | 0 | 0 | 0 | 0 | 0 | 0 | 0 | 240350.3528 | 0 | 0 | 0 | 0 | 0 | 0 | 0 | 0 | 0 | 0 | 0 | 0 | 0 | 0 | 0 | 0
2016-12-01 19:00 | 0 | 0 | 0 | 0 | 139139.8476 | 525409.1061 | 443702 | 0 | 0 | 0 | 0 | 2321962.1452 | 4291809.4226 | 0 | 0 | 0 | 0 | 0 | 0 | 0 | 0 | 0 | 0 | 0 | 0 | 0 | 0 | 0 | 0 | 244361.2433 | 0 | 0 | 0 | 0 | 0 | 0 | 0 | 0 | 0 | -23514.2896 | 0 | 0 | 0 | 0 | 0 | 0
2016-12-01 20:00 | 0 | 0 | 0 | 0 | 131687.2119 | 534370.8352 | 441771 | 0 | 0 | 0 | 0 | 2531882.7144 | 4306175.9006 | 0 | 0 | 0 | 0 | 0 | 0 | 0 | 0 | 0 | 0 | 0 | 0 | 0 | 0 | 0 | 0 | 209920.5691 | 14366.478 | 0 | 0 | 0 | 0 | 0 | 0 | 0 | 0 | 0 | 0 | 0 | 0 | 0 | 0 | 0
2016-12-01 21:00 | 0 | 0 | 0 | 0 | 121665.2992 | 535776.3475 | 445029 | 0 | 0 | 0 | 0 | 2729928.8831 | 4320542.3785 | 0 | 0 | 0 | 0 | 0 | 0 | 0 | 0 | 0 | 0 | 0 | 0 | 0 | 0 | 0 | 0 | 198046.1687 | 14366.478 | 0 | 0 | 0 | 0 | 0 | 0 | 0 | 0 | 0 | 0 | 0 | 0 | 0 | 0 | 0
2016-12-01 22:00 | 0 | 0 | 0 | 0 | 146550.2509 | 467877.2176 | 460354 | 0 | 0 | 0 | 0 | 2869635.8736 | 4334908.8565 | 0 | 0 | 0 | 0 | 0 | 0 | 0 | 0 | 0 | 0 | 0 | 0 | 0 | 0 | 0 | 0 | 139706.9905 | 14366.478 | 0 | 0 | 0 | 0 | 0 | 0 | 0 | 0 | 0 | 0 | 0 | 0 | 0 | 0 | 0
2016-12-01 23:00 | 0 | 0 | 0 | 0 | 173677.1515 | 212784.0582 | 476034 | 0 | 0 | 0 | 0 | 2756548.7936 | 4334908.8565 | 0 | 0 | 0 | 0 | 0 | 0 | 23514.2896 | 0 | 0 | 0 | 0 | 0 | 0 | 0 | 0 | 0 | -113087.08 | 0 | 0 | 0 | 0 | 0 | 0 | 0 | 0 | 0 | 23514.2896 | 0 | 0 | 0 | 0 | 0 | 0
2016-12-02 | 0 | 0 | 0 | 0 | 200077.9639 | 4559.5249 | 483265 | 0 | 0 | 0 | 0 | 2610261.6667 | 4226082.7618 | 0 | 0 | 0 | 0 | 0 | 0 | 0 | 0 | 0 | 0 | 0 | 0 | 0 | 0 | 0 | 0 | -146287.1269 | 0 | 108826.0947 | 0 | 0 | 0 | 0 | 0 | 0 | 0 | -23514.2896 | 0 | 0 | 0 | 0 | 0 | 0
2016-12-02 01:00 | 0 | 0 | 0 | 0 | 220443.1718 | 0 | 484225 | 0 | 0 | 0 | 0 | 2350728.4487 | 4198319.8619 | 0 | 0 | 0 | 0 | 0 | 0 | 23514.2896 | 0 | 0 | 0 | 0 | 0 | 0 | 0 | 0 | 0 | -259533.218 | 0 | 27762.8999 | 0 | 0 | 0 | 0 | 0 | 0 | 0 | 23514.2896 | 0 | 0 | 0 | 0 | 0 | 0
2016-12-02 02:00 | 0 | 0 | 0 | 0 | 229714.2073 | 0 | 474133 | 0 | 0 | 0 | 0 | 2238650.0403 | 4089493.7672 | 0 | 0 | 0 | 0 | 0 | 0 | 0 | 0 | 0 | 0 | 0 | 0 | 0 | 0 | 0 | 0 | -112078.4084 | 0 | 108826.0947 | 0 | 0 | 0 | 0 | 0 | 0 | 0 | -23514.2896 | 0 | 0 | 0 | 0 | 0 | 0
2016-12-02 03:00 | 0 | 0 | 0 | 0 | 228269.3794 | 0 | 454348 | 0 | 0 | 0 | 0 | 1989057.1301 | 4089493.7672 | 0 | 0 | 0 | 0 | 0 | 0 | 23514.2896 | 0 | 0 | 0 | 0 | 0 | 0 | 0 | 0 | 0 | -249592.9102 | 0 | 0 | 0 | 0 | 0 | 0 | 0 | 0 | 0 | 23514.2896 | 0 | 0 | 0 | 0 | 0 | 0
2016-12-02 04:00 | 0 | 0 | 0 | 0 | 221182.6159 | 0 | 431309 | 0 | 0 | 0 | 0 | 1911271.1304 | 3980667.6725 | 0 | 0 | 0 | 0 | 0 | 0 | 0 | 0 | 0 | 0 | 0 | 0 | 0 | 0 | 0 | 0 | -77785.9997 | 0 | 108826.0947 | 0 | 0 | 0 | 0 | 0 | 0 | 0 | -23514.2896 | 0 | 0 | 0 | 0 | 0 | 0
2016-12-02 05:00 | 0 | 0 | 0 | 0 | 211156.7266 | 0 | 410862 | 0 | 0 | 0 | 0 | 1688051.5674 | 3980667.6725 | 0 | 0 | 0 | 0 | 0 | 0 | 23514.2896 | 0 | 0 | 0 | 0 | 0 | 0 | 0 | 0 | 0 | -223219.563 | 0 | 0 | 0 | 0 | 0 | 0 | 0 | 0 | 0 | 23514.2896 | 0 | 0 | 0 | 0 | 0 | 0
2016-12-02 06:00 | 0 | 0 | 0 | 0 | 198735.1739 | 0 | 395520 | 0 | 0 | 0 | 0 | 1623607.1256 | 3871841.5777 | 0 | 0 | 0 | 0 | 0 | 0 | 0 | 0 | 0 | 0 | 0 | 0 | 0 | 0 | 0 | 0 | -64444.4418 | 0 | 108826.0947 | 0 | 0 | 0 | 0 | 0 | 0 | 0 | -23514.2896 | 0 | 0 | 0 | 0 | 0 | 0
2016-12-02 07:00 | 0 | 0 | 0 | 0 | 188937.0645 | 0 | 386345 | 0 | 0 | 0 | 0 | 1511510.9952 | 3763015.483 | 0 | 0 | 0 | 0 | 0 | 0 | 23514.2896 | 0 | 0 | 0 | 0 | 0 | 0 | 0 | 0 | 0 | -112096.1304 | 0 | 108826.0947 | 0 | 0 | 0 | 0 | 0 | 0 | 0 | 23514.2896 | 0 | 0 | 0 | 0 | 0 | 0
2016-12-02 08:00 | 0 | 0 | 0 | 0 | 181007.5287 | 0 | 382964 | 0 | 0 | 0 | 0 | 1418380.6186 | 3654189.3883 | 0 | 0 | 0 | 0 | 0 | 0 | 23514.2896 | 0 | 0 | 0 | 0 | 0 | 0 | 0 | 0 | 0 | -93130.3766 | 0 | 108826.0947 | 0 | 0 | 0 | 0 | 0 | 0 | 0 | 0 | 0 | 0 | 0 | 0 | 0 | 0
2016-12-02 09:00 | 0 | 0 | 0 | 0 | 174456.2235 | 0 | 385768 | 0 | 0 | 0 | 0 | 1207068.8421 | 3654189.3883 | 0 | 0 | 0 | 0 | 0 | 0 | 23514.2896 | 0 | 0 | 0 | 0 | 0 | 0 | 0 | 0 | 0 | -211311.7765 | 0 | 0 | 0 | 0 | 0 | 0 | 0 | 0 | 0 | 0 | 0 | 0 | 0 | 0 | 0 | 0
2016-12-02 10:00 | 0 | 0 | 0 | 0 | 176935.9704 | 0 | 398872 | 0 | 0 | 0 | 0 | 1117473.1968 | 3545363.2936 | 0 | 0 | 0 | 0 | 0 | 0 | 0 | 0 | 0 | 0 | 0 | 0 | 0 | 0 | 0 | 0 | -89595.6453 | 0 | 108826.0947 | 0 | 0 | 0 | 0 | 0 | 0 | 0 | -23514.2896 | 0 | 0 | 0 | 0 | 0 | 0
2016-12-02 11:00 | 0 | 0 | 0 | 0 | 183111.0282 | 0 | 430263 | 0 | 0 | 0 | 0 | 857939.9788 | 3534230.2502 | 0 | 0 | 0 | 0 | 0 | 0 | 23514.2896 | 0 | 0 | 0 | 0 | 0 | 0 | 0 | 0 | 0 | -259533.218 | 0 | 11133.0434 | 0 | 0 | 0 | 0 | 0 | 0 | 0 | 23514.2896 | 0 | 0 | 0 | 0 | 0 | 0
2016-12-02 12:00 | 0 | 0 | 0 | 0 | 182468.6014 | 0 | 458440 | 0 | 0 | 0 | 0 | 714308.9646 | 3425404.1554 | 0 | 0 | 0 | 0 | 0 | 0 | 0 | 0 | 0 | 0 | 0 | 0 | 0 | 0 | 0 | 0 | -143631.0142 | 0 | 108826.0947 | 0 | 0 | 0 | 0 | 0 | 0 | 0 | -23514.2896 | 0 | 0 | 0 | 0 | 0 | 0
2016-12-02 13:00 | 0 | 0 | 0 | 0 | 172969.8997 | 0 | 468105 | 0 | 0 | 0 | 0 | 454775.7466 | 3366287.9835 | 0 | 0 | 0 | 0 | 0 | 0 | 23514.2896 | 0 | 0 | 0 | 0 | 0 | 0 | 0 | 0 | 0 | -259533.218 | 0 | 59116.1719 | 0 | 0 | 0 | 0 | 0 | 0 | 0 | 23514.2896 | 0 | 0 | 0 | 0 | 0 | 0
2016-12-02 14:00 | 0 | 0 | 0 | 0 | 127449.4185 | 24553.6165 | 468340 | 0 | 0 | 0 | 0 | 247264.8763 | 3257461.8888 | 0 | 0 | 0 | 0 | 0 | 0 | 23514.2896 | 0 | 0 | 0 | 0 | 0 | 0 | 0 | 0 | 0 | -207510.8703 | 0 | 108826.0947 | 0 | 0 | 0 | 0 | 0 | 0 | 0 | 0 | 0 | 0 | 0 | 0 | 0 | 0
2016-12-02 15:00 | 0 | 0 | 0 | 0 | 83817.3631 | 286244.4691 | 463520 | 0 | 0 | 0 | 0 | 153806.7086 | 3257461.8888 | 0 | 0 | 0 | 0 | 0 | 0 | 23514.2896 | 0 | 0 | 0 | 0 | 0 | 0 | 0 | 0 | 0 | -93458.1677 | 0 | 0 | 0 | 0 | 0 | 0 | 0 | 0 | 0 | 0 | 0 | 0 | 0 | 0 | 0 | 0
2016-12-02 16:00 | 0 | 0 | 0 | 0 | 77915.9361 | 467215.3672 | 456429 | 0 | 0 | 0 | 0 | 266023.3014 | 3257461.8888 | 0 | 0 | 0 | 0 | 0 | 0 | 0 | 0 | 0 | 0 | 0 | 0 | 0 | 0 | 0 | 0 | 112216.5928 | 0 | 0 | 0 | 0 | 0 | 0 | 0 | 0 | 0 | -23514.2896 | 0 | 0 | 0 | 0 | 0 | 0
2016-12-02 17:00 | 0 | 0 | 0 | 0 | 78729.4089 | 507767.2993 | 449418 | 0 | 0 | 0 | 0 | 403102.0096 | 3257461.8888 | 0 | 0 | 0 | 0 | 0 | 0 | 0 | 0 | 0 | 0 | 0 | 0 | 0 | 0 | 0 | 0 | 137078.7082 | 0 | 0 | 0 | 0 | 0 | 0 | 0 | 0 | 0 | 0 | 0 | 0 | 0 | 0 | 0 | 0
2016-12-02 18:00 | 0 | 0 | 0 | 0 | 81835.9973 | 478807.7359 | 445013 | 0 | 0 | 0 | 0 | 604044.548 | 3148635.7941 | 0 | 0 | 0 | 0 | 0 | 0 | 23514.2896 | 0 | 0 | 0 | 0 | 0 | 0 | 0 | 0 | 0 | 200942.5384 | 0 | 108826.0947 | 0 | 0 | 0 | 0 | 0 | 0 | 0 | 23514.2896 | 0 | 0 | 0 | 0 | 0 | 0
2016-12-02 19:00 | 0 | 0 | 0 | 0 | 88760.0852 | 462715.249 | 441327 | 0 | 0 | 0 | 0 | 714192.8822 | 3148635.7941 | 0 | 0 | 0 | 0 | 0 | 0 | 23514.2896 | 0 | 0 | 0 | 0 | 0 | 0 | 0 | 0 | 0 | 110148.3341 | 0 | 0 | 0 | 0 | 0 | 0 | 0 | 0 | 0 | 0 | 0 | 0 | 0 | 0 | 0 | 0
2016-12-02 20:00 | 0 | 0 | 0 | 0 | 103279.8016 | 463477.4403 | 439813 | 0 | 0 | 0 | 0 | 864651.4137 | 3148635.7941 | 0 | 0 | 0 | 0 | 0 | 0 | 0 | 0 | 0 | 0 | 0 | 0 | 0 | 0 | 0 | 0 | 150458.5315 | 0 | 0 | 0 | 0 | 0 | 0 | 0 | 0 | 0 | -23514.2896 | 0 | 0 | 0 | 0 | 0 | 0
2016-12-02 21:00 | 0 | 0 | 0 | 0 | 120585.4015 | 452458.2224 | 444457 | 0 | 0 | 0 | 0 | 969723.748 | 3148635.7941 | 0 | 0 | 0 | 0 | 0 | 0 | 23514.2896 | 0 | 0 | 0 | 0 | 0 | 0 | 0 | 0 | 0 | 105072.3344 | 0 | 0 | 0 | 0 | 0 | 0 | 0 | 0 | 0 | 23514.2896 | 0 | 0 | 0 | 0 | 0 | 0
2016-12-02 22:00 | 0 | 0 | 0 | 0 | 167827.9977 | 393069.1315 | 458344 | 0 | 0 | 0 | 0 | 1072276.8772 | 3148635.7941 | 0 | 0 | 0 | 0 | 0 | 0 | 23514.2896 | 0 | 0 | 0 | 0 | 0 | 0 | 0 | 0 | 0 | 102553.1291 | 0 | 0 | 0 | 0 | 0 | 0 | 0 | 0 | 0 | 0 | 0 | 0 | 0 | 0 | 0 | 0
2016-12-02 23:00 | 0 | 0 | 0 | 0 | 224565.0419 | 210604.6304 | 471340 | 0 | 0 | 0 | 0 | 1059620.839 | 3148635.7941 | 0 | 0 | 0 | 0 | 0 | 0 | 0 | 0 | 0 | 0 | 0 | 0 | 0 | 0 | 0 | 0 | -12656.0382 | 0 | 0 | 0 | 0 | 0 | 0 | 0 | 0 | 0 | -23514.2896 | 0 | 0 | 0 | 0 | 0 | 0
2016-12-03 | 0 | 0 | 0 | 0 | 276017.6863 | 4470.0789 | 474735 | 0 | 0 | 0 | 0 | 865373.6042 | 3148635.7941 | 0 | 0 | 0 | 0 | 0 | 0 | 0 | 0 | 0 | 0 | 0 | 0 | 0 | 0 | 0 | 0 | -194247.2348 | 0 | 0 | 0 | 0 | 0 | 0 | 0 | 0 | 0 | 0 | 0 | 0 | 0 | 0 | 0 | 0
2016-12-03 01:00 | 0 | 0 | 0 | 0 | 276197.6735 | 0 | 473002 | 0 | 0 | 0 | 0 | 645054.9881 | 3148635.7941 | 0 | 0 | 0 | 0 | 0 | 0 | 23514.2896 | 0 | 0 | 0 | 0 | 0 | 0 | 0 | 0 | 0 | -220318.6161 | 0 | 0 | 0 | 0 | 0 | 0 | 0 | 0 | 0 | 23514.2896 | 0 | 0 | 0 | 0 | 0 | 0
2016-12-03 02:00 | 0 | 0 | 0 | 0 | 278191.8166 | 0 | 463743 | 0 | 0 | 0 | 0 | 568329.8994 | 3039809.6994 | 0 | 0 | 0 | 0 | 0 | 0 | 23514.2896 | 0 | 0 | 0 | 0 | 0 | 0 | 0 | 0 | 0 | -76725.0887 | 0 | 108826.0947 | 0 | 0 | 0 | 0 | 0 | 0 | 0 | 0 | 0 | 0 | 0 | 0 | 0 | 0
2016-12-03 03:00 | 0 | 0 | 0 | 0 | 281040.4124 | 0 | 447592 | 0 | 0 | 0 | 0 | 401778.3118 | 3039809.6994 | 0 | 0 | 0 | 0 | 0 | 0 | 23514.2896 | 0 | 0 | 0 | 0 | 0 | 0 | 0 | 0 | 0 | -166551.5876 | 0 | 0 | 0 | 0 | 0 | 0 | 0 | 0 | 0 | 0 | 0 | 0 | 0 | 0 | 0 | 0
2016-12-03 04:00 | 0 | 0 | 0 | 0 | 287668.0175 | 0 | 428138 | 0 | 0 | 0 | 0 | 284822.6189 | 3039809.6994 | 0 | 0 | 0 | 0 | 0 | 0 | 0 | 0 | 0 | 0 | 0 | 0 | 0 | 0 | 0 | 0 | -116955.6929 | 0 | 0 | 0 | 0 | 0 | 0 | 0 | 0 | 0 | -23514.2896 | 0 | 0 | 0 | 0 | 0 | 0
2016-12-03 05:00 | 0 | 0 | 0 | 0 | 309569.8686 | 0 | 409157 | 0 | 0 | 0 | 0 | 161721.1979 | 3039809.6994 | 0 | 0 | 0 | 0 | 0 | 0 | 23514.2896 | 0 | 0 | 0 | 0 | 0 | 0 | 0 | 0 | 0 | -123101.421 | 0 | 0 | 0 | 0 | 0 | 0 | 0 | 0 | 0 | 23514.2896 | 0 | 0 | 0 | 0 | 0 | 0
2016-12-03 06:00 | 0 | 0 | 0 | 0 | 345544.3134 | 0 | 394654 | 0 | 0 | 0 | 0 | 136125.8009 | 3039809.6994 | 0 | 0 | 0 | 0 | 0 | 0 | 0 | 0 | 0 | 0 | 0 | 0 | 0 | 0 | 0 | 0 | -25595.397 | 0 | 0 | 0 | 0 | 0 | 0 | 0 | 0 | 0 | -23514.2896 | 0 | 0 | 0 | 0 | 0 | 0
2016-12-03 07:00 | 0 | 0 | 0 | 0 | 365215.6675 | 0 | 384381 | 0 | 0 | 0 | 0 | 93446.1788 | 3039809.6994 | 0 | 0 | 0 | 0 | 0 | 0 | 23514.2896 | 0 | 0 | 0 | 0 | 0 | 0 | 0 | 0 | 0 | -42679.6221 | 0 | 0 | 0 | 0 | 0 | 0 | 0 | 0 | 0 | 23514.2896 | 0 | 0 | 0 | 0 | 0 | 0
2016-12-03 08:00 | 0 | 0 | 0 | 0 | 371313.8796 | 0 | 378927 | 0 | 0 | 0 | 0 | 109347.3479 | 3039809.6994 | 0 | 0 | 0 | 0 | 0 | 0 | 0 | 0 | 0 | 0 | 0 | 0 | 0 | 0 | 0 | 0 | 15901.1692 | 0 | 0 | 0 | 0 | 0 | 0 | 0 | 0 | 0 | -23514.2896 | 0 | 0 | 0 | 0 | 0 | 0
2016-12-03 09:00 | 0 | 0 | 0 | 0 | 365268.0645 | 0 | 377562 | 0 | 0 | 0 | 0 | 73539.1229 | 3039809.6994 | 0 | 0 | 0 | 0 | 0 | 0 | 23514.2896 | 0 | 0 | 0 | 0 | 0 | 0 | 0 | 0 | 0 | -35808.2251 | 0 | 0 | 0 | 0 | 0 | 0 | 0 | 0 | 0 | 23514.2896 | 0 | 0 | 0 | 0 | 0 | 0
2016-12-03 10:00 | 0 | 0 | 0 | 0 | 359131.7344 | 0 | 382297 | 0 | 0 | 0 | 0 | 73888.1469 | 3039809.6994 | 0 | 0 | 0 | 0 | 0 | 0 | 0 | 0 | 0 | 0 | 0 | 0 | 0 | 0 | 0 | 0 | 349.024 | 0 | 0 | 0 | 0 | 0 | 0 | 0 | 0 | 0 | -23514.2896 | 0 | 0 | 0 | 0 | 0 | 0
2016-12-03 11:00 | 0 | 0 | 0 | 0 | 354113.7583 | 0 | 391458 | 0 | 0 | 0 | 0 | 121855.7103 | 2930983.6046 | 0 | 0 | 0 | 0 | 0 | 0 | 23514.2896 | 0 | 0 | 0 | 0 | 0 | 0 | 0 | 0 | 0 | 47967.5634 | 0 | 108826.0947 | 0 | 0 | 0 | 0 | 0 | 0 | 0 | 23514.2896 | 0 | 0 | 0 | 0 | 0 | 0
2016-12-03 12:00 | 0 | 0 | 0 | 0 | 350271.9698 | 0 | 405403 | 0 | 0 | 0 | 0 | 66724.6801 | 2930983.6046 | 0 | 0 | 0 | 0 | 0 | 0 | 23514.2896 | 0 | 0 | 0 | 0 | 0 | 0 | 0 | 0 | 0 | -55131.0302 | 0 | 0 | 0 | 0 | 0 | 0 | 0 | 0 | 0 | 0 | 0 | 0 | 0 | 0 | 0 | 0
2016-12-03 13:00 | 0 | 0 | 0 | 0 | 345452.8773 | 0 | 420327 | 0 | 0 | 0 | 0 | 15364.847 | 2930983.6046 | 0 | 0 | 0 | 0 | 0 | 0 | 0 | 0 | 0 | 0 | 0 | 0 | 0 | 0 | 0 | 0 | -51359.8331 | 0 | 0 | 0 | 0 | 0 | 0 | 0 | 0 | 0 | -23514.2896 | 0 | 0 | 0 | 0 | 0 | 0
2016-12-03 14:00 | 0 | 0 | 0 | 0 | 318947.9145 | 10783.2321 | 431496 | 0 | 0 | 0 | 0 | 0 | 2844583.5982 | 0 | 0 | 0 | 0 | 0 | 0 | 0 | 0 | 0 | 0 | 0 | 0 | 0 | 0 | 0 | 0 | -15364.847 | 0 | 86400.0064 | 0 | 0 | 0 | 0 | 0 | 0 | 0 | 0 | 0 | 0 | 0 | 0 | 0 | 0
2016-12-03 15:00 | 0 | 0 | 0 | 0 | 97413.574 | 353777.904 | 436825 | 0 | 0 | 0 | 0 | 0 | 2858950.0762 | 0 | 0 | 0 | 0 | 0 | 0 | 0 | 0 | 0 | 0 | 0 | 0 | 0 | 0 | 0 | 0 | 0 | 14366.478 | 0 | 0 | 0 | 0 | 0 | 0 | 0 | 0 | 0 | 0 | 0 | 0 | 0 | 0 | 0
2016-12-03 16:00 | 0 | 0 | 0 | 0 | 186188.5449 | 524603.151 | 436892 | 0 | 0 | 0 | 0 | 259533.218 | 2873316.5542 | 0 | 0 | 0 | 0 | 0 | 0 | 0 | 0 | 0 | 0 | 0 | 0 | 0 | 0 | 0 | 0 | 259533.218 | 14366.478 | 0 | 0 | 0 | 0 | 0 | 0 | 0 | 0 | 0 | 0 | 0 | 0 | 0 | 0 | 0
2016-12-03 17:00 | 0 | 0 | 0 | 0 | 0 | 548963.4853 | 433208 | 0 | 0 | 0 | 0 | 360922.2253 | 2887683.0322 | 0 | 0 | 0 | 0 | 0 | 0 | 0 | 0 | 0 | 0 | 0 | 0 | 0 | 0 | 0 | 0 | 101389.0074 | 14366.478 | 0 | 0 | 0 | 0 | 0 | 0 | 0 | 0 | 0 | 0 | 0 | 0 | 0 | 0 | 0
2016-12-03 18:00 | 0 | 0 | 0 | 0 | 163966.3685 | 523912.8495 | 428346 | 0 | 0 | 0 | 0 | 620455.4433 | 2887683.0322 | 0 | 0 | 0 | 0 | 0 | 0 | 0 | 0 | 0 | 0 | 0 | 0 | 0 | 0 | 0 | 0 | 259533.218 | 0 | 0 | 0 | 0 | 0 | 0 | 0 | 0 | 0 | 0 | 0 | 0 | 0 | 0 | 0 | 0
2016-12-03 19:00 | 0 | 0 | 0 | 0 | 0 | 506797.2628 | 425207 | 0 | 0 | 0 | 0 | 687679.2281 | 2902049.5101 | 0 | 0 | 0 | 0 | 0 | 0 | 0 | 0 | 0 | 0 | 0 | 0 | 0 | 0 | 0 | 0 | 67223.7848 | 14366.478 | 0 | 0 | 0 | 0 | 0 | 0 | 0 | 0 | 0 | 0 | 0 | 0 | 0 | 0 | 0
2016-12-03 20:00 | 0 | 0 | 0 | 0 | 179604.6849 | 518810.0111 | 424515 | 0 | 0 | 0 | 0 | 947212.4461 | 2916415.9881 | 0 | 0 | 0 | 0 | 0 | 0 | 0 | 0 | 0 | 0 | 0 | 0 | 0 | 0 | 0 | 0 | 259533.218 | 14366.478 | 0 | 0 | 0 | 0 | 0 | 0 | 0 | 0 | 0 | 0 | 0 | 0 | 0 | 0 | 0
2016-12-03 21:00 | 0 | 0 | 0 | 0 | 0 | 542190.3716 | 429335 | 0 | 0 | 0 | 0 | 1045701.3397 | 2930782.4661 | 0 | 0 | 0 | 0 | 0 | 0 | 0 | 0 | 0 | 0 | 0 | 0 | 0 | 0 | 0 | 0 | 98488.8937 | 14366.478 | 0 | 0 | 0 | 0 | 0 | 0 | 0 | 0 | 0 | 0 | 0 | 0 | 0 | 0 | 0
2016-12-03 22:00 | 0 | 0 | 0 | 0 | 218785.8945 | 500970.8015 | 445857 | 0 | 0 | 0 | 0 | 1305234.5577 | 2945148.9441 | 0 | 0 | 0 | 0 | 0 | 0 | 0 | 0 | 0 | 0 | 0 | 0 | 0 | 0 | 0 | 0 | 259533.218 | 14366.478 | 0 | 0 | 0 | 0 | 0 | 0 | 0 | 0 | 0 | 0 | 0 | 0 | 0 | 0 | 0
2016-12-03 23:00 | 0 | 0 | 0 | 0 | 0 | 235088.0084 | 456957 | 0 | 0 | 0 | 0 | 1083365.5661 | 2945148.9441 | 0 | 0 | 0 | 0 | 0 | 0 | 0 | 0 | 0 | 0 | 0 | 0 | 0 | 0 | 0 | 0 | -221868.9916 | 0 | 0 | 0 | 0 | 0 | 0 | 0 | 0 | 0 | 0 | 0 | 0 | 0 | 0 | 0 | 0
2016-12-04 | 0 | 0 | 0 | 0 | 414852.5698 | 3579.3669 | 459226 | 0 | 0 | 0 | 0 | 1028205.0249 | 2959515.4221 | 0 | 0 | 0 | 0 | 0 | 0 | 0 | 0 | 0 | 0 | 0 | 0 | 0 | 0 | 0 | 0 | -55160.5412 | 14366.478 | 0 | 0 | 0 | 0 | 0 | 0 | 0 | 0 | 0 | 0 | 0 | 0 | 0 | 0 | 0
2016-12-04 01:00 | 0 | 0 | 0 | 0 | 413796.1469 | 0 | 457461 | 0 | 0 | 0 | 0 | 984540.1718 | 2959515.4221 | 0 | 0 | 0 | 0 | 0 | 0 | 0 | 0 | 0 | 0 | 0 | 0 | 0 | 0 | 0 | 0 | -43664.8531 | 0 | 0 | 0 | 0 | 0 | 0 | 0 | 0 | 0 | 0 | 0 | 0 | 0 | 0 | 0 | 0
2016-12-04 02:00 | 0 | 0 | 0 | 0 | 408624.7857 | 0 | 448462 | 0 | 0 | 0 | 0 | 930336.4795 | 2973881.9 | 0 | 0 | 0 | 0 | 0 | 0 | 0 | 0 | 0 | 0 | 0 | 0 | 0 | 0 | 0 | 0 | -54203.6923 | 14366.478 | 0 | 0 | 0 | 0 | 0 | 0 | 0 | 0 | 0 | 0 | 0 | 0 | 0 | 0 | 0
2016-12-04 03:00 | 0 | 0 | 0 | 0 | 189117.26 | 0 | 434284 | 0 | 0 | 0 | 0 | 670803.2615 | 2988248.378 | 0 | 0 | 0 | 0 | 0 | 0 | 0 | 0 | 0 | 0 | 0 | 0 | 0 | 0 | 0 | 0 | -259533.218 | 14366.478 | 0 | 0 | 0 | 0 | 0 | 0 | 0 | 0 | 0 | 0 | 0 | 0 | 0 | 0 | 0
2016-12-04 04:00 | 0 | 0 | 0 | 0 | 413169.0579 | 0 | 416817 | 0 | 0 | 0 | 0 | 652788.8414 | 3002614.856 | 0 | 0 | 0 | 0 | 0 | 0 | 0 | 0 | 0 | 0 | 0 | 0 | 0 | 0 | 0 | 0 | -18014.4201 | 14366.478 | 0 | 0 | 0 | 0 | 0 | 0 | 0 | 0 | 0 | 0 | 0 | 0 | 0 | 0 | 0
2016-12-04 05:00 | 0 | 0 | 0 | 0 | 420667.4066 | 0 | 399836 | 0 | 0 | 0 | 0 | 673620.2481 | 3002614.856 | 0 | 0 | 0 | 0 | 0 | 0 | 0 | 0 | 0 | 0 | 0 | 0 | 0 | 0 | 0 | 0 | 20831.4066 | 0 | 0 | 0 | 0 | 0 | 0 | 0 | 0 | 0 | 0 | 0 | 0 | 0 | 0 | 0 | 0
2016-12-04 06:00 | 0 | 0 | 0 | 0 | 425994.2785 | 0 | 384940 | 0 | 0 | 0 | 0 | 700308.0486 | 3016981.334 | 0 | 0 | 0 | 0 | 0 | 0 | 0 | 0 | 0 | 0 | 0 | 0 | 0 | 0 | 0 | 0 | 26687.8005 | 14366.478 | 0 | 0 | 0 | 0 | 0 | 0 | 0 | 0 | 0 | 0 | 0 | 0 | 0 | 0 | 0
2016-12-04 07:00 | 0 | 0 | 0 | 0 | 428263.0063 | 0 | 373882 | 0 | 0 | 0 | 0 | 740322.5769 | 3031347.812 | 0 | 0 | 0 | 0 | 0 | 0 | 0 | 0 | 0 | 0 | 0 | 0 | 0 | 0 | 0 | 0 | 40014.5283 | 14366.478 | 0 | 0 | 0 | 0 | 0 | 0 | 0 | 0 | 0 | 0 | 0 | 0 | 0 | 0 | 0
2016-12-04 08:00 | 0 | 0 | 0 | 0 | 433014.4577 | 0 | 367585 | 0 | 0 | 0 | 0 | 791385.5566 | 3045714.29 | 0 | 0 | 0 | 0 | 0 | 0 | 0 | 0 | 0 | 0 | 0 | 0 | 0 | 0 | 0 | 0 | 51062.9797 | 14366.478 | 0 | 0 | 0 | 0 | 0 | 0 | 0 | 0 | 0 | 0 | 0 | 0 | 0 | 0 | 0
2016-12-04 09:00 | 0 | 0 | 0 | 0 | 120422.26 | 0 | 365589 | 0 | 0 | 0 | 0 | 531852.3386 | 3060080.7679 | 0 | 0 | 0 | 0 | 0 | 0 | 0 | 0 | 0 | 0 | 0 | 0 | 0 | 0 | 0 | 0 | -259533.218 | 14366.478 | 0 | 0 | 0 | 0 | 0 | 0 | 0 | 0 | 0 | 0 | 0 | 0 | 0 | 0 | 0
2016-12-04 10:00 | 0 | 0 | 0 | 0 | 466065.2383 | 0 | 367383 | 0 | 0 | 0 | 0 | 616168.0989 | 3074447.2459 | 0 | 0 | 0 | 0 | 0 | 0 | 0 | 0 | 0 | 0 | 0 | 0 | 0 | 0 | 0 | 0 | 84315.7603 | 14366.478 | 0 | 0 | 0 | 0 | 0 | 0 | 0 | 0 | 0 | 0 | 0 | 0 | 0 | 0 | 0
2016-12-04 11:00 | 0 | 0 | 0 | 0 | 129811.26 | 0 | 374978 | 0 | 0 | 0 | 0 | 356634.881 | 3088813.7239 | 0 | 0 | 0 | 0 | 0 | 0 | 0 | 0 | 0 | 0 | 0 | 0 | 0 | 0 | 0 | 0 | -259533.218 | 14366.478 | 0 | 0 | 0 | 0 | 0 | 0 | 0 | 0 | 0 | 0 | 0 | 0 | 0 | 0 | 0
2016-12-04 12:00 | 0 | 0 | 0 | 0 | 491145.4461 | 0 | 385505 | 0 | 0 | 0 | 0 | 447908.8491 | 3103180.2019 | 0 | 0 | 0 | 0 | 0 | 0 | 0 | 0 | 0 | 0 | 0 | 0 | 0 | 0 | 0 | 0 | 91273.9681 | 14366.478 | 0 | 0 | 0 | 0 | 0 | 0 | 0 | 0 | 0 | 0 | 0 | 0 | 0 | 0 | 0
2016-12-04 13:00 | 0 | 0 | 0 | 0 | 155418.26 | 0 | 400585 | 0 | 0 | 0 | 0 | 188375.6311 | 3117546.6799 | 0 | 0 | 0 | 0 | 0 | 0 | 0 | 0 | 0 | 0 | 0 | 0 | 0 | 0 | 0 | 0 | -259533.218 | 14366.478 | 0 | 0 | 0 | 0 | 0 | 0 | 0 | 0 | 0 | 0 | 0 | 0 | 0 | 0 | 0
2016-12-04 14:00 | 0 | 0 | 0 | 0 | 427002.8379 | 87512.6279 | 413990 | 0 | 0 | 0 | 0 | 274534.619 | 3131913.1578 | 0 | 0 | 0 | 0 | 0 | 0 | 0 | 0 | 0 | 0 | 0 | 0 | 0 | 0 | 0 | 0 | 86158.9878 | 14366.478 | 0 | 0 | 0 | 0 | 0 | 0 | 0 | 0 | 0 | 0 | 0 | 0 | 0 | 0 | 0
2016-12-04 15:00 | 0 | 0 | 0 | 0 | 229602.3625 | 465207.3334 | 420910 | 0 | 0 | 0 | 0 | 534067.8369 | 3146279.6358 | 0 | 0 | 0 | 0 | 0 | 0 | 0 | 0 | 0 | 0 | 0 | 0 | 0 | 0 | 0 | 0 | 259533.218 | 14366.478 | 0 | 0 | 0 | 0 | 0 | 0 | 0 | 0 | 0 | 0 | 0 | 0 | 0 | 0 | 0
2016-12-04 16:00 | 0 | 0 | 0 | 0 | 96081.5587 | 601471.1372 | 423653 | 0 | 0 | 0 | 0 | 793601.0549 | 3160646.1138 | 0 | 0 | 0 | 0 | 0 | 0 | 0 | 0 | 0 | 0 | 0 | 0 | 0 | 0 | 0 | 0 | 259533.218 | 14366.478 | 0 | 0 | 0 | 0 | 0 | 0 | 0 | 0 | 0 | 0 | 0 | 0 | 0 | 0 | 0
2016-12-04 17:00 | 0 | 0 | 0 | 0 | 0 | 605337.8851 | 425473 | 0 | 0 | 0 | 0 | 959099.462 | 3175012.5918 | 0 | 0 | 0 | 0 | 0 | 0 | 0 | 0 | 0 | 0 | 0 | 0 | 0 | 0 | 0 | 0 | 165498.4071 | 14366.478 | 0 | 0 | 0 | 0 | 0 | 0 | 0 | 0 | 0 | 0 | 0 | 0 | 0 | 0 | 0
2016-12-04 18:00 | 0 | 0 | 0 | 0 | 0 | 574445.4981 | 426290 | 0 | 0 | 0 | 0 | 1107254.9601 | 3175012.5918 | 0 | 0 | 0 | 0 | 0 | 0 | 0 | 0 | 0 | 0 | 0 | 0 | 0 | 0 | 0 | 0 | 148155.4981 | 0 | 0 | 0 | 0 | 0 | 0 | 0 | 0 | 0 | 0 | 0 | 0 | 0 | 0 | 0 | 0
2016-12-04 19:00 | 0 | 0 | 0 | 0 | 144483.4512 | 555213.2448 | 425797 | 0 | 0 | 0 | 0 | 1366788.178 | 3189379.0698 | 0 | 0 | 0 | 0 | 0 | 0 | 0 | 0 | 0 | 0 | 0 | 0 | 0 | 0 | 0 | 0 | 259533.218 | 14366.478 | 0 | 0 | 0 | 0 | 0 | 0 | 0 | 0 | 0 | 0 | 0 | 0 | 0 | 0 | 0
2016-12-04 20:00 | 0 | 0 | 0 | 0 | 0 | 570997.7734 | 426201 | 0 | 0 | 0 | 0 | 1497218.4735 | 3203745.5478 | 0 | 0 | 0 | 0 | 0 | 0 | 0 | 0 | 0 | 0 | 0 | 0 | 0 | 0 | 0 | 0 | 130430.2954 | 14366.478 | 0 | 0 | 0 | 0 | 0 | 0 | 0 | 0 | 0 | 0 | 0 | 0 | 0 | 0 | 0
2016-12-04 21:00 | 0 | 0 | 0 | 0 | 0 | 597493.4943 | 435167 | 0 | 0 | 0 | 0 | 1645178.4898 | 3218112.0257 | 0 | 0 | 0 | 0 | 0 | 0 | 0 | 0 | 0 | 0 | 0 | 0 | 0 | 0 | 0 | 0 | 147960.0163 | 14366.478 | 0 | 0 | 0 | 0 | 0 | 0 | 0 | 0 | 0 | 0 | 0 | 0 | 0 | 0 | 0
2016-12-04 22:00 | 0 | 0 | 0 | 0 | 0 | 548408.0076 | 453288 | 0 | 0 | 0 | 0 | 1725932.0194 | 3232478.5037 | 0 | 0 | 0 | 0 | 0 | 0 | 0 | 0 | 0 | 0 | 0 | 0 | 0 | 0 | 0 | 0 | 80753.5296 | 14366.478 | 0 | 0 | 0 | 0 | 0 | 0 | 0 | 0 | 0 | 0 | 0 | 0 | 0 | 0 | 0
2016-12-04 23:00 | 0 | 0 | 0 | 0 | 360002.8622 | 224148.0344 | 468054 | 0 | 0 | 0 | 0 | 1842028.916 | 3232478.5037 | 0 | 0 | 0 | 0 | 0 | 0 | 0 | 0 | 0 | 0 | 0 | 0 | 0 | 0 | 0 | 0 | 116096.8966 | 0 | 0 | 0 | 0 | 0 | 0 | 0 | 0 | 0 | 0 | 0 | 0 | 0 | 0 | 0 | 0
2016-12-05 | 0 | 0 | 0 | 0 | 227198.0109 | 2265.2491 | 474630 | 0 | 0 | 0 | 0 | 1582495.6981 | 3246844.9817 | 0 | 0 | 0 | 0 | 0 | 0 | 0 | 0 | 0 | 0 | 0 | 0 | 0 | 0 | 0 | 0 | -259533.218 | 14366.478 | 0 | 0 | 0 | 0 | 0 | 0 | 0 | 0 | 0 | 0 | 0 | 0 | 0 | 0 | 0
2016-12-05 01:00 | 0 | 0 | 0 | 0 | 215031.782 | 0 | 474565 | 0 | 0 | 0 | 0 | 1322962.4801 | 3246844.9817 | 0 | 0 | 0 | 0 | 0 | 0 | 0 | 0 | 0 | 0 | 0 | 0 | 0 | 0 | 0 | 0 | -259533.218 | 0 | 0 | 0 | 0 | 0 | 0 | 0 | 0 | 0 | 0 | 0 | 0 | 0 | 0 | 0 | 0
2016-12-05 02:00 | 0 | 0 | 0 | 0 | 558609.2214 | 0 | 462403 | 0 | 0 | 0 | 0 | 1404802.2236 | 3261211.4597 | 0 | 0 | 0 | 0 | 0 | 0 | 0 | 0 | 0 | 0 | 0 | 0 | 0 | 0 | 0 | 0 | 81839.7435 | 14366.478 | 0 | 0 | 0 | 0 | 0 | 0 | 0 | 0 | 0 | 0 | 0 | 0 | 0 | 0 | 0
2016-12-05 03:00 | 0 | 0 | 0 | 0 | 197217.26 | 0 | 442384 | 0 | 0 | 0 | 0 | 1145269.0056 | 3275577.9377 | 0 | 0 | 0 | 0 | 0 | 0 | 0 | 0 | 0 | 0 | 0 | 0 | 0 | 0 | 0 | 0 | -259533.218 | 14366.478 | 0 | 0 | 0 | 0 | 0 | 0 | 0 | 0 | 0 | 0 | 0 | 0 | 0 | 0 | 0
2016-12-05 04:00 | 0 | 0 | 0 | 0 | 174971.26 | 0 | 420138 | 0 | 0 | 0 | 0 | 885735.7876 | 3289944.4156 | 0 | 0 | 0 | 0 | 0 | 0 | 0 | 0 | 0 | 0 | 0 | 0 | 0 | 0 | 0 | 0 | -259533.218 | 14366.478 | 0 | 0 | 0 | 0 | 0 | 0 | 0 | 0 | 0 | 0 | 0 | 0 | 0 | 0 | 0
2016-12-05 05:00 | 0 | 0 | 0 | 0 | 583057.9475 | 0 | 400445 | 0 | 0 | 0 | 0 | 1068348.7352 | 3289944.4156 | 0 | 0 | 0 | 0 | 0 | 0 | 0 | 0 | 0 | 0 | 0 | 0 | 0 | 0 | 0 | 0 | 182612.9475 | 0 | 0 | 0 | 0 | 0 | 0 | 0 | 0 | 0 | 0 | 0 | 0 | 0 | 0 | 0 | 0
2016-12-05 06:00 | 0 | 0 | 0 | 0 | 140348.26 | 0 | 385515 | 0 | 0 | 0 | 0 | 808815.5172 | 3304310.8936 | 0 | 0 | 0 | 0 | 0 | 0 | 0 | 0 | 0 | 0 | 0 | 0 | 0 | 0 | 0 | 0 | -259533.218 | 14366.478 | 0 | 0 | 0 | 0 | 0 | 0 | 0 | 0 | 0 | 0 | 0 | 0 | 0 | 0 | 0
2016-12-05 07:00 | 0 | 0 | 0 | 0 | 587316.3647 | 0 | 376224 | 0 | 0 | 0 | 0 | 1005541.4039 | 3318677.3716 | 0 | 0 | 0 | 0 | 0 | 0 | 0 | 0 | 0 | 0 | 0 | 0 | 0 | 0 | 0 | 0 | 196725.8867 | 14366.478 | 0 | 0 | 0 | 0 | 0 | 0 | 0 | 0 | 0 | 0 | 0 | 0 | 0 | 0 | 0
2016-12-05 08:00 | 0 | 0 | 0 | 0 | 587593.2456 | 0 | 372708 | 0 | 0 | 0 | 0 | 1206060.1716 | 3333043.8496 | 0 | 0 | 0 | 0 | 0 | 0 | 0 | 0 | 0 | 0 | 0 | 0 | 0 | 0 | 0 | 0 | 200518.7676 | 14366.478 | 0 | 0 | 0 | 0 | 0 | 0 | 0 | 0 | 0 | 0 | 0 | 0 | 0 | 0 | 0
2016-12-05 09:00 | 0 | 0 | 0 | 0 | 117142.782 | 0 | 376676 | 0 | 0 | 0 | 0 | 946526.9536 | 3333043.8496 | 0 | 0 | 0 | 0 | 0 | 0 | 0 | 0 | 0 | 0 | 0 | 0 | 0 | 0 | 0 | 0 | -259533.218 | 0 | 0 | 0 | 0 | 0 | 0 | 0 | 0 | 0 | 0 | 0 | 0 | 0 | 0 | 0 | 0
2016-12-05 10:00 | 0 | 0 | 0 | 0 | 568890.2643 | 0 | 390407 | 0 | 0 | 0 | 0 | 1110643.7399 | 3347410.3276 | 0 | 0 | 0 | 0 | 0 | 0 | 0 | 0 | 0 | 0 | 0 | 0 | 0 | 0 | 0 | 0 | 164116.7863 | 14366.478 | 0 | 0 | 0 | 0 | 0 | 0 | 0 | 0 | 0 | 0 | 0 | 0 | 0 | 0 | 0
2016-12-05 11:00 | 0 | 0 | 0 | 0 | 176016.26 | 0 | 421183 | 0 | 0 | 0 | 0 | 851110.522 | 3361776.8055 | 0 | 0 | 0 | 0 | 0 | 0 | 0 | 0 | 0 | 0 | 0 | 0 | 0 | 0 | 0 | 0 | -259533.218 | 14366.478 | 0 | 0 | 0 | 0 | 0 | 0 | 0 | 0 | 0 | 0 | 0 | 0 | 0 | 0 | 0
2016-12-05 12:00 | 0 | 0 | 0 | 0 | 558170.8634 | 0 | 451832 | 0 | 0 | 0 | 0 | 943082.9074 | 3376143.2835 | 0 | 0 | 0 | 0 | 0 | 0 | 0 | 0 | 0 | 0 | 0 | 0 | 0 | 0 | 0 | 0 | 91972.3854 | 14366.478 | 0 | 0 | 0 | 0 | 0 | 0 | 0 | 0 | 0 | 0 | 0 | 0 | 0 | 0 | 0
2016-12-05 13:00 | 0 | 0 | 0 | 0 | 207053.782 | 0 | 466587 | 0 | 0 | 0 | 0 | 683549.6894 | 3376143.2835 | 0 | 0 | 0 | 0 | 0 | 0 | 0 | 0 | 0 | 0 | 0 | 0 | 0 | 0 | 0 | 0 | -259533.218 | 0 | 0 | 0 | 0 | 0 | 0 | 0 | 0 | 0 | 0 | 0 | 0 | 0 | 0 | 0 | 0
2016-12-05 14:00 | 0 | 0 | 0 | 0 | 139299.0808 | 89513.1793 | 473979 | 0 | 0 | 0 | 0 | 424016.4714 | 3390509.7615 | 0 | 0 | 0 | 0 | 0 | 0 | 0 | 0 | 0 | 0 | 0 | 0 | 0 | 0 | 0 | 0 | -259533.218 | 14366.478 | 0 | 0 | 0 | 0 | 0 | 0 | 0 | 0 | 0 | 0 | 0 | 0 | 0 | 0 | 0
2016-12-05 15:00 | 0 | 0 | 0 | 0 | 354796.2453 | 395733.4507 | 476630 | 0 | 0 | 0 | 0 | 683549.6894 | 3404876.2395 | 0 | 0 | 0 | 0 | 0 | 0 | 0 | 0 | 0 | 0 | 0 | 0 | 0 | 0 | 0 | 0 | 259533.218 | 14366.478 | 0 | 0 | 0 | 0 | 0 | 0 | 0 | 0 | 0 | 0 | 0 | 0 | 0 | 0 | 0
2016-12-05 16:00 | 0 | 0 | 0 | 0 | 0 | 538955.5136 | 473521 | 0 | 0 | 0 | 0 | 734617.7251 | 3419242.7175 | 0 | 0 | 0 | 0 | 0 | 0 | 0 | 0 | 0 | 0 | 0 | 0 | 0 | 0 | 0 | 0 | 51068.0356 | 14366.478 | 0 | 0 | 0 | 0 | 0 | 0 | 0 | 0 | 0 | 0 | 0 | 0 | 0 | 0 | 0
2016-12-05 17:00 | 0 | 0 | 0 | 0 | 180160.9457 | 562934.7502 | 469196 | 0 | 0 | 0 | 0 | 994150.943 | 3433609.1955 | 0 | 0 | 0 | 0 | 0 | 0 | 0 | 0 | 0 | 0 | 0 | 0 | 0 | 0 | 0 | 0 | 259533.218 | 14366.478 | 0 | 0 | 0 | 0 | 0 | 0 | 0 | 0 | 0 | 0 | 0 | 0 | 0 | 0 | 0
2016-12-05 18:00 | 0 | 0 | 0 | 0 | 195637.3422 | 543239.3538 | 464977 | 0 | 0 | 0 | 0 | 1253684.161 | 3447975.6734 | 0 | 0 | 0 | 0 | 0 | 0 | 0 | 0 | 0 | 0 | 0 | 0 | 0 | 0 | 0 | 0 | 259533.218 | 14366.478 | 0 | 0 | 0 | 0 | 0 | 0 | 0 | 0 | 0 | 0 | 0 | 0 | 0 | 0 | 0
2016-12-05 19:00 | 0 | 0 | 0 | 0 | 0 | 537234.7149 | 462140 | 0 | 0 | 0 | 0 | 1314412.3979 | 3462342.1514 | 0 | 0 | 0 | 0 | 0 | 0 | 0 | 0 | 0 | 0 | 0 | 0 | 0 | 0 | 0 | 0 | 60728.2369 | 14366.478 | 0 | 0 | 0 | 0 | 0 | 0 | 0 | 0 | 0 | 0 | 0 | 0 | 0 | 0 | 0
2016-12-05 20:00 | 0 | 0 | 0 | 0 | 0 | 558914.8323 | 460300 | 0 | 0 | 0 | 0 | 1398660.7522 | 3476708.6294 | 0 | 0 | 0 | 0 | 0 | 0 | 0 | 0 | 0 | 0 | 0 | 0 | 0 | 0 | 0 | 0 | 84248.3543 | 14366.478 | 0 | 0 | 0 | 0 | 0 | 0 | 0 | 0 | 0 | 0 | 0 | 0 | 0 | 0 | 0
2016-12-05 21:00 | 0 | 0 | 0 | 0 | 139935.2779 | 585982.94 | 466385 | 0 | 0 | 0 | 0 | 1658193.9702 | 3476708.6294 | 0 | 0 | 0 | 0 | 0 | 0 | 0 | 0 | 0 | 0 | 0 | 0 | 0 | 0 | 0 | 0 | 259533.218 | 0 | 0 | 0 | 0 | 0 | 0 | 0 | 0 | 0 | 0 | 0 | 0 | 0 | 0 | 0 | 0
2016-12-05 22:00 | 0 | 0 | 0 | 0 | 0 | 520467.3933 | 485100 | 0 | 0 | 0 | 0 | 1679194.8855 | 3491075.1074 | 0 | 0 | 0 | 0 | 0 | 0 | 0 | 0 | 0 | 0 | 0 | 0 | 0 | 0 | 0 | 0 | 21000.9153 | 14366.478 | 0 | 0 | 0 | 0 | 0 | 0 | 0 | 0 | 0 | 0 | 0 | 0 | 0 | 0 | 0
2016-12-05 23:00 | 0 | 0 | 0 | 0 | 73275.2389 | 181779.0211 | 500221 | 0 | 0 | 0 | 0 | 1419661.6675 | 3505441.5854 | 0 | 0 | 0 | 0 | 0 | 0 | 0 | 0 | 0 | 0 | 0 | 0 | 0 | 0 | 0 | 0 | -259533.218 | 14366.478 | 0 | 0 | 0 | 0 | 0 | 0 | 0 | 0 | 0 | 0 | 0 | 0 | 0 | 0 | 0
2016-12-06 | 0 | 0 | 0 | 0 | 773200.5042 | 2234.1309 | 505617 | 0 | 0 | 0 | 0 | 1675112.8246 | 3519808.0633 | 0 | 0 | 0 | 0 | 0 | 0 | 0 | 0 | 0 | 0 | 0 | 0 | 0 | 0 | 0 | 0 | 255451.1571 | 14366.478 | 0 | 0 | 0 | 0 | 0 | 0 | 0 | 0 | 0 | 0 | 0 | 0 | 0 | 0 | 0
2016-12-06 01:00 | 0 | 0 | 0 | 0 | 244150.782 | 0 | 503684 | 0 | 0 | 0 | 0 | 1415579.6067 | 3519808.0633 | 0 | 0 | 0 | 0 | 0 | 0 | 0 | 0 | 0 | 0 | 0 | 0 | 0 | 0 | 0 | 0 | -259533.218 | 0 | 0 | 0 | 0 | 0 | 0 | 0 | 0 | 0 | 0 | 0 | 0 | 0 | 0 | 0 | 0
2016-12-06 02:00 | 0 | 0 | 0 | 0 | 244733.26 | 0 | 489900 | 0 | 0 | 0 | 0 | 1156046.3887 | 3534174.5413 | 0 | 0 | 0 | 0 | 0 | 0 | 0 | 0 | 0 | 0 | 0 | 0 | 0 | 0 | 0 | 0 | -259533.218 | 14366.478 | 0 | 0 | 0 | 0 | 0 | 0 | 0 | 0 | 0 | 0 | 0 | 0 | 0 | 0 | 0
2016-12-06 03:00 | 0 | 0 | 0 | 0 | 732666.7566 | 0 | 466299 | 0 | 0 | 0 | 0 | 1408047.6673 | 3548541.0193 | 0 | 0 | 0 | 0 | 0 | 0 | 0 | 0 | 0 | 0 | 0 | 0 | 0 | 0 | 0 | 0 | 252001.2786 | 14366.478 | 0 | 0 | 0 | 0 | 0 | 0 | 0 | 0 | 0 | 0 | 0 | 0 | 0 | 0 | 0
2016-12-06 04:00 | 0 | 0 | 0 | 0 | 194586.26 | 0 | 439753 | 0 | 0 | 0 | 0 | 1148514.4494 | 3562907.4973 | 0 | 0 | 0 | 0 | 0 | 0 | 0 | 0 | 0 | 0 | 0 | 0 | 0 | 0 | 0 | 0 | -259533.218 | 14366.478 | 0 | 0 | 0 | 0 | 0 | 0 | 0 | 0 | 0 | 0 | 0 | 0 | 0 | 0 | 0
2016-12-06 05:00 | 0 | 0 | 0 | 0 | 156791.782 | 0 | 416325 | 0 | 0 | 0 | 0 | 888981.2314 | 3562907.4973 | 0 | 0 | 0 | 0 | 0 | 0 | 0 | 0 | 0 | 0 | 0 | 0 | 0 | 0 | 0 | 0 | -259533.218 | 0 | 0 | 0 | 0 | 0 | 0 | 0 | 0 | 0 | 0 | 0 | 0 | 0 | 0 | 0 | 0
2016-12-06 06:00 | 0 | 0 | 0 | 0 | 672809.6959 | 0 | 398910 | 0 | 0 | 0 | 0 | 1148514.4494 | 3577273.9753 | 0 | 0 | 0 | 0 | 0 | 0 | 0 | 0 | 0 | 0 | 0 | 0 | 0 | 0 | 0 | 0 | 259533.218 | 14366.478 | 0 | 0 | 0 | 0 | 0 | 0 | 0 | 0 | 0 | 0 | 0 | 0 | 0 | 0 | 0
2016-12-06 07:00 | 0 | 0 | 0 | 0 | 143475.26 | 0 | 388642 | 0 | 0 | 0 | 0 | 888981.2314 | 3591640.4532 | 0 | 0 | 0 | 0 | 0 | 0 | 0 | 0 | 0 | 0 | 0 | 0 | 0 | 0 | 0 | 0 | -259533.218 | 14366.478 | 0 | 0 | 0 | 0 | 0 | 0 | 0 | 0 | 0 | 0 | 0 | 0 | 0 | 0 | 0
2016-12-06 08:00 | 0 | 0 | 0 | 0 | 138381.26 | 0 | 383548 | 0 | 0 | 0 | 0 | 629448.0134 | 3606006.9312 | 0 | 0 | 0 | 0 | 0 | 0 | 0 | 0 | 0 | 0 | 0 | 0 | 0 | 0 | 0 | 0 | -259533.218 | 14366.478 | 0 | 0 | 0 | 0 | 0 | 0 | 0 | 0 | 0 | 0 | 0 | 0 | 0 | 0 | 0
2016-12-06 09:00 | 0 | 0 | 0 | 0 | 645442.218 | 0 | 385909 | 0 | 0 | 0 | 0 | 888981.2314 | 3606006.9312 | 0 | 0 | 0 | 0 | 0 | 0 | 0 | 0 | 0 | 0 | 0 | 0 | 0 | 0 | 0 | 0 | 259533.218 | 0 | 0 | 0 | 0 | 0 | 0 | 0 | 0 | 0 | 0 | 0 | 0 | 0 | 0 | 0 | 0
2016-12-06 10:00 | 0 | 0 | 0 | 0 | 154197.26 | 0 | 399364 | 0 | 0 | 0 | 0 | 629448.0134 | 3620373.4092 | 0 | 0 | 0 | 0 | 0 | 0 | 0 | 0 | 0 | 0 | 0 | 0 | 0 | 0 | 0 | 0 | -259533.218 | 14366.478 | 0 | 0 | 0 | 0 | 0 | 0 | 0 | 0 | 0 | 0 | 0 | 0 | 0 | 0 | 0
2016-12-06 11:00 | 0 | 0 | 0 | 0 | 702283.6959 | 0 | 428384 | 0 | 0 | 0 | 0 | 888981.2314 | 3634739.8872 | 0 | 0 | 0 | 0 | 0 | 0 | 0 | 0 | 0 | 0 | 0 | 0 | 0 | 0 | 0 | 0 | 259533.218 | 14366.478 | 0 | 0 | 0 | 0 | 0 | 0 | 0 | 0 | 0 | 0 | 0 | 0 | 0 | 0 | 0
2016-12-06 12:00 | 0 | 0 | 0 | 0 | 733187.3321 | 0 | 457657 | 0 | 0 | 0 | 0 | 1148514.4494 | 3649106.3652 | 0 | 0 | 0 | 0 | 0 | 0 | 1630.6362 | 0 | 0 | 0 | 0 | 0 | 0 | 0 | 0 | 0 | 259533.218 | 14366.478 | 0 | 0 | 0 | 0 | 0 | 0 | 0 | 0 | 1630.6362 | 0 | 0 | 0 | 0 | 0 | 0
2016-12-06 13:00 | 0 | 0 | 0 | 0 | 209555.1459 | 0 | 470719 | 0 | 0 | 0 | 0 | 888981.2314 | 3649106.3652 | 0 | 0 | 0 | 0 | 0 | 0 | 0 | 0 | 0 | 0 | 0 | 0 | 0 | 0 | 0 | 0 | -259533.218 | 0 | 0 | 0 | 0 | 0 | 0 | 0 | 0 | 0 | -1630.6362 | 0 | 0 | 0 | 0 | 0 | 0
2016-12-06 14:00 | 0 | 0 | 0 | 0 | 195684.2666 | 37021.9934 | 477873 | 0 | 0 | 0 | 0 | 629448.0134 | 3663472.8432 | 0 | 0 | 0 | 0 | 0 | 0 | 0 | 0 | 0 | 0 | 0 | 0 | 0 | 0 | 0 | 0 | -259533.218 | 14366.478 | 0 | 0 | 0 | 0 | 0 | 0 | 0 | 0 | 0 | 0 | 0 | 0 | 0 | 0 | 0
2016-12-06 15:00 | 0 | 0 | 0 | 0 | 468806.5999 | 285841.0961 | 480748 | 0 | 0 | 0 | 0 | 888981.2314 | 3677839.3211 | 0 | 0 | 0 | 0 | 0 | 0 | 0 | 0 | 0 | 0 | 0 | 0 | 0 | 0 | 0 | 0 | 259533.218 | 14366.478 | 0 | 0 | 0 | 0 | 0 | 0 | 0 | 0 | 0 | 0 | 0 | 0 | 0 | 0 | 0
2016-12-06 16:00 | 0 | 0 | 0 | 0 | 0 | 455780.1659 | 479528 | 0 | 0 | 0 | 0 | 850866.9193 | 3692205.7991 | 0 | 0 | 0 | 0 | 0 | 0 | 0 | 0 | 0 | 0 | 0 | 0 | 0 | 0 | 0 | 0 | -38114.3121 | 14366.478 | 0 | 0 | 0 | 0 | 0 | 0 | 0 | 0 | 0 | 0 | 0 | 0 | 0 | 0 | 0
2016-12-06 17:00 | 0 | 0 | 0 | 0 | 247346.4507 | 502117.2452 | 475564 | 0 | 0 | 0 | 0 | 1110400.1373 | 3706572.2771 | 0 | 0 | 0 | 0 | 0 | 0 | 0 | 0 | 0 | 0 | 0 | 0 | 0 | 0 | 0 | 0 | 259533.218 | 14366.478 | 0 | 0 | 0 | 0 | 0 | 0 | 0 | 0 | 0 | 0 | 0 | 0 | 0 | 0 | 0
2016-12-06 18:00 | 0 | 0 | 0 | 0 | 0 | 489318.7361 | 472105 | 0 | 0 | 0 | 0 | 1113247.3954 | 3720938.7551 | 0 | 0 | 0 | 0 | 0 | 0 | 0 | 0 | 0 | 0 | 0 | 0 | 0 | 0 | 0 | 0 | 2847.2582 | 14366.478 | 0 | 0 | 0 | 0 | 0 | 0 | 0 | 0 | 0 | 0 | 0 | 0 | 0 | 0 | 0
2016-12-06 19:00 | 0 | 0 | 0 | 0 | 269838.39 | 473376.3059 | 469315 | 0 | 0 | 0 | 0 | 1372780.6134 | 3735305.2331 | 0 | 0 | 0 | 0 | 0 | 0 | 0 | 0 | 0 | 0 | 0 | 0 | 0 | 0 | 0 | 0 | 259533.218 | 14366.478 | 0 | 0 | 0 | 0 | 0 | 0 | 0 | 0 | 0 | 0 | 0 | 0 | 0 | 0 | 0
2016-12-06 20:00 | 0 | 0 | 0 | 0 | 269571.8655 | 473154.8305 | 468827 | 0 | 0 | 0 | 0 | 1632313.8314 | 3749671.711 | 0 | 0 | 0 | 0 | 0 | 0 | 0 | 0 | 0 | 0 | 0 | 0 | 0 | 0 | 0 | 0 | 259533.218 | 14366.478 | 0 | 0 | 0 | 0 | 0 | 0 | 0 | 0 | 0 | 0 | 0 | 0 | 0 | 0 | 0
2016-12-06 21:00 | 0 | 0 | 0 | 0 | 0 | 466955.8575 | 474872 | 0 | 0 | 0 | 0 | 1624397.6889 | 3749671.711 | 0 | 0 | 0 | 0 | 0 | 0 | 0 | 0 | 0 | 0 | 0 | 0 | 0 | 0 | 0 | 0 | -7916.1425 | 0 | 0 | 0 | 0 | 0 | 0 | 0 | 0 | 0 | 0 | 0 | 0 | 0 | 0 | 0 | 0
2016-12-06 22:00 | 0 | 0 | 0 | 0 | 0 | 400642.8517 | 489968 | 0 | 0 | 0 | 0 | 1520706.0626 | 3764038.189 | 0 | 0 | 0 | 0 | 0 | 0 | 0 | 0 | 0 | 0 | 0 | 0 | 0 | 0 | 0 | 0 | -103691.6263 | 14366.478 | 0 | 0 | 0 | 0 | 0 | 0 | 0 | 0 | 0 | 0 | 0 | 0 | 0 | 0 | 0
2016-12-06 23:00 | 0 | 0 | 0 | 0 | 508695.4351 | 181225.8615 | 503644 | 0 | 0 | 0 | 0 | 1692616.8812 | 3778404.667 | 0 | 0 | 0 | 0 | 0 | 0 | 0 | 0 | 0 | 0 | 0 | 0 | 0 | 0 | 0 | 0 | 171910.8187 | 14366.478 | 0 | 0 | 0 | 0 | 0 | 0 | 0 | 0 | 0 | 0 | 0 | 0 | 0 | 0 | 0
2016-12-07 | 0 | 0 | 0 | 0 | 247865.9239 | 1912.8582 | 509312 | 0 | 0 | 0 | 0 | 1433083.6633 | 3778404.667 | 0 | 0 | 0 | 0 | 0 | 0 | 0 | 0 | 0 | 0 | 0 | 0 | 0 | 0 | 0 | 0 | -259533.218 | 0 | 0 | 0 | 0 | 0 | 0 | 0 | 0 | 0 | 0 | 0 | 0 | 0 | 0 | 0 | 0
2016-12-07 01:00 | 0 | 0 | 0 | 0 | 527321.6176 | 0 | 507253 | 0 | 0 | 0 | 0 | 1438785.8029 | 3792771.145 | 0 | 0 | 0 | 0 | 0 | 0 | 0 | 0 | 0 | 0 | 0 | 0 | 0 | 0 | 0 | 0 | 5702.1396 | 14366.478 | 0 | 0 | 0 | 0 | 0 | 0 | 0 | 0 | 0 | 0 | 0 | 0 | 0 | 0 | 0
2016-12-07 02:00 | 0 | 0 | 0 | 0 | 249020.26 | 0 | 494187 | 0 | 0 | 0 | 0 | 1179252.585 | 3807137.623 | 0 | 0 | 0 | 0 | 0 | 0 | 0 | 0 | 0 | 0 | 0 | 0 | 0 | 0 | 0 | 0 | -259533.218 | 14366.478 | 0 | 0 | 0 | 0 | 0 | 0 | 0 | 0 | 0 | 0 | 0 | 0 | 0 | 0 | 0
2016-12-07 03:00 | 0 | 0 | 0 | 0 | 529886.468 | 0 | 471487 | 0 | 0 | 0 | 0 | 1223285.5749 | 3821504.101 | 0 | 0 | 0 | 0 | 0 | 0 | 0 | 0 | 0 | 0 | 0 | 0 | 0 | 0 | 0 | 0 | 44032.99 | 14366.478 | 0 | 0 | 0 | 0 | 0 | 0 | 0 | 0 | 0 | 0 | 0 | 0 | 0 | 0 | 0
2016-12-07 04:00 | 0 | 0 | 0 | 0 | 187565.782 | 0 | 447099 | 0 | 0 | 0 | 0 | 963752.357 | 3821504.101 | 0 | 0 | 0 | 0 | 0 | 0 | 0 | 0 | 0 | 0 | 0 | 0 | 0 | 0 | 0 | 0 | -259533.218 | 0 | 0 | 0 | 0 | 0 | 0 | 0 | 0 | 0 | 0 | 0 | 0 | 0 | 0 | 0 | 0
2016-12-07 05:00 | 0 | 0 | 0 | 0 | 533064.683 | 0 | 425025 | 0 | 0 | 0 | 0 | 1057425.562 | 3835870.5789 | 0 | 0 | 0 | 0 | 0 | 0 | 0 | 0 | 0 | 0 | 0 | 0 | 0 | 0 | 0 | 0 | 93673.2051 | 14366.478 | 0 | 0 | 0 | 0 | 0 | 0 | 0 | 0 | 0 | 0 | 0 | 0 | 0 | 0 | 0
2016-12-07 06:00 | 0 | 0 | 0 | 0 | 162254.26 | 0 | 407421 | 0 | 0 | 0 | 0 | 797892.3441 | 3850237.0569 | 0 | 0 | 0 | 0 | 0 | 0 | 0 | 0 | 0 | 0 | 0 | 0 | 0 | 0 | 0 | 0 | -259533.218 | 14366.478 | 0 | 0 | 0 | 0 | 0 | 0 | 0 | 0 | 0 | 0 | 0 | 0 | 0 | 0 | 0
2016-12-07 07:00 | 0 | 0 | 0 | 0 | 536765.7588 | 0 | 397029 | 0 | 0 | 0 | 0 | 923262.6249 | 3864603.5349 | 0 | 0 | 0 | 0 | 0 | 0 | 0 | 0 | 0 | 0 | 0 | 0 | 0 | 0 | 0 | 0 | 125370.2809 | 14366.478 | 0 | 0 | 0 | 0 | 0 | 0 | 0 | 0 | 0 | 0 | 0 | 0 | 0 | 0 | 0
2016-12-07 08:00 | 0 | 0 | 0 | 0 | 147944.26 | 0 | 393111 | 0 | 0 | 0 | 0 | 663729.407 | 3878970.0129 | 0 | 0 | 0 | 0 | 0 | 0 | 0 | 0 | 0 | 0 | 0 | 0 | 0 | 0 | 0 | 0 | -259533.218 | 14366.478 | 0 | 0 | 0 | 0 | 0 | 0 | 0 | 0 | 0 | 0 | 0 | 0 | 0 | 0 | 0
2016-12-07 09:00 | 0 | 0 | 0 | 0 | 534624.1513 | 0 | 395627 | 0 | 0 | 0 | 0 | 788360.0803 | 3893336.4909 | 0 | 0 | 0 | 0 | 0 | 0 | 0 | 0 | 0 | 0 | 0 | 0 | 0 | 0 | 0 | 0 | 124630.6733 | 14366.478 | 0 | 0 | 0 | 0 | 0 | 0 | 0 | 0 | 0 | 0 | 0 | 0 | 0 | 0 | 0
2016-12-07 10:00 | 0 | 0 | 0 | 0 | 539660.7204 | 0 | 408777 | 0 | 0 | 0 | 0 | 904877.3227 | 3907702.9688 | 0 | 0 | 0 | 0 | 0 | 0 | 0 | 0 | 0 | 0 | 0 | 0 | 0 | 0 | 0 | 0 | 116517.2424 | 14366.478 | 0 | 0 | 0 | 0 | 0 | 0 | 0 | 0 | 0 | 0 | 0 | 0 | 0 | 0 | 0
2016-12-07 11:00 | 0 | 0 | 0 | 0 | 540915.1428 | 0 | 438605 | 0 | 0 | 0 | 0 | 992820.9875 | 3922069.4468 | 0 | 0 | 0 | 0 | 0 | 0 | 0 | 0 | 0 | 0 | 0 | 0 | 0 | 0 | 0 | 0 | 87943.6648 | 14366.478 | 0 | 0 | 0 | 0 | 0 | 0 | 0 | 0 | 0 | 0 | 0 | 0 | 0 | 0 | 0
2016-12-07 12:00 | 0 | 0 | 0 | 0 | 209302.782 | 0 | 468836 | 0 | 0 | 0 | 0 | 733287.7695 | 3922069.4468 | 0 | 0 | 0 | 0 | 0 | 0 | 0 | 0 | 0 | 0 | 0 | 0 | 0 | 0 | 0 | 0 | -259533.218 | 0 | 0 | 0 | 0 | 0 | 0 | 0 | 0 | 0 | 0 | 0 | 0 | 0 | 0 | 0 | 0
2016-12-07 13:00 | 0 | 0 | 0 | 0 | 534287.9459 | 0 | 480119 | 0 | 0 | 0 | 0 | 773090.2374 | 3936435.9248 | 0 | 0 | 0 | 0 | 0 | 0 | 0 | 0 | 0 | 0 | 0 | 0 | 0 | 0 | 0 | 0 | 39802.4679 | 14366.478 | 0 | 0 | 0 | 0 | 0 | 0 | 0 | 0 | 0 | 0 | 0 | 0 | 0 | 0 | 0
2016-12-07 14:00 | 0 | 0 | 0 | 0 | 206045.5837 | 32407.6763 | 483620 | 0 | 0 | 0 | 0 | 513557.0195 | 3950802.4028 | 0 | 0 | 0 | 0 | 0 | 0 | 0 | 0 | 0 | 0 | 0 | 0 | 0 | 0 | 0 | 0 | -259533.218 | 14366.478 | 0 | 0 | 0 | 0 | 0 | 0 | 0 | 0 | 0 | 0 | 0 | 0 | 0 | 0 | 0
2016-12-07 15:00 | 0 | 0 | 0 | 0 | 0 | 318092.5408 | 482502 | 0 | 0 | 0 | 0 | 349147.5603 | 3950802.4028 | 0 | 0 | 0 | 0 | 0 | 0 | 0 | 0 | 0 | 0 | 0 | 0 | 0 | 0 | 0 | 0 | -164409.4592 | 0 | 0 | 0 | 0 | 0 | 0 | 0 | 0 | 0 | 0 | 0 | 0 | 0 | 0 | 0 | 0
2016-12-07 16:00 | 0 | 0 | 0 | 0 | 270225.581 | 481213.115 | 477539 | 0 | 0 | 0 | 0 | 608680.7783 | 3965168.8808 | 0 | 0 | 0 | 0 | 0 | 0 | 0 | 0 | 0 | 0 | 0 | 0 | 0 | 0 | 0 | 0 | 259533.218 | 14366.478 | 0 | 0 | 0 | 0 | 0 | 0 | 0 | 0 | 0 | 0 | 0 | 0 | 0 | 0 | 0
2016-12-07 17:00 | 0 | 0 | 0 | 0 | 0 | 505487.1973 | 472931 | 0 | 0 | 0 | 0 | 626870.4976 | 3979535.3587 | 0 | 0 | 0 | 0 | 0 | 0 | 0 | 0 | 0 | 0 | 0 | 0 | 0 | 0 | 0 | 0 | 18189.7193 | 14366.478 | 0 | 0 | 0 | 0 | 0 | 0 | 0 | 0 | 0 | 0 | 0 | 0 | 0 | 0 | 0
2016-12-07 18:00 | 0 | 0 | 0 | 0 | 258658.741 | 483786.9549 | 468546 | 0 | 0 | 0 | 0 | 886403.7156 | 3993901.8367 | 0 | 0 | 0 | 0 | 0 | 0 | 0 | 0 | 0 | 0 | 0 | 0 | 0 | 0 | 0 | 0 | 259533.218 | 14366.478 | 0 | 0 | 0 | 0 | 0 | 0 | 0 | 0 | 0 | 0 | 0 | 0 | 0 | 0 | 0
2016-12-07 19:00 | 0 | 0 | 0 | 0 | 257462.947 | 467896.271 | 465826 | 0 | 0 | 0 | 0 | 1145936.9335 | 3993901.8367 | 0 | 0 | 0 | 0 | 0 | 0 | 0 | 0 | 0 | 0 | 0 | 0 | 0 | 0 | 0 | 0 | 259533.218 | 0 | 0 | 0 | 0 | 0 | 0 | 0 | 0 | 0 | 0 | 0 | 0 | 0 | 0 | 0 | 0
2016-12-07 20:00 | 0 | 0 | 0 | 0 | 0 | 471428.8695 | 464802 | 0 | 0 | 0 | 0 | 1138197.3251 | 4008268.3147 | 0 | 0 | 0 | 0 | 0 | 0 | 0 | 0 | 0 | 0 | 0 | 0 | 0 | 0 | 0 | 0 | -7739.6084 | 14366.478 | 0 | 0 | 0 | 0 | 0 | 0 | 0 | 0 | 0 | 0 | 0 | 0 | 0 | 0 | 0
2016-12-07 21:00 | 0 | 0 | 0 | 0 | 276567.4633 | 467896.2327 | 470564 | 0 | 0 | 0 | 0 | 1397730.543 | 4022634.7927 | 0 | 0 | 0 | 0 | 0 | 0 | 0 | 0 | 0 | 0 | 0 | 0 | 0 | 0 | 0 | 0 | 259533.218 | 14366.478 | 0 | 0 | 0 | 0 | 0 | 0 | 0 | 0 | 0 | 0 | 0 | 0 | 0 | 0 | 0
2016-12-07 22:00 | 0 | 0 | 0 | 0 | 0 | 401287.0941 | 490794 | 0 | 0 | 0 | 0 | 1293857.1592 | 4037001.2707 | 0 | 0 | 0 | 0 | 0 | 0 | 0 | 0 | 0 | 0 | 0 | 0 | 0 | 0 | 0 | 0 | -103873.3839 | 14366.478 | 0 | 0 | 0 | 0 | 0 | 0 | 0 | 0 | 0 | 0 | 0 | 0 | 0 | 0 | 0
2016-12-07 23:00 | 0 | 0 | 0 | 0 | 250078.1869 | 137158.3217 | 508905 | 0 | 0 | 0 | 0 | 1157822.1898 | 4051367.7487 | 0 | 0 | 0 | 0 | 0 | 0 | 0 | 0 | 0 | 0 | 0 | 0 | 0 | 0 | 0 | 0 | -136034.9694 | 14366.478 | 0 | 0 | 0 | 0 | 0 | 0 | 0 | 0 | 0 | 0 | 0 | 0 | 0 | 0 | 0
2016-12-08 | 0 | 0 | 0 | 0 | 636366.3708 | 1708.7598 | 515767 | 0 | 0 | 0 | 0 | 1265763.8424 | 4065734.2266 | 0 | 0 | 0 | 0 | 0 | 0 | 0 | 0 | 0 | 0 | 0 | 0 | 0 | 0 | 0 | 0 | 107941.6526 | 14366.478 | 0 | 0 | 0 | 0 | 0 | 0 | 0 | 0 | 0 | 0 | 0 | 0 | 0 | 0 | 0
2016-12-08 01:00 | 0 | 0 | 0 | 0 | 632194.5169 | 0 | 515797 | 0 | 0 | 0 | 0 | 1367794.8813 | 4080100.7046 | 0 | 0 | 0 | 0 | 0 | 0 | 0 | 0 | 0 | 0 | 0 | 0 | 0 | 0 | 0 | 0 | 102031.039 | 14366.478 | 0 | 0 | 0 | 0 | 0 | 0 | 0 | 0 | 0 | 0 | 0 | 0 | 0 | 0 | 0
2016-12-08 02:00 | 0 | 0 | 0 | 0 | 621430.1893 | 0 | 504234 | 0 | 0 | 0 | 0 | 1470624.5927 | 4094467.1826 | 0 | 0 | 0 | 0 | 0 | 0 | 0 | 0 | 0 | 0 | 0 | 0 | 0 | 0 | 0 | 0 | 102829.7113 | 14366.478 | 0 | 0 | 0 | 0 | 0 | 0 | 0 | 0 | 0 | 0 | 0 | 0 | 0 | 0 | 0
2016-12-08 03:00 | 0 | 0 | 0 | 0 | 223584.782 | 0 | 483118 | 0 | 0 | 0 | 0 | 1211091.3747 | 4094467.1826 | 0 | 0 | 0 | 0 | 0 | 0 | 0 | 0 | 0 | 0 | 0 | 0 | 0 | 0 | 0 | 0 | -259533.218 | 0 | 0 | 0 | 0 | 0 | 0 | 0 | 0 | 0 | 0 | 0 | 0 | 0 | 0 | 0 | 0
2016-12-08 04:00 | 0 | 0 | 0 | 0 | 587663.8016 | 0 | 458668 | 0 | 0 | 0 | 0 | 1325720.6983 | 4108833.6606 | 0 | 0 | 0 | 0 | 0 | 0 | 0 | 0 | 0 | 0 | 0 | 0 | 0 | 0 | 0 | 0 | 114629.3236 | 14366.478 | 0 | 0 | 0 | 0 | 0 | 0 | 0 | 0 | 0 | 0 | 0 | 0 | 0 | 0 | 0
2016-12-08 05:00 | 0 | 0 | 0 | 0 | 578579.5341 | 0 | 436373 | 0 | 0 | 0 | 0 | 1453560.7544 | 4123200.1386 | 0 | 0 | 0 | 0 | 0 | 0 | 0 | 0 | 0 | 0 | 0 | 0 | 0 | 0 | 0 | 0 | 127840.0561 | 14366.478 | 0 | 0 | 0 | 0 | 0 | 0 | 0 | 0 | 0 | 0 | 0 | 0 | 0 | 0 | 0
2016-12-08 06:00 | 0 | 0 | 0 | 0 | 574462.2567 | 0 | 420643 | 0 | 0 | 0 | 0 | 1593013.5331 | 4137566.6165 | 0 | 0 | 0 | 0 | 0 | 0 | 0 | 0 | 0 | 0 | 0 | 0 | 0 | 0 | 0 | 0 | 139452.7788 | 14366.478 | 0 | 0 | 0 | 0 | 0 | 0 | 0 | 0 | 0 | 0 | 0 | 0 | 0 | 0 | 0
2016-12-08 07:00 | 0 | 0 | 0 | 0 | 568763.3137 | 0 | 410867 | 0 | 0 | 0 | 0 | 1736543.3689 | 4151933.0945 | 0 | 0 | 0 | 0 | 0 | 0 | 0 | 0 | 0 | 0 | 0 | 0 | 0 | 0 | 0 | 0 | 143529.8358 | 14366.478 | 0 | 0 | 0 | 0 | 0 | 0 | 0 | 0 | 0 | 0 | 0 | 0 | 0 | 0 | 0
2016-12-08 08:00 | 0 | 0 | 0 | 0 | 559705.8271 | 0 | 406984 | 0 | 0 | 0 | 0 | 1874898.718 | 4166299.5725 | 0 | 0 | 0 | 0 | 0 | 0 | 0 | 0 | 0 | 0 | 0 | 0 | 0 | 0 | 0 | 0 | 138355.3491 | 14366.478 | 0 | 0 | 0 | 0 | 0 | 0 | 0 | 0 | 0 | 0 | 0 | 0 | 0 | 0 | 0
2016-12-08 09:00 | 0 | 0 | 0 | 0 | 165521.26 | 0 | 410688 | 0 | 0 | 0 | 0 | 1615365.5 | 4180666.0505 | 0 | 0 | 0 | 0 | 0 | 0 | 0 | 0 | 0 | 0 | 0 | 0 | 0 | 0 | 0 | 0 | -259533.218 | 14366.478 | 0 | 0 | 0 | 0 | 0 | 0 | 0 | 0 | 0 | 0 | 0 | 0 | 0 | 0 | 0
2016-12-08 10:00 | 0 | 0 | 0 | 0 | 533785.8037 | 0 | 425576 | 0 | 0 | 0 | 0 | 1709208.8257 | 4195032.5285 | 0 | 0 | 0 | 0 | 0 | 0 | 0 | 0 | 0 | 0 | 0 | 0 | 0 | 0 | 0 | 0 | 93843.3257 | 14366.478 | 0 | 0 | 0 | 0 | 0 | 0 | 0 | 0 | 0 | 0 | 0 | 0 | 0 | 0 | 0
2016-12-08 11:00 | 0 | 0 | 0 | 0 | 517950.4952 | 0 | 455738 | 0 | 0 | 0 | 0 | 1757054.8429 | 4209399.0065 | 0 | 0 | 0 | 0 | 0 | 0 | 0 | 0 | 0 | 0 | 0 | 0 | 0 | 0 | 0 | 0 | 47846.0172 | 14366.478 | 0 | 0 | 0 | 0 | 0 | 0 | 0 | 0 | 0 | 0 | 0 | 0 | 0 | 0 | 0
2016-12-08 12:00 | 0 | 0 | 0 | 0 | 500733.2598 | 0 | 486601 | 0 | 0 | 0 | 0 | 1756820.6248 | 4223765.4844 | 0 | 0 | 0 | 0 | 0 | 0 | 0 | 0 | 0 | 0 | 0 | 0 | 0 | 0 | 0 | 0 | -234.2182 | 14366.478 | 0 | 0 | 0 | 0 | 0 | 0 | 0 | 0 | 0 | 0 | 0 | 0 | 0 | 0 | 0
2016-12-08 13:00 | 0 | 0 | 0 | 0 | 254752.26 | 0 | 499919 | 0 | 0 | 0 | 0 | 1497287.4068 | 4238131.9624 | 0 | 0 | 0 | 0 | 0 | 0 | 0 | 0 | 0 | 0 | 0 | 0 | 0 | 0 | 0 | 0 | -259533.218 | 14366.478 | 0 | 0 | 0 | 0 | 0 | 0 | 0 | 0 | 0 | 0 | 0 | 0 | 0 | 0 | 0
2016-12-08 14:00 | 0 | 0 | 0 | 0 | 460761.3272 | 37359.348 | 505890 | 0 | 0 | 0 | 0 | 1475151.6041 | 4252498.4404 | 0 | 0 | 0 | 0 | 0 | 0 | 0 | 0 | 0 | 0 | 0 | 0 | 0 | 0 | 0 | 0 | -22135.8027 | 14366.478 | 0 | 0 | 0 | 0 | 0 | 0 | 0 | 0 | 0 | 0 | 0 | 0 | 0 | 0 | 0
2016-12-08 15:00 | 0 | 0 | 0 | 0 | 0 | 316980.9301 | 507576 | 0 | 0 | 0 | 0 | 1270190.0561 | 4266864.9184 | 0 | 0 | 0 | 0 | 0 | 0 | 0 | 0 | 0 | 0 | 0 | 0 | 0 | 0 | 0 | 0 | -204961.5479 | 14366.478 | 0 | 0 | 0 | 0 | 0 | 0 | 0 | 0 | 0 | 0 | 0 | 0 | 0 | 0 | 0
2016-12-08 16:00 | 0 | 0 | 0 | 0 | 315856.4685 | 462233.2275 | 504190 | 0 | 0 | 0 | 0 | 1529723.2741 | 4281231.3964 | 0 | 0 | 0 | 0 | 0 | 0 | 0 | 0 | 0 | 0 | 0 | 0 | 0 | 0 | 0 | 0 | 259533.218 | 14366.478 | 0 | 0 | 0 | 0 | 0 | 0 | 0 | 0 | 0 | 0 | 0 | 0 | 0 | 0 | 0
2016-12-08 17:00 | 0 | 0 | 0 | 0 | 280216.8644 | 493500.8315 | 499818 | 0 | 0 | 0 | 0 | 1789256.4921 | 4295597.8743 | 0 | 0 | 0 | 0 | 0 | 0 | 0 | 0 | 0 | 0 | 0 | 0 | 0 | 0 | 0 | 0 | 259533.218 | 14366.478 | 0 | 0 | 0 | 0 | 0 | 0 | 0 | 0 | 0 | 0 | 0 | 0 | 0 | 0 | 0
2016-12-08 18:00 | 0 | 0 | 0 | 0 | 290336.658 | 479751.038 | 496188 | 0 | 0 | 0 | 0 | 2048789.7101 | 4309964.3523 | 0 | 0 | 0 | 0 | 0 | 0 | 0 | 0 | 0 | 0 | 0 | 0 | 0 | 0 | 0 | 0 | 259533.218 | 14366.478 | 0 | 0 | 0 | 0 | 0 | 0 | 0 | 0 | 0 | 0 | 0 | 0 | 0 | 0 | 0
2016-12-08 19:00 | 0 | 0 | 0 | 0 | 284823.4778 | 468691.7401 | 493982 | 0 | 0 | 0 | 0 | 2308322.928 | 4309964.3523 | 0 | 0 | 0 | 0 | 0 | 0 | 0 | 0 | 0 | 0 | 0 | 0 | 0 | 0 | 0 | 0 | 259533.218 | 0 | 0 | 0 | 0 | 0 | 0 | 0 | 0 | 0 | 0 | 0 | 0 | 0 | 0 | 0 | 0
2016-12-08 20:00 | 0 | 0 | 0 | 0 | 289741.6377 | 476630.061 | 492492 | 0 | 0 | 0 | 0 | 2567856.146 | 4324310.8331 | 0 | 0 | 0 | 0 | 0 | 0 | 0 | 0 | 0 | 0 | 0 | 0 | 0 | 0 | 0 | 0 | 259533.218 | 14346.4807 | 0 | 0 | 0 | 0 | 0 | 0 | 0 | 0 | 0 | 0 | 0 | 0 | 0 | 0 | 0
2016-12-08 21:00 | 0 | 0 | 0 | 0 | 264022.8341 | 482503.9925 | 500117 | 0 | 0 | 0 | 0 | 2799899.4946 | 4338677.311 | 0 | 0 | 0 | 0 | 0 | 0 | 0 | 0 | 0 | 0 | 0 | 0 | 0 | 0 | 0 | 0 | 232043.3486 | 14366.478 | 0 | 0 | 0 | 0 | 0 | 0 | 0 | 0 | 0 | 0 | 0 | 0 | 0 | 0 | 0
2016-12-08 22:00 | 0 | 0 | 0 | 0 | 230429.2167 | 409810.4267 | 522102 | 0 | 0 | 0 | 0 | 2880156.3705 | 4353043.789 | 0 | 0 | 0 | 0 | 0 | 0 | 23514.2896 | 0 | 0 | 0 | 0 | 0 | 0 | 0 | 0 | 0 | 80256.8759 | 14366.478 | 0 | 0 | 0 | 0 | 0 | 0 | 0 | 0 | 23514.2896 | 0 | 0 | 0 | 0 | 0 | 0
2016-12-08 23:00 | 0 | 0 | 0 | 0 | 225715.2815 | 152821.4404 | 540306 | 0 | 0 | 0 | 0 | 2827213.1871 | 4244217.6943 | 0 | 0 | 0 | 0 | 0 | 0 | 23514.2896 | 0 | 0 | 0 | 0 | 0 | 0 | 0 | 0 | 0 | -52943.1833 | 0 | 108826.0947 | 0 | 0 | 0 | 0 | 0 | 0 | 0 | 0 | 0 | 0 | 0 | 0 | 0 | 0
2016-12-09 | 0 | 0 | 0 | 0 | 227131.2958 | 941.7977 | 548078 | 0 | 0 | 0 | 0 | 2616034.3754 | 4135391.5996 | 0 | 0 | 0 | 0 | 0 | 0 | 23514.2896 | 0 | 0 | 0 | 0 | 0 | 0 | 0 | 0 | 0 | -211178.8117 | 0 | 108826.0947 | 0 | 0 | 0 | 0 | 0 | 0 | 0 | 0 | 0 | 0 | 0 | 0 | 0 | 0
2016-12-09 01:00 | 0 | 0 | 0 | 0 | 219035.3014 | 0 | 548669 | 0 | 0 | 0 | 0 | 2395226.7715 | 4026565.5048 | 0 | 0 | 0 | 0 | 0 | 0 | 23514.2896 | 0 | 0 | 0 | 0 | 0 | 0 | 0 | 0 | 0 | -220807.6039 | 0 | 108826.0947 | 0 | 0 | 0 | 0 | 0 | 0 | 0 | 0 | 0 | 0 | 0 | 0 | 0 | 0
2016-12-09 02:00 | 0 | 0 | 0 | 0 | 203506.2192 | 0 | 537696 | 0 | 0 | 0 | 0 | 2169863.0854 | 3917739.4101 | 0 | 0 | 0 | 0 | 0 | 0 | 23514.2896 | 0 | 0 | 0 | 0 | 0 | 0 | 0 | 0 | 0 | -225363.6861 | 0 | 108826.0947 | 0 | 0 | 0 | 0 | 0 | 0 | 0 | 0 | 0 | 0 | 0 | 0 | 0 | 0
2016-12-09 03:00 | 0 | 0 | 0 | 0 | 189631.2806 | 0 | 516390 | 0 | 0 | 0 | 0 | 1951930.4607 | 3808913.3154 | 0 | 0 | 0 | 0 | 0 | 0 | 23514.2896 | 0 | 0 | 0 | 0 | 0 | 0 | 0 | 0 | 0 | -217932.6247 | 0 | 108826.0947 | 0 | 0 | 0 | 0 | 0 | 0 | 0 | 0 | 0 | 0 | 0 | 0 | 0 | 0
2016-12-09 04:00 | 0 | 0 | 0 | 0 | 185352.098 | 0 | 492244 | 0 | 0 | 0 | 0 | 1753864.6535 | 3700087.2207 | 0 | 0 | 0 | 0 | 0 | 0 | 23514.2896 | 0 | 0 | 0 | 0 | 0 | 0 | 0 | 0 | 0 | -198065.8072 | 0 | 108826.0947 | 0 | 0 | 0 | 0 | 0 | 0 | 0 | 0 | 0 | 0 | 0 | 0 | 0 | 0
2016-12-09 05:00 | 0 | 0 | 0 | 0 | 188005.1991 | 0 | 472568 | 0 | 0 | 0 | 0 | 1578127.9474 | 3591261.1259 | 0 | 0 | 0 | 0 | 0 | 0 | 23514.2896 | 0 | 0 | 0 | 0 | 0 | 0 | 0 | 0 | 0 | -175736.7061 | 0 | 108826.0947 | 0 | 0 | 0 | 0 | 0 | 0 | 0 | 0 | 0 | 0 | 0 | 0 | 0 | 0
2016-12-09 06:00 | 0 | 0 | 0 | 0 | 194597.3586 | 0 | 457516 | 0 | 0 | 0 | 0 | 1424035.4007 | 3482435.0312 | 0 | 0 | 0 | 0 | 0 | 0 | 23514.2896 | 0 | 0 | 0 | 0 | 0 | 0 | 0 | 0 | 0 | -154092.5466 | 0 | 108826.0947 | 0 | 0 | 0 | 0 | 0 | 0 | 0 | 0 | 0 | 0 | 0 | 0 | 0 | 0
2016-12-09 07:00 | 0 | 0 | 0 | 0 | 196890.2597 | 0 | 449077 | 0 | 0 | 0 | 0 | 1280674.7551 | 3373608.9365 | 0 | 0 | 0 | 0 | 0 | 0 | 23514.2896 | 0 | 0 | 0 | 0 | 0 | 0 | 0 | 0 | 0 | -143360.6456 | 0 | 108826.0947 | 0 | 0 | 0 | 0 | 0 | 0 | 0 | 0 | 0 | 0 | 0 | 0 | 0 | 0
2016-12-09 08:00 | 0 | 0 | 0 | 0 | 200773.7487 | 0 | 446304 | 0 | 0 | 0 | 0 | 1143970.5985 | 3264782.8418 | 0 | 0 | 0 | 0 | 0 | 0 | 23514.2896 | 0 | 0 | 0 | 0 | 0 | 0 | 0 | 0 | 0 | -136704.1566 | 0 | 108826.0947 | 0 | 0 | 0 | 0 | 0 | 0 | 0 | 0 | 0 | 0 | 0 | 0 | 0 | 0
2016-12-09 09:00 | 0 | 0 | 0 | 0 | 199328.2233 | 0 | 449959 | 0 | 0 | 0 | 0 | 1002165.9165 | 3155956.747 | 0 | 0 | 0 | 0 | 0 | 0 | 23514.2896 | 0 | 0 | 0 | 0 | 0 | 0 | 0 | 0 | 0 | -141804.682 | 0 | 108826.0947 | 0 | 0 | 0 | 0 | 0 | 0 | 0 | 0 | 0 | 0 | 0 | 0 | 0 | 0
2016-12-09 10:00 | 0 | 0 | 0 | 0 | 192355.4186 | 0 | 463778 | 0 | 0 | 0 | 0 | 839569.4298 | 3047130.6523 | 0 | 0 | 0 | 0 | 0 | 0 | 23514.2896 | 0 | 0 | 0 | 0 | 0 | 0 | 0 | 0 | 0 | -162596.4866 | 0 | 108826.0947 | 0 | 0 | 0 | 0 | 0 | 0 | 0 | 0 | 0 | 0 | 0 | 0 | 0 | 0
2016-12-09 11:00 | 0 | 0 | 0 | 0 | 186281.4277 | 0 | 495626 | 0 | 0 | 0 | 0 | 639050.9523 | 2938304.5576 | 0 | 0 | 0 | 0 | 0 | 0 | 23514.2896 | 0 | 0 | 0 | 0 | 0 | 0 | 0 | 0 | 0 | -200518.4776 | 0 | 108826.0947 | 0 | 0 | 0 | 0 | 0 | 0 | 0 | 0 | 0 | 0 | 0 | 0 | 0 | 0
2016-12-09 12:00 | 0 | 0 | 0 | 0 | 180121.9851 | 0 | 525030 | 0 | 0 | 0 | 0 | 402969.0321 | 2829478.4629 | 0 | 0 | 0 | 0 | 0 | 0 | 23514.2896 | 0 | 0 | 0 | 0 | 0 | 0 | 0 | 0 | 0 | -236081.9202 | 0 | 108826.0947 | 0 | 0 | 0 | 0 | 0 | 0 | 0 | 0 | 0 | 0 | 0 | 0 | 0 | 0
2016-12-09 13:00 | 0 | 0 | 0 | 0 | 176784.9114 | 0 | 533803 | 0 | 0 | 0 | 0 | 154777.0383 | 2720652.3681 | 0 | 0 | 0 | 0 | 0 | 0 | 23514.2896 | 0 | 0 | 0 | 0 | 0 | 0 | 0 | 0 | 0 | -248191.9939 | 0 | 108826.0947 | 0 | 0 | 0 | 0 | 0 | 0 | 0 | 0 | 0 | 0 | 0 | 0 | 0 | 0
2016-12-09 14:00 | 0 | 0 | 0 | 0 | 169996.4539 | 76230.1235 | 533344 | 0 | 0 | 0 | 0 | 0 | 2611826.2734 | 0 | 0 | 0 | 0 | 0 | 0 | 0 | 0 | 0 | 0 | 0 | 0 | 0 | 0 | 0 | 0 | -154777.0383 | 0 | 108826.0947 | 0 | 0 | 0 | 0 | 0 | 0 | 0 | -23514.2896 | 0 | 0 | 0 | 0 | 0 | 0
2016-12-09 15:00 | 0 | 0 | 0 | 0 | 181736.4559 | 343980.0066 | 528271 | 0 | 0 | 0 | 0 | 82757.2677 | 2503000.1787 | 0 | 0 | 0 | 0 | 0 | 0 | 23514.2896 | 0 | 0 | 0 | 0 | 0 | 0 | 0 | 0 | 0 | 82757.2677 | 0 | 108826.0947 | 0 | 0 | 0 | 0 | 0 | 0 | 0 | 23514.2896 | 0 | 0 | 0 | 0 | 0 | 0
2016-12-09 16:00 | 0 | 0 | 0 | 0 | 180320.5694 | 460947.5463 | 518734 | 0 | 0 | 0 | 0 | 314117.478 | 2394174.084 | 0 | 0 | 0 | 0 | 0 | 0 | 23514.2896 | 0 | 0 | 0 | 0 | 0 | 0 | 0 | 0 | 0 | 231360.2104 | 0 | 108826.0947 | 0 | 0 | 0 | 0 | 0 | 0 | 0 | 0 | 0 | 0 | 0 | 0 | 0 | 0
2016-12-09 17:00 | 0 | 0 | 0 | 0 | 170911.4167 | 481555.4641 | 508481 | 0 | 0 | 0 | 0 | 566929.4536 | 2285347.9892 | 0 | 0 | 0 | 0 | 0 | 0 | 23514.2896 | 0 | 0 | 0 | 0 | 0 | 0 | 0 | 0 | 0 | 252811.9756 | 0 | 108826.0947 | 0 | 0 | 0 | 0 | 0 | 0 | 0 | 0 | 0 | 0 | 0 | 0 | 0 | 0
2016-12-09 18:00 | 0 | 0 | 0 | 0 | 164884.8602 | 474518.0658 | 499720 | 0 | 0 | 0 | 0 | 817496.2244 | 2176521.8945 | 0 | 0 | 0 | 0 | 0 | 0 | 21456.5395 | 0 | 0 | 0 | 0 | 0 | 0 | 0 | 0 | 0 | 250566.7709 | 0 | 108826.0947 | 0 | 0 | 0 | 0 | 0 | 0 | 0 | -2057.7501 | 0 | 0 | 0 | 0 | 0 | 0
2016-12-09 19:00 | 0 | 0 | 0 | 0 | 158033.1674 | 479566.6887 | 493059 | 0 | 0 | 0 | 0 | 1077029.4424 | 2067695.7998 | 0 | 0 | 0 | 0 | 0 | 0 | 15290.2724 | 0 | 0 | 0 | 0 | 0 | 0 | 0 | 0 | 0 | 259533.218 | 0 | 108826.0947 | 0 | 0 | 0 | 0 | 0 | 0 | 0 | -6166.2671 | 0 | 0 | 0 | 0 | 0 | 0
2016-12-09 20:00 | 0 | 0 | 0 | 0 | 148833.9692 | 500080.1713 | 489983 | 0 | 0 | 0 | 0 | 1336562.6604 | 1958869.7051 | 0 | 0 | 0 | 0 | 0 | 0 | 23514.2896 | 0 | 0 | 0 | 0 | 0 | 0 | 0 | 0 | 0 | 259533.218 | 0 | 108826.0947 | 0 | 0 | 0 | 0 | 0 | 0 | 0 | 8224.0172 | 0 | 0 | 0 | 0 | 0 | 0
2016-12-09 21:00 | 0 | 0 | 0 | 0 | 133298.7469 | 506017.1643 | 497648 | 0 | 0 | 0 | 0 | 1587056.6663 | 1850043.6103 | 0 | 0 | 0 | 0 | 0 | 0 | 23514.2896 | 0 | 0 | 0 | 0 | 0 | 0 | 0 | 0 | 0 | 250494.0059 | 0 | 108826.0947 | 0 | 0 | 0 | 0 | 0 | 0 | 0 | 0 | 0 | 0 | 0 | 0 | 0 | 0
2016-12-09 22:00 | 0 | 0 | 0 | 0 | 136364.5958 | 432714.4736 | 518119 | 0 | 0 | 0 | 0 | 1746842.8304 | 1741217.5156 | 0 | 0 | 0 | 0 | 0 | 0 | 23514.2896 | 0 | 0 | 0 | 0 | 0 | 0 | 0 | 0 | 0 | 159786.1642 | 0 | 108826.0947 | 0 | 0 | 0 | 0 | 0 | 0 | 0 | 0 | 0 | 0 | 0 | 0 | 0 | 0
2016-12-09 23:00 | 0 | 0 | 0 | 0 | 212856.4345 | 143332.3979 | 534333 | 0 | 0 | 0 | 0 | 1677524.7576 | 1632391.4209 | 0 | 0 | 0 | 0 | 0 | 0 | 23514.2896 | 0 | 0 | 0 | 0 | 0 | 0 | 0 | 0 | 0 | -69318.0728 | 0 | 108826.0947 | 0 | 0 | 0 | 0 | 0 | 0 | 0 | 0 | 0 | 0 | 0 | 0 | 0 | 0
2016-12-10 | 0 | 0 | 0 | 0 | 277685.2547 | 1715.766 | 539440 | 0 | 0 | 0 | 0 | 1526311.873 | 1523565.3262 | 0 | 0 | 0 | 0 | 0 | 0 | 23514.2896 | 0 | 0 | 0 | 0 | 0 | 0 | 0 | 0 | 0 | -151212.8846 | 0 | 108826.0947 | 0 | 0 | 0 | 0 | 0 | 0 | 0 | 0 | 0 | 0 | 0 | 0 | 0 | 0
2016-12-10 01:00 | 0 | 0 | 0 | 0 | 299711.355 | 0 | 539358 | 0 | 0 | 0 | 0 | 1395491.3227 | 1414739.2314 | 0 | 0 | 0 | 0 | 0 | 0 | 23514.2896 | 0 | 0 | 0 | 0 | 0 | 0 | 0 | 0 | 0 | -130820.5503 | 0 | 108826.0947 | 0 | 0 | 0 | 0 | 0 | 0 | 0 | 0 | 0 | 0 | 0 | 0 | 0 | 0
2016-12-10 02:00 | 0 | 0 | 0 | 0 | 298086.6776 | 0 | 531113 | 0 | 0 | 0 | 0 | 1271291.0949 | 1305913.1367 | 0 | 0 | 0 | 0 | 0 | 0 | 23514.2896 | 0 | 0 | 0 | 0 | 0 | 0 | 0 | 0 | 0 | -124200.2277 | 0 | 108826.0947 | 0 | 0 | 0 | 0 | 0 | 0 | 0 | 0 | 0 | 0 | 0 | 0 | 0 | 0
2016-12-10 03:00 | 0 | 0 | 0 | 0 | 289188.0785 | 0 | 515810 | 0 | 0 | 0 | 0 | 1153495.2681 | 1197087.042 | 0 | 0 | 0 | 0 | 0 | 0 | 23514.2896 | 0 | 0 | 0 | 0 | 0 | 0 | 0 | 0 | 0 | -117795.8268 | 0 | 108826.0947 | 0 | 0 | 0 | 0 | 0 | 0 | 0 | 0 | 0 | 0 | 0 | 0 | 0 | 0
2016-12-10 04:00 | 0 | 0 | 0 | 0 | 277629.1524 | 0 | 495884 | 0 | 0 | 0 | 0 | 1044066.5152 | 1088260.9473 | 0 | 0 | 0 | 0 | 0 | 0 | 23514.2896 | 0 | 0 | 0 | 0 | 0 | 0 | 0 | 0 | 0 | -109428.7529 | 0 | 108826.0947 | 0 | 0 | 0 | 0 | 0 | 0 | 0 | 0 | 0 | 0 | 0 | 0 | 0 | 0
2016-12-10 05:00 | 0 | 0 | 0 | 0 | 262439.6206 | 0 | 477552 | 0 | 0 | 0 | 0 | 937780.2306 | 979434.8525 | 0 | 0 | 0 | 0 | 0 | 0 | 23514.2896 | 0 | 0 | 0 | 0 | 0 | 0 | 0 | 0 | 0 | -106286.2846 | 0 | 108826.0947 | 0 | 0 | 0 | 0 | 0 | 0 | 0 | 0 | 0 | 0 | 0 | 0 | 0 | 0
2016-12-10 06:00 | 0 | 0 | 0 | 0 | 247523.8973 | 0 | 463945 | 0 | 0 | 0 | 0 | 830185.2226 | 870608.7578 | 0 | 0 | 0 | 0 | 0 | 0 | 23514.2896 | 0 | 0 | 0 | 0 | 0 | 0 | 0 | 0 | 0 | -107595.008 | 0 | 108826.0947 | 0 | 0 | 0 | 0 | 0 | 0 | 0 | 0 | 0 | 0 | 0 | 0 | 0 | 0
2016-12-10 07:00 | 0 | 0 | 0 | 0 | 235202.1491 | 0 | 454895 | 0 | 0 | 0 | 0 | 719318.4664 | 761782.6631 | 0 | 0 | 0 | 0 | 0 | 0 | 23514.2896 | 0 | 0 | 0 | 0 | 0 | 0 | 0 | 0 | 0 | -110866.7562 | 0 | 108826.0947 | 0 | 0 | 0 | 0 | 0 | 0 | 0 | 0 | 0 | 0 | 0 | 0 | 0 | 0
2016-12-10 08:00 | 0 | 0 | 0 | 0 | 227708.763 | 0 | 449580 | 0 | 0 | 0 | 0 | 606273.3241 | 652956.5684 | 0 | 0 | 0 | 0 | 0 | 0 | 23514.2896 | 0 | 0 | 0 | 0 | 0 | 0 | 0 | 0 | 0 | -113045.1423 | 0 | 108826.0947 | 0 | 0 | 0 | 0 | 0 | 0 | 0 | 0 | 0 | 0 | 0 | 0 | 0 | 0
2016-12-10 09:00 | 0 | 0 | 0 | 0 | 227602.94 | 0 | 450270 | 0 | 0 | 0 | 0 | 492432.3589 | 544130.4736 | 0 | 0 | 0 | 0 | 0 | 0 | 23514.2896 | 0 | 0 | 0 | 0 | 0 | 0 | 0 | 0 | 0 | -113840.9652 | 0 | 108826.0947 | 0 | 0 | 0 | 0 | 0 | 0 | 0 | 0 | 0 | 0 | 0 | 0 | 0 | 0
2016-12-10 10:00 | 0 | 0 | 0 | 0 | 233236.0153 | 0 | 455532 | 0 | 0 | 0 | 0 | 378962.4689 | 435304.3789 | 0 | 0 | 0 | 0 | 0 | 0 | 23514.2896 | 0 | 0 | 0 | 0 | 0 | 0 | 0 | 0 | 0 | -113469.89 | 0 | 108826.0947 | 0 | 0 | 0 | 0 | 0 | 0 | 0 | 0 | 0 | 0 | 0 | 0 | 0 | 0
2016-12-10 11:00 | 0 | 0 | 0 | 0 | 244269.1119 | 0 | 468218 | 0 | 0 | 0 | 0 | 263839.6755 | 326478.2842 | 0 | 0 | 0 | 0 | 0 | 0 | 23514.2896 | 0 | 0 | 0 | 0 | 0 | 0 | 0 | 0 | 0 | -115122.7934 | 0 | 108826.0947 | 0 | 0 | 0 | 0 | 0 | 0 | 0 | 0 | 0 | 0 | 0 | 0 | 0 | 0
2016-12-10 12:00 | 0 | 0 | 0 | 0 | 259159.8187 | 0 | 483684 | 0 | 0 | 0 | 0 | 148141.5889 | 217652.1895 | 0 | 0 | 0 | 0 | 0 | 0 | 23514.2896 | 0 | 0 | 0 | 0 | 0 | 0 | 0 | 0 | 0 | -115698.0865 | 0 | 108826.0947 | 0 | 0 | 0 | 0 | 0 | 0 | 0 | 0 | 0 | 0 | 0 | 0 | 0 | 0
2016-12-10 13:00 | 0 | 0 | 0 | 0 | 276559.3296 | 0 | 496268 | 0 | 0 | 0 | 0 | 37259.0132 | 108826.0947 | 0 | 0 | 0 | 0 | 0 | 0 | 23514.2896 | 0 | 0 | 0 | 0 | 0 | 0 | 0 | 0 | 0 | -110882.5757 | 0 | 108826.0947 | 0 | 0 | 0 | 0 | 0 | 0 | 0 | 0 | 0 | 0 | 0 | 0 | 0 | 0
2016-12-10 14:00 | 0 | 0 | 0 | 0 | 259188.6872 | 70656.9153 | 499445 | 0 | 0 | 0 | 0 | 0 | 0 | 0 | 0 | 0 | 0 | 0 | 0 | 0 | 0 | 0 | 0 | 0 | 0 | 0 | 0 | 0 | 0 | -37259.0132 | 0 | 108826.0947 | 0 | 0 | 0 | 0 | 0 | 0 | 0 | -23514.2896 | 0 | 0 | 0 | 0 | 0 | 0
2016-12-10 15:00 | 0 | 0 | 0 | 0 | 174669.5332 | 333479.9447 | 493783 | 0 | 0 | 0 | 0 | 0 | 14366.478 | 0 | 0 | 0 | 0 | 0 | 0 | 0 | 0 | 0 | 0 | 0 | 0 | 0 | 0 | 0 | 0 | 0 | 14366.478 | 0 | 0 | 0 | 0 | 0 | 0 | 0 | 0 | 0 | 0 | 0 | 0 | 0 | 0 | 0
2016-12-10 16:00 | 0 | 0 | 0 | 0 | 50143.9691 | 449431.5089 | 485209 | 0 | 0 | 0 | 0 | 0 | 28732.956 | 0 | 0 | 0 | 0 | 0 | 0 | 0 | 0 | 0 | 0 | 0 | 0 | 0 | 0 | 0 | 0 | 0 | 14366.478 | 0 | 0 | 0 | 0 | 0 | 0 | 0 | 0 | 0 | 0 | 0 | 0 | 0 | 0 | 0
2016-12-10 17:00 | 0 | 0 | 0 | 0 | 262183.9776 | 473260.2404 | 475911 | 0 | 0 | 0 | 0 | 259533.218 | 28732.956 | 0 | 0 | 0 | 0 | 0 | 0 | 0 | 0 | 0 | 0 | 0 | 0 | 0 | 0 | 0 | 0 | 259533.218 | 0 | 0 | 0 | 0 | 0 | 0 | 0 | 0 | 0 | 0 | 0 | 0 | 0 | 0 | 0 | 0
2016-12-10 18:00 | 0 | 0 | 0 | 0 | 0 | 463719.1877 | 465551 | 0 | 0 | 0 | 0 | 243334.9276 | 43099.4339 | 0 | 0 | 0 | 0 | 0 | 0 | 0 | 0 | 0 | 0 | 0 | 0 | 0 | 0 | 0 | 0 | -16198.2903 | 14366.478 | 0 | 0 | 0 | 0 | 0 | 0 | 0 | 0 | 0 | 0 | 0 | 0 | 0 | 0 | 0
2016-12-10 19:00 | 0 | 0 | 0 | 0 | 272519.9911 | 459005.7048 | 457626 | 0 | 0 | 0 | 0 | 502868.1456 | 57465.9119 | 0 | 0 | 0 | 0 | 0 | 0 | 0 | 0 | 0 | 0 | 0 | 0 | 0 | 0 | 0 | 0 | 259533.218 | 14366.478 | 0 | 0 | 0 | 0 | 0 | 0 | 0 | 0 | 0 | 0 | 0 | 0 | 0 | 0 | 0
2016-12-10 20:00 | 0 | 0 | 0 | 0 | 249952.4246 | 464332.7934 | 454752 | 0 | 0 | 0 | 0 | 762401.3636 | 57465.9119 | 0 | 0 | 0 | 0 | 0 | 0 | 0 | 0 | 0 | 0 | 0 | 0 | 0 | 0 | 0 | 0 | 259533.218 | 0 | 0 | 0 | 0 | 0 | 0 | 0 | 0 | 0 | 0 | 0 | 0 | 0 | 0 | 0 | 0
2016-12-10 21:00 | 0 | 0 | 0 | 0 | 252944.711 | 469113.507 | 462525 | 0 | 0 | 0 | 0 | 1021934.5815 | 57465.9119 | 0 | 0 | 0 | 0 | 0 | 0 | 0 | 0 | 0 | 0 | 0 | 0 | 0 | 0 | 0 | 0 | 259533.218 | 0 | 0 | 0 | 0 | 0 | 0 | 0 | 0 | 0 | 0 | 0 | 0 | 0 | 0 | 0 | 0
2016-12-10 22:00 | 0 | 0 | 0 | 0 | 0 | 396757.8674 | 482787 | 0 | 0 | 0 | 0 | 921538.9709 | 71832.3899 | 0 | 0 | 0 | 0 | 0 | 0 | 0 | 0 | 0 | 0 | 0 | 0 | 0 | 0 | 0 | 0 | -100395.6106 | 14366.478 | 0 | 0 | 0 | 0 | 0 | 0 | 0 | 0 | 0 | 0 | 0 | 0 | 0 | 0 | 0
2016-12-10 23:00 | 0 | 0 | 0 | 0 | 602106.2352 | 132755.4984 | 498996 | 0 | 0 | 0 | 0 | 1157404.7045 | 71832.3899 | 0 | 0 | 0 | 0 | 0 | 0 | 0 | 0 | 0 | 0 | 0 | 0 | 0 | 0 | 0 | 0 | 235865.7336 | 0 | 0 | 0 | 0 | 0 | 0 | 0 | 0 | 0 | 0 | 0 | 0 | 0 | 0 | 0 | 0
2016-12-11 | 0 | 0 | 0 | 0 | 259336.7012 | 1631.5588 | 506135 | 0 | 0 | 0 | 0 | 897871.4866 | 86198.8679 | 0 | 0 | 0 | 0 | 0 | 0 | 0 | 0 | 0 | 0 | 0 | 0 | 0 | 0 | 0 | 0 | -259533.218 | 14366.478 | 0 | 0 | 0 | 0 | 0 | 0 | 0 | 0 | 0 | 0 | 0 | 0 | 0 | 0 | 0
2016-12-11 01:00 | 0 | 0 | 0 | 0 | 604150.4132 | 0 | 506369 | 0 | 0 | 0 | 0 | 995652.8998 | 86198.8679 | 0 | 0 | 0 | 0 | 0 | 0 | 0 | 0 | 0 | 0 | 0 | 0 | 0 | 0 | 0 | 0 | 97781.4132 | 0 | 0 | 0 | 0 | 0 | 0 | 0 | 0 | 0 | 0 | 0 | 0 | 0 | 0 | 0 | 0
2016-12-11 02:00 | 0 | 0 | 0 | 0 | 588345.8891 | 0 | 498720 | 0 | 0 | 0 | 0 | 1070912.3109 | 100565.3459 | 0 | 0 | 0 | 0 | 0 | 0 | 0 | 0 | 0 | 0 | 0 | 0 | 0 | 0 | 0 | 0 | 75259.4111 | 14366.478 | 0 | 0 | 0 | 0 | 0 | 0 | 0 | 0 | 0 | 0 | 0 | 0 | 0 | 0 | 0
2016-12-11 03:00 | 0 | 0 | 0 | 0 | 566331.9892 | 0 | 485255 | 0 | 0 | 0 | 0 | 1151989.3001 | 100565.3459 | 0 | 0 | 0 | 0 | 0 | 0 | 0 | 0 | 0 | 0 | 0 | 0 | 0 | 0 | 0 | 0 | 81076.9892 | 0 | 0 | 0 | 0 | 0 | 0 | 0 | 0 | 0 | 0 | 0 | 0 | 0 | 0 | 0 | 0
2016-12-11 04:00 | 0 | 0 | 0 | 0 | 222913.26 | 0 | 468080 | 0 | 0 | 0 | 0 | 892456.0821 | 114931.8239 | 0 | 0 | 0 | 0 | 0 | 0 | 0 | 0 | 0 | 0 | 0 | 0 | 0 | 0 | 0 | 0 | -259533.218 | 14366.478 | 0 | 0 | 0 | 0 | 0 | 0 | 0 | 0 | 0 | 0 | 0 | 0 | 0 | 0 | 0
2016-12-11 05:00 | 0 | 0 | 0 | 0 | 537090.667 | 0 | 451964 | 0 | 0 | 0 | 0 | 963216.2711 | 129298.3018 | 0 | 0 | 0 | 0 | 0 | 0 | 0 | 0 | 0 | 0 | 0 | 0 | 0 | 0 | 0 | 0 | 70760.189 | 14366.478 | 0 | 0 | 0 | 0 | 0 | 0 | 0 | 0 | 0 | 0 | 0 | 0 | 0 | 0 | 0
2016-12-11 06:00 | 0 | 0 | 0 | 0 | 193250.26 | 0 | 438417 | 0 | 0 | 0 | 0 | 703683.0531 | 143664.7798 | 0 | 0 | 0 | 0 | 0 | 0 | 0 | 0 | 0 | 0 | 0 | 0 | 0 | 0 | 0 | 0 | -259533.218 | 14366.478 | 0 | 0 | 0 | 0 | 0 | 0 | 0 | 0 | 0 | 0 | 0 | 0 | 0 | 0 | 0
2016-12-11 07:00 | 0 | 0 | 0 | 0 | 523523.6901 | 0 | 428411 | 0 | 0 | 0 | 0 | 798795.7432 | 143664.7798 | 0 | 0 | 0 | 0 | 0 | 0 | 0 | 0 | 0 | 0 | 0 | 0 | 0 | 0 | 0 | 0 | 95112.6901 | 0 | 0 | 0 | 0 | 0 | 0 | 0 | 0 | 0 | 0 | 0 | 0 | 0 | 0 | 0 | 0
2016-12-11 08:00 | 0 | 0 | 0 | 0 | 520408.3451 | 0 | 422924 | 0 | 0 | 0 | 0 | 881913.6103 | 158031.2578 | 0 | 0 | 0 | 0 | 0 | 0 | 0 | 0 | 0 | 0 | 0 | 0 | 0 | 0 | 0 | 0 | 83117.8671 | 14366.478 | 0 | 0 | 0 | 0 | 0 | 0 | 0 | 0 | 0 | 0 | 0 | 0 | 0 | 0 | 0
2016-12-11 09:00 | 0 | 0 | 0 | 0 | 504756.8209 | 0 | 420773 | 0 | 0 | 0 | 0 | 965897.4311 | 158031.2578 | 0 | 0 | 0 | 0 | 0 | 0 | 0 | 0 | 0 | 0 | 0 | 0 | 0 | 0 | 0 | 0 | 83983.8209 | 0 | 0 | 0 | 0 | 0 | 0 | 0 | 0 | 0 | 0 | 0 | 0 | 0 | 0 | 0 | 0
2016-12-11 10:00 | 0 | 0 | 0 | 0 | 481049.7114 | 0 | 423363 | 0 | 0 | 0 | 0 | 1009217.6645 | 172397.7358 | 0 | 0 | 0 | 0 | 0 | 0 | 0 | 0 | 0 | 0 | 0 | 0 | 0 | 0 | 0 | 0 | 43320.2334 | 14366.478 | 0 | 0 | 0 | 0 | 0 | 0 | 0 | 0 | 0 | 0 | 0 | 0 | 0 | 0 | 0
2016-12-11 11:00 | 0 | 0 | 0 | 0 | 460577.8543 | 0 | 429902 | 0 | 0 | 0 | 0 | 1039893.5188 | 172397.7358 | 0 | 0 | 0 | 0 | 0 | 0 | 0 | 0 | 0 | 0 | 0 | 0 | 0 | 0 | 0 | 0 | 30675.8543 | 0 | 0 | 0 | 0 | 0 | 0 | 0 | 0 | 0 | 0 | 0 | 0 | 0 | 0 | 0 | 0
2016-12-11 12:00 | 0 | 0 | 0 | 0 | 446857.4973 | 0 | 438684 | 0 | 0 | 0 | 0 | 1033700.5381 | 186764.2138 | 0 | 0 | 0 | 0 | 0 | 0 | 0 | 0 | 0 | 0 | 0 | 0 | 0 | 0 | 0 | 0 | -6192.9807 | 14366.478 | 0 | 0 | 0 | 0 | 0 | 0 | 0 | 0 | 0 | 0 | 0 | 0 | 0 | 0 | 0
2016-12-11 13:00 | 0 | 0 | 0 | 0 | 436685.2401 | 0 | 449833 | 0 | 0 | 0 | 0 | 1006186.3002 | 201130.6917 | 0 | 0 | 0 | 0 | 0 | 0 | 0 | 0 | 0 | 0 | 0 | 0 | 0 | 0 | 0 | 0 | -27514.2379 | 14366.478 | 0 | 0 | 0 | 0 | 0 | 0 | 0 | 0 | 0 | 0 | 0 | 0 | 0 | 0 | 0
2016-12-11 14:00 | 0 | 0 | 0 | 0 | 159092.4385 | 51379.8215 | 455639 | 0 | 0 | 0 | 0 | 746653.0822 | 215497.1697 | 0 | 0 | 0 | 0 | 0 | 0 | 0 | 0 | 0 | 0 | 0 | 0 | 0 | 0 | 0 | 0 | -259533.218 | 14366.478 | 0 | 0 | 0 | 0 | 0 | 0 | 0 | 0 | 0 | 0 | 0 | 0 | 0 | 0 | 0
2016-12-11 15:00 | 0 | 0 | 0 | 0 | 381168.646 | 270702.8526 | 455897 | 0 | 0 | 0 | 0 | 928261.1029 | 229863.6477 | 0 | 0 | 0 | 0 | 0 | 0 | 0 | 0 | 0 | 0 | 0 | 0 | 0 | 0 | 0 | 0 | 181608.0207 | 14366.478 | 0 | 0 | 0 | 0 | 0 | 0 | 0 | 0 | 0 | 0 | 0 | 0 | 0 | 0 | 0
2016-12-11 16:00 | 0 | 0 | 0 | 0 | 0 | 432418.4994 | 452539 | 0 | 0 | 0 | 0 | 908140.6023 | 229863.6477 | 0 | 0 | 0 | 0 | 0 | 0 | 0 | 0 | 0 | 0 | 0 | 0 | 0 | 0 | 0 | 0 | -20120.5006 | 0 | 0 | 0 | 0 | 0 | 0 | 0 | 0 | 0 | 0 | 0 | 0 | 0 | 0 | 0 | 0
2016-12-11 17:00 | 0 | 0 | 0 | 0 | 219362.5562 | 504817.1397 | 450280 | 0 | 0 | 0 | 0 | 1167673.8202 | 244230.1257 | 0 | 0 | 0 | 0 | 0 | 0 | 0 | 0 | 0 | 0 | 0 | 0 | 0 | 0 | 0 | 0 | 259533.218 | 14366.478 | 0 | 0 | 0 | 0 | 0 | 0 | 0 | 0 | 0 | 0 | 0 | 0 | 0 | 0 | 0
2016-12-11 18:00 | 0 | 0 | 0 | 0 | 0 | 500465.8669 | 447019 | 0 | 0 | 0 | 0 | 1221120.6871 | 244230.1257 | 0 | 0 | 0 | 0 | 0 | 0 | 0 | 0 | 0 | 0 | 0 | 0 | 0 | 0 | 0 | 0 | 53446.8669 | 0 | 0 | 0 | 0 | 0 | 0 | 0 | 0 | 0 | 0 | 0 | 0 | 0 | 0 | 0 | 0
2016-12-11 19:00 | 0 | 0 | 0 | 0 | 228887.3007 | 489286.3953 | 444274 | 0 | 0 | 0 | 0 | 1480653.9051 | 258596.6037 | 0 | 0 | 0 | 0 | 0 | 0 | 0 | 0 | 0 | 0 | 0 | 0 | 0 | 0 | 0 | 0 | 259533.218 | 14366.478 | 0 | 0 | 0 | 0 | 0 | 0 | 0 | 0 | 0 | 0 | 0 | 0 | 0 | 0 | 0
2016-12-11 20:00 | 0 | 0 | 0 | 0 | 206331.6984 | 510930.9975 | 443363 | 0 | 0 | 0 | 0 | 1740187.1231 | 272963.0816 | 0 | 0 | 0 | 0 | 0 | 0 | 0 | 0 | 0 | 0 | 0 | 0 | 0 | 0 | 0 | 0 | 259533.218 | 14366.478 | 0 | 0 | 0 | 0 | 0 | 0 | 0 | 0 | 0 | 0 | 0 | 0 | 0 | 0 | 0
2016-12-11 21:00 | 0 | 0 | 0 | 0 | 162947.8911 | 546316.3268 | 449731 | 0 | 0 | 0 | 0 | 1999720.3411 | 272963.0816 | 0 | 0 | 0 | 0 | 0 | 0 | 0 | 0 | 0 | 0 | 0 | 0 | 0 | 0 | 0 | 0 | 259533.218 | 0 | 0 | 0 | 0 | 0 | 0 | 0 | 0 | 0 | 0 | 0 | 0 | 0 | 0 | 0 | 0
2016-12-11 22:00 | 0 | 0 | 0 | 0 | 0 | 479931.4778 | 468778 | 0 | 0 | 0 | 0 | 2010873.8188 | 272963.0816 | 0 | 0 | 0 | 0 | 0 | 0 | 0 | 0 | 0 | 0 | 0 | 0 | 0 | 0 | 0 | 0 | 11153.4778 | 0 | 0 | 0 | 0 | 0 | 0 | 0 | 0 | 0 | 0 | 0 | 0 | 0 | 0 | 0 | 0
2016-12-11 23:00 | 0 | 0 | 0 | 0 | 463926.8769 | 177785.9899 | 483949 | 0 | 0 | 0 | 0 | 2154271.2077 | 287329.5596 | 0 | 0 | 0 | 0 | 0 | 0 | 0 | 0 | 0 | 0 | 0 | 0 | 0 | 0 | 0 | 0 | 143397.3889 | 14366.478 | 0 | 0 | 0 | 0 | 0 | 0 | 0 | 0 | 0 | 0 | 0 | 0 | 0 | 0 | 0
2016-12-12 | 0 | 0 | 0 | 0 | 228919.3628 | 2003.4192 | 490456 | 0 | 0 | 0 | 0 | 1894737.9897 | 287329.5596 | 0 | 0 | 0 | 0 | 0 | 0 | 0 | 0 | 0 | 0 | 0 | 0 | 0 | 0 | 0 | 0 | -259533.218 | 0 | 0 | 0 | 0 | 0 | 0 | 0 | 0 | 0 | 0 | 0 | 0 | 0 | 0 | 0 | 0
2016-12-12 01:00 | 0 | 0 | 0 | 0 | 431411.1405 | 0 | 490156 | 0 | 0 | 0 | 0 | 1821626.6522 | 301696.0376 | 0 | 0 | 0 | 0 | 0 | 0 | 0 | 0 | 0 | 0 | 0 | 0 | 0 | 0 | 0 | 0 | -73111.3375 | 14366.478 | 0 | 0 | 0 | 0 | 0 | 0 | 0 | 0 | 0 | 0 | 0 | 0 | 0 | 0 | 0
2016-12-12 02:00 | 0 | 0 | 0 | 0 | 420478.3055 | 0 | 477727 | 0 | 0 | 0 | 0 | 1764377.9577 | 301696.0376 | 0 | 0 | 0 | 0 | 0 | 0 | 0 | 0 | 0 | 0 | 0 | 0 | 0 | 0 | 0 | 0 | -57248.6945 | 0 | 0 | 0 | 0 | 0 | 0 | 0 | 0 | 0 | 0 | 0 | 0 | 0 | 0 | 0 | 0
2016-12-12 03:00 | 0 | 0 | 0 | 0 | 411989.7269 | 0 | 458047 | 0 | 0 | 0 | 0 | 1703954.2067 | 316062.5156 | 0 | 0 | 0 | 0 | 0 | 0 | 0 | 0 | 0 | 0 | 0 | 0 | 0 | 0 | 0 | 0 | -60423.7511 | 14366.478 | 0 | 0 | 0 | 0 | 0 | 0 | 0 | 0 | 0 | 0 | 0 | 0 | 0 | 0 | 0
2016-12-12 04:00 | 0 | 0 | 0 | 0 | 175983.782 | 0 | 435517 | 0 | 0 | 0 | 0 | 1444420.9887 | 316062.5156 | 0 | 0 | 0 | 0 | 0 | 0 | 0 | 0 | 0 | 0 | 0 | 0 | 0 | 0 | 0 | 0 | -259533.218 | 0 | 0 | 0 | 0 | 0 | 0 | 0 | 0 | 0 | 0 | 0 | 0 | 0 | 0 | 0 | 0
2016-12-12 05:00 | 0 | 0 | 0 | 0 | 381018.4163 | 0 | 413850 | 0 | 0 | 0 | 0 | 1397222.927 | 330428.9936 | 0 | 0 | 0 | 0 | 0 | 0 | 0 | 0 | 0 | 0 | 0 | 0 | 0 | 0 | 0 | 0 | -47198.0617 | 14366.478 | 0 | 0 | 0 | 0 | 0 | 0 | 0 | 0 | 0 | 0 | 0 | 0 | 0 | 0 | 0
2016-12-12 06:00 | 0 | 0 | 0 | 0 | 371410.868 | 0 | 397790 | 0 | 0 | 0 | 0 | 1356477.3171 | 344795.4716 | 0 | 0 | 0 | 0 | 0 | 0 | 0 | 0 | 0 | 0 | 0 | 0 | 0 | 0 | 0 | 0 | -40745.61 | 14366.478 | 0 | 0 | 0 | 0 | 0 | 0 | 0 | 0 | 0 | 0 | 0 | 0 | 0 | 0 | 0
2016-12-12 07:00 | 0 | 0 | 0 | 0 | 362126.4965 | 0 | 388280 | 0 | 0 | 0 | 0 | 1315957.3356 | 359161.9495 | 0 | 0 | 0 | 0 | 0 | 0 | 0 | 0 | 0 | 0 | 0 | 0 | 0 | 0 | 0 | 0 | -40519.9815 | 14366.478 | 0 | 0 | 0 | 0 | 0 | 0 | 0 | 0 | 0 | 0 | 0 | 0 | 0 | 0 | 0
2016-12-12 08:00 | 0 | 0 | 0 | 0 | 124282.782 | 0 | 383816 | 0 | 0 | 0 | 0 | 1056424.1176 | 359161.9495 | 0 | 0 | 0 | 0 | 0 | 0 | 0 | 0 | 0 | 0 | 0 | 0 | 0 | 0 | 0 | 0 | -259533.218 | 0 | 0 | 0 | 0 | 0 | 0 | 0 | 0 | 0 | 0 | 0 | 0 | 0 | 0 | 0 | 0
2016-12-12 09:00 | 0 | 0 | 0 | 0 | 353002.9026 | 0 | 386705 | 0 | 0 | 0 | 0 | 1008355.5422 | 373528.4275 | 0 | 0 | 0 | 0 | 0 | 0 | 0 | 0 | 0 | 0 | 0 | 0 | 0 | 0 | 0 | 0 | -48068.5754 | 14366.478 | 0 | 0 | 0 | 0 | 0 | 0 | 0 | 0 | 0 | 0 | 0 | 0 | 0 | 0 | 0
2016-12-12 10:00 | 0 | 0 | 0 | 0 | 346390.3748 | 0 | 399214 | 0 | 0 | 0 | 0 | 955531.9171 | 373528.4275 | 0 | 0 | 0 | 0 | 0 | 0 | 0 | 0 | 0 | 0 | 0 | 0 | 0 | 0 | 0 | 0 | -52823.6252 | 0 | 0 | 0 | 0 | 0 | 0 | 0 | 0 | 0 | 0 | 0 | 0 | 0 | 0 | 0 | 0
2016-12-12 11:00 | 0 | 0 | 0 | 0 | 342551.4154 | 0 | 428769 | 0 | 0 | 0 | 0 | 854947.8545 | 387894.9055 | 0 | 0 | 0 | 0 | 0 | 0 | 0 | 0 | 0 | 0 | 0 | 0 | 0 | 0 | 0 | 0 | -100584.0626 | 14366.478 | 0 | 0 | 0 | 0 | 0 | 0 | 0 | 0 | 0 | 0 | 0 | 0 | 0 | 0 | 0
2016-12-12 12:00 | 0 | 0 | 0 | 0 | 200199.782 | 0 | 459733 | 0 | 0 | 0 | 0 | 595414.6365 | 387894.9055 | 0 | 0 | 0 | 0 | 0 | 0 | 0 | 0 | 0 | 0 | 0 | 0 | 0 | 0 | 0 | 0 | -259533.218 | 0 | 0 | 0 | 0 | 0 | 0 | 0 | 0 | 0 | 0 | 0 | 0 | 0 | 0 | 0 | 0
2016-12-12 13:00 | 0 | 0 | 0 | 0 | 333947.0109 | 0 | 474570 | 0 | 0 | 0 | 0 | 440425.1694 | 402261.3835 | 0 | 0 | 0 | 0 | 0 | 0 | 0 | 0 | 0 | 0 | 0 | 0 | 0 | 0 | 0 | 0 | -154989.4671 | 14366.478 | 0 | 0 | 0 | 0 | 0 | 0 | 0 | 0 | 0 | 0 | 0 | 0 | 0 | 0 | 0
2016-12-12 14:00 | 0 | 0 | 0 | 0 | 156315.4717 | 80374.7883 | 481857 | 0 | 0 | 0 | 0 | 180891.9515 | 416627.8615 | 0 | 0 | 0 | 0 | 0 | 0 | 0 | 0 | 0 | 0 | 0 | 0 | 0 | 0 | 0 | 0 | -259533.218 | 14366.478 | 0 | 0 | 0 | 0 | 0 | 0 | 0 | 0 | 0 | 0 | 0 | 0 | 0 | 0 | 0
2016-12-12 15:00 | 0 | 0 | 0 | 0 | 235762.0511 | 317693.2087 | 485452 | 0 | 0 | 0 | 0 | 234528.7333 | 430994.3394 | 0 | 0 | 0 | 0 | 0 | 0 | 0 | 0 | 0 | 0 | 0 | 0 | 0 | 0 | 0 | 0 | 53636.7818 | 14366.478 | 0 | 0 | 0 | 0 | 0 | 0 | 0 | 0 | 0 | 0 | 0 | 0 | 0 | 0 | 0
2016-12-12 16:00 | 0 | 0 | 0 | 0 | 0 | 481868.1498 | 483680 | 0 | 0 | 0 | 0 | 232716.8831 | 430994.3394 | 0 | 0 | 0 | 0 | 0 | 0 | 0 | 0 | 0 | 0 | 0 | 0 | 0 | 0 | 0 | 0 | -1811.8502 | 0 | 0 | 0 | 0 | 0 | 0 | 0 | 0 | 0 | 0 | 0 | 0 | 0 | 0 | 0 | 0
2016-12-12 17:00 | 0 | 0 | 0 | 0 | 223914.2896 | 529121.4063 | 479136 | 0 | 0 | 0 | 0 | 492250.101 | 445360.8174 | 0 | 0 | 0 | 0 | 0 | 0 | 0 | 0 | 0 | 0 | 0 | 0 | 0 | 0 | 0 | 0 | 259533.218 | 14366.478 | 0 | 0 | 0 | 0 | 0 | 0 | 0 | 0 | 0 | 0 | 0 | 0 | 0 | 0 | 0
2016-12-12 18:00 | 0 | 0 | 0 | 0 | 0 | 507885.4656 | 474502 | 0 | 0 | 0 | 0 | 525633.5666 | 445360.8174 | 0 | 0 | 0 | 0 | 0 | 0 | 0 | 0 | 0 | 0 | 0 | 0 | 0 | 0 | 0 | 0 | 33383.4656 | 0 | 0 | 0 | 0 | 0 | 0 | 0 | 0 | 0 | 0 | 0 | 0 | 0 | 0 | 0 | 0
2016-12-12 19:00 | 0 | 0 | 0 | 0 | 251587.0837 | 491642.6123 | 469330 | 0 | 0 | 0 | 0 | 785166.7846 | 459727.2954 | 0 | 0 | 0 | 0 | 0 | 0 | 0 | 0 | 0 | 0 | 0 | 0 | 0 | 0 | 0 | 0 | 259533.218 | 14366.478 | 0 | 0 | 0 | 0 | 0 | 0 | 0 | 0 | 0 | 0 | 0 | 0 | 0 | 0 | 0
2016-12-12 20:00 | 0 | 0 | 0 | 0 | 223346.5226 | 501851.6954 | 465665 | 0 | 0 | 0 | 0 | 1044700.0026 | 459727.2954 | 0 | 0 | 0 | 0 | 0 | 0 | 0 | 0 | 0 | 0 | 0 | 0 | 0 | 0 | 0 | 0 | 259533.218 | 0 | 0 | 0 | 0 | 0 | 0 | 0 | 0 | 0 | 0 | 0 | 0 | 0 | 0 | 0 | 0
2016-12-12 21:00 | 0 | 0 | 0 | 0 | 236051.2474 | 508970.4485 | 471122 | 0 | 0 | 0 | 0 | 1304233.2205 | 474093.7734 | 0 | 0 | 0 | 0 | 0 | 0 | 0 | 0 | 0 | 0 | 0 | 0 | 0 | 0 | 0 | 0 | 259533.218 | 14366.478 | 0 | 0 | 0 | 0 | 0 | 0 | 0 | 0 | 0 | 0 | 0 | 0 | 0 | 0 | 0
2016-12-12 22:00 | 0 | 0 | 0 | 0 | 0 | 429877.2684 | 489289 | 0 | 0 | 0 | 0 | 1244821.489 | 474093.7734 | 0 | 0 | 0 | 0 | 0 | 0 | 0 | 0 | 0 | 0 | 0 | 0 | 0 | 0 | 0 | 0 | -59411.7316 | 0 | 0 | 0 | 0 | 0 | 0 | 0 | 0 | 0 | 0 | 0 | 0 | 0 | 0 | 0 | 0
2016-12-12 23:00 | 0 | 0 | 0 | 0 | 445492.6216 | 134369.7805 | 506586 | 0 | 0 | 0 | 0 | 1303731.4131 | 488460.2514 | 0 | 0 | 0 | 0 | 0 | 0 | 0 | 0 | 0 | 0 | 0 | 0 | 0 | 0 | 0 | 0 | 58909.9242 | 14366.478 | 0 | 0 | 0 | 0 | 0 | 0 | 0 | 0 | 0 | 0 | 0 | 0 | 0 | 0 | 0
2016-12-13 | 0 | 0 | 0 | 0 | 471515.7756 | 1034.0526 | 513426 | 0 | 0 | 0 | 0 | 1262855.2413 | 488460.2514 | 0 | 0 | 0 | 0 | 0 | 0 | 0 | 0 | 0 | 0 | 0 | 0 | 0 | 0 | 0 | 0 | -40876.1719 | 0 | 0 | 0 | 0 | 0 | 0 | 0 | 0 | 0 | 0 | 0 | 0 | 0 | 0 | 0 | 0
2016-12-13 01:00 | 0 | 0 | 0 | 0 | 492497.325 | 0 | 512445 | 0 | 0 | 0 | 0 | 1228541.0883 | 502826.7294 | 0 | 0 | 0 | 0 | 0 | 0 | 0 | 0 | 0 | 0 | 0 | 0 | 0 | 0 | 0 | 0 | -34314.153 | 14366.478 | 0 | 0 | 0 | 0 | 0 | 0 | 0 | 0 | 0 | 0 | 0 | 0 | 0 | 0 | 0
2016-12-13 02:00 | 0 | 0 | 0 | 0 | 506662.259 | 0 | 498922 | 0 | 0 | 0 | 0 | 1236281.3474 | 502826.7294 | 0 | 0 | 0 | 0 | 0 | 0 | 0 | 0 | 0 | 0 | 0 | 0 | 0 | 0 | 0 | 0 | 7740.259 | 0 | 0 | 0 | 0 | 0 | 0 | 0 | 0 | 0 | 0 | 0 | 0 | 0 | 0 | 0 | 0
2016-12-13 03:00 | 0 | 0 | 0 | 0 | 511835.3636 | 0 | 477079 | 0 | 0 | 0 | 0 | 1256671.233 | 517193.2073 | 0 | 0 | 0 | 0 | 0 | 0 | 0 | 0 | 0 | 0 | 0 | 0 | 0 | 0 | 0 | 0 | 20389.8856 | 14366.478 | 0 | 0 | 0 | 0 | 0 | 0 | 0 | 0 | 0 | 0 | 0 | 0 | 0 | 0 | 0
2016-12-13 04:00 | 0 | 0 | 0 | 0 | 191238.782 | 0 | 450772 | 0 | 0 | 0 | 0 | 997138.015 | 517193.2073 | 0 | 0 | 0 | 0 | 0 | 0 | 0 | 0 | 0 | 0 | 0 | 0 | 0 | 0 | 0 | 0 | -259533.218 | 0 | 0 | 0 | 0 | 0 | 0 | 0 | 0 | 0 | 0 | 0 | 0 | 0 | 0 | 0 | 0
2016-12-13 05:00 | 0 | 0 | 0 | 0 | 521706.0347 | 0 | 428061 | 0 | 0 | 0 | 0 | 1076416.5717 | 531559.6853 | 0 | 0 | 0 | 0 | 0 | 0 | 0 | 0 | 0 | 0 | 0 | 0 | 0 | 0 | 0 | 0 | 79278.5567 | 14366.478 | 0 | 0 | 0 | 0 | 0 | 0 | 0 | 0 | 0 | 0 | 0 | 0 | 0 | 0 | 0
2016-12-13 06:00 | 0 | 0 | 0 | 0 | 151762.782 | 0 | 411296 | 0 | 0 | 0 | 0 | 816883.3537 | 531559.6853 | 0 | 0 | 0 | 0 | 0 | 0 | 0 | 0 | 0 | 0 | 0 | 0 | 0 | 0 | 0 | 0 | -259533.218 | 0 | 0 | 0 | 0 | 0 | 0 | 0 | 0 | 0 | 0 | 0 | 0 | 0 | 0 | 0 | 0
2016-12-13 07:00 | 0 | 0 | 0 | 0 | 515873.7914 | 0 | 400863 | 0 | 0 | 0 | 0 | 917527.6671 | 545926.1633 | 0 | 0 | 0 | 0 | 0 | 0 | 0 | 0 | 0 | 0 | 0 | 0 | 0 | 0 | 0 | 0 | 100644.3134 | 14366.478 | 0 | 0 | 0 | 0 | 0 | 0 | 0 | 0 | 0 | 0 | 0 | 0 | 0 | 0 | 0
2016-12-13 08:00 | 0 | 0 | 0 | 0 | 505343.8928 | 0 | 396104 | 0 | 0 | 0 | 0 | 1026767.56 | 545926.1633 | 0 | 0 | 0 | 0 | 0 | 0 | 0 | 0 | 0 | 0 | 0 | 0 | 0 | 0 | 0 | 0 | 109239.8928 | 0 | 0 | 0 | 0 | 0 | 0 | 0 | 0 | 0 | 0 | 0 | 0 | 0 | 0 | 0 | 0
2016-12-13 09:00 | 0 | 0 | 0 | 0 | 488964.0181 | 0 | 398352 | 0 | 0 | 0 | 0 | 1103013.1001 | 560292.6413 | 0 | 0 | 0 | 0 | 0 | 0 | 0 | 0 | 0 | 0 | 0 | 0 | 0 | 0 | 0 | 0 | 76245.5402 | 14366.478 | 0 | 0 | 0 | 0 | 0 | 0 | 0 | 0 | 0 | 0 | 0 | 0 | 0 | 0 | 0
2016-12-13 10:00 | 0 | 0 | 0 | 0 | 152777.782 | 0 | 412311 | 0 | 0 | 0 | 0 | 843479.8821 | 560292.6413 | 0 | 0 | 0 | 0 | 0 | 0 | 0 | 0 | 0 | 0 | 0 | 0 | 0 | 0 | 0 | 0 | -259533.218 | 0 | 0 | 0 | 0 | 0 | 0 | 0 | 0 | 0 | 0 | 0 | 0 | 0 | 0 | 0 | 0
2016-12-13 11:00 | 0 | 0 | 0 | 0 | 470917.5231 | 0 | 439986 | 0 | 0 | 0 | 0 | 860044.9273 | 574659.1193 | 0 | 0 | 0 | 0 | 0 | 0 | 0 | 0 | 0 | 0 | 0 | 0 | 0 | 0 | 0 | 0 | 16565.0451 | 14366.478 | 0 | 0 | 0 | 0 | 0 | 0 | 0 | 0 | 0 | 0 | 0 | 0 | 0 | 0 | 0
2016-12-13 12:00 | 0 | 0 | 0 | 0 | 461161.0254 | 0 | 468628 | 0 | 0 | 0 | 0 | 838211.4747 | 589025.5972 | 0 | 0 | 0 | 0 | 0 | 0 | 0 | 0 | 0 | 0 | 0 | 0 | 0 | 0 | 0 | 0 | -21833.4526 | 14366.478 | 0 | 0 | 0 | 0 | 0 | 0 | 0 | 0 | 0 | 0 | 0 | 0 | 0 | 0 | 0
2016-12-13 13:00 | 0 | 0 | 0 | 0 | 447522.3919 | 0 | 480429 | 0 | 0 | 0 | 0 | 790938.3886 | 603392.0752 | 0 | 0 | 0 | 0 | 0 | 0 | 0 | 0 | 0 | 0 | 0 | 0 | 0 | 0 | 0 | 0 | -47273.0861 | 14366.478 | 0 | 0 | 0 | 0 | 0 | 0 | 0 | 0 | 0 | 0 | 0 | 0 | 0 | 0 | 0
2016-12-13 14:00 | 0 | 0 | 0 | 0 | 157668.2227 | 82488.0373 | 485323 | 0 | 0 | 0 | 0 | 531405.1706 | 617758.5532 | 0 | 0 | 0 | 0 | 0 | 0 | 0 | 0 | 0 | 0 | 0 | 0 | 0 | 0 | 0 | 0 | -259533.218 | 14366.478 | 0 | 0 | 0 | 0 | 0 | 0 | 0 | 0 | 0 | 0 | 0 | 0 | 0 | 0 | 0
2016-12-13 15:00 | 0 | 0 | 0 | 0 | 381589.6325 | 373158.2915 | 488028 | 0 | 0 | 0 | 0 | 783758.6166 | 632125.0312 | 0 | 0 | 0 | 0 | 0 | 0 | 0 | 0 | 0 | 0 | 0 | 0 | 0 | 0 | 0 | 0 | 252353.446 | 14366.478 | 0 | 0 | 0 | 0 | 0 | 0 | 0 | 0 | 0 | 0 | 0 | 0 | 0 | 0 | 0
2016-12-13 16:00 | 0 | 0 | 0 | 0 | 0 | 526298.5043 | 485695 | 0 | 0 | 0 | 0 | 824362.1209 | 632125.0312 | 0 | 0 | 0 | 0 | 0 | 0 | 0 | 0 | 0 | 0 | 0 | 0 | 0 | 0 | 0 | 0 | 40603.5043 | 0 | 0 | 0 | 0 | 0 | 0 | 0 | 0 | 0 | 0 | 0 | 0 | 0 | 0 | 0 | 0
2016-12-13 17:00 | 0 | 0 | 0 | 0 | 202214.2483 | 553844.4476 | 482159 | 0 | 0 | 0 | 0 | 1083895.3389 | 646491.5092 | 0 | 0 | 0 | 0 | 0 | 0 | 0 | 0 | 0 | 0 | 0 | 0 | 0 | 0 | 0 | 0 | 259533.218 | 14366.478 | 0 | 0 | 0 | 0 | 0 | 0 | 0 | 0 | 0 | 0 | 0 | 0 | 0 | 0 | 0
2016-12-13 18:00 | 0 | 0 | 0 | 0 | 0 | 523542.7243 | 479438 | 0 | 0 | 0 | 0 | 1128000.0631 | 646491.5092 | 0 | 0 | 0 | 0 | 0 | 0 | 0 | 0 | 0 | 0 | 0 | 0 | 0 | 0 | 0 | 0 | 44104.7243 | 0 | 0 | 0 | 0 | 0 | 0 | 0 | 0 | 0 | 0 | 0 | 0 | 0 | 0 | 0 | 0
2016-12-13 19:00 | 0 | 0 | 0 | 0 | 247059.6405 | 505275.0554 | 478435 | 0 | 0 | 0 | 0 | 1387533.2811 | 660857.9871 | 0 | 0 | 0 | 0 | 0 | 0 | 0 | 0 | 0 | 0 | 0 | 0 | 0 | 0 | 0 | 0 | 259533.218 | 14366.478 | 0 | 0 | 0 | 0 | 0 | 0 | 0 | 0 | 0 | 0 | 0 | 0 | 0 | 0 | 0
2016-12-13 20:00 | 0 | 0 | 0 | 0 | 0 | 518226.4239 | 478561 | 0 | 0 | 0 | 0 | 1427198.705 | 660857.9871 | 0 | 0 | 0 | 0 | 0 | 0 | 0 | 0 | 0 | 0 | 0 | 0 | 0 | 0 | 0 | 0 | 39665.4239 | 0 | 0 | 0 | 0 | 0 | 0 | 0 | 0 | 0 | 0 | 0 | 0 | 0 | 0 | 0 | 0
2016-12-13 21:00 | 0 | 0 | 0 | 0 | 239545.4128 | 519013.2832 | 484659 | 0 | 0 | 0 | 0 | 1686731.923 | 675224.4651 | 0 | 0 | 0 | 0 | 0 | 0 | 0 | 0 | 0 | 0 | 0 | 0 | 0 | 0 | 0 | 0 | 259533.218 | 14366.478 | 0 | 0 | 0 | 0 | 0 | 0 | 0 | 0 | 0 | 0 | 0 | 0 | 0 | 0 | 0
2016-12-13 22:00 | 0 | 0 | 0 | 0 | 0 | 440284.0359 | 501507 | 0 | 0 | 0 | 0 | 1625508.9589 | 675224.4651 | 0 | 0 | 0 | 0 | 0 | 0 | 0 | 0 | 0 | 0 | 0 | 0 | 0 | 0 | 0 | 0 | -61222.9641 | 0 | 0 | 0 | 0 | 0 | 0 | 0 | 0 | 0 | 0 | 0 | 0 | 0 | 0 | 0 | 0
2016-12-13 23:00 | 0 | 0 | 0 | 0 | 483010.2739 | 156484.7567 | 516581 | 0 | 0 | 0 | 0 | 1734056.5115 | 689590.9431 | 0 | 0 | 0 | 0 | 0 | 0 | 0 | 0 | 0 | 0 | 0 | 0 | 0 | 0 | 0 | 0 | 108547.5525 | 14366.478 | 0 | 0 | 0 | 0 | 0 | 0 | 0 | 0 | 0 | 0 | 0 | 0 | 0 | 0 | 0
2016-12-14 | 0 | 0 | 0 | 0 | 537606.4815 | 1671.7216 | 522850 | 0 | 0 | 0 | 0 | 1750484.7146 | 689590.9431 | 0 | 0 | 0 | 0 | 0 | 0 | 0 | 0 | 0 | 0 | 0 | 0 | 0 | 0 | 0 | 0 | 16428.2031 | 0 | 0 | 0 | 0 | 0 | 0 | 0 | 0 | 0 | 0 | 0 | 0 | 0 | 0 | 0 | 0
2016-12-14 01:00 | 0 | 0 | 0 | 0 | 536698.6627 | 0 | 520842 | 0 | 0 | 0 | 0 | 1751974.8993 | 703957.4211 | 0 | 0 | 0 | 0 | 0 | 0 | 0 | 0 | 0 | 0 | 0 | 0 | 0 | 0 | 0 | 0 | 1490.1847 | 14366.478 | 0 | 0 | 0 | 0 | 0 | 0 | 0 | 0 | 0 | 0 | 0 | 0 | 0 | 0 | 0
2016-12-14 02:00 | 0 | 0 | 0 | 0 | 248367.782 | 0 | 507901 | 0 | 0 | 0 | 0 | 1492441.6813 | 703957.4211 | 0 | 0 | 0 | 0 | 0 | 0 | 0 | 0 | 0 | 0 | 0 | 0 | 0 | 0 | 0 | 0 | -259533.218 | 0 | 0 | 0 | 0 | 0 | 0 | 0 | 0 | 0 | 0 | 0 | 0 | 0 | 0 | 0 | 0
2016-12-14 03:00 | 0 | 0 | 0 | 0 | 521759.8827 | 0 | 486219 | 0 | 0 | 0 | 0 | 1513616.086 | 718323.8991 | 0 | 0 | 0 | 0 | 0 | 0 | 0 | 0 | 0 | 0 | 0 | 0 | 0 | 0 | 0 | 0 | 21174.4047 | 14366.478 | 0 | 0 | 0 | 0 | 0 | 0 | 0 | 0 | 0 | 0 | 0 | 0 | 0 | 0 | 0
2016-12-14 04:00 | 0 | 0 | 0 | 0 | 201578.782 | 0 | 461112 | 0 | 0 | 0 | 0 | 1254082.868 | 718323.8991 | 0 | 0 | 0 | 0 | 0 | 0 | 0 | 0 | 0 | 0 | 0 | 0 | 0 | 0 | 0 | 0 | -259533.218 | 0 | 0 | 0 | 0 | 0 | 0 | 0 | 0 | 0 | 0 | 0 | 0 | 0 | 0 | 0 | 0
2016-12-14 05:00 | 0 | 0 | 0 | 0 | 499292.6222 | 0 | 437754 | 0 | 0 | 0 | 0 | 1301255.0122 | 732690.3771 | 0 | 0 | 0 | 0 | 0 | 0 | 0 | 0 | 0 | 0 | 0 | 0 | 0 | 0 | 0 | 0 | 47172.1442 | 14366.478 | 0 | 0 | 0 | 0 | 0 | 0 | 0 | 0 | 0 | 0 | 0 | 0 | 0 | 0 | 0
2016-12-14 06:00 | 0 | 0 | 0 | 0 | 483155.4482 | 0 | 420383 | 0 | 0 | 0 | 0 | 1364027.4604 | 732690.3771 | 0 | 0 | 0 | 0 | 0 | 0 | 0 | 0 | 0 | 0 | 0 | 0 | 0 | 0 | 0 | 0 | 62772.4482 | 0 | 0 | 0 | 0 | 0 | 0 | 0 | 0 | 0 | 0 | 0 | 0 | 0 | 0 | 0 | 0
2016-12-14 07:00 | 0 | 0 | 0 | 0 | 462888.2915 | 0 | 409972 | 0 | 0 | 0 | 0 | 1402577.274 | 747056.855 | 0 | 0 | 0 | 0 | 0 | 0 | 0 | 0 | 0 | 0 | 0 | 0 | 0 | 0 | 0 | 0 | 38549.8135 | 14366.478 | 0 | 0 | 0 | 0 | 0 | 0 | 0 | 0 | 0 | 0 | 0 | 0 | 0 | 0 | 0
2016-12-14 08:00 | 0 | 0 | 0 | 0 | 445556.5195 | 0 | 405901 | 0 | 0 | 0 | 0 | 1442232.7935 | 747056.855 | 0 | 0 | 0 | 0 | 0 | 0 | 0 | 0 | 0 | 0 | 0 | 0 | 0 | 0 | 0 | 0 | 39655.5195 | 0 | 0 | 0 | 0 | 0 | 0 | 0 | 0 | 0 | 0 | 0 | 0 | 0 | 0 | 0 | 0
2016-12-14 09:00 | 0 | 0 | 0 | 0 | 441025.3927 | 0 | 408921 | 0 | 0 | 0 | 0 | 1459970.7082 | 761423.333 | 0 | 0 | 0 | 0 | 0 | 0 | 0 | 0 | 0 | 0 | 0 | 0 | 0 | 0 | 0 | 0 | 17737.9147 | 14366.478 | 0 | 0 | 0 | 0 | 0 | 0 | 0 | 0 | 0 | 0 | 0 | 0 | 0 | 0 | 0
2016-12-14 10:00 | 0 | 0 | 0 | 0 | 442442.356 | 0 | 423189 | 0 | 0 | 0 | 0 | 1479224.0642 | 761423.333 | 0 | 0 | 0 | 0 | 0 | 0 | 0 | 0 | 0 | 0 | 0 | 0 | 0 | 0 | 0 | 0 | 19253.356 | 0 | 0 | 0 | 0 | 0 | 0 | 0 | 0 | 0 | 0 | 0 | 0 | 0 | 0 | 0 | 0
2016-12-14 11:00 | 0 | 0 | 0 | 0 | 448820.1144 | 0 | 453577 | 0 | 0 | 0 | 0 | 1460100.7007 | 775789.811 | 0 | 0 | 0 | 0 | 0 | 0 | 0 | 0 | 0 | 0 | 0 | 0 | 0 | 0 | 0 | 0 | -19123.3635 | 14366.478 | 0 | 0 | 0 | 0 | 0 | 0 | 0 | 0 | 0 | 0 | 0 | 0 | 0 | 0 | 0
2016-12-14 12:00 | 0 | 0 | 0 | 0 | 223617.782 | 0 | 483151 | 0 | 0 | 0 | 0 | 1200567.4827 | 775789.811 | 0 | 0 | 0 | 0 | 0 | 0 | 0 | 0 | 0 | 0 | 0 | 0 | 0 | 0 | 0 | 0 | -259533.218 | 0 | 0 | 0 | 0 | 0 | 0 | 0 | 0 | 0 | 0 | 0 | 0 | 0 | 0 | 0 | 0
2016-12-14 13:00 | 0 | 0 | 0 | 0 | 470011.3408 | 0 | 494539 | 0 | 0 | 0 | 0 | 1161673.3456 | 790156.289 | 0 | 0 | 0 | 0 | 0 | 0 | 0 | 0 | 0 | 0 | 0 | 0 | 0 | 0 | 0 | 0 | -38894.1371 | 14366.478 | 0 | 0 | 0 | 0 | 0 | 0 | 0 | 0 | 0 | 0 | 0 | 0 | 0 | 0 | 0
2016-12-14 14:00 | 0 | 0 | 0 | 0 | 200606.4794 | 51950.7806 | 497724 | 0 | 0 | 0 | 0 | 902140.1276 | 804522.767 | 0 | 0 | 0 | 0 | 0 | 0 | 0 | 0 | 0 | 0 | 0 | 0 | 0 | 0 | 0 | 0 | -259533.218 | 14366.478 | 0 | 0 | 0 | 0 | 0 | 0 | 0 | 0 | 0 | 0 | 0 | 0 | 0 | 0 | 0
2016-12-14 15:00 | 0 | 0 | 0 | 0 | 428783.0998 | 316205.6158 | 495918 | 0 | 0 | 0 | 0 | 1151210.8432 | 804522.767 | 0 | 0 | 0 | 0 | 0 | 0 | 0 | 0 | 0 | 0 | 0 | 0 | 0 | 0 | 0 | 0 | 249070.7156 | 0 | 0 | 0 | 0 | 0 | 0 | 0 | 0 | 0 | 0 | 0 | 0 | 0 | 0 | 0 | 0
2016-12-14 16:00 | 0 | 0 | 0 | 0 | 337736.8565 | 452320.129 | 492643 | 0 | 0 | 0 | 0 | 1410744.0612 | 818889.2449 | 0 | 0 | 0 | 0 | 0 | 0 | 23514.2896 | 0 | 0 | 0 | 0 | 0 | 0 | 0 | 0 | 0 | 259533.218 | 14366.478 | 0 | 0 | 0 | 0 | 0 | 0 | 0 | 0 | 23514.2896 | 0 | 0 | 0 | 0 | 0 | 0
2016-12-14 17:00 | 0 | 0 | 0 | 0 | 0 | 500339.127 | 488018 | 0 | 0 | 0 | 0 | 1446579.4778 | 818889.2449 | 0 | 0 | 0 | 0 | 0 | 0 | 0 | 0 | 0 | 0 | 0 | 0 | 0 | 0 | 0 | 0 | 35835.4166 | 0 | 0 | 0 | 0 | 0 | 0 | 0 | 0 | 0 | -23514.2896 | 0 | 0 | 0 | 0 | 0 | 0
2016-12-14 18:00 | 0 | 0 | 0 | 0 | 266831.6129 | 493145.083 | 486077 | 0 | 0 | 0 | 0 | 1706112.6958 | 833255.7229 | 0 | 0 | 0 | 0 | 0 | 0 | 0 | 0 | 0 | 0 | 0 | 0 | 0 | 0 | 0 | 0 | 259533.218 | 14366.478 | 0 | 0 | 0 | 0 | 0 | 0 | 0 | 0 | 0 | 0 | 0 | 0 | 0 | 0 | 0
2016-12-14 19:00 | 0 | 0 | 0 | 0 | 256503.3601 | 487296.8579 | 484267 | 0 | 0 | 0 | 0 | 1965645.9138 | 833255.7229 | 0 | 0 | 0 | 0 | 0 | 0 | 0 | 0 | 0 | 0 | 0 | 0 | 0 | 0 | 0 | 0 | 259533.218 | 0 | 0 | 0 | 0 | 0 | 0 | 0 | 0 | 0 | 0 | 0 | 0 | 0 | 0 | 0 | 0
2016-12-14 20:00 | 0 | 0 | 0 | 0 | 252608.244 | 506371.4519 | 485080 | 0 | 0 | 0 | 0 | 2225179.1317 | 847622.2009 | 0 | 0 | 0 | 0 | 0 | 0 | 0 | 0 | 0 | 0 | 0 | 0 | 0 | 0 | 0 | 0 | 259533.218 | 14366.478 | 0 | 0 | 0 | 0 | 0 | 0 | 0 | 0 | 0 | 0 | 0 | 0 | 0 | 0 | 0
2016-12-14 21:00 | 0 | 0 | 0 | 0 | 238098.6219 | 514523.596 | 493089 | 0 | 0 | 0 | 0 | 2484712.3497 | 847622.2009 | 0 | 0 | 0 | 0 | 0 | 0 | 0 | 0 | 0 | 0 | 0 | 0 | 0 | 0 | 0 | 0 | 259533.218 | 0 | 0 | 0 | 0 | 0 | 0 | 0 | 0 | 0 | 0 | 0 | 0 | 0 | 0 | 0 | 0
2016-12-14 22:00 | 0 | 0 | 0 | 0 | 342063.9249 | 430382.293 | 512913 | 0 | 0 | 0 | 0 | 2744245.5677 | 847622.2009 | 0 | 0 | 0 | 0 | 0 | 0 | 0 | 0 | 0 | 0 | 0 | 0 | 0 | 0 | 0 | 0 | 259533.218 | 0 | 0 | 0 | 0 | 0 | 0 | 0 | 0 | 0 | 0 | 0 | 0 | 0 | 0 | 0 | 0
2016-12-14 23:00 | 0 | 0 | 0 | 0 | 499387.1847 | 159039.27 | 530545 | 0 | 0 | 0 | 0 | 2834246.2548 | 861988.6789 | 0 | 0 | 0 | 0 | 0 | 0 | 23514.2896 | 0 | 0 | 0 | 0 | 0 | 0 | 0 | 0 | 0 | 90000.6871 | 14366.478 | 0 | 0 | 0 | 0 | 0 | 0 | 0 | 0 | 23514.2896 | 0 | 0 | 0 | 0 | 0 | 0
2016-12-15 | 0 | 0 | 0 | 0 | 501166.7192 | 1495.5008 | 537736 | 0 | 0 | 0 | 0 | 2784805.9968 | 876355.1569 | 0 | 0 | 0 | 0 | 0 | 0 | 23514.2896 | 0 | 0 | 0 | 0 | 0 | 0 | 0 | 0 | 0 | -49440.258 | 14366.478 | 0 | 0 | 0 | 0 | 0 | 0 | 0 | 0 | 0 | 0 | 0 | 0 | 0 | 0 | 0
2016-12-15 01:00 | 0 | 0 | 0 | 0 | 462338.8197 | 0 | 537977 | 0 | 0 | 0 | 0 | 2709167.8165 | 876355.1569 | 0 | 0 | 0 | 0 | 0 | 0 | 23514.2896 | 0 | 0 | 0 | 0 | 0 | 0 | 0 | 0 | 0 | -75638.1803 | 0 | 0 | 0 | 0 | 0 | 0 | 0 | 0 | 0 | 0 | 0 | 0 | 0 | 0 | 0 | 0
2016-12-15 02:00 | 0 | 0 | 0 | 0 | 416381.4243 | 0 | 527870 | 0 | 0 | 0 | 0 | 2597679.2408 | 876355.1569 | 0 | 0 | 0 | 0 | 0 | 0 | 23514.2896 | 0 | 0 | 0 | 0 | 0 | 0 | 0 | 0 | 0 | -111488.5757 | 0 | 0 | 0 | 0 | 0 | 0 | 0 | 0 | 0 | 0 | 0 | 0 | 0 | 0 | 0 | 0
2016-12-15 03:00 | 0 | 0 | 0 | 0 | 368365.7516 | 0 | 508040 | 0 | 0 | 0 | 0 | 2458004.9924 | 876355.1569 | 0 | 0 | 0 | 0 | 0 | 0 | 23514.2896 | 0 | 0 | 0 | 0 | 0 | 0 | 0 | 0 | 0 | -139674.2484 | 0 | 0 | 0 | 0 | 0 | 0 | 0 | 0 | 0 | 0 | 0 | 0 | 0 | 0 | 0 | 0
2016-12-15 04:00 | 0 | 0 | 0 | 0 | 327553.77 | 0 | 483044 | 0 | 0 | 0 | 0 | 2288148.2844 | 890721.6348 | 0 | 0 | 0 | 0 | 0 | 0 | 23514.2896 | 0 | 0 | 0 | 0 | 0 | 0 | 0 | 0 | 0 | -169856.708 | 14366.478 | 0 | 0 | 0 | 0 | 0 | 0 | 0 | 0 | 0 | 0 | 0 | 0 | 0 | 0 | 0
2016-12-15 05:00 | 0 | 0 | 0 | 0 | 234385.4247 | 0 | 460192 | 0 | 0 | 0 | 0 | 2062341.7091 | 890721.6348 | 0 | 0 | 0 | 0 | 0 | 0 | 23514.2896 | 0 | 0 | 0 | 0 | 0 | 0 | 0 | 0 | 0 | -225806.5753 | 0 | 0 | 0 | 0 | 0 | 0 | 0 | 0 | 0 | 0 | 0 | 0 | 0 | 0 | 0 | 0
2016-12-15 06:00 | 0 | 0 | 0 | 0 | 270079.1451 | 0 | 444580 | 0 | 0 | 0 | 0 | 1887840.8542 | 890721.6348 | 0 | 0 | 0 | 0 | 0 | 0 | 23514.2896 | 0 | 0 | 0 | 0 | 0 | 0 | 0 | 0 | 0 | -174500.8549 | 0 | 0 | 0 | 0 | 0 | 0 | 0 | 0 | 0 | 0 | 0 | 0 | 0 | 0 | 0 | 0
2016-12-15 07:00 | 0 | 0 | 0 | 0 | 247444.9679 | 0 | 435415 | 0 | 0 | 0 | 0 | 1723385.1117 | 890721.6348 | 0 | 0 | 0 | 0 | 0 | 0 | 0 | 0 | 0 | 0 | 0 | 0 | 0 | 0 | 0 | 0 | -164455.7425 | 0 | 0 | 0 | 0 | 0 | 0 | 0 | 0 | 0 | -23514.2896 | 0 | 0 | 0 | 0 | 0 | 0
2016-12-15 08:00 | 0 | 0 | 0 | 0 | 196171.0716 | 0 | 432190 | 0 | 0 | 0 | 0 | 1463851.8937 | 890721.6348 | 0 | 0 | 0 | 0 | 0 | 0 | 23514.2896 | 0 | 0 | 0 | 0 | 0 | 0 | 0 | 0 | 0 | -259533.218 | 0 | 0 | 0 | 0 | 0 | 0 | 0 | 0 | 0 | 23514.2896 | 0 | 0 | 0 | 0 | 0 | 0
2016-12-15 09:00 | 0 | 0 | 0 | 0 | 226014.3479 | 0 | 436254 | 0 | 0 | 0 | 0 | 1277126.5312 | 890721.6348 | 0 | 0 | 0 | 0 | 0 | 0 | 0 | 0 | 0 | 0 | 0 | 0 | 0 | 0 | 0 | 0 | -186725.3625 | 0 | 0 | 0 | 0 | 0 | 0 | 0 | 0 | 0 | -23514.2896 | 0 | 0 | 0 | 0 | 0 | 0
2016-12-15 10:00 | 0 | 0 | 0 | 0 | 219875.1678 | 0 | 453968 | 0 | 0 | 0 | 0 | 1019519.4094 | 890721.6348 | 0 | 0 | 0 | 0 | 0 | 0 | 23514.2896 | 0 | 0 | 0 | 0 | 0 | 0 | 0 | 0 | 0 | -257607.1218 | 0 | 0 | 0 | 0 | 0 | 0 | 0 | 0 | 0 | 23514.2896 | 0 | 0 | 0 | 0 | 0 | 0
2016-12-15 11:00 | 0 | 0 | 0 | 0 | 221520.9549 | 0 | 485955 | 0 | 0 | 0 | 0 | 778599.6539 | 890721.6348 | 0 | 0 | 0 | 0 | 0 | 0 | 0 | 0 | 0 | 0 | 0 | 0 | 0 | 0 | 0 | 0 | -240919.7555 | 0 | 0 | 0 | 0 | 0 | 0 | 0 | 0 | 0 | -23514.2896 | 0 | 0 | 0 | 0 | 0 | 0
2016-12-15 12:00 | 0 | 0 | 0 | 0 | 231467.0297 | 0 | 516985 | 0 | 0 | 0 | 0 | 519066.4359 | 841222.593 | 0 | 0 | 0 | 0 | 0 | 0 | 23514.2896 | 0 | 0 | 0 | 0 | 0 | 0 | 0 | 0 | 0 | -259533.218 | 0 | 49499.0419 | 0 | 0 | 0 | 0 | 0 | 0 | 0 | 23514.2896 | 0 | 0 | 0 | 0 | 0 | 0
2016-12-15 13:00 | 0 | 0 | 0 | 0 | 246909.6224 | 0 | 529454 | 0 | 0 | 0 | 0 | 259533.218 | 840419.8041 | 0 | 0 | 0 | 0 | 0 | 0 | 1305.9188 | 0 | 0 | 0 | 0 | 0 | 0 | 0 | 0 | 0 | -259533.218 | 0 | 802.7889 | 0 | 0 | 0 | 0 | 0 | 0 | 0 | -22208.3708 | 0 | 0 | 0 | 0 | 0 | 0
2016-12-15 14:00 | 0 | 0 | 0 | 0 | 258485.6635 | 36190.4892 | 532001 | 0 | 0 | 0 | 0 | 0 | 840419.8041 | 0 | 0 | 0 | 0 | 0 | 0 | 23514.2896 | 0 | 0 | 0 | 0 | 0 | 0 | 0 | 0 | 0 | -259533.218 | 0 | 0 | 0 | 0 | 0 | 0 | 0 | 0 | 0 | 22208.3708 | 0 | 0 | 0 | 0 | 0 | 0
2016-12-15 15:00 | 0 | 0 | 0 | 0 | 291408.1942 | 263213.587 | 530640 | 0 | 0 | 0 | 0 | 33129.5929 | 854786.2821 | 0 | 0 | 0 | 0 | 0 | 0 | 0 | 0 | 0 | 0 | 0 | 0 | 0 | 0 | 0 | 0 | 33129.5929 | 14366.478 | 0 | 0 | 0 | 0 | 0 | 0 | 0 | 0 | -23514.2896 | 0 | 0 | 0 | 0 | 0 | 0
2016-12-15 16:00 | 0 | 0 | 0 | 0 | 322357.036 | 353607.6716 | 526810 | 0 | 0 | 0 | 0 | 167917.8225 | 869152.76 | 0 | 0 | 0 | 0 | 0 | 0 | 0 | 0 | 0 | 0 | 0 | 0 | 0 | 0 | 0 | 0 | 134788.2296 | 14366.478 | 0 | 0 | 0 | 0 | 0 | 0 | 0 | 0 | 0 | 0 | 0 | 0 | 0 | 0 | 0
2016-12-15 17:00 | 0 | 0 | 0 | 0 | 346707.1461 | 379688.2238 | 521762 | 0 | 0 | 0 | 0 | 372551.1924 | 869152.76 | 0 | 0 | 0 | 0 | 0 | 0 | 0 | 0 | 0 | 0 | 0 | 0 | 0 | 0 | 0 | 0 | 204633.3699 | 0 | 0 | 0 | 0 | 0 | 0 | 0 | 0 | 0 | 0 | 0 | 0 | 0 | 0 | 0 | 0
2016-12-15 18:00 | 0 | 0 | 0 | 0 | 364445.2573 | 380694.3212 | 517951 | 0 | 0 | 0 | 0 | 576225.4812 | 869152.76 | 0 | 0 | 0 | 0 | 0 | 0 | 23514.2896 | 0 | 0 | 0 | 0 | 0 | 0 | 0 | 0 | 0 | 203674.2889 | 0 | 0 | 0 | 0 | 0 | 0 | 0 | 0 | 0 | 23514.2896 | 0 | 0 | 0 | 0 | 0 | 0
2016-12-15 19:00 | 0 | 0 | 0 | 0 | 376730.3454 | 377954.2048 | 515590 | 0 | 0 | 0 | 0 | 835758.6992 | 869152.76 | 0 | 0 | 0 | 0 | 0 | 0 | 3075.6218 | 0 | 0 | 0 | 0 | 0 | 0 | 0 | 0 | 0 | 259533.218 | 0 | 0 | 0 | 0 | 0 | 0 | 0 | 0 | 0 | -20438.6678 | 0 | 0 | 0 | 0 | 0 | 0
2016-12-15 20:00 | 0 | 0 | 0 | 0 | 387189.3897 | 374535.0731 | 515718 | 0 | 0 | 0 | 0 | 1061326.4943 | 869152.76 | 0 | 0 | 0 | 0 | 0 | 0 | 23514.2896 | 0 | 0 | 0 | 0 | 0 | 0 | 0 | 0 | 0 | 225567.7951 | 0 | 0 | 0 | 0 | 0 | 0 | 0 | 0 | 0 | 20438.6678 | 0 | 0 | 0 | 0 | 0 | 0
2016-12-15 21:00 | 0 | 0 | 0 | 0 | 403939.2509 | 359838.4812 | 525072 | 0 | 0 | 0 | 0 | 1320859.7122 | 869152.76 | 0 | 0 | 0 | 0 | 0 | 0 | 2686.8037 | 0 | 0 | 0 | 0 | 0 | 0 | 0 | 0 | 0 | 259533.218 | 0 | 0 | 0 | 0 | 0 | 0 | 0 | 0 | 0 | -20827.4859 | 0 | 0 | 0 | 0 | 0 | 0
2016-12-15 22:00 | 0 | 0 | 0 | 0 | 422622.8409 | 284339.6441 | 547634 | 0 | 0 | 0 | 0 | 1561870.5114 | 790157.2496 | 0 | 0 | 0 | 0 | 0 | 0 | 0 | 0 | 0 | 0 | 0 | 0 | 0 | 0 | 0 | 0 | 241010.7992 | 0 | 78995.5104 | 0 | 0 | 0 | 0 | 0 | 0 | 0 | -2686.8037 | 0 | 0 | 0 | 0 | 0 | 0
2016-12-15 23:00 | 0 | 0 | 0 | 0 | 479949.654 | 64225.3018 | 565975 | 0 | 0 | 0 | 0 | 1502189.6996 | 804523.7276 | 0 | 0 | 0 | 0 | 0 | 0 | 23514.2896 | 0 | 0 | 0 | 0 | 0 | 0 | 0 | 0 | 0 | -59680.8118 | 14366.478 | 0 | 0 | 0 | 0 | 0 | 0 | 0 | 0 | 23514.2896 | 0 | 0 | 0 | 0 | 0 | 0
2016-12-16 | 0 | 0 | 0 | 0 | 510138.812 | 21.2244 | 573691 | 0 | 0 | 0 | 0 | 1438658.7361 | 804523.7276 | 0 | 0 | 0 | 0 | 0 | 0 | 23514.2896 | 0 | 0 | 0 | 0 | 0 | 0 | 0 | 0 | 0 | -63530.9635 | 0 | 0 | 0 | 0 | 0 | 0 | 0 | 0 | 0 | 0 | 0 | 0 | 0 | 0 | 0 | 0
2016-12-16 01:00 | 0 | 0 | 0 | 0 | 505970.416 | 0 | 574150 | 0 | 0 | 0 | 0 | 1370479.1521 | 804523.7276 | 0 | 0 | 0 | 0 | 0 | 0 | 23514.2896 | 0 | 0 | 0 | 0 | 0 | 0 | 0 | 0 | 0 | -68179.584 | 0 | 0 | 0 | 0 | 0 | 0 | 0 | 0 | 0 | 0 | 0 | 0 | 0 | 0 | 0 | 0
2016-12-16 02:00 | 0 | 0 | 0 | 0 | 485928.3259 | 0 | 563855 | 0 | 0 | 0 | 0 | 1301700.2896 | 818890.2056 | 0 | 0 | 0 | 0 | 0 | 0 | 0 | 0 | 0 | 0 | 0 | 0 | 0 | 0 | 0 | 0 | -68778.8624 | 14366.478 | 0 | 0 | 0 | 0 | 0 | 0 | 0 | 0 | -23514.2896 | 0 | 0 | 0 | 0 | 0 | 0
2016-12-16 03:00 | 0 | 0 | 0 | 0 | 454752.9346 | 0 | 542728 | 0 | 0 | 0 | 0 | 1190210.9347 | 818890.2056 | 0 | 0 | 0 | 0 | 0 | 0 | 23514.2896 | 0 | 0 | 0 | 0 | 0 | 0 | 0 | 0 | 0 | -111489.355 | 0 | 0 | 0 | 0 | 0 | 0 | 0 | 0 | 0 | 23514.2896 | 0 | 0 | 0 | 0 | 0 | 0
2016-12-16 04:00 | 0 | 0 | 0 | 0 | 427289.6051 | 0 | 516634 | 0 | 0 | 0 | 0 | 1100866.5398 | 818890.2056 | 0 | 0 | 0 | 0 | 0 | 0 | 23514.2896 | 0 | 0 | 0 | 0 | 0 | 0 | 0 | 0 | 0 | -89344.3949 | 0 | 0 | 0 | 0 | 0 | 0 | 0 | 0 | 0 | 0 | 0 | 0 | 0 | 0 | 0 | 0
2016-12-16 05:00 | 0 | 0 | 0 | 0 | 403076.3867 | 0 | 494644 | 0 | 0 | 0 | 0 | 1009298.9265 | 818890.2056 | 0 | 0 | 0 | 0 | 0 | 0 | 23514.2896 | 0 | 0 | 0 | 0 | 0 | 0 | 0 | 0 | 0 | -91567.6133 | 0 | 0 | 0 | 0 | 0 | 0 | 0 | 0 | 0 | 0 | 0 | 0 | 0 | 0 | 0 | 0
2016-12-16 06:00 | 0 | 0 | 0 | 0 | 353556.4617 | 0 | 478167 | 0 | 0 | 0 | 0 | 884688.3882 | 818890.2056 | 0 | 0 | 0 | 0 | 0 | 0 | 23514.2896 | 0 | 0 | 0 | 0 | 0 | 0 | 0 | 0 | 0 | -124610.5383 | 0 | 0 | 0 | 0 | 0 | 0 | 0 | 0 | 0 | 0 | 0 | 0 | 0 | 0 | 0 | 0
2016-12-16 07:00 | 0 | 0 | 0 | 0 | 384427.4251 | 0 | 468952 | 0 | 0 | 0 | 0 | 800163.8133 | 818890.2056 | 0 | 0 | 0 | 0 | 0 | 0 | 23514.2896 | 0 | 0 | 0 | 0 | 0 | 0 | 0 | 0 | 0 | -84524.5749 | 0 | 0 | 0 | 0 | 0 | 0 | 0 | 0 | 0 | 0 | 0 | 0 | 0 | 0 | 0 | 0
2016-12-16 08:00 | 0 | 0 | 0 | 0 | 382755.4669 | 0 | 464287 | 0 | 0 | 0 | 0 | 742146.5697 | 818890.2056 | 0 | 0 | 0 | 0 | 0 | 0 | 0 | 0 | 0 | 0 | 0 | 0 | 0 | 0 | 0 | 0 | -58017.2435 | 0 | 0 | 0 | 0 | 0 | 0 | 0 | 0 | 0 | -23514.2896 | 0 | 0 | 0 | 0 | 0 | 0
2016-12-16 09:00 | 0 | 0 | 0 | 0 | 382780.189 | 0 | 466808 | 0 | 0 | 0 | 0 | 634604.4691 | 818890.2056 | 0 | 0 | 0 | 0 | 0 | 0 | 23514.2896 | 0 | 0 | 0 | 0 | 0 | 0 | 0 | 0 | 0 | -107542.1006 | 0 | 0 | 0 | 0 | 0 | 0 | 0 | 0 | 0 | 23514.2896 | 0 | 0 | 0 | 0 | 0 | 0
2016-12-16 10:00 | 0 | 0 | 0 | 0 | 382755.3801 | 0 | 480215 | 0 | 0 | 0 | 0 | 537144.8492 | 818890.2056 | 0 | 0 | 0 | 0 | 0 | 0 | 23514.2896 | 0 | 0 | 0 | 0 | 0 | 0 | 0 | 0 | 0 | -97459.6199 | 0 | 0 | 0 | 0 | 0 | 0 | 0 | 0 | 0 | 0 | 0 | 0 | 0 | 0 | 0 | 0
2016-12-16 11:00 | 0 | 0 | 0 | 0 | 387390.4757 | 0 | 509127 | 0 | 0 | 0 | 0 | 415408.3249 | 818890.2056 | 0 | 0 | 0 | 0 | 0 | 0 | 23514.2896 | 0 | 0 | 0 | 0 | 0 | 0 | 0 | 0 | 0 | -121736.5243 | 0 | 0 | 0 | 0 | 0 | 0 | 0 | 0 | 0 | 0 | 0 | 0 | 0 | 0 | 0 | 0
2016-12-16 12:00 | 0 | 0 | 0 | 0 | 396362.0566 | 0 | 536307 | 0 | 0 | 0 | 0 | 275463.3815 | 818890.2056 | 0 | 0 | 0 | 0 | 0 | 0 | 23514.2896 | 0 | 0 | 0 | 0 | 0 | 0 | 0 | 0 | 0 | -139944.9434 | 0 | 0 | 0 | 0 | 0 | 0 | 0 | 0 | 0 | 0 | 0 | 0 | 0 | 0 | 0 | 0
2016-12-16 13:00 | 0 | 0 | 0 | 0 | 401087.6274 | 0 | 546053 | 0 | 0 | 0 | 0 | 116131.5309 | 833256.6836 | 0 | 0 | 0 | 0 | 0 | 0 | 23514.2896 | 0 | 0 | 0 | 0 | 0 | 0 | 0 | 0 | 0 | -159331.8506 | 14366.478 | 0 | 0 | 0 | 0 | 0 | 0 | 0 | 0 | 0 | 0 | 0 | 0 | 0 | 0 | 0
2016-12-16 14:00 | 0 | 0 | 0 | 0 | 391965.1312 | 30510.5263 | 547755 | 0 | 0 | 0 | 0 | 0 | 847623.1615 | 0 | 0 | 0 | 0 | 0 | 0 | 0 | 0 | 0 | 0 | 0 | 0 | 0 | 0 | 0 | 0 | -116131.5309 | 14366.478 | 0 | 0 | 0 | 0 | 0 | 0 | 0 | 0 | -23514.2896 | 0 | 0 | 0 | 0 | 0 | 0
2016-12-16 15:00 | 0 | 0 | 0 | 0 | 370772.676 | 188631.802 | 545038 | 0 | 0 | 0 | 0 | 0 | 861989.6395 | 0 | 0 | 0 | 0 | 0 | 0 | 0 | 0 | 0 | 0 | 0 | 0 | 0 | 0 | 0 | 0 | 0 | 14366.478 | 0 | 0 | 0 | 0 | 0 | 0 | 0 | 0 | 0 | 0 | 0 | 0 | 0 | 0 | 0
2016-12-16 16:00 | 0 | 0 | 0 | 0 | 204559.0272 | 333268.9728 | 537828 | 0 | 0 | 0 | 0 | 0 | 861989.6395 | 0 | 0 | 0 | 0 | 0 | 0 | 0 | 0 | 0 | 0 | 0 | 0 | 0 | 0 | 0 | 0 | 0 | 0 | 0 | 0 | 0 | 0 | 0 | 0 | 0 | 0 | 0 | 0 | 0 | 0 | 0 | 0 | 0
2016-12-16 17:00 | 0 | 0 | 0 | 0 | 381996.4657 | 409085.6712 | 527938 | 0 | 0 | 0 | 0 | 248777.6589 | 876356.1175 | 0 | 0 | 0 | 0 | 0 | 0 | 0 | 0 | 0 | 0 | 0 | 0 | 0 | 0 | 0 | 0 | 248777.6589 | 14366.478 | 0 | 0 | 0 | 0 | 0 | 0 | 0 | 0 | 0 | 0 | 0 | 0 | 0 | 0 | 0
2016-12-16 18:00 | 0 | 0 | 0 | 0 | 0 | 432986.0543 | 521278 | 0 | 0 | 0 | 0 | 160485.7132 | 876356.1175 | 0 | 0 | 0 | 0 | 0 | 0 | 0 | 0 | 0 | 0 | 0 | 0 | 0 | 0 | 0 | 0 | -88291.9457 | 0 | 0 | 0 | 0 | 0 | 0 | 0 | 0 | 0 | 0 | 0 | 0 | 0 | 0 | 0 | 0
2016-12-16 19:00 | 0 | 0 | 0 | 0 | 350908.0676 | 439212.6284 | 516221 | 0 | 0 | 0 | 0 | 420018.9312 | 890722.5955 | 0 | 0 | 0 | 0 | 0 | 0 | 0 | 0 | 0 | 0 | 0 | 0 | 0 | 0 | 0 | 0 | 259533.218 | 14366.478 | 0 | 0 | 0 | 0 | 0 | 0 | 0 | 0 | 0 | 0 | 0 | 0 | 0 | 0 | 0
2016-12-16 20:00 | 0 | 0 | 0 | 0 | 0 | 461657.0399 | 512984 | 0 | 0 | 0 | 0 | 368691.9711 | 890722.5955 | 0 | 0 | 0 | 0 | 0 | 0 | 0 | 0 | 0 | 0 | 0 | 0 | 0 | 0 | 0 | 0 | -51326.9601 | 0 | 0 | 0 | 0 | 0 | 0 | 0 | 0 | 0 | 0 | 0 | 0 | 0 | 0 | 0 | 0
2016-12-16 21:00 | 0 | 0 | 0 | 0 | 285370.0061 | 490510.2119 | 516347 | 0 | 0 | 0 | 0 | 628225.1891 | 890722.5955 | 0 | 0 | 0 | 0 | 0 | 0 | 0 | 0 | 0 | 0 | 0 | 0 | 0 | 0 | 0 | 0 | 259533.218 | 0 | 0 | 0 | 0 | 0 | 0 | 0 | 0 | 0 | 0 | 0 | 0 | 0 | 0 | 0 | 0
2016-12-16 22:00 | 0 | 0 | 0 | 0 | 348748.7855 | 439747.4324 | 528963 | 0 | 0 | 0 | 0 | 887758.407 | 890722.5955 | 0 | 0 | 0 | 0 | 0 | 0 | 0 | 0 | 0 | 0 | 0 | 0 | 0 | 0 | 0 | 0 | 259533.218 | 0 | 0 | 0 | 0 | 0 | 0 | 0 | 0 | 0 | 0 | 0 | 0 | 0 | 0 | 0 | 0
2016-12-16 23:00 | 0 | 0 | 0 | 0 | 514579.4677 | 170944.8172 | 538562 | 0 | 0 | 0 | 0 | 1020354.214 | 905089.0735 | 0 | 0 | 0 | 0 | 0 | 0 | 0 | 0 | 0 | 0 | 0 | 0 | 0 | 0 | 0 | 0 | 132595.807 | 14366.478 | 0 | 0 | 0 | 0 | 0 | 0 | 0 | 0 | 0 | 0 | 0 | 0 | 0 | 0 | 0
2016-12-17 | 0 | 0 | 0 | 0 | 276911.9515 | 1816.8305 | 538262 | 0 | 0 | 0 | 0 | 760820.996 | 905089.0735 | 0 | 0 | 0 | 0 | 0 | 0 | 0 | 0 | 0 | 0 | 0 | 0 | 0 | 0 | 0 | 0 | -259533.218 | 0 | 0 | 0 | 0 | 0 | 0 | 0 | 0 | 0 | 0 | 0 | 0 | 0 | 0 | 0 | 0
2016-12-17 01:00 | 0 | 0 | 0 | 0 | 539551.2062 | 0 | 534022 | 0 | 0 | 0 | 0 | 751983.7243 | 919455.5515 | 0 | 0 | 0 | 0 | 0 | 0 | 0 | 0 | 0 | 0 | 0 | 0 | 0 | 0 | 0 | 0 | -8837.2718 | 14366.478 | 0 | 0 | 0 | 0 | 0 | 0 | 0 | 0 | 0 | 0 | 0 | 0 | 0 | 0 | 0
2016-12-17 02:00 | 0 | 0 | 0 | 0 | 261746.782 | 0 | 521280 | 0 | 0 | 0 | 0 | 492450.5063 | 919455.5515 | 0 | 0 | 0 | 0 | 0 | 0 | 0 | 0 | 0 | 0 | 0 | 0 | 0 | 0 | 0 | 0 | -259533.218 | 0 | 0 | 0 | 0 | 0 | 0 | 0 | 0 | 0 | 0 | 0 | 0 | 0 | 0 | 0 | 0
2016-12-17 03:00 | 0 | 0 | 0 | 0 | 553698.6639 | 0 | 502161 | 0 | 0 | 0 | 0 | 529621.6922 | 933822.0294 | 0 | 0 | 0 | 0 | 0 | 0 | 0 | 0 | 0 | 0 | 0 | 0 | 0 | 0 | 0 | 0 | 37171.1859 | 14366.478 | 0 | 0 | 0 | 0 | 0 | 0 | 0 | 0 | 0 | 0 | 0 | 0 | 0 | 0 | 0
2016-12-17 04:00 | 0 | 0 | 0 | 0 | 219095.782 | 0 | 478629 | 0 | 0 | 0 | 0 | 270088.4743 | 933822.0294 | 0 | 0 | 0 | 0 | 0 | 0 | 0 | 0 | 0 | 0 | 0 | 0 | 0 | 0 | 0 | 0 | -259533.218 | 0 | 0 | 0 | 0 | 0 | 0 | 0 | 0 | 0 | 0 | 0 | 0 | 0 | 0 | 0 | 0
2016-12-17 05:00 | 0 | 0 | 0 | 0 | 603576.2262 | 0 | 456200 | 0 | 0 | 0 | 0 | 403098.2225 | 948188.5074 | 0 | 0 | 0 | 0 | 0 | 0 | 0 | 0 | 0 | 0 | 0 | 0 | 0 | 0 | 0 | 0 | 133009.7482 | 14366.478 | 0 | 0 | 0 | 0 | 0 | 0 | 0 | 0 | 0 | 0 | 0 | 0 | 0 | 0 | 0
2016-12-17 06:00 | 0 | 0 | 0 | 0 | 178851.782 | 0 | 438385 | 0 | 0 | 0 | 0 | 143565.0045 | 948188.5074 | 0 | 0 | 0 | 0 | 0 | 0 | 0 | 0 | 0 | 0 | 0 | 0 | 0 | 0 | 0 | 0 | -259533.218 | 0 | 0 | 0 | 0 | 0 | 0 | 0 | 0 | 0 | 0 | 0 | 0 | 0 | 0 | 0 | 0
2016-12-17 07:00 | 0 | 0 | 0 | 0 | 650677.5319 | 0 | 425874 | 0 | 0 | 0 | 0 | 368368.5364 | 948188.5074 | 0 | 0 | 0 | 0 | 0 | 0 | 0 | 0 | 0 | 0 | 0 | 0 | 0 | 0 | 0 | 0 | 224803.5319 | 0 | 0 | 0 | 0 | 0 | 0 | 0 | 0 | 0 | 0 | 0 | 0 | 0 | 0 | 0 | 0
2016-12-17 08:00 | 0 | 0 | 0 | 0 | 670459.9987 | 0 | 418189 | 0 | 0 | 0 | 0 | 606273.0572 | 962554.9854 | 0 | 0 | 0 | 0 | 0 | 0 | 0 | 0 | 0 | 0 | 0 | 0 | 0 | 0 | 0 | 0 | 237904.5208 | 14366.478 | 0 | 0 | 0 | 0 | 0 | 0 | 0 | 0 | 0 | 0 | 0 | 0 | 0 | 0 | 0
2016-12-17 09:00 | 0 | 0 | 0 | 0 | 683558.5607 | 0 | 415645 | 0 | 0 | 0 | 0 | 865806.2752 | 962554.9854 | 0 | 0 | 0 | 0 | 0 | 0 | 8380.3427 | 0 | 0 | 0 | 0 | 0 | 0 | 0 | 0 | 0 | 259533.218 | 0 | 0 | 0 | 0 | 0 | 0 | 0 | 0 | 0 | 8380.3427 | 0 | 0 | 0 | 0 | 0 | 0
2016-12-17 10:00 | 0 | 0 | 0 | 0 | 165247.9173 | 0 | 418795 | 0 | 0 | 0 | 0 | 606273.0572 | 976921.4634 | 0 | 0 | 0 | 0 | 0 | 0 | 0 | 0 | 0 | 0 | 0 | 0 | 0 | 0 | 0 | 0 | -259533.218 | 14366.478 | 0 | 0 | 0 | 0 | 0 | 0 | 0 | 0 | -8380.3427 | 0 | 0 | 0 | 0 | 0 | 0
2016-12-17 11:00 | 0 | 0 | 0 | 0 | 689426.4761 | 0 | 427947 | 0 | 0 | 0 | 0 | 853386.0553 | 991287.9414 | 0 | 0 | 0 | 0 | 0 | 0 | 0 | 0 | 0 | 0 | 0 | 0 | 0 | 0 | 0 | 0 | 247112.9981 | 14366.478 | 0 | 0 | 0 | 0 | 0 | 0 | 0 | 0 | 0 | 0 | 0 | 0 | 0 | 0 | 0
2016-12-17 12:00 | 0 | 0 | 0 | 0 | 181985.782 | 0 | 441519 | 0 | 0 | 0 | 0 | 593852.8373 | 991287.9414 | 0 | 0 | 0 | 0 | 0 | 0 | 0 | 0 | 0 | 0 | 0 | 0 | 0 | 0 | 0 | 0 | -259533.218 | 0 | 0 | 0 | 0 | 0 | 0 | 0 | 0 | 0 | 0 | 0 | 0 | 0 | 0 | 0 | 0
2016-12-17 13:00 | 0 | 0 | 0 | 0 | 669893.0526 | 0 | 458175 | 0 | 0 | 0 | 0 | 805570.8899 | 991287.9414 | 0 | 0 | 0 | 0 | 0 | 0 | 0 | 0 | 0 | 0 | 0 | 0 | 0 | 0 | 0 | 0 | 211718.0526 | 0 | 0 | 0 | 0 | 0 | 0 | 0 | 0 | 0 | 0 | 0 | 0 | 0 | 0 | 0 | 0
2016-12-17 14:00 | 0 | 0 | 0 | 0 | 186801.8187 | 42108.4413 | 474077 | 0 | 0 | 0 | 0 | 546037.6719 | 1005654.4193 | 0 | 0 | 0 | 0 | 0 | 0 | 0 | 0 | 0 | 0 | 0 | 0 | 0 | 0 | 0 | 0 | -259533.218 | 14366.478 | 0 | 0 | 0 | 0 | 0 | 0 | 0 | 0 | 0 | 0 | 0 | 0 | 0 | 0 | 0
2016-12-17 15:00 | 0 | 0 | 0 | 0 | 387023.5428 | 357013.6752 | 484504 | 0 | 0 | 0 | 0 | 805570.8899 | 1005654.4193 | 0 | 0 | 0 | 0 | 0 | 0 | 0 | 0 | 0 | 0 | 0 | 0 | 0 | 0 | 0 | 0 | 259533.218 | 0 | 0 | 0 | 0 | 0 | 0 | 0 | 0 | 0 | 0 | 0 | 0 | 0 | 0 | 0 | 0
2016-12-17 16:00 | 0 | 0 | 0 | 0 | 0 | 568050.1328 | 487476 | 0 | 0 | 0 | 0 | 886145.0227 | 1005654.4193 | 0 | 0 | 0 | 0 | 0 | 0 | 0 | 0 | 0 | 0 | 0 | 0 | 0 | 0 | 0 | 0 | 80574.1328 | 0 | 0 | 0 | 0 | 0 | 0 | 0 | 0 | 0 | 0 | 0 | 0 | 0 | 0 | 0 | 0
2016-12-17 17:00 | 0 | 0 | 0 | 0 | 180878.2205 | 577425.4754 | 484404 | 0 | 0 | 0 | 0 | 1145678.2406 | 1020020.8973 | 0 | 0 | 0 | 0 | 0 | 0 | 0 | 0 | 0 | 0 | 0 | 0 | 0 | 0 | 0 | 0 | 259533.218 | 14366.478 | 0 | 0 | 0 | 0 | 0 | 0 | 0 | 0 | 0 | 0 | 0 | 0 | 0 | 0 | 0
2016-12-17 18:00 | 0 | 0 | 0 | 0 | 0 | 549975.0897 | 478451 | 0 | 0 | 0 | 0 | 1217202.3303 | 1020020.8973 | 0 | 0 | 0 | 0 | 0 | 0 | 0 | 0 | 0 | 0 | 0 | 0 | 0 | 0 | 0 | 0 | 71524.0897 | 0 | 0 | 0 | 0 | 0 | 0 | 0 | 0 | 0 | 0 | 0 | 0 | 0 | 0 | 0 | 0
2016-12-17 19:00 | 0 | 0 | 0 | 0 | 0 | 536579.0599 | 472354 | 0 | 0 | 0 | 0 | 1267060.9122 | 1034387.3753 | 0 | 0 | 0 | 0 | 0 | 0 | 0 | 0 | 0 | 0 | 0 | 0 | 0 | 0 | 0 | 0 | 49858.5819 | 14366.478 | 0 | 0 | 0 | 0 | 0 | 0 | 0 | 0 | 0 | 0 | 0 | 0 | 0 | 0 | 0
2016-12-17 20:00 | 0 | 0 | 0 | 0 | 175520.839 | 552156.379 | 468144 | 0 | 0 | 0 | 0 | 1526594.1302 | 1034387.3753 | 0 | 0 | 0 | 0 | 0 | 0 | 0 | 0 | 0 | 0 | 0 | 0 | 0 | 0 | 0 | 0 | 259533.218 | 0 | 0 | 0 | 0 | 0 | 0 | 0 | 0 | 0 | 0 | 0 | 0 | 0 | 0 | 0 | 0
2016-12-17 21:00 | 0 | 0 | 0 | 0 | 0 | 575068.7842 | 470744 | 0 | 0 | 0 | 0 | 1616552.4364 | 1048753.8533 | 0 | 0 | 0 | 0 | 0 | 0 | 0 | 0 | 0 | 0 | 0 | 0 | 0 | 0 | 0 | 0 | 89958.3062 | 14366.478 | 0 | 0 | 0 | 0 | 0 | 0 | 0 | 0 | 0 | 0 | 0 | 0 | 0 | 0 | 0
2016-12-17 22:00 | 0 | 0 | 0 | 0 | 0 | 561202.1941 | 484005 | 0 | 0 | 0 | 0 | 1693749.6306 | 1048753.8533 | 0 | 0 | 0 | 0 | 0 | 0 | 0 | 0 | 0 | 0 | 0 | 0 | 0 | 0 | 0 | 0 | 77197.1941 | 0 | 0 | 0 | 0 | 0 | 0 | 0 | 0 | 0 | 0 | 0 | 0 | 0 | 0 | 0 | 0
2016-12-17 23:00 | 0 | 0 | 0 | 0 | 16753.1989 | 233454.0611 | 495374 | 0 | 0 | 0 | 0 | 1434216.4126 | 1063120.3313 | 0 | 0 | 0 | 0 | 0 | 0 | 0 | 0 | 0 | 0 | 0 | 0 | 0 | 0 | 0 | 0 | -259533.218 | 14366.478 | 0 | 0 | 0 | 0 | 0 | 0 | 0 | 0 | 0 | 0 | 0 | 0 | 0 | 0 | 0
2016-12-18 | 0 | 0 | 0 | 0 | 629321.8117 | 1875.1418 | 499639 | 0 | 0 | 0 | 0 | 1551407.8881 | 1077486.8092 | 0 | 0 | 0 | 0 | 0 | 0 | 0 | 0 | 0 | 0 | 0 | 0 | 0 | 0 | 0 | 0 | 117191.4755 | 14366.478 | 0 | 0 | 0 | 0 | 0 | 0 | 0 | 0 | 0 | 0 | 0 | 0 | 0 | 0 | 0
2016-12-18 01:00 | 0 | 0 | 0 | 0 | 603248.995 | 0 | 500069 | 0 | 0 | 0 | 0 | 1654587.8831 | 1077486.8092 | 0 | 0 | 0 | 0 | 0 | 0 | 0 | 0 | 0 | 0 | 0 | 0 | 0 | 0 | 0 | 0 | 103179.995 | 0 | 0 | 0 | 0 | 0 | 0 | 0 | 0 | 0 | 0 | 0 | 0 | 0 | 0 | 0 | 0
2016-12-18 02:00 | 0 | 0 | 0 | 0 | 582520.1472 | 0 | 491239 | 0 | 0 | 0 | 0 | 1731502.5523 | 1091853.2872 | 0 | 0 | 0 | 0 | 0 | 0 | 0 | 0 | 0 | 0 | 0 | 0 | 0 | 0 | 0 | 0 | 76914.6692 | 14366.478 | 0 | 0 | 0 | 0 | 0 | 0 | 0 | 0 | 0 | 0 | 0 | 0 | 0 | 0 | 0
2016-12-18 03:00 | 0 | 0 | 0 | 0 | 219786.782 | 0 | 479320 | 0 | 0 | 0 | 0 | 1471969.3343 | 1091853.2872 | 0 | 0 | 0 | 0 | 0 | 0 | 0 | 0 | 0 | 0 | 0 | 0 | 0 | 0 | 0 | 0 | -259533.218 | 0 | 0 | 0 | 0 | 0 | 0 | 0 | 0 | 0 | 0 | 0 | 0 | 0 | 0 | 0 | 0
2016-12-18 04:00 | 0 | 0 | 0 | 0 | 559645.0287 | 0 | 461403 | 0 | 0 | 0 | 0 | 1555844.885 | 1106219.7652 | 0 | 0 | 0 | 0 | 0 | 0 | 0 | 0 | 0 | 0 | 0 | 0 | 0 | 0 | 0 | 0 | 83875.5507 | 14366.478 | 0 | 0 | 0 | 0 | 0 | 0 | 0 | 0 | 0 | 0 | 0 | 0 | 0 | 0 | 0
2016-12-18 05:00 | 0 | 0 | 0 | 0 | 183715.782 | 0 | 443249 | 0 | 0 | 0 | 0 | 1296311.6671 | 1106219.7652 | 0 | 0 | 0 | 0 | 0 | 0 | 0 | 0 | 0 | 0 | 0 | 0 | 0 | 0 | 0 | 0 | -259533.218 | 0 | 0 | 0 | 0 | 0 | 0 | 0 | 0 | 0 | 0 | 0 | 0 | 0 | 0 | 0 | 0
2016-12-18 06:00 | 0 | 0 | 0 | 0 | 526382.0864 | 0 | 427707 | 0 | 0 | 0 | 0 | 1380620.2754 | 1120586.2432 | 0 | 0 | 0 | 0 | 0 | 0 | 0 | 0 | 0 | 0 | 0 | 0 | 0 | 0 | 0 | 0 | 84308.6084 | 14366.478 | 0 | 0 | 0 | 0 | 0 | 0 | 0 | 0 | 0 | 0 | 0 | 0 | 0 | 0 | 0
2016-12-18 07:00 | 0 | 0 | 0 | 0 | 157883.782 | 0 | 417417 | 0 | 0 | 0 | 0 | 1121087.0575 | 1120586.2432 | 0 | 0 | 0 | 0 | 0 | 0 | 0 | 0 | 0 | 0 | 0 | 0 | 0 | 0 | 0 | 0 | -259533.218 | 0 | 0 | 0 | 0 | 0 | 0 | 0 | 0 | 0 | 0 | 0 | 0 | 0 | 0 | 0 | 0
2016-12-18 08:00 | 0 | 0 | 0 | 0 | 495498.1095 | 0 | 412050 | 0 | 0 | 0 | 0 | 1190168.689 | 1134952.7212 | 0 | 0 | 0 | 0 | 0 | 0 | 0 | 0 | 0 | 0 | 0 | 0 | 0 | 0 | 0 | 0 | 69081.6315 | 14366.478 | 0 | 0 | 0 | 0 | 0 | 0 | 0 | 0 | 0 | 0 | 0 | 0 | 0 | 0 | 0
2016-12-18 09:00 | 0 | 0 | 0 | 0 | 151976.782 | 0 | 411510 | 0 | 0 | 0 | 0 | 930635.471 | 1134952.7212 | 0 | 0 | 0 | 0 | 0 | 0 | 0 | 0 | 0 | 0 | 0 | 0 | 0 | 0 | 0 | 0 | -259533.218 | 0 | 0 | 0 | 0 | 0 | 0 | 0 | 0 | 0 | 0 | 0 | 0 | 0 | 0 | 0 | 0
2016-12-18 10:00 | 0 | 0 | 0 | 0 | 439167.9747 | 0 | 415036 | 0 | 0 | 0 | 0 | 940400.9678 | 1149319.1992 | 0 | 0 | 0 | 0 | 0 | 0 | 0 | 0 | 0 | 0 | 0 | 0 | 0 | 0 | 0 | 0 | 9765.4968 | 14366.478 | 0 | 0 | 0 | 0 | 0 | 0 | 0 | 0 | 0 | 0 | 0 | 0 | 0 | 0 | 0
2016-12-18 11:00 | 0 | 0 | 0 | 0 | 416251.8293 | 0 | 424423 | 0 | 0 | 0 | 0 | 917863.3191 | 1163685.6771 | 0 | 0 | 0 | 0 | 0 | 0 | 0 | 0 | 0 | 0 | 0 | 0 | 0 | 0 | 0 | 0 | -22537.6487 | 14366.478 | 0 | 0 | 0 | 0 | 0 | 0 | 0 | 0 | 0 | 0 | 0 | 0 | 0 | 0 | 0
2016-12-18 12:00 | 0 | 0 | 0 | 0 | 397693.9056 | 0 | 438142 | 0 | 0 | 0 | 0 | 863048.7467 | 1178052.1551 | 0 | 0 | 0 | 0 | 0 | 0 | 0 | 0 | 0 | 0 | 0 | 0 | 0 | 0 | 0 | 0 | -54814.5724 | 14366.478 | 0 | 0 | 0 | 0 | 0 | 0 | 0 | 0 | 0 | 0 | 0 | 0 | 0 | 0 | 0
2016-12-18 13:00 | 0 | 0 | 0 | 0 | 212179.26 | 0 | 457346 | 0 | 0 | 0 | 0 | 603515.5287 | 1192418.6331 | 0 | 0 | 0 | 0 | 0 | 0 | 0 | 0 | 0 | 0 | 0 | 0 | 0 | 0 | 0 | 0 | -259533.218 | 14366.478 | 0 | 0 | 0 | 0 | 0 | 0 | 0 | 0 | 0 | 0 | 0 | 0 | 0 | 0 | 0
2016-12-18 14:00 | 0 | 0 | 0 | 0 | 389116.8357 | 88769.7421 | 474790 | 0 | 0 | 0 | 0 | 592245.6285 | 1206785.1111 | 0 | 0 | 0 | 0 | 0 | 0 | 0 | 0 | 0 | 0 | 0 | 0 | 0 | 0 | 0 | 0 | -11269.9002 | 14366.478 | 0 | 0 | 0 | 0 | 0 | 0 | 0 | 0 | 0 | 0 | 0 | 0 | 0 | 0 | 0
2016-12-18 15:00 | 0 | 0 | 0 | 0 | 0 | 507755.2811 | 485275 | 0 | 0 | 0 | 0 | 614725.9096 | 1206785.1111 | 0 | 0 | 0 | 0 | 0 | 0 | 0 | 0 | 0 | 0 | 0 | 0 | 0 | 0 | 0 | 0 | 22480.2811 | 0 | 0 | 0 | 0 | 0 | 0 | 0 | 0 | 0 | 0 | 0 | 0 | 0 | 0 | 0 | 0
2016-12-18 16:00 | 0 | 0 | 0 | 0 | 88779.7687 | 673344.9273 | 488225 | 0 | 0 | 0 | 0 | 874259.1276 | 1221151.5891 | 0 | 0 | 0 | 0 | 0 | 0 | 0 | 0 | 0 | 0 | 0 | 0 | 0 | 0 | 0 | 0 | 259533.218 | 14366.478 | 0 | 0 | 0 | 0 | 0 | 0 | 0 | 0 | 0 | 0 | 0 | 0 | 0 | 0 | 0
2016-12-18 17:00 | 0 | 0 | 0 | 0 | 0 | 650050.2451 | 487242 | 0 | 0 | 0 | 0 | 1022700.8947 | 1235518.067 | 0 | 0 | 0 | 0 | 0 | 0 | 0 | 0 | 0 | 0 | 0 | 0 | 0 | 0 | 0 | 0 | 148441.7671 | 14366.478 | 0 | 0 | 0 | 0 | 0 | 0 | 0 | 0 | 0 | 0 | 0 | 0 | 0 | 0 | 0
2016-12-18 18:00 | 0 | 0 | 0 | 0 | 134010.5817 | 609659.6362 | 484137 | 0 | 0 | 0 | 0 | 1282234.1127 | 1235518.067 | 0 | 0 | 0 | 0 | 0 | 0 | 0 | 0 | 0 | 0 | 0 | 0 | 0 | 0 | 0 | 0 | 259533.218 | 0 | 0 | 0 | 0 | 0 | 0 | 0 | 0 | 0 | 0 | 0 | 0 | 0 | 0 | 0 | 0
2016-12-18 19:00 | 0 | 0 | 0 | 0 | 162502.1759 | 592056.5201 | 480659 | 0 | 0 | 0 | 0 | 1541767.3306 | 1249884.545 | 0 | 0 | 0 | 0 | 0 | 0 | 0 | 0 | 0 | 0 | 0 | 0 | 0 | 0 | 0 | 0 | 259533.218 | 14366.478 | 0 | 0 | 0 | 0 | 0 | 0 | 0 | 0 | 0 | 0 | 0 | 0 | 0 | 0 | 0
2016-12-18 20:00 | 0 | 0 | 0 | 0 | 0 | 607973.8578 | 479543 | 0 | 0 | 0 | 0 | 1670198.1884 | 1249884.545 | 0 | 0 | 0 | 0 | 0 | 0 | 0 | 0 | 0 | 0 | 0 | 0 | 0 | 0 | 0 | 0 | 128430.8578 | 0 | 0 | 0 | 0 | 0 | 0 | 0 | 0 | 0 | 0 | 0 | 0 | 0 | 0 | 0 | 0
2016-12-18 21:00 | 0 | 0 | 0 | 0 | 0 | 637444.9695 | 486497 | 0 | 0 | 0 | 0 | 1806779.68 | 1264251.023 | 0 | 0 | 0 | 0 | 0 | 0 | 0 | 0 | 0 | 0 | 0 | 0 | 0 | 0 | 0 | 0 | 136581.4915 | 14366.478 | 0 | 0 | 0 | 0 | 0 | 0 | 0 | 0 | 0 | 0 | 0 | 0 | 0 | 0 | 0
2016-12-18 22:00 | 0 | 0 | 0 | 0 | 174893.6131 | 590120.6049 | 505481 | 0 | 0 | 0 | 0 | 2066312.8979 | 1264251.023 | 0 | 0 | 0 | 0 | 0 | 0 | 0 | 0 | 0 | 0 | 0 | 0 | 0 | 0 | 0 | 0 | 259533.218 | 0 | 0 | 0 | 0 | 0 | 0 | 0 | 0 | 0 | 0 | 0 | 0 | 0 | 0 | 0 | 0
2016-12-18 23:00 | 0 | 0 | 0 | 0 | 40458.9793 | 225858.8028 | 525851 | 0 | 0 | 0 | 0 | 1806779.68 | 1264251.023 | 0 | 0 | 0 | 0 | 0 | 0 | 0 | 0 | 0 | 0 | 0 | 0 | 0 | 0 | 0 | 0 | -259533.218 | 0 | 0 | 0 | 0 | 0 | 0 | 0 | 0 | 0 | 0 | 0 | 0 | 0 | 0 | 0 | 0
2016-12-19 | 0 | 0 | 0 | 0 | 512643.0446 | 2905.2 | 537426 | 0 | 0 | 0 | 0 | 1770535.4466 | 1278617.501 | 0 | 0 | 0 | 0 | 0 | 0 | 0 | 0 | 0 | 0 | 0 | 0 | 0 | 0 | 0 | 0 | -36244.2334 | 14366.478 | 0 | 0 | 0 | 0 | 0 | 0 | 0 | 0 | 0 | 0 | 0 | 0 | 0 | 0 | 0
2016-12-19 01:00 | 0 | 0 | 0 | 0 | 282743.782 | 0 | 542277 | 0 | 0 | 0 | 0 | 1511002.2286 | 1278617.501 | 0 | 0 | 0 | 0 | 0 | 0 | 0 | 0 | 0 | 0 | 0 | 0 | 0 | 0 | 0 | 0 | -259533.218 | 0 | 0 | 0 | 0 | 0 | 0 | 0 | 0 | 0 | 0 | 0 | 0 | 0 | 0 | 0 | 0
2016-12-19 02:00 | 0 | 0 | 0 | 0 | 554271.6245 | 0 | 534931 | 0 | 0 | 0 | 0 | 1515976.3751 | 1292983.979 | 0 | 0 | 0 | 0 | 0 | 0 | 0 | 0 | 0 | 0 | 0 | 0 | 0 | 0 | 0 | 0 | 4974.1465 | 14366.478 | 0 | 0 | 0 | 0 | 0 | 0 | 0 | 0 | 0 | 0 | 0 | 0 | 0 | 0 | 0
2016-12-19 03:00 | 0 | 0 | 0 | 0 | 260106.782 | 0 | 519640 | 0 | 0 | 0 | 0 | 1256443.1571 | 1292983.979 | 0 | 0 | 0 | 0 | 0 | 0 | 0 | 0 | 0 | 0 | 0 | 0 | 0 | 0 | 0 | 0 | -259533.218 | 0 | 0 | 0 | 0 | 0 | 0 | 0 | 0 | 0 | 0 | 0 | 0 | 0 | 0 | 0 | 0
2016-12-19 04:00 | 0 | 0 | 0 | 0 | 578461.401 | 0 | 499938 | 0 | 0 | 0 | 0 | 1320600.0802 | 1307350.457 | 0 | 0 | 0 | 0 | 0 | 0 | 0 | 0 | 0 | 0 | 0 | 0 | 0 | 0 | 0 | 0 | 64156.923 | 14366.478 | 0 | 0 | 0 | 0 | 0 | 0 | 0 | 0 | 0 | 0 | 0 | 0 | 0 | 0 | 0
2016-12-19 05:00 | 0 | 0 | 0 | 0 | 221915.782 | 0 | 481449 | 0 | 0 | 0 | 0 | 1061066.8622 | 1307350.457 | 0 | 0 | 0 | 0 | 0 | 0 | 0 | 0 | 0 | 0 | 0 | 0 | 0 | 0 | 0 | 0 | -259533.218 | 0 | 0 | 0 | 0 | 0 | 0 | 0 | 0 | 0 | 0 | 0 | 0 | 0 | 0 | 0 | 0
2016-12-19 06:00 | 0 | 0 | 0 | 0 | 603324.5324 | 0 | 468614 | 0 | 0 | 0 | 0 | 1181410.9167 | 1321716.9349 | 0 | 0 | 0 | 0 | 0 | 0 | 0 | 0 | 0 | 0 | 0 | 0 | 0 | 0 | 0 | 0 | 120344.0544 | 14366.478 | 0 | 0 | 0 | 0 | 0 | 0 | 0 | 0 | 0 | 0 | 0 | 0 | 0 | 0 | 0
2016-12-19 07:00 | 0 | 0 | 0 | 0 | 202082.782 | 0 | 461616 | 0 | 0 | 0 | 0 | 921877.6987 | 1321716.9349 | 0 | 0 | 0 | 0 | 0 | 0 | 0 | 0 | 0 | 0 | 0 | 0 | 0 | 0 | 0 | 0 | -259533.218 | 0 | 0 | 0 | 0 | 0 | 0 | 0 | 0 | 0 | 0 | 0 | 0 | 0 | 0 | 0 | 0
2016-12-19 08:00 | 0 | 0 | 0 | 0 | 608616.4586 | 0 | 459526 | 0 | 0 | 0 | 0 | 1056601.6793 | 1336083.4129 | 0 | 0 | 0 | 0 | 0 | 0 | 0 | 0 | 0 | 0 | 0 | 0 | 0 | 0 | 0 | 0 | 134723.9806 | 14366.478 | 0 | 0 | 0 | 0 | 0 | 0 | 0 | 0 | 0 | 0 | 0 | 0 | 0 | 0 | 0
2016-12-19 09:00 | 0 | 0 | 0 | 0 | 204411.782 | 0 | 463945 | 0 | 0 | 0 | 0 | 797068.4614 | 1336083.4129 | 0 | 0 | 0 | 0 | 0 | 0 | 0 | 0 | 0 | 0 | 0 | 0 | 0 | 0 | 0 | 0 | -259533.218 | 0 | 0 | 0 | 0 | 0 | 0 | 0 | 0 | 0 | 0 | 0 | 0 | 0 | 0 | 0 | 0
2016-12-19 10:00 | 0 | 0 | 0 | 0 | 593219.106 | 0 | 480074 | 0 | 0 | 0 | 0 | 895847.0894 | 1350449.8909 | 0 | 0 | 0 | 0 | 0 | 0 | 0 | 0 | 0 | 0 | 0 | 0 | 0 | 0 | 0 | 0 | 98778.628 | 14366.478 | 0 | 0 | 0 | 0 | 0 | 0 | 0 | 0 | 0 | 0 | 0 | 0 | 0 | 0 | 0
2016-12-19 11:00 | 0 | 0 | 0 | 0 | 251300.782 | 0 | 510834 | 0 | 0 | 0 | 0 | 636313.8714 | 1350449.8909 | 0 | 0 | 0 | 0 | 0 | 0 | 0 | 0 | 0 | 0 | 0 | 0 | 0 | 0 | 0 | 0 | -259533.218 | 0 | 0 | 0 | 0 | 0 | 0 | 0 | 0 | 0 | 0 | 0 | 0 | 0 | 0 | 0 | 0
2016-12-19 12:00 | 0 | 0 | 0 | 0 | 588531.1872 | 0 | 542300 | 0 | 0 | 0 | 0 | 668178.5807 | 1364816.3689 | 0 | 0 | 0 | 0 | 0 | 0 | 0 | 0 | 0 | 0 | 0 | 0 | 0 | 0 | 0 | 0 | 31864.7092 | 14366.478 | 0 | 0 | 0 | 0 | 0 | 0 | 0 | 0 | 0 | 0 | 0 | 0 | 0 | 0 | 0
2016-12-19 13:00 | 0 | 0 | 0 | 0 | 588042.6325 | 0 | 559266 | 0 | 0 | 0 | 0 | 682588.7352 | 1379182.8469 | 0 | 0 | 0 | 0 | 0 | 0 | 0 | 0 | 0 | 0 | 0 | 0 | 0 | 0 | 0 | 0 | 14410.1545 | 14366.478 | 0 | 0 | 0 | 0 | 0 | 0 | 0 | 0 | 0 | 0 | 0 | 0 | 0 | 0 | 0
2016-12-19 14:00 | 0 | 0 | 0 | 0 | 562369.9261 | 35689.7571 | 565631 | 0 | 0 | 0 | 0 | 700650.9405 | 1393549.3248 | 0 | 0 | 0 | 0 | 0 | 0 | 0 | 0 | 0 | 0 | 0 | 0 | 0 | 0 | 0 | 0 | 18062.2053 | 14366.478 | 0 | 0 | 0 | 0 | 0 | 0 | 0 | 0 | 0 | 0 | 0 | 0 | 0 | 0 | 0
2016-12-19 15:00 | 0 | 0 | 0 | 0 | 0 | 449730.9598 | 563343 | 0 | 0 | 0 | 0 | 587038.9003 | 1393549.3248 | 0 | 0 | 0 | 0 | 0 | 0 | 0 | 0 | 0 | 0 | 0 | 0 | 0 | 0 | 0 | 0 | -113612.0402 | 0 | 0 | 0 | 0 | 0 | 0 | 0 | 0 | 0 | 0 | 0 | 0 | 0 | 0 | 0 | 0
2016-12-19 16:00 | 0 | 0 | 0 | 0 | 202960.8568 | 612043.3612 | 555471 | 0 | 0 | 0 | 0 | 846572.1182 | 1393549.3248 | 0 | 0 | 0 | 0 | 0 | 0 | 0 | 0 | 0 | 0 | 0 | 0 | 0 | 0 | 0 | 0 | 259533.218 | 0 | 0 | 0 | 0 | 0 | 0 | 0 | 0 | 0 | 0 | 0 | 0 | 0 | 0 | 0 | 0
2016-12-19 17:00 | 0 | 0 | 0 | 0 | 0 | 600716.4439 | 545422 | 0 | 0 | 0 | 0 | 887500.0841 | 1407915.8028 | 0 | 0 | 0 | 0 | 0 | 0 | 0 | 0 | 0 | 0 | 0 | 0 | 0 | 0 | 0 | 0 | 40927.9659 | 14366.478 | 0 | 0 | 0 | 0 | 0 | 0 | 0 | 0 | 0 | 0 | 0 | 0 | 0 | 0 | 0
2016-12-19 18:00 | 0 | 0 | 0 | 0 | 0 | 569531.8677 | 536491 | 0 | 0 | 0 | 0 | 920540.9519 | 1407915.8028 | 0 | 0 | 0 | 0 | 0 | 0 | 0 | 0 | 0 | 0 | 0 | 0 | 0 | 0 | 0 | 0 | 33040.8677 | 0 | 0 | 0 | 0 | 0 | 0 | 0 | 0 | 0 | 0 | 0 | 0 | 0 | 0 | 0 | 0
2016-12-19 19:00 | 0 | 0 | 0 | 0 | 236522.1144 | 551868.1035 | 528857 | 0 | 0 | 0 | 0 | 1180074.1698 | 1407915.8028 | 0 | 0 | 0 | 0 | 0 | 0 | 0 | 0 | 0 | 0 | 0 | 0 | 0 | 0 | 0 | 0 | 259533.218 | 0 | 0 | 0 | 0 | 0 | 0 | 0 | 0 | 0 | 0 | 0 | 0 | 0 | 0 | 0 | 0
2016-12-19 20:00 | 0 | 0 | 0 | 0 | 0 | 564751.3405 | 525223 | 0 | 0 | 0 | 0 | 1205236.0324 | 1422282.2808 | 0 | 0 | 0 | 0 | 0 | 0 | 0 | 0 | 0 | 0 | 0 | 0 | 0 | 0 | 0 | 0 | 25161.8626 | 14366.478 | 0 | 0 | 0 | 0 | 0 | 0 | 0 | 0 | 0 | 0 | 0 | 0 | 0 | 0 | 0
2016-12-19 21:00 | 0 | 0 | 0 | 0 | 0 | 589733.3935 | 529043 | 0 | 0 | 0 | 0 | 1265926.4259 | 1422282.2808 | 0 | 0 | 0 | 0 | 0 | 0 | 0 | 0 | 0 | 0 | 0 | 0 | 0 | 0 | 0 | 0 | 60690.3935 | 0 | 0 | 0 | 0 | 0 | 0 | 0 | 0 | 0 | 0 | 0 | 0 | 0 | 0 | 0 | 0
2016-12-19 22:00 | 0 | 0 | 0 | 0 | 279960.4833 | 527648.7347 | 548076 | 0 | 0 | 0 | 0 | 1525459.6439 | 1422282.2808 | 0 | 0 | 0 | 0 | 0 | 0 | 0 | 0 | 0 | 0 | 0 | 0 | 0 | 0 | 0 | 0 | 259533.218 | 0 | 0 | 0 | 0 | 0 | 0 | 0 | 0 | 0 | 0 | 0 | 0 | 0 | 0 | 0 | 0
2016-12-19 23:00 | 0 | 0 | 0 | 0 | 86544.6809 | 236148.5791 | 567860 | 0 | 0 | 0 | 0 | 1265926.4259 | 1436648.7588 | 0 | 0 | 0 | 0 | 0 | 0 | 0 | 0 | 0 | 0 | 0 | 0 | 0 | 0 | 0 | 0 | -259533.218 | 14366.478 | 0 | 0 | 0 | 0 | 0 | 0 | 0 | 0 | 0 | 0 | 0 | 0 | 0 | 0 | 0
2016-12-20 | 0 | 0 | 0 | 0 | 314296.0317 | 3045.7503 | 576875 | 0 | 0 | 0 | 0 | 1006393.2079 | 1436648.7588 | 0 | 0 | 0 | 0 | 0 | 0 | 0 | 0 | 0 | 0 | 0 | 0 | 0 | 0 | 0 | 0 | -259533.218 | 0 | 0 | 0 | 0 | 0 | 0 | 0 | 0 | 0 | 0 | 0 | 0 | 0 | 0 | 0 | 0
2016-12-20 01:00 | 0 | 0 | 0 | 0 | 837056.218 | 0 | 577523 | 0 | 0 | 0 | 0 | 1265926.4259 | 1436648.7588 | 0 | 0 | 0 | 0 | 0 | 0 | 0 | 0 | 0 | 0 | 0 | 0 | 0 | 0 | 0 | 0 | 259533.218 | 0 | 0 | 0 | 0 | 0 | 0 | 0 | 0 | 0 | 0 | 0 | 0 | 0 | 0 | 0 | 0
2016-12-20 02:00 | 0 | 0 | 0 | 0 | 321105.26 | 0 | 566272 | 0 | 0 | 0 | 0 | 1006393.2079 | 1451015.2368 | 0 | 0 | 0 | 0 | 0 | 0 | 0 | 0 | 0 | 0 | 0 | 0 | 0 | 0 | 0 | 0 | -259533.218 | 14366.478 | 0 | 0 | 0 | 0 | 0 | 0 | 0 | 0 | 0 | 0 | 0 | 0 | 0 | 0 | 0
2016-12-20 03:00 | 0 | 0 | 0 | 0 | 286077.782 | 0 | 545611 | 0 | 0 | 0 | 0 | 746859.99 | 1451015.2368 | 0 | 0 | 0 | 0 | 0 | 0 | 0 | 0 | 0 | 0 | 0 | 0 | 0 | 0 | 0 | 0 | -259533.218 | 0 | 0 | 0 | 0 | 0 | 0 | 0 | 0 | 0 | 0 | 0 | 0 | 0 | 0 | 0 | 0
2016-12-20 04:00 | 0 | 0 | 0 | 0 | 794602.6959 | 0 | 520703 | 0 | 0 | 0 | 0 | 1006393.2079 | 1465381.7147 | 0 | 0 | 0 | 0 | 0 | 0 | 0 | 0 | 0 | 0 | 0 | 0 | 0 | 0 | 0 | 0 | 259533.218 | 14366.478 | 0 | 0 | 0 | 0 | 0 | 0 | 0 | 0 | 0 | 0 | 0 | 0 | 0 | 0 | 0
2016-12-20 05:00 | 0 | 0 | 0 | 0 | 253435.26 | 0 | 498602 | 0 | 0 | 0 | 0 | 746859.99 | 1479748.1927 | 0 | 0 | 0 | 0 | 0 | 0 | 0 | 0 | 0 | 0 | 0 | 0 | 0 | 0 | 0 | 0 | -259533.218 | 14366.478 | 0 | 0 | 0 | 0 | 0 | 0 | 0 | 0 | 0 | 0 | 0 | 0 | 0 | 0 | 0
2016-12-20 06:00 | 0 | 0 | 0 | 0 | 740471.218 | 0 | 480938 | 0 | 0 | 0 | 0 | 1006393.2079 | 1479748.1927 | 0 | 0 | 0 | 0 | 0 | 0 | 0 | 0 | 0 | 0 | 0 | 0 | 0 | 0 | 0 | 0 | 259533.218 | 0 | 0 | 0 | 0 | 0 | 0 | 0 | 0 | 0 | 0 | 0 | 0 | 0 | 0 | 0 | 0
2016-12-20 07:00 | 0 | 0 | 0 | 0 | 730357.218 | 0 | 470824 | 0 | 0 | 0 | 0 | 1265926.4259 | 1479748.1927 | 0 | 0 | 0 | 0 | 0 | 0 | 0 | 0 | 0 | 0 | 0 | 0 | 0 | 0 | 0 | 0 | 259533.218 | 0 | 0 | 0 | 0 | 0 | 0 | 0 | 0 | 0 | 0 | 0 | 0 | 0 | 0 | 0 | 0
2016-12-20 08:00 | 0 | 0 | 0 | 0 | 221932.26 | 0 | 467099 | 0 | 0 | 0 | 0 | 1006393.2079 | 1494114.6707 | 0 | 0 | 0 | 0 | 0 | 0 | 0 | 0 | 0 | 0 | 0 | 0 | 0 | 0 | 0 | 0 | -259533.218 | 14366.478 | 0 | 0 | 0 | 0 | 0 | 0 | 0 | 0 | 0 | 0 | 0 | 0 | 0 | 0 | 0
2016-12-20 09:00 | 0 | 0 | 0 | 0 | 210963.782 | 0 | 470497 | 0 | 0 | 0 | 0 | 746859.99 | 1494114.6707 | 0 | 0 | 0 | 0 | 0 | 0 | 0 | 0 | 0 | 0 | 0 | 0 | 0 | 0 | 0 | 0 | -259533.218 | 0 | 0 | 0 | 0 | 0 | 0 | 0 | 0 | 0 | 0 | 0 | 0 | 0 | 0 | 0 | 0
2016-12-20 10:00 | 0 | 0 | 0 | 0 | 757272.6959 | 0 | 483373 | 0 | 0 | 0 | 0 | 1006393.2079 | 1508481.1487 | 0 | 0 | 0 | 0 | 0 | 0 | 0 | 0 | 0 | 0 | 0 | 0 | 0 | 0 | 0 | 0 | 259533.218 | 14366.478 | 0 | 0 | 0 | 0 | 0 | 0 | 0 | 0 | 0 | 0 | 0 | 0 | 0 | 0 | 0
2016-12-20 11:00 | 0 | 0 | 0 | 0 | 264489.26 | 0 | 509656 | 0 | 0 | 0 | 0 | 746859.99 | 1522847.6267 | 0 | 0 | 0 | 0 | 0 | 0 | 0 | 0 | 0 | 0 | 0 | 0 | 0 | 0 | 0 | 0 | -259533.218 | 14366.478 | 0 | 0 | 0 | 0 | 0 | 0 | 0 | 0 | 0 | 0 | 0 | 0 | 0 | 0 | 0
2016-12-20 12:00 | 0 | 0 | 0 | 0 | 277776.782 | 0 | 537310 | 0 | 0 | 0 | 0 | 487326.772 | 1522847.6267 | 0 | 0 | 0 | 0 | 0 | 0 | 0 | 0 | 0 | 0 | 0 | 0 | 0 | 0 | 0 | 0 | -259533.218 | 0 | 0 | 0 | 0 | 0 | 0 | 0 | 0 | 0 | 0 | 0 | 0 | 0 | 0 | 0 | 0
2016-12-20 13:00 | 0 | 0 | 0 | 0 | 794548.3219 | 0 | 547315 | 0 | 0 | 0 | 0 | 720193.6159 | 1537214.1047 | 0 | 0 | 0 | 0 | 0 | 0 | 0 | 0 | 0 | 0 | 0 | 0 | 0 | 0 | 0 | 0 | 232866.844 | 14366.478 | 0 | 0 | 0 | 0 | 0 | 0 | 0 | 0 | 0 | 0 | 0 | 0 | 0 | 0 | 0
2016-12-20 14:00 | 0 | 0 | 0 | 0 | 261596.2137 | 39231.0463 | 545994 | 0 | 0 | 0 | 0 | 460660.398 | 1551580.5826 | 0 | 0 | 0 | 0 | 0 | 0 | 0 | 0 | 0 | 0 | 0 | 0 | 0 | 0 | 0 | 0 | -259533.218 | 14366.478 | 0 | 0 | 0 | 0 | 0 | 0 | 0 | 0 | 0 | 0 | 0 | 0 | 0 | 0 | 0
2016-12-20 15:00 | 0 | 0 | 0 | 0 | 366234.7737 | 445562.9223 | 537898 | 0 | 0 | 0 | 0 | 720193.6159 | 1565947.0606 | 0 | 0 | 0 | 0 | 0 | 0 | 0 | 0 | 0 | 0 | 0 | 0 | 0 | 0 | 0 | 0 | 259533.218 | 14366.478 | 0 | 0 | 0 | 0 | 0 | 0 | 0 | 0 | 0 | 0 | 0 | 0 | 0 | 0 | 0
2016-12-20 16:00 | 0 | 0 | 0 | 0 | 179345.0816 | 605774.1363 | 525586 | 0 | 0 | 0 | 0 | 979726.8339 | 1565947.0606 | 0 | 0 | 0 | 0 | 0 | 0 | 0 | 0 | 0 | 0 | 0 | 0 | 0 | 0 | 0 | 0 | 259533.218 | 0 | 0 | 0 | 0 | 0 | 0 | 0 | 0 | 0 | 0 | 0 | 0 | 0 | 0 | 0 | 0
2016-12-20 17:00 | 0 | 0 | 0 | 0 | 0 | 606318.0586 | 511467 | 0 | 0 | 0 | 0 | 1060211.4146 | 1580313.5386 | 0 | 0 | 0 | 0 | 0 | 0 | 0 | 0 | 0 | 0 | 0 | 0 | 0 | 0 | 0 | 0 | 80484.5807 | 14366.478 | 0 | 0 | 0 | 0 | 0 | 0 | 0 | 0 | 0 | 0 | 0 | 0 | 0 | 0 | 0
2016-12-20 18:00 | 0 | 0 | 0 | 0 | 0 | 564784.9766 | 499927 | 0 | 0 | 0 | 0 | 1125069.3912 | 1580313.5386 | 0 | 0 | 0 | 0 | 0 | 0 | 0 | 0 | 0 | 0 | 0 | 0 | 0 | 0 | 0 | 0 | 64857.9766 | 0 | 0 | 0 | 0 | 0 | 0 | 0 | 0 | 0 | 0 | 0 | 0 | 0 | 0 | 0 | 0
2016-12-20 19:00 | 0 | 0 | 0 | 0 | 224889.9969 | 540150.699 | 491141 | 0 | 0 | 0 | 0 | 1384602.6091 | 1594680.0166 | 0 | 0 | 0 | 0 | 0 | 0 | 0 | 0 | 0 | 0 | 0 | 0 | 0 | 0 | 0 | 0 | 259533.218 | 14366.478 | 0 | 0 | 0 | 0 | 0 | 0 | 0 | 0 | 0 | 0 | 0 | 0 | 0 | 0 | 0
2016-12-20 20:00 | 0 | 0 | 0 | 0 | 0 | 549114.4636 | 486462 | 0 | 0 | 0 | 0 | 1447255.0727 | 1594680.0166 | 0 | 0 | 0 | 0 | 0 | 0 | 0 | 0 | 0 | 0 | 0 | 0 | 0 | 0 | 0 | 0 | 62652.4636 | 0 | 0 | 0 | 0 | 0 | 0 | 0 | 0 | 0 | 0 | 0 | 0 | 0 | 0 | 0 | 0
2016-12-20 21:00 | 0 | 0 | 0 | 0 | 0 | 554860.1043 | 490003 | 0 | 0 | 0 | 0 | 1512112.177 | 1594680.0166 | 0 | 0 | 0 | 0 | 0 | 0 | 0 | 0 | 0 | 0 | 0 | 0 | 0 | 0 | 0 | 0 | 64857.1043 | 0 | 0 | 0 | 0 | 0 | 0 | 0 | 0 | 0 | 0 | 0 | 0 | 0 | 0 | 0 | 0
2016-12-20 22:00 | 0 | 0 | 0 | 0 | 0 | 466553.3117 | 509653 | 0 | 0 | 0 | 0 | 1454646.0107 | 1609046.4946 | 0 | 0 | 0 | 0 | 0 | 0 | 0 | 0 | 0 | 0 | 0 | 0 | 0 | 0 | 0 | 0 | -57466.1663 | 14366.478 | 0 | 0 | 0 | 0 | 0 | 0 | 0 | 0 | 0 | 0 | 0 | 0 | 0 | 0 | 0
2016-12-20 23:00 | 0 | 0 | 0 | 0 | 546566.4777 | 157167.2528 | 529350 | 0 | 0 | 0 | 0 | 1629029.7413 | 1609046.4946 | 0 | 0 | 0 | 0 | 0 | 0 | 0 | 0 | 0 | 0 | 0 | 0 | 0 | 0 | 0 | 0 | 174383.7305 | 0 | 0 | 0 | 0 | 0 | 0 | 0 | 0 | 0 | 0 | 0 | 0 | 0 | 0 | 0 | 0
2016-12-21 | 0 | 0 | 0 | 0 | 276453.9742 | 3087.8079 | 539075 | 0 | 0 | 0 | 0 | 1369496.5233 | 1609046.4946 | 0 | 0 | 0 | 0 | 0 | 0 | 0 | 0 | 0 | 0 | 0 | 0 | 0 | 0 | 0 | 0 | -259533.218 | 0 | 0 | 0 | 0 | 0 | 0 | 0 | 0 | 0 | 0 | 0 | 0 | 0 | 0 | 0 | 0
2016-12-21 01:00 | 0 | 0 | 0 | 0 | 296455.26 | 0 | 541622 | 0 | 0 | 0 | 0 | 1109963.3053 | 1623412.9725 | 0 | 0 | 0 | 0 | 0 | 0 | 0 | 0 | 0 | 0 | 0 | 0 | 0 | 0 | 0 | 0 | -259533.218 | 14366.478 | 0 | 0 | 0 | 0 | 0 | 0 | 0 | 0 | 0 | 0 | 0 | 0 | 0 | 0 | 0
2016-12-21 02:00 | 0 | 0 | 0 | 0 | 674683.6698 | 0 | 532200 | 0 | 0 | 0 | 0 | 1252446.9751 | 1623412.9725 | 0 | 0 | 0 | 0 | 0 | 0 | 0 | 0 | 0 | 0 | 0 | 0 | 0 | 0 | 0 | 0 | 142483.6698 | 0 | 0 | 0 | 0 | 0 | 0 | 0 | 0 | 0 | 0 | 0 | 0 | 0 | 0 | 0 | 0
2016-12-21 03:00 | 0 | 0 | 0 | 0 | 268406.26 | 0 | 513573 | 0 | 0 | 0 | 0 | 992913.7572 | 1637779.4505 | 0 | 0 | 0 | 0 | 0 | 0 | 0 | 0 | 0 | 0 | 0 | 0 | 0 | 0 | 0 | 0 | -259533.218 | 14366.478 | 0 | 0 | 0 | 0 | 0 | 0 | 0 | 0 | 0 | 0 | 0 | 0 | 0 | 0 | 0
2016-12-21 04:00 | 0 | 0 | 0 | 0 | 245400.26 | 0 | 490567 | 0 | 0 | 0 | 0 | 733380.5392 | 1652145.9285 | 0 | 0 | 0 | 0 | 0 | 0 | 0 | 0 | 0 | 0 | 0 | 0 | 0 | 0 | 0 | 0 | -259533.218 | 14366.478 | 0 | 0 | 0 | 0 | 0 | 0 | 0 | 0 | 0 | 0 | 0 | 0 | 0 | 0 | 0
2016-12-21 05:00 | 0 | 0 | 0 | 0 | 732978.22 | 0 | 468962 | 0 | 0 | 0 | 0 | 992913.7572 | 1652145.9285 | 0 | 0 | 0 | 0 | 0 | 0 | 4483.002 | 0 | 0 | 0 | 0 | 0 | 0 | 0 | 0 | 0 | 259533.218 | 0 | 0 | 0 | 0 | 0 | 0 | 0 | 0 | 0 | 4483.002 | 0 | 0 | 0 | 0 | 0 | 0
2016-12-21 06:00 | 0 | 0 | 0 | 0 | 204146.258 | 0 | 453796 | 0 | 0 | 0 | 0 | 733380.5392 | 1666512.4065 | 0 | 0 | 0 | 0 | 0 | 0 | 0 | 0 | 0 | 0 | 0 | 0 | 0 | 0 | 0 | 0 | -259533.218 | 14366.478 | 0 | 0 | 0 | 0 | 0 | 0 | 0 | 0 | -4483.002 | 0 | 0 | 0 | 0 | 0 | 0
2016-12-21 07:00 | 0 | 0 | 0 | 0 | 200011.26 | 0 | 445178 | 0 | 0 | 0 | 0 | 473847.3212 | 1680878.8845 | 0 | 0 | 0 | 0 | 0 | 0 | 0 | 0 | 0 | 0 | 0 | 0 | 0 | 0 | 0 | 0 | -259533.218 | 14366.478 | 0 | 0 | 0 | 0 | 0 | 0 | 0 | 0 | 0 | 0 | 0 | 0 | 0 | 0 | 0
2016-12-21 08:00 | 0 | 0 | 0 | 0 | 701413.218 | 0 | 441880 | 0 | 0 | 0 | 0 | 733380.5392 | 1680878.8845 | 0 | 0 | 0 | 0 | 0 | 0 | 0 | 0 | 0 | 0 | 0 | 0 | 0 | 0 | 0 | 0 | 259533.218 | 0 | 0 | 0 | 0 | 0 | 0 | 0 | 0 | 0 | 0 | 0 | 0 | 0 | 0 | 0 | 0
2016-12-21 09:00 | 0 | 0 | 0 | 0 | 184874.782 | 0 | 444408 | 0 | 0 | 0 | 0 | 473847.3212 | 1680878.8845 | 0 | 0 | 0 | 0 | 0 | 0 | 0 | 0 | 0 | 0 | 0 | 0 | 0 | 0 | 0 | 0 | -259533.218 | 0 | 0 | 0 | 0 | 0 | 0 | 0 | 0 | 0 | 0 | 0 | 0 | 0 | 0 | 0 | 0
2016-12-21 10:00 | 0 | 0 | 0 | 0 | 211459.26 | 0 | 456626 | 0 | 0 | 0 | 0 | 214314.1033 | 1695245.3625 | 0 | 0 | 0 | 0 | 0 | 0 | 0 | 0 | 0 | 0 | 0 | 0 | 0 | 0 | 0 | 0 | -259533.218 | 14366.478 | 0 | 0 | 0 | 0 | 0 | 0 | 0 | 0 | 0 | 0 | 0 | 0 | 0 | 0 | 0
2016-12-21 11:00 | 0 | 0 | 0 | 0 | 743344.218 | 0 | 483811 | 0 | 0 | 0 | 0 | 473847.3212 | 1695245.3625 | 0 | 0 | 0 | 0 | 0 | 0 | 0 | 0 | 0 | 0 | 0 | 0 | 0 | 0 | 0 | 0 | 259533.218 | 0 | 0 | 0 | 0 | 0 | 0 | 0 | 0 | 0 | 0 | 0 | 0 | 0 | 0 | 0 | 0
2016-12-21 12:00 | 0 | 0 | 0 | 0 | 265119.26 | 0 | 510286 | 0 | 0 | 0 | 0 | 214314.1033 | 1709611.8404 | 0 | 0 | 0 | 0 | 0 | 0 | 0 | 0 | 0 | 0 | 0 | 0 | 0 | 0 | 0 | 0 | -259533.218 | 14366.478 | 0 | 0 | 0 | 0 | 0 | 0 | 0 | 0 | 0 | 0 | 0 | 0 | 0 | 0 | 0
2016-12-21 13:00 | 0 | 0 | 0 | 0 | 793978.6959 | 0 | 520079 | 0 | 0 | 0 | 0 | 473847.3212 | 1723978.3184 | 0 | 0 | 0 | 0 | 0 | 0 | 0 | 0 | 0 | 0 | 0 | 0 | 0 | 0 | 0 | 0 | 259533.218 | 14366.478 | 0 | 0 | 0 | 0 | 0 | 0 | 0 | 0 | 0 | 0 | 0 | 0 | 0 | 0 | 0
2016-12-21 14:00 | 0 | 0 | 0 | 0 | 733504.0075 | 35291.3744 | 517715 | 0 | 0 | 0 | 0 | 724927.7032 | 1723978.3184 | 0 | 0 | 0 | 0 | 0 | 0 | 0 | 0 | 0 | 0 | 0 | 0 | 0 | 0 | 0 | 0 | 251080.382 | 0 | 0 | 0 | 0 | 0 | 0 | 0 | 0 | 0 | 0 | 0 | 0 | 0 | 0 | 0 | 0
2016-12-21 15:00 | 0 | 0 | 0 | 0 | 87054.3226 | 177008.9374 | 509230 | 0 | 0 | 0 | 0 | 465394.4852 | 1738344.7964 | 0 | 0 | 0 | 0 | 0 | 0 | 0 | 0 | 0 | 0 | 0 | 0 | 0 | 0 | 0 | 0 | -259533.218 | 14366.478 | 0 | 0 | 0 | 0 | 0 | 0 | 0 | 0 | 0 | 0 | 0 | 0 | 0 | 0 | 0
2016-12-21 16:00 | 0 | 0 | 0 | 0 | 439092.824 | 318244.3939 | 497804 | 0 | 0 | 0 | 0 | 724927.7032 | 1738344.7964 | 0 | 0 | 0 | 0 | 0 | 0 | 0 | 0 | 0 | 0 | 0 | 0 | 0 | 0 | 0 | 0 | 259533.218 | 0 | 0 | 0 | 0 | 0 | 0 | 0 | 0 | 0 | 0 | 0 | 0 | 0 | 0 | 0 | 0
2016-12-21 17:00 | 0 | 0 | 0 | 0 | 0 | 381077.7609 | 485887 | 0 | 0 | 0 | 0 | 605751.9861 | 1752711.2744 | 0 | 0 | 0 | 0 | 0 | 0 | 0 | 0 | 0 | 0 | 0 | 0 | 0 | 0 | 0 | 0 | -119175.7171 | 14366.478 | 0 | 0 | 0 | 0 | 0 | 0 | 0 | 0 | 0 | 0 | 0 | 0 | 0 | 0 | 0
2016-12-21 18:00 | 0 | 0 | 0 | 0 | 341320.5774 | 393468.6406 | 475256 | 0 | 0 | 0 | 0 | 865285.204 | 1752711.2744 | 0 | 0 | 0 | 0 | 0 | 0 | 0 | 0 | 0 | 0 | 0 | 0 | 0 | 0 | 0 | 0 | 259533.218 | 0 | 0 | 0 | 0 | 0 | 0 | 0 | 0 | 0 | 0 | 0 | 0 | 0 | 0 | 0 | 0
2016-12-21 19:00 | 0 | 0 | 0 | 0 | 0 | 392492.9025 | 467024 | 0 | 0 | 0 | 0 | 790754.1065 | 1752711.2744 | 0 | 0 | 0 | 0 | 0 | 0 | 0 | 0 | 0 | 0 | 0 | 0 | 0 | 0 | 0 | 0 | -74531.0975 | 0 | 0 | 0 | 0 | 0 | 0 | 0 | 0 | 0 | 0 | 0 | 0 | 0 | 0 | 0 | 0
2016-12-21 20:00 | 0 | 0 | 0 | 0 | 344091.3439 | 393969.352 | 464161 | 0 | 0 | 0 | 0 | 1050287.3245 | 1767077.7524 | 0 | 0 | 0 | 0 | 0 | 0 | 0 | 0 | 0 | 0 | 0 | 0 | 0 | 0 | 0 | 0 | 259533.218 | 14366.478 | 0 | 0 | 0 | 0 | 0 | 0 | 0 | 0 | 0 | 0 | 0 | 0 | 0 | 0 | 0
2016-12-21 21:00 | 0 | 0 | 0 | 0 | 0 | 377816.0896 | 469351 | 0 | 0 | 0 | 0 | 958752.4141 | 1767077.7524 | 0 | 0 | 0 | 0 | 0 | 0 | 0 | 0 | 0 | 0 | 0 | 0 | 0 | 0 | 0 | 0 | -91534.9104 | 0 | 0 | 0 | 0 | 0 | 0 | 0 | 0 | 0 | 0 | 0 | 0 | 0 | 0 | 0 | 0
2016-12-21 22:00 | 0 | 0 | 0 | 0 | 0 | 313093.2207 | 486513 | 0 | 0 | 0 | 0 | 770966.1569 | 1781444.2303 | 0 | 0 | 0 | 0 | 0 | 0 | 0 | 0 | 0 | 0 | 0 | 0 | 0 | 0 | 0 | 0 | -187786.2572 | 14366.478 | 0 | 0 | 0 | 0 | 0 | 0 | 0 | 0 | 0 | 0 | 0 | 0 | 0 | 0 | 0
2016-12-21 23:00 | 0 | 0 | 0 | 0 | 663522.582 | 112807.1139 | 502430 | 0 | 0 | 0 | 0 | 1030499.3748 | 1795810.7083 | 0 | 0 | 0 | 0 | 0 | 0 | 0 | 0 | 0 | 0 | 0 | 0 | 0 | 0 | 0 | 0 | 259533.218 | 14366.478 | 0 | 0 | 0 | 0 | 0 | 0 | 0 | 0 | 0 | 0 | 0 | 0 | 0 | 0 | 0
2016-12-22 | 0 | 0 | 0 | 0 | 248374.5305 | 1255.2516 | 509163 | 0 | 0 | 0 | 0 | 770966.1569 | 1795810.7083 | 0 | 0 | 0 | 0 | 0 | 0 | 0 | 0 | 0 | 0 | 0 | 0 | 0 | 0 | 0 | 0 | -259533.218 | 0 | 0 | 0 | 0 | 0 | 0 | 0 | 0 | 0 | 0 | 0 | 0 | 0 | 0 | 0 | 0
2016-12-22 01:00 | 0 | 0 | 0 | 0 | 783767.6959 | 0 | 509868 | 0 | 0 | 0 | 0 | 1030499.3748 | 1810177.1863 | 0 | 0 | 0 | 0 | 0 | 0 | 0 | 0 | 0 | 0 | 0 | 0 | 0 | 0 | 0 | 0 | 259533.218 | 14366.478 | 0 | 0 | 0 | 0 | 0 | 0 | 0 | 0 | 0 | 0 | 0 | 0 | 0 | 0 | 0
2016-12-22 02:00 | 0 | 0 | 0 | 0 | 774470.6959 | 0 | 500571 | 0 | 0 | 0 | 0 | 1290032.5928 | 1824543.6643 | 0 | 0 | 0 | 0 | 0 | 0 | 0 | 0 | 0 | 0 | 0 | 0 | 0 | 0 | 0 | 0 | 259533.218 | 14366.478 | 0 | 0 | 0 | 0 | 0 | 0 | 0 | 0 | 0 | 0 | 0 | 0 | 0 | 0 | 0
2016-12-22 03:00 | 0 | 0 | 0 | 0 | 223343.782 | 0 | 482877 | 0 | 0 | 0 | 0 | 1030499.3748 | 1824543.6643 | 0 | 0 | 0 | 0 | 0 | 0 | 0 | 0 | 0 | 0 | 0 | 0 | 0 | 0 | 0 | 0 | -259533.218 | 0 | 0 | 0 | 0 | 0 | 0 | 0 | 0 | 0 | 0 | 0 | 0 | 0 | 0 | 0 | 0
2016-12-22 04:00 | 0 | 0 | 0 | 0 | 719863.218 | 0 | 460330 | 0 | 0 | 0 | 0 | 1290032.5928 | 1824543.6643 | 0 | 0 | 0 | 0 | 0 | 0 | 0 | 0 | 0 | 0 | 0 | 0 | 0 | 0 | 0 | 0 | 259533.218 | 0 | 0 | 0 | 0 | 0 | 0 | 0 | 0 | 0 | 0 | 0 | 0 | 0 | 0 | 0 | 0
2016-12-22 05:00 | 0 | 0 | 0 | 0 | 713969.6959 | 0 | 440070 | 0 | 0 | 0 | 0 | 1549565.8108 | 1838910.1423 | 0 | 0 | 0 | 0 | 0 | 0 | 0 | 0 | 0 | 0 | 0 | 0 | 0 | 0 | 0 | 0 | 259533.218 | 14366.478 | 0 | 0 | 0 | 0 | 0 | 0 | 0 | 0 | 0 | 0 | 0 | 0 | 0 | 0 | 0
2016-12-22 06:00 | 0 | 0 | 0 | 0 | 163656.782 | 0 | 423190 | 0 | 0 | 0 | 0 | 1290032.5928 | 1838910.1423 | 0 | 0 | 0 | 0 | 0 | 0 | 0 | 0 | 0 | 0 | 0 | 0 | 0 | 0 | 0 | 0 | -259533.218 | 0 | 0 | 0 | 0 | 0 | 0 | 0 | 0 | 0 | 0 | 0 | 0 | 0 | 0 | 0 | 0
2016-12-22 07:00 | 0 | 0 | 0 | 0 | 671531.218 | 0 | 411998 | 0 | 0 | 0 | 0 | 1549565.8108 | 1838910.1423 | 0 | 0 | 0 | 0 | 0 | 0 | 0 | 0 | 0 | 0 | 0 | 0 | 0 | 0 | 0 | 0 | 259533.218 | 0 | 0 | 0 | 0 | 0 | 0 | 0 | 0 | 0 | 0 | 0 | 0 | 0 | 0 | 0 | 0
2016-12-22 08:00 | 0 | 0 | 0 | 0 | 161267.26 | 0 | 406434 | 0 | 0 | 0 | 0 | 1290032.5928 | 1853276.6202 | 0 | 0 | 0 | 0 | 0 | 0 | 0 | 0 | 0 | 0 | 0 | 0 | 0 | 0 | 0 | 0 | -259533.218 | 14366.478 | 0 | 0 | 0 | 0 | 0 | 0 | 0 | 0 | 0 | 0 | 0 | 0 | 0 | 0 | 0
2016-12-22 09:00 | 0 | 0 | 0 | 0 | 655863.3677 | 0 | 407653 | 0 | 0 | 0 | 0 | 1538242.9605 | 1853276.6202 | 0 | 0 | 0 | 0 | 0 | 0 | 0 | 0 | 0 | 0 | 0 | 0 | 0 | 0 | 0 | 0 | 248210.3677 | 0 | 0 | 0 | 0 | 0 | 0 | 0 | 0 | 0 | 0 | 0 | 0 | 0 | 0 | 0 | 0
2016-12-22 10:00 | 0 | 0 | 0 | 0 | 172556.26 | 0 | 417723 | 0 | 0 | 0 | 0 | 1278709.7425 | 1867643.0982 | 0 | 0 | 0 | 0 | 0 | 0 | 0 | 0 | 0 | 0 | 0 | 0 | 0 | 0 | 0 | 0 | -259533.218 | 14366.478 | 0 | 0 | 0 | 0 | 0 | 0 | 0 | 0 | 0 | 0 | 0 | 0 | 0 | 0 | 0
2016-12-22 11:00 | 0 | 0 | 0 | 0 | 576641.0852 | 0 | 441338 | 0 | 0 | 0 | 0 | 1399646.3497 | 1882009.5762 | 0 | 0 | 0 | 0 | 0 | 0 | 0 | 0 | 0 | 0 | 0 | 0 | 0 | 0 | 0 | 0 | 120936.6072 | 14366.478 | 0 | 0 | 0 | 0 | 0 | 0 | 0 | 0 | 0 | 0 | 0 | 0 | 0 | 0 | 0
2016-12-22 12:00 | 0 | 0 | 0 | 0 | 208946.782 | 0 | 468480 | 0 | 0 | 0 | 0 | 1140113.1318 | 1882009.5762 | 0 | 0 | 0 | 0 | 0 | 0 | 0 | 0 | 0 | 0 | 0 | 0 | 0 | 0 | 0 | 0 | -259533.218 | 0 | 0 | 0 | 0 | 0 | 0 | 0 | 0 | 0 | 0 | 0 | 0 | 0 | 0 | 0 | 0
2016-12-22 13:00 | 0 | 0 | 0 | 0 | 496826.367 | 0 | 481338 | 0 | 0 | 0 | 0 | 1141235.0208 | 1896376.0542 | 0 | 0 | 0 | 0 | 0 | 0 | 0 | 0 | 0 | 0 | 0 | 0 | 0 | 0 | 0 | 0 | 1121.889 | 14366.478 | 0 | 0 | 0 | 0 | 0 | 0 | 0 | 0 | 0 | 0 | 0 | 0 | 0 | 0 | 0
2016-12-22 14:00 | 0 | 0 | 0 | 0 | 429995.6012 | 19587.7192 | 484535 | 0 | 0 | 0 | 0 | 1091916.8631 | 1910742.5322 | 0 | 0 | 0 | 0 | 0 | 0 | 0 | 0 | 0 | 0 | 0 | 0 | 0 | 0 | 0 | 0 | -49318.1576 | 14366.478 | 0 | 0 | 0 | 0 | 0 | 0 | 0 | 0 | 0 | 0 | 0 | 0 | 0 | 0 | 0
2016-12-22 15:00 | 0 | 0 | 0 | 0 | 357666.2938 | 94253.8377 | 482772 | 0 | 0 | 0 | 0 | 1046698.5166 | 1925109.0102 | 0 | 0 | 0 | 0 | 0 | 0 | 0 | 0 | 0 | 0 | 0 | 0 | 0 | 0 | 0 | 0 | -45218.3465 | 14366.478 | 0 | 0 | 0 | 0 | 0 | 0 | 0 | 0 | 0 | 0 | 0 | 0 | 0 | 0 | 0
2016-12-22 16:00 | 0 | 0 | 0 | 0 | 0 | 230335.4695 | 476519 | 0 | 0 | 0 | 0 | 800514.9861 | 1925109.0102 | 0 | 0 | 0 | 0 | 0 | 0 | 0 | 0 | 0 | 0 | 0 | 0 | 0 | 0 | 0 | 0 | -246183.5305 | 0 | 0 | 0 | 0 | 0 | 0 | 0 | 0 | 0 | 0 | 0 | 0 | 0 | 0 | 0 | 0
2016-12-22 17:00 | 0 | 0 | 0 | 0 | 228953.6624 | 310691.5182 | 467884 | 0 | 0 | 0 | 0 | 857909.6887 | 1939475.4881 | 0 | 0 | 0 | 0 | 0 | 0 | 0 | 0 | 0 | 0 | 0 | 0 | 0 | 0 | 0 | 0 | 57394.7026 | 14366.478 | 0 | 0 | 0 | 0 | 0 | 0 | 0 | 0 | 0 | 0 | 0 | 0 | 0 | 0 | 0
2016-12-22 18:00 | 0 | 0 | 0 | 0 | 0 | 347229.7776 | 460572 | 0 | 0 | 0 | 0 | 744567.4664 | 1939475.4881 | 0 | 0 | 0 | 0 | 0 | 0 | 0 | 0 | 0 | 0 | 0 | 0 | 0 | 0 | 0 | 0 | -113342.2224 | 0 | 0 | 0 | 0 | 0 | 0 | 0 | 0 | 0 | 0 | 0 | 0 | 0 | 0 | 0 | 0
2016-12-22 19:00 | 0 | 0 | 0 | 0 | 255855.9553 | 356785.0476 | 455456 | 0 | 0 | 0 | 0 | 887385.9913 | 1953841.9661 | 0 | 0 | 0 | 0 | 0 | 0 | 0 | 0 | 0 | 0 | 0 | 0 | 0 | 0 | 0 | 0 | 142818.525 | 14366.478 | 0 | 0 | 0 | 0 | 0 | 0 | 0 | 0 | 0 | 0 | 0 | 0 | 0 | 0 | 0
2016-12-22 20:00 | 0 | 0 | 0 | 0 | 0 | 360655.0806 | 454145 | 0 | 0 | 0 | 0 | 793896.0719 | 1953841.9661 | 0 | 0 | 0 | 0 | 0 | 0 | 0 | 0 | 0 | 0 | 0 | 0 | 0 | 0 | 0 | 0 | -93489.9194 | 0 | 0 | 0 | 0 | 0 | 0 | 0 | 0 | 0 | 0 | 0 | 0 | 0 | 0 | 0 | 0
2016-12-22 21:00 | 0 | 0 | 0 | 0 | 0 | 351806.6993 | 459862 | 0 | 0 | 0 | 0 | 685840.7712 | 1953841.9661 | 0 | 0 | 0 | 0 | 0 | 0 | 0 | 0 | 0 | 0 | 0 | 0 | 0 | 0 | 0 | 0 | -108055.3007 | 0 | 0 | 0 | 0 | 0 | 0 | 0 | 0 | 0 | 0 | 0 | 0 | 0 | 0 | 0 | 0
2016-12-22 22:00 | 0 | 0 | 0 | 0 | 437617.0791 | 297018.1388 | 475102 | 0 | 0 | 0 | 0 | 945373.9892 | 1953841.9661 | 0 | 0 | 0 | 0 | 0 | 0 | 0 | 0 | 0 | 0 | 0 | 0 | 0 | 0 | 0 | 0 | 259533.218 | 0 | 0 | 0 | 0 | 0 | 0 | 0 | 0 | 0 | 0 | 0 | 0 | 0 | 0 | 0 | 0
2016-12-22 23:00 | 0 | 0 | 0 | 0 | 109374.0457 | 135035.2143 | 489576 | 0 | 0 | 0 | 0 | 685840.7712 | 1968208.4441 | 0 | 0 | 0 | 0 | 0 | 0 | 0 | 0 | 0 | 0 | 0 | 0 | 0 | 0 | 0 | 0 | -259533.218 | 14366.478 | 0 | 0 | 0 | 0 | 0 | 0 | 0 | 0 | 0 | 0 | 0 | 0 | 0 | 0 | 0
2016-12-23 | 0 | 0 | 0 | 0 | 626069.2965 | 1669.1499 | 495798 | 0 | 0 | 0 | 0 | 817781.2176 | 1968208.4441 | 0 | 0 | 0 | 0 | 0 | 0 | 0 | 0 | 0 | 0 | 0 | 0 | 0 | 0 | 0 | 0 | 131940.4464 | 0 | 0 | 0 | 0 | 0 | 0 | 0 | 0 | 0 | 0 | 0 | 0 | 0 | 0 | 0 | 0
2016-12-23 01:00 | 0 | 0 | 0 | 0 | 632007.0663 | 0 | 497223 | 0 | 0 | 0 | 0 | 952565.2839 | 1968208.4441 | 0 | 0 | 0 | 0 | 0 | 0 | 0 | 0 | 0 | 0 | 0 | 0 | 0 | 0 | 0 | 0 | 134784.0663 | 0 | 0 | 0 | 0 | 0 | 0 | 0 | 0 | 0 | 0 | 0 | 0 | 0 | 0 | 0 | 0
2016-12-23 02:00 | 0 | 0 | 0 | 0 | 628545.6895 | 0 | 487588 | 0 | 0 | 0 | 0 | 1079156.4955 | 1982574.9221 | 0 | 0 | 0 | 0 | 0 | 0 | 0 | 0 | 0 | 0 | 0 | 0 | 0 | 0 | 0 | 0 | 126591.2115 | 14366.478 | 0 | 0 | 0 | 0 | 0 | 0 | 0 | 0 | 0 | 0 | 0 | 0 | 0 | 0 | 0
2016-12-23 03:00 | 0 | 0 | 0 | 0 | 213264.782 | 0 | 472798 | 0 | 0 | 0 | 0 | 819623.2775 | 1982574.9221 | 0 | 0 | 0 | 0 | 0 | 0 | 0 | 0 | 0 | 0 | 0 | 0 | 0 | 0 | 0 | 0 | -259533.218 | 0 | 0 | 0 | 0 | 0 | 0 | 0 | 0 | 0 | 0 | 0 | 0 | 0 | 0 | 0 | 0
2016-12-23 04:00 | 0 | 0 | 0 | 0 | 625740.8179 | 0 | 451296 | 0 | 0 | 0 | 0 | 994068.0954 | 1982574.9221 | 0 | 0 | 0 | 0 | 0 | 0 | 0 | 0 | 0 | 0 | 0 | 0 | 0 | 0 | 0 | 0 | 174444.8179 | 0 | 0 | 0 | 0 | 0 | 0 | 0 | 0 | 0 | 0 | 0 | 0 | 0 | 0 | 0 | 0
2016-12-23 05:00 | 0 | 0 | 0 | 0 | 184019.26 | 0 | 429186 | 0 | 0 | 0 | 0 | 734534.8774 | 1996941.4001 | 0 | 0 | 0 | 0 | 0 | 0 | 0 | 0 | 0 | 0 | 0 | 0 | 0 | 0 | 0 | 0 | -259533.218 | 14366.478 | 0 | 0 | 0 | 0 | 0 | 0 | 0 | 0 | 0 | 0 | 0 | 0 | 0 | 0 | 0
2016-12-23 06:00 | 0 | 0 | 0 | 0 | 624841.0122 | 0 | 412910 | 0 | 0 | 0 | 0 | 946465.8896 | 1996941.4001 | 0 | 0 | 0 | 0 | 0 | 0 | 0 | 0 | 0 | 0 | 0 | 0 | 0 | 0 | 0 | 0 | 211931.0122 | 0 | 0 | 0 | 0 | 0 | 0 | 0 | 0 | 0 | 0 | 0 | 0 | 0 | 0 | 0 | 0
2016-12-23 07:00 | 0 | 0 | 0 | 0 | 156463.26 | 0 | 401630 | 0 | 0 | 0 | 0 | 686932.6717 | 2011307.878 | 0 | 0 | 0 | 0 | 0 | 0 | 0 | 0 | 0 | 0 | 0 | 0 | 0 | 0 | 0 | 0 | -259533.218 | 14366.478 | 0 | 0 | 0 | 0 | 0 | 0 | 0 | 0 | 0 | 0 | 0 | 0 | 0 | 0 | 0
2016-12-23 08:00 | 0 | 0 | 0 | 0 | 615811.5388 | 0 | 396314 | 0 | 0 | 0 | 0 | 892063.7325 | 2025674.356 | 0 | 0 | 0 | 0 | 0 | 0 | 0 | 0 | 0 | 0 | 0 | 0 | 0 | 0 | 0 | 0 | 205131.0608 | 14366.478 | 0 | 0 | 0 | 0 | 0 | 0 | 0 | 0 | 0 | 0 | 0 | 0 | 0 | 0 | 0
2016-12-23 09:00 | 0 | 0 | 0 | 0 | 138054.782 | 0 | 397588 | 0 | 0 | 0 | 0 | 632530.5145 | 2025674.356 | 0 | 0 | 0 | 0 | 0 | 0 | 0 | 0 | 0 | 0 | 0 | 0 | 0 | 0 | 0 | 0 | -259533.218 | 0 | 0 | 0 | 0 | 0 | 0 | 0 | 0 | 0 | 0 | 0 | 0 | 0 | 0 | 0 | 0
2016-12-23 10:00 | 0 | 0 | 0 | 0 | 636845.2019 | 0 | 405943 | 0 | 0 | 0 | 0 | 849066.2384 | 2040040.834 | 0 | 0 | 0 | 0 | 0 | 0 | 0 | 0 | 0 | 0 | 0 | 0 | 0 | 0 | 0 | 0 | 216535.7239 | 14366.478 | 0 | 0 | 0 | 0 | 0 | 0 | 0 | 0 | 0 | 0 | 0 | 0 | 0 | 0 | 0
2016-12-23 11:00 | 0 | 0 | 0 | 0 | 178862.26 | 0 | 424029 | 0 | 0 | 0 | 0 | 589533.0204 | 2054407.312 | 0 | 0 | 0 | 0 | 0 | 0 | 0 | 0 | 0 | 0 | 0 | 0 | 0 | 0 | 0 | 0 | -259533.218 | 14366.478 | 0 | 0 | 0 | 0 | 0 | 0 | 0 | 0 | 0 | 0 | 0 | 0 | 0 | 0 | 0
2016-12-23 12:00 | 0 | 0 | 0 | 0 | 669348.3457 | 0 | 444616 | 0 | 0 | 0 | 0 | 814265.3661 | 2054407.312 | 0 | 0 | 0 | 0 | 0 | 0 | 0 | 0 | 0 | 0 | 0 | 0 | 0 | 0 | 0 | 0 | 224732.3457 | 0 | 0 | 0 | 0 | 0 | 0 | 0 | 0 | 0 | 0 | 0 | 0 | 0 | 0 | 0 | 0
2016-12-23 13:00 | 0 | 0 | 0 | 0 | 213645.26 | 0 | 458812 | 0 | 0 | 0 | 0 | 554732.1482 | 2068773.79 | 0 | 0 | 0 | 0 | 0 | 0 | 0 | 0 | 0 | 0 | 0 | 0 | 0 | 0 | 0 | 0 | -259533.218 | 14366.478 | 0 | 0 | 0 | 0 | 0 | 0 | 0 | 0 | 0 | 0 | 0 | 0 | 0 | 0 | 0
2016-12-23 14:00 | 0 | 0 | 0 | 0 | 630246.8903 | 20151.3357 | 465951 | 0 | 0 | 0 | 0 | 724812.8961 | 2083140.2679 | 0 | 0 | 0 | 0 | 0 | 0 | 0 | 0 | 0 | 0 | 0 | 0 | 0 | 0 | 0 | 0 | 170080.748 | 14366.478 | 0 | 0 | 0 | 0 | 0 | 0 | 0 | 0 | 0 | 0 | 0 | 0 | 0 | 0 | 0
2016-12-23 15:00 | 0 | 0 | 0 | 0 | 124405.3425 | 244654.0987 | 466609 | 0 | 0 | 0 | 0 | 627263.3374 | 2083140.2679 | 0 | 0 | 0 | 0 | 0 | 0 | 0 | 0 | 0 | 0 | 0 | 0 | 0 | 0 | 0 | 0 | -97549.5587 | 0 | 0 | 0 | 0 | 0 | 0 | 0 | 0 | 0 | 0 | 0 | 0 | 0 | 0 | 0 | 0
2016-12-23 16:00 | 0 | 0 | 0 | 0 | 359631.6435 | 377325.0524 | 463057 | 0 | 0 | 0 | 0 | 886796.5554 | 2097506.7459 | 0 | 0 | 0 | 0 | 0 | 0 | 0 | 0 | 0 | 0 | 0 | 0 | 0 | 0 | 0 | 0 | 259533.218 | 14366.478 | 0 | 0 | 0 | 0 | 0 | 0 | 0 | 0 | 0 | 0 | 0 | 0 | 0 | 0 | 0
2016-12-23 17:00 | 0 | 0 | 0 | 0 | 281411.6609 | 435145.557 | 457024 | 0 | 0 | 0 | 0 | 1146329.7733 | 2097506.7459 | 0 | 0 | 0 | 0 | 0 | 0 | 0 | 0 | 0 | 0 | 0 | 0 | 0 | 0 | 0 | 0 | 259533.218 | 0 | 0 | 0 | 0 | 0 | 0 | 0 | 0 | 0 | 0 | 0 | 0 | 0 | 0 | 0 | 0
2016-12-23 18:00 | 0 | 0 | 0 | 0 | 274373.7284 | 436248.4896 | 451089 | 0 | 0 | 0 | 0 | 1405862.9913 | 2097506.7459 | 0 | 0 | 0 | 0 | 0 | 0 | 0 | 0 | 0 | 0 | 0 | 0 | 0 | 0 | 0 | 0 | 259533.218 | 0 | 0 | 0 | 0 | 0 | 0 | 0 | 0 | 0 | 0 | 0 | 0 | 0 | 0 | 0 | 0
2016-12-23 19:00 | 0 | 0 | 0 | 0 | 0 | 440215.9862 | 446074 | 0 | 0 | 0 | 0 | 1385638.4996 | 2111873.2239 | 0 | 0 | 0 | 0 | 0 | 0 | 0 | 0 | 0 | 0 | 0 | 0 | 0 | 0 | 0 | 0 | -20224.4917 | 14366.478 | 0 | 0 | 0 | 0 | 0 | 0 | 0 | 0 | 0 | 0 | 0 | 0 | 0 | 0 | 0
2016-12-23 20:00 | 0 | 0 | 0 | 0 | 249053.3528 | 454377.8652 | 443898 | 0 | 0 | 0 | 0 | 1645171.7175 | 2111873.2239 | 0 | 0 | 0 | 0 | 0 | 0 | 0 | 0 | 0 | 0 | 0 | 0 | 0 | 0 | 0 | 0 | 259533.218 | 0 | 0 | 0 | 0 | 0 | 0 | 0 | 0 | 0 | 0 | 0 | 0 | 0 | 0 | 0 | 0
2016-12-23 21:00 | 0 | 0 | 0 | 0 | 0 | 464906.5034 | 449172 | 0 | 0 | 0 | 0 | 1660906.221 | 2111873.2239 | 0 | 0 | 0 | 0 | 0 | 0 | 0 | 0 | 0 | 0 | 0 | 0 | 0 | 0 | 0 | 0 | 15734.5034 | 0 | 0 | 0 | 0 | 0 | 0 | 0 | 0 | 0 | 0 | 0 | 0 | 0 | 0 | 0 | 0
2016-12-23 22:00 | 0 | 0 | 0 | 0 | 344582.2212 | 378626.9967 | 463676 | 0 | 0 | 0 | 0 | 1920439.4389 | 2111873.2239 | 0 | 0 | 0 | 0 | 0 | 0 | 0 | 0 | 0 | 0 | 0 | 0 | 0 | 0 | 0 | 0 | 259533.218 | 0 | 0 | 0 | 0 | 0 | 0 | 0 | 0 | 0 | 0 | 0 | 0 | 0 | 0 | 0 | 0
2016-12-23 23:00 | 0 | 0 | 0 | 0 | 454768.0539 | 121382.7518 | 474071 | 0 | 0 | 0 | 0 | 2008152.7667 | 2126239.7019 | 0 | 0 | 0 | 0 | 0 | 0 | 0 | 0 | 0 | 0 | 0 | 0 | 0 | 0 | 0 | 0 | 87713.3278 | 14366.478 | 0 | 0 | 0 | 0 | 0 | 0 | 0 | 0 | 0 | 0 | 0 | 0 | 0 | 0 | 0
2016-12-24 | 0 | 0 | 0 | 0 | 459169.8522 | 898.8042 | 476015 | 0 | 0 | 0 | 0 | 1992206.4231 | 2126239.7019 | 0 | 0 | 0 | 0 | 0 | 0 | 0 | 0 | 0 | 0 | 0 | 0 | 0 | 0 | 0 | 0 | -15946.3436 | 0 | 0 | 0 | 0 | 0 | 0 | 0 | 0 | 0 | 0 | 0 | 0 | 0 | 0 | 0 | 0
2016-12-24 01:00 | 0 | 0 | 0 | 0 | 440368.3556 | 0 | 472752 | 0 | 0 | 0 | 0 | 1945456.3007 | 2140606.1799 | 0 | 0 | 0 | 0 | 0 | 0 | 0 | 0 | 0 | 0 | 0 | 0 | 0 | 0 | 0 | 0 | -46750.1224 | 14366.478 | 0 | 0 | 0 | 0 | 0 | 0 | 0 | 0 | 0 | 0 | 0 | 0 | 0 | 0 | 0
2016-12-24 02:00 | 0 | 0 | 0 | 0 | 203335.782 | 0 | 462869 | 0 | 0 | 0 | 0 | 1685923.0827 | 2140606.1799 | 0 | 0 | 0 | 0 | 0 | 0 | 0 | 0 | 0 | 0 | 0 | 0 | 0 | 0 | 0 | 0 | -259533.218 | 0 | 0 | 0 | 0 | 0 | 0 | 0 | 0 | 0 | 0 | 0 | 0 | 0 | 0 | 0 | 0
2016-12-24 03:00 | 0 | 0 | 0 | 0 | 391590.5662 | 0 | 446590 | 0 | 0 | 0 | 0 | 1616557.171 | 2154972.6579 | 0 | 0 | 0 | 0 | 0 | 0 | 0 | 0 | 0 | 0 | 0 | 0 | 0 | 0 | 0 | 0 | -69365.9117 | 14366.478 | 0 | 0 | 0 | 0 | 0 | 0 | 0 | 0 | 0 | 0 | 0 | 0 | 0 | 0 | 0
2016-12-24 04:00 | 0 | 0 | 0 | 0 | 166003.782 | 0 | 425537 | 0 | 0 | 0 | 0 | 1357023.953 | 2154972.6579 | 0 | 0 | 0 | 0 | 0 | 0 | 0 | 0 | 0 | 0 | 0 | 0 | 0 | 0 | 0 | 0 | -259533.218 | 0 | 0 | 0 | 0 | 0 | 0 | 0 | 0 | 0 | 0 | 0 | 0 | 0 | 0 | 0 | 0
2016-12-24 05:00 | 0 | 0 | 0 | 0 | 359180.9272 | 0 | 404551 | 0 | 0 | 0 | 0 | 1297287.4022 | 2169339.1358 | 0 | 0 | 0 | 0 | 0 | 0 | 0 | 0 | 0 | 0 | 0 | 0 | 0 | 0 | 0 | 0 | -59736.5508 | 14366.478 | 0 | 0 | 0 | 0 | 0 | 0 | 0 | 0 | 0 | 0 | 0 | 0 | 0 | 0 | 0
2016-12-24 06:00 | 0 | 0 | 0 | 0 | 338092.2276 | 0 | 388257 | 0 | 0 | 0 | 0 | 1247122.6298 | 2169339.1358 | 0 | 0 | 0 | 0 | 0 | 0 | 0 | 0 | 0 | 0 | 0 | 0 | 0 | 0 | 0 | 0 | -50164.7724 | 0 | 0 | 0 | 0 | 0 | 0 | 0 | 0 | 0 | 0 | 0 | 0 | 0 | 0 | 0 | 0
2016-12-24 07:00 | 0 | 0 | 0 | 0 | 317328.2705 | 0 | 375554 | 0 | 0 | 0 | 0 | 1174530.4224 | 2183705.6138 | 0 | 0 | 0 | 0 | 0 | 0 | 0 | 0 | 0 | 0 | 0 | 0 | 0 | 0 | 0 | 0 | -72592.2075 | 14366.478 | 0 | 0 | 0 | 0 | 0 | 0 | 0 | 0 | 0 | 0 | 0 | 0 | 0 | 0 | 0
2016-12-24 08:00 | 0 | 0 | 0 | 0 | 107435.782 | 0 | 366969 | 0 | 0 | 0 | 0 | 914997.2044 | 2183705.6138 | 0 | 0 | 0 | 0 | 0 | 0 | 0 | 0 | 0 | 0 | 0 | 0 | 0 | 0 | 0 | 0 | -259533.218 | 0 | 0 | 0 | 0 | 0 | 0 | 0 | 0 | 0 | 0 | 0 | 0 | 0 | 0 | 0 | 0
2016-12-24 09:00 | 0 | 0 | 0 | 0 | 288630.5685 | 0 | 363078 | 0 | 0 | 0 | 0 | 826183.2949 | 2198072.0918 | 0 | 0 | 0 | 0 | 0 | 0 | 0 | 0 | 0 | 0 | 0 | 0 | 0 | 0 | 0 | 0 | -88813.9095 | 14366.478 | 0 | 0 | 0 | 0 | 0 | 0 | 0 | 0 | 0 | 0 | 0 | 0 | 0 | 0 | 0
2016-12-24 10:00 | 0 | 0 | 0 | 0 | 280078.2925 | 0 | 363251 | 0 | 0 | 0 | 0 | 743010.5874 | 2198072.0918 | 0 | 0 | 0 | 0 | 0 | 0 | 0 | 0 | 0 | 0 | 0 | 0 | 0 | 0 | 0 | 0 | -83172.7075 | 0 | 0 | 0 | 0 | 0 | 0 | 0 | 0 | 0 | 0 | 0 | 0 | 0 | 0 | 0 | 0
2016-12-24 11:00 | 0 | 0 | 0 | 0 | 275049.3235 | 0 | 369381 | 0 | 0 | 0 | 0 | 648678.9109 | 2198072.0918 | 0 | 0 | 0 | 0 | 0 | 0 | 0 | 0 | 0 | 0 | 0 | 0 | 0 | 0 | 0 | 0 | -94331.6765 | 0 | 0 | 0 | 0 | 0 | 0 | 0 | 0 | 0 | 0 | 0 | 0 | 0 | 0 | 0 | 0
2016-12-24 12:00 | 0 | 0 | 0 | 0 | 136313.26 | 0 | 381480 | 0 | 0 | 0 | 0 | 389145.693 | 2212438.5698 | 0 | 0 | 0 | 0 | 0 | 0 | 0 | 0 | 0 | 0 | 0 | 0 | 0 | 0 | 0 | 0 | -259533.218 | 14366.478 | 0 | 0 | 0 | 0 | 0 | 0 | 0 | 0 | 0 | 0 | 0 | 0 | 0 | 0 | 0
2016-12-24 13:00 | 0 | 0 | 0 | 0 | 282807.003 | 0 | 398053 | 0 | 0 | 0 | 0 | 259533.218 | 2226805.0478 | 0 | 0 | 0 | 0 | 0 | 0 | 0 | 0 | 0 | 0 | 0 | 0 | 0 | 0 | 0 | 0 | -129612.475 | 14366.478 | 0 | 0 | 0 | 0 | 0 | 0 | 0 | 0 | 0 | 0 | 0 | 0 | 0 | 0 | 0
2016-12-24 14:00 | 0 | 0 | 0 | 0 | 135841.9232 | 34351.3368 | 415360 | 0 | 0 | 0 | 0 | 0 | 2241171.5257 | 0 | 0 | 0 | 0 | 0 | 0 | 0 | 0 | 0 | 0 | 0 | 0 | 0 | 0 | 0 | 0 | -259533.218 | 14366.478 | 0 | 0 | 0 | 0 | 0 | 0 | 0 | 0 | 0 | 0 | 0 | 0 | 0 | 0 | 0
2016-12-24 15:00 | 0 | 0 | 0 | 0 | 228949.0291 | 339932.5994 | 428043 | 0 | 0 | 0 | 0 | 140838.6285 | 2241171.5257 | 0 | 0 | 0 | 0 | 0 | 0 | 0 | 0 | 0 | 0 | 0 | 0 | 0 | 0 | 0 | 0 | 140838.6285 | 0 | 0 | 0 | 0 | 0 | 0 | 0 | 0 | 0 | 0 | 0 | 0 | 0 | 0 | 0 | 0
2016-12-24 16:00 | 0 | 0 | 0 | 0 | 0 | 464805.1842 | 433806 | 0 | 0 | 0 | 0 | 157471.3347 | 2255538.0037 | 0 | 0 | 0 | 0 | 0 | 0 | 0 | 0 | 0 | 0 | 0 | 0 | 0 | 0 | 0 | 0 | 16632.7062 | 14366.478 | 0 | 0 | 0 | 0 | 0 | 0 | 0 | 0 | 0 | 0 | 0 | 0 | 0 | 0 | 0
2016-12-24 17:00 | 0 | 0 | 0 | 0 | 0 | 490430.6503 | 433274 | 0 | 0 | 0 | 0 | 214627.985 | 2255538.0037 | 0 | 0 | 0 | 0 | 0 | 0 | 0 | 0 | 0 | 0 | 0 | 0 | 0 | 0 | 0 | 0 | 57156.6503 | 0 | 0 | 0 | 0 | 0 | 0 | 0 | 0 | 0 | 0 | 0 | 0 | 0 | 0 | 0 | 0
2016-12-24 18:00 | 0 | 0 | 0 | 0 | 223491.8658 | 478701.8301 | 428294 | 0 | 0 | 0 | 0 | 474161.203 | 2269904.4817 | 0 | 0 | 0 | 0 | 0 | 0 | 0 | 0 | 0 | 0 | 0 | 0 | 0 | 0 | 0 | 0 | 259533.218 | 14366.478 | 0 | 0 | 0 | 0 | 0 | 0 | 0 | 0 | 0 | 0 | 0 | 0 | 0 | 0 | 0
2016-12-24 19:00 | 0 | 0 | 0 | 0 | 0 | 473040.9754 | 423092 | 0 | 0 | 0 | 0 | 524110.1783 | 2269904.4817 | 0 | 0 | 0 | 0 | 0 | 0 | 0 | 0 | 0 | 0 | 0 | 0 | 0 | 0 | 0 | 0 | 49948.9754 | 0 | 0 | 0 | 0 | 0 | 0 | 0 | 0 | 0 | 0 | 0 | 0 | 0 | 0 | 0 | 0
2016-12-24 20:00 | 0 | 0 | 0 | 0 | 195895.0615 | 483588.1565 | 419950 | 0 | 0 | 0 | 0 | 783643.3963 | 2269904.4817 | 0 | 0 | 0 | 0 | 0 | 0 | 0 | 0 | 0 | 0 | 0 | 0 | 0 | 0 | 0 | 0 | 259533.218 | 0 | 0 | 0 | 0 | 0 | 0 | 0 | 0 | 0 | 0 | 0 | 0 | 0 | 0 | 0 | 0
2016-12-24 21:00 | 0 | 0 | 0 | 0 | 189419.5421 | 490980.6759 | 420867 | 0 | 0 | 0 | 0 | 1043176.6143 | 2269904.4817 | 0 | 0 | 0 | 0 | 0 | 0 | 0 | 0 | 0 | 0 | 0 | 0 | 0 | 0 | 0 | 0 | 259533.218 | 0 | 0 | 0 | 0 | 0 | 0 | 0 | 0 | 0 | 0 | 0 | 0 | 0 | 0 | 0 | 0
2016-12-24 22:00 | 0 | 0 | 0 | 0 | 0 | 404827.437 | 429184 | 0 | 0 | 0 | 0 | 1004453.5733 | 2284270.9597 | 0 | 0 | 0 | 0 | 0 | 0 | 0 | 0 | 0 | 0 | 0 | 0 | 0 | 0 | 0 | 0 | -38723.041 | 14366.478 | 0 | 0 | 0 | 0 | 0 | 0 | 0 | 0 | 0 | 0 | 0 | 0 | 0 | 0 | 0
2016-12-24 23:00 | 0 | 0 | 0 | 0 | 52360.7493 | 122822.0328 | 434716 | 0 | 0 | 0 | 0 | 744920.3553 | 2284270.9597 | 0 | 0 | 0 | 0 | 0 | 0 | 0 | 0 | 0 | 0 | 0 | 0 | 0 | 0 | 0 | 0 | -259533.218 | 0 | 0 | 0 | 0 | 0 | 0 | 0 | 0 | 0 | 0 | 0 | 0 | 0 | 0 | 0 | 0
2016-12-25 | 0 | 0 | 0 | 0 | 692272.8176 | 1366.4003 | 434106 | 0 | 0 | 0 | 0 | 1004453.5733 | 2284270.9597 | 0 | 0 | 0 | 0 | 0 | 0 | 0 | 0 | 0 | 0 | 0 | 0 | 0 | 0 | 0 | 0 | 259533.218 | 0 | 0 | 0 | 0 | 0 | 0 | 0 | 0 | 0 | 0 | 0 | 0 | 0 | 0 | 0 | 0
2016-12-25 01:00 | 0 | 0 | 0 | 0 | 186644.26 | 0 | 431811 | 0 | 0 | 0 | 0 | 744920.3553 | 2298637.4377 | 0 | 0 | 0 | 0 | 0 | 0 | 0 | 0 | 0 | 0 | 0 | 0 | 0 | 0 | 0 | 0 | -259533.218 | 14366.478 | 0 | 0 | 0 | 0 | 0 | 0 | 0 | 0 | 0 | 0 | 0 | 0 | 0 | 0 | 0
2016-12-25 02:00 | 0 | 0 | 0 | 0 | 164939.782 | 0 | 424473 | 0 | 0 | 0 | 0 | 485387.1374 | 2298637.4377 | 0 | 0 | 0 | 0 | 0 | 0 | 0 | 0 | 0 | 0 | 0 | 0 | 0 | 0 | 0 | 0 | -259533.218 | 0 | 0 | 0 | 0 | 0 | 0 | 0 | 0 | 0 | 0 | 0 | 0 | 0 | 0 | 0 | 0
2016-12-25 03:00 | 0 | 0 | 0 | 0 | 620324.0198 | 0 | 414284 | 0 | 0 | 0 | 0 | 691427.1571 | 2298637.4377 | 0 | 0 | 0 | 0 | 0 | 0 | 0 | 0 | 0 | 0 | 0 | 0 | 0 | 0 | 0 | 0 | 206040.0198 | 0 | 0 | 0 | 0 | 0 | 0 | 0 | 0 | 0 | 0 | 0 | 0 | 0 | 0 | 0 | 0
2016-12-25 04:00 | 0 | 0 | 0 | 0 | 155024.26 | 0 | 400191 | 0 | 0 | 0 | 0 | 431893.9392 | 2313003.9157 | 0 | 0 | 0 | 0 | 0 | 0 | 0 | 0 | 0 | 0 | 0 | 0 | 0 | 0 | 0 | 0 | -259533.218 | 14366.478 | 0 | 0 | 0 | 0 | 0 | 0 | 0 | 0 | 0 | 0 | 0 | 0 | 0 | 0 | 0
2016-12-25 05:00 | 0 | 0 | 0 | 0 | 581199.5317 | 0 | 383442 | 0 | 0 | 0 | 0 | 629651.4708 | 2313003.9157 | 0 | 0 | 0 | 0 | 0 | 0 | 0 | 0 | 0 | 0 | 0 | 0 | 0 | 0 | 0 | 0 | 197757.5317 | 0 | 0 | 0 | 0 | 0 | 0 | 0 | 0 | 0 | 0 | 0 | 0 | 0 | 0 | 0 | 0
2016-12-25 06:00 | 0 | 0 | 0 | 0 | 586639.7497 | 0 | 370192 | 0 | 0 | 0 | 0 | 831732.7425 | 2327370.3936 | 0 | 0 | 0 | 0 | 0 | 0 | 0 | 0 | 0 | 0 | 0 | 0 | 0 | 0 | 0 | 0 | 202081.2717 | 14366.478 | 0 | 0 | 0 | 0 | 0 | 0 | 0 | 0 | 0 | 0 | 0 | 0 | 0 | 0 | 0
2016-12-25 07:00 | 0 | 0 | 0 | 0 | 115104.26 | 0 | 360271 | 0 | 0 | 0 | 0 | 572199.5245 | 2341736.8716 | 0 | 0 | 0 | 0 | 0 | 0 | 0 | 0 | 0 | 0 | 0 | 0 | 0 | 0 | 0 | 0 | -259533.218 | 14366.478 | 0 | 0 | 0 | 0 | 0 | 0 | 0 | 0 | 0 | 0 | 0 | 0 | 0 | 0 | 0
2016-12-25 08:00 | 0 | 0 | 0 | 0 | 93737.782 | 0 | 353271 | 0 | 0 | 0 | 0 | 312666.3066 | 2341736.8716 | 0 | 0 | 0 | 0 | 0 | 0 | 0 | 0 | 0 | 0 | 0 | 0 | 0 | 0 | 0 | 0 | -259533.218 | 0 | 0 | 0 | 0 | 0 | 0 | 0 | 0 | 0 | 0 | 0 | 0 | 0 | 0 | 0 | 0
2016-12-25 09:00 | 0 | 0 | 0 | 0 | 620952.0687 | 0 | 350538 | 0 | 0 | 0 | 0 | 572199.5245 | 2341736.8716 | 0 | 0 | 0 | 0 | 0 | 0 | 10880.8507 | 0 | 0 | 0 | 0 | 0 | 0 | 0 | 0 | 0 | 259533.218 | 0 | 0 | 0 | 0 | 0 | 0 | 0 | 0 | 0 | 10880.8507 | 0 | 0 | 0 | 0 | 0 | 0
2016-12-25 10:00 | 0 | 0 | 0 | 0 | 96252.4093 | 0 | 352300 | 0 | 0 | 0 | 0 | 312666.3066 | 2356103.3496 | 0 | 0 | 0 | 0 | 0 | 0 | 0 | 0 | 0 | 0 | 0 | 0 | 0 | 0 | 0 | 0 | -259533.218 | 14366.478 | 0 | 0 | 0 | 0 | 0 | 0 | 0 | 0 | -10880.8507 | 0 | 0 | 0 | 0 | 0 | 0
2016-12-25 11:00 | 0 | 0 | 0 | 0 | 98669.782 | 0 | 358203 | 0 | 0 | 0 | 0 | 53133.0886 | 2356103.3496 | 0 | 0 | 0 | 0 | 0 | 0 | 0 | 0 | 0 | 0 | 0 | 0 | 0 | 0 | 0 | 0 | -259533.218 | 0 | 0 | 0 | 0 | 0 | 0 | 0 | 0 | 0 | 0 | 0 | 0 | 0 | 0 | 0 | 0
2016-12-25 12:00 | 0 | 0 | 0 | 0 | 627503.218 | 0 | 367970 | 0 | 0 | 0 | 0 | 312666.3066 | 2356103.3496 | 0 | 0 | 0 | 0 | 0 | 0 | 0 | 0 | 0 | 0 | 0 | 0 | 0 | 0 | 0 | 0 | 259533.218 | 0 | 0 | 0 | 0 | 0 | 0 | 0 | 0 | 0 | 0 | 0 | 0 | 0 | 0 | 0 | 0
2016-12-25 13:00 | 0 | 0 | 0 | 0 | 137783.26 | 0 | 382950 | 0 | 0 | 0 | 0 | 53133.0886 | 2370469.8276 | 0 | 0 | 0 | 0 | 0 | 0 | 0 | 0 | 0 | 0 | 0 | 0 | 0 | 0 | 0 | 0 | -259533.218 | 14366.478 | 0 | 0 | 0 | 0 | 0 | 0 | 0 | 0 | 0 | 0 | 0 | 0 | 0 | 0 | 0
2016-12-25 14:00 | 0 | 0 | 0 | 0 | 351231.5952 | 34824.7163 | 396269 | 0 | 0 | 0 | 0 | 42920.4001 | 2370469.8276 | 0 | 0 | 0 | 0 | 0 | 0 | 0 | 0 | 0 | 0 | 0 | 0 | 0 | 0 | 0 | 0 | -10212.6885 | 0 | 0 | 0 | 0 | 0 | 0 | 0 | 0 | 0 | 0 | 0 | 0 | 0 | 0 | 0 | 0
2016-12-25 15:00 | 0 | 0 | 0 | 0 | 369069.7012 | 308085.9948 | 403256 | 0 | 0 | 0 | 0 | 302453.6181 | 2384836.3056 | 0 | 0 | 0 | 0 | 0 | 0 | 0 | 0 | 0 | 0 | 0 | 0 | 0 | 0 | 0 | 0 | 259533.218 | 14366.478 | 0 | 0 | 0 | 0 | 0 | 0 | 0 | 0 | 0 | 0 | 0 | 0 | 0 | 0 | 0
2016-12-25 16:00 | 0 | 0 | 0 | 0 | 197727.5882 | 481977.1078 | 405805 | 0 | 0 | 0 | 0 | 561986.8361 | 2399202.7835 | 0 | 0 | 0 | 0 | 0 | 0 | 0 | 0 | 0 | 0 | 0 | 0 | 0 | 0 | 0 | 0 | 259533.218 | 14366.478 | 0 | 0 | 0 | 0 | 0 | 0 | 0 | 0 | 0 | 0 | 0 | 0 | 0 | 0 | 0
2016-12-25 17:00 | 0 | 0 | 0 | 0 | 141112.9936 | 523347.2244 | 404927 | 0 | 0 | 0 | 0 | 821520.054 | 2399202.7835 | 0 | 0 | 0 | 0 | 0 | 0 | 0 | 0 | 0 | 0 | 0 | 0 | 0 | 0 | 0 | 0 | 259533.218 | 0 | 0 | 0 | 0 | 0 | 0 | 0 | 0 | 0 | 0 | 0 | 0 | 0 | 0 | 0 | 0
2016-12-25 18:00 | 0 | 0 | 0 | 0 | 0 | 512068.47 | 400037 | 0 | 0 | 0 | 0 | 919185.0461 | 2413569.2615 | 0 | 0 | 0 | 0 | 0 | 0 | 0 | 0 | 0 | 0 | 0 | 0 | 0 | 0 | 0 | 0 | 97664.992 | 14366.478 | 0 | 0 | 0 | 0 | 0 | 0 | 0 | 0 | 0 | 0 | 0 | 0 | 0 | 0 | 0
2016-12-25 19:00 | 0 | 0 | 0 | 0 | 0 | 503051.2199 | 394876 | 0 | 0 | 0 | 0 | 1027360.266 | 2413569.2615 | 0 | 0 | 0 | 0 | 0 | 0 | 0 | 0 | 0 | 0 | 0 | 0 | 0 | 0 | 0 | 0 | 108175.2199 | 0 | 0 | 0 | 0 | 0 | 0 | 0 | 0 | 0 | 0 | 0 | 0 | 0 | 0 | 0 | 0
2016-12-25 20:00 | 0 | 0 | 0 | 0 | 144844.6609 | 519242.035 | 390187 | 0 | 0 | 0 | 0 | 1286893.4839 | 2427935.7395 | 0 | 0 | 0 | 0 | 0 | 0 | 0 | 0 | 0 | 0 | 0 | 0 | 0 | 0 | 0 | 0 | 259533.218 | 14366.478 | 0 | 0 | 0 | 0 | 0 | 0 | 0 | 0 | 0 | 0 | 0 | 0 | 0 | 0 | 0
2016-12-25 21:00 | 0 | 0 | 0 | 0 | 0 | 544058.7372 | 389975 | 0 | 0 | 0 | 0 | 1440977.2211 | 2427935.7395 | 0 | 0 | 0 | 0 | 0 | 0 | 0 | 0 | 0 | 0 | 0 | 0 | 0 | 0 | 0 | 0 | 154083.7372 | 0 | 0 | 0 | 0 | 0 | 0 | 0 | 0 | 0 | 0 | 0 | 0 | 0 | 0 | 0 | 0
2016-12-25 22:00 | 0 | 0 | 0 | 0 | 0 | 488558.1113 | 398888 | 0 | 0 | 0 | 0 | 1516280.8544 | 2442302.2175 | 0 | 0 | 0 | 0 | 0 | 0 | 0 | 0 | 0 | 0 | 0 | 0 | 0 | 0 | 0 | 0 | 75303.6333 | 14366.478 | 0 | 0 | 0 | 0 | 0 | 0 | 0 | 0 | 0 | 0 | 0 | 0 | 0 | 0 | 0
2016-12-25 23:00 | 0 | 0 | 0 | 0 | 0 | 190194.2354 | 408809 | 0 | 0 | 0 | 0 | 1297666.0898 | 2442302.2175 | 0 | 0 | 0 | 0 | 0 | 0 | 0 | 0 | 0 | 0 | 0 | 0 | 0 | 0 | 0 | 0 | -218614.7646 | 0 | 0 | 0 | 0 | 0 | 0 | 0 | 0 | 0 | 0 | 0 | 0 | 0 | 0 | 0 | 0
2016-12-26 | 0 | 0 | 0 | 0 | 153884.8197 | 1448.9624 | 414867 | 0 | 0 | 0 | 0 | 1038132.8719 | 2442302.2175 | 0 | 0 | 0 | 0 | 0 | 0 | 0 | 0 | 0 | 0 | 0 | 0 | 0 | 0 | 0 | 0 | -259533.218 | 0 | 0 | 0 | 0 | 0 | 0 | 0 | 0 | 0 | 0 | 0 | 0 | 0 | 0 | 0 | 0
2016-12-26 01:00 | 0 | 0 | 0 | 0 | 692260.6959 | 0 | 418361 | 0 | 0 | 0 | 0 | 1297666.0898 | 2456668.6955 | 0 | 0 | 0 | 0 | 0 | 0 | 0 | 0 | 0 | 0 | 0 | 0 | 0 | 0 | 0 | 0 | 259533.218 | 14366.478 | 0 | 0 | 0 | 0 | 0 | 0 | 0 | 0 | 0 | 0 | 0 | 0 | 0 | 0 | 0
2016-12-26 02:00 | 0 | 0 | 0 | 0 | 154750.782 | 0 | 414284 | 0 | 0 | 0 | 0 | 1038132.8719 | 2456668.6955 | 0 | 0 | 0 | 0 | 0 | 0 | 0 | 0 | 0 | 0 | 0 | 0 | 0 | 0 | 0 | 0 | -259533.218 | 0 | 0 | 0 | 0 | 0 | 0 | 0 | 0 | 0 | 0 | 0 | 0 | 0 | 0 | 0 | 0
2016-12-26 03:00 | 0 | 0 | 0 | 0 | 159712.26 | 0 | 404879 | 0 | 0 | 0 | 0 | 778599.6539 | 2471035.1734 | 0 | 0 | 0 | 0 | 0 | 0 | 0 | 0 | 0 | 0 | 0 | 0 | 0 | 0 | 0 | 0 | -259533.218 | 14366.478 | 0 | 0 | 0 | 0 | 0 | 0 | 0 | 0 | 0 | 0 | 0 | 0 | 0 | 0 | 0
2016-12-26 04:00 | 0 | 0 | 0 | 0 | 664055.6959 | 0 | 390156 | 0 | 0 | 0 | 0 | 1038132.8719 | 2485401.6514 | 0 | 0 | 0 | 0 | 0 | 0 | 0 | 0 | 0 | 0 | 0 | 0 | 0 | 0 | 0 | 0 | 259533.218 | 14366.478 | 0 | 0 | 0 | 0 | 0 | 0 | 0 | 0 | 0 | 0 | 0 | 0 | 0 | 0 | 0
2016-12-26 05:00 | 0 | 0 | 0 | 0 | 115598.782 | 0 | 375132 | 0 | 0 | 0 | 0 | 778599.6539 | 2485401.6514 | 0 | 0 | 0 | 0 | 0 | 0 | 0 | 0 | 0 | 0 | 0 | 0 | 0 | 0 | 0 | 0 | -259533.218 | 0 | 0 | 0 | 0 | 0 | 0 | 0 | 0 | 0 | 0 | 0 | 0 | 0 | 0 | 0 | 0
2016-12-26 06:00 | 0 | 0 | 0 | 0 | 117491.26 | 0 | 362658 | 0 | 0 | 0 | 0 | 519066.4359 | 2499768.1294 | 0 | 0 | 0 | 0 | 0 | 0 | 0 | 0 | 0 | 0 | 0 | 0 | 0 | 0 | 0 | 0 | -259533.218 | 14366.478 | 0 | 0 | 0 | 0 | 0 | 0 | 0 | 0 | 0 | 0 | 0 | 0 | 0 | 0 | 0
2016-12-26 07:00 | 0 | 0 | 0 | 0 | 627598.6959 | 0 | 353699 | 0 | 0 | 0 | 0 | 778599.6539 | 2514134.6074 | 0 | 0 | 0 | 0 | 0 | 0 | 0 | 0 | 0 | 0 | 0 | 0 | 0 | 0 | 0 | 0 | 259533.218 | 14366.478 | 0 | 0 | 0 | 0 | 0 | 0 | 0 | 0 | 0 | 0 | 0 | 0 | 0 | 0 | 0
2016-12-26 08:00 | 0 | 0 | 0 | 0 | 89074.782 | 0 | 348608 | 0 | 0 | 0 | 0 | 519066.4359 | 2514134.6074 | 0 | 0 | 0 | 0 | 0 | 0 | 0 | 0 | 0 | 0 | 0 | 0 | 0 | 0 | 0 | 0 | -259533.218 | 0 | 0 | 0 | 0 | 0 | 0 | 0 | 0 | 0 | 0 | 0 | 0 | 0 | 0 | 0 | 0
2016-12-26 09:00 | 0 | 0 | 0 | 0 | 87926.782 | 0 | 347460 | 0 | 0 | 0 | 0 | 259533.218 | 2514134.6074 | 0 | 0 | 0 | 0 | 0 | 0 | 0 | 0 | 0 | 0 | 0 | 0 | 0 | 0 | 0 | 0 | -259533.218 | 0 | 0 | 0 | 0 | 0 | 0 | 0 | 0 | 0 | 0 | 0 | 0 | 0 | 0 | 0 | 0
2016-12-26 10:00 | 0 | 0 | 0 | 0 | 625324.6959 | 0 | 351425 | 0 | 0 | 0 | 0 | 519066.4359 | 2528501.0854 | 0 | 0 | 0 | 0 | 0 | 0 | 0 | 0 | 0 | 0 | 0 | 0 | 0 | 0 | 0 | 0 | 259533.218 | 14366.478 | 0 | 0 | 0 | 0 | 0 | 0 | 0 | 0 | 0 | 0 | 0 | 0 | 0 | 0 | 0
2016-12-26 11:00 | 0 | 0 | 0 | 0 | 100938.782 | 0 | 360472 | 0 | 0 | 0 | 0 | 259533.218 | 2528501.0854 | 0 | 0 | 0 | 0 | 0 | 0 | 0 | 0 | 0 | 0 | 0 | 0 | 0 | 0 | 0 | 0 | -259533.218 | 0 | 0 | 0 | 0 | 0 | 0 | 0 | 0 | 0 | 0 | 0 | 0 | 0 | 0 | 0 | 0
2016-12-26 12:00 | 0 | 0 | 0 | 0 | 112685.782 | 0 | 372219 | 0 | 0 | 0 | 0 | 0 | 2528501.0854 | 0 | 0 | 0 | 0 | 0 | 0 | 0 | 0 | 0 | 0 | 0 | 0 | 0 | 0 | 0 | 0 | -259533.218 | 0 | 0 | 0 | 0 | 0 | 0 | 0 | 0 | 0 | 0 | 0 | 0 | 0 | 0 | 0 | 0
2016-12-26 13:00 | 0 | 0 | 0 | 0 | 660281.6959 | 0 | 386382 | 0 | 0 | 0 | 0 | 259533.218 | 2542867.5634 | 0 | 0 | 0 | 0 | 0 | 0 | 0 | 0 | 0 | 0 | 0 | 0 | 0 | 0 | 0 | 0 | 259533.218 | 14366.478 | 0 | 0 | 0 | 0 | 0 | 0 | 0 | 0 | 0 | 0 | 0 | 0 | 0 | 0 | 0
2016-12-26 14:00 | 0 | 0 | 0 | 0 | 623400.6731 | 38895.5449 | 402763 | 0 | 0 | 0 | 0 | 519066.4359 | 2542867.5634 | 0 | 0 | 0 | 0 | 0 | 0 | 0 | 0 | 0 | 0 | 0 | 0 | 0 | 0 | 0 | 0 | 259533.218 | 0 | 0 | 0 | 0 | 0 | 0 | 0 | 0 | 0 | 0 | 0 | 0 | 0 | 0 | 0 | 0
2016-12-26 15:00 | 0 | 0 | 0 | 0 | 225914.993 | 463679.703 | 415695 | 0 | 0 | 0 | 0 | 778599.6539 | 2557234.0413 | 0 | 0 | 0 | 0 | 0 | 0 | 0 | 0 | 0 | 0 | 0 | 0 | 0 | 0 | 0 | 0 | 259533.218 | 14366.478 | 0 | 0 | 0 | 0 | 0 | 0 | 0 | 0 | 0 | 0 | 0 | 0 | 0 | 0 | 0
2016-12-26 16:00 | 0 | 0 | 0 | 0 | 58168.541 | 639359.155 | 423628 | 0 | 0 | 0 | 0 | 1038132.8719 | 2571600.5193 | 0 | 0 | 0 | 0 | 0 | 0 | 0 | 0 | 0 | 0 | 0 | 0 | 0 | 0 | 0 | 0 | 259533.218 | 14366.478 | 0 | 0 | 0 | 0 | 0 | 0 | 0 | 0 | 0 | 0 | 0 | 0 | 0 | 0 | 0
2016-12-26 17:00 | 0 | 0 | 0 | 0 | 0 | 629309.865 | 425977 | 0 | 0 | 0 | 0 | 1241465.7369 | 2571600.5193 | 0 | 0 | 0 | 0 | 0 | 0 | 0 | 0 | 0 | 0 | 0 | 0 | 0 | 0 | 0 | 0 | 203332.865 | 0 | 0 | 0 | 0 | 0 | 0 | 0 | 0 | 0 | 0 | 0 | 0 | 0 | 0 | 0 | 0
2016-12-26 18:00 | 0 | 0 | 0 | 0 | 0 | 588229.669 | 424365 | 0 | 0 | 0 | 0 | 1390963.9279 | 2585966.9973 | 0 | 0 | 0 | 0 | 0 | 0 | 0 | 0 | 0 | 0 | 0 | 0 | 0 | 0 | 0 | 0 | 149498.191 | 14366.478 | 0 | 0 | 0 | 0 | 0 | 0 | 0 | 0 | 0 | 0 | 0 | 0 | 0 | 0 | 0
2016-12-26 19:00 | 0 | 0 | 0 | 0 | 110907.8649 | 570029.353 | 421404 | 0 | 0 | 0 | 0 | 1650497.1458 | 2585966.9973 | 0 | 0 | 0 | 0 | 0 | 0 | 0 | 0 | 0 | 0 | 0 | 0 | 0 | 0 | 0 | 0 | 259533.218 | 0 | 0 | 0 | 0 | 0 | 0 | 0 | 0 | 0 | 0 | 0 | 0 | 0 | 0 | 0 | 0
2016-12-26 20:00 | 0 | 0 | 0 | 0 | 0 | 589708.9947 | 419521 | 0 | 0 | 0 | 0 | 1806318.6626 | 2600333.4753 | 0 | 0 | 0 | 0 | 0 | 0 | 0 | 0 | 0 | 0 | 0 | 0 | 0 | 0 | 0 | 0 | 155821.5167 | 14366.478 | 0 | 0 | 0 | 0 | 0 | 0 | 0 | 0 | 0 | 0 | 0 | 0 | 0 | 0 | 0
2016-12-26 21:00 | 0 | 0 | 0 | 0 | 64160.8345 | 619124.3835 | 423752 | 0 | 0 | 0 | 0 | 2065851.8805 | 2600333.4753 | 0 | 0 | 0 | 0 | 0 | 0 | 0 | 0 | 0 | 0 | 0 | 0 | 0 | 0 | 0 | 0 | 259533.218 | 0 | 0 | 0 | 0 | 0 | 0 | 0 | 0 | 0 | 0 | 0 | 0 | 0 | 0 | 0 | 0
2016-12-26 22:00 | 0 | 0 | 0 | 0 | 0 | 538259.6854 | 436949 | 0 | 0 | 0 | 0 | 2152796.088 | 2614699.9533 | 0 | 0 | 0 | 0 | 0 | 0 | 0 | 0 | 0 | 0 | 0 | 0 | 0 | 0 | 0 | 0 | 86944.2075 | 14366.478 | 0 | 0 | 0 | 0 | 0 | 0 | 0 | 0 | 0 | 0 | 0 | 0 | 0 | 0 | 0
2016-12-26 23:00 | 0 | 0 | 0 | 0 | 0 | 192302.4775 | 451101 | 0 | 0 | 0 | 0 | 1893997.5655 | 2614699.9533 | 0 | 0 | 0 | 0 | 0 | 0 | 0 | 0 | 0 | 0 | 0 | 0 | 0 | 0 | 0 | 0 | -258798.5225 | 0 | 0 | 0 | 0 | 0 | 0 | 0 | 0 | 0 | 0 | 0 | 0 | 0 | 0 | 0 | 0
2016-12-27 | 0 | 0 | 0 | 0 | 195981.6956 | 1667.0864 | 457182 | 0 | 0 | 0 | 0 | 1634464.3475 | 2614699.9533 | 0 | 0 | 0 | 0 | 0 | 0 | 0 | 0 | 0 | 0 | 0 | 0 | 0 | 0 | 0 | 0 | -259533.218 | 0 | 0 | 0 | 0 | 0 | 0 | 0 | 0 | 0 | 0 | 0 | 0 | 0 | 0 | 0 | 0
2016-12-27 01:00 | 0 | 0 | 0 | 0 | 643666.0504 | 0 | 456649 | 0 | 0 | 0 | 0 | 1807114.9199 | 2629066.4312 | 0 | 0 | 0 | 0 | 0 | 0 | 0 | 0 | 0 | 0 | 0 | 0 | 0 | 0 | 0 | 0 | 172650.5724 | 14366.478 | 0 | 0 | 0 | 0 | 0 | 0 | 0 | 0 | 0 | 0 | 0 | 0 | 0 | 0 | 0
2016-12-27 02:00 | 0 | 0 | 0 | 0 | 185995.782 | 0 | 445529 | 0 | 0 | 0 | 0 | 1547581.702 | 2629066.4312 | 0 | 0 | 0 | 0 | 0 | 0 | 0 | 0 | 0 | 0 | 0 | 0 | 0 | 0 | 0 | 0 | -259533.218 | 0 | 0 | 0 | 0 | 0 | 0 | 0 | 0 | 0 | 0 | 0 | 0 | 0 | 0 | 0 | 0
2016-12-27 03:00 | 0 | 0 | 0 | 0 | 183645.26 | 0 | 428812 | 0 | 0 | 0 | 0 | 1288048.484 | 2643432.9092 | 0 | 0 | 0 | 0 | 0 | 0 | 0 | 0 | 0 | 0 | 0 | 0 | 0 | 0 | 0 | 0 | -259533.218 | 14366.478 | 0 | 0 | 0 | 0 | 0 | 0 | 0 | 0 | 0 | 0 | 0 | 0 | 0 | 0 | 0
2016-12-27 04:00 | 0 | 0 | 0 | 0 | 637214.7214 | 0 | 407088 | 0 | 0 | 0 | 0 | 1503808.7274 | 2657799.3872 | 0 | 0 | 0 | 0 | 0 | 0 | 0 | 0 | 0 | 0 | 0 | 0 | 0 | 0 | 0 | 0 | 215760.2434 | 14366.478 | 0 | 0 | 0 | 0 | 0 | 0 | 0 | 0 | 0 | 0 | 0 | 0 | 0 | 0 | 0
2016-12-27 05:00 | 0 | 0 | 0 | 0 | 127460.782 | 0 | 386994 | 0 | 0 | 0 | 0 | 1244275.5094 | 2657799.3872 | 0 | 0 | 0 | 0 | 0 | 0 | 0 | 0 | 0 | 0 | 0 | 0 | 0 | 0 | 0 | 0 | -259533.218 | 0 | 0 | 0 | 0 | 0 | 0 | 0 | 0 | 0 | 0 | 0 | 0 | 0 | 0 | 0 | 0
2016-12-27 06:00 | 0 | 0 | 0 | 0 | 111306.782 | 0 | 370840 | 0 | 0 | 0 | 0 | 984742.2915 | 2657799.3872 | 0 | 0 | 0 | 0 | 0 | 0 | 0 | 0 | 0 | 0 | 0 | 0 | 0 | 0 | 0 | 0 | -259533.218 | 0 | 0 | 0 | 0 | 0 | 0 | 0 | 0 | 0 | 0 | 0 | 0 | 0 | 0 | 0 | 0
2016-12-27 07:00 | 0 | 0 | 0 | 0 | 621672.1346 | 0 | 360758 | 0 | 0 | 0 | 0 | 1231289.948 | 2672165.8652 | 0 | 0 | 0 | 0 | 0 | 0 | 0 | 0 | 0 | 0 | 0 | 0 | 0 | 0 | 0 | 0 | 246547.6566 | 14366.478 | 0 | 0 | 0 | 0 | 0 | 0 | 0 | 0 | 0 | 0 | 0 | 0 | 0 | 0 | 0
2016-12-27 08:00 | 0 | 0 | 0 | 0 | 96115.782 | 0 | 355649 | 0 | 0 | 0 | 0 | 971756.7301 | 2672165.8652 | 0 | 0 | 0 | 0 | 0 | 0 | 0 | 0 | 0 | 0 | 0 | 0 | 0 | 0 | 0 | 0 | -259533.218 | 0 | 0 | 0 | 0 | 0 | 0 | 0 | 0 | 0 | 0 | 0 | 0 | 0 | 0 | 0 | 0
2016-12-27 09:00 | 0 | 0 | 0 | 0 | 110027.26 | 0 | 355194 | 0 | 0 | 0 | 0 | 712223.5121 | 2686532.3432 | 0 | 0 | 0 | 0 | 0 | 0 | 0 | 0 | 0 | 0 | 0 | 0 | 0 | 0 | 0 | 0 | -259533.218 | 14366.478 | 0 | 0 | 0 | 0 | 0 | 0 | 0 | 0 | 0 | 0 | 0 | 0 | 0 | 0 | 0
2016-12-27 10:00 | 0 | 0 | 0 | 0 | 527428.2688 | 0 | 363773 | 0 | 0 | 0 | 0 | 861512.3029 | 2700898.8212 | 0 | 0 | 0 | 0 | 0 | 0 | 0 | 0 | 0 | 0 | 0 | 0 | 0 | 0 | 0 | 0 | 149288.7908 | 14366.478 | 0 | 0 | 0 | 0 | 0 | 0 | 0 | 0 | 0 | 0 | 0 | 0 | 0 | 0 | 0
2016-12-27 11:00 | 0 | 0 | 0 | 0 | 122350.782 | 0 | 381884 | 0 | 0 | 0 | 0 | 601979.085 | 2700898.8212 | 0 | 0 | 0 | 0 | 0 | 0 | 0 | 0 | 0 | 0 | 0 | 0 | 0 | 0 | 0 | 0 | -259533.218 | 0 | 0 | 0 | 0 | 0 | 0 | 0 | 0 | 0 | 0 | 0 | 0 | 0 | 0 | 0 | 0
2016-12-27 12:00 | 0 | 0 | 0 | 0 | 492574.072 | 0 | 404862 | 0 | 0 | 0 | 0 | 675324.6789 | 2715265.2991 | 0 | 0 | 0 | 0 | 0 | 0 | 0 | 0 | 0 | 0 | 0 | 0 | 0 | 0 | 0 | 0 | 73345.594 | 14366.478 | 0 | 0 | 0 | 0 | 0 | 0 | 0 | 0 | 0 | 0 | 0 | 0 | 0 | 0 | 0
2016-12-27 13:00 | 0 | 0 | 0 | 0 | 491944.4423 | 0 | 423598 | 0 | 0 | 0 | 0 | 729304.6433 | 2729631.7771 | 0 | 0 | 0 | 0 | 0 | 0 | 0 | 0 | 0 | 0 | 0 | 0 | 0 | 0 | 0 | 0 | 53979.9643 | 14366.478 | 0 | 0 | 0 | 0 | 0 | 0 | 0 | 0 | 0 | 0 | 0 | 0 | 0 | 0 | 0
2016-12-27 14:00 | 0 | 0 | 0 | 0 | 113776.2895 | 79187.9705 | 438131 | 0 | 0 | 0 | 0 | 469771.4253 | 2743998.2551 | 0 | 0 | 0 | 0 | 0 | 0 | 0 | 0 | 0 | 0 | 0 | 0 | 0 | 0 | 0 | 0 | -259533.218 | 14366.478 | 0 | 0 | 0 | 0 | 0 | 0 | 0 | 0 | 0 | 0 | 0 | 0 | 0 | 0 | 0
2016-12-27 15:00 | 0 | 0 | 0 | 0 | 0 | 443331.8611 | 446838 | 0 | 0 | 0 | 0 | 466265.2864 | 2743998.2551 | 0 | 0 | 0 | 0 | 0 | 0 | 0 | 0 | 0 | 0 | 0 | 0 | 0 | 0 | 0 | 0 | -3506.1389 | 0 | 0 | 0 | 0 | 0 | 0 | 0 | 0 | 0 | 0 | 0 | 0 | 0 | 0 | 0 | 0
2016-12-27 16:00 | 0 | 0 | 0 | 0 | 124989.5664 | 598617.1295 | 449707 | 0 | 0 | 0 | 0 | 725798.5044 | 2758364.7331 | 0 | 0 | 0 | 0 | 0 | 0 | 0 | 0 | 0 | 0 | 0 | 0 | 0 | 0 | 0 | 0 | 259533.218 | 14366.478 | 0 | 0 | 0 | 0 | 0 | 0 | 0 | 0 | 0 | 0 | 0 | 0 | 0 | 0 | 0
2016-12-27 17:00 | 0 | 0 | 0 | 0 | 0 | 602374.4224 | 447435 | 0 | 0 | 0 | 0 | 880737.9268 | 2758364.7331 | 0 | 0 | 0 | 0 | 0 | 0 | 0 | 0 | 0 | 0 | 0 | 0 | 0 | 0 | 0 | 0 | 154939.4224 | 0 | 0 | 0 | 0 | 0 | 0 | 0 | 0 | 0 | 0 | 0 | 0 | 0 | 0 | 0 | 0
2016-12-27 18:00 | 0 | 0 | 0 | 0 | 0 | 563018.2523 | 443791 | 0 | 0 | 0 | 0 | 985598.7011 | 2772731.2111 | 0 | 0 | 0 | 0 | 0 | 0 | 0 | 0 | 0 | 0 | 0 | 0 | 0 | 0 | 0 | 0 | 104860.7743 | 14366.478 | 0 | 0 | 0 | 0 | 0 | 0 | 0 | 0 | 0 | 0 | 0 | 0 | 0 | 0 | 0
2016-12-27 19:00 | 0 | 0 | 0 | 0 | 157267.4844 | 542572.7335 | 440307 | 0 | 0 | 0 | 0 | 1245131.9191 | 2772731.2111 | 0 | 0 | 0 | 0 | 0 | 0 | 0 | 0 | 0 | 0 | 0 | 0 | 0 | 0 | 0 | 0 | 259533.218 | 0 | 0 | 0 | 0 | 0 | 0 | 0 | 0 | 0 | 0 | 0 | 0 | 0 | 0 | 0 | 0
2016-12-27 20:00 | 0 | 0 | 0 | 0 | 140632.0086 | 557707.2094 | 438806 | 0 | 0 | 0 | 0 | 1504665.1371 | 2772731.2111 | 0 | 0 | 0 | 0 | 0 | 0 | 0 | 0 | 0 | 0 | 0 | 0 | 0 | 0 | 0 | 0 | 259533.218 | 0 | 0 | 0 | 0 | 0 | 0 | 0 | 0 | 0 | 0 | 0 | 0 | 0 | 0 | 0 | 0
2016-12-27 21:00 | 0 | 0 | 0 | 0 | 0 | 582300.4483 | 441567 | 0 | 0 | 0 | 0 | 1645398.5853 | 2772731.2111 | 0 | 0 | 0 | 0 | 0 | 0 | 0 | 0 | 0 | 0 | 0 | 0 | 0 | 0 | 0 | 0 | 140733.4483 | 0 | 0 | 0 | 0 | 0 | 0 | 0 | 0 | 0 | 0 | 0 | 0 | 0 | 0 | 0 | 0
2016-12-27 22:00 | 0 | 0 | 0 | 0 | 0 | 506155.5921 | 455269 | 0 | 0 | 0 | 0 | 1681918.6995 | 2787097.689 | 0 | 0 | 0 | 0 | 0 | 0 | 0 | 0 | 0 | 0 | 0 | 0 | 0 | 0 | 0 | 0 | 36520.1141 | 14366.478 | 0 | 0 | 0 | 0 | 0 | 0 | 0 | 0 | 0 | 0 | 0 | 0 | 0 | 0 | 0
2016-12-27 23:00 | 0 | 0 | 0 | 0 | 14206.8393 | 196524.9428 | 470265 | 0 | 0 | 0 | 0 | 1422385.4815 | 2787097.689 | 0 | 0 | 0 | 0 | 0 | 0 | 0 | 0 | 0 | 0 | 0 | 0 | 0 | 0 | 0 | 0 | -259533.218 | 0 | 0 | 0 | 0 | 0 | 0 | 0 | 0 | 0 | 0 | 0 | 0 | 0 | 0 | 0 | 0
2016-12-28 | 0 | 0 | 0 | 0 | 689603.3489 | 2828.0207 | 475038 | 0 | 0 | 0 | 0 | 1639778.8511 | 2787097.689 | 0 | 0 | 0 | 0 | 0 | 0 | 0 | 0 | 0 | 0 | 0 | 0 | 0 | 0 | 0 | 0 | 217393.3696 | 0 | 0 | 0 | 0 | 0 | 0 | 0 | 0 | 0 | 0 | 0 | 0 | 0 | 0 | 0 | 0
2016-12-28 01:00 | 0 | 0 | 0 | 0 | 228330.26 | 0 | 473497 | 0 | 0 | 0 | 0 | 1380245.6332 | 2801464.167 | 0 | 0 | 0 | 0 | 0 | 0 | 0 | 0 | 0 | 0 | 0 | 0 | 0 | 0 | 0 | 0 | -259533.218 | 14366.478 | 0 | 0 | 0 | 0 | 0 | 0 | 0 | 0 | 0 | 0 | 0 | 0 | 0 | 0 | 0
2016-12-28 02:00 | 0 | 0 | 0 | 0 | 202499.782 | 0 | 462033 | 0 | 0 | 0 | 0 | 1120712.4152 | 2801464.167 | 0 | 0 | 0 | 0 | 0 | 0 | 0 | 0 | 0 | 0 | 0 | 0 | 0 | 0 | 0 | 0 | -259533.218 | 0 | 0 | 0 | 0 | 0 | 0 | 0 | 0 | 0 | 0 | 0 | 0 | 0 | 0 | 0 | 0
2016-12-28 03:00 | 0 | 0 | 0 | 0 | 703309.218 | 0 | 443776 | 0 | 0 | 0 | 0 | 1380245.6332 | 2801464.167 | 0 | 0 | 0 | 0 | 0 | 0 | 0 | 0 | 0 | 0 | 0 | 0 | 0 | 0 | 0 | 0 | 259533.218 | 0 | 0 | 0 | 0 | 0 | 0 | 0 | 0 | 0 | 0 | 0 | 0 | 0 | 0 | 0 | 0
2016-12-28 04:00 | 0 | 0 | 0 | 0 | 177280.26 | 0 | 422447 | 0 | 0 | 0 | 0 | 1120712.4152 | 2815830.645 | 0 | 0 | 0 | 0 | 0 | 0 | 0 | 0 | 0 | 0 | 0 | 0 | 0 | 0 | 0 | 0 | -259533.218 | 14366.478 | 0 | 0 | 0 | 0 | 0 | 0 | 0 | 0 | 0 | 0 | 0 | 0 | 0 | 0 | 0
2016-12-28 05:00 | 0 | 0 | 0 | 0 | 143022.782 | 0 | 402556 | 0 | 0 | 0 | 0 | 861179.1972 | 2815830.645 | 0 | 0 | 0 | 0 | 0 | 0 | 0 | 0 | 0 | 0 | 0 | 0 | 0 | 0 | 0 | 0 | -259533.218 | 0 | 0 | 0 | 0 | 0 | 0 | 0 | 0 | 0 | 0 | 0 | 0 | 0 | 0 | 0 | 0
2016-12-28 06:00 | 0 | 0 | 0 | 0 | 661074.6959 | 0 | 387175 | 0 | 0 | 0 | 0 | 1120712.4152 | 2830197.123 | 0 | 0 | 0 | 0 | 0 | 0 | 0 | 0 | 0 | 0 | 0 | 0 | 0 | 0 | 0 | 0 | 259533.218 | 14366.478 | 0 | 0 | 0 | 0 | 0 | 0 | 0 | 0 | 0 | 0 | 0 | 0 | 0 | 0 | 0
2016-12-28 07:00 | 0 | 0 | 0 | 0 | 132571.26 | 0 | 377738 | 0 | 0 | 0 | 0 | 861179.1972 | 2844563.601 | 0 | 0 | 0 | 0 | 0 | 0 | 0 | 0 | 0 | 0 | 0 | 0 | 0 | 0 | 0 | 0 | -259533.218 | 14366.478 | 0 | 0 | 0 | 0 | 0 | 0 | 0 | 0 | 0 | 0 | 0 | 0 | 0 | 0 | 0
2016-12-28 08:00 | 0 | 0 | 0 | 0 | 113738.782 | 0 | 373272 | 0 | 0 | 0 | 0 | 601645.9793 | 2844563.601 | 0 | 0 | 0 | 0 | 0 | 0 | 0 | 0 | 0 | 0 | 0 | 0 | 0 | 0 | 0 | 0 | -259533.218 | 0 | 0 | 0 | 0 | 0 | 0 | 0 | 0 | 0 | 0 | 0 | 0 | 0 | 0 | 0 | 0
2016-12-28 09:00 | 0 | 0 | 0 | 0 | 634030.218 | 0 | 374497 | 0 | 0 | 0 | 0 | 861179.1972 | 2844563.601 | 0 | 0 | 0 | 0 | 0 | 0 | 0 | 0 | 0 | 0 | 0 | 0 | 0 | 0 | 0 | 0 | 259533.218 | 0 | 0 | 0 | 0 | 0 | 0 | 0 | 0 | 0 | 0 | 0 | 0 | 0 | 0 | 0 | 0
2016-12-28 10:00 | 0 | 0 | 0 | 0 | 139085.26 | 0 | 384252 | 0 | 0 | 0 | 0 | 601645.9793 | 2858930.0789 | 0 | 0 | 0 | 0 | 0 | 0 | 0 | 0 | 0 | 0 | 0 | 0 | 0 | 0 | 0 | 0 | -259533.218 | 14366.478 | 0 | 0 | 0 | 0 | 0 | 0 | 0 | 0 | 0 | 0 | 0 | 0 | 0 | 0 | 0
2016-12-28 11:00 | 0 | 0 | 0 | 0 | 143543.782 | 0 | 403077 | 0 | 0 | 0 | 0 | 342112.7613 | 2858930.0789 | 0 | 0 | 0 | 0 | 0 | 0 | 0 | 0 | 0 | 0 | 0 | 0 | 0 | 0 | 0 | 0 | -259533.218 | 0 | 0 | 0 | 0 | 0 | 0 | 0 | 0 | 0 | 0 | 0 | 0 | 0 | 0 | 0 | 0
2016-12-28 12:00 | 0 | 0 | 0 | 0 | 701240.6959 | 0 | 427341 | 0 | 0 | 0 | 0 | 601645.9793 | 2873296.5569 | 0 | 0 | 0 | 0 | 0 | 0 | 0 | 0 | 0 | 0 | 0 | 0 | 0 | 0 | 0 | 0 | 259533.218 | 14366.478 | 0 | 0 | 0 | 0 | 0 | 0 | 0 | 0 | 0 | 0 | 0 | 0 | 0 | 0 | 0
2016-12-28 13:00 | 0 | 0 | 0 | 0 | 198279.26 | 0 | 443446 | 0 | 0 | 0 | 0 | 342112.7613 | 2887663.0349 | 0 | 0 | 0 | 0 | 0 | 0 | 0 | 0 | 0 | 0 | 0 | 0 | 0 | 0 | 0 | 0 | -259533.218 | 14366.478 | 0 | 0 | 0 | 0 | 0 | 0 | 0 | 0 | 0 | 0 | 0 | 0 | 0 | 0 | 0
2016-12-28 14:00 | 0 | 0 | 0 | 0 | 159619.3008 | 33538.4812 | 452691 | 0 | 0 | 0 | 0 | 82579.5433 | 2887663.0349 | 0 | 0 | 0 | 0 | 0 | 0 | 0 | 0 | 0 | 0 | 0 | 0 | 0 | 0 | 0 | 0 | -259533.218 | 0 | 0 | 0 | 0 | 0 | 0 | 0 | 0 | 0 | 0 | 0 | 0 | 0 | 0 | 0 | 0
2016-12-28 15:00 | 0 | 0 | 0 | 0 | 380816.3305 | 349897.3654 | 456814 | 0 | 0 | 0 | 0 | 342112.7613 | 2902029.5129 | 0 | 0 | 0 | 0 | 0 | 0 | 0 | 0 | 0 | 0 | 0 | 0 | 0 | 0 | 0 | 0 | 259533.218 | 14366.478 | 0 | 0 | 0 | 0 | 0 | 0 | 0 | 0 | 0 | 0 | 0 | 0 | 0 | 0 | 0
2016-12-28 16:00 | 0 | 0 | 0 | 0 | 0 | 542458.662 | 456842 | 0 | 0 | 0 | 0 | 427729.4233 | 2902029.5129 | 0 | 0 | 0 | 0 | 0 | 0 | 0 | 0 | 0 | 0 | 0 | 0 | 0 | 0 | 0 | 0 | 85616.662 | 0 | 0 | 0 | 0 | 0 | 0 | 0 | 0 | 0 | 0 | 0 | 0 | 0 | 0 | 0 | 0
2016-12-28 17:00 | 0 | 0 | 0 | 0 | 161933.9537 | 565424.7423 | 453459 | 0 | 0 | 0 | 0 | 687262.6413 | 2916395.9909 | 0 | 0 | 0 | 0 | 0 | 0 | 0 | 0 | 0 | 0 | 0 | 0 | 0 | 0 | 0 | 0 | 259533.218 | 14366.478 | 0 | 0 | 0 | 0 | 0 | 0 | 0 | 0 | 0 | 0 | 0 | 0 | 0 | 0 | 0
2016-12-28 18:00 | 0 | 0 | 0 | 0 | 177402.3697 | 531842.8483 | 449712 | 0 | 0 | 0 | 0 | 946795.8592 | 2916395.9909 | 0 | 0 | 0 | 0 | 0 | 0 | 0 | 0 | 0 | 0 | 0 | 0 | 0 | 0 | 0 | 0 | 259533.218 | 0 | 0 | 0 | 0 | 0 | 0 | 0 | 0 | 0 | 0 | 0 | 0 | 0 | 0 | 0 | 0
2016-12-28 19:00 | 0 | 0 | 0 | 0 | 0 | 516091.9257 | 446431 | 0 | 0 | 0 | 0 | 1016456.7849 | 2916395.9909 | 0 | 0 | 0 | 0 | 0 | 0 | 0 | 0 | 0 | 0 | 0 | 0 | 0 | 0 | 0 | 0 | 69660.9257 | 0 | 0 | 0 | 0 | 0 | 0 | 0 | 0 | 0 | 0 | 0 | 0 | 0 | 0 | 0 | 0
2016-12-28 20:00 | 0 | 0 | 0 | 0 | 0 | 532777.8303 | 444718 | 0 | 0 | 0 | 0 | 1090150.1372 | 2930762.4689 | 0 | 0 | 0 | 0 | 0 | 0 | 0 | 0 | 0 | 0 | 0 | 0 | 0 | 0 | 0 | 0 | 73693.3523 | 14366.478 | 0 | 0 | 0 | 0 | 0 | 0 | 0 | 0 | 0 | 0 | 0 | 0 | 0 | 0 | 0
2016-12-28 21:00 | 0 | 0 | 0 | 0 | 153236.5218 | 554926.6962 | 448630 | 0 | 0 | 0 | 0 | 1349683.3552 | 2930762.4689 | 0 | 0 | 0 | 0 | 0 | 0 | 0 | 0 | 0 | 0 | 0 | 0 | 0 | 0 | 0 | 0 | 259533.218 | 0 | 0 | 0 | 0 | 0 | 0 | 0 | 0 | 0 | 0 | 0 | 0 | 0 | 0 | 0 | 0
2016-12-28 22:00 | 0 | 0 | 0 | 0 | 0 | 483115.8838 | 463782 | 0 | 0 | 0 | 0 | 1369017.239 | 2930762.4689 | 0 | 0 | 0 | 0 | 0 | 0 | 0 | 0 | 0 | 0 | 0 | 0 | 0 | 0 | 0 | 0 | 19333.8838 | 0 | 0 | 0 | 0 | 0 | 0 | 0 | 0 | 0 | 0 | 0 | 0 | 0 | 0 | 0 | 0
2016-12-28 23:00 | 0 | 0 | 0 | 0 | 35189.7814 | 197149.4786 | 477506 | 0 | 0 | 0 | 0 | 1109484.021 | 2945128.9468 | 0 | 0 | 0 | 0 | 0 | 0 | 0 | 0 | 0 | 0 | 0 | 0 | 0 | 0 | 0 | 0 | -259533.218 | 14366.478 | 0 | 0 | 0 | 0 | 0 | 0 | 0 | 0 | 0 | 0 | 0 | 0 | 0 | 0 | 0
2016-12-29 | 0 | 0 | 0 | 0 | 219834.5642 | 1727.2179 | 481095 | 0 | 0 | 0 | 0 | 849950.803 | 2945128.9468 | 0 | 0 | 0 | 0 | 0 | 0 | 0 | 0 | 0 | 0 | 0 | 0 | 0 | 0 | 0 | 0 | -259533.218 | 0 | 0 | 0 | 0 | 0 | 0 | 0 | 0 | 0 | 0 | 0 | 0 | 0 | 0 | 0 | 0
2016-12-29 01:00 | 0 | 0 | 0 | 0 | 753307.6959 | 0 | 479408 | 0 | 0 | 0 | 0 | 1109484.021 | 2959495.4248 | 0 | 0 | 0 | 0 | 0 | 0 | 0 | 0 | 0 | 0 | 0 | 0 | 0 | 0 | 0 | 0 | 259533.218 | 14366.478 | 0 | 0 | 0 | 0 | 0 | 0 | 0 | 0 | 0 | 0 | 0 | 0 | 0 | 0 | 0
2016-12-29 02:00 | 0 | 0 | 0 | 0 | 222999.26 | 0 | 468166 | 0 | 0 | 0 | 0 | 849950.803 | 2973861.9028 | 0 | 0 | 0 | 0 | 0 | 0 | 0 | 0 | 0 | 0 | 0 | 0 | 0 | 0 | 0 | 0 | -259533.218 | 14366.478 | 0 | 0 | 0 | 0 | 0 | 0 | 0 | 0 | 0 | 0 | 0 | 0 | 0 | 0 | 0
2016-12-29 03:00 | 0 | 0 | 0 | 0 | 189444.782 | 0 | 448978 | 0 | 0 | 0 | 0 | 590417.5851 | 2973861.9028 | 0 | 0 | 0 | 0 | 0 | 0 | 0 | 0 | 0 | 0 | 0 | 0 | 0 | 0 | 0 | 0 | -259533.218 | 0 | 0 | 0 | 0 | 0 | 0 | 0 | 0 | 0 | 0 | 0 | 0 | 0 | 0 | 0 | 0
2016-12-29 04:00 | 0 | 0 | 0 | 0 | 686282.218 | 0 | 426749 | 0 | 0 | 0 | 0 | 849950.803 | 2973861.9028 | 0 | 0 | 0 | 0 | 0 | 0 | 0 | 0 | 0 | 0 | 0 | 0 | 0 | 0 | 0 | 0 | 259533.218 | 0 | 0 | 0 | 0 | 0 | 0 | 0 | 0 | 0 | 0 | 0 | 0 | 0 | 0 | 0 | 0
2016-12-29 05:00 | 0 | 0 | 0 | 0 | 162195.26 | 0 | 407362 | 0 | 0 | 0 | 0 | 590417.5851 | 2988228.3808 | 0 | 0 | 0 | 0 | 0 | 0 | 0 | 0 | 0 | 0 | 0 | 0 | 0 | 0 | 0 | 0 | -259533.218 | 14366.478 | 0 | 0 | 0 | 0 | 0 | 0 | 0 | 0 | 0 | 0 | 0 | 0 | 0 | 0 | 0
2016-12-29 06:00 | 0 | 0 | 0 | 0 | 132416.782 | 0 | 391950 | 0 | 0 | 0 | 0 | 330884.3671 | 2988228.3808 | 0 | 0 | 0 | 0 | 0 | 0 | 0 | 0 | 0 | 0 | 0 | 0 | 0 | 0 | 0 | 0 | -259533.218 | 0 | 0 | 0 | 0 | 0 | 0 | 0 | 0 | 0 | 0 | 0 | 0 | 0 | 0 | 0 | 0
2016-12-29 07:00 | 0 | 0 | 0 | 0 | 640452.218 | 0 | 380919 | 0 | 0 | 0 | 0 | 590417.5851 | 2988228.3808 | 0 | 0 | 0 | 0 | 0 | 0 | 0 | 0 | 0 | 0 | 0 | 0 | 0 | 0 | 0 | 0 | 259533.218 | 0 | 0 | 0 | 0 | 0 | 0 | 0 | 0 | 0 | 0 | 0 | 0 | 0 | 0 | 0 | 0
2016-12-29 08:00 | 0 | 0 | 0 | 0 | 129797.26 | 0 | 374964 | 0 | 0 | 0 | 0 | 330884.3671 | 3002594.8588 | 0 | 0 | 0 | 0 | 0 | 0 | 0 | 0 | 0 | 0 | 0 | 0 | 0 | 0 | 0 | 0 | -259533.218 | 14366.478 | 0 | 0 | 0 | 0 | 0 | 0 | 0 | 0 | 0 | 0 | 0 | 0 | 0 | 0 | 0
2016-12-29 09:00 | 0 | 0 | 0 | 0 | 116144.782 | 0 | 375678 | 0 | 0 | 0 | 0 | 71351.1491 | 3002594.8588 | 0 | 0 | 0 | 0 | 0 | 0 | 0 | 0 | 0 | 0 | 0 | 0 | 0 | 0 | 0 | 0 | -259533.218 | 0 | 0 | 0 | 0 | 0 | 0 | 0 | 0 | 0 | 0 | 0 | 0 | 0 | 0 | 0 | 0
2016-12-29 10:00 | 0 | 0 | 0 | 0 | 657192.6959 | 0 | 383293 | 0 | 0 | 0 | 0 | 330884.3671 | 3016961.3367 | 0 | 0 | 0 | 0 | 0 | 0 | 0 | 0 | 0 | 0 | 0 | 0 | 0 | 0 | 0 | 0 | 259533.218 | 14366.478 | 0 | 0 | 0 | 0 | 0 | 0 | 0 | 0 | 0 | 0 | 0 | 0 | 0 | 0 | 0
2016-12-29 11:00 | 0 | 0 | 0 | 0 | 155100.26 | 0 | 400267 | 0 | 0 | 0 | 0 | 71351.1491 | 3031327.8147 | 0 | 0 | 0 | 0 | 0 | 0 | 0 | 0 | 0 | 0 | 0 | 0 | 0 | 0 | 0 | 0 | -259533.218 | 14366.478 | 0 | 0 | 0 | 0 | 0 | 0 | 0 | 0 | 0 | 0 | 0 | 0 | 0 | 0 | 0
2016-12-29 12:00 | 0 | 0 | 0 | 0 | 682356.218 | 0 | 422823 | 0 | 0 | 0 | 0 | 330884.3671 | 3031327.8147 | 0 | 0 | 0 | 0 | 0 | 0 | 0 | 0 | 0 | 0 | 0 | 0 | 0 | 0 | 0 | 0 | 259533.218 | 0 | 0 | 0 | 0 | 0 | 0 | 0 | 0 | 0 | 0 | 0 | 0 | 0 | 0 | 0 | 0
2016-12-29 13:00 | 0 | 0 | 0 | 0 | 699245.218 | 0 | 439712 | 0 | 0 | 0 | 0 | 590417.5851 | 3031327.8147 | 0 | 0 | 0 | 0 | 0 | 0 | 0 | 0 | 0 | 0 | 0 | 0 | 0 | 0 | 0 | 0 | 259533.218 | 0 | 0 | 0 | 0 | 0 | 0 | 0 | 0 | 0 | 0 | 0 | 0 | 0 | 0 | 0 | 0
2016-12-29 14:00 | 0 | 0 | 0 | 0 | 151223.3079 | 55546.9521 | 451937 | 0 | 0 | 0 | 0 | 330884.3671 | 3045694.2927 | 0 | 0 | 0 | 0 | 0 | 0 | 0 | 0 | 0 | 0 | 0 | 0 | 0 | 0 | 0 | 0 | -259533.218 | 14366.478 | 0 | 0 | 0 | 0 | 0 | 0 | 0 | 0 | 0 | 0 | 0 | 0 | 0 | 0 | 0
2016-12-29 15:00 | 0 | 0 | 0 | 0 | 354964.9213 | 362974.2967 | 458406 | 0 | 0 | 0 | 0 | 590417.5851 | 3045694.2927 | 0 | 0 | 0 | 0 | 0 | 0 | 0 | 0 | 0 | 0 | 0 | 0 | 0 | 0 | 0 | 0 | 259533.218 | 0 | 0 | 0 | 0 | 0 | 0 | 0 | 0 | 0 | 0 | 0 | 0 | 0 | 0 | 0 | 0
2016-12-29 16:00 | 0 | 0 | 0 | 0 | 206135.6063 | 527406.0897 | 459642 | 0 | 0 | 0 | 0 | 849950.803 | 3060060.7707 | 0 | 0 | 0 | 0 | 0 | 0 | 0 | 0 | 0 | 0 | 0 | 0 | 0 | 0 | 0 | 0 | 259533.218 | 14366.478 | 0 | 0 | 0 | 0 | 0 | 0 | 0 | 0 | 0 | 0 | 0 | 0 | 0 | 0 | 0
2016-12-29 17:00 | 0 | 0 | 0 | 0 | 0 | 540221.8174 | 457177 | 0 | 0 | 0 | 0 | 918629.1425 | 3074427.2487 | 0 | 0 | 0 | 0 | 0 | 0 | 0 | 0 | 0 | 0 | 0 | 0 | 0 | 0 | 0 | 0 | 68678.3395 | 14366.478 | 0 | 0 | 0 | 0 | 0 | 0 | 0 | 0 | 0 | 0 | 0 | 0 | 0 | 0 | 0
2016-12-29 18:00 | 0 | 0 | 0 | 0 | 203092.605 | 509853.6129 | 453413 | 0 | 0 | 0 | 0 | 1178162.3605 | 3074427.2487 | 0 | 0 | 0 | 0 | 0 | 0 | 0 | 0 | 0 | 0 | 0 | 0 | 0 | 0 | 0 | 0 | 259533.218 | 0 | 0 | 0 | 0 | 0 | 0 | 0 | 0 | 0 | 0 | 0 | 0 | 0 | 0 | 0 | 0
2016-12-29 19:00 | 0 | 0 | 0 | 0 | 231562.3713 | 490925.3246 | 448588 | 0 | 0 | 0 | 0 | 1437695.5784 | 3088793.7267 | 0 | 0 | 0 | 0 | 0 | 0 | 0 | 0 | 0 | 0 | 0 | 0 | 0 | 0 | 0 | 0 | 259533.218 | 14366.478 | 0 | 0 | 0 | 0 | 0 | 0 | 0 | 0 | 0 | 0 | 0 | 0 | 0 | 0 | 0
2016-12-29 20:00 | 0 | 0 | 0 | 0 | 0 | 491190.4738 | 445166 | 0 | 0 | 0 | 0 | 1469353.5742 | 3103160.2046 | 0 | 0 | 0 | 0 | 0 | 0 | 0 | 0 | 0 | 0 | 0 | 0 | 0 | 0 | 0 | 0 | 31657.9958 | 14366.478 | 0 | 0 | 0 | 0 | 0 | 0 | 0 | 0 | 0 | 0 | 0 | 0 | 0 | 0 | 0
2016-12-29 21:00 | 0 | 0 | 0 | 0 | 0 | 508346.5474 | 448553 | 0 | 0 | 0 | 0 | 1529147.1216 | 3103160.2046 | 0 | 0 | 0 | 0 | 0 | 0 | 0 | 0 | 0 | 0 | 0 | 0 | 0 | 0 | 0 | 0 | 59793.5474 | 0 | 0 | 0 | 0 | 0 | 0 | 0 | 0 | 0 | 0 | 0 | 0 | 0 | 0 | 0 | 0
2016-12-29 22:00 | 0 | 0 | 0 | 0 | 297154.1232 | 426280.0947 | 463901 | 0 | 0 | 0 | 0 | 1788680.3396 | 3103160.2046 | 0 | 0 | 0 | 0 | 0 | 0 | 0 | 0 | 0 | 0 | 0 | 0 | 0 | 0 | 0 | 0 | 259533.218 | 0 | 0 | 0 | 0 | 0 | 0 | 0 | 0 | 0 | 0 | 0 | 0 | 0 | 0 | 0 | 0
2016-12-29 23:00 | 0 | 0 | 0 | 0 | 59325.4155 | 176103.8445 | 480596 | 0 | 0 | 0 | 0 | 1529147.1216 | 3117526.6826 | 0 | 0 | 0 | 0 | 0 | 0 | 0 | 0 | 0 | 0 | 0 | 0 | 0 | 0 | 0 | 0 | -259533.218 | 14366.478 | 0 | 0 | 0 | 0 | 0 | 0 | 0 | 0 | 0 | 0 | 0 | 0 | 0 | 0 | 0
2016-12-30 | 0 | 0 | 0 | 0 | 225652.6062 | 1685.1759 | 486871 | 0 | 0 | 0 | 0 | 1269613.9036 | 3117526.6826 | 0 | 0 | 0 | 0 | 0 | 0 | 0 | 0 | 0 | 0 | 0 | 0 | 0 | 0 | 0 | 0 | -259533.218 | 0 | 0 | 0 | 0 | 0 | 0 | 0 | 0 | 0 | 0 | 0 | 0 | 0 | 0 | 0 | 0
2016-12-30 01:00 | 0 | 0 | 0 | 0 | 614687.0447 | 0 | 487082 | 0 | 0 | 0 | 0 | 1382852.4704 | 3131893.1606 | 0 | 0 | 0 | 0 | 0 | 0 | 0 | 0 | 0 | 0 | 0 | 0 | 0 | 0 | 0 | 0 | 113238.5667 | 14366.478 | 0 | 0 | 0 | 0 | 0 | 0 | 0 | 0 | 0 | 0 | 0 | 0 | 0 | 0 | 0
2016-12-30 02:00 | 0 | 0 | 0 | 0 | 217460.782 | 0 | 476994 | 0 | 0 | 0 | 0 | 1123319.2524 | 3131893.1606 | 0 | 0 | 0 | 0 | 0 | 0 | 0 | 0 | 0 | 0 | 0 | 0 | 0 | 0 | 0 | 0 | -259533.218 | 0 | 0 | 0 | 0 | 0 | 0 | 0 | 0 | 0 | 0 | 0 | 0 | 0 | 0 | 0 | 0
2016-12-30 03:00 | 0 | 0 | 0 | 0 | 214963.26 | 0 | 460130 | 0 | 0 | 0 | 0 | 863786.0344 | 3146259.6386 | 0 | 0 | 0 | 0 | 0 | 0 | 0 | 0 | 0 | 0 | 0 | 0 | 0 | 0 | 0 | 0 | -259533.218 | 14366.478 | 0 | 0 | 0 | 0 | 0 | 0 | 0 | 0 | 0 | 0 | 0 | 0 | 0 | 0 | 0
2016-12-30 04:00 | 0 | 0 | 0 | 0 | 639877.132 | 0 | 439914 | 0 | 0 | 0 | 0 | 1063749.1664 | 3146259.6386 | 0 | 0 | 0 | 0 | 0 | 0 | 0 | 0 | 0 | 0 | 0 | 0 | 0 | 0 | 0 | 0 | 199963.132 | 0 | 0 | 0 | 0 | 0 | 0 | 0 | 0 | 0 | 0 | 0 | 0 | 0 | 0 | 0 | 0
2016-12-30 05:00 | 0 | 0 | 0 | 0 | 176736.26 | 0 | 421903 | 0 | 0 | 0 | 0 | 804215.9484 | 3160626.1166 | 0 | 0 | 0 | 0 | 0 | 0 | 0 | 0 | 0 | 0 | 0 | 0 | 0 | 0 | 0 | 0 | -259533.218 | 14366.478 | 0 | 0 | 0 | 0 | 0 | 0 | 0 | 0 | 0 | 0 | 0 | 0 | 0 | 0 | 0
2016-12-30 06:00 | 0 | 0 | 0 | 0 | 147557.782 | 0 | 407091 | 0 | 0 | 0 | 0 | 544682.7304 | 3160626.1166 | 0 | 0 | 0 | 0 | 0 | 0 | 0 | 0 | 0 | 0 | 0 | 0 | 0 | 0 | 0 | 0 | -259533.218 | 0 | 0 | 0 | 0 | 0 | 0 | 0 | 0 | 0 | 0 | 0 | 0 | 0 | 0 | 0 | 0
2016-12-30 07:00 | 0 | 0 | 0 | 0 | 630104.5231 | 0 | 398686 | 0 | 0 | 0 | 0 | 761734.7755 | 3174992.5945 | 0 | 0 | 0 | 0 | 0 | 0 | 0 | 0 | 0 | 0 | 0 | 0 | 0 | 0 | 0 | 0 | 217052.0451 | 14366.478 | 0 | 0 | 0 | 0 | 0 | 0 | 0 | 0 | 0 | 0 | 0 | 0 | 0 | 0 | 0
2016-12-30 08:00 | 0 | 0 | 0 | 0 | 134895.782 | 0 | 394429 | 0 | 0 | 0 | 0 | 502201.5576 | 3174992.5945 | 0 | 0 | 0 | 0 | 0 | 0 | 0 | 0 | 0 | 0 | 0 | 0 | 0 | 0 | 0 | 0 | -259533.218 | 0 | 0 | 0 | 0 | 0 | 0 | 0 | 0 | 0 | 0 | 0 | 0 | 0 | 0 | 0 | 0
2016-12-30 09:00 | 0 | 0 | 0 | 0 | 621791.6457 | 0 | 396327 | 0 | 0 | 0 | 0 | 713299.7253 | 3189359.0725 | 0 | 0 | 0 | 0 | 0 | 0 | 0 | 0 | 0 | 0 | 0 | 0 | 0 | 0 | 0 | 0 | 211098.1678 | 14366.478 | 0 | 0 | 0 | 0 | 0 | 0 | 0 | 0 | 0 | 0 | 0 | 0 | 0 | 0 | 0
2016-12-30 10:00 | 0 | 0 | 0 | 0 | 623771.0287 | 0 | 405523 | 0 | 0 | 0 | 0 | 931547.7541 | 3189359.0725 | 0 | 0 | 0 | 0 | 0 | 0 | 0 | 0 | 0 | 0 | 0 | 0 | 0 | 0 | 0 | 0 | 218248.0287 | 0 | 0 | 0 | 0 | 0 | 0 | 0 | 0 | 0 | 0 | 0 | 0 | 0 | 0 | 0 | 0
2016-12-30 11:00 | 0 | 0 | 0 | 0 | 179978.26 | 0 | 425145 | 0 | 0 | 0 | 0 | 672014.5361 | 3203725.5505 | 0 | 0 | 0 | 0 | 0 | 0 | 0 | 0 | 0 | 0 | 0 | 0 | 0 | 0 | 0 | 0 | -259533.218 | 14366.478 | 0 | 0 | 0 | 0 | 0 | 0 | 0 | 0 | 0 | 0 | 0 | 0 | 0 | 0 | 0
2016-12-30 12:00 | 0 | 0 | 0 | 0 | 202493.26 | 0 | 447660 | 0 | 0 | 0 | 0 | 412481.3181 | 3218092.0285 | 0 | 0 | 0 | 0 | 0 | 0 | 0 | 0 | 0 | 0 | 0 | 0 | 0 | 0 | 0 | 0 | -259533.218 | 14366.478 | 0 | 0 | 0 | 0 | 0 | 0 | 0 | 0 | 0 | 0 | 0 | 0 | 0 | 0 | 0
2016-12-30 13:00 | 0 | 0 | 0 | 0 | 666931.4289 | 0 | 463447 | 0 | 0 | 0 | 0 | 601599.2691 | 3232458.5065 | 0 | 0 | 0 | 0 | 0 | 0 | 0 | 0 | 0 | 0 | 0 | 0 | 0 | 0 | 0 | 0 | 189117.9509 | 14366.478 | 0 | 0 | 0 | 0 | 0 | 0 | 0 | 0 | 0 | 0 | 0 | 0 | 0 | 0 | 0
2016-12-30 14:00 | 0 | 0 | 0 | 0 | 155979.7557 | 69076.5043 | 470223 | 0 | 0 | 0 | 0 | 342066.0511 | 3246824.9844 | 0 | 0 | 0 | 0 | 0 | 0 | 0 | 0 | 0 | 0 | 0 | 0 | 0 | 0 | 0 | 0 | -259533.218 | 14366.478 | 0 | 0 | 0 | 0 | 0 | 0 | 0 | 0 | 0 | 0 | 0 | 0 | 0 | 0 | 0
2016-12-30 15:00 | 0 | 0 | 0 | 0 | 0 | 351928.2211 | 471272 | 0 | 0 | 0 | 0 | 222722.2722 | 3246824.9844 | 0 | 0 | 0 | 0 | 0 | 0 | 0 | 0 | 0 | 0 | 0 | 0 | 0 | 0 | 0 | 0 | -119343.7789 | 0 | 0 | 0 | 0 | 0 | 0 | 0 | 0 | 0 | 0 | 0 | 0 | 0 | 0 | 0 | 0
2016-12-30 16:00 | 0 | 0 | 0 | 0 | 228943.373 | 498422.845 | 467833 | 0 | 0 | 0 | 0 | 482255.4902 | 3246824.9844 | 0 | 0 | 0 | 0 | 0 | 0 | 0 | 0 | 0 | 0 | 0 | 0 | 0 | 0 | 0 | 0 | 259533.218 | 0 | 0 | 0 | 0 | 0 | 0 | 0 | 0 | 0 | 0 | 0 | 0 | 0 | 0 | 0 | 0
2016-12-30 17:00 | 0 | 0 | 0 | 0 | 0 | 521393.9456 | 461282 | 0 | 0 | 0 | 0 | 528000.9578 | 3261191.4624 | 0 | 0 | 0 | 0 | 0 | 0 | 0 | 0 | 0 | 0 | 0 | 0 | 0 | 0 | 0 | 0 | 45745.4676 | 14366.478 | 0 | 0 | 0 | 0 | 0 | 0 | 0 | 0 | 0 | 0 | 0 | 0 | 0 | 0 | 0
2016-12-30 18:00 | 0 | 0 | 0 | 0 | 217585.3725 | 495303.8455 | 453356 | 0 | 0 | 0 | 0 | 787534.1758 | 3261191.4624 | 0 | 0 | 0 | 0 | 0 | 0 | 0 | 0 | 0 | 0 | 0 | 0 | 0 | 0 | 0 | 0 | 259533.218 | 0 | 0 | 0 | 0 | 0 | 0 | 0 | 0 | 0 | 0 | 0 | 0 | 0 | 0 | 0 | 0
2016-12-30 19:00 | 0 | 0 | 0 | 0 | 239339.2119 | 480642.484 | 446082 | 0 | 0 | 0 | 0 | 1047067.3937 | 3275557.9404 | 0 | 0 | 0 | 0 | 0 | 0 | 0 | 0 | 0 | 0 | 0 | 0 | 0 | 0 | 0 | 0 | 259533.218 | 14366.478 | 0 | 0 | 0 | 0 | 0 | 0 | 0 | 0 | 0 | 0 | 0 | 0 | 0 | 0 | 0
2016-12-30 20:00 | 0 | 0 | 0 | 0 | 0 | 488876.9169 | 441690 | 0 | 0 | 0 | 0 | 1094254.3106 | 3275557.9404 | 0 | 0 | 0 | 0 | 0 | 0 | 0 | 0 | 0 | 0 | 0 | 0 | 0 | 0 | 0 | 0 | 47186.9169 | 0 | 0 | 0 | 0 | 0 | 0 | 0 | 0 | 0 | 0 | 0 | 0 | 0 | 0 | 0 | 0
2016-12-30 21:00 | 0 | 0 | 0 | 0 | 0 | 497456.5243 | 446474 | 0 | 0 | 0 | 0 | 1130870.3569 | 3289924.4184 | 0 | 0 | 0 | 0 | 0 | 0 | 0 | 0 | 0 | 0 | 0 | 0 | 0 | 0 | 0 | 0 | 36616.0463 | 14366.478 | 0 | 0 | 0 | 0 | 0 | 0 | 0 | 0 | 0 | 0 | 0 | 0 | 0 | 0 | 0
2016-12-30 22:00 | 0 | 0 | 0 | 0 | 316793.6162 | 406363.6018 | 463624 | 0 | 0 | 0 | 0 | 1390403.5748 | 3289924.4184 | 0 | 0 | 0 | 0 | 0 | 0 | 0 | 0 | 0 | 0 | 0 | 0 | 0 | 0 | 0 | 0 | 259533.218 | 0 | 0 | 0 | 0 | 0 | 0 | 0 | 0 | 0 | 0 | 0 | 0 | 0 | 0 | 0 | 0
2016-12-30 23:00 | 0 | 0 | 0 | 0 | 85441.6453 | 136117.1367 | 481092 | 0 | 0 | 0 | 0 | 1130870.3569 | 3289924.4184 | 0 | 0 | 0 | 0 | 0 | 0 | 0 | 0 | 0 | 0 | 0 | 0 | 0 | 0 | 0 | 0 | -259533.218 | 0 | 0 | 0 | 0 | 0 | 0 | 0 | 0 | 0 | 0 | 0 | 0 | 0 | 0 | 0 | 0
2016-12-31 | 0 | 0 | 0 | 0 | 241139.1982 | 1374.0618 | 487680 | 0 | 0 | 0 | 0 | 871337.1389 | 3304290.8964 | 0 | 0 | 0 | 0 | 0 | 0 | 0 | 0 | 0 | 0 | 0 | 0 | 0 | 0 | 0 | 0 | -259533.218 | 14366.478 | 0 | 0 | 0 | 0 | 0 | 0 | 0 | 0 | 0 | 0 | 0 | 0 | 0 | 0 | 0
2016-12-31 01:00 | 0 | 0 | 0 | 0 | 748958.218 | 0 | 489425 | 0 | 0 | 0 | 0 | 1130870.3569 | 3304290.8964 | 0 | 0 | 0 | 0 | 0 | 0 | 0 | 0 | 0 | 0 | 0 | 0 | 0 | 0 | 0 | 0 | 259533.218 | 0 | 0 | 0 | 0 | 0 | 0 | 0 | 0 | 0 | 0 | 0 | 0 | 0 | 0 | 0 | 0
2016-12-31 02:00 | 0 | 0 | 0 | 0 | 236711.26 | 0 | 481878 | 0 | 0 | 0 | 0 | 871337.1389 | 3318657.3744 | 0 | 0 | 0 | 0 | 0 | 0 | 0 | 0 | 0 | 0 | 0 | 0 | 0 | 0 | 0 | 0 | -259533.218 | 14366.478 | 0 | 0 | 0 | 0 | 0 | 0 | 0 | 0 | 0 | 0 | 0 | 0 | 0 | 0 | 0
2016-12-31 03:00 | 0 | 0 | 0 | 0 | 208686.782 | 0 | 468220 | 0 | 0 | 0 | 0 | 611803.9209 | 3318657.3744 | 0 | 0 | 0 | 0 | 0 | 0 | 0 | 0 | 0 | 0 | 0 | 0 | 0 | 0 | 0 | 0 | -259533.218 | 0 | 0 | 0 | 0 | 0 | 0 | 0 | 0 | 0 | 0 | 0 | 0 | 0 | 0 | 0 | 0
2016-12-31 04:00 | 0 | 0 | 0 | 0 | 724855.6959 | 0 | 450956 | 0 | 0 | 0 | 0 | 871337.1389 | 3333023.8523 | 0 | 0 | 0 | 0 | 0 | 0 | 0 | 0 | 0 | 0 | 0 | 0 | 0 | 0 | 0 | 0 | 259533.218 | 14366.478 | 0 | 0 | 0 | 0 | 0 | 0 | 0 | 0 | 0 | 0 | 0 | 0 | 0 | 0 | 0
2016-12-31 05:00 | 0 | 0 | 0 | 0 | 173466.782 | 0 | 433000 | 0 | 0 | 0 | 0 | 611803.9209 | 3333023.8523 | 0 | 0 | 0 | 0 | 0 | 0 | 0 | 0 | 0 | 0 | 0 | 0 | 0 | 0 | 0 | 0 | -259533.218 | 0 | 0 | 0 | 0 | 0 | 0 | 0 | 0 | 0 | 0 | 0 | 0 | 0 | 0 | 0 | 0
2016-12-31 06:00 | 0 | 0 | 0 | 0 | 175130.26 | 0 | 420297 | 0 | 0 | 0 | 0 | 352270.703 | 3347390.3303 | 0 | 0 | 0 | 0 | 0 | 0 | 0 | 0 | 0 | 0 | 0 | 0 | 0 | 0 | 0 | 0 | -259533.218 | 14366.478 | 0 | 0 | 0 | 0 | 0 | 0 | 0 | 0 | 0 | 0 | 0 | 0 | 0 | 0 | 0
2016-12-31 07:00 | 0 | 0 | 0 | 0 | 671219.218 | 0 | 411686 | 0 | 0 | 0 | 0 | 611803.9209 | 3347390.3303 | 0 | 0 | 0 | 0 | 0 | 0 | 0 | 0 | 0 | 0 | 0 | 0 | 0 | 0 | 0 | 0 | 259533.218 | 0 | 0 | 0 | 0 | 0 | 0 | 0 | 0 | 0 | 0 | 0 | 0 | 0 | 0 | 0 | 0
2016-12-31 08:00 | 0 | 0 | 0 | 0 | 160988.26 | 0 | 406155 | 0 | 0 | 0 | 0 | 352270.703 | 3361756.8083 | 0 | 0 | 0 | 0 | 0 | 0 | 0 | 0 | 0 | 0 | 0 | 0 | 0 | 0 | 0 | 0 | -259533.218 | 14366.478 | 0 | 0 | 0 | 0 | 0 | 0 | 0 | 0 | 0 | 0 | 0 | 0 | 0 | 0 | 0
2016-12-31 09:00 | 0 | 0 | 0 | 0 | 144755.782 | 0 | 404289 | 0 | 0 | 0 | 0 | 92737.485 | 3361756.8083 | 0 | 0 | 0 | 0 | 0 | 0 | 0 | 0 | 0 | 0 | 0 | 0 | 0 | 0 | 0 | 0 | -259533.218 | 0 | 0 | 0 | 0 | 0 | 0 | 0 | 0 | 0 | 0 | 0 | 0 | 0 | 0 | 0 | 0
2016-12-31 10:00 | 0 | 0 | 0 | 0 | 681749.6959 | 0 | 407850 | 0 | 0 | 0 | 0 | 352270.703 | 3376123.2863 | 0 | 0 | 0 | 0 | 0 | 0 | 0 | 0 | 0 | 0 | 0 | 0 | 0 | 0 | 0 | 0 | 259533.218 | 14366.478 | 0 | 0 | 0 | 0 | 0 | 0 | 0 | 0 | 0 | 0 | 0 | 0 | 0 | 0 | 0
2016-12-31 11:00 | 0 | 0 | 0 | 0 | 169972.26 | 0 | 415139 | 0 | 0 | 0 | 0 | 92737.485 | 3390489.7643 | 0 | 0 | 0 | 0 | 0 | 0 | 0 | 0 | 0 | 0 | 0 | 0 | 0 | 0 | 0 | 0 | -259533.218 | 14366.478 | 0 | 0 | 0 | 0 | 0 | 0 | 0 | 0 | 0 | 0 | 0 | 0 | 0 | 0 | 0
2016-12-31 12:00 | 0 | 0 | 0 | 0 | 681937.5157 | 0 | 426446 | 0 | 0 | 0 | 0 | 333862.5227 | 3404856.2422 | 0 | 0 | 0 | 0 | 0 | 0 | 0 | 0 | 0 | 0 | 0 | 0 | 0 | 0 | 0 | 0 | 241125.0377 | 14366.478 | 0 | 0 | 0 | 0 | 0 | 0 | 0 | 0 | 0 | 0 | 0 | 0 | 0 | 0 | 0
2016-12-31 13:00 | 0 | 0 | 0 | 0 | 654780.9284 | 0 | 437460 | 0 | 0 | 0 | 0 | 536816.9731 | 3419222.7202 | 0 | 0 | 0 | 0 | 0 | 0 | 0 | 0 | 0 | 0 | 0 | 0 | 0 | 0 | 0 | 0 | 202954.4504 | 14366.478 | 0 | 0 | 0 | 0 | 0 | 0 | 0 | 0 | 0 | 0 | 0 | 0 | 0 | 0 | 0
2016-12-31 14:00 | 0 | 0 | 0 | 0 | 161259.1077 | 37714.1523 | 444140 | 0 | 0 | 0 | 0 | 277283.7551 | 3433589.1982 | 0 | 0 | 0 | 0 | 0 | 0 | 0 | 0 | 0 | 0 | 0 | 0 | 0 | 0 | 0 | 0 | -259533.218 | 14366.478 | 0 | 0 | 0 | 0 | 0 | 0 | 0 | 0 | 0 | 0 | 0 | 0 | 0 | 0 | 0
2016-12-31 15:00 | 0 | 0 | 0 | 0 | 415419.5075 | 305168.1885 | 446688 | 0 | 0 | 0 | 0 | 536816.9731 | 3447955.6762 | 0 | 0 | 0 | 0 | 0 | 0 | 0 | 0 | 0 | 0 | 0 | 0 | 0 | 0 | 0 | 0 | 259533.218 | 14366.478 | 0 | 0 | 0 | 0 | 0 | 0 | 0 | 0 | 0 | 0 | 0 | 0 | 0 | 0 | 0
2016-12-31 16:00 | 0 | 0 | 0 | 0 | 234825.6145 | 470498.6035 | 445791 | 0 | 0 | 0 | 0 | 796350.191 | 3447955.6762 | 0 | 0 | 0 | 0 | 0 | 0 | 0 | 0 | 0 | 0 | 0 | 0 | 0 | 0 | 0 | 0 | 259533.218 | 0 | 0 | 0 | 0 | 0 | 0 | 0 | 0 | 0 | 0 | 0 | 0 | 0 | 0 | 0 | 0
2016-12-31 17:00 | 0 | 0 | 0 | 0 | 0 | 526648.7531 | 442001 | 0 | 0 | 0 | 0 | 866631.4661 | 3462322.1542 | 0 | 0 | 0 | 0 | 0 | 0 | 0 | 0 | 0 | 0 | 0 | 0 | 0 | 0 | 0 | 0 | 70281.2751 | 14366.478 | 0 | 0 | 0 | 0 | 0 | 0 | 0 | 0 | 0 | 0 | 0 | 0 | 0 | 0 | 0
2016-12-31 18:00 | 0 | 0 | 0 | 0 | 182132.9297 | 514884.2883 | 437484 | 0 | 0 | 0 | 0 | 1126164.6841 | 3462322.1542 | 0 | 0 | 0 | 0 | 0 | 0 | 0 | 0 | 0 | 0 | 0 | 0 | 0 | 0 | 0 | 0 | 259533.218 | 0 | 0 | 0 | 0 | 0 | 0 | 0 | 0 | 0 | 0 | 0 | 0 | 0 | 0 | 0 | 0
2016-12-31 19:00 | 0 | 0 | 0 | 0 | 203232.894 | 504542.8019 | 433876 | 0 | 0 | 0 | 0 | 1385697.902 | 3476688.6321 | 0 | 0 | 0 | 0 | 0 | 0 | 0 | 0 | 0 | 0 | 0 | 0 | 0 | 0 | 0 | 0 | 259533.218 | 14366.478 | 0 | 0 | 0 | 0 | 0 | 0 | 0 | 0 | 0 | 0 | 0 | 0 | 0 | 0 | 0
2016-12-31 20:00 | 0 | 0 | 0 | 0 | 0 | 515184.0374 | 432009 | 0 | 0 | 0 | 0 | 1468872.9394 | 3476688.6321 | 0 | 0 | 0 | 0 | 0 | 0 | 0 | 0 | 0 | 0 | 0 | 0 | 0 | 0 | 0 | 0 | 83175.0374 | 0 | 0 | 0 | 0 | 0 | 0 | 0 | 0 | 0 | 0 | 0 | 0 | 0 | 0 | 0 | 0
2016-12-31 21:00 | 0 | 0 | 0 | 0 | 0 | 532056.4707 | 435982 | 0 | 0 | 0 | 0 | 1550580.9321 | 3491055.1101 | 0 | 0 | 0 | 0 | 0 | 0 | 0 | 0 | 0 | 0 | 0 | 0 | 0 | 0 | 0 | 0 | 81707.9927 | 14366.478 | 0 | 0 | 0 | 0 | 0 | 0 | 0 | 0 | 0 | 0 | 0 | 0 | 0 | 0 | 0
2016-12-31 22:00 | 0 | 0 | 0 | 0 | 0 | 455114.8647 | 450070 | 0 | 0 | 0 | 0 | 1555625.7968 | 3491055.1101 | 0 | 0 | 0 | 0 | 0 | 0 | 0 | 0 | 0 | 0 | 0 | 0 | 0 | 0 | 0 | 0 | 5044.8647 | 0 | 0 | 0 | 0 | 0 | 0 | 0 | 0 | 0 | 0 | 0 | 0 | 0 | 0 | 0 | 0
2016-12-31 23:00 | 0 | 0 | 0 | 0 | 485701.1737 | 162241.1846 | 459604 | 0 | 0 | 0 | 0 | 1729597.677 | 3505421.5881 | 0 | 0 | 0 | 0 | 0 | 0 | 0 | 0 | 0 | 0 | 0 | 0 | 0 | 0 | 0 | 0 | 173971.8802 | 14366.478 | 0 | 0 | 0 | 0 | 0 | 0 | 0 | 0 | 0 | 0 | 0 | 0 | 0 | 0 | 0
2017-01-01 | 0 | 0 | 0 | 0 | 198743.2715 | 1823.5105 | 460100 | 0 | 0 | 0 | 0 | 1470064.459 | 3505421.5881 | 0 | 0 | 0 | 0 | 0 | 0 | 0 | 0 | 0 | 0 | 0 | 0 | 0 | 0 | 0 | 0 | -259533.218 | 0 | 0 | 0 | 0 | 0 | 0 | 0 | 0 | 0 | 0 | 0 | 0 | 0 | 0 | 0 | 0