## input file
| PyPSA case input file | Unnamed: 1 | Unnamed: 2 | Unnamed: 3 | Unnamed: 4 | Unnamed: 5 | Unnamed: 6 | Unnamed: 7 | Unnamed: 8 | Unnamed: 9 | Unnamed: 10 | Unnamed: 11 | Unnamed: 12 | Unnamed: 13 | Unnamed: 14 | Unnamed: 15 | Unnamed: 16 | Unnamed: 17 | Unnamed: 18 | Unnamed: 19 | Unnamed: 20 | Unnamed: 21 | Unnamed: 22 | Unnamed: 23 | Unnamed: 24 | Unnamed: 25
0
1 | Everything outside of the <CASE_DATA> or <COMPONENT_DATA> flag is for notes, etc.
2
3 | Note that demand has no decisions.
4 | Note that unmet demand is represented a source with a variable cost only, so unmet demand has an output decision.
5 | Information about PyPSA components and their attributes can be found here: https://pypsa.readthedocs.io/en/latest/components.html
6
7 | REQUIRED KEYWORDS
8 | component | PyPSA component type
9 | name | Unique name of the component
10 | bus | Name of bus from which this technology would get or give its energy (or in the case of link, the giving bus)
11
12 | OPTIONAL KEYWORDS
13 | time_series_file | Name of time series file that will get loaded
14 | capital_cost | Fixed cost, if not defined default is 0
15 | marginal_cost | Marginal cost, if not defined default is 0
16 | max_hours | Hours at max capacity for StorageUnit
17 | cyclic_state_of_charge | Assume cyclic state of charge for StorageUnit (Boolean)
18 | efficiency | Efficiency of component
19 | standing_loss | Losses per hour to state of charge
20
21 | CASE_DATA
22
23 | input_path | /carnegie/data/Shared/Labs/Caldeira Lab/Everyone/energy_demand_capacity_data/US_solar_wind_demand/
24 | costs_path | clab_pypsa/utilities/costs_2020.csv |  |  |  | Note: Path to PyPSA database
25 | output_path | output_data
26 | case_name | all_firm_case_all_stores
27 | filename_prefix | all_firm
28 | datetime_start | 2016-01-01 00:00:00 |  | Note: Dates must be formatted as text (not excel date format)
29 | datetime_end | 2017-01-01 00:00:00
30 | delta_t | 1
31 | no_time_steps | 8784 |  | Note: this assumes time unit for dt is 'hour'
32 | total_hours | 8784
33
34 | solver | gurobi
35 | logging_level | info |  | Note: Can be error, warning, info, or debug and specifies level of detail in terminal output
36 | numerics_scaling | 1 |  | Note: Factor to avoid rounding in Gurobi solver for small values
37
38 | time_unit | h
39 | power_unit | MW
40 | mass_unit | t
41 | currency | € |  | Note: 2020 €
42
43
44 | END_CASE_DATA | Note: To use PyPSA default costs, use same technology names as in costs_path |  |  |  |  | Note: p_min_mu sets uni/bidirectionality |  |  |  | Note: Capital costs are the product of hourly fixed costs and time_range |  |  |  |  | Note: cost per energy stored for Store/StoragUnit
45 |  |  | Note: For Link, bus is interpreted as bus0 | [6 empty] | Note: p_nom is a factor multiplied to the given capacity, e_nom is assumed for stores | [7 empty] | Note: For StorageUnit, efficiency is interpreted as efficiency_store
46 | MEM vocabulary
47 | tech_type | tech_name |  | node | [5 empty] | normalization | capacity | fixed_cost |  | var_cost |  |  |  | charging_time |  | efficiency |  |  |  | decay_rate
48 | COMPONENT_DATA | [14 empty] | Data source
49 | component | name | carrier | bus | bus1 | bus2 | p_min_pu | p_max_pu | time_series_file | normalization | p_nom | capital_cost |  | marginal_cost |  |  | sign | max_hours | cyclic_state_of_charge | efficiency | efficiency_dispatch | efficiency2 |  | standing_loss
50 | Load | load |  | electricity |  |  |  |  | US_demand_unnormalized.csv | [15 empty] | 1/h | Note: PyPSA costs storage_unit by power cost; cost of energy capacity is effectively capital_cost/max_hours
51 | Generator | solar-utility |  | electricity |  |  |  |  | US_capacity_solar_25pctTop_unnormalized.csv |  |  | db | €/time range/MW | db | €/MWh | PyPSA DB
52 | Generator | onwind |  | electricity |  |  |  |  | US_capacity_wind_25pctTop_unnormalized.csv |  |  | db | €/time range/MW | db | €/MWh | PyPSA DB
53 | Generator | CCGT % wCCS | natgas_wCCS | natgas_wCCS_out | [7 empty] | 143326.4338 | €/time range/MW | 39.2231 | €/MWh | NREL |  |  |  | db
54 | Link | CCGT % link wCCS | natgas_wCCS | natgas_wCCS_out | electricity | co2_atmosphere_out | [5 empty] | 0 | €/time range/MW | 0 | €/MWh | PyPSA DB |  |  |  | 1 |  | .05*db_co2_emissions | t/MWh
55 | Generator | CCGT | natgas | natgas_out | [7 empty] | db | €/time range/MW | db | €/MWh | PyPSA DB |  |  |  | db
56 | Link | CCGT % link | natgas | natgas_out | electricity | co2_atmosphere_out | [5 empty] | 0 | €/time range/MW | 0 | €/MWh | PyPSA DB |  |  |  | 1 |  | db_co2_emissions | t/MWh
57 | Generator | BECCS | beccs | beccs_out | [7 empty] | 407013.0478 | €/time range/MW | 14.5614 | €/MWh | NREL
58 | Link | BECCS % link | beccs | beccs_out | electricity | co2_atmosphere_out | [5 empty] | 0 | €/time range/MW | 0 | €/MWh | NREL | [5 empty] | -1.22 | t/MWh
59 | Generator | geothermal | geothermal | geoth_out | [7 empty] | db | €/time range/MW | db | €/MWh | PyPSA DB |  |  |  | db
60 | Link | geothermal % link | geothermal | geoth_out | electricity | co2_atmosphere_out | [5 empty] | 0 | €/time range/MW | 0 | €/MWh | PyPSA DB |  |  |  | 1 |  | db_co2_emissions | t/MWh
61 | Generator | nuclear |  | electricity | [7 empty] | db | €/time range/MW | db | €/MWh | PyPSA DB |  |  |  | db
62 | Generator | hydro |  | electricity | [7 empty] | db | €/time range/MW | db | €/MWh | PyPSA DB |  |  |  | db
63 | Store | load shifting forward |  | electricity | [7 empty] | 219298.2456 | €/time range/MW |  | €/MWh | Gerke et al | -1
64 | Store | load shifting backward |  | electricity | [7 empty] | 219298.2456 | €/time range/MW |  | €/MWh | Gerke et al
65 | Generator | load shedding |  | electricity | [8 empty] | €/time range/MW | 8771.9298 | €/MWh | Gorman
66 | Link | direct air capture |  | co2_atmosphere_out | co2_stored | electricity | [5 empty] | db | €/time range/MW | db | €/MWh | PyPSA DB | [5 empty] | -1*db_energy-input | MWh/t
67 | Store | co2 atmosphere |  | co2_atmosphere_out | [6 empty] | 0 |  | €/time range/MW |  | €/MWh | -
68 | Store | CO2 storage tank |  | co2_stored | [7 empty] | db | €/time range/CO2 | db |  | PyPSA DB
69 | StorageUnit | battery storage |  | electricity | [7 empty] | 6*db_capital_cost | €/time range/MW | 0.015 | €/MWh | PyPSA DB |  | 6 | TRUE
70 | Link | Lead-Acid-bicharger | lead_acid_store | electricity | lead_acid |  | -1 |  |  |  |  | db |  | db |  | PyPSA DB
71 | Store | Lead-Acid-store | lead_acid_store | lead_acid | [7 empty] | db |  | db |  | PyPSA DB |  |  | TRUE
72 | Link | Lithium-Ion-LFP-bicharger | lithium_ion_lfp_store | electricity | lithium_ion_lfp |  | -1 |  |  |  |  | db |  | db |  | PyPSA DB
73 | Store | Lithium-Ion-LFP-store | lithium_ion_lfp_store | lithium_ion_lfp | [7 empty] | db |  | db |  | PyPSA DB |  |  | TRUE
74 | Link | Lithium-Ion-NMC-bicharger | lithium_ion_nmc_store | electricity | lithium_ion_nmc |  | -1 |  |  |  |  | db |  | db |  | PyPSA DB
75 | Store | Lithium-Ion-NMC-store | lithium_ion_nmc_store | lithium_ion_nmc | [7 empty] | db |  | db |  | PyPSA DB |  |  | TRUE
76 | Link | Ni-Zn-bicharger | ni_zn_store | electricity | ni_zn |  | -1 |  |  |  |  | db |  | db |  | PyPSA DB
77 | Store | Ni-Zn-store | ni_zn_store | ni_zn | [7 empty] | db |  | db |  | PyPSA DB |  |  | TRUE
78 | Link | Vanadium-Redox-Flow-bicharger | redox_store | electricity | vanadium |  | -1 |  |  |  |  | db |  | db |  | PyPSA DB
79 | Store | Vanadium-Redox-Flow-store | redox_store | vanadium | [7 empty] | db |  | db |  | PyPSA DB |  |  | TRUE
80 | Link | Zn-Air-bicharger | zn_air_store | electricity | zn_air |  | -1 |  |  |  |  | db |  | db |  | PyPSA DB
81 | Store | Zn-Air-store | zn_air_store | zn_air | [7 empty] | db |  | db |  | PyPSA DB |  |  | TRUE
82 | Link | Zn-Br-Flow-bicharger | zn_br_flow_store | electricity | zn_br_flow |  | -1 |  |  |  |  | db |  | db |  | PyPSA DB | [9 empty] | Note: one way efficiency should be square root of round-trip efficiecy
83 | Store | Zn-Br-Flow-store | zn_br_flow_store | zn_br_flow | [7 empty] | db |  | db |  | PyPSA DB |  |  | TRUE | [6 empty] | Note: Be careful when designating storage costs that the source is for kWh stored and not what you get out after accounting for pump inefficiency.
84 | Link | Zn-Br-Nonflow-bicharger | zn_br_nonflow_store | electricity | zn_br_nonflow |  | -1 |  |  |  |  | db |  | db |  | PyPSA DB | [9 empty] | Note: one way efficiency should be square root of round-trip efficiecy
85 | Store | Zn-Br-Nonflow-store | zn_br_nonflow_store | zn_br_nonflow | [7 empty] | db |  | db |  | PyPSA DB |  |  | TRUE | [6 empty] | Note: Be careful when designating storage costs that the source is for kWh stored and not what you get out after accounting for pump inefficiency.
86 | Link | Compressed-Air-Adiabatic-bicharger | compressed_air_store | electricity | comp_air |  | -1 |  |  |  |  | db |  | db |  | PyPSA DB
87 | Store | Compressed-Air-Adiabatic-store | compressed_air_store | comp_air | [7 empty] | db |  | db |  | PyPSA DB |  |  | TRUE
88 | Link | Gravity-Brick-bicharger | gravity_brick_store | electricity | grav_brick |  | -1 |  |  |  |  | db |  | db |  | PyPSA DB
89 | Store | Gravity-Brick-store | gravity_brick_store | grav_brick | [7 empty] | db |  | db |  | PyPSA DB |  |  | TRUE
90 | Link | Gravity-Water-Aboveground-bicharger | gravity_aboveground_store | electricity | grav_abo_ground |  | -1 |  |  |  |  | db |  | db |  | PyPSA DB
91 | Store | Gravity-Water-Aboveground-store | gravity_aboveground_store | grav_abo_ground | [7 empty] | db |  | db |  | PyPSA DB |  |  | TRUE
92 | Link | Gravity-Water-Underground-bicharger | gravity_underground_store | electricity | grav_und_ground |  | -1 |  |  |  |  | db |  | db |  | PyPSA DB
93 | Store | Gravity-Water-Underground-store | gravity_underground_store | grav_und_ground | [7 empty] | db |  | db |  | PyPSA DB |  |  | TRUE
94 | Link | Pumped-Storage-Hydro-bicharger | phs_store | electricity | h2o |  | -1 |  |  |  |  | db | €/time range/MW | db | €/MWh | PyPSA DB
95 | Store | Pumped-Storage-Hydro-store | phs_store | h2o | [7 empty] | db | €/time range/MWh | db | €/MWh | PyPSA DB |  |  | TRUE
96 | Link | electrolysis | hydrogen_store | electricity | h2 | [6 empty] | db | €/time range/MW | 0.02 | €/MWh | PyPSA DB |  |  |  | db
97 | Store | hydrogen storage underground | hydrogen_store | h2 | [7 empty] | db | €/time range/MWh | db | €/MWh | PyPSA DB |  |  | TRUE | db |  |  |  | 4e-06
98 | Link | fuel cell | hydrogen_store | h2 | electricity | [6 empty] | db | €/time range/MW | 0.003 | €/MWh | PyPSA DB |  |  |  | db
99 | Link | Concrete-charger | concrete_store | electricity | concrete | [6 empty] | db |  | db |  | PyPSA DB
100 | Store | Concrete-store | concrete_store | concrete | [7 empty] | db |  | db |  | PyPSA DB |  |  | TRUE
101 | Link | Concrete-discharger | concrete_store | concrete | electricity | [6 empty] | db |  | db |  | PyPSA DB
102 | Link | HighT-Molten-Salt-charger | highT_molten_salt_store | electricity | highT_salt | [6 empty] | db |  | db |  | PyPSA DB
103 | Store | HighT-Molten-Salt-store | highT_molten_salt_store | highT_salt | [7 empty] | db |  | db |  | PyPSA DB |  |  | TRUE
104 | Link | HighT-Molten-Salt-discharger | highT_molten_salt_store | highT_salt | electricity | [6 empty] | db |  | db |  | PyPSA DB
105 | Link | Liquid-Air-charger | liquid_air_store | electricity | liquid_air | [6 empty] | db |  | db |  | PyPSA DB
106 | Store | Liquid-Air-store | liquid_air_store | liquid_air | [7 empty] | db |  | db |  | PyPSA DB |  |  | TRUE
107 | Link | Liquid-Air-discharger | liquid_air_store | liquid_air | electricity | [6 empty] | db |  | db |  | PyPSA DB
108 | Link | LowT-Molten-Salt-charger | lowT_molten_salt_store | electricity | lowT_salt | [6 empty] | db |  | db |  | PyPSA DB
109 | Store | LowT-Molten-Salt-store | lowT_molten_salt_store | lowT_salt | [7 empty] | db |  | db |  | PyPSA DB |  |  | TRUE
110 | Link | LowT-Molten-Salt-discharger | lowT_molten_salt_store | lowT_salt | electricity | [6 empty] | db |  | db |  | PyPSA DB
111 | Link | Pumped-Heat-charger | pumped_heat_store | electricity | pumped_heat | [6 empty] | db |  | db |  | PyPSA DB
112 | Store | Pumped-Heat-store | pumped_heat_store | pumped_heat | [7 empty] | db |  | db |  | PyPSA DB |  |  | TRUE
113 | Link | Pumped-Heat-discharger | pumped_heat_store | pumped_heat | electricity | [6 empty] | db |  | db |  | PyPSA DB
114 | Link | Sand-charger | sand_store | electricity | sand | [6 empty] | db |  | db |  | PyPSA DB
115 | Store | Sand-store | sand_store | sand | [7 empty] | db |  | db |  | PyPSA DB |  |  | TRUE
116 | Link | Sand-discharger | sand_store | sand | electricity | [6 empty] | db |  | db |  | PyPSA DB
117
118 | END_COMPONENT_DATA
119
120 | Note that any information that is in a column without an attribute header is consider a comment, and not used.
121 | Note that for MEM, storage is in energy units whereas for PyPSA it is in power units.
122 | Note: If there is a # in front of component (e.g. #Generator), this row will be ignored
123
124 | Note: costing for nuclear heat has to be for kWh thermal (or other energy unit)
125 | Note: % indicates addition to standard PyPSA name which stands before the %
126 | Note: carrier allows to group different technologies
127
128 | Cost calculations
129
130
131
132 |  | Source natural gas CCS costs | NREL (National Renewable Energy Laboratory). 2020. "2020 Annual Technology Baseline."
133 |  |  | https://atb-archive.nrel.gov/electricity/2020/data.php
134
135 |  | Source BECCS | NREL
136 |  |  | https://www.nrel.gov/docs/fy22osti/81644.pdf
137
138 |  | Source load shifting costs | Gerke et al. The California Demand Response Potential Study, Phase 3: Final Report on the Shift Resource through 2030.
139 |  |  | https://doi.org/10.20357/B7MS40
140
141 |  | Source lost load | Gorman. The quest to quantify the value of lost load: A critical review of the economics of power outages
142 |  |  | https://doi.org/10.1016/j.tej.2022.107187
143
144 |  | Source all other costs | PyPSA technology data
145 |  |  | https://github.com/PyPSA/technology-data/blob/master/outputs/costs_2020.csv
146
147
148 |  | 2020 €/$ | 1.14
149 |  | Discount rate | 0.07
150 |  | name | Overnight cost [€/MW] | Fixed O&M cost [€/MWyear] | Other fixed cost* (% of capital cost) | Lifetime [years] | Capital recovery factor [%/year] | Annual fixed costs [€/year] | Variable O&M [€/MWh] | Fuel cost [€/MWh] | Efficiency | Decay rate | Hourly fixed costs |  |  | Variable cost [€/MWh] | CO2 emissions
151 |  | pumped_hydro_storage energy | 103100 | 1546.5 |  | 30 | 0.080586 | 8433.0851 |  |  |  |  | 0.84446 | €/h/MW
152 |  | pumped_hydro_storage power | 1612000 | 14250 | 0.015 | 30 | 0.080586 | 146103.8617 |  |  | 0.81 |  | 14.6303 | €/h/MW |  | 0.00026316
153
154 |  | natural gas with CCS | 1969000 | 53000 |  | 30 | 0.080586 | 162945.7079 | 9 | 20 | 0.56 |  | 16.3168 | €/h/MW |  | 39.2231
155 |  | (NG combined cycle 95% CCS (H-frame basis -> 2nd Gen Tech)), Moderate
156 |  |  | 965000 | 27000 |  | 30 | 0.080586 | 79941.7123 | 2 | 8 | 0.56 |  | 8.0051 |  |  | 14.2857
157
158 |  | BECCS | 5580000 | 162000 |  | 30 | 0.080586 | 462727.129 |  |  |  |  | 46.3357 | €/h/MW |  | 14.5614 | -1.22 | tCO2/MWh
159
160 |  | load shedding | [13 empty] | 8771.9298
161 |  | load shifting | [5 empty] | 219298.2456
162
163 |  | * includes property, tax, insurance, licensing, permiting costs

## component inputs
| component | name | bus | p_set | carrier | capital_cost | marginal_cost | p_max_pu | p_nom_extendable | efficiency | bus0 | bus1 | bus2 | efficiency2 | sign | e_nom_extendable | e_nom | max_hours | cyclic_state_of_charge | p_min_pu | e_cyclic | standing_loss
0 | Load | load | electricity | date 2016-01-01 00:00:00 470809.0 2016-01-01 01:00:00 462893.0 2016-01-01 02:00:00 452352.0 2016-01-01 03:00:00 438677.0 2016-01-01 04:00:00 423295.0 ... 2016-12-31 20:00:00 432009.0 2016-12-31 21:00:00 435982.0 2016-12-31 22:00:00 450070.0 2016-12-31 23:00:00 459604.0 2017-01-01 00:00:00 460100.0 Name: demand (mw), Length: 8785, dtype: float64 | load
1 | Generator | solar-utility | electricity |  | solar-utility | 49588.7324 | 0 | date 2016-01-01 00:00:00 0.001722 2016-01-01 01:00:00 0.000000 2016-01-01 02:00:00 0.000000 2016-01-01 03:00:00 0.000000 2016-01-01 04:00:00 0.000000 ... 2016-12-31 20:00:00 0.497600 2016-12-31 21:00:00 0.513896 2016-12-31 22:00:00 0.439581 2016-12-31 23:00:00 0.156704 2017-01-01 00:00:00 0.001761 Name: solar 25% top, Length: 8785, dtype: float64 | TRUE
2 | Generator | onwind | electricity |  | onwind | 107318.8334 | 1.5 | date 2016-01-01 00:00:00 0.561034 2016-01-01 01:00:00 0.562139 2016-01-01 02:00:00 0.561250 2016-01-01 03:00:00 0.571372 2016-01-01 04:00:00 0.589611 ... 2016-12-31 20:00:00 0.381054 2016-12-31 21:00:00 0.371423 2016-12-31 22:00:00 0.413461 2016-12-31 23:00:00 0.486720 2017-01-01 00:00:00 0.543709 Name: wind 25% top, Length: 8785, dtype: float64 | TRUE
3 | Generator | CCGT % wCCS | natgas_wCCS_out |  | natgas_wCCS | 143326.4338 | 39.2231 |  | TRUE | 0.56
4 | Link | CCGT % link wCCS |  |  | natgas_wCCS | 0 | 0 |  | TRUE | 1 | natgas_wCCS_out | electricity | co2_atmosphere_out | 0.01
5 | Generator | CCGT | natgas_out |  | natgas | 104817.2552 | 40.2929 |  | TRUE | 0.56
6 | Link | CCGT % link |  |  | natgas | 0 | 0 |  | TRUE | 1 | natgas_out | electricity | co2_atmosphere_out | 0.2
7 | Generator | BECCS | beccs_out |  | beccs | 407013.0478 | 14.5614 |  | TRUE
8 | Link | BECCS % link |  |  | beccs | 0 | 0 |  | TRUE |  | beccs_out | electricity | co2_atmosphere_out | -1.22
9 | Generator | geothermal | geoth_out |  | geothermal | 334482.1991 | 0 |  | TRUE | 0.24
10 | Link | geothermal % link |  |  | geothermal | 0 | 0 |  | TRUE | 1 | geoth_out | electricity | co2_atmosphere_out | 0.03
11 | Generator | nuclear | electricity |  | nuclear | 706772.6168 | 11.3788 |  | TRUE | 0.33
12 | Generator | hydro | electricity |  | hydro | 177345.2166 | 0 |  | TRUE | 0.9
13 | Store | load shifting forward | electricity |  | load shifting forward | 219298.2456 | [8 empty] | -1 | TRUE
14 | Store | load shifting backward | electricity |  | load shifting backward | 219298.2456 | [9 empty] | TRUE
15 | Generator | load shedding | electricity |  | load shedding |  | 8771.9298 |  | TRUE
16 | Link | direct air capture |  |  | direct air capture | 1007250.4802 | 0 |  | TRUE |  | co2_atmosphere_out | co2_stored | electricity | -2
17 | Store | co2 atmosphere | co2_atmosphere_out |  | co2 atmosphere | [11 empty] | 0
18 | Store | CO2 storage tank | co2_stored |  | CO2 storage tank | 242.2253 | 0 | [8 empty] | TRUE
19 | StorageUnit | battery storage | electricity |  | battery storage | 131394.9526 | 0.015 |  | TRUE | [8 empty] | 6 | TRUE
20 | Link | Lead-Acid-bicharger |  |  | lead_acid_store | 20342.6982 | 0 |  | TRUE |  | electricity | lead_acid | [7 empty] | -1
21 | Store | Lead-Acid-store | lead_acid |  | lead_acid_store | 42449.2621 | 0 | [8 empty] | TRUE |  |  |  |  | TRUE
22 | Link | Lithium-Ion-LFP-bicharger |  |  | lithium_ion_lfp_store | 10956.5448 | 0 |  | TRUE |  | electricity | lithium_ion_lfp | [7 empty] | -1
23 | Store | Lithium-Ion-LFP-store | lithium_ion_lfp |  | lithium_ion_lfp_store | 31344.748 | 0 | [8 empty] | TRUE |  |  |  |  | TRUE
24 | Link | Lithium-Ion-NMC-bicharger |  |  | lithium_ion_nmc_store | 12150.6712 | 0 |  | TRUE |  | electricity | lithium_ion_nmc | [7 empty] | -1
25 | Store | Lithium-Ion-NMC-store | lithium_ion_nmc |  | lithium_ion_nmc_store | 40461.1323 | 0 | [8 empty] | TRUE |  |  |  |  | TRUE
26 | Link | Ni-Zn-bicharger |  |  | ni_zn_store | 11297.3829 | 0 |  | TRUE |  | electricity | ni_zn | [7 empty] | -1
27 | Store | Ni-Zn-store | ni_zn |  | ni_zn_store | 34978.3527 | 0 | [8 empty] | TRUE |  |  |  |  | TRUE
28 | Link | Vanadium-Redox-Flow-bicharger |  |  | redox_store | 20358.8666 | 0 |  | TRUE |  | electricity | vanadium | [7 empty] | -1
29 | Store | Vanadium-Redox-Flow-store | vanadium |  | redox_store | 36880.2443 | 0 | [8 empty] | TRUE |  |  |  |  | TRUE
30 | Link | Zn-Air-bicharger |  |  | zn_air_store | 12879.2176 | 0 |  | TRUE |  | electricity | zn_air | [7 empty] | -1
31 | Store | Zn-Air-store | zn_air |  | zn_air_store | 15483.1894 | 0 | [8 empty] | TRUE |  |  |  |  | TRUE
32 | Link | Zn-Br-Flow-bicharger |  |  | zn_br_flow_store | 20335.0267 | 0 |  | TRUE |  | electricity | zn_br_flow | [7 empty] | -1
33 | Store | Zn-Br-Flow-store | zn_br_flow |  | zn_br_flow_store | 62672.1059 | 0 | [8 empty] | TRUE |  |  |  |  | TRUE
34 | Link | Zn-Br-Nonflow-bicharger |  |  | zn_br_nonflow_store | 15682.004 | 0 |  | TRUE |  | electricity | zn_br_nonflow | [7 empty] | -1
35 | Store | Zn-Br-Nonflow-store | zn_br_nonflow |  | zn_br_nonflow_store | 28160.4554 | 0 | [8 empty] | TRUE |  |  |  |  | TRUE
36 | Link | Compressed-Air-Adiabatic-bicharger |  |  | compressed_air_store | 69012.3568 | 0 |  | TRUE |  | electricity | comp_air | [7 empty] | -1
37 | Store | Compressed-Air-Adiabatic-store | comp_air |  | compressed_air_store | 372.7473 | 0 | [8 empty] | TRUE |  |  |  |  | TRUE
38 | Link | Gravity-Brick-bicharger |  |  | gravity_brick_store | 33661.1731 | 0 |  | TRUE |  | electricity | grav_brick | [7 empty] | -1
39 | Store | Gravity-Brick-store | grav_brick |  | gravity_brick_store | 12628.3705 | 0 | [8 empty] | TRUE |  |  |  |  | TRUE
40 | Link | Gravity-Water-Aboveground-bicharger |  |  | gravity_aboveground_store | 28555.929 | 0 |  | TRUE |  | electricity | grav_abo_ground | [7 empty] | -1
41 | Store | Gravity-Water-Aboveground-store | grav_abo_ground |  | gravity_aboveground_store | 9336.1172 | 0 | [8 empty] | TRUE |  |  |  |  | TRUE
42 | Link | Gravity-Water-Underground-bicharger |  |  | gravity_underground_store | 70693.337 | 0 |  | TRUE |  | electricity | grav_und_ground | [7 empty] | -1
43 | Store | Gravity-Water-Underground-store | grav_und_ground |  | gravity_underground_store | 7347.3972 | 0 | [8 empty] | TRUE |  |  |  |  | TRUE
44 | Link | Pumped-Storage-Hydro-bicharger |  |  | phs_store | 102789.2725 | 0 |  | TRUE |  | electricity | h2o | [7 empty] | -1
45 | Store | Pumped-Storage-Hydro-store | h2o |  | phs_store | 3904.3881 | 0 | [8 empty] | TRUE |  |  |  |  | TRUE
46 | Link | electrolysis |  |  | hydrogen_store | 62293.8258 | 0.02 |  | TRUE | 0.8 | electricity | h2
47 | Store | hydrogen storage underground | h2 |  | hydrogen_store | 210.2423 | 0 | [8 empty] | TRUE |  |  |  |  | TRUE | 4e-06
48 | Link | fuel cell |  |  | hydrogen_store | 250090.7535 | 0.003 |  | TRUE | 0.58 | h2 | electricity
49 | Link | Concrete-charger |  |  | concrete_store | 14991.6613 | 0 |  | TRUE |  | electricity | concrete
50 | Store | Concrete-store | concrete |  | concrete_store | 2144.2077 | 0 | [8 empty] | TRUE |  |  |  |  | TRUE
51 | Link | Concrete-discharger |  |  | concrete_store | 54449.1165 | 0 |  | TRUE |  | concrete | electricity
52 | Link | HighT-Molten-Salt-charger |  |  | highT_molten_salt_store | 14982.18 | 0 |  | TRUE |  | electricity | highT_salt
53 | Store | HighT-Molten-Salt-store | highT_salt |  | highT_molten_salt_store | 8210.3623 | 0 | [8 empty] | TRUE |  |  |  |  | TRUE
54 | Link | HighT-Molten-Salt-discharger |  |  | highT_molten_salt_store | 54414.6825 | 0 |  | TRUE |  | highT_salt | electricity
55 | Link | Liquid-Air-charger |  |  | liquid_air_store | 36920.7588 | 0 |  | TRUE |  | electricity | liquid_air
56 | Store | Liquid-Air-store | liquid_air |  | liquid_air_store | 13621.8699 | 0 | [8 empty] | TRUE |  |  |  |  | TRUE
57 | Link | Liquid-Air-discharger |  |  | liquid_air_store | 26403.5346 | 0 |  | TRUE |  | liquid_air | electricity
58 | Link | LowT-Molten-Salt-charger |  |  | lowT_molten_salt_store | 11910.3873 | 0 |  | TRUE |  | electricity | lowT_salt
59 | Store | LowT-Molten-Salt-store | lowT_salt |  | lowT_molten_salt_store | 5063.7732 | 0 | [8 empty] | TRUE |  |  |  |  | TRUE
60 | Link | LowT-Molten-Salt-discharger |  |  | lowT_molten_salt_store | 43258.0528 | 0 |  | TRUE |  | lowT_salt | electricity
61 | Link | Pumped-Heat-charger |  |  | pumped_heat_store | 60028.892 | 0 |  | TRUE |  | electricity | pumped_heat
62 | Store | Pumped-Heat-store | pumped_heat |  | pumped_heat_store | 2239.3872 | 0 | [8 empty] | TRUE |  |  |  |  | TRUE
63 | Link | Pumped-Heat-discharger |  |  | pumped_heat_store | 42917.9303 | 0 |  | TRUE |  | pumped_heat | electricity
64 | Link | Sand-charger |  |  | sand_store | 12169.5302 | 0 |  | TRUE |  | electricity | sand
65 | Store | Sand-store | sand |  | sand_store | 584.6121 | 0 | [8 empty] | TRUE |  |  |  |  | TRUE
66 | Link | Sand-discharger |  |  | sand_store | 44199.2496 | 0 |  | TRUE |  | sand | electricity

## time inputs
snapshot | solar-utility series | onwind series | load load
2016-01-01 | 0.0017221 | 0.56103 | 470809
2016-01-01 01:00 | 0 | 0.56214 | 462893
2016-01-01 02:00 | 0 | 0.56125 | 452352
2016-01-01 03:00 | 0 | 0.57137 | 438677
2016-01-01 04:00 | 0 | 0.58961 | 423295
2016-01-01 05:00 | 0 | 0.6128 | 410979
2016-01-01 06:00 | 0 | 0.63396 | 400444
2016-01-01 07:00 | 0 | 0.64464 | 390845
2016-01-01 08:00 | 0 | 0.64481 | 383868
2016-01-01 09:00 | 0 | 0.64438 | 382247
2016-01-01 10:00 | 0 | 0.64187 | 385757
2016-01-01 11:00 | 0 | 0.6402 | 390944
2016-01-01 12:00 | 0 | 0.64083 | 398539
2016-01-01 13:00 | 0 | 0.64006 | 407548
2016-01-01 14:00 | 0.045026 | 0.59659 | 420289
2016-01-01 15:00 | 0.40261 | 0.46501 | 431770
2016-01-01 16:00 | 0.58429 | 0.3778 | 438480
2016-01-01 17:00 | 0.5848 | 0.41622 | 440338
2016-01-01 18:00 | 0.5481 | 0.45167 | 438036
2016-01-01 19:00 | 0.53386 | 0.44429 | 432321
2016-01-01 20:00 | 0.55315 | 0.41578 | 428860
2016-01-01 21:00 | 0.5848 | 0.37843 | 430801
2016-01-01 22:00 | 0.5356 | 0.47878 | 445055
2016-01-01 23:00 | 0.21023 | 0.58054 | 460170
2016-01-02 | 0.0019649 | 0.62083 | 465935
2016-01-02 01:00 | 0 | 0.64592 | 465362
2016-01-02 02:00 | 0 | 0.66047 | 462094
2016-01-02 03:00 | 0 | 0.66248 | 450580
2016-01-02 04:00 | 0 | 0.65364 | 434931
2016-01-02 05:00 | 0 | 0.63781 | 417915
2016-01-02 06:00 | 0 | 0.61815 | 406626
2016-01-02 07:00 | 0 | 0.59628 | 397512
2016-01-02 08:00 | 0 | 0.57689 | 392956
2016-01-02 09:00 | 0 | 0.56957 | 392210
2016-01-02 10:00 | 0 | 0.56554 | 396592
2016-01-02 11:00 | 0 | 0.55664 | 406767
2016-01-02 12:00 | 0 | 0.54933 | 420668
2016-01-02 13:00 | 0 | 0.54684 | 434757
2016-01-02 14:00 | 0.065175 | 0.50123 | 445046
2016-01-02 15:00 | 0.31668 | 0.34605 | 450093
2016-01-02 16:00 | 0.46539 | 0.22017 | 448776
2016-01-02 17:00 | 0.50479 | 0.21919 | 443349
2016-01-02 18:00 | 0.4964 | 0.28064 | 435148
2016-01-02 19:00 | 0.48474 | 0.3142 | 427129
2016-01-02 20:00 | 0.49386 | 0.30673 | 420682
2016-01-02 21:00 | 0.49861 | 0.29954 | 423696
2016-01-02 22:00 | 0.41262 | 0.40672 | 441498
2016-01-02 23:00 | 0.14873 | 0.47839 | 461592
2016-01-03 | 0.0019495 | 0.51762 | 469345
2016-01-03 01:00 | 0 | 0.54313 | 470347
2016-01-03 02:00 | 0 | 0.56023 | 467310
2016-01-03 03:00 | 0 | 0.57619 | 456030
2016-01-03 04:00 | 0 | 0.58655 | 441559
2016-01-03 05:00 | 0 | 0.58999 | 427167
2016-01-03 06:00 | 0 | 0.58676 | 413834
2016-01-03 07:00 | 0 | 0.5742 | 404865
2016-01-03 08:00 | 0 | 0.55269 | 399699
2016-01-03 09:00 | 0 | 0.52918 | 398110
2016-01-03 10:00 | 0 | 0.49774 | 400834
2016-01-03 11:00 | 0 | 0.45999 | 408834
2016-01-03 12:00 | 0 | 0.42558 | 420449
2016-01-03 13:00 | 0 | 0.40041 | 433181
2016-01-03 14:00 | 0.039661 | 0.31984 | 440085
2016-01-03 15:00 | 0.37348 | 0.18006 | 439806
2016-01-03 16:00 | 0.49634 | 0.10574 | 434999
2016-01-03 17:00 | 0.51266 | 0.086993 | 430919
2016-01-03 18:00 | 0.49228 | 0.083043 | 427178
2016-01-03 19:00 | 0.4773 | 0.086987 | 422449
2016-01-03 20:00 | 0.47837 | 0.090145 | 418943
2016-01-03 21:00 | 0.46511 | 0.097928 | 424541
2016-01-03 22:00 | 0.36923 | 0.14652 | 444380
2016-01-03 23:00 | 0.08686 | 0.19289 | 464325
2016-01-04 | 0.0020809 | 0.23921 | 474796
2016-01-04 01:00 | 0 | 0.27818 | 477021
2016-01-04 02:00 | 0 | 0.30743 | 469735
2016-01-04 03:00 | 0 | 0.3276 | 452837
2016-01-04 04:00 | 0 | 0.32839 | 435678
2016-01-04 05:00 | 0 | 0.31547 | 421559
2016-01-04 06:00 | 0 | 0.30021 | 410607
2016-01-04 07:00 | 0 | 0.28701 | 404707
2016-01-04 08:00 | 0 | 0.27463 | 403331
2016-01-04 09:00 | 0 | 0.2621 | 408268
2016-01-04 10:00 | 0 | 0.25405 | 424056
2016-01-04 11:00 | 0 | 0.25228 | 457966
2016-01-04 12:00 | 0 | 0.25844 | 490049
2016-01-04 13:00 | 0 | 0.27302 | 503347
2016-01-04 14:00 | 0.084897 | 0.28079 | 505677
2016-01-04 15:00 | 0.25929 | 0.22814 | 505098
2016-01-04 16:00 | 0.36727 | 0.1918 | 499867
2016-01-04 17:00 | 0.40003 | 0.20839 | 493446
2016-01-04 18:00 | 0.40313 | 0.24344 | 487900
2016-01-04 19:00 | 0.40039 | 0.27815 | 483354
2016-01-04 20:00 | 0.39534 | 0.29967 | 480122
2016-01-04 21:00 | 0.36121 | 0.31175 | 484754
2016-01-04 22:00 | 0.2623 | 0.39893 | 504066
2016-01-04 23:00 | 0.080196 | 0.53954 | 527878
2016-01-05 | 0.0016392 | 0.59697 | 538994
2016-01-05 01:00 | 0 | 0.6026 | 539677
2016-01-05 02:00 | 0 | 0.58396 | 531819
2016-01-05 03:00 | 0 | 0.55926 | 511858
2016-01-05 04:00 | 0 | 0.53794 | 488356
2016-01-05 05:00 | 0 | 0.51898 | 470100
2016-01-05 06:00 | 0 | 0.50129 | 459532
2016-01-05 07:00 | 0 | 0.48933 | 452735
2016-01-05 08:00 | 0 | 0.4815 | 450290
2016-01-05 09:00 | 0 | 0.46578 | 455066
2016-01-05 10:00 | 0 | 0.44938 | 471666
2016-01-05 11:00 | 0 | 0.43343 | 505340
2016-01-05 12:00 | 0 | 0.42277 | 536414
2016-01-05 13:00 | 0 | 0.41797 | 544393
2016-01-05 14:00 | 0.021223 | 0.39658 | 538308
2016-01-05 15:00 | 0.18775 | 0.40007 | 530432
2016-01-05 16:00 | 0.31142 | 0.42693 | 518961
2016-01-05 17:00 | 0.37362 | 0.45872 | 507046
2016-01-05 18:00 | 0.38627 | 0.45812 | 497896
2016-01-05 19:00 | 0.38481 | 0.43627 | 489977
2016-01-05 20:00 | 0.38058 | 0.40494 | 485292
2016-01-05 21:00 | 0.35004 | 0.38505 | 489904
2016-01-05 22:00 | 0.26091 | 0.41903 | 511089
2016-01-05 23:00 | 0.068156 | 0.5029 | 534774
2016-01-06 | 0.0018312 | 0.53648 | 544758
2016-01-06 01:00 | 0 | 0.53142 | 544168
2016-01-06 02:00 | 0 | 0.5143 | 534403
2016-01-06 03:00 | 0 | 0.50066 | 512646
2016-01-06 04:00 | 0 | 0.48766 | 488746
2016-01-06 05:00 | 0 | 0.47316 | 469710
2016-01-06 06:00 | 0 | 0.45467 | 459026
2016-01-06 07:00 | 0 | 0.43175 | 450847
2016-01-06 08:00 | 0 | 0.40631 | 447761
2016-01-06 09:00 | 0 | 0.38612 | 449636
2016-01-06 10:00 | 0 | 0.36481 | 463512
2016-01-06 11:00 | 0 | 0.34699 | 495560
2016-01-06 12:00 | 0 | 0.32789 | 524202
2016-01-06 13:00 | 0 | 0.30904 | 530125
2016-01-06 14:00 | 0.017994 | 0.26364 | 523807
2016-01-06 15:00 | 0.16713 | 0.1985 | 515122
2016-01-06 16:00 | 0.28894 | 0.1747 | 505229
2016-01-06 17:00 | 0.36954 | 0.18492 | 493888
2016-01-06 18:00 | 0.39122 | 0.18383 | 485222
2016-01-06 19:00 | 0.39117 | 0.17607 | 478021
2016-01-06 20:00 | 0.38642 | 0.16644 | 474674
2016-01-06 21:00 | 0.36423 | 0.16435 | 478064
2016-01-06 22:00 | 0.2863 | 0.19536 | 496279
2016-01-06 23:00 | 0.10402 | 0.26811 | 515072
2016-01-07 | 0.00090527 | 0.31581 | 521111
2016-01-07 01:00 | 0 | 0.33922 | 518375
2016-01-07 02:00 | 0 | 0.3402 | 506895
2016-01-07 03:00 | 0 | 0.32304 | 486281
2016-01-07 04:00 | 0 | 0.2902 | 461291
2016-01-07 05:00 | 0 | 0.26358 | 439921
2016-01-07 06:00 | 0 | 0.23998 | 425551
2016-01-07 07:00 | 0 | 0.22081 | 415893
2016-01-07 08:00 | 0 | 0.2109 | 410460
2016-01-07 09:00 | 0 | 0.20832 | 411058
2016-01-07 10:00 | 0 | 0.21594 | 423691
2016-01-07 11:00 | 0 | 0.22867 | 454300
2016-01-07 12:00 | 0 | 0.24108 | 483496
2016-01-07 13:00 | 0 | 0.24658 | 491785
2016-01-07 14:00 | 0.042386 | 0.21343 | 490686
2016-01-07 15:00 | 0.1967 | 0.14049 | 488256
2016-01-07 16:00 | 0.30441 | 0.15546 | 481130
2016-01-07 17:00 | 0.36281 | 0.19065 | 472955
2016-01-07 18:00 | 0.37753 | 0.19968 | 465227
2016-01-07 19:00 | 0.37099 | 0.20893 | 459310
2016-01-07 20:00 | 0.35866 | 0.21973 | 456439
2016-01-07 21:00 | 0.32887 | 0.23064 | 457995
2016-01-07 22:00 | 0.25993 | 0.25021 | 473389
2016-01-07 23:00 | 0.089468 | 0.28693 | 488977
2016-01-08 | 0.0024239 | 0.29778 | 494433
2016-01-08 01:00 | 0 | 0.29324 | 491621
2016-01-08 02:00 | 0 | 0.27983 | 481932
2016-01-08 03:00 | 0 | 0.26409 | 461801
2016-01-08 04:00 | 0 | 0.25071 | 437008
2016-01-08 05:00 | 0 | 0.2473 | 415288
2016-01-08 06:00 | 0 | 0.24685 | 399917
2016-01-08 07:00 | 0 | 0.24954 | 389529
2016-01-08 08:00 | 0 | 0.25289 | 384659
2016-01-08 09:00 | 0 | 0.25946 | 384914
2016-01-08 10:00 | 0 | 0.27022 | 395661
2016-01-08 11:00 | 0 | 0.27774 | 426104
2016-01-08 12:00 | 0 | 0.28247 | 455472
2016-01-08 13:00 | 0 | 0.2821 | 467173
2016-01-08 14:00 | 0.035377 | 0.26315 | 472550
2016-01-08 15:00 | 0.22817 | 0.26028 | 476734
2016-01-08 16:00 | 0.3899 | 0.26137 | 475016
2016-01-08 17:00 | 0.45234 | 0.25896 | 468663
2016-01-08 18:00 | 0.44326 | 0.2687 | 463564
2016-01-08 19:00 | 0.42052 | 0.29222 | 458952
2016-01-08 20:00 | 0.4077 | 0.32442 | 454537
2016-01-08 21:00 | 0.39966 | 0.34742 | 454446
2016-01-08 22:00 | 0.35428 | 0.36855 | 463432
2016-01-08 23:00 | 0.18836 | 0.39891 | 472623
2016-01-09 | 0.0036188 | 0.41074 | 473493
2016-01-09 01:00 | 0 | 0.41133 | 468337
2016-01-09 02:00 | 0 | 0.41125 | 459225
2016-01-09 03:00 | 0 | 0.4084 | 443600
2016-01-09 04:00 | 0 | 0.40893 | 424303
2016-01-09 05:00 | 0 | 0.41113 | 406106
2016-01-09 06:00 | 0 | 0.42191 | 390602
2016-01-09 07:00 | 0 | 0.4403 | 380209
2016-01-09 08:00 | 0 | 0.46413 | 373855
2016-01-09 09:00 | 0 | 0.48056 | 372820
2016-01-09 10:00 | 0 | 0.49813 | 376458
2016-01-09 11:00 | 0 | 0.51142 | 385225
2016-01-09 12:00 | 0 | 0.51404 | 400062
2016-01-09 13:00 | 2.61e-08 | 0.51036 | 417421
2016-01-09 14:00 | 0.098657 | 0.4963 | 432775
2016-01-09 15:00 | 0.42169 | 0.49706 | 443504
2016-01-09 16:00 | 0.57421 | 0.48361 | 447564
2016-01-09 17:00 | 0.58612 | 0.46263 | 446237
2016-01-09 18:00 | 0.54993 | 0.46092 | 441450
2016-01-09 19:00 | 0.53031 | 0.46978 | 437135
2016-01-09 20:00 | 0.54515 | 0.47638 | 434799
2016-01-09 21:00 | 0.55773 | 0.47931 | 438748
2016-01-09 22:00 | 0.49662 | 0.46463 | 451099
2016-01-09 23:00 | 0.17046 | 0.43744 | 461966
2016-01-10 | 0.00071692 | 0.41613 | 466908
2016-01-10 01:00 | 0 | 0.39935 | 465022
2016-01-10 02:00 | 0 | 0.38465 | 458039
2016-01-10 03:00 | 0 | 0.36871 | 445223
2016-01-10 04:00 | 0 | 0.35402 | 429865
2016-01-10 05:00 | 0 | 0.34417 | 414836
2016-01-10 06:00 | 0 | 0.33657 | 401159
2016-01-10 07:00 | 0 | 0.32998 | 391763
2016-01-10 08:00 | 0 | 0.32364 | 387369
2016-01-10 09:00 | 0 | 0.32513 | 386669
2016-01-10 10:00 | 0 | 0.33117 | 390692
2016-01-10 11:00 | 0 | 0.33073 | 400516
2016-01-10 12:00 | 0 | 0.31998 | 415332
2016-01-10 13:00 | 2.09e-07 | 0.30064 | 431531
2016-01-10 14:00 | 0.10714 | 0.26445 | 446224
2016-01-10 15:00 | 0.36678 | 0.19145 | 454445
2016-01-10 16:00 | 0.50479 | 0.15692 | 455969
2016-01-10 17:00 | 0.53637 | 0.16619 | 455005
2016-01-10 18:00 | 0.52392 | 0.19383 | 450676
2016-01-10 19:00 | 0.50759 | 0.2191 | 445348
2016-01-10 20:00 | 0.50702 | 0.23578 | 441043
2016-01-10 21:00 | 0.50436 | 0.24205 | 445970
2016-01-10 22:00 | 0.42446 | 0.26002 | 462762
2016-01-10 23:00 | 0.17367 | 0.31445 | 486387
2016-01-11 | 0.0028482 | 0.37533 | 499575
2016-01-11 01:00 | 0 | 0.42408 | 503763
2016-01-11 02:00 | 0 | 0.44679 | 499300
2016-01-11 03:00 | 0 | 0.4614 | 486290
2016-01-11 04:00 | 0 | 0.4709 | 469026
2016-01-11 05:00 | 0 | 0.48079 | 454916
2016-01-11 06:00 | 0 | 0.48597 | 445035
2016-01-11 07:00 | 0 | 0.48676 | 440399
2016-01-11 08:00 | 0 | 0.48183 | 440627
2016-01-11 09:00 | 0 | 0.46555 | 447243
2016-01-11 10:00 | 0 | 0.44727 | 465391
2016-01-11 11:00 | 0 | 0.43643 | 503205
2016-01-11 12:00 | 0 | 0.42763 | 537493
2016-01-11 13:00 | 5.8e-08 | 0.42586 | 547765
2016-01-11 14:00 | 0.095254 | 0.39626 | 543677
2016-01-11 15:00 | 0.48176 | 0.31857 | 535867
2016-01-11 16:00 | 0.61991 | 0.33687 | 524193
2016-01-11 17:00 | 0.61419 | 0.42591 | 511046
2016-01-11 18:00 | 0.58534 | 0.48688 | 501251
2016-01-11 19:00 | 0.57482 | 0.53143 | 492140
2016-01-11 20:00 | 0.59235 | 0.55402 | 485928
2016-01-11 21:00 | 0.62042 | 0.54329 | 488605
2016-01-11 22:00 | 0.56078 | 0.55823 | 506939
2016-01-11 23:00 | 0.19536 | 0.57687 | 526379
2016-01-12 | 0.0025805 | 0.57875 | 542445
2016-01-12 01:00 | 0 | 0.58336 | 543639
2016-01-12 02:00 | 0 | 0.60723 | 535222
2016-01-12 03:00 | 0 | 0.65447 | 517768
2016-01-12 04:00 | 0 | 0.6874 | 493946
2016-01-12 05:00 | 0 | 0.69762 | 476108
2016-01-12 06:00 | 0 | 0.69935 | 463046
2016-01-12 07:00 | 0 | 0.69247 | 454908
2016-01-12 08:00 | 0 | 0.68 | 451631
2016-01-12 09:00 | 0 | 0.66013 | 454626
2016-01-12 10:00 | 0 | 0.63281 | 468323
2016-01-12 11:00 | 0 | 0.59316 | 501211
2016-01-12 12:00 | 0 | 0.5425 | 532066
2016-01-12 13:00 | 6.52e-07 | 0.49191 | 539233
2016-01-12 14:00 | 0.12928 | 0.38673 | 532105
2016-01-12 15:00 | 0.55394 | 0.28053 | 521670
2016-01-12 16:00 | 0.65746 | 0.21589 | 510052
2016-01-12 17:00 | 0.64056 | 0.20691 | 498062
2016-01-12 18:00 | 0.60264 | 0.22232 | 488561
2016-01-12 19:00 | 0.58558 | 0.24217 | 480756
2016-01-12 20:00 | 0.60013 | 0.25296 | 474428
2016-01-12 21:00 | 0.62769 | 0.25401 | 476053
2016-01-12 22:00 | 0.57449 | 0.27715 | 492115
2016-01-12 23:00 | 0.20565 | 0.31038 | 513200
2016-01-13 | 0.0033679 | 0.37906 | 524891
2016-01-13 01:00 | 0 | 0.46674 | 526072
2016-01-13 02:00 | 0 | 0.53911 | 519458
2016-01-13 03:00 | 0 | 0.60088 | 503849
2016-01-13 04:00 | 0 | 0.63887 | 483469
2016-01-13 05:00 | 0 | 0.6421 | 465481
2016-01-13 06:00 | 0 | 0.63926 | 454923
2016-01-13 07:00 | 0 | 0.63448 | 448875
2016-01-13 08:00 | 0 | 0.63112 | 447429
2016-01-13 09:00 | 0 | 0.62141 | 452208
2016-01-13 10:00 | 0 | 0.60972 | 469687
2016-01-13 11:00 | 0 | 0.60055 | 505391
2016-01-13 12:00 | 0 | 0.58414 | 537146
2016-01-13 13:00 | 1.18e-06 | 0.56618 | 545012
2016-01-13 14:00 | 0.05567 | 0.4648 | 537234
2016-01-13 15:00 | 0.4856 | 0.29439 | 525619
2016-01-13 16:00 | 0.5809 | 0.20678 | 512003
2016-01-13 17:00 | 0.58156 | 0.20838 | 498883
2016-01-13 18:00 | 0.55966 | 0.24156 | 487741
2016-01-13 19:00 | 0.54701 | 0.26326 | 480098
2016-01-13 20:00 | 0.56107 | 0.27023 | 475714
2016-01-13 21:00 | 0.57419 | 0.32151 | 479086
2016-01-13 22:00 | 0.49401 | 0.41122 | 495539
2016-01-13 23:00 | 0.17431 | 0.49826 | 515312
2016-01-14 | 0.003882 | 0.57062 | 525731
2016-01-14 01:00 | 0 | 0.61577 | 525788
2016-01-14 02:00 | 0 | 0.64527 | 518221
2016-01-14 03:00 | 0 | 0.67326 | 499085
2016-01-14 04:00 | 0 | 0.70129 | 476059
2016-01-14 05:00 | 0 | 0.7233 | 455967
2016-01-14 06:00 | 0 | 0.73473 | 443426
2016-01-14 07:00 | 0 | 0.73192 | 434625
2016-01-14 08:00 | 0 | 0.71851 | 430323
2016-01-14 09:00 | 0 | 0.69133 | 433882
2016-01-14 10:00 | 0 | 0.67192 | 449048
2016-01-14 11:00 | 0 | 0.66291 | 482678
2016-01-14 12:00 | 0 | 0.65959 | 511825
2016-01-14 13:00 | 0 | 0.65686 | 518934
2016-01-14 14:00 | 0.13053 | 0.58009 | 511165
2016-01-14 15:00 | 0.48191 | 0.4541 | 499774
2016-01-14 16:00 | 0.58644 | 0.42369 | 485758
2016-01-14 17:00 | 0.60438 | 0.50764 | 471708
2016-01-14 18:00 | 0.58128 | 0.5748 | 461997
2016-01-14 19:00 | 0.56184 | 0.59899 | 454127
2016-01-14 20:00 | 0.56958 | 0.60204 | 449692
2016-01-14 21:00 | 0.58043 | 0.61718 | 451533
2016-01-14 22:00 | 0.50578 | 0.63861 | 463636
2016-01-14 23:00 | 0.19515 | 0.66778 | 481986
2016-01-15 | 0.0026644 | 0.68403 | 491071
2016-01-15 01:00 | 0 | 0.69302 | 490964
2016-01-15 02:00 | 0 | 0.69659 | 482259
2016-01-15 03:00 | 0 | 0.69278 | 462693
2016-01-15 04:00 | 0 | 0.68409 | 440735
2016-01-15 05:00 | 0 | 0.67135 | 420298
2016-01-15 06:00 | 0 | 0.65955 | 406086
2016-01-15 07:00 | 0 | 0.64791 | 397042
2016-01-15 08:00 | 0 | 0.63308 | 392675
2016-01-15 09:00 | 0 | 0.61938 | 394761
2016-01-15 10:00 | 0 | 0.60382 | 407359
2016-01-15 11:00 | 0 | 0.58435 | 436666
2016-01-15 12:00 | 0 | 0.56155 | 466185
2016-01-15 13:00 | 2.53e-06 | 0.52761 | 477552
2016-01-15 14:00 | 0.1402 | 0.39378 | 480240
2016-01-15 15:00 | 0.33532 | 0.29717 | 481526
2016-01-15 16:00 | 0.45059 | 0.26869 | 477244
2016-01-15 17:00 | 0.48227 | 0.24852 | 470535
2016-01-15 18:00 | 0.47624 | 0.24841 | 464809
2016-01-15 19:00 | 0.47052 | 0.26147 | 459306
2016-01-15 20:00 | 0.4661 | 0.27683 | 455638
2016-01-15 21:00 | 0.45393 | 0.28037 | 456911
2016-01-15 22:00 | 0.39994 | 0.29398 | 464155
2016-01-15 23:00 | 0.19056 | 0.32855 | 471864
2016-01-16 | 0.0058251 | 0.34649 | 473518
2016-01-16 01:00 | 0 | 0.34541 | 469990
2016-01-16 02:00 | 0 | 0.33666 | 462067
2016-01-16 03:00 | 0 | 0.33144 | 446898
2016-01-16 04:00 | 0 | 0.32857 | 429098
2016-01-16 05:00 | 0 | 0.32506 | 411200
2016-01-16 06:00 | 0 | 0.32389 | 397507
2016-01-16 07:00 | 0 | 0.32565 | 388116
2016-01-16 08:00 | 0 | 0.3286 | 383335
2016-01-16 09:00 | 0 | 0.32873 | 382836
2016-01-16 10:00 | 0 | 0.33917 | 388193
2016-01-16 11:00 | 0 | 0.35568 | 398613
2016-01-16 12:00 | 0 | 0.36062 | 414957
2016-01-16 13:00 | 0 | 0.36 | 431737
2016-01-16 14:00 | 0.056431 | 0.32496 | 445036
2016-01-16 15:00 | 0.3752 | 0.273 | 450767
2016-01-16 16:00 | 0.47454 | 0.26485 | 449596
2016-01-16 17:00 | 0.49433 | 0.27747 | 445176
2016-01-16 18:00 | 0.48237 | 0.29662 | 438693
2016-01-16 19:00 | 0.47666 | 0.31319 | 433491
2016-01-16 20:00 | 0.47859 | 0.32492 | 430588
2016-01-16 21:00 | 0.4739 | 0.32849 | 433541
2016-01-16 22:00 | 0.39368 | 0.31385 | 444810
2016-01-16 23:00 | 0.13742 | 0.3009 | 460141
2016-01-17 | 0.0036858 | 0.29762 | 466002
2016-01-17 01:00 | 0 | 0.29913 | 466202
2016-01-17 02:00 | 0 | 0.31298 | 461031
2016-01-17 03:00 | 0 | 0.33308 | 449651
2016-01-17 04:00 | 0 | 0.36075 | 433925
2016-01-17 05:00 | 0 | 0.39183 | 420780
2016-01-17 06:00 | 0 | 0.42059 | 409148
2016-01-17 07:00 | 0 | 0.43887 | 400726
2016-01-17 08:00 | 0 | 0.44311 | 397107
2016-01-17 09:00 | 0 | 0.42422 | 396995
2016-01-17 10:00 | 0 | 0.39388 | 401148
2016-01-17 11:00 | 0 | 0.36896 | 411144
2016-01-17 12:00 | 0 | 0.35135 | 426593
2016-01-17 13:00 | 3.71e-06 | 0.33728 | 444517
2016-01-17 14:00 | 0.049245 | 0.29434 | 458932
2016-01-17 15:00 | 0.36051 | 0.24316 | 464245
2016-01-17 16:00 | 0.50948 | 0.23498 | 462424
2016-01-17 17:00 | 0.5445 | 0.23382 | 459077
2016-01-17 18:00 | 0.52042 | 0.23029 | 454097
2016-01-17 19:00 | 0.5128 | 0.22805 | 448939
2016-01-17 20:00 | 0.53142 | 0.22142 | 445370
2016-01-17 21:00 | 0.54981 | 0.21247 | 448873
2016-01-17 22:00 | 0.49747 | 0.21152 | 464088
2016-01-17 23:00 | 0.17362 | 0.24792 | 485734
2016-01-18 | 0.0050361 | 0.27235 | 496055
2016-01-18 01:00 | 0 | 0.27314 | 499903
2016-01-18 02:00 | 0 | 0.26859 | 495273
2016-01-18 03:00 | 0 | 0.25908 | 485022
2016-01-18 04:00 | 0 | 0.24875 | 469740
2016-01-18 05:00 | 0 | 0.2432 | 455921
2016-01-18 06:00 | 0 | 0.23917 | 448386
2016-01-18 07:00 | 0 | 0.23303 | 444095
2016-01-18 08:00 | 0 | 0.22761 | 444476
2016-01-18 09:00 | 0 | 0.21932 | 451294
2016-01-18 10:00 | 0 | 0.21398 | 467139
2016-01-18 11:00 | 0 | 0.21138 | 494557
2016-01-18 12:00 | 0 | 0.21067 | 523689
2016-01-18 13:00 | 5.03e-06 | 0.21403 | 540845
2016-01-18 14:00 | 0.07477 | 0.19978 | 544986
2016-01-18 15:00 | 0.33183 | 0.15766 | 543295
2016-01-18 16:00 | 0.44145 | 0.14074 | 536682
2016-01-18 17:00 | 0.47739 | 0.1441 | 527471
2016-01-18 18:00 | 0.47938 | 0.15997 | 517624
2016-01-18 19:00 | 0.47761 | 0.17647 | 509646
2016-01-18 20:00 | 0.48286 | 0.18521 | 504548
2016-01-18 21:00 | 0.47459 | 0.19507 | 507574
2016-01-18 22:00 | 0.39346 | 0.23152 | 526254
2016-01-18 23:00 | 0.16686 | 0.33868 | 549477
2016-01-19 | 0.0050901 | 0.39524 | 562369
2016-01-19 01:00 | 0 | 0.41426 | 563958
2016-01-19 02:00 | 0 | 0.39862 | 556327
2016-01-19 03:00 | 0 | 0.37982 | 538055
2016-01-19 04:00 | 0 | 0.3684 | 516738
2016-01-19 05:00 | 0 | 0.36227 | 501292
2016-01-19 06:00 | 0 | 0.35807 | 488827
2016-01-19 07:00 | 0 | 0.35577 | 482783
2016-01-19 08:00 | 0 | 0.35133 | 481076
2016-01-19 09:00 | 0 | 0.34534 | 486092
2016-01-19 10:00 | 0 | 0.34117 | 502163
2016-01-19 11:00 | 0 | 0.33794 | 535457
2016-01-19 12:00 | 0 | 0.33913 | 566299
2016-01-19 13:00 | 0 | 0.34546 | 573164
2016-01-19 14:00 | 0.052253 | 0.32875 | 566429
2016-01-19 15:00 | 0.335 | 0.26661 | 557716
2016-01-19 16:00 | 0.44222 | 0.26538 | 545130
2016-01-19 17:00 | 0.45758 | 0.271 | 531980
2016-01-19 18:00 | 0.45271 | 0.25925 | 520957
2016-01-19 19:00 | 0.45397 | 0.25162 | 512504
2016-01-19 20:00 | 0.46435 | 0.24139 | 508038
2016-01-19 21:00 | 0.46243 | 0.2214 | 511350
2016-01-19 22:00 | 0.37438 | 0.21108 | 528590
2016-01-19 23:00 | 0.12432 | 0.26178 | 550838
2016-01-20 | 0.0041729 | 0.3151 | 561888
2016-01-20 01:00 | 0 | 0.35726 | 561943
2016-01-20 02:00 | 0 | 0.39298 | 552117
2016-01-20 03:00 | 0 | 0.39873 | 532519
2016-01-20 04:00 | 0 | 0.38608 | 508121
2016-01-20 05:00 | 0 | 0.3655 | 489033
2016-01-20 06:00 | 0 | 0.34788 | 477201
2016-01-20 07:00 | 0 | 0.33757 | 469244
2016-01-20 08:00 | 0 | 0.32783 | 465073
2016-01-20 09:00 | 0 | 0.31283 | 467668
2016-01-20 10:00 | 0 | 0.29723 | 480665
2016-01-20 11:00 | 0 | 0.28153 | 511178
2016-01-20 12:00 | 0 | 0.26795 | 538547
2016-01-20 13:00 | 1.09e-05 | 0.26412 | 545720
2016-01-20 14:00 | 0.033773 | 0.24411 | 541525
2016-01-20 15:00 | 0.31721 | 0.20056 | 535783
2016-01-20 16:00 | 0.47167 | 0.2019 | 524933
2016-01-20 17:00 | 0.52938 | 0.23964 | 513323
2016-01-20 18:00 | 0.53081 | 0.27801 | 504846
2016-01-20 19:00 | 0.53301 | 0.31056 | 499511
2016-01-20 20:00 | 0.55706 | 0.32679 | 496267
2016-01-20 21:00 | 0.58755 | 0.31478 | 498452
2016-01-20 22:00 | 0.54556 | 0.3129 | 512960
2016-01-20 23:00 | 0.26403 | 0.35203 | 530355
2016-01-21 | 0.0092433 | 0.3583 | 536685
2016-01-21 01:00 | 0 | 0.35257 | 533921
2016-01-21 02:00 | 0 | 0.3444 | 523733
2016-01-21 03:00 | 0 | 0.33906 | 502414
2016-01-21 04:00 | 0 | 0.33758 | 477551
2016-01-21 05:00 | 0 | 0.33144 | 456315
2016-01-21 06:00 | 0 | 0.31919 | 443693
2016-01-21 07:00 | 0 | 0.31593 | 435960
2016-01-21 08:00 | 0 | 0.31888 | 432949
2016-01-21 09:00 | 0 | 0.31769 | 435901
2016-01-21 10:00 | 0 | 0.31649 | 448923
2016-01-21 11:00 | 0 | 0.31566 | 480425
2016-01-21 12:00 | 0 | 0.31788 | 510035
2016-01-21 13:00 | 1.47e-05 | 0.32124 | 518534
2016-01-21 14:00 | 0.07907 | 0.29758 | 515838
2016-01-21 15:00 | 0.50895 | 0.31602 | 511625
2016-01-21 16:00 | 0.61913 | 0.33608 | 504869
2016-01-21 17:00 | 0.61776 | 0.34429 | 497314
2016-01-21 18:00 | 0.58808 | 0.35637 | 490719
2016-01-21 19:00 | 0.57325 | 0.37971 | 486338
2016-01-21 20:00 | 0.58294 | 0.40293 | 483984
2016-01-21 21:00 | 0.59659 | 0.41289 | 486412
2016-01-21 22:00 | 0.53297 | 0.4016 | 501961
2016-01-21 23:00 | 0.21177 | 0.41514 | 520445
2016-01-22 | 0.0062849 | 0.42216 | 527936
2016-01-22 01:00 | 0 | 0.40402 | 526468
2016-01-22 02:00 | 0 | 0.38178 | 516856
2016-01-22 03:00 | 0 | 0.36552 | 498821
2016-01-22 04:00 | 0 | 0.35109 | 476229
2016-01-22 05:00 | 0 | 0.34759 | 456375
2016-01-22 06:00 | 0 | 0.35256 | 444230
2016-01-22 07:00 | 0 | 0.3619 | 436401
2016-01-22 08:00 | 0 | 0.37173 | 433510
2016-01-22 09:00 | 0 | 0.37985 | 436978
2016-01-22 10:00 | 0 | 0.38896 | 449180
2016-01-22 11:00 | 0 | 0.38714 | 477761
2016-01-22 12:00 | 0 | 0.37578 | 507663
2016-01-22 13:00 | 2.26e-05 | 0.35767 | 521669
2016-01-22 14:00 | 0.087179 | 0.30705 | 527730
2016-01-22 15:00 | 0.47304 | 0.27741 | 530526
2016-01-22 16:00 | 0.56429 | 0.23355 | 527349
2016-01-22 17:00 | 0.55701 | 0.21048 | 521407
2016-01-22 18:00 | 0.53881 | 0.20987 | 515885
2016-01-22 19:00 | 0.53324 | 0.22012 | 510547
2016-01-22 20:00 | 0.54594 | 0.23788 | 506514
2016-01-22 21:00 | 0.55467 | 0.25986 | 507046
2016-01-22 22:00 | 0.46568 | 0.29215 | 517154
2016-01-22 23:00 | 0.1812 | 0.3821 | 529079
2016-01-23 | 0.0051588 | 0.46208 | 532762
2016-01-23 01:00 | 0 | 0.48704 | 529195
2016-01-23 02:00 | 0 | 0.48926 | 520505
2016-01-23 03:00 | 0 | 0.48661 | 505807
2016-01-23 04:00 | 0 | 0.48092 | 487425
2016-01-23 05:00 | 0 | 0.47877 | 471931
2016-01-23 06:00 | 0 | 0.47895 | 460046
2016-01-23 07:00 | 0 | 0.48341 | 452760
2016-01-23 08:00 | 0 | 0.48707 | 448842
2016-01-23 09:00 | 0 | 0.49429 | 449099
2016-01-23 10:00 | 0 | 0.5026 | 454288
2016-01-23 11:00 | 0 | 0.50984 | 463739
2016-01-23 12:00 | 0 | 0.51621 | 478856
2016-01-23 13:00 | 2.78e-05 | 0.5215 | 495520
2016-01-23 14:00 | 0.099082 | 0.48998 | 509928
2016-01-23 15:00 | 0.34843 | 0.42499 | 516578
2016-01-23 16:00 | 0.45111 | 0.35664 | 513731
2016-01-23 17:00 | 0.47939 | 0.35413 | 505643
2016-01-23 18:00 | 0.47354 | 0.37083 | 494705
2016-01-23 19:00 | 0.46385 | 0.38233 | 483360
2016-01-23 20:00 | 0.45906 | 0.37691 | 476779
2016-01-23 21:00 | 0.43485 | 0.36026 | 476727
2016-01-23 22:00 | 0.34958 | 0.39887 | 488300
2016-01-23 23:00 | 0.15029 | 0.53601 | 505374
2016-01-24 | 0.0098227 | 0.59087 | 514019
2016-01-24 01:00 | 0 | 0.59556 | 514024
2016-01-24 02:00 | 0 | 0.57328 | 508962
2016-01-24 03:00 | 0 | 0.53701 | 497824
2016-01-24 04:00 | 0 | 0.49958 | 482754
2016-01-24 05:00 | 0 | 0.46528 | 468555
2016-01-24 06:00 | 0 | 0.43382 | 459947
2016-01-24 07:00 | 0 | 0.4034 | 454182
2016-01-24 08:00 | 0 | 0.37673 | 452194
2016-01-24 09:00 | 0 | 0.3579 | 453163
2016-01-24 10:00 | 0 | 0.34536 | 457622
2016-01-24 11:00 | 0 | 0.33382 | 468618
2016-01-24 12:00 | 0 | 0.32414 | 482809
2016-01-24 13:00 | 2.59e-05 | 0.31737 | 494739
2016-01-24 14:00 | 0.078346 | 0.27996 | 496332
2016-01-24 15:00 | 0.39883 | 0.19938 | 487392
2016-01-24 16:00 | 0.53516 | 0.19565 | 473672
2016-01-24 17:00 | 0.56827 | 0.22715 | 460203
2016-01-24 18:00 | 0.54756 | 0.27048 | 447336
2016-01-24 19:00 | 0.5343 | 0.30316 | 437481
2016-01-24 20:00 | 0.54361 | 0.32322 | 431504
2016-01-24 21:00 | 0.55732 | 0.34625 | 433670
2016-01-24 22:00 | 0.503 | 0.4094 | 450881
2016-01-24 23:00 | 0.25689 | 0.47431 | 474596
2016-01-25 | 0.010035 | 0.49704 | 491726
2016-01-25 01:00 | 0 | 0.48531 | 495962
2016-01-25 02:00 | 0 | 0.47603 | 491171
2016-01-25 03:00 | 0 | 0.47755 | 478100
2016-01-25 04:00 | 0 | 0.48346 | 460344
2016-01-25 05:00 | 0 | 0.48938 | 445039
2016-01-25 06:00 | 0 | 0.50107 | 435449
2016-01-25 07:00 | 0 | 0.51736 | 430084
2016-01-25 08:00 | 0 | 0.53277 | 429371
2016-01-25 09:00 | 0 | 0.5388 | 434477
2016-01-25 10:00 | 0 | 0.54594 | 450562
2016-01-25 11:00 | 0 | 0.55749 | 482964
2016-01-25 12:00 | 0 | 0.56 | 513254
2016-01-25 13:00 | 2.8e-05 | 0.5669 | 521833
2016-01-25 14:00 | 0.15452 | 0.4833 | 513400
2016-01-25 15:00 | 0.48082 | 0.50462 | 502803
2016-01-25 16:00 | 0.61529 | 0.54846 | 490218
2016-01-25 17:00 | 0.6334 | 0.562 | 478418
2016-01-25 18:00 | 0.60138 | 0.58032 | 468443
2016-01-25 19:00 | 0.58294 | 0.60314 | 460520
2016-01-25 20:00 | 0.59342 | 0.61695 | 455084
2016-01-25 21:00 | 0.60642 | 0.61356 | 456462
2016-01-25 22:00 | 0.54651 | 0.59735 | 470804
2016-01-25 23:00 | 0.29061 | 0.66992 | 489971
2016-01-26 | 0.014353 | 0.72151 | 498882
2016-01-26 01:00 | 0 | 0.73616 | 497920
2016-01-26 02:00 | 0 | 0.73185 | 487578
2016-01-26 03:00 | 0 | 0.7017 | 468214
2016-01-26 04:00 | 0 | 0.65944 | 444306
2016-01-26 05:00 | 0 | 0.62368 | 424224
2016-01-26 06:00 | 0 | 0.58985 | 410463
2016-01-26 07:00 | 0 | 0.57134 | 402333
2016-01-26 08:00 | 0 | 0.5556 | 398895
2016-01-26 09:00 | 0 | 0.55142 | 402129
2016-01-26 10:00 | 0 | 0.5533 | 415301
2016-01-26 11:00 | 0 | 0.54769 | 445595
2016-01-26 12:00 | 0 | 0.53415 | 475322
2016-01-26 13:00 | 4.67e-06 | 0.51268 | 486896
2016-01-26 14:00 | 0.042868 | 0.40124 | 487445
2016-01-26 15:00 | 0.49808 | 0.29998 | 486455
2016-01-26 16:00 | 0.61716 | 0.29808 | 481157
2016-01-26 17:00 | 0.60771 | 0.32196 | 474019
2016-01-26 18:00 | 0.58715 | 0.32662 | 468079
2016-01-26 19:00 | 0.57672 | 0.32234 | 463872
2016-01-26 20:00 | 0.59273 | 0.31093 | 461239
2016-01-26 21:00 | 0.61694 | 0.27643 | 463887
2016-01-26 22:00 | 0.59295 | 0.26327 | 477148
2016-01-26 23:00 | 0.30918 | 0.25797 | 492997
2016-01-27 | 0.015881 | 0.27734 | 500249
2016-01-27 01:00 | 0 | 0.31423 | 499113
2016-01-27 02:00 | 0 | 0.35485 | 488910
2016-01-27 03:00 | 0 | 0.39205 | 469326
2016-01-27 04:00 | 0 | 0.43479 | 445534
2016-01-27 05:00 | 0 | 0.48398 | 425309
2016-01-27 06:00 | 0 | 0.53192 | 411719
2016-01-27 07:00 | 0 | 0.57064 | 403198
2016-01-27 08:00 | 0 | 0.60484 | 399404
2016-01-27 09:00 | 0 | 0.63408 | 403381
2016-01-27 10:00 | 0 | 0.65329 | 418666
2016-01-27 11:00 | 0 | 0.66139 | 449958
2016-01-27 12:00 | 0 | 0.6634 | 482253
2016-01-27 13:00 | 2.98e-05 | 0.66642 | 494454
2016-01-27 14:00 | 0.092099 | 0.57475 | 496472
2016-01-27 15:00 | 0.54032 | 0.4754 | 495410
2016-01-27 16:00 | 0.63901 | 0.45311 | 488754
2016-01-27 17:00 | 0.62094 | 0.51039 | 479322
2016-01-27 18:00 | 0.594 | 0.5689 | 469952
2016-01-27 19:00 | 0.58112 | 0.6032 | 462707
2016-01-27 20:00 | 0.5926 | 0.60768 | 458018
2016-01-27 21:00 | 0.61015 | 0.60849 | 458984
2016-01-27 22:00 | 0.55857 | 0.65987 | 471783
2016-01-27 23:00 | 0.23259 | 0.69052 | 491721
2016-01-28 | 0.010578 | 0.7185 | 503795
2016-01-28 01:00 | 0 | 0.74465 | 505618
2016-01-28 02:00 | 0 | 0.7664 | 498533
2016-01-28 03:00 | 0 | 0.78733 | 480798
2016-01-28 04:00 | 0 | 0.80773 | 458328
2016-01-28 05:00 | 0 | 0.82475 | 439388
2016-01-28 06:00 | 0 | 0.8356 | 427549
2016-01-28 07:00 | 0 | 0.84331 | 420148
2016-01-28 08:00 | 0 | 0.83759 | 417062
2016-01-28 09:00 | 0 | 0.82346 | 420727
2016-01-28 10:00 | 0 | 0.80631 | 437126
2016-01-28 11:00 | 0 | 0.79151 | 471427
2016-01-28 12:00 | 0 | 0.7737 | 503404
2016-01-28 13:00 | 3.62e-05 | 0.74211 | 512040
2016-01-28 14:00 | 0.091961 | 0.55297 | 507622
2016-01-28 15:00 | 0.54663 | 0.34228 | 498829
2016-01-28 16:00 | 0.67487 | 0.2963 | 486539
2016-01-28 17:00 | 0.65899 | 0.33188 | 473213
2016-01-28 18:00 | 0.61911 | 0.34377 | 463101
2016-01-28 19:00 | 0.60272 | 0.33482 | 455087
2016-01-28 20:00 | 0.61796 | 0.32023 | 450296
2016-01-28 21:00 | 0.65238 | 0.30855 | 452306
2016-01-28 22:00 | 0.61706 | 0.33917 | 463893
2016-01-28 23:00 | 0.26728 | 0.37637 | 479734
2016-01-29 | 0.014032 | 0.41058 | 489988
2016-01-29 01:00 | 0 | 0.44411 | 491465
2016-01-29 02:00 | 0 | 0.49006 | 483885
2016-01-29 03:00 | 0 | 0.55581 | 466139
2016-01-29 04:00 | 0 | 0.62855 | 442987
2016-01-29 05:00 | 0 | 0.6816 | 424662
2016-01-29 06:00 | 0 | 0.71972 | 413273
2016-01-29 07:00 | 0 | 0.75209 | 406076
2016-01-29 08:00 | 0 | 0.77592 | 403830
2016-01-29 09:00 | 0 | 0.78918 | 408717
2016-01-29 10:00 | 0 | 0.80087 | 423725
2016-01-29 11:00 | 0 | 0.8148 | 458104
2016-01-29 12:00 | 0 | 0.82052 | 489880
2016-01-29 13:00 | 3.94e-05 | 0.81893 | 498339
2016-01-29 14:00 | 0.11095 | 0.70645 | 492284
2016-01-29 15:00 | 0.48106 | 0.58703 | 483987
2016-01-29 16:00 | 0.57184 | 0.61274 | 472607
2016-01-29 17:00 | 0.56876 | 0.73498 | 461493
2016-01-29 18:00 | 0.55108 | 0.79233 | 453063
2016-01-29 19:00 | 0.54428 | 0.80937 | 446413
2016-01-29 20:00 | 0.55283 | 0.80173 | 441068
2016-01-29 21:00 | 0.56383 | 0.79891 | 441048
2016-01-29 22:00 | 0.4918 | 0.81157 | 450733
2016-01-29 23:00 | 0.23008 | 0.81841 | 465999
2016-01-30 | 0.013564 | 0.78504 | 473718
2016-01-30 01:00 | 0 | 0.74212 | 473262
2016-01-30 02:00 | 0 | 0.70075 | 468077
2016-01-30 03:00 | 0 | 0.66793 | 455580
2016-01-30 04:00 | 0 | 0.65037 | 437622
2016-01-30 05:00 | 0 | 0.64987 | 421454
2016-01-30 06:00 | 0 | 0.66886 | 409661
2016-01-30 07:00 | 0 | 0.67799 | 401725
2016-01-30 08:00 | 0 | 0.67038 | 397446
2016-01-30 09:00 | 0 | 0.65914 | 399211
2016-01-30 10:00 | 0 | 0.64377 | 406491
2016-01-30 11:00 | 0 | 0.62954 | 420075
2016-01-30 12:00 | 0 | 0.62403 | 436599
2016-01-30 13:00 | 4.36e-05 | 0.62454 | 448082
2016-01-30 14:00 | 0.10935 | 0.5401 | 447923
2016-01-30 15:00 | 0.42269 | 0.35059 | 440969
2016-01-30 16:00 | 0.51863 | 0.33245 | 431135
2016-01-30 17:00 | 0.5357 | 0.41794 | 420375
2016-01-30 18:00 | 0.52564 | 0.47547 | 410136
2016-01-30 19:00 | 0.52025 | 0.50968 | 402345
2016-01-30 20:00 | 0.52796 | 0.53362 | 398119
2016-01-30 21:00 | 0.53794 | 0.55571 | 398211
2016-01-30 22:00 | 0.47652 | 0.57517 | 407935
2016-01-30 23:00 | 0.24979 | 0.58693 | 424712
2016-01-31 | 0.016489 | 0.59834 | 432706
2016-01-31 01:00 | 0 | 0.60341 | 433566
2016-01-31 02:00 | 0 | 0.61749 | 428394
2016-01-31 03:00 | 0 | 0.64683 | 417412
2016-01-31 04:00 | 0 | 0.67022 | 401466
2016-01-31 05:00 | 0 | 0.67545 | 385031
2016-01-31 06:00 | 0 | 0.67181 | 372884
2016-01-31 07:00 | 0 | 0.66085 | 364163
2016-01-31 08:00 | 0 | 0.64981 | 359200
2016-01-31 09:00 | 0 | 0.62858 | 358040
2016-01-31 10:00 | 0 | 0.59374 | 360898
2016-01-31 11:00 | 0 | 0.5612 | 368195
2016-01-31 12:00 | 0 | 0.53048 | 380157
2016-01-31 13:00 | 5.51e-05 | 0.50261 | 391752
2016-01-31 14:00 | 0.11746 | 0.38899 | 399409
2016-01-31 15:00 | 0.36893 | 0.29341 | 400465
2016-01-31 16:00 | 0.45933 | 0.34679 | 398733
2016-01-31 17:00 | 0.47833 | 0.36964 | 397649
2016-01-31 18:00 | 0.4735 | 0.36127 | 395805
2016-01-31 19:00 | 0.46491 | 0.35606 | 393066
2016-01-31 20:00 | 0.44498 | 0.34751 | 391975
2016-01-31 21:00 | 0.40389 | 0.32146 | 395107
2016-01-31 22:00 | 0.32392 | 0.33141 | 407470
2016-01-31 23:00 | 0.14804 | 0.35834 | 425236
2016-02-01 | 0.012193 | 0.36298 | 434806
2016-02-01 01:00 | 0 | 0.35282 | 435064
2016-02-01 02:00 | 0 | 0.3351 | 426819
2016-02-01 03:00 | 0 | 0.3208 | 411759
2016-02-01 04:00 | 0 | 0.30793 | 391383
2016-02-01 05:00 | 0 | 0.2947 | 372942
2016-02-01 06:00 | 0 | 0.284 | 361001
2016-02-01 07:00 | 0 | 0.27675 | 353033
2016-02-01 08:00 | 0 | 0.26996 | 350045
2016-02-01 09:00 | 0 | 0.25704 | 353256
2016-02-01 10:00 | 0 | 0.24073 | 368542
2016-02-01 11:00 | 0 | 0.2342 | 401550
2016-02-01 12:00 | 0 | 0.23251 | 433191
2016-02-01 13:00 | 5.98e-05 | 0.22838 | 444295
2016-02-01 14:00 | 0.092878 | 0.1671 | 447894
2016-02-01 15:00 | 0.31718 | 0.17864 | 450694
2016-02-01 16:00 | 0.45352 | 0.26264 | 449644
2016-02-01 17:00 | 0.49924 | 0.32992 | 446263
2016-02-01 18:00 | 0.50663 | 0.36697 | 442699
2016-02-01 19:00 | 0.49938 | 0.3959 | 439797
2016-02-01 20:00 | 0.49173 | 0.42348 | 437129
2016-02-01 21:00 | 0.48025 | 0.4545 | 438025
2016-02-01 22:00 | 0.43514 | 0.48843 | 446188
2016-02-01 23:00 | 0.26102 | 0.54558 | 461930
2016-02-02 | 0.024179 | 0.57161 | 471806
2016-02-02 01:00 | 0 | 0.56317 | 470709
2016-02-02 02:00 | 0 | 0.54474 | 461079
2016-02-02 03:00 | 0 | 0.5323 | 442670
2016-02-02 04:00 | 0 | 0.51648 | 418336
2016-02-02 05:00 | 0 | 0.50954 | 396625
2016-02-02 06:00 | 0 | 0.50837 | 381749
2016-02-02 07:00 | 0 | 0.52081 | 371769
2016-02-02 08:00 | 0 | 0.53823 | 366772
2016-02-02 09:00 | 0 | 0.56491 | 368591
2016-02-02 10:00 | 0 | 0.60408 | 382021
2016-02-02 11:00 | 0 | 0.64143 | 414646
2016-02-02 12:00 | 0 | 0.66191 | 443825
2016-02-02 13:00 | 7.89e-05 | 0.66825 | 453953
2016-02-02 14:00 | 0.11822 | 0.6028 | 457153
2016-02-02 15:00 | 0.51215 | 0.64892 | 459078
2016-02-02 16:00 | 0.60884 | 0.66511 | 457079
2016-02-02 17:00 | 0.61417 | 0.66287 | 450673
2016-02-02 18:00 | 0.59705 | 0.6482 | 448768
2016-02-02 19:00 | 0.5816 | 0.63599 | 444618
2016-02-02 20:00 | 0.58235 | 0.6297 | 441273
2016-02-02 21:00 | 0.57689 | 0.62561 | 442635
2016-02-02 22:00 | 0.5138 | 0.62633 | 452450
2016-02-02 23:00 | 0.30896 | 0.63514 | 466845
2016-02-03 | 0.028656 | 0.63343 | 475296
2016-02-03 01:00 | 0 | 0.62075 | 474068
2016-02-03 02:00 | 0 | 0.61191 | 463570
2016-02-03 03:00 | 0 | 0.60504 | 444152
2016-02-03 04:00 | 0 | 0.59897 | 420117
2016-02-03 05:00 | 0 | 0.59243 | 399540
2016-02-03 06:00 | 0 | 0.58809 | 384347
2016-02-03 07:00 | 0 | 0.58355 | 374131
2016-02-03 08:00 | 0 | 0.57726 | 369211
2016-02-03 09:00 | 0 | 0.56404 | 371215
2016-02-03 10:00 | 0 | 0.55084 | 383781
2016-02-03 11:00 | 0 | 0.5383 | 415255
2016-02-03 12:00 | 0 | 0.52451 | 446694
2016-02-03 13:00 | 9.79e-05 | 0.49735 | 459887
2016-02-03 14:00 | 0.2302 | 0.43898 | 465986
2016-02-03 15:00 | 0.62755 | 0.42389 | 469666
2016-02-03 16:00 | 0.71243 | 0.41345 | 468347
2016-02-03 17:00 | 0.70131 | 0.41901 | 463302
2016-02-03 18:00 | 0.66644 | 0.43149 | 458532
2016-02-03 19:00 | 0.64601 | 0.4586 | 453700
2016-02-03 20:00 | 0.65218 | 0.48084 | 449532
2016-02-03 21:00 | 0.66442 | 0.47829 | 450158
2016-02-03 22:00 | 0.62101 | 0.42834 | 458219
2016-02-03 23:00 | 0.38355 | 0.41659 | 472065
2016-02-04 | 0.028756 | 0.41961 | 482328
2016-02-04 01:00 | 0 | 0.41339 | 482856
2016-02-04 02:00 | 0 | 0.42164 | 474367
2016-02-04 03:00 | 0 | 0.42474 | 456290
2016-02-04 04:00 | 0 | 0.42138 | 432825
2016-02-04 05:00 | 0 | 0.41869 | 412681
2016-02-04 06:00 | 0 | 0.41706 | 398724
2016-02-04 07:00 | 0 | 0.41398 | 390171
2016-02-04 08:00 | 0 | 0.40942 | 386439
2016-02-04 09:00 | 0 | 0.39928 | 389595
2016-02-04 10:00 | 0 | 0.38587 | 404973
2016-02-04 11:00 | 0 | 0.37917 | 438227
2016-02-04 12:00 | 0 | 0.38022 | 472199
2016-02-04 13:00 | 0.00010829 | 0.3817 | 484949
2016-02-04 14:00 | 0.14401 | 0.31885 | 487328
2016-02-04 15:00 | 0.53896 | 0.23456 | 485781
2016-02-04 16:00 | 0.62128 | 0.23297 | 479593
2016-02-04 17:00 | 0.63222 | 0.2572 | 470967
2016-02-04 18:00 | 0.61046 | 0.28252 | 462918
2016-02-04 19:00 | 0.59375 | 0.29742 | 456299
2016-02-04 20:00 | 0.59172 | 0.30158 | 451360
2016-02-04 21:00 | 0.59113 | 0.27999 | 451716
2016-02-04 22:00 | 0.53159 | 0.24645 | 461495
2016-02-04 23:00 | 0.33271 | 0.24139 | 477809
2016-02-05 | 0.029349 | 0.26037 | 491436
2016-02-05 01:00 | 0 | 0.30494 | 495085
2016-02-05 02:00 | 0 | 0.36804 | 488990
2016-02-05 03:00 | 0 | 0.42061 | 473043
2016-02-05 04:00 | 0 | 0.46144 | 452119
2016-02-05 05:00 | 0 | 0.48202 | 433235
2016-02-05 06:00 | 0 | 0.48294 | 421814
2016-02-05 07:00 | 0 | 0.47429 | 416139
2016-02-05 08:00 | 0 | 0.4623 | 414463
2016-02-05 09:00 | 0 | 0.44837 | 418537
2016-02-05 10:00 | 0 | 0.43929 | 435319
2016-02-05 11:00 | 0 | 0.4355 | 470378
2016-02-05 12:00 | 0 | 0.43916 | 503832
2016-02-05 13:00 | 0.00012561 | 0.43683 | 514139
2016-02-05 14:00 | 0.12887 | 0.35691 | 511370
2016-02-05 15:00 | 0.60098 | 0.32065 | 503724
2016-02-05 16:00 | 0.70556 | 0.38845 | 490621
2016-02-05 17:00 | 0.70874 | 0.46401 | 475355
2016-02-05 18:00 | 0.67554 | 0.49408 | 462022
2016-02-05 19:00 | 0.65794 | 0.50727 | 451872
2016-02-05 20:00 | 0.66858 | 0.50781 | 443685
2016-02-05 21:00 | 0.68959 | 0.47585 | 442344
2016-02-05 22:00 | 0.6509 | 0.42711 | 452742
2016-02-05 23:00 | 0.35794 | 0.4581 | 471656
2016-02-06 | 0.033942 | 0.48663 | 483417
2016-02-06 01:00 | 0 | 0.50957 | 486500
2016-02-06 02:00 | 0 | 0.53801 | 483385
2016-02-06 03:00 | 0 | 0.56186 | 472460
2016-02-06 04:00 | 0 | 0.59078 | 454189
2016-02-06 05:00 | 0 | 0.62642 | 438683
2016-02-06 06:00 | 0 | 0.65435 | 427364
2016-02-06 07:00 | 0 | 0.6633 | 420107
2016-02-06 08:00 | 0 | 0.66072 | 416611
2016-02-06 09:00 | 0 | 0.65213 | 417580
2016-02-06 10:00 | 0 | 0.63725 | 424321
2016-02-06 11:00 | 0 | 0.62351 | 438511
2016-02-06 12:00 | 0 | 0.61167 | 455511
2016-02-06 13:00 | 0.00014291 | 0.58864 | 468212
2016-02-06 14:00 | 0.16534 | 0.45882 | 470531
2016-02-06 15:00 | 0.65798 | 0.36365 | 464518
2016-02-06 16:00 | 0.73073 | 0.34357 | 453862
2016-02-06 17:00 | 0.71453 | 0.37621 | 441481
2016-02-06 18:00 | 0.68257 | 0.42218 | 429388
2016-02-06 19:00 | 0.66729 | 0.46625 | 419274
2016-02-06 20:00 | 0.68003 | 0.49241 | 413456
2016-02-06 21:00 | 0.70089 | 0.55422 | 413630
2016-02-06 22:00 | 0.64359 | 0.65713 | 423228
2016-02-06 23:00 | 0.37556 | 0.7294 | 441840
2016-02-07 | 0.032122 | 0.78781 | 454496
2016-02-07 01:00 | 0 | 0.85745 | 458884
2016-02-07 02:00 | 0 | 0.90038 | 456449
2016-02-07 03:00 | 0 | 0.92982 | 448253
2016-02-07 04:00 | 0 | 0.94841 | 434897
2016-02-07 05:00 | 0 | 0.95657 | 421779
2016-02-07 06:00 | 0 | 0.95558 | 412123
2016-02-07 07:00 | 0 | 0.94674 | 406532
2016-02-07 08:00 | 0 | 0.93176 | 404173
2016-02-07 09:00 | 0 | 0.91291 | 405629
2016-02-07 10:00 | 0 | 0.89772 | 410888
2016-02-07 11:00 | 0 | 0.88736 | 421930
2016-02-07 12:00 | 0 | 0.87059 | 436080
2016-02-07 13:00 | 0.00017491 | 0.84482 | 449995
2016-02-07 14:00 | 0.16823 | 0.72376 | 454302
2016-02-07 15:00 | 0.64815 | 0.62282 | 448053
2016-02-07 16:00 | 0.73214 | 0.6687 | 438340
2016-02-07 17:00 | 0.71017 | 0.69426 | 429703
2016-02-07 18:00 | 0.6749 | 0.72079 | 422701
2016-02-07 19:00 | 0.65976 | 0.73912 | 416621
2016-02-07 20:00 | 0.67352 | 0.76174 | 413206
2016-02-07 21:00 | 0.70317 | 0.79192 | 414826
2016-02-07 22:00 | 0.65831 | 0.83716 | 425152
2016-02-07 23:00 | 0.38507 | 0.89089 | 437288
2016-02-08 | 0.040386 | 0.92501 | 441298
2016-02-08 01:00 | 0 | 0.92171 | 444780
2016-02-08 02:00 | 0 | 0.90688 | 444304
2016-02-08 03:00 | 0 | 0.89311 | 438359
2016-02-08 04:00 | 0 | 0.87599 | 430018
2016-02-08 05:00 | 0 | 0.86439 | 413486
2016-02-08 06:00 | 0 | 0.85824 | 402235
2016-02-08 07:00 | 0 | 0.85036 | 396922
2016-02-08 08:00 | 0 | 0.84878 | 396560
2016-02-08 09:00 | 0 | 0.8492 | 402530
2016-02-08 10:00 | 0 | 0.84945 | 421060
2016-02-08 11:00 | 0 | 0.84675 | 457551
2016-02-08 12:00 | 0 | 0.83959 | 490360
2016-02-08 13:00 | 0.0002141 | 0.81695 | 498868
2016-02-08 14:00 | 0.1545 | 0.71714 | 495896
2016-02-08 15:00 | 0.63181 | 0.76414 | 491192
2016-02-08 16:00 | 0.72436 | 0.77768 | 483825
2016-02-08 17:00 | 0.70816 | 0.78848 | 475907
2016-02-08 18:00 | 0.6773 | 0.80196 | 469962
2016-02-08 19:00 | 0.66551 | 0.80914 | 464212
2016-02-08 20:00 | 0.68033 | 0.81105 | 462931
2016-02-08 21:00 | 0.7093 | 0.80652 | 465945
2016-02-08 22:00 | 0.6558 | 0.79831 | 477812
2016-02-08 23:00 | 0.3794 | 0.80549 | 496619
2016-02-09 | 0.038812 | 0.79565 | 509626
2016-02-09 01:00 | 0 | 0.76806 | 510239
2016-02-09 02:00 | 0 | 0.73615 | 501502
2016-02-09 03:00 | 0 | 0.70613 | 482734
2016-02-09 04:00 | 0 | 0.66824 | 460155
2016-02-09 05:00 | 0 | 0.64516 | 441222
2016-02-09 06:00 | 0 | 0.63508 | 430094
2016-02-09 07:00 | 0 | 0.63554 | 422745
2016-02-09 08:00 | 0 | 0.63662 | 420922
2016-02-09 09:00 | 0 | 0.63355 | 425374
2016-02-09 10:00 | 0 | 0.63465 | 441627
2016-02-09 11:00 | 0 | 0.63428 | 474965
2016-02-09 12:00 | 0 | 0.6288 | 506389
2016-02-09 13:00 | 0.00025469 | 0.60194 | 516917
2016-02-09 14:00 | 0.17983 | 0.48937 | 517639
2016-02-09 15:00 | 0.67769 | 0.42757 | 515197
2016-02-09 16:00 | 0.73854 | 0.45138 | 507624
2016-02-09 17:00 | 0.71106 | 0.48297 | 499345
2016-02-09 18:00 | 0.68151 | 0.50688 | 492763
2016-02-09 19:00 | 0.66711 | 0.5276 | 487287
2016-02-09 20:00 | 0.68019 | 0.53062 | 484330
2016-02-09 21:00 | 0.70208 | 0.49153 | 487233
2016-02-09 22:00 | 0.64706 | 0.44458 | 498901
2016-02-09 23:00 | 0.37177 | 0.44839 | 517753
2016-02-10 | 0.044519 | 0.42358 | 529194
2016-02-10 01:00 | 0 | 0.37432 | 530973
2016-02-10 02:00 | 0 | 0.33603 | 522241
2016-02-10 03:00 | 0 | 0.32019 | 503741
2016-02-10 04:00 | 0 | 0.31994 | 482147
2016-02-10 05:00 | 0 | 0.34243 | 464778
2016-02-10 06:00 | 0 | 0.3908 | 452580
2016-02-10 07:00 | 0 | 0.44557 | 445595
2016-02-10 08:00 | 0 | 0.48238 | 444200
2016-02-10 09:00 | 0 | 0.5044 | 449544
2016-02-10 10:00 | 0 | 0.52064 | 466577
2016-02-10 11:00 | 0 | 0.53842 | 500684
2016-02-10 12:00 | 0 | 0.55626 | 531402
2016-02-10 13:00 | 0.00029202 | 0.56477 | 537770
2016-02-10 14:00 | 0.19277 | 0.48274 | 531182
2016-02-10 15:00 | 0.65774 | 0.35568 | 523892
2016-02-10 16:00 | 0.71619 | 0.32575 | 511822
2016-02-10 17:00 | 0.70425 | 0.38137 | 499374
2016-02-10 18:00 | 0.67108 | 0.42507 | 492133
2016-02-10 19:00 | 0.65577 | 0.448 | 486135
2016-02-10 20:00 | 0.66741 | 0.45507 | 483900
2016-02-10 21:00 | 0.68809 | 0.44971 | 485523
2016-02-10 22:00 | 0.64508 | 0.49169 | 497609
2016-02-10 23:00 | 0.37382 | 0.53412 | 518119
2016-02-11 | 0.049909 | 0.54708 | 530898
2016-02-11 01:00 | 0 | 0.55448 | 533120
2016-02-11 02:00 | 0 | 0.54743 | 525973
2016-02-11 03:00 | 0 | 0.53188 | 508875
2016-02-11 04:00 | 0 | 0.50352 | 486593
2016-02-11 05:00 | 0 | 0.47555 | 468600
2016-02-11 06:00 | 0 | 0.45523 | 457292
2016-02-11 07:00 | 0 | 0.43392 | 449932
2016-02-11 08:00 | 0 | 0.41175 | 447546
2016-02-11 09:00 | 0 | 0.39595 | 451367
2016-02-11 10:00 | 0 | 0.38423 | 468521
2016-02-11 11:00 | 0 | 0.37533 | 502753
2016-02-11 12:00 | 0 | 0.36588 | 530737
2016-02-11 13:00 | 0.00034871 | 0.34754 | 533208
2016-02-11 14:00 | 0.20276 | 0.26703 | 523308
2016-02-11 15:00 | 0.63114 | 0.20297 | 512717
2016-02-11 16:00 | 0.69483 | 0.17829 | 499570
2016-02-11 17:00 | 0.69494 | 0.19716 | 487907
2016-02-11 18:00 | 0.66873 | 0.21697 | 479400
2016-02-11 19:00 | 0.65358 | 0.22964 | 473142
2016-02-11 20:00 | 0.66289 | 0.23773 | 469165
2016-02-11 21:00 | 0.68134 | 0.23509 | 471140
2016-02-11 22:00 | 0.62546 | 0.22926 | 481798
2016-02-11 23:00 | 0.35891 | 0.26808 | 501780
2016-02-12 | 0.036732 | 0.29151 | 515314
2016-02-12 01:00 | 0 | 0.29272 | 517658
2016-02-12 02:00 | 0 | 0.28211 | 510551
2016-02-12 03:00 | 0 | 0.26367 | 492901
2016-02-12 04:00 | 0 | 0.24703 | 471644
2016-02-12 05:00 | 0 | 0.24073 | 451818
2016-02-12 06:00 | 0 | 0.2511 | 438740
2016-02-12 07:00 | 0 | 0.26933 | 430656
2016-02-12 08:00 | 0 | 0.29544 | 426606
2016-02-12 09:00 | 0 | 0.32599 | 429427
2016-02-12 10:00 | 0 | 0.35605 | 444187
2016-02-12 11:00 | 0 | 0.38193 | 475473
2016-02-12 12:00 | 0 | 0.3947 | 502426
2016-02-12 13:00 | 0.00043786 | 0.37996 | 508523
2016-02-12 14:00 | 0.185 | 0.3329 | 506503
2016-02-12 15:00 | 0.6311 | 0.319 | 502566
2016-02-12 16:00 | 0.69235 | 0.31945 | 495536
2016-02-12 17:00 | 0.6807 | 0.31541 | 486750
2016-02-12 18:00 | 0.65707 | 0.31152 | 481045
2016-02-12 19:00 | 0.64565 | 0.30875 | 477507
2016-02-12 20:00 | 0.65723 | 0.30446 | 475470
2016-02-12 21:00 | 0.67584 | 0.29928 | 475511
2016-02-12 22:00 | 0.63093 | 0.30153 | 480587
2016-02-12 23:00 | 0.41212 | 0.37434 | 492585
2016-02-13 | 0.064186 | 0.47072 | 499809
2016-02-13 01:00 | 2.26e-08 | 0.47882 | 498731
2016-02-13 02:00 | 0 | 0.46785 | 491920
2016-02-13 03:00 | 0 | 0.44657 | 479170
2016-02-13 04:00 | 0 | 0.42613 | 462280
2016-02-13 05:00 | 0 | 0.40354 | 446151
2016-02-13 06:00 | 0 | 0.38324 | 434017
2016-02-13 07:00 | 0 | 0.3652 | 426569
2016-02-13 08:00 | 0 | 0.35458 | 423312
2016-02-13 09:00 | 0 | 0.35088 | 425077
2016-02-13 10:00 | 0 | 0.35354 | 432371
2016-02-13 11:00 | 0 | 0.3608 | 445669
2016-02-13 12:00 | 0 | 0.3738 | 462097
2016-02-13 13:00 | 0.00053239 | 0.3868 | 476177
2016-02-13 14:00 | 0.14724 | 0.40133 | 484883
2016-02-13 15:00 | 0.54834 | 0.41247 | 485582
2016-02-13 16:00 | 0.64869 | 0.42933 | 480430
2016-02-13 17:00 | 0.66567 | 0.46549 | 471854
2016-02-13 18:00 | 0.6495 | 0.49688 | 462669
2016-02-13 19:00 | 0.64069 | 0.51979 | 456167
2016-02-13 20:00 | 0.65355 | 0.53788 | 452362
2016-02-13 21:00 | 0.66585 | 0.55806 | 455137
2016-02-13 22:00 | 0.63228 | 0.57815 | 466557
2016-02-13 23:00 | 0.41847 | 0.68749 | 487773
2016-02-14 | 0.086842 | 0.74704 | 501197
2016-02-14 01:00 | 2.99e-06 | 0.75768 | 504675
2016-02-14 02:00 | 0 | 0.75371 | 501941
2016-02-14 03:00 | 0 | 0.7534 | 493215
2016-02-14 04:00 | 0 | 0.75205 | 478969
2016-02-14 05:00 | 0 | 0.7526 | 464148
2016-02-14 06:00 | 0 | 0.75297 | 453891
2016-02-14 07:00 | 0 | 0.75365 | 447242
2016-02-14 08:00 | 0 | 0.74731 | 443436
2016-02-14 09:00 | 0 | 0.73468 | 442406
2016-02-14 10:00 | 0 | 0.70754 | 446344
2016-02-14 11:00 | 0 | 0.67313 | 455950
2016-02-14 12:00 | 0 | 0.62939 | 467682
2016-02-14 13:00 | 0.00066158 | 0.57266 | 477822
2016-02-14 14:00 | 0.15366 | 0.43865 | 482732
2016-02-14 15:00 | 0.54254 | 0.35887 | 480794
2016-02-14 16:00 | 0.63871 | 0.34737 | 474300
2016-02-14 17:00 | 0.64459 | 0.35581 | 468035
2016-02-14 18:00 | 0.62478 | 0.35376 | 461079
2016-02-14 19:00 | 0.61605 | 0.35062 | 454990
2016-02-14 20:00 | 0.62813 | 0.34405 | 453504
2016-02-14 21:00 | 0.64162 | 0.33146 | 457219
2016-02-14 22:00 | 0.58122 | 0.32771 | 468996
2016-02-14 23:00 | 0.37266 | 0.36045 | 487064
2016-02-15 | 0.054166 | 0.40425 | 497245
2016-02-15 01:00 | 4.95e-06 | 0.43505 | 496464
2016-02-15 02:00 | 0 | 0.45523 | 487759
2016-02-15 03:00 | 0 | 0.46527 | 473863
2016-02-15 04:00 | 0 | 0.47427 | 456247
2016-02-15 05:00 | 0 | 0.48338 | 438571
2016-02-15 06:00 | 0 | 0.48749 | 426178
2016-02-15 07:00 | 0 | 0.49532 | 418030
2016-02-15 08:00 | 0 | 0.50206 | 413802
2016-02-15 09:00 | 0 | 0.51516 | 416020
2016-02-15 10:00 | 0 | 0.53335 | 426241
2016-02-15 11:00 | 0 | 0.53834 | 448824
2016-02-15 12:00 | 0 | 0.52207 | 472250
2016-02-15 13:00 | 0.00083168 | 0.46652 | 486638
2016-02-15 14:00 | 0.20451 | 0.29157 | 495412
2016-02-15 15:00 | 0.60932 | 0.22294 | 501301
2016-02-15 16:00 | 0.68883 | 0.23415 | 502221
2016-02-15 17:00 | 0.68881 | 0.24758 | 499362
2016-02-15 18:00 | 0.66738 | 0.26746 | 495186
2016-02-15 19:00 | 0.65691 | 0.28867 | 490387
2016-02-15 20:00 | 0.67041 | 0.31223 | 486695
2016-02-15 21:00 | 0.69862 | 0.34132 | 487005
2016-02-15 22:00 | 0.6748 | 0.37457 | 494230
2016-02-15 23:00 | 0.46328 | 0.43276 | 505582
2016-02-16 | 0.065392 | 0.48946 | 510575
2016-02-16 01:00 | 1.19e-05 | 0.55269 | 506685
2016-02-16 02:00 | 0 | 0.6132 | 492620
2016-02-16 03:00 | 0 | 0.65819 | 471783
2016-02-16 04:00 | 0 | 0.68399 | 446533
2016-02-16 05:00 | 0 | 0.6979 | 425067
2016-02-16 06:00 | 0 | 0.69614 | 408969
2016-02-16 07:00 | 0 | 0.68545 | 398529
2016-02-16 08:00 | 0 | 0.67502 | 392492
2016-02-16 09:00 | 0 | 0.66166 | 393274
2016-02-16 10:00 | 0 | 0.65537 | 404072
2016-02-16 11:00 | 0 | 0.65295 | 430339
2016-02-16 12:00 | 0 | 0.64562 | 458011
2016-02-16 13:00 | 0.0010552 | 0.60696 | 469751
2016-02-16 14:00 | 0.21453 | 0.44325 | 472089
2016-02-16 15:00 | 0.64279 | 0.47813 | 471516
2016-02-16 16:00 | 0.73067 | 0.48485 | 467780
2016-02-16 17:00 | 0.71328 | 0.46231 | 462095
2016-02-16 18:00 | 0.68811 | 0.41903 | 457704
2016-02-16 19:00 | 0.67595 | 0.37761 | 454346
2016-02-16 20:00 | 0.68713 | 0.33224 | 451843
2016-02-16 21:00 | 0.70917 | 0.29901 | 453875
2016-02-16 22:00 | 0.68614 | 0.2714 | 461734
2016-02-16 23:00 | 0.43827 | 0.30707 | 475995
2016-02-17 | 0.06995 | 0.34449 | 484937
2016-02-17 01:00 | 1.69e-05 | 0.35852 | 484039
2016-02-17 02:00 | 0 | 0.3556 | 473447
2016-02-17 03:00 | 0 | 0.3532 | 453437
2016-02-17 04:00 | 0 | 0.36084 | 429448
2016-02-17 05:00 | 0 | 0.37513 | 409782
2016-02-17 06:00 | 0 | 0.39205 | 396069
2016-02-17 07:00 | 0 | 0.41047 | 387846
2016-02-17 08:00 | 0 | 0.42589 | 384746
2016-02-17 09:00 | 0 | 0.43608 | 387908
2016-02-17 10:00 | 0 | 0.43326 | 402965
2016-02-17 11:00 | 0 | 0.42207 | 435062
2016-02-17 12:00 | 0 | 0.40759 | 464480
2016-02-17 13:00 | 0.0012409 | 0.35751 | 472263
2016-02-17 14:00 | 0.23725 | 0.20529 | 470126
2016-02-17 15:00 | 0.55383 | 0.14041 | 465928
2016-02-17 16:00 | 0.6254 | 0.19187 | 460744
2016-02-17 17:00 | 0.62335 | 0.22518 | 454129
2016-02-17 18:00 | 0.60811 | 0.2308 | 450106
2016-02-17 19:00 | 0.59894 | 0.2312 | 446675
2016-02-17 20:00 | 0.60017 | 0.23314 | 445132
2016-02-17 21:00 | 0.59589 | 0.23498 | 447514
2016-02-17 22:00 | 0.53129 | 0.31297 | 455731
2016-02-17 23:00 | 0.31349 | 0.641 | 471276
2016-02-18 | 0.040353 | 0.84739 | 483727
2016-02-18 01:00 | 2.12e-06 | 0.89042 | 485158
2016-02-18 02:00 | 0 | 0.87464 | 476973
2016-02-18 03:00 | 0 | 0.8614 | 459573
2016-02-18 04:00 | 0 | 0.85247 | 437201
2016-02-18 05:00 | 0 | 0.84925 | 418285
2016-02-18 06:00 | 0 | 0.83874 | 406299
2016-02-18 07:00 | 0 | 0.83329 | 399315
2016-02-18 08:00 | 0 | 0.8282 | 397681
2016-02-18 09:00 | 0 | 0.81143 | 401207
2016-02-18 10:00 | 0 | 0.79842 | 416327
2016-02-18 11:00 | 0 | 0.7972 | 450344
2016-02-18 12:00 | 0 | 0.79744 | 478649
2016-02-18 13:00 | 0.0016234 | 0.7778 | 482466
2016-02-18 14:00 | 0.21137 | 0.73827 | 475884
2016-02-18 15:00 | 0.48207 | 0.6967 | 468614
2016-02-18 16:00 | 0.59065 | 0.70343 | 460316
2016-02-18 17:00 | 0.62385 | 0.72943 | 452277
2016-02-18 18:00 | 0.61255 | 0.75529 | 446581
2016-02-18 19:00 | 0.61073 | 0.75887 | 442689
2016-02-18 20:00 | 0.62363 | 0.75753 | 440034
2016-02-18 21:00 | 0.64081 | 0.74611 | 441636
2016-02-18 22:00 | 0.61644 | 0.76724 | 450288
2016-02-18 23:00 | 0.43761 | 0.82593 | 467437
2016-02-19 | 0.083605 | 0.88626 | 480110
2016-02-19 01:00 | 2.53e-05 | 0.90281 | 482106
2016-02-19 02:00 | 0 | 0.89683 | 474395
2016-02-19 03:00 | 0 | 0.89291 | 457282
2016-02-19 04:00 | 0 | 0.86965 | 434122
2016-02-19 05:00 | 0 | 0.85415 | 414536
2016-02-19 06:00 | 0 | 0.86097 | 402028
2016-02-19 07:00 | 0 | 0.88955 | 393397
2016-02-19 08:00 | 0 | 0.89835 | 389054
2016-02-19 09:00 | 0 | 0.90359 | 391710
2016-02-19 10:00 | 0 | 0.90462 | 405420
2016-02-19 11:00 | 0 | 0.89659 | 435170
2016-02-19 12:00 | 0 | 0.873 | 460531
2016-02-19 13:00 | 0.0019306 | 0.81677 | 463967
2016-02-19 14:00 | 0.18789 | 0.67116 | 460831
2016-02-19 15:00 | 0.53753 | 0.6327 | 457400
2016-02-19 16:00 | 0.6343 | 0.65647 | 450971
2016-02-19 17:00 | 0.63918 | 0.64995 | 444834
2016-02-19 18:00 | 0.61411 | 0.633 | 439677
2016-02-19 19:00 | 0.59515 | 0.62606 | 436715
2016-02-19 20:00 | 0.59357 | 0.63371 | 434312
2016-02-19 21:00 | 0.58499 | 0.64376 | 433831
2016-02-19 22:00 | 0.54817 | 0.6537 | 438853
2016-02-19 23:00 | 0.39976 | 0.68417 | 448325
2016-02-20 | 0.074991 | 0.71793 | 453703
2016-02-20 01:00 | 2.15e-05 | 0.75698 | 450837
2016-02-20 02:00 | 0 | 0.79702 | 442242
2016-02-20 03:00 | 0 | 0.83228 | 427846
2016-02-20 04:00 | 0 | 0.83984 | 408070
2016-02-20 05:00 | 0 | 0.84091 | 388577
2016-02-20 06:00 | 0 | 0.83655 | 373572
2016-02-20 07:00 | 0 | 0.82752 | 362627
2016-02-20 08:00 | 0 | 0.8155 | 356552
2016-02-20 09:00 | 0 | 0.79374 | 354018
2016-02-20 10:00 | 0 | 0.76041 | 356351
2016-02-20 11:00 | 0 | 0.72046 | 365919
2016-02-20 12:00 | 0 | 0.68947 | 377725
2016-02-20 13:00 | 0.0016052 | 0.61941 | 389961
2016-02-20 14:00 | 0.21637 | 0.35655 | 399954
2016-02-20 15:00 | 0.61128 | 0.28664 | 403739
2016-02-20 16:00 | 0.7016 | 0.3236 | 402616
2016-02-20 17:00 | 0.6968 | 0.34896 | 399046
2016-02-20 18:00 | 0.67334 | 0.34619 | 394304
2016-02-20 19:00 | 0.65746 | 0.33641 | 389180
2016-02-20 20:00 | 0.66044 | 0.32727 | 385273
2016-02-20 21:00 | 0.66803 | 0.318 | 384806
2016-02-20 22:00 | 0.6349 | 0.33392 | 389641
2016-02-20 23:00 | 0.43684 | 0.4303 | 402422
2016-02-21 | 0.082912 | 0.51905 | 410711
2016-02-21 01:00 | 2.53e-05 | 0.55646 | 410144
2016-02-21 02:00 | 0 | 0.55212 | 404838
2016-02-21 03:00 | 0 | 0.53006 | 393889
2016-02-21 04:00 | 0 | 0.49486 | 378380
2016-02-21 05:00 | 0 | 0.46245 | 362368
2016-02-21 06:00 | 0 | 0.4468 | 349945
2016-02-21 07:00 | 0 | 0.44479 | 340082
2016-02-21 08:00 | 0 | 0.44664 | 334957
2016-02-21 09:00 | 0 | 0.44335 | 332892
2016-02-21 10:00 | 0 | 0.43507 | 334852
2016-02-21 11:00 | 0 | 0.41836 | 341609
2016-02-21 12:00 | 0 | 0.39597 | 351690
2016-02-21 13:00 | 0.00066425 | 0.35657 | 363583
2016-02-21 14:00 | 0.17233 | 0.25185 | 376732
2016-02-21 15:00 | 0.55304 | 0.31201 | 383921
2016-02-21 16:00 | 0.6514 | 0.36739 | 387634
2016-02-21 17:00 | 0.65268 | 0.35576 | 389435
2016-02-21 18:00 | 0.64192 | 0.33435 | 388620
2016-02-21 19:00 | 0.63409 | 0.31173 | 386747
2016-02-21 20:00 | 0.64215 | 0.28968 | 386428
2016-02-21 21:00 | 0.65355 | 0.26372 | 389231
2016-02-21 22:00 | 0.64633 | 0.24126 | 397837
2016-02-21 23:00 | 0.47783 | 0.27826 | 412587
2016-02-22 | 0.10501 | 0.34612 | 424634
2016-02-22 01:00 | 4.55e-05 | 0.36785 | 425052
2016-02-22 02:00 | 0 | 0.36706 | 417877
2016-02-22 03:00 | 0 | 0.36449 | 403748
2016-02-22 04:00 | 0 | 0.35946 | 384325
2016-02-22 05:00 | 0 | 0.35475 | 366010
2016-02-22 06:00 | 0 | 0.3474 | 353139
2016-02-22 07:00 | 0 | 0.33938 | 344882
2016-02-22 08:00 | 0 | 0.32434 | 341726
2016-02-22 09:00 | 0 | 0.30533 | 345837
2016-02-22 10:00 | 0 | 0.28545 | 360995
2016-02-22 11:00 | 0 | 0.2678 | 392795
2016-02-22 12:00 | 0 | 0.25152 | 421725
2016-02-22 13:00 | 0.0029146 | 0.21483 | 434072
2016-02-22 14:00 | 0.20023 | 0.14198 | 439407
2016-02-22 15:00 | 0.54054 | 0.161 | 442540
2016-02-22 16:00 | 0.63999 | 0.17317 | 441350
2016-02-22 17:00 | 0.64359 | 0.16663 | 438115
2016-02-22 18:00 | 0.62638 | 0.16094 | 435252
2016-02-22 19:00 | 0.60822 | 0.15944 | 432459
2016-02-22 20:00 | 0.60079 | 0.16323 | 429886
2016-02-22 21:00 | 0.58399 | 0.16997 | 431668
2016-02-22 22:00 | 0.53987 | 0.18209 | 438908
2016-02-22 23:00 | 0.4036 | 0.24466 | 455125
2016-02-23 | 0.10985 | 0.36577 | 466325
2016-02-23 01:00 | 5.76e-05 | 0.44171 | 465317
2016-02-23 02:00 | 0 | 0.4674 | 455231
2016-02-23 03:00 | 0 | 0.46412 | 436595
2016-02-23 04:00 | 0 | 0.44654 | 412301
2016-02-23 05:00 | 0 | 0.43414 | 391289
2016-02-23 06:00 | 0 | 0.43261 | 376473
2016-02-23 07:00 | 0 | 0.42927 | 366921
2016-02-23 08:00 | 0 | 0.42795 | 362150
2016-02-23 09:00 | 0 | 0.43042 | 364236
2016-02-23 10:00 | 0 | 0.43214 | 377442
2016-02-23 11:00 | 0 | 0.43464 | 409522
2016-02-23 12:00 | 0 | 0.43697 | 437217
2016-02-23 13:00 | 0.0026094 | 0.42543 | 448790
2016-02-23 14:00 | 0.17769 | 0.39697 | 455082
2016-02-23 15:00 | 0.54662 | 0.56016 | 459144
2016-02-23 16:00 | 0.63629 | 0.63515 | 458114
2016-02-23 17:00 | 0.65532 | 0.66489 | 455547
2016-02-23 18:00 | 0.65051 | 0.68352 | 453357
2016-02-23 19:00 | 0.63955 | 0.69824 | 450352
2016-02-23 20:00 | 0.64209 | 0.71037 | 448235
2016-02-23 21:00 | 0.64131 | 0.71767 | 450200
2016-02-23 22:00 | 0.60461 | 0.70845 | 457914
2016-02-23 23:00 | 0.43198 | 0.7262 | 470990
2016-02-24 | 0.0969 | 0.71499 | 480005
2016-02-24 01:00 | 5.68e-05 | 0.66784 | 478026
2016-02-24 02:00 | 0 | 0.62773 | 467177
2016-02-24 03:00 | 0 | 0.58732 | 446539
2016-02-24 04:00 | 0 | 0.55674 | 422370
2016-02-24 05:00 | 0 | 0.5462 | 400870
2016-02-24 06:00 | 0 | 0.5486 | 385872
2016-02-24 07:00 | 0 | 0.55246 | 376535
2016-02-24 08:00 | 0 | 0.55432 | 371637
2016-02-24 09:00 | 0 | 0.55789 | 373087
2016-02-24 10:00 | 0 | 0.56095 | 385851
2016-02-24 11:00 | 0 | 0.56488 | 417203
2016-02-24 12:00 | 0 | 0.57041 | 446997
2016-02-24 13:00 | 0.0045241 | 0.51548 | 458516
2016-02-24 14:00 | 0.30463 | 0.37907 | 463168
2016-02-24 15:00 | 0.69962 | 0.44229 | 466375
2016-02-24 16:00 | 0.77056 | 0.50475 | 465391
2016-02-24 17:00 | 0.76624 | 0.50756 | 460966
2016-02-24 18:00 | 0.74524 | 0.52162 | 456504
2016-02-24 19:00 | 0.73283 | 0.5447 | 451870
2016-02-24 20:00 | 0.74079 | 0.56646 | 447422
2016-02-24 21:00 | 0.74905 | 0.5841 | 447402
2016-02-24 22:00 | 0.71637 | 0.57276 | 453275
2016-02-24 23:00 | 0.50358 | 0.61463 | 464896
2016-02-25 | 0.11625 | 0.6566 | 474305
2016-02-25 01:00 | 8.43e-05 | 0.64999 | 473808
2016-02-25 02:00 | 0 | 0.64191 | 464981
2016-02-25 03:00 | 0 | 0.62346 | 447005
2016-02-25 04:00 | 0 | 0.60309 | 423778
2016-02-25 05:00 | 0 | 0.59281 | 403872
2016-02-25 06:00 | 0 | 0.58557 | 390676
2016-02-25 07:00 | 0 | 0.57362 | 382205
2016-02-25 08:00 | 0 | 0.55513 | 378974
2016-02-25 09:00 | 0 | 0.53973 | 382788
2016-02-25 10:00 | 0 | 0.51995 | 397613
2016-02-25 11:00 | 0 | 0.50338 | 430734
2016-02-25 12:00 | 0 | 0.48682 | 460048
2016-02-25 13:00 | 0.0048374 | 0.41681 | 469454
2016-02-25 14:00 | 0.3015 | 0.41208 | 469941
2016-02-25 15:00 | 0.74503 | 0.45488 | 468999
2016-02-25 16:00 | 0.79328 | 0.41654 | 464064
2016-02-25 17:00 | 0.76873 | 0.3723 | 457790
2016-02-25 18:00 | 0.74328 | 0.33872 | 452895
2016-02-25 19:00 | 0.73018 | 0.31463 | 449327
2016-02-25 20:00 | 0.73902 | 0.29455 | 447423
2016-02-25 21:00 | 0.75365 | 0.27167 | 449033
2016-02-25 22:00 | 0.71445 | 0.23887 | 456517
2016-02-25 23:00 | 0.52666 | 0.25191 | 472070
2016-02-26 | 0.13037 | 0.29397 | 484445
2016-02-26 01:00 | 0.00010386 | 0.30126 | 486525
2016-02-26 02:00 | 0 | 0.31797 | 478144
2016-02-26 03:00 | 0 | 0.33916 | 462233
2016-02-26 04:00 | 0 | 0.35834 | 440294
2016-02-26 05:00 | 0 | 0.38404 | 420829
2016-02-26 06:00 | 0 | 0.41788 | 408908
2016-02-26 07:00 | 0 | 0.45873 | 401981
2016-02-26 08:00 | 0 | 0.49424 | 400044
2016-02-26 09:00 | 0 | 0.51585 | 404325
2016-02-26 10:00 | 0 | 0.5255 | 419789
2016-02-26 11:00 | 0 | 0.53076 | 453147
2016-02-26 12:00 | 0 | 0.53814 | 480966
2016-02-26 13:00 | 0.0069838 | 0.49674 | 487257
2016-02-26 14:00 | 0.32198 | 0.27597 | 482161
2016-02-26 15:00 | 0.71269 | 0.21464 | 474541
2016-02-26 16:00 | 0.7594 | 0.28233 | 465184
2016-02-26 17:00 | 0.74525 | 0.33875 | 454966
2016-02-26 18:00 | 0.72149 | 0.36449 | 445971
2016-02-26 19:00 | 0.70704 | 0.37188 | 439126
2016-02-26 20:00 | 0.71249 | 0.36316 | 434190
2016-02-26 21:00 | 0.71958 | 0.33078 | 433274
2016-02-26 22:00 | 0.6795 | 0.32679 | 439688
2016-02-26 23:00 | 0.47314 | 0.36419 | 454068
2016-02-27 | 0.098538 | 0.38189 | 467219
2016-02-27 01:00 | 0.00010387 | 0.43499 | 470275
2016-02-27 02:00 | 0 | 0.50489 | 466084
2016-02-27 03:00 | 0 | 0.588 | 454694
2016-02-27 04:00 | 0 | 0.65866 | 437593
2016-02-27 05:00 | 0 | 0.71614 | 420905
2016-02-27 06:00 | 0 | 0.75541 | 409881
2016-02-27 07:00 | 0 | 0.78457 | 403439
2016-02-27 08:00 | 0 | 0.81025 | 400110
2016-02-27 09:00 | 0 | 0.83286 | 401585
2016-02-27 10:00 | 0 | 0.84499 | 407285
2016-02-27 11:00 | 0 | 0.84287 | 421811
2016-02-27 12:00 | 0 | 0.83206 | 436914
2016-02-27 13:00 | 0.0069439 | 0.74614 | 443577
2016-02-27 14:00 | 0.29149 | 0.43352 | 440303
2016-02-27 15:00 | 0.64338 | 0.27007 | 431766
2016-02-27 16:00 | 0.71663 | 0.29397 | 421204
2016-02-27 17:00 | 0.71566 | 0.43592 | 410971
2016-02-27 18:00 | 0.69975 | 0.53128 | 401316
2016-02-27 19:00 | 0.6898 | 0.59549 | 394032
2016-02-27 20:00 | 0.69573 | 0.64147 | 388994
2016-02-27 21:00 | 0.70188 | 0.6874 | 388726
2016-02-27 22:00 | 0.66525 | 0.74388 | 393736
2016-02-27 23:00 | 0.48935 | 0.8128 | 408718
2016-02-28 | 0.12828 | 0.85703 | 423181
2016-02-28 01:00 | 0.00016284 | 0.86879 | 427036
2016-02-28 02:00 | 0 | 0.87416 | 425059
2016-02-28 03:00 | 0 | 0.87849 | 416833
2016-02-28 04:00 | 0 | 0.88532 | 402937
2016-02-28 05:00 | 0 | 0.88952 | 389520
2016-02-28 06:00 | 0 | 0.89071 | 379015
2016-02-28 07:00 | 0 | 0.8905 | 372201
2016-02-28 08:00 | 0 | 0.88599 | 368586
2016-02-28 09:00 | 0 | 0.87592 | 368931
2016-02-28 10:00 | 0 | 0.86094 | 373265
2016-02-28 11:00 | 0 | 0.85289 | 382121
2016-02-28 12:00 | 0 | 0.84023 | 392248
2016-02-28 13:00 | 0.0083156 | 0.79132 | 397171
2016-02-28 14:00 | 0.31137 | 0.66929 | 396002
2016-02-28 15:00 | 0.67714 | 0.72539 | 390876
2016-02-28 16:00 | 0.71907 | 0.76213 | 385642
2016-02-28 17:00 | 0.70968 | 0.75833 | 380965
2016-02-28 18:00 | 0.69026 | 0.74201 | 377464
2016-02-28 19:00 | 0.67505 | 0.73659 | 374184
2016-02-28 20:00 | 0.67299 | 0.73326 | 372997
2016-02-28 21:00 | 0.66586 | 0.70501 | 375600
2016-02-28 22:00 | 0.60258 | 0.64132 | 384629
2016-02-28 23:00 | 0.43005 | 0.62651 | 401421
2016-02-29 | 0.08868 | 0.64719 | 416582
2016-02-29 01:00 | 0.00017062 | 0.65153 | 419648
2016-02-29 02:00 | 0 | 0.65281 | 412789
2016-02-29 03:00 | 0 | 0.65692 | 398731
2016-02-29 04:00 | 0 | 0.67951 | 379684
2016-02-29 05:00 | 0 | 0.70158 | 363692
2016-02-29 06:00 | 0 | 0.72264 | 350896
2016-02-29 07:00 | 0 | 0.7454 | 343233
2016-02-29 08:00 | 0 | 0.76001 | 341224
2016-02-29 09:00 | 0 | 0.75925 | 345544
2016-02-29 10:00 | 0 | 0.75573 | 362124
2016-02-29 11:00 | 0 | 0.74565 | 395627
2016-02-29 12:00 | 0 | 0.72079 | 424567
2016-02-29 13:00 | 0.011068 | 0.62191 | 433075
2016-02-29 14:00 | 0.31062 | 0.42238 | 435615
2016-02-29 15:00 | 0.66122 | 0.39712 | 436352
2016-02-29 16:00 | 0.74251 | 0.50056 | 434270
2016-02-29 17:00 | 0.72572 | 0.50536 | 430284
2016-02-29 18:00 | 0.70109 | 0.50216 | 426871
2016-02-29 19:00 | 0.68375 | 0.5006 | 424041
2016-02-29 20:00 | 0.68707 | 0.50173 | 421577
2016-02-29 21:00 | 0.68967 | 0.50467 | 422147
2016-02-29 22:00 | 0.65922 | 0.51481 | 427406
2016-02-29 23:00 | 0.49693 | 0.55946 | 440807
2016-03-01 | 0.14834 | 0.58388 | 454975
2016-03-01 01:00 | 0.00027336 | 0.57558 | 454940
2016-03-01 02:00 | 0 | 0.55832 | 443646
2016-03-01 03:00 | 0 | 0.5445 | 424940
2016-03-01 04:00 | 0 | 0.53209 | 402448
2016-03-01 05:00 | 0 | 0.52255 | 382522
2016-03-01 06:00 | 0 | 0.52232 | 369140
2016-03-01 07:00 | 0 | 0.51991 | 360103
2016-03-01 08:00 | 0 | 0.52154 | 356976
2016-03-01 09:00 | 0 | 0.53426 | 359428
2016-03-01 10:00 | 0 | 0.53129 | 373689
2016-03-01 11:00 | 0 | 0.51145 | 405395
2016-03-01 12:00 | 0 | 0.48986 | 430326
2016-03-01 13:00 | 0.013582 | 0.4271 | 435727
2016-03-01 14:00 | 0.3183 | 0.35675 | 436321
2016-03-01 15:00 | 0.5953 | 0.3779 | 437031
2016-03-01 16:00 | 0.68232 | 0.39201 | 436038
2016-03-01 17:00 | 0.70652 | 0.39571 | 434122
2016-03-01 18:00 | 0.69679 | 0.39266 | 434041
2016-03-01 19:00 | 0.68991 | 0.37842 | 433074
2016-03-01 20:00 | 0.69897 | 0.35352 | 432861
2016-03-01 21:00 | 0.70387 | 0.31603 | 434932
2016-03-01 22:00 | 0.66356 | 0.26863 | 441207
2016-03-01 23:00 | 0.50046 | 0.23539 | 453833
2016-03-02 | 0.17454 | 0.24019 | 465032
2016-03-02 01:00 | 0.00036465 | 0.24835 | 465282
2016-03-02 02:00 | 0 | 0.27101 | 454570
2016-03-02 03:00 | 0 | 0.30663 | 436355
2016-03-02 04:00 | 0 | 0.35842 | 412434
2016-03-02 05:00 | 0 | 0.41323 | 392239
2016-03-02 06:00 | 0 | 0.44989 | 377688
2016-03-02 07:00 | 0 | 0.4702 | 367874
2016-03-02 08:00 | 0 | 0.47886 | 363047
2016-03-02 09:00 | 0 | 0.478 | 366611
2016-03-02 10:00 | 0 | 0.46446 | 380785
2016-03-02 11:00 | 0 | 0.45256 | 413576
2016-03-02 12:00 | 0 | 0.4539 | 442641
2016-03-02 13:00 | 0.015171 | 0.40452 | 453351
2016-03-02 14:00 | 0.32078 | 0.31838 | 455991
2016-03-02 15:00 | 0.69585 | 0.41422 | 456455
2016-03-02 16:00 | 0.75547 | 0.50799 | 452835
2016-03-02 17:00 | 0.75079 | 0.54616 | 447782
2016-03-02 18:00 | 0.73449 | 0.56388 | 444000
2016-03-02 19:00 | 0.72475 | 0.57092 | 440889
2016-03-02 20:00 | 0.73487 | 0.57002 | 440393
2016-03-02 21:00 | 0.74342 | 0.56405 | 441612
2016-03-02 22:00 | 0.71857 | 0.56639 | 448869
2016-03-02 23:00 | 0.5534 | 0.59965 | 464980
2016-03-03 | 0.15227 | 0.625 | 480343
2016-03-03 01:00 | 0.0004093 | 0.609 | 482244
2016-03-03 02:00 | 0 | 0.57198 | 473944
2016-03-03 03:00 | 0 | 0.54019 | 455696
2016-03-03 04:00 | 0 | 0.52002 | 432467
2016-03-03 05:00 | 0 | 0.50982 | 412330
2016-03-03 06:00 | 0 | 0.50247 | 398057
2016-03-03 07:00 | 0 | 0.49222 | 389473
2016-03-03 08:00 | 0 | 0.4817 | 385904
2016-03-03 09:00 | 0 | 0.48107 | 389188
2016-03-03 10:00 | 0 | 0.4902 | 403284
2016-03-03 11:00 | 0 | 0.49532 | 434864
2016-03-03 12:00 | 0 | 0.49876 | 459002
2016-03-03 13:00 | 0.016355 | 0.44477 | 463654
2016-03-03 14:00 | 0.325 | 0.34566 | 463675
2016-03-03 15:00 | 0.59313 | 0.39275 | 462773
2016-03-03 16:00 | 0.67571 | 0.38575 | 459966
2016-03-03 17:00 | 0.68917 | 0.35021 | 456789
2016-03-03 18:00 | 0.67777 | 0.3067 | 455812
2016-03-03 19:00 | 0.66652 | 0.25906 | 455296
2016-03-03 20:00 | 0.66286 | 0.22095 | 455980
2016-03-03 21:00 | 0.63859 | 0.19557 | 459774
2016-03-03 22:00 | 0.56746 | 0.17767 | 466502
2016-03-03 23:00 | 0.39444 | 0.21691 | 478087
2016-03-04 | 0.097077 | 0.31127 | 485246
2016-03-04 01:00 | 0.00032331 | 0.38484 | 483854
2016-03-04 02:00 | 0 | 0.45299 | 472650
2016-03-04 03:00 | 0 | 0.49522 | 453614
2016-03-04 04:00 | 0 | 0.50977 | 429518
2016-03-04 05:00 | 0 | 0.51477 | 409097
2016-03-04 06:00 | 0 | 0.5239 | 395777
2016-03-04 07:00 | 0 | 0.53861 | 386963
2016-03-04 08:00 | 0 | 0.55789 | 382446
2016-03-04 09:00 | 0 | 0.57368 | 383930
2016-03-04 10:00 | 0 | 0.57383 | 396378
2016-03-04 11:00 | 0 | 0.57409 | 426195
2016-03-04 12:00 | 0 | 0.57992 | 452772
2016-03-04 13:00 | 0.017892 | 0.53719 | 463137
2016-03-04 14:00 | 0.26039 | 0.36407 | 466733
2016-03-04 15:00 | 0.59569 | 0.40608 | 467077
2016-03-04 16:00 | 0.68657 | 0.53805 | 464285
2016-03-04 17:00 | 0.6915 | 0.55854 | 456607
2016-03-04 18:00 | 0.67894 | 0.55545 | 452165
2016-03-04 19:00 | 0.66754 | 0.55162 | 448207
2016-03-04 20:00 | 0.66682 | 0.53537 | 444972
2016-03-04 21:00 | 0.65922 | 0.50808 | 444497
2016-03-04 22:00 | 0.6078 | 0.47839 | 447234
2016-03-04 23:00 | 0.43735 | 0.53046 | 454889
2016-03-05 | 0.099581 | 0.56033 | 462545
2016-03-05 01:00 | 0.00032005 | 0.54565 | 459738
2016-03-05 02:00 | 0 | 0.52722 | 454048
2016-03-05 03:00 | 0 | 0.52041 | 439985
2016-03-05 04:00 | 0 | 0.51932 | 419916
2016-03-05 05:00 | 0 | 0.51617 | 402308
2016-03-05 06:00 | 0 | 0.5067 | 389789
2016-03-05 07:00 | 0 | 0.49704 | 381883
2016-03-05 08:00 | 0 | 0.49422 | 378361
2016-03-05 09:00 | 0 | 0.49515 | 378804
2016-03-05 10:00 | 0 | 0.496 | 383622
2016-03-05 11:00 | 0 | 0.49973 | 394733
2016-03-05 12:00 | 0 | 0.5 | 407767
2016-03-05 13:00 | 0.02156 | 0.42061 | 417596
2016-03-05 14:00 | 0.24185 | 0.24805 | 421215
2016-03-05 15:00 | 0.46205 | 0.19881 | 420620
2016-03-05 16:00 | 0.58059 | 0.25817 | 416121
2016-03-05 17:00 | 0.62313 | 0.30439 | 411893
2016-03-05 18:00 | 0.61844 | 0.35021 | 407135
2016-03-05 19:00 | 0.60977 | 0.39505 | 404596
2016-03-05 20:00 | 0.60092 | 0.43605 | 402744
2016-03-05 21:00 | 0.56867 | 0.46878 | 403627
2016-03-05 22:00 | 0.49368 | 0.50718 | 407156
2016-03-05 23:00 | 0.34638 | 0.63955 | 417186
2016-03-06 | 0.10813 | 0.77788 | 426981
2016-03-06 01:00 | 0.00043813 | 0.84754 | 428558
2016-03-06 02:00 | 0 | 0.88186 | 423457
2016-03-06 03:00 | 0 | 0.89827 | 411547
2016-03-06 04:00 | 0 | 0.90357 | 394847
2016-03-06 05:00 | 0 | 0.89415 | 378337
2016-03-06 06:00 | 0 | 0.87503 | 366804
2016-03-06 07:00 | 0 | 0.85714 | 360173
2016-03-06 08:00 | 0 | 0.83991 | 356411
2016-03-06 09:00 | 0 | 0.81631 | 356415
2016-03-06 10:00 | 0 | 0.79942 | 359048
2016-03-06 11:00 | 0 | 0.78555 | 366646
2016-03-06 12:00 | 0 | 0.76689 | 377600
2016-03-06 13:00 | 0.012564 | 0.69357 | 387619
2016-03-06 14:00 | 0.223 | 0.53517 | 393836
2016-03-06 15:00 | 0.44764 | 0.55467 | 394051
2016-03-06 16:00 | 0.55687 | 0.57661 | 391527
2016-03-06 17:00 | 0.59909 | 0.57009 | 389677
2016-03-06 18:00 | 0.59583 | 0.56033 | 387230
2016-03-06 19:00 | 0.58601 | 0.55098 | 385165
2016-03-06 20:00 | 0.5781 | 0.54249 | 383511
2016-03-06 21:00 | 0.55602 | 0.54443 | 386144
2016-03-06 22:00 | 0.50173 | 0.57363 | 392608
2016-03-06 23:00 | 0.38527 | 0.64149 | 408579
2016-03-07 | 0.16462 | 0.73341 | 426425
2016-03-07 01:00 | 0.0010416 | 0.78697 | 431649
2016-03-07 02:00 | 0 | 0.80707 | 424435
2016-03-07 03:00 | 0 | 0.82729 | 410688
2016-03-07 04:00 | 0 | 0.83935 | 391731
2016-03-07 05:00 | 0 | 0.84236 | 376348
2016-03-07 06:00 | 0 | 0.8414 | 366160
2016-03-07 07:00 | 0 | 0.82628 | 359939
2016-03-07 08:00 | 0 | 0.79901 | 357960
2016-03-07 09:00 | 0 | 0.76515 | 361536
2016-03-07 10:00 | 0 | 0.72701 | 376711
2016-03-07 11:00 | 0 | 0.6951 | 408344
2016-03-07 12:00 | 0 | 0.67113 | 431451
2016-03-07 13:00 | 0.019554 | 0.5943 | 436012
2016-03-07 14:00 | 0.30863 | 0.4626 | 435209
2016-03-07 15:00 | 0.54963 | 0.49391 | 434992
2016-03-07 16:00 | 0.60862 | 0.54858 | 433605
2016-03-07 17:00 | 0.62413 | 0.57858 | 430155
2016-03-07 18:00 | 0.62308 | 0.61818 | 428360
2016-03-07 19:00 | 0.61226 | 0.65254 | 425749
2016-03-07 20:00 | 0.59811 | 0.67169 | 423283
2016-03-07 21:00 | 0.56513 | 0.6879 | 422736
2016-03-07 22:00 | 0.4939 | 0.71609 | 425027
2016-03-07 23:00 | 0.34072 | 0.77075 | 436129
2016-03-08 | 0.090513 | 0.81871 | 448796
2016-03-08 01:00 | 0.0014342 | 0.82269 | 447563
2016-03-08 02:00 | 0 | 0.81372 | 436677
2016-03-08 03:00 | 0 | 0.80182 | 418531
2016-03-08 04:00 | 0 | 0.79768 | 395467
2016-03-08 05:00 | 0 | 0.79517 | 374281
2016-03-08 06:00 | 0 | 0.77881 | 359069
2016-03-08 07:00 | 0 | 0.75392 | 349145
2016-03-08 08:00 | 0 | 0.72808 | 344267
2016-03-08 09:00 | 0 | 0.69188 | 346924
2016-03-08 10:00 | 0 | 0.66283 | 358915
2016-03-08 11:00 | 0 | 0.6516 | 387430
2016-03-08 12:00 | 0 | 0.64095 | 411254
2016-03-08 13:00 | 0.012863 | 0.57122 | 419161
2016-03-08 14:00 | 0.28662 | 0.51668 | 423336
2016-03-08 15:00 | 0.65305 | 0.4932 | 425877
2016-03-08 16:00 | 0.73069 | 0.46071 | 426409
2016-03-08 17:00 | 0.72194 | 0.43015 | 424840
2016-03-08 18:00 | 0.69411 | 0.39341 | 424108
2016-03-08 19:00 | 0.66443 | 0.3597 | 423858
2016-03-08 20:00 | 0.64728 | 0.33191 | 422736
2016-03-08 21:00 | 0.6189 | 0.30501 | 422784
2016-03-08 22:00 | 0.55776 | 0.27568 | 424813
2016-03-08 23:00 | 0.40434 | 0.26612 | 433883
2016-03-09 | 0.14053 | 0.29469 | 446635
2016-03-09 01:00 | 0.0014756 | 0.30049 | 445107
2016-03-09 02:00 | 0 | 0.30375 | 432794
2016-03-09 03:00 | 0 | 0.28354 | 413765
2016-03-09 04:00 | 0 | 0.25857 | 389747
2016-03-09 05:00 | 0 | 0.24289 | 367798
2016-03-09 06:00 | 0 | 0.23872 | 350590
2016-03-09 07:00 | 0 | 0.24768 | 339505
2016-03-09 08:00 | 0 | 0.26021 | 334541
2016-03-09 09:00 | 0 | 0.25881 | 336101
2016-03-09 10:00 | 0 | 0.24657 | 349279
2016-03-09 11:00 | 0 | 0.23764 | 375362
2016-03-09 12:00 | 0 | 0.23323 | 399305
2016-03-09 13:00 | 0.011514 | 0.20235 | 409712
2016-03-09 14:00 | 0.28552 | 0.11868 | 415738
2016-03-09 15:00 | 0.59084 | 0.11202 | 420814
2016-03-09 16:00 | 0.68958 | 0.12356 | 423758
2016-03-09 17:00 | 0.70124 | 0.1237 | 424288
2016-03-09 18:00 | 0.69276 | 0.12236 | 424566
2016-03-09 19:00 | 0.68544 | 0.12047 | 424719
2016-03-09 20:00 | 0.69318 | 0.11803 | 423876
2016-03-09 21:00 | 0.69429 | 0.11464 | 424493
2016-03-09 22:00 | 0.65583 | 0.10655 | 426869
2016-03-09 23:00 | 0.49617 | 0.12155 | 436308
2016-03-10 | 0.15133 | 0.17848 | 446277
2016-03-10 01:00 | 0.0023676 | 0.23702 | 443311
2016-03-10 02:00 | 0 | 0.26584 | 431802
2016-03-10 03:00 | 0 | 0.26749 | 412417
2016-03-10 04:00 | 0 | 0.25269 | 387558
2016-03-10 05:00 | 0 | 0.24017 | 365298
2016-03-10 06:00 | 0 | 0.23896 | 348775
2016-03-10 07:00 | 0 | 0.25117 | 337334
2016-03-10 08:00 | 0 | 0.27829 | 331475
2016-03-10 09:00 | 0 | 0.30185 | 332082
2016-03-10 10:00 | 0 | 0.32349 | 344103
2016-03-10 11:00 | 0 | 0.34407 | 368195
2016-03-10 12:00 | 0 | 0.35951 | 393405
2016-03-10 13:00 | 0.020343 | 0.31902 | 406887
2016-03-10 14:00 | 0.36801 | 0.20313 | 416430
2016-03-10 15:00 | 0.74127 | 0.22176 | 424084
2016-03-10 16:00 | 0.78971 | 0.25564 | 427335
2016-03-10 17:00 | 0.77965 | 0.28914 | 428866
2016-03-10 18:00 | 0.7604 | 0.2969 | 430572
2016-03-10 19:00 | 0.74595 | 0.29418 | 431701
2016-03-10 20:00 | 0.74951 | 0.28411 | 432151
2016-03-10 21:00 | 0.75264 | 0.26793 | 433016
2016-03-10 22:00 | 0.7182 | 0.24692 | 434635
2016-03-10 23:00 | 0.55873 | 0.30665 | 440543
2016-03-11 | 0.17782 | 0.44743 | 448569
2016-03-11 01:00 | 0.0028766 | 0.56792 | 447010
2016-03-11 02:00 | 0 | 0.63819 | 436255
2016-03-11 03:00 | 0 | 0.68979 | 417010
2016-03-11 04:00 | 0 | 0.72062 | 392696
2016-03-11 05:00 | 0 | 0.73362 | 371586
2016-03-11 06:00 | 0 | 0.73718 | 354663
2016-03-11 07:00 | 0 | 0.74358 | 342633
2016-03-11 08:00 | 0 | 0.73419 | 336132
2016-03-11 09:00 | 0 | 0.71302 | 336078
2016-03-11 10:00 | 0 | 0.69687 | 345496
2016-03-11 11:00 | 0 | 0.67986 | 370252
2016-03-11 12:00 | 0 | 0.65794 | 395329
2016-03-11 13:00 | 0.027537 | 0.5264 | 409015
2016-03-11 14:00 | 0.35266 | 0.29915 | 417633
2016-03-11 15:00 | 0.54686 | 0.29885 | 424674
2016-03-11 16:00 | 0.59149 | 0.41632 | 429006
2016-03-11 17:00 | 0.61403 | 0.43081 | 429653
2016-03-11 18:00 | 0.62307 | 0.42286 | 429771
2016-03-11 19:00 | 0.61885 | 0.41301 | 429113
2016-03-11 20:00 | 0.61023 | 0.39996 | 426720
2016-03-11 21:00 | 0.58518 | 0.38128 | 424934
2016-03-11 22:00 | 0.52168 | 0.37134 | 422823
2016-03-11 23:00 | 0.375 | 0.42437 | 424991
2016-03-12 | 0.11124 | 0.53096 | 430809
2016-03-12 01:00 | 0.0025135 | 0.61701 | 428644
2016-03-12 02:00 | 0 | 0.66482 | 417666
2016-03-12 03:00 | 0 | 0.67416 | 404957
2016-03-12 04:00 | 0 | 0.6676 | 382164
2016-03-12 05:00 | 0 | 0.65249 | 364958
2016-03-12 06:00 | 0 | 0.62334 | 350331
2016-03-12 07:00 | 0 | 0.58365 | 338382
2016-03-12 08:00 | 0 | 0.54438 | 331415
2016-03-12 09:00 | 0 | 0.51009 | 328871
2016-03-12 10:00 | 0 | 0.48058 | 331181
2016-03-12 11:00 | 0 | 0.4569 | 337640
2016-03-12 12:00 | 0 | 0.44758 | 348302
2016-03-12 13:00 | 0.023242 | 0.36409 | 362752
2016-03-12 14:00 | 0.32009 | 0.2262 | 377676
2016-03-12 15:00 | 0.64697 | 0.21573 | 388255
2016-03-12 16:00 | 0.73455 | 0.3161 | 393475
2016-03-12 17:00 | 0.74591 | 0.37515 | 394458
2016-03-12 18:00 | 0.73438 | 0.39995 | 393388
2016-03-12 19:00 | 0.72344 | 0.41762 | 391365
2016-03-12 20:00 | 0.72624 | 0.43593 | 390385
2016-03-12 21:00 | 0.72403 | 0.46079 | 390775
2016-03-12 22:00 | 0.68047 | 0.50617 | 392732
2016-03-12 23:00 | 0.54183 | 0.58661 | 399719
2016-03-13 | 0.1955 | 0.70168 | 407436
2016-03-13 01:00 | 0.0037235 | 0.73542 | 406516
2016-03-13 02:00 | 0 | 0.72832 | 398876
2016-03-13 03:00 | 0 | 0.71238 | 386291
2016-03-13 04:00 | 0 | 0.69139 | 368389
2016-03-13 05:00 | 0 | 0.67363 | 351061
2016-03-13 06:00 | 0 | 0.65319 | 337314
2016-03-13 07:00 | 0 | 0.63266 | 327141
2016-03-13 08:00 | 0 | 0.60946 | 320515
2016-03-13 09:00 | 0 | 0.59104 | 318901
2016-03-13 10:00 | 0 | 0.57662 | 322082
2016-03-13 11:00 | 0 | 0.56483 | 327898
2016-03-13 12:00 | 0 | 0.5569 | 336578
2016-03-13 13:00 | 0.038929 | 0.48819 | 349873
2016-03-13 14:00 | 0.38529 | 0.34702 | 364303
2016-03-13 15:00 | 0.64333 | 0.39527 | 374745
2016-03-13 16:00 | 0.69867 | 0.45426 | 383345
2016-03-13 17:00 | 0.70543 | 0.4422 | 389604
2016-03-13 18:00 | 0.69184 | 0.41204 | 392033
2016-03-13 19:00 | 0.67866 | 0.37987 | 392600
2016-03-13 20:00 | 0.67323 | 0.34786 | 394457
2016-03-13 21:00 | 0.6546 | 0.31132 | 398498
2016-03-13 22:00 | 0.60037 | 0.27136 | 402033
2016-03-13 23:00 | 0.43451 | 0.27713 | 407399
2016-03-14 | 0.14794 | 0.31482 | 415290
2016-03-14 01:00 | 0.0027356 | 0.30293 | 416415
2016-03-14 02:00 | 0 | 0.29092 | 404724
2016-03-14 03:00 | 0 | 0.29471 | 385037
2016-03-14 04:00 | 0 | 0.328 | 361989
2016-03-14 05:00 | 0 | 0.37479 | 343022
2016-03-14 06:00 | 0 | 0.42008 | 331889
2016-03-14 07:00 | 0 | 0.45851 | 325049
2016-03-14 08:00 | 0 | 0.48875 | 326183
2016-03-14 09:00 | 0 | 0.49678 | 338931
2016-03-14 10:00 | 0 | 0.48907 | 362356
2016-03-14 11:00 | 0 | 0.47805 | 391876
2016-03-14 12:00 | 0 | 0.4737 | 409185
2016-03-14 13:00 | 0.053779 | 0.4269 | 420455
2016-03-14 14:00 | 0.43357 | 0.27303 | 429944
2016-03-14 15:00 | 0.69362 | 0.29614 | 437125
2016-03-14 16:00 | 0.75528 | 0.40314 | 440561
2016-03-14 17:00 | 0.75408 | 0.4741 | 443657
2016-03-14 18:00 | 0.74156 | 0.52224 | 446603
2016-03-14 19:00 | 0.73278 | 0.56116 | 448872
2016-03-14 20:00 | 0.73783 | 0.58736 | 450737
2016-03-14 21:00 | 0.74096 | 0.60931 | 452592
2016-03-14 22:00 | 0.70591 | 0.63172 | 452529
2016-03-14 23:00 | 0.56412 | 0.71782 | 452786
2016-03-15 | 0.24784 | 0.78369 | 455067
2016-03-15 01:00 | 0.0061384 | 0.82067 | 447983
2016-03-15 02:00 | 0 | 0.83519 | 428966
2016-03-15 03:00 | 0 | 0.83807 | 406413
2016-03-15 04:00 | 0 | 0.82654 | 382353
2016-03-15 05:00 | 0 | 0.82008 | 362173
2016-03-15 06:00 | 0 | 0.81076 | 348585
2016-03-15 07:00 | 0 | 0.79627 | 339980
2016-03-15 08:00 | 0 | 0.78189 | 339086
2016-03-15 09:00 | 0 | 0.77934 | 347259
2016-03-15 10:00 | 0 | 0.77455 | 373132
2016-03-15 11:00 | 0 | 0.77782 | 400253
2016-03-15 12:00 | 0 | 0.7734 | 413051
2016-03-15 13:00 | 0.053515 | 0.6574 | 421080
2016-03-15 14:00 | 0.47503 | 0.60562 | 429798
2016-03-15 15:00 | 0.73549 | 0.74608 | 434747
2016-03-15 16:00 | 0.7801 | 0.77564 | 438744
2016-03-15 17:00 | 0.77681 | 0.79015 | 442489
2016-03-15 18:00 | 0.76364 | 0.79969 | 445272
2016-03-15 19:00 | 0.75486 | 0.81184 | 447216
2016-03-15 20:00 | 0.758 | 0.82153 | 450355
2016-03-15 21:00 | 0.74916 | 0.8125 | 453096
2016-03-15 22:00 | 0.70144 | 0.77998 | 451827
2016-03-15 23:00 | 0.55984 | 0.74618 | 453300
2016-03-16 | 0.24383 | 0.76933 | 457078
2016-03-16 01:00 | 0.0086333 | 0.7697 | 450176
2016-03-16 02:00 | 0 | 0.75443 | 429895
2016-03-16 03:00 | 0 | 0.73482 | 405990
2016-03-16 04:00 | 0 | 0.71702 | 381536
2016-03-16 05:00 | 0 | 0.70932 | 362804
2016-03-16 06:00 | 0 | 0.70321 | 348463
2016-03-16 07:00 | 0 | 0.69643 | 340052
2016-03-16 08:00 | 0 | 0.69303 | 338483
2016-03-16 09:00 | 0 | 0.69117 | 347356
2016-03-16 10:00 | 0 | 0.68905 | 373130
2016-03-16 11:00 | 0 | 0.68594 | 399637
2016-03-16 12:00 | 0 | 0.677 | 411341
2016-03-16 13:00 | 0.05746 | 0.53087 | 418427
2016-03-16 14:00 | 0.47333 | 0.45518 | 426785
2016-03-16 15:00 | 0.79082 | 0.59434 | 430950
2016-03-16 16:00 | 0.82335 | 0.64398 | 433247
2016-03-16 17:00 | 0.81053 | 0.6515 | 436321
2016-03-16 18:00 | 0.79263 | 0.65144 | 440033
2016-03-16 19:00 | 0.77978 | 0.65346 | 441359
2016-03-16 20:00 | 0.78613 | 0.66255 | 442901
2016-03-16 21:00 | 0.78933 | 0.66644 | 445026
2016-03-16 22:00 | 0.75862 | 0.66123 | 443029
2016-03-16 23:00 | 0.60435 | 0.66257 | 444337
2016-03-17 | 0.2644 | 0.7068 | 450102
2016-03-17 01:00 | 0.0085605 | 0.74223 | 443752
2016-03-17 02:00 | 0 | 0.74649 | 425098
2016-03-17 03:00 | 0 | 0.71685 | 401834
2016-03-17 04:00 | 0 | 0.6628 | 379767
2016-03-17 05:00 | 0 | 0.61791 | 360361
2016-03-17 06:00 | 0 | 0.58389 | 347411
2016-03-17 07:00 | 0 | 0.56232 | 339963
2016-03-17 08:00 | 0 | 0.5424 | 339724
2016-03-17 09:00 | 0 | 0.52689 | 349694
2016-03-17 10:00 | 0 | 0.52401 | 376622
2016-03-17 11:00 | 0 | 0.51729 | 404862
2016-03-17 12:00 | 0 | 0.50015 | 416193
2016-03-17 13:00 | 0.099731 | 0.3482 | 422526
2016-03-17 14:00 | 0.47875 | 0.33009 | 428195
2016-03-17 15:00 | 0.79725 | 0.39627 | 431071
2016-03-17 16:00 | 0.82237 | 0.42243 | 431928
2016-03-17 17:00 | 0.80911 | 0.42359 | 433473
2016-03-17 18:00 | 0.79026 | 0.42043 | 433891
2016-03-17 19:00 | 0.77655 | 0.42063 | 433058
2016-03-17 20:00 | 0.78154 | 0.42222 | 432969
2016-03-17 21:00 | 0.78272 | 0.42391 | 433016
2016-03-17 22:00 | 0.748 | 0.42424 | 431528
2016-03-17 23:00 | 0.59449 | 0.43865 | 434635
2016-03-18 | 0.27421 | 0.49087 | 442171
2016-03-18 01:00 | 0.011316 | 0.51785 | 436010
2016-03-18 02:00 | 0 | 0.52282 | 419733
2016-03-18 03:00 | 0 | 0.51717 | 399149
2016-03-18 04:00 | 0 | 0.49515 | 378574
2016-03-18 05:00 | 0 | 0.4512 | 361172
2016-03-18 06:00 | 0 | 0.40726 | 348755
2016-03-18 07:00 | 0 | 0.37703 | 341577
2016-03-18 08:00 | 0 | 0.36461 | 341671
2016-03-18 09:00 | 0 | 0.35825 | 352041
2016-03-18 10:00 | 0 | 0.35313 | 378131
2016-03-18 11:00 | 0 | 0.34973 | 405393
2016-03-18 12:00 | 0 | 0.34107 | 416764
2016-03-18 13:00 | 0.072862 | 0.32077 | 422899
2016-03-18 14:00 | 0.43518 | 0.39003 | 428495
2016-03-18 15:00 | 0.75057 | 0.40952 | 430735
2016-03-18 16:00 | 0.79603 | 0.40156 | 430355
2016-03-18 17:00 | 0.80112 | 0.39095 | 430978
2016-03-18 18:00 | 0.79018 | 0.38826 | 430776
2016-03-18 19:00 | 0.78163 | 0.39922 | 429869
2016-03-18 20:00 | 0.79105 | 0.42106 | 427879
2016-03-18 21:00 | 0.79668 | 0.44126 | 426015
2016-03-18 22:00 | 0.76915 | 0.45503 | 423443
2016-03-18 23:00 | 0.62519 | 0.46091 | 426392
2016-03-19 | 0.27656 | 0.46484 | 431619
2016-03-19 01:00 | 0.012481 | 0.44399 | 426822
2016-03-19 02:00 | 0 | 0.41875 | 415031
2016-03-19 03:00 | 0 | 0.39998 | 397357
2016-03-19 04:00 | 0 | 0.37616 | 378153
2016-03-19 05:00 | 0 | 0.35257 | 362685
2016-03-19 06:00 | 0 | 0.33756 | 350609
2016-03-19 07:00 | 0 | 0.32685 | 342841
2016-03-19 08:00 | 0 | 0.32 | 340170
2016-03-19 09:00 | 0 | 0.31336 | 342388
2016-03-19 10:00 | 0 | 0.31341 | 351318
2016-03-19 11:00 | 0 | 0.31294 | 364242
2016-03-19 12:00 | 0 | 0.30395 | 379072
2016-03-19 13:00 | 0.11509 | 0.23649 | 393999
2016-03-19 14:00 | 0.4876 | 0.28939 | 404444
2016-03-19 15:00 | 0.77915 | 0.30229 | 407591
2016-03-19 16:00 | 0.81643 | 0.29401 | 406100
2016-03-19 17:00 | 0.81595 | 0.29552 | 401953
2016-03-19 18:00 | 0.79944 | 0.30878 | 396743
2016-03-19 19:00 | 0.78565 | 0.32631 | 392100
2016-03-19 20:00 | 0.78846 | 0.34131 | 390815
2016-03-19 21:00 | 0.78527 | 0.35024 | 392401
2016-03-19 22:00 | 0.74493 | 0.34812 | 394474
2016-03-19 23:00 | 0.57647 | 0.33534 | 401004
2016-03-20 | 0.25255 | 0.40094 | 411271
2016-03-20 01:00 | 0.013666 | 0.46782 | 411596
2016-03-20 02:00 | 0 | 0.46235 | 403284
2016-03-20 03:00 | 0 | 0.43094 | 390083
2016-03-20 04:00 | 0 | 0.39478 | 375309
2016-03-20 05:00 | 0 | 0.37225 | 362490
2016-03-20 06:00 | 0 | 0.3551 | 352719
2016-03-20 07:00 | 0 | 0.34449 | 346932
2016-03-20 08:00 | 0 | 0.3403 | 344382
2016-03-20 09:00 | 0 | 0.33353 | 347241
2016-03-20 10:00 | 0 | 0.32019 | 354367
2016-03-20 11:00 | 0 | 0.30562 | 366569
2016-03-20 12:00 | 0 | 0.27782 | 380362
2016-03-20 13:00 | 0.10565 | 0.1628 | 392900
2016-03-20 14:00 | 0.47482 | 0.13865 | 399596
2016-03-20 15:00 | 0.7565 | 0.11809 | 400534
2016-03-20 16:00 | 0.82762 | 0.10343 | 400810
2016-03-20 17:00 | 0.82344 | 0.088605 | 400102
2016-03-20 18:00 | 0.80854 | 0.080349 | 397444
2016-03-20 19:00 | 0.7974 | 0.078568 | 395478
2016-03-20 20:00 | 0.8028 | 0.079986 | 395877
2016-03-20 21:00 | 0.80291 | 0.080602 | 399662
2016-03-20 22:00 | 0.77442 | 0.076762 | 405572
2016-03-20 23:00 | 0.62439 | 0.10153 | 416082
2016-03-21 | 0.28832 | 0.2049 | 427870
2016-03-21 01:00 | 0.013208 | 0.37275 | 429768
2016-03-21 02:00 | 0 | 0.51933 | 419224
2016-03-21 03:00 | 0 | 0.60119 | 404100
2016-03-21 04:00 | 0 | 0.65206 | 386926
2016-03-21 05:00 | 0 | 0.67689 | 374439
2016-03-21 06:00 | 0 | 0.68924 | 366584
2016-03-21 07:00 | 0 | 0.70114 | 363565
2016-03-21 08:00 | 0 | 0.70856 | 367334
2016-03-21 09:00 | 0 | 0.69639 | 382061
2016-03-21 10:00 | 0 | 0.67715 | 414117
2016-03-21 11:00 | 0 | 0.66263 | 446242
2016-03-21 12:00 | 0 | 0.63804 | 459193
2016-03-21 13:00 | 0.084603 | 0.45243 | 458799
2016-03-21 14:00 | 0.47507 | 0.3878 | 454396
2016-03-21 15:00 | 0.67852 | 0.5317 | 448158
2016-03-21 16:00 | 0.73233 | 0.56957 | 440472
2016-03-21 17:00 | 0.73682 | 0.60291 | 433201
2016-03-21 18:00 | 0.72393 | 0.62105 | 426170
2016-03-21 19:00 | 0.71196 | 0.62974 | 420613
2016-03-21 20:00 | 0.70515 | 0.6337 | 417130
2016-03-21 21:00 | 0.68263 | 0.64065 | 417140
2016-03-21 22:00 | 0.61868 | 0.65108 | 419473
2016-03-21 23:00 | 0.48144 | 0.72125 | 429597
2016-03-22 | 0.20562 | 0.80819 | 443841
2016-03-22 01:00 | 0.013768 | 0.82556 | 443516
2016-03-22 02:00 | 0 | 0.80536 | 429343
2016-03-22 03:00 | 0 | 0.77631 | 409902
2016-03-22 04:00 | 0 | 0.75002 | 391147
2016-03-22 05:00 | 0 | 0.72676 | 378205
2016-03-22 06:00 | 0 | 0.71103 | 369958
2016-03-22 07:00 | 0 | 0.69644 | 367249
2016-03-22 08:00 | 0 | 0.67779 | 370148
2016-03-22 09:00 | 0 | 0.64854 | 384088
2016-03-22 10:00 | 0 | 0.62374 | 415444
2016-03-22 11:00 | 0 | 0.60372 | 444966
2016-03-22 12:00 | 0 | 0.58099 | 452497
2016-03-22 13:00 | 0.06923 | 0.48642 | 447072
2016-03-22 14:00 | 0.39707 | 0.41342 | 440164
2016-03-22 15:00 | 0.6225 | 0.40253 | 433376
2016-03-22 16:00 | 0.70842 | 0.42884 | 426274
2016-03-22 17:00 | 0.72425 | 0.44559 | 419962
2016-03-22 18:00 | 0.72324 | 0.45445 | 415490
2016-03-22 19:00 | 0.71969 | 0.472 | 410986
2016-03-22 20:00 | 0.72235 | 0.49698 | 408946
2016-03-22 21:00 | 0.7125 | 0.52396 | 409661
2016-03-22 22:00 | 0.65709 | 0.55496 | 411033
2016-03-22 23:00 | 0.54225 | 0.61616 | 417740
2016-03-23 | 0.27768 | 0.7139 | 429407
2016-03-23 01:00 | 0.024288 | 0.76447 | 427410
2016-03-23 02:00 | 0 | 0.77784 | 412169
2016-03-23 03:00 | 0 | 0.78309 | 392077
2016-03-23 04:00 | 0 | 0.78837 | 371435
2016-03-23 05:00 | 0 | 0.78503 | 355275
2016-03-23 06:00 | 0 | 0.77687 | 344743
2016-03-23 07:00 | 0 | 0.77337 | 338507
2016-03-23 08:00 | 0 | 0.77586 | 340284
2016-03-23 09:00 | 0 | 0.77125 | 351735
2016-03-23 10:00 | 0 | 0.7618 | 379557
2016-03-23 11:00 | 0 | 0.75988 | 406573
2016-03-23 12:00 | 9.67e-08 | 0.75883 | 417572
2016-03-23 13:00 | 0.097658 | 0.7442 | 420523
2016-03-23 14:00 | 0.43713 | 0.74006 | 423590
2016-03-23 15:00 | 0.69325 | 0.75738 | 423947
2016-03-23 16:00 | 0.78223 | 0.75533 | 421960
2016-03-23 17:00 | 0.78927 | 0.74865 | 421085
2016-03-23 18:00 | 0.7785 | 0.74016 | 420827
2016-03-23 19:00 | 0.76859 | 0.73868 | 420457
2016-03-23 20:00 | 0.77106 | 0.74345 | 421559
2016-03-23 21:00 | 0.76589 | 0.74666 | 423750
2016-03-23 22:00 | 0.73655 | 0.74369 | 424144
2016-03-23 23:00 | 0.61953 | 0.74081 | 428453
2016-03-24 | 0.35409 | 0.73479 | 436285
2016-03-24 01:00 | 0.02771 | 0.72463 | 431813
2016-03-24 02:00 | 0 | 0.70202 | 415184
2016-03-24 03:00 | 0 | 0.68986 | 393248
2016-03-24 04:00 | 0 | 0.69006 | 370780
2016-03-24 05:00 | 0 | 0.71397 | 353765
2016-03-24 06:00 | 0 | 0.74072 | 342199
2016-03-24 07:00 | 0 | 0.74874 | 335265
2016-03-24 08:00 | 0 | 0.74416 | 334414
2016-03-24 09:00 | 0 | 0.73375 | 344570
2016-03-24 10:00 | 0 | 0.71309 | 369985
2016-03-24 11:00 | 0 | 0.6831 | 397052
2016-03-24 12:00 | 2.26e-06 | 0.64913 | 410677
2016-03-24 13:00 | 0.12014 | 0.53282 | 417690
2016-03-24 14:00 | 0.51547 | 0.51032 | 424441
2016-03-24 15:00 | 0.81388 | 0.50454 | 426778
2016-03-24 16:00 | 0.85689 | 0.47485 | 426376
2016-03-24 17:00 | 0.85134 | 0.43961 | 425775
2016-03-24 18:00 | 0.83046 | 0.40342 | 424162
2016-03-24 19:00 | 0.81321 | 0.36747 | 422130
2016-03-24 20:00 | 0.81334 | 0.33007 | 421635
2016-03-24 21:00 | 0.8064 | 0.29549 | 422036
2016-03-24 22:00 | 0.76854 | 0.26655 | 421562
2016-03-24 23:00 | 0.64181 | 0.25429 | 424048
2016-03-25 | 0.33885 | 0.33479 | 429148
2016-03-25 01:00 | 0.029002 | 0.42032 | 426822
2016-03-25 02:00 | 0 | 0.49966 | 411393
2016-03-25 03:00 | 0 | 0.55927 | 391348
2016-03-25 04:00 | 0 | 0.58994 | 370618
2016-03-25 05:00 | 0 | 0.59172 | 353765
2016-03-25 06:00 | 0 | 0.57554 | 342034
2016-03-25 07:00 | 0 | 0.55317 | 335251
2016-03-25 08:00 | 0 | 0.53047 | 334299
2016-03-25 09:00 | 0 | 0.51296 | 340714
2016-03-25 10:00 | 0 | 0.50189 | 358380
2016-03-25 11:00 | 0 | 0.50086 | 380796
2016-03-25 12:00 | 4.3e-06 | 0.48732 | 397205
2016-03-25 13:00 | 0.10721 | 0.32589 | 410507
2016-03-25 14:00 | 0.50987 | 0.29951 | 419029
2016-03-25 15:00 | 0.74584 | 0.45695 | 420350
2016-03-25 16:00 | 0.78028 | 0.47915 | 417424
2016-03-25 17:00 | 0.78702 | 0.46711 | 413151
2016-03-25 18:00 | 0.77783 | 0.45696 | 409258
2016-03-25 19:00 | 0.76559 | 0.4523 | 405291
2016-03-25 20:00 | 0.76501 | 0.45435 | 402461
2016-03-25 21:00 | 0.75487 | 0.47036 | 401640
2016-03-25 22:00 | 0.71053 | 0.49718 | 399619
2016-03-25 23:00 | 0.59164 | 0.55468 | 400658
2016-03-26 | 0.32189 | 0.64549 | 407842
2016-03-26 01:00 | 0.030742 | 0.66823 | 406429
2016-03-26 02:00 | 0 | 0.66325 | 396327
2016-03-26 03:00 | 0 | 0.64395 | 381589
2016-03-26 04:00 | 0 | 0.60896 | 365218
2016-03-26 05:00 | 0 | 0.57102 | 350691
2016-03-26 06:00 | 0 | 0.53582 | 340886
2016-03-26 07:00 | 0 | 0.50615 | 333906
2016-03-26 08:00 | 0 | 0.48604 | 331611
2016-03-26 09:00 | 0 | 0.46936 | 334220
2016-03-26 10:00 | 0 | 0.45182 | 342424
2016-03-26 11:00 | 0 | 0.43857 | 354664
2016-03-26 12:00 | 1.08e-05 | 0.40699 | 369423
2016-03-26 13:00 | 0.099074 | 0.34338 | 382245
2016-03-26 14:00 | 0.48158 | 0.35949 | 389687
2016-03-26 15:00 | 0.75002 | 0.35343 | 391379
2016-03-26 16:00 | 0.78258 | 0.31691 | 389794
2016-03-26 17:00 | 0.7895 | 0.27984 | 385681
2016-03-26 18:00 | 0.77981 | 0.25716 | 381045
2016-03-26 19:00 | 0.76697 | 0.24441 | 378689
2016-03-26 20:00 | 0.76149 | 0.2371 | 378613
2016-03-26 21:00 | 0.74797 | 0.23025 | 380015
2016-03-26 22:00 | 0.70987 | 0.2299 | 382175
2016-03-26 23:00 | 0.59783 | 0.254 | 387402
2016-03-27 | 0.34871 | 0.34118 | 397354
2016-03-27 01:00 | 0.032405 | 0.39886 | 397754
2016-03-27 02:00 | 0 | 0.42624 | 389218
2016-03-27 03:00 | 0 | 0.4471 | 375683
2016-03-27 04:00 | 0 | 0.45505 | 359203
2016-03-27 05:00 | 0 | 0.46959 | 343173
2016-03-27 06:00 | 0 | 0.48635 | 331201
2016-03-27 07:00 | 0 | 0.49493 | 323577
2016-03-27 08:00 | 0 | 0.50239 | 320006
2016-03-27 09:00 | 0 | 0.50656 | 321002
2016-03-27 10:00 | 0 | 0.5027 | 326695
2016-03-27 11:00 | 0 | 0.48262 | 335550
2016-03-27 12:00 | 1.96e-05 | 0.44359 | 350038
2016-03-27 13:00 | 0.17421 | 0.2946 | 364893
2016-03-27 14:00 | 0.53376 | 0.22449 | 373526
2016-03-27 15:00 | 0.75593 | 0.22582 | 376118
2016-03-27 16:00 | 0.82464 | 0.20706 | 376696
2016-03-27 17:00 | 0.83248 | 0.18389 | 374050
2016-03-27 18:00 | 0.81661 | 0.17155 | 369424
2016-03-27 19:00 | 0.80371 | 0.1685 | 366593
2016-03-27 20:00 | 0.80266 | 0.1712 | 365917
2016-03-27 21:00 | 0.79372 | 0.17163 | 366194
2016-03-27 22:00 | 0.75906 | 0.16203 | 369738
2016-03-27 23:00 | 0.6291 | 0.14563 | 378549
2016-03-28 | 0.33293 | 0.17874 | 389831
2016-03-28 01:00 | 0.027293 | 0.26863 | 391812
2016-03-28 02:00 | 0 | 0.39423 | 382930
2016-03-28 03:00 | 0 | 0.51946 | 368065
2016-03-28 04:00 | 0 | 0.61095 | 350485
2016-03-28 05:00 | 0 | 0.65118 | 337077
2016-03-28 06:00 | 0 | 0.66844 | 328173
2016-03-28 07:00 | 0 | 0.667 | 323301
2016-03-28 08:00 | 0 | 0.65077 | 324491
2016-03-28 09:00 | 0 | 0.61352 | 337024
2016-03-28 10:00 | 0 | 0.57211 | 363343
2016-03-28 11:00 | 0 | 0.53721 | 392770
2016-03-28 12:00 | 3.59e-05 | 0.49832 | 410892
2016-03-28 13:00 | 0.15934 | 0.28412 | 421543
2016-03-28 14:00 | 0.45115 | 0.16615 | 429601
2016-03-28 15:00 | 0.62947 | 0.25324 | 432761
2016-03-28 16:00 | 0.67901 | 0.3432 | 432650
2016-03-28 17:00 | 0.69209 | 0.36358 | 432249
2016-03-28 18:00 | 0.68845 | 0.36643 | 431364
2016-03-28 19:00 | 0.67649 | 0.37254 | 429831
2016-03-28 20:00 | 0.66255 | 0.38502 | 428490
2016-03-28 21:00 | 0.63301 | 0.40629 | 429216
2016-03-28 22:00 | 0.57622 | 0.44064 | 428639
2016-03-28 23:00 | 0.45245 | 0.53313 | 430926
2016-03-29 | 0.22162 | 0.72946 | 437328
2016-03-29 01:00 | 0.025598 | 0.81475 | 433906
2016-03-29 02:00 | 0 | 0.84275 | 417820
2016-03-29 03:00 | 0 | 0.84903 | 396910
2016-03-29 04:00 | 0 | 0.83263 | 375069
2016-03-29 05:00 | 0 | 0.80619 | 359006
2016-03-29 06:00 | 0 | 0.77068 | 348076
2016-03-29 07:00 | 0 | 0.72998 | 342509
2016-03-29 08:00 | 0 | 0.69392 | 342496
2016-03-29 09:00 | 0 | 0.66328 | 353594
2016-03-29 10:00 | 0 | 0.64833 | 381057
2016-03-29 11:00 | 0 | 0.6392 | 409016
2016-03-29 12:00 | 2.38e-05 | 0.61178 | 421276
2016-03-29 13:00 | 0.11542 | 0.44337 | 426116
2016-03-29 14:00 | 0.42148 | 0.4269 | 430112
2016-03-29 15:00 | 0.63324 | 0.57523 | 429882
2016-03-29 16:00 | 0.69179 | 0.62286 | 426445
2016-03-29 17:00 | 0.7061 | 0.65843 | 423530
2016-03-29 18:00 | 0.6982 | 0.68548 | 419707
2016-03-29 19:00 | 0.68492 | 0.70206 | 414668
2016-03-29 20:00 | 0.66905 | 0.7107 | 411618
2016-03-29 21:00 | 0.63515 | 0.71961 | 410978
2016-03-29 22:00 | 0.55425 | 0.74026 | 411659
2016-03-29 23:00 | 0.4037 | 0.76524 | 416763
2016-03-30 | 0.21613 | 0.77773 | 428876
2016-03-30 01:00 | 0.028195 | 0.77974 | 426869
2016-03-30 02:00 | 0 | 0.7737 | 411229
2016-03-30 03:00 | 0 | 0.76011 | 391943
2016-03-30 04:00 | 0 | 0.73758 | 373299
2016-03-30 05:00 | 0 | 0.71201 | 358903
2016-03-30 06:00 | 0 | 0.68761 | 348692
2016-03-30 07:00 | 0 | 0.65931 | 343985
2016-03-30 08:00 | 0 | 0.64154 | 345324
2016-03-30 09:00 | 0 | 0.63297 | 354962
2016-03-30 10:00 | 0 | 0.63587 | 382679
2016-03-30 11:00 | 0 | 0.63763 | 409373
2016-03-30 12:00 | 2.25e-05 | 0.62837 | 419980
2016-03-30 13:00 | 0.11639 | 0.51875 | 423396
2016-03-30 14:00 | 0.4599 | 0.48637 | 425989
2016-03-30 15:00 | 0.70717 | 0.50785 | 425878
2016-03-30 16:00 | 0.7562 | 0.53168 | 423641
2016-03-30 17:00 | 0.75533 | 0.5393 | 422023
2016-03-30 18:00 | 0.74534 | 0.54699 | 419795
2016-03-30 19:00 | 0.73461 | 0.54985 | 420096
2016-03-30 20:00 | 0.73137 | 0.55505 | 419362
2016-03-30 21:00 | 0.71963 | 0.56184 | 420230
2016-03-30 22:00 | 0.68629 | 0.5592 | 421131
2016-03-30 23:00 | 0.57512 | 0.56433 | 425611
2016-03-31 | 0.33737 | 0.60333 | 434380
2016-03-31 01:00 | 0.048423 | 0.61564 | 429456
2016-03-31 02:00 | 0 | 0.61699 | 412312
2016-03-31 03:00 | 0 | 0.62069 | 392062
2016-03-31 04:00 | 0 | 0.62931 | 370608
2016-03-31 05:00 | 0 | 0.63467 | 354013
2016-03-31 06:00 | 0 | 0.63147 | 341985
2016-03-31 07:00 | 0 | 0.61948 | 334931
2016-03-31 08:00 | 0 | 0.61723 | 334585
2016-03-31 09:00 | 0 | 0.60244 | 343135
2016-03-31 10:00 | 0 | 0.58083 | 366257
2016-03-31 11:00 | 0 | 0.56716 | 392250
2016-03-31 12:00 | 8.57e-05 | 0.54355 | 405935
2016-03-31 13:00 | 0.17681 | 0.48078 | 415097
2016-03-31 14:00 | 0.51824 | 0.55387 | 424306
2016-03-31 15:00 | 0.7487 | 0.57016 | 429177
2016-03-31 16:00 | 0.80985 | 0.57258 | 430678
2016-03-31 17:00 | 0.80772 | 0.57002 | 432261
2016-03-31 18:00 | 0.78671 | 0.56939 | 433513
2016-03-31 19:00 | 0.76381 | 0.57165 | 433019
2016-03-31 20:00 | 0.74799 | 0.57893 | 433947
2016-03-31 21:00 | 0.7194 | 0.58571 | 435573
2016-03-31 22:00 | 0.65811 | 0.59 | 434337
2016-03-31 23:00 | 0.53924 | 0.58517 | 435426
2016-04-01 | 0.31714 | 0.5966 | 439296
2016-04-01 01:00 | 0.051001 | 0.65921 | 434590
2016-04-01 02:00 | 1.72e-07 | 0.67166 | 417220
2016-04-01 03:00 | 0 | 0.65244 | 396361
2016-04-01 04:00 | 0 | 0.63952 | 373765
2016-04-01 05:00 | 0 | 0.62403 | 355606
2016-04-01 06:00 | 0 | 0.60046 | 342598
2016-04-01 07:00 | 0 | 0.5832 | 334101
2016-04-01 08:00 | 0 | 0.56041 | 332912
2016-04-01 09:00 | 0 | 0.54163 | 340789
2016-04-01 10:00 | 0 | 0.53431 | 363022
2016-04-01 11:00 | 0 | 0.52717 | 389519
2016-04-01 12:00 | 2.88e-05 | 0.48394 | 404981
2016-04-01 13:00 | 0.11849 | 0.42564 | 416209
2016-04-01 14:00 | 0.50643 | 0.53191 | 425683
2016-04-01 15:00 | 0.71205 | 0.55328 | 430139
2016-04-01 16:00 | 0.80358 | 0.53229 | 430453
2016-04-01 17:00 | 0.80649 | 0.52367 | 429766
2016-04-01 18:00 | 0.79711 | 0.53685 | 427550
2016-04-01 19:00 | 0.78676 | 0.57278 | 424573
2016-04-01 20:00 | 0.79112 | 0.6198 | 421807
2016-04-01 21:00 | 0.79026 | 0.65705 | 419340
2016-04-01 22:00 | 0.76968 | 0.661 | 415624
2016-04-01 23:00 | 0.66955 | 0.61496 | 414611
2016-04-02 | 0.43002 | 0.58274 | 419217
2016-04-02 01:00 | 0.057277 | 0.61196 | 416423
2016-04-02 02:00 | 4.28e-07 | 0.6101 | 404928
2016-04-02 03:00 | 0 | 0.62194 | 388010
2016-04-02 04:00 | 0 | 0.63792 | 368271
2016-04-02 05:00 | 0 | 0.64176 | 353021
2016-04-02 06:00 | 0 | 0.64462 | 341050
2016-04-02 07:00 | 0 | 0.65186 | 332783
2016-04-02 08:00 | 0 | 0.66623 | 329988
2016-04-02 09:00 | 0 | 0.68346 | 333243
2016-04-02 10:00 | 0 | 0.70578 | 342208
2016-04-02 11:00 | 0 | 0.72345 | 355236
2016-04-02 12:00 | 0.00010103 | 0.70906 | 369959
2016-04-02 13:00 | 0.17573 | 0.4925 | 384596
2016-04-02 14:00 | 0.59396 | 0.37497 | 393724
2016-04-02 15:00 | 0.78576 | 0.42251 | 396754
2016-04-02 16:00 | 0.87259 | 0.47457 | 394001
2016-04-02 17:00 | 0.8741 | 0.45233 | 389895
2016-04-02 18:00 | 0.8589 | 0.41807 | 385511
2016-04-02 19:00 | 0.84832 | 0.3895 | 381717
2016-04-02 20:00 | 0.85337 | 0.37077 | 380927
2016-04-02 21:00 | 0.85416 | 0.35297 | 382002
2016-04-02 22:00 | 0.82824 | 0.33309 | 383591
2016-04-02 23:00 | 0.71102 | 0.29737 | 388056
2016-04-03 | 0.42536 | 0.32238 | 397214
2016-04-03 01:00 | 0.055891 | 0.38622 | 399248
2016-04-03 02:00 | 7.32e-08 | 0.47334 | 390446
2016-04-03 03:00 | 0 | 0.58523 | 377150
2016-04-03 04:00 | 0 | 0.72924 | 361280
2016-04-03 05:00 | 0 | 0.81261 | 347844
2016-04-03 06:00 | 0 | 0.8602 | 338151
2016-04-03 07:00 | 0 | 0.88614 | 332824
2016-04-03 08:00 | 0 | 0.89528 | 331348
2016-04-03 09:00 | 0 | 0.88984 | 333588
2016-04-03 10:00 | 0 | 0.87702 | 341431
2016-04-03 11:00 | 0 | 0.86846 | 351983
2016-04-03 12:00 | 9.98e-05 | 0.83597 | 364633
2016-04-03 13:00 | 0.17905 | 0.57106 | 374386
2016-04-03 14:00 | 0.56789 | 0.42557 | 378868
2016-04-03 15:00 | 0.74745 | 0.56184 | 378196
2016-04-03 16:00 | 0.84739 | 0.65207 | 377267
2016-04-03 17:00 | 0.84977 | 0.6765 | 375638
2016-04-03 18:00 | 0.83207 | 0.68132 | 373692
2016-04-03 19:00 | 0.81972 | 0.68431 | 372138
2016-04-03 20:00 | 0.82077 | 0.68366 | 374893
2016-04-03 21:00 | 0.81629 | 0.68391 | 380097
2016-04-03 22:00 | 0.77984 | 0.67603 | 386300
2016-04-03 23:00 | 0.65318 | 0.67566 | 393963
2016-04-04 | 0.38197 | 0.70953 | 405691
2016-04-04 01:00 | 0.048543 | 0.75585 | 406544
2016-04-04 02:00 | 2.43e-06 | 0.75368 | 393610
2016-04-04 03:00 | 0 | 0.71619 | 376446
2016-04-04 04:00 | 0 | 0.65417 | 357190
2016-04-04 05:00 | 0 | 0.58642 | 342504
2016-04-04 06:00 | 0 | 0.53003 | 332944
2016-04-04 07:00 | 0 | 0.48581 | 327624
2016-04-04 08:00 | 0 | 0.45391 | 328757
2016-04-04 09:00 | 0 | 0.42258 | 342155
2016-04-04 10:00 | 0 | 0.40122 | 371782
2016-04-04 11:00 | 0 | 0.39269 | 399995
2016-04-04 12:00 | 0.00010661 | 0.34851 | 411957
2016-04-04 13:00 | 0.22007 | 0.19413 | 417396
2016-04-04 14:00 | 0.51159 | 0.12219 | 422326
2016-04-04 15:00 | 0.70158 | 0.13833 | 424961
2016-04-04 16:00 | 0.79367 | 0.15075 | 426317
2016-04-04 17:00 | 0.80543 | 0.14297 | 428527
2016-04-04 18:00 | 0.79267 | 0.14008 | 430624
2016-04-04 19:00 | 0.78025 | 0.14504 | 432786
2016-04-04 20:00 | 0.77527 | 0.15647 | 436918
2016-04-04 21:00 | 0.75925 | 0.17012 | 441503
2016-04-04 22:00 | 0.70977 | 0.19388 | 444042
2016-04-04 23:00 | 0.59772 | 0.26271 | 445816
2016-04-05 | 0.35436 | 0.53783 | 451312
2016-04-05 01:00 | 0.058307 | 0.72267 | 446412
2016-04-05 02:00 | 4.72e-06 | 0.80118 | 427575
2016-04-05 03:00 | 0 | 0.83682 | 404221
2016-04-05 04:00 | 0 | 0.85382 | 382051
2016-04-05 05:00 | 0 | 0.85653 | 364334
2016-04-05 06:00 | 0 | 0.84564 | 352651
2016-04-05 07:00 | 0 | 0.82941 | 345982
2016-04-05 08:00 | 0 | 0.81685 | 346231
2016-04-05 09:00 | 0 | 0.79776 | 359065
2016-04-05 10:00 | 0 | 0.78683 | 388043
2016-04-05 11:00 | 0 | 0.78126 | 415330
2016-04-05 12:00 | 0.0001286 | 0.74126 | 425343
2016-04-05 13:00 | 0.20167 | 0.60423 | 429582
2016-04-05 14:00 | 0.55182 | 0.64645 | 433786
2016-04-05 15:00 | 0.74602 | 0.78578 | 434652
2016-04-05 16:00 | 0.83219 | 0.82691 | 433606
2016-04-05 17:00 | 0.82441 | 0.81718 | 433699
2016-04-05 18:00 | 0.80344 | 0.8147 | 433874
2016-04-05 19:00 | 0.78887 | 0.81738 | 434463
2016-04-05 20:00 | 0.78866 | 0.81742 | 436496
2016-04-05 21:00 | 0.78236 | 0.82444 | 440088
2016-04-05 22:00 | 0.74996 | 0.83566 | 442738
2016-04-05 23:00 | 0.63945 | 0.84208 | 446832
2016-04-06 | 0.3941 | 0.85733 | 457670
2016-04-06 01:00 | 0.062109 | 0.85712 | 455270
2016-04-06 02:00 | 8.92e-06 | 0.8534 | 437545
2016-04-06 03:00 | 0 | 0.8522 | 414687
2016-04-06 04:00 | 0 | 0.84169 | 394336
2016-04-06 05:00 | 0 | 0.82836 | 377399
2016-04-06 06:00 | 0 | 0.82141 | 365727
2016-04-06 07:00 | 0 | 0.81901 | 359665
2016-04-06 08:00 | 0 | 0.81459 | 359740
2016-04-06 09:00 | 0 | 0.8111 | 370546
2016-04-06 10:00 | 0 | 0.80653 | 398678
2016-04-06 11:00 | 0 | 0.80685 | 423477
2016-04-06 12:00 | 0.00015019 | 0.78205 | 429642
2016-04-06 13:00 | 0.21234 | 0.66023 | 430930
2016-04-06 14:00 | 0.5942 | 0.75148 | 432890
2016-04-06 15:00 | 0.7966 | 0.7839 | 432338
2016-04-06 16:00 | 0.86568 | 0.77144 | 430134
2016-04-06 17:00 | 0.87043 | 0.76529 | 429355
2016-04-06 18:00 | 0.85462 | 0.7634 | 429714
2016-04-06 19:00 | 0.84124 | 0.76361 | 429632
2016-04-06 20:00 | 0.84157 | 0.76229 | 432251
2016-04-06 21:00 | 0.83644 | 0.75296 | 435366
2016-04-06 22:00 | 0.80668 | 0.72749 | 438344
2016-04-06 23:00 | 0.68773 | 0.6696 | 443182
2016-04-07 | 0.41791 | 0.62558 | 448526
2016-04-07 01:00 | 0.058264 | 0.57415 | 443024
2016-04-07 02:00 | 9.22e-06 | 0.54059 | 424750
2016-04-07 03:00 | 0 | 0.54152 | 401619
2016-04-07 04:00 | 0 | 0.57265 | 378658
2016-04-07 05:00 | 0 | 0.61934 | 361094
2016-04-07 06:00 | 0 | 0.67869 | 348949
2016-04-07 07:00 | 0 | 0.71883 | 342122
2016-04-07 08:00 | 0 | 0.73334 | 341886
2016-04-07 09:00 | 0 | 0.74586 | 350117
2016-04-07 10:00 | 0 | 0.7553 | 376991
2016-04-07 11:00 | 0 | 0.75134 | 403392
2016-04-07 12:00 | 0.00018077 | 0.70288 | 414841
2016-04-07 13:00 | 0.18455 | 0.51539 | 421774
2016-04-07 14:00 | 0.45268 | 0.57038 | 428430
2016-04-07 15:00 | 0.61169 | 0.67892 | 431891
2016-04-07 16:00 | 0.69391 | 0.69699 | 433514
2016-04-07 17:00 | 0.71785 | 0.69419 | 435105
2016-04-07 18:00 | 0.71653 | 0.69293 | 436583
2016-04-07 19:00 | 0.70349 | 0.69456 | 438358
2016-04-07 20:00 | 0.69156 | 0.69829 | 441584
2016-04-07 21:00 | 0.66178 | 0.70206 | 444346
2016-04-07 22:00 | 0.59484 | 0.70377 | 443858
2016-04-07 23:00 | 0.46479 | 0.70405 | 443415
2016-04-08 | 0.26294 | 0.73273 | 447159
2016-04-08 01:00 | 0.034304 | 0.81498 | 442404
2016-04-08 02:00 | 6.17e-06 | 0.79935 | 424868
2016-04-08 03:00 | 0 | 0.74673 | 402749
2016-04-08 04:00 | 0 | 0.66113 | 380965
2016-04-08 05:00 | 0 | 0.57212 | 363625
2016-04-08 06:00 | 0 | 0.49886 | 351875
2016-04-08 07:00 | 0 | 0.45246 | 345250
2016-04-08 08:00 | 0 | 0.42976 | 345398
2016-04-08 09:00 | 0 | 0.41255 | 355321
2016-04-08 10:00 | 0 | 0.40299 | 380433
2016-04-08 11:00 | 0 | 0.40403 | 404672
2016-04-08 12:00 | 0.00019621 | 0.37346 | 414752
2016-04-08 13:00 | 0.13043 | 0.28726 | 420576
2016-04-08 14:00 | 0.32893 | 0.35974 | 426123
2016-04-08 15:00 | 0.47923 | 0.40847 | 429033
2016-04-08 16:00 | 0.56504 | 0.40638 | 428742
2016-04-08 17:00 | 0.60355 | 0.39529 | 428449
2016-04-08 18:00 | 0.60945 | 0.38606 | 428302
2016-04-08 19:00 | 0.60158 | 0.37855 | 426825
2016-04-08 20:00 | 0.58587 | 0.3712 | 426716
2016-04-08 21:00 | 0.54238 | 0.36412 | 426130
2016-04-08 22:00 | 0.47103 | 0.35499 | 423852
2016-04-08 23:00 | 0.34663 | 0.34678 | 422141
2016-04-09 | 0.18013 | 0.40102 | 427867
2016-04-09 01:00 | 0.017252 | 0.58222 | 426624
2016-04-09 02:00 | 9.18e-08 | 0.65128 | 415274
2016-04-09 03:00 | 0 | 0.6558 | 399143
2016-04-09 04:00 | 0 | 0.62961 | 381061
2016-04-09 05:00 | 0 | 0.60126 | 367048
2016-04-09 06:00 | 0 | 0.58213 | 356187
2016-04-09 07:00 | 0 | 0.56636 | 349844
2016-04-09 08:00 | 0 | 0.55456 | 347363
2016-04-09 09:00 | 0 | 0.53678 | 351170
2016-04-09 10:00 | 0 | 0.52376 | 359217
2016-04-09 11:00 | 0 | 0.51988 | 369960
2016-04-09 12:00 | 0.0002203 | 0.50067 | 383239
2016-04-09 13:00 | 0.16668 | 0.49479 | 394503
2016-04-09 14:00 | 0.43552 | 0.50625 | 402159
2016-04-09 15:00 | 0.61325 | 0.53502 | 404535
2016-04-09 16:00 | 0.6776 | 0.56914 | 403425
2016-04-09 17:00 | 0.68742 | 0.60684 | 401764
2016-04-09 18:00 | 0.68223 | 0.64243 | 399211
2016-04-09 19:00 | 0.67524 | 0.67793 | 396576
2016-04-09 20:00 | 0.66736 | 0.70616 | 396480
2016-04-09 21:00 | 0.6397 | 0.73082 | 396600
2016-04-09 22:00 | 0.57814 | 0.74874 | 397334
2016-04-09 23:00 | 0.46216 | 0.76334 | 400185
2016-04-10 | 0.26481 | 0.82262 | 410290
2016-04-10 01:00 | 0.025691 | 0.88353 | 412863
2016-04-10 02:00 | 1.24e-07 | 0.91312 | 404305
2016-04-10 03:00 | 0 | 0.91207 | 391068
2016-04-10 04:00 | 0 | 0.8937 | 376051
2016-04-10 05:00 | 0 | 0.87162 | 363926
2016-04-10 06:00 | 0 | 0.84217 | 354621
2016-04-10 07:00 | 0 | 0.81261 | 348915
2016-04-10 08:00 | 0 | 0.78544 | 347315
2016-04-10 09:00 | 0 | 0.76987 | 348954
2016-04-10 10:00 | 0 | 0.75326 | 354885
2016-04-10 11:00 | 0 | 0.73253 | 362477
2016-04-10 12:00 | 0.0004577 | 0.64839 | 371109
2016-04-10 13:00 | 0.21617 | 0.51696 | 379666
2016-04-10 14:00 | 0.47058 | 0.58866 | 385109
2016-04-10 15:00 | 0.64559 | 0.62437 | 386806
2016-04-10 16:00 | 0.70336 | 0.61651 | 388802
2016-04-10 17:00 | 0.70245 | 0.59713 | 388882
2016-04-10 18:00 | 0.68632 | 0.5822 | 388785
2016-04-10 19:00 | 0.66099 | 0.57585 | 388616
2016-04-10 20:00 | 0.63296 | 0.57706 | 391078
2016-04-10 21:00 | 0.5837 | 0.58005 | 395313
2016-04-10 22:00 | 0.49806 | 0.58817 | 399719
2016-04-10 23:00 | 0.37786 | 0.61608 | 405711
2016-04-11 | 0.20409 | 0.68183 | 416358
2016-04-11 01:00 | 0.041129 | 0.72508 | 415376
2016-04-11 02:00 | 1.79e-06 | 0.69799 | 401510
2016-04-11 03:00 | 0 | 0.65286 | 383794
2016-04-11 04:00 | 0 | 0.62684 | 365234
2016-04-11 05:00 | 0 | 0.6089 | 350424
2016-04-11 06:00 | 0 | 0.60477 | 340447
2016-04-11 07:00 | 0 | 0.58893 | 335183
2016-04-11 08:00 | 0 | 0.57633 | 337219
2016-04-11 09:00 | 0 | 0.5399 | 348728
2016-04-11 10:00 | 0 | 0.49536 | 376332
2016-04-11 11:00 | 0 | 0.4863 | 402260
2016-04-11 12:00 | 0.0003739 | 0.42693 | 414026
2016-04-11 13:00 | 0.20326 | 0.42161 | 421216
2016-04-11 14:00 | 0.48129 | 0.46264 | 427489
2016-04-11 15:00 | 0.67303 | 0.45591 | 430492
2016-04-11 16:00 | 0.74956 | 0.42682 | 430721
2016-04-11 17:00 | 0.75109 | 0.39298 | 431134
2016-04-11 18:00 | 0.73532 | 0.36103 | 431481
2016-04-11 19:00 | 0.72218 | 0.33781 | 431842
2016-04-11 20:00 | 0.71725 | 0.32411 | 432855
2016-04-11 21:00 | 0.70064 | 0.31103 | 434795
2016-04-11 22:00 | 0.65612 | 0.29475 | 434879
2016-04-11 23:00 | 0.54715 | 0.27291 | 435622
2016-04-12 | 0.34327 | 0.30642 | 440493
2016-04-12 01:00 | 0.070271 | 0.44416 | 436390
2016-04-12 02:00 | 1.99e-05 | 0.52991 | 419168
2016-04-12 03:00 | 0 | 0.52932 | 396397
2016-04-12 04:00 | 0 | 0.51495 | 375364
2016-04-12 05:00 | 0 | 0.49538 | 357673
2016-04-12 06:00 | 0 | 0.46568 | 345682
2016-04-12 07:00 | 0 | 0.4359 | 339401
2016-04-12 08:00 | 0 | 0.41818 | 339616
2016-04-12 09:00 | 0 | 0.41676 | 349814
2016-04-12 10:00 | 0 | 0.41895 | 376869
2016-04-12 11:00 | 0 | 0.41919 | 402783
2016-04-12 12:00 | 0.00089368 | 0.3705 | 414108
2016-04-12 13:00 | 0.17864 | 0.23714 | 420206
2016-04-12 14:00 | 0.49726 | 0.28421 | 426478
2016-04-12 15:00 | 0.66926 | 0.31718 | 428627
2016-04-12 16:00 | 0.72638 | 0.31635 | 428801
2016-04-12 17:00 | 0.7205 | 0.30342 | 429079
2016-04-12 18:00 | 0.70355 | 0.28778 | 428016
2016-04-12 19:00 | 0.68628 | 0.27533 | 426659
2016-04-12 20:00 | 0.67266 | 0.26442 | 426407
2016-04-12 21:00 | 0.64645 | 0.25433 | 426789
2016-04-12 22:00 | 0.60005 | 0.24895 | 425314
2016-04-12 23:00 | 0.49889 | 0.27171 | 426837
2016-04-13 | 0.33825 | 0.39039 | 437655
2016-04-13 01:00 | 0.085677 | 0.5207 | 436961
2016-04-13 02:00 | 2.04e-05 | 0.54957 | 419995
2016-04-13 03:00 | 0 | 0.54558 | 397238
2016-04-13 04:00 | 0 | 0.53766 | 376195
2016-04-13 05:00 | 0 | 0.5279 | 360619
2016-04-13 06:00 | 0 | 0.51844 | 349758
2016-04-13 07:00 | 0 | 0.49861 | 344004
2016-04-13 08:00 | 0 | 0.47599 | 343734
2016-04-13 09:00 | 0 | 0.45023 | 355247
2016-04-13 10:00 | 0 | 0.41998 | 383845
2016-04-13 11:00 | 0 | 0.39182 | 408309
2016-04-13 12:00 | 0.0020192 | 0.315 | 416018
2016-04-13 13:00 | 0.22167 | 0.15617 | 419496
2016-04-13 14:00 | 0.56059 | 0.13761 | 422022
2016-04-13 15:00 | 0.72045 | 0.20522 | 422677
2016-04-13 16:00 | 0.78642 | 0.22584 | 421635
2016-04-13 17:00 | 0.78653 | 0.22622 | 421421
2016-04-13 18:00 | 0.77901 | 0.23298 | 420318
2016-04-13 19:00 | 0.77395 | 0.24309 | 419147
2016-04-13 20:00 | 0.77322 | 0.2514 | 419580
2016-04-13 21:00 | 0.76472 | 0.25162 | 420450
2016-04-13 22:00 | 0.72679 | 0.25585 | 420714
2016-04-13 23:00 | 0.6212 | 0.29751 | 423466
2016-04-14 | 0.42727 | 0.47007 | 433333
2016-04-14 01:00 | 0.10057 | 0.64702 | 431857
2016-04-14 02:00 | 6.1e-05 | 0.7007 | 415238
2016-04-14 03:00 | 0 | 0.69854 | 393102
2016-04-14 04:00 | 0 | 0.68032 | 373006
2016-04-14 05:00 | 0 | 0.65008 | 358223
2016-04-14 06:00 | 0 | 0.60878 | 347343
2016-04-14 07:00 | 0 | 0.56162 | 341993
2016-04-14 08:00 | 0 | 0.51381 | 341746
2016-04-14 09:00 | 0 | 0.46433 | 352742
2016-04-14 10:00 | 0 | 0.42398 | 380747
2016-04-14 11:00 | 0 | 0.39349 | 404590
2016-04-14 12:00 | 0.0011141 | 0.32985 | 413020
2016-04-14 13:00 | 0.27098 | 0.20115 | 416572
2016-04-14 14:00 | 0.60336 | 0.22237 | 420562
2016-04-14 15:00 | 0.75834 | 0.32117 | 422502
2016-04-14 16:00 | 0.83644 | 0.37763 | 423006
2016-04-14 17:00 | 0.83717 | 0.42074 | 424556
2016-04-14 18:00 | 0.82043 | 0.46297 | 425327
2016-04-14 19:00 | 0.80748 | 0.50692 | 425102
2016-04-14 20:00 | 0.80453 | 0.54742 | 425819
2016-04-14 21:00 | 0.79345 | 0.57883 | 426379
2016-04-14 22:00 | 0.75339 | 0.60199 | 425115
2016-04-14 23:00 | 0.65115 | 0.6402 | 426133
2016-04-15 | 0.43706 | 0.74127 | 434114
2016-04-15 01:00 | 0.111 | 0.83564 | 432498
2016-04-15 02:00 | 7.57e-05 | 0.84661 | 415650
2016-04-15 03:00 | 0 | 0.85185 | 394724
2016-04-15 04:00 | 0 | 0.84843 | 372955
2016-04-15 05:00 | 0 | 0.84553 | 354842
2016-04-15 06:00 | 0 | 0.83761 | 343301
2016-04-15 07:00 | 0 | 0.82272 | 337169
2016-04-15 08:00 | 0 | 0.79571 | 336380
2016-04-15 09:00 | 0 | 0.76189 | 347158
2016-04-15 10:00 | 0 | 0.73294 | 373539
2016-04-15 11:00 | 0 | 0.69513 | 396502
2016-04-15 12:00 | 0.0034037 | 0.58862 | 405688
2016-04-15 13:00 | 0.16054 | 0.52357 | 412042
2016-04-15 14:00 | 0.49417 | 0.61771 | 416745
2016-04-15 15:00 | 0.66086 | 0.66046 | 418833
2016-04-15 16:00 | 0.71855 | 0.64688 | 418523
2016-04-15 17:00 | 0.73569 | 0.63721 | 418123
2016-04-15 18:00 | 0.73355 | 0.64283 | 418358
2016-04-15 19:00 | 0.7183 | 0.65924 | 418101
2016-04-15 20:00 | 0.70388 | 0.67938 | 417358
2016-04-15 21:00 | 0.67667 | 0.69481 | 416596
2016-04-15 22:00 | 0.62613 | 0.701 | 413276
2016-04-15 23:00 | 0.53397 | 0.7115 | 410671
2016-04-16 | 0.37749 | 0.75017 | 414985
2016-04-16 01:00 | 0.12231 | 0.76881 | 414242
2016-04-16 02:00 | 0.00010106 | 0.75455 | 400649
2016-04-16 03:00 | 0 | 0.7585 | 382895
2016-04-16 04:00 | 0 | 0.75312 | 363855
2016-04-16 05:00 | 0 | 0.74624 | 347496
2016-04-16 06:00 | 0 | 0.73845 | 335417
2016-04-16 07:00 | 0 | 0.72318 | 327825
2016-04-16 08:00 | 0 | 0.71209 | 325337
2016-04-16 09:00 | 0 | 0.69997 | 327933
2016-04-16 10:00 | 0 | 0.68916 | 334746
2016-04-16 11:00 | 0 | 0.67881 | 344307
2016-04-16 12:00 | 0.0018635 | 0.60224 | 357102
2016-04-16 13:00 | 0.16762 | 0.57339 | 369331
2016-04-16 14:00 | 0.49969 | 0.63968 | 378117
2016-04-16 15:00 | 0.68417 | 0.6657 | 382861
2016-04-16 16:00 | 0.77828 | 0.68096 | 385141
2016-04-16 17:00 | 0.79122 | 0.69603 | 384341
2016-04-16 18:00 | 0.78715 | 0.70127 | 383770
2016-04-16 19:00 | 0.77712 | 0.70726 | 384101
2016-04-16 20:00 | 0.76714 | 0.70909 | 385462
2016-04-16 21:00 | 0.73931 | 0.7046 | 387085
2016-04-16 22:00 | 0.69085 | 0.68456 | 388102
2016-04-16 23:00 | 0.5908 | 0.65556 | 388037
2016-04-17 | 0.41113 | 0.65742 | 394464
2016-04-17 01:00 | 0.12968 | 0.66258 | 395190
2016-04-17 02:00 | 0.00012548 | 0.65354 | 384800
2016-04-17 03:00 | 0 | 0.64388 | 369347
2016-04-17 04:00 | 0 | 0.6317 | 351753
2016-04-17 05:00 | 0 | 0.61951 | 335850
2016-04-17 06:00 | 0 | 0.59545 | 324047
2016-04-17 07:00 | 0 | 0.57998 | 316631
2016-04-17 08:00 | 0 | 0.55458 | 313590
2016-04-17 09:00 | 0 | 0.51766 | 314738
2016-04-17 10:00 | 0 | 0.49117 | 318416
2016-04-17 11:00 | 0 | 0.45082 | 324666
2016-04-17 12:00 | 0.0023684 | 0.37376 | 336399
2016-04-17 13:00 | 0.19901 | 0.3534 | 348917
2016-04-17 14:00 | 0.54587 | 0.38593 | 357864
2016-04-17 15:00 | 0.70405 | 0.37404 | 363985
2016-04-17 16:00 | 0.80505 | 0.34147 | 369659
2016-04-17 17:00 | 0.82717 | 0.31923 | 373861
2016-04-17 18:00 | 0.8196 | 0.30737 | 377212
2016-04-17 19:00 | 0.80761 | 0.29301 | 380218
2016-04-17 20:00 | 0.80133 | 0.27275 | 385045
2016-04-17 21:00 | 0.7881 | 0.25564 | 391181
2016-04-17 22:00 | 0.74844 | 0.24939 | 396115
2016-04-17 23:00 | 0.63914 | 0.26376 | 399850
2016-04-18 | 0.43835 | 0.29972 | 409894
2016-04-18 01:00 | 0.13075 | 0.35169 | 410275
2016-04-18 02:00 | 0.00016177 | 0.38179 | 394431
2016-04-18 03:00 | 0 | 0.37136 | 373893
2016-04-18 04:00 | 0 | 0.34897 | 352812
2016-04-18 05:00 | 0 | 0.32591 | 335936
2016-04-18 06:00 | 0 | 0.31165 | 324461
2016-04-18 07:00 | 0 | 0.29576 | 317564
2016-04-18 08:00 | 0 | 0.28894 | 318785
2016-04-18 09:00 | 0 | 0.28546 | 330821
2016-04-18 10:00 | 0 | 0.28392 | 355668
2016-04-18 11:00 | 0 | 0.28355 | 379602
2016-04-18 12:00 | 0.0039937 | 0.25881 | 393054
2016-04-18 13:00 | 0.20565 | 0.26826 | 402340
2016-04-18 14:00 | 0.57841 | 0.26439 | 411514
2016-04-18 15:00 | 0.72253 | 0.24316 | 418575
2016-04-18 16:00 | 0.81743 | 0.23485 | 423926
2016-04-18 17:00 | 0.82913 | 0.23474 | 430108
2016-04-18 18:00 | 0.81733 | 0.24487 | 435650
2016-04-18 19:00 | 0.80246 | 0.25626 | 440894
2016-04-18 20:00 | 0.79279 | 0.25729 | 446123
2016-04-18 21:00 | 0.77718 | 0.24831 | 449708
2016-04-18 22:00 | 0.73503 | 0.24298 | 449607
2016-04-18 23:00 | 0.62733 | 0.24166 | 447482
2016-04-19 | 0.45737 | 0.25322 | 451741
2016-04-19 01:00 | 0.13595 | 0.30336 | 445831
2016-04-19 02:00 | 0.00019696 | 0.32861 | 423020
2016-04-19 03:00 | 0 | 0.32991 | 395905
2016-04-19 04:00 | 0 | 0.31199 | 370617
2016-04-19 05:00 | 0 | 0.28243 | 351081
2016-04-19 06:00 | 0 | 0.25672 | 335723
2016-04-19 07:00 | 0 | 0.22886 | 326292
2016-04-19 08:00 | 0 | 0.20421 | 324772
2016-04-19 09:00 | 0 | 0.18541 | 334201
2016-04-19 10:00 | 0 | 0.17092 | 357981
2016-04-19 11:00 | 0 | 0.16268 | 381298
2016-04-19 12:00 | 0.0025503 | 0.13141 | 394412
2016-04-19 13:00 | 0.19967 | 0.084687 | 403745
2016-04-19 14:00 | 0.51691 | 0.073524 | 412923
2016-04-19 15:00 | 0.70402 | 0.071202 | 420240
2016-04-19 16:00 | 0.78971 | 0.068328 | 426487
2016-04-19 17:00 | 0.80875 | 0.064811 | 433092
2016-04-19 18:00 | 0.8013 | 0.06398 | 439811
2016-04-19 19:00 | 0.79386 | 0.0648 | 444448
2016-04-19 20:00 | 0.79602 | 0.066871 | 449010
2016-04-19 21:00 | 0.78923 | 0.068844 | 451693
2016-04-19 22:00 | 0.7531 | 0.070701 | 450937
2016-04-19 23:00 | 0.65162 | 0.076637 | 448986
2016-04-20 | 0.46275 | 0.11121 | 453335
2016-04-20 01:00 | 0.12176 | 0.1861 | 447800
2016-04-20 02:00 | 0.00020668 | 0.23402 | 425207
2016-04-20 03:00 | 0 | 0.25121 | 398341
2016-04-20 04:00 | 0 | 0.25187 | 373790
2016-04-20 05:00 | 0 | 0.23794 | 354341
2016-04-20 06:00 | 0 | 0.21691 | 338967
2016-04-20 07:00 | 0 | 0.19507 | 329453
2016-04-20 08:00 | 0 | 0.17677 | 327697
2016-04-20 09:00 | 0 | 0.15895 | 335851
2016-04-20 10:00 | 0 | 0.14882 | 359277
2016-04-20 11:00 | 0 | 0.1469 | 381420
2016-04-20 12:00 | 0.0076499 | 0.1287 | 393612
2016-04-20 13:00 | 0.25342 | 0.096273 | 402045
2016-04-20 14:00 | 0.59384 | 0.098729 | 411489
2016-04-20 15:00 | 0.78705 | 0.11934 | 418261
2016-04-20 16:00 | 0.84991 | 0.13554 | 423595
2016-04-20 17:00 | 0.85635 | 0.14932 | 429865
2016-04-20 18:00 | 0.84193 | 0.16239 | 436060
2016-04-20 19:00 | 0.82932 | 0.1747 | 441806
2016-04-20 20:00 | 0.82803 | 0.1867 | 446836
2016-04-20 21:00 | 0.82069 | 0.19561 | 450042
2016-04-20 22:00 | 0.78901 | 0.19791 | 449574
2016-04-20 23:00 | 0.70119 | 0.1966 | 447815
2016-04-21 | 0.51878 | 0.23991 | 452475
2016-04-21 01:00 | 0.14967 | 0.31865 | 446707
2016-04-21 02:00 | 0.00035987 | 0.3468 | 424801
2016-04-21 03:00 | 0 | 0.34644 | 397449
2016-04-21 04:00 | 0 | 0.34975 | 372952
2016-04-21 05:00 | 0 | 0.3716 | 353450
2016-04-21 06:00 | 0 | 0.40424 | 339040
2016-04-21 07:00 | 0 | 0.42997 | 329104
2016-04-21 08:00 | 0 | 0.44773 | 328157
2016-04-21 09:00 | 0 | 0.46039 | 338269
2016-04-21 10:00 | 0 | 0.47882 | 361209
2016-04-21 11:00 | 0 | 0.49419 | 383770
2016-04-21 12:00 | 0.0057635 | 0.4099 | 396389
2016-04-21 13:00 | 0.29094 | 0.24134 | 406990
2016-04-21 14:00 | 0.62382 | 0.25667 | 416456
2016-04-21 15:00 | 0.79042 | 0.34257 | 422710
2016-04-21 16:00 | 0.85117 | 0.34891 | 427217
2016-04-21 17:00 | 0.85791 | 0.33697 | 432716
2016-04-21 18:00 | 0.84725 | 0.32441 | 438091
2016-04-21 19:00 | 0.8392 | 0.31646 | 441494
2016-04-21 20:00 | 0.84043 | 0.31259 | 445199
2016-04-21 21:00 | 0.83705 | 0.30897 | 446943
2016-04-21 22:00 | 0.80688 | 0.3029 | 444527
2016-04-21 23:00 | 0.71734 | 0.2789 | 442859
2016-04-22 | 0.533 | 0.3117 | 447196
2016-04-22 01:00 | 0.14704 | 0.44325 | 441770
2016-04-22 02:00 | 0.00042381 | 0.51347 | 422572
2016-04-22 03:00 | 0 | 0.53304 | 397667
2016-04-22 04:00 | 0 | 0.52236 | 372324
2016-04-22 05:00 | 0 | 0.49208 | 351972
2016-04-22 06:00 | 0 | 0.4536 | 337193
2016-04-22 07:00 | 0 | 0.42063 | 328530
2016-04-22 08:00 | 0 | 0.40198 | 326530
2016-04-22 09:00 | 0 | 0.39325 | 334964
2016-04-22 10:00 | 0 | 0.39244 | 357619
2016-04-22 11:00 | 0 | 0.3901 | 379900
2016-04-22 12:00 | 0.0071985 | 0.31451 | 394673
2016-04-22 13:00 | 0.3186 | 0.16989 | 406988
2016-04-22 14:00 | 0.60393 | 0.15033 | 418460
2016-04-22 15:00 | 0.7448 | 0.18001 | 427657
2016-04-22 16:00 | 0.7991 | 0.18271 | 433658
2016-04-22 17:00 | 0.80224 | 0.18586 | 439032
2016-04-22 18:00 | 0.78745 | 0.1943 | 442216
2016-04-22 19:00 | 0.77165 | 0.20443 | 444884
2016-04-22 20:00 | 0.76142 | 0.2144 | 446311
2016-04-22 21:00 | 0.73514 | 0.2274 | 444810
2016-04-22 22:00 | 0.67917 | 0.25186 | 438929
2016-04-22 23:00 | 0.58154 | 0.29567 | 432558
2016-04-23 | 0.39862 | 0.43193 | 430109
2016-04-23 01:00 | 0.10456 | 0.62344 | 425116
2016-04-23 02:00 | 0.00049221 | 0.71065 | 409918
2016-04-23 03:00 | 0 | 0.75652 | 389115
2016-04-23 04:00 | 0 | 0.77366 | 367121
2016-04-23 05:00 | 0 | 0.77071 | 349095
2016-04-23 06:00 | 0 | 0.75028 | 334518
2016-04-23 07:00 | 0 | 0.72311 | 324061
2016-04-23 08:00 | 0 | 0.70193 | 319655
2016-04-23 09:00 | 0 | 0.67834 | 319973
2016-04-23 10:00 | 0 | 0.65499 | 324738
2016-04-23 11:00 | 0 | 0.63 | 331488
2016-04-23 12:00 | 0.0096494 | 0.52392 | 347734
2016-04-23 13:00 | 0.25063 | 0.35653 | 364929
2016-04-23 14:00 | 0.57485 | 0.43199 | 378609
2016-04-23 15:00 | 0.74431 | 0.51652 | 387838
2016-04-23 16:00 | 0.81847 | 0.5447 | 393458
2016-04-23 17:00 | 0.8291 | 0.56337 | 396452
2016-04-23 18:00 | 0.81604 | 0.59774 | 399233
2016-04-23 19:00 | 0.79841 | 0.63455 | 402836
2016-04-23 20:00 | 0.7816 | 0.66349 | 407198
2016-04-23 21:00 | 0.75219 | 0.68818 | 410530
2016-04-23 22:00 | 0.71268 | 0.71465 | 410579
2016-04-23 23:00 | 0.62931 | 0.7512 | 406408
2016-04-24 | 0.47741 | 0.84247 | 406739
2016-04-24 01:00 | 0.17592 | 0.89203 | 404663
2016-04-24 02:00 | 0.00074589 | 0.90154 | 391475
2016-04-24 03:00 | 0 | 0.8913 | 373773
2016-04-24 04:00 | 0 | 0.87289 | 354686
2016-04-24 05:00 | 0 | 0.85775 | 337640
2016-04-24 06:00 | 0 | 0.83591 | 324491
2016-04-24 07:00 | 0 | 0.8105 | 315498
2016-04-24 08:00 | 0 | 0.79216 | 310594
2016-04-24 09:00 | 0 | 0.77295 | 310897
2016-04-24 10:00 | 0 | 0.75838 | 313017
2016-04-24 11:00 | 0 | 0.74665 | 318226
2016-04-24 12:00 | 0.011006 | 0.66703 | 329266
2016-04-24 13:00 | 0.29857 | 0.58144 | 344458
2016-04-24 14:00 | 0.56469 | 0.66529 | 356787
2016-04-24 15:00 | 0.72925 | 0.67819 | 366344
2016-04-24 16:00 | 0.79101 | 0.65341 | 375208
2016-04-24 17:00 | 0.79658 | 0.6479 | 382701
2016-04-24 18:00 | 0.78882 | 0.66194 | 389327
2016-04-24 19:00 | 0.779 | 0.68083 | 395220
2016-04-24 20:00 | 0.77093 | 0.69499 | 402723
2016-04-24 21:00 | 0.75158 | 0.70051 | 410249
2016-04-24 22:00 | 0.70258 | 0.69428 | 413936
2016-04-24 23:00 | 0.61077 | 0.69223 | 414161
2016-04-25 | 0.43396 | 0.73026 | 419221
2016-04-25 01:00 | 0.09724 | 0.75939 | 417903
2016-04-25 02:00 | 0.00069063 | 0.76252 | 402086
2016-04-25 03:00 | 0 | 0.74899 | 379851
2016-04-25 04:00 | 0 | 0.72886 | 358291
2016-04-25 05:00 | 0 | 0.6888 | 340422
2016-04-25 06:00 | 0 | 0.63805 | 327914
2016-04-25 07:00 | 0 | 0.59171 | 321046
2016-04-25 08:00 | 0 | 0.5499 | 320265
2016-04-25 09:00 | 0 | 0.52819 | 331202
2016-04-25 10:00 | 0 | 0.50264 | 355674
2016-04-25 11:00 | 0 | 0.46591 | 380416
2016-04-25 12:00 | 0.01764 | 0.36329 | 396610
2016-04-25 13:00 | 0.29631 | 0.28968 | 410489
2016-04-25 14:00 | 0.56616 | 0.28986 | 423717
2016-04-25 15:00 | 0.71311 | 0.28298 | 434555
2016-04-25 16:00 | 0.77914 | 0.27234 | 443887
2016-04-25 17:00 | 0.79163 | 0.26921 | 453038
2016-04-25 18:00 | 0.78351 | 0.27642 | 460667
2016-04-25 19:00 | 0.77144 | 0.29149 | 466214
2016-04-25 20:00 | 0.76158 | 0.30964 | 470456
2016-04-25 21:00 | 0.7392 | 0.32216 | 472741
2016-04-25 22:00 | 0.67785 | 0.32751 | 470154
2016-04-25 23:00 | 0.5779 | 0.33725 | 464938
2016-04-26 | 0.41378 | 0.41981 | 465175
2016-04-26 01:00 | 0.12493 | 0.53467 | 459454
2016-04-26 02:00 | 0.001268 | 0.587 | 437277
2016-04-26 03:00 | 0 | 0.59758 | 409994
2016-04-26 04:00 | 0 | 0.59324 | 384049
2016-04-26 05:00 | 0 | 0.57878 | 363833
2016-04-26 06:00 | 0 | 0.55949 | 347623
2016-04-26 07:00 | 0 | 0.53669 | 337973
2016-04-26 08:00 | 0 | 0.51709 | 335367
2016-04-26 09:00 | 0 | 0.48109 | 344432
2016-04-26 10:00 | 0 | 0.44056 | 367887
2016-04-26 11:00 | 0 | 0.41072 | 391180
2016-04-26 12:00 | 0.014274 | 0.34854 | 407178
2016-04-26 13:00 | 0.26721 | 0.3023 | 422235
2016-04-26 14:00 | 0.56552 | 0.33905 | 436334
2016-04-26 15:00 | 0.73781 | 0.35615 | 446619
2016-04-26 16:00 | 0.80133 | 0.35407 | 455231
2016-04-26 17:00 | 0.81021 | 0.35544 | 463553
2016-04-26 18:00 | 0.79895 | 0.36627 | 469707
2016-04-26 19:00 | 0.78243 | 0.38386 | 475374
2016-04-26 20:00 | 0.77053 | 0.39632 | 480460
2016-04-26 21:00 | 0.74548 | 0.39478 | 481605
2016-04-26 22:00 | 0.69276 | 0.37866 | 476490
2016-04-26 23:00 | 0.58956 | 0.38333 | 470285
2016-04-27 | 0.42845 | 0.42896 | 469467
2016-04-27 01:00 | 0.14181 | 0.49773 | 461997
2016-04-27 02:00 | 0.0012923 | 0.53705 | 439067
2016-04-27 03:00 | 0 | 0.54316 | 410842
2016-04-27 04:00 | 0 | 0.53931 | 385976
2016-04-27 05:00 | 0 | 0.53916 | 365813
2016-04-27 06:00 | 0 | 0.54211 | 350619
2016-04-27 07:00 | 0 | 0.53218 | 340552
2016-04-27 08:00 | 0 | 0.53853 | 338420
2016-04-27 09:00 | 0 | 0.56568 | 346567
2016-04-27 10:00 | 0 | 0.58888 | 366914
2016-04-27 11:00 | 0 | 0.59501 | 389260
2016-04-27 12:00 | 0.023292 | 0.5516 | 404052
2016-04-27 13:00 | 0.31643 | 0.52511 | 416117
2016-04-27 14:00 | 0.53942 | 0.58423 | 427951
2016-04-27 15:00 | 0.67323 | 0.61202 | 437301
2016-04-27 16:00 | 0.74035 | 0.6057 | 445005
2016-04-27 17:00 | 0.7567 | 0.59028 | 451967
2016-04-27 18:00 | 0.75508 | 0.58608 | 457457
2016-04-27 19:00 | 0.74545 | 0.58973 | 461254
2016-04-27 20:00 | 0.72937 | 0.59879 | 464324
2016-04-27 21:00 | 0.69474 | 0.59291 | 465915
2016-04-27 22:00 | 0.62665 | 0.56722 | 464293
2016-04-27 23:00 | 0.52085 | 0.52356 | 459867
2016-04-28 | 0.35193 | 0.49274 | 460658
2016-04-28 01:00 | 0.095624 | 0.49606 | 453142
2016-04-28 02:00 | 0.0013888 | 0.4928 | 432540
2016-04-28 03:00 | 0 | 0.50484 | 406442
2016-04-28 04:00 | 0 | 0.50678 | 382221
2016-04-28 05:00 | 0 | 0.49131 | 362038
2016-04-28 06:00 | 0 | 0.46354 | 346774
2016-04-28 07:00 | 0 | 0.43702 | 337582
2016-04-28 08:00 | 0 | 0.42022 | 336250
2016-04-28 09:00 | 0 | 0.39915 | 345488
2016-04-28 10:00 | 0 | 0.38452 | 368035
2016-04-28 11:00 | 0 | 0.37006 | 391846
2016-04-28 12:00 | 0.014173 | 0.28999 | 406902
2016-04-28 13:00 | 0.24201 | 0.26245 | 419282
2016-04-28 14:00 | 0.50442 | 0.28407 | 433056
2016-04-28 15:00 | 0.66935 | 0.28367 | 441684
2016-04-28 16:00 | 0.74484 | 0.26064 | 450834
2016-04-28 17:00 | 0.76018 | 0.24401 | 458772
2016-04-28 18:00 | 0.7536 | 0.23826 | 465420
2016-04-28 19:00 | 0.74027 | 0.24184 | 469346
2016-04-28 20:00 | 0.72525 | 0.24863 | 472165
2016-04-28 21:00 | 0.69368 | 0.25471 | 474195
2016-04-28 22:00 | 0.63591 | 0.26285 | 471519
2016-04-28 23:00 | 0.52276 | 0.27194 | 466295
2016-04-29 | 0.36108 | 0.30407 | 464614
2016-04-29 01:00 | 0.12195 | 0.3825 | 457563
2016-04-29 02:00 | 0.0024963 | 0.41474 | 437103
2016-04-29 03:00 | 0 | 0.40723 | 411991
2016-04-29 04:00 | 0 | 0.38754 | 387942
2016-04-29 05:00 | 0 | 0.36208 | 367523
2016-04-29 06:00 | 0 | 0.33781 | 352398
2016-04-29 07:00 | 0 | 0.31677 | 343479
2016-04-29 08:00 | 0 | 0.29484 | 341591
2016-04-29 09:00 | 0 | 0.27724 | 348117
2016-04-29 10:00 | 0 | 0.27213 | 371354
2016-04-29 11:00 | 0 | 0.27503 | 393813
2016-04-29 12:00 | 0.0095424 | 0.2564 | 409204
2016-04-29 13:00 | 0.25081 | 0.23226 | 422065
2016-04-29 14:00 | 0.53027 | 0.28007 | 435392
2016-04-29 15:00 | 0.66489 | 0.33253 | 444825
2016-04-29 16:00 | 0.73438 | 0.34818 | 451813
2016-04-29 17:00 | 0.73952 | 0.33855 | 458114
2016-04-29 18:00 | 0.72826 | 0.32818 | 462240
2016-04-29 19:00 | 0.71466 | 0.31992 | 463801
2016-04-29 20:00 | 0.70449 | 0.31824 | 463626
2016-04-29 21:00 | 0.6786 | 0.31786 | 460788
2016-04-29 22:00 | 0.62619 | 0.31804 | 453866
2016-04-29 23:00 | 0.52807 | 0.31691 | 445437
2016-04-30 | 0.36264 | 0.33404 | 444156
2016-04-30 01:00 | 0.12503 | 0.4057 | 438874
2016-04-30 02:00 | 0.0028166 | 0.46474 | 422664
2016-04-30 03:00 | 0 | 0.48639 | 402570
2016-04-30 04:00 | 0 | 0.47495 | 381191
2016-04-30 05:00 | 0 | 0.45655 | 362138
2016-04-30 06:00 | 0 | 0.45028 | 347527
2016-04-30 07:00 | 0 | 0.44067 | 338012
2016-04-30 08:00 | 0 | 0.43136 | 332576
2016-04-30 09:00 | 0 | 0.42286 | 332710
2016-04-30 10:00 | 0 | 0.40526 | 336162
2016-04-30 11:00 | 0 | 0.39198 | 344325
2016-04-30 12:00 | 0.017749 | 0.32949 | 359766
2016-04-30 13:00 | 0.30519 | 0.33459 | 376422
2016-04-30 14:00 | 0.58329 | 0.41847 | 389822
2016-04-30 15:00 | 0.71967 | 0.484 | 400099
2016-04-30 16:00 | 0.77078 | 0.50572 | 406119
2016-04-30 17:00 | 0.77142 | 0.51439 | 409523
2016-04-30 18:00 | 0.75743 | 0.51791 | 411456
2016-04-30 19:00 | 0.73805 | 0.5151 | 413469
2016-04-30 20:00 | 0.71673 | 0.50904 | 416757
2016-04-30 21:00 | 0.68161 | 0.50231 | 418294
2016-04-30 22:00 | 0.6144 | 0.49495 | 417016
2016-04-30 23:00 | 0.504 | 0.48131 | 415549
2016-05-01 | 0.34863 | 0.47596 | 416916
2016-05-01 01:00 | 0.13329 | 0.56946 | 412798
2016-05-01 02:00 | 0.0034002 | 0.62494 | 401503
2016-05-01 03:00 | 0 | 0.62328 | 385360
2016-05-01 04:00 | 0 | 0.60459 | 365765
2016-05-01 05:00 | 0 | 0.56965 | 348049
2016-05-01 06:00 | 0 | 0.53471 | 335251
2016-05-01 07:00 | 0 | 0.50086 | 326397
2016-05-01 08:00 | 0 | 0.47949 | 321535
2016-05-01 09:00 | 0 | 0.46079 | 319199
2016-05-01 10:00 | 0 | 0.44783 | 323091
2016-05-01 11:00 | 0 | 0.43596 | 328861
2016-05-01 12:00 | 0.027389 | 0.37057 | 343758
2016-05-01 13:00 | 0.28437 | 0.43123 | 362462
2016-05-01 14:00 | 0.59056 | 0.45675 | 378251
2016-05-01 15:00 | 0.728 | 0.43958 | 390123
2016-05-01 16:00 | 0.78373 | 0.39926 | 400493
2016-05-01 17:00 | 0.78887 | 0.35158 | 407354
2016-05-01 18:00 | 0.78077 | 0.30308 | 411927
2016-05-01 19:00 | 0.76428 | 0.25853 | 414209
2016-05-01 20:00 | 0.75306 | 0.22247 | 421199
2016-05-01 21:00 | 0.72721 | 0.19565 | 424474
2016-05-01 22:00 | 0.67782 | 0.1786 | 425817
2016-05-01 23:00 | 0.57596 | 0.1701 | 426115
2016-05-02 | 0.41381 | 0.1777 | 429974
2016-05-02 01:00 | 0.16965 | 0.19992 | 426880
2016-05-02 02:00 | 0.0039635 | 0.19118 | 411645
2016-05-02 03:00 | 0 | 0.17981 | 388976
2016-05-02 04:00 | 0 | 0.18302 | 368129
2016-05-02 05:00 | 0 | 0.20247 | 349560
2016-05-02 06:00 | 0 | 0.23645 | 337193
2016-05-02 07:00 | 0 | 0.27971 | 329807
2016-05-02 08:00 | 0 | 0.32162 | 329309
2016-05-02 09:00 | 0 | 0.34986 | 339137
2016-05-02 10:00 | 0 | 0.37184 | 364593
2016-05-02 11:00 | 0 | 0.39184 | 388475
2016-05-02 12:00 | 0.044108 | 0.31611 | 405413
2016-05-02 13:00 | 0.38439 | 0.17328 | 418102
2016-05-02 14:00 | 0.68006 | 0.13829 | 431131
2016-05-02 15:00 | 0.8194 | 0.13646 | 440805
2016-05-02 16:00 | 0.88086 | 0.12768 | 446145
2016-05-02 17:00 | 0.87857 | 0.12242 | 451006
2016-05-02 18:00 | 0.86324 | 0.12503 | 454621
2016-05-02 19:00 | 0.85167 | 0.13176 | 454755
2016-05-02 20:00 | 0.8497 | 0.13876 | 454805
2016-05-02 21:00 | 0.84213 | 0.14007 | 454255
2016-05-02 22:00 | 0.80918 | 0.13346 | 452259
2016-05-02 23:00 | 0.72124 | 0.12112 | 450556
2016-05-03 | 0.53373 | 0.11217 | 452680
2016-05-03 01:00 | 0.20109 | 0.12704 | 448063
2016-05-03 02:00 | 0.0039858 | 0.13612 | 427991
2016-05-03 03:00 | 0 | 0.15552 | 402380
2016-05-03 04:00 | 0 | 0.19078 | 378036
2016-05-03 05:00 | 0 | 0.23808 | 359393
2016-05-03 06:00 | 0 | 0.29027 | 344496
2016-05-03 07:00 | 0 | 0.32686 | 336170
2016-05-03 08:00 | 0 | 0.34616 | 334623
2016-05-03 09:00 | 0 | 0.35149 | 343487
2016-05-03 10:00 | 0 | 0.35791 | 366757
2016-05-03 11:00 | 0 | 0.36445 | 390360
2016-05-03 12:00 | 0.044713 | 0.26755 | 405042
2016-05-03 13:00 | 0.3847 | 0.11126 | 415297
2016-05-03 14:00 | 0.68107 | 0.13843 | 425481
2016-05-03 15:00 | 0.80451 | 0.19738 | 433100
2016-05-03 16:00 | 0.86528 | 0.22197 | 438801
2016-05-03 17:00 | 0.87471 | 0.25176 | 444221
2016-05-03 18:00 | 0.86794 | 0.28776 | 448945
2016-05-03 19:00 | 0.85927 | 0.32652 | 452197
2016-05-03 20:00 | 0.85482 | 0.36265 | 453611
2016-05-03 21:00 | 0.84222 | 0.38998 | 455985
2016-05-03 22:00 | 0.80709 | 0.40482 | 453653
2016-05-03 23:00 | 0.71005 | 0.40979 | 450134
2016-05-04 | 0.5191 | 0.43573 | 450877
2016-05-04 01:00 | 0.14984 | 0.48165 | 447810
2016-05-04 02:00 | 0.0026439 | 0.49483 | 428280
2016-05-04 03:00 | 0 | 0.50121 | 402015
2016-05-04 04:00 | 0 | 0.50604 | 377603
2016-05-04 05:00 | 0 | 0.51171 | 356872
2016-05-04 06:00 | 0 | 0.52131 | 342224
2016-05-04 07:00 | 0 | 0.5375 | 333126
2016-05-04 08:00 | 0 | 0.57087 | 330907
2016-05-04 09:00 | 0 | 0.59509 | 339623
2016-05-04 10:00 | 0 | 0.595 | 363251
2016-05-04 11:00 | 0 | 0.57412 | 384772
2016-05-04 12:00 | 0.043863 | 0.3908 | 397724
2016-05-04 13:00 | 0.39259 | 0.17941 | 408059
2016-05-04 14:00 | 0.61488 | 0.15934 | 417378
2016-05-04 15:00 | 0.73742 | 0.21188 | 424290
2016-05-04 16:00 | 0.80166 | 0.22738 | 428071
2016-05-04 17:00 | 0.82282 | 0.22708 | 431499
2016-05-04 18:00 | 0.82589 | 0.22816 | 434414
2016-05-04 19:00 | 0.8225 | 0.2294 | 436900
2016-05-04 20:00 | 0.82353 | 0.22855 | 440380
2016-05-04 21:00 | 0.81639 | 0.22433 | 444502
2016-05-04 22:00 | 0.7824 | 0.21373 | 445815
2016-05-04 23:00 | 0.69603 | 0.18798 | 445200
2016-05-05 | 0.52307 | 0.24278 | 446544
2016-05-05 01:00 | 0.16574 | 0.3265 | 441798
2016-05-05 02:00 | 0.002409 | 0.4011 | 423253
2016-05-05 03:00 | 0 | 0.44582 | 396594
2016-05-05 04:00 | 0 | 0.47722 | 373065
2016-05-05 05:00 | 0 | 0.4916 | 353190
2016-05-05 06:00 | 0 | 0.49897 | 338476
2016-05-05 07:00 | 0 | 0.49975 | 330208
2016-05-05 08:00 | 0 | 0.49393 | 328324
2016-05-05 09:00 | 0 | 0.47468 | 338000
2016-05-05 10:00 | 0 | 0.4478 | 360668
2016-05-05 11:00 | 0 | 0.42159 | 384312
2016-05-05 12:00 | 0.044214 | 0.30939 | 397866
2016-05-05 13:00 | 0.38627 | 0.12069 | 407841
2016-05-05 14:00 | 0.60624 | 0.065644 | 417112
2016-05-05 15:00 | 0.74633 | 0.10715 | 423684
2016-05-05 16:00 | 0.81041 | 0.12878 | 428046
2016-05-05 17:00 | 0.82581 | 0.13172 | 432047
2016-05-05 18:00 | 0.82111 | 0.13279 | 435161
2016-05-05 19:00 | 0.81163 | 0.13329 | 438825
2016-05-05 20:00 | 0.80398 | 0.13586 | 442719
2016-05-05 21:00 | 0.7857 | 0.1374 | 445012
2016-05-05 22:00 | 0.74201 | 0.1434 | 443527
2016-05-05 23:00 | 0.63222 | 0.18417 | 439817
2016-05-06 | 0.43846 | 0.35586 | 440439
2016-05-06 01:00 | 0.1329 | 0.5592 | 437238
2016-05-06 02:00 | 0.0036987 | 0.64956 | 419489
2016-05-06 03:00 | 0 | 0.71069 | 395943
2016-05-06 04:00 | 0 | 0.75019 | 373058
2016-05-06 05:00 | 0 | 0.76741 | 354787
2016-05-06 06:00 | 0 | 0.77054 | 340135
2016-05-06 07:00 | 0 | 0.76712 | 331931
2016-05-06 08:00 | 0 | 0.75349 | 330173
2016-05-06 09:00 | 0 | 0.71969 | 338097
2016-05-06 10:00 | 0 | 0.6869 | 360487
2016-05-06 11:00 | 0 | 0.65448 | 380677
2016-05-06 12:00 | 0.04817 | 0.44875 | 393325
2016-05-06 13:00 | 0.34381 | 0.26865 | 404237
2016-05-06 14:00 | 0.56506 | 0.33131 | 414417
2016-05-06 15:00 | 0.68397 | 0.46417 | 420427
2016-05-06 16:00 | 0.75015 | 0.5317 | 423953
2016-05-06 17:00 | 0.7588 | 0.5567 | 429165
2016-05-06 18:00 | 0.7519 | 0.57507 | 432520
2016-05-06 19:00 | 0.73874 | 0.59306 | 435460
2016-05-06 20:00 | 0.72624 | 0.61241 | 438257
2016-05-06 21:00 | 0.6971 | 0.63308 | 439977
2016-05-06 22:00 | 0.6357 | 0.64994 | 436609
2016-05-06 23:00 | 0.53373 | 0.68562 | 430635
2016-05-07 | 0.36432 | 0.76715 | 427574
2016-05-07 01:00 | 0.092544 | 0.8361 | 423353
2016-05-07 02:00 | 0.0030966 | 0.84977 | 408515
2016-05-07 03:00 | 0 | 0.83254 | 387298
2016-05-07 04:00 | 0 | 0.80723 | 365512
2016-05-07 05:00 | 0 | 0.77826 | 346615
2016-05-07 06:00 | 0 | 0.74763 | 332451
2016-05-07 07:00 | 0 | 0.72403 | 322728
2016-05-07 08:00 | 0 | 0.69916 | 318790
2016-05-07 09:00 | 0 | 0.66414 | 320006
2016-05-07 10:00 | 0 | 0.62064 | 324047
2016-05-07 11:00 | 0 | 0.56577 | 331978
2016-05-07 12:00 | 0.051006 | 0.38215 | 345804
2016-05-07 13:00 | 0.3395 | 0.32177 | 360939
2016-05-07 14:00 | 0.53499 | 0.43861 | 372679
2016-05-07 15:00 | 0.66585 | 0.49507 | 381821
2016-05-07 16:00 | 0.70828 | 0.48382 | 387645
2016-05-07 17:00 | 0.72009 | 0.48013 | 392381
2016-05-07 18:00 | 0.72013 | 0.48831 | 397613
2016-05-07 19:00 | 0.71347 | 0.50646 | 403027
2016-05-07 20:00 | 0.705 | 0.52594 | 408250
2016-05-07 21:00 | 0.6891 | 0.54568 | 412868
2016-05-07 22:00 | 0.64959 | 0.54695 | 411596
2016-05-07 23:00 | 0.55277 | 0.53131 | 408324
2016-05-08 | 0.38814 | 0.53912 | 407114
2016-05-08 01:00 | 0.11794 | 0.54953 | 405342
2016-05-08 02:00 | 0.0051644 | 0.54493 | 393060
2016-05-08 03:00 | 0 | 0.55235 | 374129
2016-05-08 04:00 | 0 | 0.54525 | 355169
2016-05-08 05:00 | 0 | 0.53515 | 338425
2016-05-08 06:00 | 0 | 0.51925 | 323847
2016-05-08 07:00 | 0 | 0.49991 | 314294
2016-05-08 08:00 | 0 | 0.47721 | 309467
2016-05-08 09:00 | 0 | 0.43907 | 309104
2016-05-08 10:00 | 0 | 0.40683 | 310431
2016-05-08 11:00 | 0 | 0.37247 | 316560
2016-05-08 12:00 | 0.046305 | 0.25297 | 330585
2016-05-08 13:00 | 0.33514 | 0.15675 | 347778
2016-05-08 14:00 | 0.53967 | 0.19934 | 361514
2016-05-08 15:00 | 0.67234 | 0.25104 | 371092
2016-05-08 16:00 | 0.7224 | 0.27849 | 378210
2016-05-08 17:00 | 0.73435 | 0.31449 | 385384
2016-05-08 18:00 | 0.73298 | 0.35011 | 390460
2016-05-08 19:00 | 0.72481 | 0.3897 | 394844
2016-05-08 20:00 | 0.71452 | 0.4326 | 399732
2016-05-08 21:00 | 0.68961 | 0.46732 | 403856
2016-05-08 22:00 | 0.63758 | 0.48812 | 405261
2016-05-08 23:00 | 0.54066 | 0.50626 | 404452
2016-05-09 | 0.38858 | 0.56789 | 408354
2016-05-09 01:00 | 0.1448 | 0.66322 | 410942
2016-05-09 02:00 | 0.0080845 | 0.7103 | 398272
2016-05-09 03:00 | 0 | 0.70879 | 376734
2016-05-09 04:00 | 0 | 0.70472 | 356149
2016-05-09 05:00 | 0 | 0.6921 | 339213
2016-05-09 06:00 | 0 | 0.66918 | 326866
2016-05-09 07:00 | 0 | 0.63892 | 319749
2016-05-09 08:00 | 0 | 0.62268 | 319811
2016-05-09 09:00 | 0 | 0.60932 | 330336
2016-05-09 10:00 | 0 | 0.59127 | 354415
2016-05-09 11:00 | 0 | 0.56454 | 378910
2016-05-09 12:00 | 0.054638 | 0.443 | 395303
2016-05-09 13:00 | 0.37928 | 0.37549 | 408599
2016-05-09 14:00 | 0.63365 | 0.47854 | 421708
2016-05-09 15:00 | 0.78059 | 0.53001 | 432747
2016-05-09 16:00 | 0.85304 | 0.55598 | 441139
2016-05-09 17:00 | 0.86932 | 0.57816 | 449406
2016-05-09 18:00 | 0.86558 | 0.57803 | 454614
2016-05-09 19:00 | 0.86032 | 0.56736 | 458060
2016-05-09 20:00 | 0.86142 | 0.5546 | 460481
2016-05-09 21:00 | 0.85877 | 0.53635 | 462328
2016-05-09 22:00 | 0.83491 | 0.50989 | 461423
2016-05-09 23:00 | 0.75601 | 0.50191 | 458974
2016-05-10 | 0.58634 | 0.52715 | 460125
2016-05-10 01:00 | 0.26423 | 0.56975 | 454568
2016-05-10 02:00 | 0.010226 | 0.58296 | 433819
2016-05-10 03:00 | 0 | 0.56371 | 406534
2016-05-10 04:00 | 0 | 0.53571 | 383084
2016-05-10 05:00 | 0 | 0.50657 | 362448
2016-05-10 06:00 | 0 | 0.48265 | 348334
2016-05-10 07:00 | 0 | 0.46965 | 339313
2016-05-10 08:00 | 0 | 0.47201 | 337125
2016-05-10 09:00 | 0 | 0.4595 | 344916
2016-05-10 10:00 | 0 | 0.44295 | 366983
2016-05-10 11:00 | 0 | 0.42611 | 389659
2016-05-10 12:00 | 0.047706 | 0.35214 | 404419
2016-05-10 13:00 | 0.42904 | 0.28997 | 419261
2016-05-10 14:00 | 0.67894 | 0.31289 | 434066
2016-05-10 15:00 | 0.81709 | 0.33628 | 446541
2016-05-10 16:00 | 0.86491 | 0.34846 | 456308
2016-05-10 17:00 | 0.87226 | 0.35957 | 465920
2016-05-10 18:00 | 0.862 | 0.37497 | 472503
2016-05-10 19:00 | 0.85026 | 0.39095 | 482473
2016-05-10 20:00 | 0.84529 | 0.40548 | 487083
2016-05-10 21:00 | 0.8366 | 0.4191 | 491162
2016-05-10 22:00 | 0.80445 | 0.42699 | 489289
2016-05-10 23:00 | 0.70907 | 0.43994 | 484040
2016-05-11 | 0.55386 | 0.50214 | 482045
2016-05-11 01:00 | 0.2547 | 0.5943 | 474763
2016-05-11 02:00 | 0.011398 | 0.65775 | 451796
2016-05-11 03:00 | 0 | 0.67354 | 422468
2016-05-11 04:00 | 0 | 0.66908 | 395481
2016-05-11 05:00 | 0 | 0.66781 | 374208
2016-05-11 06:00 | 0 | 0.65228 | 356964
2016-05-11 07:00 | 0 | 0.6288 | 346965
2016-05-11 08:00 | 0 | 0.6071 | 343361
2016-05-11 09:00 | 0 | 0.582 | 350486
2016-05-11 10:00 | 0 | 0.54966 | 371278
2016-05-11 11:00 | 0 | 0.5164 | 393207
2016-05-11 12:00 | 0.069394 | 0.42954 | 408675
2016-05-11 13:00 | 0.48588 | 0.42899 | 423244
2016-05-11 14:00 | 0.70629 | 0.47151 | 439106
2016-05-11 15:00 | 0.83419 | 0.47327 | 453877
2016-05-11 16:00 | 0.88345 | 0.45661 | 466276
2016-05-11 17:00 | 0.88725 | 0.4412 | 478553
2016-05-11 18:00 | 0.8763 | 0.43429 | 488461
2016-05-11 19:00 | 0.86422 | 0.43369 | 496684
2016-05-11 20:00 | 0.85932 | 0.43704 | 503446
2016-05-11 21:00 | 0.85121 | 0.44128 | 507256
2016-05-11 22:00 | 0.82166 | 0.44171 | 505658
2016-05-11 23:00 | 0.72722 | 0.43228 | 499182
2016-05-12 | 0.57456 | 0.43679 | 494879
2016-05-12 01:00 | 0.27163 | 0.53834 | 486960
2016-05-12 02:00 | 0.021054 | 0.60631 | 463156
2016-05-12 03:00 | 0 | 0.5818 | 431786
2016-05-12 04:00 | 0 | 0.55381 | 402945
2016-05-12 05:00 | 0 | 0.54045 | 378794
2016-05-12 06:00 | 0 | 0.51994 | 360427
2016-05-12 07:00 | 0 | 0.50075 | 348378
2016-05-12 08:00 | 0 | 0.49739 | 344455
2016-05-12 09:00 | 0 | 0.50989 | 351745
2016-05-12 10:00 | 0 | 0.51587 | 371489
2016-05-12 11:00 | 0 | 0.50124 | 394087
2016-05-12 12:00 | 0.067875 | 0.34839 | 411018
2016-05-12 13:00 | 0.4612 | 0.33277 | 425972
2016-05-12 14:00 | 0.6754 | 0.39533 | 441729
2016-05-12 15:00 | 0.81249 | 0.38969 | 456234
2016-05-12 16:00 | 0.85739 | 0.37598 | 467349
2016-05-12 17:00 | 0.87056 | 0.37829 | 478180
2016-05-12 18:00 | 0.86374 | 0.39174 | 486478
2016-05-12 19:00 | 0.85309 | 0.40304 | 492041
2016-05-12 20:00 | 0.84785 | 0.4074 | 496444
2016-05-12 21:00 | 0.83301 | 0.4002 | 498562
2016-05-12 22:00 | 0.80079 | 0.3839 | 495548
2016-05-12 23:00 | 0.70793 | 0.34669 | 488381
2016-05-13 | 0.56051 | 0.31708 | 485226
2016-05-13 01:00 | 0.26984 | 0.35688 | 476994
2016-05-13 02:00 | 0.022584 | 0.39318 | 454338
2016-05-13 03:00 | 0 | 0.41104 | 425241
2016-05-13 04:00 | 0 | 0.44561 | 397075
2016-05-13 05:00 | 0 | 0.46961 | 373740
2016-05-13 06:00 | 0 | 0.49269 | 355538
2016-05-13 07:00 | 0 | 0.51337 | 344884
2016-05-13 08:00 | 0 | 0.53024 | 340706
2016-05-13 09:00 | 0 | 0.53107 | 347137
2016-05-13 10:00 | 0 | 0.53209 | 365799
2016-05-13 11:00 | 0 | 0.5283 | 386840
2016-05-13 12:00 | 0.083158 | 0.41845 | 404240
2016-05-13 13:00 | 0.49106 | 0.41054 | 420934
2016-05-13 14:00 | 0.67711 | 0.53858 | 437331
2016-05-13 15:00 | 0.79652 | 0.61767 | 450750
2016-05-13 16:00 | 0.8407 | 0.62579 | 460881
2016-05-13 17:00 | 0.84589 | 0.62621 | 470063
2016-05-13 18:00 | 0.83472 | 0.63024 | 477395
2016-05-13 19:00 | 0.82363 | 0.63398 | 482250
2016-05-13 20:00 | 0.82171 | 0.6311 | 487130
2016-05-13 21:00 | 0.81189 | 0.62348 | 488871
2016-05-13 22:00 | 0.78303 | 0.62032 | 482639
2016-05-13 23:00 | 0.69893 | 0.62769 | 472125
2016-05-14 | 0.55322 | 0.66353 | 464396
2016-05-14 01:00 | 0.25976 | 0.70431 | 456650
2016-05-14 02:00 | 0.013686 | 0.72001 | 436573
2016-05-14 03:00 | 0 | 0.68804 | 410969
2016-05-14 04:00 | 0 | 0.642 | 386548
2016-05-14 05:00 | 0 | 0.59594 | 364735
2016-05-14 06:00 | 0 | 0.55442 | 347950
2016-05-14 07:00 | 0 | 0.5119 | 336595
2016-05-14 08:00 | 0 | 0.48488 | 329954
2016-05-14 09:00 | 0 | 0.46078 | 329381
2016-05-14 10:00 | 0 | 0.4471 | 331966
2016-05-14 11:00 | 0 | 0.41578 | 339821
2016-05-14 12:00 | 0.050996 | 0.37089 | 354790
2016-05-14 13:00 | 0.32267 | 0.43244 | 373261
2016-05-14 14:00 | 0.54315 | 0.45841 | 389689
2016-05-14 15:00 | 0.68054 | 0.42525 | 402974
2016-05-14 16:00 | 0.75608 | 0.39011 | 412566
2016-05-14 17:00 | 0.77452 | 0.36713 | 419073
2016-05-14 18:00 | 0.76786 | 0.352 | 423400
2016-05-14 19:00 | 0.75258 | 0.33719 | 426488
2016-05-14 20:00 | 0.73625 | 0.32233 | 428397
2016-05-14 21:00 | 0.7009 | 0.3077 | 429643
2016-05-14 22:00 | 0.64479 | 0.29006 | 426999
2016-05-14 23:00 | 0.53809 | 0.26326 | 421121
2016-05-15 | 0.38676 | 0.23336 | 418122
2016-05-15 01:00 | 0.18775 | 0.28091 | 415781
2016-05-15 02:00 | 0.015831 | 0.28584 | 402866
2016-05-15 03:00 | 0 | 0.26787 | 383232
2016-05-15 04:00 | 0 | 0.2502 | 362945
2016-05-15 05:00 | 0 | 0.24461 | 346723
2016-05-15 06:00 | 0 | 0.24197 | 333578
2016-05-15 07:00 | 0 | 0.24602 | 324196
2016-05-15 08:00 | 0 | 0.26263 | 319701
2016-05-15 09:00 | 0 | 0.27192 | 318872
2016-05-15 10:00 | 0 | 0.27632 | 318994
2016-05-15 11:00 | 0 | 0.27255 | 323783
2016-05-15 12:00 | 0.014976 | 0.17217 | 337445
2016-05-15 13:00 | 0.21377 | 0.12291 | 352435
2016-05-15 14:00 | 0.40936 | 0.16576 | 363915
2016-05-15 15:00 | 0.5322 | 0.19151 | 373504
2016-05-15 16:00 | 0.60983 | 0.20043 | 381919
2016-05-15 17:00 | 0.64688 | 0.21104 | 388083
2016-05-15 18:00 | 0.65724 | 0.22307 | 392908
2016-05-15 19:00 | 0.65046 | 0.23647 | 396532
2016-05-15 20:00 | 0.63554 | 0.25032 | 400970
2016-05-15 21:00 | 0.60481 | 0.25336 | 406594
2016-05-15 22:00 | 0.56195 | 0.24872 | 409840
2016-05-15 23:00 | 0.49789 | 0.24587 | 410874
2016-05-16 | 0.38964 | 0.26505 | 415868
2016-05-16 01:00 | 0.21786 | 0.31022 | 417754
2016-05-16 02:00 | 0.018832 | 0.34897 | 404136
2016-05-16 03:00 | 0 | 0.37553 | 383325
2016-05-16 04:00 | 0 | 0.38872 | 363727
2016-05-16 05:00 | 0 | 0.37958 | 346806
2016-05-16 06:00 | 0 | 0.3631 | 335215
2016-05-16 07:00 | 0 | 0.34727 | 329279
2016-05-16 08:00 | 0 | 0.32664 | 330265
2016-05-16 09:00 | 0 | 0.29933 | 340929
2016-05-16 10:00 | 0 | 0.27396 | 364383
2016-05-16 11:00 | 0 | 0.23671 | 388026
2016-05-16 12:00 | 0.043513 | 0.15614 | 402296
2016-05-16 13:00 | 0.37264 | 0.1279 | 413477
2016-05-16 14:00 | 0.6031 | 0.1557 | 424269
2016-05-16 15:00 | 0.7272 | 0.19283 | 431985
2016-05-16 16:00 | 0.77612 | 0.21005 | 437327
2016-05-16 17:00 | 0.77852 | 0.21363 | 442315
2016-05-16 18:00 | 0.76685 | 0.21459 | 446051
2016-05-16 19:00 | 0.7513 | 0.21392 | 447837
2016-05-16 20:00 | 0.73601 | 0.21149 | 450109
2016-05-16 21:00 | 0.70864 | 0.2069 | 451899
2016-05-16 22:00 | 0.65801 | 0.20463 | 451067
2016-05-16 23:00 | 0.566 | 0.21253 | 449437
2016-05-17 | 0.41488 | 0.26183 | 452267
2016-05-17 01:00 | 0.19091 | 0.37155 | 449303
2016-05-17 02:00 | 0.018621 | 0.44508 | 430077
2016-05-17 03:00 | 0 | 0.46314 | 403559
2016-05-17 04:00 | 0 | 0.45126 | 380929
2016-05-17 05:00 | 0 | 0.42836 | 362454
2016-05-17 06:00 | 0 | 0.41073 | 347520
2016-05-17 07:00 | 0 | 0.39186 | 339506
2016-05-17 08:00 | 0 | 0.37552 | 338388
2016-05-17 09:00 | 0 | 0.34208 | 347189
2016-05-17 10:00 | 0 | 0.3092 | 370062
2016-05-17 11:00 | 0 | 0.28431 | 393054
2016-05-17 12:00 | 0.036614 | 0.22463 | 408527
2016-05-17 13:00 | 0.3093 | 0.21153 | 420490
2016-05-17 14:00 | 0.55257 | 0.22934 | 432111
2016-05-17 15:00 | 0.67128 | 0.24211 | 439578
2016-05-17 16:00 | 0.71269 | 0.23622 | 447591
2016-05-17 17:00 | 0.72267 | 0.22505 | 452503
2016-05-17 18:00 | 0.71026 | 0.21449 | 455461
2016-05-17 19:00 | 0.68903 | 0.20727 | 458010
2016-05-17 20:00 | 0.6662 | 0.20433 | 458342
2016-05-17 21:00 | 0.62522 | 0.20465 | 459922
2016-05-17 22:00 | 0.56601 | 0.21057 | 459064
2016-05-17 23:00 | 0.48084 | 0.21856 | 455928
2016-05-18 | 0.36041 | 0.23001 | 456165
2016-05-18 01:00 | 0.19443 | 0.28932 | 453024
2016-05-18 02:00 | 0.037754 | 0.35672 | 434923
2016-05-18 03:00 | 0 | 0.40605 | 408791
2016-05-18 04:00 | 0 | 0.43567 | 385096
2016-05-18 05:00 | 0 | 0.43786 | 365147
2016-05-18 06:00 | 0 | 0.42421 | 349847
2016-05-18 07:00 | 0 | 0.40571 | 340892
2016-05-18 08:00 | 0 | 0.38845 | 339155
2016-05-18 09:00 | 0 | 0.35982 | 347311
2016-05-18 10:00 | 0 | 0.32916 | 369141
2016-05-18 11:00 | 0 | 0.29905 | 391333
2016-05-18 12:00 | 0.043256 | 0.1707 | 404643
2016-05-18 13:00 | 0.32908 | 0.11326 | 414696
2016-05-18 14:00 | 0.55779 | 0.14183 | 425309
2016-05-18 15:00 | 0.67739 | 0.14632 | 433956
2016-05-18 16:00 | 0.72567 | 0.13387 | 441180
2016-05-18 17:00 | 0.73463 | 0.1287 | 447088
2016-05-18 18:00 | 0.72099 | 0.12674 | 452422
2016-05-18 19:00 | 0.7033 | 0.12597 | 455695
2016-05-18 20:00 | 0.6873 | 0.12713 | 458559
2016-05-18 21:00 | 0.65825 | 0.13112 | 460812
2016-05-18 22:00 | 0.61046 | 0.13712 | 458743
2016-05-18 23:00 | 0.52541 | 0.15043 | 455111
2016-05-19 | 0.41013 | 0.19179 | 455162
2016-05-19 01:00 | 0.23695 | 0.35209 | 452069
2016-05-19 02:00 | 0.021841 | 0.46865 | 434434
2016-05-19 03:00 | 0 | 0.52096 | 408119
2016-05-19 04:00 | 0 | 0.54282 | 383142
2016-05-19 05:00 | 0 | 0.54061 | 362941
2016-05-19 06:00 | 0 | 0.52507 | 347770
2016-05-19 07:00 | 0 | 0.49847 | 337967
2016-05-19 08:00 | 0 | 0.46653 | 336146
2016-05-19 09:00 | 0 | 0.43175 | 345081
2016-05-19 10:00 | 0 | 0.40809 | 367118
2016-05-19 11:00 | 0 | 0.36435 | 389239
2016-05-19 12:00 | 0.061455 | 0.20468 | 403543
2016-05-19 13:00 | 0.40671 | 0.17805 | 415692
2016-05-19 14:00 | 0.61774 | 0.25192 | 427306
2016-05-19 15:00 | 0.73766 | 0.29842 | 436602
2016-05-19 16:00 | 0.79059 | 0.31598 | 443665
2016-05-19 17:00 | 0.80139 | 0.32446 | 449379
2016-05-19 18:00 | 0.79477 | 0.32642 | 453245
2016-05-19 19:00 | 0.78901 | 0.31867 | 455347
2016-05-19 20:00 | 0.78544 | 0.30863 | 456705
2016-05-19 21:00 | 0.77444 | 0.30026 | 457769
2016-05-19 22:00 | 0.74362 | 0.29869 | 454744
2016-05-19 23:00 | 0.66629 | 0.31137 | 450085
2016-05-20 | 0.52372 | 0.3594 | 449796
2016-05-20 01:00 | 0.24614 | 0.50547 | 447542
2016-05-20 02:00 | 0.011815 | 0.61162 | 430084
2016-05-20 03:00 | 0 | 0.62169 | 403363
2016-05-20 04:00 | 0 | 0.61152 | 378108
2016-05-20 05:00 | 0 | 0.58386 | 359636
2016-05-20 06:00 | 0 | 0.54281 | 344888
2016-05-20 07:00 | 0 | 0.49583 | 335003
2016-05-20 08:00 | 0 | 0.45278 | 332872
2016-05-20 09:00 | 0 | 0.4172 | 341353
2016-05-20 10:00 | 0 | 0.38146 | 361869
2016-05-20 11:00 | 0 | 0.33583 | 383643
2016-05-20 12:00 | 0.086822 | 0.22302 | 399492
2016-05-20 13:00 | 0.41818 | 0.2129 | 413654
2016-05-20 14:00 | 0.6338 | 0.25 | 426738
2016-05-20 15:00 | 0.76151 | 0.28959 | 435829
2016-05-20 16:00 | 0.82493 | 0.31101 | 441805
2016-05-20 17:00 | 0.83761 | 0.32364 | 446073
2016-05-20 18:00 | 0.83523 | 0.3257 | 449358
2016-05-20 19:00 | 0.82658 | 0.32168 | 451726
2016-05-20 20:00 | 0.82114 | 0.31897 | 454033
2016-05-20 21:00 | 0.80486 | 0.31676 | 454399
2016-05-20 22:00 | 0.76492 | 0.32315 | 449646
2016-05-20 23:00 | 0.66438 | 0.34747 | 441625
2016-05-21 | 0.53583 | 0.4061 | 438654
2016-05-21 01:00 | 0.23513 | 0.55421 | 433474
2016-05-21 02:00 | 0.024648 | 0.63754 | 415012
2016-05-21 03:00 | 0 | 0.65343 | 396530
2016-05-21 04:00 | 0 | 0.64685 | 374530
2016-05-21 05:00 | 0 | 0.62112 | 355822
2016-05-21 06:00 | 0 | 0.58532 | 340289
2016-05-21 07:00 | 0 | 0.55338 | 330939
2016-05-21 08:00 | 0 | 0.52108 | 326053
2016-05-21 09:00 | 0 | 0.48758 | 325912
2016-05-21 10:00 | 0 | 0.46698 | 330394
2016-05-21 11:00 | 0 | 0.44767 | 338051
2016-05-21 12:00 | 0.083589 | 0.34681 | 355555
2016-05-21 13:00 | 0.42984 | 0.37771 | 375291
2016-05-21 14:00 | 0.66901 | 0.45477 | 393987
2016-05-21 15:00 | 0.79388 | 0.48671 | 408509
2016-05-21 16:00 | 0.84797 | 0.50022 | 418122
2016-05-21 17:00 | 0.85339 | 0.51767 | 424519
2016-05-21 18:00 | 0.84675 | 0.53994 | 429572
2016-05-21 19:00 | 0.83684 | 0.56398 | 433418
2016-05-21 20:00 | 0.8313 | 0.58552 | 436977
2016-05-21 21:00 | 0.81788 | 0.60298 | 439549
2016-05-21 22:00 | 0.7775 | 0.62144 | 436862
2016-05-21 23:00 | 0.68351 | 0.64576 | 431572
2016-05-22 | 0.50961 | 0.67891 | 426922
2016-05-22 01:00 | 0.23449 | 0.75866 | 422713
2016-05-22 02:00 | 0.017635 | 0.77888 | 410686
2016-05-22 03:00 | 0 | 0.76926 | 391852
2016-05-22 04:00 | 0 | 0.75868 | 371675
2016-05-22 05:00 | 0 | 0.73719 | 352334
2016-05-22 06:00 | 0 | 0.72192 | 337141
2016-05-22 07:00 | 0 | 0.71567 | 326650
2016-05-22 08:00 | 0 | 0.71049 | 321017
2016-05-22 09:00 | 0 | 0.68866 | 319360
2016-05-22 10:00 | 0 | 0.66301 | 319221
2016-05-22 11:00 | 0 | 0.61415 | 324076
2016-05-22 12:00 | 0.081906 | 0.45706 | 340092
2016-05-22 13:00 | 0.44858 | 0.42586 | 358790
2016-05-22 14:00 | 0.67486 | 0.50501 | 375530
2016-05-22 15:00 | 0.80633 | 0.53014 | 389040
2016-05-22 16:00 | 0.856 | 0.52469 | 401106
2016-05-22 17:00 | 0.86509 | 0.53218 | 410650
2016-05-22 18:00 | 0.85632 | 0.55327 | 419010
2016-05-22 19:00 | 0.84848 | 0.58182 | 426197
2016-05-22 20:00 | 0.84822 | 0.60784 | 434349
2016-05-22 21:00 | 0.83714 | 0.62819 | 440959
2016-05-22 22:00 | 0.80607 | 0.64718 | 443899
2016-05-22 23:00 | 0.71861 | 0.66542 | 442256
2016-05-23 | 0.57 | 0.71168 | 440455
2016-05-23 01:00 | 0.27534 | 0.78636 | 437320
2016-05-23 02:00 | 0.026223 | 0.81607 | 421608
2016-05-23 03:00 | 0 | 0.81344 | 397199
2016-05-23 04:00 | 0 | 0.80577 | 372838
2016-05-23 05:00 | 0 | 0.79768 | 352582
2016-05-23 06:00 | 0 | 0.78654 | 337779
2016-05-23 07:00 | 0 | 0.75933 | 329066
2016-05-23 08:00 | 0 | 0.72663 | 326685
2016-05-23 09:00 | 0 | 0.68742 | 336393
2016-05-23 10:00 | 0 | 0.65255 | 358134
2016-05-23 11:00 | 0 | 0.6006 | 381460
2016-05-23 12:00 | 0.092986 | 0.41085 | 399759
2016-05-23 13:00 | 0.46252 | 0.31422 | 416209
2016-05-23 14:00 | 0.68274 | 0.35816 | 432114
2016-05-23 15:00 | 0.80035 | 0.36119 | 446006
2016-05-23 16:00 | 0.84854 | 0.35655 | 457678
2016-05-23 17:00 | 0.86561 | 0.35165 | 469006
2016-05-23 18:00 | 0.86041 | 0.35181 | 478348
2016-05-23 19:00 | 0.85177 | 0.35985 | 486089
2016-05-23 20:00 | 0.84635 | 0.37243 | 490872
2016-05-23 21:00 | 0.83416 | 0.3779 | 493110
2016-05-23 22:00 | 0.79812 | 0.37525 | 490741
2016-05-23 23:00 | 0.70889 | 0.36889 | 484074
2016-05-24 | 0.54544 | 0.38989 | 477807
2016-05-24 01:00 | 0.23942 | 0.47217 | 471053
2016-05-24 02:00 | 0.016679 | 0.51356 | 448908
2016-05-24 03:00 | 0 | 0.50944 | 420111
2016-05-24 04:00 | 0 | 0.49727 | 392234
2016-05-24 05:00 | 0 | 0.49026 | 370342
2016-05-24 06:00 | 0 | 0.49104 | 354097
2016-05-24 07:00 | 0 | 0.47945 | 344011
2016-05-24 08:00 | 0 | 0.46636 | 341307
2016-05-24 09:00 | 0 | 0.43389 | 348338
2016-05-24 10:00 | 0 | 0.39899 | 366672
2016-05-24 11:00 | 0 | 0.35084 | 389826
2016-05-24 12:00 | 0.10236 | 0.2019 | 408663
2016-05-24 13:00 | 0.44092 | 0.13618 | 426934
2016-05-24 14:00 | 0.63748 | 0.14701 | 445433
2016-05-24 15:00 | 0.76678 | 0.15259 | 462381
2016-05-24 16:00 | 0.81711 | 0.16146 | 476400
2016-05-24 17:00 | 0.82547 | 0.18189 | 489270
2016-05-24 18:00 | 0.81687 | 0.20975 | 500907
2016-05-24 19:00 | 0.80473 | 0.23939 | 509782
2016-05-24 20:00 | 0.79565 | 0.26625 | 516707
2016-05-24 21:00 | 0.77621 | 0.28638 | 520133
2016-05-24 22:00 | 0.73136 | 0.30691 | 518155
2016-05-24 23:00 | 0.63317 | 0.32889 | 509918
2016-05-25 | 0.48962 | 0.38948 | 501806
2016-05-25 01:00 | 0.22571 | 0.50063 | 493666
2016-05-25 02:00 | 0.015504 | 0.57726 | 469882
2016-05-25 03:00 | 0 | 0.605 | 439830
2016-05-25 04:00 | 0 | 0.61158 | 412104
2016-05-25 05:00 | 0 | 0.61331 | 388110
2016-05-25 06:00 | 0 | 0.61228 | 369349
2016-05-25 07:00 | 0 | 0.59868 | 357330
2016-05-25 08:00 | 0 | 0.57266 | 353196
2016-05-25 09:00 | 0 | 0.52423 | 360438
2016-05-25 10:00 | 0 | 0.50152 | 377881
2016-05-25 11:00 | 7.37e-07 | 0.4705 | 400106
2016-05-25 12:00 | 0.10862 | 0.34779 | 420344
2016-05-25 13:00 | 0.45435 | 0.24805 | 440803
2016-05-25 14:00 | 0.64761 | 0.26962 | 461933
2016-05-25 15:00 | 0.77893 | 0.2969 | 481414
2016-05-25 16:00 | 0.8168 | 0.30972 | 497705
2016-05-25 17:00 | 0.82341 | 0.31252 | 513227
2016-05-25 18:00 | 0.81631 | 0.31325 | 526761
2016-05-25 19:00 | 0.80637 | 0.31762 | 537291
2016-05-25 20:00 | 0.7978 | 0.32336 | 544450
2016-05-25 21:00 | 0.78196 | 0.32217 | 547431
2016-05-25 22:00 | 0.73925 | 0.30716 | 542287
2016-05-25 23:00 | 0.64889 | 0.29381 | 531381
2016-05-26 | 0.50988 | 0.31604 | 521817
2016-05-26 01:00 | 0.23654 | 0.38678 | 512256
2016-05-26 02:00 | 0.019863 | 0.44162 | 488412
2016-05-26 03:00 | 0 | 0.4729 | 455944
2016-05-26 04:00 | 0 | 0.48563 | 425635
2016-05-26 05:00 | 0 | 0.48738 | 400557
2016-05-26 06:00 | 0 | 0.48906 | 380967
2016-05-26 07:00 | 0 | 0.48407 | 367149
2016-05-26 08:00 | 0 | 0.47463 | 361979
2016-05-26 09:00 | 0 | 0.46112 | 367885
2016-05-26 10:00 | 0 | 0.4547 | 387246
2016-05-26 11:00 | 2.01e-06 | 0.41266 | 410827
2016-05-26 12:00 | 0.12671 | 0.25615 | 432688
2016-05-26 13:00 | 0.48296 | 0.19962 | 453714
2016-05-26 14:00 | 0.67948 | 0.2414 | 476278
2016-05-26 15:00 | 0.79882 | 0.26719 | 497102
2016-05-26 16:00 | 0.83705 | 0.28329 | 514615
2016-05-26 17:00 | 0.83488 | 0.30489 | 530002
2016-05-26 18:00 | 0.8201 | 0.33688 | 540760
2016-05-26 19:00 | 0.8019 | 0.37467 | 550035
2016-05-26 20:00 | 0.78721 | 0.40391 | 554684
2016-05-26 21:00 | 0.76588 | 0.41054 | 553672
2016-05-26 22:00 | 0.72145 | 0.40843 | 546361
2016-05-26 23:00 | 0.63807 | 0.41786 | 533794
2016-05-27 | 0.50929 | 0.44619 | 523360
2016-05-27 01:00 | 0.26338 | 0.48975 | 514618
2016-05-27 02:00 | 0.03045 | 0.53372 | 489810
2016-05-27 03:00 | 0 | 0.54002 | 459477
2016-05-27 04:00 | 0 | 0.47951 | 428775
2016-05-27 05:00 | 0 | 0.42656 | 402449
2016-05-27 06:00 | 0 | 0.39216 | 381992
2016-05-27 07:00 | 0 | 0.35837 | 368753
2016-05-27 08:00 | 0 | 0.33343 | 363980
2016-05-27 09:00 | 0 | 0.31531 | 368934
2016-05-27 10:00 | 0 | 0.30055 | 384185
2016-05-27 11:00 | 2.79e-06 | 0.28318 | 405105
2016-05-27 12:00 | 0.11218 | 0.18903 | 429110
2016-05-27 13:00 | 0.46854 | 0.15126 | 452260
2016-05-27 14:00 | 0.68702 | 0.17369 | 475781
2016-05-27 15:00 | 0.79284 | 0.19269 | 496673
2016-05-27 16:00 | 0.82854 | 0.19678 | 513944
2016-05-27 17:00 | 0.83215 | 0.20042 | 527326
2016-05-27 18:00 | 0.82402 | 0.19689 | 537440
2016-05-27 19:00 | 0.81389 | 0.18161 | 543658
2016-05-27 20:00 | 0.80547 | 0.16612 | 546585
2016-05-27 21:00 | 0.78766 | 0.15394 | 544994
2016-05-27 22:00 | 0.75212 | 0.14516 | 535312
2016-05-27 23:00 | 0.67337 | 0.14424 | 520452
2016-05-28 | 0.54357 | 0.16117 | 507956
2016-05-28 01:00 | 0.28267 | 0.22755 | 498303
2016-05-28 02:00 | 0.042965 | 0.30488 | 477056
2016-05-28 03:00 | 0 | 0.33354 | 447806
2016-05-28 04:00 | 0 | 0.32921 | 418066
2016-05-28 05:00 | 0 | 0.32187 | 394181
2016-05-28 06:00 | 0 | 0.31473 | 375435
2016-05-28 07:00 | 0 | 0.30029 | 360860
2016-05-28 08:00 | 0 | 0.28636 | 352135
2016-05-28 09:00 | 0 | 0.27405 | 348132
2016-05-28 10:00 | 0 | 0.27263 | 349321
2016-05-28 11:00 | 4.42e-06 | 0.26279 | 357711
2016-05-28 12:00 | 0.14609 | 0.15471 | 377804
2016-05-28 13:00 | 0.53994 | 0.11444 | 404774
2016-05-28 14:00 | 0.71055 | 0.13518 | 431917
2016-05-28 15:00 | 0.8149 | 0.14472 | 456896
2016-05-28 16:00 | 0.85937 | 0.15061 | 477425
2016-05-28 17:00 | 0.86027 | 0.15743 | 492482
2016-05-28 18:00 | 0.8501 | 0.16789 | 504366
2016-05-28 19:00 | 0.8352 | 0.17979 | 514319
2016-05-28 20:00 | 0.82292 | 0.19003 | 522878
2016-05-28 21:00 | 0.80116 | 0.19483 | 526804
2016-05-28 22:00 | 0.75611 | 0.19185 | 524119
2016-05-28 23:00 | 0.66673 | 0.18375 | 513281
2016-05-29 | 0.51716 | 0.18774 | 501272
2016-05-29 01:00 | 0.25147 | 0.25184 | 491484
2016-05-29 02:00 | 0.026963 | 0.31356 | 472491
2016-05-29 03:00 | 0 | 0.34067 | 444592
2016-05-29 04:00 | 0 | 0.3648 | 418205
2016-05-29 05:00 | 0 | 0.39308 | 394074
2016-05-29 06:00 | 0 | 0.40376 | 373955
2016-05-29 07:00 | 0 | 0.41534 | 359007
2016-05-29 08:00 | 0 | 0.43254 | 349369
2016-05-29 09:00 | 0 | 0.43142 | 344568
2016-05-29 10:00 | 0 | 0.42394 | 342370
2016-05-29 11:00 | 7.61e-07 | 0.36163 | 347608
2016-05-29 12:00 | 0.11175 | 0.20046 | 364457
2016-05-29 13:00 | 0.42767 | 0.1438 | 390643
2016-05-29 14:00 | 0.62417 | 0.18465 | 417784
2016-05-29 15:00 | 0.72977 | 0.20846 | 442750
2016-05-29 16:00 | 0.77993 | 0.20444 | 464005
2016-05-29 17:00 | 0.79032 | 0.19818 | 480240
2016-05-29 18:00 | 0.78754 | 0.20274 | 492006
2016-05-29 19:00 | 0.77717 | 0.21491 | 500465
2016-05-29 20:00 | 0.76983 | 0.22593 | 506111
2016-05-29 21:00 | 0.75031 | 0.22596 | 508248
2016-05-29 22:00 | 0.71367 | 0.21392 | 504790
2016-05-29 23:00 | 0.6259 | 0.20597 | 494498
2016-05-30 | 0.49145 | 0.23669 | 483132
2016-05-30 01:00 | 0.26525 | 0.35234 | 472908
2016-05-30 02:00 | 0.035805 | 0.43953 | 456189
2016-05-30 03:00 | 0 | 0.45361 | 431028
2016-05-30 04:00 | 0 | 0.446 | 404498
2016-05-30 05:00 | 0 | 0.43279 | 380422
2016-05-30 06:00 | 0 | 0.41569 | 362999
2016-05-30 07:00 | 0 | 0.38928 | 349662
2016-05-30 08:00 | 0 | 0.35471 | 342344
2016-05-30 09:00 | 0 | 0.30925 | 340098
2016-05-30 10:00 | 0 | 0.27168 | 340563
2016-05-30 11:00 | 3.22e-07 | 0.23875 | 346582
2016-05-30 12:00 | 0.09808 | 0.13958 | 362900
2016-05-30 13:00 | 0.44311 | 0.12039 | 390192
2016-05-30 14:00 | 0.66598 | 0.15949 | 420252
2016-05-30 15:00 | 0.77994 | 0.16709 | 448922
2016-05-30 16:00 | 0.82954 | 0.1728 | 472712
2016-05-30 17:00 | 0.84063 | 0.18979 | 490171
2016-05-30 18:00 | 0.83586 | 0.21666 | 503610
2016-05-30 19:00 | 0.82842 | 0.24993 | 513592
2016-05-30 20:00 | 0.82647 | 0.28801 | 521499
2016-05-30 21:00 | 0.81773 | 0.32532 | 526698
2016-05-30 22:00 | 0.78696 | 0.35824 | 526040
2016-05-30 23:00 | 0.70199 | 0.39855 | 519884
2016-05-31 | 0.55368 | 0.49626 | 510821
2016-05-31 01:00 | 0.30087 | 0.6643 | 501289
2016-05-31 02:00 | 0.042811 | 0.75113 | 478475
2016-05-31 03:00 | 0 | 0.7208 | 446575
2016-05-31 04:00 | 0 | 0.64417 | 417426
2016-05-31 05:00 | 0 | 0.58532 | 392066
2016-05-31 06:00 | 0 | 0.53603 | 372274
2016-05-31 07:00 | 0 | 0.49539 | 359147
2016-05-31 08:00 | 0 | 0.45969 | 355102
2016-05-31 09:00 | 0 | 0.42906 | 362437
2016-05-31 10:00 | 0 | 0.40241 | 380869
2016-05-31 11:00 | 4.13e-07 | 0.36744 | 404434
2016-05-31 12:00 | 0.11954 | 0.28438 | 430258
2016-05-31 13:00 | 0.50381 | 0.34283 | 457434
2016-05-31 14:00 | 0.69321 | 0.37319 | 485399
2016-05-31 15:00 | 0.78357 | 0.36874 | 511566
2016-05-31 16:00 | 0.82333 | 0.35283 | 533684
2016-05-31 17:00 | 0.82337 | 0.34465 | 552896
2016-05-31 18:00 | 0.80871 | 0.34202 | 566702
2016-05-31 19:00 | 0.78707 | 0.34077 | 575476
2016-05-31 20:00 | 0.76967 | 0.33851 | 578930
2016-05-31 21:00 | 0.74837 | 0.33407 | 578388
2016-05-31 22:00 | 0.71517 | 0.33072 | 571152
2016-05-31 23:00 | 0.64265 | 0.33106 | 558447
2016-06-01 | 0.51419 | 0.34412 | 545151
2016-06-01 01:00 | 0.30891 | 0.38816 | 533134
2016-06-01 02:00 | 0.057516 | 0.43458 | 505636
2016-06-01 03:00 | 1.91e-08 | 0.43709 | 469955
2016-06-01 04:00 | 0 | 0.42316 | 436947
2016-06-01 05:00 | 0 | 0.4087 | 409528
2016-06-01 06:00 | 0 | 0.40039 | 388462
2016-06-01 07:00 | 0 | 0.40449 | 373860
2016-06-01 08:00 | 0 | 0.41249 | 367627
2016-06-01 09:00 | 0 | 0.42511 | 372843
2016-06-01 10:00 | 0 | 0.43535 | 388457
2016-06-01 11:00 | 7.59e-06 | 0.39317 | 411140
2016-06-01 12:00 | 0.074201 | 0.25997 | 435165
2016-06-01 13:00 | 0.41453 | 0.29419 | 458866
2016-06-01 14:00 | 0.60638 | 0.33529 | 485380
2016-06-01 15:00 | 0.71441 | 0.32728 | 510547
2016-06-01 16:00 | 0.75556 | 0.31979 | 531408
2016-06-01 17:00 | 0.7617 | 0.31554 | 550110
2016-06-01 18:00 | 0.74909 | 0.30863 | 564854
2016-06-01 19:00 | 0.73391 | 0.29604 | 574628
2016-06-01 20:00 | 0.71686 | 0.27979 | 580324
2016-06-01 21:00 | 0.6936 | 0.26005 | 579092
2016-06-01 22:00 | 0.66201 | 0.23284 | 570068
2016-06-01 23:00 | 0.59673 | 0.19673 | 556557
2016-06-02 | 0.47466 | 0.16863 | 544273
2016-06-02 01:00 | 0.30003 | 0.18209 | 532348
2016-06-02 02:00 | 0.057849 | 0.21307 | 507490
2016-06-02 03:00 | 2e-07 | 0.2412 | 472589
2016-06-02 04:00 | 0 | 0.26897 | 439690
2016-06-02 05:00 | 0 | 0.29437 | 412308
2016-06-02 06:00 | 0 | 0.31342 | 390358
2016-06-02 07:00 | 0 | 0.32801 | 375879
2016-06-02 08:00 | 0 | 0.34255 | 370219
2016-06-02 09:00 | 0 | 0.34703 | 375798
2016-06-02 10:00 | 0 | 0.35021 | 393345
2016-06-02 11:00 | 5.3e-06 | 0.31332 | 414211
2016-06-02 12:00 | 0.10477 | 0.16557 | 435951
2016-06-02 13:00 | 0.46895 | 0.10429 | 457230
2016-06-02 14:00 | 0.67136 | 0.12116 | 479125
2016-06-02 15:00 | 0.78624 | 0.14578 | 500458
2016-06-02 16:00 | 0.83038 | 0.16033 | 519600
2016-06-02 17:00 | 0.83619 | 0.17474 | 537657
2016-06-02 18:00 | 0.83006 | 0.18892 | 551753
2016-06-02 19:00 | 0.81939 | 0.19899 | 561585
2016-06-02 20:00 | 0.81198 | 0.20594 | 567278
2016-06-02 21:00 | 0.79392 | 0.21516 | 568552
2016-06-02 22:00 | 0.7638 | 0.22706 | 562007
2016-06-02 23:00 | 0.69543 | 0.24487 | 550541
2016-06-03 | 0.55894 | 0.30145 | 540859
2016-06-03 01:00 | 0.34026 | 0.4573 | 528804
2016-06-03 02:00 | 0.046418 | 0.5566 | 504648
2016-06-03 03:00 | 3.37e-07 | 0.58278 | 471826
2016-06-03 04:00 | 0 | 0.5798 | 440612
2016-06-03 05:00 | 0 | 0.56433 | 412775
2016-06-03 06:00 | 0 | 0.54738 | 391019
2016-06-03 07:00 | 0 | 0.53664 | 376807
2016-06-03 08:00 | 0 | 0.5273 | 370748
2016-06-03 09:00 | 0 | 0.52193 | 376029
2016-06-03 10:00 | 0 | 0.51258 | 390568
2016-06-03 11:00 | 8.38e-06 | 0.46433 | 410728
2016-06-03 12:00 | 0.12234 | 0.28898 | 433401
2016-06-03 13:00 | 0.49458 | 0.25553 | 456710
2016-06-03 14:00 | 0.7017 | 0.34365 | 482352
2016-06-03 15:00 | 0.79597 | 0.38076 | 506438
2016-06-03 16:00 | 0.83754 | 0.37861 | 526219
2016-06-03 17:00 | 0.84857 | 0.36968 | 544271
2016-06-03 18:00 | 0.84346 | 0.36141 | 559157
2016-06-03 19:00 | 0.83538 | 0.35597 | 568887
2016-06-03 20:00 | 0.83221 | 0.35296 | 574581
2016-06-03 21:00 | 0.82329 | 0.3541 | 574869
2016-06-03 22:00 | 0.79445 | 0.35681 | 567521
2016-06-03 23:00 | 0.72217 | 0.34788 | 553923
2016-06-04 | 0.5906 | 0.35202 | 541270
2016-06-04 01:00 | 0.35349 | 0.4329 | 530077
2016-06-04 02:00 | 0.04755 | 0.53084 | 507757
2016-06-04 03:00 | 4.31e-07 | 0.54703 | 476751
2016-06-04 04:00 | 0 | 0.51072 | 445566
2016-06-04 05:00 | 0 | 0.45923 | 417881
2016-06-04 06:00 | 0 | 0.41708 | 395618
2016-06-04 07:00 | 0 | 0.39272 | 378450
2016-06-04 08:00 | 0 | 0.39198 | 367703
2016-06-04 09:00 | 0 | 0.40717 | 364114
2016-06-04 10:00 | 0 | 0.43044 | 364270
2016-06-04 11:00 | 9.92e-06 | 0.39997 | 372504
2016-06-04 12:00 | 0.15011 | 0.23693 | 391583
2016-06-04 13:00 | 0.5314 | 0.23452 | 416910
2016-06-04 14:00 | 0.68035 | 0.36388 | 444249
2016-06-04 15:00 | 0.78321 | 0.43363 | 469972
2016-06-04 16:00 | 0.81915 | 0.47453 | 491295
2016-06-04 17:00 | 0.82724 | 0.50135 | 507879
2016-06-04 18:00 | 0.82258 | 0.52351 | 520690
2016-06-04 19:00 | 0.81438 | 0.54379 | 530123
2016-06-04 20:00 | 0.80999 | 0.56098 | 536156
2016-06-04 21:00 | 0.79802 | 0.57492 | 539077
2016-06-04 22:00 | 0.76981 | 0.57239 | 535584
2016-06-04 23:00 | 0.69583 | 0.53889 | 526357
2016-06-05 | 0.56748 | 0.48925 | 517223
2016-06-05 01:00 | 0.3084 | 0.55322 | 507566
2016-06-05 02:00 | 0.031121 | 0.57285 | 488695
2016-06-05 03:00 | 0 | 0.52782 | 461209
2016-06-05 04:00 | 0 | 0.4779 | 431573
2016-06-05 05:00 | 0 | 0.43968 | 406781
2016-06-05 06:00 | 0 | 0.41995 | 386419
2016-06-05 07:00 | 0 | 0.40743 | 370429
2016-06-05 08:00 | 0 | 0.4004 | 360252
2016-06-05 09:00 | 0 | 0.39213 | 355281
2016-06-05 10:00 | 0 | 0.39484 | 352955
2016-06-05 11:00 | 1.34e-05 | 0.35168 | 357290
2016-06-05 12:00 | 0.14986 | 0.19319 | 374022
2016-06-05 13:00 | 0.53103 | 0.11867 | 397413
2016-06-05 14:00 | 0.70881 | 0.18483 | 422285
2016-06-05 15:00 | 0.79729 | 0.26326 | 445523
2016-06-05 16:00 | 0.84048 | 0.30512 | 466044
2016-06-05 17:00 | 0.84662 | 0.3361 | 483304
2016-06-05 18:00 | 0.84006 | 0.3592 | 497201
2016-06-05 19:00 | 0.83079 | 0.37258 | 508990
2016-06-05 20:00 | 0.82758 | 0.38104 | 519010
2016-06-05 21:00 | 0.81836 | 0.38738 | 525768
2016-06-05 22:00 | 0.79115 | 0.38828 | 526990
2016-06-05 23:00 | 0.70785 | 0.38631 | 521930
2016-06-06 | 0.57799 | 0.39814 | 513888
2016-06-06 01:00 | 0.31762 | 0.48725 | 504098
2016-06-06 02:00 | 0.043799 | 0.58846 | 485611
2016-06-06 03:00 | 8.35e-07 | 0.60534 | 456516
2016-06-06 04:00 | 0 | 0.57023 | 426240
2016-06-06 05:00 | 0 | 0.52917 | 403188
2016-06-06 06:00 | 0 | 0.50243 | 384384
2016-06-06 07:00 | 0 | 0.4966 | 370595
2016-06-06 08:00 | 0 | 0.49349 | 366015
2016-06-06 09:00 | 0 | 0.48861 | 371425
2016-06-06 10:00 | 0 | 0.48715 | 387935
2016-06-06 11:00 | 1.22e-05 | 0.42548 | 411661
2016-06-06 12:00 | 0.1305 | 0.25569 | 435162
2016-06-06 13:00 | 0.47762 | 0.22149 | 461328
2016-06-06 14:00 | 0.6826 | 0.27385 | 485280
2016-06-06 15:00 | 0.77921 | 0.30285 | 509087
2016-06-06 16:00 | 0.82034 | 0.30425 | 527204
2016-06-06 17:00 | 0.82732 | 0.30768 | 545385
2016-06-06 18:00 | 0.81727 | 0.30856 | 560299
2016-06-06 19:00 | 0.79848 | 0.3116 | 570244
2016-06-06 20:00 | 0.7796 | 0.31599 | 578371
2016-06-06 21:00 | 0.75136 | 0.31896 | 581232
2016-06-06 22:00 | 0.71603 | 0.32234 | 579340
2016-06-06 23:00 | 0.64068 | 0.32668 | 568858
2016-06-07 | 0.52204 | 0.35354 | 558041
2016-06-07 01:00 | 0.30548 | 0.48713 | 544630
2016-06-07 02:00 | 0.039285 | 0.63609 | 517539
2016-06-07 03:00 | 6.58e-07 | 0.62914 | 483215
2016-06-07 04:00 | 0 | 0.56097 | 448043
2016-06-07 05:00 | 0 | 0.49273 | 419365
2016-06-07 06:00 | 0 | 0.43344 | 397308
2016-06-07 07:00 | 0 | 0.38778 | 381818
2016-06-07 08:00 | 0 | 0.35407 | 375224
2016-06-07 09:00 | 0 | 0.33221 | 379918
2016-06-07 10:00 | 0 | 0.31655 | 394415
2016-06-07 11:00 | 5.73e-06 | 0.25255 | 414034
2016-06-07 12:00 | 0.11247 | 0.12153 | 436079
2016-06-07 13:00 | 0.4616 | 0.12064 | 460021
2016-06-07 14:00 | 0.65955 | 0.15079 | 485342
2016-06-07 15:00 | 0.76164 | 0.1394 | 508842
2016-06-07 16:00 | 0.80642 | 0.12017 | 528600
2016-06-07 17:00 | 0.81705 | 0.1083 | 546244
2016-06-07 18:00 | 0.80772 | 0.10338 | 559521
2016-06-07 19:00 | 0.79148 | 0.10384 | 569433
2016-06-07 20:00 | 0.77536 | 0.10981 | 575757
2016-06-07 21:00 | 0.75432 | 0.11786 | 579190
2016-06-07 22:00 | 0.72036 | 0.13348 | 575363
2016-06-07 23:00 | 0.63645 | 0.15925 | 564201
2016-06-08 | 0.50509 | 0.20742 | 548515
2016-06-08 01:00 | 0.28016 | 0.34787 | 533334
2016-06-08 02:00 | 0.03863 | 0.51707 | 506870
2016-06-08 03:00 | 1.93e-06 | 0.558 | 470978
2016-06-08 04:00 | 0 | 0.54047 | 437565
2016-06-08 05:00 | 0 | 0.50119 | 408850
2016-06-08 06:00 | 0 | 0.46938 | 386228
2016-06-08 07:00 | 0 | 0.44948 | 371486
2016-06-08 08:00 | 0 | 0.44456 | 364715
2016-06-08 09:00 | 0 | 0.44071 | 370472
2016-06-08 10:00 | 0 | 0.43629 | 382405
2016-06-08 11:00 | 4.31e-06 | 0.38475 | 400432
2016-06-08 12:00 | 0.11727 | 0.20314 | 420465
2016-06-08 13:00 | 0.44153 | 0.17551 | 442199
2016-06-08 14:00 | 0.63022 | 0.22489 | 465246
2016-06-08 15:00 | 0.71917 | 0.23147 | 486017
2016-06-08 16:00 | 0.76693 | 0.22054 | 502863
2016-06-08 17:00 | 0.77969 | 0.2198 | 519109
2016-06-08 18:00 | 0.77735 | 0.22851 | 532051
2016-06-08 19:00 | 0.76621 | 0.2403 | 543040
2016-06-08 20:00 | 0.75604 | 0.25393 | 551323
2016-06-08 21:00 | 0.73633 | 0.26528 | 555836
2016-06-08 22:00 | 0.69985 | 0.27602 | 553751
2016-06-08 23:00 | 0.61946 | 0.30876 | 543784
2016-06-09 | 0.48716 | 0.39716 | 530422
2016-06-09 01:00 | 0.26552 | 0.55529 | 517442
2016-06-09 02:00 | 0.034859 | 0.66508 | 494403
2016-06-09 03:00 | 1.49e-06 | 0.70627 | 461505
2016-06-09 04:00 | 0 | 0.70124 | 429485
2016-06-09 05:00 | 0 | 0.66947 | 402849
2016-06-09 06:00 | 0 | 0.63228 | 382478
2016-06-09 07:00 | 0 | 0.60365 | 368821
2016-06-09 08:00 | 0 | 0.57698 | 362709
2016-06-09 09:00 | 0 | 0.53165 | 366616
2016-06-09 10:00 | 0 | 0.48826 | 380315
2016-06-09 11:00 | 7.27e-06 | 0.4029 | 398304
2016-06-09 12:00 | 0.11535 | 0.23263 | 419320
2016-06-09 13:00 | 0.43497 | 0.23629 | 441583
2016-06-09 14:00 | 0.64097 | 0.32703 | 464597
2016-06-09 15:00 | 0.7517 | 0.33226 | 485879
2016-06-09 16:00 | 0.80899 | 0.32023 | 505989
2016-06-09 17:00 | 0.82262 | 0.31611 | 524767
2016-06-09 18:00 | 0.82029 | 0.31783 | 539999
2016-06-09 19:00 | 0.81231 | 0.32287 | 552774
2016-06-09 20:00 | 0.80617 | 0.32847 | 560594
2016-06-09 21:00 | 0.7912 | 0.33666 | 566846
2016-06-09 22:00 | 0.75729 | 0.35068 | 564371
2016-06-09 23:00 | 0.67834 | 0.38014 | 554318
2016-06-10 | 0.53952 | 0.4577 | 540316
2016-06-10 01:00 | 0.31319 | 0.61268 | 530398
2016-06-10 02:00 | 0.052476 | 0.72229 | 505423
2016-06-10 03:00 | 2.05e-06 | 0.71947 | 473098
2016-06-10 04:00 | 0 | 0.69097 | 438393
2016-06-10 05:00 | 0 | 0.65463 | 411512
2016-06-10 06:00 | 0 | 0.6153 | 391226
2016-06-10 07:00 | 0 | 0.5657 | 376885
2016-06-10 08:00 | 0 | 0.5154 | 369546
2016-06-10 09:00 | 0 | 0.46668 | 372398
2016-06-10 10:00 | 0 | 0.42754 | 383857
2016-06-10 11:00 | 9.14e-06 | 0.33945 | 402748
2016-06-10 12:00 | 0.12657 | 0.18186 | 426829
2016-06-10 13:00 | 0.42817 | 0.19712 | 454646
2016-06-10 14:00 | 0.58886 | 0.24662 | 482301
2016-06-10 15:00 | 0.68137 | 0.25357 | 508873
2016-06-10 16:00 | 0.72998 | 0.26226 | 531905
2016-06-10 17:00 | 0.74446 | 0.28399 | 551022
2016-06-10 18:00 | 0.74244 | 0.31146 | 567314
2016-06-10 19:00 | 0.73347 | 0.33132 | 579868
2016-06-10 20:00 | 0.71689 | 0.33505 | 589997
2016-06-10 21:00 | 0.68376 | 0.33241 | 593420
2016-06-10 22:00 | 0.6295 | 0.32853 | 587600
2016-06-10 23:00 | 0.53742 | 0.34125 | 573688
2016-06-11 | 0.40509 | 0.41187 | 556480
2016-06-11 01:00 | 0.21393 | 0.58689 | 540736
2016-06-11 02:00 | 0.032552 | 0.70348 | 517639
2016-06-11 03:00 | 2.62e-06 | 0.69478 | 486640
2016-06-11 04:00 | 0 | 0.66402 | 455231
2016-06-11 05:00 | 0 | 0.63536 | 426453
2016-06-11 06:00 | 0 | 0.60039 | 405689
2016-06-11 07:00 | 0 | 0.56313 | 388245
2016-06-11 08:00 | 0 | 0.53447 | 375972
2016-06-11 09:00 | 0 | 0.49515 | 372056
2016-06-11 10:00 | 0 | 0.45654 | 372473
2016-06-11 11:00 | 8.03e-06 | 0.37924 | 382390
2016-06-11 12:00 | 0.092122 | 0.25114 | 405494
2016-06-11 13:00 | 0.3086 | 0.24893 | 438077
2016-06-11 14:00 | 0.48649 | 0.30419 | 473340
2016-06-11 15:00 | 0.5999 | 0.32961 | 506666
2016-06-11 16:00 | 0.66231 | 0.33391 | 534752
2016-06-11 17:00 | 0.683 | 0.34272 | 555285
2016-06-11 18:00 | 0.67726 | 0.35925 | 571006
2016-06-11 19:00 | 0.66388 | 0.37801 | 582511
2016-06-11 20:00 | 0.64097 | 0.40251 | 590597
2016-06-11 21:00 | 0.60496 | 0.43479 | 595049
2016-06-11 22:00 | 0.54997 | 0.47559 | 591829
2016-06-11 23:00 | 0.47173 | 0.52699 | 580903
2016-06-12 | 0.35875 | 0.60492 | 566512
2016-06-12 01:00 | 0.20329 | 0.7093 | 552841
2016-06-12 02:00 | 0.024773 | 0.75993 | 531300
2016-06-12 03:00 | 1.6e-06 | 0.74616 | 501243
2016-06-12 04:00 | 0 | 0.70781 | 470687
2016-06-12 05:00 | 0 | 0.67295 | 442054
2016-06-12 06:00 | 0 | 0.64964 | 418211
2016-06-12 07:00 | 0 | 0.61829 | 400428
2016-06-12 08:00 | 0 | 0.59265 | 387567
2016-06-12 09:00 | 0 | 0.53706 | 380020
2016-06-12 10:00 | 0 | 0.46561 | 376210
2016-06-12 11:00 | 3.77e-06 | 0.39354 | 384024
2016-06-12 12:00 | 0.10397 | 0.30643 | 407958
2016-06-12 13:00 | 0.41377 | 0.32105 | 437678
2016-06-12 14:00 | 0.61229 | 0.33931 | 468012
2016-06-12 15:00 | 0.7192 | 0.32998 | 494687
2016-06-12 16:00 | 0.77461 | 0.32303 | 517422
2016-06-12 17:00 | 0.78608 | 0.31934 | 534487
2016-06-12 18:00 | 0.78057 | 0.32071 | 545621
2016-06-12 19:00 | 0.77104 | 0.32004 | 552724
2016-06-12 20:00 | 0.76189 | 0.31468 | 556947
2016-06-12 21:00 | 0.74442 | 0.30521 | 558748
2016-06-12 22:00 | 0.70904 | 0.29166 | 554207
2016-06-12 23:00 | 0.63446 | 0.27884 | 543277
2016-06-13 | 0.52686 | 0.29455 | 530139
2016-06-13 01:00 | 0.30355 | 0.40086 | 519068
2016-06-13 02:00 | 0.035865 | 0.4744 | 498816
2016-06-13 03:00 | 2.74e-06 | 0.45119 | 469138
2016-06-13 04:00 | 0 | 0.40546 | 439711
2016-06-13 05:00 | 0 | 0.36584 | 415207
2016-06-13 06:00 | 0 | 0.32732 | 394517
2016-06-13 07:00 | 0 | 0.29394 | 380639
2016-06-13 08:00 | 0 | 0.27134 | 374559
2016-06-13 09:00 | 0 | 0.2423 | 379564
2016-06-13 10:00 | 0 | 0.22054 | 394195
2016-06-13 11:00 | 4e-06 | 0.18451 | 416210
2016-06-13 12:00 | 0.14144 | 0.11091 | 440541
2016-06-13 13:00 | 0.46694 | 0.094479 | 467299
2016-06-13 14:00 | 0.6673 | 0.10295 | 495712
2016-06-13 15:00 | 0.76388 | 0.09984 | 522570
2016-06-13 16:00 | 0.803 | 0.093823 | 545584
2016-06-13 17:00 | 0.80562 | 0.089879 | 565469
2016-06-13 18:00 | 0.79493 | 0.090341 | 580343
2016-06-13 19:00 | 0.78386 | 0.094501 | 589658
2016-06-13 20:00 | 0.77718 | 0.098483 | 595279
2016-06-13 21:00 | 0.76668 | 0.10711 | 596967
2016-06-13 22:00 | 0.73376 | 0.12524 | 591091
2016-06-13 23:00 | 0.65056 | 0.15896 | 579889
2016-06-14 | 0.53824 | 0.21258 | 565632
2016-06-14 01:00 | 0.2948 | 0.341 | 551948
2016-06-14 02:00 | 0.04099 | 0.46675 | 527027
2016-06-14 03:00 | 0 | 0.47225 | 491855
2016-06-14 04:00 | 0 | 0.44611 | 458318
2016-06-14 05:00 | 0 | 0.41848 | 429694
2016-06-14 06:00 | 0 | 0.39414 | 408610
2016-06-14 07:00 | 0 | 0.37013 | 393006
2016-06-14 08:00 | 0 | 0.34431 | 386262
2016-06-14 09:00 | 0 | 0.31773 | 390262
2016-06-14 10:00 | 0 | 0.3071 | 405010
2016-06-14 11:00 | 1.32e-05 | 0.28893 | 425599
2016-06-14 12:00 | 0.16651 | 0.20155 | 449688
2016-06-14 13:00 | 0.55105 | 0.21367 | 476353
2016-06-14 14:00 | 0.70221 | 0.25338 | 503944
2016-06-14 15:00 | 0.80436 | 0.26357 | 530927
2016-06-14 16:00 | 0.8593 | 0.2772 | 553952
2016-06-14 17:00 | 0.86532 | 0.29852 | 573249
2016-06-14 18:00 | 0.85367 | 0.3212 | 587081
2016-06-14 19:00 | 0.84006 | 0.34304 | 595687
2016-06-14 20:00 | 0.83191 | 0.3573 | 601822
2016-06-14 21:00 | 0.81708 | 0.35726 | 603737
2016-06-14 22:00 | 0.78601 | 0.3491 | 597600
2016-06-14 23:00 | 0.70256 | 0.33149 | 585548
2016-06-15 | 0.554 | 0.33634 | 570965
2016-06-15 01:00 | 0.30135 | 0.40804 | 557325
2016-06-15 02:00 | 0.037084 | 0.46001 | 532471
2016-06-15 03:00 | 2.61e-06 | 0.47924 | 498690
2016-06-15 04:00 | 0 | 0.48186 | 466211
2016-06-15 05:00 | 0 | 0.48775 | 438142
2016-06-15 06:00 | 0 | 0.50478 | 417100
2016-06-15 07:00 | 0 | 0.51539 | 402112
2016-06-15 08:00 | 0 | 0.51429 | 394759
2016-06-15 09:00 | 0 | 0.50176 | 398514
2016-06-15 10:00 | 0 | 0.4782 | 413684
2016-06-15 11:00 | 1.75e-05 | 0.40943 | 433725
2016-06-15 12:00 | 0.15071 | 0.22061 | 458210
2016-06-15 13:00 | 0.52471 | 0.15861 | 486171
2016-06-15 14:00 | 0.6847 | 0.1642 | 515729
2016-06-15 15:00 | 0.7965 | 0.18625 | 544200
2016-06-15 16:00 | 0.8423 | 0.19834 | 569028
2016-06-15 17:00 | 0.85369 | 0.21806 | 590949
2016-06-15 18:00 | 0.84986 | 0.24605 | 608682
2016-06-15 19:00 | 0.84329 | 0.27776 | 621100
2016-06-15 20:00 | 0.84225 | 0.30696 | 629859
2016-06-15 21:00 | 0.83687 | 0.32989 | 632024
2016-06-15 22:00 | 0.80844 | 0.3476 | 626813
2016-06-15 23:00 | 0.74235 | 0.37164 | 613147
2016-06-16 | 0.59446 | 0.44433 | 596583
2016-06-16 01:00 | 0.34037 | 0.61156 | 579747
2016-06-16 02:00 | 0.047601 | 0.7209 | 552876
2016-06-16 03:00 | 2.07e-06 | 0.75404 | 516809
2016-06-16 04:00 | 0 | 0.73338 | 482294
2016-06-16 05:00 | 0 | 0.69511 | 452694
2016-06-16 06:00 | 0 | 0.65012 | 429579
2016-06-16 07:00 | 0 | 0.60901 | 412910
2016-06-16 08:00 | 0 | 0.58165 | 404973
2016-06-16 09:00 | 0 | 0.55667 | 408505
2016-06-16 10:00 | 0 | 0.5282 | 422239
2016-06-16 11:00 | 1.67e-05 | 0.45926 | 442317
2016-06-16 12:00 | 0.16139 | 0.33655 | 467491
2016-06-16 13:00 | 0.55893 | 0.34697 | 494771
2016-06-16 14:00 | 0.70996 | 0.37596 | 523244
2016-06-16 15:00 | 0.81812 | 0.38081 | 550557
2016-06-16 16:00 | 0.85707 | 0.36736 | 573493
2016-06-16 17:00 | 0.87499 | 0.3656 | 593314
2016-06-16 18:00 | 0.86837 | 0.38406 | 608327
2016-06-16 19:00 | 0.86004 | 0.4121 | 617141
2016-06-16 20:00 | 0.85833 | 0.44206 | 622344
2016-06-16 21:00 | 0.8518 | 0.46807 | 623112
2016-06-16 22:00 | 0.82356 | 0.48019 | 617203
2016-06-16 23:00 | 0.7577 | 0.47581 | 605611
2016-06-17 | 0.60271 | 0.51317 | 591553
2016-06-17 01:00 | 0.35658 | 0.6363 | 575723
2016-06-17 02:00 | 0.049939 | 0.72472 | 549591
2016-06-17 03:00 | 1.78e-06 | 0.73126 | 515717
2016-06-17 04:00 | 0 | 0.70743 | 483717
2016-06-17 05:00 | 0 | 0.68153 | 454279
2016-06-17 06:00 | 0 | 0.64985 | 428248
2016-06-17 07:00 | 0 | 0.62478 | 411752
2016-06-17 08:00 | 0 | 0.59611 | 403500
2016-06-17 09:00 | 0 | 0.56534 | 405513
2016-06-17 10:00 | 0 | 0.535 | 416644
2016-06-17 11:00 | 1.66e-05 | 0.4624 | 434301
2016-06-17 12:00 | 0.15707 | 0.30858 | 459290
2016-06-17 13:00 | 0.55306 | 0.29951 | 488911
2016-06-17 14:00 | 0.70763 | 0.28985 | 518595
2016-06-17 15:00 | 0.81093 | 0.25138 | 545741
2016-06-17 16:00 | 0.85203 | 0.21914 | 567490
2016-06-17 17:00 | 0.86526 | 0.20013 | 584549
2016-06-17 18:00 | 0.86101 | 0.18937 | 597291
2016-06-17 19:00 | 0.8533 | 0.18475 | 606608
2016-06-17 20:00 | 0.85114 | 0.18274 | 612181
2016-06-17 21:00 | 0.84395 | 0.18265 | 612561
2016-06-17 22:00 | 0.814 | 0.18868 | 604742
2016-06-17 23:00 | 0.74226 | 0.20837 | 590018
2016-06-18 | 0.58769 | 0.27552 | 571383
2016-06-18 01:00 | 0.32722 | 0.42267 | 554508
2016-06-18 02:00 | 0.048206 | 0.55167 | 530096
2016-06-18 03:00 | 8.24e-07 | 0.58047 | 497484
2016-06-18 04:00 | 0 | 0.54755 | 465759
2016-06-18 05:00 | 0 | 0.50665 | 436125
2016-06-18 06:00 | 0 | 0.46711 | 410907
2016-06-18 07:00 | 0 | 0.42833 | 393168
2016-06-18 08:00 | 0 | 0.39851 | 381758
2016-06-18 09:00 | 0 | 0.34793 | 376227
2016-06-18 10:00 | 0 | 0.30212 | 375830
2016-06-18 11:00 | 8.76e-06 | 0.24589 | 384738
2016-06-18 12:00 | 0.16263 | 0.14261 | 405325
2016-06-18 13:00 | 0.53801 | 0.10942 | 432021
2016-06-18 14:00 | 0.68773 | 0.11973 | 460821
2016-06-18 15:00 | 0.78578 | 0.11117 | 489654
2016-06-18 16:00 | 0.82382 | 0.097808 | 514631
2016-06-18 17:00 | 0.82882 | 0.092262 | 534606
2016-06-18 18:00 | 0.82061 | 0.092331 | 551191
2016-06-18 19:00 | 0.80996 | 0.099156 | 564545
2016-06-18 20:00 | 0.80153 | 0.11372 | 574478
2016-06-18 21:00 | 0.78424 | 0.13741 | 579685
2016-06-18 22:00 | 0.75119 | 0.17188 | 575841
2016-06-18 23:00 | 0.67038 | 0.22191 | 562708
2016-06-19 | 0.51684 | 0.29895 | 545617
2016-06-19 01:00 | 0.28293 | 0.46338 | 531539
2016-06-19 02:00 | 0.047518 | 0.61502 | 511308
2016-06-19 03:00 | 4.12e-06 | 0.65664 | 481727
2016-06-19 04:00 | 0 | 0.65631 | 450963
2016-06-19 05:00 | 0 | 0.63725 | 423780
2016-06-19 06:00 | 0 | 0.6111 | 400632
2016-06-19 07:00 | 0 | 0.58515 | 383744
2016-06-19 08:00 | 0 | 0.56323 | 372003
2016-06-19 09:00 | 0 | 0.54485 | 364628
2016-06-19 10:00 | 0 | 0.52409 | 361484
2016-06-19 11:00 | 1.49e-05 | 0.45628 | 367308
2016-06-19 12:00 | 0.13804 | 0.3188 | 387174
2016-06-19 13:00 | 0.46228 | 0.36011 | 415881
2016-06-19 14:00 | 0.63772 | 0.41874 | 447988
2016-06-19 15:00 | 0.74573 | 0.43877 | 479035
2016-06-19 16:00 | 0.79638 | 0.4547 | 506647
2016-06-19 17:00 | 0.80831 | 0.46895 | 530674
2016-06-19 18:00 | 0.80607 | 0.47772 | 550246
2016-06-19 19:00 | 0.8003 | 0.48098 | 567009
2016-06-19 20:00 | 0.79586 | 0.482 | 580864
2016-06-19 21:00 | 0.78208 | 0.48549 | 590387
2016-06-19 22:00 | 0.75162 | 0.49367 | 591563
2016-06-19 23:00 | 0.68352 | 0.51054 | 584623
2016-06-20 | 0.54053 | 0.55826 | 571899
2016-06-20 01:00 | 0.33336 | 0.67232 | 560612
2016-06-20 02:00 | 0.045559 | 0.77277 | 538629
2016-06-20 03:00 | 1.45e-06 | 0.77673 | 506404
2016-06-20 04:00 | 0 | 0.74855 | 472788
2016-06-20 05:00 | 0 | 0.7177 | 444380
2016-06-20 06:00 | 0 | 0.68687 | 420074
2016-06-20 07:00 | 0 | 0.65765 | 403268
2016-06-20 08:00 | 0 | 0.62122 | 394676
2016-06-20 09:00 | 0 | 0.57143 | 397331
2016-06-20 10:00 | 0 | 0.51769 | 410679
2016-06-20 11:00 | 1.66e-05 | 0.39334 | 433379
2016-06-20 12:00 | 0.16261 | 0.22459 | 461784
2016-06-20 13:00 | 0.51456 | 0.28205 | 494530
2016-06-20 14:00 | 0.69468 | 0.29187 | 529278
2016-06-20 15:00 | 0.78144 | 0.2573 | 563124
2016-06-20 16:00 | 0.82391 | 0.22493 | 592728
2016-06-20 17:00 | 0.82969 | 0.20826 | 618309
2016-06-20 18:00 | 0.82305 | 0.20207 | 637952
2016-06-20 19:00 | 0.81542 | 0.19855 | 653245
2016-06-20 20:00 | 0.8137 | 0.19481 | 664302
2016-06-20 21:00 | 0.80703 | 0.1942 | 668915
2016-06-20 22:00 | 0.78356 | 0.1931 | 664906
2016-06-20 23:00 | 0.71005 | 0.19169 | 651397
2016-06-21 | 0.57976 | 0.20697 | 631507
2016-06-21 01:00 | 0.32615 | 0.3286 | 612804
2016-06-21 02:00 | 0.048632 | 0.49889 | 581995
2016-06-21 03:00 | 1.26e-06 | 0.55426 | 539949
2016-06-21 04:00 | 0 | 0.54404 | 501362
2016-06-21 05:00 | 0 | 0.52013 | 469238
2016-06-21 06:00 | 0 | 0.4948 | 441958
2016-06-21 07:00 | 0 | 0.47726 | 422625
2016-06-21 08:00 | 0 | 0.4652 | 412705
2016-06-21 09:00 | 0 | 0.43709 | 414254
2016-06-21 10:00 | 0 | 0.40477 | 427487
2016-06-21 11:00 | 1.41e-05 | 0.34471 | 447267
2016-06-21 12:00 | 0.14051 | 0.1878 | 470193
2016-06-21 13:00 | 0.44528 | 0.15691 | 498042
2016-06-21 14:00 | 0.64717 | 0.21341 | 529549
2016-06-21 15:00 | 0.7343 | 0.23773 | 560715
2016-06-21 16:00 | 0.78676 | 0.24515 | 586867
2016-06-21 17:00 | 0.80003 | 0.25826 | 609939
2016-06-21 18:00 | 0.80045 | 0.28049 | 627655
2016-06-21 19:00 | 0.79378 | 0.31004 | 640291
2016-06-21 20:00 | 0.78771 | 0.34247 | 649707
2016-06-21 21:00 | 0.77568 | 0.37151 | 653434
2016-06-21 22:00 | 0.74371 | 0.39778 | 648117
2016-06-21 23:00 | 0.66455 | 0.43303 | 634951
2016-06-22 | 0.52356 | 0.51851 | 617957
2016-06-22 01:00 | 0.27825 | 0.70788 | 599868
2016-06-22 02:00 | 0.048132 | 0.82969 | 571899
2016-06-22 03:00 | 3.82e-06 | 0.84836 | 532903
2016-06-22 04:00 | 0 | 0.83532 | 495486
2016-06-22 05:00 | 0 | 0.80966 | 464781
2016-06-22 06:00 | 0 | 0.7808 | 439728
2016-06-22 07:00 | 0 | 0.75598 | 422327
2016-06-22 08:00 | 0 | 0.72815 | 411323
2016-06-22 09:00 | 0 | 0.69449 | 412625
2016-06-22 10:00 | 0 | 0.6628 | 424663
2016-06-22 11:00 | 1.63e-05 | 0.59264 | 445447
2016-06-22 12:00 | 0.13922 | 0.45761 | 469789
2016-06-22 13:00 | 0.44249 | 0.54688 | 498029
2016-06-22 14:00 | 0.64527 | 0.5737 | 528101
2016-06-22 15:00 | 0.72496 | 0.53277 | 557079
2016-06-22 16:00 | 0.77651 | 0.48681 | 582091
2016-06-22 17:00 | 0.78886 | 0.45305 | 604925
2016-06-22 18:00 | 0.78458 | 0.42845 | 623197
2016-06-22 19:00 | 0.77181 | 0.40658 | 636797
2016-06-22 20:00 | 0.76156 | 0.38738 | 648742
2016-06-22 21:00 | 0.74634 | 0.36855 | 653933
2016-06-22 22:00 | 0.71119 | 0.35148 | 651094
2016-06-22 23:00 | 0.63839 | 0.34148 | 640266
2016-06-23 | 0.51504 | 0.36351 | 623630
2016-06-23 01:00 | 0.29098 | 0.4892 | 607473
2016-06-23 02:00 | 0.050151 | 0.59734 | 579275
2016-06-23 03:00 | 4.03e-06 | 0.62867 | 541127
2016-06-23 04:00 | 0 | 0.6027 | 505365
2016-06-23 05:00 | 0 | 0.55896 | 474918
2016-06-23 06:00 | 0 | 0.51945 | 449614
2016-06-23 07:00 | 0 | 0.47986 | 430975
2016-06-23 08:00 | 0 | 0.44459 | 420920
2016-06-23 09:00 | 0 | 0.40927 | 422636
2016-06-23 10:00 | 0 | 0.37099 | 435624
2016-06-23 11:00 | 1.85e-06 | 0.28293 | 453506
2016-06-23 12:00 | 0.11425 | 0.1774 | 476162
2016-06-23 13:00 | 0.43225 | 0.19809 | 503574
2016-06-23 14:00 | 0.61958 | 0.21713 | 533806
2016-06-23 15:00 | 0.70485 | 0.20004 | 562667
2016-06-23 16:00 | 0.74737 | 0.17614 | 586908
2016-06-23 17:00 | 0.76084 | 0.16038 | 609543
2016-06-23 18:00 | 0.75453 | 0.15063 | 626573
2016-06-23 19:00 | 0.744 | 0.14256 | 639206
2016-06-23 20:00 | 0.73409 | 0.14034 | 646663
2016-06-23 21:00 | 0.71504 | 0.14611 | 648522
2016-06-23 22:00 | 0.68149 | 0.16132 | 641842
2016-06-23 23:00 | 0.60987 | 0.19533 | 627035
2016-06-24 | 0.48903 | 0.26882 | 610069
2016-06-24 01:00 | 0.29726 | 0.44222 | 593801
2016-06-24 02:00 | 0.047409 | 0.59401 | 567900
2016-06-24 03:00 | 3.95e-06 | 0.62864 | 530470
2016-06-24 04:00 | 0 | 0.60303 | 495549
2016-06-24 05:00 | 0 | 0.56139 | 464939
2016-06-24 06:00 | 0 | 0.52236 | 439525
2016-06-24 07:00 | 0 | 0.50174 | 421376
2016-06-24 08:00 | 0 | 0.4877 | 412085
2016-06-24 09:00 | 0 | 0.46158 | 413435
2016-06-24 10:00 | 0 | 0.43714 | 424244
2016-06-24 11:00 | 2.55e-06 | 0.36689 | 440458
2016-06-24 12:00 | 0.10713 | 0.23088 | 463708
2016-06-24 13:00 | 0.42151 | 0.27078 | 493073
2016-06-24 14:00 | 0.61034 | 0.28959 | 525878
2016-06-24 15:00 | 0.71196 | 0.26166 | 555545
2016-06-24 16:00 | 0.76665 | 0.25228 | 580705
2016-06-24 17:00 | 0.79094 | 0.26845 | 602435
2016-06-24 18:00 | 0.78659 | 0.30011 | 619693
2016-06-24 19:00 | 0.775 | 0.33847 | 630709
2016-06-24 20:00 | 0.76212 | 0.37923 | 638495
2016-06-24 21:00 | 0.74043 | 0.42227 | 640690
2016-06-24 22:00 | 0.69938 | 0.46574 | 633972
2016-06-24 23:00 | 0.62277 | 0.51402 | 618931
2016-06-25 | 0.48921 | 0.57995 | 599867
2016-06-25 01:00 | 0.28986 | 0.70264 | 582333
2016-06-25 02:00 | 0.040875 | 0.78129 | 556986
2016-06-25 03:00 | 3.71e-06 | 0.77185 | 523448
2016-06-25 04:00 | 0 | 0.74945 | 488739
2016-06-25 05:00 | 0 | 0.72856 | 458760
2016-06-25 06:00 | 0 | 0.70213 | 434366
2016-06-25 07:00 | 0 | 0.67722 | 415428
2016-06-25 08:00 | 0 | 0.66433 | 403474
2016-06-25 09:00 | 0 | 0.64321 | 398206
2016-06-25 10:00 | 0 | 0.61466 | 396437
2016-06-25 11:00 | 9.57e-06 | 0.54909 | 406211
2016-06-25 12:00 | 0.10578 | 0.47036 | 429393
2016-06-25 13:00 | 0.42089 | 0.60459 | 460277
2016-06-25 14:00 | 0.6214 | 0.652 | 496302
2016-06-25 15:00 | 0.72398 | 0.63851 | 529538
2016-06-25 16:00 | 0.77384 | 0.62844 | 556540
2016-06-25 17:00 | 0.78935 | 0.62826 | 577439
2016-06-25 18:00 | 0.78534 | 0.63159 | 594128
2016-06-25 19:00 | 0.76934 | 0.63366 | 607626
2016-06-25 20:00 | 0.75284 | 0.63095 | 617969
2016-06-25 21:00 | 0.72642 | 0.62425 | 622318
2016-06-25 22:00 | 0.67781 | 0.62032 | 618800
2016-06-25 23:00 | 0.59671 | 0.61911 | 606976
2016-06-26 | 0.474 | 0.62445 | 589083
2016-06-26 01:00 | 0.28758 | 0.64888 | 574644
2016-06-26 02:00 | 0.052865 | 0.63898 | 551576
2016-06-26 03:00 | 3.23e-06 | 0.58502 | 519032
2016-06-26 04:00 | 0 | 0.53455 | 486390
2016-06-26 05:00 | 0 | 0.48692 | 459029
2016-06-26 06:00 | 0 | 0.44867 | 434515
2016-06-26 07:00 | 0 | 0.4227 | 415502
2016-06-26 08:00 | 0 | 0.41479 | 402118
2016-06-26 09:00 | 0 | 0.41315 | 393992
2016-06-26 10:00 | 0 | 0.40196 | 389269
2016-06-26 11:00 | 2.66e-06 | 0.34645 | 395323
2016-06-26 12:00 | 0.09336 | 0.23117 | 417009
2016-06-26 13:00 | 0.41427 | 0.26343 | 448690
2016-06-26 14:00 | 0.57732 | 0.28971 | 482510
2016-06-26 15:00 | 0.68365 | 0.29972 | 515606
2016-06-26 16:00 | 0.73274 | 0.30681 | 545152
2016-06-26 17:00 | 0.74548 | 0.31354 | 569377
2016-06-26 18:00 | 0.73895 | 0.31909 | 587630
2016-06-26 19:00 | 0.72363 | 0.3217 | 600551
2016-06-26 20:00 | 0.70841 | 0.32065 | 611011
2016-06-26 21:00 | 0.68422 | 0.31633 | 618377
2016-06-26 22:00 | 0.64674 | 0.31178 | 617665
2016-06-26 23:00 | 0.57888 | 0.3073 | 607496
2016-06-27 | 0.44827 | 0.31444 | 592599
2016-06-27 01:00 | 0.2749 | 0.36696 | 578817
2016-06-27 02:00 | 0.051251 | 0.44577 | 554582
2016-06-27 03:00 | 2.31e-06 | 0.47235 | 522357
2016-06-27 04:00 | 0 | 0.45846 | 487380
2016-06-27 05:00 | 0 | 0.42355 | 457889
2016-06-27 06:00 | 0 | 0.38021 | 434252
2016-06-27 07:00 | 0 | 0.33475 | 417528
2016-06-27 08:00 | 0 | 0.29721 | 409693
2016-06-27 09:00 | 0 | 0.25681 | 412485
2016-06-27 10:00 | 0 | 0.22229 | 425260
2016-06-27 11:00 | 1.36e-05 | 0.15796 | 445867
2016-06-27 12:00 | 0.13226 | 0.093115 | 473347
2016-06-27 13:00 | 0.43441 | 0.094565 | 505702
2016-06-27 14:00 | 0.60539 | 0.10925 | 541134
2016-06-27 15:00 | 0.70728 | 0.11496 | 575398
2016-06-27 16:00 | 0.74991 | 0.11723 | 605106
2016-06-27 17:00 | 0.76743 | 0.11683 | 630216
2016-06-27 18:00 | 0.76274 | 0.11536 | 649665
2016-06-27 19:00 | 0.75167 | 0.113 | 662709
2016-06-27 20:00 | 0.74176 | 0.1115 | 670215
2016-06-27 21:00 | 0.72263 | 0.10974 | 671047
2016-06-27 22:00 | 0.68568 | 0.10931 | 663408
2016-06-27 23:00 | 0.6029 | 0.11526 | 649398
2016-06-28 | 0.46759 | 0.14024 | 630972
2016-06-28 01:00 | 0.262 | 0.23919 | 611553
2016-06-28 02:00 | 0.039836 | 0.38103 | 582436
2016-06-28 03:00 | 2.45e-06 | 0.43686 | 542570
2016-06-28 04:00 | 0 | 0.42154 | 505108
2016-06-28 05:00 | 0 | 0.38564 | 472652
2016-06-28 06:00 | 0 | 0.34406 | 447155
2016-06-28 07:00 | 0 | 0.30037 | 428315
2016-06-28 08:00 | 0 | 0.2621 | 418966
2016-06-28 09:00 | 0 | 0.21946 | 421131
2016-06-28 10:00 | 0 | 0.19029 | 432714
2016-06-28 11:00 | 5.03e-06 | 0.15564 | 450973
2016-06-28 12:00 | 0.12651 | 0.069084 | 473234
2016-06-28 13:00 | 0.39905 | 0.046865 | 500024
2016-06-28 14:00 | 0.5773 | 0.045806 | 529073
2016-06-28 15:00 | 0.69149 | 0.03997 | 556879
2016-06-28 16:00 | 0.73874 | 0.037423 | 580836
2016-06-28 17:00 | 0.75504 | 0.037973 | 601203
2016-06-28 18:00 | 0.7516 | 0.040708 | 616276
2016-06-28 19:00 | 0.73985 | 0.044996 | 624529
2016-06-28 20:00 | 0.72542 | 0.050787 | 628520
2016-06-28 21:00 | 0.69259 | 0.05972 | 628828
2016-06-28 22:00 | 0.6435 | 0.072342 | 621537
2016-06-28 23:00 | 0.56051 | 0.090669 | 607995
2016-06-29 | 0.42302 | 0.12629 | 591546
2016-06-29 01:00 | 0.22366 | 0.22112 | 574649
2016-06-29 02:00 | 0.036303 | 0.34715 | 547945
2016-06-29 03:00 | 2.2e-06 | 0.37423 | 513219
2016-06-29 04:00 | 0 | 0.35625 | 478698
2016-06-29 05:00 | 0 | 0.33098 | 449349
2016-06-29 06:00 | 0 | 0.30401 | 424797
2016-06-29 07:00 | 0 | 0.28245 | 407843
2016-06-29 08:00 | 0 | 0.26457 | 399379
2016-06-29 09:00 | 0 | 0.23229 | 401264
2016-06-29 10:00 | 0 | 0.20104 | 413223
2016-06-29 11:00 | 3.84e-06 | 0.15703 | 432696
2016-06-29 12:00 | 0.10804 | 0.070059 | 456995
2016-06-29 13:00 | 0.36695 | 0.05476 | 482516
2016-06-29 14:00 | 0.53659 | 0.062831 | 511202
2016-06-29 15:00 | 0.63005 | 0.051916 | 540055
2016-06-29 16:00 | 0.68127 | 0.039492 | 565473
2016-06-29 17:00 | 0.70161 | 0.032319 | 588208
2016-06-29 18:00 | 0.70233 | 0.029421 | 607375
2016-06-29 19:00 | 0.69343 | 0.030806 | 621004
2016-06-29 20:00 | 0.68231 | 0.033987 | 630653
2016-06-29 21:00 | 0.66154 | 0.038369 | 634465
2016-06-29 22:00 | 0.61903 | 0.048229 | 629556
2016-06-29 23:00 | 0.53675 | 0.065849 | 616067
2016-06-30 | 0.3959 | 0.10485 | 597182
2016-06-30 01:00 | 0.19767 | 0.20803 | 580014
2016-06-30 02:00 | 0.041619 | 0.33214 | 553545
2016-06-30 03:00 | 2.07e-06 | 0.37657 | 516726
2016-06-30 04:00 | 0 | 0.36222 | 480169
2016-06-30 05:00 | 0 | 0.33453 | 449511
2016-06-30 06:00 | 0 | 0.30751 | 424274
2016-06-30 07:00 | 0 | 0.28604 | 406855
2016-06-30 08:00 | 0 | 0.27226 | 398026
2016-06-30 09:00 | 0 | 0.25006 | 399538
2016-06-30 10:00 | 0 | 0.22907 | 410455
2016-06-30 11:00 | 2.01e-06 | 0.19032 | 428603
2016-06-30 12:00 | 0.082016 | 0.11435 | 452042
2016-06-30 13:00 | 0.301 | 0.12254 | 479897
2016-06-30 14:00 | 0.47567 | 0.1573 | 509011
2016-06-30 15:00 | 0.57205 | 0.16388 | 536971
2016-06-30 16:00 | 0.62566 | 0.15947 | 561106
2016-06-30 17:00 | 0.64401 | 0.15657 | 582107
2016-06-30 18:00 | 0.6336 | 0.15868 | 600446
2016-06-30 19:00 | 0.61205 | 0.16607 | 614080
2016-06-30 20:00 | 0.58427 | 0.17829 | 623589
2016-06-30 21:00 | 0.54081 | 0.19329 | 626709
2016-06-30 22:00 | 0.48173 | 0.2078 | 620594
2016-06-30 23:00 | 0.40326 | 0.22323 | 607167
2016-07-01 | 0.29173 | 0.25809 | 590202
2016-07-01 01:00 | 0.15922 | 0.37034 | 574790
2016-07-01 02:00 | 0.047611 | 0.52093 | 549953
2016-07-01 03:00 | 2.34e-06 | 0.5434 | 515518
2016-07-01 04:00 | 0 | 0.50751 | 480417
2016-07-01 05:00 | 0 | 0.47052 | 450190
2016-07-01 06:00 | 0 | 0.43127 | 426366
2016-07-01 07:00 | 0 | 0.39622 | 409213
2016-07-01 08:00 | 0 | 0.37261 | 400250
2016-07-01 09:00 | 0 | 0.34342 | 401487
2016-07-01 10:00 | 0 | 0.31092 | 412287
2016-07-01 11:00 | 0 | 0.23838 | 428746
2016-07-01 12:00 | 0.068691 | 0.15314 | 450070
2016-07-01 13:00 | 0.28862 | 0.17822 | 478324
2016-07-01 14:00 | 0.48574 | 0.18983 | 508012
2016-07-01 15:00 | 0.5991 | 0.16868 | 535615
2016-07-01 16:00 | 0.64763 | 0.14994 | 559186
2016-07-01 17:00 | 0.66524 | 0.14355 | 579245
2016-07-01 18:00 | 0.65535 | 0.14609 | 595305
2016-07-01 19:00 | 0.63179 | 0.15307 | 605699
2016-07-01 20:00 | 0.59675 | 0.1601 | 611337
2016-07-01 21:00 | 0.53964 | 0.17321 | 611951
2016-07-01 22:00 | 0.47607 | 0.18933 | 605031
2016-07-01 23:00 | 0.3931 | 0.20193 | 590638
2016-07-02 | 0.29182 | 0.22569 | 571712
2016-07-02 01:00 | 0.16844 | 0.29122 | 554807
2016-07-02 02:00 | 0.036967 | 0.36899 | 531328
2016-07-02 03:00 | 1.96e-06 | 0.40506 | 499376
2016-07-02 04:00 | 0 | 0.39277 | 466635
2016-07-02 05:00 | 0 | 0.37068 | 439718
2016-07-02 06:00 | 0 | 0.35069 | 416966
2016-07-02 07:00 | 0 | 0.32547 | 399240
2016-07-02 08:00 | 0 | 0.30577 | 387170
2016-07-02 09:00 | 0 | 0.28367 | 380581
2016-07-02 10:00 | 0 | 0.26489 | 378094
2016-07-02 11:00 | 5.64e-06 | 0.23061 | 383661
2016-07-02 12:00 | 0.098114 | 0.14459 | 400616
2016-07-02 13:00 | 0.37952 | 0.18027 | 426470
2016-07-02 14:00 | 0.58733 | 0.21103 | 455527
2016-07-02 15:00 | 0.69626 | 0.19989 | 483095
2016-07-02 16:00 | 0.73563 | 0.18701 | 505288
2016-07-02 17:00 | 0.74112 | 0.18015 | 521550
2016-07-02 18:00 | 0.72939 | 0.17551 | 534147
2016-07-02 19:00 | 0.71283 | 0.17158 | 543318
2016-07-02 20:00 | 0.69206 | 0.1697 | 550529
2016-07-02 21:00 | 0.65749 | 0.17335 | 553668
2016-07-02 22:00 | 0.61386 | 0.1868 | 551163
2016-07-02 23:00 | 0.54035 | 0.21483 | 541555
2016-07-03 | 0.4304 | 0.26787 | 529567
2016-07-03 01:00 | 0.25903 | 0.35372 | 519482
2016-07-03 02:00 | 0.039335 | 0.44831 | 501337
2016-07-03 03:00 | 1.61e-06 | 0.47676 | 475042
2016-07-03 04:00 | 0 | 0.46694 | 447642
2016-07-03 05:00 | 0 | 0.45683 | 423652
2016-07-03 06:00 | 0 | 0.45981 | 404833
2016-07-03 07:00 | 0 | 0.46001 | 389215
2016-07-03 08:00 | 0 | 0.45335 | 378146
2016-07-03 09:00 | 0 | 0.41875 | 372341
2016-07-03 10:00 | 0 | 0.38052 | 368890
2016-07-03 11:00 | 3.86e-06 | 0.31692 | 371706
2016-07-03 12:00 | 0.13285 | 0.25241 | 386611
2016-07-03 13:00 | 0.4854 | 0.28719 | 411545
2016-07-03 14:00 | 0.67164 | 0.29755 | 439309
2016-07-03 15:00 | 0.7669 | 0.28465 | 464843
2016-07-03 16:00 | 0.80761 | 0.26215 | 488465
2016-07-03 17:00 | 0.81625 | 0.23988 | 506543
2016-07-03 18:00 | 0.80746 | 0.22121 | 520834
2016-07-03 19:00 | 0.79779 | 0.20873 | 531090
2016-07-03 20:00 | 0.79293 | 0.19906 | 538146
2016-07-03 21:00 | 0.78281 | 0.19496 | 542328
2016-07-03 22:00 | 0.75653 | 0.19511 | 540729
2016-07-03 23:00 | 0.69037 | 0.20225 | 532210
2016-07-04 | 0.55835 | 0.22935 | 521496
2016-07-04 01:00 | 0.32526 | 0.31971 | 511466
2016-07-04 02:00 | 0.044486 | 0.43386 | 495426
2016-07-04 03:00 | 2.44e-06 | 0.45556 | 471952
2016-07-04 04:00 | 0 | 0.4267 | 444686
2016-07-04 05:00 | 0 | 0.39542 | 420950
2016-07-04 06:00 | 0 | 0.37342 | 400759
2016-07-04 07:00 | 0 | 0.36664 | 385823
2016-07-04 08:00 | 0 | 0.3698 | 377948
2016-07-04 09:00 | 0 | 0.36547 | 375023
2016-07-04 10:00 | 0 | 0.36164 | 373626
2016-07-04 11:00 | 1.18e-05 | 0.32995 | 376666
2016-07-04 12:00 | 0.17191 | 0.19897 | 392312
2016-07-04 13:00 | 0.53198 | 0.15166 | 418892
2016-07-04 14:00 | 0.69308 | 0.1615 | 450265
2016-07-04 15:00 | 0.7753 | 0.14238 | 479712
2016-07-04 16:00 | 0.82893 | 0.1217 | 505125
2016-07-04 17:00 | 0.8341 | 0.11423 | 524716
2016-07-04 18:00 | 0.82817 | 0.11973 | 539792
2016-07-04 19:00 | 0.81869 | 0.13027 | 550802
2016-07-04 20:00 | 0.81515 | 0.13832 | 559591
2016-07-04 21:00 | 0.80412 | 0.13729 | 564260
2016-07-04 22:00 | 0.77304 | 0.13058 | 562347
2016-07-04 23:00 | 0.70466 | 0.13 | 553619
2016-07-05 | 0.56463 | 0.15007 | 541829
2016-07-05 01:00 | 0.32475 | 0.25459 | 528918
2016-07-05 02:00 | 0.040933 | 0.44479 | 512243
2016-07-05 03:00 | 1.44e-06 | 0.58419 | 489014
2016-07-05 04:00 | 0 | 0.62792 | 463425
2016-07-05 05:00 | 0 | 0.6215 | 439017
2016-07-05 06:00 | 0 | 0.59757 | 420628
2016-07-05 07:00 | 0 | 0.56285 | 407204
2016-07-05 08:00 | 0 | 0.52169 | 400873
2016-07-05 09:00 | 0 | 0.48941 | 404728
2016-07-05 10:00 | 0 | 0.47103 | 418595
2016-07-05 11:00 | 5.11e-06 | 0.4073 | 438717
2016-07-05 12:00 | 0.15258 | 0.24115 | 466482
2016-07-05 13:00 | 0.51223 | 0.20021 | 498721
2016-07-05 14:00 | 0.67802 | 0.23091 | 532131
2016-07-05 15:00 | 0.77083 | 0.24584 | 562591
2016-07-05 16:00 | 0.82301 | 0.24459 | 588617
2016-07-05 17:00 | 0.83084 | 0.24443 | 611568
2016-07-05 18:00 | 0.82542 | 0.24742 | 630490
2016-07-05 19:00 | 0.81916 | 0.25221 | 645161
2016-07-05 20:00 | 0.81779 | 0.25271 | 655847
2016-07-05 21:00 | 0.81101 | 0.24412 | 660906
2016-07-05 22:00 | 0.78394 | 0.23998 | 659394
2016-07-05 23:00 | 0.70749 | 0.2593 | 648330
2016-07-06 | 0.57202 | 0.31771 | 631841
2016-07-06 01:00 | 0.3331 | 0.413 | 615342
2016-07-06 02:00 | 0.038526 | 0.49 | 588636
2016-07-06 03:00 | 1.59e-06 | 0.51989 | 550875
2016-07-06 04:00 | 0 | 0.50413 | 513295
2016-07-06 05:00 | 0 | 0.47093 | 482780
2016-07-06 06:00 | 0 | 0.45007 | 456911
2016-07-06 07:00 | 0 | 0.44086 | 438013
2016-07-06 08:00 | 0 | 0.4369 | 428937
2016-07-06 09:00 | 0 | 0.41591 | 430708
2016-07-06 10:00 | 0 | 0.39488 | 445156
2016-07-06 11:00 | 9.35e-06 | 0.34248 | 463770
2016-07-06 12:00 | 0.15093 | 0.21405 | 489145
2016-07-06 13:00 | 0.518 | 0.23502 | 520664
2016-07-06 14:00 | 0.66941 | 0.25113 | 555412
2016-07-06 15:00 | 0.77396 | 0.22833 | 588346
2016-07-06 16:00 | 0.81761 | 0.19832 | 615929
2016-07-06 17:00 | 0.83079 | 0.18595 | 637138
2016-07-06 18:00 | 0.8252 | 0.19313 | 653810
2016-07-06 19:00 | 0.81699 | 0.20952 | 665008
2016-07-06 20:00 | 0.81321 | 0.2308 | 672372
2016-07-06 21:00 | 0.8044 | 0.25463 | 676348
2016-07-06 22:00 | 0.7777 | 0.2817 | 672541
2016-07-06 23:00 | 0.70168 | 0.32089 | 659367
2016-07-07 | 0.56028 | 0.38003 | 641094
2016-07-07 01:00 | 0.31165 | 0.5354 | 623195
2016-07-07 02:00 | 0.041634 | 0.64674 | 595023
2016-07-07 03:00 | 1.13e-06 | 0.65589 | 556249
2016-07-07 04:00 | 0 | 0.61769 | 519251
2016-07-07 05:00 | 0 | 0.58123 | 487018
2016-07-07 06:00 | 0 | 0.54786 | 460529
2016-07-07 07:00 | 0 | 0.52704 | 441619
2016-07-07 08:00 | 0 | 0.51734 | 432270
2016-07-07 09:00 | 0 | 0.49178 | 434678
2016-07-07 10:00 | 0 | 0.46565 | 447332
2016-07-07 11:00 | 1.14e-05 | 0.42957 | 467197
2016-07-07 12:00 | 0.13077 | 0.32581 | 491641
2016-07-07 13:00 | 0.49844 | 0.33661 | 521731
2016-07-07 14:00 | 0.66098 | 0.36092 | 555164
2016-07-07 15:00 | 0.76373 | 0.34289 | 587617
2016-07-07 16:00 | 0.81378 | 0.3227 | 614204
2016-07-07 17:00 | 0.82678 | 0.31255 | 635168
2016-07-07 18:00 | 0.81919 | 0.30981 | 654364
2016-07-07 19:00 | 0.80829 | 0.31618 | 664473
2016-07-07 20:00 | 0.80218 | 0.32182 | 671071
2016-07-07 21:00 | 0.78905 | 0.32011 | 673729
2016-07-07 22:00 | 0.75704 | 0.31243 | 668069
2016-07-07 23:00 | 0.67065 | 0.30809 | 654646
2016-07-08 | 0.54908 | 0.31746 | 638410
2016-07-08 01:00 | 0.31152 | 0.40512 | 621532
2016-07-08 02:00 | 0.039956 | 0.49963 | 593605
2016-07-08 03:00 | 8.11e-07 | 0.5189 | 555858
2016-07-08 04:00 | 0 | 0.49081 | 518604
2016-07-08 05:00 | 0 | 0.45065 | 488114
2016-07-08 06:00 | 0 | 0.41923 | 461874
2016-07-08 07:00 | 0 | 0.39987 | 442742
2016-07-08 08:00 | 0 | 0.38737 | 432778
2016-07-08 09:00 | 0 | 0.36433 | 434603
2016-07-08 10:00 | 0 | 0.34447 | 446741
2016-07-08 11:00 | 9.69e-09 | 0.29382 | 464941
2016-07-08 12:00 | 0.096627 | 0.18652 | 491037
2016-07-08 13:00 | 0.43696 | 0.17694 | 523699
2016-07-08 14:00 | 0.62036 | 0.20428 | 557938
2016-07-08 15:00 | 0.72685 | 0.20659 | 591140
2016-07-08 16:00 | 0.78604 | 0.20137 | 616688
2016-07-08 17:00 | 0.79948 | 0.19796 | 637306
2016-07-08 18:00 | 0.79605 | 0.19595 | 652156
2016-07-08 19:00 | 0.78672 | 0.19311 | 661112
2016-07-08 20:00 | 0.77955 | 0.18697 | 666277
2016-07-08 21:00 | 0.76197 | 0.17848 | 666264
2016-07-08 22:00 | 0.73252 | 0.16986 | 657650
2016-07-08 23:00 | 0.64847 | 0.17226 | 641615
2016-07-09 | 0.54079 | 0.2165 | 621080
2016-07-09 01:00 | 0.30984 | 0.36017 | 600655
2016-07-09 02:00 | 0.0401 | 0.49134 | 573074
2016-07-09 03:00 | 2.38e-07 | 0.51375 | 537026
2016-07-09 04:00 | 0 | 0.49029 | 503058
2016-07-09 05:00 | 0 | 0.45924 | 472233
2016-07-09 06:00 | 0 | 0.43767 | 446984
2016-07-09 07:00 | 0 | 0.41806 | 427811
2016-07-09 08:00 | 0 | 0.3983 | 415102
2016-07-09 09:00 | 0 | 0.36921 | 408303
2016-07-09 10:00 | 0 | 0.34848 | 405812
2016-07-09 11:00 | 7.37e-06 | 0.29793 | 412095
2016-07-09 12:00 | 0.12135 | 0.16801 | 431529
2016-07-09 13:00 | 0.49015 | 0.15517 | 461399
2016-07-09 14:00 | 0.6455 | 0.17437 | 494489
2016-07-09 15:00 | 0.74934 | 0.16509 | 525257
2016-07-09 16:00 | 0.80593 | 0.16381 | 550195
2016-07-09 17:00 | 0.81757 | 0.17406 | 569722
2016-07-09 18:00 | 0.81365 | 0.19107 | 583892
2016-07-09 19:00 | 0.80472 | 0.20769 | 595393
2016-07-09 20:00 | 0.79994 | 0.22283 | 603013
2016-07-09 21:00 | 0.78864 | 0.2416 | 605780
2016-07-09 22:00 | 0.76146 | 0.26462 | 600420
2016-07-09 23:00 | 0.68366 | 0.29779 | 588550
2016-07-10 | 0.55426 | 0.3714 | 572382
2016-07-10 01:00 | 0.29687 | 0.54659 | 557030
2016-07-10 02:00 | 0.035977 | 0.65514 | 534735
2016-07-10 03:00 | 3.02e-07 | 0.665 | 504637
2016-07-10 04:00 | 0 | 0.6464 | 472865
2016-07-10 05:00 | 0 | 0.61817 | 445168
2016-07-10 06:00 | 0 | 0.58191 | 423042
2016-07-10 07:00 | 0 | 0.55108 | 405389
2016-07-10 08:00 | 0 | 0.5162 | 392995
2016-07-10 09:00 | 0 | 0.46763 | 386041
2016-07-10 10:00 | 0 | 0.42014 | 382415
2016-07-10 11:00 | 6.35e-06 | 0.35472 | 387490
2016-07-10 12:00 | 0.10511 | 0.22777 | 407703
2016-07-10 13:00 | 0.47974 | 0.22842 | 435099
2016-07-10 14:00 | 0.68131 | 0.25541 | 466139
2016-07-10 15:00 | 0.78333 | 0.26425 | 496547
2016-07-10 16:00 | 0.83642 | 0.29315 | 524202
2016-07-10 17:00 | 0.84522 | 0.33927 | 547624
2016-07-10 18:00 | 0.83983 | 0.37574 | 566798
2016-07-10 19:00 | 0.83326 | 0.40361 | 581698
2016-07-10 20:00 | 0.83368 | 0.4279 | 592595
2016-07-10 21:00 | 0.82858 | 0.45326 | 599783
2016-07-10 22:00 | 0.80631 | 0.47936 | 600387
2016-07-10 23:00 | 0.72724 | 0.51506 | 591233
2016-07-11 | 0.59818 | 0.57877 | 576878
2016-07-11 01:00 | 0.32583 | 0.70289 | 564175
2016-07-11 02:00 | 0.049906 | 0.75932 | 541665
2016-07-11 03:00 | 1.82e-07 | 0.75979 | 509761
2016-07-11 04:00 | 0 | 0.75555 | 477528
2016-07-11 05:00 | 0 | 0.75991 | 450542
2016-07-11 06:00 | 0 | 0.75606 | 428646
2016-07-11 07:00 | 0 | 0.75431 | 412850
2016-07-11 08:00 | 0 | 0.74412 | 406101
2016-07-11 09:00 | 0 | 0.72413 | 410976
2016-07-11 10:00 | 0 | 0.70122 | 424742
2016-07-11 11:00 | 5.69e-06 | 0.65814 | 443139
2016-07-11 12:00 | 0.12414 | 0.60235 | 469783
2016-07-11 13:00 | 0.49097 | 0.66755 | 501025
2016-07-11 14:00 | 0.69504 | 0.70241 | 535818
2016-07-11 15:00 | 0.80201 | 0.69658 | 568424
2016-07-11 16:00 | 0.84935 | 0.68419 | 596823
2016-07-11 17:00 | 0.86169 | 0.68292 | 621048
2016-07-11 18:00 | 0.8564 | 0.68742 | 640543
2016-07-11 19:00 | 0.84887 | 0.69127 | 654436
2016-07-11 20:00 | 0.84716 | 0.69332 | 663615
2016-07-11 21:00 | 0.84126 | 0.69812 | 666782
2016-07-11 22:00 | 0.81723 | 0.70652 | 661340
2016-07-11 23:00 | 0.74397 | 0.71744 | 647838
2016-07-12 | 0.58749 | 0.74177 | 629895
2016-07-12 01:00 | 0.32748 | 0.80468 | 611767
2016-07-12 02:00 | 0.035868 | 0.83911 | 583447
2016-07-12 03:00 | 1.36e-08 | 0.85221 | 544892
2016-07-12 04:00 | 0 | 0.84468 | 509022
2016-07-12 05:00 | 0 | 0.82267 | 477314
2016-07-12 06:00 | 0 | 0.79016 | 450498
2016-07-12 07:00 | 0 | 0.75455 | 431704
2016-07-12 08:00 | 0 | 0.71814 | 421999
2016-07-12 09:00 | 0 | 0.67805 | 422987
2016-07-12 10:00 | 0 | 0.64907 | 436029
2016-07-12 11:00 | 4.67e-06 | 0.59417 | 456498
2016-07-12 12:00 | 0.12606 | 0.44322 | 482934
2016-07-12 13:00 | 0.49407 | 0.48719 | 512658
2016-07-12 14:00 | 0.68639 | 0.52715 | 546489
2016-07-12 15:00 | 0.79895 | 0.50132 | 578718
2016-07-12 16:00 | 0.84426 | 0.48391 | 607314
2016-07-12 17:00 | 0.85235 | 0.48402 | 630683
2016-07-12 18:00 | 0.84806 | 0.4965 | 648626
2016-07-12 19:00 | 0.84081 | 0.50911 | 661644
2016-07-12 20:00 | 0.84069 | 0.51722 | 670411
2016-07-12 21:00 | 0.83645 | 0.51859 | 673446
2016-07-12 22:00 | 0.81236 | 0.5157 | 669508
2016-07-12 23:00 | 0.74202 | 0.51281 | 656296
2016-07-13 | 0.56527 | 0.53186 | 638843
2016-07-13 01:00 | 0.2957 | 0.62083 | 620660
2016-07-13 02:00 | 0.034598 | 0.6927 | 592697
2016-07-13 03:00 | 0 | 0.74815 | 554697
2016-07-13 04:00 | 0 | 0.76409 | 517724
2016-07-13 05:00 | 0 | 0.75013 | 485379
2016-07-13 06:00 | 0 | 0.7191 | 459917
2016-07-13 07:00 | 0 | 0.68945 | 441934
2016-07-13 08:00 | 0 | 0.66211 | 432676
2016-07-13 09:00 | 0 | 0.63965 | 435833
2016-07-13 10:00 | 0 | 0.62262 | 448951
2016-07-13 11:00 | 4.41e-06 | 0.55845 | 469550
2016-07-13 12:00 | 0.12583 | 0.38947 | 496070
2016-07-13 13:00 | 0.48746 | 0.43794 | 525443
2016-07-13 14:00 | 0.6976 | 0.4996 | 559810
2016-07-13 15:00 | 0.79546 | 0.49022 | 594899
2016-07-13 16:00 | 0.84383 | 0.46161 | 625088
2016-07-13 17:00 | 0.85075 | 0.44079 | 649828
2016-07-13 18:00 | 0.84419 | 0.43408 | 668009
2016-07-13 19:00 | 0.83662 | 0.43514 | 679325
2016-07-13 20:00 | 0.83618 | 0.43756 | 684178
2016-07-13 21:00 | 0.8305 | 0.4371 | 685078
2016-07-13 22:00 | 0.80711 | 0.43415 | 679696
2016-07-13 23:00 | 0.74008 | 0.43515 | 666990
2016-07-14 | 0.56046 | 0.46346 | 650042
2016-07-14 01:00 | 0.29831 | 0.53769 | 631894
2016-07-14 02:00 | 0.037011 | 0.5926 | 602801
2016-07-14 03:00 | 0 | 0.58953 | 564675
2016-07-14 04:00 | 0 | 0.57142 | 526053
2016-07-14 05:00 | 0 | 0.54478 | 493962
2016-07-14 06:00 | 0 | 0.51878 | 467053
2016-07-14 07:00 | 0 | 0.49876 | 447367
2016-07-14 08:00 | 0 | 0.48774 | 437746
2016-07-14 09:00 | 0 | 0.46201 | 439448
2016-07-14 10:00 | 0 | 0.43826 | 453146
2016-07-14 11:00 | 0 | 0.3789 | 473437
2016-07-14 12:00 | 0.10722 | 0.24254 | 498162
2016-07-14 13:00 | 0.48664 | 0.2596 | 527954
2016-07-14 14:00 | 0.68413 | 0.29124 | 563662
2016-07-14 15:00 | 0.78483 | 0.29888 | 597192
2016-07-14 16:00 | 0.82831 | 0.29038 | 624767
2016-07-14 17:00 | 0.8353 | 0.28481 | 645953
2016-07-14 18:00 | 0.82905 | 0.28231 | 661070
2016-07-14 19:00 | 0.82207 | 0.28003 | 671398
2016-07-14 20:00 | 0.82225 | 0.27537 | 676307
2016-07-14 21:00 | 0.81601 | 0.26784 | 677747
2016-07-14 22:00 | 0.79542 | 0.26049 | 673278
2016-07-14 23:00 | 0.71602 | 0.25279 | 660714
2016-07-15 | 0.56013 | 0.26262 | 643060
2016-07-15 01:00 | 0.28635 | 0.3469 | 626168
2016-07-15 02:00 | 0.032675 | 0.43159 | 596932
2016-07-15 03:00 | 0 | 0.42696 | 557655
2016-07-15 04:00 | 0 | 0.38986 | 520968
2016-07-15 05:00 | 0 | 0.35303 | 488419
2016-07-15 06:00 | 0 | 0.31833 | 461753
2016-07-15 07:00 | 0 | 0.28668 | 442091
2016-07-15 08:00 | 0 | 0.25602 | 431829
2016-07-15 09:00 | 0 | 0.22398 | 432607
2016-07-15 10:00 | 0 | 0.20201 | 444406
2016-07-15 11:00 | 1.89e-06 | 0.16458 | 462733
2016-07-15 12:00 | 0.10531 | 0.089451 | 487020
2016-07-15 13:00 | 0.46128 | 0.090023 | 517382
2016-07-15 14:00 | 0.67264 | 0.10799 | 548705
2016-07-15 15:00 | 0.76874 | 0.10293 | 577335
2016-07-15 16:00 | 0.81323 | 0.086933 | 601301
2016-07-15 17:00 | 0.82246 | 0.072891 | 623336
2016-07-15 18:00 | 0.81827 | 0.063544 | 640286
2016-07-15 19:00 | 0.81041 | 0.054996 | 650704
2016-07-15 20:00 | 0.80712 | 0.04998 | 657165
2016-07-15 21:00 | 0.79747 | 0.055623 | 657587
2016-07-15 22:00 | 0.76622 | 0.070154 | 648192
2016-07-15 23:00 | 0.68155 | 0.09747 | 630495
2016-07-16 | 0.52794 | 0.14951 | 610563
2016-07-16 01:00 | 0.25734 | 0.27394 | 593282
2016-07-16 02:00 | 0.027069 | 0.42346 | 566934
2016-07-16 03:00 | 0 | 0.45258 | 531396
2016-07-16 04:00 | 0 | 0.43797 | 495930
2016-07-16 05:00 | 0 | 0.41111 | 465615
2016-07-16 06:00 | 0 | 0.38793 | 441570
2016-07-16 07:00 | 0 | 0.36999 | 422379
2016-07-16 08:00 | 0 | 0.35606 | 410187
2016-07-16 09:00 | 0 | 0.31976 | 404433
2016-07-16 10:00 | 0 | 0.27947 | 403956
2016-07-16 11:00 | 0 | 0.23719 | 411897
2016-07-16 12:00 | 0.091395 | 0.166 | 431408
2016-07-16 13:00 | 0.41184 | 0.20568 | 460733
2016-07-16 14:00 | 0.62882 | 0.25893 | 493000
2016-07-16 15:00 | 0.74324 | 0.27484 | 524171
2016-07-16 16:00 | 0.7994 | 0.28157 | 550527
2016-07-16 17:00 | 0.81709 | 0.29195 | 572417
2016-07-16 18:00 | 0.81503 | 0.31115 | 589029
2016-07-16 19:00 | 0.80746 | 0.33752 | 600006
2016-07-16 20:00 | 0.80345 | 0.36777 | 606513
2016-07-16 21:00 | 0.79455 | 0.3975 | 608656
2016-07-16 22:00 | 0.76805 | 0.43627 | 603469
2016-07-16 23:00 | 0.69038 | 0.48349 | 591077
2016-07-17 | 0.53853 | 0.54919 | 575707
2016-07-17 01:00 | 0.27378 | 0.66005 | 560346
2016-07-17 02:00 | 0.024951 | 0.70719 | 538670
2016-07-17 03:00 | 0 | 0.69133 | 508492
2016-07-17 04:00 | 0 | 0.65645 | 477482
2016-07-17 05:00 | 0 | 0.61903 | 451035
2016-07-17 06:00 | 0 | 0.58701 | 429643
2016-07-17 07:00 | 0 | 0.55377 | 411588
2016-07-17 08:00 | 0 | 0.53338 | 399818
2016-07-17 09:00 | 0 | 0.50684 | 392622
2016-07-17 10:00 | 0 | 0.48067 | 387527
2016-07-17 11:00 | 7.91e-07 | 0.43158 | 391641
2016-07-17 12:00 | 0.10636 | 0.31304 | 411311
2016-07-17 13:00 | 0.4338 | 0.36089 | 444110
2016-07-17 14:00 | 0.64684 | 0.40011 | 479639
2016-07-17 15:00 | 0.74108 | 0.38163 | 514092
2016-07-17 16:00 | 0.78917 | 0.35467 | 545689
2016-07-17 17:00 | 0.80439 | 0.33955 | 571375
2016-07-17 18:00 | 0.80052 | 0.33693 | 591889
2016-07-17 19:00 | 0.78919 | 0.33969 | 607872
2016-07-17 20:00 | 0.78143 | 0.34012 | 620128
2016-07-17 21:00 | 0.76603 | 0.33821 | 628734
2016-07-17 22:00 | 0.73136 | 0.33325 | 630088
2016-07-17 23:00 | 0.65331 | 0.33043 | 622054
2016-07-18 | 0.50747 | 0.3566 | 608973
2016-07-18 01:00 | 0.25564 | 0.4422 | 595724
2016-07-18 02:00 | 0.028984 | 0.52098 | 572179
2016-07-18 03:00 | 0 | 0.52496 | 540002
2016-07-18 04:00 | 0 | 0.48699 | 506806
2016-07-18 05:00 | 0 | 0.45565 | 477936
2016-07-18 06:00 | 0 | 0.43481 | 455072
2016-07-18 07:00 | 0 | 0.43038 | 438275
2016-07-18 08:00 | 0 | 0.41922 | 430035
2016-07-18 09:00 | 0 | 0.3839 | 432780
2016-07-18 10:00 | 0 | 0.34952 | 446146
2016-07-18 11:00 | 4.31e-07 | 0.31774 | 466590
2016-07-18 12:00 | 0.076565 | 0.18341 | 495607
2016-07-18 13:00 | 0.36175 | 0.17642 | 530189
2016-07-18 14:00 | 0.56222 | 0.22742 | 567488
2016-07-18 15:00 | 0.67073 | 0.20517 | 602663
2016-07-18 16:00 | 0.72923 | 0.17354 | 632805
2016-07-18 17:00 | 0.75318 | 0.16505 | 655699
2016-07-18 18:00 | 0.75075 | 0.17436 | 671854
2016-07-18 19:00 | 0.73706 | 0.19361 | 678778
2016-07-18 20:00 | 0.72211 | 0.22006 | 679882
2016-07-18 21:00 | 0.69633 | 0.24989 | 677977
2016-07-18 22:00 | 0.65752 | 0.28727 | 673385
2016-07-18 23:00 | 0.57804 | 0.3336 | 662839
2016-07-19 | 0.43704 | 0.40645 | 645707
2016-07-19 01:00 | 0.21685 | 0.53986 | 626926
2016-07-19 02:00 | 0.034844 | 0.63338 | 597364
2016-07-19 03:00 | 0 | 0.62526 | 558734
2016-07-19 04:00 | 0 | 0.59716 | 520670
2016-07-19 05:00 | 0 | 0.55789 | 488298
2016-07-19 06:00 | 0 | 0.51964 | 461564
2016-07-19 07:00 | 0 | 0.48955 | 442848
2016-07-19 08:00 | 0 | 0.47857 | 433311
2016-07-19 09:00 | 0 | 0.45634 | 435488
2016-07-19 10:00 | 0 | 0.4275 | 448967
2016-07-19 11:00 | 7.89e-08 | 0.36868 | 468631
2016-07-19 12:00 | 0.08166 | 0.20578 | 495509
2016-07-19 13:00 | 0.40397 | 0.17921 | 525717
2016-07-19 14:00 | 0.61781 | 0.23126 | 561169
2016-07-19 15:00 | 0.71487 | 0.22908 | 594934
2016-07-19 16:00 | 0.76661 | 0.21876 | 622824
2016-07-19 17:00 | 0.77272 | 0.22479 | 644321
2016-07-19 18:00 | 0.7599 | 0.23691 | 659831
2016-07-19 19:00 | 0.74404 | 0.24691 | 669705
2016-07-19 20:00 | 0.72984 | 0.25399 | 676736
2016-07-19 21:00 | 0.70368 | 0.2618 | 678202
2016-07-19 22:00 | 0.66092 | 0.27316 | 671340
2016-07-19 23:00 | 0.57513 | 0.29695 | 655422
2016-07-20 | 0.4323 | 0.36533 | 636565
2016-07-20 01:00 | 0.22584 | 0.52542 | 618519
2016-07-20 02:00 | 0.030576 | 0.62887 | 589729
2016-07-20 03:00 | 0 | 0.6198 | 552048
2016-07-20 04:00 | 0 | 0.58735 | 514405
2016-07-20 05:00 | 0 | 0.56405 | 482657
2016-07-20 06:00 | 0 | 0.54722 | 456339
2016-07-20 07:00 | 0 | 0.52081 | 437311
2016-07-20 08:00 | 0 | 0.4932 | 427406
2016-07-20 09:00 | 0 | 0.47113 | 429429
2016-07-20 10:00 | 0 | 0.44711 | 441816
2016-07-20 11:00 | 3.4e-08 | 0.39718 | 460581
2016-07-20 12:00 | 0.089385 | 0.24711 | 486874
2016-07-20 13:00 | 0.40212 | 0.25401 | 517655
2016-07-20 14:00 | 0.62142 | 0.25867 | 552701
2016-07-20 15:00 | 0.70821 | 0.2134 | 587835
2016-07-20 16:00 | 0.75537 | 0.18404 | 618472
2016-07-20 17:00 | 0.76203 | 0.19306 | 645401
2016-07-20 18:00 | 0.75064 | 0.22729 | 666420
2016-07-20 19:00 | 0.73343 | 0.26722 | 681326
2016-07-20 20:00 | 0.7157 | 0.30259 | 691916
2016-07-20 21:00 | 0.68554 | 0.33534 | 696978
2016-07-20 22:00 | 0.63483 | 0.36608 | 691384
2016-07-20 23:00 | 0.5491 | 0.39838 | 678219
2016-07-21 | 0.41514 | 0.45896 | 659397
2016-07-21 01:00 | 0.21827 | 0.5844 | 640391
2016-07-21 02:00 | 0.021531 | 0.67308 | 611187
2016-07-21 03:00 | 0 | 0.68304 | 572027
2016-07-21 04:00 | 0 | 0.66313 | 533254
2016-07-21 05:00 | 0 | 0.63744 | 498740
2016-07-21 06:00 | 0 | 0.61096 | 470257
2016-07-21 07:00 | 0 | 0.57767 | 449749
2016-07-21 08:00 | 0 | 0.54119 | 438554
2016-07-21 09:00 | 0 | 0.49089 | 440488
2016-07-21 10:00 | 0 | 0.437 | 453335
2016-07-21 11:00 | 0 | 0.36689 | 472775
2016-07-21 12:00 | 0.093763 | 0.20342 | 499350
2016-07-21 13:00 | 0.41047 | 0.2113 | 533096
2016-07-21 14:00 | 0.63917 | 0.2393 | 571530
2016-07-21 15:00 | 0.73427 | 0.19916 | 609171
2016-07-21 16:00 | 0.77114 | 0.17222 | 640721
2016-07-21 17:00 | 0.78386 | 0.17039 | 668011
2016-07-21 18:00 | 0.77284 | 0.18498 | 687574
2016-07-21 19:00 | 0.75624 | 0.20158 | 699093
2016-07-21 20:00 | 0.74126 | 0.21029 | 706996
2016-07-21 21:00 | 0.71677 | 0.2118 | 708155
2016-07-21 22:00 | 0.67241 | 0.20754 | 703672
2016-07-21 23:00 | 0.58838 | 0.20959 | 690274
2016-07-22 | 0.4515 | 0.25419 | 672875
2016-07-22 01:00 | 0.22054 | 0.39007 | 654666
2016-07-22 02:00 | 0.021923 | 0.48796 | 622878
2016-07-22 03:00 | 0 | 0.51807 | 585323
2016-07-22 04:00 | 0 | 0.51894 | 547793
2016-07-22 05:00 | 0 | 0.50415 | 512625
2016-07-22 06:00 | 0 | 0.48286 | 483330
2016-07-22 07:00 | 0 | 0.45983 | 462741
2016-07-22 08:00 | 0 | 0.44138 | 451233
2016-07-22 09:00 | 0 | 0.4125 | 451810
2016-07-22 10:00 | 0 | 0.3848 | 463057
2016-07-22 11:00 | 0 | 0.34686 | 480339
2016-07-22 12:00 | 0.084332 | 0.19124 | 506206
2016-07-22 13:00 | 0.39217 | 0.13375 | 540344
2016-07-22 14:00 | 0.59667 | 0.14862 | 574745
2016-07-22 15:00 | 0.70995 | 0.1492 | 611626
2016-07-22 16:00 | 0.76412 | 0.15309 | 643805
2016-07-22 17:00 | 0.78132 | 0.1681 | 669636
2016-07-22 18:00 | 0.77077 | 0.18481 | 689538
2016-07-22 19:00 | 0.75382 | 0.1965 | 702510
2016-07-22 20:00 | 0.74133 | 0.2053 | 709819
2016-07-22 21:00 | 0.71961 | 0.21533 | 711442
2016-07-22 22:00 | 0.68395 | 0.22981 | 706132
2016-07-22 23:00 | 0.60478 | 0.25364 | 692225
2016-07-23 | 0.46757 | 0.31277 | 671763
2016-07-23 01:00 | 0.21656 | 0.48972 | 651983
2016-07-23 02:00 | 0.017055 | 0.626 | 622735
2016-07-23 03:00 | 0 | 0.65758 | 585435
2016-07-23 04:00 | 0 | 0.64357 | 548300
2016-07-23 05:00 | 0 | 0.61395 | 513775
2016-07-23 06:00 | 0 | 0.59075 | 485017
2016-07-23 07:00 | 0 | 0.56257 | 462396
2016-07-23 08:00 | 0 | 0.54453 | 446904
2016-07-23 09:00 | 0 | 0.52632 | 438752
2016-07-23 10:00 | 0 | 0.50427 | 436738
2016-07-23 11:00 | 0 | 0.46118 | 444141
2016-07-23 12:00 | 0.077278 | 0.32018 | 469768
2016-07-23 13:00 | 0.4309 | 0.3081 | 507074
2016-07-23 14:00 | 0.64377 | 0.40002 | 548202
2016-07-23 15:00 | 0.76657 | 0.42124 | 587785
2016-07-23 16:00 | 0.80645 | 0.4239 | 621140
2016-07-23 17:00 | 0.81754 | 0.43291 | 644617
2016-07-23 18:00 | 0.81323 | 0.44101 | 662366
2016-07-23 19:00 | 0.80445 | 0.44254 | 673513
2016-07-23 20:00 | 0.80041 | 0.43656 | 680986
2016-07-23 21:00 | 0.7885 | 0.4244 | 683097
2016-07-23 22:00 | 0.75645 | 0.40743 | 677117
2016-07-23 23:00 | 0.67636 | 0.39872 | 661899
2016-07-24 | 0.52595 | 0.43207 | 643422
2016-07-24 01:00 | 0.2621 | 0.58171 | 626308
2016-07-24 02:00 | 0.019335 | 0.69229 | 599234
2016-07-24 03:00 | 0 | 0.68858 | 565417
2016-07-24 04:00 | 0 | 0.63578 | 531046
2016-07-24 05:00 | 0 | 0.57063 | 499365
2016-07-24 06:00 | 0 | 0.5217 | 472698
2016-07-24 07:00 | 0 | 0.4854 | 451439
2016-07-24 08:00 | 0 | 0.44808 | 436259
2016-07-24 09:00 | 0 | 0.40844 | 427100
2016-07-24 10:00 | 0 | 0.38941 | 422282
2016-07-24 11:00 | 0 | 0.3461 | 426061
2016-07-24 12:00 | 0.067864 | 0.18873 | 447059
2016-07-24 13:00 | 0.3792 | 0.20167 | 480914
2016-07-24 14:00 | 0.58594 | 0.25703 | 520133
2016-07-24 15:00 | 0.71577 | 0.24078 | 558015
2016-07-24 16:00 | 0.77039 | 0.21692 | 591243
2016-07-24 17:00 | 0.7784 | 0.20004 | 618086
2016-07-24 18:00 | 0.76733 | 0.19159 | 639300
2016-07-24 19:00 | 0.75031 | 0.18918 | 654798
2016-07-24 20:00 | 0.73536 | 0.19062 | 666727
2016-07-24 21:00 | 0.71976 | 0.19534 | 674628
2016-07-24 22:00 | 0.68468 | 0.20177 | 674912
2016-07-24 23:00 | 0.60793 | 0.20988 | 664359
2016-07-25 | 0.46154 | 0.24134 | 649454
2016-07-25 01:00 | 0.2312 | 0.35346 | 634444
2016-07-25 02:00 | 0.01699 | 0.43154 | 605194
2016-07-25 03:00 | 0 | 0.43117 | 570238
2016-07-25 04:00 | 0 | 0.4231 | 536805
2016-07-25 05:00 | 0 | 0.41649 | 505415
2016-07-25 06:00 | 0 | 0.40967 | 479358
2016-07-25 07:00 | 0 | 0.40024 | 460062
2016-07-25 08:00 | 0 | 0.38918 | 450411
2016-07-25 09:00 | 0 | 0.33985 | 451810
2016-07-25 10:00 | 0 | 0.28742 | 464579
2016-07-25 11:00 | 0 | 0.24355 | 484904
2016-07-25 12:00 | 0.064276 | 0.12375 | 513142
2016-07-25 13:00 | 0.33637 | 0.085143 | 546585
2016-07-25 14:00 | 0.56843 | 0.12425 | 584999
2016-07-25 15:00 | 0.68692 | 0.13305 | 623644
2016-07-25 16:00 | 0.73513 | 0.13376 | 655225
2016-07-25 17:00 | 0.7431 | 0.13292 | 680782
2016-07-25 18:00 | 0.73882 | 0.13158 | 699429
2016-07-25 19:00 | 0.72045 | 0.12995 | 711269
2016-07-25 20:00 | 0.70763 | 0.12969 | 716310
2016-07-25 21:00 | 0.67923 | 0.13539 | 716023
2016-07-25 22:00 | 0.63213 | 0.14577 | 709531
2016-07-25 23:00 | 0.54697 | 0.1672 | 694428
2016-07-26 | 0.41026 | 0.22004 | 676132
2016-07-26 01:00 | 0.20484 | 0.36494 | 655962
2016-07-26 02:00 | 0.017393 | 0.48309 | 623004
2016-07-26 03:00 | 0 | 0.49827 | 581261
2016-07-26 04:00 | 0 | 0.48415 | 543580
2016-07-26 05:00 | 0 | 0.45169 | 508876
2016-07-26 06:00 | 0 | 0.4125 | 480696
2016-07-26 07:00 | 0 | 0.37483 | 460391
2016-07-26 08:00 | 0 | 0.34861 | 449809
2016-07-26 09:00 | 0 | 0.31521 | 451638
2016-07-26 10:00 | 0 | 0.2863 | 465570
2016-07-26 11:00 | 0 | 0.24817 | 484569
2016-07-26 12:00 | 0.052464 | 0.12988 | 509911
2016-07-26 13:00 | 0.30762 | 0.085747 | 540417
2016-07-26 14:00 | 0.54846 | 0.12319 | 576926
2016-07-26 15:00 | 0.66758 | 0.13064 | 612758
2016-07-26 16:00 | 0.73049 | 0.1196 | 643650
2016-07-26 17:00 | 0.74499 | 0.11203 | 669322
2016-07-26 18:00 | 0.73683 | 0.10498 | 688128
2016-07-26 19:00 | 0.7183 | 0.099126 | 700540
2016-07-26 20:00 | 0.70008 | 0.097847 | 708679
2016-07-26 21:00 | 0.67 | 0.10712 | 711359
2016-07-26 22:00 | 0.62701 | 0.12897 | 706608
2016-07-26 23:00 | 0.55138 | 0.16408 | 691752
2016-07-27 | 0.42012 | 0.22413 | 673003
2016-07-27 01:00 | 0.22281 | 0.354 | 653739
2016-07-27 02:00 | 0.014462 | 0.4339 | 621186
2016-07-27 03:00 | 0 | 0.40531 | 580774
2016-07-27 04:00 | 0 | 0.3563 | 542329
2016-07-27 05:00 | 0 | 0.31137 | 507273
2016-07-27 06:00 | 0 | 0.26421 | 480502
2016-07-27 07:00 | 0 | 0.22281 | 460678
2016-07-27 08:00 | 0 | 0.18856 | 450024
2016-07-27 09:00 | 0 | 0.16123 | 451869
2016-07-27 10:00 | 0 | 0.14627 | 463705
2016-07-27 11:00 | 0 | 0.12848 | 482751
2016-07-27 12:00 | 0.056496 | 0.069071 | 506035
2016-07-27 13:00 | 0.39644 | 0.054696 | 535215
2016-07-27 14:00 | 0.62803 | 0.067528 | 571253
2016-07-27 15:00 | 0.72853 | 0.066403 | 606150
2016-07-27 16:00 | 0.78337 | 0.06292 | 636932
2016-07-27 17:00 | 0.79593 | 0.061736 | 663231
2016-07-27 18:00 | 0.78929 | 0.062671 | 683972
2016-07-27 19:00 | 0.77753 | 0.065121 | 697747
2016-07-27 20:00 | 0.77029 | 0.068838 | 707014
2016-07-27 21:00 | 0.75881 | 0.073431 | 710613
2016-07-27 22:00 | 0.72983 | 0.080809 | 705857
2016-07-27 23:00 | 0.64717 | 0.095354 | 690397
2016-07-28 | 0.50885 | 0.1278 | 671829
2016-07-28 01:00 | 0.22469 | 0.2286 | 653940
2016-07-28 02:00 | 0.01284 | 0.31972 | 622504
2016-07-28 03:00 | 0 | 0.31415 | 581709
2016-07-28 04:00 | 0 | 0.27754 | 544970
2016-07-28 05:00 | 0 | 0.24308 | 511693
2016-07-28 06:00 | 0 | 0.2139 | 484090
2016-07-28 07:00 | 0 | 0.193 | 463557
2016-07-28 08:00 | 0 | 0.18193 | 452595
2016-07-28 09:00 | 0 | 0.16682 | 454199
2016-07-28 10:00 | 0 | 0.15615 | 466476
2016-07-28 11:00 | 0 | 0.13815 | 484847
2016-07-28 12:00 | 0.074043 | 0.074727 | 508526
2016-07-28 13:00 | 0.40719 | 0.062904 | 538216
2016-07-28 14:00 | 0.63658 | 0.080003 | 571509
2016-07-28 15:00 | 0.74026 | 0.09407 | 604417
2016-07-28 16:00 | 0.78023 | 0.097448 | 631869
2016-07-28 17:00 | 0.79967 | 0.09444 | 655351
2016-07-28 18:00 | 0.7928 | 0.086422 | 672844
2016-07-28 19:00 | 0.78441 | 0.078301 | 682884
2016-07-28 20:00 | 0.78152 | 0.072832 | 687430
2016-07-28 21:00 | 0.77272 | 0.072381 | 685827
2016-07-28 22:00 | 0.74328 | 0.079814 | 677578
2016-07-28 23:00 | 0.66018 | 0.096228 | 662885
2016-07-29 | 0.51409 | 0.13549 | 647637
2016-07-29 01:00 | 0.2207 | 0.25095 | 630930
2016-07-29 02:00 | 0.011755 | 0.33614 | 601375
2016-07-29 03:00 | 0 | 0.32911 | 565258
2016-07-29 04:00 | 0 | 0.29331 | 530970
2016-07-29 05:00 | 0 | 0.25162 | 499706
2016-07-29 06:00 | 0 | 0.21201 | 473385
2016-07-29 07:00 | 0 | 0.18456 | 453827
2016-07-29 08:00 | 0 | 0.16431 | 443185
2016-07-29 09:00 | 0 | 0.14307 | 444954
2016-07-29 10:00 | 0 | 0.12683 | 456762
2016-07-29 11:00 | 0 | 0.10663 | 471010
2016-07-29 12:00 | 0.04364 | 0.055523 | 492462
2016-07-29 13:00 | 0.3444 | 0.038356 | 519661
2016-07-29 14:00 | 0.57758 | 0.037565 | 550570
2016-07-29 15:00 | 0.69352 | 0.035128 | 581314
2016-07-29 16:00 | 0.73804 | 0.035578 | 607866
2016-07-29 17:00 | 0.75667 | 0.040334 | 630198
2016-07-29 18:00 | 0.75505 | 0.047139 | 648328
2016-07-29 19:00 | 0.7473 | 0.054377 | 661198
2016-07-29 20:00 | 0.7378 | 0.062324 | 670462
2016-07-29 21:00 | 0.71738 | 0.067448 | 673061
2016-07-29 22:00 | 0.68231 | 0.070517 | 665364
2016-07-29 23:00 | 0.59441 | 0.077812 | 647298
2016-07-30 | 0.44818 | 0.10858 | 628330
2016-07-30 01:00 | 0.19812 | 0.22047 | 610732
2016-07-30 02:00 | 0.011256 | 0.33882 | 582387
2016-07-30 03:00 | 0 | 0.36781 | 546078
2016-07-30 04:00 | 0 | 0.36218 | 511269
2016-07-30 05:00 | 0 | 0.34675 | 481131
2016-07-30 06:00 | 0 | 0.3334 | 455364
2016-07-30 07:00 | 0 | 0.31793 | 436572
2016-07-30 08:00 | 0 | 0.29784 | 424111
2016-07-30 09:00 | 0 | 0.25685 | 418253
2016-07-30 10:00 | 0 | 0.21997 | 418195
2016-07-30 11:00 | 0 | 0.19112 | 424007
2016-07-30 12:00 | 0.059183 | 0.11405 | 444413
2016-07-30 13:00 | 0.34629 | 0.11329 | 473661
2016-07-30 14:00 | 0.57007 | 0.13503 | 507186
2016-07-30 15:00 | 0.69045 | 0.13156 | 539766
2016-07-30 16:00 | 0.74058 | 0.12676 | 567012
2016-07-30 17:00 | 0.75102 | 0.12357 | 587831
2016-07-30 18:00 | 0.74192 | 0.12145 | 602724
2016-07-30 19:00 | 0.7252 | 0.12089 | 612872
2016-07-30 20:00 | 0.70653 | 0.12279 | 620163
2016-07-30 21:00 | 0.67661 | 0.131 | 621612
2016-07-30 22:00 | 0.62859 | 0.15094 | 615579
2016-07-30 23:00 | 0.5404 | 0.19069 | 599767
2016-07-31 | 0.39852 | 0.27903 | 586029
2016-07-31 01:00 | 0.17438 | 0.49953 | 573461
2016-07-31 02:00 | 0.010821 | 0.64715 | 550364
2016-07-31 03:00 | 0 | 0.63819 | 522363
2016-07-31 04:00 | 0 | 0.59796 | 492477
2016-07-31 05:00 | 0 | 0.56017 | 465571
2016-07-31 06:00 | 0 | 0.52971 | 442492
2016-07-31 07:00 | 0 | 0.50965 | 424682
2016-07-31 08:00 | 0 | 0.4972 | 412231
2016-07-31 09:00 | 0 | 0.47103 | 405962
2016-07-31 10:00 | 0 | 0.44024 | 404106
2016-07-31 11:00 | 0 | 0.39257 | 406223
2016-07-31 12:00 | 0.060657 | 0.24848 | 424927
2016-07-31 13:00 | 0.3069 | 0.21703 | 454237
2016-07-31 14:00 | 0.53948 | 0.25043 | 488251
2016-07-31 15:00 | 0.67014 | 0.24027 | 521252
2016-07-31 16:00 | 0.71425 | 0.23091 | 552152
2016-07-31 17:00 | 0.72258 | 0.23936 | 577859
2016-07-31 18:00 | 0.70443 | 0.25966 | 598135
2016-07-31 19:00 | 0.68238 | 0.28345 | 611955
2016-07-31 20:00 | 0.65856 | 0.30274 | 621525
2016-07-31 21:00 | 0.62375 | 0.32034 | 625838
2016-07-31 22:00 | 0.57455 | 0.34373 | 622856
2016-07-31 23:00 | 0.4952 | 0.3943 | 612704
2016-08-01 | 0.363 | 0.49835 | 600594
2016-08-01 01:00 | 0.1693 | 0.67692 | 586283
2016-08-01 02:00 | 0.0091852 | 0.75132 | 562283
2016-08-01 03:00 | 0 | 0.7084 | 529962
2016-08-01 04:00 | 0 | 0.64537 | 496993
2016-08-01 05:00 | 0 | 0.59348 | 468458
2016-08-01 06:00 | 0 | 0.54835 | 446164
2016-08-01 07:00 | 0 | 0.50651 | 430203
2016-08-01 08:00 | 0 | 0.47762 | 423452
2016-08-01 09:00 | 0 | 0.44246 | 426831
2016-08-01 10:00 | 0 | 0.41885 | 441975
2016-08-01 11:00 | 0 | 0.38073 | 460070
2016-08-01 12:00 | 0.052305 | 0.27053 | 483963
2016-08-01 13:00 | 0.3042 | 0.27789 | 514411
2016-08-01 14:00 | 0.53944 | 0.32309 | 548025
2016-08-01 15:00 | 0.65642 | 0.31588 | 581008
2016-08-01 16:00 | 0.71076 | 0.299 | 609100
2016-08-01 17:00 | 0.72584 | 0.29745 | 633495
2016-08-01 18:00 | 0.71825 | 0.30394 | 652822
2016-08-01 19:00 | 0.69983 | 0.30915 | 666006
2016-08-01 20:00 | 0.67798 | 0.31021 | 674610
2016-08-01 21:00 | 0.64316 | 0.30067 | 677045
2016-08-01 22:00 | 0.59272 | 0.28807 | 670787
2016-08-01 23:00 | 0.50427 | 0.2895 | 657844
2016-08-02 | 0.36509 | 0.34786 | 641335
2016-08-02 01:00 | 0.1716 | 0.49155 | 622717
2016-08-02 02:00 | 0.0080411 | 0.55757 | 592757
2016-08-02 03:00 | 0 | 0.55212 | 554537
2016-08-02 04:00 | 0 | 0.5127 | 516692
2016-08-02 05:00 | 0 | 0.4696 | 485217
2016-08-02 06:00 | 0 | 0.43494 | 459636
2016-08-02 07:00 | 0 | 0.41775 | 441125
2016-08-02 08:00 | 0 | 0.40723 | 432409
2016-08-02 09:00 | 0 | 0.37175 | 435990
2016-08-02 10:00 | 0 | 0.32705 | 451272
2016-08-02 11:00 | 0 | 0.27915 | 468913
2016-08-02 12:00 | 0.048246 | 0.16093 | 489949
2016-08-02 13:00 | 0.32003 | 0.12054 | 517096
2016-08-02 14:00 | 0.55232 | 0.12968 | 549361
2016-08-02 15:00 | 0.67168 | 0.11591 | 581580
2016-08-02 16:00 | 0.71549 | 0.091279 | 609773
2016-08-02 17:00 | 0.71817 | 0.079614 | 634098
2016-08-02 18:00 | 0.70055 | 0.077201 | 653280
2016-08-02 19:00 | 0.67166 | 0.081205 | 663366
2016-08-02 20:00 | 0.63982 | 0.090119 | 670381
2016-08-02 21:00 | 0.60078 | 0.10029 | 672154
2016-08-02 22:00 | 0.54948 | 0.11452 | 666562
2016-08-02 23:00 | 0.47508 | 0.14176 | 652378
2016-08-03 | 0.35329 | 0.19993 | 635814
2016-08-03 01:00 | 0.17449 | 0.35508 | 617329
2016-08-03 02:00 | 0.0079898 | 0.45115 | 587534
2016-08-03 03:00 | 0 | 0.46716 | 548730
2016-08-03 04:00 | 0 | 0.45272 | 512360
2016-08-03 05:00 | 0 | 0.43424 | 481561
2016-08-03 06:00 | 0 | 0.42133 | 456311
2016-08-03 07:00 | 0 | 0.40223 | 438423
2016-08-03 08:00 | 0 | 0.38369 | 429382
2016-08-03 09:00 | 0 | 0.36123 | 432012
2016-08-03 10:00 | 0 | 0.34406 | 446890
2016-08-03 11:00 | 0 | 0.33245 | 465284
2016-08-03 12:00 | 0.039294 | 0.23303 | 486959
2016-08-03 13:00 | 0.27726 | 0.22091 | 514567
2016-08-03 14:00 | 0.4906 | 0.27535 | 547136
2016-08-03 15:00 | 0.62632 | 0.31093 | 580434
2016-08-03 16:00 | 0.68886 | 0.33027 | 610440
2016-08-03 17:00 | 0.6969 | 0.34831 | 636024
2016-08-03 18:00 | 0.68356 | 0.36885 | 656420
2016-08-03 19:00 | 0.66007 | 0.38959 | 671477
2016-08-03 20:00 | 0.63215 | 0.41221 | 681036
2016-08-03 21:00 | 0.5959 | 0.43746 | 683380
2016-08-03 22:00 | 0.54986 | 0.46561 | 677806
2016-08-03 23:00 | 0.46279 | 0.49659 | 663640
2016-08-04 | 0.33248 | 0.5591 | 647265
2016-08-04 01:00 | 0.1552 | 0.70639 | 629193
2016-08-04 02:00 | 0.0075409 | 0.76329 | 597187
2016-08-04 03:00 | 0 | 0.74326 | 558357
2016-08-04 04:00 | 0 | 0.70294 | 521327
2016-08-04 05:00 | 0 | 0.66733 | 490549
2016-08-04 06:00 | 0 | 0.64215 | 462055
2016-08-04 07:00 | 0 | 0.61386 | 443032
2016-08-04 08:00 | 0 | 0.58574 | 433845
2016-08-04 09:00 | 0 | 0.55141 | 436996
2016-08-04 10:00 | 0 | 0.52779 | 452952
2016-08-04 11:00 | 0 | 0.49543 | 471032
2016-08-04 12:00 | 0.0423 | 0.38467 | 492757
2016-08-04 13:00 | 0.2758 | 0.40985 | 520777
2016-08-04 14:00 | 0.49975 | 0.46025 | 554967
2016-08-04 15:00 | 0.63117 | 0.44021 | 588187
2016-08-04 16:00 | 0.69771 | 0.41033 | 616495
2016-08-04 17:00 | 0.71181 | 0.392 | 640288
2016-08-04 18:00 | 0.69942 | 0.38077 | 658458
2016-08-04 19:00 | 0.6772 | 0.37279 | 670155
2016-08-04 20:00 | 0.65478 | 0.36342 | 676999
2016-08-04 21:00 | 0.62096 | 0.35518 | 678514
2016-08-04 22:00 | 0.56864 | 0.34563 | 672659
2016-08-04 23:00 | 0.47462 | 0.33134 | 657579
2016-08-05 | 0.3326 | 0.33217 | 641092
2016-08-05 01:00 | 0.14075 | 0.43159 | 623479
2016-08-05 02:00 | 0.0068187 | 0.49068 | 592327
2016-08-05 03:00 | 0 | 0.49867 | 554932
2016-08-05 04:00 | 0 | 0.481 | 518997
2016-08-05 05:00 | 0 | 0.44732 | 487155
2016-08-05 06:00 | 0 | 0.41098 | 461710
2016-08-05 07:00 | 0 | 0.37683 | 444178
2016-08-05 08:00 | 0 | 0.35179 | 434777
2016-08-05 09:00 | 0 | 0.30421 | 437450
2016-08-05 10:00 | 0 | 0.2569 | 450978
2016-08-05 11:00 | 0 | 0.21462 | 467665
2016-08-05 12:00 | 0.044431 | 0.1345 | 489571
2016-08-05 13:00 | 0.28068 | 0.11576 | 517694
2016-08-05 14:00 | 0.52047 | 0.12329 | 548878
2016-08-05 15:00 | 0.6472 | 0.11236 | 579384
2016-08-05 16:00 | 0.69914 | 0.1063 | 605984
2016-08-05 17:00 | 0.70562 | 0.1077 | 629230
2016-08-05 18:00 | 0.68986 | 0.11288 | 646679
2016-08-05 19:00 | 0.66901 | 0.12052 | 657913
2016-08-05 20:00 | 0.64707 | 0.12799 | 662883
2016-08-05 21:00 | 0.61259 | 0.13602 | 661113
2016-08-05 22:00 | 0.56212 | 0.14452 | 651147
2016-08-05 23:00 | 0.47918 | 0.15636 | 634076
2016-08-06 | 0.34817 | 0.19541 | 616767
2016-08-06 01:00 | 0.15655 | 0.31952 | 600353
2016-08-06 02:00 | 0.0057006 | 0.41072 | 573118
2016-08-06 03:00 | 0 | 0.41525 | 539577
2016-08-06 04:00 | 0 | 0.40147 | 506865
2016-08-06 05:00 | 0 | 0.38139 | 477499
2016-08-06 06:00 | 0 | 0.36412 | 453173
2016-08-06 07:00 | 0 | 0.34578 | 435218
2016-08-06 08:00 | 0 | 0.33087 | 423260
2016-08-06 09:00 | 0 | 0.30011 | 418988
2016-08-06 10:00 | 0 | 0.26909 | 419093
2016-08-06 11:00 | 0 | 0.23907 | 424830
2016-08-06 12:00 | 0.030881 | 0.14229 | 443533
2016-08-06 13:00 | 0.30731 | 0.11999 | 472726
2016-08-06 14:00 | 0.55915 | 0.13927 | 507408
2016-08-06 15:00 | 0.67469 | 0.13312 | 541235
2016-08-06 16:00 | 0.72234 | 0.12522 | 569814
2016-08-06 17:00 | 0.72882 | 0.12089 | 592151
2016-08-06 18:00 | 0.71374 | 0.12128 | 608053
2016-08-06 19:00 | 0.69193 | 0.12594 | 619282
2016-08-06 20:00 | 0.6761 | 0.13426 | 626743
2016-08-06 21:00 | 0.65035 | 0.14706 | 629027
2016-08-06 22:00 | 0.61185 | 0.16425 | 623131
2016-08-06 23:00 | 0.53569 | 0.19197 | 609762
2016-08-07 | 0.39696 | 0.25262 | 594637
2016-08-07 01:00 | 0.18537 | 0.38624 | 579373
2016-08-07 02:00 | 0.0048807 | 0.46359 | 551628
2016-08-07 03:00 | 0 | 0.46296 | 518395
2016-08-07 04:00 | 0 | 0.43908 | 487018
2016-08-07 05:00 | 0 | 0.41453 | 460336
2016-08-07 06:00 | 0 | 0.38955 | 436438
2016-08-07 07:00 | 0 | 0.36697 | 418176
2016-08-07 08:00 | 0 | 0.34972 | 405109
2016-08-07 09:00 | 0 | 0.31171 | 398654
2016-08-07 10:00 | 0 | 0.27456 | 396437
2016-08-07 11:00 | 0 | 0.24518 | 400201
2016-08-07 12:00 | 0.026118 | 0.14606 | 417446
2016-08-07 13:00 | 0.33043 | 0.11469 | 445771
2016-08-07 14:00 | 0.61631 | 0.13864 | 476693
2016-08-07 15:00 | 0.72553 | 0.13048 | 508737
2016-08-07 16:00 | 0.77595 | 0.12278 | 537718
2016-08-07 17:00 | 0.77911 | 0.11556 | 561896
2016-08-07 18:00 | 0.7617 | 0.10723 | 580214
2016-08-07 19:00 | 0.74132 | 0.10183 | 594523
2016-08-07 20:00 | 0.72317 | 0.10213 | 604471
2016-08-07 21:00 | 0.70085 | 0.1124 | 610725
2016-08-07 22:00 | 0.66368 | 0.13395 | 609226
2016-08-07 23:00 | 0.57784 | 0.17137 | 598850
2016-08-08 | 0.42484 | 0.24702 | 586835
2016-08-08 01:00 | 0.19436 | 0.40451 | 573941
2016-08-08 02:00 | 0.0054181 | 0.48618 | 547508
2016-08-08 03:00 | 0 | 0.487 | 514602
2016-08-08 04:00 | 0 | 0.46723 | 484360
2016-08-08 05:00 | 0 | 0.44199 | 456614
2016-08-08 06:00 | 0 | 0.40577 | 434810
2016-08-08 07:00 | 0 | 0.37384 | 420049
2016-08-08 08:00 | 0 | 0.35001 | 413608
2016-08-08 09:00 | 0 | 0.3227 | 418611
2016-08-08 10:00 | 0 | 0.3085 | 433554
2016-08-08 11:00 | 0 | 0.30067 | 451396
2016-08-08 12:00 | 0.021898 | 0.2089 | 472744
2016-08-08 13:00 | 0.32077 | 0.20613 | 500555
2016-08-08 14:00 | 0.60304 | 0.28307 | 530957
2016-08-08 15:00 | 0.72266 | 0.2796 | 562651
2016-08-08 16:00 | 0.77921 | 0.26186 | 588832
2016-08-08 17:00 | 0.78282 | 0.24968 | 610947
2016-08-08 18:00 | 0.77012 | 0.24361 | 628214
2016-08-08 19:00 | 0.75604 | 0.24013 | 640296
2016-08-08 20:00 | 0.75031 | 0.23666 | 648566
2016-08-08 21:00 | 0.73576 | 0.23302 | 651755
2016-08-08 22:00 | 0.70293 | 0.23056 | 647720
2016-08-08 23:00 | 0.62164 | 0.23312 | 635421
2016-08-09 | 0.46999 | 0.27498 | 621949
2016-08-09 01:00 | 0.20156 | 0.43935 | 604820
2016-08-09 02:00 | 0.0042747 | 0.5178 | 573048
2016-08-09 03:00 | 0 | 0.49956 | 534744
2016-08-09 04:00 | 0 | 0.46207 | 500652
2016-08-09 05:00 | 0 | 0.43329 | 471436
2016-08-09 06:00 | 0 | 0.40736 | 448168
2016-08-09 07:00 | 0 | 0.38365 | 431015
2016-08-09 08:00 | 0 | 0.36285 | 423605
2016-08-09 09:00 | 0 | 0.33878 | 428396
2016-08-09 10:00 | 0 | 0.30776 | 445945
2016-08-09 11:00 | 0 | 0.27217 | 464137
2016-08-09 12:00 | 0.022785 | 0.15898 | 484561
2016-08-09 13:00 | 0.29108 | 0.10924 | 510825
2016-08-09 14:00 | 0.56184 | 0.10857 | 544130
2016-08-09 15:00 | 0.6824 | 0.10797 | 576327
2016-08-09 16:00 | 0.72681 | 0.10654 | 604939
2016-08-09 17:00 | 0.74396 | 0.11496 | 630306
2016-08-09 18:00 | 0.74255 | 0.13034 | 650268
2016-08-09 19:00 | 0.73141 | 0.15151 | 662438
2016-08-09 20:00 | 0.71932 | 0.17909 | 669236
2016-08-09 21:00 | 0.6956 | 0.21292 | 670932
2016-08-09 22:00 | 0.65384 | 0.257 | 664467
2016-08-09 23:00 | 0.55897 | 0.32428 | 651555
2016-08-10 | 0.41495 | 0.41082 | 638816
2016-08-10 01:00 | 0.19205 | 0.55031 | 622333
2016-08-10 02:00 | 0.0040341 | 0.60296 | 593236
2016-08-10 03:00 | 0 | 0.59299 | 555718
2016-08-10 04:00 | 0 | 0.57594 | 522030
2016-08-10 05:00 | 0 | 0.56092 | 491580
2016-08-10 06:00 | 0 | 0.53996 | 466906
2016-08-10 07:00 | 0 | 0.51022 | 449880
2016-08-10 08:00 | 0 | 0.47646 | 442094
2016-08-10 09:00 | 0 | 0.43962 | 446610
2016-08-10 10:00 | 0 | 0.4016 | 463323
2016-08-10 11:00 | 0 | 0.3741 | 482624
2016-08-10 12:00 | 0.024794 | 0.26147 | 504305
2016-08-10 13:00 | 0.27918 | 0.22074 | 532360
2016-08-10 14:00 | 0.55163 | 0.26815 | 566502
2016-08-10 15:00 | 0.688 | 0.28093 | 600882
2016-08-10 16:00 | 0.75309 | 0.28994 | 630175
2016-08-10 17:00 | 0.75894 | 0.31524 | 654319
2016-08-10 18:00 | 0.73997 | 0.34434 | 672363
2016-08-10 19:00 | 0.71283 | 0.3725 | 683463
2016-08-10 20:00 | 0.68428 | 0.39714 | 692115
2016-08-10 21:00 | 0.64705 | 0.41517 | 694043
2016-08-10 22:00 | 0.59519 | 0.42851 | 689634
2016-08-10 23:00 | 0.5041 | 0.44347 | 676888
2016-08-11 | 0.37368 | 0.50485 | 663518
2016-08-11 01:00 | 0.18008 | 0.61283 | 645779
2016-08-11 02:00 | 0.0058516 | 0.62546 | 613591
2016-08-11 03:00 | 0 | 0.58083 | 574880
2016-08-11 04:00 | 0 | 0.5373 | 539161
2016-08-11 05:00 | 0 | 0.49951 | 506885
2016-08-11 06:00 | 0 | 0.45356 | 480926
2016-08-11 07:00 | 0 | 0.4155 | 463267
2016-08-11 08:00 | 0 | 0.39012 | 454853
2016-08-11 09:00 | 0 | 0.36365 | 459811
2016-08-11 10:00 | 0 | 0.34228 | 477411
2016-08-11 11:00 | 0 | 0.33229 | 496658
2016-08-11 12:00 | 0.02335 | 0.24601 | 520056
2016-08-11 13:00 | 0.28151 | 0.23649 | 548905
2016-08-11 14:00 | 0.52539 | 0.31122 | 584554
2016-08-11 15:00 | 0.6612 | 0.31284 | 620926
2016-08-11 16:00 | 0.72903 | 0.28386 | 650476
2016-08-11 17:00 | 0.74392 | 0.26102 | 672839
2016-08-11 18:00 | 0.73958 | 0.24661 | 691270
2016-08-11 19:00 | 0.73014 | 0.23539 | 704348
2016-08-11 20:00 | 0.72422 | 0.22344 | 711228
2016-08-11 21:00 | 0.71145 | 0.21317 | 712067
2016-08-11 22:00 | 0.67675 | 0.20183 | 705532
2016-08-11 23:00 | 0.58503 | 0.1956 | 693311
2016-08-12 | 0.44402 | 0.23111 | 679786
2016-08-12 01:00 | 0.20224 | 0.32528 | 661145
2016-08-12 02:00 | 0.0027509 | 0.36693 | 627372
2016-08-12 03:00 | 0 | 0.35162 | 587829
2016-08-12 04:00 | 0 | 0.31811 | 552138
2016-08-12 05:00 | 0 | 0.29515 | 518806
2016-08-12 06:00 | 0 | 0.27977 | 491927
2016-08-12 07:00 | 0 | 0.27714 | 472808
2016-08-12 08:00 | 0 | 0.2828 | 463193
2016-08-12 09:00 | 0 | 0.28469 | 466210
2016-08-12 10:00 | 0 | 0.29585 | 482275
2016-08-12 11:00 | 0 | 0.30371 | 501898
2016-08-12 12:00 | 0.028933 | 0.22353 | 523776
2016-08-12 13:00 | 0.37921 | 0.19962 | 552524
2016-08-12 14:00 | 0.59224 | 0.25395 | 585241
2016-08-12 15:00 | 0.73469 | 0.27089 | 618102
2016-08-12 16:00 | 0.7923 | 0.2606 | 645060
2016-08-12 17:00 | 0.80032 | 0.2492 | 667185
2016-08-12 18:00 | 0.79017 | 0.24042 | 683130
2016-08-12 19:00 | 0.77736 | 0.23261 | 691605
2016-08-12 20:00 | 0.76952 | 0.2257 | 693676
2016-08-12 21:00 | 0.75359 | 0.21638 | 691677
2016-08-12 22:00 | 0.71723 | 0.20809 | 681134
2016-08-12 23:00 | 0.61886 | 0.19706 | 662811
2016-08-13 | 0.46548 | 0.20049 | 647312
2016-08-13 01:00 | 0.17651 | 0.27263 | 628394
2016-08-13 02:00 | 0.002373 | 0.2989 | 598858
2016-08-13 03:00 | 0 | 0.30331 | 564410
2016-08-13 04:00 | 0 | 0.30004 | 530967
2016-08-13 05:00 | 0 | 0.29046 | 500597
2016-08-13 06:00 | 0 | 0.28152 | 474944
2016-08-13 07:00 | 0 | 0.27698 | 456605
2016-08-13 08:00 | 0 | 0.28205 | 444618
2016-08-13 09:00 | 0 | 0.28896 | 439691
2016-08-13 10:00 | 0 | 0.30272 | 440900
2016-08-13 11:00 | 0 | 0.31125 | 448811
2016-08-13 12:00 | 0.022261 | 0.18212 | 469762
2016-08-13 13:00 | 0.30415 | 0.1216 | 498958
2016-08-13 14:00 | 0.55874 | 0.18752 | 531719
2016-08-13 15:00 | 0.68077 | 0.2099 | 563517
2016-08-13 16:00 | 0.74825 | 0.21066 | 590577
2016-08-13 17:00 | 0.75538 | 0.20785 | 610030
2016-08-13 18:00 | 0.74625 | 0.20711 | 625920
2016-08-13 19:00 | 0.73706 | 0.20459 | 637776
2016-08-13 20:00 | 0.73421 | 0.20122 | 645466
2016-08-13 21:00 | 0.72411 | 0.20259 | 647940
2016-08-13 22:00 | 0.69047 | 0.20325 | 643110
2016-08-13 23:00 | 0.60151 | 0.20121 | 628592
2016-08-14 | 0.45096 | 0.22888 | 615613
2016-08-14 01:00 | 0.17477 | 0.32009 | 598889
2016-08-14 02:00 | 0.0019266 | 0.34414 | 570370
2016-08-14 03:00 | 0 | 0.33093 | 539040
2016-08-14 04:00 | 0 | 0.30257 | 506573
2016-08-14 05:00 | 0 | 0.2715 | 479368
2016-08-14 06:00 | 0 | 0.2522 | 454836
2016-08-14 07:00 | 0 | 0.2461 | 436168
2016-08-14 08:00 | 0 | 0.25239 | 423088
2016-08-14 09:00 | 0 | 0.25556 | 416755
2016-08-14 10:00 | 0 | 0.25926 | 413239
2016-08-14 11:00 | 0 | 0.26696 | 417707
2016-08-14 12:00 | 0.013324 | 0.18342 | 437681
2016-08-14 13:00 | 0.28149 | 0.081057 | 467631
2016-08-14 14:00 | 0.55697 | 0.10216 | 499596
2016-08-14 15:00 | 0.71097 | 0.12194 | 530843
2016-08-14 16:00 | 0.7797 | 0.12414 | 558890
2016-08-14 17:00 | 0.78958 | 0.12283 | 580961
2016-08-14 18:00 | 0.78177 | 0.12021 | 597919
2016-08-14 19:00 | 0.77136 | 0.11683 | 610934
2016-08-14 20:00 | 0.76805 | 0.11476 | 620918
2016-08-14 21:00 | 0.75908 | 0.11951 | 627236
2016-08-14 22:00 | 0.73106 | 0.13593 | 625583
2016-08-14 23:00 | 0.63973 | 0.17503 | 616316
2016-08-15 | 0.49244 | 0.26448 | 607623
2016-08-15 01:00 | 0.16875 | 0.41268 | 594043
2016-08-15 02:00 | 0.001872 | 0.4791 | 565864
2016-08-15 03:00 | 0 | 0.48517 | 531803
2016-08-15 04:00 | 0 | 0.45914 | 498640
2016-08-15 05:00 | 0 | 0.41846 | 471763
2016-08-15 06:00 | 0 | 0.36793 | 448691
2016-08-15 07:00 | 0 | 0.32262 | 433241
2016-08-15 08:00 | 0 | 0.29669 | 426487
2016-08-15 09:00 | 0 | 0.27569 | 430827
2016-08-15 10:00 | 0 | 0.25622 | 448712
2016-08-15 11:00 | 0 | 0.24651 | 470395
2016-08-15 12:00 | 0.012353 | 0.16435 | 491924
2016-08-15 13:00 | 0.30937 | 0.069014 | 518273
2016-08-15 14:00 | 0.59267 | 0.088494 | 549237
2016-08-15 15:00 | 0.72274 | 0.10299 | 578771
2016-08-15 16:00 | 0.79137 | 0.099849 | 603983
2016-08-15 17:00 | 0.79541 | 0.096078 | 625189
2016-08-15 18:00 | 0.78899 | 0.094523 | 639774
2016-08-15 19:00 | 0.78027 | 0.090157 | 650054
2016-08-15 20:00 | 0.77944 | 0.085994 | 657927
2016-08-15 21:00 | 0.77271 | 0.083351 | 659978
2016-08-15 22:00 | 0.73597 | 0.08577 | 653805
2016-08-15 23:00 | 0.65013 | 0.10347 | 641039
2016-08-16 | 0.44945 | 0.18408 | 631686
2016-08-16 01:00 | 0.14935 | 0.37549 | 615028
2016-08-16 02:00 | 0.0013284 | 0.45391 | 582698
2016-08-16 03:00 | 0 | 0.44857 | 545197
2016-08-16 04:00 | 0 | 0.41433 | 509549
2016-08-16 05:00 | 0 | 0.37218 | 478492
2016-08-16 06:00 | 0 | 0.33314 | 454127
2016-08-16 07:00 | 0 | 0.30325 | 437248
2016-08-16 08:00 | 0 | 0.28845 | 429944
2016-08-16 09:00 | 0 | 0.26867 | 434927
2016-08-16 10:00 | 0 | 0.24874 | 453229
2016-08-16 11:00 | 0 | 0.22963 | 473966
2016-08-16 12:00 | 0.0092355 | 0.14056 | 495516
2016-08-16 13:00 | 0.28331 | 0.051648 | 521078
2016-08-16 14:00 | 0.57119 | 0.056231 | 551975
2016-08-16 15:00 | 0.70787 | 0.060625 | 581844
2016-08-16 16:00 | 0.78072 | 0.053736 | 607904
2016-08-16 17:00 | 0.78906 | 0.053604 | 629406
2016-08-16 18:00 | 0.78463 | 0.05687 | 645681
2016-08-16 19:00 | 0.77302 | 0.062372 | 655792
2016-08-16 20:00 | 0.76603 | 0.066764 | 662781
2016-08-16 21:00 | 0.74996 | 0.069338 | 666103
2016-08-16 22:00 | 0.71012 | 0.072832 | 660448
2016-08-16 23:00 | 0.60708 | 0.084518 | 649221
2016-08-17 | 0.44795 | 0.15009 | 639748
2016-08-17 01:00 | 0.15171 | 0.32549 | 622478
2016-08-17 02:00 | 0.0010527 | 0.45808 | 589902
2016-08-17 03:00 | 0 | 0.50813 | 551696
2016-08-17 04:00 | 0 | 0.5059 | 516398
2016-08-17 05:00 | 0 | 0.48228 | 486058
2016-08-17 06:00 | 0 | 0.44557 | 460748
2016-08-17 07:00 | 0 | 0.40621 | 442708
2016-08-17 08:00 | 0 | 0.37314 | 435260
2016-08-17 09:00 | 0 | 0.34232 | 439205
2016-08-17 10:00 | 0 | 0.31243 | 458406
2016-08-17 11:00 | 0 | 0.28656 | 480095
2016-08-17 12:00 | 0.012567 | 0.19383 | 498402
2016-08-17 13:00 | 0.26067 | 0.073587 | 521282
2016-08-17 14:00 | 0.55729 | 0.071133 | 549024
2016-08-17 15:00 | 0.68897 | 0.09353 | 576883
2016-08-17 16:00 | 0.7567 | 0.087068 | 602481
2016-08-17 17:00 | 0.76117 | 0.081991 | 624699
2016-08-17 18:00 | 0.74929 | 0.082665 | 642586
2016-08-17 19:00 | 0.73194 | 0.087826 | 655492
2016-08-17 20:00 | 0.71499 | 0.095316 | 665307
2016-08-17 21:00 | 0.6887 | 0.10494 | 668430
2016-08-17 22:00 | 0.64275 | 0.12331 | 661194
2016-08-17 23:00 | 0.55131 | 0.16434 | 646276
2016-08-18 | 0.39303 | 0.28131 | 634017
2016-08-18 01:00 | 0.13733 | 0.49705 | 614945
2016-08-18 02:00 | 0.00087392 | 0.59306 | 582294
2016-08-18 03:00 | 0 | 0.59951 | 543538
2016-08-18 04:00 | 0 | 0.5683 | 507707
2016-08-18 05:00 | 0 | 0.52202 | 476687
2016-08-18 06:00 | 0 | 0.47123 | 452939
2016-08-18 07:00 | 0 | 0.42708 | 435719
2016-08-18 08:00 | 0 | 0.39466 | 427768
2016-08-18 09:00 | 0 | 0.36329 | 433040
2016-08-18 10:00 | 0 | 0.33661 | 452116
2016-08-18 11:00 | 0 | 0.31639 | 472052
2016-08-18 12:00 | 0.011263 | 0.21381 | 491223
2016-08-18 13:00 | 0.21073 | 0.12739 | 514763
2016-08-18 14:00 | 0.5107 | 0.14382 | 543408
2016-08-18 15:00 | 0.6546 | 0.19398 | 573296
2016-08-18 16:00 | 0.71729 | 0.21998 | 600194
2016-08-18 17:00 | 0.7186 | 0.2405 | 623965
2016-08-18 18:00 | 0.705 | 0.25574 | 642152
2016-08-18 19:00 | 0.68509 | 0.26202 | 654155
2016-08-18 20:00 | 0.66528 | 0.26493 | 661159
2016-08-18 21:00 | 0.63851 | 0.2712 | 661487
2016-08-18 22:00 | 0.59625 | 0.28502 | 652540
2016-08-18 23:00 | 0.51321 | 0.31179 | 637120
2016-08-19 | 0.36767 | 0.37656 | 625313
2016-08-19 01:00 | 0.1255 | 0.48303 | 608471
2016-08-19 02:00 | 0.0008235 | 0.48442 | 577238
2016-08-19 03:00 | 0 | 0.45453 | 539195
2016-08-19 04:00 | 0 | 0.42122 | 504080
2016-08-19 05:00 | 0 | 0.384 | 473150
2016-08-19 06:00 | 0 | 0.34943 | 449103
2016-08-19 07:00 | 0 | 0.3191 | 431993
2016-08-19 08:00 | 0 | 0.2974 | 424279
2016-08-19 09:00 | 0 | 0.26884 | 428643
2016-08-19 10:00 | 0 | 0.25134 | 445811
2016-08-19 11:00 | 0 | 0.23997 | 465515
2016-08-19 12:00 | 0.005565 | 0.17183 | 485714
2016-08-19 13:00 | 0.21476 | 0.14747 | 509916
2016-08-19 14:00 | 0.51358 | 0.17063 | 539855
2016-08-19 15:00 | 0.6533 | 0.17149 | 568155
2016-08-19 16:00 | 0.71484 | 0.1638 | 593314
2016-08-19 17:00 | 0.72651 | 0.16043 | 615385
2016-08-19 18:00 | 0.71734 | 0.16482 | 632255
2016-08-19 19:00 | 0.69989 | 0.17465 | 642342
2016-08-19 20:00 | 0.68646 | 0.1921 | 647445
2016-08-19 21:00 | 0.65971 | 0.2164 | 645344
2016-08-19 22:00 | 0.61422 | 0.24302 | 633038
2016-08-19 23:00 | 0.52645 | 0.27205 | 613220
2016-08-20 | 0.38007 | 0.31468 | 598060
2016-08-20 01:00 | 0.12132 | 0.37498 | 580612
2016-08-20 02:00 | 0.00057373 | 0.39779 | 551582
2016-08-20 03:00 | 0 | 0.38812 | 517337
2016-08-20 04:00 | 0 | 0.37029 | 484281
2016-08-20 05:00 | 0 | 0.36571 | 457219
2016-08-20 06:00 | 0 | 0.37016 | 434967
2016-08-20 07:00 | 0 | 0.38258 | 418235
2016-08-20 08:00 | 0 | 0.40526 | 407918
2016-08-20 09:00 | 0 | 0.4167 | 404022
2016-08-20 10:00 | 0 | 0.42236 | 406349
2016-08-20 11:00 | 0 | 0.41697 | 414084
2016-08-20 12:00 | 0.0048235 | 0.36811 | 434124
2016-08-20 13:00 | 0.22043 | 0.37851 | 461548
2016-08-20 14:00 | 0.51253 | 0.40751 | 491914
2016-08-20 15:00 | 0.68287 | 0.38884 | 520936
2016-08-20 16:00 | 0.74524 | 0.34559 | 543602
2016-08-20 17:00 | 0.75301 | 0.30832 | 560233
2016-08-20 18:00 | 0.74165 | 0.28288 | 572044
2016-08-20 19:00 | 0.72399 | 0.26816 | 580000
2016-08-20 20:00 | 0.71042 | 0.25939 | 587024
2016-08-20 21:00 | 0.68525 | 0.25146 | 589548
2016-08-20 22:00 | 0.64615 | 0.23869 | 583463
2016-08-20 23:00 | 0.55224 | 0.2153 | 570525
2016-08-21 | 0.39487 | 0.21739 | 560708
2016-08-21 01:00 | 0.12058 | 0.28206 | 546320
2016-08-21 02:00 | 0.00045065 | 0.28246 | 522016
2016-08-21 03:00 | 0 | 0.27102 | 492804
2016-08-21 04:00 | 0 | 0.26523 | 463664
2016-08-21 05:00 | 0 | 0.27143 | 439723
2016-08-21 06:00 | 0 | 0.29207 | 419299
2016-08-21 07:00 | 0 | 0.32059 | 403933
2016-08-21 08:00 | 0 | 0.35417 | 393719
2016-08-21 09:00 | 0 | 0.35968 | 388523
2016-08-21 10:00 | 0 | 0.36264 | 389420
2016-08-21 11:00 | 0 | 0.37141 | 393384
2016-08-21 12:00 | 0.0057517 | 0.29295 | 409119
2016-08-21 13:00 | 0.21642 | 0.11582 | 434233
2016-08-21 14:00 | 0.50111 | 0.10087 | 460036
2016-08-21 15:00 | 0.65985 | 0.12374 | 486552
2016-08-21 16:00 | 0.7245 | 0.13003 | 510928
2016-08-21 17:00 | 0.73089 | 0.13142 | 530086
2016-08-21 18:00 | 0.71727 | 0.13587 | 544479
2016-08-21 19:00 | 0.69366 | 0.1385 | 554802
2016-08-21 20:00 | 0.67056 | 0.13882 | 562710
2016-08-21 21:00 | 0.63575 | 0.14005 | 569215
2016-08-21 22:00 | 0.58863 | 0.14589 | 568881
2016-08-21 23:00 | 0.4868 | 0.16635 | 561221
2016-08-22 | 0.3314 | 0.28692 | 553368
2016-08-22 01:00 | 0.10468 | 0.50836 | 540660
2016-08-22 02:00 | 0.00030083 | 0.60944 | 513972
2016-08-22 03:00 | 0 | 0.66037 | 480482
2016-08-22 04:00 | 0 | 0.67995 | 450332
2016-08-22 05:00 | 0 | 0.68185 | 424764
2016-08-22 06:00 | 0 | 0.66956 | 405107
2016-08-22 07:00 | 0 | 0.65537 | 391802
2016-08-22 08:00 | 0 | 0.63987 | 386560
2016-08-22 09:00 | 0 | 0.60992 | 392538
2016-08-22 10:00 | 0 | 0.5833 | 411037
2016-08-22 11:00 | 0 | 0.56115 | 432991
2016-08-22 12:00 | 0.0041716 | 0.42068 | 452576
2016-08-22 13:00 | 0.18375 | 0.30854 | 476225
2016-08-22 14:00 | 0.42998 | 0.36692 | 502924
2016-08-22 15:00 | 0.56726 | 0.4156 | 527223
2016-08-22 16:00 | 0.63076 | 0.44653 | 548113
2016-08-22 17:00 | 0.64144 | 0.47295 | 567815
2016-08-22 18:00 | 0.63187 | 0.49328 | 584628
2016-08-22 19:00 | 0.61481 | 0.51186 | 597886
2016-08-22 20:00 | 0.59968 | 0.53016 | 606740
2016-08-22 21:00 | 0.57146 | 0.54744 | 610780
2016-08-22 22:00 | 0.52362 | 0.56393 | 605164
2016-08-22 23:00 | 0.43472 | 0.58351 | 590472
2016-08-23 | 0.29031 | 0.66768 | 578424
2016-08-23 01:00 | 0.078792 | 0.77064 | 561596
2016-08-23 02:00 | 0.00027031 | 0.79172 | 528809
2016-08-23 03:00 | 0 | 0.78834 | 492151
2016-08-23 04:00 | 0 | 0.77278 | 459051
2016-08-23 05:00 | 0 | 0.74906 | 431811
2016-08-23 06:00 | 0 | 0.72738 | 410817
2016-08-23 07:00 | 0 | 0.7164 | 396993
2016-08-23 08:00 | 0 | 0.71213 | 390746
2016-08-23 09:00 | 0 | 0.70078 | 397163
2016-08-23 10:00 | 0 | 0.68274 | 416794
2016-08-23 11:00 | 0 | 0.66108 | 437417
2016-08-23 12:00 | 0.0058434 | 0.57613 | 454648
2016-08-23 13:00 | 0.19091 | 0.48957 | 477293
2016-08-23 14:00 | 0.46838 | 0.65188 | 505355
2016-08-23 15:00 | 0.62111 | 0.70389 | 533055
2016-08-23 16:00 | 0.69978 | 0.71381 | 557774
2016-08-23 17:00 | 0.70799 | 0.72873 | 579989
2016-08-23 18:00 | 0.69882 | 0.7395 | 599625
2016-08-23 19:00 | 0.67758 | 0.74171 | 613462
2016-08-23 20:00 | 0.65422 | 0.73541 | 623291
2016-08-23 21:00 | 0.62124 | 0.71634 | 628108
2016-08-23 22:00 | 0.57461 | 0.68637 | 622384
2016-08-23 23:00 | 0.49133 | 0.67594 | 608385
2016-08-24 | 0.35592 | 0.70401 | 598766
2016-08-24 01:00 | 0.12161 | 0.78605 | 581939
2016-08-24 02:00 | 0.00018064 | 0.79012 | 548730
2016-08-24 03:00 | 0 | 0.76602 | 510750
2016-08-24 04:00 | 0 | 0.72337 | 477056
2016-08-24 05:00 | 0 | 0.68322 | 447879
2016-08-24 06:00 | 0 | 0.64663 | 425903
2016-08-24 07:00 | 0 | 0.62037 | 410647
2016-08-24 08:00 | 0 | 0.59591 | 403762
2016-08-24 09:00 | 0 | 0.56374 | 409712
2016-08-24 10:00 | 0 | 0.54099 | 428782
2016-08-24 11:00 | 0 | 0.51445 | 447986
2016-08-24 12:00 | 0.002651 | 0.40182 | 465480
2016-08-24 13:00 | 0.17495 | 0.3445 | 488202
2016-08-24 14:00 | 0.49969 | 0.41249 | 516237
2016-08-24 15:00 | 0.64902 | 0.43558 | 544552
2016-08-24 16:00 | 0.73625 | 0.43189 | 569357
2016-08-24 17:00 | 0.7462 | 0.42352 | 593181
2016-08-24 18:00 | 0.73551 | 0.41766 | 614042
2016-08-24 19:00 | 0.71702 | 0.40948 | 628911
2016-08-24 20:00 | 0.70307 | 0.39649 | 639660
2016-08-24 21:00 | 0.67625 | 0.37921 | 644653
2016-08-24 22:00 | 0.63399 | 0.36024 | 639097
2016-08-24 23:00 | 0.54331 | 0.34854 | 626278
2016-08-25 | 0.38736 | 0.38215 | 615389
2016-08-25 01:00 | 0.11753 | 0.44931 | 596882
2016-08-25 02:00 | 0.00014435 | 0.44392 | 563679
2016-08-25 03:00 | 0 | 0.42542 | 524938
2016-08-25 04:00 | 0 | 0.40783 | 489614
2016-08-25 05:00 | 0 | 0.38474 | 461217
2016-08-25 06:00 | 0 | 0.36616 | 437953
2016-08-25 07:00 | 0 | 0.35456 | 421820
2016-08-25 08:00 | 0 | 0.35169 | 415450
2016-08-25 09:00 | 0 | 0.33664 | 420070
2016-08-25 10:00 | 0 | 0.32175 | 439258
2016-08-25 11:00 | 0 | 0.30558 | 460850
2016-08-25 12:00 | 0.0014828 | 0.22825 | 479942
2016-08-25 13:00 | 0.19025 | 0.21003 | 504835
2016-08-25 14:00 | 0.50505 | 0.2257 | 535488
2016-08-25 15:00 | 0.66323 | 0.20138 | 565825
2016-08-25 16:00 | 0.73232 | 0.16639 | 594468
2016-08-25 17:00 | 0.73188 | 0.14131 | 620489
2016-08-25 18:00 | 0.72238 | 0.1255 | 639768
2016-08-25 19:00 | 0.70157 | 0.11461 | 652454
2016-08-25 20:00 | 0.67938 | 0.10615 | 659693
2016-08-25 21:00 | 0.64155 | 0.098582 | 660450
2016-08-25 22:00 | 0.58744 | 0.092967 | 651636
2016-08-25 23:00 | 0.48602 | 0.094251 | 636994
2016-08-26 | 0.33693 | 0.13664 | 625254
2016-08-26 01:00 | 0.11164 | 0.20275 | 606013
2016-08-26 02:00 | 0.00012143 | 0.23386 | 572344
2016-08-26 03:00 | 0 | 0.24303 | 533346
2016-08-26 04:00 | 0 | 0.24733 | 497549
2016-08-26 05:00 | 0 | 0.25384 | 467937
2016-08-26 06:00 | 0 | 0.26083 | 444734
2016-08-26 07:00 | 0 | 0.26509 | 428458
2016-08-26 08:00 | 0 | 0.26099 | 420866
2016-08-26 09:00 | 0 | 0.24152 | 425519
2016-08-26 10:00 | 0 | 0.22178 | 444728
2016-08-26 11:00 | 0 | 0.20676 | 466043
2016-08-26 12:00 | 0.00091518 | 0.13815 | 487524
2016-08-26 13:00 | 0.15143 | 0.054934 | 514353
2016-08-26 14:00 | 0.45747 | 0.063852 | 545261
2016-08-26 15:00 | 0.6085 | 0.079083 | 576723
2016-08-26 16:00 | 0.68776 | 0.081088 | 603840
2016-08-26 17:00 | 0.69877 | 0.079802 | 625441
2016-08-26 18:00 | 0.69527 | 0.080306 | 641847
2016-08-26 19:00 | 0.68315 | 0.083409 | 651451
2016-08-26 20:00 | 0.67757 | 0.088855 | 655480
2016-08-26 21:00 | 0.65818 | 0.091578 | 653550
2016-08-26 22:00 | 0.62565 | 0.092799 | 639815
2016-08-26 23:00 | 0.53257 | 0.10342 | 617267
2016-08-27 | 0.36912 | 0.16296 | 600923
2016-08-27 01:00 | 0.10772 | 0.29295 | 580016
2016-08-27 02:00 | 8.82e-05 | 0.34269 | 549444
2016-08-27 03:00 | 0 | 0.34466 | 516865
2016-08-27 04:00 | 0 | 0.32549 | 484549
2016-08-27 05:00 | 0 | 0.30134 | 455263
2016-08-27 06:00 | 0 | 0.28369 | 431590
2016-08-27 07:00 | 0 | 0.27119 | 414085
2016-08-27 08:00 | 0 | 0.2596 | 404444
2016-08-27 09:00 | 0 | 0.24432 | 400736
2016-08-27 10:00 | 0 | 0.22976 | 403135
2016-08-27 11:00 | 0 | 0.21675 | 411095
2016-08-27 12:00 | 0.0013379 | 0.17531 | 431558
2016-08-27 13:00 | 0.19779 | 0.094248 | 461423
2016-08-27 14:00 | 0.52467 | 0.080179 | 494132
2016-08-27 15:00 | 0.66568 | 0.083477 | 525588
2016-08-27 16:00 | 0.73359 | 0.082004 | 554105
2016-08-27 17:00 | 0.73622 | 0.081013 | 576251
2016-08-27 18:00 | 0.72366 | 0.084226 | 591311
2016-08-27 19:00 | 0.7078 | 0.090188 | 600803
2016-08-27 20:00 | 0.6966 | 0.094977 | 606858
2016-08-27 21:00 | 0.67443 | 0.096909 | 604271
2016-08-27 22:00 | 0.63086 | 0.10044 | 598870
2016-08-27 23:00 | 0.52953 | 0.1185 | 582528
2016-08-28 | 0.37143 | 0.21214 | 569917
2016-08-28 01:00 | 0.10772 | 0.39989 | 553360
2016-08-28 02:00 | 6.99e-05 | 0.50411 | 527742
2016-08-28 03:00 | 0 | 0.56779 | 498208
2016-08-28 04:00 | 0 | 0.5835 | 468879
2016-08-28 05:00 | 0 | 0.57876 | 442377
2016-08-28 06:00 | 0 | 0.56108 | 421597
2016-08-28 07:00 | 0 | 0.53709 | 406476
2016-08-28 08:00 | 0 | 0.50794 | 395549
2016-08-28 09:00 | 0 | 0.46967 | 390437
2016-08-28 10:00 | 0 | 0.43086 | 390275
2016-08-28 11:00 | 0 | 0.39412 | 394254
2016-08-28 12:00 | 0.001114 | 0.29666 | 413566
2016-08-28 13:00 | 0.16993 | 0.14677 | 444935
2016-08-28 14:00 | 0.51481 | 0.11337 | 478450
2016-08-28 15:00 | 0.70123 | 0.12905 | 511645
2016-08-28 16:00 | 0.74097 | 0.13346 | 544093
2016-08-28 17:00 | 0.73852 | 0.1429 | 570618
2016-08-28 18:00 | 0.7271 | 0.15782 | 591249
2016-08-28 19:00 | 0.70835 | 0.17169 | 604776
2016-08-28 20:00 | 0.69415 | 0.18176 | 615064
2016-08-28 21:00 | 0.66962 | 0.19337 | 618991
2016-08-28 22:00 | 0.63207 | 0.21031 | 613165
2016-08-28 23:00 | 0.54545 | 0.24449 | 600665
2016-08-29 | 0.39528 | 0.34037 | 591304
2016-08-29 01:00 | 0.10675 | 0.45827 | 573739
2016-08-29 02:00 | 5.59e-05 | 0.48791 | 542108
2016-08-29 03:00 | 0 | 0.46879 | 506758
2016-08-29 04:00 | 0 | 0.44464 | 473517
2016-08-29 05:00 | 0 | 0.41794 | 446810
2016-08-29 06:00 | 0 | 0.38593 | 426452
2016-08-29 07:00 | 0 | 0.34588 | 412154
2016-08-29 08:00 | 0 | 0.30888 | 407216
2016-08-29 09:00 | 0 | 0.26784 | 414170
2016-08-29 10:00 | 0 | 0.23722 | 436856
2016-08-29 11:00 | 0 | 0.21294 | 457948
2016-08-29 12:00 | 0.00035055 | 0.15933 | 478038
2016-08-29 13:00 | 0.11591 | 0.093916 | 505765
2016-08-29 14:00 | 0.4552 | 0.09843 | 537954
2016-08-29 15:00 | 0.64028 | 0.10148 | 569735
2016-08-29 16:00 | 0.68052 | 0.10179 | 599965
2016-08-29 17:00 | 0.68775 | 0.10087 | 625021
2016-08-29 18:00 | 0.68073 | 0.099487 | 643308
2016-08-29 19:00 | 0.66668 | 0.097022 | 654056
2016-08-29 20:00 | 0.65452 | 0.093777 | 659447
2016-08-29 21:00 | 0.63131 | 0.089649 | 660975
2016-08-29 22:00 | 0.5926 | 0.08957 | 653722
2016-08-29 23:00 | 0.50494 | 0.097512 | 638313
2016-08-30 | 0.34953 | 0.13695 | 627299
2016-08-30 01:00 | 0.087471 | 0.24224 | 604806
2016-08-30 02:00 | 3.78e-05 | 0.29957 | 566777
2016-08-30 03:00 | 0 | 0.30269 | 525022
2016-08-30 04:00 | 0 | 0.28566 | 488171
2016-08-30 05:00 | 0 | 0.2605 | 457494
2016-08-30 06:00 | 0 | 0.23564 | 433597
2016-08-30 07:00 | 0 | 0.21216 | 417950
2016-08-30 08:00 | 0 | 0.19368 | 410177
2016-08-30 09:00 | 0 | 0.18147 | 416385
2016-08-30 10:00 | 0 | 0.17555 | 437575
2016-08-30 11:00 | 0 | 0.17022 | 456389
2016-08-30 12:00 | 0.00053928 | 0.14054 | 474287
2016-08-30 13:00 | 0.13172 | 0.069301 | 498228
2016-08-30 14:00 | 0.46218 | 0.063872 | 528147
2016-08-30 15:00 | 0.64212 | 0.078612 | 558262
2016-08-30 16:00 | 0.68701 | 0.079106 | 585627
2016-08-30 17:00 | 0.69402 | 0.077045 | 610613
2016-08-30 18:00 | 0.68564 | 0.077924 | 629443
2016-08-30 19:00 | 0.67238 | 0.0816 | 642942
2016-08-30 20:00 | 0.66437 | 0.085914 | 651700
2016-08-30 21:00 | 0.6468 | 0.090645 | 654714
2016-08-30 22:00 | 0.61424 | 0.10067 | 646260
2016-08-30 23:00 | 0.52036 | 0.12602 | 631370
2016-08-31 | 0.35379 | 0.19801 | 620327
2016-08-31 01:00 | 0.084828 | 0.32277 | 599178
2016-08-31 02:00 | 2.16e-05 | 0.3719 | 562468
2016-08-31 03:00 | 0 | 0.36627 | 522581
2016-08-31 04:00 | 0 | 0.34445 | 487285
2016-08-31 05:00 | 0 | 0.31393 | 460254
2016-08-31 06:00 | 0 | 0.28812 | 436830
2016-08-31 07:00 | 0 | 0.2679 | 423222
2016-08-31 08:00 | 0 | 0.24853 | 416224
2016-08-31 09:00 | 0 | 0.23066 | 422535
2016-08-31 10:00 | 0 | 0.21796 | 442793
2016-08-31 11:00 | 0 | 0.21192 | 462873
2016-08-31 12:00 | 0.00039584 | 0.17745 | 481439
2016-08-31 13:00 | 0.13336 | 0.09154 | 503448
2016-08-31 14:00 | 0.46067 | 0.077274 | 531164
2016-08-31 15:00 | 0.66748 | 0.11177 | 558056
2016-08-31 16:00 | 0.71397 | 0.13861 | 583431
2016-08-31 17:00 | 0.71473 | 0.15446 | 606050
2016-08-31 18:00 | 0.70306 | 0.16454 | 622657
2016-08-31 19:00 | 0.68818 | 0.17267 | 632821
2016-08-31 20:00 | 0.67664 | 0.18262 | 640752
2016-08-31 21:00 | 0.65788 | 0.19286 | 640375
2016-08-31 22:00 | 0.61744 | 0.20399 | 631718
2016-08-31 23:00 | 0.52175 | 0.22835 | 619018
2016-09-01 | 0.3516 | 0.31722 | 609097
2016-09-01 01:00 | 0.084384 | 0.41979 | 588286
2016-09-01 02:00 | 2.92e-05 | 0.42808 | 555048
2016-09-01 03:00 | 0 | 0.41544 | 516859
2016-09-01 04:00 | 0 | 0.40646 | 482326
2016-09-01 05:00 | 0 | 0.38752 | 453317
2016-09-01 06:00 | 0 | 0.36493 | 431277
2016-09-01 07:00 | 0 | 0.35083 | 415650
2016-09-01 08:00 | 0 | 0.33842 | 408914
2016-09-01 09:00 | 0 | 0.32012 | 414048
2016-09-01 10:00 | 0 | 0.3103 | 435041
2016-09-01 11:00 | 0 | 0.30604 | 454300
2016-09-01 12:00 | 0.0005094 | 0.25121 | 469139
2016-09-01 13:00 | 0.15226 | 0.14592 | 490089
2016-09-01 14:00 | 0.49696 | 0.17423 | 514772
2016-09-01 15:00 | 0.65849 | 0.22207 | 538909
2016-09-01 16:00 | 0.71559 | 0.23451 | 559226
2016-09-01 17:00 | 0.70821 | 0.23584 | 577014
2016-09-01 18:00 | 0.69031 | 0.23851 | 588812
2016-09-01 19:00 | 0.66929 | 0.24393 | 595831
2016-09-01 20:00 | 0.65549 | 0.25295 | 599406
2016-09-01 21:00 | 0.63119 | 0.26995 | 599573
2016-09-01 22:00 | 0.58734 | 0.30074 | 590983
2016-09-01 23:00 | 0.49045 | 0.3475 | 579268
2016-09-02 | 0.32412 | 0.47134 | 570677
2016-09-02 01:00 | 0.084028 | 0.61715 | 555203
2016-09-02 02:00 | 2.26e-05 | 0.63021 | 524072
2016-09-02 03:00 | 0 | 0.60275 | 489864
2016-09-02 04:00 | 0 | 0.56072 | 458419
2016-09-02 05:00 | 0 | 0.52325 | 432694
2016-09-02 06:00 | 0 | 0.49734 | 411570
2016-09-02 07:00 | 0 | 0.47989 | 397043
2016-09-02 08:00 | 0 | 0.46549 | 390801
2016-09-02 09:00 | 0 | 0.44282 | 395237
2016-09-02 10:00 | 0 | 0.4255 | 411279
2016-09-02 11:00 | 0 | 0.4151 | 429471
2016-09-02 12:00 | 0.00042728 | 0.3484 | 443622
2016-09-02 13:00 | 0.1337 | 0.30817 | 461899
2016-09-02 14:00 | 0.50201 | 0.37917 | 482422
2016-09-02 15:00 | 0.66406 | 0.39159 | 500856
2016-09-02 16:00 | 0.74447 | 0.38336 | 516563
2016-09-02 17:00 | 0.7379 | 0.37678 | 531791
2016-09-02 18:00 | 0.71512 | 0.37269 | 544019
2016-09-02 19:00 | 0.69416 | 0.37365 | 551969
2016-09-02 20:00 | 0.686 | 0.3788 | 557436
2016-09-02 21:00 | 0.669 | 0.38868 | 558648
2016-09-02 22:00 | 0.62719 | 0.40654 | 549446
2016-09-02 23:00 | 0.53124 | 0.44497 | 535830
2016-09-03 | 0.36338 | 0.55731 | 525082
2016-09-03 01:00 | 0.076612 | 0.69957 | 509780
2016-09-03 02:00 | 1.16e-05 | 0.73045 | 484607
2016-09-03 03:00 | 0 | 0.72024 | 455399
2016-09-03 04:00 | 0 | 0.69218 | 428410
2016-09-03 05:00 | 0 | 0.6557 | 405539
2016-09-03 06:00 | 0 | 0.62371 | 386607
2016-09-03 07:00 | 0 | 0.59174 | 372541
2016-09-03 08:00 | 0 | 0.56654 | 363495
2016-09-03 09:00 | 0 | 0.53006 | 359961
2016-09-03 10:00 | 0 | 0.48457 | 362478
2016-09-03 11:00 | 0 | 0.45141 | 365475
2016-09-03 12:00 | 0.00026946 | 0.37715 | 378162
2016-09-03 13:00 | 0.14297 | 0.30753 | 398947
2016-09-03 14:00 | 0.46494 | 0.36399 | 422857
2016-09-03 15:00 | 0.65628 | 0.3858 | 445178
2016-09-03 16:00 | 0.71378 | 0.37665 | 465906
2016-09-03 17:00 | 0.7163 | 0.37307 | 482753
2016-09-03 18:00 | 0.70862 | 0.37758 | 496541
2016-09-03 19:00 | 0.69919 | 0.38274 | 507892
2016-09-03 20:00 | 0.6969 | 0.38671 | 516890
2016-09-03 21:00 | 0.68603 | 0.39511 | 521120
2016-09-03 22:00 | 0.64744 | 0.41264 | 517258
2016-09-03 23:00 | 0.55155 | 0.44524 | 507028
2016-09-04 | 0.36376 | 0.5436 | 497324
2016-09-04 01:00 | 0.06943 | 0.6567 | 483109
2016-09-04 02:00 | 1.07e-05 | 0.66084 | 460774
2016-09-04 03:00 | 0 | 0.63165 | 435321
2016-09-04 04:00 | 0 | 0.59471 | 410858
2016-09-04 05:00 | 0 | 0.55744 | 389279
2016-09-04 06:00 | 0 | 0.51656 | 372139
2016-09-04 07:00 | 0 | 0.48101 | 359705
2016-09-04 08:00 | 0 | 0.45409 | 352011
2016-09-04 09:00 | 0 | 0.43479 | 348343
2016-09-04 10:00 | 0 | 0.42339 | 347660
2016-09-04 11:00 | 0 | 0.41171 | 350404
2016-09-04 12:00 | 0.00018684 | 0.38081 | 362722
2016-09-04 13:00 | 0.15832 | 0.34319 | 385606
2016-09-04 14:00 | 0.52897 | 0.41473 | 411518
2016-09-04 15:00 | 0.73945 | 0.43932 | 436974
2016-09-04 16:00 | 0.77549 | 0.44193 | 461851
2016-09-04 17:00 | 0.7805 | 0.45039 | 483097
2016-09-04 18:00 | 0.77441 | 0.47322 | 499644
2016-09-04 19:00 | 0.76705 | 0.50443 | 512563
2016-09-04 20:00 | 0.76947 | 0.53568 | 522026
2016-09-04 21:00 | 0.77008 | 0.56743 | 526330
2016-09-04 22:00 | 0.74048 | 0.60133 | 521745
2016-09-04 23:00 | 0.63792 | 0.63486 | 509010
2016-09-05 | 0.42382 | 0.68672 | 499706
2016-09-05 01:00 | 0.075843 | 0.73287 | 485495
2016-09-05 02:00 | 1.29e-05 | 0.71088 | 462737
2016-09-05 03:00 | 0 | 0.6759 | 437089
2016-09-05 04:00 | 0 | 0.64226 | 412375
2016-09-05 05:00 | 0 | 0.61815 | 389910
2016-09-05 06:00 | 0 | 0.59708 | 373373
2016-09-05 07:00 | 0 | 0.57453 | 361629
2016-09-05 08:00 | 0 | 0.55566 | 354901
2016-09-05 09:00 | 0 | 0.53056 | 353197
2016-09-05 10:00 | 0 | 0.49888 | 356613
2016-09-05 11:00 | 0 | 0.46073 | 359505
2016-09-05 12:00 | 0.00014488 | 0.39663 | 371656
2016-09-05 13:00 | 0.15765 | 0.35235 | 397428
2016-09-05 14:00 | 0.57277 | 0.43836 | 429589
2016-09-05 15:00 | 0.78851 | 0.4626 | 461590
2016-09-05 16:00 | 0.81151 | 0.44936 | 490153
2016-09-05 17:00 | 0.80625 | 0.44136 | 513829
2016-09-05 18:00 | 0.79084 | 0.45141 | 532803
2016-09-05 19:00 | 0.77794 | 0.47338 | 547506
2016-09-05 20:00 | 0.77776 | 0.49274 | 559333
2016-09-05 21:00 | 0.77395 | 0.50103 | 567243
2016-09-05 22:00 | 0.74489 | 0.50762 | 566801
2016-09-05 23:00 | 0.64096 | 0.52507 | 558791
2016-09-06 | 0.416 | 0.57101 | 553560
2016-09-06 01:00 | 0.070994 | 0.62158 | 536653
2016-09-06 02:00 | 6.73e-06 | 0.6235 | 505417
2016-09-06 03:00 | 0 | 0.59236 | 471840
2016-09-06 04:00 | 0 | 0.55981 | 441900
2016-09-06 05:00 | 0 | 0.53875 | 416467
2016-09-06 06:00 | 0 | 0.52459 | 397731
2016-09-06 07:00 | 0 | 0.51512 | 385563
2016-09-06 08:00 | 0 | 0.5044 | 381781
2016-09-06 09:00 | 0 | 0.49314 | 390414
2016-09-06 10:00 | 0 | 0.47218 | 414539
2016-09-06 11:00 | 0 | 0.45328 | 437133
2016-09-06 12:00 | 0.00010323 | 0.41179 | 457047
2016-09-06 13:00 | 0.1403 | 0.38361 | 482950
2016-09-06 14:00 | 0.53133 | 0.44537 | 513254
2016-09-06 15:00 | 0.71545 | 0.43082 | 543266
2016-09-06 16:00 | 0.73158 | 0.38439 | 570498
2016-09-06 17:00 | 0.72583 | 0.33436 | 596132
2016-09-06 18:00 | 0.70407 | 0.31185 | 616338
2016-09-06 19:00 | 0.67771 | 0.31541 | 630808
2016-09-06 20:00 | 0.65261 | 0.32618 | 640366
2016-09-06 21:00 | 0.61806 | 0.33867 | 643927
2016-09-06 22:00 | 0.56539 | 0.35074 | 637359
2016-09-06 23:00 | 0.46827 | 0.36837 | 624075
2016-09-07 | 0.31564 | 0.41957 | 613268
2016-09-07 01:00 | 0.065678 | 0.47573 | 590777
2016-09-07 02:00 | 5.32e-06 | 0.49863 | 555333
2016-09-07 03:00 | 0 | 0.50038 | 518248
2016-09-07 04:00 | 0 | 0.48857 | 483143
2016-09-07 05:00 | 0 | 0.48046 | 453597
2016-09-07 06:00 | 0 | 0.47474 | 430734
2016-09-07 07:00 | 0 | 0.45847 | 415236
2016-09-07 08:00 | 0 | 0.44125 | 409003
2016-09-07 09:00 | 0 | 0.42675 | 416585
2016-09-07 10:00 | 0 | 0.42283 | 440038
2016-09-07 11:00 | 0 | 0.41129 | 460425
2016-09-07 12:00 | 3.04e-05 | 0.37969 | 478984
2016-09-07 13:00 | 0.077208 | 0.32009 | 502651
2016-09-07 14:00 | 0.38159 | 0.40526 | 531556
2016-09-07 15:00 | 0.57 | 0.46492 | 561068
2016-09-07 16:00 | 0.61425 | 0.44697 | 589066
2016-09-07 17:00 | 0.63063 | 0.43094 | 612874
2016-09-07 18:00 | 0.63253 | 0.43122 | 631647
2016-09-07 19:00 | 0.62435 | 0.43771 | 644930
2016-09-07 20:00 | 0.61515 | 0.44628 | 653355
2016-09-07 21:00 | 0.59341 | 0.4578 | 656020
2016-09-07 22:00 | 0.55475 | 0.46498 | 648378
2016-09-07 23:00 | 0.46749 | 0.47345 | 635022
2016-09-08 | 0.31342 | 0.53831 | 623500
2016-09-08 01:00 | 0.054098 | 0.62503 | 600621
2016-09-08 02:00 | 2.33e-06 | 0.61651 | 564849
2016-09-08 03:00 | 0 | 0.59328 | 525607
2016-09-08 04:00 | 0 | 0.56996 | 490421
2016-09-08 05:00 | 0 | 0.54592 | 461164
2016-09-08 06:00 | 0 | 0.51959 | 438309
2016-09-08 07:00 | 0 | 0.49583 | 423023
2016-09-08 08:00 | 0 | 0.47013 | 416468
2016-09-08 09:00 | 0 | 0.43953 | 424161
2016-09-08 10:00 | 0 | 0.41904 | 448419
2016-09-08 11:00 | 0 | 0.41333 | 469557
2016-09-08 12:00 | 4.93e-05 | 0.37779 | 484677
2016-09-08 13:00 | 0.12067 | 0.24942 | 506377
2016-09-08 14:00 | 0.52818 | 0.23194 | 535641
2016-09-08 15:00 | 0.73713 | 0.26576 | 564311
2016-09-08 16:00 | 0.77819 | 0.26312 | 591052
2016-09-08 17:00 | 0.7786 | 0.26018 | 614819
2016-09-08 18:00 | 0.76609 | 0.27032 | 633513
2016-09-08 19:00 | 0.75627 | 0.28516 | 646581
2016-09-08 20:00 | 0.7584 | 0.30114 | 654955
2016-09-08 21:00 | 0.7528 | 0.31358 | 657602
2016-09-08 22:00 | 0.72214 | 0.32404 | 649221
2016-09-08 23:00 | 0.62115 | 0.34807 | 636235
2016-09-09 | 0.42545 | 0.45011 | 625267
2016-09-09 01:00 | 0.059403 | 0.55189 | 601889
2016-09-09 02:00 | 9.8e-07 | 0.58367 | 564918
2016-09-09 03:00 | 0 | 0.58499 | 526930
2016-09-09 04:00 | 0 | 0.56177 | 491451
2016-09-09 05:00 | 0 | 0.53225 | 461648
2016-09-09 06:00 | 0 | 0.50322 | 438210
2016-09-09 07:00 | 0 | 0.48058 | 422423
2016-09-09 08:00 | 0 | 0.45954 | 415921
2016-09-09 09:00 | 0 | 0.43938 | 423218
2016-09-09 10:00 | 0 | 0.42414 | 446054
2016-09-09 11:00 | 0 | 0.41289 | 467381
2016-09-09 12:00 | 5.01e-05 | 0.37101 | 482993
2016-09-09 13:00 | 0.13596 | 0.26012 | 506442
2016-09-09 14:00 | 0.56312 | 0.35042 | 534724
2016-09-09 15:00 | 0.76286 | 0.38755 | 563014
2016-09-09 16:00 | 0.79114 | 0.36953 | 588325
2016-09-09 17:00 | 0.78778 | 0.35736 | 611508
2016-09-09 18:00 | 0.77474 | 0.3688 | 629152
2016-09-09 19:00 | 0.76381 | 0.40082 | 640895
2016-09-09 20:00 | 0.76593 | 0.44186 | 647977
2016-09-09 21:00 | 0.76335 | 0.46812 | 647514
2016-09-09 22:00 | 0.73382 | 0.48941 | 635007
2016-09-09 23:00 | 0.63214 | 0.5108 | 616608
2016-09-10 | 0.41181 | 0.56897 | 602141
2016-09-10 01:00 | 0.059859 | 0.64842 | 579290
2016-09-10 02:00 | 5.4e-07 | 0.64127 | 548551
2016-09-10 03:00 | 0 | 0.63131 | 515363
2016-09-10 04:00 | 0 | 0.63739 | 482675
2016-09-10 05:00 | 0 | 0.6405 | 452595
2016-09-10 06:00 | 0 | 0.63363 | 429718
2016-09-10 07:00 | 0 | 0.6356 | 412703
2016-09-10 08:00 | 0 | 0.60954 | 402092
2016-09-10 09:00 | 0 | 0.56355 | 398700
2016-09-10 10:00 | 0 | 0.52876 | 401747
2016-09-10 11:00 | 0 | 0.52162 | 408440
2016-09-10 12:00 | 3.62e-05 | 0.47306 | 426216
2016-09-10 13:00 | 0.12263 | 0.31883 | 452245
2016-09-10 14:00 | 0.51814 | 0.32376 | 482481
2016-09-10 15:00 | 0.73543 | 0.3647 | 511554
2016-09-10 16:00 | 0.77706 | 0.36158 | 535911
2016-09-10 17:00 | 0.77439 | 0.33169 | 554524
2016-09-10 18:00 | 0.76233 | 0.30473 | 567796
2016-09-10 19:00 | 0.7548 | 0.28373 | 576545
2016-09-10 20:00 | 0.76031 | 0.26759 | 581338
2016-09-10 21:00 | 0.76214 | 0.25588 | 580827
2016-09-10 22:00 | 0.73553 | 0.23858 | 572569
2016-09-10 23:00 | 0.63355 | 0.22967 | 561112
2016-09-11 | 0.40183 | 0.2856 | 551027
2016-09-11 01:00 | 0.053466 | 0.35522 | 533658
2016-09-11 02:00 | 6.39e-08 | 0.41759 | 506921
2016-09-11 03:00 | 0 | 0.48788 | 477279
2016-09-11 04:00 | 0 | 0.55253 | 447993
2016-09-11 05:00 | 0 | 0.59571 | 422117
2016-09-11 06:00 | 0 | 0.62527 | 402358
2016-09-11 07:00 | 0 | 0.64004 | 386718
2016-09-11 08:00 | 0 | 0.64289 | 376287
2016-09-11 09:00 | 0 | 0.62314 | 371742
2016-09-11 10:00 | 0 | 0.59967 | 372620
2016-09-11 11:00 | 0 | 0.5854 | 375875
2016-09-11 12:00 | 5.79e-05 | 0.53601 | 389538
2016-09-11 13:00 | 0.13226 | 0.33557 | 412784
2016-09-11 14:00 | 0.55601 | 0.30007 | 437043
2016-09-11 15:00 | 0.73747 | 0.3757 | 459920
2016-09-11 16:00 | 0.77957 | 0.40624 | 482980
2016-09-11 17:00 | 0.77104 | 0.41338 | 503234
2016-09-11 18:00 | 0.75592 | 0.41529 | 519746
2016-09-11 19:00 | 0.74167 | 0.4182 | 532370
2016-09-11 20:00 | 0.73924 | 0.42054 | 542155
2016-09-11 21:00 | 0.73171 | 0.42141 | 547828
2016-09-11 22:00 | 0.69581 | 0.42601 | 543941
2016-09-11 23:00 | 0.57889 | 0.49346 | 534700
2016-09-12 | 0.3588 | 0.69236 | 527731
2016-09-12 01:00 | 0.050499 | 0.79047 | 509612
2016-09-12 02:00 | 0 | 0.8117 | 480759
2016-09-12 03:00 | 0 | 0.80437 | 449727
2016-09-12 04:00 | 0 | 0.77898 | 420593
2016-09-12 05:00 | 0 | 0.747 | 395761
2016-09-12 06:00 | 0 | 0.71075 | 377690
2016-09-12 07:00 | 0 | 0.68169 | 366274
2016-09-12 08:00 | 0 | 0.64732 | 363221
2016-09-12 09:00 | 0 | 0.61388 | 371835
2016-09-12 10:00 | 0 | 0.58567 | 395317
2016-09-12 11:00 | 0 | 0.56227 | 417166
2016-09-12 12:00 | 2.52e-05 | 0.51535 | 432034
2016-09-12 13:00 | 0.084892 | 0.41809 | 452760
2016-09-12 14:00 | 0.45872 | 0.51642 | 476402
2016-09-12 15:00 | 0.65191 | 0.56437 | 499707
2016-09-12 16:00 | 0.70802 | 0.53504 | 521331
2016-09-12 17:00 | 0.70983 | 0.50894 | 542091
2016-09-12 18:00 | 0.69497 | 0.49316 | 559929
2016-09-12 19:00 | 0.67312 | 0.47587 | 572163
2016-09-12 20:00 | 0.65761 | 0.45301 | 580272
2016-09-12 21:00 | 0.63515 | 0.42591 | 582208
2016-09-12 22:00 | 0.5888 | 0.41477 | 573717
2016-09-12 23:00 | 0.48558 | 0.44383 | 562447
2016-09-13 | 0.30755 | 0.51069 | 553340
2016-09-13 01:00 | 0.043115 | 0.54154 | 531862
2016-09-13 02:00 | 0 | 0.52039 | 499804
2016-09-13 03:00 | 0 | 0.50129 | 463720
2016-09-13 04:00 | 0 | 0.47326 | 431172
2016-09-13 05:00 | 0 | 0.44345 | 406107
2016-09-13 06:00 | 0 | 0.41869 | 388315
2016-09-13 07:00 | 0 | 0.3953 | 376303
2016-09-13 08:00 | 0 | 0.37237 | 373384
2016-09-13 09:00 | 0 | 0.33872 | 381489
2016-09-13 10:00 | 0 | 0.30812 | 405252
2016-09-13 11:00 | 0 | 0.28321 | 427960
2016-09-13 12:00 | 3.63e-06 | 0.24305 | 443105
2016-09-13 13:00 | 0.098759 | 0.19813 | 463253
2016-09-13 14:00 | 0.48765 | 0.18891 | 485936
2016-09-13 15:00 | 0.68484 | 0.17063 | 507323
2016-09-13 16:00 | 0.73496 | 0.13881 | 529282
2016-09-13 17:00 | 0.72987 | 0.11582 | 549796
2016-09-13 18:00 | 0.70814 | 0.10381 | 566080
2016-09-13 19:00 | 0.6886 | 0.09811 | 577699
2016-09-13 20:00 | 0.6766 | 0.098174 | 585213
2016-09-13 21:00 | 0.65312 | 0.10082 | 586393
2016-09-13 22:00 | 0.59897 | 0.10683 | 576414
2016-09-13 23:00 | 0.46862 | 0.12438 | 564411
2016-09-14 | 0.25519 | 0.17146 | 557510
2016-09-14 01:00 | 0.031 | 0.24224 | 538277
2016-09-14 02:00 | 0 | 0.24835 | 509253
2016-09-14 03:00 | 0 | 0.25674 | 473004
2016-09-14 04:00 | 0 | 0.27518 | 438738
2016-09-14 05:00 | 0 | 0.28682 | 411716
2016-09-14 06:00 | 0 | 0.29335 | 392440
2016-09-14 07:00 | 0 | 0.29836 | 381027
2016-09-14 08:00 | 0 | 0.29737 | 377224
2016-09-14 09:00 | 0 | 0.27877 | 385772
2016-09-14 10:00 | 0 | 0.2557 | 410618
2016-09-14 11:00 | 0 | 0.24014 | 433998
2016-09-14 12:00 | 1.25e-05 | 0.21306 | 451544
2016-09-14 13:00 | 0.062715 | 0.117 | 472214
2016-09-14 14:00 | 0.41679 | 0.13624 | 496004
2016-09-14 15:00 | 0.64405 | 0.16328 | 519969
2016-09-14 16:00 | 0.70053 | 0.16494 | 542546
2016-09-14 17:00 | 0.7088 | 0.168 | 563715
2016-09-14 18:00 | 0.70223 | 0.1725 | 579326
2016-09-14 19:00 | 0.69312 | 0.17653 | 590339
2016-09-14 20:00 | 0.69411 | 0.17693 | 597164
2016-09-14 21:00 | 0.68203 | 0.17868 | 596445
2016-09-14 22:00 | 0.64042 | 0.18403 | 585395
2016-09-14 23:00 | 0.5354 | 0.19458 | 572760
2016-09-15 | 0.33754 | 0.30234 | 562942
2016-09-15 01:00 | 0.036458 | 0.43446 | 541029
2016-09-15 02:00 | 0 | 0.44941 | 508860
2016-09-15 03:00 | 0 | 0.42996 | 471861
2016-09-15 04:00 | 0 | 0.4063 | 437274
2016-09-15 05:00 | 0 | 0.3868 | 409873
2016-09-15 06:00 | 0 | 0.37404 | 390396
2016-09-15 07:00 | 0 | 0.35734 | 377710
2016-09-15 08:00 | 0 | 0.34293 | 372857
2016-09-15 09:00 | 0 | 0.32485 | 380669
2016-09-15 10:00 | 0 | 0.312 | 405076
2016-09-15 11:00 | 0 | 0.31077 | 426605
2016-09-15 12:00 | 8.33e-06 | 0.28883 | 441383
2016-09-15 13:00 | 0.070045 | 0.19048 | 461221
2016-09-15 14:00 | 0.48207 | 0.15595 | 483767
2016-09-15 15:00 | 0.7095 | 0.18163 | 506225
2016-09-15 16:00 | 0.73563 | 0.20369 | 526880
2016-09-15 17:00 | 0.7313 | 0.22435 | 546504
2016-09-15 18:00 | 0.71782 | 0.24697 | 561739
2016-09-15 19:00 | 0.70417 | 0.26595 | 572572
2016-09-15 20:00 | 0.70455 | 0.27082 | 579275
2016-09-15 21:00 | 0.70372 | 0.2654 | 579583
2016-09-15 22:00 | 0.68179 | 0.27219 | 570244
2016-09-15 23:00 | 0.59385 | 0.30626 | 559133
2016-09-16 | 0.3736 | 0.39517 | 552439
2016-09-16 01:00 | 0.031103 | 0.46943 | 532841
2016-09-16 02:00 | 0 | 0.47931 | 502456
2016-09-16 03:00 | 0 | 0.46696 | 467791
2016-09-16 04:00 | 0 | 0.44576 | 435036
2016-09-16 05:00 | 0 | 0.42056 | 408298
2016-09-16 06:00 | 0 | 0.39844 | 389324
2016-09-16 07:00 | 0 | 0.38158 | 376567
2016-09-16 08:00 | 0 | 0.37065 | 372278
2016-09-16 09:00 | 0 | 0.34719 | 379772
2016-09-16 10:00 | 0 | 0.32729 | 403765
2016-09-16 11:00 | 0 | 0.31913 | 426434
2016-09-16 12:00 | 4.47e-06 | 0.30555 | 441129
2016-09-16 13:00 | 0.078259 | 0.20153 | 460947
2016-09-16 14:00 | 0.50524 | 0.17287 | 482425
2016-09-16 15:00 | 0.76579 | 0.21351 | 503225
2016-09-16 16:00 | 0.79237 | 0.21902 | 522004
2016-09-16 17:00 | 0.78681 | 0.21534 | 539250
2016-09-16 18:00 | 0.77001 | 0.21332 | 552449
2016-09-16 19:00 | 0.75879 | 0.21598 | 562395
2016-09-16 20:00 | 0.76288 | 0.21801 | 568008
2016-09-16 21:00 | 0.76235 | 0.21432 | 566868
2016-09-16 22:00 | 0.73049 | 0.20555 | 556300
2016-09-16 23:00 | 0.62448 | 0.19847 | 543980
2016-09-17 | 0.37913 | 0.22838 | 533857
2016-09-17 01:00 | 0.031625 | 0.26015 | 514936
2016-09-17 02:00 | 0 | 0.2746 | 491140
2016-09-17 03:00 | 0 | 0.28235 | 461461
2016-09-17 04:00 | 0 | 0.29124 | 432146
2016-09-17 05:00 | 0 | 0.30886 | 407483
2016-09-17 06:00 | 0 | 0.32707 | 388124
2016-09-17 07:00 | 0 | 0.34052 | 375365
2016-09-17 08:00 | 0 | 0.35263 | 367743
2016-09-17 09:00 | 0 | 0.36109 | 366707
2016-09-17 10:00 | 0 | 0.36775 | 372011
2016-09-17 11:00 | 0 | 0.37452 | 379978
2016-09-17 12:00 | 2.9e-06 | 0.36046 | 395702
2016-09-17 13:00 | 0.087556 | 0.22406 | 418046
2016-09-17 14:00 | 0.49513 | 0.12012 | 442054
2016-09-17 15:00 | 0.73987 | 0.12385 | 465066
2016-09-17 16:00 | 0.76538 | 0.15772 | 485343
2016-09-17 17:00 | 0.76077 | 0.17454 | 502464
2016-09-17 18:00 | 0.74596 | 0.18281 | 516397
2016-09-17 19:00 | 0.7373 | 0.19596 | 526818
2016-09-17 20:00 | 0.74254 | 0.20978 | 535561
2016-09-17 21:00 | 0.7415 | 0.22073 | 539564
2016-09-17 22:00 | 0.71569 | 0.22386 | 535724
2016-09-17 23:00 | 0.59783 | 0.25415 | 528480
2016-09-18 | 0.35252 | 0.35893 | 521396
2016-09-18 01:00 | 0.028435 | 0.47082 | 504388
2016-09-18 02:00 | 0 | 0.53622 | 480604
2016-09-18 03:00 | 0 | 0.58871 | 453704
2016-09-18 04:00 | 0 | 0.63165 | 426816
2016-09-18 05:00 | 0 | 0.66132 | 403371
2016-09-18 06:00 | 0 | 0.66927 | 384582
2016-09-18 07:00 | 0 | 0.66554 | 370698
2016-09-18 08:00 | 0 | 0.65065 | 362522
2016-09-18 09:00 | 0 | 0.63098 | 360159
2016-09-18 10:00 | 0 | 0.60523 | 363022
2016-09-18 11:00 | 0 | 0.58298 | 368632
2016-09-18 12:00 | 0 | 0.55217 | 383070
2016-09-18 13:00 | 0.088419 | 0.41328 | 407510
2016-09-18 14:00 | 0.50875 | 0.27598 | 433739
2016-09-18 15:00 | 0.7402 | 0.33065 | 460279
2016-09-18 16:00 | 0.76733 | 0.38025 | 486363
2016-09-18 17:00 | 0.76073 | 0.40579 | 510136
2016-09-18 18:00 | 0.74715 | 0.4336 | 529340
2016-09-18 19:00 | 0.73617 | 0.4563 | 544013
2016-09-18 20:00 | 0.73973 | 0.46703 | 556485
2016-09-18 21:00 | 0.74215 | 0.46772 | 565678
2016-09-18 22:00 | 0.72145 | 0.46459 | 566590
2016-09-18 23:00 | 0.61167 | 0.4968 | 564433
2016-09-19 | 0.35671 | 0.58356 | 558678
2016-09-19 01:00 | 0.030638 | 0.65862 | 538138
2016-09-19 02:00 | 0 | 0.69597 | 508786
2016-09-19 03:00 | 0 | 0.71056 | 475390
2016-09-19 04:00 | 0 | 0.71245 | 443166
2016-09-19 05:00 | 0 | 0.70939 | 416746
2016-09-19 06:00 | 0 | 0.70587 | 397704
2016-09-19 07:00 | 0 | 0.69921 | 386159
2016-09-19 08:00 | 0 | 0.68663 | 383320
2016-09-19 09:00 | 0 | 0.65821 | 393834
2016-09-19 10:00 | 0 | 0.6262 | 419651
2016-09-19 11:00 | 0 | 0.59281 | 443218
2016-09-19 12:00 | 2.13e-07 | 0.53971 | 460085
2016-09-19 13:00 | 0.10895 | 0.31314 | 481042
2016-09-19 14:00 | 0.51555 | 0.16285 | 505348
2016-09-19 15:00 | 0.71363 | 0.20859 | 529849
2016-09-19 16:00 | 0.74133 | 0.23538 | 553897
2016-09-19 17:00 | 0.73067 | 0.22643 | 575743
2016-09-19 18:00 | 0.71398 | 0.21765 | 594099
2016-09-19 19:00 | 0.7003 | 0.21722 | 607306
2016-09-19 20:00 | 0.69677 | 0.22065 | 616818
2016-09-19 21:00 | 0.68462 | 0.21826 | 618763
2016-09-19 22:00 | 0.63925 | 0.21089 | 612028
2016-09-19 23:00 | 0.50795 | 0.24291 | 600923
2016-09-20 | 0.23185 | 0.37948 | 588349
2016-09-20 01:00 | 0.020818 | 0.47088 | 564326
2016-09-20 02:00 | 0 | 0.51626 | 530781
2016-09-20 03:00 | 0 | 0.53461 | 491276
2016-09-20 04:00 | 0 | 0.53275 | 454545
2016-09-20 05:00 | 0 | 0.51447 | 425252
2016-09-20 06:00 | 0 | 0.48978 | 404308
2016-09-20 07:00 | 0 | 0.46854 | 390534
2016-09-20 08:00 | 0 | 0.46195 | 385650
2016-09-20 09:00 | 0 | 0.4661 | 393778
2016-09-20 10:00 | 0 | 0.45788 | 418576
2016-09-20 11:00 | 0 | 0.44223 | 441938
2016-09-20 12:00 | 0 | 0.40246 | 456999
2016-09-20 13:00 | 0.077967 | 0.22314 | 477501
2016-09-20 14:00 | 0.29535 | 0.12826 | 501755
2016-09-20 15:00 | 0.46826 | 0.15689 | 527500
2016-09-20 16:00 | 0.54162 | 0.19476 | 551934
2016-09-20 17:00 | 0.56379 | 0.21499 | 575250
2016-09-20 18:00 | 0.56994 | 0.22594 | 593606
2016-09-20 19:00 | 0.56203 | 0.23342 | 607109
2016-09-20 20:00 | 0.54607 | 0.23791 | 615912
2016-09-20 21:00 | 0.51475 | 0.23858 | 617397
2016-09-20 22:00 | 0.46323 | 0.25759 | 608226
2016-09-20 23:00 | 0.3592 | 0.35378 | 595605
2016-09-21 | 0.17905 | 0.54704 | 584391
2016-09-21 01:00 | 0.021272 | 0.65818 | 559930
2016-09-21 02:00 | 0 | 0.6762 | 526181
2016-09-21 03:00 | 0 | 0.66343 | 487926
2016-09-21 04:00 | 0 | 0.62858 | 452003
2016-09-21 05:00 | 0 | 0.59064 | 423398
2016-09-21 06:00 | 0 | 0.56357 | 402738
2016-09-21 07:00 | 0 | 0.55051 | 389346
2016-09-21 08:00 | 0 | 0.53507 | 383965
2016-09-21 09:00 | 0 | 0.50942 | 391881
2016-09-21 10:00 | 0 | 0.48027 | 416612
2016-09-21 11:00 | 0 | 0.4573 | 439838
2016-09-21 12:00 | 0 | 0.43898 | 454962
2016-09-21 13:00 | 0.047408 | 0.32896 | 475231
2016-09-21 14:00 | 0.30117 | 0.3015 | 497212
2016-09-21 15:00 | 0.49116 | 0.38242 | 521302
2016-09-21 16:00 | 0.58466 | 0.39833 | 544593
2016-09-21 17:00 | 0.61796 | 0.38789 | 566369
2016-09-21 18:00 | 0.61652 | 0.37681 | 584246
2016-09-21 19:00 | 0.60116 | 0.37153 | 596829
2016-09-21 20:00 | 0.59312 | 0.37781 | 604822
2016-09-21 21:00 | 0.56925 | 0.39157 | 605721
2016-09-21 22:00 | 0.52083 | 0.41826 | 596355
2016-09-21 23:00 | 0.41207 | 0.46769 | 584985
2016-09-22 | 0.2271 | 0.55919 | 573454
2016-09-22 01:00 | 0.018676 | 0.62458 | 548664
2016-09-22 02:00 | 0 | 0.62174 | 516374
2016-09-22 03:00 | 0 | 0.6036 | 479292
2016-09-22 04:00 | 0 | 0.58099 | 443302
2016-09-22 05:00 | 0 | 0.55492 | 415188
2016-09-22 06:00 | 0 | 0.53173 | 395166
2016-09-22 07:00 | 0 | 0.50557 | 382311
2016-09-22 08:00 | 0 | 0.48411 | 377551
2016-09-22 09:00 | 0 | 0.45328 | 385422
2016-09-22 10:00 | 0 | 0.41511 | 410280
2016-09-22 11:00 | 0 | 0.39035 | 433417
2016-09-22 12:00 | 0 | 0.36169 | 449577
2016-09-22 13:00 | 0.071732 | 0.26707 | 469504
2016-09-22 14:00 | 0.3871 | 0.29788 | 492763
2016-09-22 15:00 | 0.62594 | 0.39223 | 517230
2016-09-22 16:00 | 0.69107 | 0.39318 | 540813
2016-09-22 17:00 | 0.69846 | 0.37104 | 562153
2016-09-22 18:00 | 0.6915 | 0.36162 | 578833
2016-09-22 19:00 | 0.68218 | 0.36426 | 591220
2016-09-22 20:00 | 0.68116 | 0.37282 | 599241
2016-09-22 21:00 | 0.67158 | 0.38335 | 599315
2016-09-22 22:00 | 0.63922 | 0.39927 | 586693
2016-09-22 23:00 | 0.52581 | 0.44027 | 574124
2016-09-23 | 0.25972 | 0.56713 | 563475
2016-09-23 01:00 | 0.018963 | 0.65338 | 540989
2016-09-23 02:00 | 0 | 0.65237 | 510591
2016-09-23 03:00 | 0 | 0.6372 | 474484
2016-09-23 04:00 | 0 | 0.60869 | 440499
2016-09-23 05:00 | 0 | 0.58268 | 411698
2016-09-23 06:00 | 0 | 0.56275 | 392249
2016-09-23 07:00 | 0 | 0.54286 | 380374
2016-09-23 08:00 | 0 | 0.52198 | 376076
2016-09-23 09:00 | 0 | 0.5031 | 382748
2016-09-23 10:00 | 0 | 0.48964 | 406169
2016-09-23 11:00 | 0 | 0.47999 | 429086
2016-09-23 12:00 | 0 | 0.47154 | 445632
2016-09-23 13:00 | 0.069164 | 0.3586 | 468144
2016-09-23 14:00 | 0.4265 | 0.40576 | 491424
2016-09-23 15:00 | 0.65226 | 0.50752 | 515169
2016-09-23 16:00 | 0.7373 | 0.53932 | 536671
2016-09-23 17:00 | 0.73882 | 0.56024 | 556404
2016-09-23 18:00 | 0.72875 | 0.5901 | 571875
2016-09-23 19:00 | 0.72159 | 0.6177 | 582063
2016-09-23 20:00 | 0.72719 | 0.63886 | 588232
2016-09-23 21:00 | 0.72721 | 0.64936 | 586369
2016-09-23 22:00 | 0.68876 | 0.65258 | 572867
2016-09-23 23:00 | 0.55311 | 0.68284 | 556402
2016-09-24 | 0.27325 | 0.7592 | 541761
2016-09-24 01:00 | 0.014452 | 0.77925 | 520490
2016-09-24 02:00 | 0 | 0.76307 | 495866
2016-09-24 03:00 | 0 | 0.74143 | 465603
2016-09-24 04:00 | 0 | 0.7282 | 435837
2016-09-24 05:00 | 0 | 0.70937 | 410777
2016-09-24 06:00 | 0 | 0.68747 | 390880
2016-09-24 07:00 | 0 | 0.65116 | 376962
2016-09-24 08:00 | 0 | 0.6211 | 368954
2016-09-24 09:00 | 0 | 0.59464 | 367250
2016-09-24 10:00 | 0 | 0.57146 | 372473
2016-09-24 11:00 | 0 | 0.55055 | 380737
2016-09-24 12:00 | 0 | 0.51484 | 396108
2016-09-24 13:00 | 0.048043 | 0.40319 | 419312
2016-09-24 14:00 | 0.41221 | 0.38823 | 445085
2016-09-24 15:00 | 0.68603 | 0.4452 | 469931
2016-09-24 16:00 | 0.74233 | 0.47314 | 490873
2016-09-24 17:00 | 0.74141 | 0.4833 | 506967
2016-09-24 18:00 | 0.72704 | 0.49411 | 518027
2016-09-24 19:00 | 0.71707 | 0.50682 | 526151
2016-09-24 20:00 | 0.71936 | 0.50705 | 531570
2016-09-24 21:00 | 0.71448 | 0.48947 | 531513
2016-09-24 22:00 | 0.6892 | 0.47396 | 524247
2016-09-24 23:00 | 0.58696 | 0.49847 | 514988
2016-09-25 | 0.29583 | 0.57594 | 507029
2016-09-25 01:00 | 0.021975 | 0.60492 | 488250
2016-09-25 02:00 | 0 | 0.60908 | 465257
2016-09-25 03:00 | 0 | 0.60432 | 438400
2016-09-25 04:00 | 0 | 0.60011 | 412771
2016-09-25 05:00 | 0 | 0.59325 | 389711
2016-09-25 06:00 | 0 | 0.57896 | 371879
2016-09-25 07:00 | 0 | 0.57209 | 359076
2016-09-25 08:00 | 0 | 0.57198 | 351230
2016-09-25 09:00 | 0 | 0.58195 | 347942
2016-09-25 10:00 | 0 | 0.59738 | 349504
2016-09-25 11:00 | 0 | 0.6138 | 355102
2016-09-25 12:00 | 0 | 0.61841 | 367703
2016-09-25 13:00 | 0.040995 | 0.56354 | 389629
2016-09-25 14:00 | 0.41165 | 0.60787 | 411035
2016-09-25 15:00 | 0.70222 | 0.68491 | 433297
2016-09-25 16:00 | 0.73555 | 0.7214 | 455494
2016-09-25 17:00 | 0.7267 | 0.73269 | 474452
2016-09-25 18:00 | 0.71134 | 0.74085 | 489324
2016-09-25 19:00 | 0.6948 | 0.7416 | 499479
2016-09-25 20:00 | 0.69141 | 0.74218 | 506893
2016-09-25 21:00 | 0.68042 | 0.73379 | 512205
2016-09-25 22:00 | 0.64835 | 0.709 | 510048
2016-09-25 23:00 | 0.52275 | 0.68326 | 508980
2016-09-26 | 0.27227 | 0.71099 | 507252
2016-09-26 01:00 | 0.011276 | 0.7093 | 488879
2016-09-26 02:00 | 0 | 0.68538 | 463538
2016-09-26 03:00 | 0 | 0.67171 | 432734
2016-09-26 04:00 | 0 | 0.652 | 404904
2016-09-26 05:00 | 0 | 0.645 | 381928
2016-09-26 06:00 | 0 | 0.64275 | 365113
2016-09-26 07:00 | 0 | 0.63467 | 355928
2016-09-26 08:00 | 0 | 0.62573 | 354275
2016-09-26 09:00 | 0 | 0.61972 | 364282
2016-09-26 10:00 | 0 | 0.62376 | 388057
2016-09-26 11:00 | 0 | 0.63355 | 412470
2016-09-26 12:00 | 0 | 0.62422 | 427194
2016-09-26 13:00 | 0.041704 | 0.42192 | 441798
2016-09-26 14:00 | 0.36767 | 0.28896 | 457712
2016-09-26 15:00 | 0.64534 | 0.39673 | 473022
2016-09-26 16:00 | 0.69271 | 0.45612 | 486534
2016-09-26 17:00 | 0.69326 | 0.45934 | 498321
2016-09-26 18:00 | 0.68089 | 0.46467 | 506525
2016-09-26 19:00 | 0.66609 | 0.47412 | 511847
2016-09-26 20:00 | 0.66068 | 0.48016 | 516288
2016-09-26 21:00 | 0.64784 | 0.47484 | 516610
2016-09-26 22:00 | 0.61665 | 0.44788 | 513497
2016-09-26 23:00 | 0.49934 | 0.42124 | 512918
2016-09-27 | 0.23818 | 0.45148 | 510195
2016-09-27 01:00 | 0.012223 | 0.4461 | 488881
2016-09-27 02:00 | 0 | 0.43297 | 462918
2016-09-27 03:00 | 0 | 0.42557 | 433838
2016-09-27 04:00 | 0 | 0.43542 | 403286
2016-09-27 05:00 | 0 | 0.45588 | 380547
2016-09-27 06:00 | 0 | 0.47505 | 364245
2016-09-27 07:00 | 0 | 0.49199 | 354187
2016-09-27 08:00 | 0 | 0.50657 | 351614
2016-09-27 09:00 | 0 | 0.51589 | 360380
2016-09-27 10:00 | 0 | 0.52601 | 384379
2016-09-27 11:00 | 0 | 0.53579 | 408124
2016-09-27 12:00 | 0 | 0.53023 | 421531
2016-09-27 13:00 | 0.040494 | 0.35476 | 436094
2016-09-27 14:00 | 0.4061 | 0.18315 | 449971
2016-09-27 15:00 | 0.68732 | 0.18346 | 464478
2016-09-27 16:00 | 0.73682 | 0.22404 | 478113
2016-09-27 17:00 | 0.73197 | 0.25256 | 490862
2016-09-27 18:00 | 0.7164 | 0.26754 | 502725
2016-09-27 19:00 | 0.7035 | 0.27861 | 511919
2016-09-27 20:00 | 0.7022 | 0.2879 | 518483
2016-09-27 21:00 | 0.69556 | 0.28646 | 520523
2016-09-27 22:00 | 0.6577 | 0.26898 | 516150
2016-09-27 23:00 | 0.52644 | 0.28762 | 514287
2016-09-28 | 0.23156 | 0.36085 | 509353
2016-09-28 01:00 | 0.0096907 | 0.41001 | 490346
2016-09-28 02:00 | 0 | 0.44814 | 462860
2016-09-28 03:00 | 0 | 0.4646 | 429862
2016-09-28 04:00 | 0 | 0.45988 | 400207
2016-09-28 05:00 | 0 | 0.45271 | 377301
2016-09-28 06:00 | 0 | 0.45029 | 361628
2016-09-28 07:00 | 0 | 0.45474 | 351135
2016-09-28 08:00 | 0 | 0.45436 | 348448
2016-09-28 09:00 | 0 | 0.43808 | 357233
2016-09-28 10:00 | 0 | 0.41462 | 380412
2016-09-28 11:00 | 0 | 0.39221 | 404373
2016-09-28 12:00 | 0 | 0.36606 | 417225
2016-09-28 13:00 | 0.04663 | 0.21148 | 433252
2016-09-28 14:00 | 0.3943 | 0.13519 | 448706
2016-09-28 15:00 | 0.66177 | 0.15208 | 463538
2016-09-28 16:00 | 0.71901 | 0.16971 | 478083
2016-09-28 17:00 | 0.71674 | 0.16868 | 491792
2016-09-28 18:00 | 0.69837 | 0.16689 | 503207
2016-09-28 19:00 | 0.67926 | 0.16861 | 513287
2016-09-28 20:00 | 0.66899 | 0.17441 | 521245
2016-09-28 21:00 | 0.64282 | 0.18328 | 525594
2016-09-28 22:00 | 0.57875 | 0.19258 | 522849
2016-09-28 23:00 | 0.43273 | 0.24783 | 519181
2016-09-29 | 0.17082 | 0.50823 | 510516
2016-09-29 01:00 | 0.0083044 | 0.61986 | 490776
2016-09-29 02:00 | 0 | 0.62577 | 463586
2016-09-29 03:00 | 0 | 0.60151 | 431162
2016-09-29 04:00 | 0 | 0.56583 | 402391
2016-09-29 05:00 | 0 | 0.52963 | 379998
2016-09-29 06:00 | 0 | 0.49812 | 363000
2016-09-29 07:00 | 0 | 0.47678 | 352206
2016-09-29 08:00 | 0 | 0.45766 | 349223
2016-09-29 09:00 | 0 | 0.42153 | 357698
2016-09-29 10:00 | 0 | 0.39107 | 380829
2016-09-29 11:00 | 0 | 0.3745 | 405282
2016-09-29 12:00 | 0 | 0.35232 | 418930
2016-09-29 13:00 | 0.042634 | 0.22257 | 433174
2016-09-29 14:00 | 0.35971 | 0.14823 | 446476
2016-09-29 15:00 | 0.58862 | 0.16732 | 457915
2016-09-29 16:00 | 0.66303 | 0.20107 | 467097
2016-09-29 17:00 | 0.66252 | 0.21337 | 476837
2016-09-29 18:00 | 0.63516 | 0.22144 | 484414
2016-09-29 19:00 | 0.60951 | 0.22868 | 490997
2016-09-29 20:00 | 0.59498 | 0.23504 | 496619
2016-09-29 21:00 | 0.56657 | 0.24344 | 498650
2016-09-29 22:00 | 0.51684 | 0.25676 | 496050
2016-09-29 23:00 | 0.40341 | 0.33217 | 495047
2016-09-30 | 0.18245 | 0.51676 | 490559
2016-09-30 01:00 | 0.0069679 | 0.62602 | 474123
2016-09-30 02:00 | 0 | 0.63701 | 449269
2016-09-30 03:00 | 0 | 0.60454 | 418628
2016-09-30 04:00 | 0 | 0.54966 | 390352
2016-09-30 05:00 | 0 | 0.49842 | 369439
2016-09-30 06:00 | 0 | 0.45894 | 355595
2016-09-30 07:00 | 0 | 0.42976 | 346003
2016-09-30 08:00 | 0 | 0.4009 | 343264
2016-09-30 09:00 | 0 | 0.36934 | 351472
2016-09-30 10:00 | 0 | 0.34467 | 372870
2016-09-30 11:00 | 0 | 0.33222 | 396585
2016-09-30 12:00 | 0 | 0.31667 | 410605
2016-09-30 13:00 | 0.027815 | 0.23082 | 425358
2016-09-30 14:00 | 0.2866 | 0.16129 | 438424
2016-09-30 15:00 | 0.55898 | 0.20711 | 449478
2016-09-30 16:00 | 0.66316 | 0.23257 | 458534
2016-09-30 17:00 | 0.6715 | 0.239 | 466904
2016-09-30 18:00 | 0.65764 | 0.23911 | 473293
2016-09-30 19:00 | 0.64757 | 0.2315 | 477889
2016-09-30 20:00 | 0.65063 | 0.22049 | 481571
2016-09-30 21:00 | 0.64887 | 0.20619 | 481980
2016-09-30 22:00 | 0.6215 | 0.19731 | 477094
2016-09-30 23:00 | 0.50821 | 0.25342 | 471788
2016-10-01 | 0.24306 | 0.41798 | 464160
2016-10-01 01:00 | 0.014263 | 0.49983 | 449071
2016-10-01 02:00 | 0 | 0.4981 | 429616
2016-10-01 03:00 | 0 | 0.4666 | 403733
2016-10-01 04:00 | 0 | 0.41559 | 379347
2016-10-01 05:00 | 0 | 0.36307 | 360029
2016-10-01 06:00 | 0 | 0.32156 | 345957
2016-10-01 07:00 | 0 | 0.29273 | 335981
2016-10-01 08:00 | 0 | 0.26729 | 330386
2016-10-01 09:00 | 0 | 0.24889 | 329674
2016-10-01 10:00 | 0 | 0.23976 | 335756
2016-10-01 11:00 | 0 | 0.23578 | 344879
2016-10-01 12:00 | 0 | 0.22877 | 358481
2016-10-01 13:00 | 0.038544 | 0.15882 | 375301
2016-10-01 14:00 | 0.39965 | 0.078225 | 391050
2016-10-01 15:00 | 0.69564 | 0.091038 | 405328
2016-10-01 16:00 | 0.75124 | 0.11062 | 416744
2016-10-01 17:00 | 0.73339 | 0.12654 | 426036
2016-10-01 18:00 | 0.70978 | 0.13149 | 434374
2016-10-01 19:00 | 0.69638 | 0.12673 | 441308
2016-10-01 20:00 | 0.70368 | 0.11734 | 446442
2016-10-01 21:00 | 0.71294 | 0.11211 | 449559
2016-10-01 22:00 | 0.69614 | 0.11525 | 447957
2016-10-01 23:00 | 0.57704 | 0.16947 | 447614
2016-10-02 | 0.253 | 0.3709 | 444225
2016-10-02 01:00 | 0.0048617 | 0.48312 | 431609
2016-10-02 02:00 | 0 | 0.52098 | 414372
2016-10-02 03:00 | 0 | 0.52578 | 392285
2016-10-02 04:00 | 0 | 0.50539 | 369627
2016-10-02 05:00 | 0 | 0.48151 | 352065
2016-10-02 06:00 | 0 | 0.45505 | 338309
2016-10-02 07:00 | 0 | 0.42531 | 328815
2016-10-02 08:00 | 0 | 0.39592 | 322930
2016-10-02 09:00 | 0 | 0.35882 | 321307
2016-10-02 10:00 | 0 | 0.3268 | 324074
2016-10-02 11:00 | 0 | 0.302 | 330659
2016-10-02 12:00 | 0 | 0.27804 | 341997
2016-10-02 13:00 | 0.04114 | 0.18431 | 360340
2016-10-02 14:00 | 0.39181 | 0.088688 | 377856
2016-10-02 15:00 | 0.69627 | 0.11504 | 394308
2016-10-02 16:00 | 0.75135 | 0.13335 | 409258
2016-10-02 17:00 | 0.73402 | 0.14939 | 422382
2016-10-02 18:00 | 0.71075 | 0.16254 | 432750
2016-10-02 19:00 | 0.6962 | 0.16854 | 440823
2016-10-02 20:00 | 0.70103 | 0.17028 | 447418
2016-10-02 21:00 | 0.7084 | 0.17435 | 452442
2016-10-02 22:00 | 0.68294 | 0.19069 | 453706
2016-10-02 23:00 | 0.55377 | 0.28244 | 455845
2016-10-03 | 0.22151 | 0.52189 | 454506
2016-10-03 01:00 | 0.0043462 | 0.63557 | 440665
2016-10-03 02:00 | 0 | 0.67261 | 419948
2016-10-03 03:00 | 0 | 0.67816 | 393288
2016-10-03 04:00 | 0 | 0.65846 | 370228
2016-10-03 05:00 | 0 | 0.6304 | 352069
2016-10-03 06:00 | 0 | 0.60629 | 339911
2016-10-03 07:00 | 0 | 0.59218 | 332910
2016-10-03 08:00 | 0 | 0.57761 | 333017
2016-10-03 09:00 | 0 | 0.55632 | 343797
2016-10-03 10:00 | 0 | 0.54136 | 367448
2016-10-03 11:00 | 0 | 0.53092 | 392416
2016-10-03 12:00 | 0 | 0.53136 | 407507
2016-10-03 13:00 | 0.028871 | 0.45366 | 422920
2016-10-03 14:00 | 0.34633 | 0.42937 | 438778
2016-10-03 15:00 | 0.64317 | 0.57175 | 452970
2016-10-03 16:00 | 0.70779 | 0.65743 | 466381
2016-10-03 17:00 | 0.70748 | 0.69287 | 478612
2016-10-03 18:00 | 0.69639 | 0.7232 | 488215
2016-10-03 19:00 | 0.69176 | 0.75332 | 494304
2016-10-03 20:00 | 0.69997 | 0.78283 | 497335
2016-10-03 21:00 | 0.70059 | 0.8099 | 497321
2016-10-03 22:00 | 0.68436 | 0.83436 | 493897
2016-10-03 23:00 | 0.56166 | 0.87587 | 493550
2016-10-04 | 0.2296 | 0.92683 | 488761
2016-10-04 01:00 | 0.0028047 | 0.92409 | 471633
2016-10-04 02:00 | 0 | 0.89612 | 446352
2016-10-04 03:00 | 0 | 0.87606 | 416647
2016-10-04 04:00 | 0 | 0.85831 | 388923
2016-10-04 05:00 | 0 | 0.84701 | 366116
2016-10-04 06:00 | 0 | 0.83609 | 351179
2016-10-04 07:00 | 0 | 0.82432 | 342658
2016-10-04 08:00 | 0 | 0.81318 | 341000
2016-10-04 09:00 | 0 | 0.79795 | 350712
2016-10-04 10:00 | 0 | 0.78207 | 375478
2016-10-04 11:00 | 0 | 0.77285 | 400098
2016-10-04 12:00 | 0 | 0.76163 | 413981
2016-10-04 13:00 | 0.028333 | 0.6743 | 428455
2016-10-04 14:00 | 0.39342 | 0.63101 | 442417
2016-10-04 15:00 | 0.73227 | 0.69759 | 455453
2016-10-04 16:00 | 0.77387 | 0.68997 | 468286
2016-10-04 17:00 | 0.76659 | 0.67872 | 480699
2016-10-04 18:00 | 0.74779 | 0.66874 | 490527
2016-10-04 19:00 | 0.73534 | 0.66026 | 497249
2016-10-04 20:00 | 0.74218 | 0.65214 | 502525
2016-10-04 21:00 | 0.74821 | 0.63751 | 503411
2016-10-04 22:00 | 0.73262 | 0.62526 | 498983
2016-10-04 23:00 | 0.58774 | 0.64168 | 498935
2016-10-05 | 0.23474 | 0.67327 | 495150
2016-10-05 01:00 | 0.0027234 | 0.66717 | 478735
2016-10-05 02:00 | 0 | 0.65579 | 453603
2016-10-05 03:00 | 0 | 0.65041 | 425594
2016-10-05 04:00 | 0 | 0.63964 | 397551
2016-10-05 05:00 | 0 | 0.63132 | 377091
2016-10-05 06:00 | 0 | 0.6189 | 361549
2016-10-05 07:00 | 0 | 0.59907 | 352193
2016-10-05 08:00 | 0 | 0.58577 | 349490
2016-10-05 09:00 | 0 | 0.5636 | 357785
2016-10-05 10:00 | 0 | 0.54214 | 381831
2016-10-05 11:00 | 0 | 0.53204 | 406223
2016-10-05 12:00 | 0 | 0.51999 | 419017
2016-10-05 13:00 | 0.026937 | 0.4261 | 432725
2016-10-05 14:00 | 0.38634 | 0.36453 | 447305
2016-10-05 15:00 | 0.73522 | 0.41094 | 460409
2016-10-05 16:00 | 0.77442 | 0.42178 | 473195
2016-10-05 17:00 | 0.75644 | 0.42758 | 486313
2016-10-05 18:00 | 0.73305 | 0.43845 | 498180
2016-10-05 19:00 | 0.71886 | 0.45099 | 507295
2016-10-05 20:00 | 0.7239 | 0.45624 | 513946
2016-10-05 21:00 | 0.72961 | 0.45178 | 515936
2016-10-05 22:00 | 0.71028 | 0.44058 | 511466
2016-10-05 23:00 | 0.562 | 0.47028 | 509137
2016-10-06 | 0.2154 | 0.56064 | 502299
2016-10-06 01:00 | 0.0028614 | 0.63033 | 481284
2016-10-06 02:00 | 0 | 0.66521 | 458450
2016-10-06 03:00 | 0 | 0.66669 | 429111
2016-10-06 04:00 | 0 | 0.64369 | 403890
2016-10-06 05:00 | 0 | 0.61133 | 381752
2016-10-06 06:00 | 0 | 0.58087 | 366277
2016-10-06 07:00 | 0 | 0.55091 | 356084
2016-10-06 08:00 | 0 | 0.5241 | 353626
2016-10-06 09:00 | 0 | 0.49789 | 362758
2016-10-06 10:00 | 0 | 0.47428 | 385927
2016-10-06 11:00 | 0 | 0.45657 | 410874
2016-10-06 12:00 | 0 | 0.44604 | 424885
2016-10-06 13:00 | 0.022041 | 0.38317 | 438806
2016-10-06 14:00 | 0.3326 | 0.38766 | 452384
2016-10-06 15:00 | 0.71098 | 0.4533 | 464701
2016-10-06 16:00 | 0.75616 | 0.45436 | 475928
2016-10-06 17:00 | 0.73612 | 0.43231 | 487992
2016-10-06 18:00 | 0.71714 | 0.41225 | 498243
2016-10-06 19:00 | 0.70476 | 0.40246 | 504825
2016-10-06 20:00 | 0.70994 | 0.4106 | 509579
2016-10-06 21:00 | 0.71306 | 0.42769 | 510568
2016-10-06 22:00 | 0.68395 | 0.44094 | 506396
2016-10-06 23:00 | 0.55136 | 0.46609 | 505799
2016-10-07 | 0.20958 | 0.50132 | 500734
2016-10-07 01:00 | 0.0035225 | 0.51485 | 484447
2016-10-07 02:00 | 0 | 0.53299 | 459365
2016-10-07 03:00 | 0 | 0.54765 | 428443
2016-10-07 04:00 | 0 | 0.55475 | 401406
2016-10-07 05:00 | 0 | 0.55657 | 379573
2016-10-07 06:00 | 0 | 0.56091 | 362525
2016-10-07 07:00 | 0 | 0.56411 | 353282
2016-10-07 08:00 | 0 | 0.56013 | 350335
2016-10-07 09:00 | 0 | 0.52426 | 357442
2016-10-07 10:00 | 0 | 0.47797 | 377785
2016-10-07 11:00 | 0 | 0.46106 | 401400
2016-10-07 12:00 | 0 | 0.45521 | 416117
2016-10-07 13:00 | 0.016532 | 0.3877 | 429380
2016-10-07 14:00 | 0.37611 | 0.38406 | 442980
2016-10-07 15:00 | 0.6794 | 0.40238 | 453071
2016-10-07 16:00 | 0.73263 | 0.38629 | 461304
2016-10-07 17:00 | 0.72758 | 0.37046 | 469765
2016-10-07 18:00 | 0.70706 | 0.35873 | 476505
2016-10-07 19:00 | 0.6941 | 0.34992 | 479943
2016-10-07 20:00 | 0.69694 | 0.34138 | 482069
2016-10-07 21:00 | 0.69671 | 0.32724 | 481238
2016-10-07 22:00 | 0.67296 | 0.29092 | 476103
2016-10-07 23:00 | 0.51603 | 0.2783 | 472386
2016-10-08 | 0.17346 | 0.34457 | 465369
2016-10-08 01:00 | 0.0012964 | 0.3849 | 450868
2016-10-08 02:00 | 0 | 0.41562 | 428352
2016-10-08 03:00 | 0 | 0.44606 | 407395
2016-10-08 04:00 | 0 | 0.46075 | 385732
2016-10-08 05:00 | 0 | 0.45923 | 364959
2016-10-08 06:00 | 0 | 0.45132 | 350104
2016-10-08 07:00 | 0 | 0.4403 | 339014
2016-10-08 08:00 | 0 | 0.42518 | 332471
2016-10-08 09:00 | 0 | 0.40211 | 331938
2016-10-08 10:00 | 0 | 0.37833 | 338002
2016-10-08 11:00 | 0 | 0.35774 | 348329
2016-10-08 12:00 | 0 | 0.34008 | 361100
2016-10-08 13:00 | 0.011475 | 0.24348 | 379211
2016-10-08 14:00 | 0.2288 | 0.10919 | 394483
2016-10-08 15:00 | 0.50403 | 0.11635 | 406622
2016-10-08 16:00 | 0.60041 | 0.14536 | 415739
2016-10-08 17:00 | 0.60721 | 0.13961 | 421708
2016-10-08 18:00 | 0.58993 | 0.12758 | 426659
2016-10-08 19:00 | 0.57137 | 0.11682 | 431968
2016-10-08 20:00 | 0.55779 | 0.10915 | 436274
2016-10-08 21:00 | 0.53064 | 0.10486 | 439383
2016-10-08 22:00 | 0.49097 | 0.11477 | 439069
2016-10-08 23:00 | 0.38473 | 0.20657 | 435365
2016-10-09 | 0.16564 | 0.36874 | 432182
2016-10-09 01:00 | 0.0019661 | 0.46817 | 422059
2016-10-09 02:00 | 0 | 0.48252 | 402252
2016-10-09 03:00 | 0 | 0.48164 | 380070
2016-10-09 04:00 | 0 | 0.48055 | 362415
2016-10-09 05:00 | 0 | 0.47414 | 344211
2016-10-09 06:00 | 0 | 0.47834 | 329703
2016-10-09 07:00 | 0 | 0.477 | 320457
2016-10-09 08:00 | 0 | 0.46869 | 314804
2016-10-09 09:00 | 0 | 0.44924 | 313504
2016-10-09 10:00 | 0 | 0.43864 | 316333
2016-10-09 11:00 | 0 | 0.43705 | 323004
2016-10-09 12:00 | 0 | 0.43931 | 334487
2016-10-09 13:00 | 0.0095861 | 0.37159 | 350536
2016-10-09 14:00 | 0.24328 | 0.23843 | 363656
2016-10-09 15:00 | 0.56268 | 0.28561 | 374100
2016-10-09 16:00 | 0.65616 | 0.36313 | 383930
2016-10-09 17:00 | 0.65121 | 0.40079 | 392899
2016-10-09 18:00 | 0.62912 | 0.43313 | 400269
2016-10-09 19:00 | 0.60847 | 0.45797 | 408188
2016-10-09 20:00 | 0.59542 | 0.47236 | 416624
2016-10-09 21:00 | 0.58142 | 0.47569 | 423858
2016-10-09 22:00 | 0.55574 | 0.47024 | 427184
2016-10-09 23:00 | 0.45481 | 0.55654 | 433837
2016-10-10 | 0.18453 | 0.66285 | 435426
2016-10-10 01:00 | 0.00094442 | 0.70913 | 419781
2016-10-10 02:00 | 0 | 0.72461 | 401543
2016-10-10 03:00 | 0 | 0.72683 | 381256
2016-10-10 04:00 | 0 | 0.71765 | 358189
2016-10-10 05:00 | 0 | 0.69993 | 340263
2016-10-10 06:00 | 0 | 0.68353 | 327877
2016-10-10 07:00 | 0 | 0.65894 | 320921
2016-10-10 08:00 | 0 | 0.63466 | 320475
2016-10-10 09:00 | 0 | 0.59699 | 328559
2016-10-10 10:00 | 0 | 0.56363 | 350200
2016-10-10 11:00 | 0 | 0.53667 | 374730
2016-10-10 12:00 | 0 | 0.52089 | 390068
2016-10-10 13:00 | 0.023213 | 0.44198 | 403659
2016-10-10 14:00 | 0.35092 | 0.32457 | 414344
2016-10-10 15:00 | 0.61674 | 0.36526 | 422674
2016-10-10 16:00 | 0.68672 | 0.41232 | 429540
2016-10-10 17:00 | 0.67969 | 0.41449 | 436521
2016-10-10 18:00 | 0.66245 | 0.41191 | 443254
2016-10-10 19:00 | 0.64942 | 0.40896 | 449624
2016-10-10 20:00 | 0.65119 | 0.40141 | 456276
2016-10-10 21:00 | 0.65067 | 0.39478 | 461341
2016-10-10 22:00 | 0.61271 | 0.40232 | 463319
2016-10-10 23:00 | 0.45385 | 0.49056 | 469066
2016-10-11 | 0.12846 | 0.62632 | 465861
2016-10-11 01:00 | 0.0006282 | 0.70463 | 450737
2016-10-11 02:00 | 0 | 0.74238 | 428112
2016-10-11 03:00 | 0 | 0.74898 | 400669
2016-10-11 04:00 | 0 | 0.72859 | 375252
2016-10-11 05:00 | 0 | 0.69775 | 357030
2016-10-11 06:00 | 0 | 0.65884 | 343584
2016-10-11 07:00 | 0 | 0.6188 | 336113
2016-10-11 08:00 | 0 | 0.58215 | 334737
2016-10-11 09:00 | 0 | 0.55234 | 343866
2016-10-11 10:00 | 0 | 0.5279 | 369914
2016-10-11 11:00 | 0 | 0.5029 | 395969
2016-10-11 12:00 | 0 | 0.47665 | 407918
2016-10-11 13:00 | 0.015359 | 0.36317 | 417206
2016-10-11 14:00 | 0.30124 | 0.23366 | 425449
2016-10-11 15:00 | 0.58977 | 0.23341 | 432647
2016-10-11 16:00 | 0.67929 | 0.26421 | 439652
2016-10-11 17:00 | 0.67986 | 0.26901 | 446392
2016-10-11 18:00 | 0.6636 | 0.28303 | 453427
2016-10-11 19:00 | 0.65332 | 0.30572 | 458453
2016-10-11 20:00 | 0.65947 | 0.32551 | 464133
2016-10-11 21:00 | 0.66645 | 0.34319 | 468519
2016-10-11 22:00 | 0.64842 | 0.38285 | 469706
2016-10-11 23:00 | 0.5109 | 0.45568 | 474251
2016-10-12 | 0.17349 | 0.53594 | 471249
2016-10-12 01:00 | 0.00051295 | 0.55689 | 456932
2016-10-12 02:00 | 0 | 0.56873 | 433484
2016-10-12 03:00 | 0 | 0.56538 | 406043
2016-10-12 04:00 | 0 | 0.56421 | 380992
2016-10-12 05:00 | 0 | 0.55766 | 361760
2016-10-12 06:00 | 0 | 0.54877 | 348243
2016-10-12 07:00 | 0 | 0.54253 | 340838
2016-10-12 08:00 | 0 | 0.54342 | 340028
2016-10-12 09:00 | 0 | 0.54005 | 348468
2016-10-12 10:00 | 0 | 0.52714 | 373533
2016-10-12 11:00 | 0 | 0.52005 | 399567
2016-10-12 12:00 | 0 | 0.50979 | 411951
2016-10-12 13:00 | 0.013642 | 0.46102 | 423006
2016-10-12 14:00 | 0.30358 | 0.42656 | 433683
2016-10-12 15:00 | 0.61662 | 0.42925 | 442339
2016-10-12 16:00 | 0.69518 | 0.40761 | 449506
2016-10-12 17:00 | 0.69897 | 0.36937 | 456544
2016-10-12 18:00 | 0.67324 | 0.33344 | 462687
2016-10-12 19:00 | 0.65533 | 0.30622 | 467162
2016-10-12 20:00 | 0.65424 | 0.28527 | 471056
2016-10-12 21:00 | 0.65111 | 0.26724 | 474321
2016-10-12 22:00 | 0.59659 | 0.24799 | 474450
2016-10-12 23:00 | 0.43019 | 0.25213 | 477720
2016-10-13 | 0.1422 | 0.29729 | 473170
2016-10-13 01:00 | 0.00033761 | 0.31825 | 458461
2016-10-13 02:00 | 0 | 0.33588 | 435066
2016-10-13 03:00 | 0 | 0.34176 | 407110
2016-10-13 04:00 | 0 | 0.35017 | 381865
2016-10-13 05:00 | 0 | 0.36055 | 362529
2016-10-13 06:00 | 0 | 0.36544 | 348729
2016-10-13 07:00 | 0 | 0.36113 | 341147
2016-10-13 08:00 | 0 | 0.35114 | 340195
2016-10-13 09:00 | 0 | 0.34398 | 348595
2016-10-13 10:00 | 0 | 0.33778 | 373419
2016-10-13 11:00 | 0 | 0.33165 | 399415
2016-10-13 12:00 | 0 | 0.32246 | 412453
2016-10-13 13:00 | 0.0068971 | 0.25687 | 423354
2016-10-13 14:00 | 0.24106 | 0.16636 | 433595
2016-10-13 15:00 | 0.55264 | 0.1602 | 441745
2016-10-13 16:00 | 0.63093 | 0.16492 | 448142
2016-10-13 17:00 | 0.63405 | 0.16717 | 454591
2016-10-13 18:00 | 0.62393 | 0.17095 | 460716
2016-10-13 19:00 | 0.61718 | 0.1731 | 464994
2016-10-13 20:00 | 0.62488 | 0.16633 | 467977
2016-10-13 21:00 | 0.631 | 0.16291 | 469397
2016-10-13 22:00 | 0.60297 | 0.17842 | 468201
2016-10-13 23:00 | 0.45331 | 0.29318 | 472705
2016-10-14 | 0.1138 | 0.47024 | 470940
2016-10-14 01:00 | 0.00019909 | 0.56053 | 456951
2016-10-14 02:00 | 0 | 0.60141 | 433342
2016-10-14 03:00 | 0 | 0.62144 | 407036
2016-10-14 04:00 | 0 | 0.63032 | 382596
2016-10-14 05:00 | 0 | 0.6292 | 362278
2016-10-14 06:00 | 0 | 0.62267 | 348008
2016-10-14 07:00 | 0 | 0.61482 | 340313
2016-10-14 08:00 | 0 | 0.60154 | 339060
2016-10-14 09:00 | 0 | 0.57517 | 347726
2016-10-14 10:00 | 0 | 0.55219 | 371146
2016-10-14 11:00 | 0 | 0.53831 | 396426
2016-10-14 12:00 | 0 | 0.5302 | 409246
2016-10-14 13:00 | 0.0091081 | 0.49674 | 419731
2016-10-14 14:00 | 0.27824 | 0.40222 | 429523
2016-10-14 15:00 | 0.54355 | 0.3911 | 436532
2016-10-14 16:00 | 0.62779 | 0.42927 | 442480
2016-10-14 17:00 | 0.64069 | 0.46427 | 448288
2016-10-14 18:00 | 0.63372 | 0.5031 | 453012
2016-10-14 19:00 | 0.62863 | 0.54428 | 456009
2016-10-14 20:00 | 0.63496 | 0.58197 | 458200
2016-10-14 21:00 | 0.64108 | 0.62739 | 458185
2016-10-14 22:00 | 0.60225 | 0.67944 | 455239
2016-10-14 23:00 | 0.4391 | 0.79742 | 456333
2016-10-15 | 0.094799 | 0.90436 | 451920
2016-10-15 01:00 | 0.00014375 | 0.9307 | 440415
2016-10-15 02:00 | 0 | 0.92822 | 422463
2016-10-15 03:00 | 0 | 0.92437 | 399992
2016-10-15 04:00 | 0 | 0.9159 | 377730
2016-10-15 05:00 | 0 | 0.89859 | 360123
2016-10-15 06:00 | 0 | 0.87759 | 346109
2016-10-15 07:00 | 0 | 0.85874 | 337138
2016-10-15 08:00 | 0 | 0.84313 | 333073
2016-10-15 09:00 | 0 | 0.82265 | 334219
2016-10-15 10:00 | 0 | 0.79482 | 341744
2016-10-15 11:00 | 0 | 0.77354 | 353154
2016-10-15 12:00 | 0 | 0.74801 | 366424
2016-10-15 13:00 | 0.009392 | 0.68303 | 381324
2016-10-15 14:00 | 0.32178 | 0.54576 | 395160
2016-10-15 15:00 | 0.62946 | 0.47298 | 407344
2016-10-15 16:00 | 0.70065 | 0.4964 | 417435
2016-10-15 17:00 | 0.69472 | 0.50092 | 425068
2016-10-15 18:00 | 0.6759 | 0.47024 | 431579
2016-10-15 19:00 | 0.66763 | 0.43578 | 437621
2016-10-15 20:00 | 0.6785 | 0.39693 | 442960
2016-10-15 21:00 | 0.69543 | 0.36063 | 445535
2016-10-15 22:00 | 0.68042 | 0.34869 | 446436
2016-10-15 23:00 | 0.49636 | 0.41525 | 449627
2016-10-16 | 0.11725 | 0.47742 | 445552
2016-10-16 01:00 | 0.00011651 | 0.51837 | 434826
2016-10-16 02:00 | 0 | 0.54409 | 417311
2016-10-16 03:00 | 0 | 0.57581 | 396189
2016-10-16 04:00 | 0 | 0.60853 | 374750
2016-10-16 05:00 | 0 | 0.62411 | 357343
2016-10-16 06:00 | 0 | 0.6281 | 343637
2016-10-16 07:00 | 0 | 0.63994 | 333971
2016-10-16 08:00 | 0 | 0.65447 | 328806
2016-10-16 09:00 | 0 | 0.66635 | 327782
2016-10-16 10:00 | 0 | 0.68219 | 331842
2016-10-16 11:00 | 0 | 0.69173 | 340368
2016-10-16 12:00 | 0 | 0.70583 | 351891
2016-10-16 13:00 | 0.0081807 | 0.65264 | 367423
2016-10-16 14:00 | 0.31655 | 0.53615 | 383772
2016-10-16 15:00 | 0.57035 | 0.5099 | 400544
2016-10-16 16:00 | 0.6447 | 0.59078 | 416790
2016-10-16 17:00 | 0.64454 | 0.68706 | 430707
2016-10-16 18:00 | 0.62667 | 0.73268 | 442178
2016-10-16 19:00 | 0.6189 | 0.75319 | 451589
2016-10-16 20:00 | 0.62334 | 0.75853 | 458822
2016-10-16 21:00 | 0.63252 | 0.75228 | 464628
2016-10-16 22:00 | 0.61418 | 0.75669 | 467804
2016-10-16 23:00 | 0.45714 | 0.81713 | 471245
2016-10-17 | 0.10816 | 0.85498 | 468534
2016-10-17 01:00 | 8.49e-05 | 0.84947 | 453973
2016-10-17 02:00 | 0 | 0.8215 | 431304
2016-10-17 03:00 | 0 | 0.78858 | 404663
2016-10-17 04:00 | 0 | 0.76709 | 379946
2016-10-17 05:00 | 0 | 0.74994 | 360858
2016-10-17 06:00 | 0 | 0.72122 | 347528
2016-10-17 07:00 | 0 | 0.69575 | 340423
2016-10-17 08:00 | 0 | 0.67029 | 339804
2016-10-17 09:00 | 0 | 0.63714 | 349623
2016-10-17 10:00 | 0 | 0.60881 | 376218
2016-10-17 11:00 | 0 | 0.5899 | 404471
2016-10-17 12:00 | 0 | 0.58016 | 420646
2016-10-17 13:00 | 0.0079174 | 0.54041 | 436484
2016-10-17 14:00 | 0.30061 | 0.4363 | 453409
2016-10-17 15:00 | 0.60107 | 0.43545 | 468848
2016-10-17 16:00 | 0.68774 | 0.51896 | 483953
2016-10-17 17:00 | 0.69122 | 0.58003 | 498846
2016-10-17 18:00 | 0.66971 | 0.61724 | 511978
2016-10-17 19:00 | 0.66 | 0.63975 | 521613
2016-10-17 20:00 | 0.6718 | 0.65474 | 527488
2016-10-17 21:00 | 0.69386 | 0.6666 | 528429
2016-10-17 22:00 | 0.68577 | 0.69133 | 523606
2016-10-17 23:00 | 0.51176 | 0.76937 | 522334
2016-10-18 | 0.12135 | 0.81432 | 514513
2016-10-18 01:00 | 8.84e-05 | 0.81057 | 495858
2016-10-18 02:00 | 0 | 0.79928 | 468422
2016-10-18 03:00 | 0 | 0.79092 | 435906
2016-10-18 04:00 | 0 | 0.78313 | 406153
2016-10-18 05:00 | 0 | 0.76608 | 383174
2016-10-18 06:00 | 0 | 0.75023 | 367099
2016-10-18 07:00 | 0 | 0.73741 | 357029
2016-10-18 08:00 | 0 | 0.71698 | 354533
2016-10-18 09:00 | 0 | 0.67642 | 363232
2016-10-18 10:00 | 0 | 0.63577 | 388280
2016-10-18 11:00 | 0 | 0.59703 | 414599
2016-10-18 12:00 | 0 | 0.56205 | 428263
2016-10-18 13:00 | 0.0058595 | 0.44825 | 443362
2016-10-18 14:00 | 0.28001 | 0.26506 | 459677
2016-10-18 15:00 | 0.67268 | 0.25748 | 473422
2016-10-18 16:00 | 0.73686 | 0.24389 | 487336
2016-10-18 17:00 | 0.71155 | 0.21427 | 500972
2016-10-18 18:00 | 0.68389 | 0.19931 | 512847
2016-10-18 19:00 | 0.66782 | 0.19869 | 521572
2016-10-18 20:00 | 0.67458 | 0.19986 | 527230
2016-10-18 21:00 | 0.68845 | 0.1988 | 527453
2016-10-18 22:00 | 0.66896 | 0.20335 | 522155
2016-10-18 23:00 | 0.49627 | 0.25835 | 520044
2016-10-19 | 0.11895 | 0.35453 | 512531
2016-10-19 01:00 | 6.18e-05 | 0.42021 | 493705
2016-10-19 02:00 | 0 | 0.44105 | 465734
2016-10-19 03:00 | 0 | 0.43067 | 434382
2016-10-19 04:00 | 0 | 0.40441 | 404120
2016-10-19 05:00 | 0 | 0.37167 | 381461
2016-10-19 06:00 | 0 | 0.34386 | 365213
2016-10-19 07:00 | 0 | 0.32185 | 355191
2016-10-19 08:00 | 0 | 0.3038 | 353273
2016-10-19 09:00 | 0 | 0.28924 | 362507
2016-10-19 10:00 | 0 | 0.28264 | 387847
2016-10-19 11:00 | 0 | 0.28485 | 413174
2016-10-19 12:00 | 0 | 0.28751 | 427913
2016-10-19 13:00 | 0.0050292 | 0.24365 | 441862
2016-10-19 14:00 | 0.26848 | 0.12636 | 458750
2016-10-19 15:00 | 0.69145 | 0.13094 | 474396
2016-10-19 16:00 | 0.74362 | 0.15916 | 488621
2016-10-19 17:00 | 0.71762 | 0.14789 | 504233
2016-10-19 18:00 | 0.68988 | 0.13924 | 514868
2016-10-19 19:00 | 0.67638 | 0.14675 | 522783
2016-10-19 20:00 | 0.68546 | 0.16754 | 526819
2016-10-19 21:00 | 0.70109 | 0.20051 | 524964
2016-10-19 22:00 | 0.68883 | 0.24308 | 520100
2016-10-19 23:00 | 0.51667 | 0.35088 | 519054
2016-10-20 | 0.11501 | 0.48392 | 509934
2016-10-20 01:00 | 5.1e-05 | 0.48911 | 488304
2016-10-20 02:00 | 0 | 0.46043 | 461216
2016-10-20 03:00 | 0 | 0.42539 | 433142
2016-10-20 04:00 | 0 | 0.40721 | 402047
2016-10-20 05:00 | 0 | 0.41165 | 379104
2016-10-20 06:00 | 0 | 0.43422 | 362360
2016-10-20 07:00 | 0 | 0.45151 | 352629
2016-10-20 08:00 | 0 | 0.46327 | 350469
2016-10-20 09:00 | 0 | 0.45832 | 358516
2016-10-20 10:00 | 0 | 0.45044 | 382205
2016-10-20 11:00 | 0 | 0.44036 | 407642
2016-10-20 12:00 | 0 | 0.42952 | 421327
2016-10-20 13:00 | 0.0047758 | 0.38594 | 433915
2016-10-20 14:00 | 0.24858 | 0.32793 | 446863
2016-10-20 15:00 | 0.67916 | 0.30479 | 458334
2016-10-20 16:00 | 0.73505 | 0.28017 | 468446
2016-10-20 17:00 | 0.72176 | 0.25841 | 477166
2016-10-20 18:00 | 0.69621 | 0.24524 | 483333
2016-10-20 19:00 | 0.68256 | 0.23717 | 485984
2016-10-20 20:00 | 0.69208 | 0.23069 | 487956
2016-10-20 21:00 | 0.70991 | 0.22033 | 486898
2016-10-20 22:00 | 0.69967 | 0.20219 | 485387
2016-10-20 23:00 | 0.51975 | 0.23258 | 487256
2016-10-21 | 0.11839 | 0.32175 | 481349
2016-10-21 01:00 | 3.32e-05 | 0.40078 | 464833
2016-10-21 02:00 | 0 | 0.47779 | 440739
2016-10-21 03:00 | 0 | 0.53168 | 411354
2016-10-21 04:00 | 0 | 0.55199 | 384789
2016-10-21 05:00 | 0 | 0.55481 | 365676
2016-10-21 06:00 | 0 | 0.55176 | 350932
2016-10-21 07:00 | 0 | 0.54355 | 342072
2016-10-21 08:00 | 0 | 0.53667 | 340233
2016-10-21 09:00 | 0 | 0.52861 | 347723
2016-10-21 10:00 | 0 | 0.52643 | 369935
2016-10-21 11:00 | 0 | 0.53104 | 396221
2016-10-21 12:00 | 0 | 0.54018 | 410677
2016-10-21 13:00 | 0.0034688 | 0.51203 | 423400
2016-10-21 14:00 | 0.24934 | 0.32562 | 433205
2016-10-21 15:00 | 0.68087 | 0.25331 | 439526
2016-10-21 16:00 | 0.73708 | 0.34517 | 443972
2016-10-21 17:00 | 0.71133 | 0.36555 | 448132
2016-10-21 18:00 | 0.68414 | 0.34828 | 450191
2016-10-21 19:00 | 0.6702 | 0.33138 | 451429
2016-10-21 20:00 | 0.67884 | 0.31506 | 452203
2016-10-21 21:00 | 0.69828 | 0.29126 | 451126
2016-10-21 22:00 | 0.69485 | 0.27135 | 448961
2016-10-21 23:00 | 0.51178 | 0.37948 | 449429
2016-10-22 | 0.1125 | 0.46134 | 443542
2016-10-22 01:00 | 2.65e-05 | 0.50653 | 430130
2016-10-22 02:00 | 0 | 0.52395 | 411926
2016-10-22 03:00 | 0 | 0.53572 | 388331
2016-10-22 04:00 | 0 | 0.54814 | 367509
2016-10-22 05:00 | 0 | 0.54752 | 350055
2016-10-22 06:00 | 0 | 0.53947 | 336559
2016-10-22 07:00 | 0 | 0.52624 | 328180
2016-10-22 08:00 | 0 | 0.50576 | 324353
2016-10-22 09:00 | 0 | 0.47664 | 326281
2016-10-22 10:00 | 0 | 0.45652 | 333702
2016-10-22 11:00 | 0 | 0.45146 | 346674
2016-10-22 12:00 | 0 | 0.45859 | 360161
2016-10-22 13:00 | 0.0028987 | 0.42345 | 374661
2016-10-22 14:00 | 0.26086 | 0.26891 | 383664
2016-10-22 15:00 | 0.61088 | 0.15772 | 387972
2016-10-22 16:00 | 0.6835 | 0.22351 | 388617
2016-10-22 17:00 | 0.67245 | 0.32898 | 388083
2016-10-22 18:00 | 0.64955 | 0.372 | 387684
2016-10-22 19:00 | 0.63789 | 0.39942 | 389417
2016-10-22 20:00 | 0.64608 | 0.41432 | 393748
2016-10-22 21:00 | 0.66141 | 0.42424 | 398974
2016-10-22 22:00 | 0.62641 | 0.47435 | 403878
2016-10-22 23:00 | 0.43036 | 0.64969 | 410658
2016-10-23 | 0.086016 | 0.74998 | 410237
2016-10-23 01:00 | 1.29e-05 | 0.78496 | 403081
2016-10-23 02:00 | 0 | 0.79783 | 389395
2016-10-23 03:00 | 0 | 0.79901 | 371839
2016-10-23 04:00 | 0 | 0.78444 | 354383
2016-10-23 05:00 | 0 | 0.76489 | 339525
2016-10-23 06:00 | 0 | 0.73883 | 328360
2016-10-23 07:00 | 0 | 0.71365 | 321477
2016-10-23 08:00 | 0 | 0.68792 | 318501
2016-10-23 09:00 | 0 | 0.6519 | 318837
2016-10-23 10:00 | 0 | 0.61843 | 325778
2016-10-23 11:00 | 0 | 0.58619 | 335639
2016-10-23 12:00 | 0 | 0.5585 | 347934
2016-10-23 13:00 | 0.0014174 | 0.48118 | 358905
2016-10-23 14:00 | 0.2237 | 0.31613 | 364785
2016-10-23 15:00 | 0.4846 | 0.34712 | 368963
2016-10-23 16:00 | 0.59979 | 0.3481 | 373345
2016-10-23 17:00 | 0.61424 | 0.32748 | 377387
2016-10-23 18:00 | 0.5965 | 0.29964 | 380953
2016-10-23 19:00 | 0.58129 | 0.27933 | 384868
2016-10-23 20:00 | 0.58171 | 0.26381 | 391183
2016-10-23 21:00 | 0.58047 | 0.2527 | 398828
2016-10-23 22:00 | 0.53275 | 0.25498 | 408238
2016-10-23 23:00 | 0.35288 | 0.40228 | 420251
2016-10-24 | 0.056876 | 0.59725 | 422595
2016-10-24 01:00 | 1.15e-05 | 0.66155 | 411659
2016-10-24 02:00 | 0 | 0.64985 | 393670
2016-10-24 03:00 | 0 | 0.61525 | 371559
2016-10-24 04:00 | 0 | 0.57156 | 352342
2016-10-24 05:00 | 0 | 0.5249 | 336659
2016-10-24 06:00 | 0 | 0.48514 | 325873
2016-10-24 07:00 | 0 | 0.45036 | 321177
2016-10-24 08:00 | 0 | 0.41957 | 322115
2016-10-24 09:00 | 0 | 0.38298 | 334390
2016-10-24 10:00 | 0 | 0.35381 | 362713
2016-10-24 11:00 | 0 | 0.32605 | 392252
2016-10-24 12:00 | 0 | 0.29742 | 406365
2016-10-24 13:00 | 0.0021007 | 0.24852 | 414488
2016-10-24 14:00 | 0.22403 | 0.15819 | 422221
2016-10-24 15:00 | 0.42068 | 0.14701 | 427759
2016-10-24 16:00 | 0.51173 | 0.16532 | 432360
2016-10-24 17:00 | 0.52967 | 0.17165 | 437102
2016-10-24 18:00 | 0.51769 | 0.17914 | 441106
2016-10-24 19:00 | 0.50117 | 0.18643 | 444839
2016-10-24 20:00 | 0.48437 | 0.19168 | 448354
2016-10-24 21:00 | 0.45033 | 0.19734 | 451542
2016-10-24 22:00 | 0.37941 | 0.221 | 454806
2016-10-24 23:00 | 0.22674 | 0.40067 | 462102
2016-10-25 | 0.049075 | 0.63928 | 459418
2016-10-25 01:00 | 1.28e-05 | 0.72394 | 445715
2016-10-25 02:00 | 0 | 0.72337 | 421898
2016-10-25 03:00 | 0 | 0.69728 | 395290
2016-10-25 04:00 | 0 | 0.66315 | 370928
2016-10-25 05:00 | 0 | 0.6265 | 353108
2016-10-25 06:00 | 0 | 0.58689 | 340493
2016-10-25 07:00 | 0 | 0.54778 | 333872
2016-10-25 08:00 | 0 | 0.51397 | 333840
2016-10-25 09:00 | 0 | 0.48461 | 345250
2016-10-25 10:00 | 0 | 0.47087 | 374380
2016-10-25 11:00 | 0 | 0.46125 | 402791
2016-10-25 12:00 | 0 | 0.45851 | 414577
2016-10-25 13:00 | 0.00060858 | 0.43481 | 420864
2016-10-25 14:00 | 0.10337 | 0.35033 | 425780
2016-10-25 15:00 | 0.36828 | 0.33402 | 429361
2016-10-25 16:00 | 0.5278 | 0.4093 | 433164
2016-10-25 17:00 | 0.58626 | 0.46754 | 437173
2016-10-25 18:00 | 0.58052 | 0.51008 | 440755
2016-10-25 19:00 | 0.57192 | 0.54519 | 444026
2016-10-25 20:00 | 0.58453 | 0.56278 | 448066
2016-10-25 21:00 | 0.60449 | 0.56047 | 451997
2016-10-25 22:00 | 0.59043 | 0.56234 | 457558
2016-10-25 23:00 | 0.45082 | 0.60567 | 465965
2016-10-26 | 0.08443 | 0.65915 | 463206
2016-10-26 01:00 | 1.25e-05 | 0.63796 | 450822
2016-10-26 02:00 | 0 | 0.61677 | 427489
2016-10-26 03:00 | 0 | 0.60167 | 401143
2016-10-26 04:00 | 0 | 0.58579 | 377467
2016-10-26 05:00 | 0 | 0.57539 | 358988
2016-10-26 06:00 | 0 | 0.56459 | 346963
2016-10-26 07:00 | 0 | 0.54997 | 340536
2016-10-26 08:00 | 0 | 0.52819 | 341377
2016-10-26 09:00 | 0 | 0.49029 | 351909
2016-10-26 10:00 | 0 | 0.45255 | 379889
2016-10-26 11:00 | 0 | 0.42703 | 408520
2016-10-26 12:00 | 0 | 0.40995 | 419924
2016-10-26 13:00 | 0.0015322 | 0.37334 | 425356
2016-10-26 14:00 | 0.22155 | 0.2509 | 430914
2016-10-26 15:00 | 0.60229 | 0.22467 | 434118
2016-10-26 16:00 | 0.69086 | 0.23716 | 437865
2016-10-26 17:00 | 0.67295 | 0.22542 | 442826
2016-10-26 18:00 | 0.64094 | 0.21141 | 447686
2016-10-26 19:00 | 0.62692 | 0.2041 | 452795
2016-10-26 20:00 | 0.6373 | 0.19366 | 458288
2016-10-26 21:00 | 0.66055 | 0.17845 | 463634
2016-10-26 22:00 | 0.63826 | 0.16027 | 469313
2016-10-26 23:00 | 0.43153 | 0.19458 | 474513
2016-10-27 | 0.066606 | 0.25241 | 470084
2016-10-27 01:00 | 1.18e-05 | 0.30527 | 457175
2016-10-27 02:00 | 0 | 0.3397 | 433502
2016-10-27 03:00 | 0 | 0.36102 | 405656
2016-10-27 04:00 | 0 | 0.36809 | 380313
2016-10-27 05:00 | 0 | 0.36953 | 361970
2016-10-27 06:00 | 0 | 0.37219 | 348505
2016-10-27 07:00 | 0 | 0.37093 | 341247
2016-10-27 08:00 | 0 | 0.36309 | 340680
2016-10-27 09:00 | 0 | 0.35047 | 350607
2016-10-27 10:00 | 0 | 0.34035 | 376569
2016-10-27 11:00 | 0 | 0.33383 | 404673
2016-10-27 12:00 | 0 | 0.32529 | 417790
2016-10-27 13:00 | 0.00108 | 0.31053 | 426933
2016-10-27 14:00 | 0.21046 | 0.21473 | 435210
2016-10-27 15:00 | 0.47088 | 0.1249 | 441686
2016-10-27 16:00 | 0.55383 | 0.13883 | 447689
2016-10-27 17:00 | 0.55972 | 0.15899 | 454898
2016-10-27 18:00 | 0.54281 | 0.16001 | 460712
2016-10-27 19:00 | 0.52744 | 0.16277 | 464519
2016-10-27 20:00 | 0.51936 | 0.17285 | 469105
2016-10-27 21:00 | 0.49665 | 0.19797 | 471458
2016-10-27 22:00 | 0.41965 | 0.29307 | 473190
2016-10-27 23:00 | 0.22641 | 0.53549 | 475743
2016-10-28 | 0.016406 | 0.69452 | 471538
2016-10-28 01:00 | 3.05e-07 | 0.78253 | 458174
2016-10-28 02:00 | 0 | 0.81725 | 435168
2016-10-28 03:00 | 0 | 0.82706 | 407076
2016-10-28 04:00 | 0 | 0.82673 | 380575
2016-10-28 05:00 | 0 | 0.81748 | 360923
2016-10-28 06:00 | 0 | 0.80145 | 346937
2016-10-28 07:00 | 0 | 0.78337 | 340245
2016-10-28 08:00 | 0 | 0.76474 | 339281
2016-10-28 09:00 | 0 | 0.7493 | 347939
2016-10-28 10:00 | 0 | 0.74235 | 374656
2016-10-28 11:00 | 0 | 0.73259 | 401690
2016-10-28 12:00 | 0 | 0.71839 | 413635
2016-10-28 13:00 | 0.0010715 | 0.66963 | 422680
2016-10-28 14:00 | 0.12715 | 0.50738 | 431243
2016-10-28 15:00 | 0.30073 | 0.37897 | 437540
2016-10-28 16:00 | 0.40028 | 0.43798 | 443197
2016-10-28 17:00 | 0.43958 | 0.49528 | 449351
2016-10-28 18:00 | 0.45617 | 0.50447 | 454376
2016-10-28 19:00 | 0.46053 | 0.51205 | 456865
2016-10-28 20:00 | 0.45842 | 0.51886 | 459630
2016-10-28 21:00 | 0.43588 | 0.51998 | 460343
2016-10-28 22:00 | 0.383 | 0.53825 | 459351
2016-10-28 23:00 | 0.25355 | 0.59539 | 458141
2016-10-29 | 0.056879 | 0.65941 | 451526
2016-10-29 01:00 | 2.79e-06 | 0.6569 | 438382
2016-10-29 02:00 | 0 | 0.63744 | 419698
2016-10-29 03:00 | 0 | 0.60871 | 398575
2016-10-29 04:00 | 0 | 0.57895 | 376913
2016-10-29 05:00 | 0 | 0.56044 | 358730
2016-10-29 06:00 | 0 | 0.54359 | 345598
2016-10-29 07:00 | 0 | 0.52466 | 336136
2016-10-29 08:00 | 0 | 0.51013 | 331955
2016-10-29 09:00 | 0 | 0.49525 | 334188
2016-10-29 10:00 | 0 | 0.48529 | 341183
2016-10-29 11:00 | 0 | 0.4785 | 353400
2016-10-29 12:00 | 0 | 0.46809 | 366362
2016-10-29 13:00 | 0.00071991 | 0.42792 | 379350
2016-10-29 14:00 | 0.1736 | 0.29084 | 393060
2016-10-29 15:00 | 0.50484 | 0.30702 | 402815
2016-10-29 16:00 | 0.62039 | 0.36949 | 410672
2016-10-29 17:00 | 0.62886 | 0.35709 | 417739
2016-10-29 18:00 | 0.60249 | 0.33823 | 425048
2016-10-29 19:00 | 0.59032 | 0.3416 | 430421
2016-10-29 20:00 | 0.60182 | 0.3581 | 436729
2016-10-29 21:00 | 0.62088 | 0.37472 | 439461
2016-10-29 22:00 | 0.59377 | 0.39075 | 439395
2016-10-29 23:00 | 0.37758 | 0.44487 | 439845
2016-10-30 | 0.046086 | 0.50805 | 433880
2016-10-30 01:00 | 7.84e-07 | 0.51938 | 421469
2016-10-30 02:00 | 0 | 0.51727 | 405072
2016-10-30 03:00 | 0 | 0.51507 | 385088
2016-10-30 04:00 | 0 | 0.51261 | 364576
2016-10-30 05:00 | 0 | 0.50782 | 348139
2016-10-30 06:00 | 0 | 0.49634 | 334018
2016-10-30 07:00 | 0 | 0.47682 | 324431
2016-10-30 08:00 | 0 | 0.45328 | 318956
2016-10-30 09:00 | 0 | 0.41187 | 317742
2016-10-30 10:00 | 0 | 0.37247 | 321987
2016-10-30 11:00 | 0 | 0.34725 | 330156
2016-10-30 12:00 | 0 | 0.32841 | 342297
2016-10-30 13:00 | 0.00059478 | 0.29405 | 356809
2016-10-30 14:00 | 0.18889 | 0.23537 | 371612
2016-10-30 15:00 | 0.3703 | 0.1885 | 384979
2016-10-30 16:00 | 0.46062 | 0.17385 | 398469
2016-10-30 17:00 | 0.48806 | 0.17828 | 411094
2016-10-30 18:00 | 0.4952 | 0.17708 | 421927
2016-10-30 19:00 | 0.5012 | 0.17661 | 429488
2016-10-30 20:00 | 0.50413 | 0.17675 | 436896
2016-10-30 21:00 | 0.49205 | 0.17665 | 441267
2016-10-30 22:00 | 0.43942 | 0.18572 | 444525
2016-10-30 23:00 | 0.26733 | 0.29305 | 448448
2016-10-31 | 0.054225 | 0.43282 | 445376
2016-10-31 01:00 | 1.55e-07 | 0.51223 | 430012
2016-10-31 02:00 | 0 | 0.54834 | 410424
2016-10-31 03:00 | 0 | 0.56649 | 386114
2016-10-31 04:00 | 0 | 0.57182 | 363896
2016-10-31 05:00 | 0 | 0.57026 | 346071
2016-10-31 06:00 | 0 | 0.5732 | 334247
2016-10-31 07:00 | 0 | 0.58172 | 327083
2016-10-31 08:00 | 0 | 0.58684 | 326644
2016-10-31 09:00 | 0 | 0.58748 | 336996
2016-10-31 10:00 | 0 | 0.59156 | 364167
2016-10-31 11:00 | 0 | 0.60877 | 394234
2016-10-31 12:00 | 0 | 0.63876 | 409948
2016-10-31 13:00 | 0.00047581 | 0.64488 | 418819
2016-10-31 14:00 | 0.15252 | 0.58588 | 428158
2016-10-31 15:00 | 0.50213 | 0.63919 | 435884
2016-10-31 16:00 | 0.62814 | 0.73225 | 443570
2016-10-31 17:00 | 0.6393 | 0.77852 | 452155
2016-10-31 18:00 | 0.61377 | 0.79627 | 457632
2016-10-31 19:00 | 0.59979 | 0.79533 | 463453
2016-10-31 20:00 | 0.60827 | 0.78543 | 466731
2016-10-31 21:00 | 0.62142 | 0.76919 | 467068
2016-10-31 22:00 | 0.58233 | 0.7741 | 465870
2016-10-31 23:00 | 0.37658 | 0.82655 | 462651
2016-11-01 | 0.058282 | 0.86168 | 457791
2016-11-01 01:00 | 0 | 0.85389 | 446536
2016-11-01 02:00 | 0 | 0.84215 | 426933
2016-11-01 03:00 | 0 | 0.82492 | 401248
2016-11-01 04:00 | 0 | 0.80523 | 377067
2016-11-01 05:00 | 0 | 0.78966 | 358819
2016-11-01 06:00 | 0 | 0.76166 | 346642
2016-11-01 07:00 | 0 | 0.72028 | 340076
2016-11-01 08:00 | 0 | 0.66835 | 339261
2016-11-01 09:00 | 0 | 0.59616 | 348857
2016-11-01 10:00 | 0 | 0.52623 | 375785
2016-11-01 11:00 | 0 | 0.47006 | 404362
2016-11-01 12:00 | 0 | 0.42961 | 418100
2016-11-01 13:00 | 0.0003552 | 0.38116 | 424883
2016-11-01 14:00 | 0.09131 | 0.26449 | 432738
2016-11-01 15:00 | 0.3218 | 0.19823 | 441024
2016-11-01 16:00 | 0.46121 | 0.19421 | 448543
2016-11-01 17:00 | 0.51334 | 0.23987 | 454209
2016-11-01 18:00 | 0.51294 | 0.26402 | 460031
2016-11-01 19:00 | 0.5041 | 0.28035 | 464625
2016-11-01 20:00 | 0.49829 | 0.29036 | 469424
2016-11-01 21:00 | 0.48337 | 0.29391 | 473308
2016-11-01 22:00 | 0.43537 | 0.31523 | 477350
2016-11-01 23:00 | 0.3073 | 0.42383 | 481831
2016-11-02 | 0.058241 | 0.49996 | 478077
2016-11-02 01:00 | 0 | 0.52088 | 461935
2016-11-02 02:00 | 0 | 0.5239 | 438071
2016-11-02 03:00 | 0 | 0.53165 | 411034
2016-11-02 04:00 | 0 | 0.53283 | 384186
2016-11-02 05:00 | 0 | 0.51605 | 363898
2016-11-02 06:00 | 0 | 0.48946 | 350436
2016-11-02 07:00 | 0 | 0.46407 | 342291
2016-11-02 08:00 | 0 | 0.44964 | 340929
2016-11-02 09:00 | 0 | 0.41985 | 350511
2016-11-02 10:00 | 0 | 0.39053 | 375741
2016-11-02 11:00 | 0 | 0.36786 | 403615
2016-11-02 12:00 | 0 | 0.34788 | 418313
2016-11-02 13:00 | 0.0001469 | 0.3173 | 426393
2016-11-02 14:00 | 0.090839 | 0.23045 | 436379
2016-11-02 15:00 | 0.49401 | 0.16919 | 444579
2016-11-02 16:00 | 0.6102 | 0.15316 | 451675
2016-11-02 17:00 | 0.60246 | 0.15635 | 459394
2016-11-02 18:00 | 0.57566 | 0.16208 | 466383
2016-11-02 19:00 | 0.55841 | 0.16308 | 471568
2016-11-02 20:00 | 0.56125 | 0.16472 | 474377
2016-11-02 21:00 | 0.57053 | 0.1712 | 475810
2016-11-02 22:00 | 0.54677 | 0.19586 | 479192
2016-11-02 23:00 | 0.37102 | 0.26805 | 481998
2016-11-03 | 0.054502 | 0.32192 | 476820
2016-11-03 01:00 | 0 | 0.33738 | 460151
2016-11-03 02:00 | 0 | 0.33984 | 436685
2016-11-03 03:00 | 0 | 0.34388 | 410743
2016-11-03 04:00 | 0 | 0.35579 | 386212
2016-11-03 05:00 | 0 | 0.3774 | 367300
2016-11-03 06:00 | 0 | 0.40505 | 351478
2016-11-03 07:00 | 0 | 0.42573 | 342221
2016-11-03 08:00 | 0 | 0.43823 | 340441
2016-11-03 09:00 | 0 | 0.43661 | 349046
2016-11-03 10:00 | 0 | 0.42904 | 372309
2016-11-03 11:00 | 0 | 0.42241 | 400076
2016-11-03 12:00 | 0 | 0.41969 | 415884
2016-11-03 13:00 | 9.89e-05 | 0.41156 | 425592
2016-11-03 14:00 | 0.087324 | 0.28845 | 436543
2016-11-03 15:00 | 0.43963 | 0.15792 | 444376
2016-11-03 16:00 | 0.56917 | 0.11204 | 450775
2016-11-03 17:00 | 0.584 | 0.10215 | 457150
2016-11-03 18:00 | 0.56883 | 0.10558 | 461030
2016-11-03 19:00 | 0.55311 | 0.10428 | 462902
2016-11-03 20:00 | 0.55007 | 0.098255 | 463605
2016-11-03 21:00 | 0.5448 | 0.091792 | 464188
2016-11-03 22:00 | 0.50449 | 0.107 | 466431
2016-11-03 23:00 | 0.32006 | 0.12507 | 469489
2016-11-04 | 0.045918 | 0.14517 | 466276
2016-11-04 01:00 | 0 | 0.16145 | 452064
2016-11-04 02:00 | 0 | 0.17814 | 428563
2016-11-04 03:00 | 0 | 0.21157 | 402878
2016-11-04 04:00 | 0 | 0.24962 | 378204
2016-11-04 05:00 | 0 | 0.27849 | 358324
2016-11-04 06:00 | 0 | 0.30317 | 345610
2016-11-04 07:00 | 0 | 0.32233 | 337040
2016-11-04 08:00 | 0 | 0.33283 | 335876
2016-11-04 09:00 | 0 | 0.31946 | 344352
2016-11-04 10:00 | 0 | 0.29838 | 368826
2016-11-04 11:00 | 0 | 0.28295 | 396880
2016-11-04 12:00 | 0 | 0.27061 | 411547
2016-11-04 13:00 | 3.04e-05 | 0.25344 | 419830
2016-11-04 14:00 | 0.061083 | 0.18028 | 428091
2016-11-04 15:00 | 0.36023 | 0.090824 | 432715
2016-11-04 16:00 | 0.48477 | 0.05975 | 435014
2016-11-04 17:00 | 0.52163 | 0.062693 | 438947
2016-11-04 18:00 | 0.5125 | 0.074259 | 441631
2016-11-04 19:00 | 0.49878 | 0.082199 | 442149
2016-11-04 20:00 | 0.49503 | 0.079657 | 442635
2016-11-04 21:00 | 0.49086 | 0.078435 | 442022
2016-11-04 22:00 | 0.44536 | 0.10602 | 442778
2016-11-04 23:00 | 0.28666 | 0.1716 | 445082
2016-11-05 | 0.035852 | 0.27805 | 439915
2016-11-05 01:00 | 0 | 0.36304 | 429862
2016-11-05 02:00 | 0 | 0.42301 | 411940
2016-11-05 03:00 | 0 | 0.46368 | 391059
2016-11-05 04:00 | 0 | 0.48608 | 370153
2016-11-05 05:00 | 0 | 0.49168 | 353399
2016-11-05 06:00 | 0 | 0.48296 | 341473
2016-11-05 07:00 | 0 | 0.46608 | 334333
2016-11-05 08:00 | 0 | 0.44448 | 331103
2016-11-05 09:00 | 0 | 0.40724 | 334017
2016-11-05 10:00 | 0 | 0.36327 | 342246
2016-11-05 11:00 | 0 | 0.33049 | 356642
2016-11-05 12:00 | 0 | 0.31098 | 371131
2016-11-05 13:00 | 7.2e-05 | 0.29555 | 383228
2016-11-05 14:00 | 0.04753 | 0.19885 | 390961
2016-11-05 15:00 | 0.34259 | 0.11207 | 394262
2016-11-05 16:00 | 0.48692 | 0.087998 | 394556
2016-11-05 17:00 | 0.52217 | 0.11272 | 393623
2016-11-05 18:00 | 0.51006 | 0.14657 | 392979
2016-11-05 19:00 | 0.49681 | 0.16768 | 392981
2016-11-05 20:00 | 0.49407 | 0.18014 | 395241
2016-11-05 21:00 | 0.48966 | 0.19407 | 397859
2016-11-05 22:00 | 0.45127 | 0.27496 | 405579
2016-11-05 23:00 | 0.31306 | 0.41097 | 412819
2016-11-06 | 0.043386 | 0.5164 | 411564
2016-11-06 01:00 | 0 | 0.57223 | 404747
2016-11-06 02:00 | 0 | 0.60668 | 390608
2016-11-06 03:00 | 0 | 0.63554 | 373425
2016-11-06 04:00 | 0 | 0.65732 | 355387
2016-11-06 05:00 | 0 | 0.66896 | 339352
2016-11-06 06:00 | 0 | 0.66521 | 329384
2016-11-06 07:00 | 0 | 0.64511 | 322959
2016-11-06 08:00 | 0 | 0.61031 | 320466
2016-11-06 09:00 | 0 | 0.56717 | 321170
2016-11-06 10:00 | 0 | 0.5308 | 325728
2016-11-06 11:00 | 0 | 0.50992 | 332624
2016-11-06 12:00 | 0 | 0.50393 | 345359
2016-11-06 13:00 | 4.1e-05 | 0.49817 | 357221
2016-11-06 14:00 | 0.085637 | 0.38196 | 367391
2016-11-06 15:00 | 0.4202 | 0.29985 | 373236
2016-11-06 16:00 | 0.53898 | 0.35314 | 377869
2016-11-06 17:00 | 0.5446 | 0.44288 | 381108
2016-11-06 18:00 | 0.53021 | 0.48695 | 384402
2016-11-06 19:00 | 0.52801 | 0.50987 | 386938
2016-11-06 20:00 | 0.543 | 0.51202 | 390845
2016-11-06 21:00 | 0.56571 | 0.50425 | 400236
2016-11-06 22:00 | 0.53484 | 0.53599 | 410590
2016-11-06 23:00 | 0.34439 | 0.62182 | 420573
2016-11-07 | 0.035073 | 0.67602 | 422553
2016-11-07 01:00 | 0 | 0.67817 | 417048
2016-11-07 02:00 | 0 | 0.66981 | 401103
2016-11-07 03:00 | 0 | 0.6594 | 383244
2016-11-07 04:00 | 0 | 0.64614 | 364444
2016-11-07 05:00 | 0 | 0.61552 | 348335
2016-11-07 06:00 | 0 | 0.58606 | 336181
2016-11-07 07:00 | 0 | 0.55818 | 329397
2016-11-07 08:00 | 0 | 0.53731 | 327608
2016-11-07 09:00 | 0 | 0.51038 | 331047
2016-11-07 10:00 | 0 | 0.48595 | 345633
2016-11-07 11:00 | 0 | 0.46614 | 376476
2016-11-07 12:00 | 0 | 0.44852 | 402683
2016-11-07 13:00 | 9.87e-05 | 0.41935 | 414736
2016-11-07 14:00 | 0.18835 | 0.28371 | 421647
2016-11-07 15:00 | 0.46513 | 0.21078 | 426656
2016-11-07 16:00 | 0.58962 | 0.24726 | 428919
2016-11-07 17:00 | 0.60697 | 0.26919 | 430687
2016-11-07 18:00 | 0.59176 | 0.28026 | 432362
2016-11-07 19:00 | 0.58084 | 0.28969 | 433968
2016-11-07 20:00 | 0.5953 | 0.30289 | 434391
2016-11-07 21:00 | 0.61936 | 0.31786 | 437060
2016-11-07 22:00 | 0.58627 | 0.32507 | 448643
2016-11-07 23:00 | 0.37143 | 0.39245 | 460712
2016-11-08 | 0.035522 | 0.44354 | 460750
2016-11-08 01:00 | 0 | 0.44975 | 454242
2016-11-08 02:00 | 0 | 0.43494 | 437320
2016-11-08 03:00 | 0 | 0.42117 | 414551
2016-11-08 04:00 | 0 | 0.41333 | 390965
2016-11-08 05:00 | 0 | 0.41024 | 370090
2016-11-08 06:00 | 0 | 0.41434 | 355713
2016-11-08 07:00 | 0 | 0.42045 | 346507
2016-11-08 08:00 | 0 | 0.42422 | 342579
2016-11-08 09:00 | 0 | 0.42813 | 343730
2016-11-08 10:00 | 0 | 0.43449 | 356009
2016-11-08 11:00 | 0 | 0.43497 | 382960
2016-11-08 12:00 | 0 | 0.43461 | 407432
2016-11-08 13:00 | 6.13e-05 | 0.42436 | 417824
2016-11-08 14:00 | 0.19821 | 0.3287 | 423057
2016-11-08 15:00 | 0.54457 | 0.30715 | 425691
2016-11-08 16:00 | 0.65281 | 0.28975 | 426448
2016-11-08 17:00 | 0.63926 | 0.27064 | 426886
2016-11-08 18:00 | 0.60235 | 0.26123 | 428327
2016-11-08 19:00 | 0.58659 | 0.25672 | 429072
2016-11-08 20:00 | 0.59891 | 0.25436 | 429520
2016-11-08 21:00 | 0.63246 | 0.25673 | 432640
2016-11-08 22:00 | 0.61522 | 0.30503 | 445778
2016-11-08 23:00 | 0.37868 | 0.4085 | 457394
2016-11-09 | 0.036632 | 0.5054 | 457668
2016-11-09 01:00 | 0 | 0.54479 | 451035
2016-11-09 02:00 | 0 | 0.54998 | 434243
2016-11-09 03:00 | 0 | 0.53878 | 410461
2016-11-09 04:00 | 0 | 0.51941 | 388056
2016-11-09 05:00 | 0 | 0.5025 | 371470
2016-11-09 06:00 | 0 | 0.49322 | 356814
2016-11-09 07:00 | 0 | 0.48235 | 345056
2016-11-09 08:00 | 0 | 0.47009 | 338487
2016-11-09 09:00 | 0 | 0.46187 | 338307
2016-11-09 10:00 | 0 | 0.45597 | 348602
2016-11-09 11:00 | 0 | 0.45644 | 375832
2016-11-09 12:00 | 0 | 0.45922 | 400769
2016-11-09 13:00 | 1.97e-05 | 0.45267 | 413065
2016-11-09 14:00 | 0.20866 | 0.34299 | 421908
2016-11-09 15:00 | 0.54671 | 0.19448 | 426417
2016-11-09 16:00 | 0.63677 | 0.12604 | 426920
2016-11-09 17:00 | 0.6264 | 0.14684 | 428995
2016-11-09 18:00 | 0.59241 | 0.16573 | 430462
2016-11-09 19:00 | 0.57383 | 0.18108 | 430710
2016-11-09 20:00 | 0.58132 | 0.18578 | 430888
2016-11-09 21:00 | 0.60428 | 0.19269 | 435479
2016-11-09 22:00 | 0.57118 | 0.30981 | 446668
2016-11-09 23:00 | 0.35379 | 0.43098 | 458996
2016-11-10 | 0.032319 | 0.51648 | 459987
2016-11-10 01:00 | 0 | 0.58375 | 454010
2016-11-10 02:00 | 0 | 0.63266 | 437767
2016-11-10 03:00 | 0 | 0.66923 | 415539
2016-11-10 04:00 | 0 | 0.69835 | 392399
2016-11-10 05:00 | 0 | 0.71789 | 372662
2016-11-10 06:00 | 0 | 0.726 | 358277
2016-11-10 07:00 | 0 | 0.71939 | 349674
2016-11-10 08:00 | 0 | 0.69938 | 345853
2016-11-10 09:00 | 0 | 0.67222 | 348169
2016-11-10 10:00 | 0 | 0.6488 | 360076
2016-11-10 11:00 | 0 | 0.62688 | 389933
2016-11-10 12:00 | 0 | 0.60677 | 414297
2016-11-10 13:00 | 2.42e-05 | 0.57491 | 422778
2016-11-10 14:00 | 0.16159 | 0.39133 | 424861
2016-11-10 15:00 | 0.50842 | 0.23404 | 425356
2016-11-10 16:00 | 0.61482 | 0.3347 | 424871
2016-11-10 17:00 | 0.61119 | 0.4044 | 424766
2016-11-10 18:00 | 0.57708 | 0.43226 | 425604
2016-11-10 19:00 | 0.56003 | 0.43728 | 426796
2016-11-10 20:00 | 0.56977 | 0.43397 | 427295
2016-11-10 21:00 | 0.59285 | 0.42891 | 429964
2016-11-10 22:00 | 0.56237 | 0.47397 | 440203
2016-11-10 23:00 | 0.32904 | 0.58329 | 452413
2016-11-11 | 0.025362 | 0.65565 | 453740
2016-11-11 01:00 | 0 | 0.69485 | 448723
2016-11-11 02:00 | 0 | 0.71141 | 434945
2016-11-11 03:00 | 0 | 0.71042 | 413757
2016-11-11 04:00 | 0 | 0.69203 | 391708
2016-11-11 05:00 | 0 | 0.66461 | 371502
2016-11-11 06:00 | 0 | 0.63548 | 357326
2016-11-11 07:00 | 0 | 0.60083 | 347689
2016-11-11 08:00 | 0 | 0.56494 | 343422
2016-11-11 09:00 | 0 | 0.53003 | 344999
2016-11-11 10:00 | 0 | 0.5001 | 354705
2016-11-11 11:00 | 0 | 0.4745 | 378884
2016-11-11 12:00 | 0 | 0.45462 | 402229
2016-11-11 13:00 | 3.58e-05 | 0.41896 | 413318
2016-11-11 14:00 | 0.1455 | 0.2892 | 417219
2016-11-11 15:00 | 0.50679 | 0.23944 | 418797
2016-11-11 16:00 | 0.64362 | 0.22113 | 419146
2016-11-11 17:00 | 0.63532 | 0.21662 | 418334
2016-11-11 18:00 | 0.59609 | 0.21877 | 418496
2016-11-11 19:00 | 0.57887 | 0.22777 | 418696
2016-11-11 20:00 | 0.59332 | 0.24302 | 418481
2016-11-11 21:00 | 0.62102 | 0.26028 | 421340
2016-11-11 22:00 | 0.58323 | 0.31089 | 431879
2016-11-11 23:00 | 0.31726 | 0.45497 | 440688
2016-11-12 | 0.021613 | 0.5624 | 439461
2016-11-12 01:00 | 0 | 0.60334 | 433417
2016-11-12 02:00 | 0 | 0.61828 | 420648
2016-11-12 03:00 | 0 | 0.61888 | 403892
2016-11-12 04:00 | 0 | 0.61755 | 385337
2016-11-12 05:00 | 0 | 0.61783 | 367248
2016-11-12 06:00 | 0 | 0.61823 | 353155
2016-11-12 07:00 | 0 | 0.61394 | 344828
2016-11-12 08:00 | 0 | 0.60623 | 340511
2016-11-12 09:00 | 0 | 0.59571 | 340583
2016-11-12 10:00 | 0 | 0.58514 | 345289
2016-11-12 11:00 | 0 | 0.57087 | 355373
2016-11-12 12:00 | 0 | 0.55875 | 368396
2016-11-12 13:00 | 4.35e-05 | 0.53986 | 381390
2016-11-12 14:00 | 0.18715 | 0.42827 | 389712
2016-11-12 15:00 | 0.43785 | 0.27949 | 392801
2016-11-12 16:00 | 0.53778 | 0.32452 | 393111
2016-11-12 17:00 | 0.54546 | 0.35692 | 391081
2016-11-12 18:00 | 0.5334 | 0.35838 | 388594
2016-11-12 19:00 | 0.5275 | 0.36779 | 386795
2016-11-12 20:00 | 0.54027 | 0.37307 | 387364
2016-11-12 21:00 | 0.55471 | 0.37812 | 392396
2016-11-12 22:00 | 0.50971 | 0.44845 | 406035
2016-11-12 23:00 | 0.25867 | 0.56445 | 419527
2016-11-13 | 0.019455 | 0.66151 | 422595
2016-11-13 01:00 | 0 | 0.73017 | 421057
2016-11-13 02:00 | 0 | 0.77072 | 411988
2016-11-13 03:00 | 0 | 0.79402 | 398326
2016-11-13 04:00 | 0 | 0.80453 | 382834
2016-11-13 05:00 | 0 | 0.80911 | 367618
2016-11-13 06:00 | 0 | 0.80827 | 355910
2016-11-13 07:00 | 0 | 0.80221 | 348713
2016-11-13 08:00 | 0 | 0.79217 | 343481
2016-11-13 09:00 | 0 | 0.77372 | 342102
2016-11-13 10:00 | 0 | 0.75738 | 346332
2016-11-13 11:00 | 0 | 0.7402 | 354510
2016-11-13 12:00 | 0 | 0.72208 | 365072
2016-11-13 13:00 | 3.36e-05 | 0.69317 | 375353
2016-11-13 14:00 | 0.17079 | 0.52023 | 381539
2016-11-13 15:00 | 0.49924 | 0.34094 | 382161
2016-11-13 16:00 | 0.61755 | 0.3969 | 381553
2016-11-13 17:00 | 0.61042 | 0.51232 | 381489
2016-11-13 18:00 | 0.57803 | 0.51666 | 381742
2016-11-13 19:00 | 0.56551 | 0.51132 | 382484
2016-11-13 20:00 | 0.58333 | 0.50204 | 384574
2016-11-13 21:00 | 0.61267 | 0.49492 | 391806
2016-11-13 22:00 | 0.57851 | 0.5359 | 408986
2016-11-13 23:00 | 0.31695 | 0.63982 | 426882
2016-11-14 | 0.02192 | 0.67351 | 430953
2016-11-14 01:00 | 0 | 0.69272 | 430938
2016-11-14 02:00 | 0 | 0.6945 | 417746
2016-11-14 03:00 | 0 | 0.68277 | 399502
2016-11-14 04:00 | 0 | 0.66914 | 379881
2016-11-14 05:00 | 0 | 0.66114 | 362913
2016-11-14 06:00 | 0 | 0.6515 | 349904
2016-11-14 07:00 | 0 | 0.64016 | 342914
2016-11-14 08:00 | 0 | 0.62074 | 341012
2016-11-14 09:00 | 0 | 0.58465 | 345976
2016-11-14 10:00 | 0 | 0.54462 | 362341
2016-11-14 11:00 | 0 | 0.51206 | 393689
2016-11-14 12:00 | 0 | 0.4847 | 421004
2016-11-14 13:00 | 2.38e-05 | 0.45668 | 430839
2016-11-14 14:00 | 0.18611 | 0.33694 | 433072
2016-11-14 15:00 | 0.51314 | 0.20802 | 432017
2016-11-14 16:00 | 0.63871 | 0.1659 | 430617
2016-11-14 17:00 | 0.6322 | 0.18535 | 428936
2016-11-14 18:00 | 0.59416 | 0.20663 | 429070
2016-11-14 19:00 | 0.5803 | 0.22521 | 429960
2016-11-14 20:00 | 0.59862 | 0.24299 | 430707
2016-11-14 21:00 | 0.63527 | 0.25345 | 436153
2016-11-14 22:00 | 0.60133 | 0.28695 | 450135
2016-11-14 23:00 | 0.33691 | 0.32128 | 462512
2016-11-15 | 0.018082 | 0.34175 | 463726
2016-11-15 01:00 | 0 | 0.36325 | 458080
2016-11-15 02:00 | 0 | 0.3873 | 441923
2016-11-15 03:00 | 0 | 0.42248 | 419149
2016-11-15 04:00 | 0 | 0.46574 | 394010
2016-11-15 05:00 | 0 | 0.50418 | 374011
2016-11-15 06:00 | 0 | 0.53616 | 359783
2016-11-15 07:00 | 0 | 0.56506 | 350973
2016-11-15 08:00 | 0 | 0.58359 | 347090
2016-11-15 09:00 | 0 | 0.5918 | 349717
2016-11-15 10:00 | 0 | 0.59244 | 361722
2016-11-15 11:00 | 0 | 0.59192 | 391526
2016-11-15 12:00 | 0 | 0.5906 | 417710
2016-11-15 13:00 | 2.47e-05 | 0.58535 | 426726
2016-11-15 14:00 | 0.20047 | 0.45203 | 429103
2016-11-15 15:00 | 0.56314 | 0.18747 | 428933
2016-11-15 16:00 | 0.66132 | 0.165 | 427043
2016-11-15 17:00 | 0.63426 | 0.21636 | 426613
2016-11-15 18:00 | 0.59195 | 0.23055 | 428470
2016-11-15 19:00 | 0.57433 | 0.23554 | 429860
2016-11-15 20:00 | 0.587 | 0.23321 | 431192
2016-11-15 21:00 | 0.61214 | 0.21568 | 435035
2016-11-15 22:00 | 0.5726 | 0.26866 | 447443
2016-11-15 23:00 | 0.2887 | 0.34492 | 457660
2016-11-16 | 0.014792 | 0.40672 | 459462
2016-11-16 01:00 | 0 | 0.44886 | 454621
2016-11-16 02:00 | 0 | 0.47637 | 439452
2016-11-16 03:00 | 0 | 0.50032 | 416820
2016-11-16 04:00 | 0 | 0.52776 | 392584
2016-11-16 05:00 | 0 | 0.55123 | 371667
2016-11-16 06:00 | 0 | 0.56916 | 357214
2016-11-16 07:00 | 0 | 0.58612 | 349218
2016-11-16 08:00 | 0 | 0.59892 | 345715
2016-11-16 09:00 | 0 | 0.60664 | 347876
2016-11-16 10:00 | 0 | 0.62262 | 362110
2016-11-16 11:00 | 0 | 0.64059 | 392804
2016-11-16 12:00 | 0 | 0.64834 | 418031
2016-11-16 13:00 | 2.62e-05 | 0.6587 | 425972
2016-11-16 14:00 | 0.13532 | 0.54813 | 427597
2016-11-16 15:00 | 0.31881 | 0.31763 | 427627
2016-11-16 16:00 | 0.44679 | 0.27515 | 426578
2016-11-16 17:00 | 0.4859 | 0.45895 | 426245
2016-11-16 18:00 | 0.48515 | 0.58808 | 428712
2016-11-16 19:00 | 0.47905 | 0.63536 | 430296
2016-11-16 20:00 | 0.48331 | 0.65404 | 431956
2016-11-16 21:00 | 0.47039 | 0.66785 | 435639
2016-11-16 22:00 | 0.39232 | 0.70689 | 446127
2016-11-16 23:00 | 0.18696 | 0.77544 | 456617
2016-11-17 | 0.018365 | 0.81228 | 458388
2016-11-17 01:00 | 0 | 0.80471 | 453785
2016-11-17 02:00 | 0 | 0.77974 | 439943
2016-11-17 03:00 | 0 | 0.75421 | 417582
2016-11-17 04:00 | 0 | 0.73164 | 393907
2016-11-17 05:00 | 0 | 0.71578 | 373832
2016-11-17 06:00 | 0 | 0.70306 | 358914
2016-11-17 07:00 | 0 | 0.69288 | 349622
2016-11-17 08:00 | 0 | 0.68168 | 345824
2016-11-17 09:00 | 0 | 0.65845 | 349147
2016-11-17 10:00 | 0 | 0.63755 | 362368
2016-11-17 11:00 | 0 | 0.62668 | 391662
2016-11-17 12:00 | 0 | 0.6173 | 417282
2016-11-17 13:00 | 1.8e-05 | 0.60838 | 425836
2016-11-17 14:00 | 0.099928 | 0.55908 | 428519
2016-11-17 15:00 | 0.42475 | 0.551 | 429950
2016-11-17 16:00 | 0.56179 | 0.59199 | 428367
2016-11-17 17:00 | 0.56136 | 0.62074 | 428497
2016-11-17 18:00 | 0.53842 | 0.64433 | 429853
2016-11-17 19:00 | 0.52742 | 0.66047 | 431227
2016-11-17 20:00 | 0.53333 | 0.68247 | 432204
2016-11-17 21:00 | 0.54809 | 0.71306 | 434647
2016-11-17 22:00 | 0.537 | 0.73744 | 445468
2016-11-17 23:00 | 0.29832 | 0.75509 | 455817
2016-11-18 | 0.016674 | 0.75967 | 458725
2016-11-18 01:00 | 0 | 0.75591 | 455329
2016-11-18 02:00 | 0 | 0.75477 | 441714
2016-11-18 03:00 | 0 | 0.75522 | 420225
2016-11-18 04:00 | 0 | 0.75388 | 397919
2016-11-18 05:00 | 0 | 0.75334 | 377492
2016-11-18 06:00 | 0 | 0.74747 | 361446
2016-11-18 07:00 | 0 | 0.74383 | 351750
2016-11-18 08:00 | 0 | 0.74888 | 347859
2016-11-18 09:00 | 0 | 0.75631 | 350172
2016-11-18 10:00 | 0 | 0.76008 | 362246
2016-11-18 11:00 | 0 | 0.76537 | 390730
2016-11-18 12:00 | 0 | 0.76482 | 415430
2016-11-18 13:00 | 2.35e-05 | 0.76036 | 424480
2016-11-18 14:00 | 0.1318 | 0.74901 | 429303
2016-11-18 15:00 | 0.58081 | 0.78372 | 432262
2016-11-18 16:00 | 0.67854 | 0.79347 | 432288
2016-11-18 17:00 | 0.66039 | 0.78354 | 431234
2016-11-18 18:00 | 0.6255 | 0.77327 | 431637
2016-11-18 19:00 | 0.60785 | 0.76908 | 431202
2016-11-18 20:00 | 0.62143 | 0.76299 | 429761
2016-11-18 21:00 | 0.65265 | 0.74902 | 429356
2016-11-18 22:00 | 0.60903 | 0.71976 | 436510
2016-11-18 23:00 | 0.32916 | 0.69778 | 442370
2016-11-19 | 0.015713 | 0.70358 | 440526
2016-11-19 01:00 | 0 | 0.67843 | 434981
2016-11-19 02:00 | 0 | 0.64497 | 422453
2016-11-19 03:00 | 0 | 0.61165 | 406615
2016-11-19 04:00 | 0 | 0.58258 | 387722
2016-11-19 05:00 | 0 | 0.56013 | 369717
2016-11-19 06:00 | 0 | 0.54125 | 354879
2016-11-19 07:00 | 0 | 0.519 | 344814
2016-11-19 08:00 | 0 | 0.49244 | 339808
2016-11-19 09:00 | 0 | 0.45117 | 340430
2016-11-19 10:00 | 0 | 0.40794 | 345724
2016-11-19 11:00 | 0 | 0.38125 | 356890
2016-11-19 12:00 | 0 | 0.36273 | 371621
2016-11-19 13:00 | 2.04e-05 | 0.34648 | 386603
2016-11-19 14:00 | 0.12827 | 0.26343 | 398800
2016-11-19 15:00 | 0.53421 | 0.26304 | 405020
2016-11-19 16:00 | 0.65757 | 0.30987 | 406368
2016-11-19 17:00 | 0.63824 | 0.33489 | 404935
2016-11-19 18:00 | 0.59851 | 0.35106 | 402033
2016-11-19 19:00 | 0.58113 | 0.36259 | 399027
2016-11-19 20:00 | 0.59317 | 0.37013 | 397484
2016-11-19 21:00 | 0.62465 | 0.36828 | 400502
2016-11-19 22:00 | 0.58108 | 0.36779 | 413683
2016-11-19 23:00 | 0.26681 | 0.4896 | 427279
2016-11-20 | 0.011802 | 0.54532 | 431645
2016-11-20 01:00 | 0 | 0.55647 | 430975
2016-11-20 02:00 | 0 | 0.5548 | 423762
2016-11-20 03:00 | 0 | 0.57318 | 411879
2016-11-20 04:00 | 0 | 0.58705 | 396011
2016-11-20 05:00 | 0 | 0.58949 | 382816
2016-11-20 06:00 | 0 | 0.58018 | 371724
2016-11-20 07:00 | 0 | 0.56837 | 364615
2016-11-20 08:00 | 0 | 0.5557 | 361541
2016-11-20 09:00 | 0 | 0.52701 | 362066
2016-11-20 10:00 | 0 | 0.50121 | 367715
2016-11-20 11:00 | 0 | 0.48104 | 377998
2016-11-20 12:00 | 0 | 0.46581 | 390252
2016-11-20 13:00 | 2.28e-05 | 0.44773 | 404595
2016-11-20 14:00 | 0.095506 | 0.33938 | 413303
2016-11-20 15:00 | 0.42029 | 0.29386 | 413355
2016-11-20 16:00 | 0.52859 | 0.31263 | 411016
2016-11-20 17:00 | 0.53046 | 0.30861 | 408200
2016-11-20 18:00 | 0.50024 | 0.28805 | 405059
2016-11-20 19:00 | 0.48172 | 0.26147 | 402637
2016-11-20 20:00 | 0.47902 | 0.23499 | 402846
2016-11-20 21:00 | 0.46255 | 0.20869 | 409160
2016-11-20 22:00 | 0.37658 | 0.25825 | 426655
2016-11-20 23:00 | 0.13829 | 0.4101 | 444859
2016-11-21 | 0.0076254 | 0.51124 | 452735
2016-11-21 01:00 | 0 | 0.55683 | 453663
2016-11-21 02:00 | 0 | 0.56372 | 444215
2016-11-21 03:00 | 0 | 0.55238 | 429663
2016-11-21 04:00 | 0 | 0.53917 | 412088
2016-11-21 05:00 | 0 | 0.52499 | 396983
2016-11-21 06:00 | 0 | 0.50086 | 386667
2016-11-21 07:00 | 0 | 0.47638 | 381643
2016-11-21 08:00 | 0 | 0.45753 | 380988
2016-11-21 09:00 | 0 | 0.42783 | 385774
2016-11-21 10:00 | 0 | 0.39814 | 400883
2016-11-21 11:00 | 0 | 0.38833 | 433200
2016-11-21 12:00 | 0 | 0.39541 | 460210
2016-11-21 13:00 | 1.79e-05 | 0.40546 | 470429
2016-11-21 14:00 | 0.047487 | 0.35284 | 469601
2016-11-21 15:00 | 0.16175 | 0.27948 | 464608
2016-11-21 16:00 | 0.2712 | 0.27336 | 457689
2016-11-21 17:00 | 0.34147 | 0.32378 | 450508
2016-11-21 18:00 | 0.36637 | 0.38846 | 445167
2016-11-21 19:00 | 0.36407 | 0.42079 | 440899
2016-11-21 20:00 | 0.34632 | 0.44456 | 439651
2016-11-21 21:00 | 0.31713 | 0.46849 | 444452
2016-11-21 22:00 | 0.26344 | 0.57538 | 462555
2016-11-21 23:00 | 0.16766 | 0.71958 | 478994
2016-11-22 | 0.013395 | 0.74609 | 485243
2016-11-22 01:00 | 0 | 0.73725 | 484328
2016-11-22 02:00 | 0 | 0.72005 | 472096
2016-11-22 03:00 | 0 | 0.70695 | 451534
2016-11-22 04:00 | 0 | 0.69181 | 430349
2016-11-22 05:00 | 0 | 0.68076 | 411026
2016-11-22 06:00 | 0 | 0.66705 | 398180
2016-11-22 07:00 | 0 | 0.65902 | 390171
2016-11-22 08:00 | 0 | 0.6425 | 387592
2016-11-22 09:00 | 0 | 0.63075 | 391911
2016-11-22 10:00 | 0 | 0.62603 | 404976
2016-11-22 11:00 | 0 | 0.61974 | 433602
2016-11-22 12:00 | 0 | 0.61231 | 457480
2016-11-22 13:00 | 5.38e-08 | 0.60802 | 466043
2016-11-22 14:00 | 0.071122 | 0.53612 | 464785
2016-11-22 15:00 | 0.42971 | 0.49679 | 460742
2016-11-22 16:00 | 0.58341 | 0.54037 | 454831
2016-11-22 17:00 | 0.5959 | 0.57232 | 447871
2016-11-22 18:00 | 0.55742 | 0.57981 | 444399
2016-11-22 19:00 | 0.53775 | 0.57499 | 441711
2016-11-22 20:00 | 0.54466 | 0.56715 | 440798
2016-11-22 21:00 | 0.56203 | 0.55205 | 445928
2016-11-22 22:00 | 0.5217 | 0.55696 | 461392
2016-11-22 23:00 | 0.25109 | 0.597 | 474383
2016-11-23 | 0.0063784 | 0.58402 | 478166
2016-11-23 01:00 | 0 | 0.56081 | 475989
2016-11-23 02:00 | 0 | 0.53674 | 464330
2016-11-23 03:00 | 0 | 0.52083 | 445737
2016-11-23 04:00 | 0 | 0.51232 | 424766
2016-11-23 05:00 | 0 | 0.50481 | 405449
2016-11-23 06:00 | 0 | 0.49932 | 391023
2016-11-23 07:00 | 0 | 0.49426 | 381703
2016-11-23 08:00 | 0 | 0.48526 | 377086
2016-11-23 09:00 | 0 | 0.46916 | 378179
2016-11-23 10:00 | 0 | 0.45492 | 387805
2016-11-23 11:00 | 0 | 0.44024 | 410565
2016-11-23 12:00 | 0 | 0.42182 | 432308
2016-11-23 13:00 | 1.07e-05 | 0.40312 | 445040
2016-11-23 14:00 | 0.15702 | 0.29931 | 450014
2016-11-23 15:00 | 0.48034 | 0.27772 | 451262
2016-11-23 16:00 | 0.59334 | 0.25622 | 448505
2016-11-23 17:00 | 0.59953 | 0.22649 | 443676
2016-11-23 18:00 | 0.57029 | 0.20794 | 439557
2016-11-23 19:00 | 0.55756 | 0.20172 | 437064
2016-11-23 20:00 | 0.57509 | 0.19807 | 435214
2016-11-23 21:00 | 0.60588 | 0.18519 | 438616
2016-11-23 22:00 | 0.56652 | 0.19381 | 450517
2016-11-23 23:00 | 0.25987 | 0.25727 | 457499
2016-11-24 | 0.019017 | 0.29588 | 457519
2016-11-24 01:00 | 0 | 0.32361 | 452882
2016-11-24 02:00 | 0 | 0.34824 | 440455
2016-11-24 03:00 | 0 | 0.37973 | 422019
2016-11-24 04:00 | 0 | 0.39879 | 400437
2016-11-24 05:00 | 0 | 0.40114 | 378621
2016-11-24 06:00 | 0 | 0.39981 | 361370
2016-11-24 07:00 | 0 | 0.39257 | 349616
2016-11-24 08:00 | 0 | 0.38735 | 342238
2016-11-24 09:00 | 0 | 0.38313 | 339265
2016-11-24 10:00 | 0 | 0.37911 | 341378
2016-11-24 11:00 | 0 | 0.38104 | 349184
2016-11-24 12:00 | 0 | 0.38145 | 360350
2016-11-24 13:00 | 8.1e-06 | 0.37974 | 378419
2016-11-24 14:00 | 0.121 | 0.31725 | 397131
2016-11-24 15:00 | 0.45457 | 0.24927 | 410459
2016-11-24 16:00 | 0.5999 | 0.29506 | 417634
2016-11-24 17:00 | 0.60157 | 0.36437 | 414375
2016-11-24 18:00 | 0.57085 | 0.37716 | 404355
2016-11-24 19:00 | 0.55488 | 0.37331 | 395055
2016-11-24 20:00 | 0.56753 | 0.37195 | 386948
2016-11-24 21:00 | 0.58479 | 0.36533 | 381058
2016-11-24 22:00 | 0.54184 | 0.36161 | 380683
2016-11-24 23:00 | 0.24719 | 0.42876 | 383072
2016-11-25 | 0.0064978 | 0.45052 | 383138
2016-11-25 01:00 | 0 | 0.45735 | 382911
2016-11-25 02:00 | 0 | 0.46304 | 377658
2016-11-25 03:00 | 0 | 0.47665 | 369843
2016-11-25 04:00 | 0 | 0.49226 | 358662
2016-11-25 05:00 | 0 | 0.50467 | 346627
2016-11-25 06:00 | 0 | 0.51445 | 336310
2016-11-25 07:00 | 0 | 0.52252 | 328607
2016-11-25 08:00 | 0 | 0.51631 | 325091
2016-11-25 09:00 | 0 | 0.50504 | 326511
2016-11-25 10:00 | 0 | 0.49899 | 331977
2016-11-25 11:00 | 0 | 0.48956 | 343329
2016-11-25 12:00 | 0 | 0.47574 | 357486
2016-11-25 13:00 | 3.02e-07 | 0.46332 | 371226
2016-11-25 14:00 | 0.11004 | 0.38056 | 383890
2016-11-25 15:00 | 0.48557 | 0.23888 | 391571
2016-11-25 16:00 | 0.60668 | 0.16614 | 395380
2016-11-25 17:00 | 0.58435 | 0.15312 | 396317
2016-11-25 18:00 | 0.55642 | 0.16035 | 394411
2016-11-25 19:00 | 0.53961 | 0.17186 | 392762
2016-11-25 20:00 | 0.54595 | 0.17577 | 391901
2016-11-25 21:00 | 0.55706 | 0.21905 | 396044
2016-11-25 22:00 | 0.50413 | 0.32492 | 406896
2016-11-25 23:00 | 0.19677 | 0.45298 | 416199
2016-11-26 | 0.0051314 | 0.55427 | 418426
2016-11-26 01:00 | 0 | 0.62732 | 415820
2016-11-26 02:00 | 0 | 0.67196 | 407072
2016-11-26 03:00 | 0 | 0.68767 | 393596
2016-11-26 04:00 | 0 | 0.67958 | 378696
2016-11-26 05:00 | 0 | 0.6632 | 361931
2016-11-26 06:00 | 0 | 0.64051 | 349185
2016-11-26 07:00 | 0 | 0.61417 | 340395
2016-11-26 08:00 | 0 | 0.58891 | 335497
2016-11-26 09:00 | 0 | 0.57269 | 334757
2016-11-26 10:00 | 0 | 0.56145 | 339519
2016-11-26 11:00 | 0 | 0.54286 | 348815
2016-11-26 12:00 | 0 | 0.51642 | 361410
2016-11-26 13:00 | 0 | 0.4956 | 375765
2016-11-26 14:00 | 0.044908 | 0.40129 | 389723
2016-11-26 15:00 | 0.40162 | 0.23556 | 397906
2016-11-26 16:00 | 0.52884 | 0.19982 | 400428
2016-11-26 17:00 | 0.52598 | 0.24334 | 398878
2016-11-26 18:00 | 0.48968 | 0.27604 | 394611
2016-11-26 19:00 | 0.46614 | 0.28139 | 390173
2016-11-26 20:00 | 0.45634 | 0.2661 | 387851
2016-11-26 21:00 | 0.44754 | 0.2471 | 393039
2016-11-26 22:00 | 0.36802 | 0.27944 | 407750
2016-11-26 23:00 | 0.15401 | 0.36775 | 422463
2016-11-27 | 0.0021298 | 0.45758 | 428188
2016-11-27 01:00 | 0 | 0.51509 | 427833
2016-11-27 02:00 | 0 | 0.5554 | 420951
2016-11-27 03:00 | 0 | 0.56885 | 409666
2016-11-27 04:00 | 0 | 0.57004 | 395489
2016-11-27 05:00 | 0 | 0.5569 | 380970
2016-11-27 06:00 | 0 | 0.53262 | 368714
2016-11-27 07:00 | 0 | 0.51194 | 360779
2016-11-27 08:00 | 0 | 0.49535 | 357817
2016-11-27 09:00 | 0 | 0.481 | 357740
2016-11-27 10:00 | 0 | 0.49657 | 362297
2016-11-27 11:00 | 0 | 0.53261 | 371445
2016-11-27 12:00 | 0 | 0.56333 | 383264
2016-11-27 13:00 | 0 | 0.58346 | 394819
2016-11-27 14:00 | 0.035921 | 0.57758 | 400599
2016-11-27 15:00 | 0.24958 | 0.59099 | 400939
2016-11-27 16:00 | 0.39952 | 0.60306 | 399311
2016-11-27 17:00 | 0.45151 | 0.63772 | 397982
2016-11-27 18:00 | 0.4475 | 0.67485 | 397282
2016-11-27 19:00 | 0.44125 | 0.70498 | 396576
2016-11-27 20:00 | 0.44049 | 0.72842 | 398083
2016-11-27 21:00 | 0.43384 | 0.76141 | 406538
2016-11-27 22:00 | 0.37243 | 0.81079 | 427369
2016-11-27 23:00 | 0.16594 | 0.85209 | 444427
2016-11-28 | 0.005972 | 0.86063 | 451693
2016-11-28 01:00 | 0 | 0.86156 | 450201
2016-11-28 02:00 | 0 | 0.86247 | 436097
2016-11-28 03:00 | 0 | 0.86837 | 420486
2016-11-28 04:00 | 0 | 0.87844 | 399764
2016-11-28 05:00 | 0 | 0.88867 | 383424
2016-11-28 06:00 | 0 | 0.89231 | 369420
2016-11-28 07:00 | 0 | 0.89313 | 362223
2016-11-28 08:00 | 0 | 0.88596 | 359618
2016-11-28 09:00 | 0 | 0.87818 | 361754
2016-11-28 10:00 | 0 | 0.87255 | 375602
2016-11-28 11:00 | 0 | 0.86657 | 406268
2016-11-28 12:00 | 0 | 0.85771 | 433750
2016-11-28 13:00 | 1.64e-06 | 0.85082 | 445747
2016-11-28 14:00 | 0.12211 | 0.75841 | 450896
2016-11-28 15:00 | 0.32252 | 0.68212 | 453009
2016-11-28 16:00 | 0.43992 | 0.7399 | 452270
2016-11-28 17:00 | 0.46279 | 0.79712 | 449944
2016-11-28 18:00 | 0.45789 | 0.80492 | 447330
2016-11-28 19:00 | 0.45144 | 0.80753 | 445643
2016-11-28 20:00 | 0.4538 | 0.79765 | 445537
2016-11-28 21:00 | 0.44493 | 0.78527 | 451033
2016-11-28 22:00 | 0.36771 | 0.80125 | 466339
2016-11-28 23:00 | 0.17167 | 0.82248 | 477026
2016-11-29 | 0.0057514 | 0.82804 | 480299
2016-11-29 01:00 | 0 | 0.83238 | 476024
2016-11-29 02:00 | 0 | 0.83226 | 460372
2016-11-29 03:00 | 0 | 0.83047 | 437418
2016-11-29 04:00 | 0 | 0.82832 | 411152
2016-11-29 05:00 | 0 | 0.82341 | 388395
2016-11-29 06:00 | 0 | 0.81067 | 370865
2016-11-29 07:00 | 0 | 0.79561 | 359202
2016-11-29 08:00 | 0 | 0.78704 | 353473
2016-11-29 09:00 | 0 | 0.78 | 354019
2016-11-29 10:00 | 0 | 0.77162 | 364087
2016-11-29 11:00 | 0 | 0.76743 | 392679
2016-11-29 12:00 | 0 | 0.76713 | 421206
2016-11-29 13:00 | 1.17e-06 | 0.76016 | 434752
2016-11-29 14:00 | 0.064637 | 0.61128 | 442692
2016-11-29 15:00 | 0.44369 | 0.5614 | 447076
2016-11-29 16:00 | 0.59592 | 0.65794 | 447270
2016-11-29 17:00 | 0.58334 | 0.66232 | 446183
2016-11-29 18:00 | 0.53401 | 0.6689 | 445690
2016-11-29 19:00 | 0.51469 | 0.68341 | 443770
2016-11-29 20:00 | 0.52267 | 0.69429 | 441815
2016-11-29 21:00 | 0.53711 | 0.69798 | 444535
2016-11-29 22:00 | 0.50151 | 0.71978 | 457321
2016-11-29 23:00 | 0.26146 | 0.78818 | 470093
2016-11-30 | 0.0054853 | 0.80524 | 475132
2016-11-30 01:00 | 0 | 0.79608 | 472057
2016-11-30 02:00 | 0 | 0.77829 | 457313
2016-11-30 03:00 | 0 | 0.75044 | 435628
2016-11-30 04:00 | 0 | 0.72647 | 410476
2016-11-30 05:00 | 0 | 0.70765 | 387059
2016-11-30 06:00 | 0 | 0.69154 | 369075
2016-11-30 07:00 | 0 | 0.67188 | 357559
2016-11-30 08:00 | 0 | 0.65433 | 351988
2016-11-30 09:00 | 0 | 0.6433 | 353346
2016-11-30 10:00 | 0 | 0.63063 | 365143
2016-11-30 11:00 | 0 | 0.62208 | 393457
2016-11-30 12:00 | 0 | 0.61172 | 421615
2016-11-30 13:00 | 6.54e-07 | 0.60021 | 435659
2016-11-30 14:00 | 0.079457 | 0.4887 | 444282
2016-11-30 15:00 | 0.51423 | 0.45855 | 448406
2016-11-30 16:00 | 0.60731 | 0.54408 | 449393
2016-11-30 17:00 | 0.59735 | 0.57301 | 447517
2016-11-30 18:00 | 0.56552 | 0.58707 | 445504
2016-11-30 19:00 | 0.55117 | 0.59047 | 444301
2016-11-30 20:00 | 0.56274 | 0.57976 | 442947
2016-11-30 21:00 | 0.58199 | 0.54561 | 446786
2016-11-30 22:00 | 0.50834 | 0.52033 | 459609
2016-11-30 23:00 | 0.2085 | 0.54398 | 471628
2016-12-01 | 0.0036948 | 0.53425 | 477172
2016-12-01 01:00 | 0 | 0.51084 | 475680
2016-12-01 02:00 | 0 | 0.49517 | 462867
2016-12-01 03:00 | 0 | 0.49652 | 441928
2016-12-01 04:00 | 0 | 0.50189 | 418210
2016-12-01 05:00 | 0 | 0.49543 | 396190
2016-12-01 06:00 | 0 | 0.47781 | 379482
2016-12-01 07:00 | 0 | 0.45 | 369828
2016-12-01 08:00 | 0 | 0.41916 | 366207
2016-12-01 09:00 | 0 | 0.39518 | 369381
2016-12-01 10:00 | 0 | 0.37678 | 382798
2016-12-01 11:00 | 0 | 0.35841 | 412850
2016-12-01 12:00 | 0 | 0.34052 | 442143
2016-12-01 13:00 | 3.68e-07 | 0.32454 | 454793
2016-12-01 14:00 | 0.075276 | 0.21397 | 458619
2016-12-01 15:00 | 0.38044 | 0.13045 | 458254
2016-12-01 16:00 | 0.51899 | 0.13692 | 454588
2016-12-01 17:00 | 0.54224 | 0.15019 | 449213
2016-12-01 18:00 | 0.52142 | 0.14664 | 445828
2016-12-01 19:00 | 0.50748 | 0.13943 | 443702
2016-12-01 20:00 | 0.51613 | 0.13196 | 441771
2016-12-01 21:00 | 0.51749 | 0.12192 | 445029
2016-12-01 22:00 | 0.45191 | 0.14686 | 460354
2016-12-01 23:00 | 0.20552 | 0.17404 | 476034
2016-12-02 | 0.0044039 | 0.2005 | 483265
2016-12-02 01:00 | 0 | 0.22091 | 484225
2016-12-02 02:00 | 0 | 0.2302 | 474133
2016-12-02 03:00 | 0 | 0.22875 | 454348
2016-12-02 04:00 | 0 | 0.22165 | 431309
2016-12-02 05:00 | 0 | 0.2116 | 410862
2016-12-02 06:00 | 0 | 0.19915 | 395520
2016-12-02 07:00 | 0 | 0.18933 | 386345
2016-12-02 08:00 | 0 | 0.18139 | 382964
2016-12-02 09:00 | 0 | 0.17482 | 385768
2016-12-02 10:00 | 0 | 0.17731 | 398872
2016-12-02 11:00 | 0 | 0.1835 | 430263
2016-12-02 12:00 | 0 | 0.18285 | 458440
2016-12-02 13:00 | 0 | 0.17333 | 468105
2016-12-02 14:00 | 0.023716 | 0.12772 | 468340
2016-12-02 15:00 | 0.27647 | 0.083993 | 463520
2016-12-02 16:00 | 0.45127 | 0.078079 | 456429
2016-12-02 17:00 | 0.49044 | 0.078895 | 449418
2016-12-02 18:00 | 0.46246 | 0.082008 | 445013
2016-12-02 19:00 | 0.44692 | 0.088946 | 441327
2016-12-02 20:00 | 0.44766 | 0.1035 | 439813
2016-12-02 21:00 | 0.43701 | 0.12084 | 444457
2016-12-02 22:00 | 0.37965 | 0.16818 | 458344
2016-12-02 23:00 | 0.20342 | 0.24082 | 471340
2016-12-03 | 0.0043175 | 0.2766 | 474735
2016-12-03 01:00 | 0 | 0.27678 | 473002
2016-12-03 02:00 | 0 | 0.27878 | 463743
2016-12-03 03:00 | 0 | 0.28163 | 447592
2016-12-03 04:00 | 0 | 0.28827 | 428138
2016-12-03 05:00 | 0 | 0.31022 | 409157
2016-12-03 06:00 | 0 | 0.34627 | 394654
2016-12-03 07:00 | 0 | 0.36598 | 384381
2016-12-03 08:00 | 0 | 0.37209 | 378927
2016-12-03 09:00 | 0 | 0.36603 | 377562
2016-12-03 10:00 | 0 | 0.35989 | 382297
2016-12-03 11:00 | 0 | 0.35486 | 391458
2016-12-03 12:00 | 0 | 0.35101 | 405403
2016-12-03 13:00 | 0 | 0.34618 | 420327
2016-12-03 14:00 | 0.010415 | 0.31962 | 431496
2016-12-03 15:00 | 0.3417 | 0.26155 | 436825
2016-12-03 16:00 | 0.5067 | 0.2622 | 436892
2016-12-03 17:00 | 0.53023 | 0.27953 | 433208
2016-12-03 18:00 | 0.50603 | 0.29538 | 428346
2016-12-03 19:00 | 0.4895 | 0.30512 | 425207
2016-12-03 20:00 | 0.5011 | 0.31072 | 424515
2016-12-03 21:00 | 0.52368 | 0.31031 | 429335
2016-12-03 22:00 | 0.48387 | 0.34397 | 445857
2016-12-03 23:00 | 0.22706 | 0.39629 | 456957
2016-12-04 | 0.0034572 | 0.41572 | 459226
2016-12-04 01:00 | 0 | 0.41466 | 457461
2016-12-04 02:00 | 0 | 0.40948 | 448462
2016-12-04 03:00 | 0 | 0.40924 | 434284
2016-12-04 04:00 | 0 | 0.41404 | 416817
2016-12-04 05:00 | 0 | 0.42155 | 399836
2016-12-04 06:00 | 0 | 0.42689 | 384940
2016-12-04 07:00 | 0 | 0.42916 | 373882
2016-12-04 08:00 | 0 | 0.43392 | 367585
2016-12-04 09:00 | 0 | 0.4481 | 365589
2016-12-04 10:00 | 0 | 0.46704 | 367383
2016-12-04 11:00 | 0 | 0.484 | 374978
2016-12-04 12:00 | 0 | 0.49218 | 385505
2016-12-04 13:00 | 0 | 0.48617 | 400585
2016-12-04 14:00 | 0.084526 | 0.4279 | 413990
2016-12-04 15:00 | 0.44933 | 0.28953 | 420910
2016-12-04 16:00 | 0.58094 | 0.22532 | 423653
2016-12-04 17:00 | 0.58468 | 0.23684 | 425473
2016-12-04 18:00 | 0.55484 | 0.26556 | 426290
2016-12-04 19:00 | 0.53626 | 0.27978 | 425797
2016-12-04 20:00 | 0.55151 | 0.27263 | 426201
2016-12-04 21:00 | 0.5771 | 0.26416 | 435167
2016-12-04 22:00 | 0.52969 | 0.30235 | 453288
2016-12-04 23:00 | 0.2165 | 0.36076 | 468054
2016-12-05 | 0.0021879 | 0.44793 | 474630
2016-12-05 01:00 | 0 | 0.51961 | 474565
2016-12-05 02:00 | 0 | 0.55978 | 462403
2016-12-05 03:00 | 0 | 0.57518 | 442384
2016-12-05 04:00 | 0 | 0.58157 | 420138
2016-12-05 05:00 | 0 | 0.58428 | 400445
2016-12-05 06:00 | 0 | 0.58401 | 385515
2016-12-05 07:00 | 0 | 0.58855 | 376224
2016-12-05 08:00 | 0 | 0.58883 | 372708
2016-12-05 09:00 | 0 | 0.57856 | 376676
2016-12-05 10:00 | 0 | 0.57008 | 390407
2016-12-05 11:00 | 0 | 0.56614 | 421183
2016-12-05 12:00 | 0 | 0.55934 | 451832
2016-12-05 13:00 | 0 | 0.55978 | 466587
2016-12-05 14:00 | 0.086458 | 0.51421 | 473979
2016-12-05 15:00 | 0.38223 | 0.43041 | 476630
2016-12-05 16:00 | 0.52056 | 0.49824 | 473521
2016-12-05 17:00 | 0.54372 | 0.59164 | 469196
2016-12-05 18:00 | 0.5247 | 0.63863 | 464977
2016-12-05 19:00 | 0.5189 | 0.66625 | 462140
2016-12-05 20:00 | 0.53984 | 0.67445 | 460300
2016-12-05 21:00 | 0.56598 | 0.66812 | 466385
2016-12-05 22:00 | 0.5027 | 0.6874 | 485100
2016-12-05 23:00 | 0.17557 | 0.74605 | 500221
2016-12-06 | 0.0021579 | 0.77482 | 505617
2016-12-06 01:00 | 0 | 0.77708 | 503684
2016-12-06 02:00 | 0 | 0.76156 | 489900
2016-12-06 03:00 | 0 | 0.7342 | 466299
2016-12-06 04:00 | 0 | 0.70473 | 439753
2016-12-06 05:00 | 0 | 0.69718 | 416325
2016-12-06 06:00 | 0 | 0.70201 | 398910
2016-12-06 07:00 | 0 | 0.7155 | 388642
2016-12-06 08:00 | 0 | 0.73226 | 383548
2016-12-06 09:00 | 0 | 0.74305 | 385909
2016-12-06 10:00 | 0 | 0.74738 | 399364
2016-12-06 11:00 | 0 | 0.74899 | 428384
2016-12-06 12:00 | 0 | 0.73473 | 457657
2016-12-06 13:00 | 0 | 0.70809 | 470719
2016-12-06 14:00 | 0.035758 | 0.64717 | 477873
2016-12-06 15:00 | 0.27608 | 0.66903 | 480748
2016-12-06 16:00 | 0.44022 | 0.65898 | 479528
2016-12-06 17:00 | 0.48498 | 0.6071 | 475564
2016-12-06 18:00 | 0.47262 | 0.56551 | 472105
2016-12-06 19:00 | 0.45722 | 0.54106 | 469315
2016-12-06 20:00 | 0.457 | 0.52495 | 468827
2016-12-06 21:00 | 0.45102 | 0.50983 | 474872
2016-12-06 22:00 | 0.38697 | 0.50096 | 489968
2016-12-06 23:00 | 0.17504 | 0.50976 | 503644
2016-12-07 | 0.0018476 | 0.52129 | 509312
2016-12-07 01:00 | 0 | 0.52843 | 507253
2016-12-07 02:00 | 0 | 0.53199 | 494187
2016-12-07 03:00 | 0 | 0.531 | 471487
2016-12-07 04:00 | 0 | 0.53239 | 447099
2016-12-07 05:00 | 0 | 0.53418 | 425025
2016-12-07 06:00 | 0 | 0.53461 | 407421
2016-12-07 07:00 | 0 | 0.53789 | 397029
2016-12-07 08:00 | 0 | 0.53696 | 393111
2016-12-07 09:00 | 0 | 0.53575 | 395627
2016-12-07 10:00 | 0 | 0.54079 | 408777
2016-12-07 11:00 | 0 | 0.54205 | 438605
2016-12-07 12:00 | 0 | 0.53809 | 468836
2016-12-07 13:00 | 0 | 0.53541 | 480119
2016-12-07 14:00 | 0.031302 | 0.51584 | 483620
2016-12-07 15:00 | 0.30724 | 0.50513 | 482502
2016-12-07 16:00 | 0.46479 | 0.5121 | 477539
2016-12-07 17:00 | 0.48823 | 0.51384 | 472931
2016-12-07 18:00 | 0.46727 | 0.52133 | 468546
2016-12-07 19:00 | 0.45193 | 0.53857 | 465826
2016-12-07 20:00 | 0.45534 | 0.56744 | 464802
2016-12-07 21:00 | 0.45193 | 0.59754 | 470564
2016-12-07 22:00 | 0.38759 | 0.62722 | 490794
2016-12-07 23:00 | 0.13248 | 0.64055 | 508905
2016-12-08 | 0.0016504 | 0.6377 | 515767
2016-12-08 01:00 | 0 | 0.63352 | 515797
2016-12-08 02:00 | 0 | 0.62273 | 504234
2016-12-08 03:00 | 0 | 0.60625 | 483118
2016-12-08 04:00 | 0 | 0.5889 | 458668
2016-12-08 05:00 | 0 | 0.57979 | 436373
2016-12-08 06:00 | 0 | 0.57567 | 420643
2016-12-08 07:00 | 0 | 0.56996 | 410867
2016-12-08 08:00 | 0 | 0.56088 | 406984
2016-12-08 09:00 | 0 | 0.54868 | 410688
2016-12-08 10:00 | 0 | 0.53491 | 425576
2016-12-08 11:00 | 0 | 0.51904 | 455738
2016-12-08 12:00 | 0 | 0.50178 | 486601
2016-12-08 13:00 | 0 | 0.47384 | 499919
2016-12-08 14:00 | 0.036084 | 0.46173 | 505890
2016-12-08 15:00 | 0.30616 | 0.4667 | 507576
2016-12-08 16:00 | 0.44646 | 0.41765 | 504190
2016-12-08 17:00 | 0.47666 | 0.36463 | 499818
2016-12-08 18:00 | 0.46338 | 0.3338 | 496188
2016-12-08 19:00 | 0.45269 | 0.31167 | 493982
2016-12-08 20:00 | 0.46036 | 0.29035 | 492492
2016-12-08 21:00 | 0.46604 | 0.26458 | 500117
2016-12-08 22:00 | 0.39582 | 0.23091 | 522102
2016-12-08 23:00 | 0.14761 | 0.22619 | 540306
2016-12-09 | 0.00090965 | 0.22761 | 548078
2016-12-09 01:00 | 0 | 0.21949 | 548669
2016-12-09 02:00 | 0 | 0.20393 | 537696
2016-12-09 03:00 | 0 | 0.19003 | 516390
2016-12-09 04:00 | 0 | 0.18574 | 492244
2016-12-09 05:00 | 0 | 0.1884 | 472568
2016-12-09 06:00 | 0 | 0.19501 | 457516
2016-12-09 07:00 | 0 | 0.1973 | 449077
2016-12-09 08:00 | 0 | 0.2012 | 446304
2016-12-09 09:00 | 0 | 0.19975 | 449959
2016-12-09 10:00 | 0 | 0.19276 | 463778
2016-12-09 11:00 | 0 | 0.18667 | 495626
2016-12-09 12:00 | 0 | 0.1805 | 525030
2016-12-09 13:00 | 0 | 0.17716 | 533803
2016-12-09 14:00 | 0.073628 | 0.17035 | 533344
2016-12-09 15:00 | 0.33224 | 0.18212 | 528271
2016-12-09 16:00 | 0.44521 | 0.1807 | 518734
2016-12-09 17:00 | 0.46512 | 0.17127 | 508481
2016-12-09 18:00 | 0.45832 | 0.16523 | 499720
2016-12-09 19:00 | 0.4632 | 0.15836 | 493059
2016-12-09 20:00 | 0.48301 | 0.14915 | 489983
2016-12-09 21:00 | 0.48875 | 0.13358 | 497648
2016-12-09 22:00 | 0.41794 | 0.13665 | 518119
2016-12-09 23:00 | 0.13844 | 0.2133 | 534333
2016-12-10 | 0.0016572 | 0.27827 | 539440
2016-12-10 01:00 | 0 | 0.30034 | 539358
2016-12-10 02:00 | 0 | 0.29871 | 531113
2016-12-10 03:00 | 0 | 0.28979 | 515810
2016-12-10 04:00 | 0 | 0.27821 | 495884
2016-12-10 05:00 | 0 | 0.26299 | 477552
2016-12-10 06:00 | 0 | 0.24804 | 463945
2016-12-10 07:00 | 0 | 0.2357 | 454895
2016-12-10 08:00 | 0 | 0.22819 | 449580
2016-12-10 09:00 | 0 | 0.22808 | 450270
2016-12-10 10:00 | 0 | 0.23373 | 455532
2016-12-10 11:00 | 0 | 0.24478 | 468218
2016-12-10 12:00 | 0 | 0.2597 | 483684
2016-12-10 13:00 | 0 | 0.27714 | 496268
2016-12-10 14:00 | 0.068245 | 0.25973 | 499445
2016-12-10 15:00 | 0.3221 | 0.26231 | 493783
2016-12-10 16:00 | 0.43409 | 0.3221 | 485209
2016-12-10 17:00 | 0.45711 | 0.3693 | 475911
2016-12-10 18:00 | 0.44789 | 0.41473 | 465551
2016-12-10 19:00 | 0.44334 | 0.44939 | 457626
2016-12-10 20:00 | 0.44848 | 0.47325 | 454752
2016-12-10 21:00 | 0.4531 | 0.49736 | 462525
2016-12-10 22:00 | 0.38322 | 0.54916 | 482787
2016-12-10 23:00 | 0.12822 | 0.60337 | 498996
2016-12-11 | 0.0015759 | 0.61427 | 506135
2016-12-11 01:00 | 0 | 0.60542 | 506369
2016-12-11 02:00 | 0 | 0.58958 | 498720
2016-12-11 03:00 | 0 | 0.56752 | 485255
2016-12-11 04:00 | 0 | 0.55007 | 468080
2016-12-11 05:00 | 0 | 0.53822 | 451964
2016-12-11 06:00 | 0 | 0.53197 | 438417
2016-12-11 07:00 | 0 | 0.52462 | 428411
2016-12-11 08:00 | 0 | 0.5215 | 422924
2016-12-11 09:00 | 0 | 0.50582 | 420773
2016-12-11 10:00 | 0 | 0.48206 | 423363
2016-12-11 11:00 | 0 | 0.46154 | 429902
2016-12-11 12:00 | 0 | 0.4478 | 438684
2016-12-11 13:00 | 0 | 0.4376 | 449833
2016-12-11 14:00 | 0.049626 | 0.4148 | 455639
2016-12-11 15:00 | 0.26146 | 0.38197 | 455897
2016-12-11 16:00 | 0.41766 | 0.40624 | 452539
2016-12-11 17:00 | 0.48759 | 0.43942 | 450280
2016-12-11 18:00 | 0.48338 | 0.46778 | 447019
2016-12-11 19:00 | 0.47259 | 0.49091 | 444274
2016-12-11 20:00 | 0.49349 | 0.49773 | 443363
2016-12-11 21:00 | 0.52767 | 0.48093 | 449731
2016-12-11 22:00 | 0.46355 | 0.45661 | 468778
2016-12-11 23:00 | 0.17172 | 0.4649 | 483949
2016-12-12 | 0.001935 | 0.44827 | 490456
2016-12-12 01:00 | 0 | 0.43232 | 490156
2016-12-12 02:00 | 0 | 0.42136 | 477727
2016-12-12 03:00 | 0 | 0.41285 | 458047
2016-12-12 04:00 | 0 | 0.39789 | 435517
2016-12-12 05:00 | 0 | 0.38182 | 413850
2016-12-12 06:00 | 0 | 0.37219 | 397790
2016-12-12 07:00 | 0 | 0.36289 | 388280
2016-12-12 08:00 | 0 | 0.36081 | 383816
2016-12-12 09:00 | 0 | 0.35374 | 386705
2016-12-12 10:00 | 0 | 0.34712 | 399214
2016-12-12 11:00 | 0 | 0.34327 | 428769
2016-12-12 12:00 | 0 | 0.33818 | 459733
2016-12-12 13:00 | 0 | 0.33465 | 474570
2016-12-12 14:00 | 0.077631 | 0.30513 | 481857
2016-12-12 15:00 | 0.30685 | 0.23626 | 485452
2016-12-12 16:00 | 0.46542 | 0.22115 | 483680
2016-12-12 17:00 | 0.51106 | 0.2825 | 479136
2016-12-12 18:00 | 0.49055 | 0.34181 | 474502
2016-12-12 19:00 | 0.47486 | 0.3706 | 469330
2016-12-12 20:00 | 0.48472 | 0.3801 | 465665
2016-12-12 21:00 | 0.4916 | 0.37379 | 471122
2016-12-12 22:00 | 0.4152 | 0.39711 | 489289
2016-12-12 23:00 | 0.12978 | 0.44643 | 506586
2016-12-13 | 0.00099876 | 0.47251 | 513426
2016-12-13 01:00 | 0 | 0.49353 | 512445
2016-12-13 02:00 | 0 | 0.50773 | 498922
2016-12-13 03:00 | 0 | 0.51291 | 477079
2016-12-13 04:00 | 0 | 0.51902 | 450772
2016-12-13 05:00 | 0 | 0.5228 | 428061
2016-12-13 06:00 | 0 | 0.52392 | 411296
2016-12-13 07:00 | 0 | 0.51696 | 400863
2016-12-13 08:00 | 0 | 0.5064 | 396104
2016-12-13 09:00 | 0 | 0.48999 | 398352
2016-12-13 10:00 | 0 | 0.47742 | 412311
2016-12-13 11:00 | 0 | 0.47191 | 439986
2016-12-13 12:00 | 0 | 0.46213 | 468628
2016-12-13 13:00 | 0 | 0.44846 | 480429
2016-12-13 14:00 | 0.079673 | 0.4334 | 485323
2016-12-13 15:00 | 0.36042 | 0.38239 | 488028
2016-12-13 16:00 | 0.50833 | 0.33076 | 485695
2016-12-13 17:00 | 0.53494 | 0.34645 | 482159
2016-12-13 18:00 | 0.50567 | 0.37945 | 479438
2016-12-13 19:00 | 0.48803 | 0.40256 | 478435
2016-12-13 20:00 | 0.50054 | 0.41754 | 478561
2016-12-13 21:00 | 0.5013 | 0.41498 | 484659
2016-12-13 22:00 | 0.42526 | 0.41143 | 501507
2016-12-13 23:00 | 0.15114 | 0.48402 | 516581
2016-12-14 | 0.0016147 | 0.53873 | 522850
2016-12-14 01:00 | 0 | 0.53782 | 520842
2016-12-14 02:00 | 0 | 0.52724 | 507901
2016-12-14 03:00 | 0 | 0.52285 | 486219
2016-12-14 04:00 | 0 | 0.51513 | 461112
2016-12-14 05:00 | 0 | 0.50034 | 437754
2016-12-14 06:00 | 0 | 0.48417 | 420383
2016-12-14 07:00 | 0 | 0.46386 | 409972
2016-12-14 08:00 | 0 | 0.44649 | 405901
2016-12-14 09:00 | 0 | 0.44195 | 408921
2016-12-14 10:00 | 0 | 0.44337 | 423189
2016-12-14 11:00 | 0 | 0.44976 | 453577
2016-12-14 12:00 | 0 | 0.46149 | 483151
2016-12-14 13:00 | 0 | 0.471 | 494539
2016-12-14 14:00 | 0.050178 | 0.4405 | 497724
2016-12-14 15:00 | 0.30541 | 0.42968 | 495918
2016-12-14 16:00 | 0.43688 | 0.45643 | 492643
2016-12-14 17:00 | 0.48326 | 0.4904 | 488018
2016-12-14 18:00 | 0.47631 | 0.50852 | 486077
2016-12-14 19:00 | 0.47066 | 0.51451 | 484267
2016-12-14 20:00 | 0.48909 | 0.51145 | 485080
2016-12-14 21:00 | 0.49696 | 0.49694 | 493089
2016-12-14 22:00 | 0.41569 | 0.46642 | 512913
2016-12-14 23:00 | 0.15361 | 0.50044 | 530545
2016-12-15 | 0.0014445 | 0.50222 | 537736
2016-12-15 01:00 | 0 | 0.46331 | 537977
2016-12-15 02:00 | 0 | 0.41726 | 527870
2016-12-15 03:00 | 0 | 0.36914 | 508040
2016-12-15 04:00 | 0 | 0.32824 | 483044
2016-12-15 05:00 | 0 | 0.29653 | 460192
2016-12-15 06:00 | 0 | 0.27065 | 444580
2016-12-15 07:00 | 0 | 0.24796 | 435415
2016-12-15 08:00 | 0 | 0.23681 | 432190
2016-12-15 09:00 | 0 | 0.22649 | 436254
2016-12-15 10:00 | 0 | 0.22034 | 453968
2016-12-15 11:00 | 0 | 0.22199 | 485955
2016-12-15 12:00 | 0 | 0.23195 | 516985
2016-12-15 13:00 | 0 | 0.24743 | 529454
2016-12-15 14:00 | 0.034955 | 0.25903 | 532001
2016-12-15 15:00 | 0.25423 | 0.29202 | 530640
2016-12-15 16:00 | 0.34154 | 0.32303 | 526810
2016-12-15 17:00 | 0.36673 | 0.34743 | 521762
2016-12-15 18:00 | 0.3677 | 0.36521 | 517951
2016-12-15 19:00 | 0.36505 | 0.37752 | 515590
2016-12-15 20:00 | 0.36175 | 0.388 | 515718
2016-12-15 21:00 | 0.34756 | 0.40479 | 525072
2016-12-15 22:00 | 0.27463 | 0.42351 | 547634
2016-12-15 23:00 | 0.062033 | 0.48096 | 565975
2016-12-16 | 2.05e-05 | 0.51121 | 573691
2016-12-16 01:00 | 0 | 0.50703 | 574150
2016-12-16 02:00 | 0 | 0.48695 | 563855
2016-12-16 03:00 | 0 | 0.45571 | 542728
2016-12-16 04:00 | 0 | 0.42819 | 516634
2016-12-16 05:00 | 0 | 0.40392 | 494644
2016-12-16 06:00 | 0 | 0.38671 | 478167
2016-12-16 07:00 | 0 | 0.38523 | 468952
2016-12-16 08:00 | 0 | 0.38356 | 464287
2016-12-16 09:00 | 0 | 0.38358 | 466808
2016-12-16 10:00 | 0 | 0.38356 | 480215
2016-12-16 11:00 | 0 | 0.3882 | 509127
2016-12-16 12:00 | 0 | 0.39719 | 536307
2016-12-16 13:00 | 0 | 0.40193 | 546053
2016-12-16 14:00 | 0.029469 | 0.39279 | 547755
2016-12-16 15:00 | 0.18219 | 0.38701 | 545038
2016-12-16 16:00 | 0.32189 | 0.38602 | 537828
2016-12-16 17:00 | 0.39512 | 0.3828 | 527938
2016-12-16 18:00 | 0.41821 | 0.38238 | 521278
2016-12-16 19:00 | 0.42422 | 0.39026 | 516221
2016-12-16 20:00 | 0.4459 | 0.41284 | 512984
2016-12-16 21:00 | 0.47377 | 0.44728 | 516347
2016-12-16 22:00 | 0.42474 | 0.48641 | 528963
2016-12-16 23:00 | 0.16511 | 0.51566 | 538562
2016-12-17 | 0.0017548 | 0.52954 | 538262
2016-12-17 01:00 | 0 | 0.54068 | 534022
2016-12-17 02:00 | 0 | 0.54696 | 521280
2016-12-17 03:00 | 0 | 0.55486 | 502161
2016-12-17 04:00 | 0 | 0.57883 | 478629
2016-12-17 05:00 | 0 | 0.60484 | 456200
2016-12-17 06:00 | 0 | 0.62756 | 438385
2016-12-17 07:00 | 0 | 0.65204 | 425874
2016-12-17 08:00 | 0 | 0.67187 | 418189
2016-12-17 09:00 | 0 | 0.68499 | 415645
2016-12-17 10:00 | 0 | 0.6892 | 418795
2016-12-17 11:00 | 0 | 0.69087 | 427947
2016-12-17 12:00 | 0 | 0.68811 | 441519
2016-12-17 13:00 | 0 | 0.6713 | 458175
2016-12-17 14:00 | 0.040671 | 0.66158 | 474077
2016-12-17 15:00 | 0.34483 | 0.62199 | 484504
2016-12-17 16:00 | 0.54866 | 0.58072 | 487476
2016-12-17 17:00 | 0.55772 | 0.57371 | 484404
2016-12-17 18:00 | 0.5312 | 0.59781 | 478451
2016-12-17 19:00 | 0.51826 | 0.63463 | 472354
2016-12-17 20:00 | 0.53331 | 0.67074 | 468144
2016-12-17 21:00 | 0.55544 | 0.68852 | 470744
2016-12-17 22:00 | 0.54205 | 0.67999 | 484005
2016-12-17 23:00 | 0.22549 | 0.65553 | 495374
2016-12-18 | 0.0018111 | 0.63064 | 499639
2016-12-18 01:00 | 0 | 0.60451 | 500069
2016-12-18 02:00 | 0 | 0.58374 | 491239
2016-12-18 03:00 | 0 | 0.57207 | 479320
2016-12-18 04:00 | 0 | 0.56082 | 461403
2016-12-18 05:00 | 0 | 0.54524 | 443249
2016-12-18 06:00 | 0 | 0.52749 | 427707
2016-12-18 07:00 | 0 | 0.51122 | 417417
2016-12-18 08:00 | 0 | 0.49654 | 412050
2016-12-18 09:00 | 0 | 0.47064 | 411510
2016-12-18 10:00 | 0 | 0.44009 | 415036
2016-12-18 11:00 | 0 | 0.41713 | 424423
2016-12-18 12:00 | 0 | 0.39853 | 438142
2016-12-18 13:00 | 0 | 0.39174 | 457346
2016-12-18 14:00 | 0.08574 | 0.38993 | 474790
2016-12-18 15:00 | 0.49042 | 0.34076 | 485275
2016-12-18 16:00 | 0.65036 | 0.27617 | 488225
2016-12-18 17:00 | 0.62786 | 0.27764 | 487242
2016-12-18 18:00 | 0.58885 | 0.29185 | 484137
2016-12-18 19:00 | 0.57185 | 0.29843 | 480659
2016-12-18 20:00 | 0.58722 | 0.30567 | 479543
2016-12-18 21:00 | 0.61569 | 0.30905 | 486497
2016-12-18 22:00 | 0.56998 | 0.3594 | 505481
2016-12-18 23:00 | 0.21815 | 0.44216 | 525851
2016-12-19 | 0.002806 | 0.51372 | 537426
2016-12-19 01:00 | 0 | 0.54668 | 542277
2016-12-19 02:00 | 0 | 0.55543 | 534931
2016-12-19 03:00 | 0 | 0.5645 | 519640
2016-12-19 04:00 | 0 | 0.57968 | 499938
2016-12-19 05:00 | 0 | 0.59477 | 481449
2016-12-19 06:00 | 0 | 0.60459 | 468614
2016-12-19 07:00 | 0 | 0.60922 | 461616
2016-12-19 08:00 | 0 | 0.60989 | 459526
2016-12-19 09:00 | 0 | 0.60255 | 463945
2016-12-19 10:00 | 0 | 0.59446 | 480074
2016-12-19 11:00 | 0 | 0.59125 | 510834
2016-12-19 12:00 | 0 | 0.58977 | 542300
2016-12-19 13:00 | 0 | 0.58928 | 559266
2016-12-19 14:00 | 0.034472 | 0.56355 | 565631
2016-12-19 15:00 | 0.43438 | 0.47045 | 563343
2016-12-19 16:00 | 0.59115 | 0.39615 | 555471
2016-12-19 17:00 | 0.58021 | 0.3972 | 545422
2016-12-19 18:00 | 0.55009 | 0.44331 | 536491
2016-12-19 19:00 | 0.53303 | 0.48065 | 528857
2016-12-19 20:00 | 0.54548 | 0.50786 | 525223
2016-12-19 21:00 | 0.5696 | 0.55828 | 529043
2016-12-19 22:00 | 0.50964 | 0.70921 | 548076
2016-12-19 23:00 | 0.22809 | 0.81683 | 567860
2016-12-20 | 0.0029418 | 0.85892 | 576875
2016-12-20 01:00 | 0 | 0.87688 | 577523
2016-12-20 02:00 | 0 | 0.88115 | 566272
2016-12-20 03:00 | 0 | 0.88767 | 545611
2016-12-20 04:00 | 0 | 0.89717 | 520703
2016-12-20 05:00 | 0 | 0.89965 | 498602
2016-12-20 06:00 | 0 | 0.89398 | 480938
2016-12-20 07:00 | 0 | 0.884 | 470824
2016-12-20 08:00 | 0 | 0.869 | 467099
2016-12-20 09:00 | 0 | 0.85397 | 470497
2016-12-20 10:00 | 0 | 0.84754 | 483373
2016-12-20 11:00 | 0 | 0.84386 | 509656
2016-12-20 12:00 | 0 | 0.82415 | 537310
2016-12-20 13:00 | 0 | 0.79622 | 547315
2016-12-20 14:00 | 0.037892 | 0.71372 | 545994
2016-12-20 15:00 | 0.43035 | 0.55863 | 537898
2016-12-20 16:00 | 0.5851 | 0.40151 | 525586
2016-12-20 17:00 | 0.58562 | 0.36268 | 511467
2016-12-20 18:00 | 0.54551 | 0.37676 | 499927
2016-12-20 19:00 | 0.52171 | 0.37875 | 491141
2016-12-20 20:00 | 0.53037 | 0.38089 | 486462
2016-12-20 21:00 | 0.53592 | 0.42794 | 490003
2016-12-20 22:00 | 0.45063 | 0.50718 | 509653
2016-12-20 23:00 | 0.1518 | 0.54771 | 529350
2016-12-21 | 0.0029824 | 0.59463 | 539075
2016-12-21 01:00 | 0 | 0.6364 | 541622
2016-12-21 02:00 | 0 | 0.6761 | 532200
2016-12-21 03:00 | 0 | 0.71479 | 513573
2016-12-21 04:00 | 0 | 0.73252 | 490567
2016-12-21 05:00 | 0 | 0.73452 | 468962
2016-12-21 06:00 | 0 | 0.7343 | 453796
2016-12-21 07:00 | 0 | 0.73454 | 445178
2016-12-21 08:00 | 0 | 0.73425 | 441880
2016-12-21 09:00 | 0 | 0.73834 | 444408
2016-12-21 10:00 | 0 | 0.74579 | 456626
2016-12-21 11:00 | 0 | 0.76246 | 483811
2016-12-21 12:00 | 0 | 0.7826 | 510286
2016-12-21 13:00 | 0 | 0.80063 | 520079
2016-12-21 14:00 | 0.034087 | 0.73504 | 517715
2016-12-21 15:00 | 0.17097 | 0.57903 | 509230
2016-12-21 16:00 | 0.30738 | 0.49612 | 497804
2016-12-21 17:00 | 0.36807 | 0.53692 | 485887
2016-12-21 18:00 | 0.38004 | 0.61254 | 475256
2016-12-21 19:00 | 0.3791 | 0.66402 | 467024
2016-12-21 20:00 | 0.38052 | 0.69069 | 464161
2016-12-21 21:00 | 0.36492 | 0.71917 | 469351
2016-12-21 22:00 | 0.30241 | 0.78256 | 486513
2016-12-21 23:00 | 0.10896 | 0.82479 | 502430
2016-12-22 | 0.0012124 | 0.83637 | 509163
2016-12-22 01:00 | 0 | 0.82779 | 509868
2016-12-22 02:00 | 0 | 0.81489 | 500571
2016-12-22 03:00 | 0 | 0.80652 | 482877
2016-12-22 04:00 | 0 | 0.78658 | 460330
2016-12-22 05:00 | 0 | 0.76152 | 440070
2016-12-22 06:00 | 0 | 0.74035 | 423190
2016-12-22 07:00 | 0 | 0.71191 | 411998
2016-12-22 08:00 | 0 | 0.68555 | 406434
2016-12-22 09:00 | 0 | 0.65724 | 407653
2016-12-22 10:00 | 0 | 0.62109 | 417723
2016-12-22 11:00 | 0 | 0.57785 | 441338
2016-12-22 12:00 | 0 | 0.53364 | 468480
2016-12-22 13:00 | 0 | 0.49787 | 481338
2016-12-22 14:00 | 0.018919 | 0.4309 | 484535
2016-12-22 15:00 | 0.091037 | 0.35842 | 482772
2016-12-22 16:00 | 0.22247 | 0.27019 | 476519
2016-12-22 17:00 | 0.30009 | 0.22943 | 467884
2016-12-22 18:00 | 0.33538 | 0.23819 | 460572
2016-12-22 19:00 | 0.34461 | 0.25639 | 455456
2016-12-22 20:00 | 0.34835 | 0.27997 | 454145
2016-12-22 21:00 | 0.3398 | 0.38178 | 459862
2016-12-22 22:00 | 0.28688 | 0.52788 | 475102
2016-12-22 23:00 | 0.13043 | 0.59947 | 489576
2016-12-23 | 0.0016122 | 0.62738 | 495798
2016-12-23 01:00 | 0 | 0.63333 | 497223
2016-12-23 02:00 | 0 | 0.62986 | 487588
2016-12-23 03:00 | 0 | 0.62675 | 472798
2016-12-23 04:00 | 0 | 0.62705 | 451296
2016-12-23 05:00 | 0 | 0.62692 | 429186
2016-12-23 06:00 | 0 | 0.62615 | 412910
2016-12-23 07:00 | 0 | 0.62134 | 401630
2016-12-23 08:00 | 0 | 0.6171 | 396314
2016-12-23 09:00 | 0 | 0.62294 | 397588
2016-12-23 10:00 | 0 | 0.63818 | 405943
2016-12-23 11:00 | 0 | 0.65648 | 424029
2016-12-23 12:00 | 0 | 0.67075 | 444616
2016-12-23 13:00 | 0 | 0.6697 | 458812
2016-12-23 14:00 | 0.019464 | 0.63157 | 465951
2016-12-23 15:00 | 0.2363 | 0.53461 | 466609
2016-12-23 16:00 | 0.36445 | 0.48939 | 463057
2016-12-23 17:00 | 0.42029 | 0.48697 | 457024
2016-12-23 18:00 | 0.42136 | 0.48154 | 451089
2016-12-23 19:00 | 0.42519 | 0.45183 | 446074
2016-12-23 20:00 | 0.43887 | 0.39245 | 443898
2016-12-23 21:00 | 0.44904 | 0.35112 | 449172
2016-12-23 22:00 | 0.3657 | 0.41582 | 463676
2016-12-23 23:00 | 0.11724 | 0.45572 | 474071
2016-12-24 | 0.00086813 | 0.46013 | 476015
2016-12-24 01:00 | 0 | 0.44129 | 472752
2016-12-24 02:00 | 0 | 0.40968 | 462869
2016-12-24 03:00 | 0 | 0.39241 | 446590
2016-12-24 04:00 | 0 | 0.37783 | 425537
2016-12-24 05:00 | 0 | 0.35993 | 404551
2016-12-24 06:00 | 0 | 0.3388 | 388257
2016-12-24 07:00 | 0 | 0.31799 | 375554
2016-12-24 08:00 | 0 | 0.30513 | 366969
2016-12-24 09:00 | 0 | 0.28924 | 363078
2016-12-24 10:00 | 0 | 0.28067 | 363251
2016-12-24 11:00 | 0 | 0.27563 | 369381
2016-12-24 12:00 | 0 | 0.27428 | 381480
2016-12-24 13:00 | 0 | 0.2834 | 398053
2016-12-24 14:00 | 0.033179 | 0.28864 | 415360
2016-12-24 15:00 | 0.32833 | 0.22943 | 428043
2016-12-24 16:00 | 0.44894 | 0.18798 | 433806
2016-12-24 17:00 | 0.47369 | 0.22227 | 433274
2016-12-24 18:00 | 0.46236 | 0.27503 | 428294
2016-12-24 19:00 | 0.4569 | 0.30938 | 423092
2016-12-24 20:00 | 0.46708 | 0.33916 | 419950
2016-12-24 21:00 | 0.47422 | 0.37689 | 420867
2016-12-24 22:00 | 0.39101 | 0.51925 | 429184
2016-12-24 23:00 | 0.11863 | 0.68853 | 434716
2016-12-25 | 0.0013198 | 0.74563 | 434106
2016-12-25 01:00 | 0 | 0.73086 | 431811
2016-12-25 02:00 | 0 | 0.67189 | 424473
2016-12-25 03:00 | 0 | 0.62163 | 414284
2016-12-25 04:00 | 0 | 0.59541 | 400191
2016-12-25 05:00 | 0 | 0.58242 | 383442
2016-12-25 06:00 | 0 | 0.58787 | 370192
2016-12-25 07:00 | 0 | 0.60199 | 360271
2016-12-25 08:00 | 0 | 0.6126 | 353271
2016-12-25 09:00 | 0 | 0.62226 | 350538
2016-12-25 10:00 | 0 | 0.6482 | 352300
2016-12-25 11:00 | 0 | 0.67752 | 358203
2016-12-25 12:00 | 0 | 0.70663 | 367970
2016-12-25 13:00 | 0 | 0.73766 | 382950
2016-12-25 14:00 | 0.033636 | 0.77113 | 396269
2016-12-25 15:00 | 0.29757 | 0.78498 | 403256
2016-12-25 16:00 | 0.46553 | 0.79523 | 405805
2016-12-25 17:00 | 0.50548 | 0.81045 | 404927
2016-12-25 18:00 | 0.49459 | 0.82808 | 400037
2016-12-25 19:00 | 0.48588 | 0.84999 | 394876
2016-12-25 20:00 | 0.50152 | 0.86734 | 390187
2016-12-25 21:00 | 0.52549 | 0.88805 | 389975
2016-12-25 22:00 | 0.47188 | 0.9048 | 398888
2016-12-25 23:00 | 0.1837 | 0.92466 | 408809
2016-12-26 | 0.0013995 | 0.92253 | 414867
2016-12-26 01:00 | 0 | 0.91107 | 418361
2016-12-26 02:00 | 0 | 0.88883 | 414284
2016-12-26 03:00 | 0 | 0.8814 | 404879
2016-12-26 04:00 | 0 | 0.87328 | 390156
2016-12-26 05:00 | 0 | 0.86757 | 375132
2016-12-26 06:00 | 0 | 0.86395 | 362658
2016-12-26 07:00 | 0 | 0.86203 | 353699
2016-12-26 08:00 | 0 | 0.85667 | 348608
2016-12-26 09:00 | 0 | 0.84155 | 347460
2016-12-26 10:00 | 0 | 0.83064 | 351425
2016-12-26 11:00 | 0 | 0.81583 | 360472
2016-12-26 12:00 | 0 | 0.80204 | 372219
2016-12-26 13:00 | 0 | 0.78995 | 386382
2016-12-26 14:00 | 0.037568 | 0.71759 | 402763
2016-12-26 15:00 | 0.44785 | 0.64497 | 415695
2016-12-26 16:00 | 0.61754 | 0.68585 | 423628
2016-12-26 17:00 | 0.60783 | 0.69351 | 425977
2016-12-26 18:00 | 0.56815 | 0.67925 | 424365
2016-12-26 19:00 | 0.55057 | 0.67451 | 421404
2016-12-26 20:00 | 0.56958 | 0.66289 | 419521
2016-12-26 21:00 | 0.59799 | 0.63181 | 423752
2016-12-26 22:00 | 0.51989 | 0.63488 | 436949
2016-12-26 23:00 | 0.18574 | 0.64107 | 451101
2016-12-27 | 0.0016102 | 0.64278 | 457182
2016-12-27 01:00 | 0 | 0.64502 | 456649
2016-12-27 02:00 | 0 | 0.64303 | 445529
2016-12-27 03:00 | 0 | 0.63856 | 428812
2016-12-27 04:00 | 0 | 0.63855 | 407088
2016-12-27 05:00 | 0 | 0.63862 | 386994
2016-12-27 06:00 | 0 | 0.63699 | 370840
2016-12-27 07:00 | 0 | 0.62298 | 360758
2016-12-27 08:00 | 0 | 0.5995 | 355649
2016-12-27 09:00 | 0 | 0.564 | 355194
2016-12-27 10:00 | 0 | 0.52854 | 363773
2016-12-27 11:00 | 0 | 0.50498 | 381884
2016-12-27 12:00 | 0 | 0.49361 | 404862
2016-12-27 13:00 | 0 | 0.49298 | 423598
2016-12-27 14:00 | 0.076485 | 0.45973 | 438131
2016-12-27 15:00 | 0.4282 | 0.34003 | 446838
2016-12-27 16:00 | 0.57818 | 0.24958 | 449707
2016-12-27 17:00 | 0.58181 | 0.24193 | 447435
2016-12-27 18:00 | 0.5438 | 0.27182 | 443791
2016-12-27 19:00 | 0.52405 | 0.2917 | 440307
2016-12-27 20:00 | 0.53867 | 0.31269 | 438806
2016-12-27 21:00 | 0.56243 | 0.38214 | 441567
2016-12-27 22:00 | 0.48888 | 0.50886 | 455269
2016-12-27 23:00 | 0.18982 | 0.61866 | 470265
2016-12-28 | 0.0027315 | 0.69105 | 475038
2016-12-28 01:00 | 0 | 0.74942 | 473497
2016-12-28 02:00 | 0 | 0.79499 | 462033
2016-12-28 03:00 | 0 | 0.83252 | 443776
2016-12-28 04:00 | 0 | 0.8639 | 422447
2016-12-28 05:00 | 0 | 0.87228 | 402556
2016-12-28 06:00 | 0 | 0.86302 | 387175
2016-12-28 07:00 | 0 | 0.84526 | 377738
2016-12-28 08:00 | 0 | 0.82933 | 373272
2016-12-28 09:00 | 0 | 0.81164 | 374497
2016-12-28 10:00 | 0 | 0.79934 | 384252
2016-12-28 11:00 | 0 | 0.79481 | 403077
2016-12-28 12:00 | 0 | 0.79305 | 427341
2016-12-28 13:00 | 0 | 0.799 | 443446
2016-12-28 14:00 | 0.032394 | 0.74703 | 452691
2016-12-28 15:00 | 0.33795 | 0.57599 | 456814
2016-12-28 16:00 | 0.52394 | 0.47493 | 456842
2016-12-28 17:00 | 0.54613 | 0.54654 | 453459
2016-12-28 18:00 | 0.51369 | 0.62825 | 449712
2016-12-28 19:00 | 0.49848 | 0.65336 | 446431
2016-12-28 20:00 | 0.51459 | 0.6624 | 444718
2016-12-28 21:00 | 0.53599 | 0.69437 | 448630
2016-12-28 22:00 | 0.46663 | 0.79235 | 463782
2016-12-28 23:00 | 0.19042 | 0.87426 | 477506
2016-12-29 | 0.0016683 | 0.91706 | 481095
2016-12-29 01:00 | 0 | 0.92816 | 479408
2016-12-29 02:00 | 0 | 0.9319 | 468166
2016-12-29 03:00 | 0 | 0.93426 | 448978
2016-12-29 04:00 | 0 | 0.93347 | 426749
2016-12-29 05:00 | 0 | 0.9235 | 407362
2016-12-29 06:00 | 0 | 0.91033 | 391950
2016-12-29 07:00 | 0 | 0.89451 | 380919
2016-12-29 08:00 | 0 | 0.87919 | 374964
2016-12-29 09:00 | 0 | 0.86798 | 375678
2016-12-29 10:00 | 0 | 0.85489 | 383293
2016-12-29 11:00 | 0 | 0.84381 | 400267
2016-12-29 12:00 | 0 | 0.83544 | 422823
2016-12-29 13:00 | 0 | 0.82554 | 439712
2016-12-29 14:00 | 0.053651 | 0.74334 | 451937
2016-12-29 15:00 | 0.35059 | 0.65793 | 458406
2016-12-29 16:00 | 0.5094 | 0.66335 | 459642
2016-12-29 17:00 | 0.52178 | 0.67686 | 457177
2016-12-29 18:00 | 0.49245 | 0.65697 | 453413
2016-12-29 19:00 | 0.47417 | 0.61991 | 448588
2016-12-29 20:00 | 0.47443 | 0.58244 | 445166
2016-12-29 21:00 | 0.491 | 0.53842 | 448553
2016-12-29 22:00 | 0.41173 | 0.55844 | 463901
2016-12-29 23:00 | 0.17009 | 0.58742 | 480596
2016-12-30 | 0.0016277 | 0.60732 | 486871
2016-12-30 01:00 | 0 | 0.61598 | 487082
2016-12-30 02:00 | 0 | 0.61955 | 476994
2016-12-30 03:00 | 0 | 0.63139 | 460130
2016-12-30 04:00 | 0 | 0.64122 | 439914
2016-12-30 05:00 | 0 | 0.64251 | 421903
2016-12-30 06:00 | 0 | 0.63847 | 407091
2016-12-30 07:00 | 0 | 0.63143 | 398686
2016-12-30 08:00 | 0 | 0.62491 | 394429
2016-12-30 09:00 | 0 | 0.6231 | 396327
2016-12-30 10:00 | 0 | 0.62508 | 405523
2016-12-30 11:00 | 0 | 0.63262 | 425145
2016-12-30 12:00 | 0 | 0.64758 | 447660
2016-12-30 13:00 | 0 | 0.66833 | 463447
2016-12-30 14:00 | 0.066719 | 0.61355 | 470223
2016-12-30 15:00 | 0.33992 | 0.49243 | 471272
2016-12-30 16:00 | 0.48141 | 0.49189 | 467833
2016-12-30 17:00 | 0.5036 | 0.58274 | 461282
2016-12-30 18:00 | 0.4784 | 0.63601 | 453356
2016-12-30 19:00 | 0.46424 | 0.67126 | 446082
2016-12-30 20:00 | 0.47219 | 0.68752 | 441690
2016-12-30 21:00 | 0.48048 | 0.73834 | 446474
2016-12-30 22:00 | 0.39249 | 0.78405 | 463624
2016-12-30 23:00 | 0.13147 | 0.81133 | 481092
2016-12-31 | 0.0013272 | 0.82084 | 487680
2016-12-31 01:00 | 0 | 0.81546 | 489425
2016-12-31 02:00 | 0 | 0.8063 | 481878
2016-12-31 03:00 | 0 | 0.8072 | 468220
2016-12-31 04:00 | 0 | 0.79934 | 450956
2016-12-31 05:00 | 0 | 0.79354 | 433000
2016-12-31 06:00 | 0 | 0.79506 | 420297
2016-12-31 07:00 | 0 | 0.79259 | 411686
2016-12-31 08:00 | 0 | 0.77895 | 406155
2016-12-31 09:00 | 0 | 0.75431 | 404289
2016-12-31 10:00 | 0 | 0.72933 | 407850
2016-12-31 11:00 | 0 | 0.70563 | 415139
2016-12-31 12:00 | 0 | 0.68337 | 426446
2016-12-31 13:00 | 0 | 0.65616 | 437460
2016-12-31 14:00 | 0.036427 | 0.55801 | 444140
2016-12-31 15:00 | 0.29475 | 0.49612 | 446688
2016-12-31 16:00 | 0.45444 | 0.45406 | 445791
2016-12-31 17:00 | 0.50867 | 0.40843 | 442001
2016-12-31 18:00 | 0.49731 | 0.39735 | 437484
2016-12-31 19:00 | 0.48732 | 0.39133 | 433876
2016-12-31 20:00 | 0.4976 | 0.38105 | 432009
2016-12-31 21:00 | 0.5139 | 0.37142 | 435982
2016-12-31 22:00 | 0.43958 | 0.41346 | 450070
2016-12-31 23:00 | 0.1567 | 0.48672 | 459604
2017-01-01 | 0.0017613 | 0.54371 | 460100

## case results
| objective [€] | system cost [€/h]
0 | 237496229258.6199 | 27037366.7189

## component results
| carrier | Capacity Factor | Capital Expenditure [€] | Curtailment [MWh] | Dispatch [MW] | Installed Capacity [MW] | Market Value [€/MWh] | Operational Expenditure [€] | Optimal Capacity [MW] | Revenue [€] | Supply [MW] | Withdrawal [MW]
Generator | geothermal |  | 0 | 0 | 0 | 0 |  | 0 | 0 | 0 | 0 | 0
| load shedding | 0.00016408 | 0 | 0 | 34230.6801 | 0 | 8771.9298 | 300269123.7387 | 23747.3284 | 300269123.7387 | 34230.6801 | 0
| natgas |  | 0 | 0 | 0 | 0 |  | 0 | 0 | 0 | 0 | 0
| natgas_wCCS |  | 0 | 0 | 0 | 0 |  | 0 | 0 | 0 | 0 | 0
| nuclear |  | 0 | 0 | 0 | 0 |  | 0 | 0 | 0 | 0 | 0
| onwind | 0.17643 | 107349515341.2305 | 2328120732.2487 | 1550421138.0891 | 0 | 70.7389 | 2325631707.1337 | 1000285.8948 | 109675147048.2827 | 1550421138.0891 | 0
| solar-utility | 0.27022 | 51241360566.9275 | 63076459.6568 | 2453022137.2308 | 0 | 20.8891 | 0 | 1033326.6866 | 51241360566.9505 | 2453022137.2308 | 0
Link | direct air capture |  | 0 |  | 0 | 0 |  | 0 | 0 | 0 | 0 | 0
| geothermal |  | 0 |  | 0 | 0 |  | 0 | 0 | 0 | 0 | 0
| gravity_aboveground_store | 0.70576 | 7399957883.2012 |  | -7.3269e-08 | 0 | -2.1188e+18 | 0 | 259139.105 | 7399957883.2108 | 1606687027.8685 | -1606687027.8685
| gravity_brick_store |  | 0 |  | 0 | 0 |  | 0 | 0 | 0 | 0 | 0
| highT_molten_salt_store | 0.083137 | 6141823877.507 |  | -89986680.0895 | 0 | -68.2526 | 0 | 123208.7907 | 6141823877.507 | 89986680.0895 | -89986680.0895
| hydrogen_store |  | 0 |  | 0 | 0 |  | 0 | 0 | 0 | 0 | 0
| lead_acid_store |  | 0 |  | 0 | 0 |  | 0 | 0 | 0 | 0 | 0
| liquid_air_store |  | 0 |  | 0 | 0 |  | 0 | 0 | 0 | 0 | 0
| lithium_ion_lfp_store |  | 0 |  | 0 | 0 |  | 0 | 0 | 0 | 0 | 0
| lithium_ion_nmc_store |  | 0 |  | 0 | 0 |  | 0 | 0 | 0 | 0 | 0
| natgas |  | 0 |  | 0 | 0 |  | 0 | 0 | 0 | 0 | 0
| natgas_wCCS |  | 0 |  | 0 | 0 |  | 0 | 0 | 0 | 0 | 0
| ni_zn_store |  | 0 |  | 0 | 0 |  | 0 | 0 | 0 | 0 | 0
| redox_store |  | 0 |  | 0 | 0 |  | 0 | 0 | 0 | 0 | 0
| zn_br_flow_store |  | 0 |  | 0 | 0 |  | 0 | 0 | 0 | 0 | 0
| zn_br_nonflow_store |  | 0 |  | 0 | 0 |  | 0 | 0 | 0 | 0 | 0
Load | load |  |  |  | -4003477506 |  | -59.3225 |  |  | 237496229258.6387 | 0 | -4003477506
StorageUnit | battery storage |  | 0 | 0 | 0 | 0 |  | 0 | 0 | 0 | 0 | 0
Store | co2 atmosphere |  | 0 |  | 0 | 0 |  | 0 | 0 | 0 | 0 | 0
| gravity_aboveground_store | 0.49649 | 27025926281.4081 |  | -7.3269e-08 | 0 | -7.7384e+18 | 0 | 2894771.5446 | 27025926281.4015 | 803343513.9343 | -803343513.9343
| gravity_brick_store |  | 0 |  | 0 | 0 |  | 0 | 0 | 0 | 0 | 0
| highT_molten_salt_store | 0.54239 | 35711744477.5628 |  | 1.807e-08 | 0 | 5.1818e+17 | 0 | 4349594.2344 | 35711744477.548 | 44609210.3948 | -44609210.3948
| hydrogen_store |  | 0 |  | 0 | 0 |  | 0 | 0 | 0 | 0 | 0
| lead_acid_store |  | 0 |  | 0 | 0 |  | 0 | 0 | 0 | 0 | 0
| liquid_air_store |  | 0 |  | 0 | 0 |  | 0 | 0 | 0 | 0 | 0
| lithium_ion_lfp_store |  | 0 |  | 0 | 0 |  | 0 | 0 | 0 | 0 | 0
| lithium_ion_nmc_store |  | 0 |  | 0 | 0 |  | 0 | 0 | 0 | 0 | 0
| load shifting backward |  | 0 |  | 0 | 0 |  | 0 | 0 | 0 | 0 | 0
| load shifting forward |  | 0 |  | 0 | 0 |  | 0 | 0 | 0 | 0 | 0
| ni_zn_store |  | 0 |  | 0 | 0 |  | 0 | 0 | 0 | 0 | 0
| redox_store |  | 0 |  | 0 | 0 |  | 0 | 0 | 0 | 0 | 0
| zn_br_flow_store |  | 0 |  | 0 | 0 |  | 0 | 0 | 0 | 0 | 0
| zn_br_nonflow_store |  | 0 |  | 0 | 0 |  | 0 | 0 | 0 | 0 | 0

## time results
snapshot | CCGT dispatch | CCGT % wCCS dispatch | geothermal dispatch | load shedding dispatch | nuclear dispatch | onwind dispatch | solar-utility dispatch | load load | battery storage charged | battery storage discharged | battery storage state of charge | Gravity-Brick-store state of charge | Gravity-Water-Aboveground-store state of charge | HighT-Molten-Salt-store state of charge | Lead-Acid-store state of charge | Liquid-Air-store state of charge | Lithium-Ion-LFP-store state of charge | Lithium-Ion-NMC-store state of charge | Ni-Zn-store state of charge | Vanadium-Redox-Flow-store state of charge | Zn-Br-Flow-store state of charge | Zn-Br-Nonflow-store state of charge | co2 atmosphere state of charge | hydrogen storage underground state of charge | load shifting backward state of charge | load shifting forward state of charge | CCGT % link dispatch | CCGT % link wCCS dispatch | Gravity-Brick-bicharger dispatch | Gravity-Water-Aboveground-bicharger dispatch | HighT-Molten-Salt-charger dispatch | HighT-Molten-Salt-discharger dispatch | Lead-Acid-bicharger dispatch | Liquid-Air-charger dispatch | Liquid-Air-discharger dispatch | Lithium-Ion-LFP-bicharger dispatch | Lithium-Ion-NMC-bicharger dispatch | Ni-Zn-bicharger dispatch | Vanadium-Redox-Flow-bicharger dispatch | Zn-Br-Flow-bicharger dispatch | Zn-Br-Nonflow-bicharger dispatch | direct air capture dispatch | electrolysis dispatch | fuel cell dispatch | geothermal % link dispatch
2016-01-01 | 0 | 0 | 0 | 0 | 0 | 224156.4353 | 1779.4413 | 470809 | 0 | 0 | 0 | 0 | 409219.7084 | 3319663.9656 | 0 | 0 | 0 | 0 | 0 | 0 | 0 | 0 | 0 | 0 | 0 | 0 | 0 | 0 | 0 | -259139.105 | 14265.9815 | 0 | 0 | 0 | 0 | 0 | 0 | 0 | 0 | 0 | 0 | 0 | 0 | 0 | 0
2016-01-01 01:00 | 0 | 0 | 0 | 0 | 0 | 218019.8766 | 0 | 462893 | 0 | 0 | 0 | 0 | 150080.6035 | 3333929.9472 | 0 | 0 | 0 | 0 | 0 | 0 | 0 | 0 | 0 | 0 | 0 | 0 | 0 | 0 | 0 | -259139.105 | 14265.9815 | 0 | 0 | 0 | 0 | 0 | 0 | 0 | 0 | 0 | 0 | 0 | 0 | 0 | 0
2016-01-01 02:00 | 0 | 0 | 0 | 0 | 0 | 561410.5015 | 0 | 452352 | 0 | 0 | 0 | 0 | 259139.105 | 3333929.9472 | 0 | 0 | 0 | 0 | 0 | 0 | 0 | 0 | 0 | 0 | 0 | 0 | 0 | 0 | 0 | 109058.5015 | 0 | 0 | 0 | 0 | 0 | 0 | 0 | 0 | 0 | 0 | 0 | 0 | 0 | 0 | 0
2016-01-01 03:00 | 0 | 0 | 0 | 0 | 0 | 193803.8766 | 0 | 438677 | 0 | 0 | 0 | 0 | 0 | 3348195.9287 | 0 | 0 | 0 | 0 | 0 | 0 | 0 | 0 | 0 | 0 | 0 | 0 | 0 | 0 | 0 | -259139.105 | 14265.9815 | 0 | 0 | 0 | 0 | 0 | 0 | 0 | 0 | 0 | 0 | 0 | 0 | 0 | 0
2016-01-01 04:00 | 0 | 0 | 0 | 0 | 0 | 589779.7328 | 0 | 423295 | 0 | 0 | 0 | 0 | 166484.7328 | 3348195.9287 | 0 | 0 | 0 | 0 | 0 | 0 | 0 | 0 | 0 | 0 | 0 | 0 | 0 | 0 | 0 | 166484.7328 | 0 | 0 | 0 | 0 | 0 | 0 | 0 | 0 | 0 | 0 | 0 | 0 | 0 | 0 | 0
2016-01-01 05:00 | 0 | 0 | 0 | 0 | 0 | 517899.3537 | 0 | 410979 | 0 | 0 | 0 | 0 | 259139.105 | 3362461.9102 | 0 | 0 | 0 | 0 | 0 | 0 | 0 | 0 | 0 | 0 | 0 | 0 | 0 | 0 | 0 | 92654.3722 | 14265.9815 | 0 | 0 | 0 | 0 | 0 | 0 | 0 | 0 | 0 | 0 | 0 | 0 | 0 | 0
2016-01-01 06:00 | 0 | 0 | 0 | 0 | 0 | 155570.8766 | 0 | 400444 | 0 | 0 | 0 | 0 | 0 | 3376727.8918 | 0 | 0 | 0 | 0 | 0 | 0 | 0 | 0 | 0 | 0 | 0 | 0 | 0 | 0 | 0 | -259139.105 | 14265.9815 | 0 | 0 | 0 | 0 | 0 | 0 | 0 | 0 | 0 | 0 | 0 | 0 | 0 | 0
2016-01-01 07:00 | 0 | 0 | 0 | 0 | 0 | 644825.5206 | 0 | 390845 | 0 | 0 | 0 | 0 | 253980.5206 | 3376727.8918 | 0 | 0 | 0 | 0 | 0 | 0 | 0 | 0 | 0 | 0 | 0 | 0 | 0 | 0 | 0 | 253980.5206 | 0 | 0 | 0 | 0 | 0 | 0 | 0 | 0 | 0 | 0 | 0 | 0 | 0 | 0 | 0
2016-01-01 08:00 | 0 | 0 | 0 | 0 | 0 | 644990.0746 | 0 | 383868 | 0 | 0 | 0 | 0 | 500836.6136 | 3390993.8733 | 0 | 0 | 0 | 0 | 0 | 0 | 0 | 0 | 0 | 0 | 0 | 0 | 0 | 0 | 0 | 246856.0931 | 14265.9815 | 0 | 0 | 0 | 0 | 0 | 0 | 0 | 0 | 0 | 0 | 0 | 0 | 0 | 0
2016-01-01 09:00 | 0 | 0 | 0 | 0 | 0 | 123107.895 | 0 | 382247 | 0 | 0 | 0 | 0 | 241697.5087 | 3390993.8733 | 0 | 0 | 0 | 0 | 0 | 0 | 0 | 0 | 0 | 0 | 0 | 0 | 0 | 0 | 0 | -259139.105 | 0 | 0 | 0 | 0 | 0 | 0 | 0 | 0 | 0 | 0 | 0 | 0 | 0 | 0 | 0
2016-01-01 10:00 | 0 | 0 | 0 | 0 | 0 | 642058.0216 | 0 | 385757 | 0 | 0 | 0 | 0 | 497998.5302 | 3390993.8733 | 0 | 0 | 0 | 0 | 0 | 0 | 0 | 0 | 0 | 0 | 0 | 0 | 0 | 0 | 0 | 256301.0216 | 0 | 0 | 0 | 0 | 0 | 0 | 0 | 0 | 0 | 0 | 0 | 0 | 0 | 0 | 0
2016-01-01 11:00 | 0 | 0 | 0 | 0 | 0 | 166350.5562 | 0 | 390944 | 0 | 0 | 0 | 0 | 259139.105 | 3405259.8548 | 0 | 0 | 0 | 0 | 0 | 0 | 0 | 0 | 0 | 0 | 0 | 0 | 0 | 0 | 0 | -238859.4253 | 14265.9815 | 0 | 0 | 0 | 0 | 0 | 0 | 0 | 0 | 0 | 0 | 0 | 0 | 0 | 0
2016-01-01 12:00 | 0 | 0 | 0 | 0 | 0 | 139399.895 | 0 | 398539 | 0 | 0 | 0 | 0 | 0 | 3405259.8548 | 0 | 0 | 0 | 0 | 0 | 0 | 0 | 0 | 0 | 0 | 0 | 0 | 0 | 0 | 0 | -259139.105 | 0 | 0 | 0 | 0 | 0 | 0 | 0 | 0 | 0 | 0 | 0 | 0 | 0 | 0 | 0
2016-01-01 13:00 | 0 | 0 | 0 | 0 | 0 | 407548 | 0 | 407548 | 0 | 0 | 0 | 0 | 0 | 3405259.8548 | 0 | 0 | 0 | 0 | 0 | 0 | 0 | 0 | 0 | 0 | 0 | 0 | 0 | 0 | 0 | 0 | 0 | 0 | 0 | 0 | 0 | 0 | 0 | 0 | 0 | 0 | 0 | 0 | 0 | 0 | 0
2016-01-01 14:00 | 0 | 0 | 0 | 0 | 0 | 596756.3628 | 46526.5932 | 420289 | 0 | 0 | 0 | 0 | 208727.9745 | 3419525.8364 | 0 | 0 | 0 | 0 | 0 | 0 | 0 | 0 | 0 | 0 | 0 | 0 | 0 | 0 | 0 | 208727.9745 | 14265.9815 | 0 | 0 | 0 | 0 | 0 | 0 | 0 | 0 | 0 | 0 | 0 | 0 | 0 | 0
2016-01-01 15:00 | 0 | 0 | 0 | 0 | 0 | 289151.7991 | 416023.2874 | 431770 | 0 | 0 | 0 | 0 | 467867.0794 | 3433791.8179 | 0 | 0 | 0 | 0 | 0 | 0 | 0 | 0 | 0 | 0 | 0 | 0 | 0 | 0 | 0 | 259139.105 | 14265.9815 | 0 | 0 | 0 | 0 | 0 | 0 | 0 | 0 | 0 | 0 | 0 | 0 | 0 | 0
2016-01-01 16:00 | 0 | 0 | 0 | 0 | 0 | 0 | 603763.0129 | 438480 | 0 | 0 | 0 | 0 | 618884.1108 | 3448057.7994 | 0 | 0 | 0 | 0 | 0 | 0 | 0 | 0 | 0 | 0 | 0 | 0 | 0 | 0 | 0 | 151017.0313 | 14265.9815 | 0 | 0 | 0 | 0 | 0 | 0 | 0 | 0 | 0 | 0 | 0 | 0 | 0 | 0
2016-01-01 17:00 | 0 | 0 | 0 | 0 | 0 | 109453.5968 | 604289.4897 | 440338 | 0 | 0 | 0 | 0 | 878023.2157 | 3462323.781 | 0 | 0 | 0 | 0 | 0 | 0 | 0 | 0 | 0 | 0 | 0 | 0 | 0 | 0 | 0 | 259139.105 | 14265.9815 | 0 | 0 | 0 | 0 | 0 | 0 | 0 | 0 | 0 | 0 | 0 | 0 | 0 | 0
2016-01-01 18:00 | 0 | 0 | 0 | 0 | 0 | 0 | 566364.9816 | 438036 | 0 | 0 | 0 | 0 | 992086.2157 | 3476589.7625 | 0 | 0 | 0 | 0 | 0 | 0 | 0 | 0 | 0 | 0 | 0 | 0 | 0 | 0 | 0 | 114063 | 14265.9815 | 0 | 0 | 0 | 0 | 0 | 0 | 0 | 0 | 0 | 0 | 0 | 0 | 0 | 0
2016-01-01 19:00 | 0 | 0 | 0 | 0 | 0 | 154075.0073 | 551651.0791 | 432321 | 0 | 0 | 0 | 0 | 1251225.3207 | 3490855.744 | 0 | 0 | 0 | 0 | 0 | 0 | 0 | 0 | 0 | 0 | 0 | 0 | 0 | 0 | 0 | 259139.105 | 14265.9815 | 0 | 0 | 0 | 0 | 0 | 0 | 0 | 0 | 0 | 0 | 0 | 0 | 0 | 0
2016-01-01 20:00 | 0 | 0 | 0 | 0 | 0 | 0 | 571588.4965 | 428860 | 0 | 0 | 0 | 0 | 1379687.8357 | 3505121.7256 | 0 | 0 | 0 | 0 | 0 | 0 | 0 | 0 | 0 | 0 | 0 | 0 | 0 | 0 | 0 | 128462.515 | 14265.9815 | 0 | 0 | 0 | 0 | 0 | 0 | 0 | 0 | 0 | 0 | 0 | 0 | 0 | 0
2016-01-01 21:00 | 0 | 0 | 0 | 0 | 0 | 0 | 604290.1697 | 430801 | 0 | 0 | 0 | 0 | 1538911.0238 | 3519387.7071 | 0 | 0 | 0 | 0 | 0 | 0 | 0 | 0 | 0 | 0 | 0 | 0 | 0 | 0 | 0 | 159223.1881 | 14265.9815 | 0 | 0 | 0 | 0 | 0 | 0 | 0 | 0 | 0 | 0 | 0 | 0 | 0 | 0
2016-01-01 22:00 | 0 | 0 | 0 | 0 | 0 | 0 | 553446.29 | 445055 | 0 | 0 | 0 | 0 | 1633036.3323 | 3533653.6886 | 0 | 0 | 0 | 0 | 0 | 0 | 0 | 0 | 0 | 0 | 0 | 0 | 0 | 0 | 0 | 94125.3085 | 14265.9815 | 0 | 0 | 0 | 0 | 0 | 0 | 0 | 0 | 0 | 0 | 0 | 0 | 0 | 0
2016-01-01 23:00 | 0 | 0 | 0 | 0 | 0 | 0 | 217232.1247 | 460170 | 0 | 0 | 0 | 0 | 1375832.4754 | 3547919.6702 | 0 | 0 | 0 | 0 | 0 | 0 | 0 | 0 | 0 | 0 | 0 | 0 | 0 | 0 | 0 | -257203.8569 | 14265.9815 | 0 | 0 | 0 | 0 | 0 | 0 | 0 | 0 | 0 | 0 | 0 | 0 | 0 | 0
2016-01-02 | 0 | 0 | 0 | 0 | 0 | 621006.3277 | 2030.3733 | 465935 | 0 | 0 | 0 | 0 | 1518668.1949 | 3562185.6517 | 0 | 0 | 0 | 0 | 0 | 0 | 0 | 0 | 0 | 0 | 0 | 0 | 0 | 0 | 0 | 142835.7195 | 14265.9815 | 0 | 0 | 0 | 0 | 0 | 0 | 0 | 0 | 0 | 0 | 0 | 0 | 0 | 0
2016-01-02 01:00 | 0 | 0 | 0 | 0 | 0 | 220488.8766 | 0 | 465362 | 0 | 0 | 0 | 0 | 1259529.0899 | 3576451.6332 | 0 | 0 | 0 | 0 | 0 | 0 | 0 | 0 | 0 | 0 | 0 | 0 | 0 | 0 | 0 | -259139.105 | 14265.9815 | 0 | 0 | 0 | 0 | 0 | 0 | 0 | 0 | 0 | 0 | 0 | 0 | 0 | 0
2016-01-02 02:00 | 0 | 0 | 0 | 0 | 0 | 660661.6097 | 0 | 462094 | 0 | 0 | 0 | 0 | 1443830.7181 | 3590717.6148 | 0 | 0 | 0 | 0 | 0 | 0 | 0 | 0 | 0 | 0 | 0 | 0 | 0 | 0 | 0 | 184301.6282 | 14265.9815 | 0 | 0 | 0 | 0 | 0 | 0 | 0 | 0 | 0 | 0 | 0 | 0 | 0 | 0
2016-01-02 03:00 | 0 | 0 | 0 | 0 | 0 | 662674.363 | 0 | 450580 | 0 | 0 | 0 | 0 | 1641659.0996 | 3604983.5963 | 0 | 0 | 0 | 0 | 0 | 0 | 0 | 0 | 0 | 0 | 0 | 0 | 0 | 0 | 0 | 197828.3815 | 14265.9815 | 0 | 0 | 0 | 0 | 0 | 0 | 0 | 0 | 0 | 0 | 0 | 0 | 0 | 0
2016-01-02 04:00 | 0 | 0 | 0 | 0 | 0 | 190057.8766 | 0 | 434931 | 0 | 0 | 0 | 0 | 1382519.9946 | 3619249.5778 | 0 | 0 | 0 | 0 | 0 | 0 | 0 | 0 | 0 | 0 | 0 | 0 | 0 | 0 | 0 | -259139.105 | 14265.9815 | 0 | 0 | 0 | 0 | 0 | 0 | 0 | 0 | 0 | 0 | 0 | 0 | 0 | 0
2016-01-02 05:00 | 0 | 0 | 0 | 0 | 0 | 637989.4707 | 0 | 417915 | 0 | 0 | 0 | 0 | 1588328.4838 | 3633515.5594 | 0 | 0 | 0 | 0 | 0 | 0 | 0 | 0 | 0 | 0 | 0 | 0 | 0 | 0 | 0 | 205808.4892 | 14265.9815 | 0 | 0 | 0 | 0 | 0 | 0 | 0 | 0 | 0 | 0 | 0 | 0 | 0 | 0
2016-01-02 06:00 | 0 | 0 | 0 | 0 | 0 | 161752.8766 | 0 | 406626 | 0 | 0 | 0 | 0 | 1329189.3789 | 3647781.5409 | 0 | 0 | 0 | 0 | 0 | 0 | 0 | 0 | 0 | 0 | 0 | 0 | 0 | 0 | 0 | -259139.105 | 14265.9815 | 0 | 0 | 0 | 0 | 0 | 0 | 0 | 0 | 0 | 0 | 0 | 0 | 0 | 0
2016-01-02 07:00 | 0 | 0 | 0 | 0 | 0 | 152638.8766 | 0 | 397512 | 0 | 0 | 0 | 0 | 1070050.2739 | 3662047.5224 | 0 | 0 | 0 | 0 | 0 | 0 | 0 | 0 | 0 | 0 | 0 | 0 | 0 | 0 | 0 | -259139.105 | 14265.9815 | 0 | 0 | 0 | 0 | 0 | 0 | 0 | 0 | 0 | 0 | 0 | 0 | 0 | 0
2016-01-02 08:00 | 0 | 0 | 0 | 0 | 0 | 577052.149 | 0 | 392956 | 0 | 0 | 0 | 0 | 1239880.4414 | 3676313.5039 | 0 | 0 | 0 | 0 | 0 | 0 | 0 | 0 | 0 | 0 | 0 | 0 | 0 | 0 | 0 | 169830.1675 | 14265.9815 | 0 | 0 | 0 | 0 | 0 | 0 | 0 | 0 | 0 | 0 | 0 | 0 | 0 | 0
2016-01-02 09:00 | 0 | 0 | 0 | 0 | 0 | 147336.8766 | 0 | 392210 | 0 | 0 | 0 | 0 | 980741.3365 | 3690579.4855 | 0 | 0 | 0 | 0 | 0 | 0 | 0 | 0 | 0 | 0 | 0 | 0 | 0 | 0 | 0 | -259139.105 | 14265.9815 | 0 | 0 | 0 | 0 | 0 | 0 | 0 | 0 | 0 | 0 | 0 | 0 | 0 | 0
2016-01-02 10:00 | 0 | 0 | 0 | 0 | 0 | 565698.1009 | 0 | 396592 | 0 | 0 | 0 | 0 | 1135581.4559 | 3704845.467 | 0 | 0 | 0 | 0 | 0 | 0 | 0 | 0 | 0 | 0 | 0 | 0 | 0 | 0 | 0 | 154840.1194 | 14265.9815 | 0 | 0 | 0 | 0 | 0 | 0 | 0 | 0 | 0 | 0 | 0 | 0 | 0 | 0
2016-01-02 11:00 | 0 | 0 | 0 | 0 | 0 | 556803.1006 | 0 | 406767 | 0 | 0 | 0 | 0 | 1271351.5749 | 3719111.4485 | 0 | 0 | 0 | 0 | 0 | 0 | 0 | 0 | 0 | 0 | 0 | 0 | 0 | 0 | 0 | 135770.1191 | 14265.9815 | 0 | 0 | 0 | 0 | 0 | 0 | 0 | 0 | 0 | 0 | 0 | 0 | 0 | 0
2016-01-02 12:00 | 0 | 0 | 0 | 0 | 0 | 161528.895 | 0 | 420668 | 0 | 0 | 0 | 0 | 1012212.47 | 3719111.4485 | 0 | 0 | 0 | 0 | 0 | 0 | 0 | 0 | 0 | 0 | 0 | 0 | 0 | 0 | 0 | -259139.105 | 0 | 0 | 0 | 0 | 0 | 0 | 0 | 0 | 0 | 0 | 0 | 0 | 0 | 0 | 0
2016-01-02 13:00 | 0 | 0 | 0 | 0 | 0 | 546995.8876 | 0 | 434757 | 0 | 0 | 0 | 0 | 1110185.376 | 3733377.4301 | 0 | 0 | 0 | 0 | 0 | 0 | 0 | 0 | 0 | 0 | 0 | 0 | 0 | 0 | 0 | 97972.906 | 14265.9815 | 0 | 0 | 0 | 0 | 0 | 0 | 0 | 0 | 0 | 0 | 0 | 0 | 0 | 0
2016-01-02 14:00 | 0 | 0 | 0 | 0 | 0 | 501369.4029 | 67346.576 | 445046 | 0 | 0 | 0 | 0 | 1219589.3734 | 3747643.4116 | 0 | 0 | 0 | 0 | 0 | 0 | 0 | 0 | 0 | 0 | 0 | 0 | 0 | 0 | 0 | 109403.9974 | 14265.9815 | 0 | 0 | 0 | 0 | 0 | 0 | 0 | 0 | 0 | 0 | 0 | 0 | 0 | 0
2016-01-02 15:00 | 0 | 0 | 0 | 0 | 0 | 0 | 327234.5854 | 450093 | 0 | 0 | 0 | 0 | 1082464.9772 | 3761909.3931 | 0 | 0 | 0 | 0 | 0 | 0 | 0 | 0 | 0 | 0 | 0 | 0 | 0 | 0 | 0 | -137124.3962 | 14265.9815 | 0 | 0 | 0 | 0 | 0 | 0 | 0 | 0 | 0 | 0 | 0 | 0 | 0 | 0
2016-01-02 16:00 | 0 | 0 | 0 | 0 | 0 | 0 | 480904.3614 | 448776 | 0 | 0 | 0 | 0 | 1100327.357 | 3776175.3747 | 0 | 0 | 0 | 0 | 0 | 0 | 0 | 0 | 0 | 0 | 0 | 0 | 0 | 0 | 0 | 17862.3798 | 14265.9815 | 0 | 0 | 0 | 0 | 0 | 0 | 0 | 0 | 0 | 0 | 0 | 0 | 0 | 0
2016-01-02 17:00 | 0 | 0 | 0 | 0 | 0 | 195145.9495 | 521608.137 | 443349 | 0 | 0 | 0 | 0 | 1359466.462 | 3790441.3562 | 0 | 0 | 0 | 0 | 0 | 0 | 0 | 0 | 0 | 0 | 0 | 0 | 0 | 0 | 0 | 259139.105 | 14265.9815 | 0 | 0 | 0 | 0 | 0 | 0 | 0 | 0 | 0 | 0 | 0 | 0 | 0 | 0
2016-01-02 18:00 | 0 | 0 | 0 | 0 | 0 | 0 | 512944.3789 | 435148 | 0 | 0 | 0 | 0 | 1422996.8593 | 3804707.3377 | 0 | 0 | 0 | 0 | 0 | 0 | 0 | 0 | 0 | 0 | 0 | 0 | 0 | 0 | 0 | 63530.3973 | 14265.9815 | 0 | 0 | 0 | 0 | 0 | 0 | 0 | 0 | 0 | 0 | 0 | 0 | 0 | 0
2016-01-02 19:00 | 0 | 0 | 0 | 0 | 0 | 0 | 500893.3118 | 427129 | 0 | 0 | 0 | 0 | 1482495.1896 | 3818973.3193 | 0 | 0 | 0 | 0 | 0 | 0 | 0 | 0 | 0 | 0 | 0 | 0 | 0 | 0 | 0 | 59498.3302 | 14265.9815 | 0 | 0 | 0 | 0 | 0 | 0 | 0 | 0 | 0 | 0 | 0 | 0 | 0 | 0
2016-01-02 20:00 | 0 | 0 | 0 | 0 | 0 | 0 | 510313.6035 | 420682 | 0 | 0 | 0 | 0 | 1557860.8115 | 3833239.3008 | 0 | 0 | 0 | 0 | 0 | 0 | 0 | 0 | 0 | 0 | 0 | 0 | 0 | 0 | 0 | 75365.622 | 14265.9815 | 0 | 0 | 0 | 0 | 0 | 0 | 0 | 0 | 0 | 0 | 0 | 0 | 0 | 0
2016-01-02 21:00 | 0 | 0 | 0 | 0 | 0 | 181869.9577 | 515231.1287 | 423696 | 0 | 0 | 0 | 0 | 1816999.9165 | 3847505.2823 | 0 | 0 | 0 | 0 | 0 | 0 | 0 | 0 | 0 | 0 | 0 | 0 | 0 | 0 | 0 | 259139.105 | 14265.9815 | 0 | 0 | 0 | 0 | 0 | 0 | 0 | 0 | 0 | 0 | 0 | 0 | 0 | 0
2016-01-02 22:00 | 0 | 0 | 0 | 0 | 0 | 288535.4209 | 426367.6656 | 441498 | 0 | 0 | 0 | 0 | 2076139.0214 | 3861771.2639 | 0 | 0 | 0 | 0 | 0 | 0 | 0 | 0 | 0 | 0 | 0 | 0 | 0 | 0 | 0 | 259139.105 | 14265.9815 | 0 | 0 | 0 | 0 | 0 | 0 | 0 | 0 | 0 | 0 | 0 | 0 | 0 | 0
2016-01-02 23:00 | 0 | 0 | 0 | 0 | 0 | 478527.8575 | 153685.4474 | 461592 | 0 | 0 | 0 | 0 | 2232494.3448 | 3876037.2454 | 0 | 0 | 0 | 0 | 0 | 0 | 0 | 0 | 0 | 0 | 0 | 0 | 0 | 0 | 0 | 156355.3234 | 14265.9815 | 0 | 0 | 0 | 0 | 0 | 0 | 0 | 0 | 0 | 0 | 0 | 0 | 0 | 0
2016-01-03 | 0 | 0 | 0 | 0 | 0 | 517768.456 | 2014.4735 | 469345 | 0 | 0 | 0 | 0 | 2268666.2928 | 3890303.2269 | 0 | 0 | 0 | 0 | 0 | 0 | 0 | 0 | 0 | 0 | 0 | 0 | 0 | 0 | 0 | 36171.9479 | 14265.9815 | 0 | 0 | 0 | 0 | 0 | 0 | 0 | 0 | 0 | 0 | 0 | 0 | 0 | 0
2016-01-03 01:00 | 0 | 0 | 0 | 0 | 0 | 543284.6699 | 0 | 470347 | 0 | 0 | 0 | 0 | 2338824.3641 | 3893082.8254 | 0 | 0 | 0 | 0 | 0 | 0 | 0 | 0 | 0 | 0 | 0 | 0 | 0 | 0 | 0 | 70158.0714 | 2779.5985 | 0 | 0 | 0 | 0 | 0 | 0 | 0 | 0 | 0 | 0 | 0 | 0 | 0 | 0
2016-01-03 02:00 | 0 | 0 | 0 | 0 | 0 | 560392.3425 | 0 | 467310 | 0 | 0 | 0 | 0 | 2417640.7251 | 3907348.8069 | 0 | 0 | 0 | 0 | 0 | 0 | 0 | 0 | 0 | 0 | 0 | 0 | 0 | 0 | 0 | 78816.3609 | 14265.9815 | 0 | 0 | 0 | 0 | 0 | 0 | 0 | 0 | 0 | 0 | 0 | 0 | 0 | 0
2016-01-03 03:00 | 0 | 0 | 0 | 0 | 0 | 576356.2151 | 0 | 456030 | 0 | 0 | 0 | 0 | 2537966.9402 | 3907348.8069 | 0 | 0 | 0 | 0 | 0 | 0 | 0 | 0 | 0 | 0 | 0 | 0 | 0 | 0 | 0 | 120326.2151 | 0 | 0 | 0 | 0 | 0 | 0 | 0 | 0 | 0 | 0 | 0 | 0 | 0 | 0 | 0
2016-01-03 04:00 | 0 | 0 | 0 | 0 | 0 | 196685.8766 | 0 | 441559 | 0 | 0 | 0 | 0 | 2278827.8353 | 3921614.7885 | 0 | 0 | 0 | 0 | 0 | 0 | 0 | 0 | 0 | 0 | 0 | 0 | 0 | 0 | 0 | -259139.105 | 14265.9815 | 0 | 0 | 0 | 0 | 0 | 0 | 0 | 0 | 0 | 0 | 0 | 0 | 0 | 0
2016-01-03 05:00 | 0 | 0 | 0 | 0 | 0 | 590163.3284 | 0 | 427167 | 0 | 0 | 0 | 0 | 2427558.1821 | 3935880.77 | 0 | 0 | 0 | 0 | 0 | 0 | 0 | 0 | 0 | 0 | 0 | 0 | 0 | 0 | 0 | 148730.3469 | 14265.9815 | 0 | 0 | 0 | 0 | 0 | 0 | 0 | 0 | 0 | 0 | 0 | 0 | 0 | 0
2016-01-03 06:00 | 0 | 0 | 0 | 0 | 0 | 586926.6773 | 0 | 413834 | 0 | 0 | 0 | 0 | 2600650.8594 | 3935880.77 | 0 | 0 | 0 | 0 | 0 | 0 | 0 | 0 | 0 | 0 | 0 | 0 | 0 | 0 | 0 | 173092.6773 | 0 | 0 | 0 | 0 | 0 | 0 | 0 | 0 | 0 | 0 | 0 | 0 | 0 | 0 | 0
2016-01-03 07:00 | 0 | 0 | 0 | 0 | 0 | 574366.0703 | 0 | 404865 | 0 | 0 | 0 | 0 | 2755885.9482 | 3950146.7515 | 0 | 0 | 0 | 0 | 0 | 0 | 0 | 0 | 0 | 0 | 0 | 0 | 0 | 0 | 0 | 155235.0888 | 14265.9815 | 0 | 0 | 0 | 0 | 0 | 0 | 0 | 0 | 0 | 0 | 0 | 0 | 0 | 0
2016-01-03 08:00 | 0 | 0 | 0 | 0 | 0 | 552850.5779 | 0 | 399699 | 0 | 0 | 0 | 0 | 2894771.5446 | 3964412.7331 | 0 | 0 | 0 | 0 | 0 | 0 | 0 | 0 | 0 | 0 | 0 | 0 | 0 | 0 | 0 | 138885.5964 | 14265.9815 | 0 | 0 | 0 | 0 | 0 | 0 | 0 | 0 | 0 | 0 | 0 | 0 | 0 | 0
2016-01-03 09:00 | 0 | 0 | 0 | 0 | 0 | 412375.9815 | 0 | 398110 | 0 | 0 | 0 | 0 | 2894771.5446 | 3978678.7146 | 0 | 0 | 0 | 0 | 0 | 0 | 0 | 0 | 0 | 0 | 0 | 0 | 0 | 0 | 0 | 0 | 14265.9815 | 0 | 0 | 0 | 0 | 0 | 0 | 0 | 0 | 0 | 0 | 0 | 0 | 0 | 0
2016-01-03 10:00 | 0 | 0 | 0 | 0 | 0 | 155960.8766 | 0 | 400834 | 0 | 0 | 0 | 0 | 2635632.4397 | 3992944.6961 | 0 | 0 | 0 | 0 | 0 | 0 | 0 | 0 | 0 | 0 | 0 | 0 | 0 | 0 | 0 | -259139.105 | 14265.9815 | 0 | 0 | 0 | 0 | 0 | 0 | 0 | 0 | 0 | 0 | 0 | 0 | 0 | 0
2016-01-03 11:00 | 0 | 0 | 0 | 0 | 0 | 460124.0515 | 0 | 408834 | 0 | 0 | 0 | 0 | 2672656.5096 | 4007210.6777 | 0 | 0 | 0 | 0 | 0 | 0 | 0 | 0 | 0 | 0 | 0 | 0 | 0 | 0 | 0 | 37024.0699 | 14265.9815 | 0 | 0 | 0 | 0 | 0 | 0 | 0 | 0 | 0 | 0 | 0 | 0 | 0 | 0
2016-01-03 12:00 | 0 | 0 | 0 | 0 | 0 | 425703.7407 | 0 | 420449 | 0 | 0 | 0 | 0 | 2663645.2688 | 4021476.6592 | 0 | 0 | 0 | 0 | 0 | 0 | 0 | 0 | 0 | 0 | 0 | 0 | 0 | 0 | 0 | -9011.2408 | 14265.9815 | 0 | 0 | 0 | 0 | 0 | 0 | 0 | 0 | 0 | 0 | 0 | 0 | 0 | 0
2016-01-03 13:00 | 0 | 0 | 0 | 0 | 0 | 400521.5503 | 0 | 433181 | 0 | 0 | 0 | 0 | 2616719.8375 | 4035742.6407 | 0 | 0 | 0 | 0 | 0 | 0 | 0 | 0 | 0 | 0 | 0 | 0 | 0 | 0 | 0 | -46925.4312 | 14265.9815 | 0 | 0 | 0 | 0 | 0 | 0 | 0 | 0 | 0 | 0 | 0 | 0 | 0 | 0
2016-01-03 14:00 | 0 | 0 | 0 | 0 | 0 | 319927.3474 | 40983.1696 | 440085 | 0 | 0 | 0 | 0 | 2523279.373 | 4050008.6223 | 0 | 0 | 0 | 0 | 0 | 0 | 0 | 0 | 0 | 0 | 0 | 0 | 0 | 0 | 0 | -93440.4645 | 14265.9815 | 0 | 0 | 0 | 0 | 0 | 0 | 0 | 0 | 0 | 0 | 0 | 0 | 0 | 0
2016-01-03 15:00 | 0 | 0 | 0 | 0 | 0 | 0 | 385927.8997 | 439806 | 0 | 0 | 0 | 0 | 2455135.2912 | 4064274.6038 | 0 | 0 | 0 | 0 | 0 | 0 | 0 | 0 | 0 | 0 | 0 | 0 | 0 | 0 | 0 | -68144.0818 | 14265.9815 | 0 | 0 | 0 | 0 | 0 | 0 | 0 | 0 | 0 | 0 | 0 | 0 | 0 | 0
2016-01-03 16:00 | 0 | 0 | 0 | 0 | 0 | 0 | 512885.6652 | 434999 | 0 | 0 | 0 | 0 | 2518755.9749 | 4078540.5853 | 0 | 0 | 0 | 0 | 0 | 0 | 0 | 0 | 0 | 0 | 0 | 0 | 0 | 0 | 0 | 63620.6837 | 14265.9815 | 0 | 0 | 0 | 0 | 0 | 0 | 0 | 0 | 0 | 0 | 0 | 0 | 0 | 0
2016-01-03 17:00 | 0 | 0 | 0 | 0 | 0 | 892.9327 | 529749.6859 | 430919 | 0 | 0 | 0 | 0 | 2604213.6121 | 4092806.5668 | 0 | 0 | 0 | 0 | 0 | 0 | 0 | 0 | 0 | 0 | 0 | 0 | 0 | 0 | 0 | 85457.6371 | 14265.9815 | 0 | 0 | 0 | 0 | 0 | 0 | 0 | 0 | 0 | 0 | 0 | 0 | 0 | 0
2016-01-03 18:00 | 0 | 0 | 0 | 0 | 0 | 0 | 508684.4472 | 427178 | 0 | 0 | 0 | 0 | 2671454.0778 | 4107072.5484 | 0 | 0 | 0 | 0 | 0 | 0 | 0 | 0 | 0 | 0 | 0 | 0 | 0 | 0 | 0 | 67240.4657 | 14265.9815 | 0 | 0 | 0 | 0 | 0 | 0 | 0 | 0 | 0 | 0 | 0 | 0 | 0 | 0
2016-01-03 19:00 | 0 | 0 | 0 | 0 | 0 | 0 | 493204.4075 | 422449 | 0 | 0 | 0 | 0 | 2727943.5037 | 4121338.5299 | 0 | 0 | 0 | 0 | 0 | 0 | 0 | 0 | 0 | 0 | 0 | 0 | 0 | 0 | 0 | 56489.4259 | 14265.9815 | 0 | 0 | 0 | 0 | 0 | 0 | 0 | 0 | 0 | 0 | 0 | 0 | 0 | 0
2016-01-03 20:00 | 0 | 0 | 0 | 0 | 0 | 0 | 494307.7276 | 418943 | 0 | 0 | 0 | 0 | 2789042.2497 | 4135604.5114 | 0 | 0 | 0 | 0 | 0 | 0 | 0 | 0 | 0 | 0 | 0 | 0 | 0 | 0 | 0 | 61098.746 | 14265.9815 | 0 | 0 | 0 | 0 | 0 | 0 | 0 | 0 | 0 | 0 | 0 | 0 | 0 | 0
2016-01-03 21:00 | 0 | 0 | 0 | 0 | 0 | 0 | 480607.1022 | 424541 | 0 | 0 | 0 | 0 | 2830842.3704 | 4149870.493 | 0 | 0 | 0 | 0 | 0 | 0 | 0 | 0 | 0 | 0 | 0 | 0 | 0 | 0 | 0 | 41800.1207 | 14265.9815 | 0 | 0 | 0 | 0 | 0 | 0 | 0 | 0 | 0 | 0 | 0 | 0 | 0 | 0
2016-01-03 22:00 | 0 | 0 | 0 | 0 | 0 | 0 | 381533.2771 | 444380 | 0 | 0 | 0 | 0 | 2753729.6659 | 4164136.4745 | 0 | 0 | 0 | 0 | 0 | 0 | 0 | 0 | 0 | 0 | 0 | 0 | 0 | 0 | 0 | -77112.7045 | 14265.9815 | 0 | 0 | 0 | 0 | 0 | 0 | 0 | 0 | 0 | 0 | 0 | 0 | 0 | 0
2016-01-03 23:00 | 0 | 0 | 0 | 0 | 0 | 192940.4379 | 89754.9771 | 464325 | 0 | 0 | 0 | 0 | 2557834.0994 | 4178402.456 | 0 | 0 | 0 | 0 | 0 | 0 | 0 | 0 | 0 | 0 | 0 | 0 | 0 | 0 | 0 | -195895.5665 | 14265.9815 | 0 | 0 | 0 | 0 | 0 | 0 | 0 | 0 | 0 | 0 | 0 | 0 | 0 | 0
2016-01-04 | 0 | 0 | 0 | 0 | 0 | 239274.7929 | 2150.2361 | 474796 | 0 | 0 | 0 | 0 | 2324463.1284 | 4178402.456 | 0 | 0 | 0 | 0 | 0 | 0 | 0 | 0 | 0 | 0 | 0 | 0 | 0 | 0 | 0 | -233370.9711 | 0 | 0 | 0 | 0 | 0 | 0 | 0 | 0 | 0 | 0 | 0 | 0 | 0 | 0 | 0
2016-01-04 01:00 | 0 | 0 | 0 | 0 | 0 | 278259.1241 | 0 | 477021 | 0 | 0 | 0 | 0 | 2111435.2709 | 4192668.4376 | 0 | 0 | 0 | 0 | 0 | 0 | 0 | 0 | 0 | 0 | 0 | 0 | 0 | 0 | 0 | -213027.8574 | 14265.9815 | 0 | 0 | 0 | 0 | 0 | 0 | 0 | 0 | 0 | 0 | 0 | 0 | 0 | 0
2016-01-04 02:00 | 0 | 0 | 0 | 0 | 0 | 307514.9388 | 0 | 469735 | 0 | 0 | 0 | 0 | 1949215.2097 | 4192668.4376 | 0 | 0 | 0 | 0 | 0 | 0 | 0 | 0 | 0 | 0 | 0 | 0 | 0 | 0 | 0 | -162220.0612 | 0 | 0 | 0 | 0 | 0 | 0 | 0 | 0 | 0 | 0 | 0 | 0 | 0 | 0 | 0
2016-01-04 03:00 | 0 | 0 | 0 | 0 | 0 | 327696.0868 | 0 | 452837 | 0 | 0 | 0 | 0 | 1824074.2965 | 4192668.4376 | 0 | 0 | 0 | 0 | 0 | 0 | 0 | 0 | 0 | 0 | 0 | 0 | 0 | 0 | 0 | -125140.9132 | 0 | 0 | 0 | 0 | 0 | 0 | 0 | 0 | 0 | 0 | 0 | 0 | 0 | 0 | 0
2016-01-04 04:00 | 0 | 0 | 0 | 0 | 0 | 328481.6894 | 0 | 435678 | 0 | 0 | 0 | 0 | 1716877.9859 | 4192668.4376 | 0 | 0 | 0 | 0 | 0 | 0 | 0 | 0 | 0 | 0 | 0 | 0 | 0 | 0 | 0 | -107196.3106 | 0 | 0 | 0 | 0 | 0 | 0 | 0 | 0 | 0 | 0 | 0 | 0 | 0 | 0 | 0
2016-01-04 05:00 | 0 | 0 | 0 | 0 | 0 | 315556.7312 | 0 | 421559 | 0 | 0 | 0 | 0 | 1596609.7356 | 4206934.4191 | 0 | 0 | 0 | 0 | 0 | 0 | 0 | 0 | 0 | 0 | 0 | 0 | 0 | 0 | 0 | -120268.2503 | 14265.9815 | 0 | 0 | 0 | 0 | 0 | 0 | 0 | 0 | 0 | 0 | 0 | 0 | 0 | 0
2016-01-04 06:00 | 0 | 0 | 0 | 0 | 0 | 300292.5265 | 0 | 410607 | 0 | 0 | 0 | 0 | 1486295.2621 | 4206934.4191 | 0 | 0 | 0 | 0 | 0 | 0 | 0 | 0 | 0 | 0 | 0 | 0 | 0 | 0 | 0 | -110314.4735 | 0 | 0 | 0 | 0 | 0 | 0 | 0 | 0 | 0 | 0 | 0 | 0 | 0 | 0 | 0
2016-01-04 07:00 | 0 | 0 | 0 | 0 | 0 | 287094.9295 | 0 | 404707 | 0 | 0 | 0 | 0 | 1368683.1916 | 4206934.4191 | 0 | 0 | 0 | 0 | 0 | 0 | 0 | 0 | 0 | 0 | 0 | 0 | 0 | 0 | 0 | -117612.0705 | 0 | 0 | 0 | 0 | 0 | 0 | 0 | 0 | 0 | 0 | 0 | 0 | 0 | 0 | 0
2016-01-04 08:00 | 0 | 0 | 0 | 0 | 0 | 274706.6768 | 0 | 403331 | 0 | 0 | 0 | 0 | 1225792.8868 | 4221200.4006 | 0 | 0 | 0 | 0 | 0 | 0 | 0 | 0 | 0 | 0 | 0 | 0 | 0 | 0 | 0 | -142890.3048 | 14265.9815 | 0 | 0 | 0 | 0 | 0 | 0 | 0 | 0 | 0 | 0 | 0 | 0 | 0 | 0
2016-01-04 09:00 | 0 | 0 | 0 | 0 | 0 | 262175.7002 | 0 | 408268 | 0 | 0 | 0 | 0 | 1079700.5871 | 4221200.4006 | 0 | 0 | 0 | 0 | 0 | 0 | 0 | 0 | 0 | 0 | 0 | 0 | 0 | 0 | 0 | -146092.2998 | 0 | 0 | 0 | 0 | 0 | 0 | 0 | 0 | 0 | 0 | 0 | 0 | 0 | 0 | 0
2016-01-04 10:00 | 0 | 0 | 0 | 0 | 0 | 254118.0423 | 0 | 424056 | 0 | 0 | 0 | 0 | 909762.6293 | 4221200.4006 | 0 | 0 | 0 | 0 | 0 | 0 | 0 | 0 | 0 | 0 | 0 | 0 | 0 | 0 | 0 | -169937.9577 | 0 | 0 | 0 | 0 | 0 | 0 | 0 | 0 | 0 | 0 | 0 | 0 | 0 | 0 | 0
2016-01-04 11:00 | 0 | 0 | 0 | 0 | 0 | 198826.895 | 0 | 457966 | 0 | 0 | 0 | 0 | 650623.5244 | 4221200.4006 | 0 | 0 | 0 | 0 | 0 | 0 | 0 | 0 | 0 | 0 | 0 | 0 | 0 | 0 | 0 | -259139.105 | 0 | 0 | 0 | 0 | 0 | 0 | 0 | 0 | 0 | 0 | 0 | 0 | 0 | 0 | 0
2016-01-04 12:00 | 0 | 0 | 0 | 0 | 0 | 258515.5121 | 0 | 490049 | 0 | 0 | 0 | 0 | 419090.0365 | 4221200.4006 | 0 | 0 | 0 | 0 | 0 | 0 | 0 | 0 | 0 | 0 | 0 | 0 | 0 | 0 | 0 | -231533.4879 | 0 | 0 | 0 | 0 | 0 | 0 | 0 | 0 | 0 | 0 | 0 | 0 | 0 | 0 | 0
2016-01-04 13:00 | 0 | 0 | 0 | 0 | 0 | 273098.5511 | 0 | 503347 | 0 | 0 | 0 | 0 | 174575.6061 | 4235466.3822 | 0 | 0 | 0 | 0 | 0 | 0 | 0 | 0 | 0 | 0 | 0 | 0 | 0 | 0 | 0 | -244514.4304 | 14265.9815 | 0 | 0 | 0 | 0 | 0 | 0 | 0 | 0 | 0 | 0 | 0 | 0 | 0 | 0
2016-01-04 14:00 | 0 | 0 | 0 | 0 | 0 | 280867.7917 | 87725.9585 | 505677 | 0 | 0 | 0 | 0 | 23226.3748 | 4249732.3637 | 0 | 0 | 0 | 0 | 0 | 0 | 0 | 0 | 0 | 0 | 0 | 0 | 0 | 0 | 0 | -151349.2313 | 14265.9815 | 0 | 0 | 0 | 0 | 0 | 0 | 0 | 0 | 0 | 0 | 0 | 0 | 0 | 0
2016-01-04 15:00 | 0 | 0 | 0 | 0 | 0 | 228204.2398 | 267933.367 | 505098 | 0 | 0 | 0 | 0 | 0 | 4263998.3452 | 0 | 0 | 0 | 0 | 0 | 0 | 0 | 0 | 0 | 0 | 0 | 0 | 0 | 0 | 0 | -23226.3748 | 14265.9815 | 0 | 0 | 0 | 0 | 0 | 0 | 0 | 0 | 0 | 0 | 0 | 0 | 0 | 0
2016-01-04 16:00 | 0 | 0 | 0 | 0 | 0 | 134623.7166 | 379509.265 | 499867 | 0 | 0 | 0 | 0 | 0 | 4278264.3268 | 0 | 0 | 0 | 0 | 0 | 0 | 0 | 0 | 0 | 0 | 0 | 0 | 0 | 0 | 0 | 0 | 14265.9815 | 0 | 0 | 0 | 0 | 0 | 0 | 0 | 0 | 0 | 0 | 0 | 0 | 0 | 0
2016-01-04 17:00 | 0 | 0 | 0 | 0 | 0 | 208449.0435 | 413366.8059 | 493446 | 0 | 0 | 0 | 0 | 114103.8679 | 4292530.3083 | 0 | 0 | 0 | 0 | 0 | 0 | 0 | 0 | 0 | 0 | 0 | 0 | 0 | 0 | 0 | 114103.8679 | 14265.9815 | 0 | 0 | 0 | 0 | 0 | 0 | 0 | 0 | 0 | 0 | 0 | 0 | 0 | 0
2016-01-04 18:00 | 0 | 0 | 0 | 0 | 0 | 243510.8546 | 416560.022 | 487900 | 0 | 0 | 0 | 0 | 272008.763 | 4306796.2898 | 0 | 0 | 0 | 0 | 0 | 0 | 0 | 0 | 0 | 0 | 0 | 0 | 0 | 0 | 0 | 157904.8951 | 14265.9815 | 0 | 0 | 0 | 0 | 0 | 0 | 0 | 0 | 0 | 0 | 0 | 0 | 0 | 0
2016-01-04 19:00 | 0 | 0 | 0 | 0 | 0 | 278232.8376 | 413734.3427 | 483354 | 0 | 0 | 0 | 0 | 466355.9617 | 4321062.2714 | 0 | 0 | 0 | 0 | 0 | 0 | 0 | 0 | 0 | 0 | 0 | 0 | 0 | 0 | 0 | 194347.1987 | 14265.9815 | 0 | 0 | 0 | 0 | 0 | 0 | 0 | 0 | 0 | 0 | 0 | 0 | 0 | 0
2016-01-04 20:00 | 0 | 0 | 0 | 0 | 0 | 217989.7096 | 408510.4516 | 480122 | 0 | 0 | 0 | 0 | 598468.1413 | 4335328.2529 | 0 | 0 | 0 | 0 | 0 | 0 | 0 | 0 | 0 | 0 | 0 | 0 | 0 | 0 | 0 | 132112.1796 | 14265.9815 | 0 | 0 | 0 | 0 | 0 | 0 | 0 | 0 | 0 | 0 | 0 | 0 | 0 | 0
2016-01-04 21:00 | 0 | 0 | 0 | 0 | 0 | 311843.733 | 373250.0549 | 484754 | 0 | 0 | 0 | 0 | 798807.9292 | 4335328.2529 | 0 | 0 | 0 | 0 | 0 | 0 | 0 | 0 | 0 | 0 | 0 | 0 | 0 | 0 | 0 | 200339.7879 | 0 | 0 | 0 | 0 | 0 | 0 | 0 | 0 | 0 | 0 | 0 | 0 | 0 | 0 | 0
2016-01-04 22:00 | 0 | 0 | 0 | 0 | 0 | 399046.6127 | 271042.2037 | 504066 | 0 | 0 | 0 | 0 | 950564.7641 | 4349594.2344 | 0 | 0 | 0 | 0 | 0 | 0 | 0 | 0 | 0 | 0 | 0 | 0 | 0 | 0 | 0 | 151756.8349 | 14265.9815 | 0 | 0 | 0 | 0 | 0 | 0 | 0 | 0 | 0 | 0 | 0 | 0 | 0 | 0
2016-01-04 23:00 | 0 | 0 | 0 | 0 | 0 | 539699.02 | 82868.6639 | 527878 | 0 | 0 | 0 | 0 | 1045254.448 | 4349594.2344 | 0 | 0 | 0 | 0 | 0 | 0 | 0 | 0 | 0 | 0 | 0 | 0 | 0 | 0 | 0 | 94689.6839 | 0 | 0 | 0 | 0 | 0 | 0 | 0 | 0 | 0 | 0 | 0 | 0 | 0 | 0 | 0
2016-01-05 | 0 | 0 | 0 | 0 | 0 | 597136.0543 | 1693.8301 | 538994 | 0 | 0 | 0 | 0 | 1105090.3324 | 4349594.2344 | 0 | 0 | 0 | 0 | 0 | 0 | 0 | 0 | 0 | 0 | 0 | 0 | 0 | 0 | 0 | 59835.8844 | 0 | 0 | 0 | 0 | 0 | 0 | 0 | 0 | 0 | 0 | 0 | 0 | 0 | 0 | 0
2016-01-05 01:00 | 0 | 0 | 0 | 0 | 0 | 602770.9388 | 0 | 539677 | 0 | 0 | 0 | 0 | 1168184.2712 | 4349594.2344 | 0 | 0 | 0 | 0 | 0 | 0 | 0 | 0 | 0 | 0 | 0 | 0 | 0 | 0 | 0 | 63093.9388 | 0 | 0 | 0 | 0 | 0 | 0 | 0 | 0 | 0 | 0 | 0 | 0 | 0 | 0 | 0
2016-01-05 02:00 | 0 | 0 | 0 | 0 | 0 | 584123.161 | 0 | 531819 | 0 | 0 | 0 | 0 | 1220488.4323 | 4349594.2344 | 0 | 0 | 0 | 0 | 0 | 0 | 0 | 0 | 0 | 0 | 0 | 0 | 0 | 0 | 0 | 52304.161 | 0 | 0 | 0 | 0 | 0 | 0 | 0 | 0 | 0 | 0 | 0 | 0 | 0 | 0 | 0
2016-01-05 03:00 | 0 | 0 | 0 | 0 | 0 | 559423.9277 | 0 | 511858 | 0 | 0 | 0 | 0 | 1268054.3599 | 4349594.2344 | 0 | 0 | 0 | 0 | 0 | 0 | 0 | 0 | 0 | 0 | 0 | 0 | 0 | 0 | 0 | 47565.9277 | 0 | 0 | 0 | 0 | 0 | 0 | 0 | 0 | 0 | 0 | 0 | 0 | 0 | 0 | 0
2016-01-05 04:00 | 0 | 0 | 0 | 0 | 0 | 538091.4606 | 0 | 488356 | 0 | 0 | 0 | 0 | 1317789.8205 | 4349594.2344 | 0 | 0 | 0 | 0 | 0 | 0 | 0 | 0 | 0 | 0 | 0 | 0 | 0 | 0 | 0 | 49735.4606 | 0 | 0 | 0 | 0 | 0 | 0 | 0 | 0 | 0 | 0 | 0 | 0 | 0 | 0 | 0
2016-01-05 05:00 | 0 | 0 | 0 | 0 | 0 | 519128.0156 | 0 | 470100 | 0 | 0 | 0 | 0 | 1366817.8361 | 4349594.2344 | 0 | 0 | 0 | 0 | 0 | 0 | 0 | 0 | 0 | 0 | 0 | 0 | 0 | 0 | 0 | 49028.0156 | 0 | 0 | 0 | 0 | 0 | 0 | 0 | 0 | 0 | 0 | 0 | 0 | 0 | 0 | 0
2016-01-05 06:00 | 0 | 0 | 0 | 0 | 0 | 501431.7738 | 0 | 459532 | 0 | 0 | 0 | 0 | 1422983.5914 | 4335328.2529 | 0 | 0 | 0 | 0 | 0 | 0 | 0 | 0 | 0 | 0 | 0 | 0 | 0 | 0 | 0 | 56165.7553 | 0 | 14265.9815 | 0 | 0 | 0 | 0 | 0 | 0 | 0 | 0 | 0 | 0 | 0 | 0 | 0
2016-01-05 07:00 | 0 | 0 | 0 | 0 | 0 | 489468.8286 | 0 | 452735 | 0 | 0 | 0 | 0 | 1445451.4384 | 4349594.2344 | 0 | 0 | 0 | 0 | 0 | 0 | 0 | 0 | 0 | 0 | 0 | 0 | 0 | 0 | 0 | 22467.8471 | 14265.9815 | 0 | 0 | 0 | 0 | 0 | 0 | 0 | 0 | 0 | 0 | 0 | 0 | 0 | 0
2016-01-05 08:00 | 0 | 0 | 0 | 0 | 0 | 481636.348 | 0 | 450290 | 0 | 0 | 0 | 0 | 1476797.7864 | 4349594.2344 | 0 | 0 | 0 | 0 | 0 | 0 | 0 | 0 | 0 | 0 | 0 | 0 | 0 | 0 | 0 | 31346.348 | 0 | 0 | 0 | 0 | 0 | 0 | 0 | 0 | 0 | 0 | 0 | 0 | 0 | 0 | 0
2016-01-05 09:00 | 0 | 0 | 0 | 0 | 0 | 465910.9404 | 0 | 455066 | 0 | 0 | 0 | 0 | 1487642.7268 | 4349594.2344 | 0 | 0 | 0 | 0 | 0 | 0 | 0 | 0 | 0 | 0 | 0 | 0 | 0 | 0 | 0 | 10844.9404 | 0 | 0 | 0 | 0 | 0 | 0 | 0 | 0 | 0 | 0 | 0 | 0 | 0 | 0 | 0
2016-01-05 10:00 | 0 | 0 | 0 | 0 | 0 | 449509.1926 | 0 | 471666 | 0 | 0 | 0 | 0 | 1465485.9194 | 4349594.2344 | 0 | 0 | 0 | 0 | 0 | 0 | 0 | 0 | 0 | 0 | 0 | 0 | 0 | 0 | 0 | -22156.8074 | 0 | 0 | 0 | 0 | 0 | 0 | 0 | 0 | 0 | 0 | 0 | 0 | 0 | 0 | 0
2016-01-05 11:00 | 0 | 0 | 0 | 0 | 0 | 433551.3046 | 0 | 505340 | 0 | 0 | 0 | 0 | 1393697.224 | 4349594.2344 | 0 | 0 | 0 | 0 | 0 | 0 | 0 | 0 | 0 | 0 | 0 | 0 | 0 | 0 | 0 | -71788.6954 | 0 | 0 | 0 | 0 | 0 | 0 | 0 | 0 | 0 | 0 | 0 | 0 | 0 | 0 | 0
2016-01-05 12:00 | 0 | 0 | 0 | 0 | 0 | 422894.7048 | 0 | 536414 | 0 | 0 | 0 | 0 | 1280177.9289 | 4349594.2344 | 0 | 0 | 0 | 0 | 0 | 0 | 0 | 0 | 0 | 0 | 0 | 0 | 0 | 0 | 0 | -113519.2952 | 0 | 0 | 0 | 0 | 0 | 0 | 0 | 0 | 0 | 0 | 0 | 0 | 0 | 0 | 0
2016-01-05 13:00 | 0 | 0 | 0 | 0 | 0 | 418087.4809 | 0 | 544393 | 0 | 0 | 0 | 0 | 1153872.4097 | 4349594.2344 | 0 | 0 | 0 | 0 | 0 | 0 | 0 | 0 | 0 | 0 | 0 | 0 | 0 | 0 | 0 | -126305.5191 | 0 | 0 | 0 | 0 | 0 | 0 | 0 | 0 | 0 | 0 | 0 | 0 | 0 | 0 | 0
2016-01-05 14:00 | 0 | 0 | 0 | 0 | 0 | 396689.1659 | 21930.7511 | 538308 | 0 | 0 | 0 | 0 | 1034184.3268 | 4349594.2344 | 0 | 0 | 0 | 0 | 0 | 0 | 0 | 0 | 0 | 0 | 0 | 0 | 0 | 0 | 0 | -119688.083 | 0 | 0 | 0 | 0 | 0 | 0 | 0 | 0 | 0 | 0 | 0 | 0 | 0 | 0 | 0
2016-01-05 15:00 | 0 | 0 | 0 | 0 | 0 | 400185.0561 | 194004.2655 | 530432 | 0 | 0 | 0 | 0 | 1125753.548 | 4321782.3348 | 0 | 0 | 0 | 0 | 0 | 0 | 0 | 0 | 0 | 0 | 0 | 0 | 0 | 0 | 0 | 91569.2212 | 0 | 27811.8996 | 0 | 0 | 0 | 0 | 0 | 0 | 0 | 0 | 0 | 0 | 0 | 0 | 0
2016-01-05 16:00 | 0 | 0 | 0 | 0 | 0 | 427053.8496 | 321794.2289 | 518961 | 0 | 0 | 0 | 0 | 1384892.6529 | 4292530.3083 | 0 | 0 | 0 | 0 | 0 | 0 | 0 | 0 | 0 | 0 | 0 | 0 | 0 | 0 | 0 | 259139.105 | 0 | 29252.0265 | 0 | 0 | 0 | 0 | 0 | 0 | 0 | 0 | 0 | 0 | 0 | 0 | 0
2016-01-05 17:00 | 0 | 0 | 0 | 0 | 0 | 394376.0937 | 386074.9928 | 507046 | 0 | 0 | 0 | 0 | 1644031.7579 | 4306796.2898 | 0 | 0 | 0 | 0 | 0 | 0 | 0 | 0 | 0 | 0 | 0 | 0 | 0 | 0 | 0 | 259139.105 | 14265.9815 | 0 | 0 | 0 | 0 | 0 | 0 | 0 | 0 | 0 | 0 | 0 | 0 | 0 | 0
2016-01-05 18:00 | 0 | 0 | 0 | 0 | 0 | 372155.8772 | 399145.2093 | 497896 | 0 | 0 | 0 | 0 | 1903170.8628 | 4321062.2714 | 0 | 0 | 0 | 0 | 0 | 0 | 0 | 0 | 0 | 0 | 0 | 0 | 0 | 0 | 0 | 259139.105 | 14265.9815 | 0 | 0 | 0 | 0 | 0 | 0 | 0 | 0 | 0 | 0 | 0 | 0 | 0 | 0
2016-01-05 19:00 | 0 | 0 | 0 | 0 | 0 | 365751.2268 | 397630.8597 | 489977 | 0 | 0 | 0 | 0 | 2162309.9678 | 4335328.2529 | 0 | 0 | 0 | 0 | 0 | 0 | 0 | 0 | 0 | 0 | 0 | 0 | 0 | 0 | 0 | 259139.105 | 14265.9815 | 0 | 0 | 0 | 0 | 0 | 0 | 0 | 0 | 0 | 0 | 0 | 0 | 0 | 0
2016-01-05 20:00 | 0 | 0 | 0 | 0 | 0 | 365428.7688 | 393268.3177 | 485292 | 0 | 0 | 0 | 0 | 2421449.0727 | 4349594.2344 | 0 | 0 | 0 | 0 | 0 | 0 | 0 | 0 | 0 | 0 | 0 | 0 | 0 | 0 | 0 | 259139.105 | 14265.9815 | 0 | 0 | 0 | 0 | 0 | 0 | 0 | 0 | 0 | 0 | 0 | 0 | 0 | 0
2016-01-05 21:00 | 0 | 0 | 0 | 0 | 0 | 385164.0009 | 361705.0275 | 489904 | 0 | 0 | 0 | 0 | 2678414.1012 | 4349594.2344 | 0 | 0 | 0 | 0 | 0 | 0 | 0 | 0 | 0 | 0 | 0 | 0 | 0 | 0 | 0 | 256965.0285 | 0 | 0 | 0 | 0 | 0 | 0 | 0 | 0 | 0 | 0 | 0 | 0 | 0 | 0 | 0
2016-01-05 22:00 | 0 | 0 | 0 | 0 | 0 | 419145.1952 | 269602.4727 | 511089 | 0 | 0 | 0 | 0 | 2856072.7691 | 4349594.2344 | 0 | 0 | 0 | 0 | 0 | 0 | 0 | 0 | 0 | 0 | 0 | 0 | 0 | 0 | 0 | 177658.6679 | 0 | 0 | 0 | 0 | 0 | 0 | 0 | 0 | 0 | 0 | 0 | 0 | 0 | 0 | 0
2016-01-05 23:00 | 0 | 0 | 0 | 0 | 0 | 503045.8011 | 70426.9745 | 534774 | 0 | 0 | 0 | 0 | 2894771.5446 | 4349594.2344 | 0 | 0 | 0 | 0 | 0 | 0 | 0 | 0 | 0 | 0 | 0 | 0 | 0 | 0 | 0 | 38698.7756 | 0 | 0 | 0 | 0 | 0 | 0 | 0 | 0 | 0 | 0 | 0 | 0 | 0 | 0 | 0
2016-01-06 | 0 | 0 | 0 | 0 | 0 | 536633.6049 | 1892.202 | 544758 | 0 | 0 | 0 | 0 | 2888539.3515 | 4349594.2344 | 0 | 0 | 0 | 0 | 0 | 0 | 0 | 0 | 0 | 0 | 0 | 0 | 0 | 0 | 0 | -6232.1931 | 0 | 0 | 0 | 0 | 0 | 0 | 0 | 0 | 0 | 0 | 0 | 0 | 0 | 0 | 0
2016-01-06 01:00 | 0 | 0 | 0 | 0 | 0 | 531567.551 | 0 | 544168 | 0 | 0 | 0 | 0 | 2875938.9025 | 4349594.2344 | 0 | 0 | 0 | 0 | 0 | 0 | 0 | 0 | 0 | 0 | 0 | 0 | 0 | 0 | 0 | -12600.449 | 0 | 0 | 0 | 0 | 0 | 0 | 0 | 0 | 0 | 0 | 0 | 0 | 0 | 0 | 0
2016-01-06 02:00 | 0 | 0 | 0 | 0 | 0 | 514451.3839 | 0 | 534403 | 0 | 0 | 0 | 0 | 2855987.2864 | 4349594.2344 | 0 | 0 | 0 | 0 | 0 | 0 | 0 | 0 | 0 | 0 | 0 | 0 | 0 | 0 | 0 | -19951.6161 | 0 | 0 | 0 | 0 | 0 | 0 | 0 | 0 | 0 | 0 | 0 | 0 | 0 | 0 | 0
2016-01-06 03:00 | 0 | 0 | 0 | 0 | 0 | 500808.1175 | 0 | 512646 | 0 | 0 | 0 | 0 | 2844149.4039 | 4349594.2344 | 0 | 0 | 0 | 0 | 0 | 0 | 0 | 0 | 0 | 0 | 0 | 0 | 0 | 0 | 0 | -11837.8825 | 0 | 0 | 0 | 0 | 0 | 0 | 0 | 0 | 0 | 0 | 0 | 0 | 0 | 0 | 0
2016-01-06 04:00 | 0 | 0 | 0 | 0 | 0 | 487803.7837 | 0 | 488746 | 0 | 0 | 0 | 0 | 2843207.1876 | 4349594.2344 | 0 | 0 | 0 | 0 | 0 | 0 | 0 | 0 | 0 | 0 | 0 | 0 | 0 | 0 | 0 | -942.2163 | 0 | 0 | 0 | 0 | 0 | 0 | 0 | 0 | 0 | 0 | 0 | 0 | 0 | 0 | 0
2016-01-06 05:00 | 0 | 0 | 0 | 0 | 0 | 473293.0673 | 0 | 469710 | 0 | 0 | 0 | 0 | 2846790.2549 | 4349594.2344 | 0 | 0 | 0 | 0 | 0 | 0 | 0 | 0 | 0 | 0 | 0 | 0 | 0 | 0 | 0 | 3583.0673 | 0 | 0 | 0 | 0 | 0 | 0 | 0 | 0 | 0 | 0 | 0 | 0 | 0 | 0 | 0
2016-01-06 06:00 | 0 | 0 | 0 | 0 | 0 | 454797.0739 | 0 | 459026 | 0 | 0 | 0 | 0 | 2842561.3289 | 4349594.2344 | 0 | 0 | 0 | 0 | 0 | 0 | 0 | 0 | 0 | 0 | 0 | 0 | 0 | 0 | 0 | -4228.9261 | 0 | 0 | 0 | 0 | 0 | 0 | 0 | 0 | 0 | 0 | 0 | 0 | 0 | 0 | 0
2016-01-06 07:00 | 0 | 0 | 0 | 0 | 0 | 431874.9555 | 0 | 450847 | 0 | 0 | 0 | 0 | 2894771.5446 | 4278411.9742 | 0 | 0 | 0 | 0 | 0 | 0 | 0 | 0 | 0 | 0 | 0 | 0 | 0 | 0 | 0 | 52210.2157 | 0 | 71182.2602 | 0 | 0 | 0 | 0 | 0 | 0 | 0 | 0 | 0 | 0 | 0 | 0 | 0
2016-01-06 08:00 | 0 | 0 | 0 | 0 | 0 | 406424.9516 | 0 | 447761 | 0 | 0 | 0 | 0 | 2853435.4962 | 4278411.9742 | 0 | 0 | 0 | 0 | 0 | 0 | 0 | 0 | 0 | 0 | 0 | 0 | 0 | 0 | 0 | -41336.0484 | 0 | 0 | 0 | 0 | 0 | 0 | 0 | 0 | 0 | 0 | 0 | 0 | 0 | 0 | 0
2016-01-06 09:00 | 0 | 0 | 0 | 0 | 0 | 386234.0928 | 0 | 449636 | 0 | 0 | 0 | 0 | 2790033.5889 | 4278411.9742 | 0 | 0 | 0 | 0 | 0 | 0 | 0 | 0 | 0 | 0 | 0 | 0 | 0 | 0 | 0 | -63401.9072 | 0 | 0 | 0 | 0 | 0 | 0 | 0 | 0 | 0 | 0 | 0 | 0 | 0 | 0 | 0
2016-01-06 10:00 | 0 | 0 | 0 | 0 | 0 | 364910.3331 | 0 | 463512 | 0 | 0 | 0 | 0 | 2800374.7312 | 4169469.165 | 0 | 0 | 0 | 0 | 0 | 0 | 0 | 0 | 0 | 0 | 0 | 0 | 0 | 0 | 0 | 10341.1423 | 0 | 108942.8092 | 0 | 0 | 0 | 0 | 0 | 0 | 0 | 0 | 0 | 0 | 0 | 0 | 0
2016-01-06 11:00 | 0 | 0 | 0 | 0 | 0 | 347092.2085 | 0 | 495560 | 0 | 0 | 0 | 0 | 2651906.9397 | 4169469.165 | 0 | 0 | 0 | 0 | 0 | 0 | 0 | 0 | 0 | 0 | 0 | 0 | 0 | 0 | 0 | -148467.7915 | 0 | 0 | 0 | 0 | 0 | 0 | 0 | 0 | 0 | 0 | 0 | 0 | 0 | 0 | 0
2016-01-06 12:00 | 0 | 0 | 0 | 0 | 0 | 327979.946 | 0 | 524202 | 0 | 0 | 0 | 0 | 2455684.8857 | 4169469.165 | 0 | 0 | 0 | 0 | 0 | 0 | 0 | 0 | 0 | 0 | 0 | 0 | 0 | 0 | 0 | -196222.054 | 0 | 0 | 0 | 0 | 0 | 0 | 0 | 0 | 0 | 0 | 0 | 0 | 0 | 0 | 0
2016-01-06 13:00 | 0 | 0 | 0 | 0 | 0 | 309129.9474 | 0 | 530125 | 0 | 0 | 0 | 0 | 2343632.6422 | 4060526.3559 | 0 | 0 | 0 | 0 | 0 | 0 | 0 | 0 | 0 | 0 | 0 | 0 | 0 | 0 | 0 | -112052.2435 | 0 | 108942.8092 | 0 | 0 | 0 | 0 | 0 | 0 | 0 | 0 | 0 | 0 | 0 | 0 | 0
2016-01-06 14:00 | 0 | 0 | 0 | 0 | 0 | 263712.6465 | 18593.3549 | 523807 | 0 | 0 | 0 | 0 | 2211074.4528 | 3951583.5467 | 0 | 0 | 0 | 0 | 0 | 0 | 0 | 0 | 0 | 0 | 0 | 0 | 0 | 0 | 0 | -132558.1894 | 0 | 108942.8092 | 0 | 0 | 0 | 0 | 0 | 0 | 0 | 0 | 0 | 0 | 0 | 0 | 0
2016-01-06 15:00 | 0 | 0 | 0 | 0 | 0 | 198554.2074 | 172702.1325 | 515122 | 0 | 0 | 0 | 0 | 2067208.7926 | 3951583.5467 | 0 | 0 | 0 | 0 | 0 | 0 | 0 | 0 | 0 | 0 | 0 | 0 | 0 | 0 | 0 | -143865.6601 | 0 | 0 | 0 | 0 | 0 | 0 | 0 | 0 | 0 | 0 | 0 | 0 | 0 | 0 | 0
2016-01-06 16:00 | 0 | 0 | 0 | 0 | 0 | 174749.9718 | 298572.2338 | 505229 | 0 | 0 | 0 | 0 | 2035301.9983 | 3951583.5467 | 0 | 0 | 0 | 0 | 0 | 0 | 0 | 0 | 0 | 0 | 0 | 0 | 0 | 0 | 0 | -31906.7944 | 0 | 0 | 0 | 0 | 0 | 0 | 0 | 0 | 0 | 0 | 0 | 0 | 0 | 0 | 0
2016-01-06 17:00 | 0 | 0 | 0 | 0 | 0 | 184972.3645 | 381855.8796 | 493888 | 0 | 0 | 0 | 0 | 2108242.2424 | 3951583.5467 | 0 | 0 | 0 | 0 | 0 | 0 | 0 | 0 | 0 | 0 | 0 | 0 | 0 | 0 | 0 | 72940.2441 | 0 | 0 | 0 | 0 | 0 | 0 | 0 | 0 | 0 | 0 | 0 | 0 | 0 | 0 | 0
2016-01-06 18:00 | 0 | 0 | 0 | 0 | 0 | 183880.8105 | 404258.2441 | 485222 | 0 | 0 | 0 | 0 | 2320102.1061 | 3842640.7376 | 0 | 0 | 0 | 0 | 0 | 0 | 0 | 0 | 0 | 0 | 0 | 0 | 0 | 0 | 0 | 211859.8638 | 0 | 108942.8092 | 0 | 0 | 0 | 0 | 0 | 0 | 0 | 0 | 0 | 0 | 0 | 0 | 0
2016-01-06 19:00 | 0 | 0 | 0 | 0 | 0 | 176120.9227 | 404210.648 | 478021 | 0 | 0 | 0 | 0 | 2422412.6768 | 3842640.7376 | 0 | 0 | 0 | 0 | 0 | 0 | 0 | 0 | 0 | 0 | 0 | 0 | 0 | 0 | 0 | 102310.5707 | 0 | 0 | 0 | 0 | 0 | 0 | 0 | 0 | 0 | 0 | 0 | 0 | 0 | 0 | 0
2016-01-06 20:00 | 0 | 0 | 0 | 0 | 0 | 166484.3564 | 399294.5694 | 474674 | 0 | 0 | 0 | 0 | 2622460.4118 | 3733697.9284 | 0 | 0 | 0 | 0 | 0 | 0 | 0 | 0 | 0 | 0 | 0 | 0 | 0 | 0 | 0 | 200047.735 | 0 | 108942.8092 | 0 | 0 | 0 | 0 | 0 | 0 | 0 | 0 | 0 | 0 | 0 | 0 | 0
2016-01-06 21:00 | 0 | 0 | 0 | 0 | 0 | 164400.2287 | 376370.6075 | 478064 | 0 | 0 | 0 | 0 | 2685167.248 | 3733697.9284 | 0 | 0 | 0 | 0 | 0 | 0 | 0 | 0 | 0 | 0 | 0 | 0 | 0 | 0 | 0 | 62706.8362 | 0 | 0 | 0 | 0 | 0 | 0 | 0 | 0 | 0 | 0 | 0 | 0 | 0 | 0 | 0
2016-01-06 22:00 | 0 | 0 | 0 | 0 | 0 | 195416.0815 | 295838.0039 | 496279 | 0 | 0 | 0 | 0 | 2789085.1425 | 3624755.1193 | 0 | 0 | 0 | 0 | 0 | 0 | 0 | 0 | 0 | 0 | 0 | 0 | 0 | 0 | 0 | 103917.8945 | 0 | 108942.8092 | 0 | 0 | 0 | 0 | 0 | 0 | 0 | 0 | 0 | 0 | 0 | 0 | 0
2016-01-06 23:00 | 0 | 0 | 0 | 0 | 0 | 268184.6377 | 107489.5487 | 515072 | 0 | 0 | 0 | 0 | 2758630.138 | 3515812.3101 | 0 | 0 | 0 | 0 | 0 | 0 | 0 | 0 | 0 | 0 | 0 | 0 | 0 | 0 | 0 | -30455.0045 | 0 | 108942.8092 | 0 | 0 | 0 | 0 | 0 | 0 | 0 | 0 | 0 | 0 | 0 | 0 | 0
2016-01-07 | 0 | 0 | 0 | 0 | 0 | 315903.0432 | 935.4438 | 521111 | 0 | 0 | 0 | 0 | 2663300.4342 | 3406869.501 | 0 | 0 | 0 | 0 | 0 | 0 | 0 | 0 | 0 | 0 | 0 | 0 | 0 | 0 | 0 | -95329.7038 | 0 | 108942.8092 | 0 | 0 | 0 | 0 | 0 | 0 | 0 | 0 | 0 | 0 | 0 | 0 | 0
2016-01-07 01:00 | 0 | 0 | 0 | 0 | 0 | 339314.6176 | 0 | 518375 | 0 | 0 | 0 | 0 | 2593182.8609 | 3297926.6918 | 0 | 0 | 0 | 0 | 0 | 0 | 0 | 0 | 0 | 0 | 0 | 0 | 0 | 0 | 0 | -70117.5733 | 0 | 108942.8092 | 0 | 0 | 0 | 0 | 0 | 0 | 0 | 0 | 0 | 0 | 0 | 0 | 0
2016-01-07 02:00 | 0 | 0 | 0 | 0 | 0 | 340300.4223 | 0 | 506895 | 0 | 0 | 0 | 0 | 2426588.2832 | 3297926.6918 | 0 | 0 | 0 | 0 | 0 | 0 | 0 | 0 | 0 | 0 | 0 | 0 | 0 | 0 | 0 | -166594.5777 | 0 | 0 | 0 | 0 | 0 | 0 | 0 | 0 | 0 | 0 | 0 | 0 | 0 | 0 | 0
2016-01-07 03:00 | 0 | 0 | 0 | 0 | 0 | 323132.4955 | 0 | 486281 | 0 | 0 | 0 | 0 | 2372382.5878 | 3188983.8827 | 0 | 0 | 0 | 0 | 0 | 0 | 0 | 0 | 0 | 0 | 0 | 0 | 0 | 0 | 0 | -54205.6954 | 0 | 108942.8092 | 0 | 0 | 0 | 0 | 0 | 0 | 0 | 0 | 0 | 0 | 0 | 0 | 0
2016-01-07 04:00 | 0 | 0 | 0 | 0 | 0 | 290283.7549 | 0 | 461291 | 0 | 0 | 0 | 0 | 2201375.3427 | 3188983.8827 | 0 | 0 | 0 | 0 | 0 | 0 | 0 | 0 | 0 | 0 | 0 | 0 | 0 | 0 | 0 | -171007.2451 | 0 | 0 | 0 | 0 | 0 | 0 | 0 | 0 | 0 | 0 | 0 | 0 | 0 | 0 | 0
2016-01-07 05:00 | 0 | 0 | 0 | 0 | 0 | 263656.7836 | 0 | 439921 | 0 | 0 | 0 | 0 | 2134053.9354 | 3080041.0735 | 0 | 0 | 0 | 0 | 0 | 0 | 0 | 0 | 0 | 0 | 0 | 0 | 0 | 0 | 0 | -67321.4073 | 0 | 108942.8092 | 0 | 0 | 0 | 0 | 0 | 0 | 0 | 0 | 0 | 0 | 0 | 0 | 0
2016-01-07 06:00 | 0 | 0 | 0 | 0 | 0 | 240048.0509 | 0 | 425551 | 0 | 0 | 0 | 0 | 2057493.7954 | 2971098.2644 | 0 | 0 | 0 | 0 | 0 | 0 | 0 | 0 | 0 | 0 | 0 | 0 | 0 | 0 | 0 | -76560.14 | 0 | 108942.8092 | 0 | 0 | 0 | 0 | 0 | 0 | 0 | 0 | 0 | 0 | 0 | 0 | 0
2016-01-07 07:00 | 0 | 0 | 0 | 0 | 0 | 220877.0816 | 0 | 415893 | 0 | 0 | 0 | 0 | 1862477.877 | 2971098.2644 | 0 | 0 | 0 | 0 | 0 | 0 | 0 | 0 | 0 | 0 | 0 | 0 | 0 | 0 | 0 | -195015.9184 | 0 | 0 | 0 | 0 | 0 | 0 | 0 | 0 | 0 | 0 | 0 | 0 | 0 | 0 | 0
2016-01-07 08:00 | 0 | 0 | 0 | 0 | 0 | 210965.0626 | 0 | 410460 | 0 | 0 | 0 | 0 | 1771925.7487 | 2862155.4552 | 0 | 0 | 0 | 0 | 0 | 0 | 0 | 0 | 0 | 0 | 0 | 0 | 0 | 0 | 0 | -90552.1283 | 0 | 108942.8092 | 0 | 0 | 0 | 0 | 0 | 0 | 0 | 0 | 0 | 0 | 0 | 0 | 0
2016-01-07 09:00 | 0 | 0 | 0 | 0 | 0 | 208378.2152 | 0 | 411058 | 0 | 0 | 0 | 0 | 1678188.7731 | 2753212.646 | 0 | 0 | 0 | 0 | 0 | 0 | 0 | 0 | 0 | 0 | 0 | 0 | 0 | 0 | 0 | -93736.9756 | 0 | 108942.8092 | 0 | 0 | 0 | 0 | 0 | 0 | 0 | 0 | 0 | 0 | 0 | 0 | 0
2016-01-07 10:00 | 0 | 0 | 0 | 0 | 0 | 215998.8103 | 0 | 423691 | 0 | 0 | 0 | 0 | 1579439.3925 | 2644269.8369 | 0 | 0 | 0 | 0 | 0 | 0 | 0 | 0 | 0 | 0 | 0 | 0 | 0 | 0 | 0 | -98749.3806 | 0 | 108942.8092 | 0 | 0 | 0 | 0 | 0 | 0 | 0 | 0 | 0 | 0 | 0 | 0 | 0
2016-01-07 11:00 | 0 | 0 | 0 | 0 | 0 | 228734.9634 | 0 | 454300 | 0 | 0 | 0 | 0 | 1462817.1651 | 2535327.0277 | 0 | 0 | 0 | 0 | 0 | 0 | 0 | 0 | 0 | 0 | 0 | 0 | 0 | 0 | 0 | -116622.2274 | 0 | 108942.8092 | 0 | 0 | 0 | 0 | 0 | 0 | 0 | 0 | 0 | 0 | 0 | 0 | 0
2016-01-07 12:00 | 0 | 0 | 0 | 0 | 0 | 241148.0243 | 0 | 483496 | 0 | 0 | 0 | 0 | 1220469.1894 | 2535327.0277 | 0 | 0 | 0 | 0 | 0 | 0 | 0 | 0 | 0 | 0 | 0 | 0 | 0 | 0 | 0 | -242347.9757 | 0 | 0 | 0 | 0 | 0 | 0 | 0 | 0 | 0 | 0 | 0 | 0 | 0 | 0 | 0
2016-01-07 13:00 | 0 | 0 | 0 | 0 | 0 | 246649.8758 | 0 | 491785 | 0 | 0 | 0 | 0 | 1084276.8743 | 2426384.2186 | 0 | 0 | 0 | 0 | 0 | 0 | 0 | 0 | 0 | 0 | 0 | 0 | 0 | 0 | 0 | -136192.3151 | 0 | 108942.8092 | 0 | 0 | 0 | 0 | 0 | 0 | 0 | 0 | 0 | 0 | 0 | 0 | 0
2016-01-07 14:00 | 0 | 0 | 0 | 0 | 0 | 213489.5801 | 43798.5891 | 490686 | 0 | 0 | 0 | 0 | 850879.0435 | 2426384.2186 | 0 | 0 | 0 | 0 | 0 | 0 | 0 | 0 | 0 | 0 | 0 | 0 | 0 | 0 | 0 | -233397.8308 | 0 | 0 | 0 | 0 | 0 | 0 | 0 | 0 | 0 | 0 | 0 | 0 | 0 | 0 | 0
2016-01-07 15:00 | 0 | 0 | 0 | 0 | 0 | 140533.9844 | 203252.8875 | 488256 | 0 | 0 | 0 | 0 | 706409.9155 | 2426384.2186 | 0 | 0 | 0 | 0 | 0 | 0 | 0 | 0 | 0 | 0 | 0 | 0 | 0 | 0 | 0 | -144469.128 | 0 | 0 | 0 | 0 | 0 | 0 | 0 | 0 | 0 | 0 | 0 | 0 | 0 | 0 | 0
2016-01-07 16:00 | 0 | 0 | 0 | 0 | 0 | 155499.5888 | 314554.7752 | 481130 | 0 | 0 | 0 | 0 | 688922.3801 | 2432796.118 | 0 | 0 | 0 | 0 | 0 | 0 | 0 | 0 | 0 | 0 | 0 | 0 | 0 | 0 | 0 | -17487.5354 | 6411.8994 | 0 | 0 | 0 | 0 | 0 | 0 | 0 | 0 | 0 | 0 | 0 | 0 | 0 | 0
2016-01-07 17:00 | 0 | 0 | 0 | 0 | 0 | 190700.6697 | 374903.7868 | 472955 | 0 | 0 | 0 | 0 | 890514.6458 | 2323853.3088 | 0 | 0 | 0 | 0 | 0 | 0 | 0 | 0 | 0 | 0 | 0 | 0 | 0 | 0 | 0 | 201592.2657 | 0 | 108942.8092 | 0 | 0 | 0 | 0 | 0 | 0 | 0 | 0 | 0 | 0 | 0 | 0 | 0
2016-01-07 18:00 | 0 | 0 | 0 | 0 | 0 | 199733.5945 | 390114.9694 | 465227 | 0 | 0 | 0 | 0 | 1015136.2097 | 2323853.3088 | 0 | 0 | 0 | 0 | 0 | 0 | 0 | 0 | 0 | 0 | 0 | 0 | 0 | 0 | 0 | 124621.5639 | 0 | 0 | 0 | 0 | 0 | 0 | 0 | 0 | 0 | 0 | 0 | 0 | 0 | 0 | 0
2016-01-07 19:00 | 0 | 0 | 0 | 0 | 0 | 208991.2004 | 383356.7525 | 459310 | 0 | 0 | 0 | 0 | 1148174.1626 | 2323853.3088 | 0 | 0 | 0 | 0 | 0 | 0 | 0 | 0 | 0 | 0 | 0 | 0 | 0 | 0 | 0 | 133037.9529 | 0 | 0 | 0 | 0 | 0 | 0 | 0 | 0 | 0 | 0 | 0 | 0 | 0 | 0 | 0
2016-01-07 20:00 | 0 | 0 | 0 | 0 | 0 | 219789.0576 | 370610.238 | 456439 | 0 | 0 | 0 | 0 | 1282134.4582 | 2323853.3088 | 0 | 0 | 0 | 0 | 0 | 0 | 0 | 0 | 0 | 0 | 0 | 0 | 0 | 0 | 0 | 133960.2956 | 0 | 0 | 0 | 0 | 0 | 0 | 0 | 0 | 0 | 0 | 0 | 0 | 0 | 0 | 0
2016-01-07 21:00 | 0 | 0 | 0 | 0 | 0 | 230708.4045 | 339830.3024 | 457995 | 0 | 0 | 0 | 0 | 1489354.9927 | 2229176.4812 | 0 | 0 | 0 | 0 | 0 | 0 | 0 | 0 | 0 | 0 | 0 | 0 | 0 | 0 | 0 | 207220.5345 | 14265.9815 | 108942.8092 | 0 | 0 | 0 | 0 | 0 | 0 | 0 | 0 | 0 | 0 | 0 | 0 | 0
2016-01-07 22:00 | 0 | 0 | 0 | 0 | 0 | 250279.6542 | 268594.6454 | 473389 | 0 | 0 | 0 | 0 | 1629517.1199 | 2134499.6536 | 0 | 0 | 0 | 0 | 0 | 0 | 0 | 0 | 0 | 0 | 0 | 0 | 0 | 0 | 0 | 140162.1273 | 14265.9815 | 108942.8092 | 0 | 0 | 0 | 0 | 0 | 0 | 0 | 0 | 0 | 0 | 0 | 0 | 0
2016-01-07 23:00 | 0 | 0 | 0 | 0 | 0 | 287014.9016 | 92449.8322 | 488977 | 0 | 0 | 0 | 0 | 1628947.6629 | 2025556.8444 | 0 | 0 | 0 | 0 | 0 | 0 | 0 | 0 | 0 | 0 | 0 | 0 | 0 | 0 | 0 | -569.4571 | 0 | 108942.8092 | 0 | 0 | 0 | 0 | 0 | 0 | 0 | 0 | 0 | 0 | 0 | 0 | 0
2016-01-08 | 0 | 0 | 0 | 0 | 0 | 297866.8252 | 2504.7116 | 494433 | 0 | 0 | 0 | 0 | 1543829.0088 | 1916614.0353 | 0 | 0 | 0 | 0 | 0 | 0 | 0 | 0 | 0 | 0 | 0 | 0 | 0 | 0 | 0 | -85118.6541 | 0 | 108942.8092 | 0 | 0 | 0 | 0 | 0 | 0 | 0 | 0 | 0 | 0 | 0 | 0 | 0
2016-01-08 01:00 | 0 | 0 | 0 | 0 | 0 | 293321.6472 | 0 | 491621 | 0 | 0 | 0 | 0 | 1345529.656 | 1916614.0353 | 0 | 0 | 0 | 0 | 0 | 0 | 0 | 0 | 0 | 0 | 0 | 0 | 0 | 0 | 0 | -198299.3528 | 0 | 0 | 0 | 0 | 0 | 0 | 0 | 0 | 0 | 0 | 0 | 0 | 0 | 0 | 0
2016-01-08 02:00 | 0 | 0 | 0 | 0 | 0 | 279905.5026 | 0 | 481932 | 0 | 0 | 0 | 0 | 1252445.9678 | 1807671.2261 | 0 | 0 | 0 | 0 | 0 | 0 | 0 | 0 | 0 | 0 | 0 | 0 | 0 | 0 | 0 | -93083.6882 | 0 | 108942.8092 | 0 | 0 | 0 | 0 | 0 | 0 | 0 | 0 | 0 | 0 | 0 | 0 | 0
2016-01-08 03:00 | 0 | 0 | 0 | 0 | 0 | 264165.821 | 0 | 461801 | 0 | 0 | 0 | 0 | 1054810.7888 | 1807671.2261 | 0 | 0 | 0 | 0 | 0 | 0 | 0 | 0 | 0 | 0 | 0 | 0 | 0 | 0 | 0 | -197635.179 | 0 | 0 | 0 | 0 | 0 | 0 | 0 | 0 | 0 | 0 | 0 | 0 | 0 | 0 | 0
2016-01-08 04:00 | 0 | 0 | 0 | 0 | 0 | 250784.5805 | 0 | 437008 | 0 | 0 | 0 | 0 | 977530.1785 | 1698728.417 | 0 | 0 | 0 | 0 | 0 | 0 | 0 | 0 | 0 | 0 | 0 | 0 | 0 | 0 | 0 | -77280.6103 | 0 | 108942.8092 | 0 | 0 | 0 | 0 | 0 | 0 | 0 | 0 | 0 | 0 | 0 | 0 | 0
2016-01-08 05:00 | 0 | 0 | 0 | 0 | 0 | 247367.3448 | 0 | 415288 | 0 | 0 | 0 | 0 | 809609.5233 | 1698728.417 | 0 | 0 | 0 | 0 | 0 | 0 | 0 | 0 | 0 | 0 | 0 | 0 | 0 | 0 | 0 | -167920.6552 | 0 | 0 | 0 | 0 | 0 | 0 | 0 | 0 | 0 | 0 | 0 | 0 | 0 | 0 | 0
2016-01-08 06:00 | 0 | 0 | 0 | 0 | 0 | 246917.3452 | 0 | 399917 | 0 | 0 | 0 | 0 | 765552.6776 | 1589785.6078 | 0 | 0 | 0 | 0 | 0 | 0 | 0 | 0 | 0 | 0 | 0 | 0 | 0 | 0 | 0 | -44056.8456 | 0 | 108942.8092 | 0 | 0 | 0 | 0 | 0 | 0 | 0 | 0 | 0 | 0 | 0 | 0 | 0
2016-01-08 07:00 | 0 | 0 | 0 | 0 | 0 | 249607.9542 | 0 | 389529 | 0 | 0 | 0 | 0 | 734574.441 | 1480842.7987 | 0 | 0 | 0 | 0 | 0 | 0 | 0 | 0 | 0 | 0 | 0 | 0 | 0 | 0 | 0 | -30978.2366 | 0 | 108942.8092 | 0 | 0 | 0 | 0 | 0 | 0 | 0 | 0 | 0 | 0 | 0 | 0 | 0
2016-01-08 08:00 | 0 | 0 | 0 | 0 | 0 | 252958.5178 | 0 | 384659 | 0 | 0 | 0 | 0 | 602873.9589 | 1480842.7987 | 0 | 0 | 0 | 0 | 0 | 0 | 0 | 0 | 0 | 0 | 0 | 0 | 0 | 0 | 0 | -131700.4822 | 0 | 0 | 0 | 0 | 0 | 0 | 0 | 0 | 0 | 0 | 0 | 0 | 0 | 0 | 0
2016-01-08 09:00 | 0 | 0 | 0 | 0 | 0 | 259534.7894 | 0 | 384914 | 0 | 0 | 0 | 0 | 477494.7483 | 1480842.7987 | 0 | 0 | 0 | 0 | 0 | 0 | 0 | 0 | 0 | 0 | 0 | 0 | 0 | 0 | 0 | -125379.2106 | 0 | 0 | 0 | 0 | 0 | 0 | 0 | 0 | 0 | 0 | 0 | 0 | 0 | 0 | 0
2016-01-08 10:00 | 0 | 0 | 0 | 0 | 0 | 270298.6189 | 0 | 395661 | 0 | 0 | 0 | 0 | 352132.3672 | 1480842.7987 | 0 | 0 | 0 | 0 | 0 | 0 | 0 | 0 | 0 | 0 | 0 | 0 | 0 | 0 | 0 | -125362.3811 | 0 | 0 | 0 | 0 | 0 | 0 | 0 | 0 | 0 | 0 | 0 | 0 | 0 | 0 | 0
2016-01-08 11:00 | 0 | 0 | 0 | 0 | 0 | 277817.5479 | 0 | 426104 | 0 | 0 | 0 | 0 | 312788.7242 | 1371899.9895 | 0 | 0 | 0 | 0 | 0 | 0 | 0 | 0 | 0 | 0 | 0 | 0 | 0 | 0 | 0 | -39343.643 | 0 | 108942.8092 | 0 | 0 | 0 | 0 | 0 | 0 | 0 | 0 | 0 | 0 | 0 | 0 | 0
2016-01-08 12:00 | 0 | 0 | 0 | 0 | 0 | 282555.273 | 0 | 455472 | 0 | 0 | 0 | 0 | 248814.8064 | 1262957.1803 | 0 | 0 | 0 | 0 | 0 | 0 | 0 | 0 | 0 | 0 | 0 | 0 | 0 | 0 | 0 | -63973.9179 | 0 | 108942.8092 | 0 | 0 | 0 | 0 | 0 | 0 | 0 | 0 | 0 | 0 | 0 | 0 | 0
2016-01-08 13:00 | 0 | 0 | 0 | 0 | 0 | 282179.7427 | 0 | 467173 | 0 | 0 | 0 | 0 | 63821.549 | 1262957.1803 | 0 | 0 | 0 | 0 | 0 | 0 | 0 | 0 | 0 | 0 | 0 | 0 | 0 | 0 | 0 | -184993.2573 | 0 | 0 | 0 | 0 | 0 | 0 | 0 | 0 | 0 | 0 | 0 | 0 | 0 | 0 | 0
2016-01-08 14:00 | 0 | 0 | 0 | 0 | 0 | 263229.4194 | 36556.2224 | 472550 | 0 | 0 | 0 | 0 | 0 | 1154014.3712 | 0 | 0 | 0 | 0 | 0 | 0 | 0 | 0 | 0 | 0 | 0 | 0 | 0 | 0 | 0 | -63821.549 | 0 | 108942.8092 | 0 | 0 | 0 | 0 | 0 | 0 | 0 | 0 | 0 | 0 | 0 | 0 | 0
2016-01-08 15:00 | 0 | 0 | 0 | 0 | 0 | 255228.2422 | 235771.7393 | 476734 | 0 | 0 | 0 | 0 | 0 | 1168280.3527 | 0 | 0 | 0 | 0 | 0 | 0 | 0 | 0 | 0 | 0 | 0 | 0 | 0 | 0 | 0 | 0 | 14265.9815 | 0 | 0 | 0 | 0 | 0 | 0 | 0 | 0 | 0 | 0 | 0 | 0 | 0 | 0
2016-01-08 16:00 | 0 | 0 | 0 | 0 | 0 | 261440.006 | 402891.2634 | 475016 | 0 | 0 | 0 | 0 | 175049.2879 | 1182546.3343 | 0 | 0 | 0 | 0 | 0 | 0 | 0 | 0 | 0 | 0 | 0 | 0 | 0 | 0 | 0 | 175049.2879 | 14265.9815 | 0 | 0 | 0 | 0 | 0 | 0 | 0 | 0 | 0 | 0 | 0 | 0 | 0 | 0
2016-01-08 17:00 | 0 | 0 | 0 | 0 | 0 | 259038.1385 | 467413.647 | 468663 | 0 | 0 | 0 | 0 | 418572.0918 | 1196812.3158 | 0 | 0 | 0 | 0 | 0 | 0 | 0 | 0 | 0 | 0 | 0 | 0 | 0 | 0 | 0 | 243522.8039 | 14265.9815 | 0 | 0 | 0 | 0 | 0 | 0 | 0 | 0 | 0 | 0 | 0 | 0 | 0 | 0
2016-01-08 18:00 | 0 | 0 | 0 | 0 | 0 | 268776.0507 | 458030.5622 | 463564 | 0 | 0 | 0 | 0 | 667548.7232 | 1211078.2973 | 0 | 0 | 0 | 0 | 0 | 0 | 0 | 0 | 0 | 0 | 0 | 0 | 0 | 0 | 0 | 248976.6314 | 14265.9815 | 0 | 0 | 0 | 0 | 0 | 0 | 0 | 0 | 0 | 0 | 0 | 0 | 0 | 0
2016-01-08 19:00 | 0 | 0 | 0 | 0 | 0 | 292307.5483 | 434535.8857 | 458952 | 0 | 0 | 0 | 0 | 921174.1757 | 1225344.2789 | 0 | 0 | 0 | 0 | 0 | 0 | 0 | 0 | 0 | 0 | 0 | 0 | 0 | 0 | 0 | 253625.4525 | 14265.9815 | 0 | 0 | 0 | 0 | 0 | 0 | 0 | 0 | 0 | 0 | 0 | 0 | 0 | 0
2016-01-08 20:00 | 0 | 0 | 0 | 0 | 0 | 0 | 421283.224 | 454537 | 0 | 0 | 0 | 0 | 873654.4182 | 1239610.2604 | 0 | 0 | 0 | 0 | 0 | 0 | 0 | 0 | 0 | 0 | 0 | 0 | 0 | 0 | 0 | -47519.7575 | 14265.9815 | 0 | 0 | 0 | 0 | 0 | 0 | 0 | 0 | 0 | 0 | 0 | 0 | 0 | 0
2016-01-08 21:00 | 0 | 0 | 0 | 0 | 0 | 0 | 412975.5947 | 454446 | 0 | 0 | 0 | 0 | 817918.0313 | 1253876.2419 | 0 | 0 | 0 | 0 | 0 | 0 | 0 | 0 | 0 | 0 | 0 | 0 | 0 | 0 | 0 | -55736.3869 | 14265.9815 | 0 | 0 | 0 | 0 | 0 | 0 | 0 | 0 | 0 | 0 | 0 | 0 | 0 | 0
2016-01-08 22:00 | 0 | 0 | 0 | 0 | 0 | 368652.5537 | 366084.8788 | 463432 | 0 | 0 | 0 | 0 | 1074957.4823 | 1268142.2235 | 0 | 0 | 0 | 0 | 0 | 0 | 0 | 0 | 0 | 0 | 0 | 0 | 0 | 0 | 0 | 257039.451 | 14265.9815 | 0 | 0 | 0 | 0 | 0 | 0 | 0 | 0 | 0 | 0 | 0 | 0 | 0 | 0
2016-01-08 23:00 | 0 | 0 | 0 | 0 | 0 | 399023.4911 | 194640.0269 | 472623 | 0 | 0 | 0 | 0 | 1181732.0188 | 1282408.205 | 0 | 0 | 0 | 0 | 0 | 0 | 0 | 0 | 0 | 0 | 0 | 0 | 0 | 0 | 0 | 106774.5365 | 14265.9815 | 0 | 0 | 0 | 0 | 0 | 0 | 0 | 0 | 0 | 0 | 0 | 0 | 0 | 0
2016-01-09 | 0 | 0 | 0 | 0 | 0 | 410861.9707 | 3739.385 | 473493 | 0 | 0 | 0 | 0 | 1108574.3931 | 1296674.1865 | 0 | 0 | 0 | 0 | 0 | 0 | 0 | 0 | 0 | 0 | 0 | 0 | 0 | 0 | 0 | -73157.6258 | 14265.9815 | 0 | 0 | 0 | 0 | 0 | 0 | 0 | 0 | 0 | 0 | 0 | 0 | 0 | 0
2016-01-09 01:00 | 0 | 0 | 0 | 0 | 0 | 411445.1944 | 0 | 468337 | 0 | 0 | 0 | 0 | 1037416.606 | 1310940.1681 | 0 | 0 | 0 | 0 | 0 | 0 | 0 | 0 | 0 | 0 | 0 | 0 | 0 | 0 | 0 | -71157.7871 | 14265.9815 | 0 | 0 | 0 | 0 | 0 | 0 | 0 | 0 | 0 | 0 | 0 | 0 | 0 | 0
2016-01-09 02:00 | 0 | 0 | 0 | 0 | 0 | 411371.9265 | 0 | 459225 | 0 | 0 | 0 | 0 | 975297.5509 | 1325206.1496 | 0 | 0 | 0 | 0 | 0 | 0 | 0 | 0 | 0 | 0 | 0 | 0 | 0 | 0 | 0 | -62119.0551 | 14265.9815 | 0 | 0 | 0 | 0 | 0 | 0 | 0 | 0 | 0 | 0 | 0 | 0 | 0 | 0
2016-01-09 03:00 | 0 | 0 | 0 | 0 | 0 | 408515.9432 | 0 | 443600 | 0 | 0 | 0 | 0 | 925947.5126 | 1339472.1311 | 0 | 0 | 0 | 0 | 0 | 0 | 0 | 0 | 0 | 0 | 0 | 0 | 0 | 0 | 0 | -49350.0383 | 14265.9815 | 0 | 0 | 0 | 0 | 0 | 0 | 0 | 0 | 0 | 0 | 0 | 0 | 0 | 0
2016-01-09 04:00 | 0 | 0 | 0 | 0 | 0 | 409045.3145 | 0 | 424303 | 0 | 0 | 0 | 0 | 896423.8455 | 1353738.1126 | 0 | 0 | 0 | 0 | 0 | 0 | 0 | 0 | 0 | 0 | 0 | 0 | 0 | 0 | 0 | -29523.667 | 14265.9815 | 0 | 0 | 0 | 0 | 0 | 0 | 0 | 0 | 0 | 0 | 0 | 0 | 0 | 0
2016-01-09 05:00 | 0 | 0 | 0 | 0 | 0 | 411252.0912 | 0 | 406106 | 0 | 0 | 0 | 0 | 887303.9552 | 1368004.0942 | 0 | 0 | 0 | 0 | 0 | 0 | 0 | 0 | 0 | 0 | 0 | 0 | 0 | 0 | 0 | -9119.8903 | 14265.9815 | 0 | 0 | 0 | 0 | 0 | 0 | 0 | 0 | 0 | 0 | 0 | 0 | 0 | 0
2016-01-09 06:00 | 0 | 0 | 0 | 0 | 0 | 422026.7037 | 0 | 390602 | 0 | 0 | 0 | 0 | 904462.6774 | 1382270.0757 | 0 | 0 | 0 | 0 | 0 | 0 | 0 | 0 | 0 | 0 | 0 | 0 | 0 | 0 | 0 | 17158.7222 | 14265.9815 | 0 | 0 | 0 | 0 | 0 | 0 | 0 | 0 | 0 | 0 | 0 | 0 | 0 | 0
2016-01-09 07:00 | 0 | 0 | 0 | 0 | 0 | 135335.8766 | 0 | 380209 | 0 | 0 | 0 | 0 | 645323.5725 | 1396536.0572 | 0 | 0 | 0 | 0 | 0 | 0 | 0 | 0 | 0 | 0 | 0 | 0 | 0 | 0 | 0 | -259139.105 | 14265.9815 | 0 | 0 | 0 | 0 | 0 | 0 | 0 | 0 | 0 | 0 | 0 | 0 | 0 | 0
2016-01-09 08:00 | 0 | 0 | 0 | 0 | 0 | 464259.3214 | 0 | 373855 | 0 | 0 | 0 | 0 | 721461.9123 | 1410802.0388 | 0 | 0 | 0 | 0 | 0 | 0 | 0 | 0 | 0 | 0 | 0 | 0 | 0 | 0 | 0 | 76138.3398 | 14265.9815 | 0 | 0 | 0 | 0 | 0 | 0 | 0 | 0 | 0 | 0 | 0 | 0 | 0 | 0
2016-01-09 09:00 | 0 | 0 | 0 | 0 | 0 | 480699.4482 | 0 | 372820 | 0 | 0 | 0 | 0 | 815075.379 | 1425068.0203 | 0 | 0 | 0 | 0 | 0 | 0 | 0 | 0 | 0 | 0 | 0 | 0 | 0 | 0 | 0 | 93613.4667 | 14265.9815 | 0 | 0 | 0 | 0 | 0 | 0 | 0 | 0 | 0 | 0 | 0 | 0 | 0 | 0
2016-01-09 10:00 | 0 | 0 | 0 | 0 | 0 | 498277.0101 | 0 | 376458 | 0 | 0 | 0 | 0 | 922628.4075 | 1439334.0018 | 0 | 0 | 0 | 0 | 0 | 0 | 0 | 0 | 0 | 0 | 0 | 0 | 0 | 0 | 0 | 107553.0285 | 14265.9815 | 0 | 0 | 0 | 0 | 0 | 0 | 0 | 0 | 0 | 0 | 0 | 0 | 0 | 0
2016-01-09 11:00 | 0 | 0 | 0 | 0 | 0 | 140351.8766 | 0 | 385225 | 0 | 0 | 0 | 0 | 663489.3026 | 1453599.9834 | 0 | 0 | 0 | 0 | 0 | 0 | 0 | 0 | 0 | 0 | 0 | 0 | 0 | 0 | 0 | -259139.105 | 14265.9815 | 0 | 0 | 0 | 0 | 0 | 0 | 0 | 0 | 0 | 0 | 0 | 0 | 0 | 0
2016-01-09 12:00 | 0 | 0 | 0 | 0 | 0 | 155188.8766 | 0 | 400062 | 0 | 0 | 0 | 0 | 404350.1976 | 1467865.9649 | 0 | 0 | 0 | 0 | 0 | 0 | 0 | 0 | 0 | 0 | 0 | 0 | 0 | 0 | 0 | -259139.105 | 14265.9815 | 0 | 0 | 0 | 0 | 0 | 0 | 0 | 0 | 0 | 0 | 0 | 0 | 0 | 0
2016-01-09 13:00 | 0 | 0 | 0 | 0 | 0 | 510504.5679 | 0.02697 | 417421 | 0 | 0 | 0 | 0 | 483167.8109 | 1482131.9464 | 0 | 0 | 0 | 0 | 0 | 0 | 0 | 0 | 0 | 0 | 0 | 0 | 0 | 0 | 0 | 78817.6133 | 14265.9815 | 0 | 0 | 0 | 0 | 0 | 0 | 0 | 0 | 0 | 0 | 0 | 0 | 0 | 0
2016-01-09 14:00 | 0 | 0 | 0 | 0 | 0 | 496443.399 | 101945.4245 | 432775 | 0 | 0 | 0 | 0 | 634515.6529 | 1496397.928 | 0 | 0 | 0 | 0 | 0 | 0 | 0 | 0 | 0 | 0 | 0 | 0 | 0 | 0 | 0 | 151347.842 | 14265.9815 | 0 | 0 | 0 | 0 | 0 | 0 | 0 | 0 | 0 | 0 | 0 | 0 | 0 | 0
2016-01-09 15:00 | 0 | 0 | 0 | 0 | 0 | 0 | 435739.4189 | 443504 | 0 | 0 | 0 | 0 | 612485.0902 | 1510663.9095 | 0 | 0 | 0 | 0 | 0 | 0 | 0 | 0 | 0 | 0 | 0 | 0 | 0 | 0 | 0 | -22030.5627 | 14265.9815 | 0 | 0 | 0 | 0 | 0 | 0 | 0 | 0 | 0 | 0 | 0 | 0 | 0 | 0
2016-01-09 16:00 | 0 | 0 | 0 | 0 | 0 | 0 | 593345.5971 | 447564 | 0 | 0 | 0 | 0 | 744000.7057 | 1524929.891 | 0 | 0 | 0 | 0 | 0 | 0 | 0 | 0 | 0 | 0 | 0 | 0 | 0 | 0 | 0 | 131515.6155 | 14265.9815 | 0 | 0 | 0 | 0 | 0 | 0 | 0 | 0 | 0 | 0 | 0 | 0 | 0 | 0
2016-01-09 17:00 | 0 | 0 | 0 | 0 | 0 | 0 | 605648.8496 | 446237 | 0 | 0 | 0 | 0 | 889146.5738 | 1539195.8726 | 0 | 0 | 0 | 0 | 0 | 0 | 0 | 0 | 0 | 0 | 0 | 0 | 0 | 0 | 0 | 145145.868 | 14265.9815 | 0 | 0 | 0 | 0 | 0 | 0 | 0 | 0 | 0 | 0 | 0 | 0 | 0 | 0
2016-01-09 18:00 | 0 | 0 | 0 | 0 | 0 | 50365.5879 | 568252.4757 | 441450 | 0 | 0 | 0 | 0 | 1052048.6559 | 1553461.8541 | 0 | 0 | 0 | 0 | 0 | 0 | 0 | 0 | 0 | 0 | 0 | 0 | 0 | 0 | 0 | 162902.0821 | 14265.9815 | 0 | 0 | 0 | 0 | 0 | 0 | 0 | 0 | 0 | 0 | 0 | 0 | 0 | 0
2016-01-09 19:00 | 0 | 0 | 0 | 0 | 0 | 0 | 547985.4251 | 437135 | 0 | 0 | 0 | 0 | 1148633.0994 | 1567727.8356 | 0 | 0 | 0 | 0 | 0 | 0 | 0 | 0 | 0 | 0 | 0 | 0 | 0 | 0 | 0 | 96584.4435 | 14265.9815 | 0 | 0 | 0 | 0 | 0 | 0 | 0 | 0 | 0 | 0 | 0 | 0 | 0 | 0
2016-01-09 20:00 | 0 | 0 | 0 | 0 | 0 | 0 | 563315.3607 | 434799 | 0 | 0 | 0 | 0 | 1262883.4786 | 1581993.8172 | 0 | 0 | 0 | 0 | 0 | 0 | 0 | 0 | 0 | 0 | 0 | 0 | 0 | 0 | 0 | 114250.3792 | 14265.9815 | 0 | 0 | 0 | 0 | 0 | 0 | 0 | 0 | 0 | 0 | 0 | 0 | 0 | 0
2016-01-09 21:00 | 0 | 0 | 0 | 0 | 0 | 0 | 576314.8853 | 438748 | 0 | 0 | 0 | 0 | 1386184.3823 | 1596259.7987 | 0 | 0 | 0 | 0 | 0 | 0 | 0 | 0 | 0 | 0 | 0 | 0 | 0 | 0 | 0 | 123300.9037 | 14265.9815 | 0 | 0 | 0 | 0 | 0 | 0 | 0 | 0 | 0 | 0 | 0 | 0 | 0 | 0
2016-01-09 22:00 | 0 | 0 | 0 | 0 | 0 | 211330.3659 | 513173.7205 | 451099 | 0 | 0 | 0 | 0 | 1645323.4873 | 1610525.7802 | 0 | 0 | 0 | 0 | 0 | 0 | 0 | 0 | 0 | 0 | 0 | 0 | 0 | 0 | 0 | 259139.105 | 14265.9815 | 0 | 0 | 0 | 0 | 0 | 0 | 0 | 0 | 0 | 0 | 0 | 0 | 0 | 0
2016-01-09 23:00 | 0 | 0 | 0 | 0 | 0 | 437568.3207 | 176142.7807 | 461966 | 0 | 0 | 0 | 0 | 1782802.6072 | 1624791.7618 | 0 | 0 | 0 | 0 | 0 | 0 | 0 | 0 | 0 | 0 | 0 | 0 | 0 | 0 | 0 | 137479.1199 | 14265.9815 | 0 | 0 | 0 | 0 | 0 | 0 | 0 | 0 | 0 | 0 | 0 | 0 | 0 | 0
2016-01-10 | 0 | 0 | 0 | 0 | 0 | 416252.4714 | 740.8084 | 466908 | 0 | 0 | 0 | 0 | 1718621.9055 | 1639057.7433 | 0 | 0 | 0 | 0 | 0 | 0 | 0 | 0 | 0 | 0 | 0 | 0 | 0 | 0 | 0 | -64180.7017 | 14265.9815 | 0 | 0 | 0 | 0 | 0 | 0 | 0 | 0 | 0 | 0 | 0 | 0 | 0 | 0
2016-01-10 01:00 | 0 | 0 | 0 | 0 | 0 | 399464.2191 | 0 | 465022 | 0 | 0 | 0 | 0 | 1638798.1431 | 1653323.7248 | 0 | 0 | 0 | 0 | 0 | 0 | 0 | 0 | 0 | 0 | 0 | 0 | 0 | 0 | 0 | -79823.7624 | 14265.9815 | 0 | 0 | 0 | 0 | 0 | 0 | 0 | 0 | 0 | 0 | 0 | 0 | 0 | 0
2016-01-10 02:00 | 0 | 0 | 0 | 0 | 0 | 384759.8184 | 0 | 458039 | 0 | 0 | 0 | 0 | 1551252.9799 | 1667589.7064 | 0 | 0 | 0 | 0 | 0 | 0 | 0 | 0 | 0 | 0 | 0 | 0 | 0 | 0 | 0 | -87545.1631 | 14265.9815 | 0 | 0 | 0 | 0 | 0 | 0 | 0 | 0 | 0 | 0 | 0 | 0 | 0 | 0
2016-01-10 03:00 | 0 | 0 | 0 | 0 | 0 | 368810.7129 | 0 | 445223 | 0 | 0 | 0 | 0 | 1460574.7113 | 1681855.6879 | 0 | 0 | 0 | 0 | 0 | 0 | 0 | 0 | 0 | 0 | 0 | 0 | 0 | 0 | 0 | -90678.2686 | 14265.9815 | 0 | 0 | 0 | 0 | 0 | 0 | 0 | 0 | 0 | 0 | 0 | 0 | 0 | 0
2016-01-10 04:00 | 0 | 0 | 0 | 0 | 0 | 354120.3022 | 0 | 429865 | 0 | 0 | 0 | 0 | 1370564.032 | 1696121.6694 | 0 | 0 | 0 | 0 | 0 | 0 | 0 | 0 | 0 | 0 | 0 | 0 | 0 | 0 | 0 | -90010.6793 | 14265.9815 | 0 | 0 | 0 | 0 | 0 | 0 | 0 | 0 | 0 | 0 | 0 | 0 | 0 | 0
2016-01-10 05:00 | 0 | 0 | 0 | 0 | 0 | 344270.9181 | 0 | 414836 | 0 | 0 | 0 | 0 | 1285732.9686 | 1710387.651 | 0 | 0 | 0 | 0 | 0 | 0 | 0 | 0 | 0 | 0 | 0 | 0 | 0 | 0 | 0 | -84831.0634 | 14265.9815 | 0 | 0 | 0 | 0 | 0 | 0 | 0 | 0 | 0 | 0 | 0 | 0 | 0 | 0
2016-01-10 06:00 | 0 | 0 | 0 | 0 | 0 | 156285.8766 | 0 | 401159 | 0 | 0 | 0 | 0 | 1026593.8636 | 1724653.6325 | 0 | 0 | 0 | 0 | 0 | 0 | 0 | 0 | 0 | 0 | 0 | 0 | 0 | 0 | 0 | -259139.105 | 14265.9815 | 0 | 0 | 0 | 0 | 0 | 0 | 0 | 0 | 0 | 0 | 0 | 0 | 0 | 0
2016-01-10 07:00 | 0 | 0 | 0 | 0 | 0 | 330070.0003 | 0 | 391763 | 0 | 0 | 0 | 0 | 950634.8824 | 1738919.614 | 0 | 0 | 0 | 0 | 0 | 0 | 0 | 0 | 0 | 0 | 0 | 0 | 0 | 0 | 0 | -75958.9812 | 14265.9815 | 0 | 0 | 0 | 0 | 0 | 0 | 0 | 0 | 0 | 0 | 0 | 0 | 0 | 0
2016-01-10 08:00 | 0 | 0 | 0 | 0 | 0 | 323734.2505 | 0 | 387369 | 0 | 0 | 0 | 0 | 872734.1514 | 1753185.5956 | 0 | 0 | 0 | 0 | 0 | 0 | 0 | 0 | 0 | 0 | 0 | 0 | 0 | 0 | 0 | -77900.7311 | 14265.9815 | 0 | 0 | 0 | 0 | 0 | 0 | 0 | 0 | 0 | 0 | 0 | 0 | 0 | 0
2016-01-10 09:00 | 0 | 0 | 0 | 0 | 0 | 325218.1236 | 0 | 386669 | 0 | 0 | 0 | 0 | 797017.2934 | 1767451.5771 | 0 | 0 | 0 | 0 | 0 | 0 | 0 | 0 | 0 | 0 | 0 | 0 | 0 | 0 | 0 | -75716.8579 | 14265.9815 | 0 | 0 | 0 | 0 | 0 | 0 | 0 | 0 | 0 | 0 | 0 | 0 | 0 | 0
2016-01-10 10:00 | 0 | 0 | 0 | 0 | 0 | 145818.8766 | 0 | 390692 | 0 | 0 | 0 | 0 | 537878.1885 | 1781717.5586 | 0 | 0 | 0 | 0 | 0 | 0 | 0 | 0 | 0 | 0 | 0 | 0 | 0 | 0 | 0 | -259139.105 | 14265.9815 | 0 | 0 | 0 | 0 | 0 | 0 | 0 | 0 | 0 | 0 | 0 | 0 | 0 | 0
2016-01-10 11:00 | 0 | 0 | 0 | 0 | 0 | 330824.9181 | 0 | 400516 | 0 | 0 | 0 | 0 | 453921.125 | 1795983.5401 | 0 | 0 | 0 | 0 | 0 | 0 | 0 | 0 | 0 | 0 | 0 | 0 | 0 | 0 | 0 | -83957.0634 | 14265.9815 | 0 | 0 | 0 | 0 | 0 | 0 | 0 | 0 | 0 | 0 | 0 | 0 | 0 | 0
2016-01-10 12:00 | 0 | 0 | 0 | 0 | 0 | 320068.2647 | 0 | 415332 | 0 | 0 | 0 | 0 | 344391.4082 | 1810249.5217 | 0 | 0 | 0 | 0 | 0 | 0 | 0 | 0 | 0 | 0 | 0 | 0 | 0 | 0 | 0 | -109529.7168 | 14265.9815 | 0 | 0 | 0 | 0 | 0 | 0 | 0 | 0 | 0 | 0 | 0 | 0 | 0 | 0
2016-01-10 13:00 | 0 | 0 | 0 | 0 | 0 | 186657.6606 | 0.21597 | 431531 | 0 | 0 | 0 | 0 | 85252.3032 | 1824515.5032 | 0 | 0 | 0 | 0 | 0 | 0 | 0 | 0 | 0 | 0 | 0 | 0 | 0 | 0 | 0 | -259139.105 | 14265.9815 | 0 | 0 | 0 | 0 | 0 | 0 | 0 | 0 | 0 | 0 | 0 | 0 | 0 | 0
2016-01-10 14:00 | 0 | 0 | 0 | 0 | 0 | 264527.0003 | 110710.678 | 446224 | 0 | 0 | 0 | 0 | 0 | 1838781.4847 | 0 | 0 | 0 | 0 | 0 | 0 | 0 | 0 | 0 | 0 | 0 | 0 | 0 | 0 | 0 | -85252.3032 | 14265.9815 | 0 | 0 | 0 | 0 | 0 | 0 | 0 | 0 | 0 | 0 | 0 | 0 | 0 | 0
2016-01-10 15:00 | 0 | 0 | 0 | 0 | 0 | 191502.5369 | 379003.063 | 454445 | 0 | 0 | 0 | 0 | 101794.6184 | 1853047.4663 | 0 | 0 | 0 | 0 | 0 | 0 | 0 | 0 | 0 | 0 | 0 | 0 | 0 | 0 | 0 | 101794.6184 | 14265.9815 | 0 | 0 | 0 | 0 | 0 | 0 | 0 | 0 | 0 | 0 | 0 | 0 | 0 | 0
2016-01-10 16:00 | 0 | 0 | 0 | 0 | 0 | 156961.5987 | 521618.0745 | 455969 | 0 | 0 | 0 | 0 | 310139.3101 | 1867313.4478 | 0 | 0 | 0 | 0 | 0 | 0 | 0 | 0 | 0 | 0 | 0 | 0 | 0 | 0 | 0 | 208344.6916 | 14265.9815 | 0 | 0 | 0 | 0 | 0 | 0 | 0 | 0 | 0 | 0 | 0 | 0 | 0 | 0
2016-01-10 17:00 | 0 | 0 | 0 | 0 | 0 | 166242.1642 | 554250.4455 | 455005 | 0 | 0 | 0 | 0 | 561360.9382 | 1881579.4293 | 0 | 0 | 0 | 0 | 0 | 0 | 0 | 0 | 0 | 0 | 0 | 0 | 0 | 0 | 0 | 251221.6281 | 14265.9815 | 0 | 0 | 0 | 0 | 0 | 0 | 0 | 0 | 0 | 0 | 0 | 0 | 0 | 0
2016-01-10 18:00 | 0 | 0 | 0 | 0 | 0 | 182700.3115 | 541380.7749 | 450676 | 0 | 0 | 0 | 0 | 820500.0431 | 1895845.4109 | 0 | 0 | 0 | 0 | 0 | 0 | 0 | 0 | 0 | 0 | 0 | 0 | 0 | 0 | 0 | 259139.105 | 14265.9815 | 0 | 0 | 0 | 0 | 0 | 0 | 0 | 0 | 0 | 0 | 0 | 0 | 0 | 0
2016-01-10 19:00 | 0 | 0 | 0 | 0 | 0 | 157387.081 | 524505.7287 | 445348 | 0 | 0 | 0 | 0 | 1042778.8713 | 1910111.3924 | 0 | 0 | 0 | 0 | 0 | 0 | 0 | 0 | 0 | 0 | 0 | 0 | 0 | 0 | 0 | 222278.8282 | 14265.9815 | 0 | 0 | 0 | 0 | 0 | 0 | 0 | 0 | 0 | 0 | 0 | 0 | 0 | 0
2016-01-10 20:00 | 0 | 0 | 0 | 0 | 0 | 190530.8797 | 523917.2067 | 441043 | 0 | 0 | 0 | 0 | 1301917.9763 | 1924377.3739 | 0 | 0 | 0 | 0 | 0 | 0 | 0 | 0 | 0 | 0 | 0 | 0 | 0 | 0 | 0 | 259139.105 | 14265.9815 | 0 | 0 | 0 | 0 | 0 | 0 | 0 | 0 | 0 | 0 | 0 | 0 | 0 | 0
2016-01-10 21:00 | 0 | 0 | 0 | 0 | 0 | 198209.8509 | 521165.2356 | 445970 | 0 | 0 | 0 | 0 | 1561057.0812 | 1938643.3555 | 0 | 0 | 0 | 0 | 0 | 0 | 0 | 0 | 0 | 0 | 0 | 0 | 0 | 0 | 0 | 259139.105 | 14265.9815 | 0 | 0 | 0 | 0 | 0 | 0 | 0 | 0 | 0 | 0 | 0 | 0 | 0 | 0
2016-01-10 22:00 | 0 | 0 | 0 | 0 | 0 | 0 | 438604.7831 | 462762 | 0 | 0 | 0 | 0 | 1522633.8828 | 1952909.337 | 0 | 0 | 0 | 0 | 0 | 0 | 0 | 0 | 0 | 0 | 0 | 0 | 0 | 0 | 0 | -38423.1984 | 14265.9815 | 0 | 0 | 0 | 0 | 0 | 0 | 0 | 0 | 0 | 0 | 0 | 0 | 0 | 0
2016-01-10 23:00 | 0 | 0 | 0 | 0 | 0 | 314535.2703 | 179453.0882 | 486387 | 0 | 0 | 0 | 0 | 1515969.2598 | 1967175.3185 | 0 | 0 | 0 | 0 | 0 | 0 | 0 | 0 | 0 | 0 | 0 | 0 | 0 | 0 | 0 | -6664.623 | 14265.9815 | 0 | 0 | 0 | 0 | 0 | 0 | 0 | 0 | 0 | 0 | 0 | 0 | 0 | 0
2016-01-11 | 0 | 0 | 0 | 0 | 0 | 375440.4078 | 2943.1045 | 499575 | 0 | 0 | 0 | 0 | 1380511.7906 | 1981441.3001 | 0 | 0 | 0 | 0 | 0 | 0 | 0 | 0 | 0 | 0 | 0 | 0 | 0 | 0 | 0 | -135457.4692 | 14265.9815 | 0 | 0 | 0 | 0 | 0 | 0 | 0 | 0 | 0 | 0 | 0 | 0 | 0 | 0
2016-01-11 01:00 | 0 | 0 | 0 | 0 | 0 | 424205.6855 | 0 | 503763 | 0 | 0 | 0 | 0 | 1286688.4946 | 1995707.2816 | 0 | 0 | 0 | 0 | 0 | 0 | 0 | 0 | 0 | 0 | 0 | 0 | 0 | 0 | 0 | -93823.296 | 14265.9815 | 0 | 0 | 0 | 0 | 0 | 0 | 0 | 0 | 0 | 0 | 0 | 0 | 0 | 0
2016-01-11 02:00 | 0 | 0 | 0 | 0 | 0 | 446912.9386 | 0 | 499300 | 0 | 0 | 0 | 0 | 1220035.4516 | 2009973.2631 | 0 | 0 | 0 | 0 | 0 | 0 | 0 | 0 | 0 | 0 | 0 | 0 | 0 | 0 | 0 | -66653.043 | 14265.9815 | 0 | 0 | 0 | 0 | 0 | 0 | 0 | 0 | 0 | 0 | 0 | 0 | 0 | 0
2016-01-11 03:00 | 0 | 0 | 0 | 0 | 0 | 461527.8477 | 0 | 486290 | 0 | 0 | 0 | 0 | 1181007.3178 | 2024239.2447 | 0 | 0 | 0 | 0 | 0 | 0 | 0 | 0 | 0 | 0 | 0 | 0 | 0 | 0 | 0 | -39028.1338 | 14265.9815 | 0 | 0 | 0 | 0 | 0 | 0 | 0 | 0 | 0 | 0 | 0 | 0 | 0 | 0
2016-01-11 04:00 | 0 | 0 | 0 | 0 | 0 | 224152.8766 | 0 | 469026 | 0 | 0 | 0 | 0 | 921868.2128 | 2038505.2262 | 0 | 0 | 0 | 0 | 0 | 0 | 0 | 0 | 0 | 0 | 0 | 0 | 0 | 0 | 0 | -259139.105 | 14265.9815 | 0 | 0 | 0 | 0 | 0 | 0 | 0 | 0 | 0 | 0 | 0 | 0 | 0 | 0
2016-01-11 05:00 | 0 | 0 | 0 | 0 | 0 | 480927.6344 | 0 | 454916 | 0 | 0 | 0 | 0 | 933613.8657 | 2052771.2077 | 0 | 0 | 0 | 0 | 0 | 0 | 0 | 0 | 0 | 0 | 0 | 0 | 0 | 0 | 0 | 11745.6529 | 14265.9815 | 0 | 0 | 0 | 0 | 0 | 0 | 0 | 0 | 0 | 0 | 0 | 0 | 0 | 0
2016-01-11 06:00 | 0 | 0 | 0 | 0 | 0 | 486104.0269 | 0 | 445035 | 0 | 0 | 0 | 0 | 960416.911 | 2067037.1893 | 0 | 0 | 0 | 0 | 0 | 0 | 0 | 0 | 0 | 0 | 0 | 0 | 0 | 0 | 0 | 26803.0454 | 14265.9815 | 0 | 0 | 0 | 0 | 0 | 0 | 0 | 0 | 0 | 0 | 0 | 0 | 0 | 0
2016-01-11 07:00 | 0 | 0 | 0 | 0 | 0 | 486896.4914 | 0 | 440399 | 0 | 0 | 0 | 0 | 992648.4209 | 2081303.1708 | 0 | 0 | 0 | 0 | 0 | 0 | 0 | 0 | 0 | 0 | 0 | 0 | 0 | 0 | 0 | 32231.5098 | 14265.9815 | 0 | 0 | 0 | 0 | 0 | 0 | 0 | 0 | 0 | 0 | 0 | 0 | 0 | 0
2016-01-11 08:00 | 0 | 0 | 0 | 0 | 0 | 195753.8766 | 0 | 440627 | 0 | 0 | 0 | 0 | 733509.3159 | 2095569.1523 | 0 | 0 | 0 | 0 | 0 | 0 | 0 | 0 | 0 | 0 | 0 | 0 | 0 | 0 | 0 | -259139.105 | 14265.9815 | 0 | 0 | 0 | 0 | 0 | 0 | 0 | 0 | 0 | 0 | 0 | 0 | 0 | 0
2016-01-11 09:00 | 0 | 0 | 0 | 0 | 0 | 465680.1325 | 0 | 447243 | 0 | 0 | 0 | 0 | 737680.4669 | 2109835.1339 | 0 | 0 | 0 | 0 | 0 | 0 | 0 | 0 | 0 | 0 | 0 | 0 | 0 | 0 | 0 | 4171.1509 | 14265.9815 | 0 | 0 | 0 | 0 | 0 | 0 | 0 | 0 | 0 | 0 | 0 | 0 | 0 | 0
2016-01-11 10:00 | 0 | 0 | 0 | 0 | 0 | 447402.5605 | 0 | 465391 | 0 | 0 | 0 | 0 | 705426.0458 | 2124101.1154 | 0 | 0 | 0 | 0 | 0 | 0 | 0 | 0 | 0 | 0 | 0 | 0 | 0 | 0 | 0 | -32254.421 | 14265.9815 | 0 | 0 | 0 | 0 | 0 | 0 | 0 | 0 | 0 | 0 | 0 | 0 | 0 | 0
2016-01-11 11:00 | 0 | 0 | 0 | 0 | 0 | 258331.8766 | 0 | 503205 | 0 | 0 | 0 | 0 | 446286.9409 | 2138367.0969 | 0 | 0 | 0 | 0 | 0 | 0 | 0 | 0 | 0 | 0 | 0 | 0 | 0 | 0 | 0 | -259139.105 | 14265.9815 | 0 | 0 | 0 | 0 | 0 | 0 | 0 | 0 | 0 | 0 | 0 | 0 | 0 | 0
2016-01-11 12:00 | 0 | 0 | 0 | 0 | 0 | 427756.8445 | 0 | 537493 | 0 | 0 | 0 | 0 | 322284.8038 | 2152633.0785 | 0 | 0 | 0 | 0 | 0 | 0 | 0 | 0 | 0 | 0 | 0 | 0 | 0 | 0 | 0 | -124002.137 | 14265.9815 | 0 | 0 | 0 | 0 | 0 | 0 | 0 | 0 | 0 | 0 | 0 | 0 | 0 | 0
2016-01-11 13:00 | 0 | 0 | 0 | 0 | 0 | 302891.8166 | 0.059933 | 547765 | 0 | 0 | 0 | 0 | 63145.6989 | 2166899.06 | 0 | 0 | 0 | 0 | 0 | 0 | 0 | 0 | 0 | 0 | 0 | 0 | 0 | 0 | 0 | -259139.105 | 14265.9815 | 0 | 0 | 0 | 0 | 0 | 0 | 0 | 0 | 0 | 0 | 0 | 0 | 0 | 0
2016-01-11 14:00 | 0 | 0 | 0 | 0 | 0 | 396368.7494 | 98428.5333 | 543677 | 0 | 0 | 0 | 0 | 0 | 2181165.0415 | 0 | 0 | 0 | 0 | 0 | 0 | 0 | 0 | 0 | 0 | 0 | 0 | 0 | 0 | 0 | -63145.6989 | 14265.9815 | 0 | 0 | 0 | 0 | 0 | 0 | 0 | 0 | 0 | 0 | 0 | 0 | 0 | 0
2016-01-11 15:00 | 0 | 0 | 0 | 0 | 0 | 52314.1421 | 497818.8394 | 535867 | 0 | 0 | 0 | 0 | 0 | 2195431.0231 | 0 | 0 | 0 | 0 | 0 | 0 | 0 | 0 | 0 | 0 | 0 | 0 | 0 | 0 | 0 | 0 | 14265.9815 | 0 | 0 | 0 | 0 | 0 | 0 | 0 | 0 | 0 | 0 | 0 | 0 | 0 | 0
2016-01-11 16:00 | 0 | 0 | 0 | 0 | 0 | 0 | 640566.5817 | 524193 | 0 | 0 | 0 | 0 | 102107.6001 | 2209697.0046 | 0 | 0 | 0 | 0 | 0 | 0 | 0 | 0 | 0 | 0 | 0 | 0 | 0 | 0 | 0 | 102107.6001 | 14265.9815 | 0 | 0 | 0 | 0 | 0 | 0 | 0 | 0 | 0 | 0 | 0 | 0 | 0 | 0
2016-01-11 17:00 | 0 | 0 | 0 | 0 | 0 | 0 | 634662.0497 | 511046 | 0 | 0 | 0 | 0 | 211457.6683 | 2223962.9861 | 0 | 0 | 0 | 0 | 0 | 0 | 0 | 0 | 0 | 0 | 0 | 0 | 0 | 0 | 0 | 109350.0681 | 14265.9815 | 0 | 0 | 0 | 0 | 0 | 0 | 0 | 0 | 0 | 0 | 0 | 0 | 0 | 0
2016-01-11 18:00 | 0 | 0 | 0 | 0 | 0 | 0 | 604843.202 | 501251 | 0 | 0 | 0 | 0 | 300783.8887 | 2238228.9676 | 0 | 0 | 0 | 0 | 0 | 0 | 0 | 0 | 0 | 0 | 0 | 0 | 0 | 0 | 0 | 89326.2204 | 14265.9815 | 0 | 0 | 0 | 0 | 0 | 0 | 0 | 0 | 0 | 0 | 0 | 0 | 0 | 0
2016-01-11 19:00 | 0 | 0 | 0 | 0 | 0 | 0 | 593976.9183 | 492140 | 0 | 0 | 0 | 0 | 388354.8255 | 2252494.9492 | 0 | 0 | 0 | 0 | 0 | 0 | 0 | 0 | 0 | 0 | 0 | 0 | 0 | 0 | 0 | 87570.9368 | 14265.9815 | 0 | 0 | 0 | 0 | 0 | 0 | 0 | 0 | 0 | 0 | 0 | 0 | 0 | 0
2016-01-11 20:00 | 0 | 0 | 0 | 0 | 0 | 0 | 612094.4738 | 485928 | 0 | 0 | 0 | 0 | 500255.3178 | 2266760.9307 | 0 | 0 | 0 | 0 | 0 | 0 | 0 | 0 | 0 | 0 | 0 | 0 | 0 | 0 | 0 | 111900.4923 | 14265.9815 | 0 | 0 | 0 | 0 | 0 | 0 | 0 | 0 | 0 | 0 | 0 | 0 | 0 | 0
2016-01-11 21:00 | 0 | 0 | 0 | 0 | 0 | 0 | 641098.655 | 488605 | 0 | 0 | 0 | 0 | 638482.9913 | 2281026.9122 | 0 | 0 | 0 | 0 | 0 | 0 | 0 | 0 | 0 | 0 | 0 | 0 | 0 | 0 | 0 | 138227.6735 | 14265.9815 | 0 | 0 | 0 | 0 | 0 | 0 | 0 | 0 | 0 | 0 | 0 | 0 | 0 | 0
2016-01-11 22:00 | 0 | 0 | 0 | 0 | 0 | 0 | 579472.8401 | 506939 | 0 | 0 | 0 | 0 | 696750.8499 | 2295292.8938 | 0 | 0 | 0 | 0 | 0 | 0 | 0 | 0 | 0 | 0 | 0 | 0 | 0 | 0 | 0 | 58267.8586 | 14265.9815 | 0 | 0 | 0 | 0 | 0 | 0 | 0 | 0 | 0 | 0 | 0 | 0 | 0 | 0
2016-01-11 23:00 | 0 | 0 | 0 | 0 | 0 | 493508.7273 | 201874.8369 | 526379 | 0 | 0 | 0 | 0 | 851489.4325 | 2309558.8753 | 0 | 0 | 0 | 0 | 0 | 0 | 0 | 0 | 0 | 0 | 0 | 0 | 0 | 0 | 0 | 154738.5827 | 14265.9815 | 0 | 0 | 0 | 0 | 0 | 0 | 0 | 0 | 0 | 0 | 0 | 0 | 0 | 0
2016-01-12 | 0 | 0 | 0 | 0 | 0 | 578915.1035 | 2666.4695 | 542445 | 0 | 0 | 0 | 0 | 876360.0241 | 2323824.8568 | 0 | 0 | 0 | 0 | 0 | 0 | 0 | 0 | 0 | 0 | 0 | 0 | 0 | 0 | 0 | 24870.5915 | 14265.9815 | 0 | 0 | 0 | 0 | 0 | 0 | 0 | 0 | 0 | 0 | 0 | 0 | 0 | 0
2016-01-12 01:00 | 0 | 0 | 0 | 0 | 0 | 298765.8766 | 0 | 543639 | 0 | 0 | 0 | 0 | 617220.9191 | 2338090.8384 | 0 | 0 | 0 | 0 | 0 | 0 | 0 | 0 | 0 | 0 | 0 | 0 | 0 | 0 | 0 | -259139.105 | 14265.9815 | 0 | 0 | 0 | 0 | 0 | 0 | 0 | 0 | 0 | 0 | 0 | 0 | 0 | 0
2016-01-12 02:00 | 0 | 0 | 0 | 0 | 0 | 290348.8766 | 0 | 535222 | 0 | 0 | 0 | 0 | 358081.8142 | 2352356.8199 | 0 | 0 | 0 | 0 | 0 | 0 | 0 | 0 | 0 | 0 | 0 | 0 | 0 | 0 | 0 | -259139.105 | 14265.9815 | 0 | 0 | 0 | 0 | 0 | 0 | 0 | 0 | 0 | 0 | 0 | 0 | 0 | 0
2016-01-12 03:00 | 0 | 0 | 0 | 0 | 0 | 654658.8661 | 0 | 517768 | 0 | 0 | 0 | 0 | 480706.6987 | 2366622.8014 | 0 | 0 | 0 | 0 | 0 | 0 | 0 | 0 | 0 | 0 | 0 | 0 | 0 | 0 | 0 | 122624.8845 | 14265.9815 | 0 | 0 | 0 | 0 | 0 | 0 | 0 | 0 | 0 | 0 | 0 | 0 | 0 | 0
2016-01-12 04:00 | 0 | 0 | 0 | 0 | 0 | 249072.8766 | 0 | 493946 | 0 | 0 | 0 | 0 | 221567.5937 | 2380888.783 | 0 | 0 | 0 | 0 | 0 | 0 | 0 | 0 | 0 | 0 | 0 | 0 | 0 | 0 | 0 | -259139.105 | 14265.9815 | 0 | 0 | 0 | 0 | 0 | 0 | 0 | 0 | 0 | 0 | 0 | 0 | 0 | 0
2016-01-12 05:00 | 0 | 0 | 0 | 0 | 0 | 697823.6131 | 0 | 476108 | 0 | 0 | 0 | 0 | 429017.2253 | 2395154.7645 | 0 | 0 | 0 | 0 | 0 | 0 | 0 | 0 | 0 | 0 | 0 | 0 | 0 | 0 | 0 | 207449.6316 | 14265.9815 | 0 | 0 | 0 | 0 | 0 | 0 | 0 | 0 | 0 | 0 | 0 | 0 | 0 | 0
2016-01-12 06:00 | 0 | 0 | 0 | 0 | 0 | 699553.1644 | 0 | 463046 | 0 | 0 | 0 | 0 | 651258.4082 | 2409420.746 | 0 | 0 | 0 | 0 | 0 | 0 | 0 | 0 | 0 | 0 | 0 | 0 | 0 | 0 | 0 | 222241.1829 | 14265.9815 | 0 | 0 | 0 | 0 | 0 | 0 | 0 | 0 | 0 | 0 | 0 | 0 | 0 | 0
2016-01-12 07:00 | 0 | 0 | 0 | 0 | 0 | 692666.7492 | 0 | 454908 | 0 | 0 | 0 | 0 | 874751.1759 | 2423686.7276 | 0 | 0 | 0 | 0 | 0 | 0 | 0 | 0 | 0 | 0 | 0 | 0 | 0 | 0 | 0 | 223492.7677 | 14265.9815 | 0 | 0 | 0 | 0 | 0 | 0 | 0 | 0 | 0 | 0 | 0 | 0 | 0 | 0
2016-01-12 08:00 | 0 | 0 | 0 | 0 | 0 | 206757.8766 | 0 | 451631 | 0 | 0 | 0 | 0 | 615612.0709 | 2437952.7091 | 0 | 0 | 0 | 0 | 0 | 0 | 0 | 0 | 0 | 0 | 0 | 0 | 0 | 0 | 0 | -259139.105 | 14265.9815 | 0 | 0 | 0 | 0 | 0 | 0 | 0 | 0 | 0 | 0 | 0 | 0 | 0 | 0
2016-01-12 09:00 | 0 | 0 | 0 | 0 | 0 | 660314.7396 | 0 | 454626 | 0 | 0 | 0 | 0 | 807034.829 | 2452218.6906 | 0 | 0 | 0 | 0 | 0 | 0 | 0 | 0 | 0 | 0 | 0 | 0 | 0 | 0 | 0 | 191422.758 | 14265.9815 | 0 | 0 | 0 | 0 | 0 | 0 | 0 | 0 | 0 | 0 | 0 | 0 | 0 | 0
2016-01-12 10:00 | 0 | 0 | 0 | 0 | 0 | 223449.8766 | 0 | 468323 | 0 | 0 | 0 | 0 | 547895.724 | 2466484.6722 | 0 | 0 | 0 | 0 | 0 | 0 | 0 | 0 | 0 | 0 | 0 | 0 | 0 | 0 | 0 | -259139.105 | 14265.9815 | 0 | 0 | 0 | 0 | 0 | 0 | 0 | 0 | 0 | 0 | 0 | 0 | 0 | 0
2016-01-12 11:00 | 0 | 0 | 0 | 0 | 0 | 256337.8766 | 0 | 501211 | 0 | 0 | 0 | 0 | 288756.6191 | 2480750.6537 | 0 | 0 | 0 | 0 | 0 | 0 | 0 | 0 | 0 | 0 | 0 | 0 | 0 | 0 | 0 | -259139.105 | 14265.9815 | 0 | 0 | 0 | 0 | 0 | 0 | 0 | 0 | 0 | 0 | 0 | 0 | 0 | 0
2016-01-12 12:00 | 0 | 0 | 0 | 0 | 0 | 542653.5145 | 0 | 532066 | 0 | 0 | 0 | 0 | 285078.152 | 2495016.6352 | 0 | 0 | 0 | 0 | 0 | 0 | 0 | 0 | 0 | 0 | 0 | 0 | 0 | 0 | 0 | -3678.4671 | 14265.9815 | 0 | 0 | 0 | 0 | 0 | 0 | 0 | 0 | 0 | 0 | 0 | 0 | 0 | 0
2016-01-12 13:00 | 0 | 0 | 0 | 0 | 0 | 294359.2029 | 0.67373 | 539233 | 0 | 0 | 0 | 0 | 25939.0471 | 2509282.6168 | 0 | 0 | 0 | 0 | 0 | 0 | 0 | 0 | 0 | 0 | 0 | 0 | 0 | 0 | 0 | -259139.105 | 14265.9815 | 0 | 0 | 0 | 0 | 0 | 0 | 0 | 0 | 0 | 0 | 0 | 0 | 0 | 0
2016-01-12 14:00 | 0 | 0 | 0 | 0 | 0 | 386840.0659 | 133591.8685 | 532105 | 0 | 0 | 0 | 0 | 0 | 2523548.5983 | 0 | 0 | 0 | 0 | 0 | 0 | 0 | 0 | 0 | 0 | 0 | 0 | 0 | 0 | 0 | -25939.0471 | 14265.9815 | 0 | 0 | 0 | 0 | 0 | 0 | 0 | 0 | 0 | 0 | 0 | 0 | 0 | 0
2016-01-12 15:00 | 0 | 0 | 0 | 0 | 0 | 0 | 572405.8125 | 521670 | 0 | 0 | 0 | 0 | 36469.8309 | 2537814.5798 | 0 | 0 | 0 | 0 | 0 | 0 | 0 | 0 | 0 | 0 | 0 | 0 | 0 | 0 | 0 | 36469.8309 | 14265.9815 | 0 | 0 | 0 | 0 | 0 | 0 | 0 | 0 | 0 | 0 | 0 | 0 | 0 | 0
2016-01-12 16:00 | 0 | 0 | 0 | 0 | 0 | 0 | 679372.5723 | 510052 | 0 | 0 | 0 | 0 | 191524.4217 | 2552080.5614 | 0 | 0 | 0 | 0 | 0 | 0 | 0 | 0 | 0 | 0 | 0 | 0 | 0 | 0 | 0 | 155054.5907 | 14265.9815 | 0 | 0 | 0 | 0 | 0 | 0 | 0 | 0 | 0 | 0 | 0 | 0 | 0 | 0
2016-01-12 17:00 | 0 | 0 | 0 | 0 | 0 | 0 | 661909.1642 | 498062 | 0 | 0 | 0 | 0 | 341105.6044 | 2566346.5429 | 0 | 0 | 0 | 0 | 0 | 0 | 0 | 0 | 0 | 0 | 0 | 0 | 0 | 0 | 0 | 149581.1827 | 14265.9815 | 0 | 0 | 0 | 0 | 0 | 0 | 0 | 0 | 0 | 0 | 0 | 0 | 0 | 0
2016-01-12 18:00 | 0 | 0 | 0 | 0 | 0 | 0 | 622727.1926 | 488561 | 0 | 0 | 0 | 0 | 461005.8154 | 2580612.5244 | 0 | 0 | 0 | 0 | 0 | 0 | 0 | 0 | 0 | 0 | 0 | 0 | 0 | 0 | 0 | 119900.211 | 14265.9815 | 0 | 0 | 0 | 0 | 0 | 0 | 0 | 0 | 0 | 0 | 0 | 0 | 0 | 0
2016-01-12 19:00 | 0 | 0 | 0 | 0 | 0 | 149060.829 | 605100.2575 | 480756 | 0 | 0 | 0 | 0 | 720144.9204 | 2594878.506 | 0 | 0 | 0 | 0 | 0 | 0 | 0 | 0 | 0 | 0 | 0 | 0 | 0 | 0 | 0 | 259139.105 | 14265.9815 | 0 | 0 | 0 | 0 | 0 | 0 | 0 | 0 | 0 | 0 | 0 | 0 | 0 | 0
2016-01-12 20:00 | 0 | 0 | 0 | 0 | 0 | 0 | 620125.6748 | 474428 | 0 | 0 | 0 | 0 | 851576.6137 | 2609144.4875 | 0 | 0 | 0 | 0 | 0 | 0 | 0 | 0 | 0 | 0 | 0 | 0 | 0 | 0 | 0 | 131431.6933 | 14265.9815 | 0 | 0 | 0 | 0 | 0 | 0 | 0 | 0 | 0 | 0 | 0 | 0 | 0 | 0
2016-01-12 21:00 | 0 | 0 | 0 | 0 | 0 | 0 | 648609.7765 | 476053 | 0 | 0 | 0 | 0 | 1009867.4086 | 2623410.469 | 0 | 0 | 0 | 0 | 0 | 0 | 0 | 0 | 0 | 0 | 0 | 0 | 0 | 0 | 0 | 158290.795 | 14265.9815 | 0 | 0 | 0 | 0 | 0 | 0 | 0 | 0 | 0 | 0 | 0 | 0 | 0 | 0
2016-01-12 22:00 | 0 | 0 | 0 | 0 | 0 | 0 | 593636.9724 | 492115 | 0 | 0 | 0 | 0 | 1097123.3995 | 2637676.4506 | 0 | 0 | 0 | 0 | 0 | 0 | 0 | 0 | 0 | 0 | 0 | 0 | 0 | 0 | 0 | 87255.9909 | 14265.9815 | 0 | 0 | 0 | 0 | 0 | 0 | 0 | 0 | 0 | 0 | 0 | 0 | 0 | 0
2016-01-12 23:00 | 0 | 0 | 0 | 0 | 0 | 310472.8612 | 212508.6685 | 513200 | 0 | 0 | 0 | 0 | 1092638.9477 | 2651942.4321 | 0 | 0 | 0 | 0 | 0 | 0 | 0 | 0 | 0 | 0 | 0 | 0 | 0 | 0 | 0 | -4484.4518 | 14265.9815 | 0 | 0 | 0 | 0 | 0 | 0 | 0 | 0 | 0 | 0 | 0 | 0 | 0 | 0
2016-01-13 | 0 | 0 | 0 | 0 | 0 | 379172.2084 | 3480.0955 | 524891 | 0 | 0 | 0 | 0 | 936134.27 | 2666208.4136 | 0 | 0 | 0 | 0 | 0 | 0 | 0 | 0 | 0 | 0 | 0 | 0 | 0 | 0 | 0 | -156504.6777 | 14265.9815 | 0 | 0 | 0 | 0 | 0 | 0 | 0 | 0 | 0 | 0 | 0 | 0 | 0 | 0
2016-01-13 01:00 | 0 | 0 | 0 | 0 | 0 | 466868.6162 | 0 | 526072 | 0 | 0 | 0 | 0 | 862664.9047 | 2680474.3952 | 0 | 0 | 0 | 0 | 0 | 0 | 0 | 0 | 0 | 0 | 0 | 0 | 0 | 0 | 0 | -73469.3654 | 14265.9815 | 0 | 0 | 0 | 0 | 0 | 0 | 0 | 0 | 0 | 0 | 0 | 0 | 0 | 0
2016-01-13 02:00 | 0 | 0 | 0 | 0 | 0 | 274584.8766 | 0 | 519458 | 0 | 0 | 0 | 0 | 603525.7997 | 2694740.3767 | 0 | 0 | 0 | 0 | 0 | 0 | 0 | 0 | 0 | 0 | 0 | 0 | 0 | 0 | 0 | -259139.105 | 14265.9815 | 0 | 0 | 0 | 0 | 0 | 0 | 0 | 0 | 0 | 0 | 0 | 0 | 0 | 0
2016-01-13 03:00 | 0 | 0 | 0 | 0 | 0 | 601050.6191 | 0 | 503849 | 0 | 0 | 0 | 0 | 686461.4373 | 2709006.3582 | 0 | 0 | 0 | 0 | 0 | 0 | 0 | 0 | 0 | 0 | 0 | 0 | 0 | 0 | 0 | 82935.6376 | 14265.9815 | 0 | 0 | 0 | 0 | 0 | 0 | 0 | 0 | 0 | 0 | 0 | 0 | 0 | 0
2016-01-13 04:00 | 0 | 0 | 0 | 0 | 0 | 639048.8885 | 0 | 483469 | 0 | 0 | 0 | 0 | 827775.3443 | 2723272.3397 | 0 | 0 | 0 | 0 | 0 | 0 | 0 | 0 | 0 | 0 | 0 | 0 | 0 | 0 | 0 | 141313.907 | 14265.9815 | 0 | 0 | 0 | 0 | 0 | 0 | 0 | 0 | 0 | 0 | 0 | 0 | 0 | 0
2016-01-13 05:00 | 0 | 0 | 0 | 0 | 0 | 642286.1738 | 0 | 465481 | 0 | 0 | 0 | 0 | 990314.5365 | 2737538.3213 | 0 | 0 | 0 | 0 | 0 | 0 | 0 | 0 | 0 | 0 | 0 | 0 | 0 | 0 | 0 | 162539.1922 | 14265.9815 | 0 | 0 | 0 | 0 | 0 | 0 | 0 | 0 | 0 | 0 | 0 | 0 | 0 | 0
2016-01-13 06:00 | 0 | 0 | 0 | 0 | 0 | 639437.8937 | 0 | 454923 | 0 | 0 | 0 | 0 | 1160563.4487 | 2751804.3028 | 0 | 0 | 0 | 0 | 0 | 0 | 0 | 0 | 0 | 0 | 0 | 0 | 0 | 0 | 0 | 170248.9122 | 14265.9815 | 0 | 0 | 0 | 0 | 0 | 0 | 0 | 0 | 0 | 0 | 0 | 0 | 0 | 0
2016-01-13 07:00 | 0 | 0 | 0 | 0 | 0 | 204001.8766 | 0 | 448875 | 0 | 0 | 0 | 0 | 901424.3437 | 2766070.2843 | 0 | 0 | 0 | 0 | 0 | 0 | 0 | 0 | 0 | 0 | 0 | 0 | 0 | 0 | 0 | -259139.105 | 14265.9815 | 0 | 0 | 0 | 0 | 0 | 0 | 0 | 0 | 0 | 0 | 0 | 0 | 0 | 0
2016-01-13 08:00 | 0 | 0 | 0 | 0 | 0 | 631304.5021 | 0 | 447429 | 0 | 0 | 0 | 0 | 1071033.8643 | 2780336.2659 | 0 | 0 | 0 | 0 | 0 | 0 | 0 | 0 | 0 | 0 | 0 | 0 | 0 | 0 | 0 | 169609.5205 | 14265.9815 | 0 | 0 | 0 | 0 | 0 | 0 | 0 | 0 | 0 | 0 | 0 | 0 | 0 | 0
2016-01-13 09:00 | 0 | 0 | 0 | 0 | 0 | 207334.8766 | 0 | 452208 | 0 | 0 | 0 | 0 | 811894.7593 | 2794602.2474 | 0 | 0 | 0 | 0 | 0 | 0 | 0 | 0 | 0 | 0 | 0 | 0 | 0 | 0 | 0 | -259139.105 | 14265.9815 | 0 | 0 | 0 | 0 | 0 | 0 | 0 | 0 | 0 | 0 | 0 | 0 | 0 | 0
2016-01-13 10:00 | 0 | 0 | 0 | 0 | 0 | 609896.8815 | 0 | 469687 | 0 | 0 | 0 | 0 | 937838.6593 | 2808868.2289 | 0 | 0 | 0 | 0 | 0 | 0 | 0 | 0 | 0 | 0 | 0 | 0 | 0 | 0 | 0 | 125943.9 | 14265.9815 | 0 | 0 | 0 | 0 | 0 | 0 | 0 | 0 | 0 | 0 | 0 | 0 | 0 | 0
2016-01-13 11:00 | 0 | 0 | 0 | 0 | 0 | 260517.8766 | 0 | 505391 | 0 | 0 | 0 | 0 | 678699.5544 | 2823134.2105 | 0 | 0 | 0 | 0 | 0 | 0 | 0 | 0 | 0 | 0 | 0 | 0 | 0 | 0 | 0 | -259139.105 | 14265.9815 | 0 | 0 | 0 | 0 | 0 | 0 | 0 | 0 | 0 | 0 | 0 | 0 | 0 | 0
2016-01-13 12:00 | 0 | 0 | 0 | 0 | 0 | 292272.8766 | 0 | 537146 | 0 | 0 | 0 | 0 | 419560.4494 | 2837400.192 | 0 | 0 | 0 | 0 | 0 | 0 | 0 | 0 | 0 | 0 | 0 | 0 | 0 | 0 | 0 | -259139.105 | 14265.9815 | 0 | 0 | 0 | 0 | 0 | 0 | 0 | 0 | 0 | 0 | 0 | 0 | 0 | 0
2016-01-13 13:00 | 0 | 0 | 0 | 0 | 0 | 300137.6573 | 1.2193 | 545012 | 0 | 0 | 0 | 0 | 160421.3445 | 2851666.1735 | 0 | 0 | 0 | 0 | 0 | 0 | 0 | 0 | 0 | 0 | 0 | 0 | 0 | 0 | 0 | -259139.105 | 14265.9815 | 0 | 0 | 0 | 0 | 0 | 0 | 0 | 0 | 0 | 0 | 0 | 0 | 0 | 0
2016-01-13 14:00 | 0 | 0 | 0 | 0 | 0 | 464932.1007 | 57525.0393 | 537234 | 0 | 0 | 0 | 0 | 131378.5029 | 2865932.1551 | 0 | 0 | 0 | 0 | 0 | 0 | 0 | 0 | 0 | 0 | 0 | 0 | 0 | 0 | 0 | -29042.8415 | 14265.9815 | 0 | 0 | 0 | 0 | 0 | 0 | 0 | 0 | 0 | 0 | 0 | 0 | 0 | 0
2016-01-13 15:00 | 0 | 0 | 0 | 0 | 0 | 0 | 501787.996 | 525619 | 0 | 0 | 0 | 0 | 93281.5174 | 2880198.1366 | 0 | 0 | 0 | 0 | 0 | 0 | 0 | 0 | 0 | 0 | 0 | 0 | 0 | 0 | 0 | -38096.9855 | 14265.9815 | 0 | 0 | 0 | 0 | 0 | 0 | 0 | 0 | 0 | 0 | 0 | 0 | 0 | 0
2016-01-13 16:00 | 0 | 0 | 0 | 0 | 0 | 0 | 600257.0522 | 512003 | 0 | 0 | 0 | 0 | 167269.5881 | 2894464.1181 | 0 | 0 | 0 | 0 | 0 | 0 | 0 | 0 | 0 | 0 | 0 | 0 | 0 | 0 | 0 | 73988.0707 | 14265.9815 | 0 | 0 | 0 | 0 | 0 | 0 | 0 | 0 | 0 | 0 | 0 | 0 | 0 | 0
2016-01-13 17:00 | 0 | 0 | 0 | 0 | 0 | 0 | 600940.0739 | 498883 | 0 | 0 | 0 | 0 | 255060.6804 | 2908730.0997 | 0 | 0 | 0 | 0 | 0 | 0 | 0 | 0 | 0 | 0 | 0 | 0 | 0 | 0 | 0 | 87791.0924 | 14265.9815 | 0 | 0 | 0 | 0 | 0 | 0 | 0 | 0 | 0 | 0 | 0 | 0 | 0 | 0
2016-01-13 18:00 | 0 | 0 | 0 | 0 | 0 | 0 | 578306.5553 | 487741 | 0 | 0 | 0 | 0 | 331360.2542 | 2922996.0812 | 0 | 0 | 0 | 0 | 0 | 0 | 0 | 0 | 0 | 0 | 0 | 0 | 0 | 0 | 0 | 76299.5738 | 14265.9815 | 0 | 0 | 0 | 0 | 0 | 0 | 0 | 0 | 0 | 0 | 0 | 0 | 0 | 0
2016-01-13 19:00 | 0 | 0 | 0 | 0 | 0 | 0 | 565234.9396 | 480098 | 0 | 0 | 0 | 0 | 402231.2123 | 2937262.0627 | 0 | 0 | 0 | 0 | 0 | 0 | 0 | 0 | 0 | 0 | 0 | 0 | 0 | 0 | 0 | 70870.9581 | 14265.9815 | 0 | 0 | 0 | 0 | 0 | 0 | 0 | 0 | 0 | 0 | 0 | 0 | 0 | 0
2016-01-13 20:00 | 0 | 0 | 0 | 0 | 0 | 0 | 579767.7629 | 475714 | 0 | 0 | 0 | 0 | 492018.9937 | 2951528.0443 | 0 | 0 | 0 | 0 | 0 | 0 | 0 | 0 | 0 | 0 | 0 | 0 | 0 | 0 | 0 | 89787.7814 | 14265.9815 | 0 | 0 | 0 | 0 | 0 | 0 | 0 | 0 | 0 | 0 | 0 | 0 | 0 | 0
2016-01-13 21:00 | 0 | 0 | 0 | 0 | 0 | 0 | 593323.2152 | 479086 | 0 | 0 | 0 | 0 | 591990.2274 | 2965794.0258 | 0 | 0 | 0 | 0 | 0 | 0 | 0 | 0 | 0 | 0 | 0 | 0 | 0 | 0 | 0 | 99971.2337 | 14265.9815 | 0 | 0 | 0 | 0 | 0 | 0 | 0 | 0 | 0 | 0 | 0 | 0 | 0 | 0
2016-01-13 22:00 | 0 | 0 | 0 | 0 | 0 | 0 | 510476.1561 | 495539 | 0 | 0 | 0 | 0 | 592661.402 | 2980060.0073 | 0 | 0 | 0 | 0 | 0 | 0 | 0 | 0 | 0 | 0 | 0 | 0 | 0 | 0 | 0 | 671.1746 | 14265.9815 | 0 | 0 | 0 | 0 | 0 | 0 | 0 | 0 | 0 | 0 | 0 | 0 | 0 | 0
2016-01-13 23:00 | 0 | 0 | 0 | 0 | 0 | 498406.4601 | 180117.0854 | 515312 | 0 | 0 | 0 | 0 | 741606.9659 | 2994325.9889 | 0 | 0 | 0 | 0 | 0 | 0 | 0 | 0 | 0 | 0 | 0 | 0 | 0 | 0 | 0 | 148945.5639 | 14265.9815 | 0 | 0 | 0 | 0 | 0 | 0 | 0 | 0 | 0 | 0 | 0 | 0 | 0 | 0
2016-01-14 | 0 | 0 | 0 | 0 | 0 | 570780.6126 | 4011.3556 | 525731 | 0 | 0 | 0 | 0 | 776401.9525 | 3008591.9704 | 0 | 0 | 0 | 0 | 0 | 0 | 0 | 0 | 0 | 0 | 0 | 0 | 0 | 0 | 0 | 34794.9866 | 14265.9815 | 0 | 0 | 0 | 0 | 0 | 0 | 0 | 0 | 0 | 0 | 0 | 0 | 0 | 0
2016-01-14 01:00 | 0 | 0 | 0 | 0 | 0 | 280914.8766 | 0 | 525788 | 0 | 0 | 0 | 0 | 517262.8475 | 3022857.9519 | 0 | 0 | 0 | 0 | 0 | 0 | 0 | 0 | 0 | 0 | 0 | 0 | 0 | 0 | 0 | -259139.105 | 14265.9815 | 0 | 0 | 0 | 0 | 0 | 0 | 0 | 0 | 0 | 0 | 0 | 0 | 0 | 0
2016-01-14 02:00 | 0 | 0 | 0 | 0 | 0 | 645452.1597 | 0 | 518221 | 0 | 0 | 0 | 0 | 630228.0257 | 3037123.9335 | 0 | 0 | 0 | 0 | 0 | 0 | 0 | 0 | 0 | 0 | 0 | 0 | 0 | 0 | 0 | 112965.1781 | 14265.9815 | 0 | 0 | 0 | 0 | 0 | 0 | 0 | 0 | 0 | 0 | 0 | 0 | 0 | 0
2016-01-14 03:00 | 0 | 0 | 0 | 0 | 0 | 673455.7905 | 0 | 499085 | 0 | 0 | 0 | 0 | 790332.8346 | 3051389.915 | 0 | 0 | 0 | 0 | 0 | 0 | 0 | 0 | 0 | 0 | 0 | 0 | 0 | 0 | 0 | 160104.8089 | 14265.9815 | 0 | 0 | 0 | 0 | 0 | 0 | 0 | 0 | 0 | 0 | 0 | 0 | 0 | 0
2016-01-14 04:00 | 0 | 0 | 0 | 0 | 0 | 701487.0222 | 0 | 476059 | 0 | 0 | 0 | 0 | 1001494.8752 | 3065655.8965 | 0 | 0 | 0 | 0 | 0 | 0 | 0 | 0 | 0 | 0 | 0 | 0 | 0 | 0 | 0 | 211162.0406 | 14265.9815 | 0 | 0 | 0 | 0 | 0 | 0 | 0 | 0 | 0 | 0 | 0 | 0 | 0 | 0
2016-01-14 05:00 | 0 | 0 | 0 | 0 | 0 | 211093.8766 | 0 | 455967 | 0 | 0 | 0 | 0 | 742355.7703 | 3079921.8781 | 0 | 0 | 0 | 0 | 0 | 0 | 0 | 0 | 0 | 0 | 0 | 0 | 0 | 0 | 0 | -259139.105 | 14265.9815 | 0 | 0 | 0 | 0 | 0 | 0 | 0 | 0 | 0 | 0 | 0 | 0 | 0 | 0
2016-01-14 06:00 | 0 | 0 | 0 | 0 | 0 | 716831.0865 | 0 | 443426 | 0 | 0 | 0 | 0 | 1001494.8752 | 3094187.8596 | 0 | 0 | 0 | 0 | 0 | 0 | 0 | 0 | 0 | 0 | 0 | 0 | 0 | 0 | 0 | 259139.105 | 14265.9815 | 0 | 0 | 0 | 0 | 0 | 0 | 0 | 0 | 0 | 0 | 0 | 0 | 0 | 0
2016-01-14 07:00 | 0 | 0 | 0 | 0 | 0 | 189751.8766 | 0 | 434625 | 0 | 0 | 0 | 0 | 742355.7703 | 3108453.8411 | 0 | 0 | 0 | 0 | 0 | 0 | 0 | 0 | 0 | 0 | 0 | 0 | 0 | 0 | 0 | -259139.105 | 14265.9815 | 0 | 0 | 0 | 0 | 0 | 0 | 0 | 0 | 0 | 0 | 0 | 0 | 0 | 0
2016-01-14 08:00 | 0 | 0 | 0 | 0 | 0 | 185449.8766 | 0 | 430323 | 0 | 0 | 0 | 0 | 483216.6653 | 3122719.8227 | 0 | 0 | 0 | 0 | 0 | 0 | 0 | 0 | 0 | 0 | 0 | 0 | 0 | 0 | 0 | -259139.105 | 14265.9815 | 0 | 0 | 0 | 0 | 0 | 0 | 0 | 0 | 0 | 0 | 0 | 0 | 0 | 0
2016-01-14 09:00 | 0 | 0 | 0 | 0 | 0 | 691523.7845 | 0 | 433882 | 0 | 0 | 0 | 0 | 726592.4683 | 3136985.8042 | 0 | 0 | 0 | 0 | 0 | 0 | 0 | 0 | 0 | 0 | 0 | 0 | 0 | 0 | 0 | 243375.803 | 14265.9815 | 0 | 0 | 0 | 0 | 0 | 0 | 0 | 0 | 0 | 0 | 0 | 0 | 0 | 0
2016-01-14 10:00 | 0 | 0 | 0 | 0 | 0 | 254999.7231 | 0 | 449048 | 0 | 0 | 0 | 0 | 518278.2099 | 3151251.7857 | 0 | 0 | 0 | 0 | 0 | 0 | 0 | 0 | 0 | 0 | 0 | 0 | 0 | 0 | 0 | -208314.2584 | 14265.9815 | 0 | 0 | 0 | 0 | 0 | 0 | 0 | 0 | 0 | 0 | 0 | 0 | 0 | 0
2016-01-14 11:00 | 0 | 0 | 0 | 0 | 0 | 237804.8766 | 0 | 482678 | 0 | 0 | 0 | 0 | 259139.105 | 3165517.7672 | 0 | 0 | 0 | 0 | 0 | 0 | 0 | 0 | 0 | 0 | 0 | 0 | 0 | 0 | 0 | -259139.105 | 14265.9815 | 0 | 0 | 0 | 0 | 0 | 0 | 0 | 0 | 0 | 0 | 0 | 0 | 0 | 0
2016-01-14 12:00 | 0 | 0 | 0 | 0 | 0 | 266951.8766 | 0 | 511825 | 0 | 0 | 0 | 0 | 0 | 3179783.7488 | 0 | 0 | 0 | 0 | 0 | 0 | 0 | 0 | 0 | 0 | 0 | 0 | 0 | 0 | 0 | -259139.105 | 14265.9815 | 0 | 0 | 0 | 0 | 0 | 0 | 0 | 0 | 0 | 0 | 0 | 0 | 0 | 0
2016-01-14 13:00 | 0 | 0 | 0 | 0 | 0 | 657048.9152 | 0 | 518934 | 0 | 0 | 0 | 0 | 123848.9336 | 3194049.7303 | 0 | 0 | 0 | 0 | 0 | 0 | 0 | 0 | 0 | 0 | 0 | 0 | 0 | 0 | 0 | 123848.9336 | 14265.9815 | 0 | 0 | 0 | 0 | 0 | 0 | 0 | 0 | 0 | 0 | 0 | 0 | 0 | 0
2016-01-14 14:00 | 0 | 0 | 0 | 0 | 0 | 580254.7744 | 134879.7335 | 511165 | 0 | 0 | 0 | 0 | 313552.46 | 3208315.7118 | 0 | 0 | 0 | 0 | 0 | 0 | 0 | 0 | 0 | 0 | 0 | 0 | 0 | 0 | 0 | 189703.5264 | 14265.9815 | 0 | 0 | 0 | 0 | 0 | 0 | 0 | 0 | 0 | 0 | 0 | 0 | 0 | 0
2016-01-14 15:00 | 0 | 0 | 0 | 0 | 0 | 275207.572 | 497971.5144 | 499774 | 0 | 0 | 0 | 0 | 572691.565 | 3222581.6934 | 0 | 0 | 0 | 0 | 0 | 0 | 0 | 0 | 0 | 0 | 0 | 0 | 0 | 0 | 0 | 259139.105 | 14265.9815 | 0 | 0 | 0 | 0 | 0 | 0 | 0 | 0 | 0 | 0 | 0 | 0 | 0 | 0
2016-01-14 16:00 | 0 | 0 | 0 | 0 | 0 | 153180.0436 | 605983.0429 | 485758 | 0 | 0 | 0 | 0 | 831830.6699 | 3236847.6749 | 0 | 0 | 0 | 0 | 0 | 0 | 0 | 0 | 0 | 0 | 0 | 0 | 0 | 0 | 0 | 259139.105 | 14265.9815 | 0 | 0 | 0 | 0 | 0 | 0 | 0 | 0 | 0 | 0 | 0 | 0 | 0 | 0
2016-01-14 17:00 | 0 | 0 | 0 | 0 | 0 | 120589.0018 | 624524.0846 | 471708 | 0 | 0 | 0 | 0 | 1090969.7749 | 3251113.6564 | 0 | 0 | 0 | 0 | 0 | 0 | 0 | 0 | 0 | 0 | 0 | 0 | 0 | 0 | 0 | 259139.105 | 14265.9815 | 0 | 0 | 0 | 0 | 0 | 0 | 0 | 0 | 0 | 0 | 0 | 0 | 0 | 0
2016-01-14 18:00 | 0 | 0 | 0 | 0 | 0 | 134751.1963 | 600650.8902 | 461997 | 0 | 0 | 0 | 0 | 1350108.8798 | 3265379.638 | 0 | 0 | 0 | 0 | 0 | 0 | 0 | 0 | 0 | 0 | 0 | 0 | 0 | 0 | 0 | 259139.105 | 14265.9815 | 0 | 0 | 0 | 0 | 0 | 0 | 0 | 0 | 0 | 0 | 0 | 0 | 0 | 0
2016-01-14 19:00 | 0 | 0 | 0 | 0 | 0 | 146963.5894 | 580568.4971 | 454127 | 0 | 0 | 0 | 0 | 1609247.9848 | 3279645.6195 | 0 | 0 | 0 | 0 | 0 | 0 | 0 | 0 | 0 | 0 | 0 | 0 | 0 | 0 | 0 | 259139.105 | 14265.9815 | 0 | 0 | 0 | 0 | 0 | 0 | 0 | 0 | 0 | 0 | 0 | 0 | 0 | 0
2016-01-14 20:00 | 0 | 0 | 0 | 0 | 0 | 134530.46 | 588566.6265 | 449692 | 0 | 0 | 0 | 0 | 1868387.0897 | 3293911.601 | 0 | 0 | 0 | 0 | 0 | 0 | 0 | 0 | 0 | 0 | 0 | 0 | 0 | 0 | 0 | 259139.105 | 14265.9815 | 0 | 0 | 0 | 0 | 0 | 0 | 0 | 0 | 0 | 0 | 0 | 0 | 0 | 0
2016-01-14 21:00 | 0 | 0 | 0 | 0 | 0 | 18638.425 | 599772.7371 | 451533 | 0 | 0 | 0 | 0 | 2020999.2704 | 3308177.5826 | 0 | 0 | 0 | 0 | 0 | 0 | 0 | 0 | 0 | 0 | 0 | 0 | 0 | 0 | 0 | 152612.1806 | 14265.9815 | 0 | 0 | 0 | 0 | 0 | 0 | 0 | 0 | 0 | 0 | 0 | 0 | 0 | 0
2016-01-14 22:00 | 0 | 0 | 0 | 0 | 0 | 0 | 522638.2645 | 463636 | 0 | 0 | 0 | 0 | 2065735.5533 | 3322443.5641 | 0 | 0 | 0 | 0 | 0 | 0 | 0 | 0 | 0 | 0 | 0 | 0 | 0 | 0 | 0 | 44736.283 | 14265.9815 | 0 | 0 | 0 | 0 | 0 | 0 | 0 | 0 | 0 | 0 | 0 | 0 | 0 | 0
2016-01-14 23:00 | 0 | 0 | 0 | 0 | 0 | 553741.9736 | 201649.1129 | 481986 | 0 | 0 | 0 | 0 | 2324874.6583 | 3336709.5456 | 0 | 0 | 0 | 0 | 0 | 0 | 0 | 0 | 0 | 0 | 0 | 0 | 0 | 0 | 0 | 259139.105 | 14265.9815 | 0 | 0 | 0 | 0 | 0 | 0 | 0 | 0 | 0 | 0 | 0 | 0 | 0 | 0
2016-01-15 | 0 | 0 | 0 | 0 | 0 | 684221.7675 | 2753.1533 | 491071 | 0 | 0 | 0 | 0 | 2506512.5975 | 3350975.5272 | 0 | 0 | 0 | 0 | 0 | 0 | 0 | 0 | 0 | 0 | 0 | 0 | 0 | 0 | 0 | 181637.9392 | 14265.9815 | 0 | 0 | 0 | 0 | 0 | 0 | 0 | 0 | 0 | 0 | 0 | 0 | 0 | 0
2016-01-15 01:00 | 0 | 0 | 0 | 0 | 0 | 693220.7015 | 0 | 490964 | 0 | 0 | 0 | 0 | 2694503.3175 | 3365241.5087 | 0 | 0 | 0 | 0 | 0 | 0 | 0 | 0 | 0 | 0 | 0 | 0 | 0 | 0 | 0 | 187990.72 | 14265.9815 | 0 | 0 | 0 | 0 | 0 | 0 | 0 | 0 | 0 | 0 | 0 | 0 | 0 | 0
2016-01-15 02:00 | 0 | 0 | 0 | 0 | 0 | 696793.2086 | 0 | 482259 | 0 | 0 | 0 | 0 | 2894771.5446 | 3379507.4902 | 0 | 0 | 0 | 0 | 0 | 0 | 0 | 0 | 0 | 0 | 0 | 0 | 0 | 0 | 0 | 200268.2271 | 14265.9815 | 0 | 0 | 0 | 0 | 0 | 0 | 0 | 0 | 0 | 0 | 0 | 0 | 0 | 0
2016-01-15 03:00 | 0 | 0 | 0 | 0 | 0 | 476958.9815 | 0 | 462693 | 0 | 0 | 0 | 0 | 2894771.5446 | 3393773.4718 | 0 | 0 | 0 | 0 | 0 | 0 | 0 | 0 | 0 | 0 | 0 | 0 | 0 | 0 | 0 | 0 | 14265.9815 | 0 | 0 | 0 | 0 | 0 | 0 | 0 | 0 | 0 | 0 | 0 | 0 | 0 | 0
2016-01-15 04:00 | 0 | 0 | 0 | 0 | 0 | 218025.7504 | 0 | 440735 | 0 | 0 | 0 | 0 | 2657796.3135 | 3408039.4533 | 0 | 0 | 0 | 0 | 0 | 0 | 0 | 0 | 0 | 0 | 0 | 0 | 0 | 0 | 0 | -236975.2311 | 14265.9815 | 0 | 0 | 0 | 0 | 0 | 0 | 0 | 0 | 0 | 0 | 0 | 0 | 0 | 0
2016-01-15 05:00 | 0 | 0 | 0 | 0 | 0 | 671539.2127 | 0 | 420298 | 0 | 0 | 0 | 0 | 2894771.5446 | 3422305.4348 | 0 | 0 | 0 | 0 | 0 | 0 | 0 | 0 | 0 | 0 | 0 | 0 | 0 | 0 | 0 | 236975.2311 | 14265.9815 | 0 | 0 | 0 | 0 | 0 | 0 | 0 | 0 | 0 | 0 | 0 | 0 | 0 | 0
2016-01-15 06:00 | 0 | 0 | 0 | 0 | 0 | 420351.9815 | 0 | 406086 | 0 | 0 | 0 | 0 | 2894771.5446 | 3436571.4164 | 0 | 0 | 0 | 0 | 0 | 0 | 0 | 0 | 0 | 0 | 0 | 0 | 0 | 0 | 0 | 0 | 14265.9815 | 0 | 0 | 0 | 0 | 0 | 0 | 0 | 0 | 0 | 0 | 0 | 0 | 0 | 0
2016-01-15 07:00 | 0 | 0 | 0 | 0 | 0 | 152168.8766 | 0 | 397042 | 0 | 0 | 0 | 0 | 2635632.4397 | 3450837.3979 | 0 | 0 | 0 | 0 | 0 | 0 | 0 | 0 | 0 | 0 | 0 | 0 | 0 | 0 | 0 | -259139.105 | 14265.9815 | 0 | 0 | 0 | 0 | 0 | 0 | 0 | 0 | 0 | 0 | 0 | 0 | 0 | 0
2016-01-15 08:00 | 0 | 0 | 0 | 0 | 0 | 633262.3587 | 0 | 392675 | 0 | 0 | 0 | 0 | 2861953.8168 | 3465103.3794 | 0 | 0 | 0 | 0 | 0 | 0 | 0 | 0 | 0 | 0 | 0 | 0 | 0 | 0 | 0 | 226321.3771 | 14265.9815 | 0 | 0 | 0 | 0 | 0 | 0 | 0 | 0 | 0 | 0 | 0 | 0 | 0 | 0
2016-01-15 09:00 | 0 | 0 | 0 | 0 | 0 | 149887.8766 | 0 | 394761 | 0 | 0 | 0 | 0 | 2602814.7118 | 3479369.361 | 0 | 0 | 0 | 0 | 0 | 0 | 0 | 0 | 0 | 0 | 0 | 0 | 0 | 0 | 0 | -259139.105 | 14265.9815 | 0 | 0 | 0 | 0 | 0 | 0 | 0 | 0 | 0 | 0 | 0 | 0 | 0 | 0
2016-01-15 10:00 | 0 | 0 | 0 | 0 | 0 | 162485.8766 | 0 | 407359 | 0 | 0 | 0 | 0 | 2343675.6069 | 3493635.3425 | 0 | 0 | 0 | 0 | 0 | 0 | 0 | 0 | 0 | 0 | 0 | 0 | 0 | 0 | 0 | -259139.105 | 14265.9815 | 0 | 0 | 0 | 0 | 0 | 0 | 0 | 0 | 0 | 0 | 0 | 0 | 0 | 0
2016-01-15 11:00 | 0 | 0 | 0 | 0 | 0 | 191792.8766 | 0 | 436666 | 0 | 0 | 0 | 0 | 2084536.5019 | 3507901.324 | 0 | 0 | 0 | 0 | 0 | 0 | 0 | 0 | 0 | 0 | 0 | 0 | 0 | 0 | 0 | -259139.105 | 14265.9815 | 0 | 0 | 0 | 0 | 0 | 0 | 0 | 0 | 0 | 0 | 0 | 0 | 0 | 0
2016-01-15 12:00 | 0 | 0 | 0 | 0 | 0 | 221311.8766 | 0 | 466185 | 0 | 0 | 0 | 0 | 1825397.397 | 3522167.3056 | 0 | 0 | 0 | 0 | 0 | 0 | 0 | 0 | 0 | 0 | 0 | 0 | 0 | 0 | 0 | -259139.105 | 14265.9815 | 0 | 0 | 0 | 0 | 0 | 0 | 0 | 0 | 0 | 0 | 0 | 0 | 0 | 0
2016-01-15 13:00 | 0 | 0 | 0 | 0 | 0 | 527758.8424 | 2.6143 | 477552 | 0 | 0 | 0 | 0 | 1861340.8721 | 3536433.2871 | 0 | 0 | 0 | 0 | 0 | 0 | 0 | 0 | 0 | 0 | 0 | 0 | 0 | 0 | 0 | 35943.4752 | 14265.9815 | 0 | 0 | 0 | 0 | 0 | 0 | 0 | 0 | 0 | 0 | 0 | 0 | 0 | 0
2016-01-15 14:00 | 0 | 0 | 0 | 0 | 0 | 393895.2904 | 144867.6451 | 480240 | 0 | 0 | 0 | 0 | 1905597.8261 | 3550699.2686 | 0 | 0 | 0 | 0 | 0 | 0 | 0 | 0 | 0 | 0 | 0 | 0 | 0 | 0 | 0 | 44256.9539 | 14265.9815 | 0 | 0 | 0 | 0 | 0 | 0 | 0 | 0 | 0 | 0 | 0 | 0 | 0 | 0
2016-01-15 15:00 | 0 | 0 | 0 | 0 | 0 | 0 | 346498.5187 | 481526 | 0 | 0 | 0 | 0 | 1756304.3632 | 3564965.2502 | 0 | 0 | 0 | 0 | 0 | 0 | 0 | 0 | 0 | 0 | 0 | 0 | 0 | 0 | 0 | -149293.4629 | 14265.9815 | 0 | 0 | 0 | 0 | 0 | 0 | 0 | 0 | 0 | 0 | 0 | 0 | 0 | 0
2016-01-15 16:00 | 0 | 0 | 0 | 0 | 0 | 0 | 465604.3912 | 477244 | 0 | 0 | 0 | 0 | 1730398.7728 | 3579231.2317 | 0 | 0 | 0 | 0 | 0 | 0 | 0 | 0 | 0 | 0 | 0 | 0 | 0 | 0 | 0 | -25905.5904 | 14265.9815 | 0 | 0 | 0 | 0 | 0 | 0 | 0 | 0 | 0 | 0 | 0 | 0 | 0 | 0
2016-01-15 17:00 | 0 | 0 | 0 | 0 | 0 | 245597.6915 | 498342.395 | 470535 | 0 | 0 | 0 | 0 | 1989537.8778 | 3593497.2132 | 0 | 0 | 0 | 0 | 0 | 0 | 0 | 0 | 0 | 0 | 0 | 0 | 0 | 0 | 0 | 259139.105 | 14265.9815 | 0 | 0 | 0 | 0 | 0 | 0 | 0 | 0 | 0 | 0 | 0 | 0 | 0 | 0
2016-01-15 18:00 | 0 | 0 | 0 | 0 | 0 | 0 | 492110.3067 | 464809 | 0 | 0 | 0 | 0 | 2002573.203 | 3607763.1947 | 0 | 0 | 0 | 0 | 0 | 0 | 0 | 0 | 0 | 0 | 0 | 0 | 0 | 0 | 0 | 13035.3252 | 14265.9815 | 0 | 0 | 0 | 0 | 0 | 0 | 0 | 0 | 0 | 0 | 0 | 0 | 0 | 0
2016-01-15 19:00 | 0 | 0 | 0 | 0 | 0 | 0 | 486204.1534 | 459306 | 0 | 0 | 0 | 0 | 2015205.3748 | 3622029.1763 | 0 | 0 | 0 | 0 | 0 | 0 | 0 | 0 | 0 | 0 | 0 | 0 | 0 | 0 | 0 | 12632.1719 | 14265.9815 | 0 | 0 | 0 | 0 | 0 | 0 | 0 | 0 | 0 | 0 | 0 | 0 | 0 | 0
2016-01-15 20:00 | 0 | 0 | 0 | 0 | 0 | 0 | 481638.3984 | 455638 | 0 | 0 | 0 | 0 | 2026939.7917 | 3636295.1578 | 0 | 0 | 0 | 0 | 0 | 0 | 0 | 0 | 0 | 0 | 0 | 0 | 0 | 0 | 0 | 11734.4169 | 14265.9815 | 0 | 0 | 0 | 0 | 0 | 0 | 0 | 0 | 0 | 0 | 0 | 0 | 0 | 0
2016-01-15 21:00 | 0 | 0 | 0 | 0 | 0 | 261259.6319 | 469056.4546 | 456911 | 0 | 0 | 0 | 0 | 2286078.8966 | 3650561.1393 | 0 | 0 | 0 | 0 | 0 | 0 | 0 | 0 | 0 | 0 | 0 | 0 | 0 | 0 | 0 | 259139.105 | 14265.9815 | 0 | 0 | 0 | 0 | 0 | 0 | 0 | 0 | 0 | 0 | 0 | 0 | 0 | 0
2016-01-15 22:00 | 0 | 0 | 0 | 0 | 0 | 294065.7048 | 413273.6691 | 464155 | 0 | 0 | 0 | 0 | 2514997.289 | 3664827.1209 | 0 | 0 | 0 | 0 | 0 | 0 | 0 | 0 | 0 | 0 | 0 | 0 | 0 | 0 | 0 | 228918.3924 | 14265.9815 | 0 | 0 | 0 | 0 | 0 | 0 | 0 | 0 | 0 | 0 | 0 | 0 | 0 | 0
2016-01-15 23:00 | 0 | 0 | 0 | 0 | 0 | 328639.6515 | 196915.4454 | 471864 | 0 | 0 | 0 | 0 | 2554422.4044 | 3679093.1024 | 0 | 0 | 0 | 0 | 0 | 0 | 0 | 0 | 0 | 0 | 0 | 0 | 0 | 0 | 0 | 39425.1153 | 14265.9815 | 0 | 0 | 0 | 0 | 0 | 0 | 0 | 0 | 0 | 0 | 0 | 0 | 0 | 0
2016-01-16 | 0 | 0 | 0 | 0 | 0 | 346584.2643 | 6019.2468 | 473518 | 0 | 0 | 0 | 0 | 2419241.9339 | 3693359.0839 | 0 | 0 | 0 | 0 | 0 | 0 | 0 | 0 | 0 | 0 | 0 | 0 | 0 | 0 | 0 | -135180.4704 | 14265.9815 | 0 | 0 | 0 | 0 | 0 | 0 | 0 | 0 | 0 | 0 | 0 | 0 | 0 | 0
2016-01-16 01:00 | 0 | 0 | 0 | 0 | 0 | 345507.9377 | 0 | 469990 | 0 | 0 | 0 | 0 | 2280493.8901 | 3707625.0655 | 0 | 0 | 0 | 0 | 0 | 0 | 0 | 0 | 0 | 0 | 0 | 0 | 0 | 0 | 0 | -138748.0438 | 14265.9815 | 0 | 0 | 0 | 0 | 0 | 0 | 0 | 0 | 0 | 0 | 0 | 0 | 0 | 0
2016-01-16 02:00 | 0 | 0 | 0 | 0 | 0 | 336756.1003 | 0 | 462067 | 0 | 0 | 0 | 0 | 2140917.0089 | 3721891.047 | 0 | 0 | 0 | 0 | 0 | 0 | 0 | 0 | 0 | 0 | 0 | 0 | 0 | 0 | 0 | -139576.8812 | 14265.9815 | 0 | 0 | 0 | 0 | 0 | 0 | 0 | 0 | 0 | 0 | 0 | 0 | 0 | 0
2016-01-16 03:00 | 0 | 0 | 0 | 0 | 0 | 331535.1101 | 0 | 446898 | 0 | 0 | 0 | 0 | 2011288.1374 | 3736157.0285 | 0 | 0 | 0 | 0 | 0 | 0 | 0 | 0 | 0 | 0 | 0 | 0 | 0 | 0 | 0 | -129628.8715 | 14265.9815 | 0 | 0 | 0 | 0 | 0 | 0 | 0 | 0 | 0 | 0 | 0 | 0 | 0 | 0
2016-01-16 04:00 | 0 | 0 | 0 | 0 | 0 | 328663.3653 | 0 | 429098 | 0 | 0 | 0 | 0 | 1896587.5211 | 3750423.0101 | 0 | 0 | 0 | 0 | 0 | 0 | 0 | 0 | 0 | 0 | 0 | 0 | 0 | 0 | 0 | -114700.6162 | 14265.9815 | 0 | 0 | 0 | 0 | 0 | 0 | 0 | 0 | 0 | 0 | 0 | 0 | 0 | 0
2016-01-16 05:00 | 0 | 0 | 0 | 0 | 0 | 166326.8766 | 0 | 411200 | 0 | 0 | 0 | 0 | 1637448.4162 | 3764688.9916 | 0 | 0 | 0 | 0 | 0 | 0 | 0 | 0 | 0 | 0 | 0 | 0 | 0 | 0 | 0 | -259139.105 | 14265.9815 | 0 | 0 | 0 | 0 | 0 | 0 | 0 | 0 | 0 | 0 | 0 | 0 | 0 | 0
2016-01-16 06:00 | 0 | 0 | 0 | 0 | 0 | 323985.8454 | 0 | 397507 | 0 | 0 | 0 | 0 | 1549661.28 | 3778954.9731 | 0 | 0 | 0 | 0 | 0 | 0 | 0 | 0 | 0 | 0 | 0 | 0 | 0 | 0 | 0 | -87787.1361 | 14265.9815 | 0 | 0 | 0 | 0 | 0 | 0 | 0 | 0 | 0 | 0 | 0 | 0 | 0 | 0
2016-01-16 07:00 | 0 | 0 | 0 | 0 | 0 | 325740.0958 | 0 | 388116 | 0 | 0 | 0 | 0 | 1473019.3943 | 3793220.9547 | 0 | 0 | 0 | 0 | 0 | 0 | 0 | 0 | 0 | 0 | 0 | 0 | 0 | 0 | 0 | -76641.8858 | 14265.9815 | 0 | 0 | 0 | 0 | 0 | 0 | 0 | 0 | 0 | 0 | 0 | 0 | 0 | 0
2016-01-16 08:00 | 0 | 0 | 0 | 0 | 0 | 328691.2302 | 0 | 383335 | 0 | 0 | 0 | 0 | 1404109.643 | 3807486.9362 | 0 | 0 | 0 | 0 | 0 | 0 | 0 | 0 | 0 | 0 | 0 | 0 | 0 | 0 | 0 | -68909.7513 | 14265.9815 | 0 | 0 | 0 | 0 | 0 | 0 | 0 | 0 | 0 | 0 | 0 | 0 | 0 | 0
2016-01-16 09:00 | 0 | 0 | 0 | 0 | 0 | 328823.5041 | 0 | 382836 | 0 | 0 | 0 | 0 | 1335831.1655 | 3821752.9177 | 0 | 0 | 0 | 0 | 0 | 0 | 0 | 0 | 0 | 0 | 0 | 0 | 0 | 0 | 0 | -68278.4775 | 14265.9815 | 0 | 0 | 0 | 0 | 0 | 0 | 0 | 0 | 0 | 0 | 0 | 0 | 0 | 0
2016-01-16 10:00 | 0 | 0 | 0 | 0 | 0 | 339266.1857 | 0 | 388193 | 0 | 0 | 0 | 0 | 1272638.3697 | 3836018.8993 | 0 | 0 | 0 | 0 | 0 | 0 | 0 | 0 | 0 | 0 | 0 | 0 | 0 | 0 | 0 | -63192.7958 | 14265.9815 | 0 | 0 | 0 | 0 | 0 | 0 | 0 | 0 | 0 | 0 | 0 | 0 | 0 | 0
2016-01-16 11:00 | 0 | 0 | 0 | 0 | 0 | 355781.1109 | 0 | 398613 | 0 | 0 | 0 | 0 | 1215540.4991 | 3850284.8808 | 0 | 0 | 0 | 0 | 0 | 0 | 0 | 0 | 0 | 0 | 0 | 0 | 0 | 0 | 0 | -57097.8706 | 14265.9815 | 0 | 0 | 0 | 0 | 0 | 0 | 0 | 0 | 0 | 0 | 0 | 0 | 0 | 0
2016-01-16 12:00 | 0 | 0 | 0 | 0 | 0 | 360720.7957 | 0 | 414957 | 0 | 0 | 0 | 0 | 1147038.3132 | 3864550.8623 | 0 | 0 | 0 | 0 | 0 | 0 | 0 | 0 | 0 | 0 | 0 | 0 | 0 | 0 | 0 | -68502.1858 | 14265.9815 | 0 | 0 | 0 | 0 | 0 | 0 | 0 | 0 | 0 | 0 | 0 | 0 | 0 | 0
2016-01-16 13:00 | 0 | 0 | 0 | 0 | 0 | 360102.437 | 0 | 431737 | 0 | 0 | 0 | 0 | 1061137.7687 | 3878816.8439 | 0 | 0 | 0 | 0 | 0 | 0 | 0 | 0 | 0 | 0 | 0 | 0 | 0 | 0 | 0 | -85900.5446 | 14265.9815 | 0 | 0 | 0 | 0 | 0 | 0 | 0 | 0 | 0 | 0 | 0 | 0 | 0 | 0
2016-01-16 14:00 | 0 | 0 | 0 | 0 | 0 | 325055.7792 | 58311.4867 | 445036 | 0 | 0 | 0 | 0 | 985203.0531 | 3893082.8254 | 0 | 0 | 0 | 0 | 0 | 0 | 0 | 0 | 0 | 0 | 0 | 0 | 0 | 0 | 0 | -75934.7156 | 14265.9815 | 0 | 0 | 0 | 0 | 0 | 0 | 0 | 0 | 0 | 0 | 0 | 0 | 0 | 0
2016-01-16 15:00 | 0 | 0 | 0 | 0 | 0 | 273073.428 | 387703.6076 | 450767 | 0 | 0 | 0 | 0 | 1180947.1071 | 3907348.8069 | 0 | 0 | 0 | 0 | 0 | 0 | 0 | 0 | 0 | 0 | 0 | 0 | 0 | 0 | 0 | 195744.054 | 14265.9815 | 0 | 0 | 0 | 0 | 0 | 0 | 0 | 0 | 0 | 0 | 0 | 0 | 0 | 0
2016-01-16 16:00 | 0 | 0 | 0 | 0 | 0 | 0 | 490359.4194 | 449596 | 0 | 0 | 0 | 0 | 1207444.5449 | 3921614.7885 | 0 | 0 | 0 | 0 | 0 | 0 | 0 | 0 | 0 | 0 | 0 | 0 | 0 | 0 | 0 | 26497.4378 | 14265.9815 | 0 | 0 | 0 | 0 | 0 | 0 | 0 | 0 | 0 | 0 | 0 | 0 | 0 | 0
2016-01-16 17:00 | 0 | 0 | 0 | 0 | 0 | 207776.0555 | 510805.031 | 445176 | 0 | 0 | 0 | 0 | 1466583.6499 | 3935880.77 | 0 | 0 | 0 | 0 | 0 | 0 | 0 | 0 | 0 | 0 | 0 | 0 | 0 | 0 | 0 | 259139.105 | 14265.9815 | 0 | 0 | 0 | 0 | 0 | 0 | 0 | 0 | 0 | 0 | 0 | 0 | 0 | 0
2016-01-16 18:00 | 0 | 0 | 0 | 0 | 0 | 213647.405 | 498450.6815 | 438693 | 0 | 0 | 0 | 0 | 1725722.7548 | 3950146.7515 | 0 | 0 | 0 | 0 | 0 | 0 | 0 | 0 | 0 | 0 | 0 | 0 | 0 | 0 | 0 | 259139.105 | 14265.9815 | 0 | 0 | 0 | 0 | 0 | 0 | 0 | 0 | 0 | 0 | 0 | 0 | 0 | 0
2016-01-16 19:00 | 0 | 0 | 0 | 0 | 0 | 80121.4831 | 492545.7278 | 433491 | 0 | 0 | 0 | 0 | 1850632.9842 | 3964412.7331 | 0 | 0 | 0 | 0 | 0 | 0 | 0 | 0 | 0 | 0 | 0 | 0 | 0 | 0 | 0 | 124910.2294 | 14265.9815 | 0 | 0 | 0 | 0 | 0 | 0 | 0 | 0 | 0 | 0 | 0 | 0 | 0 | 0
2016-01-16 20:00 | 0 | 0 | 0 | 0 | 0 | 0 | 494536.6807 | 430588 | 0 | 0 | 0 | 0 | 1900315.6834 | 3978678.7146 | 0 | 0 | 0 | 0 | 0 | 0 | 0 | 0 | 0 | 0 | 0 | 0 | 0 | 0 | 0 | 49682.6992 | 14265.9815 | 0 | 0 | 0 | 0 | 0 | 0 | 0 | 0 | 0 | 0 | 0 | 0 | 0 | 0
2016-01-16 21:00 | 0 | 0 | 0 | 0 | 0 | 217247.7296 | 489698.3569 | 433541 | 0 | 0 | 0 | 0 | 2159454.7884 | 3992944.6961 | 0 | 0 | 0 | 0 | 0 | 0 | 0 | 0 | 0 | 0 | 0 | 0 | 0 | 0 | 0 | 259139.105 | 14265.9815 | 0 | 0 | 0 | 0 | 0 | 0 | 0 | 0 | 0 | 0 | 0 | 0 | 0 | 0
2016-01-16 22:00 | 0 | 0 | 0 | 0 | 0 | 311411.9727 | 406803.1138 | 444810 | 0 | 0 | 0 | 0 | 2418593.8933 | 4007210.6777 | 0 | 0 | 0 | 0 | 0 | 0 | 0 | 0 | 0 | 0 | 0 | 0 | 0 | 0 | 0 | 259139.105 | 14265.9815 | 0 | 0 | 0 | 0 | 0 | 0 | 0 | 0 | 0 | 0 | 0 | 0 | 0 | 0
2016-01-16 23:00 | 0 | 0 | 0 | 0 | 0 | 300983.435 | 142002.2488 | 460141 | 0 | 0 | 0 | 0 | 2387172.5956 | 4021476.6592 | 0 | 0 | 0 | 0 | 0 | 0 | 0 | 0 | 0 | 0 | 0 | 0 | 0 | 0 | 0 | -31421.2978 | 14265.9815 | 0 | 0 | 0 | 0 | 0 | 0 | 0 | 0 | 0 | 0 | 0 | 0 | 0 | 0
2016-01-17 | 0 | 0 | 0 | 0 | 0 | 297707.6347 | 3808.6489 | 466002 | 0 | 0 | 0 | 0 | 2208420.8977 | 4035742.6407 | 0 | 0 | 0 | 0 | 0 | 0 | 0 | 0 | 0 | 0 | 0 | 0 | 0 | 0 | 0 | -178751.6979 | 14265.9815 | 0 | 0 | 0 | 0 | 0 | 0 | 0 | 0 | 0 | 0 | 0 | 0 | 0 | 0
2016-01-17 01:00 | 0 | 0 | 0 | 0 | 0 | 299213.067 | 0 | 466202 | 0 | 0 | 0 | 0 | 2027165.9832 | 4050008.6223 | 0 | 0 | 0 | 0 | 0 | 0 | 0 | 0 | 0 | 0 | 0 | 0 | 0 | 0 | 0 | -181254.9145 | 14265.9815 | 0 | 0 | 0 | 0 | 0 | 0 | 0 | 0 | 0 | 0 | 0 | 0 | 0 | 0
2016-01-17 02:00 | 0 | 0 | 0 | 0 | 0 | 313072.2791 | 0 | 461031 | 0 | 0 | 0 | 0 | 1864941.2808 | 4064274.6038 | 0 | 0 | 0 | 0 | 0 | 0 | 0 | 0 | 0 | 0 | 0 | 0 | 0 | 0 | 0 | -162224.7024 | 14265.9815 | 0 | 0 | 0 | 0 | 0 | 0 | 0 | 0 | 0 | 0 | 0 | 0 | 0 | 0
2016-01-17 03:00 | 0 | 0 | 0 | 0 | 0 | 204777.8766 | 0 | 449651 | 0 | 0 | 0 | 0 | 1605802.1758 | 4078540.5853 | 0 | 0 | 0 | 0 | 0 | 0 | 0 | 0 | 0 | 0 | 0 | 0 | 0 | 0 | 0 | -259139.105 | 14265.9815 | 0 | 0 | 0 | 0 | 0 | 0 | 0 | 0 | 0 | 0 | 0 | 0 | 0 | 0
2016-01-17 04:00 | 0 | 0 | 0 | 0 | 0 | 360849.3144 | 0 | 433925 | 0 | 0 | 0 | 0 | 1518460.5087 | 4092806.5668 | 0 | 0 | 0 | 0 | 0 | 0 | 0 | 0 | 0 | 0 | 0 | 0 | 0 | 0 | 0 | -87341.6671 | 14265.9815 | 0 | 0 | 0 | 0 | 0 | 0 | 0 | 0 | 0 | 0 | 0 | 0 | 0 | 0
2016-01-17 05:00 | 0 | 0 | 0 | 0 | 0 | 391943.9097 | 0 | 420780 | 0 | 0 | 0 | 0 | 1475358.4369 | 4107072.5484 | 0 | 0 | 0 | 0 | 0 | 0 | 0 | 0 | 0 | 0 | 0 | 0 | 0 | 0 | 0 | -43102.0718 | 14265.9815 | 0 | 0 | 0 | 0 | 0 | 0 | 0 | 0 | 0 | 0 | 0 | 0 | 0 | 0
2016-01-17 06:00 | 0 | 0 | 0 | 0 | 0 | 420714.7538 | 0 | 409148 | 0 | 0 | 0 | 0 | 1472659.2091 | 4121338.5299 | 0 | 0 | 0 | 0 | 0 | 0 | 0 | 0 | 0 | 0 | 0 | 0 | 0 | 0 | 0 | -2699.2278 | 14265.9815 | 0 | 0 | 0 | 0 | 0 | 0 | 0 | 0 | 0 | 0 | 0 | 0 | 0 | 0
2016-01-17 07:00 | 0 | 0 | 0 | 0 | 0 | 438997.9443 | 0 | 400726 | 0 | 0 | 0 | 0 | 1496665.172 | 4135604.5114 | 0 | 0 | 0 | 0 | 0 | 0 | 0 | 0 | 0 | 0 | 0 | 0 | 0 | 0 | 0 | 24005.9628 | 14265.9815 | 0 | 0 | 0 | 0 | 0 | 0 | 0 | 0 | 0 | 0 | 0 | 0 | 0 | 0
2016-01-17 08:00 | 0 | 0 | 0 | 0 | 0 | 443232.2026 | 0 | 397107 | 0 | 0 | 0 | 0 | 1528524.393 | 4149870.493 | 0 | 0 | 0 | 0 | 0 | 0 | 0 | 0 | 0 | 0 | 0 | 0 | 0 | 0 | 0 | 31859.221 | 14265.9815 | 0 | 0 | 0 | 0 | 0 | 0 | 0 | 0 | 0 | 0 | 0 | 0 | 0 | 0
2016-01-17 09:00 | 0 | 0 | 0 | 0 | 0 | 424345.4805 | 0 | 396995 | 0 | 0 | 0 | 0 | 1541608.8919 | 4164136.4745 | 0 | 0 | 0 | 0 | 0 | 0 | 0 | 0 | 0 | 0 | 0 | 0 | 0 | 0 | 0 | 13084.499 | 14265.9815 | 0 | 0 | 0 | 0 | 0 | 0 | 0 | 0 | 0 | 0 | 0 | 0 | 0 | 0
2016-01-17 10:00 | 0 | 0 | 0 | 0 | 0 | 393995.332 | 0 | 401148 | 0 | 0 | 0 | 0 | 1520190.2424 | 4178402.456 | 0 | 0 | 0 | 0 | 0 | 0 | 0 | 0 | 0 | 0 | 0 | 0 | 0 | 0 | 0 | -21418.6495 | 14265.9815 | 0 | 0 | 0 | 0 | 0 | 0 | 0 | 0 | 0 | 0 | 0 | 0 | 0 | 0
2016-01-17 11:00 | 0 | 0 | 0 | 0 | 0 | 369062.6389 | 0 | 411144 | 0 | 0 | 0 | 0 | 1463842.8998 | 4192668.4376 | 0 | 0 | 0 | 0 | 0 | 0 | 0 | 0 | 0 | 0 | 0 | 0 | 0 | 0 | 0 | -56347.3426 | 14265.9815 | 0 | 0 | 0 | 0 | 0 | 0 | 0 | 0 | 0 | 0 | 0 | 0 | 0 | 0
2016-01-17 12:00 | 0 | 0 | 0 | 0 | 0 | 181719.8766 | 0 | 426593 | 0 | 0 | 0 | 0 | 1204703.7949 | 4206934.4191 | 0 | 0 | 0 | 0 | 0 | 0 | 0 | 0 | 0 | 0 | 0 | 0 | 0 | 0 | 0 | -259139.105 | 14265.9815 | 0 | 0 | 0 | 0 | 0 | 0 | 0 | 0 | 0 | 0 | 0 | 0 | 0 | 0
2016-01-17 13:00 | 0 | 0 | 0 | 0 | 0 | 337371.9523 | 3.8336 | 444517 | 0 | 0 | 0 | 0 | 1083296.5993 | 4221200.4006 | 0 | 0 | 0 | 0 | 0 | 0 | 0 | 0 | 0 | 0 | 0 | 0 | 0 | 0 | 0 | -121407.1956 | 14265.9815 | 0 | 0 | 0 | 0 | 0 | 0 | 0 | 0 | 0 | 0 | 0 | 0 | 0 | 0
2016-01-17 14:00 | 0 | 0 | 0 | 0 | 0 | 294428.3795 | 50885.6943 | 458932 | 0 | 0 | 0 | 0 | 955412.6915 | 4235466.3822 | 0 | 0 | 0 | 0 | 0 | 0 | 0 | 0 | 0 | 0 | 0 | 0 | 0 | 0 | 0 | -127883.9078 | 14265.9815 | 0 | 0 | 0 | 0 | 0 | 0 | 0 | 0 | 0 | 0 | 0 | 0 | 0 | 0
2016-01-17 15:00 | 0 | 0 | 0 | 0 | 0 | 243234.3706 | 372523.0734 | 464245 | 0 | 0 | 0 | 0 | 1092659.1539 | 4249732.3637 | 0 | 0 | 0 | 0 | 0 | 0 | 0 | 0 | 0 | 0 | 0 | 0 | 0 | 0 | 0 | 137246.4625 | 14265.9815 | 0 | 0 | 0 | 0 | 0 | 0 | 0 | 0 | 0 | 0 | 0 | 0 | 0 | 0
2016-01-17 16:00 | 0 | 0 | 0 | 0 | 0 | 209367.3293 | 526461.7572 | 462424 | 0 | 0 | 0 | 0 | 1351798.2589 | 4263998.3452 | 0 | 0 | 0 | 0 | 0 | 0 | 0 | 0 | 0 | 0 | 0 | 0 | 0 | 0 | 0 | 259139.105 | 14265.9815 | 0 | 0 | 0 | 0 | 0 | 0 | 0 | 0 | 0 | 0 | 0 | 0 | 0 | 0
2016-01-17 17:00 | 0 | 0 | 0 | 0 | 0 | 169838.3096 | 562643.7769 | 459077 | 0 | 0 | 0 | 0 | 1610937.3638 | 4278264.3268 | 0 | 0 | 0 | 0 | 0 | 0 | 0 | 0 | 0 | 0 | 0 | 0 | 0 | 0 | 0 | 259139.105 | 14265.9815 | 0 | 0 | 0 | 0 | 0 | 0 | 0 | 0 | 0 | 0 | 0 | 0 | 0 | 0
2016-01-17 18:00 | 0 | 0 | 0 | 0 | 0 | 189743.0668 | 537759.0197 | 454097 | 0 | 0 | 0 | 0 | 1870076.4688 | 4292530.3083 | 0 | 0 | 0 | 0 | 0 | 0 | 0 | 0 | 0 | 0 | 0 | 0 | 0 | 0 | 0 | 259139.105 | 14265.9815 | 0 | 0 | 0 | 0 | 0 | 0 | 0 | 0 | 0 | 0 | 0 | 0 | 0 | 0
2016-01-17 19:00 | 0 | 0 | 0 | 0 | 0 | 192450.3383 | 529893.7482 | 448939 | 0 | 0 | 0 | 0 | 2129215.5737 | 4306796.2898 | 0 | 0 | 0 | 0 | 0 | 0 | 0 | 0 | 0 | 0 | 0 | 0 | 0 | 0 | 0 | 259139.105 | 14265.9815 | 0 | 0 | 0 | 0 | 0 | 0 | 0 | 0 | 0 | 0 | 0 | 0 | 0 | 0
2016-01-17 20:00 | 0 | 0 | 0 | 0 | 0 | 169646.521 | 549128.5654 | 445370 | 0 | 0 | 0 | 0 | 2388354.6787 | 4321062.2714 | 0 | 0 | 0 | 0 | 0 | 0 | 0 | 0 | 0 | 0 | 0 | 0 | 0 | 0 | 0 | 259139.105 | 14265.9815 | 0 | 0 | 0 | 0 | 0 | 0 | 0 | 0 | 0 | 0 | 0 | 0 | 0 | 0
2016-01-17 21:00 | 0 | 0 | 0 | 0 | 0 | 154142.0202 | 568136.0663 | 448873 | 0 | 0 | 0 | 0 | 2647493.7836 | 4335328.2529 | 0 | 0 | 0 | 0 | 0 | 0 | 0 | 0 | 0 | 0 | 0 | 0 | 0 | 0 | 0 | 259139.105 | 14265.9815 | 0 | 0 | 0 | 0 | 0 | 0 | 0 | 0 | 0 | 0 | 0 | 0 | 0 | 0
2016-01-17 22:00 | 0 | 0 | 0 | 0 | 0 | 211580.2564 | 514051.4861 | 464088 | 0 | 0 | 0 | 0 | 2894771.5446 | 4349594.2344 | 0 | 0 | 0 | 0 | 0 | 0 | 0 | 0 | 0 | 0 | 0 | 0 | 0 | 0 | 0 | 247277.761 | 14265.9815 | 0 | 0 | 0 | 0 | 0 | 0 | 0 | 0 | 0 | 0 | 0 | 0 | 0 | 0
2016-01-17 23:00 | 0 | 0 | 0 | 0 | 0 | 247988.0612 | 179410.2 | 485734 | 0 | 0 | 0 | 0 | 2836435.8058 | 4349594.2344 | 0 | 0 | 0 | 0 | 0 | 0 | 0 | 0 | 0 | 0 | 0 | 0 | 0 | 0 | 0 | -58335.7388 | 0 | 0 | 0 | 0 | 0 | 0 | 0 | 0 | 0 | 0 | 0 | 0 | 0 | 0 | 0
2016-01-18 | 0 | 0 | 0 | 0 | 0 | 272430.7663 | 5203.9179 | 496055 | 0 | 0 | 0 | 0 | 2726958.2992 | 4240651.4253 | 0 | 0 | 0 | 0 | 0 | 0 | 0 | 0 | 0 | 0 | 0 | 0 | 0 | 0 | 0 | -109477.5066 | 0 | 108942.8092 | 0 | 0 | 0 | 0 | 0 | 0 | 0 | 0 | 0 | 0 | 0 | 0 | 0
2016-01-18 01:00 | 0 | 0 | 0 | 0 | 0 | 273219.5447 | 0 | 499903 | 0 | 0 | 0 | 0 | 2500274.8439 | 4240651.4253 | 0 | 0 | 0 | 0 | 0 | 0 | 0 | 0 | 0 | 0 | 0 | 0 | 0 | 0 | 0 | -226683.4553 | 0 | 0 | 0 | 0 | 0 | 0 | 0 | 0 | 0 | 0 | 0 | 0 | 0 | 0 | 0
2016-01-18 02:00 | 0 | 0 | 0 | 0 | 0 | 268665.4161 | 0 | 495273 | 0 | 0 | 0 | 0 | 2382610.0691 | 4131708.6161 | 0 | 0 | 0 | 0 | 0 | 0 | 0 | 0 | 0 | 0 | 0 | 0 | 0 | 0 | 0 | -117664.7748 | 0 | 108942.8092 | 0 | 0 | 0 | 0 | 0 | 0 | 0 | 0 | 0 | 0 | 0 | 0 | 0
2016-01-18 03:00 | 0 | 0 | 0 | 0 | 0 | 259150.0865 | 0 | 485022 | 0 | 0 | 0 | 0 | 2265680.9648 | 4022765.807 | 0 | 0 | 0 | 0 | 0 | 0 | 0 | 0 | 0 | 0 | 0 | 0 | 0 | 0 | 0 | -116929.1044 | 0 | 108942.8092 | 0 | 0 | 0 | 0 | 0 | 0 | 0 | 0 | 0 | 0 | 0 | 0 | 0
2016-01-18 04:00 | 0 | 0 | 0 | 0 | 0 | 248821.9586 | 0 | 469740 | 0 | 0 | 0 | 0 | 2153705.7325 | 3913822.9978 | 0 | 0 | 0 | 0 | 0 | 0 | 0 | 0 | 0 | 0 | 0 | 0 | 0 | 0 | 0 | -111975.2323 | 0 | 108942.8092 | 0 | 0 | 0 | 0 | 0 | 0 | 0 | 0 | 0 | 0 | 0 | 0 | 0
2016-01-18 05:00 | 0 | 0 | 0 | 0 | 0 | 243266.2177 | 0 | 455921 | 0 | 0 | 0 | 0 | 1941050.9502 | 3913822.9978 | 0 | 0 | 0 | 0 | 0 | 0 | 0 | 0 | 0 | 0 | 0 | 0 | 0 | 0 | 0 | -212654.7823 | 0 | 0 | 0 | 0 | 0 | 0 | 0 | 0 | 0 | 0 | 0 | 0 | 0 | 0 | 0
2016-01-18 06:00 | 0 | 0 | 0 | 0 | 0 | 239233.7801 | 0 | 448386 | 0 | 0 | 0 | 0 | 1840841.5395 | 3804880.1887 | 0 | 0 | 0 | 0 | 0 | 0 | 0 | 0 | 0 | 0 | 0 | 0 | 0 | 0 | 0 | -100209.4107 | 0 | 108942.8092 | 0 | 0 | 0 | 0 | 0 | 0 | 0 | 0 | 0 | 0 | 0 | 0 | 0
2016-01-18 07:00 | 0 | 0 | 0 | 0 | 0 | 233093.3231 | 0 | 444095 | 0 | 0 | 0 | 0 | 1738782.6717 | 3695937.3795 | 0 | 0 | 0 | 0 | 0 | 0 | 0 | 0 | 0 | 0 | 0 | 0 | 0 | 0 | 0 | -102058.8677 | 0 | 108942.8092 | 0 | 0 | 0 | 0 | 0 | 0 | 0 | 0 | 0 | 0 | 0 | 0 | 0
2016-01-18 08:00 | 0 | 0 | 0 | 0 | 0 | 227674.2783 | 0 | 444476 | 0 | 0 | 0 | 0 | 1521980.95 | 3695937.3795 | 0 | 0 | 0 | 0 | 0 | 0 | 0 | 0 | 0 | 0 | 0 | 0 | 0 | 0 | 0 | -216801.7217 | 0 | 0 | 0 | 0 | 0 | 0 | 0 | 0 | 0 | 0 | 0 | 0 | 0 | 0 | 0
2016-01-18 09:00 | 0 | 0 | 0 | 0 | 0 | 219387.6259 | 0 | 451294 | 0 | 0 | 0 | 0 | 1399017.385 | 3586994.5704 | 0 | 0 | 0 | 0 | 0 | 0 | 0 | 0 | 0 | 0 | 0 | 0 | 0 | 0 | 0 | -122963.565 | 0 | 108942.8092 | 0 | 0 | 0 | 0 | 0 | 0 | 0 | 0 | 0 | 0 | 0 | 0 | 0
2016-01-18 10:00 | 0 | 0 | 0 | 0 | 0 | 214044.5257 | 0 | 467139 | 0 | 0 | 0 | 0 | 1145922.9107 | 3586994.5704 | 0 | 0 | 0 | 0 | 0 | 0 | 0 | 0 | 0 | 0 | 0 | 0 | 0 | 0 | 0 | -253094.4743 | 0 | 0 | 0 | 0 | 0 | 0 | 0 | 0 | 0 | 0 | 0 | 0 | 0 | 0 | 0
2016-01-18 11:00 | 0 | 0 | 0 | 0 | 0 | 211442.0759 | 0 | 494557 | 0 | 0 | 0 | 0 | 971750.7958 | 3478051.7612 | 0 | 0 | 0 | 0 | 0 | 0 | 0 | 0 | 0 | 0 | 0 | 0 | 0 | 0 | 0 | -174172.1149 | 0 | 108942.8092 | 0 | 0 | 0 | 0 | 0 | 0 | 0 | 0 | 0 | 0 | 0 | 0 | 0
2016-01-18 12:00 | 0 | 0 | 0 | 0 | 0 | 210728.4299 | 0 | 523689 | 0 | 0 | 0 | 0 | 767733.0349 | 3369108.952 | 0 | 0 | 0 | 0 | 0 | 0 | 0 | 0 | 0 | 0 | 0 | 0 | 0 | 0 | 0 | -204017.7609 | 0 | 108942.8092 | 0 | 0 | 0 | 0 | 0 | 0 | 0 | 0 | 0 | 0 | 0 | 0 | 0
2016-01-18 13:00 | 0 | 0 | 0 | 0 | 0 | 214088.2592 | 5.1976 | 540845 | 0 | 0 | 0 | 0 | 549924.3009 | 3260166.1429 | 0 | 0 | 0 | 0 | 0 | 0 | 0 | 0 | 0 | 0 | 0 | 0 | 0 | 0 | 0 | -217808.734 | 0 | 108942.8092 | 0 | 0 | 0 | 0 | 0 | 0 | 0 | 0 | 0 | 0 | 0 | 0 | 0
2016-01-18 14:00 | 0 | 0 | 0 | 0 | 0 | 199838.7965 | 77262.2373 | 544986 | 0 | 0 | 0 | 0 | 390982.1439 | 3151223.3337 | 0 | 0 | 0 | 0 | 0 | 0 | 0 | 0 | 0 | 0 | 0 | 0 | 0 | 0 | 0 | -158942.157 | 0 | 108942.8092 | 0 | 0 | 0 | 0 | 0 | 0 | 0 | 0 | 0 | 0 | 0 | 0 | 0
2016-01-18 15:00 | 0 | 0 | 0 | 0 | 0 | 157703.6188 | 342887.9481 | 543295 | 0 | 0 | 0 | 0 | 348278.7108 | 3151223.3337 | 0 | 0 | 0 | 0 | 0 | 0 | 0 | 0 | 0 | 0 | 0 | 0 | 0 | 0 | 0 | -42703.4331 | 0 | 0 | 0 | 0 | 0 | 0 | 0 | 0 | 0 | 0 | 0 | 0 | 0 | 0 | 0
2016-01-18 16:00 | 0 | 0 | 0 | 0 | 0 | 140780.3889 | 456157.0211 | 536682 | 0 | 0 | 0 | 0 | 517476.9299 | 3042280.5246 | 0 | 0 | 0 | 0 | 0 | 0 | 0 | 0 | 0 | 0 | 0 | 0 | 0 | 0 | 0 | 169198.2191 | 0 | 108942.8092 | 0 | 0 | 0 | 0 | 0 | 0 | 0 | 0 | 0 | 0 | 0 | 0 | 0
2016-01-18 17:00 | 0 | 0 | 0 | 0 | 0 | 144145.3146 | 493300.8923 | 527471 | 0 | 0 | 0 | 0 | 627452.1368 | 3042280.5246 | 0 | 0 | 0 | 0 | 0 | 0 | 0 | 0 | 0 | 0 | 0 | 0 | 0 | 0 | 0 | 109975.2069 | 0 | 0 | 0 | 0 | 0 | 0 | 0 | 0 | 0 | 0 | 0 | 0 | 0 | 0 | 0
2016-01-18 18:00 | 0 | 0 | 0 | 0 | 0 | 160020.1959 | 495355.8732 | 517624 | 0 | 0 | 0 | 0 | 874147.015 | 2933337.7154 | 0 | 0 | 0 | 0 | 0 | 0 | 0 | 0 | 0 | 0 | 0 | 0 | 0 | 0 | 0 | 246694.8782 | 0 | 108942.8092 | 0 | 0 | 0 | 0 | 0 | 0 | 0 | 0 | 0 | 0 | 0 | 0 | 0
2016-01-18 19:00 | 0 | 0 | 0 | 0 | 0 | 176520.989 | 493530.2856 | 509646 | 0 | 0 | 0 | 0 | 1034552.2896 | 2933337.7154 | 0 | 0 | 0 | 0 | 0 | 0 | 0 | 0 | 0 | 0 | 0 | 0 | 0 | 0 | 0 | 160405.2746 | 0 | 0 | 0 | 0 | 0 | 0 | 0 | 0 | 0 | 0 | 0 | 0 | 0 | 0 | 0
2016-01-18 20:00 | 0 | 0 | 0 | 0 | 0 | 185259.2245 | 498952.1632 | 504548 | 0 | 0 | 0 | 0 | 1293691.3946 | 2853861.9982 | 0 | 0 | 0 | 0 | 0 | 0 | 0 | 0 | 0 | 0 | 0 | 0 | 0 | 0 | 0 | 259139.105 | 14265.9815 | 93741.6988 | 0 | 0 | 0 | 0 | 0 | 0 | 0 | 0 | 0 | 0 | 0 | 0 | 0
2016-01-18 21:00 | 0 | 0 | 0 | 0 | 0 | 195122.9717 | 490407.4815 | 507574 | 0 | 0 | 0 | 0 | 1471647.8477 | 2853861.9982 | 0 | 0 | 0 | 0 | 0 | 0 | 0 | 0 | 0 | 0 | 0 | 0 | 0 | 0 | 0 | 177956.4532 | 0 | 0 | 0 | 0 | 0 | 0 | 0 | 0 | 0 | 0 | 0 | 0 | 0 | 0 | 0
2016-01-18 22:00 | 0 | 0 | 0 | 0 | 0 | 231581.427 | 406571.8791 | 526254 | 0 | 0 | 0 | 0 | 1692489.9629 | 2744919.189 | 0 | 0 | 0 | 0 | 0 | 0 | 0 | 0 | 0 | 0 | 0 | 0 | 0 | 0 | 0 | 220842.1152 | 0 | 108942.8092 | 0 | 0 | 0 | 0 | 0 | 0 | 0 | 0 | 0 | 0 | 0 | 0 | 0
2016-01-18 23:00 | 0 | 0 | 0 | 0 | 0 | 338774.1101 | 172419.1787 | 549477 | 0 | 0 | 0 | 0 | 1748883.0793 | 2650242.3614 | 0 | 0 | 0 | 0 | 0 | 0 | 0 | 0 | 0 | 0 | 0 | 0 | 0 | 0 | 0 | 56393.1164 | 14265.9815 | 108942.8092 | 0 | 0 | 0 | 0 | 0 | 0 | 0 | 0 | 0 | 0 | 0 | 0 | 0
2016-01-19 | 0 | 0 | 0 | 0 | 0 | 395355.2917 | 5259.6917 | 562369 | 0 | 0 | 0 | 0 | 1696071.8719 | 2541299.5522 | 0 | 0 | 0 | 0 | 0 | 0 | 0 | 0 | 0 | 0 | 0 | 0 | 0 | 0 | 0 | -52811.2074 | 0 | 108942.8092 | 0 | 0 | 0 | 0 | 0 | 0 | 0 | 0 | 0 | 0 | 0 | 0 | 0
2016-01-19 01:00 | 0 | 0 | 0 | 0 | 0 | 414375.728 | 0 | 563958 | 0 | 0 | 0 | 0 | 1546489.5999 | 2541299.5522 | 0 | 0 | 0 | 0 | 0 | 0 | 0 | 0 | 0 | 0 | 0 | 0 | 0 | 0 | 0 | -149582.272 | 0 | 0 | 0 | 0 | 0 | 0 | 0 | 0 | 0 | 0 | 0 | 0 | 0 | 0 | 0
2016-01-19 02:00 | 0 | 0 | 0 | 0 | 0 | 398731.8268 | 0 | 556327 | 0 | 0 | 0 | 0 | 1388894.4267 | 2541299.5522 | 0 | 0 | 0 | 0 | 0 | 0 | 0 | 0 | 0 | 0 | 0 | 0 | 0 | 0 | 0 | -157595.1732 | 0 | 0 | 0 | 0 | 0 | 0 | 0 | 0 | 0 | 0 | 0 | 0 | 0 | 0 | 0
2016-01-19 03:00 | 0 | 0 | 0 | 0 | 0 | 379931.7245 | 0 | 538055 | 0 | 0 | 0 | 0 | 1339713.9603 | 2432356.7431 | 0 | 0 | 0 | 0 | 0 | 0 | 0 | 0 | 0 | 0 | 0 | 0 | 0 | 0 | 0 | -49180.4664 | 0 | 108942.8092 | 0 | 0 | 0 | 0 | 0 | 0 | 0 | 0 | 0 | 0 | 0 | 0 | 0
2016-01-19 04:00 | 0 | 0 | 0 | 0 | 0 | 368507.0331 | 0 | 516738 | 0 | 0 | 0 | 0 | 1191482.9934 | 2432356.7431 | 0 | 0 | 0 | 0 | 0 | 0 | 0 | 0 | 0 | 0 | 0 | 0 | 0 | 0 | 0 | -148230.9669 | 0 | 0 | 0 | 0 | 0 | 0 | 0 | 0 | 0 | 0 | 0 | 0 | 0 | 0 | 0
2016-01-19 05:00 | 0 | 0 | 0 | 0 | 0 | 362370.5052 | 0 | 501292 | 0 | 0 | 0 | 0 | 1161504.3078 | 2323413.9339 | 0 | 0 | 0 | 0 | 0 | 0 | 0 | 0 | 0 | 0 | 0 | 0 | 0 | 0 | 0 | -29978.6856 | 0 | 108942.8092 | 0 | 0 | 0 | 0 | 0 | 0 | 0 | 0 | 0 | 0 | 0 | 0 | 0
2016-01-19 06:00 | 0 | 0 | 0 | 0 | 0 | 358170.9189 | 0 | 488827 | 0 | 0 | 0 | 0 | 1139791.0359 | 2214471.1248 | 0 | 0 | 0 | 0 | 0 | 0 | 0 | 0 | 0 | 0 | 0 | 0 | 0 | 0 | 0 | -21713.2719 | 0 | 108942.8092 | 0 | 0 | 0 | 0 | 0 | 0 | 0 | 0 | 0 | 0 | 0 | 0 | 0
2016-01-19 07:00 | 0 | 0 | 0 | 0 | 0 | 355868.966 | 0 | 482783 | 0 | 0 | 0 | 0 | 1121819.811 | 2105528.3156 | 0 | 0 | 0 | 0 | 0 | 0 | 0 | 0 | 0 | 0 | 0 | 0 | 0 | 0 | 0 | -17971.2248 | 0 | 108942.8092 | 0 | 0 | 0 | 0 | 0 | 0 | 0 | 0 | 0 | 0 | 0 | 0 | 0
2016-01-19 08:00 | 0 | 0 | 0 | 0 | 0 | 351430.4334 | 0 | 481076 | 0 | 0 | 0 | 0 | 1101117.0536 | 1996585.5065 | 0 | 0 | 0 | 0 | 0 | 0 | 0 | 0 | 0 | 0 | 0 | 0 | 0 | 0 | 0 | -20702.7574 | 0 | 108942.8092 | 0 | 0 | 0 | 0 | 0 | 0 | 0 | 0 | 0 | 0 | 0 | 0 | 0
2016-01-19 09:00 | 0 | 0 | 0 | 0 | 0 | 345436.6773 | 0 | 486092 | 0 | 0 | 0 | 0 | 960461.7309 | 1996585.5065 | 0 | 0 | 0 | 0 | 0 | 0 | 0 | 0 | 0 | 0 | 0 | 0 | 0 | 0 | 0 | -140655.3227 | 0 | 0 | 0 | 0 | 0 | 0 | 0 | 0 | 0 | 0 | 0 | 0 | 0 | 0 | 0
2016-01-19 10:00 | 0 | 0 | 0 | 0 | 0 | 341270.4275 | 0 | 502163 | 0 | 0 | 0 | 0 | 908511.9676 | 1887642.6973 | 0 | 0 | 0 | 0 | 0 | 0 | 0 | 0 | 0 | 0 | 0 | 0 | 0 | 0 | 0 | -51949.7633 | 0 | 108942.8092 | 0 | 0 | 0 | 0 | 0 | 0 | 0 | 0 | 0 | 0 | 0 | 0 | 0
2016-01-19 11:00 | 0 | 0 | 0 | 0 | 0 | 338040.5414 | 0 | 535457 | 0 | 0 | 0 | 0 | 711095.509 | 1887642.6973 | 0 | 0 | 0 | 0 | 0 | 0 | 0 | 0 | 0 | 0 | 0 | 0 | 0 | 0 | 0 | -197416.4586 | 0 | 0 | 0 | 0 | 0 | 0 | 0 | 0 | 0 | 0 | 0 | 0 | 0 | 0 | 0
2016-01-19 12:00 | 0 | 0 | 0 | 0 | 0 | 339228.5199 | 0 | 566299 | 0 | 0 | 0 | 0 | 592967.8381 | 1778699.8881 | 0 | 0 | 0 | 0 | 0 | 0 | 0 | 0 | 0 | 0 | 0 | 0 | 0 | 0 | 0 | -118127.6709 | 0 | 108942.8092 | 0 | 0 | 0 | 0 | 0 | 0 | 0 | 0 | 0 | 0 | 0 | 0 | 0
2016-01-19 13:00 | 0 | 0 | 0 | 0 | 0 | 345560.2356 | 0 | 573164 | 0 | 0 | 0 | 0 | 474306.8829 | 1669757.079 | 0 | 0 | 0 | 0 | 0 | 0 | 0 | 0 | 0 | 0 | 0 | 0 | 0 | 0 | 0 | -118660.9552 | 0 | 108942.8092 | 0 | 0 | 0 | 0 | 0 | 0 | 0 | 0 | 0 | 0 | 0 | 0 | 0
2016-01-19 14:00 | 0 | 0 | 0 | 0 | 0 | 328839.1145 | 53994.7025 | 566429 | 0 | 0 | 0 | 0 | 290711.6999 | 1669757.079 | 0 | 0 | 0 | 0 | 0 | 0 | 0 | 0 | 0 | 0 | 0 | 0 | 0 | 0 | 0 | -183595.183 | 0 | 0 | 0 | 0 | 0 | 0 | 0 | 0 | 0 | 0 | 0 | 0 | 0 | 0 | 0
2016-01-19 15:00 | 0 | 0 | 0 | 0 | 0 | 266682.9645 | 346167.1422 | 557716 | 0 | 0 | 0 | 0 | 454788.6157 | 1560814.2698 | 0 | 0 | 0 | 0 | 0 | 0 | 0 | 0 | 0 | 0 | 0 | 0 | 0 | 0 | 0 | 164076.9158 | 0 | 108942.8092 | 0 | 0 | 0 | 0 | 0 | 0 | 0 | 0 | 0 | 0 | 0 | 0 | 0
2016-01-19 16:00 | 0 | 0 | 0 | 0 | 0 | 265452.0637 | 456957.6933 | 545130 | 0 | 0 | 0 | 0 | 632068.3726 | 1560814.2698 | 0 | 0 | 0 | 0 | 0 | 0 | 0 | 0 | 0 | 0 | 0 | 0 | 0 | 0 | 0 | 177279.7569 | 0 | 0 | 0 | 0 | 0 | 0 | 0 | 0 | 0 | 0 | 0 | 0 | 0 | 0 | 0
2016-01-19 17:00 | 0 | 0 | 0 | 0 | 0 | 271075.745 | 472826.8756 | 531980 | 0 | 0 | 0 | 0 | 843990.9932 | 1560814.2698 | 0 | 0 | 0 | 0 | 0 | 0 | 0 | 0 | 0 | 0 | 0 | 0 | 0 | 0 | 0 | 211922.6206 | 0 | 0 | 0 | 0 | 0 | 0 | 0 | 0 | 0 | 0 | 0 | 0 | 0 | 0 | 0
2016-01-19 18:00 | 0 | 0 | 0 | 0 | 0 | 259323.9632 | 467794.3287 | 520957 | 0 | 0 | 0 | 0 | 1050152.285 | 1560814.2698 | 0 | 0 | 0 | 0 | 0 | 0 | 0 | 0 | 0 | 0 | 0 | 0 | 0 | 0 | 0 | 206161.2919 | 0 | 0 | 0 | 0 | 0 | 0 | 0 | 0 | 0 | 0 | 0 | 0 | 0 | 0 | 0
2016-01-19 19:00 | 0 | 0 | 0 | 0 | 0 | 251694.2395 | 469098.8551 | 512504 | 0 | 0 | 0 | 0 | 1258441.3796 | 1560814.2698 | 0 | 0 | 0 | 0 | 0 | 0 | 0 | 0 | 0 | 0 | 0 | 0 | 0 | 0 | 0 | 208289.0946 | 0 | 0 | 0 | 0 | 0 | 0 | 0 | 0 | 0 | 0 | 0 | 0 | 0 | 0 | 0
2016-01-19 20:00 | 0 | 0 | 0 | 0 | 0 | 241459.7484 | 479827.9315 | 508038 | 0 | 0 | 0 | 0 | 1471691.0594 | 1560814.2698 | 0 | 0 | 0 | 0 | 0 | 0 | 0 | 0 | 0 | 0 | 0 | 0 | 0 | 0 | 0 | 213249.6799 | 0 | 0 | 0 | 0 | 0 | 0 | 0 | 0 | 0 | 0 | 0 | 0 | 0 | 0 | 0
2016-01-19 21:00 | 0 | 0 | 0 | 0 | 0 | 221462.0898 | 477840.4847 | 511350 | 0 | 0 | 0 | 0 | 1686177.6372 | 1534280.2666 | 0 | 0 | 0 | 0 | 0 | 0 | 0 | 0 | 0 | 0 | 0 | 0 | 0 | 0 | 0 | 214486.5777 | 0 | 26534.0033 | 0 | 0 | 0 | 0 | 0 | 0 | 0 | 0 | 0 | 0 | 0 | 0 | 0
2016-01-19 22:00 | 0 | 0 | 0 | 0 | 0 | 211144.947 | 386857.065 | 528590 | 0 | 0 | 0 | 0 | 1755589.6492 | 1534280.2666 | 0 | 0 | 0 | 0 | 0 | 0 | 0 | 0 | 0 | 0 | 0 | 0 | 0 | 0 | 0 | 69412.012 | 0 | 0 | 0 | 0 | 0 | 0 | 0 | 0 | 0 | 0 | 0 | 0 | 0 | 0 | 0
2016-01-19 23:00 | 0 | 0 | 0 | 0 | 0 | 261851.0374 | 128459.7492 | 550838 | 0 | 0 | 0 | 0 | 1704005.245 | 1425337.4574 | 0 | 0 | 0 | 0 | 0 | 0 | 0 | 0 | 0 | 0 | 0 | 0 | 0 | 0 | 0 | -51584.4042 | 0 | 108942.8092 | 0 | 0 | 0 | 0 | 0 | 0 | 0 | 0 | 0 | 0 | 0 | 0 | 0
2016-01-20 | 0 | 0 | 0 | 0 | 0 | 315193.3454 | 4311.9689 | 561888 | 0 | 0 | 0 | 0 | 1570565.3685 | 1316394.6483 | 0 | 0 | 0 | 0 | 0 | 0 | 0 | 0 | 0 | 0 | 0 | 0 | 0 | 0 | 0 | -133439.8765 | 0 | 108942.8092 | 0 | 0 | 0 | 0 | 0 | 0 | 0 | 0 | 0 | 0 | 0 | 0 | 0
2016-01-20 01:00 | 0 | 0 | 0 | 0 | 0 | 357358.6928 | 0 | 561943 | 0 | 0 | 0 | 0 | 1474923.8704 | 1207451.8391 | 0 | 0 | 0 | 0 | 0 | 0 | 0 | 0 | 0 | 0 | 0 | 0 | 0 | 0 | 0 | -95641.4981 | 0 | 108942.8092 | 0 | 0 | 0 | 0 | 0 | 0 | 0 | 0 | 0 | 0 | 0 | 0 | 0
2016-01-20 02:00 | 0 | 0 | 0 | 0 | 0 | 393091.5217 | 0 | 552117 | 0 | 0 | 0 | 0 | 1315898.3921 | 1207451.8391 | 0 | 0 | 0 | 0 | 0 | 0 | 0 | 0 | 0 | 0 | 0 | 0 | 0 | 0 | 0 | -159025.4783 | 0 | 0 | 0 | 0 | 0 | 0 | 0 | 0 | 0 | 0 | 0 | 0 | 0 | 0 | 0
2016-01-20 03:00 | 0 | 0 | 0 | 0 | 0 | 398840.2418 | 0 | 532519 | 0 | 0 | 0 | 0 | 1291162.443 | 1098509.03 | 0 | 0 | 0 | 0 | 0 | 0 | 0 | 0 | 0 | 0 | 0 | 0 | 0 | 0 | 0 | -24735.9491 | 0 | 108942.8092 | 0 | 0 | 0 | 0 | 0 | 0 | 0 | 0 | 0 | 0 | 0 | 0 | 0
2016-01-20 04:00 | 0 | 0 | 0 | 0 | 0 | 386193.9073 | 0 | 508121 | 0 | 0 | 0 | 0 | 1278178.1594 | 989566.2208 | 0 | 0 | 0 | 0 | 0 | 0 | 0 | 0 | 0 | 0 | 0 | 0 | 0 | 0 | 0 | -12984.2836 | 0 | 108942.8092 | 0 | 0 | 0 | 0 | 0 | 0 | 0 | 0 | 0 | 0 | 0 | 0 | 0
2016-01-20 05:00 | 0 | 0 | 0 | 0 | 0 | 365605.9159 | 0 | 489033 | 0 | 0 | 0 | 0 | 1154751.0754 | 989566.2208 | 0 | 0 | 0 | 0 | 0 | 0 | 0 | 0 | 0 | 0 | 0 | 0 | 0 | 0 | 0 | -123427.0841 | 0 | 0 | 0 | 0 | 0 | 0 | 0 | 0 | 0 | 0 | 0 | 0 | 0 | 0 | 0
2016-01-20 06:00 | 0 | 0 | 0 | 0 | 0 | 347983.5723 | 0 | 477201 | 0 | 0 | 0 | 0 | 1134476.4568 | 880623.4117 | 0 | 0 | 0 | 0 | 0 | 0 | 0 | 0 | 0 | 0 | 0 | 0 | 0 | 0 | 0 | -20274.6186 | 0 | 108942.8092 | 0 | 0 | 0 | 0 | 0 | 0 | 0 | 0 | 0 | 0 | 0 | 0 | 0
2016-01-20 07:00 | 0 | 0 | 0 | 0 | 0 | 337667.4928 | 0 | 469244 | 0 | 0 | 0 | 0 | 1111842.7587 | 771680.6025 | 0 | 0 | 0 | 0 | 0 | 0 | 0 | 0 | 0 | 0 | 0 | 0 | 0 | 0 | 0 | -22633.6981 | 0 | 108942.8092 | 0 | 0 | 0 | 0 | 0 | 0 | 0 | 0 | 0 | 0 | 0 | 0 | 0
2016-01-20 08:00 | 0 | 0 | 0 | 0 | 0 | 327921.7073 | 0 | 465073 | 0 | 0 | 0 | 0 | 1083634.2752 | 662737.7933 | 0 | 0 | 0 | 0 | 0 | 0 | 0 | 0 | 0 | 0 | 0 | 0 | 0 | 0 | 0 | -28208.4835 | 0 | 108942.8092 | 0 | 0 | 0 | 0 | 0 | 0 | 0 | 0 | 0 | 0 | 0 | 0 | 0
2016-01-20 09:00 | 0 | 0 | 0 | 0 | 0 | 312917.3169 | 0 | 467668 | 0 | 0 | 0 | 0 | 928883.592 | 662737.7933 | 0 | 0 | 0 | 0 | 0 | 0 | 0 | 0 | 0 | 0 | 0 | 0 | 0 | 0 | 0 | -154750.6831 | 0 | 0 | 0 | 0 | 0 | 0 | 0 | 0 | 0 | 0 | 0 | 0 | 0 | 0 | 0
2016-01-20 10:00 | 0 | 0 | 0 | 0 | 0 | 297312.5488 | 0 | 480665 | 0 | 0 | 0 | 0 | 745531.1408 | 662737.7933 | 0 | 0 | 0 | 0 | 0 | 0 | 0 | 0 | 0 | 0 | 0 | 0 | 0 | 0 | 0 | -183352.4512 | 0 | 0 | 0 | 0 | 0 | 0 | 0 | 0 | 0 | 0 | 0 | 0 | 0 | 0 | 0
2016-01-20 11:00 | 0 | 0 | 0 | 0 | 0 | 281614.8312 | 0 | 511178 | 0 | 0 | 0 | 0 | 624910.7812 | 553794.9842 | 0 | 0 | 0 | 0 | 0 | 0 | 0 | 0 | 0 | 0 | 0 | 0 | 0 | 0 | 0 | -120620.3596 | 0 | 108942.8092 | 0 | 0 | 0 | 0 | 0 | 0 | 0 | 0 | 0 | 0 | 0 | 0 | 0
2016-01-20 12:00 | 0 | 0 | 0 | 0 | 0 | 268022.1692 | 0 | 538547 | 0 | 0 | 0 | 0 | 463328.7596 | 444852.175 | 0 | 0 | 0 | 0 | 0 | 0 | 0 | 0 | 0 | 0 | 0 | 0 | 0 | 0 | 0 | -161582.0216 | 0 | 108942.8092 | 0 | 0 | 0 | 0 | 0 | 0 | 0 | 0 | 0 | 0 | 0 | 0 | 0
2016-01-20 13:00 | 0 | 0 | 0 | 0 | 0 | 264198.4014 | 11.2633 | 545720 | 0 | 0 | 0 | 0 | 290761.2334 | 335909.3659 | 0 | 0 | 0 | 0 | 0 | 0 | 0 | 0 | 0 | 0 | 0 | 0 | 0 | 0 | 0 | -172567.5262 | 0 | 108942.8092 | 0 | 0 | 0 | 0 | 0 | 0 | 0 | 0 | 0 | 0 | 0 | 0 | 0
2016-01-20 14:00 | 0 | 0 | 0 | 0 | 0 | 244179.4707 | 34898.2622 | 541525 | 0 | 0 | 0 | 0 | 137256.7753 | 226966.5567 | 0 | 0 | 0 | 0 | 0 | 0 | 0 | 0 | 0 | 0 | 0 | 0 | 0 | 0 | 0 | -153504.458 | 0 | 108942.8092 | 0 | 0 | 0 | 0 | 0 | 0 | 0 | 0 | 0 | 0 | 0 | 0 | 0
2016-01-20 15:00 | 0 | 0 | 0 | 0 | 0 | 200615.8946 | 327780.6345 | 535783 | 0 | 0 | 0 | 0 | 129870.3045 | 226966.5567 | 0 | 0 | 0 | 0 | 0 | 0 | 0 | 0 | 0 | 0 | 0 | 0 | 0 | 0 | 0 | -7386.4709 | 0 | 0 | 0 | 0 | 0 | 0 | 0 | 0 | 0 | 0 | 0 | 0 | 0 | 0 | 0
2016-01-20 16:00 | 0 | 0 | 0 | 0 | 0 | 201961.3852 | 487393.1394 | 524933 | 0 | 0 | 0 | 0 | 280025.8475 | 241232.5383 | 0 | 0 | 0 | 0 | 0 | 0 | 0 | 0 | 0 | 0 | 0 | 0 | 0 | 0 | 0 | 150155.543 | 14265.9815 | 0 | 0 | 0 | 0 | 0 | 0 | 0 | 0 | 0 | 0 | 0 | 0 | 0 | 0
2016-01-20 17:00 | 0 | 0 | 0 | 0 | 0 | 239706.9774 | 547021.1091 | 513323 | 0 | 0 | 0 | 0 | 539164.9525 | 255498.5198 | 0 | 0 | 0 | 0 | 0 | 0 | 0 | 0 | 0 | 0 | 0 | 0 | 0 | 0 | 0 | 259139.105 | 14265.9815 | 0 | 0 | 0 | 0 | 0 | 0 | 0 | 0 | 0 | 0 | 0 | 0 | 0 | 0
2016-01-20 18:00 | 0 | 0 | 0 | 0 | 0 | 229754.5181 | 548496.5684 | 504846 | 0 | 0 | 0 | 0 | 798304.0574 | 269764.5013 | 0 | 0 | 0 | 0 | 0 | 0 | 0 | 0 | 0 | 0 | 0 | 0 | 0 | 0 | 0 | 259139.105 | 14265.9815 | 0 | 0 | 0 | 0 | 0 | 0 | 0 | 0 | 0 | 0 | 0 | 0 | 0 | 0
2016-01-20 19:00 | 0 | 0 | 0 | 0 | 0 | 222140.7372 | 550775.3492 | 499511 | 0 | 0 | 0 | 0 | 1057443.1624 | 284030.4829 | 0 | 0 | 0 | 0 | 0 | 0 | 0 | 0 | 0 | 0 | 0 | 0 | 0 | 0 | 0 | 259139.105 | 14265.9815 | 0 | 0 | 0 | 0 | 0 | 0 | 0 | 0 | 0 | 0 | 0 | 0 | 0 | 0
2016-01-20 20:00 | 0 | 0 | 0 | 0 | 0 | 194051.9377 | 575620.1487 | 496267 | 0 | 0 | 0 | 0 | 1316582.2673 | 298296.4644 | 0 | 0 | 0 | 0 | 0 | 0 | 0 | 0 | 0 | 0 | 0 | 0 | 0 | 0 | 0 | 259139.105 | 14265.9815 | 0 | 0 | 0 | 0 | 0 | 0 | 0 | 0 | 0 | 0 | 0 | 0 | 0 | 0
2016-01-20 21:00 | 0 | 0 | 0 | 0 | 0 | 164721.4906 | 607135.5959 | 498452 | 0 | 0 | 0 | 0 | 1575721.3723 | 312562.4459 | 0 | 0 | 0 | 0 | 0 | 0 | 0 | 0 | 0 | 0 | 0 | 0 | 0 | 0 | 0 | 259139.105 | 14265.9815 | 0 | 0 | 0 | 0 | 0 | 0 | 0 | 0 | 0 | 0 | 0 | 0 | 0 | 0
2016-01-20 22:00 | 0 | 0 | 0 | 0 | 0 | 222620.7082 | 563744.3783 | 512960 | 0 | 0 | 0 | 0 | 1834860.4772 | 326828.4275 | 0 | 0 | 0 | 0 | 0 | 0 | 0 | 0 | 0 | 0 | 0 | 0 | 0 | 0 | 0 | 259139.105 | 14265.9815 | 0 | 0 | 0 | 0 | 0 | 0 | 0 | 0 | 0 | 0 | 0 | 0 | 0 | 0
2016-01-20 23:00 | 0 | 0 | 0 | 0 | 0 | 352128.625 | 272830.2805 | 530355 | 0 | 0 | 0 | 0 | 1929464.3826 | 326828.4275 | 0 | 0 | 0 | 0 | 0 | 0 | 0 | 0 | 0 | 0 | 0 | 0 | 0 | 0 | 0 | 94603.9054 | 0 | 0 | 0 | 0 | 0 | 0 | 0 | 0 | 0 | 0 | 0 | 0 | 0 | 0 | 0
2016-01-21 | 0 | 0 | 0 | 0 | 0 | 358404.7248 | 9551.394 | 536685 | 0 | 0 | 0 | 0 | 1760735.5014 | 326828.4275 | 0 | 0 | 0 | 0 | 0 | 0 | 0 | 0 | 0 | 0 | 0 | 0 | 0 | 0 | 0 | -168728.8812 | 0 | 0 | 0 | 0 | 0 | 0 | 0 | 0 | 0 | 0 | 0 | 0 | 0 | 0 | 0
2016-01-21 01:00 | 0 | 0 | 0 | 0 | 0 | 352672.6004 | 0 | 533921 | 0 | 0 | 0 | 0 | 1579487.1018 | 326828.4275 | 0 | 0 | 0 | 0 | 0 | 0 | 0 | 0 | 0 | 0 | 0 | 0 | 0 | 0 | 0 | -181248.3996 | 0 | 0 | 0 | 0 | 0 | 0 | 0 | 0 | 0 | 0 | 0 | 0 | 0 | 0 | 0
2016-01-21 02:00 | 0 | 0 | 0 | 0 | 0 | 344499.2694 | 0 | 523733 | 0 | 0 | 0 | 0 | 1400253.3712 | 326828.4275 | 0 | 0 | 0 | 0 | 0 | 0 | 0 | 0 | 0 | 0 | 0 | 0 | 0 | 0 | 0 | -179233.7306 | 0 | 0 | 0 | 0 | 0 | 0 | 0 | 0 | 0 | 0 | 0 | 0 | 0 | 0 | 0
2016-01-21 03:00 | 0 | 0 | 0 | 0 | 0 | 339154.4588 | 0 | 502414 | 0 | 0 | 0 | 0 | 1236993.83 | 326828.4275 | 0 | 0 | 0 | 0 | 0 | 0 | 0 | 0 | 0 | 0 | 0 | 0 | 0 | 0 | 0 | -163259.5412 | 0 | 0 | 0 | 0 | 0 | 0 | 0 | 0 | 0 | 0 | 0 | 0 | 0 | 0 | 0
2016-01-21 04:00 | 0 | 0 | 0 | 0 | 0 | 337675.5351 | 0 | 477551 | 0 | 0 | 0 | 0 | 1097118.3651 | 326828.4275 | 0 | 0 | 0 | 0 | 0 | 0 | 0 | 0 | 0 | 0 | 0 | 0 | 0 | 0 | 0 | -139875.4649 | 0 | 0 | 0 | 0 | 0 | 0 | 0 | 0 | 0 | 0 | 0 | 0 | 0 | 0 | 0
2016-01-21 05:00 | 0 | 0 | 0 | 0 | 0 | 331537.9819 | 0 | 456315 | 0 | 0 | 0 | 0 | 972341.347 | 326828.4275 | 0 | 0 | 0 | 0 | 0 | 0 | 0 | 0 | 0 | 0 | 0 | 0 | 0 | 0 | 0 | -124777.0181 | 0 | 0 | 0 | 0 | 0 | 0 | 0 | 0 | 0 | 0 | 0 | 0 | 0 | 0 | 0
2016-01-21 06:00 | 0 | 0 | 0 | 0 | 0 | 319281.2187 | 0 | 443693 | 0 | 0 | 0 | 0 | 847929.5657 | 326828.4275 | 0 | 0 | 0 | 0 | 0 | 0 | 0 | 0 | 0 | 0 | 0 | 0 | 0 | 0 | 0 | -124411.7813 | 0 | 0 | 0 | 0 | 0 | 0 | 0 | 0 | 0 | 0 | 0 | 0 | 0 | 0 | 0
2016-01-21 07:00 | 0 | 0 | 0 | 0 | 0 | 316024.9511 | 0 | 435960 | 0 | 0 | 0 | 0 | 727994.5168 | 326828.4275 | 0 | 0 | 0 | 0 | 0 | 0 | 0 | 0 | 0 | 0 | 0 | 0 | 0 | 0 | 0 | -119935.0489 | 0 | 0 | 0 | 0 | 0 | 0 | 0 | 0 | 0 | 0 | 0 | 0 | 0 | 0 | 0
2016-01-21 08:00 | 0 | 0 | 0 | 0 | 0 | 318972.9426 | 0 | 432949 | 0 | 0 | 0 | 0 | 614018.4594 | 326828.4275 | 0 | 0 | 0 | 0 | 0 | 0 | 0 | 0 | 0 | 0 | 0 | 0 | 0 | 0 | 0 | -113976.0574 | 0 | 0 | 0 | 0 | 0 | 0 | 0 | 0 | 0 | 0 | 0 | 0 | 0 | 0 | 0
2016-01-21 09:00 | 0 | 0 | 0 | 0 | 0 | 317779.4915 | 0 | 435901 | 0 | 0 | 0 | 0 | 495896.951 | 326828.4275 | 0 | 0 | 0 | 0 | 0 | 0 | 0 | 0 | 0 | 0 | 0 | 0 | 0 | 0 | 0 | -118121.5085 | 0 | 0 | 0 | 0 | 0 | 0 | 0 | 0 | 0 | 0 | 0 | 0 | 0 | 0 | 0
2016-01-21 10:00 | 0 | 0 | 0 | 0 | 0 | 316580.2458 | 0 | 448923 | 0 | 0 | 0 | 0 | 363554.1967 | 326828.4275 | 0 | 0 | 0 | 0 | 0 | 0 | 0 | 0 | 0 | 0 | 0 | 0 | 0 | 0 | 0 | -132342.7542 | 0 | 0 | 0 | 0 | 0 | 0 | 0 | 0 | 0 | 0 | 0 | 0 | 0 | 0 | 0
2016-01-21 11:00 | 0 | 0 | 0 | 0 | 0 | 315755.0289 | 0 | 480425 | 0 | 0 | 0 | 0 | 198884.2256 | 326828.4275 | 0 | 0 | 0 | 0 | 0 | 0 | 0 | 0 | 0 | 0 | 0 | 0 | 0 | 0 | 0 | -164669.9711 | 0 | 0 | 0 | 0 | 0 | 0 | 0 | 0 | 0 | 0 | 0 | 0 | 0 | 0 | 0
2016-01-21 12:00 | 0 | 0 | 0 | 0 | 0 | 317972.4947 | 0 | 510035 | 0 | 0 | 0 | 0 | 115764.5295 | 217885.6183 | 0 | 0 | 0 | 0 | 0 | 0 | 0 | 0 | 0 | 0 | 0 | 0 | 0 | 0 | 0 | -83119.6962 | 0 | 108942.8092 | 0 | 0 | 0 | 0 | 0 | 0 | 0 | 0 | 0 | 0 | 0 | 0 | 0
2016-01-21 13:00 | 0 | 0 | 0 | 0 | 0 | 321336.6232 | 15.1899 | 518534 | 0 | 0 | 0 | 0 | 27525.1517 | 108942.8092 | 0 | 0 | 0 | 0 | 0 | 0 | 0 | 0 | 0 | 0 | 0 | 0 | 0 | 0 | 0 | -88239.3777 | 0 | 108942.8092 | 0 | 0 | 0 | 0 | 0 | 0 | 0 | 0 | 0 | 0 | 0 | 0 | 0
2016-01-21 14:00 | 0 | 0 | 0 | 0 | 0 | 297664.6955 | 81705.3436 | 515838 | 0 | 0 | 0 | 0 | 0 | 0 | 0 | 0 | 0 | 0 | 0 | 0 | 0 | 0 | 0 | 0 | 0 | 0 | 0 | 0 | 0 | -27525.1517 | 0 | 108942.8092 | 0 | 0 | 0 | 0 | 0 | 0 | 0 | 0 | 0 | 0 | 0 | 0 | 0
2016-01-21 15:00 | 0 | 0 | 0 | 0 | 0 | 244856.8495 | 525907.2555 | 511625 | 0 | 0 | 0 | 0 | 259139.105 | 0 | 0 | 0 | 0 | 0 | 0 | 0 | 0 | 0 | 0 | 0 | 0 | 0 | 0 | 0 | 0 | 259139.105 | 0 | 0 | 0 | 0 | 0 | 0 | 0 | 0 | 0 | 0 | 0 | 0 | 0 | 0 | 0
2016-01-21 16:00 | 0 | 0 | 0 | 0 | 0 | 138509.2991 | 639764.7873 | 504869 | 0 | 0 | 0 | 0 | 518278.2099 | 14265.9815 | 0 | 0 | 0 | 0 | 0 | 0 | 0 | 0 | 0 | 0 | 0 | 0 | 0 | 0 | 0 | 259139.105 | 14265.9815 | 0 | 0 | 0 | 0 | 0 | 0 | 0 | 0 | 0 | 0 | 0 | 0 | 0 | 0
2016-01-21 17:00 | 0 | 0 | 0 | 0 | 0 | 0 | 638352.4757 | 497314 | 0 | 0 | 0 | 0 | 659316.6856 | 14265.9815 | 0 | 0 | 0 | 0 | 0 | 0 | 0 | 0 | 0 | 0 | 0 | 0 | 0 | 0 | 0 | 141038.4757 | 0 | 0 | 0 | 0 | 0 | 0 | 0 | 0 | 0 | 0 | 0 | 0 | 0 | 0 | 0
2016-01-21 18:00 | 0 | 0 | 0 | 0 | 0 | 142179.3151 | 607678.7899 | 490719 | 0 | 0 | 0 | 0 | 918455.7905 | 14265.9815 | 0 | 0 | 0 | 0 | 0 | 0 | 0 | 0 | 0 | 0 | 0 | 0 | 0 | 0 | 0 | 259139.105 | 0 | 0 | 0 | 0 | 0 | 0 | 0 | 0 | 0 | 0 | 0 | 0 | 0 | 0 | 0
2016-01-21 19:00 | 0 | 0 | 0 | 0 | 0 | 0 | 592358.9437 | 486338 | 0 | 0 | 0 | 0 | 1038742.7157 | 0 | 0 | 0 | 0 | 0 | 0 | 0 | 0 | 0 | 0 | 0 | 0 | 0 | 0 | 0 | 0 | 120286.9252 | 0 | 14265.9815 | 0 | 0 | 0 | 0 | 0 | 0 | 0 | 0 | 0 | 0 | 0 | 0 | 0
2016-01-21 20:00 | 0 | 0 | 0 | 0 | 0 | 123839.9574 | 602362.9338 | 483984 | 0 | 0 | 0 | 0 | 1280961.6068 | 0 | 0 | 0 | 0 | 0 | 0 | 0 | 0 | 0 | 0 | 0 | 0 | 0 | 0 | 0 | 0 | 242218.8911 | 0 | 0 | 0 | 0 | 0 | 0 | 0 | 0 | 0 | 0 | 0 | 0 | 0 | 0 | 0
2016-01-21 21:00 | 0 | 0 | 0 | 0 | 0 | 129083.172 | 616467.9329 | 486412 | 0 | 0 | 0 | 0 | 1540100.7118 | 0 | 0 | 0 | 0 | 0 | 0 | 0 | 0 | 0 | 0 | 0 | 0 | 0 | 0 | 0 | 0 | 259139.105 | 0 | 0 | 0 | 0 | 0 | 0 | 0 | 0 | 0 | 0 | 0 | 0 | 0 | 0 | 0
2016-01-21 22:00 | 0 | 0 | 0 | 0 | 0 | 210368.3766 | 550731.7284 | 501961 | 0 | 0 | 0 | 0 | 1799239.8167 | 0 | 0 | 0 | 0 | 0 | 0 | 0 | 0 | 0 | 0 | 0 | 0 | 0 | 0 | 0 | 0 | 259139.105 | 0 | 0 | 0 | 0 | 0 | 0 | 0 | 0 | 0 | 0 | 0 | 0 | 0 | 0 | 0
2016-01-21 23:00 | 0 | 0 | 0 | 0 | 0 | 415257.8001 | 218825.7521 | 520445 | 0 | 0 | 0 | 0 | 1912878.3689 | 0 | 0 | 0 | 0 | 0 | 0 | 0 | 0 | 0 | 0 | 0 | 0 | 0 | 0 | 0 | 0 | 113638.5522 | 0 | 0 | 0 | 0 | 0 | 0 | 0 | 0 | 0 | 0 | 0 | 0 | 0 | 0 | 0
2016-01-22 | 0 | 0 | 0 | 0 | 0 | 422279.678 | 6494.3797 | 527936 | 0 | 0 | 0 | 0 | 1813716.4267 | 0 | 0 | 0 | 0 | 0 | 0 | 0 | 0 | 0 | 0 | 0 | 0 | 0 | 0 | 0 | 0 | -99161.9423 | 0 | 0 | 0 | 0 | 0 | 0 | 0 | 0 | 0 | 0 | 0 | 0 | 0 | 0 | 0
2016-01-22 01:00 | 0 | 0 | 0 | 0 | 0 | 404139.0552 | 0 | 526468 | 0 | 0 | 0 | 0 | 1691387.4819 | 0 | 0 | 0 | 0 | 0 | 0 | 0 | 0 | 0 | 0 | 0 | 0 | 0 | 0 | 0 | 0 | -122328.9448 | 0 | 0 | 0 | 0 | 0 | 0 | 0 | 0 | 0 | 0 | 0 | 0 | 0 | 0 | 0
2016-01-22 02:00 | 0 | 0 | 0 | 0 | 0 | 381885.5399 | 0 | 516856 | 0 | 0 | 0 | 0 | 1556417.0218 | 0 | 0 | 0 | 0 | 0 | 0 | 0 | 0 | 0 | 0 | 0 | 0 | 0 | 0 | 0 | 0 | -134970.4601 | 0 | 0 | 0 | 0 | 0 | 0 | 0 | 0 | 0 | 0 | 0 | 0 | 0 | 0 | 0
2016-01-22 03:00 | 0 | 0 | 0 | 0 | 0 | 239681.895 | 0 | 498821 | 0 | 0 | 0 | 0 | 1297277.9168 | 0 | 0 | 0 | 0 | 0 | 0 | 0 | 0 | 0 | 0 | 0 | 0 | 0 | 0 | 0 | 0 | -259139.105 | 0 | 0 | 0 | 0 | 0 | 0 | 0 | 0 | 0 | 0 | 0 | 0 | 0 | 0 | 0
2016-01-22 04:00 | 0 | 0 | 0 | 0 | 0 | 351192.7245 | 0 | 476229 | 0 | 0 | 0 | 0 | 1157975.6597 | 14265.9815 | 0 | 0 | 0 | 0 | 0 | 0 | 0 | 0 | 0 | 0 | 0 | 0 | 0 | 0 | 0 | -139302.2571 | 14265.9815 | 0 | 0 | 0 | 0 | 0 | 0 | 0 | 0 | 0 | 0 | 0 | 0 | 0 | 0
2016-01-22 05:00 | 0 | 0 | 0 | 0 | 0 | 347685.0549 | 0 | 456375 | 0 | 0 | 0 | 0 | 1049285.7147 | 14265.9815 | 0 | 0 | 0 | 0 | 0 | 0 | 0 | 0 | 0 | 0 | 0 | 0 | 0 | 0 | 0 | -108689.9451 | 0 | 0 | 0 | 0 | 0 | 0 | 0 | 0 | 0 | 0 | 0 | 0 | 0 | 0 | 0
2016-01-22 06:00 | 0 | 0 | 0 | 0 | 0 | 352661.3732 | 0 | 444230 | 0 | 0 | 0 | 0 | 957717.0879 | 14265.9815 | 0 | 0 | 0 | 0 | 0 | 0 | 0 | 0 | 0 | 0 | 0 | 0 | 0 | 0 | 0 | -91568.6268 | 0 | 0 | 0 | 0 | 0 | 0 | 0 | 0 | 0 | 0 | 0 | 0 | 0 | 0 | 0
2016-01-22 07:00 | 0 | 0 | 0 | 0 | 0 | 362001.1267 | 0 | 436401 | 0 | 0 | 0 | 0 | 883317.2146 | 14265.9815 | 0 | 0 | 0 | 0 | 0 | 0 | 0 | 0 | 0 | 0 | 0 | 0 | 0 | 0 | 0 | -74399.8733 | 0 | 0 | 0 | 0 | 0 | 0 | 0 | 0 | 0 | 0 | 0 | 0 | 0 | 0 | 0
2016-01-22 08:00 | 0 | 0 | 0 | 0 | 0 | 371839.5326 | 0 | 433510 | 0 | 0 | 0 | 0 | 821646.7472 | 14265.9815 | 0 | 0 | 0 | 0 | 0 | 0 | 0 | 0 | 0 | 0 | 0 | 0 | 0 | 0 | 0 | -61670.4674 | 0 | 0 | 0 | 0 | 0 | 0 | 0 | 0 | 0 | 0 | 0 | 0 | 0 | 0 | 0
2016-01-22 09:00 | 0 | 0 | 0 | 0 | 0 | 177838.895 | 0 | 436978 | 0 | 0 | 0 | 0 | 562507.6422 | 14265.9815 | 0 | 0 | 0 | 0 | 0 | 0 | 0 | 0 | 0 | 0 | 0 | 0 | 0 | 0 | 0 | -259139.105 | 0 | 0 | 0 | 0 | 0 | 0 | 0 | 0 | 0 | 0 | 0 | 0 | 0 | 0 | 0
2016-01-22 10:00 | 0 | 0 | 0 | 0 | 0 | 389071.6468 | 0 | 449180 | 0 | 0 | 0 | 0 | 502399.289 | 14265.9815 | 0 | 0 | 0 | 0 | 0 | 0 | 0 | 0 | 0 | 0 | 0 | 0 | 0 | 0 | 0 | -60108.3532 | 0 | 0 | 0 | 0 | 0 | 0 | 0 | 0 | 0 | 0 | 0 | 0 | 0 | 0 | 0
2016-01-22 11:00 | 0 | 0 | 0 | 0 | 0 | 387252.982 | 0 | 477761 | 0 | 0 | 0 | 0 | 411891.2709 | 14265.9815 | 0 | 0 | 0 | 0 | 0 | 0 | 0 | 0 | 0 | 0 | 0 | 0 | 0 | 0 | 0 | -90508.018 | 0 | 0 | 0 | 0 | 0 | 0 | 0 | 0 | 0 | 0 | 0 | 0 | 0 | 0 | 0
2016-01-22 12:00 | 0 | 0 | 0 | 0 | 0 | 375887.0104 | 0 | 507663 | 0 | 0 | 0 | 0 | 280115.2813 | 14265.9815 | 0 | 0 | 0 | 0 | 0 | 0 | 0 | 0 | 0 | 0 | 0 | 0 | 0 | 0 | 0 | -131775.9896 | 0 | 0 | 0 | 0 | 0 | 0 | 0 | 0 | 0 | 0 | 0 | 0 | 0 | 0 | 0
2016-01-22 13:00 | 0 | 0 | 0 | 0 | 0 | 357774.5726 | 23.3532 | 521669 | 0 | 0 | 0 | 0 | 116244.2072 | 14265.9815 | 0 | 0 | 0 | 0 | 0 | 0 | 0 | 0 | 0 | 0 | 0 | 0 | 0 | 0 | 0 | -163871.0742 | 0 | 0 | 0 | 0 | 0 | 0 | 0 | 0 | 0 | 0 | 0 | 0 | 0 | 0 | 0
2016-01-22 14:00 | 0 | 0 | 0 | 0 | 0 | 307135.4003 | 90084.411 | 527730 | 0 | 0 | 0 | 0 | 0 | 0 | 0 | 0 | 0 | 0 | 0 | 0 | 0 | 0 | 0 | 0 | 0 | 0 | 0 | 0 | 0 | -116244.2072 | 0 | 14265.9815 | 0 | 0 | 0 | 0 | 0 | 0 | 0 | 0 | 0 | 0 | 0 | 0 | 0
2016-01-22 15:00 | 0 | 0 | 0 | 0 | 0 | 41721.1958 | 488804.8042 | 530526 | 0 | 0 | 0 | 0 | 0 | 0 | 0 | 0 | 0 | 0 | 0 | 0 | 0 | 0 | 0 | 0 | 0 | 0 | 0 | 0 | 0 | 0 | 0 | 0 | 0 | 0 | 0 | 0 | 0 | 0 | 0 | 0 | 0 | 0 | 0 | 0 | 0
2016-01-22 16:00 | 0 | 0 | 0 | 0 | 0 | 0 | 583100.847 | 527349 | 0 | 0 | 0 | 0 | 55751.847 | 0 | 0 | 0 | 0 | 0 | 0 | 0 | 0 | 0 | 0 | 0 | 0 | 0 | 0 | 0 | 0 | 55751.847 | 0 | 0 | 0 | 0 | 0 | 0 | 0 | 0 | 0 | 0 | 0 | 0 | 0 | 0 | 0
2016-01-22 17:00 | 0 | 0 | 0 | 0 | 0 | 0 | 575569.4 | 521407 | 0 | 0 | 0 | 0 | 109914.247 | 0 | 0 | 0 | 0 | 0 | 0 | 0 | 0 | 0 | 0 | 0 | 0 | 0 | 0 | 0 | 0 | 54162.4 | 0 | 0 | 0 | 0 | 0 | 0 | 0 | 0 | 0 | 0 | 0 | 0 | 0 | 0 | 0
2016-01-22 18:00 | 0 | 0 | 0 | 0 | 0 | 0 | 556762.1785 | 515885 | 0 | 0 | 0 | 0 | 150791.4255 | 0 | 0 | 0 | 0 | 0 | 0 | 0 | 0 | 0 | 0 | 0 | 0 | 0 | 0 | 0 | 0 | 40877.1785 | 0 | 0 | 0 | 0 | 0 | 0 | 0 | 0 | 0 | 0 | 0 | 0 | 0 | 0 | 0
2016-01-22 19:00 | 0 | 0 | 0 | 0 | 0 | 0 | 551011.3022 | 510547 | 0 | 0 | 0 | 0 | 191255.7277 | 0 | 0 | 0 | 0 | 0 | 0 | 0 | 0 | 0 | 0 | 0 | 0 | 0 | 0 | 0 | 0 | 40464.3022 | 0 | 0 | 0 | 0 | 0 | 0 | 0 | 0 | 0 | 0 | 0 | 0 | 0 | 0 | 0
2016-01-22 20:00 | 0 | 0 | 0 | 0 | 0 | 201519.0623 | 564134.0427 | 506514 | 0 | 0 | 0 | 0 | 450394.8326 | 0 | 0 | 0 | 0 | 0 | 0 | 0 | 0 | 0 | 0 | 0 | 0 | 0 | 0 | 0 | 0 | 259139.105 | 0 | 0 | 0 | 0 | 0 | 0 | 0 | 0 | 0 | 0 | 0 | 0 | 0 | 0 | 0
2016-01-22 21:00 | 0 | 0 | 0 | 0 | 0 | 14235.4439 | 573156.2691 | 507046 | 0 | 0 | 0 | 0 | 530740.5456 | 0 | 0 | 0 | 0 | 0 | 0 | 0 | 0 | 0 | 0 | 0 | 0 | 0 | 0 | 0 | 0 | 80345.713 | 0 | 0 | 0 | 0 | 0 | 0 | 0 | 0 | 0 | 0 | 0 | 0 | 0 | 0 | 0
2016-01-22 22:00 | 0 | 0 | 0 | 0 | 0 | 0 | 481200.9044 | 517154 | 0 | 0 | 0 | 0 | 494787.45 | 0 | 0 | 0 | 0 | 0 | 0 | 0 | 0 | 0 | 0 | 0 | 0 | 0 | 0 | 0 | 0 | -35953.0956 | 0 | 0 | 0 | 0 | 0 | 0 | 0 | 0 | 0 | 0 | 0 | 0 | 0 | 0 | 0
2016-01-22 23:00 | 0 | 0 | 0 | 0 | 0 | 382212.8394 | 187238.8287 | 529079 | 0 | 0 | 0 | 0 | 535160.1181 | 0 | 0 | 0 | 0 | 0 | 0 | 0 | 0 | 0 | 0 | 0 | 0 | 0 | 0 | 0 | 0 | 40372.6681 | 0 | 0 | 0 | 0 | 0 | 0 | 0 | 0 | 0 | 0 | 0 | 0 | 0 | 0 | 0
2016-01-23 | 0 | 0 | 0 | 0 | 0 | 462216.7276 | 5330.7557 | 532762 | 0 | 0 | 0 | 0 | 469945.6014 | 0 | 0 | 0 | 0 | 0 | 0 | 0 | 0 | 0 | 0 | 0 | 0 | 0 | 0 | 0 | 0 | -65214.5167 | 0 | 0 | 0 | 0 | 0 | 0 | 0 | 0 | 0 | 0 | 0 | 0 | 0 | 0 | 0
2016-01-23 01:00 | 0 | 0 | 0 | 0 | 0 | 487175.204 | 0 | 529195 | 0 | 0 | 0 | 0 | 427925.8054 | 0 | 0 | 0 | 0 | 0 | 0 | 0 | 0 | 0 | 0 | 0 | 0 | 0 | 0 | 0 | 0 | -42019.796 | 0 | 0 | 0 | 0 | 0 | 0 | 0 | 0 | 0 | 0 | 0 | 0 | 0 | 0 | 0
2016-01-23 02:00 | 0 | 0 | 0 | 0 | 0 | 489404.3051 | 0 | 520505 | 0 | 0 | 0 | 0 | 396825.1106 | 0 | 0 | 0 | 0 | 0 | 0 | 0 | 0 | 0 | 0 | 0 | 0 | 0 | 0 | 0 | 0 | -31100.6949 | 0 | 0 | 0 | 0 | 0 | 0 | 0 | 0 | 0 | 0 | 0 | 0 | 0 | 0 | 0
2016-01-23 03:00 | 0 | 0 | 0 | 0 | 0 | 486750.8428 | 0 | 505807 | 0 | 0 | 0 | 0 | 377768.9533 | 0 | 0 | 0 | 0 | 0 | 0 | 0 | 0 | 0 | 0 | 0 | 0 | 0 | 0 | 0 | 0 | -19056.1572 | 0 | 0 | 0 | 0 | 0 | 0 | 0 | 0 | 0 | 0 | 0 | 0 | 0 | 0 | 0
2016-01-23 04:00 | 0 | 0 | 0 | 0 | 0 | 228285.895 | 0 | 487425 | 0 | 0 | 0 | 0 | 118629.8484 | 0 | 0 | 0 | 0 | 0 | 0 | 0 | 0 | 0 | 0 | 0 | 0 | 0 | 0 | 0 | 0 | -259139.105 | 0 | 0 | 0 | 0 | 0 | 0 | 0 | 0 | 0 | 0 | 0 | 0 | 0 | 0 | 0
2016-01-23 05:00 | 0 | 0 | 0 | 0 | 0 | 478908.0832 | 0 | 471931 | 0 | 0 | 0 | 0 | 125606.9316 | 0 | 0 | 0 | 0 | 0 | 0 | 0 | 0 | 0 | 0 | 0 | 0 | 0 | 0 | 0 | 0 | 6977.0832 | 0 | 0 | 0 | 0 | 0 | 0 | 0 | 0 | 0 | 0 | 0 | 0 | 0 | 0 | 0
2016-01-23 06:00 | 0 | 0 | 0 | 0 | 0 | 479091.6717 | 0 | 460046 | 0 | 0 | 0 | 0 | 144652.6032 | 0 | 0 | 0 | 0 | 0 | 0 | 0 | 0 | 0 | 0 | 0 | 0 | 0 | 0 | 0 | 0 | 19045.6717 | 0 | 0 | 0 | 0 | 0 | 0 | 0 | 0 | 0 | 0 | 0 | 0 | 0 | 0 | 0
2016-01-23 07:00 | 0 | 0 | 0 | 0 | 0 | 483548.2874 | 0 | 452760 | 0 | 0 | 0 | 0 | 175440.8906 | 0 | 0 | 0 | 0 | 0 | 0 | 0 | 0 | 0 | 0 | 0 | 0 | 0 | 0 | 0 | 0 | 30788.2874 | 0 | 0 | 0 | 0 | 0 | 0 | 0 | 0 | 0 | 0 | 0 | 0 | 0 | 0 | 0
2016-01-23 08:00 | 0 | 0 | 0 | 0 | 0 | 487209.971 | 0 | 448842 | 0 | 0 | 0 | 0 | 213808.8616 | 0 | 0 | 0 | 0 | 0 | 0 | 0 | 0 | 0 | 0 | 0 | 0 | 0 | 0 | 0 | 0 | 38367.971 | 0 | 0 | 0 | 0 | 0 | 0 | 0 | 0 | 0 | 0 | 0 | 0 | 0 | 0 | 0
2016-01-23 09:00 | 0 | 0 | 0 | 0 | 0 | 494429.2433 | 0 | 449099 | 0 | 0 | 0 | 0 | 259139.105 | 0 | 0 | 0 | 0 | 0 | 0 | 0 | 0 | 0 | 0 | 0 | 0 | 0 | 0 | 0 | 0 | 45330.2433 | 0 | 0 | 0 | 0 | 0 | 0 | 0 | 0 | 0 | 0 | 0 | 0 | 0 | 0 | 0
2016-01-23 10:00 | 0 | 0 | 0 | 0 | 0 | 195148.895 | 0 | 454288 | 0 | 0 | 0 | 0 | 0 | 0 | 0 | 0 | 0 | 0 | 0 | 0 | 0 | 0 | 0 | 0 | 0 | 0 | 0 | 0 | 0 | -259139.105 | 0 | 0 | 0 | 0 | 0 | 0 | 0 | 0 | 0 | 0 | 0 | 0 | 0 | 0 | 0
2016-01-23 11:00 | 0 | 0 | 0 | 0 | 0 | 509984.4052 | 0 | 463739 | 0 | 0 | 0 | 0 | 46245.4052 | 0 | 0 | 0 | 0 | 0 | 0 | 0 | 0 | 0 | 0 | 0 | 0 | 0 | 0 | 0 | 0 | 46245.4052 | 0 | 0 | 0 | 0 | 0 | 0 | 0 | 0 | 0 | 0 | 0 | 0 | 0 | 0 | 0
2016-01-23 12:00 | 0 | 0 | 0 | 0 | 0 | 432610.5948 | 0 | 478856 | 0 | 0 | 0 | 0 | 0 | 0 | 0 | 0 | 0 | 0 | 0 | 0 | 0 | 0 | 0 | 0 | 0 | 0 | 0 | 0 | 0 | -46245.4052 | 0 | 0 | 0 | 0 | 0 | 0 | 0 | 0 | 0 | 0 | 0 | 0 | 0 | 0 | 0
2016-01-23 13:00 | 0 | 0 | 0 | 0 | 0 | 521651.3818 | 28.7265 | 495520 | 0 | 0 | 0 | 0 | 11894.1267 | 14265.9815 | 0 | 0 | 0 | 0 | 0 | 0 | 0 | 0 | 0 | 0 | 0 | 0 | 0 | 0 | 0 | 11894.1267 | 14265.9815 | 0 | 0 | 0 | 0 | 0 | 0 | 0 | 0 | 0 | 0 | 0 | 0 | 0 | 0
2016-01-23 14:00 | 0 | 0 | 0 | 0 | 0 | 490123.0066 | 102384.0055 | 509928 | 0 | 0 | 0 | 0 | 80207.1573 | 28531.9631 | 0 | 0 | 0 | 0 | 0 | 0 | 0 | 0 | 0 | 0 | 0 | 0 | 0 | 0 | 0 | 68313.0306 | 14265.9815 | 0 | 0 | 0 | 0 | 0 | 0 | 0 | 0 | 0 | 0 | 0 | 0 | 0 | 0
2016-01-23 15:00 | 0 | 0 | 0 | 0 | 0 | 425111.4884 | 360046.4979 | 516578 | 0 | 0 | 0 | 0 | 334521.1621 | 42797.9446 | 0 | 0 | 0 | 0 | 0 | 0 | 0 | 0 | 0 | 0 | 0 | 0 | 0 | 0 | 0 | 254314.0048 | 14265.9815 | 0 | 0 | 0 | 0 | 0 | 0 | 0 | 0 | 0 | 0 | 0 | 0 | 0 | 0
2016-01-23 16:00 | 0 | 0 | 0 | 0 | 0 | 320989.6431 | 466146.4433 | 513731 | 0 | 0 | 0 | 0 | 593660.267 | 57063.9261 | 0 | 0 | 0 | 0 | 0 | 0 | 0 | 0 | 0 | 0 | 0 | 0 | 0 | 0 | 0 | 259139.105 | 14265.9815 | 0 | 0 | 0 | 0 | 0 | 0 | 0 | 0 | 0 | 0 | 0 | 0 | 0 | 0
2016-01-23 17:00 | 0 | 0 | 0 | 0 | 0 | 0 | 495370.8668 | 505643 | 0 | 0 | 0 | 0 | 569122.1523 | 71329.9077 | 0 | 0 | 0 | 0 | 0 | 0 | 0 | 0 | 0 | 0 | 0 | 0 | 0 | 0 | 0 | -24538.1148 | 14265.9815 | 0 | 0 | 0 | 0 | 0 | 0 | 0 | 0 | 0 | 0 | 0 | 0 | 0 | 0
2016-01-23 18:00 | 0 | 0 | 0 | 0 | 0 | 0 | 489320.677 | 494705 | 0 | 0 | 0 | 0 | 549471.8478 | 85595.8892 | 0 | 0 | 0 | 0 | 0 | 0 | 0 | 0 | 0 | 0 | 0 | 0 | 0 | 0 | 0 | -19650.3045 | 14265.9815 | 0 | 0 | 0 | 0 | 0 | 0 | 0 | 0 | 0 | 0 | 0 | 0 | 0 | 0
2016-01-23 19:00 | 0 | 0 | 0 | 0 | 0 | 0 | 479309.3441 | 483360 | 0 | 0 | 0 | 0 | 531155.2103 | 99861.8707 | 0 | 0 | 0 | 0 | 0 | 0 | 0 | 0 | 0 | 0 | 0 | 0 | 0 | 0 | 0 | -18316.6374 | 14265.9815 | 0 | 0 | 0 | 0 | 0 | 0 | 0 | 0 | 0 | 0 | 0 | 0 | 0 | 0
2016-01-23 20:00 | 0 | 0 | 0 | 0 | 0 | 275828.3741 | 474355.7124 | 476779 | 0 | 0 | 0 | 0 | 790294.3153 | 114127.8523 | 0 | 0 | 0 | 0 | 0 | 0 | 0 | 0 | 0 | 0 | 0 | 0 | 0 | 0 | 0 | 259139.105 | 14265.9815 | 0 | 0 | 0 | 0 | 0 | 0 | 0 | 0 | 0 | 0 | 0 | 0 | 0 | 0
2016-01-23 21:00 | 0 | 0 | 0 | 0 | 0 | 300788.7978 | 449343.2887 | 476727 | 0 | 0 | 0 | 0 | 1049433.4202 | 128393.8338 | 0 | 0 | 0 | 0 | 0 | 0 | 0 | 0 | 0 | 0 | 0 | 0 | 0 | 0 | 0 | 259139.105 | 14265.9815 | 0 | 0 | 0 | 0 | 0 | 0 | 0 | 0 | 0 | 0 | 0 | 0 | 0 | 0
2016-01-23 22:00 | 0 | 0 | 0 | 0 | 0 | 329991.3039 | 361230.1158 | 488300 | 0 | 0 | 0 | 0 | 1238088.8584 | 142659.8153 | 0 | 0 | 0 | 0 | 0 | 0 | 0 | 0 | 0 | 0 | 0 | 0 | 0 | 0 | 0 | 188655.4382 | 14265.9815 | 0 | 0 | 0 | 0 | 0 | 0 | 0 | 0 | 0 | 0 | 0 | 0 | 0 | 0
2016-01-23 23:00 | 0 | 0 | 0 | 0 | 0 | 536163.3165 | 155295.4376 | 505374 | 0 | 0 | 0 | 0 | 1409907.6309 | 156925.7969 | 0 | 0 | 0 | 0 | 0 | 0 | 0 | 0 | 0 | 0 | 0 | 0 | 0 | 0 | 0 | 171818.7725 | 14265.9815 | 0 | 0 | 0 | 0 | 0 | 0 | 0 | 0 | 0 | 0 | 0 | 0 | 0 | 0
2016-01-24 | 0 | 0 | 0 | 0 | 0 | 591037.8783 | 10150.1097 | 514019 | 0 | 0 | 0 | 0 | 1482810.6374 | 171191.7784 | 0 | 0 | 0 | 0 | 0 | 0 | 0 | 0 | 0 | 0 | 0 | 0 | 0 | 0 | 0 | 72903.0065 | 14265.9815 | 0 | 0 | 0 | 0 | 0 | 0 | 0 | 0 | 0 | 0 | 0 | 0 | 0 | 0
2016-01-24 01:00 | 0 | 0 | 0 | 0 | 0 | 595732.05 | 0 | 514024 | 0 | 0 | 0 | 0 | 1550252.7059 | 185457.7599 | 0 | 0 | 0 | 0 | 0 | 0 | 0 | 0 | 0 | 0 | 0 | 0 | 0 | 0 | 0 | 67442.0685 | 14265.9815 | 0 | 0 | 0 | 0 | 0 | 0 | 0 | 0 | 0 | 0 | 0 | 0 | 0 | 0
2016-01-24 02:00 | 0 | 0 | 0 | 0 | 0 | 249822.895 | 0 | 508962 | 0 | 0 | 0 | 0 | 1291113.601 | 185457.7599 | 0 | 0 | 0 | 0 | 0 | 0 | 0 | 0 | 0 | 0 | 0 | 0 | 0 | 0 | 0 | -259139.105 | 0 | 0 | 0 | 0 | 0 | 0 | 0 | 0 | 0 | 0 | 0 | 0 | 0 | 0 | 0
2016-01-24 03:00 | 0 | 0 | 0 | 0 | 0 | 537166.1081 | 0 | 497824 | 0 | 0 | 0 | 0 | 1326559.8137 | 189353.6552 | 0 | 0 | 0 | 0 | 0 | 0 | 0 | 0 | 0 | 0 | 0 | 0 | 0 | 0 | 0 | 35446.2128 | 3895.8953 | 0 | 0 | 0 | 0 | 0 | 0 | 0 | 0 | 0 | 0 | 0 | 0 | 0 | 0
2016-01-24 04:00 | 0 | 0 | 0 | 0 | 0 | 223614.895 | 0 | 482754 | 0 | 0 | 0 | 0 | 1067420.7088 | 189353.6552 | 0 | 0 | 0 | 0 | 0 | 0 | 0 | 0 | 0 | 0 | 0 | 0 | 0 | 0 | 0 | -259139.105 | 0 | 0 | 0 | 0 | 0 | 0 | 0 | 0 | 0 | 0 | 0 | 0 | 0 | 0 | 0
2016-01-24 05:00 | 0 | 0 | 0 | 0 | 0 | 465413.6903 | 0 | 468555 | 0 | 0 | 0 | 0 | 1050013.4176 | 203619.6368 | 0 | 0 | 0 | 0 | 0 | 0 | 0 | 0 | 0 | 0 | 0 | 0 | 0 | 0 | 0 | -17407.2912 | 14265.9815 | 0 | 0 | 0 | 0 | 0 | 0 | 0 | 0 | 0 | 0 | 0 | 0 | 0 | 0
2016-01-24 06:00 | 0 | 0 | 0 | 0 | 0 | 433946.1885 | 0 | 459947 | 0 | 0 | 0 | 0 | 1024012.606 | 203619.6368 | 0 | 0 | 0 | 0 | 0 | 0 | 0 | 0 | 0 | 0 | 0 | 0 | 0 | 0 | 0 | -26000.8115 | 0 | 0 | 0 | 0 | 0 | 0 | 0 | 0 | 0 | 0 | 0 | 0 | 0 | 0 | 0
2016-01-24 07:00 | 0 | 0 | 0 | 0 | 0 | 403513.8405 | 0 | 454182 | 0 | 0 | 0 | 0 | 959078.465 | 217885.6183 | 0 | 0 | 0 | 0 | 0 | 0 | 0 | 0 | 0 | 0 | 0 | 0 | 0 | 0 | 0 | -64934.141 | 14265.9815 | 0 | 0 | 0 | 0 | 0 | 0 | 0 | 0 | 0 | 0 | 0 | 0 | 0 | 0
2016-01-24 08:00 | 0 | 0 | 0 | 0 | 0 | 376837.7982 | 0 | 452194 | 0 | 0 | 0 | 0 | 883722.2632 | 217885.6183 | 0 | 0 | 0 | 0 | 0 | 0 | 0 | 0 | 0 | 0 | 0 | 0 | 0 | 0 | 0 | -75356.2018 | 0 | 0 | 0 | 0 | 0 | 0 | 0 | 0 | 0 | 0 | 0 | 0 | 0 | 0 | 0
2016-01-24 09:00 | 0 | 0 | 0 | 0 | 0 | 194023.895 | 0 | 453163 | 0 | 0 | 0 | 0 | 624583.1583 | 217885.6183 | 0 | 0 | 0 | 0 | 0 | 0 | 0 | 0 | 0 | 0 | 0 | 0 | 0 | 0 | 0 | -259139.105 | 0 | 0 | 0 | 0 | 0 | 0 | 0 | 0 | 0 | 0 | 0 | 0 | 0 | 0 | 0
2016-01-24 10:00 | 0 | 0 | 0 | 0 | 0 | 345459.5729 | 0 | 457622 | 0 | 0 | 0 | 0 | 512420.7311 | 217885.6183 | 0 | 0 | 0 | 0 | 0 | 0 | 0 | 0 | 0 | 0 | 0 | 0 | 0 | 0 | 0 | -112162.4271 | 0 | 0 | 0 | 0 | 0 | 0 | 0 | 0 | 0 | 0 | 0 | 0 | 0 | 0 | 0
2016-01-24 11:00 | 0 | 0 | 0 | 0 | 0 | 209478.895 | 0 | 468618 | 0 | 0 | 0 | 0 | 253281.6262 | 217885.6183 | 0 | 0 | 0 | 0 | 0 | 0 | 0 | 0 | 0 | 0 | 0 | 0 | 0 | 0 | 0 | -259139.105 | 0 | 0 | 0 | 0 | 0 | 0 | 0 | 0 | 0 | 0 | 0 | 0 | 0 | 0 | 0
2016-01-24 12:00 | 0 | 0 | 0 | 0 | 0 | 324236.6901 | 0 | 482809 | 0 | 0 | 0 | 0 | 94709.3162 | 217885.6183 | 0 | 0 | 0 | 0 | 0 | 0 | 0 | 0 | 0 | 0 | 0 | 0 | 0 | 0 | 0 | -158572.3099 | 0 | 0 | 0 | 0 | 0 | 0 | 0 | 0 | 0 | 0 | 0 | 0 | 0 | 0 | 0
2016-01-24 13:00 | 0 | 0 | 0 | 0 | 0 | 317456.6813 | 26.7632 | 494739 | 0 | 0 | 0 | 0 | 26396.5698 | 108942.8092 | 0 | 0 | 0 | 0 | 0 | 0 | 0 | 0 | 0 | 0 | 0 | 0 | 0 | 0 | 0 | -68312.7464 | 0 | 108942.8092 | 0 | 0 | 0 | 0 | 0 | 0 | 0 | 0 | 0 | 0 | 0 | 0 | 0
2016-01-24 14:00 | 0 | 0 | 0 | 0 | 0 | 280035.2457 | 80957.3753 | 496332 | 0 | 0 | 0 | 0 | 0 | 0 | 0 | 0 | 0 | 0 | 0 | 0 | 0 | 0 | 0 | 0 | 0 | 0 | 0 | 0 | 0 | -26396.5698 | 0 | 108942.8092 | 0 | 0 | 0 | 0 | 0 | 0 | 0 | 0 | 0 | 0 | 0 | 0 | 0
2016-01-24 15:00 | 0 | 0 | 0 | 0 | 0 | 75275.417 | 412116.583 | 487392 | 0 | 0 | 0 | 0 | 0 | 0 | 0 | 0 | 0 | 0 | 0 | 0 | 0 | 0 | 0 | 0 | 0 | 0 | 0 | 0 | 0 | 0 | 0 | 0 | 0 | 0 | 0 | 0 | 0 | 0 | 0 | 0 | 0 | 0 | 0 | 0 | 0
2016-01-24 16:00 | 0 | 0 | 0 | 0 | 0 | 0 | 552994.9391 | 473672 | 0 | 0 | 0 | 0 | 79322.9391 | 0 | 0 | 0 | 0 | 0 | 0 | 0 | 0 | 0 | 0 | 0 | 0 | 0 | 0 | 0 | 0 | 79322.9391 | 0 | 0 | 0 | 0 | 0 | 0 | 0 | 0 | 0 | 0 | 0 | 0 | 0 | 0 | 0
2016-01-24 17:00 | 0 | 0 | 0 | 0 | 0 | 0 | 587210.7417 | 460203 | 0 | 0 | 0 | 0 | 206330.6808 | 0 | 0 | 0 | 0 | 0 | 0 | 0 | 0 | 0 | 0 | 0 | 0 | 0 | 0 | 0 | 0 | 127007.7417 | 0 | 0 | 0 | 0 | 0 | 0 | 0 | 0 | 0 | 0 | 0 | 0 | 0 | 0 | 0
2016-01-24 18:00 | 0 | 0 | 0 | 0 | 0 | 0 | 565804.0546 | 447336 | 0 | 0 | 0 | 0 | 324798.7354 | 0 | 0 | 0 | 0 | 0 | 0 | 0 | 0 | 0 | 0 | 0 | 0 | 0 | 0 | 0 | 0 | 118468.0546 | 0 | 0 | 0 | 0 | 0 | 0 | 0 | 0 | 0 | 0 | 0 | 0 | 0 | 0 | 0
2016-01-24 19:00 | 0 | 0 | 0 | 0 | 0 | 0 | 552109.776 | 437481 | 0 | 0 | 0 | 0 | 439427.5114 | 0 | 0 | 0 | 0 | 0 | 0 | 0 | 0 | 0 | 0 | 0 | 0 | 0 | 0 | 0 | 0 | 114628.776 | 0 | 0 | 0 | 0 | 0 | 0 | 0 | 0 | 0 | 0 | 0 | 0 | 0 | 0 | 0
2016-01-24 20:00 | 0 | 0 | 0 | 0 | 0 | 0 | 561729.8459 | 431504 | 0 | 0 | 0 | 0 | 569653.3573 | 0 | 0 | 0 | 0 | 0 | 0 | 0 | 0 | 0 | 0 | 0 | 0 | 0 | 0 | 0 | 0 | 130225.8459 | 0 | 0 | 0 | 0 | 0 | 0 | 0 | 0 | 0 | 0 | 0 | 0 | 0 | 0 | 0
2016-01-24 21:00 | 0 | 0 | 0 | 0 | 0 | 0 | 575890.1126 | 433670 | 0 | 0 | 0 | 0 | 711873.4699 | 0 | 0 | 0 | 0 | 0 | 0 | 0 | 0 | 0 | 0 | 0 | 0 | 0 | 0 | 0 | 0 | 142220.1126 | 0 | 0 | 0 | 0 | 0 | 0 | 0 | 0 | 0 | 0 | 0 | 0 | 0 | 0 | 0
2016-01-24 22:00 | 0 | 0 | 0 | 0 | 0 | 0 | 519760.6295 | 450881 | 0 | 0 | 0 | 0 | 780753.0994 | 0 | 0 | 0 | 0 | 0 | 0 | 0 | 0 | 0 | 0 | 0 | 0 | 0 | 0 | 0 | 0 | 68879.6295 | 0 | 0 | 0 | 0 | 0 | 0 | 0 | 0 | 0 | 0 | 0 | 0 | 0 | 0 | 0
2016-01-24 23:00 | 0 | 0 | 0 | 0 | 0 | 468279.0788 | 265456.0262 | 474596 | 0 | 0 | 0 | 0 | 1039892.2043 | 0 | 0 | 0 | 0 | 0 | 0 | 0 | 0 | 0 | 0 | 0 | 0 | 0 | 0 | 0 | 0 | 259139.105 | 0 | 0 | 0 | 0 | 0 | 0 | 0 | 0 | 0 | 0 | 0 | 0 | 0 | 0 | 0
2016-01-25 | 0 | 0 | 0 | 0 | 0 | 497178.6512 | 10369.7702 | 491726 | 0 | 0 | 0 | 0 | 1055714.6256 | 0 | 0 | 0 | 0 | 0 | 0 | 0 | 0 | 0 | 0 | 0 | 0 | 0 | 0 | 0 | 0 | 15822.4213 | 0 | 0 | 0 | 0 | 0 | 0 | 0 | 0 | 0 | 0 | 0 | 0 | 0 | 0 | 0
2016-01-25 01:00 | 0 | 0 | 0 | 0 | 0 | 236822.895 | 0 | 495962 | 0 | 0 | 0 | 0 | 796575.5207 | 0 | 0 | 0 | 0 | 0 | 0 | 0 | 0 | 0 | 0 | 0 | 0 | 0 | 0 | 0 | 0 | -259139.105 | 0 | 0 | 0 | 0 | 0 | 0 | 0 | 0 | 0 | 0 | 0 | 0 | 0 | 0 | 0
2016-01-25 02:00 | 0 | 0 | 0 | 0 | 0 | 476169.9456 | 0 | 491171 | 0 | 0 | 0 | 0 | 781574.4663 | 0 | 0 | 0 | 0 | 0 | 0 | 0 | 0 | 0 | 0 | 0 | 0 | 0 | 0 | 0 | 0 | -15001.0544 | 0 | 0 | 0 | 0 | 0 | 0 | 0 | 0 | 0 | 0 | 0 | 0 | 0 | 0 | 0
2016-01-25 03:00 | 0 | 0 | 0 | 0 | 0 | 354765.742 | 0 | 478100 | 0 | 0 | 0 | 0 | 658240.2083 | 0 | 0 | 0 | 0 | 0 | 0 | 0 | 0 | 0 | 0 | 0 | 0 | 0 | 0 | 0 | 0 | -123334.258 | 0 | 0 | 0 | 0 | 0 | 0 | 0 | 0 | 0 | 0 | 0 | 0 | 0 | 0 | 0
2016-01-25 04:00 | 0 | 0 | 0 | 0 | 0 | 483602.808 | 0 | 460344 | 0 | 0 | 0 | 0 | 681499.0163 | 0 | 0 | 0 | 0 | 0 | 0 | 0 | 0 | 0 | 0 | 0 | 0 | 0 | 0 | 0 | 0 | 23258.808 | 0 | 0 | 0 | 0 | 0 | 0 | 0 | 0 | 0 | 0 | 0 | 0 | 0 | 0 | 0
2016-01-25 05:00 | 0 | 0 | 0 | 0 | 0 | 185899.895 | 0 | 445039 | 0 | 0 | 0 | 0 | 422359.9114 | 0 | 0 | 0 | 0 | 0 | 0 | 0 | 0 | 0 | 0 | 0 | 0 | 0 | 0 | 0 | 0 | -259139.105 | 0 | 0 | 0 | 0 | 0 | 0 | 0 | 0 | 0 | 0 | 0 | 0 | 0 | 0 | 0
2016-01-25 06:00 | 0 | 0 | 0 | 0 | 0 | 501210.3395 | 0 | 435449 | 0 | 0 | 0 | 0 | 488121.2508 | 0 | 0 | 0 | 0 | 0 | 0 | 0 | 0 | 0 | 0 | 0 | 0 | 0 | 0 | 0 | 0 | 65761.3395 | 0 | 0 | 0 | 0 | 0 | 0 | 0 | 0 | 0 | 0 | 0 | 0 | 0 | 0 | 0
2016-01-25 07:00 | 0 | 0 | 0 | 0 | 0 | 170944.895 | 0 | 430084 | 0 | 0 | 0 | 0 | 228982.1459 | 0 | 0 | 0 | 0 | 0 | 0 | 0 | 0 | 0 | 0 | 0 | 0 | 0 | 0 | 0 | 0 | -259139.105 | 0 | 0 | 0 | 0 | 0 | 0 | 0 | 0 | 0 | 0 | 0 | 0 | 0 | 0 | 0
2016-01-25 08:00 | 0 | 0 | 0 | 0 | 0 | 532921.8 | 0 | 429371 | 0 | 0 | 0 | 0 | 332532.9459 | 0 | 0 | 0 | 0 | 0 | 0 | 0 | 0 | 0 | 0 | 0 | 0 | 0 | 0 | 0 | 0 | 103550.8 | 0 | 0 | 0 | 0 | 0 | 0 | 0 | 0 | 0 | 0 | 0 | 0 | 0 | 0 | 0
2016-01-25 09:00 | 0 | 0 | 0 | 0 | 0 | 538957.03 | 0 | 434477 | 0 | 0 | 0 | 0 | 437012.9759 | 0 | 0 | 0 | 0 | 0 | 0 | 0 | 0 | 0 | 0 | 0 | 0 | 0 | 0 | 0 | 0 | 104480.03 | 0 | 0 | 0 | 0 | 0 | 0 | 0 | 0 | 0 | 0 | 0 | 0 | 0 | 0 | 0
2016-01-25 10:00 | 0 | 0 | 0 | 0 | 0 | 546093.2156 | 0 | 450562 | 0 | 0 | 0 | 0 | 518278.2099 | 14265.9815 | 0 | 0 | 0 | 0 | 0 | 0 | 0 | 0 | 0 | 0 | 0 | 0 | 0 | 0 | 0 | 81265.234 | 14265.9815 | 0 | 0 | 0 | 0 | 0 | 0 | 0 | 0 | 0 | 0 | 0 | 0 | 0 | 0
2016-01-25 11:00 | 0 | 0 | 0 | 0 | 0 | 223824.895 | 0 | 482964 | 0 | 0 | 0 | 0 | 259139.105 | 14265.9815 | 0 | 0 | 0 | 0 | 0 | 0 | 0 | 0 | 0 | 0 | 0 | 0 | 0 | 0 | 0 | -259139.105 | 0 | 0 | 0 | 0 | 0 | 0 | 0 | 0 | 0 | 0 | 0 | 0 | 0 | 0 | 0
2016-01-25 12:00 | 0 | 0 | 0 | 0 | 0 | 254114.895 | 0 | 513254 | 0 | 0 | 0 | 0 | 0 | 14265.9815 | 0 | 0 | 0 | 0 | 0 | 0 | 0 | 0 | 0 | 0 | 0 | 0 | 0 | 0 | 0 | -259139.105 | 0 | 0 | 0 | 0 | 0 | 0 | 0 | 0 | 0 | 0 | 0 | 0 | 0 | 0 | 0
2016-01-25 13:00 | 0 | 0 | 0 | 0 | 0 | 567066.7131 | 28.9331 | 521833 | 0 | 0 | 0 | 0 | 45262.6462 | 14265.9815 | 0 | 0 | 0 | 0 | 0 | 0 | 0 | 0 | 0 | 0 | 0 | 0 | 0 | 0 | 0 | 45262.6462 | 0 | 0 | 0 | 0 | 0 | 0 | 0 | 0 | 0 | 0 | 0 | 0 | 0 | 0 | 0
2016-01-25 14:00 | 0 | 0 | 0 | 0 | 0 | 483441.3729 | 159674.3836 | 513400 | 0 | 0 | 0 | 0 | 174978.4027 | 14265.9815 | 0 | 0 | 0 | 0 | 0 | 0 | 0 | 0 | 0 | 0 | 0 | 0 | 0 | 0 | 0 | 129715.7565 | 0 | 0 | 0 | 0 | 0 | 0 | 0 | 0 | 0 | 0 | 0 | 0 | 0 | 0 | 0
2016-01-25 15:00 | 0 | 0 | 0 | 0 | 0 | 0 | 496842.1338 | 502803 | 0 | 0 | 0 | 0 | 169017.5365 | 14265.9815 | 0 | 0 | 0 | 0 | 0 | 0 | 0 | 0 | 0 | 0 | 0 | 0 | 0 | 0 | 0 | -5960.8662 | 0 | 0 | 0 | 0 | 0 | 0 | 0 | 0 | 0 | 0 | 0 | 0 | 0 | 0 | 0
2016-01-25 16:00 | 0 | 0 | 0 | 0 | 0 | 0 | 635796.2797 | 490218 | 0 | 0 | 0 | 0 | 314595.8162 | 14265.9815 | 0 | 0 | 0 | 0 | 0 | 0 | 0 | 0 | 0 | 0 | 0 | 0 | 0 | 0 | 0 | 145578.2797 | 0 | 0 | 0 | 0 | 0 | 0 | 0 | 0 | 0 | 0 | 0 | 0 | 0 | 0 | 0
2016-01-25 17:00 | 0 | 0 | 0 | 0 | 0 | 0 | 654510.1298 | 478418 | 0 | 0 | 0 | 0 | 490687.946 | 14265.9815 | 0 | 0 | 0 | 0 | 0 | 0 | 0 | 0 | 0 | 0 | 0 | 0 | 0 | 0 | 0 | 176092.1298 | 0 | 0 | 0 | 0 | 0 | 0 | 0 | 0 | 0 | 0 | 0 | 0 | 0 | 0 | 0
2016-01-25 18:00 | 0 | 0 | 0 | 0 | 0 | 0 | 621422.1392 | 468443 | 0 | 0 | 0 | 0 | 643667.0851 | 14265.9815 | 0 | 0 | 0 | 0 | 0 | 0 | 0 | 0 | 0 | 0 | 0 | 0 | 0 | 0 | 0 | 152979.1392 | 0 | 0 | 0 | 0 | 0 | 0 | 0 | 0 | 0 | 0 | 0 | 0 | 0 | 0 | 0
2016-01-25 19:00 | 0 | 0 | 0 | 0 | 0 | 0 | 602369.484 | 460520 | 0 | 0 | 0 | 0 | 785516.5692 | 14265.9815 | 0 | 0 | 0 | 0 | 0 | 0 | 0 | 0 | 0 | 0 | 0 | 0 | 0 | 0 | 0 | 141849.484 | 0 | 0 | 0 | 0 | 0 | 0 | 0 | 0 | 0 | 0 | 0 | 0 | 0 | 0 | 0
2016-01-25 20:00 | 0 | 0 | 0 | 0 | 0 | 0 | 613201.4075 | 455084 | 0 | 0 | 0 | 0 | 943633.9766 | 14265.9815 | 0 | 0 | 0 | 0 | 0 | 0 | 0 | 0 | 0 | 0 | 0 | 0 | 0 | 0 | 0 | 158117.4075 | 0 | 0 | 0 | 0 | 0 | 0 | 0 | 0 | 0 | 0 | 0 | 0 | 0 | 0 | 0
2016-01-25 21:00 | 0 | 0 | 0 | 0 | 0 | 0 | 626634.1191 | 456462 | 0 | 0 | 0 | 0 | 1113806.0957 | 14265.9815 | 0 | 0 | 0 | 0 | 0 | 0 | 0 | 0 | 0 | 0 | 0 | 0 | 0 | 0 | 0 | 170172.1191 | 0 | 0 | 0 | 0 | 0 | 0 | 0 | 0 | 0 | 0 | 0 | 0 | 0 | 0 | 0
2016-01-25 22:00 | 0 | 0 | 0 | 0 | 0 | 0 | 564724.9557 | 470804 | 0 | 0 | 0 | 0 | 1207727.0515 | 14265.9815 | 0 | 0 | 0 | 0 | 0 | 0 | 0 | 0 | 0 | 0 | 0 | 0 | 0 | 0 | 0 | 93920.9557 | 0 | 0 | 0 | 0 | 0 | 0 | 0 | 0 | 0 | 0 | 0 | 0 | 0 | 0 | 0
2016-01-25 23:00 | 0 | 0 | 0 | 0 | 0 | 372334.8109 | 300293.3024 | 489971 | 0 | 0 | 0 | 0 | 1390384.1648 | 14265.9815 | 0 | 0 | 0 | 0 | 0 | 0 | 0 | 0 | 0 | 0 | 0 | 0 | 0 | 0 | 0 | 182657.1133 | 0 | 0 | 0 | 0 | 0 | 0 | 0 | 0 | 0 | 0 | 0 | 0 | 0 | 0 | 0
2016-01-26 | 0 | 0 | 0 | 0 | 0 | 721715.9058 | 14830.8471 | 498882 | 0 | 0 | 0 | 0 | 1642314.8992 | 0 | 0 | 0 | 0 | 0 | 0 | 0 | 0 | 0 | 0 | 0 | 0 | 0 | 0 | 0 | 0 | 251930.7345 | 0 | 14265.9815 | 0 | 0 | 0 | 0 | 0 | 0 | 0 | 0 | 0 | 0 | 0 | 0 | 0
2016-01-26 01:00 | 0 | 0 | 0 | 0 | 0 | 238780.895 | 0 | 497920 | 0 | 0 | 0 | 0 | 1383175.7943 | 0 | 0 | 0 | 0 | 0 | 0 | 0 | 0 | 0 | 0 | 0 | 0 | 0 | 0 | 0 | 0 | -259139.105 | 0 | 0 | 0 | 0 | 0 | 0 | 0 | 0 | 0 | 0 | 0 | 0 | 0 | 0 | 0
2016-01-26 02:00 | 0 | 0 | 0 | 0 | 0 | 732061.7178 | 0 | 487578 | 0 | 0 | 0 | 0 | 1627659.5121 | 0 | 0 | 0 | 0 | 0 | 0 | 0 | 0 | 0 | 0 | 0 | 0 | 0 | 0 | 0 | 0 | 244483.7178 | 0 | 0 | 0 | 0 | 0 | 0 | 0 | 0 | 0 | 0 | 0 | 0 | 0 | 0 | 0
2016-01-26 03:00 | 0 | 0 | 0 | 0 | 0 | 209074.895 | 0 | 468214 | 0 | 0 | 0 | 0 | 1368520.4071 | 0 | 0 | 0 | 0 | 0 | 0 | 0 | 0 | 0 | 0 | 0 | 0 | 0 | 0 | 0 | 0 | -259139.105 | 0 | 0 | 0 | 0 | 0 | 0 | 0 | 0 | 0 | 0 | 0 | 0 | 0 | 0 | 0
2016-01-26 04:00 | 0 | 0 | 0 | 0 | 0 | 185166.895 | 0 | 444306 | 0 | 0 | 0 | 0 | 1109381.3022 | 0 | 0 | 0 | 0 | 0 | 0 | 0 | 0 | 0 | 0 | 0 | 0 | 0 | 0 | 0 | 0 | -259139.105 | 0 | 0 | 0 | 0 | 0 | 0 | 0 | 0 | 0 | 0 | 0 | 0 | 0 | 0 | 0
2016-01-26 05:00 | 0 | 0 | 0 | 0 | 0 | 623856.0722 | 0 | 424224 | 0 | 0 | 0 | 0 | 1309013.3744 | 0 | 0 | 0 | 0 | 0 | 0 | 0 | 0 | 0 | 0 | 0 | 0 | 0 | 0 | 0 | 0 | 199632.0722 | 0 | 0 | 0 | 0 | 0 | 0 | 0 | 0 | 0 | 0 | 0 | 0 | 0 | 0 | 0
2016-01-26 06:00 | 0 | 0 | 0 | 0 | 0 | 151323.895 | 0 | 410463 | 0 | 0 | 0 | 0 | 1049874.2695 | 0 | 0 | 0 | 0 | 0 | 0 | 0 | 0 | 0 | 0 | 0 | 0 | 0 | 0 | 0 | 0 | -259139.105 | 0 | 0 | 0 | 0 | 0 | 0 | 0 | 0 | 0 | 0 | 0 | 0 | 0 | 0 | 0
2016-01-26 07:00 | 0 | 0 | 0 | 0 | 0 | 143193.895 | 0 | 402333 | 0 | 0 | 0 | 0 | 790735.1645 | 0 | 0 | 0 | 0 | 0 | 0 | 0 | 0 | 0 | 0 | 0 | 0 | 0 | 0 | 0 | 0 | -259139.105 | 0 | 0 | 0 | 0 | 0 | 0 | 0 | 0 | 0 | 0 | 0 | 0 | 0 | 0 | 0
2016-01-26 08:00 | 0 | 0 | 0 | 0 | 0 | 139755.895 | 0 | 398895 | 0 | 0 | 0 | 0 | 531596.0596 | 0 | 0 | 0 | 0 | 0 | 0 | 0 | 0 | 0 | 0 | 0 | 0 | 0 | 0 | 0 | 0 | -259139.105 | 0 | 0 | 0 | 0 | 0 | 0 | 0 | 0 | 0 | 0 | 0 | 0 | 0 | 0 | 0
2016-01-26 09:00 | 0 | 0 | 0 | 0 | 0 | 551581.9623 | 0 | 402129 | 0 | 0 | 0 | 0 | 681049.0219 | 0 | 0 | 0 | 0 | 0 | 0 | 0 | 0 | 0 | 0 | 0 | 0 | 0 | 0 | 0 | 0 | 149452.9623 | 0 | 0 | 0 | 0 | 0 | 0 | 0 | 0 | 0 | 0 | 0 | 0 | 0 | 0 | 0
2016-01-26 10:00 | 0 | 0 | 0 | 0 | 0 | 553462.993 | 0 | 415301 | 0 | 0 | 0 | 0 | 819211.0148 | 0 | 0 | 0 | 0 | 0 | 0 | 0 | 0 | 0 | 0 | 0 | 0 | 0 | 0 | 0 | 0 | 138161.993 | 0 | 0 | 0 | 0 | 0 | 0 | 0 | 0 | 0 | 0 | 0 | 0 | 0 | 0 | 0
2016-01-26 11:00 | 0 | 0 | 0 | 0 | 0 | 186455.895 | 0 | 445595 | 0 | 0 | 0 | 0 | 560071.9099 | 0 | 0 | 0 | 0 | 0 | 0 | 0 | 0 | 0 | 0 | 0 | 0 | 0 | 0 | 0 | 0 | -259139.105 | 0 | 0 | 0 | 0 | 0 | 0 | 0 | 0 | 0 | 0 | 0 | 0 | 0 | 0 | 0
2016-01-26 12:00 | 0 | 0 | 0 | 0 | 0 | 216182.895 | 0 | 475322 | 0 | 0 | 0 | 0 | 300932.8049 | 0 | 0 | 0 | 0 | 0 | 0 | 0 | 0 | 0 | 0 | 0 | 0 | 0 | 0 | 0 | 0 | -259139.105 | 0 | 0 | 0 | 0 | 0 | 0 | 0 | 0 | 0 | 0 | 0 | 0 | 0 | 0 | 0
2016-01-26 13:00 | 0 | 0 | 0 | 0 | 0 | 227752.0694 | 4.8256 | 486896 | 0 | 0 | 0 | 0 | 41793.7 | 0 | 0 | 0 | 0 | 0 | 0 | 0 | 0 | 0 | 0 | 0 | 0 | 0 | 0 | 0 | 0 | -259139.105 | 0 | 0 | 0 | 0 | 0 | 0 | 0 | 0 | 0 | 0 | 0 | 0 | 0 | 0 | 0
2016-01-26 14:00 | 0 | 0 | 0 | 0 | 0 | 401354.4573 | 44296.8427 | 487445 | 0 | 0 | 0 | 0 | 0 | 0 | 0 | 0 | 0 | 0 | 0 | 0 | 0 | 0 | 0 | 0 | 0 | 0 | 0 | 0 | 0 | -41793.7 | 0 | 0 | 0 | 0 | 0 | 0 | 0 | 0 | 0 | 0 | 0 | 0 | 0 | 0 | 0
2016-01-26 15:00 | 0 | 0 | 0 | 0 | 0 | 0 | 514680.9247 | 486455 | 0 | 0 | 0 | 0 | 28225.9247 | 0 | 0 | 0 | 0 | 0 | 0 | 0 | 0 | 0 | 0 | 0 | 0 | 0 | 0 | 0 | 0 | 28225.9247 | 0 | 0 | 0 | 0 | 0 | 0 | 0 | 0 | 0 | 0 | 0 | 0 | 0 | 0 | 0
2016-01-26 16:00 | 0 | 0 | 0 | 0 | 0 | 102572.0118 | 637724.0932 | 481157 | 0 | 0 | 0 | 0 | 287365.0296 | 0 | 0 | 0 | 0 | 0 | 0 | 0 | 0 | 0 | 0 | 0 | 0 | 0 | 0 | 0 | 0 | 259139.105 | 0 | 0 | 0 | 0 | 0 | 0 | 0 | 0 | 0 | 0 | 0 | 0 | 0 | 0 | 0
2016-01-26 17:00 | 0 | 0 | 0 | 0 | 0 | 105195.4832 | 627962.6218 | 474019 | 0 | 0 | 0 | 0 | 546504.1346 | 0 | 0 | 0 | 0 | 0 | 0 | 0 | 0 | 0 | 0 | 0 | 0 | 0 | 0 | 0 | 0 | 259139.105 | 0 | 0 | 0 | 0 | 0 | 0 | 0 | 0 | 0 | 0 | 0 | 0 | 0 | 0 | 0
2016-01-26 18:00 | 0 | 0 | 0 | 0 | 0 | 0 | 606717.5884 | 468079 | 0 | 0 | 0 | 0 | 685142.7229 | 0 | 0 | 0 | 0 | 0 | 0 | 0 | 0 | 0 | 0 | 0 | 0 | 0 | 0 | 0 | 0 | 138638.5884 | 0 | 0 | 0 | 0 | 0 | 0 | 0 | 0 | 0 | 0 | 0 | 0 | 0 | 0 | 0
2016-01-26 19:00 | 0 | 0 | 0 | 0 | 0 | 0 | 595942.0453 | 463872 | 0 | 0 | 0 | 0 | 817212.7682 | 0 | 0 | 0 | 0 | 0 | 0 | 0 | 0 | 0 | 0 | 0 | 0 | 0 | 0 | 0 | 0 | 132070.0453 | 0 | 0 | 0 | 0 | 0 | 0 | 0 | 0 | 0 | 0 | 0 | 0 | 0 | 0 | 0
2016-01-26 20:00 | 0 | 0 | 0 | 0 | 0 | 0 | 612483.5069 | 461239 | 0 | 0 | 0 | 0 | 968457.2751 | 0 | 0 | 0 | 0 | 0 | 0 | 0 | 0 | 0 | 0 | 0 | 0 | 0 | 0 | 0 | 0 | 151244.5069 | 0 | 0 | 0 | 0 | 0 | 0 | 0 | 0 | 0 | 0 | 0 | 0 | 0 | 0 | 0
2016-01-26 21:00 | 0 | 0 | 0 | 0 | 0 | 0 | 637502.7257 | 463887 | 0 | 0 | 0 | 0 | 1142073.0008 | 0 | 0 | 0 | 0 | 0 | 0 | 0 | 0 | 0 | 0 | 0 | 0 | 0 | 0 | 0 | 0 | 173615.7257 | 0 | 0 | 0 | 0 | 0 | 0 | 0 | 0 | 0 | 0 | 0 | 0 | 0 | 0 | 0
2016-01-26 22:00 | 0 | 0 | 0 | 0 | 0 | 0 | 612710.5401 | 477148 | 0 | 0 | 0 | 0 | 1277635.5408 | 0 | 0 | 0 | 0 | 0 | 0 | 0 | 0 | 0 | 0 | 0 | 0 | 0 | 0 | 0 | 0 | 135562.5401 | 0 | 0 | 0 | 0 | 0 | 0 | 0 | 0 | 0 | 0 | 0 | 0 | 0 | 0 | 0
2016-01-26 23:00 | 0 | 0 | 0 | 0 | 0 | 0 | 319483.9729 | 492997 | 0 | 0 | 0 | 0 | 1104122.5137 | 0 | 0 | 0 | 0 | 0 | 0 | 0 | 0 | 0 | 0 | 0 | 0 | 0 | 0 | 0 | 0 | -173513.0271 | 0 | 0 | 0 | 0 | 0 | 0 | 0 | 0 | 0 | 0 | 0 | 0 | 0 | 0 | 0
2016-01-27 | 0 | 0 | 0 | 0 | 0 | 277419.5271 | 16410.133 | 500249 | 0 | 0 | 0 | 0 | 897703.1738 | 0 | 0 | 0 | 0 | 0 | 0 | 0 | 0 | 0 | 0 | 0 | 0 | 0 | 0 | 0 | 0 | -206419.3399 | 0 | 0 | 0 | 0 | 0 | 0 | 0 | 0 | 0 | 0 | 0 | 0 | 0 | 0 | 0
2016-01-27 01:00 | 0 | 0 | 0 | 0 | 0 | 314315.2084 | 0 | 499113 | 0 | 0 | 0 | 0 | 712905.3822 | 0 | 0 | 0 | 0 | 0 | 0 | 0 | 0 | 0 | 0 | 0 | 0 | 0 | 0 | 0 | 0 | -184797.7916 | 0 | 0 | 0 | 0 | 0 | 0 | 0 | 0 | 0 | 0 | 0 | 0 | 0 | 0 | 0
2016-01-27 02:00 | 0 | 0 | 0 | 0 | 0 | 354952.7291 | 0 | 488910 | 0 | 0 | 0 | 0 | 578948.1113 | 0 | 0 | 0 | 0 | 0 | 0 | 0 | 0 | 0 | 0 | 0 | 0 | 0 | 0 | 0 | 0 | -133957.2709 | 0 | 0 | 0 | 0 | 0 | 0 | 0 | 0 | 0 | 0 | 0 | 0 | 0 | 0 | 0
2016-01-27 03:00 | 0 | 0 | 0 | 0 | 0 | 392165.324 | 0 | 469326 | 0 | 0 | 0 | 0 | 501787.4353 | 0 | 0 | 0 | 0 | 0 | 0 | 0 | 0 | 0 | 0 | 0 | 0 | 0 | 0 | 0 | 0 | -77160.676 | 0 | 0 | 0 | 0 | 0 | 0 | 0 | 0 | 0 | 0 | 0 | 0 | 0 | 0 | 0
2016-01-27 04:00 | 0 | 0 | 0 | 0 | 0 | 434914.1942 | 0 | 445534 | 0 | 0 | 0 | 0 | 491167.6295 | 0 | 0 | 0 | 0 | 0 | 0 | 0 | 0 | 0 | 0 | 0 | 0 | 0 | 0 | 0 | 0 | -10619.8058 | 0 | 0 | 0 | 0 | 0 | 0 | 0 | 0 | 0 | 0 | 0 | 0 | 0 | 0 | 0
2016-01-27 05:00 | 0 | 0 | 0 | 0 | 0 | 166169.895 | 0 | 425309 | 0 | 0 | 0 | 0 | 232028.5245 | 0 | 0 | 0 | 0 | 0 | 0 | 0 | 0 | 0 | 0 | 0 | 0 | 0 | 0 | 0 | 0 | -259139.105 | 0 | 0 | 0 | 0 | 0 | 0 | 0 | 0 | 0 | 0 | 0 | 0 | 0 | 0 | 0
2016-01-27 06:00 | 0 | 0 | 0 | 0 | 0 | 438829.5804 | 0 | 411719 | 0 | 0 | 0 | 0 | 259139.105 | 0 | 0 | 0 | 0 | 0 | 0 | 0 | 0 | 0 | 0 | 0 | 0 | 0 | 0 | 0 | 0 | 27110.5804 | 0 | 0 | 0 | 0 | 0 | 0 | 0 | 0 | 0 | 0 | 0 | 0 | 0 | 0 | 0
2016-01-27 07:00 | 0 | 0 | 0 | 0 | 0 | 144058.895 | 0 | 403198 | 0 | 0 | 0 | 0 | 0 | 0 | 0 | 0 | 0 | 0 | 0 | 0 | 0 | 0 | 0 | 0 | 0 | 0 | 0 | 0 | 0 | -259139.105 | 0 | 0 | 0 | 0 | 0 | 0 | 0 | 0 | 0 | 0 | 0 | 0 | 0 | 0 | 0
2016-01-27 08:00 | 0 | 0 | 0 | 0 | 0 | 605013.1347 | 0 | 399404 | 0 | 0 | 0 | 0 | 205609.1347 | 0 | 0 | 0 | 0 | 0 | 0 | 0 | 0 | 0 | 0 | 0 | 0 | 0 | 0 | 0 | 0 | 205609.1347 | 0 | 0 | 0 | 0 | 0 | 0 | 0 | 0 | 0 | 0 | 0 | 0 | 0 | 0 | 0
2016-01-27 09:00 | 0 | 0 | 0 | 0 | 0 | 634265.5074 | 0 | 403381 | 0 | 0 | 0 | 0 | 436493.642 | 0 | 0 | 0 | 0 | 0 | 0 | 0 | 0 | 0 | 0 | 0 | 0 | 0 | 0 | 0 | 0 | 230884.5074 | 0 | 0 | 0 | 0 | 0 | 0 | 0 | 0 | 0 | 0 | 0 | 0 | 0 | 0 | 0
2016-01-27 10:00 | 0 | 0 | 0 | 0 | 0 | 653473.0861 | 0 | 418666 | 0 | 0 | 0 | 0 | 671300.7282 | 0 | 0 | 0 | 0 | 0 | 0 | 0 | 0 | 0 | 0 | 0 | 0 | 0 | 0 | 0 | 0 | 234807.0861 | 0 | 0 | 0 | 0 | 0 | 0 | 0 | 0 | 0 | 0 | 0 | 0 | 0 | 0 | 0
2016-01-27 11:00 | 0 | 0 | 0 | 0 | 0 | 190818.895 | 0 | 449958 | 0 | 0 | 0 | 0 | 412161.6232 | 0 | 0 | 0 | 0 | 0 | 0 | 0 | 0 | 0 | 0 | 0 | 0 | 0 | 0 | 0 | 0 | -259139.105 | 0 | 0 | 0 | 0 | 0 | 0 | 0 | 0 | 0 | 0 | 0 | 0 | 0 | 0 | 0
2016-01-27 12:00 | 0 | 0 | 0 | 0 | 0 | 223113.895 | 0 | 482253 | 0 | 0 | 0 | 0 | 153022.5183 | 0 | 0 | 0 | 0 | 0 | 0 | 0 | 0 | 0 | 0 | 0 | 0 | 0 | 0 | 0 | 0 | -259139.105 | 0 | 0 | 0 | 0 | 0 | 0 | 0 | 0 | 0 | 0 | 0 | 0 | 0 | 0 | 0
2016-01-27 13:00 | 0 | 0 | 0 | 0 | 0 | 666612.1385 | 30.7931 | 494454 | 0 | 0 | 0 | 0 | 325211.4499 | 0 | 0 | 0 | 0 | 0 | 0 | 0 | 0 | 0 | 0 | 0 | 0 | 0 | 0 | 0 | 0 | 172188.9316 | 0 | 0 | 0 | 0 | 0 | 0 | 0 | 0 | 0 | 0 | 0 | 0 | 0 | 0 | 0
2016-01-27 14:00 | 0 | 0 | 0 | 0 | 0 | 574915.0042 | 95168.3194 | 496472 | 0 | 0 | 0 | 0 | 498822.7735 | 0 | 0 | 0 | 0 | 0 | 0 | 0 | 0 | 0 | 0 | 0 | 0 | 0 | 0 | 0 | 0 | 173611.3236 | 0 | 0 | 0 | 0 | 0 | 0 | 0 | 0 | 0 | 0 | 0 | 0 | 0 | 0 | 0
2016-01-27 15:00 | 0 | 0 | 0 | 0 | 0 | 0 | 558323.1342 | 495410 | 0 | 0 | 0 | 0 | 561735.9077 | 0 | 0 | 0 | 0 | 0 | 0 | 0 | 0 | 0 | 0 | 0 | 0 | 0 | 0 | 0 | 0 | 62913.1342 | 0 | 0 | 0 | 0 | 0 | 0 | 0 | 0 | 0 | 0 | 0 | 0 | 0 | 0 | 0
2016-01-27 16:00 | 0 | 0 | 0 | 0 | 0 | 0 | 660307.5358 | 488754 | 0 | 0 | 0 | 0 | 733289.4434 | 0 | 0 | 0 | 0 | 0 | 0 | 0 | 0 | 0 | 0 | 0 | 0 | 0 | 0 | 0 | 0 | 171553.5358 | 0 | 0 | 0 | 0 | 0 | 0 | 0 | 0 | 0 | 0 | 0 | 0 | 0 | 0 | 0
2016-01-27 17:00 | 0 | 0 | 0 | 0 | 0 | 96824.003 | 641637.1019 | 479322 | 0 | 0 | 0 | 0 | 992428.5484 | 0 | 0 | 0 | 0 | 0 | 0 | 0 | 0 | 0 | 0 | 0 | 0 | 0 | 0 | 0 | 0 | 259139.105 | 0 | 0 | 0 | 0 | 0 | 0 | 0 | 0 | 0 | 0 | 0 | 0 | 0 | 0 | 0
2016-01-27 18:00 | 0 | 0 | 0 | 0 | 0 | 115293.4938 | 613797.6111 | 469952 | 0 | 0 | 0 | 0 | 1251567.6533 | 0 | 0 | 0 | 0 | 0 | 0 | 0 | 0 | 0 | 0 | 0 | 0 | 0 | 0 | 0 | 0 | 259139.105 | 0 | 0 | 0 | 0 | 0 | 0 | 0 | 0 | 0 | 0 | 0 | 0 | 0 | 0 | 0
2016-01-27 19:00 | 0 | 0 | 0 | 0 | 0 | 0 | 600483.3745 | 462707 | 0 | 0 | 0 | 0 | 1389344.0278 | 0 | 0 | 0 | 0 | 0 | 0 | 0 | 0 | 0 | 0 | 0 | 0 | 0 | 0 | 0 | 0 | 137776.3745 | 0 | 0 | 0 | 0 | 0 | 0 | 0 | 0 | 0 | 0 | 0 | 0 | 0 | 0 | 0
2016-01-27 20:00 | 0 | 0 | 0 | 0 | 0 | 0 | 612348.9564 | 458018 | 0 | 0 | 0 | 0 | 1543674.9842 | 0 | 0 | 0 | 0 | 0 | 0 | 0 | 0 | 0 | 0 | 0 | 0 | 0 | 0 | 0 | 0 | 154330.9564 | 0 | 0 | 0 | 0 | 0 | 0 | 0 | 0 | 0 | 0 | 0 | 0 | 0 | 0 | 0
2016-01-27 21:00 | 0 | 0 | 0 | 0 | 0 | 0 | 630487.4129 | 458984 | 0 | 0 | 0 | 0 | 1715178.3971 | 0 | 0 | 0 | 0 | 0 | 0 | 0 | 0 | 0 | 0 | 0 | 0 | 0 | 0 | 0 | 0 | 171503.4129 | 0 | 0 | 0 | 0 | 0 | 0 | 0 | 0 | 0 | 0 | 0 | 0 | 0 | 0 | 0
2016-01-27 22:00 | 0 | 0 | 0 | 0 | 0 | 0 | 577180.7097 | 471783 | 0 | 0 | 0 | 0 | 1820576.1068 | 0 | 0 | 0 | 0 | 0 | 0 | 0 | 0 | 0 | 0 | 0 | 0 | 0 | 0 | 0 | 0 | 105397.7097 | 0 | 0 | 0 | 0 | 0 | 0 | 0 | 0 | 0 | 0 | 0 | 0 | 0 | 0 | 0
2016-01-27 23:00 | 0 | 0 | 0 | 0 | 0 | 0 | 240341.8446 | 491721 | 0 | 0 | 0 | 0 | 1569196.9515 | 0 | 0 | 0 | 0 | 0 | 0 | 0 | 0 | 0 | 0 | 0 | 0 | 0 | 0 | 0 | 0 | -251379.1554 | 0 | 0 | 0 | 0 | 0 | 0 | 0 | 0 | 0 | 0 | 0 | 0 | 0 | 0 | 0
2016-01-28 | 0 | 0 | 0 | 0 | 0 | 718704.3811 | 10930.1288 | 503795 | 0 | 0 | 0 | 0 | 1795036.4613 | 0 | 0 | 0 | 0 | 0 | 0 | 0 | 0 | 0 | 0 | 0 | 0 | 0 | 0 | 0 | 0 | 225839.5099 | 0 | 0 | 0 | 0 | 0 | 0 | 0 | 0 | 0 | 0 | 0 | 0 | 0 | 0 | 0
2016-01-28 01:00 | 0 | 0 | 0 | 0 | 0 | 246478.895 | 0 | 505618 | 0 | 0 | 0 | 0 | 1535897.3564 | 0 | 0 | 0 | 0 | 0 | 0 | 0 | 0 | 0 | 0 | 0 | 0 | 0 | 0 | 0 | 0 | -259139.105 | 0 | 0 | 0 | 0 | 0 | 0 | 0 | 0 | 0 | 0 | 0 | 0 | 0 | 0 | 0
2016-01-28 02:00 | 0 | 0 | 0 | 0 | 0 | 239393.895 | 0 | 498533 | 0 | 0 | 0 | 0 | 1276758.2514 | 0 | 0 | 0 | 0 | 0 | 0 | 0 | 0 | 0 | 0 | 0 | 0 | 0 | 0 | 0 | 0 | -259139.105 | 0 | 0 | 0 | 0 | 0 | 0 | 0 | 0 | 0 | 0 | 0 | 0 | 0 | 0 | 0
2016-01-28 03:00 | 0 | 0 | 0 | 0 | 0 | 739937.105 | 0 | 480798 | 0 | 0 | 0 | 0 | 1535897.3564 | 0 | 0 | 0 | 0 | 0 | 0 | 0 | 0 | 0 | 0 | 0 | 0 | 0 | 0 | 0 | 0 | 259139.105 | 0 | 0 | 0 | 0 | 0 | 0 | 0 | 0 | 0 | 0 | 0 | 0 | 0 | 0 | 0
2016-01-28 04:00 | 0 | 0 | 0 | 0 | 0 | 717467.105 | 0 | 458328 | 0 | 0 | 0 | 0 | 1795036.4613 | 0 | 0 | 0 | 0 | 0 | 0 | 0 | 0 | 0 | 0 | 0 | 0 | 0 | 0 | 0 | 0 | 259139.105 | 0 | 0 | 0 | 0 | 0 | 0 | 0 | 0 | 0 | 0 | 0 | 0 | 0 | 0 | 0
2016-01-28 05:00 | 0 | 0 | 0 | 0 | 0 | 180248.895 | 0 | 439388 | 0 | 0 | 0 | 0 | 1535897.3564 | 0 | 0 | 0 | 0 | 0 | 0 | 0 | 0 | 0 | 0 | 0 | 0 | 0 | 0 | 0 | 0 | -259139.105 | 0 | 0 | 0 | 0 | 0 | 0 | 0 | 0 | 0 | 0 | 0 | 0 | 0 | 0 | 0
2016-01-28 06:00 | 0 | 0 | 0 | 0 | 0 | 686688.105 | 0 | 427549 | 0 | 0 | 0 | 0 | 1795036.4613 | 0 | 0 | 0 | 0 | 0 | 0 | 0 | 0 | 0 | 0 | 0 | 0 | 0 | 0 | 0 | 0 | 259139.105 | 0 | 0 | 0 | 0 | 0 | 0 | 0 | 0 | 0 | 0 | 0 | 0 | 0 | 0 | 0
2016-01-28 07:00 | 0 | 0 | 0 | 0 | 0 | 161008.895 | 0 | 420148 | 0 | 0 | 0 | 0 | 1535897.3564 | 0 | 0 | 0 | 0 | 0 | 0 | 0 | 0 | 0 | 0 | 0 | 0 | 0 | 0 | 0 | 0 | -259139.105 | 0 | 0 | 0 | 0 | 0 | 0 | 0 | 0 | 0 | 0 | 0 | 0 | 0 | 0 | 0
2016-01-28 08:00 | 0 | 0 | 0 | 0 | 0 | 157922.895 | 0 | 417062 | 0 | 0 | 0 | 0 | 1276758.2514 | 0 | 0 | 0 | 0 | 0 | 0 | 0 | 0 | 0 | 0 | 0 | 0 | 0 | 0 | 0 | 0 | -259139.105 | 0 | 0 | 0 | 0 | 0 | 0 | 0 | 0 | 0 | 0 | 0 | 0 | 0 | 0 | 0
2016-01-28 09:00 | 0 | 0 | 0 | 0 | 0 | 679866.105 | 0 | 420727 | 0 | 0 | 0 | 0 | 1535897.3564 | 0 | 0 | 0 | 0 | 0 | 0 | 0 | 0 | 0 | 0 | 0 | 0 | 0 | 0 | 0 | 0 | 259139.105 | 0 | 0 | 0 | 0 | 0 | 0 | 0 | 0 | 0 | 0 | 0 | 0 | 0 | 0 | 0
2016-01-28 10:00 | 0 | 0 | 0 | 0 | 0 | 177986.895 | 0 | 437126 | 0 | 0 | 0 | 0 | 1276758.2514 | 0 | 0 | 0 | 0 | 0 | 0 | 0 | 0 | 0 | 0 | 0 | 0 | 0 | 0 | 0 | 0 | -259139.105 | 0 | 0 | 0 | 0 | 0 | 0 | 0 | 0 | 0 | 0 | 0 | 0 | 0 | 0 | 0
2016-01-28 11:00 | 0 | 0 | 0 | 0 | 0 | 212287.895 | 0 | 471427 | 0 | 0 | 0 | 0 | 1017619.1465 | 0 | 0 | 0 | 0 | 0 | 0 | 0 | 0 | 0 | 0 | 0 | 0 | 0 | 0 | 0 | 0 | -259139.105 | 0 | 0 | 0 | 0 | 0 | 0 | 0 | 0 | 0 | 0 | 0 | 0 | 0 | 0 | 0
2016-01-28 12:00 | 0 | 0 | 0 | 0 | 0 | 244264.895 | 0 | 503404 | 0 | 0 | 0 | 0 | 758480.0415 | 0 | 0 | 0 | 0 | 0 | 0 | 0 | 0 | 0 | 0 | 0 | 0 | 0 | 0 | 0 | 0 | -259139.105 | 0 | 0 | 0 | 0 | 0 | 0 | 0 | 0 | 0 | 0 | 0 | 0 | 0 | 0 | 0
2016-01-28 13:00 | 0 | 0 | 0 | 0 | 0 | 742321.2831 | 37.4064 | 512040 | 0 | 0 | 0 | 0 | 988798.7311 | 0 | 0 | 0 | 0 | 0 | 0 | 0 | 0 | 0 | 0 | 0 | 0 | 0 | 0 | 0 | 0 | 230318.6895 | 0 | 0 | 0 | 0 | 0 | 0 | 0 | 0 | 0 | 0 | 0 | 0 | 0 | 0 | 0
2016-01-28 14:00 | 0 | 0 | 0 | 0 | 0 | 553128.3343 | 95026.2669 | 507622 | 0 | 0 | 0 | 0 | 1129331.3323 | 0 | 0 | 0 | 0 | 0 | 0 | 0 | 0 | 0 | 0 | 0 | 0 | 0 | 0 | 0 | 0 | 140532.6012 | 0 | 0 | 0 | 0 | 0 | 0 | 0 | 0 | 0 | 0 | 0 | 0 | 0 | 0 | 0
2016-01-28 15:00 | 0 | 0 | 0 | 0 | 0 | 0 | 564848.6542 | 498829 | 0 | 0 | 0 | 0 | 1195350.9865 | 0 | 0 | 0 | 0 | 0 | 0 | 0 | 0 | 0 | 0 | 0 | 0 | 0 | 0 | 0 | 0 | 66019.6542 | 0 | 0 | 0 | 0 | 0 | 0 | 0 | 0 | 0 | 0 | 0 | 0 | 0 | 0 | 0
2016-01-28 16:00 | 0 | 0 | 0 | 0 | 0 | 0 | 697362.2959 | 486539 | 0 | 0 | 0 | 0 | 1406174.2825 | 0 | 0 | 0 | 0 | 0 | 0 | 0 | 0 | 0 | 0 | 0 | 0 | 0 | 0 | 0 | 0 | 210823.2959 | 0 | 0 | 0 | 0 | 0 | 0 | 0 | 0 | 0 | 0 | 0 | 0 | 0 | 0 | 0
2016-01-28 17:00 | 0 | 0 | 0 | 0 | 0 | 51398.6142 | 680953.4908 | 473213 | 0 | 0 | 0 | 0 | 1665313.3874 | 0 | 0 | 0 | 0 | 0 | 0 | 0 | 0 | 0 | 0 | 0 | 0 | 0 | 0 | 0 | 0 | 259139.105 | 0 | 0 | 0 | 0 | 0 | 0 | 0 | 0 | 0 | 0 | 0 | 0 | 0 | 0 | 0
2016-01-28 18:00 | 0 | 0 | 0 | 0 | 0 | 0 | 639742.3135 | 463101 | 0 | 0 | 0 | 0 | 1841954.7009 | 0 | 0 | 0 | 0 | 0 | 0 | 0 | 0 | 0 | 0 | 0 | 0 | 0 | 0 | 0 | 0 | 176641.3135 | 0 | 0 | 0 | 0 | 0 | 0 | 0 | 0 | 0 | 0 | 0 | 0 | 0 | 0 | 0
2016-01-28 19:00 | 0 | 0 | 0 | 0 | 0 | 42957.1251 | 622811.3136 | 455087 | 0 | 0 | 0 | 0 | 2052636.1396 | 0 | 0 | 0 | 0 | 0 | 0 | 0 | 0 | 0 | 0 | 0 | 0 | 0 | 0 | 0 | 0 | 210681.4387 | 0 | 0 | 0 | 0 | 0 | 0 | 0 | 0 | 0 | 0 | 0 | 0 | 0 | 0 | 0
2016-01-28 20:00 | 0 | 0 | 0 | 0 | 0 | 0 | 638555.3911 | 450296 | 0 | 0 | 0 | 0 | 2240895.5307 | 0 | 0 | 0 | 0 | 0 | 0 | 0 | 0 | 0 | 0 | 0 | 0 | 0 | 0 | 0 | 0 | 188259.3911 | 0 | 0 | 0 | 0 | 0 | 0 | 0 | 0 | 0 | 0 | 0 | 0 | 0 | 0 | 0
2016-01-28 21:00 | 0 | 0 | 0 | 0 | 0 | 0 | 674116.5716 | 452306 | 0 | 0 | 0 | 0 | 2462706.1023 | 0 | 0 | 0 | 0 | 0 | 0 | 0 | 0 | 0 | 0 | 0 | 0 | 0 | 0 | 0 | 0 | 221810.5716 | 0 | 0 | 0 | 0 | 0 | 0 | 0 | 0 | 0 | 0 | 0 | 0 | 0 | 0 | 0
2016-01-28 22:00 | 0 | 0 | 0 | 0 | 0 | 85404.8086 | 637627.2963 | 463893 | 0 | 0 | 0 | 0 | 2721845.2072 | 0 | 0 | 0 | 0 | 0 | 0 | 0 | 0 | 0 | 0 | 0 | 0 | 0 | 0 | 0 | 0 | 259139.105 | 0 | 0 | 0 | 0 | 0 | 0 | 0 | 0 | 0 | 0 | 0 | 0 | 0 | 0 | 0
2016-01-28 23:00 | 0 | 0 | 0 | 0 | 0 | 376473.6651 | 276186.6723 | 479734 | 0 | 0 | 0 | 0 | 2894771.5446 | 0 | 0 | 0 | 0 | 0 | 0 | 0 | 0 | 0 | 0 | 0 | 0 | 0 | 0 | 0 | 0 | 172926.3374 | 0 | 0 | 0 | 0 | 0 | 0 | 0 | 0 | 0 | 0 | 0 | 0 | 0 | 0 | 0
2016-01-29 | 0 | 0 | 0 | 0 | 0 | 410695.3111 | 14499.1895 | 489988 | 0 | 0 | 0 | 0 | 2829978.0452 | 0 | 0 | 0 | 0 | 0 | 0 | 0 | 0 | 0 | 0 | 0 | 0 | 0 | 0 | 0 | 0 | -64793.4994 | 0 | 0 | 0 | 0 | 0 | 0 | 0 | 0 | 0 | 0 | 0 | 0 | 0 | 0 | 0
2016-01-29 01:00 | 0 | 0 | 0 | 0 | 0 | 444240.3127 | 0 | 491465 | 0 | 0 | 0 | 0 | 2782753.3579 | 0 | 0 | 0 | 0 | 0 | 0 | 0 | 0 | 0 | 0 | 0 | 0 | 0 | 0 | 0 | 0 | -47224.6873 | 0 | 0 | 0 | 0 | 0 | 0 | 0 | 0 | 0 | 0 | 0 | 0 | 0 | 0 | 0
2016-01-29 02:00 | 0 | 0 | 0 | 0 | 0 | 224745.895 | 0 | 483885 | 0 | 0 | 0 | 0 | 2523614.253 | 0 | 0 | 0 | 0 | 0 | 0 | 0 | 0 | 0 | 0 | 0 | 0 | 0 | 0 | 0 | 0 | -259139.105 | 0 | 0 | 0 | 0 | 0 | 0 | 0 | 0 | 0 | 0 | 0 | 0 | 0 | 0 | 0
2016-01-29 03:00 | 0 | 0 | 0 | 0 | 0 | 555966.0324 | 0 | 466139 | 0 | 0 | 0 | 0 | 2613441.2853 | 0 | 0 | 0 | 0 | 0 | 0 | 0 | 0 | 0 | 0 | 0 | 0 | 0 | 0 | 0 | 0 | 89827.0324 | 0 | 0 | 0 | 0 | 0 | 0 | 0 | 0 | 0 | 0 | 0 | 0 | 0 | 0 | 0
2016-01-29 04:00 | 0 | 0 | 0 | 0 | 0 | 183847.895 | 0 | 442987 | 0 | 0 | 0 | 0 | 2354302.1804 | 0 | 0 | 0 | 0 | 0 | 0 | 0 | 0 | 0 | 0 | 0 | 0 | 0 | 0 | 0 | 0 | -259139.105 | 0 | 0 | 0 | 0 | 0 | 0 | 0 | 0 | 0 | 0 | 0 | 0 | 0 | 0 | 0
2016-01-29 05:00 | 0 | 0 | 0 | 0 | 0 | 165522.895 | 0 | 424662 | 0 | 0 | 0 | 0 | 2095163.0754 | 0 | 0 | 0 | 0 | 0 | 0 | 0 | 0 | 0 | 0 | 0 | 0 | 0 | 0 | 0 | 0 | -259139.105 | 0 | 0 | 0 | 0 | 0 | 0 | 0 | 0 | 0 | 0 | 0 | 0 | 0 | 0 | 0
2016-01-29 06:00 | 0 | 0 | 0 | 0 | 0 | 672412.105 | 0 | 413273 | 0 | 0 | 0 | 0 | 2354302.1804 | 0 | 0 | 0 | 0 | 0 | 0 | 0 | 0 | 0 | 0 | 0 | 0 | 0 | 0 | 0 | 0 | 259139.105 | 0 | 0 | 0 | 0 | 0 | 0 | 0 | 0 | 0 | 0 | 0 | 0 | 0 | 0 | 0
2016-01-29 07:00 | 0 | 0 | 0 | 0 | 0 | 146936.895 | 0 | 406076 | 0 | 0 | 0 | 0 | 2095163.0754 | 0 | 0 | 0 | 0 | 0 | 0 | 0 | 0 | 0 | 0 | 0 | 0 | 0 | 0 | 0 | 0 | -259139.105 | 0 | 0 | 0 | 0 | 0 | 0 | 0 | 0 | 0 | 0 | 0 | 0 | 0 | 0 | 0
2016-01-29 08:00 | 0 | 0 | 0 | 0 | 0 | 144690.895 | 0 | 403830 | 0 | 0 | 0 | 0 | 1836023.9705 | 0 | 0 | 0 | 0 | 0 | 0 | 0 | 0 | 0 | 0 | 0 | 0 | 0 | 0 | 0 | 0 | -259139.105 | 0 | 0 | 0 | 0 | 0 | 0 | 0 | 0 | 0 | 0 | 0 | 0 | 0 | 0 | 0
2016-01-29 09:00 | 0 | 0 | 0 | 0 | 0 | 667856.105 | 0 | 408717 | 0 | 0 | 0 | 0 | 2095163.0754 | 0 | 0 | 0 | 0 | 0 | 0 | 0 | 0 | 0 | 0 | 0 | 0 | 0 | 0 | 0 | 0 | 259139.105 | 0 | 0 | 0 | 0 | 0 | 0 | 0 | 0 | 0 | 0 | 0 | 0 | 0 | 0 | 0
2016-01-29 10:00 | 0 | 0 | 0 | 0 | 0 | 164585.895 | 0 | 423725 | 0 | 0 | 0 | 0 | 1836023.9705 | 0 | 0 | 0 | 0 | 0 | 0 | 0 | 0 | 0 | 0 | 0 | 0 | 0 | 0 | 0 | 0 | -259139.105 | 0 | 0 | 0 | 0 | 0 | 0 | 0 | 0 | 0 | 0 | 0 | 0 | 0 | 0 | 0
2016-01-29 11:00 | 0 | 0 | 0 | 0 | 0 | 198964.895 | 0 | 458104 | 0 | 0 | 0 | 0 | 1576884.8655 | 0 | 0 | 0 | 0 | 0 | 0 | 0 | 0 | 0 | 0 | 0 | 0 | 0 | 0 | 0 | 0 | -259139.105 | 0 | 0 | 0 | 0 | 0 | 0 | 0 | 0 | 0 | 0 | 0 | 0 | 0 | 0 | 0
2016-01-29 12:00 | 0 | 0 | 0 | 0 | 0 | 230740.895 | 0 | 489880 | 0 | 0 | 0 | 0 | 1317745.7606 | 0 | 0 | 0 | 0 | 0 | 0 | 0 | 0 | 0 | 0 | 0 | 0 | 0 | 0 | 0 | 0 | -259139.105 | 0 | 0 | 0 | 0 | 0 | 0 | 0 | 0 | 0 | 0 | 0 | 0 | 0 | 0 | 0
2016-01-29 13:00 | 0 | 0 | 0 | 0 | 0 | 757437.3919 | 40.7131 | 498339 | 0 | 0 | 0 | 0 | 1576884.8655 | 0 | 0 | 0 | 0 | 0 | 0 | 0 | 0 | 0 | 0 | 0 | 0 | 0 | 0 | 0 | 0 | 259139.105 | 0 | 0 | 0 | 0 | 0 | 0 | 0 | 0 | 0 | 0 | 0 | 0 | 0 | 0 | 0
2016-01-29 14:00 | 0 | 0 | 0 | 0 | 0 | 636780.2603 | 114642.8446 | 492284 | 0 | 0 | 0 | 0 | 1836023.9705 | 0 | 0 | 0 | 0 | 0 | 0 | 0 | 0 | 0 | 0 | 0 | 0 | 0 | 0 | 0 | 0 | 259139.105 | 0 | 0 | 0 | 0 | 0 | 0 | 0 | 0 | 0 | 0 | 0 | 0 | 0 | 0 | 0
2016-01-29 15:00 | 0 | 0 | 0 | 0 | 0 | 0 | 497090.5735 | 483987 | 0 | 0 | 0 | 0 | 1849127.5439 | 0 | 0 | 0 | 0 | 0 | 0 | 0 | 0 | 0 | 0 | 0 | 0 | 0 | 0 | 0 | 0 | 13103.5735 | 0 | 0 | 0 | 0 | 0 | 0 | 0 | 0 | 0 | 0 | 0 | 0 | 0 | 0 | 0
2016-01-29 16:00 | 0 | 0 | 0 | 0 | 0 | 0 | 590896.1571 | 472607 | 0 | 0 | 0 | 0 | 1967416.701 | 0 | 0 | 0 | 0 | 0 | 0 | 0 | 0 | 0 | 0 | 0 | 0 | 0 | 0 | 0 | 0 | 118289.1571 | 0 | 0 | 0 | 0 | 0 | 0 | 0 | 0 | 0 | 0 | 0 | 0 | 0 | 0 | 0
2016-01-29 17:00 | 0 | 0 | 0 | 0 | 0 | 0 | 587714.5473 | 461493 | 0 | 0 | 0 | 0 | 2093638.2484 | 0 | 0 | 0 | 0 | 0 | 0 | 0 | 0 | 0 | 0 | 0 | 0 | 0 | 0 | 0 | 0 | 126221.5473 | 0 | 0 | 0 | 0 | 0 | 0 | 0 | 0 | 0 | 0 | 0 | 0 | 0 | 0 | 0
2016-01-29 18:00 | 0 | 0 | 0 | 0 | 0 | 0 | 569449.2468 | 453063 | 0 | 0 | 0 | 0 | 2210024.4952 | 0 | 0 | 0 | 0 | 0 | 0 | 0 | 0 | 0 | 0 | 0 | 0 | 0 | 0 | 0 | 0 | 116386.2468 | 0 | 0 | 0 | 0 | 0 | 0 | 0 | 0 | 0 | 0 | 0 | 0 | 0 | 0 | 0
2016-01-29 19:00 | 0 | 0 | 0 | 0 | 0 | 0 | 562415.6907 | 446413 | 0 | 0 | 0 | 0 | 2326027.1859 | 0 | 0 | 0 | 0 | 0 | 0 | 0 | 0 | 0 | 0 | 0 | 0 | 0 | 0 | 0 | 0 | 116002.6907 | 0 | 0 | 0 | 0 | 0 | 0 | 0 | 0 | 0 | 0 | 0 | 0 | 0 | 0 | 0
2016-01-29 20:00 | 0 | 0 | 0 | 0 | 0 | 0 | 571252.6075 | 441068 | 0 | 0 | 0 | 0 | 2456211.7934 | 0 | 0 | 0 | 0 | 0 | 0 | 0 | 0 | 0 | 0 | 0 | 0 | 0 | 0 | 0 | 0 | 130184.6075 | 0 | 0 | 0 | 0 | 0 | 0 | 0 | 0 | 0 | 0 | 0 | 0 | 0 | 0 | 0
2016-01-29 21:00 | 0 | 0 | 0 | 0 | 0 | 0 | 582623.6134 | 441048 | 0 | 0 | 0 | 0 | 2597787.4067 | 0 | 0 | 0 | 0 | 0 | 0 | 0 | 0 | 0 | 0 | 0 | 0 | 0 | 0 | 0 | 0 | 141575.6134 | 0 | 0 | 0 | 0 | 0 | 0 | 0 | 0 | 0 | 0 | 0 | 0 | 0 | 0 | 0
2016-01-29 22:00 | 0 | 0 | 0 | 0 | 0 | 0 | 508192.9134 | 450733 | 0 | 0 | 0 | 0 | 2655247.3201 | 0 | 0 | 0 | 0 | 0 | 0 | 0 | 0 | 0 | 0 | 0 | 0 | 0 | 0 | 0 | 0 | 57459.9134 | 0 | 0 | 0 | 0 | 0 | 0 | 0 | 0 | 0 | 0 | 0 | 0 | 0 | 0 | 0
2016-01-29 23:00 | 0 | 0 | 0 | 0 | 0 | 0 | 237743.8454 | 465999 | 0 | 0 | 0 | 0 | 2426992.1654 | 0 | 0 | 0 | 0 | 0 | 0 | 0 | 0 | 0 | 0 | 0 | 0 | 0 | 0 | 0 | 0 | -228255.1546 | 0 | 0 | 0 | 0 | 0 | 0 | 0 | 0 | 0 | 0 | 0 | 0 | 0 | 0 | 0
2016-01-30 | 0 | 0 | 0 | 0 | 0 | 668342.5803 | 14015.6939 | 473718 | 0 | 0 | 0 | 0 | 2635632.4397 | 0 | 0 | 0 | 0 | 0 | 0 | 0 | 0 | 0 | 0 | 0 | 0 | 0 | 0 | 0 | 0 | 208640.2742 | 0 | 0 | 0 | 0 | 0 | 0 | 0 | 0 | 0 | 0 | 0 | 0 | 0 | 0 | 0
2016-01-30 01:00 | 0 | 0 | 0 | 0 | 0 | 732401.105 | 0 | 473262 | 0 | 0 | 0 | 0 | 2894771.5446 | 0 | 0 | 0 | 0 | 0 | 0 | 0 | 0 | 0 | 0 | 0 | 0 | 0 | 0 | 0 | 0 | 259139.105 | 0 | 0 | 0 | 0 | 0 | 0 | 0 | 0 | 0 | 0 | 0 | 0 | 0 | 0 | 0
2016-01-30 02:00 | 0 | 0 | 0 | 0 | 0 | 208937.895 | 0 | 468077 | 0 | 0 | 0 | 0 | 2635632.4397 | 0 | 0 | 0 | 0 | 0 | 0 | 0 | 0 | 0 | 0 | 0 | 0 | 0 | 0 | 0 | 0 | -259139.105 | 0 | 0 | 0 | 0 | 0 | 0 | 0 | 0 | 0 | 0 | 0 | 0 | 0 | 0 | 0
2016-01-30 03:00 | 0 | 0 | 0 | 0 | 0 | 196440.895 | 0 | 455580 | 0 | 0 | 0 | 0 | 2376493.3347 | 0 | 0 | 0 | 0 | 0 | 0 | 0 | 0 | 0 | 0 | 0 | 0 | 0 | 0 | 0 | 0 | -259139.105 | 0 | 0 | 0 | 0 | 0 | 0 | 0 | 0 | 0 | 0 | 0 | 0 | 0 | 0 | 0
2016-01-30 04:00 | 0 | 0 | 0 | 0 | 0 | 650558.231 | 0 | 437622 | 0 | 0 | 0 | 0 | 2589429.5658 | 0 | 0 | 0 | 0 | 0 | 0 | 0 | 0 | 0 | 0 | 0 | 0 | 0 | 0 | 0 | 0 | 212936.231 | 0 | 0 | 0 | 0 | 0 | 0 | 0 | 0 | 0 | 0 | 0 | 0 | 0 | 0 | 0
2016-01-30 05:00 | 0 | 0 | 0 | 0 | 0 | 162314.895 | 0 | 421454 | 0 | 0 | 0 | 0 | 2330290.4608 | 0 | 0 | 0 | 0 | 0 | 0 | 0 | 0 | 0 | 0 | 0 | 0 | 0 | 0 | 0 | 0 | -259139.105 | 0 | 0 | 0 | 0 | 0 | 0 | 0 | 0 | 0 | 0 | 0 | 0 | 0 | 0 | 0
2016-01-30 06:00 | 0 | 0 | 0 | 0 | 0 | 150521.895 | 0 | 409661 | 0 | 0 | 0 | 0 | 2071151.3558 | 0 | 0 | 0 | 0 | 0 | 0 | 0 | 0 | 0 | 0 | 0 | 0 | 0 | 0 | 0 | 0 | -259139.105 | 0 | 0 | 0 | 0 | 0 | 0 | 0 | 0 | 0 | 0 | 0 | 0 | 0 | 0 | 0
2016-01-30 07:00 | 0 | 0 | 0 | 0 | 0 | 660864.105 | 0 | 401725 | 0 | 0 | 0 | 0 | 2330290.4608 | 0 | 0 | 0 | 0 | 0 | 0 | 0 | 0 | 0 | 0 | 0 | 0 | 0 | 0 | 0 | 0 | 259139.105 | 0 | 0 | 0 | 0 | 0 | 0 | 0 | 0 | 0 | 0 | 0 | 0 | 0 | 0 | 0
2016-01-30 08:00 | 0 | 0 | 0 | 0 | 0 | 656585.105 | 0 | 397446 | 0 | 0 | 0 | 0 | 2589429.5658 | 0 | 0 | 0 | 0 | 0 | 0 | 0 | 0 | 0 | 0 | 0 | 0 | 0 | 0 | 0 | 0 | 259139.105 | 0 | 0 | 0 | 0 | 0 | 0 | 0 | 0 | 0 | 0 | 0 | 0 | 0 | 0 | 0
2016-01-30 09:00 | 0 | 0 | 0 | 0 | 0 | 140071.895 | 0 | 399211 | 0 | 0 | 0 | 0 | 2330290.4608 | 0 | 0 | 0 | 0 | 0 | 0 | 0 | 0 | 0 | 0 | 0 | 0 | 0 | 0 | 0 | 0 | -259139.105 | 0 | 0 | 0 | 0 | 0 | 0 | 0 | 0 | 0 | 0 | 0 | 0 | 0 | 0 | 0
2016-01-30 10:00 | 0 | 0 | 0 | 0 | 0 | 147351.895 | 0 | 406491 | 0 | 0 | 0 | 0 | 2071151.3558 | 0 | 0 | 0 | 0 | 0 | 0 | 0 | 0 | 0 | 0 | 0 | 0 | 0 | 0 | 0 | 0 | -259139.105 | 0 | 0 | 0 | 0 | 0 | 0 | 0 | 0 | 0 | 0 | 0 | 0 | 0 | 0 | 0
2016-01-30 11:00 | 0 | 0 | 0 | 0 | 0 | 160935.895 | 0 | 420075 | 0 | 0 | 0 | 0 | 1812012.2509 | 0 | 0 | 0 | 0 | 0 | 0 | 0 | 0 | 0 | 0 | 0 | 0 | 0 | 0 | 0 | 0 | -259139.105 | 0 | 0 | 0 | 0 | 0 | 0 | 0 | 0 | 0 | 0 | 0 | 0 | 0 | 0 | 0
2016-01-30 12:00 | 0 | 0 | 0 | 0 | 0 | 177459.895 | 0 | 436599 | 0 | 0 | 0 | 0 | 1552873.1459 | 0 | 0 | 0 | 0 | 0 | 0 | 0 | 0 | 0 | 0 | 0 | 0 | 0 | 0 | 0 | 0 | -259139.105 | 0 | 0 | 0 | 0 | 0 | 0 | 0 | 0 | 0 | 0 | 0 | 0 | 0 | 0 | 0
2016-01-30 13:00 | 0 | 0 | 0 | 0 | 0 | 188897.842 | 45.053 | 448082 | 0 | 0 | 0 | 0 | 1293734.041 | 0 | 0 | 0 | 0 | 0 | 0 | 0 | 0 | 0 | 0 | 0 | 0 | 0 | 0 | 0 | 0 | -259139.105 | 0 | 0 | 0 | 0 | 0 | 0 | 0 | 0 | 0 | 0 | 0 | 0 | 0 | 0 | 0
2016-01-30 14:00 | 0 | 0 | 0 | 0 | 0 | 540253.7166 | 112995.7426 | 447923 | 0 | 0 | 0 | 0 | 1499060.5001 | 0 | 0 | 0 | 0 | 0 | 0 | 0 | 0 | 0 | 0 | 0 | 0 | 0 | 0 | 0 | 0 | 205326.4591 | 0 | 0 | 0 | 0 | 0 | 0 | 0 | 0 | 0 | 0 | 0 | 0 | 0 | 0 | 0
2016-01-30 15:00 | 0 | 0 | 0 | 0 | 0 | 0 | 436776.9161 | 440969 | 0 | 0 | 0 | 0 | 1494868.4162 | 0 | 0 | 0 | 0 | 0 | 0 | 0 | 0 | 0 | 0 | 0 | 0 | 0 | 0 | 0 | 0 | -4192.0839 | 0 | 0 | 0 | 0 | 0 | 0 | 0 | 0 | 0 | 0 | 0 | 0 | 0 | 0 | 0
2016-01-30 16:00 | 0 | 0 | 0 | 0 | 0 | 0 | 535910.8271 | 431135 | 0 | 0 | 0 | 0 | 1599644.2433 | 0 | 0 | 0 | 0 | 0 | 0 | 0 | 0 | 0 | 0 | 0 | 0 | 0 | 0 | 0 | 0 | 104775.8271 | 0 | 0 | 0 | 0 | 0 | 0 | 0 | 0 | 0 | 0 | 0 | 0 | 0 | 0 | 0
2016-01-30 17:00 | 0 | 0 | 0 | 0 | 0 | 125963.1648 | 553550.9402 | 420375 | 0 | 0 | 0 | 0 | 1858783.3482 | 0 | 0 | 0 | 0 | 0 | 0 | 0 | 0 | 0 | 0 | 0 | 0 | 0 | 0 | 0 | 0 | 259139.105 | 0 | 0 | 0 | 0 | 0 | 0 | 0 | 0 | 0 | 0 | 0 | 0 | 0 | 0 | 0
2016-01-30 18:00 | 0 | 0 | 0 | 0 | 0 | 4239.2712 | 543159.7615 | 410136 | 0 | 0 | 0 | 0 | 1996046.3809 | 0 | 0 | 0 | 0 | 0 | 0 | 0 | 0 | 0 | 0 | 0 | 0 | 0 | 0 | 0 | 0 | 137263.0327 | 0 | 0 | 0 | 0 | 0 | 0 | 0 | 0 | 0 | 0 | 0 | 0 | 0 | 0 | 0
2016-01-30 19:00 | 0 | 0 | 0 | 0 | 0 | 0 | 537592.2087 | 402345 | 0 | 0 | 0 | 0 | 2131293.5896 | 0 | 0 | 0 | 0 | 0 | 0 | 0 | 0 | 0 | 0 | 0 | 0 | 0 | 0 | 0 | 0 | 135247.2087 | 0 | 0 | 0 | 0 | 0 | 0 | 0 | 0 | 0 | 0 | 0 | 0 | 0 | 0 | 0
2016-01-30 20:00 | 0 | 0 | 0 | 0 | 0 | 0 | 545554.6346 | 398119 | 0 | 0 | 0 | 0 | 2278729.2242 | 0 | 0 | 0 | 0 | 0 | 0 | 0 | 0 | 0 | 0 | 0 | 0 | 0 | 0 | 0 | 0 | 147435.6346 | 0 | 0 | 0 | 0 | 0 | 0 | 0 | 0 | 0 | 0 | 0 | 0 | 0 | 0 | 0
2016-01-30 21:00 | 0 | 0 | 0 | 0 | 0 | 0 | 555862.8526 | 398211 | 0 | 0 | 0 | 0 | 2436381.0768 | 0 | 0 | 0 | 0 | 0 | 0 | 0 | 0 | 0 | 0 | 0 | 0 | 0 | 0 | 0 | 0 | 157651.8526 | 0 | 0 | 0 | 0 | 0 | 0 | 0 | 0 | 0 | 0 | 0 | 0 | 0 | 0 | 0
2016-01-30 22:00 | 0 | 0 | 0 | 0 | 0 | 0 | 492396.8255 | 407935 | 0 | 0 | 0 | 0 | 2520842.9023 | 0 | 0 | 0 | 0 | 0 | 0 | 0 | 0 | 0 | 0 | 0 | 0 | 0 | 0 | 0 | 0 | 84461.8255 | 0 | 0 | 0 | 0 | 0 | 0 | 0 | 0 | 0 | 0 | 0 | 0 | 0 | 0 | 0
2016-01-30 23:00 | 0 | 0 | 0 | 0 | 0 | 0 | 258118.393 | 424712 | 0 | 0 | 0 | 0 | 2354249.2953 | 0 | 0 | 0 | 0 | 0 | 0 | 0 | 0 | 0 | 0 | 0 | 0 | 0 | 0 | 0 | 0 | -166593.607 | 0 | 0 | 0 | 0 | 0 | 0 | 0 | 0 | 0 | 0 | 0 | 0 | 0 | 0 | 0
2016-01-31 | 0 | 0 | 0 | 0 | 0 | 598508.3365 | 17038.9319 | 432706 | 0 | 0 | 0 | 0 | 2537090.5637 | 0 | 0 | 0 | 0 | 0 | 0 | 0 | 0 | 0 | 0 | 0 | 0 | 0 | 0 | 0 | 0 | 182841.2684 | 0 | 0 | 0 | 0 | 0 | 0 | 0 | 0 | 0 | 0 | 0 | 0 | 0 | 0 | 0
2016-01-31 01:00 | 0 | 0 | 0 | 0 | 0 | 603587.4252 | 0 | 433566 | 0 | 0 | 0 | 0 | 2707111.9889 | 0 | 0 | 0 | 0 | 0 | 0 | 0 | 0 | 0 | 0 | 0 | 0 | 0 | 0 | 0 | 0 | 170021.4252 | 0 | 0 | 0 | 0 | 0 | 0 | 0 | 0 | 0 | 0 | 0 | 0 | 0 | 0 | 0
2016-01-31 02:00 | 0 | 0 | 0 | 0 | 0 | 183520.8766 | 0 | 428394 | 0 | 0 | 0 | 0 | 2447972.8839 | 14265.9815 | 0 | 0 | 0 | 0 | 0 | 0 | 0 | 0 | 0 | 0 | 0 | 0 | 0 | 0 | 0 | -259139.105 | 14265.9815 | 0 | 0 | 0 | 0 | 0 | 0 | 0 | 0 | 0 | 0 | 0 | 0 | 0 | 0
2016-01-31 03:00 | 0 | 0 | 0 | 0 | 0 | 158272.895 | 0 | 417412 | 0 | 0 | 0 | 0 | 2188833.779 | 14265.9815 | 0 | 0 | 0 | 0 | 0 | 0 | 0 | 0 | 0 | 0 | 0 | 0 | 0 | 0 | 0 | -259139.105 | 0 | 0 | 0 | 0 | 0 | 0 | 0 | 0 | 0 | 0 | 0 | 0 | 0 | 0 | 0
2016-01-31 04:00 | 0 | 0 | 0 | 0 | 0 | 156592.8766 | 0 | 401466 | 0 | 0 | 0 | 0 | 1929694.674 | 28531.9631 | 0 | 0 | 0 | 0 | 0 | 0 | 0 | 0 | 0 | 0 | 0 | 0 | 0 | 0 | 0 | -259139.105 | 14265.9815 | 0 | 0 | 0 | 0 | 0 | 0 | 0 | 0 | 0 | 0 | 0 | 0 | 0 | 0
2016-01-31 05:00 | 0 | 0 | 0 | 0 | 0 | 644170.105 | 0 | 385031 | 0 | 0 | 0 | 0 | 2188833.779 | 28531.9631 | 0 | 0 | 0 | 0 | 0 | 0 | 0 | 0 | 0 | 0 | 0 | 0 | 0 | 0 | 0 | 259139.105 | 0 | 0 | 0 | 0 | 0 | 0 | 0 | 0 | 0 | 0 | 0 | 0 | 0 | 0 | 0
2016-01-31 06:00 | 0 | 0 | 0 | 0 | 0 | 632023.105 | 0 | 372884 | 0 | 0 | 0 | 0 | 2447972.8839 | 28531.9631 | 0 | 0 | 0 | 0 | 0 | 0 | 0 | 0 | 0 | 0 | 0 | 0 | 0 | 0 | 0 | 259139.105 | 0 | 0 | 0 | 0 | 0 | 0 | 0 | 0 | 0 | 0 | 0 | 0 | 0 | 0 | 0
2016-01-31 07:00 | 0 | 0 | 0 | 0 | 0 | 105023.895 | 0 | 364163 | 0 | 0 | 0 | 0 | 2188833.779 | 28531.9631 | 0 | 0 | 0 | 0 | 0 | 0 | 0 | 0 | 0 | 0 | 0 | 0 | 0 | 0 | 0 | -259139.105 | 0 | 0 | 0 | 0 | 0 | 0 | 0 | 0 | 0 | 0 | 0 | 0 | 0 | 0 | 0
2016-01-31 08:00 | 0 | 0 | 0 | 0 | 0 | 114326.8766 | 0 | 359200 | 0 | 0 | 0 | 0 | 1929694.674 | 42797.9446 | 0 | 0 | 0 | 0 | 0 | 0 | 0 | 0 | 0 | 0 | 0 | 0 | 0 | 0 | 0 | -259139.105 | 14265.9815 | 0 | 0 | 0 | 0 | 0 | 0 | 0 | 0 | 0 | 0 | 0 | 0 | 0 | 0
2016-01-31 09:00 | 0 | 0 | 0 | 0 | 0 | 617179.105 | 0 | 358040 | 0 | 0 | 0 | 0 | 2188833.779 | 42797.9446 | 0 | 0 | 0 | 0 | 0 | 0 | 0 | 0 | 0 | 0 | 0 | 0 | 0 | 0 | 0 | 259139.105 | 0 | 0 | 0 | 0 | 0 | 0 | 0 | 0 | 0 | 0 | 0 | 0 | 0 | 0 | 0
2016-01-31 10:00 | 0 | 0 | 0 | 0 | 0 | 593907.2855 | 0 | 360898 | 0 | 0 | 0 | 0 | 2421843.0644 | 42797.9446 | 0 | 0 | 0 | 0 | 0 | 0 | 0 | 0 | 0 | 0 | 0 | 0 | 0 | 0 | 0 | 233009.2855 | 0 | 0 | 0 | 0 | 0 | 0 | 0 | 0 | 0 | 0 | 0 | 0 | 0 | 0 | 0
2016-01-31 11:00 | 0 | 0 | 0 | 0 | 0 | 109055.895 | 0 | 368195 | 0 | 0 | 0 | 0 | 2162703.9595 | 42797.9446 | 0 | 0 | 0 | 0 | 0 | 0 | 0 | 0 | 0 | 0 | 0 | 0 | 0 | 0 | 0 | -259139.105 | 0 | 0 | 0 | 0 | 0 | 0 | 0 | 0 | 0 | 0 | 0 | 0 | 0 | 0 | 0
2016-01-31 12:00 | 0 | 0 | 0 | 0 | 0 | 121017.895 | 0 | 380157 | 0 | 0 | 0 | 0 | 1903564.8545 | 42797.9446 | 0 | 0 | 0 | 0 | 0 | 0 | 0 | 0 | 0 | 0 | 0 | 0 | 0 | 0 | 0 | -259139.105 | 0 | 0 | 0 | 0 | 0 | 0 | 0 | 0 | 0 | 0 | 0 | 0 | 0 | 0 | 0
2016-01-31 13:00 | 0 | 0 | 0 | 0 | 0 | 502753.1494 | 56.9363 | 391752 | 0 | 0 | 0 | 0 | 2014622.9403 | 42797.9446 | 0 | 0 | 0 | 0 | 0 | 0 | 0 | 0 | 0 | 0 | 0 | 0 | 0 | 0 | 0 | 111058.0857 | 0 | 0 | 0 | 0 | 0 | 0 | 0 | 0 | 0 | 0 | 0 | 0 | 0 | 0 | 0
2016-01-31 14:00 | 0 | 0 | 0 | 0 | 0 | 389096.5589 | 121371.277 | 399409 | 0 | 0 | 0 | 0 | 2125681.7761 | 42797.9446 | 0 | 0 | 0 | 0 | 0 | 0 | 0 | 0 | 0 | 0 | 0 | 0 | 0 | 0 | 0 | 111058.8358 | 0 | 0 | 0 | 0 | 0 | 0 | 0 | 0 | 0 | 0 | 0 | 0 | 0 | 0 | 0
2016-01-31 15:00 | 0 | 0 | 0 | 0 | 0 | 0 | 381225.2848 | 400465 | 0 | 0 | 0 | 0 | 2106442.0609 | 42797.9446 | 0 | 0 | 0 | 0 | 0 | 0 | 0 | 0 | 0 | 0 | 0 | 0 | 0 | 0 | 0 | -19239.7152 | 0 | 0 | 0 | 0 | 0 | 0 | 0 | 0 | 0 | 0 | 0 | 0 | 0 | 0 | 0
2016-01-31 16:00 | 0 | 0 | 0 | 0 | 0 | 0 | 474636.5106 | 398733 | 0 | 0 | 0 | 0 | 2182345.5715 | 42797.9446 | 0 | 0 | 0 | 0 | 0 | 0 | 0 | 0 | 0 | 0 | 0 | 0 | 0 | 0 | 0 | 75903.5106 | 0 | 0 | 0 | 0 | 0 | 0 | 0 | 0 | 0 | 0 | 0 | 0 | 0 | 0 | 0
2016-01-31 17:00 | 0 | 0 | 0 | 0 | 0 | 0 | 494266.3056 | 397649 | 0 | 0 | 0 | 0 | 2278962.8771 | 42797.9446 | 0 | 0 | 0 | 0 | 0 | 0 | 0 | 0 | 0 | 0 | 0 | 0 | 0 | 0 | 0 | 96617.3056 | 0 | 0 | 0 | 0 | 0 | 0 | 0 | 0 | 0 | 0 | 0 | 0 | 0 | 0 | 0
2016-01-31 18:00 | 0 | 0 | 0 | 0 | 0 | 0 | 489278.5576 | 395805 | 0 | 0 | 0 | 0 | 2372436.4347 | 42797.9446 | 0 | 0 | 0 | 0 | 0 | 0 | 0 | 0 | 0 | 0 | 0 | 0 | 0 | 0 | 0 | 93473.5576 | 0 | 0 | 0 | 0 | 0 | 0 | 0 | 0 | 0 | 0 | 0 | 0 | 0 | 0 | 0
2016-01-31 19:00 | 0 | 0 | 0 | 0 | 0 | 0 | 480400.0111 | 393066 | 0 | 0 | 0 | 0 | 2459770.4458 | 42797.9446 | 0 | 0 | 0 | 0 | 0 | 0 | 0 | 0 | 0 | 0 | 0 | 0 | 0 | 0 | 0 | 87334.0111 | 0 | 0 | 0 | 0 | 0 | 0 | 0 | 0 | 0 | 0 | 0 | 0 | 0 | 0 | 0
2016-01-31 20:00 | 0 | 0 | 0 | 0 | 0 | 0 | 459808.2375 | 391975 | 0 | 0 | 0 | 0 | 2527603.6834 | 42797.9446 | 0 | 0 | 0 | 0 | 0 | 0 | 0 | 0 | 0 | 0 | 0 | 0 | 0 | 0 | 0 | 67833.2375 | 0 | 0 | 0 | 0 | 0 | 0 | 0 | 0 | 0 | 0 | 0 | 0 | 0 | 0 | 0
2016-01-31 21:00 | 0 | 0 | 0 | 0 | 0 | 0 | 417348.5588 | 395107 | 0 | 0 | 0 | 0 | 2549845.2422 | 42797.9446 | 0 | 0 | 0 | 0 | 0 | 0 | 0 | 0 | 0 | 0 | 0 | 0 | 0 | 0 | 0 | 22241.5588 | 0 | 0 | 0 | 0 | 0 | 0 | 0 | 0 | 0 | 0 | 0 | 0 | 0 | 0 | 0
2016-01-31 22:00 | 0 | 0 | 0 | 0 | 0 | 331500.6502 | 334715.9925 | 407470 | 0 | 0 | 0 | 0 | 2808591.8849 | 42797.9446 | 0 | 0 | 0 | 0 | 0 | 0 | 0 | 0 | 0 | 0 | 0 | 0 | 0 | 0 | 0 | 258746.6427 | 0 | 0 | 0 | 0 | 0 | 0 | 0 | 0 | 0 | 0 | 0 | 0 | 0 | 0 | 0
2016-01-31 23:00 | 0 | 0 | 0 | 0 | 0 | 358444.9302 | 152970.7294 | 425236 | 0 | 0 | 0 | 0 | 2894771.5446 | 42797.9446 | 0 | 0 | 0 | 0 | 0 | 0 | 0 | 0 | 0 | 0 | 0 | 0 | 0 | 0 | 0 | 86179.6597 | 0 | 0 | 0 | 0 | 0 | 0 | 0 | 0 | 0 | 0 | 0 | 0 | 0 | 0 | 0
2016-02-01 | 0 | 0 | 0 | 0 | 0 | 363082.6438 | 12599.312 | 434806 | 0 | 0 | 0 | 0 | 2835647.5004 | 42797.9446 | 0 | 0 | 0 | 0 | 0 | 0 | 0 | 0 | 0 | 0 | 0 | 0 | 0 | 0 | 0 | -59124.0442 | 0 | 0 | 0 | 0 | 0 | 0 | 0 | 0 | 0 | 0 | 0 | 0 | 0 | 0 | 0
2016-02-01 01:00 | 0 | 0 | 0 | 0 | 0 | 352922.991 | 0 | 435064 | 0 | 0 | 0 | 0 | 2753506.4914 | 42797.9446 | 0 | 0 | 0 | 0 | 0 | 0 | 0 | 0 | 0 | 0 | 0 | 0 | 0 | 0 | 0 | -82141.009 | 0 | 0 | 0 | 0 | 0 | 0 | 0 | 0 | 0 | 0 | 0 | 0 | 0 | 0 | 0
2016-02-01 02:00 | 0 | 0 | 0 | 0 | 0 | 335195.7893 | 0 | 426819 | 0 | 0 | 0 | 0 | 2661883.2807 | 42797.9446 | 0 | 0 | 0 | 0 | 0 | 0 | 0 | 0 | 0 | 0 | 0 | 0 | 0 | 0 | 0 | -91623.2107 | 0 | 0 | 0 | 0 | 0 | 0 | 0 | 0 | 0 | 0 | 0 | 0 | 0 | 0 | 0
2016-02-01 03:00 | 0 | 0 | 0 | 0 | 0 | 320891.9001 | 0 | 411759 | 0 | 0 | 0 | 0 | 2571016.1808 | 42797.9446 | 0 | 0 | 0 | 0 | 0 | 0 | 0 | 0 | 0 | 0 | 0 | 0 | 0 | 0 | 0 | -90867.0999 | 0 | 0 | 0 | 0 | 0 | 0 | 0 | 0 | 0 | 0 | 0 | 0 | 0 | 0 | 0
2016-02-01 04:00 | 0 | 0 | 0 | 0 | 0 | 308022.0537 | 0 | 391383 | 0 | 0 | 0 | 0 | 2487655.2345 | 42797.9446 | 0 | 0 | 0 | 0 | 0 | 0 | 0 | 0 | 0 | 0 | 0 | 0 | 0 | 0 | 0 | -83360.9463 | 0 | 0 | 0 | 0 | 0 | 0 | 0 | 0 | 0 | 0 | 0 | 0 | 0 | 0 | 0
2016-02-01 05:00 | 0 | 0 | 0 | 0 | 0 | 294788.1303 | 0 | 372942 | 0 | 0 | 0 | 0 | 2409501.3648 | 42797.9446 | 0 | 0 | 0 | 0 | 0 | 0 | 0 | 0 | 0 | 0 | 0 | 0 | 0 | 0 | 0 | -78153.8697 | 0 | 0 | 0 | 0 | 0 | 0 | 0 | 0 | 0 | 0 | 0 | 0 | 0 | 0 | 0
2016-02-01 06:00 | 0 | 0 | 0 | 0 | 0 | 284077.0869 | 0 | 361001 | 0 | 0 | 0 | 0 | 2332577.4518 | 42797.9446 | 0 | 0 | 0 | 0 | 0 | 0 | 0 | 0 | 0 | 0 | 0 | 0 | 0 | 0 | 0 | -76923.9131 | 0 | 0 | 0 | 0 | 0 | 0 | 0 | 0 | 0 | 0 | 0 | 0 | 0 | 0 | 0
2016-02-01 07:00 | 0 | 0 | 0 | 0 | 0 | 93893.895 | 0 | 353033 | 0 | 0 | 0 | 0 | 2073438.3468 | 42797.9446 | 0 | 0 | 0 | 0 | 0 | 0 | 0 | 0 | 0 | 0 | 0 | 0 | 0 | 0 | 0 | -259139.105 | 0 | 0 | 0 | 0 | 0 | 0 | 0 | 0 | 0 | 0 | 0 | 0 | 0 | 0 | 0
2016-02-01 08:00 | 0 | 0 | 0 | 0 | 0 | 90905.895 | 0 | 350045 | 0 | 0 | 0 | 0 | 1814299.2419 | 42797.9446 | 0 | 0 | 0 | 0 | 0 | 0 | 0 | 0 | 0 | 0 | 0 | 0 | 0 | 0 | 0 | -259139.105 | 0 | 0 | 0 | 0 | 0 | 0 | 0 | 0 | 0 | 0 | 0 | 0 | 0 | 0 | 0
2016-02-01 09:00 | 0 | 0 | 0 | 0 | 0 | 257108.8531 | 0 | 353256 | 0 | 0 | 0 | 0 | 1718152.0949 | 42797.9446 | 0 | 0 | 0 | 0 | 0 | 0 | 0 | 0 | 0 | 0 | 0 | 0 | 0 | 0 | 0 | -96147.1469 | 0 | 0 | 0 | 0 | 0 | 0 | 0 | 0 | 0 | 0 | 0 | 0 | 0 | 0 | 0
2016-02-01 10:00 | 0 | 0 | 0 | 0 | 0 | 109402.895 | 0 | 368542 | 0 | 0 | 0 | 0 | 1459012.99 | 42797.9446 | 0 | 0 | 0 | 0 | 0 | 0 | 0 | 0 | 0 | 0 | 0 | 0 | 0 | 0 | 0 | -259139.105 | 0 | 0 | 0 | 0 | 0 | 0 | 0 | 0 | 0 | 0 | 0 | 0 | 0 | 0 | 0
2016-02-01 11:00 | 0 | 0 | 0 | 0 | 0 | 142410.895 | 0 | 401550 | 0 | 0 | 0 | 0 | 1199873.885 | 42797.9446 | 0 | 0 | 0 | 0 | 0 | 0 | 0 | 0 | 0 | 0 | 0 | 0 | 0 | 0 | 0 | -259139.105 | 0 | 0 | 0 | 0 | 0 | 0 | 0 | 0 | 0 | 0 | 0 | 0 | 0 | 0 | 0
2016-02-01 12:00 | 0 | 0 | 0 | 0 | 0 | 232574.0947 | 0 | 433191 | 0 | 0 | 0 | 0 | 999256.9798 | 42797.9446 | 0 | 0 | 0 | 0 | 0 | 0 | 0 | 0 | 0 | 0 | 0 | 0 | 0 | 0 | 0 | -200616.9053 | 0 | 0 | 0 | 0 | 0 | 0 | 0 | 0 | 0 | 0 | 0 | 0 | 0 | 0 | 0
2016-02-01 13:00 | 0 | 0 | 0 | 0 | 0 | 228444.9796 | 61.7929 | 444295 | 0 | 0 | 0 | 0 | 783468.7522 | 42797.9446 | 0 | 0 | 0 | 0 | 0 | 0 | 0 | 0 | 0 | 0 | 0 | 0 | 0 | 0 | 0 | -215788.2275 | 0 | 0 | 0 | 0 | 0 | 0 | 0 | 0 | 0 | 0 | 0 | 0 | 0 | 0 | 0
2016-02-01 14:00 | 0 | 0 | 0 | 0 | 0 | 167147.3739 | 95973.2654 | 447894 | 0 | 0 | 0 | 0 | 598695.3915 | 42797.9446 | 0 | 0 | 0 | 0 | 0 | 0 | 0 | 0 | 0 | 0 | 0 | 0 | 0 | 0 | 0 | -184773.3607 | 0 | 0 | 0 | 0 | 0 | 0 | 0 | 0 | 0 | 0 | 0 | 0 | 0 | 0 | 0
2016-02-01 15:00 | 0 | 0 | 0 | 0 | 0 | 178693.5019 | 327755.4606 | 450694 | 0 | 0 | 0 | 0 | 654450.354 | 42797.9446 | 0 | 0 | 0 | 0 | 0 | 0 | 0 | 0 | 0 | 0 | 0 | 0 | 0 | 0 | 0 | 55754.9625 | 0 | 0 | 0 | 0 | 0 | 0 | 0 | 0 | 0 | 0 | 0 | 0 | 0 | 0 | 0
2016-02-01 16:00 | 0 | 0 | 0 | 0 | 0 | 0 | 468632.8433 | 449644 | 0 | 0 | 0 | 0 | 673439.1973 | 42797.9446 | 0 | 0 | 0 | 0 | 0 | 0 | 0 | 0 | 0 | 0 | 0 | 0 | 0 | 0 | 0 | 18988.8433 | 0 | 0 | 0 | 0 | 0 | 0 | 0 | 0 | 0 | 0 | 0 | 0 | 0 | 0 | 0
2016-02-01 17:00 | 0 | 0 | 0 | 0 | 0 | 0 | 515882.727 | 446263 | 0 | 0 | 0 | 0 | 743058.9243 | 42797.9446 | 0 | 0 | 0 | 0 | 0 | 0 | 0 | 0 | 0 | 0 | 0 | 0 | 0 | 0 | 0 | 69619.727 | 0 | 0 | 0 | 0 | 0 | 0 | 0 | 0 | 0 | 0 | 0 | 0 | 0 | 0 | 0
2016-02-01 18:00 | 0 | 0 | 0 | 0 | 0 | 0 | 523512.4382 | 442699 | 0 | 0 | 0 | 0 | 866670.3071 | 0 | 0 | 0 | 0 | 0 | 0 | 0 | 0 | 0 | 0 | 0 | 0 | 0 | 0 | 0 | 0 | 123611.3828 | 0 | 42797.9446 | 0 | 0 | 0 | 0 | 0 | 0 | 0 | 0 | 0 | 0 | 0 | 0 | 0
2016-02-01 19:00 | 0 | 0 | 0 | 0 | 0 | 0 | 516025.8407 | 439797 | 0 | 0 | 0 | 0 | 942899.1478 | 0 | 0 | 0 | 0 | 0 | 0 | 0 | 0 | 0 | 0 | 0 | 0 | 0 | 0 | 0 | 0 | 76228.8407 | 0 | 0 | 0 | 0 | 0 | 0 | 0 | 0 | 0 | 0 | 0 | 0 | 0 | 0 | 0
2016-02-01 20:00 | 0 | 0 | 0 | 0 | 0 | 0 | 508113.7957 | 437129 | 0 | 0 | 0 | 0 | 1013883.9435 | 0 | 0 | 0 | 0 | 0 | 0 | 0 | 0 | 0 | 0 | 0 | 0 | 0 | 0 | 0 | 0 | 70984.7957 | 0 | 0 | 0 | 0 | 0 | 0 | 0 | 0 | 0 | 0 | 0 | 0 | 0 | 0 | 0
2016-02-01 21:00 | 0 | 0 | 0 | 0 | 0 | 0 | 496250.0273 | 438025 | 0 | 0 | 0 | 0 | 1072108.9708 | 0 | 0 | 0 | 0 | 0 | 0 | 0 | 0 | 0 | 0 | 0 | 0 | 0 | 0 | 0 | 0 | 58225.0273 | 0 | 0 | 0 | 0 | 0 | 0 | 0 | 0 | 0 | 0 | 0 | 0 | 0 | 0 | 0
2016-02-01 22:00 | 0 | 0 | 0 | 0 | 0 | 0 | 449646.6197 | 446188 | 0 | 0 | 0 | 0 | 1075567.5905 | 0 | 0 | 0 | 0 | 0 | 0 | 0 | 0 | 0 | 0 | 0 | 0 | 0 | 0 | 0 | 0 | 3458.6197 | 0 | 0 | 0 | 0 | 0 | 0 | 0 | 0 | 0 | 0 | 0 | 0 | 0 | 0 | 0
2016-02-01 23:00 | 0 | 0 | 0 | 0 | 0 | 0 | 269721.4892 | 461930 | 0 | 0 | 0 | 0 | 883359.0797 | 0 | 0 | 0 | 0 | 0 | 0 | 0 | 0 | 0 | 0 | 0 | 0 | 0 | 0 | 0 | 0 | -192208.5108 | 0 | 0 | 0 | 0 | 0 | 0 | 0 | 0 | 0 | 0 | 0 | 0 | 0 | 0 | 0
2016-02-02 | 0 | 0 | 0 | 0 | 0 | 571773.3993 | 24985.24 | 471806 | 0 | 0 | 0 | 0 | 1008311.7189 | 0 | 0 | 0 | 0 | 0 | 0 | 0 | 0 | 0 | 0 | 0 | 0 | 0 | 0 | 0 | 0 | 124952.6393 | 0 | 0 | 0 | 0 | 0 | 0 | 0 | 0 | 0 | 0 | 0 | 0 | 0 | 0 | 0
2016-02-02 01:00 | 0 | 0 | 0 | 0 | 0 | 563331.2154 | 0 | 470709 | 0 | 0 | 0 | 0 | 1100933.9344 | 0 | 0 | 0 | 0 | 0 | 0 | 0 | 0 | 0 | 0 | 0 | 0 | 0 | 0 | 0 | 0 | 92622.2154 | 0 | 0 | 0 | 0 | 0 | 0 | 0 | 0 | 0 | 0 | 0 | 0 | 0 | 0 | 0
2016-02-02 02:00 | 0 | 0 | 0 | 0 | 0 | 544899.1253 | 0 | 461079 | 0 | 0 | 0 | 0 | 1184754.0596 | 0 | 0 | 0 | 0 | 0 | 0 | 0 | 0 | 0 | 0 | 0 | 0 | 0 | 0 | 0 | 0 | 83820.1253 | 0 | 0 | 0 | 0 | 0 | 0 | 0 | 0 | 0 | 0 | 0 | 0 | 0 | 0 | 0
2016-02-02 03:00 | 0 | 0 | 0 | 0 | 0 | 532457.1162 | 0 | 442670 | 0 | 0 | 0 | 0 | 1274541.1758 | 0 | 0 | 0 | 0 | 0 | 0 | 0 | 0 | 0 | 0 | 0 | 0 | 0 | 0 | 0 | 0 | 89787.1162 | 0 | 0 | 0 | 0 | 0 | 0 | 0 | 0 | 0 | 0 | 0 | 0 | 0 | 0 | 0
2016-02-02 04:00 | 0 | 0 | 0 | 0 | 0 | 159196.895 | 0 | 418336 | 0 | 0 | 0 | 0 | 1015402.0709 | 0 | 0 | 0 | 0 | 0 | 0 | 0 | 0 | 0 | 0 | 0 | 0 | 0 | 0 | 0 | 0 | -259139.105 | 0 | 0 | 0 | 0 | 0 | 0 | 0 | 0 | 0 | 0 | 0 | 0 | 0 | 0 | 0
2016-02-02 05:00 | 0 | 0 | 0 | 0 | 0 | 509681.0985 | 0 | 396625 | 0 | 0 | 0 | 0 | 1128458.1694 | 0 | 0 | 0 | 0 | 0 | 0 | 0 | 0 | 0 | 0 | 0 | 0 | 0 | 0 | 0 | 0 | 113056.0985 | 0 | 0 | 0 | 0 | 0 | 0 | 0 | 0 | 0 | 0 | 0 | 0 | 0 | 0 | 0
2016-02-02 06:00 | 0 | 0 | 0 | 0 | 0 | 122609.895 | 0 | 381749 | 0 | 0 | 0 | 0 | 869319.0645 | 0 | 0 | 0 | 0 | 0 | 0 | 0 | 0 | 0 | 0 | 0 | 0 | 0 | 0 | 0 | 0 | -259139.105 | 0 | 0 | 0 | 0 | 0 | 0 | 0 | 0 | 0 | 0 | 0 | 0 | 0 | 0 | 0
2016-02-02 07:00 | 0 | 0 | 0 | 0 | 0 | 112629.895 | 0 | 371769 | 0 | 0 | 0 | 0 | 610179.9595 | 0 | 0 | 0 | 0 | 0 | 0 | 0 | 0 | 0 | 0 | 0 | 0 | 0 | 0 | 0 | 0 | -259139.105 | 0 | 0 | 0 | 0 | 0 | 0 | 0 | 0 | 0 | 0 | 0 | 0 | 0 | 0 | 0
2016-02-02 08:00 | 0 | 0 | 0 | 0 | 0 | 538388.8366 | 0 | 366772 | 0 | 0 | 0 | 0 | 781796.7961 | 0 | 0 | 0 | 0 | 0 | 0 | 0 | 0 | 0 | 0 | 0 | 0 | 0 | 0 | 0 | 0 | 171616.8366 | 0 | 0 | 0 | 0 | 0 | 0 | 0 | 0 | 0 | 0 | 0 | 0 | 0 | 0 | 0
2016-02-02 09:00 | 0 | 0 | 0 | 0 | 0 | 565067.9128 | 0 | 368591 | 0 | 0 | 0 | 0 | 978273.7089 | 0 | 0 | 0 | 0 | 0 | 0 | 0 | 0 | 0 | 0 | 0 | 0 | 0 | 0 | 0 | 0 | 196476.9128 | 0 | 0 | 0 | 0 | 0 | 0 | 0 | 0 | 0 | 0 | 0 | 0 | 0 | 0 | 0
2016-02-02 10:00 | 0 | 0 | 0 | 0 | 0 | 604255.7122 | 0 | 382021 | 0 | 0 | 0 | 0 | 1200508.421 | 0 | 0 | 0 | 0 | 0 | 0 | 0 | 0 | 0 | 0 | 0 | 0 | 0 | 0 | 0 | 0 | 222234.7122 | 0 | 0 | 0 | 0 | 0 | 0 | 0 | 0 | 0 | 0 | 0 | 0 | 0 | 0 | 0
2016-02-02 11:00 | 0 | 0 | 0 | 0 | 0 | 155506.895 | 0 | 414646 | 0 | 0 | 0 | 0 | 941369.3161 | 0 | 0 | 0 | 0 | 0 | 0 | 0 | 0 | 0 | 0 | 0 | 0 | 0 | 0 | 0 | 0 | -259139.105 | 0 | 0 | 0 | 0 | 0 | 0 | 0 | 0 | 0 | 0 | 0 | 0 | 0 | 0 | 0
2016-02-02 12:00 | 0 | 0 | 0 | 0 | 0 | 184685.895 | 0 | 443825 | 0 | 0 | 0 | 0 | 682230.2111 | 0 | 0 | 0 | 0 | 0 | 0 | 0 | 0 | 0 | 0 | 0 | 0 | 0 | 0 | 0 | 0 | -259139.105 | 0 | 0 | 0 | 0 | 0 | 0 | 0 | 0 | 0 | 0 | 0 | 0 | 0 | 0 | 0
2016-02-02 13:00 | 0 | 0 | 0 | 0 | 0 | 668445.2234 | 81.5295 | 453953 | 0 | 0 | 0 | 0 | 882537.9825 | 14265.9815 | 0 | 0 | 0 | 0 | 0 | 0 | 0 | 0 | 0 | 0 | 0 | 0 | 0 | 0 | 0 | 200307.7713 | 14265.9815 | 0 | 0 | 0 | 0 | 0 | 0 | 0 | 0 | 0 | 0 | 0 | 0 | 0 | 0
2016-02-02 14:00 | 0 | 0 | 0 | 0 | 0 | 602967.487 | 122157.5001 | 457153 | 0 | 0 | 0 | 0 | 1136243.988 | 28531.9631 | 0 | 0 | 0 | 0 | 0 | 0 | 0 | 0 | 0 | 0 | 0 | 0 | 0 | 0 | 0 | 253706.0056 | 14265.9815 | 0 | 0 | 0 | 0 | 0 | 0 | 0 | 0 | 0 | 0 | 0 | 0 | 0 | 0
2016-02-02 15:00 | 0 | 0 | 0 | 0 | 0 | 0 | 529214.2512 | 459078 | 0 | 0 | 0 | 0 | 1192114.2577 | 42797.9446 | 0 | 0 | 0 | 0 | 0 | 0 | 0 | 0 | 0 | 0 | 0 | 0 | 0 | 0 | 0 | 55870.2696 | 14265.9815 | 0 | 0 | 0 | 0 | 0 | 0 | 0 | 0 | 0 | 0 | 0 | 0 | 0 | 0
2016-02-02 16:00 | 0 | 0 | 0 | 0 | 0 | 0 | 629129.5514 | 457079 | 0 | 0 | 0 | 0 | 1349898.8275 | 57063.9261 | 0 | 0 | 0 | 0 | 0 | 0 | 0 | 0 | 0 | 0 | 0 | 0 | 0 | 0 | 0 | 157784.5699 | 14265.9815 | 0 | 0 | 0 | 0 | 0 | 0 | 0 | 0 | 0 | 0 | 0 | 0 | 0 | 0
2016-02-02 17:00 | 0 | 0 | 0 | 0 | 0 | 0 | 634634.0816 | 450673 | 0 | 0 | 0 | 0 | 1519593.9277 | 71329.9077 | 0 | 0 | 0 | 0 | 0 | 0 | 0 | 0 | 0 | 0 | 0 | 0 | 0 | 0 | 0 | 169695.1001 | 14265.9815 | 0 | 0 | 0 | 0 | 0 | 0 | 0 | 0 | 0 | 0 | 0 | 0 | 0 | 0
2016-02-02 18:00 | 0 | 0 | 0 | 0 | 0 | 0 | 616945.5324 | 448768 | 0 | 0 | 0 | 0 | 1678690.5216 | 80410.8461 | 0 | 0 | 0 | 0 | 0 | 0 | 0 | 0 | 0 | 0 | 0 | 0 | 0 | 0 | 0 | 159096.594 | 9080.9384 | 0 | 0 | 0 | 0 | 0 | 0 | 0 | 0 | 0 | 0 | 0 | 0 | 0 | 0
2016-02-02 19:00 | 0 | 0 | 0 | 0 | 0 | 0 | 600984.476 | 444618 | 0 | 0 | 0 | 0 | 1835056.9976 | 80410.8461 | 0 | 0 | 0 | 0 | 0 | 0 | 0 | 0 | 0 | 0 | 0 | 0 | 0 | 0 | 0 | 156366.476 | 0 | 0 | 0 | 0 | 0 | 0 | 0 | 0 | 0 | 0 | 0 | 0 | 0 | 0 | 0
2016-02-02 20:00 | 0 | 0 | 0 | 0 | 0 | 0 | 601754.0842 | 441273 | 0 | 0 | 0 | 0 | 1995538.0818 | 80410.8461 | 0 | 0 | 0 | 0 | 0 | 0 | 0 | 0 | 0 | 0 | 0 | 0 | 0 | 0 | 0 | 160481.0842 | 0 | 0 | 0 | 0 | 0 | 0 | 0 | 0 | 0 | 0 | 0 | 0 | 0 | 0 | 0
2016-02-02 21:00 | 0 | 0 | 0 | 0 | 0 | 0 | 596111.7785 | 442635 | 0 | 0 | 0 | 0 | 2149014.8603 | 80410.8461 | 0 | 0 | 0 | 0 | 0 | 0 | 0 | 0 | 0 | 0 | 0 | 0 | 0 | 0 | 0 | 153476.7785 | 0 | 0 | 0 | 0 | 0 | 0 | 0 | 0 | 0 | 0 | 0 | 0 | 0 | 0 | 0
2016-02-02 22:00 | 0 | 0 | 0 | 0 | 0 | 0 | 530926.8672 | 452450 | 0 | 0 | 0 | 0 | 2213225.7459 | 94676.8276 | 0 | 0 | 0 | 0 | 0 | 0 | 0 | 0 | 0 | 0 | 0 | 0 | 0 | 0 | 0 | 64210.8857 | 14265.9815 | 0 | 0 | 0 | 0 | 0 | 0 | 0 | 0 | 0 | 0 | 0 | 0 | 0 | 0
2016-02-02 23:00 | 0 | 0 | 0 | 0 | 0 | 0 | 319259.0817 | 466845 | 0 | 0 | 0 | 0 | 2051373.8461 | 108942.8092 | 0 | 0 | 0 | 0 | 0 | 0 | 0 | 0 | 0 | 0 | 0 | 0 | 0 | 0 | 0 | -161851.8998 | 14265.9815 | 0 | 0 | 0 | 0 | 0 | 0 | 0 | 0 | 0 | 0 | 0 | 0 | 0 | 0
2016-02-03 | 0 | 0 | 0 | 0 | 0 | 633606.3 | 29610.7088 | 475296 | 0 | 0 | 0 | 0 | 2239294.8549 | 108942.8092 | 0 | 0 | 0 | 0 | 0 | 0 | 0 | 0 | 0 | 0 | 0 | 0 | 0 | 0 | 0 | 187921.0088 | 0 | 0 | 0 | 0 | 0 | 0 | 0 | 0 | 0 | 0 | 0 | 0 | 0 | 0 | 0
2016-02-03 01:00 | 0 | 0 | 0 | 0 | 0 | 214928.895 | 0 | 474068 | 0 | 0 | 0 | 0 | 1980155.75 | 108942.8092 | 0 | 0 | 0 | 0 | 0 | 0 | 0 | 0 | 0 | 0 | 0 | 0 | 0 | 0 | 0 | -259139.105 | 0 | 0 | 0 | 0 | 0 | 0 | 0 | 0 | 0 | 0 | 0 | 0 | 0 | 0 | 0
2016-02-03 02:00 | 0 | 0 | 0 | 0 | 0 | 204430.895 | 0 | 463570 | 0 | 0 | 0 | 0 | 1721016.645 | 108942.8092 | 0 | 0 | 0 | 0 | 0 | 0 | 0 | 0 | 0 | 0 | 0 | 0 | 0 | 0 | 0 | -259139.105 | 0 | 0 | 0 | 0 | 0 | 0 | 0 | 0 | 0 | 0 | 0 | 0 | 0 | 0 | 0
2016-02-03 03:00 | 0 | 0 | 0 | 0 | 0 | 605216.7749 | 0 | 444152 | 0 | 0 | 0 | 0 | 1882081.4199 | 108942.8092 | 0 | 0 | 0 | 0 | 0 | 0 | 0 | 0 | 0 | 0 | 0 | 0 | 0 | 0 | 0 | 161064.7749 | 0 | 0 | 0 | 0 | 0 | 0 | 0 | 0 | 0 | 0 | 0 | 0 | 0 | 0 | 0
2016-02-03 04:00 | 0 | 0 | 0 | 0 | 0 | 160977.895 | 0 | 420117 | 0 | 0 | 0 | 0 | 1622942.3149 | 108942.8092 | 0 | 0 | 0 | 0 | 0 | 0 | 0 | 0 | 0 | 0 | 0 | 0 | 0 | 0 | 0 | -259139.105 | 0 | 0 | 0 | 0 | 0 | 0 | 0 | 0 | 0 | 0 | 0 | 0 | 0 | 0 | 0
2016-02-03 05:00 | 0 | 0 | 0 | 0 | 0 | 140400.895 | 0 | 399540 | 0 | 0 | 0 | 0 | 1363803.21 | 108942.8092 | 0 | 0 | 0 | 0 | 0 | 0 | 0 | 0 | 0 | 0 | 0 | 0 | 0 | 0 | 0 | -259139.105 | 0 | 0 | 0 | 0 | 0 | 0 | 0 | 0 | 0 | 0 | 0 | 0 | 0 | 0 | 0
2016-02-03 06:00 | 0 | 0 | 0 | 0 | 0 | 125207.895 | 0 | 384347 | 0 | 0 | 0 | 0 | 1104664.105 | 108942.8092 | 0 | 0 | 0 | 0 | 0 | 0 | 0 | 0 | 0 | 0 | 0 | 0 | 0 | 0 | 0 | -259139.105 | 0 | 0 | 0 | 0 | 0 | 0 | 0 | 0 | 0 | 0 | 0 | 0 | 0 | 0 | 0
2016-02-03 07:00 | 0 | 0 | 0 | 0 | 0 | 583715.4795 | 0 | 374131 | 0 | 0 | 0 | 0 | 1314248.5845 | 108942.8092 | 0 | 0 | 0 | 0 | 0 | 0 | 0 | 0 | 0 | 0 | 0 | 0 | 0 | 0 | 0 | 209584.4795 | 0 | 0 | 0 | 0 | 0 | 0 | 0 | 0 | 0 | 0 | 0 | 0 | 0 | 0 | 0
2016-02-03 08:00 | 0 | 0 | 0 | 0 | 0 | 110071.895 | 0 | 369211 | 0 | 0 | 0 | 0 | 1055109.4796 | 108942.8092 | 0 | 0 | 0 | 0 | 0 | 0 | 0 | 0 | 0 | 0 | 0 | 0 | 0 | 0 | 0 | -259139.105 | 0 | 0 | 0 | 0 | 0 | 0 | 0 | 0 | 0 | 0 | 0 | 0 | 0 | 0 | 0
2016-02-03 09:00 | 0 | 0 | 0 | 0 | 0 | 112075.895 | 0 | 371215 | 0 | 0 | 0 | 0 | 795970.3746 | 108942.8092 | 0 | 0 | 0 | 0 | 0 | 0 | 0 | 0 | 0 | 0 | 0 | 0 | 0 | 0 | 0 | -259139.105 | 0 | 0 | 0 | 0 | 0 | 0 | 0 | 0 | 0 | 0 | 0 | 0 | 0 | 0 | 0
2016-02-03 10:00 | 0 | 0 | 0 | 0 | 0 | 124641.895 | 0 | 383781 | 0 | 0 | 0 | 0 | 536831.2697 | 108942.8092 | 0 | 0 | 0 | 0 | 0 | 0 | 0 | 0 | 0 | 0 | 0 | 0 | 0 | 0 | 0 | -259139.105 | 0 | 0 | 0 | 0 | 0 | 0 | 0 | 0 | 0 | 0 | 0 | 0 | 0 | 0 | 0
2016-02-03 11:00 | 0 | 0 | 0 | 0 | 0 | 156115.895 | 0 | 415255 | 0 | 0 | 0 | 0 | 277692.1647 | 108942.8092 | 0 | 0 | 0 | 0 | 0 | 0 | 0 | 0 | 0 | 0 | 0 | 0 | 0 | 0 | 0 | -259139.105 | 0 | 0 | 0 | 0 | 0 | 0 | 0 | 0 | 0 | 0 | 0 | 0 | 0 | 0 | 0
2016-02-03 12:00 | 0 | 0 | 0 | 0 | 0 | 524657.4259 | 0 | 446694 | 0 | 0 | 0 | 0 | 355655.5907 | 108942.8092 | 0 | 0 | 0 | 0 | 0 | 0 | 0 | 0 | 0 | 0 | 0 | 0 | 0 | 0 | 0 | 77963.4259 | 0 | 0 | 0 | 0 | 0 | 0 | 0 | 0 | 0 | 0 | 0 | 0 | 0 | 0 | 0
2016-02-03 13:00 | 0 | 0 | 0 | 0 | 0 | 497491.5356 | 101.1627 | 459887 | 0 | 0 | 0 | 0 | 502304.0981 | 0 | 0 | 0 | 0 | 0 | 0 | 0 | 0 | 0 | 0 | 0 | 0 | 0 | 0 | 0 | 0 | 146648.5074 | 0 | 108942.8092 | 0 | 0 | 0 | 0 | 0 | 0 | 0 | 0 | 0 | 0 | 0 | 0 | 0
2016-02-03 14:00 | 0 | 0 | 0 | 0 | 0 | 0 | 237872.8717 | 465986 | 0 | 0 | 0 | 0 | 274190.9698 | 0 | 0 | 0 | 0 | 0 | 0 | 0 | 0 | 0 | 0 | 0 | 0 | 0 | 0 | 0 | 0 | -228113.1283 | 0 | 0 | 0 | 0 | 0 | 0 | 0 | 0 | 0 | 0 | 0 | 0 | 0 | 0 | 0
2016-02-03 15:00 | 0 | 0 | 0 | 0 | 0 | 0 | 648467.5639 | 469666 | 0 | 0 | 0 | 0 | 452992.5337 | 0 | 0 | 0 | 0 | 0 | 0 | 0 | 0 | 0 | 0 | 0 | 0 | 0 | 0 | 0 | 0 | 178801.5639 | 0 | 0 | 0 | 0 | 0 | 0 | 0 | 0 | 0 | 0 | 0 | 0 | 0 | 0 | 0
2016-02-03 16:00 | 0 | 0 | 0 | 0 | 0 | 0 | 736177.139 | 468347 | 0 | 0 | 0 | 0 | 712131.6387 | 8691.0341 | 0 | 0 | 0 | 0 | 0 | 0 | 0 | 0 | 0 | 0 | 0 | 0 | 0 | 0 | 0 | 259139.105 | 8691.0341 | 0 | 0 | 0 | 0 | 0 | 0 | 0 | 0 | 0 | 0 | 0 | 0 | 0 | 0
2016-02-03 17:00 | 0 | 0 | 0 | 0 | 0 | 0 | 724680.0363 | 463302 | 0 | 0 | 0 | 0 | 971270.7436 | 10929.9655 | 0 | 0 | 0 | 0 | 0 | 0 | 0 | 0 | 0 | 0 | 0 | 0 | 0 | 0 | 0 | 259139.105 | 2238.9314 | 0 | 0 | 0 | 0 | 0 | 0 | 0 | 0 | 0 | 0 | 0 | 0 | 0 | 0
2016-02-03 18:00 | 0 | 0 | 0 | 0 | 0 | 0 | 688646.7495 | 458532 | 0 | 0 | 0 | 0 | 1201385.4931 | 10929.9655 | 0 | 0 | 0 | 0 | 0 | 0 | 0 | 0 | 0 | 0 | 0 | 0 | 0 | 0 | 0 | 230114.7495 | 0 | 0 | 0 | 0 | 0 | 0 | 0 | 0 | 0 | 0 | 0 | 0 | 0 | 0 | 0
2016-02-03 19:00 | 0 | 0 | 0 | 0 | 0 | 0 | 667537.115 | 453700 | 0 | 0 | 0 | 0 | 1426152.5736 | 0 | 0 | 0 | 0 | 0 | 0 | 0 | 0 | 0 | 0 | 0 | 0 | 0 | 0 | 0 | 0 | 224767.0805 | 0 | 10929.9655 | 0 | 0 | 0 | 0 | 0 | 0 | 0 | 0 | 0 | 0 | 0 | 0 | 0
2016-02-03 20:00 | 0 | 0 | 0 | 0 | 0 | 0 | 673914.5965 | 449532 | 0 | 0 | 0 | 0 | 1650535.1701 | 0 | 0 | 0 | 0 | 0 | 0 | 0 | 0 | 0 | 0 | 0 | 0 | 0 | 0 | 0 | 0 | 224382.5965 | 0 | 0 | 0 | 0 | 0 | 0 | 0 | 0 | 0 | 0 | 0 | 0 | 0 | 0 | 0
2016-02-03 21:00 | 0 | 0 | 0 | 0 | 0 | 0 | 686567.4452 | 450158 | 0 | 0 | 0 | 0 | 1886944.6153 | 0 | 0 | 0 | 0 | 0 | 0 | 0 | 0 | 0 | 0 | 0 | 0 | 0 | 0 | 0 | 0 | 236409.4452 | 0 | 0 | 0 | 0 | 0 | 0 | 0 | 0 | 0 | 0 | 0 | 0 | 0 | 0 | 0
2016-02-03 22:00 | 0 | 0 | 0 | 0 | 0 | 0 | 641705.8626 | 458219 | 0 | 0 | 0 | 0 | 2070431.4779 | 0 | 0 | 0 | 0 | 0 | 0 | 0 | 0 | 0 | 0 | 0 | 0 | 0 | 0 | 0 | 0 | 183486.8626 | 0 | 0 | 0 | 0 | 0 | 0 | 0 | 0 | 0 | 0 | 0 | 0 | 0 | 0 | 0
2016-02-03 23:00 | 0 | 0 | 0 | 0 | 0 | 0 | 396334.2466 | 472065 | 0 | 0 | 0 | 0 | 1994700.7244 | 0 | 0 | 0 | 0 | 0 | 0 | 0 | 0 | 0 | 0 | 0 | 0 | 0 | 0 | 0 | 0 | -75730.7534 | 0 | 0 | 0 | 0 | 0 | 0 | 0 | 0 | 0 | 0 | 0 | 0 | 0 | 0 | 0
2016-02-04 | 0 | 0 | 0 | 0 | 0 | 419731.0476 | 29714.5292 | 482328 | 0 | 0 | 0 | 0 | 1961818.3013 | 0 | 0 | 0 | 0 | 0 | 0 | 0 | 0 | 0 | 0 | 0 | 0 | 0 | 0 | 0 | 0 | -32882.4232 | 0 | 0 | 0 | 0 | 0 | 0 | 0 | 0 | 0 | 0 | 0 | 0 | 0 | 0 | 0
2016-02-04 01:00 | 0 | 0 | 0 | 0 | 0 | 413504.1809 | 0 | 482856 | 0 | 0 | 0 | 0 | 1892466.4822 | 0 | 0 | 0 | 0 | 0 | 0 | 0 | 0 | 0 | 0 | 0 | 0 | 0 | 0 | 0 | 0 | -69351.8191 | 0 | 0 | 0 | 0 | 0 | 0 | 0 | 0 | 0 | 0 | 0 | 0 | 0 | 0 | 0
2016-02-04 02:00 | 0 | 0 | 0 | 0 | 0 | 421756.7936 | 0 | 474367 | 0 | 0 | 0 | 0 | 1839856.2758 | 0 | 0 | 0 | 0 | 0 | 0 | 0 | 0 | 0 | 0 | 0 | 0 | 0 | 0 | 0 | 0 | -52610.2064 | 0 | 0 | 0 | 0 | 0 | 0 | 0 | 0 | 0 | 0 | 0 | 0 | 0 | 0 | 0
2016-02-04 03:00 | 0 | 0 | 0 | 0 | 0 | 424858.7752 | 0 | 456290 | 0 | 0 | 0 | 0 | 1808425.051 | 0 | 0 | 0 | 0 | 0 | 0 | 0 | 0 | 0 | 0 | 0 | 0 | 0 | 0 | 0 | 0 | -31431.2248 | 0 | 0 | 0 | 0 | 0 | 0 | 0 | 0 | 0 | 0 | 0 | 0 | 0 | 0 | 0
2016-02-04 04:00 | 0 | 0 | 0 | 0 | 0 | 421498.7308 | 0 | 432825 | 0 | 0 | 0 | 0 | 1797098.7818 | 0 | 0 | 0 | 0 | 0 | 0 | 0 | 0 | 0 | 0 | 0 | 0 | 0 | 0 | 0 | 0 | -11326.2692 | 0 | 0 | 0 | 0 | 0 | 0 | 0 | 0 | 0 | 0 | 0 | 0 | 0 | 0 | 0
2016-02-04 05:00 | 0 | 0 | 0 | 0 | 0 | 418808.4089 | 0 | 412681 | 0 | 0 | 0 | 0 | 1803226.1907 | 0 | 0 | 0 | 0 | 0 | 0 | 0 | 0 | 0 | 0 | 0 | 0 | 0 | 0 | 0 | 0 | 6127.4089 | 0 | 0 | 0 | 0 | 0 | 0 | 0 | 0 | 0 | 0 | 0 | 0 | 0 | 0 | 0
2016-02-04 06:00 | 0 | 0 | 0 | 0 | 0 | 139584.895 | 0 | 398724 | 0 | 0 | 0 | 0 | 1544087.0858 | 0 | 0 | 0 | 0 | 0 | 0 | 0 | 0 | 0 | 0 | 0 | 0 | 0 | 0 | 0 | 0 | -259139.105 | 0 | 0 | 0 | 0 | 0 | 0 | 0 | 0 | 0 | 0 | 0 | 0 | 0 | 0 | 0
2016-02-04 07:00 | 0 | 0 | 0 | 0 | 0 | 131031.895 | 0 | 390171 | 0 | 0 | 0 | 0 | 1284947.9808 | 0 | 0 | 0 | 0 | 0 | 0 | 0 | 0 | 0 | 0 | 0 | 0 | 0 | 0 | 0 | 0 | -259139.105 | 0 | 0 | 0 | 0 | 0 | 0 | 0 | 0 | 0 | 0 | 0 | 0 | 0 | 0 | 0
2016-02-04 08:00 | 0 | 0 | 0 | 0 | 0 | 409536.0137 | 0 | 386439 | 0 | 0 | 0 | 0 | 1308044.9946 | 0 | 0 | 0 | 0 | 0 | 0 | 0 | 0 | 0 | 0 | 0 | 0 | 0 | 0 | 0 | 0 | 23097.0137 | 0 | 0 | 0 | 0 | 0 | 0 | 0 | 0 | 0 | 0 | 0 | 0 | 0 | 0 | 0
2016-02-04 09:00 | 0 | 0 | 0 | 0 | 0 | 399393.4419 | 0 | 389595 | 0 | 0 | 0 | 0 | 1317843.4364 | 0 | 0 | 0 | 0 | 0 | 0 | 0 | 0 | 0 | 0 | 0 | 0 | 0 | 0 | 0 | 0 | 9798.4419 | 0 | 0 | 0 | 0 | 0 | 0 | 0 | 0 | 0 | 0 | 0 | 0 | 0 | 0 | 0
2016-02-04 10:00 | 0 | 0 | 0 | 0 | 0 | 145833.895 | 0 | 404973 | 0 | 0 | 0 | 0 | 1058704.3315 | 0 | 0 | 0 | 0 | 0 | 0 | 0 | 0 | 0 | 0 | 0 | 0 | 0 | 0 | 0 | 0 | -259139.105 | 0 | 0 | 0 | 0 | 0 | 0 | 0 | 0 | 0 | 0 | 0 | 0 | 0 | 0 | 0
2016-02-04 11:00 | 0 | 0 | 0 | 0 | 0 | 379280.2072 | 0 | 438227 | 0 | 0 | 0 | 0 | 999757.5387 | 0 | 0 | 0 | 0 | 0 | 0 | 0 | 0 | 0 | 0 | 0 | 0 | 0 | 0 | 0 | 0 | -58946.7928 | 0 | 0 | 0 | 0 | 0 | 0 | 0 | 0 | 0 | 0 | 0 | 0 | 0 | 0 | 0
2016-02-04 12:00 | 0 | 0 | 0 | 0 | 0 | 213059.895 | 0 | 472199 | 0 | 0 | 0 | 0 | 740618.4338 | 0 | 0 | 0 | 0 | 0 | 0 | 0 | 0 | 0 | 0 | 0 | 0 | 0 | 0 | 0 | 0 | -259139.105 | 0 | 0 | 0 | 0 | 0 | 0 | 0 | 0 | 0 | 0 | 0 | 0 | 0 | 0 | 0
2016-02-04 13:00 | 0 | 0 | 0 | 0 | 0 | 381811.5827 | 111.901 | 484949 | 0 | 0 | 0 | 0 | 637592.9175 | 0 | 0 | 0 | 0 | 0 | 0 | 0 | 0 | 0 | 0 | 0 | 0 | 0 | 0 | 0 | 0 | -103025.5162 | 0 | 0 | 0 | 0 | 0 | 0 | 0 | 0 | 0 | 0 | 0 | 0 | 0 | 0 | 0
2016-02-04 14:00 | 0 | 0 | 0 | 0 | 0 | 318944.5835 | 148805.9786 | 487328 | 0 | 0 | 0 | 0 | 618015.4796 | 0 | 0 | 0 | 0 | 0 | 0 | 0 | 0 | 0 | 0 | 0 | 0 | 0 | 0 | 0 | 0 | -19577.4379 | 0 | 0 | 0 | 0 | 0 | 0 | 0 | 0 | 0 | 0 | 0 | 0 | 0 | 0 | 0
2016-02-04 15:00 | 0 | 0 | 0 | 0 | 0 | 0 | 556925.8006 | 485781 | 0 | 0 | 0 | 0 | 689160.2802 | 0 | 0 | 0 | 0 | 0 | 0 | 0 | 0 | 0 | 0 | 0 | 0 | 0 | 0 | 0 | 0 | 71144.8006 | 0 | 0 | 0 | 0 | 0 | 0 | 0 | 0 | 0 | 0 | 0 | 0 | 0 | 0 | 0
2016-02-04 16:00 | 0 | 0 | 0 | 0 | 0 | 65716.7378 | 641982.294 | 479593 | 0 | 0 | 0 | 0 | 917266.3121 | 0 | 0 | 0 | 0 | 0 | 0 | 0 | 0 | 0 | 0 | 0 | 0 | 0 | 0 | 0 | 0 | 228106.0318 | 0 | 0 | 0 | 0 | 0 | 0 | 0 | 0 | 0 | 0 | 0 | 0 | 0 | 0 | 0
2016-02-04 17:00 | 0 | 0 | 0 | 0 | 0 | 76820.8176 | 653285.2873 | 470967 | 0 | 0 | 0 | 0 | 1176405.417 | 0 | 0 | 0 | 0 | 0 | 0 | 0 | 0 | 0 | 0 | 0 | 0 | 0 | 0 | 0 | 0 | 259139.105 | 0 | 0 | 0 | 0 | 0 | 0 | 0 | 0 | 0 | 0 | 0 | 0 | 0 | 0 | 0
2016-02-04 18:00 | 0 | 0 | 0 | 0 | 0 | 0 | 630804.6959 | 462918 | 0 | 0 | 0 | 0 | 1344292.1129 | 0 | 0 | 0 | 0 | 0 | 0 | 0 | 0 | 0 | 0 | 0 | 0 | 0 | 0 | 0 | 0 | 167886.6959 | 0 | 0 | 0 | 0 | 0 | 0 | 0 | 0 | 0 | 0 | 0 | 0 | 0 | 0 | 0
2016-02-04 19:00 | 0 | 0 | 0 | 0 | 0 | 0 | 613538.0746 | 456299 | 0 | 0 | 0 | 0 | 1501531.1875 | 0 | 0 | 0 | 0 | 0 | 0 | 0 | 0 | 0 | 0 | 0 | 0 | 0 | 0 | 0 | 0 | 157239.0746 | 0 | 0 | 0 | 0 | 0 | 0 | 0 | 0 | 0 | 0 | 0 | 0 | 0 | 0 | 0
2016-02-04 20:00 | 0 | 0 | 0 | 0 | 0 | 0 | 611444.2943 | 451360 | 0 | 0 | 0 | 0 | 1661615.4819 | 0 | 0 | 0 | 0 | 0 | 0 | 0 | 0 | 0 | 0 | 0 | 0 | 0 | 0 | 0 | 0 | 160084.2943 | 0 | 0 | 0 | 0 | 0 | 0 | 0 | 0 | 0 | 0 | 0 | 0 | 0 | 0 | 0
2016-02-04 21:00 | 0 | 0 | 0 | 0 | 0 | 0 | 610832.3262 | 451716 | 0 | 0 | 0 | 0 | 1820731.8081 | 0 | 0 | 0 | 0 | 0 | 0 | 0 | 0 | 0 | 0 | 0 | 0 | 0 | 0 | 0 | 0 | 159116.3262 | 0 | 0 | 0 | 0 | 0 | 0 | 0 | 0 | 0 | 0 | 0 | 0 | 0 | 0 | 0
2016-02-04 22:00 | 0 | 0 | 0 | 0 | 0 | 0 | 549310.4609 | 461495 | 0 | 0 | 0 | 0 | 1908547.269 | 0 | 0 | 0 | 0 | 0 | 0 | 0 | 0 | 0 | 0 | 0 | 0 | 0 | 0 | 0 | 0 | 87815.4609 | 0 | 0 | 0 | 0 | 0 | 0 | 0 | 0 | 0 | 0 | 0 | 0 | 0 | 0 | 0
2016-02-04 23:00 | 0 | 0 | 0 | 0 | 0 | 0 | 343793.7995 | 477809 | 0 | 0 | 0 | 0 | 1774532.0685 | 0 | 0 | 0 | 0 | 0 | 0 | 0 | 0 | 0 | 0 | 0 | 0 | 0 | 0 | 0 | 0 | -134015.2005 | 0 | 0 | 0 | 0 | 0 | 0 | 0 | 0 | 0 | 0 | 0 | 0 | 0 | 0 | 0
2016-02-05 | 0 | 0 | 0 | 0 | 0 | 260446.8821 | 30327.449 | 491436 | 0 | 0 | 0 | 0 | 1573870.3996 | 0 | 0 | 0 | 0 | 0 | 0 | 0 | 0 | 0 | 0 | 0 | 0 | 0 | 0 | 0 | 0 | -200661.6689 | 0 | 0 | 0 | 0 | 0 | 0 | 0 | 0 | 0 | 0 | 0 | 0 | 0 | 0 | 0
2016-02-05 01:00 | 0 | 0 | 0 | 0 | 0 | 305026.3165 | 0 | 495085 | 0 | 0 | 0 | 0 | 1383811.7162 | 0 | 0 | 0 | 0 | 0 | 0 | 0 | 0 | 0 | 0 | 0 | 0 | 0 | 0 | 0 | 0 | -190058.6835 | 0 | 0 | 0 | 0 | 0 | 0 | 0 | 0 | 0 | 0 | 0 | 0 | 0 | 0 | 0
2016-02-05 02:00 | 0 | 0 | 0 | 0 | 0 | 368147.9205 | 0 | 488990 | 0 | 0 | 0 | 0 | 1262969.6366 | 0 | 0 | 0 | 0 | 0 | 0 | 0 | 0 | 0 | 0 | 0 | 0 | 0 | 0 | 0 | 0 | -120842.0795 | 0 | 0 | 0 | 0 | 0 | 0 | 0 | 0 | 0 | 0 | 0 | 0 | 0 | 0 | 0
2016-02-05 03:00 | 0 | 0 | 0 | 0 | 0 | 420731.2565 | 0 | 473043 | 0 | 0 | 0 | 0 | 1210657.8931 | 0 | 0 | 0 | 0 | 0 | 0 | 0 | 0 | 0 | 0 | 0 | 0 | 0 | 0 | 0 | 0 | -52311.7435 | 0 | 0 | 0 | 0 | 0 | 0 | 0 | 0 | 0 | 0 | 0 | 0 | 0 | 0 | 0
2016-02-05 04:00 | 0 | 0 | 0 | 0 | 0 | 192979.895 | 0 | 452119 | 0 | 0 | 0 | 0 | 951518.7882 | 0 | 0 | 0 | 0 | 0 | 0 | 0 | 0 | 0 | 0 | 0 | 0 | 0 | 0 | 0 | 0 | -259139.105 | 0 | 0 | 0 | 0 | 0 | 0 | 0 | 0 | 0 | 0 | 0 | 0 | 0 | 0 | 0
2016-02-05 05:00 | 0 | 0 | 0 | 0 | 0 | 482153.8059 | 0 | 433235 | 0 | 0 | 0 | 0 | 1000437.594 | 0 | 0 | 0 | 0 | 0 | 0 | 0 | 0 | 0 | 0 | 0 | 0 | 0 | 0 | 0 | 0 | 48918.8059 | 0 | 0 | 0 | 0 | 0 | 0 | 0 | 0 | 0 | 0 | 0 | 0 | 0 | 0 | 0
2016-02-05 06:00 | 0 | 0 | 0 | 0 | 0 | 162674.895 | 0 | 421814 | 0 | 0 | 0 | 0 | 741298.4891 | 0 | 0 | 0 | 0 | 0 | 0 | 0 | 0 | 0 | 0 | 0 | 0 | 0 | 0 | 0 | 0 | -259139.105 | 0 | 0 | 0 | 0 | 0 | 0 | 0 | 0 | 0 | 0 | 0 | 0 | 0 | 0 | 0
2016-02-05 07:00 | 0 | 0 | 0 | 0 | 0 | 474423.7415 | 0 | 416139 | 0 | 0 | 0 | 0 | 799583.2306 | 0 | 0 | 0 | 0 | 0 | 0 | 0 | 0 | 0 | 0 | 0 | 0 | 0 | 0 | 0 | 0 | 58284.7415 | 0 | 0 | 0 | 0 | 0 | 0 | 0 | 0 | 0 | 0 | 0 | 0 | 0 | 0 | 0
2016-02-05 08:00 | 0 | 0 | 0 | 0 | 0 | 462431.0208 | 0 | 414463 | 0 | 0 | 0 | 0 | 847551.2514 | 0 | 0 | 0 | 0 | 0 | 0 | 0 | 0 | 0 | 0 | 0 | 0 | 0 | 0 | 0 | 0 | 47968.0208 | 0 | 0 | 0 | 0 | 0 | 0 | 0 | 0 | 0 | 0 | 0 | 0 | 0 | 0 | 0
2016-02-05 09:00 | 0 | 0 | 0 | 0 | 0 | 448497.9116 | 0 | 418537 | 0 | 0 | 0 | 0 | 877512.163 | 0 | 0 | 0 | 0 | 0 | 0 | 0 | 0 | 0 | 0 | 0 | 0 | 0 | 0 | 0 | 0 | 29960.9116 | 0 | 0 | 0 | 0 | 0 | 0 | 0 | 0 | 0 | 0 | 0 | 0 | 0 | 0 | 0
2016-02-05 10:00 | 0 | 0 | 0 | 0 | 0 | 439413.5401 | 0 | 435319 | 0 | 0 | 0 | 0 | 881606.7031 | 0 | 0 | 0 | 0 | 0 | 0 | 0 | 0 | 0 | 0 | 0 | 0 | 0 | 0 | 0 | 0 | 4094.5401 | 0 | 0 | 0 | 0 | 0 | 0 | 0 | 0 | 0 | 0 | 0 | 0 | 0 | 0 | 0
2016-02-05 11:00 | 0 | 0 | 0 | 0 | 0 | 211238.895 | 0 | 470378 | 0 | 0 | 0 | 0 | 622467.5982 | 0 | 0 | 0 | 0 | 0 | 0 | 0 | 0 | 0 | 0 | 0 | 0 | 0 | 0 | 0 | 0 | -259139.105 | 0 | 0 | 0 | 0 | 0 | 0 | 0 | 0 | 0 | 0 | 0 | 0 | 0 | 0 | 0
2016-02-05 12:00 | 0 | 0 | 0 | 0 | 0 | 439281.5074 | 0 | 503832 | 0 | 0 | 0 | 0 | 557917.1056 | 0 | 0 | 0 | 0 | 0 | 0 | 0 | 0 | 0 | 0 | 0 | 0 | 0 | 0 | 0 | 0 | -64550.4926 | 0 | 0 | 0 | 0 | 0 | 0 | 0 | 0 | 0 | 0 | 0 | 0 | 0 | 0 | 0
2016-02-05 13:00 | 0 | 0 | 0 | 0 | 0 | 436953.6511 | 129.7982 | 514139 | 0 | 0 | 0 | 0 | 480861.5549 | 0 | 0 | 0 | 0 | 0 | 0 | 0 | 0 | 0 | 0 | 0 | 0 | 0 | 0 | 0 | 0 | -77055.5507 | 0 | 0 | 0 | 0 | 0 | 0 | 0 | 0 | 0 | 0 | 0 | 0 | 0 | 0 | 0
2016-02-05 14:00 | 0 | 0 | 0 | 0 | 0 | 357011.4725 | 133169.7938 | 511370 | 0 | 0 | 0 | 0 | 459672.8212 | 0 | 0 | 0 | 0 | 0 | 0 | 0 | 0 | 0 | 0 | 0 | 0 | 0 | 0 | 0 | 0 | -21188.7336 | 0 | 0 | 0 | 0 | 0 | 0 | 0 | 0 | 0 | 0 | 0 | 0 | 0 | 0 | 0
2016-02-05 15:00 | 0 | 0 | 0 | 0 | 0 | 0 | 621007.9219 | 503724 | 0 | 0 | 0 | 0 | 576956.7432 | 0 | 0 | 0 | 0 | 0 | 0 | 0 | 0 | 0 | 0 | 0 | 0 | 0 | 0 | 0 | 0 | 117283.9219 | 0 | 0 | 0 | 0 | 0 | 0 | 0 | 0 | 0 | 0 | 0 | 0 | 0 | 0 | 0
2016-02-05 16:00 | 0 | 0 | 0 | 0 | 0 | 0 | 729071.404 | 490621 | 0 | 0 | 0 | 0 | 815407.1472 | 0 | 0 | 0 | 0 | 0 | 0 | 0 | 0 | 0 | 0 | 0 | 0 | 0 | 0 | 0 | 0 | 238450.404 | 0 | 0 | 0 | 0 | 0 | 0 | 0 | 0 | 0 | 0 | 0 | 0 | 0 | 0 | 0
2016-02-05 17:00 | 0 | 0 | 0 | 0 | 0 | 0 | 732361.8376 | 475355 | 0 | 0 | 0 | 0 | 1072413.9847 | 0 | 0 | 0 | 0 | 0 | 0 | 0 | 0 | 0 | 0 | 0 | 0 | 0 | 0 | 0 | 0 | 257006.8376 | 0 | 0 | 0 | 0 | 0 | 0 | 0 | 0 | 0 | 0 | 0 | 0 | 0 | 0 | 0
2016-02-05 18:00 | 0 | 0 | 0 | 0 | 0 | 0 | 698055.7935 | 462022 | 0 | 0 | 0 | 0 | 1308447.7782 | 0 | 0 | 0 | 0 | 0 | 0 | 0 | 0 | 0 | 0 | 0 | 0 | 0 | 0 | 0 | 0 | 236033.7935 | 0 | 0 | 0 | 0 | 0 | 0 | 0 | 0 | 0 | 0 | 0 | 0 | 0 | 0 | 0
2016-02-05 19:00 | 0 | 0 | 0 | 0 | 0 | 0 | 679869.2676 | 451872 | 0 | 0 | 0 | 0 | 1536445.0458 | 0 | 0 | 0 | 0 | 0 | 0 | 0 | 0 | 0 | 0 | 0 | 0 | 0 | 0 | 0 | 0 | 227997.2676 | 0 | 0 | 0 | 0 | 0 | 0 | 0 | 0 | 0 | 0 | 0 | 0 | 0 | 0 | 0
2016-02-05 20:00 | 0 | 0 | 0 | 0 | 0 | 0 | 690860.3223 | 443685 | 0 | 0 | 0 | 0 | 1783620.3682 | 0 | 0 | 0 | 0 | 0 | 0 | 0 | 0 | 0 | 0 | 0 | 0 | 0 | 0 | 0 | 0 | 247175.3223 | 0 | 0 | 0 | 0 | 0 | 0 | 0 | 0 | 0 | 0 | 0 | 0 | 0 | 0 | 0
2016-02-05 21:00 | 0 | 0 | 0 | 0 | 0 | 0 | 712568.7511 | 442344 | 0 | 0 | 0 | 0 | 2042759.4731 | 11085.6462 | 0 | 0 | 0 | 0 | 0 | 0 | 0 | 0 | 0 | 0 | 0 | 0 | 0 | 0 | 0 | 259139.105 | 11085.6462 | 0 | 0 | 0 | 0 | 0 | 0 | 0 | 0 | 0 | 0 | 0 | 0 | 0 | 0
2016-02-05 22:00 | 0 | 0 | 0 | 0 | 0 | 0 | 672592.9954 | 452742 | 0 | 0 | 0 | 0 | 2273696.1147 | 0 | 0 | 0 | 0 | 0 | 0 | 0 | 0 | 0 | 0 | 0 | 0 | 0 | 0 | 0 | 0 | 230936.6416 | 0 | 11085.6462 | 0 | 0 | 0 | 0 | 0 | 0 | 0 | 0 | 0 | 0 | 0 | 0 | 0
2016-02-05 23:00 | 0 | 0 | 0 | 0 | 0 | 0 | 369866.7098 | 471656 | 0 | 0 | 0 | 0 | 2171906.8245 | 0 | 0 | 0 | 0 | 0 | 0 | 0 | 0 | 0 | 0 | 0 | 0 | 0 | 0 | 0 | 0 | -101789.2902 | 0 | 0 | 0 | 0 | 0 | 0 | 0 | 0 | 0 | 0 | 0 | 0 | 0 | 0 | 0
2016-02-06 | 0 | 0 | 0 | 0 | 0 | 486771.5277 | 35072.7662 | 483417 | 0 | 0 | 0 | 0 | 2210334.1184 | 0 | 0 | 0 | 0 | 0 | 0 | 0 | 0 | 0 | 0 | 0 | 0 | 0 | 0 | 0 | 0 | 38427.2939 | 0 | 0 | 0 | 0 | 0 | 0 | 0 | 0 | 0 | 0 | 0 | 0 | 0 | 0 | 0
2016-02-06 01:00 | 0 | 0 | 0 | 0 | 0 | 227360.895 | 0 | 486500 | 0 | 0 | 0 | 0 | 1951195.0135 | 0 | 0 | 0 | 0 | 0 | 0 | 0 | 0 | 0 | 0 | 0 | 0 | 0 | 0 | 0 | 0 | -259139.105 | 0 | 0 | 0 | 0 | 0 | 0 | 0 | 0 | 0 | 0 | 0 | 0 | 0 | 0 | 0
2016-02-06 02:00 | 0 | 0 | 0 | 0 | 0 | 224245.895 | 0 | 483385 | 0 | 0 | 0 | 0 | 1692055.9085 | 0 | 0 | 0 | 0 | 0 | 0 | 0 | 0 | 0 | 0 | 0 | 0 | 0 | 0 | 0 | 0 | -259139.105 | 0 | 0 | 0 | 0 | 0 | 0 | 0 | 0 | 0 | 0 | 0 | 0 | 0 | 0 | 0
2016-02-06 03:00 | 0 | 0 | 0 | 0 | 0 | 213320.895 | 0 | 472460 | 0 | 0 | 0 | 0 | 1432916.8036 | 0 | 0 | 0 | 0 | 0 | 0 | 0 | 0 | 0 | 0 | 0 | 0 | 0 | 0 | 0 | 0 | -259139.105 | 0 | 0 | 0 | 0 | 0 | 0 | 0 | 0 | 0 | 0 | 0 | 0 | 0 | 0 | 0
2016-02-06 04:00 | 0 | 0 | 0 | 0 | 0 | 590949.4711 | 0 | 454189 | 0 | 0 | 0 | 0 | 1569677.2747 | 0 | 0 | 0 | 0 | 0 | 0 | 0 | 0 | 0 | 0 | 0 | 0 | 0 | 0 | 0 | 0 | 136760.4711 | 0 | 0 | 0 | 0 | 0 | 0 | 0 | 0 | 0 | 0 | 0 | 0 | 0 | 0 | 0
2016-02-06 05:00 | 0 | 0 | 0 | 0 | 0 | 179543.895 | 0 | 438683 | 0 | 0 | 0 | 0 | 1310538.1697 | 0 | 0 | 0 | 0 | 0 | 0 | 0 | 0 | 0 | 0 | 0 | 0 | 0 | 0 | 0 | 0 | -259139.105 | 0 | 0 | 0 | 0 | 0 | 0 | 0 | 0 | 0 | 0 | 0 | 0 | 0 | 0 | 0
2016-02-06 06:00 | 0 | 0 | 0 | 0 | 0 | 168224.895 | 0 | 427364 | 0 | 0 | 0 | 0 | 1051399.0648 | 0 | 0 | 0 | 0 | 0 | 0 | 0 | 0 | 0 | 0 | 0 | 0 | 0 | 0 | 0 | 0 | -259139.105 | 0 | 0 | 0 | 0 | 0 | 0 | 0 | 0 | 0 | 0 | 0 | 0 | 0 | 0 | 0
2016-02-06 07:00 | 0 | 0 | 0 | 0 | 0 | 160967.895 | 0 | 420107 | 0 | 0 | 0 | 0 | 792259.9598 | 0 | 0 | 0 | 0 | 0 | 0 | 0 | 0 | 0 | 0 | 0 | 0 | 0 | 0 | 0 | 0 | -259139.105 | 0 | 0 | 0 | 0 | 0 | 0 | 0 | 0 | 0 | 0 | 0 | 0 | 0 | 0 | 0
2016-02-06 08:00 | 0 | 0 | 0 | 0 | 0 | 660907.46 | 0 | 416611 | 0 | 0 | 0 | 0 | 1036556.4198 | 0 | 0 | 0 | 0 | 0 | 0 | 0 | 0 | 0 | 0 | 0 | 0 | 0 | 0 | 0 | 0 | 244296.46 | 0 | 0 | 0 | 0 | 0 | 0 | 0 | 0 | 0 | 0 | 0 | 0 | 0 | 0 | 0
2016-02-06 09:00 | 0 | 0 | 0 | 0 | 0 | 158440.895 | 0 | 417580 | 0 | 0 | 0 | 0 | 777417.3149 | 0 | 0 | 0 | 0 | 0 | 0 | 0 | 0 | 0 | 0 | 0 | 0 | 0 | 0 | 0 | 0 | -259139.105 | 0 | 0 | 0 | 0 | 0 | 0 | 0 | 0 | 0 | 0 | 0 | 0 | 0 | 0 | 0
2016-02-06 10:00 | 0 | 0 | 0 | 0 | 0 | 165181.895 | 0 | 424321 | 0 | 0 | 0 | 0 | 518278.2099 | 0 | 0 | 0 | 0 | 0 | 0 | 0 | 0 | 0 | 0 | 0 | 0 | 0 | 0 | 0 | 0 | -259139.105 | 0 | 0 | 0 | 0 | 0 | 0 | 0 | 0 | 0 | 0 | 0 | 0 | 0 | 0 | 0
2016-02-06 11:00 | 0 | 0 | 0 | 0 | 0 | 179371.895 | 0 | 438511 | 0 | 0 | 0 | 0 | 259139.105 | 0 | 0 | 0 | 0 | 0 | 0 | 0 | 0 | 0 | 0 | 0 | 0 | 0 | 0 | 0 | 0 | -259139.105 | 0 | 0 | 0 | 0 | 0 | 0 | 0 | 0 | 0 | 0 | 0 | 0 | 0 | 0 | 0
2016-02-06 12:00 | 0 | 0 | 0 | 0 | 0 | 196371.895 | 0 | 455511 | 0 | 0 | 0 | 0 | 0 | 0 | 0 | 0 | 0 | 0 | 0 | 0 | 0 | 0 | 0 | 0 | 0 | 0 | 0 | 0 | 0 | -259139.105 | 0 | 0 | 0 | 0 | 0 | 0 | 0 | 0 | 0 | 0 | 0 | 0 | 0 | 0 | 0
2016-02-06 13:00 | 0 | 0 | 0 | 0 | 0 | 588810.9219 | 147.6717 | 468212 | 0 | 0 | 0 | 0 | 120746.5935 | 0 | 0 | 0 | 0 | 0 | 0 | 0 | 0 | 0 | 0 | 0 | 0 | 0 | 0 | 0 | 0 | 120746.5935 | 0 | 0 | 0 | 0 | 0 | 0 | 0 | 0 | 0 | 0 | 0 | 0 | 0 | 0 | 0
2016-02-06 14:00 | 0 | 0 | 0 | 0 | 0 | 458949.3707 | 170853.0915 | 470531 | 0 | 0 | 0 | 0 | 280018.0558 | 0 | 0 | 0 | 0 | 0 | 0 | 0 | 0 | 0 | 0 | 0 | 0 | 0 | 0 | 0 | 0 | 159271.4622 | 0 | 0 | 0 | 0 | 0 | 0 | 0 | 0 | 0 | 0 | 0 | 0 | 0 | 0 | 0
2016-02-06 15:00 | 0 | 0 | 0 | 0 | 0 | 0 | 679910.2555 | 464518 | 0 | 0 | 0 | 0 | 495410.3113 | 0 | 0 | 0 | 0 | 0 | 0 | 0 | 0 | 0 | 0 | 0 | 0 | 0 | 0 | 0 | 0 | 215392.2555 | 0 | 0 | 0 | 0 | 0 | 0 | 0 | 0 | 0 | 0 | 0 | 0 | 0 | 0 | 0
2016-02-06 16:00 | 0 | 0 | 0 | 0 | 0 | 0 | 727267.0865 | 453862 | 0 | 0 | 0 | 0 | 754549.4163 | 14265.9815 | 0 | 0 | 0 | 0 | 0 | 0 | 0 | 0 | 0 | 0 | 0 | 0 | 0 | 0 | 0 | 259139.105 | 14265.9815 | 0 | 0 | 0 | 0 | 0 | 0 | 0 | 0 | 0 | 0 | 0 | 0 | 0 | 0
2016-02-06 17:00 | 0 | 0 | 0 | 0 | 0 | 0 | 714886.0865 | 441481 | 0 | 0 | 0 | 0 | 1013688.5212 | 28531.9631 | 0 | 0 | 0 | 0 | 0 | 0 | 0 | 0 | 0 | 0 | 0 | 0 | 0 | 0 | 0 | 259139.105 | 14265.9815 | 0 | 0 | 0 | 0 | 0 | 0 | 0 | 0 | 0 | 0 | 0 | 0 | 0 | 0
2016-02-06 18:00 | 0 | 0 | 0 | 0 | 0 | 0 | 702793.0865 | 429388 | 0 | 0 | 0 | 0 | 1272827.6262 | 42797.9446 | 0 | 0 | 0 | 0 | 0 | 0 | 0 | 0 | 0 | 0 | 0 | 0 | 0 | 0 | 0 | 259139.105 | 14265.9815 | 0 | 0 | 0 | 0 | 0 | 0 | 0 | 0 | 0 | 0 | 0 | 0 | 0 | 0
2016-02-06 19:00 | 0 | 0 | 0 | 0 | 0 | 0 | 689527.5882 | 419274 | 0 | 0 | 0 | 0 | 1531966.7311 | 53912.4279 | 0 | 0 | 0 | 0 | 0 | 0 | 0 | 0 | 0 | 0 | 0 | 0 | 0 | 0 | 0 | 259139.105 | 11114.4833 | 0 | 0 | 0 | 0 | 0 | 0 | 0 | 0 | 0 | 0 | 0 | 0 | 0 | 0
2016-02-06 20:00 | 0 | 0 | 0 | 0 | 0 | 0 | 686861.0865 | 413456 | 0 | 0 | 0 | 0 | 1791105.8361 | 68178.4094 | 0 | 0 | 0 | 0 | 0 | 0 | 0 | 0 | 0 | 0 | 0 | 0 | 0 | 0 | 0 | 259139.105 | 14265.9815 | 0 | 0 | 0 | 0 | 0 | 0 | 0 | 0 | 0 | 0 | 0 | 0 | 0 | 0
2016-02-06 21:00 | 0 | 0 | 0 | 0 | 0 | 0 | 687035.0865 | 413630 | 0 | 0 | 0 | 0 | 2050244.941 | 82444.3909 | 0 | 0 | 0 | 0 | 0 | 0 | 0 | 0 | 0 | 0 | 0 | 0 | 0 | 0 | 0 | 259139.105 | 14265.9815 | 0 | 0 | 0 | 0 | 0 | 0 | 0 | 0 | 0 | 0 | 0 | 0 | 0 | 0
2016-02-06 22:00 | 0 | 0 | 0 | 0 | 0 | 0 | 665041.039 | 423228 | 0 | 0 | 0 | 0 | 2292057.98 | 82444.3909 | 0 | 0 | 0 | 0 | 0 | 0 | 0 | 0 | 0 | 0 | 0 | 0 | 0 | 0 | 0 | 241813.039 | 0 | 0 | 0 | 0 | 0 | 0 | 0 | 0 | 0 | 0 | 0 | 0 | 0 | 0 | 0
2016-02-06 23:00 | 0 | 0 | 0 | 0 | 0 | 0 | 388079.2818 | 441840 | 0 | 0 | 0 | 0 | 2238297.2617 | 82444.3909 | 0 | 0 | 0 | 0 | 0 | 0 | 0 | 0 | 0 | 0 | 0 | 0 | 0 | 0 | 0 | -53760.7182 | 0 | 0 | 0 | 0 | 0 | 0 | 0 | 0 | 0 | 0 | 0 | 0 | 0 | 0 | 0
2016-02-07 | 0 | 0 | 0 | 0 | 0 | 515258.4358 | 33192.247 | 454496 | 0 | 0 | 0 | 0 | 2332251.9446 | 82444.3909 | 0 | 0 | 0 | 0 | 0 | 0 | 0 | 0 | 0 | 0 | 0 | 0 | 0 | 0 | 0 | 93954.6828 | 0 | 0 | 0 | 0 | 0 | 0 | 0 | 0 | 0 | 0 | 0 | 0 | 0 | 0 | 0
2016-02-07 01:00 | 0 | 0 | 0 | 0 | 0 | 199744.895 | 0 | 458884 | 0 | 0 | 0 | 0 | 2073112.8396 | 82444.3909 | 0 | 0 | 0 | 0 | 0 | 0 | 0 | 0 | 0 | 0 | 0 | 0 | 0 | 0 | 0 | -259139.105 | 0 | 0 | 0 | 0 | 0 | 0 | 0 | 0 | 0 | 0 | 0 | 0 | 0 | 0 | 0
2016-02-07 02:00 | 0 | 0 | 0 | 0 | 0 | 715588.105 | 0 | 456449 | 0 | 0 | 0 | 0 | 2332251.9446 | 82444.3909 | 0 | 0 | 0 | 0 | 0 | 0 | 0 | 0 | 0 | 0 | 0 | 0 | 0 | 0 | 0 | 259139.105 | 0 | 0 | 0 | 0 | 0 | 0 | 0 | 0 | 0 | 0 | 0 | 0 | 0 | 0 | 0
2016-02-07 03:00 | 0 | 0 | 0 | 0 | 0 | 189113.895 | 0 | 448253 | 0 | 0 | 0 | 0 | 2073112.8396 | 82444.3909 | 0 | 0 | 0 | 0 | 0 | 0 | 0 | 0 | 0 | 0 | 0 | 0 | 0 | 0 | 0 | -259139.105 | 0 | 0 | 0 | 0 | 0 | 0 | 0 | 0 | 0 | 0 | 0 | 0 | 0 | 0 | 0
2016-02-07 04:00 | 0 | 0 | 0 | 0 | 0 | 175757.895 | 0 | 434897 | 0 | 0 | 0 | 0 | 1813973.7347 | 82444.3909 | 0 | 0 | 0 | 0 | 0 | 0 | 0 | 0 | 0 | 0 | 0 | 0 | 0 | 0 | 0 | -259139.105 | 0 | 0 | 0 | 0 | 0 | 0 | 0 | 0 | 0 | 0 | 0 | 0 | 0 | 0 | 0
2016-02-07 05:00 | 0 | 0 | 0 | 0 | 0 | 162639.895 | 0 | 421779 | 0 | 0 | 0 | 0 | 1554834.6297 | 82444.3909 | 0 | 0 | 0 | 0 | 0 | 0 | 0 | 0 | 0 | 0 | 0 | 0 | 0 | 0 | 0 | -259139.105 | 0 | 0 | 0 | 0 | 0 | 0 | 0 | 0 | 0 | 0 | 0 | 0 | 0 | 0 | 0
2016-02-07 06:00 | 0 | 0 | 0 | 0 | 0 | 152983.895 | 0 | 412123 | 0 | 0 | 0 | 0 | 1295695.5248 | 82444.3909 | 0 | 0 | 0 | 0 | 0 | 0 | 0 | 0 | 0 | 0 | 0 | 0 | 0 | 0 | 0 | -259139.105 | 0 | 0 | 0 | 0 | 0 | 0 | 0 | 0 | 0 | 0 | 0 | 0 | 0 | 0 | 0
2016-02-07 07:00 | 0 | 0 | 0 | 0 | 0 | 147392.895 | 0 | 406532 | 0 | 0 | 0 | 0 | 1036556.4198 | 82444.3909 | 0 | 0 | 0 | 0 | 0 | 0 | 0 | 0 | 0 | 0 | 0 | 0 | 0 | 0 | 0 | -259139.105 | 0 | 0 | 0 | 0 | 0 | 0 | 0 | 0 | 0 | 0 | 0 | 0 | 0 | 0 | 0
2016-02-07 08:00 | 0 | 0 | 0 | 0 | 0 | 677578.0865 | 0 | 404173 | 0 | 0 | 0 | 0 | 1295695.5248 | 96710.3725 | 0 | 0 | 0 | 0 | 0 | 0 | 0 | 0 | 0 | 0 | 0 | 0 | 0 | 0 | 0 | 259139.105 | 14265.9815 | 0 | 0 | 0 | 0 | 0 | 0 | 0 | 0 | 0 | 0 | 0 | 0 | 0 | 0
2016-02-07 09:00 | 0 | 0 | 0 | 0 | 0 | 146489.895 | 0 | 405629 | 0 | 0 | 0 | 0 | 1036556.4198 | 96710.3725 | 0 | 0 | 0 | 0 | 0 | 0 | 0 | 0 | 0 | 0 | 0 | 0 | 0 | 0 | 0 | -259139.105 | 0 | 0 | 0 | 0 | 0 | 0 | 0 | 0 | 0 | 0 | 0 | 0 | 0 | 0 | 0
2016-02-07 10:00 | 0 | 0 | 0 | 0 | 0 | 151748.895 | 0 | 410888 | 0 | 0 | 0 | 0 | 777417.3149 | 96710.3725 | 0 | 0 | 0 | 0 | 0 | 0 | 0 | 0 | 0 | 0 | 0 | 0 | 0 | 0 | 0 | -259139.105 | 0 | 0 | 0 | 0 | 0 | 0 | 0 | 0 | 0 | 0 | 0 | 0 | 0 | 0 | 0
2016-02-07 11:00 | 0 | 0 | 0 | 0 | 0 | 162790.895 | 0 | 421930 | 0 | 0 | 0 | 0 | 518278.2099 | 96710.3725 | 0 | 0 | 0 | 0 | 0 | 0 | 0 | 0 | 0 | 0 | 0 | 0 | 0 | 0 | 0 | -259139.105 | 0 | 0 | 0 | 0 | 0 | 0 | 0 | 0 | 0 | 0 | 0 | 0 | 0 | 0 | 0
2016-02-07 12:00 | 0 | 0 | 0 | 0 | 0 | 176940.895 | 0 | 436080 | 0 | 0 | 0 | 0 | 259139.105 | 96710.3725 | 0 | 0 | 0 | 0 | 0 | 0 | 0 | 0 | 0 | 0 | 0 | 0 | 0 | 0 | 0 | -259139.105 | 0 | 0 | 0 | 0 | 0 | 0 | 0 | 0 | 0 | 0 | 0 | 0 | 0 | 0 | 0
2016-02-07 13:00 | 0 | 0 | 0 | 0 | 0 | 190675.1538 | 180.7412 | 449995 | 0 | 0 | 0 | 0 | 0 | 96710.3725 | 0 | 0 | 0 | 0 | 0 | 0 | 0 | 0 | 0 | 0 | 0 | 0 | 0 | 0 | 0 | -259139.105 | 0 | 0 | 0 | 0 | 0 | 0 | 0 | 0 | 0 | 0 | 0 | 0 | 0 | 0 | 0
2016-02-07 14:00 | 0 | 0 | 0 | 0 | 0 | 539607.9902 | 173833.1147 | 454302 | 0 | 0 | 0 | 0 | 259139.105 | 96710.3725 | 0 | 0 | 0 | 0 | 0 | 0 | 0 | 0 | 0 | 0 | 0 | 0 | 0 | 0 | 0 | 259139.105 | 0 | 0 | 0 | 0 | 0 | 0 | 0 | 0 | 0 | 0 | 0 | 0 | 0 | 0 | 0
2016-02-07 15:00 | 0 | 0 | 0 | 0 | 0 | 0 | 669746.8324 | 448053 | 0 | 0 | 0 | 0 | 480832.9374 | 96710.3725 | 0 | 0 | 0 | 0 | 0 | 0 | 0 | 0 | 0 | 0 | 0 | 0 | 0 | 0 | 0 | 221693.8324 | 0 | 0 | 0 | 0 | 0 | 0 | 0 | 0 | 0 | 0 | 0 | 0 | 0 | 0 | 0
2016-02-07 16:00 | 0 | 0 | 0 | 0 | 0 | 0 | 711745.0865 | 438340 | 0 | 0 | 0 | 0 | 739972.0423 | 110976.354 | 0 | 0 | 0 | 0 | 0 | 0 | 0 | 0 | 0 | 0 | 0 | 0 | 0 | 0 | 0 | 259139.105 | 14265.9815 | 0 | 0 | 0 | 0 | 0 | 0 | 0 | 0 | 0 | 0 | 0 | 0 | 0 | 0
2016-02-07 17:00 | 0 | 0 | 0 | 0 | 0 | 0 | 703108.0865 | 429703 | 0 | 0 | 0 | 0 | 999111.1473 | 125242.3355 | 0 | 0 | 0 | 0 | 0 | 0 | 0 | 0 | 0 | 0 | 0 | 0 | 0 | 0 | 0 | 259139.105 | 14265.9815 | 0 | 0 | 0 | 0 | 0 | 0 | 0 | 0 | 0 | 0 | 0 | 0 | 0 | 0
2016-02-07 18:00 | 0 | 0 | 0 | 0 | 0 | 0 | 696106.0865 | 422701 | 0 | 0 | 0 | 0 | 1258250.2523 | 139508.3171 | 0 | 0 | 0 | 0 | 0 | 0 | 0 | 0 | 0 | 0 | 0 | 0 | 0 | 0 | 0 | 259139.105 | 14265.9815 | 0 | 0 | 0 | 0 | 0 | 0 | 0 | 0 | 0 | 0 | 0 | 0 | 0 | 0
2016-02-07 19:00 | 0 | 0 | 0 | 0 | 0 | 0 | 681750.8532 | 416621 | 0 | 0 | 0 | 0 | 1517389.3572 | 145499.0653 | 0 | 0 | 0 | 0 | 0 | 0 | 0 | 0 | 0 | 0 | 0 | 0 | 0 | 0 | 0 | 259139.105 | 5990.7482 | 0 | 0 | 0 | 0 | 0 | 0 | 0 | 0 | 0 | 0 | 0 | 0 | 0 | 0
2016-02-07 20:00 | 0 | 0 | 0 | 0 | 0 | 0 | 686611.0865 | 413206 | 0 | 0 | 0 | 0 | 1776528.4622 | 159765.0468 | 0 | 0 | 0 | 0 | 0 | 0 | 0 | 0 | 0 | 0 | 0 | 0 | 0 | 0 | 0 | 259139.105 | 14265.9815 | 0 | 0 | 0 | 0 | 0 | 0 | 0 | 0 | 0 | 0 | 0 | 0 | 0 | 0
2016-02-07 21:00 | 0 | 0 | 0 | 0 | 0 | 0 | 688231.0865 | 414826 | 0 | 0 | 0 | 0 | 2035667.5671 | 174031.0284 | 0 | 0 | 0 | 0 | 0 | 0 | 0 | 0 | 0 | 0 | 0 | 0 | 0 | 0 | 0 | 259139.105 | 14265.9815 | 0 | 0 | 0 | 0 | 0 | 0 | 0 | 0 | 0 | 0 | 0 | 0 | 0 | 0
2016-02-07 22:00 | 0 | 0 | 0 | 0 | 0 | 0 | 680247.9353 | 425152 | 0 | 0 | 0 | 0 | 2290763.5024 | 174031.0284 | 0 | 0 | 0 | 0 | 0 | 0 | 0 | 0 | 0 | 0 | 0 | 0 | 0 | 0 | 0 | 255095.9353 | 0 | 0 | 0 | 0 | 0 | 0 | 0 | 0 | 0 | 0 | 0 | 0 | 0 | 0 | 0
2016-02-07 23:00 | 0 | 0 | 0 | 0 | 0 | 0 | 397906.4955 | 437288 | 0 | 0 | 0 | 0 | 2251381.9979 | 174031.0284 | 0 | 0 | 0 | 0 | 0 | 0 | 0 | 0 | 0 | 0 | 0 | 0 | 0 | 0 | 0 | -39381.5045 | 0 | 0 | 0 | 0 | 0 | 0 | 0 | 0 | 0 | 0 | 0 | 0 | 0 | 0 | 0
2016-02-08 | 0 | 0 | 0 | 0 | 0 | 658705.4266 | 41731.6784 | 441298 | 0 | 0 | 0 | 0 | 2510521.1029 | 174031.0284 | 0 | 0 | 0 | 0 | 0 | 0 | 0 | 0 | 0 | 0 | 0 | 0 | 0 | 0 | 0 | 259139.105 | 0 | 0 | 0 | 0 | 0 | 0 | 0 | 0 | 0 | 0 | 0 | 0 | 0 | 0 | 0
2016-02-08 01:00 | 0 | 0 | 0 | 0 | 0 | 185640.895 | 0 | 444780 | 0 | 0 | 0 | 0 | 2251381.9979 | 174031.0284 | 0 | 0 | 0 | 0 | 0 | 0 | 0 | 0 | 0 | 0 | 0 | 0 | 0 | 0 | 0 | -259139.105 | 0 | 0 | 0 | 0 | 0 | 0 | 0 | 0 | 0 | 0 | 0 | 0 | 0 | 0 | 0
2016-02-08 02:00 | 0 | 0 | 0 | 0 | 0 | 185164.895 | 0 | 444304 | 0 | 0 | 0 | 0 | 1992242.893 | 174031.0284 | 0 | 0 | 0 | 0 | 0 | 0 | 0 | 0 | 0 | 0 | 0 | 0 | 0 | 0 | 0 | -259139.105 | 0 | 0 | 0 | 0 | 0 | 0 | 0 | 0 | 0 | 0 | 0 | 0 | 0 | 0 | 0
2016-02-08 03:00 | 0 | 0 | 0 | 0 | 0 | 179219.895 | 0 | 438359 | 0 | 0 | 0 | 0 | 1733103.788 | 174031.0284 | 0 | 0 | 0 | 0 | 0 | 0 | 0 | 0 | 0 | 0 | 0 | 0 | 0 | 0 | 0 | -259139.105 | 0 | 0 | 0 | 0 | 0 | 0 | 0 | 0 | 0 | 0 | 0 | 0 | 0 | 0 | 0
2016-02-08 04:00 | 0 | 0 | 0 | 0 | 0 | 703423.0865 | 0 | 430018 | 0 | 0 | 0 | 0 | 1992242.893 | 188297.0099 | 0 | 0 | 0 | 0 | 0 | 0 | 0 | 0 | 0 | 0 | 0 | 0 | 0 | 0 | 0 | 259139.105 | 14265.9815 | 0 | 0 | 0 | 0 | 0 | 0 | 0 | 0 | 0 | 0 | 0 | 0 | 0 | 0
2016-02-08 05:00 | 0 | 0 | 0 | 0 | 0 | 154346.895 | 0 | 413486 | 0 | 0 | 0 | 0 | 1733103.788 | 188297.0099 | 0 | 0 | 0 | 0 | 0 | 0 | 0 | 0 | 0 | 0 | 0 | 0 | 0 | 0 | 0 | -259139.105 | 0 | 0 | 0 | 0 | 0 | 0 | 0 | 0 | 0 | 0 | 0 | 0 | 0 | 0 | 0
2016-02-08 06:00 | 0 | 0 | 0 | 0 | 0 | 143095.895 | 0 | 402235 | 0 | 0 | 0 | 0 | 1473964.6831 | 188297.0099 | 0 | 0 | 0 | 0 | 0 | 0 | 0 | 0 | 0 | 0 | 0 | 0 | 0 | 0 | 0 | -259139.105 | 0 | 0 | 0 | 0 | 0 | 0 | 0 | 0 | 0 | 0 | 0 | 0 | 0 | 0 | 0
2016-02-08 07:00 | 0 | 0 | 0 | 0 | 0 | 137782.895 | 0 | 396922 | 0 | 0 | 0 | 0 | 1214825.5781 | 188297.0099 | 0 | 0 | 0 | 0 | 0 | 0 | 0 | 0 | 0 | 0 | 0 | 0 | 0 | 0 | 0 | -259139.105 | 0 | 0 | 0 | 0 | 0 | 0 | 0 | 0 | 0 | 0 | 0 | 0 | 0 | 0 | 0
2016-02-08 08:00 | 0 | 0 | 0 | 0 | 0 | 655699.105 | 0 | 396560 | 0 | 0 | 0 | 0 | 1473964.6831 | 188297.0099 | 0 | 0 | 0 | 0 | 0 | 0 | 0 | 0 | 0 | 0 | 0 | 0 | 0 | 0 | 0 | 259139.105 | 0 | 0 | 0 | 0 | 0 | 0 | 0 | 0 | 0 | 0 | 0 | 0 | 0 | 0 | 0
2016-02-08 09:00 | 0 | 0 | 0 | 0 | 0 | 143390.895 | 0 | 402530 | 0 | 0 | 0 | 0 | 1214825.5781 | 188297.0099 | 0 | 0 | 0 | 0 | 0 | 0 | 0 | 0 | 0 | 0 | 0 | 0 | 0 | 0 | 0 | -259139.105 | 0 | 0 | 0 | 0 | 0 | 0 | 0 | 0 | 0 | 0 | 0 | 0 | 0 | 0 | 0
2016-02-08 10:00 | 0 | 0 | 0 | 0 | 0 | 161920.895 | 0 | 421060 | 0 | 0 | 0 | 0 | 955686.4732 | 188297.0099 | 0 | 0 | 0 | 0 | 0 | 0 | 0 | 0 | 0 | 0 | 0 | 0 | 0 | 0 | 0 | -259139.105 | 0 | 0 | 0 | 0 | 0 | 0 | 0 | 0 | 0 | 0 | 0 | 0 | 0 | 0 | 0
2016-02-08 11:00 | 0 | 0 | 0 | 0 | 0 | 198411.895 | 0 | 457551 | 0 | 0 | 0 | 0 | 696547.3682 | 188297.0099 | 0 | 0 | 0 | 0 | 0 | 0 | 0 | 0 | 0 | 0 | 0 | 0 | 0 | 0 | 0 | -259139.105 | 0 | 0 | 0 | 0 | 0 | 0 | 0 | 0 | 0 | 0 | 0 | 0 | 0 | 0 | 0
2016-02-08 12:00 | 0 | 0 | 0 | 0 | 0 | 231220.895 | 0 | 490360 | 0 | 0 | 0 | 0 | 437408.2633 | 188297.0099 | 0 | 0 | 0 | 0 | 0 | 0 | 0 | 0 | 0 | 0 | 0 | 0 | 0 | 0 | 0 | -259139.105 | 0 | 0 | 0 | 0 | 0 | 0 | 0 | 0 | 0 | 0 | 0 | 0 | 0 | 0 | 0
2016-02-08 13:00 | 0 | 0 | 0 | 0 | 0 | 239507.6598 | 221.2352 | 498868 | 0 | 0 | 0 | 0 | 178269.1583 | 188297.0099 | 0 | 0 | 0 | 0 | 0 | 0 | 0 | 0 | 0 | 0 | 0 | 0 | 0 | 0 | 0 | -259139.105 | 0 | 0 | 0 | 0 | 0 | 0 | 0 | 0 | 0 | 0 | 0 | 0 | 0 | 0 | 0
2016-02-08 14:00 | 0 | 0 | 0 | 0 | 0 | 157973.1525 | 159653.6892 | 495896 | 0 | 0 | 0 | 0 | 0 | 188297.0099 | 0 | 0 | 0 | 0 | 0 | 0 | 0 | 0 | 0 | 0 | 0 | 0 | 0 | 0 | 0 | -178269.1583 | 0 | 0 | 0 | 0 | 0 | 0 | 0 | 0 | 0 | 0 | 0 | 0 | 0 | 0 | 0
2016-02-08 15:00 | 0 | 0 | 0 | 0 | 0 | 0 | 652866.974 | 491192 | 0 | 0 | 0 | 0 | 161674.974 | 188297.0099 | 0 | 0 | 0 | 0 | 0 | 0 | 0 | 0 | 0 | 0 | 0 | 0 | 0 | 0 | 0 | 161674.974 | 0 | 0 | 0 | 0 | 0 | 0 | 0 | 0 | 0 | 0 | 0 | 0 | 0 | 0 | 0
2016-02-08 16:00 | 0 | 0 | 0 | 0 | 0 | 0 | 748497.6399 | 483825 | 0 | 0 | 0 | 0 | 420814.0789 | 193830.5448 | 0 | 0 | 0 | 0 | 0 | 0 | 0 | 0 | 0 | 0 | 0 | 0 | 0 | 0 | 0 | 259139.105 | 5533.5349 | 0 | 0 | 0 | 0 | 0 | 0 | 0 | 0 | 0 | 0 | 0 | 0 | 0 | 0
2016-02-08 17:00 | 0 | 0 | 0 | 0 | 0 | 0 | 731760.0095 | 475907 | 0 | 0 | 0 | 0 | 676667.0884 | 193830.5448 | 0 | 0 | 0 | 0 | 0 | 0 | 0 | 0 | 0 | 0 | 0 | 0 | 0 | 0 | 0 | 255853.0095 | 0 | 0 | 0 | 0 | 0 | 0 | 0 | 0 | 0 | 0 | 0 | 0 | 0 | 0 | 0
2016-02-08 18:00 | 0 | 0 | 0 | 0 | 0 | 0 | 699876.5937 | 469962 | 0 | 0 | 0 | 0 | 906581.6821 | 193830.5448 | 0 | 0 | 0 | 0 | 0 | 0 | 0 | 0 | 0 | 0 | 0 | 0 | 0 | 0 | 0 | 229914.5937 | 0 | 0 | 0 | 0 | 0 | 0 | 0 | 0 | 0 | 0 | 0 | 0 | 0 | 0 | 0
2016-02-08 19:00 | 0 | 0 | 0 | 0 | 0 | 0 | 687692.2553 | 464212 | 0 | 0 | 0 | 0 | 1130061.9374 | 193830.5448 | 0 | 0 | 0 | 0 | 0 | 0 | 0 | 0 | 0 | 0 | 0 | 0 | 0 | 0 | 0 | 223480.2553 | 0 | 0 | 0 | 0 | 0 | 0 | 0 | 0 | 0 | 0 | 0 | 0 | 0 | 0 | 0
2016-02-08 20:00 | 0 | 0 | 0 | 0 | 0 | 0 | 703001.6298 | 462931 | 0 | 0 | 0 | 0 | 1370132.5673 | 193830.5448 | 0 | 0 | 0 | 0 | 0 | 0 | 0 | 0 | 0 | 0 | 0 | 0 | 0 | 0 | 0 | 240070.6298 | 0 | 0 | 0 | 0 | 0 | 0 | 0 | 0 | 0 | 0 | 0 | 0 | 0 | 0 | 0
2016-02-08 21:00 | 0 | 0 | 0 | 0 | 0 | 0 | 732939.8888 | 465945 | 0 | 0 | 0 | 0 | 1629271.6722 | 201686.3286 | 0 | 0 | 0 | 0 | 0 | 0 | 0 | 0 | 0 | 0 | 0 | 0 | 0 | 0 | 0 | 259139.105 | 7855.7838 | 0 | 0 | 0 | 0 | 0 | 0 | 0 | 0 | 0 | 0 | 0 | 0 | 0 | 0
2016-02-08 22:00 | 0 | 0 | 0 | 0 | 0 | 0 | 677659.7444 | 477812 | 0 | 0 | 0 | 0 | 1829119.4166 | 201686.3286 | 0 | 0 | 0 | 0 | 0 | 0 | 0 | 0 | 0 | 0 | 0 | 0 | 0 | 0 | 0 | 199847.7444 | 0 | 0 | 0 | 0 | 0 | 0 | 0 | 0 | 0 | 0 | 0 | 0 | 0 | 0 | 0
2016-02-08 23:00 | 0 | 0 | 0 | 0 | 0 | 0 | 392046.195 | 496619 | 0 | 0 | 0 | 0 | 1724546.6116 | 201686.3286 | 0 | 0 | 0 | 0 | 0 | 0 | 0 | 0 | 0 | 0 | 0 | 0 | 0 | 0 | 0 | -104572.805 | 0 | 0 | 0 | 0 | 0 | 0 | 0 | 0 | 0 | 0 | 0 | 0 | 0 | 0 | 0
2016-02-09 | 0 | 0 | 0 | 0 | 0 | 693578.5963 | 40105.1561 | 509626 | 0 | 0 | 0 | 0 | 1948604.364 | 201686.3286 | 0 | 0 | 0 | 0 | 0 | 0 | 0 | 0 | 0 | 0 | 0 | 0 | 0 | 0 | 0 | 224057.7524 | 0 | 0 | 0 | 0 | 0 | 0 | 0 | 0 | 0 | 0 | 0 | 0 | 0 | 0 | 0
2016-02-09 01:00 | 0 | 0 | 0 | 0 | 0 | 251099.895 | 0 | 510239 | 0 | 0 | 0 | 0 | 1689465.2591 | 201686.3286 | 0 | 0 | 0 | 0 | 0 | 0 | 0 | 0 | 0 | 0 | 0 | 0 | 0 | 0 | 0 | -259139.105 | 0 | 0 | 0 | 0 | 0 | 0 | 0 | 0 | 0 | 0 | 0 | 0 | 0 | 0 | 0
2016-02-09 02:00 | 0 | 0 | 0 | 0 | 0 | 736362.381 | 0 | 501502 | 0 | 0 | 0 | 0 | 1924325.6401 | 201686.3286 | 0 | 0 | 0 | 0 | 0 | 0 | 0 | 0 | 0 | 0 | 0 | 0 | 0 | 0 | 0 | 234860.381 | 0 | 0 | 0 | 0 | 0 | 0 | 0 | 0 | 0 | 0 | 0 | 0 | 0 | 0 | 0
2016-02-09 03:00 | 0 | 0 | 0 | 0 | 0 | 223594.895 | 0 | 482734 | 0 | 0 | 0 | 0 | 1665186.5351 | 201686.3286 | 0 | 0 | 0 | 0 | 0 | 0 | 0 | 0 | 0 | 0 | 0 | 0 | 0 | 0 | 0 | -259139.105 | 0 | 0 | 0 | 0 | 0 | 0 | 0 | 0 | 0 | 0 | 0 | 0 | 0 | 0 | 0
2016-02-09 04:00 | 0 | 0 | 0 | 0 | 0 | 201015.895 | 0 | 460155 | 0 | 0 | 0 | 0 | 1406047.4302 | 201686.3286 | 0 | 0 | 0 | 0 | 0 | 0 | 0 | 0 | 0 | 0 | 0 | 0 | 0 | 0 | 0 | -259139.105 | 0 | 0 | 0 | 0 | 0 | 0 | 0 | 0 | 0 | 0 | 0 | 0 | 0 | 0 | 0
2016-02-09 05:00 | 0 | 0 | 0 | 0 | 0 | 645342.2893 | 0 | 441222 | 0 | 0 | 0 | 0 | 1610167.7194 | 201686.3286 | 0 | 0 | 0 | 0 | 0 | 0 | 0 | 0 | 0 | 0 | 0 | 0 | 0 | 0 | 0 | 204120.2893 | 0 | 0 | 0 | 0 | 0 | 0 | 0 | 0 | 0 | 0 | 0 | 0 | 0 | 0 | 0
2016-02-09 06:00 | 0 | 0 | 0 | 0 | 0 | 170954.895 | 0 | 430094 | 0 | 0 | 0 | 0 | 1351028.6145 | 201686.3286 | 0 | 0 | 0 | 0 | 0 | 0 | 0 | 0 | 0 | 0 | 0 | 0 | 0 | 0 | 0 | -259139.105 | 0 | 0 | 0 | 0 | 0 | 0 | 0 | 0 | 0 | 0 | 0 | 0 | 0 | 0 | 0
2016-02-09 07:00 | 0 | 0 | 0 | 0 | 0 | 163605.895 | 0 | 422745 | 0 | 0 | 0 | 0 | 1091889.5095 | 201686.3286 | 0 | 0 | 0 | 0 | 0 | 0 | 0 | 0 | 0 | 0 | 0 | 0 | 0 | 0 | 0 | -259139.105 | 0 | 0 | 0 | 0 | 0 | 0 | 0 | 0 | 0 | 0 | 0 | 0 | 0 | 0 | 0
2016-02-09 08:00 | 0 | 0 | 0 | 0 | 0 | 161782.895 | 0 | 420922 | 0 | 0 | 0 | 0 | 832750.4046 | 201686.3286 | 0 | 0 | 0 | 0 | 0 | 0 | 0 | 0 | 0 | 0 | 0 | 0 | 0 | 0 | 0 | -259139.105 | 0 | 0 | 0 | 0 | 0 | 0 | 0 | 0 | 0 | 0 | 0 | 0 | 0 | 0 | 0
2016-02-09 09:00 | 0 | 0 | 0 | 0 | 0 | 633728.2218 | 0 | 425374 | 0 | 0 | 0 | 0 | 1041104.6264 | 201686.3286 | 0 | 0 | 0 | 0 | 0 | 0 | 0 | 0 | 0 | 0 | 0 | 0 | 0 | 0 | 0 | 208354.2218 | 0 | 0 | 0 | 0 | 0 | 0 | 0 | 0 | 0 | 0 | 0 | 0 | 0 | 0 | 0
2016-02-09 10:00 | 0 | 0 | 0 | 0 | 0 | 182487.895 | 0 | 441627 | 0 | 0 | 0 | 0 | 781965.5214 | 201686.3286 | 0 | 0 | 0 | 0 | 0 | 0 | 0 | 0 | 0 | 0 | 0 | 0 | 0 | 0 | 0 | -259139.105 | 0 | 0 | 0 | 0 | 0 | 0 | 0 | 0 | 0 | 0 | 0 | 0 | 0 | 0 | 0
2016-02-09 11:00 | 0 | 0 | 0 | 0 | 0 | 215825.895 | 0 | 474965 | 0 | 0 | 0 | 0 | 522826.4165 | 201686.3286 | 0 | 0 | 0 | 0 | 0 | 0 | 0 | 0 | 0 | 0 | 0 | 0 | 0 | 0 | 0 | -259139.105 | 0 | 0 | 0 | 0 | 0 | 0 | 0 | 0 | 0 | 0 | 0 | 0 | 0 | 0 | 0
2016-02-09 12:00 | 0 | 0 | 0 | 0 | 0 | 247249.895 | 0 | 506389 | 0 | 0 | 0 | 0 | 263687.3115 | 201686.3286 | 0 | 0 | 0 | 0 | 0 | 0 | 0 | 0 | 0 | 0 | 0 | 0 | 0 | 0 | 0 | -259139.105 | 0 | 0 | 0 | 0 | 0 | 0 | 0 | 0 | 0 | 0 | 0 | 0 | 0 | 0 | 0
2016-02-09 13:00 | 0 | 0 | 0 | 0 | 0 | 602114.7503 | 263.1738 | 516917 | 0 | 0 | 0 | 0 | 349148.2356 | 201686.3286 | 0 | 0 | 0 | 0 | 0 | 0 | 0 | 0 | 0 | 0 | 0 | 0 | 0 | 0 | 0 | 85460.9241 | 0 | 0 | 0 | 0 | 0 | 0 | 0 | 0 | 0 | 0 | 0 | 0 | 0 | 0 | 0
2016-02-09 14:00 | 0 | 0 | 0 | 0 | 0 | 489509.3992 | 185819.0523 | 517639 | 0 | 0 | 0 | 0 | 506837.6871 | 201686.3286 | 0 | 0 | 0 | 0 | 0 | 0 | 0 | 0 | 0 | 0 | 0 | 0 | 0 | 0 | 0 | 157689.4515 | 0 | 0 | 0 | 0 | 0 | 0 | 0 | 0 | 0 | 0 | 0 | 0 | 0 | 0 | 0
2016-02-09 15:00 | 0 | 0 | 0 | 0 | 0 | 0 | 700276.117 | 515197 | 0 | 0 | 0 | 0 | 691916.8041 | 201686.3286 | 0 | 0 | 0 | 0 | 0 | 0 | 0 | 0 | 0 | 0 | 0 | 0 | 0 | 0 | 0 | 185079.117 | 0 | 0 | 0 | 0 | 0 | 0 | 0 | 0 | 0 | 0 | 0 | 0 | 0 | 0 | 0
2016-02-09 16:00 | 0 | 0 | 0 | 0 | 0 | 0 | 763158.0749 | 507624 | 0 | 0 | 0 | 0 | 947450.879 | 201686.3286 | 0 | 0 | 0 | 0 | 0 | 0 | 0 | 0 | 0 | 0 | 0 | 0 | 0 | 0 | 0 | 255534.0749 | 0 | 0 | 0 | 0 | 0 | 0 | 0 | 0 | 0 | 0 | 0 | 0 | 0 | 0 | 0
2016-02-09 17:00 | 0 | 0 | 0 | 0 | 0 | 0 | 734755.3187 | 499345 | 0 | 0 | 0 | 0 | 1182861.1977 | 201686.3286 | 0 | 0 | 0 | 0 | 0 | 0 | 0 | 0 | 0 | 0 | 0 | 0 | 0 | 0 | 0 | 235410.3187 | 0 | 0 | 0 | 0 | 0 | 0 | 0 | 0 | 0 | 0 | 0 | 0 | 0 | 0 | 0
2016-02-09 18:00 | 0 | 0 | 0 | 0 | 0 | 0 | 704227.3826 | 492763 | 0 | 0 | 0 | 0 | 1394325.5803 | 201686.3286 | 0 | 0 | 0 | 0 | 0 | 0 | 0 | 0 | 0 | 0 | 0 | 0 | 0 | 0 | 0 | 211464.3826 | 0 | 0 | 0 | 0 | 0 | 0 | 0 | 0 | 0 | 0 | 0 | 0 | 0 | 0 | 0
2016-02-09 19:00 | 0 | 0 | 0 | 0 | 0 | 0 | 689341.1265 | 487287 | 0 | 0 | 0 | 0 | 1596379.7068 | 201686.3286 | 0 | 0 | 0 | 0 | 0 | 0 | 0 | 0 | 0 | 0 | 0 | 0 | 0 | 0 | 0 | 202054.1265 | 0 | 0 | 0 | 0 | 0 | 0 | 0 | 0 | 0 | 0 | 0 | 0 | 0 | 0 | 0
2016-02-09 20:00 | 0 | 0 | 0 | 0 | 0 | 0 | 702860.7016 | 484330 | 0 | 0 | 0 | 0 | 1814910.4085 | 201686.3286 | 0 | 0 | 0 | 0 | 0 | 0 | 0 | 0 | 0 | 0 | 0 | 0 | 0 | 0 | 0 | 218530.7016 | 0 | 0 | 0 | 0 | 0 | 0 | 0 | 0 | 0 | 0 | 0 | 0 | 0 | 0 | 0
2016-02-09 21:00 | 0 | 0 | 0 | 0 | 0 | 0 | 725482.4362 | 487233 | 0 | 0 | 0 | 0 | 2053159.8447 | 201686.3286 | 0 | 0 | 0 | 0 | 0 | 0 | 0 | 0 | 0 | 0 | 0 | 0 | 0 | 0 | 0 | 238249.4362 | 0 | 0 | 0 | 0 | 0 | 0 | 0 | 0 | 0 | 0 | 0 | 0 | 0 | 0 | 0
2016-02-09 22:00 | 0 | 0 | 0 | 0 | 0 | 0 | 668628.6459 | 498901 | 0 | 0 | 0 | 0 | 2222887.4905 | 201686.3286 | 0 | 0 | 0 | 0 | 0 | 0 | 0 | 0 | 0 | 0 | 0 | 0 | 0 | 0 | 0 | 169727.6459 | 0 | 0 | 0 | 0 | 0 | 0 | 0 | 0 | 0 | 0 | 0 | 0 | 0 | 0 | 0
2016-02-09 23:00 | 0 | 0 | 0 | 0 | 0 | 0 | 384163.4324 | 517753 | 0 | 0 | 0 | 0 | 2089297.923 | 201686.3286 | 0 | 0 | 0 | 0 | 0 | 0 | 0 | 0 | 0 | 0 | 0 | 0 | 0 | 0 | 0 | -133589.5676 | 0 | 0 | 0 | 0 | 0 | 0 | 0 | 0 | 0 | 0 | 0 | 0 | 0 | 0 | 0
2016-02-10 | 0 | 0 | 0 | 0 | 0 | 423702.1596 | 46002.8867 | 529194 | 0 | 0 | 0 | 0 | 2029808.9693 | 201686.3286 | 0 | 0 | 0 | 0 | 0 | 0 | 0 | 0 | 0 | 0 | 0 | 0 | 0 | 0 | 0 | -59488.9537 | 0 | 0 | 0 | 0 | 0 | 0 | 0 | 0 | 0 | 0 | 0 | 0 | 0 | 0 | 0
2016-02-10 01:00 | 0 | 0 | 0 | 0 | 0 | 271833.895 | 0 | 530973 | 0 | 0 | 0 | 0 | 1770669.8643 | 201686.3286 | 0 | 0 | 0 | 0 | 0 | 0 | 0 | 0 | 0 | 0 | 0 | 0 | 0 | 0 | 0 | -259139.105 | 0 | 0 | 0 | 0 | 0 | 0 | 0 | 0 | 0 | 0 | 0 | 0 | 0 | 0 | 0
2016-02-10 02:00 | 0 | 0 | 0 | 0 | 0 | 336127.6877 | 0 | 522241 | 0 | 0 | 0 | 0 | 1584556.552 | 201686.3286 | 0 | 0 | 0 | 0 | 0 | 0 | 0 | 0 | 0 | 0 | 0 | 0 | 0 | 0 | 0 | -186113.3123 | 0 | 0 | 0 | 0 | 0 | 0 | 0 | 0 | 0 | 0 | 0 | 0 | 0 | 0 | 0
2016-02-10 03:00 | 0 | 0 | 0 | 0 | 0 | 244601.895 | 0 | 503741 | 0 | 0 | 0 | 0 | 1325417.4471 | 201686.3286 | 0 | 0 | 0 | 0 | 0 | 0 | 0 | 0 | 0 | 0 | 0 | 0 | 0 | 0 | 0 | -259139.105 | 0 | 0 | 0 | 0 | 0 | 0 | 0 | 0 | 0 | 0 | 0 | 0 | 0 | 0 | 0
2016-02-10 04:00 | 0 | 0 | 0 | 0 | 0 | 223007.895 | 0 | 482147 | 0 | 0 | 0 | 0 | 1066278.3421 | 201686.3286 | 0 | 0 | 0 | 0 | 0 | 0 | 0 | 0 | 0 | 0 | 0 | 0 | 0 | 0 | 0 | -259139.105 | 0 | 0 | 0 | 0 | 0 | 0 | 0 | 0 | 0 | 0 | 0 | 0 | 0 | 0 | 0
2016-02-10 05:00 | 0 | 0 | 0 | 0 | 0 | 342531.732 | 0 | 464778 | 0 | 0 | 0 | 0 | 944032.0742 | 201686.3286 | 0 | 0 | 0 | 0 | 0 | 0 | 0 | 0 | 0 | 0 | 0 | 0 | 0 | 0 | 0 | -122246.268 | 0 | 0 | 0 | 0 | 0 | 0 | 0 | 0 | 0 | 0 | 0 | 0 | 0 | 0 | 0
2016-02-10 06:00 | 0 | 0 | 0 | 0 | 0 | 193440.895 | 0 | 452580 | 0 | 0 | 0 | 0 | 684892.9692 | 201686.3286 | 0 | 0 | 0 | 0 | 0 | 0 | 0 | 0 | 0 | 0 | 0 | 0 | 0 | 0 | 0 | -259139.105 | 0 | 0 | 0 | 0 | 0 | 0 | 0 | 0 | 0 | 0 | 0 | 0 | 0 | 0 | 0
2016-02-10 07:00 | 0 | 0 | 0 | 0 | 0 | 186455.895 | 0 | 445595 | 0 | 0 | 0 | 0 | 425753.8643 | 201686.3286 | 0 | 0 | 0 | 0 | 0 | 0 | 0 | 0 | 0 | 0 | 0 | 0 | 0 | 0 | 0 | -259139.105 | 0 | 0 | 0 | 0 | 0 | 0 | 0 | 0 | 0 | 0 | 0 | 0 | 0 | 0 | 0
2016-02-10 08:00 | 0 | 0 | 0 | 0 | 0 | 482515.7623 | 0 | 444200 | 0 | 0 | 0 | 0 | 464069.6266 | 201686.3286 | 0 | 0 | 0 | 0 | 0 | 0 | 0 | 0 | 0 | 0 | 0 | 0 | 0 | 0 | 0 | 38315.7623 | 0 | 0 | 0 | 0 | 0 | 0 | 0 | 0 | 0 | 0 | 0 | 0 | 0 | 0 | 0
2016-02-10 09:00 | 0 | 0 | 0 | 0 | 0 | 190404.895 | 0 | 449544 | 0 | 0 | 0 | 0 | 204930.5216 | 201686.3286 | 0 | 0 | 0 | 0 | 0 | 0 | 0 | 0 | 0 | 0 | 0 | 0 | 0 | 0 | 0 | -259139.105 | 0 | 0 | 0 | 0 | 0 | 0 | 0 | 0 | 0 | 0 | 0 | 0 | 0 | 0 | 0
2016-02-10 10:00 | 0 | 0 | 0 | 0 | 0 | 520785.5833 | 0 | 466577 | 0 | 0 | 0 | 0 | 259139.105 | 201686.3286 | 0 | 0 | 0 | 0 | 0 | 0 | 0 | 0 | 0 | 0 | 0 | 0 | 0 | 0 | 0 | 54208.5833 | 0 | 0 | 0 | 0 | 0 | 0 | 0 | 0 | 0 | 0 | 0 | 0 | 0 | 0 | 0
2016-02-10 11:00 | 0 | 0 | 0 | 0 | 0 | 241544.895 | 0 | 500684 | 0 | 0 | 0 | 0 | 0 | 201686.3286 | 0 | 0 | 0 | 0 | 0 | 0 | 0 | 0 | 0 | 0 | 0 | 0 | 0 | 0 | 0 | -259139.105 | 0 | 0 | 0 | 0 | 0 | 0 | 0 | 0 | 0 | 0 | 0 | 0 | 0 | 0 | 0
2016-02-10 12:00 | 0 | 0 | 0 | 0 | 0 | 556423.5241 | 0 | 531402 | 0 | 0 | 0 | 0 | 25021.5241 | 201686.3286 | 0 | 0 | 0 | 0 | 0 | 0 | 0 | 0 | 0 | 0 | 0 | 0 | 0 | 0 | 0 | 25021.5241 | 0 | 0 | 0 | 0 | 0 | 0 | 0 | 0 | 0 | 0 | 0 | 0 | 0 | 0 | 0
2016-02-10 13:00 | 0 | 0 | 0 | 0 | 0 | 564934.4126 | 301.7531 | 537770 | 0 | 0 | 0 | 0 | 161430.499 | 92743.5195 | 0 | 0 | 0 | 0 | 0 | 0 | 0 | 0 | 0 | 0 | 0 | 0 | 0 | 0 | 0 | 136408.9749 | 0 | 108942.8092 | 0 | 0 | 0 | 0 | 0 | 0 | 0 | 0 | 0 | 0 | 0 | 0 | 0
2016-02-10 14:00 | 0 | 0 | 0 | 0 | 0 | 482873.2555 | 199192.4489 | 531182 | 0 | 0 | 0 | 0 | 374267.4645 | 30790.2584 | 0 | 0 | 0 | 0 | 0 | 0 | 0 | 0 | 0 | 0 | 0 | 0 | 0 | 0 | 0 | 212836.9655 | 0 | 61953.2611 | 0 | 0 | 0 | 0 | 0 | 0 | 0 | 0 | 0 | 0 | 0 | 0 | 0
2016-02-10 15:00 | 0 | 0 | 0 | 0 | 0 | 0 | 679659.5261 | 523892 | 0 | 0 | 0 | 0 | 530034.9905 | 30790.2584 | 0 | 0 | 0 | 0 | 0 | 0 | 0 | 0 | 0 | 0 | 0 | 0 | 0 | 0 | 0 | 155767.5261 | 0 | 0 | 0 | 0 | 0 | 0 | 0 | 0 | 0 | 0 | 0 | 0 | 0 | 0 | 0
2016-02-10 16:00 | 0 | 0 | 0 | 0 | 0 | 0 | 740058.685 | 511822 | 0 | 0 | 0 | 0 | 758271.6756 | 30790.2584 | 0 | 0 | 0 | 0 | 0 | 0 | 0 | 0 | 0 | 0 | 0 | 0 | 0 | 0 | 0 | 228236.685 | 0 | 0 | 0 | 0 | 0 | 0 | 0 | 0 | 0 | 0 | 0 | 0 | 0 | 0 | 0
2016-02-10 17:00 | 0 | 0 | 0 | 0 | 0 | 0 | 727722.8466 | 499374 | 0 | 0 | 0 | 0 | 1017410.7805 | 0 | 0 | 0 | 0 | 0 | 0 | 0 | 0 | 0 | 0 | 0 | 0 | 0 | 0 | 0 | 0 | 259139.105 | 0 | 30790.2584 | 0 | 0 | 0 | 0 | 0 | 0 | 0 | 0 | 0 | 0 | 0 | 0 | 0
2016-02-10 18:00 | 0 | 0 | 0 | 0 | 0 | 0 | 693440.4078 | 492133 | 0 | 0 | 0 | 0 | 1218718.1884 | 0 | 0 | 0 | 0 | 0 | 0 | 0 | 0 | 0 | 0 | 0 | 0 | 0 | 0 | 0 | 0 | 201307.4078 | 0 | 0 | 0 | 0 | 0 | 0 | 0 | 0 | 0 | 0 | 0 | 0 | 0 | 0 | 0
2016-02-10 19:00 | 0 | 0 | 0 | 0 | 0 | 0 | 677619.7299 | 486135 | 0 | 0 | 0 | 0 | 1410202.9182 | 0 | 0 | 0 | 0 | 0 | 0 | 0 | 0 | 0 | 0 | 0 | 0 | 0 | 0 | 0 | 0 | 191484.7299 | 0 | 0 | 0 | 0 | 0 | 0 | 0 | 0 | 0 | 0 | 0 | 0 | 0 | 0 | 0
2016-02-10 20:00 | 0 | 0 | 0 | 0 | 0 | 0 | 689654.9044 | 483900 | 0 | 0 | 0 | 0 | 1615957.8226 | 0 | 0 | 0 | 0 | 0 | 0 | 0 | 0 | 0 | 0 | 0 | 0 | 0 | 0 | 0 | 0 | 205754.9044 | 0 | 0 | 0 | 0 | 0 | 0 | 0 | 0 | 0 | 0 | 0 | 0 | 0 | 0 | 0
2016-02-10 21:00 | 0 | 0 | 0 | 0 | 0 | 0 | 711018.3457 | 485523 | 0 | 0 | 0 | 0 | 1841453.1683 | 0 | 0 | 0 | 0 | 0 | 0 | 0 | 0 | 0 | 0 | 0 | 0 | 0 | 0 | 0 | 0 | 225495.3457 | 0 | 0 | 0 | 0 | 0 | 0 | 0 | 0 | 0 | 0 | 0 | 0 | 0 | 0 | 0
2016-02-10 22:00 | 0 | 0 | 0 | 0 | 0 | 90174.8905 | 666573.2144 | 497609 | 0 | 0 | 0 | 0 | 2100592.2733 | 0 | 0 | 0 | 0 | 0 | 0 | 0 | 0 | 0 | 0 | 0 | 0 | 0 | 0 | 0 | 0 | 259139.105 | 0 | 0 | 0 | 0 | 0 | 0 | 0 | 0 | 0 | 0 | 0 | 0 | 0 | 0 | 0
2016-02-10 23:00 | 0 | 0 | 0 | 0 | 0 | 0 | 386276.694 | 518119 | 0 | 0 | 0 | 0 | 1968749.9673 | 0 | 0 | 0 | 0 | 0 | 0 | 0 | 0 | 0 | 0 | 0 | 0 | 0 | 0 | 0 | 0 | -131842.306 | 0 | 0 | 0 | 0 | 0 | 0 | 0 | 0 | 0 | 0 | 0 | 0 | 0 | 0 | 0
2016-02-11 | 0 | 0 | 0 | 0 | 0 | 547238.4699 | 51572.6374 | 530898 | 0 | 0 | 0 | 0 | 2036663.0746 | 0 | 0 | 0 | 0 | 0 | 0 | 0 | 0 | 0 | 0 | 0 | 0 | 0 | 0 | 0 | 0 | 67913.1073 | 0 | 0 | 0 | 0 | 0 | 0 | 0 | 0 | 0 | 0 | 0 | 0 | 0 | 0 | 0
2016-02-11 01:00 | 0 | 0 | 0 | 0 | 0 | 554636.9665 | 0 | 533120 | 0 | 0 | 0 | 0 | 2058180.0411 | 0 | 0 | 0 | 0 | 0 | 0 | 0 | 0 | 0 | 0 | 0 | 0 | 0 | 0 | 0 | 0 | 21516.9665 | 0 | 0 | 0 | 0 | 0 | 0 | 0 | 0 | 0 | 0 | 0 | 0 | 0 | 0 | 0
2016-02-11 02:00 | 0 | 0 | 0 | 0 | 0 | 546247.4671 | 0 | 525973 | 0 | 0 | 0 | 0 | 2078454.5082 | 0 | 0 | 0 | 0 | 0 | 0 | 0 | 0 | 0 | 0 | 0 | 0 | 0 | 0 | 0 | 0 | 20274.4671 | 0 | 0 | 0 | 0 | 0 | 0 | 0 | 0 | 0 | 0 | 0 | 0 | 0 | 0 | 0
2016-02-11 03:00 | 0 | 0 | 0 | 0 | 0 | 532036.1899 | 0 | 508875 | 0 | 0 | 0 | 0 | 2101615.6981 | 0 | 0 | 0 | 0 | 0 | 0 | 0 | 0 | 0 | 0 | 0 | 0 | 0 | 0 | 0 | 0 | 23161.1899 | 0 | 0 | 0 | 0 | 0 | 0 | 0 | 0 | 0 | 0 | 0 | 0 | 0 | 0 | 0
2016-02-11 04:00 | 0 | 0 | 0 | 0 | 0 | 503662.4623 | 0 | 486593 | 0 | 0 | 0 | 0 | 2118685.1604 | 0 | 0 | 0 | 0 | 0 | 0 | 0 | 0 | 0 | 0 | 0 | 0 | 0 | 0 | 0 | 0 | 17069.4623 | 0 | 0 | 0 | 0 | 0 | 0 | 0 | 0 | 0 | 0 | 0 | 0 | 0 | 0 | 0
2016-02-11 05:00 | 0 | 0 | 0 | 0 | 0 | 209460.895 | 0 | 468600 | 0 | 0 | 0 | 0 | 1859546.0555 | 0 | 0 | 0 | 0 | 0 | 0 | 0 | 0 | 0 | 0 | 0 | 0 | 0 | 0 | 0 | 0 | -259139.105 | 0 | 0 | 0 | 0 | 0 | 0 | 0 | 0 | 0 | 0 | 0 | 0 | 0 | 0 | 0
2016-02-11 06:00 | 0 | 0 | 0 | 0 | 0 | 455358.2483 | 0 | 457292 | 0 | 0 | 0 | 0 | 1857612.3038 | 0 | 0 | 0 | 0 | 0 | 0 | 0 | 0 | 0 | 0 | 0 | 0 | 0 | 0 | 0 | 0 | -1933.7517 | 0 | 0 | 0 | 0 | 0 | 0 | 0 | 0 | 0 | 0 | 0 | 0 | 0 | 0 | 0
2016-02-11 07:00 | 0 | 0 | 0 | 0 | 0 | 434043.5043 | 0 | 449932 | 0 | 0 | 0 | 0 | 1841723.8081 | 0 | 0 | 0 | 0 | 0 | 0 | 0 | 0 | 0 | 0 | 0 | 0 | 0 | 0 | 0 | 0 | -15888.4957 | 0 | 0 | 0 | 0 | 0 | 0 | 0 | 0 | 0 | 0 | 0 | 0 | 0 | 0 | 0
2016-02-11 08:00 | 0 | 0 | 0 | 0 | 0 | 188406.895 | 0 | 447546 | 0 | 0 | 0 | 0 | 1582584.7032 | 0 | 0 | 0 | 0 | 0 | 0 | 0 | 0 | 0 | 0 | 0 | 0 | 0 | 0 | 0 | 0 | -259139.105 | 0 | 0 | 0 | 0 | 0 | 0 | 0 | 0 | 0 | 0 | 0 | 0 | 0 | 0 | 0
2016-02-11 09:00 | 0 | 0 | 0 | 0 | 0 | 396059.8761 | 0 | 451367 | 0 | 0 | 0 | 0 | 1527277.5792 | 0 | 0 | 0 | 0 | 0 | 0 | 0 | 0 | 0 | 0 | 0 | 0 | 0 | 0 | 0 | 0 | -55307.1239 | 0 | 0 | 0 | 0 | 0 | 0 | 0 | 0 | 0 | 0 | 0 | 0 | 0 | 0 | 0
2016-02-11 10:00 | 0 | 0 | 0 | 0 | 0 | 384338.569 | 0 | 468521 | 0 | 0 | 0 | 0 | 1443095.1482 | 0 | 0 | 0 | 0 | 0 | 0 | 0 | 0 | 0 | 0 | 0 | 0 | 0 | 0 | 0 | 0 | -84182.431 | 0 | 0 | 0 | 0 | 0 | 0 | 0 | 0 | 0 | 0 | 0 | 0 | 0 | 0 | 0
2016-02-11 11:00 | 0 | 0 | 0 | 0 | 0 | 375441.4021 | 0 | 502753 | 0 | 0 | 0 | 0 | 1315783.5503 | 0 | 0 | 0 | 0 | 0 | 0 | 0 | 0 | 0 | 0 | 0 | 0 | 0 | 0 | 0 | 0 | -127311.5979 | 0 | 0 | 0 | 0 | 0 | 0 | 0 | 0 | 0 | 0 | 0 | 0 | 0 | 0 | 0
2016-02-11 12:00 | 0 | 0 | 0 | 0 | 0 | 365988.8454 | 0 | 530737 | 0 | 0 | 0 | 0 | 1151035.3957 | 0 | 0 | 0 | 0 | 0 | 0 | 0 | 0 | 0 | 0 | 0 | 0 | 0 | 0 | 0 | 0 | -164748.1546 | 0 | 0 | 0 | 0 | 0 | 0 | 0 | 0 | 0 | 0 | 0 | 0 | 0 | 0 | 0
2016-02-11 13:00 | 0 | 0 | 0 | 0 | 0 | 347642.4758 | 360.3344 | 533208 | 0 | 0 | 0 | 0 | 965830.2059 | 0 | 0 | 0 | 0 | 0 | 0 | 0 | 0 | 0 | 0 | 0 | 0 | 0 | 0 | 0 | 0 | -185205.1898 | 0 | 0 | 0 | 0 | 0 | 0 | 0 | 0 | 0 | 0 | 0 | 0 | 0 | 0 | 0
2016-02-11 14:00 | 0 | 0 | 0 | 0 | 0 | 267108.084 | 209519.9147 | 523308 | 0 | 0 | 0 | 0 | 919150.2046 | 0 | 0 | 0 | 0 | 0 | 0 | 0 | 0 | 0 | 0 | 0 | 0 | 0 | 0 | 0 | 0 | -46680.0013 | 0 | 0 | 0 | 0 | 0 | 0 | 0 | 0 | 0 | 0 | 0 | 0 | 0 | 0 | 0
2016-02-11 15:00 | 0 | 0 | 0 | 0 | 0 | 0 | 652177.6417 | 512717 | 0 | 0 | 0 | 0 | 1058610.8463 | 0 | 0 | 0 | 0 | 0 | 0 | 0 | 0 | 0 | 0 | 0 | 0 | 0 | 0 | 0 | 0 | 139460.6417 | 0 | 0 | 0 | 0 | 0 | 0 | 0 | 0 | 0 | 0 | 0 | 0 | 0 | 0 | 0
2016-02-11 16:00 | 0 | 0 | 0 | 0 | 0 | 40722.0919 | 717987.013 | 499570 | 0 | 0 | 0 | 0 | 1317749.9512 | 0 | 0 | 0 | 0 | 0 | 0 | 0 | 0 | 0 | 0 | 0 | 0 | 0 | 0 | 0 | 0 | 259139.105 | 0 | 0 | 0 | 0 | 0 | 0 | 0 | 0 | 0 | 0 | 0 | 0 | 0 | 0 | 0
2016-02-11 17:00 | 0 | 0 | 0 | 0 | 0 | 0 | 718104.8939 | 487907 | 0 | 0 | 0 | 0 | 1547947.8451 | 0 | 0 | 0 | 0 | 0 | 0 | 0 | 0 | 0 | 0 | 0 | 0 | 0 | 0 | 0 | 0 | 230197.8939 | 0 | 0 | 0 | 0 | 0 | 0 | 0 | 0 | 0 | 0 | 0 | 0 | 0 | 0 | 0
2016-02-11 18:00 | 0 | 0 | 0 | 0 | 0 | 47524.5286 | 691014.5763 | 479400 | 0 | 0 | 0 | 0 | 1807086.9501 | 0 | 0 | 0 | 0 | 0 | 0 | 0 | 0 | 0 | 0 | 0 | 0 | 0 | 0 | 0 | 0 | 259139.105 | 0 | 0 | 0 | 0 | 0 | 0 | 0 | 0 | 0 | 0 | 0 | 0 | 0 | 0 | 0
2016-02-11 19:00 | 0 | 0 | 0 | 0 | 0 | 0 | 675360.2247 | 473142 | 0 | 0 | 0 | 0 | 2009305.1748 | 0 | 0 | 0 | 0 | 0 | 0 | 0 | 0 | 0 | 0 | 0 | 0 | 0 | 0 | 0 | 0 | 202218.2247 | 0 | 0 | 0 | 0 | 0 | 0 | 0 | 0 | 0 | 0 | 0 | 0 | 0 | 0 | 0
2016-02-11 20:00 | 0 | 0 | 0 | 0 | 0 | 0 | 684977.9614 | 469165 | 0 | 0 | 0 | 0 | 2225118.1361 | 0 | 0 | 0 | 0 | 0 | 0 | 0 | 0 | 0 | 0 | 0 | 0 | 0 | 0 | 0 | 0 | 215812.9614 | 0 | 0 | 0 | 0 | 0 | 0 | 0 | 0 | 0 | 0 | 0 | 0 | 0 | 0 | 0
2016-02-11 21:00 | 0 | 0 | 0 | 0 | 0 | 26237.0319 | 704042.073 | 471140 | 0 | 0 | 0 | 0 | 2484257.2411 | 0 | 0 | 0 | 0 | 0 | 0 | 0 | 0 | 0 | 0 | 0 | 0 | 0 | 0 | 0 | 0 | 259139.105 | 0 | 0 | 0 | 0 | 0 | 0 | 0 | 0 | 0 | 0 | 0 | 0 | 0 | 0 | 0
2016-02-11 22:00 | 0 | 0 | 0 | 0 | 0 | 0 | 646306.7776 | 481798 | 0 | 0 | 0 | 0 | 2648766.0186 | 0 | 0 | 0 | 0 | 0 | 0 | 0 | 0 | 0 | 0 | 0 | 0 | 0 | 0 | 0 | 0 | 164508.7776 | 0 | 0 | 0 | 0 | 0 | 0 | 0 | 0 | 0 | 0 | 0 | 0 | 0 | 0 | 0
2016-02-11 23:00 | 0 | 0 | 0 | 0 | 0 | 0 | 370874.843 | 501780 | 0 | 0 | 0 | 0 | 2517860.8616 | 0 | 0 | 0 | 0 | 0 | 0 | 0 | 0 | 0 | 0 | 0 | 0 | 0 | 0 | 0 | 0 | -130905.157 | 0 | 0 | 0 | 0 | 0 | 0 | 0 | 0 | 0 | 0 | 0 | 0 | 0 | 0 | 0
2016-02-12 | 0 | 0 | 0 | 0 | 0 | 291596.7752 | 37956.4617 | 515314 | 0 | 0 | 0 | 0 | 2332100.0985 | 0 | 0 | 0 | 0 | 0 | 0 | 0 | 0 | 0 | 0 | 0 | 0 | 0 | 0 | 0 | 0 | -185760.7631 | 0 | 0 | 0 | 0 | 0 | 0 | 0 | 0 | 0 | 0 | 0 | 0 | 0 | 0 | 0
2016-02-12 01:00 | 0 | 0 | 0 | 0 | 0 | 292805.9548 | 0 | 517658 | 0 | 0 | 0 | 0 | 2107248.0533 | 0 | 0 | 0 | 0 | 0 | 0 | 0 | 0 | 0 | 0 | 0 | 0 | 0 | 0 | 0 | 0 | -224852.0452 | 0 | 0 | 0 | 0 | 0 | 0 | 0 | 0 | 0 | 0 | 0 | 0 | 0 | 0 | 0
2016-02-12 02:00 | 0 | 0 | 0 | 0 | 0 | 282192.2372 | 0 | 510551 | 0 | 0 | 0 | 0 | 1878889.2905 | 0 | 0 | 0 | 0 | 0 | 0 | 0 | 0 | 0 | 0 | 0 | 0 | 0 | 0 | 0 | 0 | -228358.7628 | 0 | 0 | 0 | 0 | 0 | 0 | 0 | 0 | 0 | 0 | 0 | 0 | 0 | 0 | 0
2016-02-12 03:00 | 0 | 0 | 0 | 0 | 0 | 263744.0225 | 0 | 492901 | 0 | 0 | 0 | 0 | 1649732.313 | 0 | 0 | 0 | 0 | 0 | 0 | 0 | 0 | 0 | 0 | 0 | 0 | 0 | 0 | 0 | 0 | -229156.9775 | 0 | 0 | 0 | 0 | 0 | 0 | 0 | 0 | 0 | 0 | 0 | 0 | 0 | 0 | 0
2016-02-12 04:00 | 0 | 0 | 0 | 0 | 0 | 247102.7342 | 0 | 471644 | 0 | 0 | 0 | 0 | 1425191.0472 | 0 | 0 | 0 | 0 | 0 | 0 | 0 | 0 | 0 | 0 | 0 | 0 | 0 | 0 | 0 | 0 | -224541.2658 | 0 | 0 | 0 | 0 | 0 | 0 | 0 | 0 | 0 | 0 | 0 | 0 | 0 | 0 | 0
2016-02-12 05:00 | 0 | 0 | 0 | 0 | 0 | 192678.895 | 0 | 451818 | 0 | 0 | 0 | 0 | 1166051.9422 | 0 | 0 | 0 | 0 | 0 | 0 | 0 | 0 | 0 | 0 | 0 | 0 | 0 | 0 | 0 | 0 | -259139.105 | 0 | 0 | 0 | 0 | 0 | 0 | 0 | 0 | 0 | 0 | 0 | 0 | 0 | 0 | 0
2016-02-12 06:00 | 0 | 0 | 0 | 0 | 0 | 251169.7026 | 0 | 438740 | 0 | 0 | 0 | 0 | 978481.6448 | 0 | 0 | 0 | 0 | 0 | 0 | 0 | 0 | 0 | 0 | 0 | 0 | 0 | 0 | 0 | 0 | -187570.2974 | 0 | 0 | 0 | 0 | 0 | 0 | 0 | 0 | 0 | 0 | 0 | 0 | 0 | 0 | 0
2016-02-12 07:00 | 0 | 0 | 0 | 0 | 0 | 269405.1705 | 0 | 430656 | 0 | 0 | 0 | 0 | 817230.8153 | 0 | 0 | 0 | 0 | 0 | 0 | 0 | 0 | 0 | 0 | 0 | 0 | 0 | 0 | 0 | 0 | -161250.8295 | 0 | 0 | 0 | 0 | 0 | 0 | 0 | 0 | 0 | 0 | 0 | 0 | 0 | 0 | 0
2016-02-12 08:00 | 0 | 0 | 0 | 0 | 0 | 295519.8424 | 0 | 426606 | 0 | 0 | 0 | 0 | 686144.6577 | 0 | 0 | 0 | 0 | 0 | 0 | 0 | 0 | 0 | 0 | 0 | 0 | 0 | 0 | 0 | 0 | -131086.1576 | 0 | 0 | 0 | 0 | 0 | 0 | 0 | 0 | 0 | 0 | 0 | 0 | 0 | 0 | 0
2016-02-12 09:00 | 0 | 0 | 0 | 0 | 0 | 326078.4935 | 0 | 429427 | 0 | 0 | 0 | 0 | 582796.1512 | 0 | 0 | 0 | 0 | 0 | 0 | 0 | 0 | 0 | 0 | 0 | 0 | 0 | 0 | 0 | 0 | -103348.5065 | 0 | 0 | 0 | 0 | 0 | 0 | 0 | 0 | 0 | 0 | 0 | 0 | 0 | 0 | 0
2016-02-12 10:00 | 0 | 0 | 0 | 0 | 0 | 356147.0615 | 0 | 444187 | 0 | 0 | 0 | 0 | 494756.2127 | 0 | 0 | 0 | 0 | 0 | 0 | 0 | 0 | 0 | 0 | 0 | 0 | 0 | 0 | 0 | 0 | -88039.9385 | 0 | 0 | 0 | 0 | 0 | 0 | 0 | 0 | 0 | 0 | 0 | 0 | 0 | 0 | 0
2016-02-12 11:00 | 0 | 0 | 0 | 0 | 0 | 216333.895 | 0 | 475473 | 0 | 0 | 0 | 0 | 235617.1078 | 0 | 0 | 0 | 0 | 0 | 0 | 0 | 0 | 0 | 0 | 0 | 0 | 0 | 0 | 0 | 0 | -259139.105 | 0 | 0 | 0 | 0 | 0 | 0 | 0 | 0 | 0 | 0 | 0 | 0 | 0 | 0 | 0
2016-02-12 12:00 | 0 | 0 | 0 | 0 | 0 | 394813.5319 | 0 | 502426 | 0 | 0 | 0 | 0 | 128004.6396 | 0 | 0 | 0 | 0 | 0 | 0 | 0 | 0 | 0 | 0 | 0 | 0 | 0 | 0 | 0 | 0 | -107612.4681 | 0 | 0 | 0 | 0 | 0 | 0 | 0 | 0 | 0 | 0 | 0 | 0 | 0 | 0 | 0
2016-02-12 13:00 | 0 | 0 | 0 | 0 | 0 | 380065.9038 | 452.4566 | 508523 | 0 | 0 | 0 | 0 | 0 | 0 | 0 | 0 | 0 | 0 | 0 | 0 | 0 | 0 | 0 | 0 | 0 | 0 | 0 | 0 | 0 | -128004.6396 | 0 | 0 | 0 | 0 | 0 | 0 | 0 | 0 | 0 | 0 | 0 | 0 | 0 | 0 | 0
2016-02-12 14:00 | 0 | 0 | 0 | 0 | 0 | 315333.1713 | 191169.8287 | 506503 | 0 | 0 | 0 | 0 | 0 | 0 | 0 | 0 | 0 | 0 | 0 | 0 | 0 | 0 | 0 | 0 | 0 | 0 | 0 | 0 | 0 | 0 | 0 | 0 | 0 | 0 | 0 | 0 | 0 | 0 | 0 | 0 | 0 | 0 | 0 | 0 | 0
2016-02-12 15:00 | 0 | 0 | 0 | 0 | 0 | 109577.1724 | 652127.9325 | 502566 | 0 | 0 | 0 | 0 | 259139.105 | 0 | 0 | 0 | 0 | 0 | 0 | 0 | 0 | 0 | 0 | 0 | 0 | 0 | 0 | 0 | 0 | 259139.105 | 0 | 0 | 0 | 0 | 0 | 0 | 0 | 0 | 0 | 0 | 0 | 0 | 0 | 0 | 0
2016-02-12 16:00 | 0 | 0 | 0 | 0 | 0 | 0 | 715419.8679 | 495536 | 0 | 0 | 0 | 0 | 479022.9728 | 0 | 0 | 0 | 0 | 0 | 0 | 0 | 0 | 0 | 0 | 0 | 0 | 0 | 0 | 0 | 0 | 219883.8679 | 0 | 0 | 0 | 0 | 0 | 0 | 0 | 0 | 0 | 0 | 0 | 0 | 0 | 0 | 0
2016-02-12 17:00 | 0 | 0 | 0 | 0 | 0 | 42507.4971 | 703381.6078 | 486750 | 0 | 0 | 0 | 0 | 738162.0778 | 0 | 0 | 0 | 0 | 0 | 0 | 0 | 0 | 0 | 0 | 0 | 0 | 0 | 0 | 0 | 0 | 259139.105 | 0 | 0 | 0 | 0 | 0 | 0 | 0 | 0 | 0 | 0 | 0 | 0 | 0 | 0 | 0
2016-02-12 18:00 | 0 | 0 | 0 | 0 | 0 | 0 | 678965.922 | 481045 | 0 | 0 | 0 | 0 | 936082.9998 | 0 | 0 | 0 | 0 | 0 | 0 | 0 | 0 | 0 | 0 | 0 | 0 | 0 | 0 | 0 | 0 | 197920.922 | 0 | 0 | 0 | 0 | 0 | 0 | 0 | 0 | 0 | 0 | 0 | 0 | 0 | 0 | 0
2016-02-12 19:00 | 0 | 0 | 0 | 0 | 0 | 41344.6379 | 667164.6493 | 477507 | 0 | 0 | 0 | 0 | 1167085.287 | 0 | 0 | 0 | 0 | 0 | 0 | 0 | 0 | 0 | 0 | 0 | 0 | 0 | 0 | 0 | 0 | 231002.2872 | 0 | 0 | 0 | 0 | 0 | 0 | 0 | 0 | 0 | 0 | 0 | 0 | 0 | 0 | 0
2016-02-12 20:00 | 0 | 0 | 0 | 0 | 0 | 0 | 679136.1037 | 475470 | 0 | 0 | 0 | 0 | 1370751.3907 | 0 | 0 | 0 | 0 | 0 | 0 | 0 | 0 | 0 | 0 | 0 | 0 | 0 | 0 | 0 | 0 | 203666.1037 | 0 | 0 | 0 | 0 | 0 | 0 | 0 | 0 | 0 | 0 | 0 | 0 | 0 | 0 | 0
2016-02-12 21:00 | 0 | 0 | 0 | 0 | 0 | 0 | 698366.7835 | 475511 | 0 | 0 | 0 | 0 | 1593607.1742 | 0 | 0 | 0 | 0 | 0 | 0 | 0 | 0 | 0 | 0 | 0 | 0 | 0 | 0 | 0 | 0 | 222855.7835 | 0 | 0 | 0 | 0 | 0 | 0 | 0 | 0 | 0 | 0 | 0 | 0 | 0 | 0 | 0
2016-02-12 22:00 | 0 | 0 | 0 | 0 | 0 | 0 | 651951.9973 | 480587 | 0 | 0 | 0 | 0 | 1764972.1715 | 0 | 0 | 0 | 0 | 0 | 0 | 0 | 0 | 0 | 0 | 0 | 0 | 0 | 0 | 0 | 0 | 171364.9973 | 0 | 0 | 0 | 0 | 0 | 0 | 0 | 0 | 0 | 0 | 0 | 0 | 0 | 0 | 0
2016-02-12 23:00 | 0 | 0 | 0 | 0 | 0 | 0 | 425856.452 | 492585 | 0 | 0 | 0 | 0 | 1698243.6235 | 0 | 0 | 0 | 0 | 0 | 0 | 0 | 0 | 0 | 0 | 0 | 0 | 0 | 0 | 0 | 0 | -66728.548 | 0 | 0 | 0 | 0 | 0 | 0 | 0 | 0 | 0 | 0 | 0 | 0 | 0 | 0 | 0
2016-02-13 | 0 | 0 | 0 | 0 | 0 | 470855.6667 | 66325.4622 | 499809 | 0 | 0 | 0 | 0 | 1735615.7524 | 0 | 0 | 0 | 0 | 0 | 0 | 0 | 0 | 0 | 0 | 0 | 0 | 0 | 0 | 0 | 0 | 37372.1289 | 0 | 0 | 0 | 0 | 0 | 0 | 0 | 0 | 0 | 0 | 0 | 0 | 0 | 0 | 0
2016-02-13 01:00 | 0 | 0 | 0 | 0 | 0 | 239591.8717 | 0.023353 | 498731 | 0 | 0 | 0 | 0 | 1476476.6474 | 0 | 0 | 0 | 0 | 0 | 0 | 0 | 0 | 0 | 0 | 0 | 0 | 0 | 0 | 0 | 0 | -259139.105 | 0 | 0 | 0 | 0 | 0 | 0 | 0 | 0 | 0 | 0 | 0 | 0 | 0 | 0 | 0
2016-02-13 02:00 | 0 | 0 | 0 | 0 | 0 | 467982.5645 | 0 | 491920 | 0 | 0 | 0 | 0 | 1452539.2119 | 0 | 0 | 0 | 0 | 0 | 0 | 0 | 0 | 0 | 0 | 0 | 0 | 0 | 0 | 0 | 0 | -23937.4355 | 0 | 0 | 0 | 0 | 0 | 0 | 0 | 0 | 0 | 0 | 0 | 0 | 0 | 0 | 0
2016-02-13 03:00 | 0 | 0 | 0 | 0 | 0 | 446697.2059 | 0 | 479170 | 0 | 0 | 0 | 0 | 1420066.4178 | 0 | 0 | 0 | 0 | 0 | 0 | 0 | 0 | 0 | 0 | 0 | 0 | 0 | 0 | 0 | 0 | -32472.7941 | 0 | 0 | 0 | 0 | 0 | 0 | 0 | 0 | 0 | 0 | 0 | 0 | 0 | 0 | 0
2016-02-13 04:00 | 0 | 0 | 0 | 0 | 0 | 426251.6043 | 0 | 462280 | 0 | 0 | 0 | 0 | 1384038.0221 | 0 | 0 | 0 | 0 | 0 | 0 | 0 | 0 | 0 | 0 | 0 | 0 | 0 | 0 | 0 | 0 | -36028.3957 | 0 | 0 | 0 | 0 | 0 | 0 | 0 | 0 | 0 | 0 | 0 | 0 | 0 | 0 | 0
2016-02-13 05:00 | 0 | 0 | 0 | 0 | 0 | 187011.895 | 0 | 446151 | 0 | 0 | 0 | 0 | 1124898.9172 | 0 | 0 | 0 | 0 | 0 | 0 | 0 | 0 | 0 | 0 | 0 | 0 | 0 | 0 | 0 | 0 | -259139.105 | 0 | 0 | 0 | 0 | 0 | 0 | 0 | 0 | 0 | 0 | 0 | 0 | 0 | 0 | 0
2016-02-13 06:00 | 0 | 0 | 0 | 0 | 0 | 383346.4634 | 0 | 434017 | 0 | 0 | 0 | 0 | 1074228.3806 | 0 | 0 | 0 | 0 | 0 | 0 | 0 | 0 | 0 | 0 | 0 | 0 | 0 | 0 | 0 | 0 | -50670.5366 | 0 | 0 | 0 | 0 | 0 | 0 | 0 | 0 | 0 | 0 | 0 | 0 | 0 | 0 | 0
2016-02-13 07:00 | 0 | 0 | 0 | 0 | 0 | 365301.1708 | 0 | 426569 | 0 | 0 | 0 | 0 | 1012960.5514 | 0 | 0 | 0 | 0 | 0 | 0 | 0 | 0 | 0 | 0 | 0 | 0 | 0 | 0 | 0 | 0 | -61267.8292 | 0 | 0 | 0 | 0 | 0 | 0 | 0 | 0 | 0 | 0 | 0 | 0 | 0 | 0 | 0
2016-02-13 08:00 | 0 | 0 | 0 | 0 | 0 | 354681.5416 | 0 | 423312 | 0 | 0 | 0 | 0 | 944330.0931 | 0 | 0 | 0 | 0 | 0 | 0 | 0 | 0 | 0 | 0 | 0 | 0 | 0 | 0 | 0 | 0 | -68630.4584 | 0 | 0 | 0 | 0 | 0 | 0 | 0 | 0 | 0 | 0 | 0 | 0 | 0 | 0 | 0
2016-02-13 09:00 | 0 | 0 | 0 | 0 | 0 | 165937.895 | 0 | 425077 | 0 | 0 | 0 | 0 | 685190.9881 | 0 | 0 | 0 | 0 | 0 | 0 | 0 | 0 | 0 | 0 | 0 | 0 | 0 | 0 | 0 | 0 | -259139.105 | 0 | 0 | 0 | 0 | 0 | 0 | 0 | 0 | 0 | 0 | 0 | 0 | 0 | 0 | 0
2016-02-13 10:00 | 0 | 0 | 0 | 0 | 0 | 353643.582 | 0 | 432371 | 0 | 0 | 0 | 0 | 606463.5701 | 0 | 0 | 0 | 0 | 0 | 0 | 0 | 0 | 0 | 0 | 0 | 0 | 0 | 0 | 0 | 0 | -78727.418 | 0 | 0 | 0 | 0 | 0 | 0 | 0 | 0 | 0 | 0 | 0 | 0 | 0 | 0 | 0
2016-02-13 11:00 | 0 | 0 | 0 | 0 | 0 | 186529.895 | 0 | 445669 | 0 | 0 | 0 | 0 | 347324.4651 | 0 | 0 | 0 | 0 | 0 | 0 | 0 | 0 | 0 | 0 | 0 | 0 | 0 | 0 | 0 | 0 | -259139.105 | 0 | 0 | 0 | 0 | 0 | 0 | 0 | 0 | 0 | 0 | 0 | 0 | 0 | 0 | 0
2016-02-13 12:00 | 0 | 0 | 0 | 0 | 0 | 373911.6398 | 0 | 462097 | 0 | 0 | 0 | 0 | 259139.105 | 0 | 0 | 0 | 0 | 0 | 0 | 0 | 0 | 0 | 0 | 0 | 0 | 0 | 0 | 0 | 0 | -88185.3602 | 0 | 0 | 0 | 0 | 0 | 0 | 0 | 0 | 0 | 0 | 0 | 0 | 0 | 0 | 0
2016-02-13 13:00 | 0 | 0 | 0 | 0 | 0 | 216487.7654 | 550.1297 | 476177 | 0 | 0 | 0 | 0 | 0 | 0 | 0 | 0 | 0 | 0 | 0 | 0 | 0 | 0 | 0 | 0 | 0 | 0 | 0 | 0 | 0 | -259139.105 | 0 | 0 | 0 | 0 | 0 | 0 | 0 | 0 | 0 | 0 | 0 | 0 | 0 | 0 | 0
2016-02-13 14:00 | 0 | 0 | 0 | 0 | 0 | 401442.8876 | 152150.8012 | 484883 | 0 | 0 | 0 | 0 | 68710.6889 | 0 | 0 | 0 | 0 | 0 | 0 | 0 | 0 | 0 | 0 | 0 | 0 | 0 | 0 | 0 | 0 | 68710.6889 | 0 | 0 | 0 | 0 | 0 | 0 | 0 | 0 | 0 | 0 | 0 | 0 | 0 | 0 | 0
2016-02-13 15:00 | 0 | 0 | 0 | 0 | 0 | 0 | 566616.7403 | 485582 | 0 | 0 | 0 | 0 | 149745.4291 | 0 | 0 | 0 | 0 | 0 | 0 | 0 | 0 | 0 | 0 | 0 | 0 | 0 | 0 | 0 | 0 | 81034.7403 | 0 | 0 | 0 | 0 | 0 | 0 | 0 | 0 | 0 | 0 | 0 | 0 | 0 | 0 | 0
2016-02-13 16:00 | 0 | 0 | 0 | 0 | 0 | 0 | 670306.5504 | 480430 | 0 | 0 | 0 | 0 | 339621.9795 | 0 | 0 | 0 | 0 | 0 | 0 | 0 | 0 | 0 | 0 | 0 | 0 | 0 | 0 | 0 | 0 | 189876.5504 | 0 | 0 | 0 | 0 | 0 | 0 | 0 | 0 | 0 | 0 | 0 | 0 | 0 | 0 | 0
2016-02-13 17:00 | 0 | 0 | 0 | 0 | 0 | 0 | 687851.9291 | 471854 | 0 | 0 | 0 | 0 | 555619.9086 | 0 | 0 | 0 | 0 | 0 | 0 | 0 | 0 | 0 | 0 | 0 | 0 | 0 | 0 | 0 | 0 | 215997.9291 | 0 | 0 | 0 | 0 | 0 | 0 | 0 | 0 | 0 | 0 | 0 | 0 | 0 | 0 | 0
2016-02-13 18:00 | 0 | 0 | 0 | 0 | 0 | 0 | 671144.4378 | 462669 | 0 | 0 | 0 | 0 | 764095.3464 | 0 | 0 | 0 | 0 | 0 | 0 | 0 | 0 | 0 | 0 | 0 | 0 | 0 | 0 | 0 | 0 | 208475.4378 | 0 | 0 | 0 | 0 | 0 | 0 | 0 | 0 | 0 | 0 | 0 | 0 | 0 | 0 | 0
2016-02-13 19:00 | 0 | 0 | 0 | 0 | 0 | 0 | 662046.792 | 456167 | 0 | 0 | 0 | 0 | 969975.1384 | 0 | 0 | 0 | 0 | 0 | 0 | 0 | 0 | 0 | 0 | 0 | 0 | 0 | 0 | 0 | 0 | 205879.792 | 0 | 0 | 0 | 0 | 0 | 0 | 0 | 0 | 0 | 0 | 0 | 0 | 0 | 0 | 0
2016-02-13 20:00 | 0 | 0 | 0 | 0 | 0 | 0 | 675327.2058 | 452362 | 0 | 0 | 0 | 0 | 1192940.3441 | 0 | 0 | 0 | 0 | 0 | 0 | 0 | 0 | 0 | 0 | 0 | 0 | 0 | 0 | 0 | 0 | 222965.2058 | 0 | 0 | 0 | 0 | 0 | 0 | 0 | 0 | 0 | 0 | 0 | 0 | 0 | 0 | 0
2016-02-13 21:00 | 0 | 0 | 0 | 0 | 0 | 0 | 688042.7174 | 455137 | 0 | 0 | 0 | 0 | 1425846.0615 | 0 | 0 | 0 | 0 | 0 | 0 | 0 | 0 | 0 | 0 | 0 | 0 | 0 | 0 | 0 | 0 | 232905.7174 | 0 | 0 | 0 | 0 | 0 | 0 | 0 | 0 | 0 | 0 | 0 | 0 | 0 | 0 | 0
2016-02-13 22:00 | 0 | 0 | 0 | 0 | 0 | 0 | 653356.2211 | 466557 | 0 | 0 | 0 | 0 | 1612645.2826 | 0 | 0 | 0 | 0 | 0 | 0 | 0 | 0 | 0 | 0 | 0 | 0 | 0 | 0 | 0 | 0 | 186799.2211 | 0 | 0 | 0 | 0 | 0 | 0 | 0 | 0 | 0 | 0 | 0 | 0 | 0 | 0 | 0
2016-02-13 23:00 | 0 | 0 | 0 | 0 | 0 | 0 | 432411.4012 | 487773 | 0 | 0 | 0 | 0 | 1557283.6838 | 0 | 0 | 0 | 0 | 0 | 0 | 0 | 0 | 0 | 0 | 0 | 0 | 0 | 0 | 0 | 0 | -55361.5988 | 0 | 0 | 0 | 0 | 0 | 0 | 0 | 0 | 0 | 0 | 0 | 0 | 0 | 0 | 0
2016-02-14 | 0 | 0 | 0 | 0 | 0 | 608539.9689 | 89736.1231 | 501197 | 0 | 0 | 0 | 0 | 1754362.7758 | 0 | 0 | 0 | 0 | 0 | 0 | 0 | 0 | 0 | 0 | 0 | 0 | 0 | 0 | 0 | 0 | 197079.092 | 0 | 0 | 0 | 0 | 0 | 0 | 0 | 0 | 0 | 0 | 0 | 0 | 0 | 0 | 0
2016-02-14 01:00 | 0 | 0 | 0 | 0 | 0 | 245532.8054 | 3.0896 | 504675 | 0 | 0 | 0 | 0 | 1495223.6708 | 0 | 0 | 0 | 0 | 0 | 0 | 0 | 0 | 0 | 0 | 0 | 0 | 0 | 0 | 0 | 0 | -259139.105 | 0 | 0 | 0 | 0 | 0 | 0 | 0 | 0 | 0 | 0 | 0 | 0 | 0 | 0 | 0
2016-02-14 02:00 | 0 | 0 | 0 | 0 | 0 | 242801.895 | 0 | 501941 | 0 | 0 | 0 | 0 | 1236084.5659 | 0 | 0 | 0 | 0 | 0 | 0 | 0 | 0 | 0 | 0 | 0 | 0 | 0 | 0 | 0 | 0 | -259139.105 | 0 | 0 | 0 | 0 | 0 | 0 | 0 | 0 | 0 | 0 | 0 | 0 | 0 | 0 | 0
2016-02-14 03:00 | 0 | 0 | 0 | 0 | 0 | 234075.895 | 0 | 493215 | 0 | 0 | 0 | 0 | 976945.4609 | 0 | 0 | 0 | 0 | 0 | 0 | 0 | 0 | 0 | 0 | 0 | 0 | 0 | 0 | 0 | 0 | -259139.105 | 0 | 0 | 0 | 0 | 0 | 0 | 0 | 0 | 0 | 0 | 0 | 0 | 0 | 0 | 0
2016-02-14 04:00 | 0 | 0 | 0 | 0 | 0 | 219829.895 | 0 | 478969 | 0 | 0 | 0 | 0 | 717806.356 | 0 | 0 | 0 | 0 | 0 | 0 | 0 | 0 | 0 | 0 | 0 | 0 | 0 | 0 | 0 | 0 | -259139.105 | 0 | 0 | 0 | 0 | 0 | 0 | 0 | 0 | 0 | 0 | 0 | 0 | 0 | 0 | 0
2016-02-14 05:00 | 0 | 0 | 0 | 0 | 0 | 205008.895 | 0 | 464148 | 0 | 0 | 0 | 0 | 458667.251 | 0 | 0 | 0 | 0 | 0 | 0 | 0 | 0 | 0 | 0 | 0 | 0 | 0 | 0 | 0 | 0 | -259139.105 | 0 | 0 | 0 | 0 | 0 | 0 | 0 | 0 | 0 | 0 | 0 | 0 | 0 | 0 | 0
2016-02-14 06:00 | 0 | 0 | 0 | 0 | 0 | 713030.105 | 0 | 453891 | 0 | 0 | 0 | 0 | 717806.356 | 0 | 0 | 0 | 0 | 0 | 0 | 0 | 0 | 0 | 0 | 0 | 0 | 0 | 0 | 0 | 0 | 259139.105 | 0 | 0 | 0 | 0 | 0 | 0 | 0 | 0 | 0 | 0 | 0 | 0 | 0 | 0 | 0
2016-02-14 07:00 | 0 | 0 | 0 | 0 | 0 | 706381.105 | 0 | 447242 | 0 | 0 | 0 | 0 | 976945.4609 | 0 | 0 | 0 | 0 | 0 | 0 | 0 | 0 | 0 | 0 | 0 | 0 | 0 | 0 | 0 | 0 | 259139.105 | 0 | 0 | 0 | 0 | 0 | 0 | 0 | 0 | 0 | 0 | 0 | 0 | 0 | 0 | 0
2016-02-14 08:00 | 0 | 0 | 0 | 0 | 0 | 184296.895 | 0 | 443436 | 0 | 0 | 0 | 0 | 717806.356 | 0 | 0 | 0 | 0 | 0 | 0 | 0 | 0 | 0 | 0 | 0 | 0 | 0 | 0 | 0 | 0 | -259139.105 | 0 | 0 | 0 | 0 | 0 | 0 | 0 | 0 | 0 | 0 | 0 | 0 | 0 | 0 | 0
2016-02-14 09:00 | 0 | 0 | 0 | 0 | 0 | 701545.105 | 0 | 442406 | 0 | 0 | 0 | 0 | 976945.4609 | 0 | 0 | 0 | 0 | 0 | 0 | 0 | 0 | 0 | 0 | 0 | 0 | 0 | 0 | 0 | 0 | 259139.105 | 0 | 0 | 0 | 0 | 0 | 0 | 0 | 0 | 0 | 0 | 0 | 0 | 0 | 0 | 0
2016-02-14 10:00 | 0 | 0 | 0 | 0 | 0 | 187204.895 | 0 | 446344 | 0 | 0 | 0 | 0 | 717806.356 | 0 | 0 | 0 | 0 | 0 | 0 | 0 | 0 | 0 | 0 | 0 | 0 | 0 | 0 | 0 | 0 | -259139.105 | 0 | 0 | 0 | 0 | 0 | 0 | 0 | 0 | 0 | 0 | 0 | 0 | 0 | 0 | 0
2016-02-14 11:00 | 0 | 0 | 0 | 0 | 0 | 196810.895 | 0 | 455950 | 0 | 0 | 0 | 0 | 458667.251 | 0 | 0 | 0 | 0 | 0 | 0 | 0 | 0 | 0 | 0 | 0 | 0 | 0 | 0 | 0 | 0 | -259139.105 | 0 | 0 | 0 | 0 | 0 | 0 | 0 | 0 | 0 | 0 | 0 | 0 | 0 | 0 | 0
2016-02-14 12:00 | 0 | 0 | 0 | 0 | 0 | 208542.895 | 0 | 467682 | 0 | 0 | 0 | 0 | 199528.1461 | 0 | 0 | 0 | 0 | 0 | 0 | 0 | 0 | 0 | 0 | 0 | 0 | 0 | 0 | 0 | 0 | -259139.105 | 0 | 0 | 0 | 0 | 0 | 0 | 0 | 0 | 0 | 0 | 0 | 0 | 0 | 0 | 0
2016-02-14 13:00 | 0 | 0 | 0 | 0 | 0 | 572827.2665 | 683.6314 | 477822 | 0 | 0 | 0 | 0 | 295217.044 | 0 | 0 | 0 | 0 | 0 | 0 | 0 | 0 | 0 | 0 | 0 | 0 | 0 | 0 | 0 | 0 | 95688.8979 | 0 | 0 | 0 | 0 | 0 | 0 | 0 | 0 | 0 | 0 | 0 | 0 | 0 | 0 | 0
2016-02-14 14:00 | 0 | 0 | 0 | 0 | 0 | 438775.1237 | 158778.4553 | 482732 | 0 | 0 | 0 | 0 | 410038.6229 | 0 | 0 | 0 | 0 | 0 | 0 | 0 | 0 | 0 | 0 | 0 | 0 | 0 | 0 | 0 | 0 | 114821.5789 | 0 | 0 | 0 | 0 | 0 | 0 | 0 | 0 | 0 | 0 | 0 | 0 | 0 | 0 | 0
2016-02-14 15:00 | 0 | 0 | 0 | 0 | 0 | 0 | 560619.5002 | 480794 | 0 | 0 | 0 | 0 | 489864.1231 | 0 | 0 | 0 | 0 | 0 | 0 | 0 | 0 | 0 | 0 | 0 | 0 | 0 | 0 | 0 | 0 | 79825.5002 | 0 | 0 | 0 | 0 | 0 | 0 | 0 | 0 | 0 | 0 | 0 | 0 | 0 | 0 | 0
2016-02-14 16:00 | 0 | 0 | 0 | 0 | 0 | 0 | 659999.8049 | 474300 | 0 | 0 | 0 | 0 | 675563.928 | 0 | 0 | 0 | 0 | 0 | 0 | 0 | 0 | 0 | 0 | 0 | 0 | 0 | 0 | 0 | 0 | 185699.8049 | 0 | 0 | 0 | 0 | 0 | 0 | 0 | 0 | 0 | 0 | 0 | 0 | 0 | 0 | 0
2016-02-14 17:00 | 0 | 0 | 0 | 0 | 0 | 0 | 666074.1879 | 468035 | 0 | 0 | 0 | 0 | 873603.1159 | 0 | 0 | 0 | 0 | 0 | 0 | 0 | 0 | 0 | 0 | 0 | 0 | 0 | 0 | 0 | 0 | 198039.1879 | 0 | 0 | 0 | 0 | 0 | 0 | 0 | 0 | 0 | 0 | 0 | 0 | 0 | 0 | 0
2016-02-14 18:00 | 0 | 0 | 0 | 0 | 0 | 0 | 645606.3526 | 461079 | 0 | 0 | 0 | 0 | 1058130.4685 | 0 | 0 | 0 | 0 | 0 | 0 | 0 | 0 | 0 | 0 | 0 | 0 | 0 | 0 | 0 | 0 | 184527.3526 | 0 | 0 | 0 | 0 | 0 | 0 | 0 | 0 | 0 | 0 | 0 | 0 | 0 | 0 | 0
2016-02-14 19:00 | 0 | 0 | 0 | 0 | 0 | 0 | 636579.9443 | 454990 | 0 | 0 | 0 | 0 | 1239720.4128 | 0 | 0 | 0 | 0 | 0 | 0 | 0 | 0 | 0 | 0 | 0 | 0 | 0 | 0 | 0 | 0 | 181589.9443 | 0 | 0 | 0 | 0 | 0 | 0 | 0 | 0 | 0 | 0 | 0 | 0 | 0 | 0 | 0
2016-02-14 20:00 | 0 | 0 | 0 | 0 | 0 | 0 | 649060.0145 | 453504 | 0 | 0 | 0 | 0 | 1435276.4273 | 0 | 0 | 0 | 0 | 0 | 0 | 0 | 0 | 0 | 0 | 0 | 0 | 0 | 0 | 0 | 0 | 195556.0145 | 0 | 0 | 0 | 0 | 0 | 0 | 0 | 0 | 0 | 0 | 0 | 0 | 0 | 0 | 0
2016-02-14 21:00 | 0 | 0 | 0 | 0 | 0 | 0 | 662998.0074 | 457219 | 0 | 0 | 0 | 0 | 1641055.4347 | 0 | 0 | 0 | 0 | 0 | 0 | 0 | 0 | 0 | 0 | 0 | 0 | 0 | 0 | 0 | 0 | 205779.0074 | 0 | 0 | 0 | 0 | 0 | 0 | 0 | 0 | 0 | 0 | 0 | 0 | 0 | 0 | 0
2016-02-14 22:00 | 0 | 0 | 0 | 0 | 0 | 0 | 600592.8834 | 468996 | 0 | 0 | 0 | 0 | 1772652.3181 | 0 | 0 | 0 | 0 | 0 | 0 | 0 | 0 | 0 | 0 | 0 | 0 | 0 | 0 | 0 | 0 | 131596.8834 | 0 | 0 | 0 | 0 | 0 | 0 | 0 | 0 | 0 | 0 | 0 | 0 | 0 | 0 | 0
2016-02-14 23:00 | 0 | 0 | 0 | 0 | 0 | 0 | 385082.1508 | 487064 | 0 | 0 | 0 | 0 | 1670670.4688 | 0 | 0 | 0 | 0 | 0 | 0 | 0 | 0 | 0 | 0 | 0 | 0 | 0 | 0 | 0 | 0 | -101981.8492 | 0 | 0 | 0 | 0 | 0 | 0 | 0 | 0 | 0 | 0 | 0 | 0 | 0 | 0 | 0
2016-02-15 | 0 | 0 | 0 | 0 | 0 | 404361.9609 | 55971.1681 | 497245 | 0 | 0 | 0 | 0 | 1633758.5979 | 0 | 0 | 0 | 0 | 0 | 0 | 0 | 0 | 0 | 0 | 0 | 0 | 0 | 0 | 0 | 0 | -36911.8709 | 0 | 0 | 0 | 0 | 0 | 0 | 0 | 0 | 0 | 0 | 0 | 0 | 0 | 0 | 0
2016-02-15 01:00 | 0 | 0 | 0 | 0 | 0 | 435169.4011 | 5.115 | 496464 | 0 | 0 | 0 | 0 | 1572469.114 | 0 | 0 | 0 | 0 | 0 | 0 | 0 | 0 | 0 | 0 | 0 | 0 | 0 | 0 | 0 | 0 | -61289.4839 | 0 | 0 | 0 | 0 | 0 | 0 | 0 | 0 | 0 | 0 | 0 | 0 | 0 | 0 | 0
2016-02-15 02:00 | 0 | 0 | 0 | 0 | 0 | 455358.5994 | 0 | 487759 | 0 | 0 | 0 | 0 | 1540068.7134 | 0 | 0 | 0 | 0 | 0 | 0 | 0 | 0 | 0 | 0 | 0 | 0 | 0 | 0 | 0 | 0 | -32400.4006 | 0 | 0 | 0 | 0 | 0 | 0 | 0 | 0 | 0 | 0 | 0 | 0 | 0 | 0 | 0
2016-02-15 03:00 | 0 | 0 | 0 | 0 | 0 | 465400.2285 | 0 | 473863 | 0 | 0 | 0 | 0 | 1531605.9419 | 0 | 0 | 0 | 0 | 0 | 0 | 0 | 0 | 0 | 0 | 0 | 0 | 0 | 0 | 0 | 0 | -8462.7715 | 0 | 0 | 0 | 0 | 0 | 0 | 0 | 0 | 0 | 0 | 0 | 0 | 0 | 0 | 0
2016-02-15 04:00 | 0 | 0 | 0 | 0 | 0 | 197107.895 | 0 | 456247 | 0 | 0 | 0 | 0 | 1272466.8369 | 0 | 0 | 0 | 0 | 0 | 0 | 0 | 0 | 0 | 0 | 0 | 0 | 0 | 0 | 0 | 0 | -259139.105 | 0 | 0 | 0 | 0 | 0 | 0 | 0 | 0 | 0 | 0 | 0 | 0 | 0 | 0 | 0
2016-02-15 05:00 | 0 | 0 | 0 | 0 | 0 | 483520.2574 | 0 | 438571 | 0 | 0 | 0 | 0 | 1317416.0943 | 0 | 0 | 0 | 0 | 0 | 0 | 0 | 0 | 0 | 0 | 0 | 0 | 0 | 0 | 0 | 0 | 44949.2574 | 0 | 0 | 0 | 0 | 0 | 0 | 0 | 0 | 0 | 0 | 0 | 0 | 0 | 0 | 0
2016-02-15 06:00 | 0 | 0 | 0 | 0 | 0 | 487629.5709 | 0 | 426178 | 0 | 0 | 0 | 0 | 1378867.6652 | 0 | 0 | 0 | 0 | 0 | 0 | 0 | 0 | 0 | 0 | 0 | 0 | 0 | 0 | 0 | 0 | 61451.5709 | 0 | 0 | 0 | 0 | 0 | 0 | 0 | 0 | 0 | 0 | 0 | 0 | 0 | 0 | 0
2016-02-15 07:00 | 0 | 0 | 0 | 0 | 0 | 158890.895 | 0 | 418030 | 0 | 0 | 0 | 0 | 1119728.5603 | 0 | 0 | 0 | 0 | 0 | 0 | 0 | 0 | 0 | 0 | 0 | 0 | 0 | 0 | 0 | 0 | -259139.105 | 0 | 0 | 0 | 0 | 0 | 0 | 0 | 0 | 0 | 0 | 0 | 0 | 0 | 0 | 0
2016-02-15 08:00 | 0 | 0 | 0 | 0 | 0 | 154662.895 | 0 | 413802 | 0 | 0 | 0 | 0 | 860589.4553 | 0 | 0 | 0 | 0 | 0 | 0 | 0 | 0 | 0 | 0 | 0 | 0 | 0 | 0 | 0 | 0 | -259139.105 | 0 | 0 | 0 | 0 | 0 | 0 | 0 | 0 | 0 | 0 | 0 | 0 | 0 | 0 | 0
2016-02-15 09:00 | 0 | 0 | 0 | 0 | 0 | 515305.0049 | 0 | 416020 | 0 | 0 | 0 | 0 | 959874.4603 | 0 | 0 | 0 | 0 | 0 | 0 | 0 | 0 | 0 | 0 | 0 | 0 | 0 | 0 | 0 | 0 | 99285.0049 | 0 | 0 | 0 | 0 | 0 | 0 | 0 | 0 | 0 | 0 | 0 | 0 | 0 | 0 | 0
2016-02-15 10:00 | 0 | 0 | 0 | 0 | 0 | 167101.895 | 0 | 426241 | 0 | 0 | 0 | 0 | 700735.3553 | 0 | 0 | 0 | 0 | 0 | 0 | 0 | 0 | 0 | 0 | 0 | 0 | 0 | 0 | 0 | 0 | -259139.105 | 0 | 0 | 0 | 0 | 0 | 0 | 0 | 0 | 0 | 0 | 0 | 0 | 0 | 0 | 0
2016-02-15 11:00 | 0 | 0 | 0 | 0 | 0 | 189684.895 | 0 | 448824 | 0 | 0 | 0 | 0 | 441596.2504 | 0 | 0 | 0 | 0 | 0 | 0 | 0 | 0 | 0 | 0 | 0 | 0 | 0 | 0 | 0 | 0 | -259139.105 | 0 | 0 | 0 | 0 | 0 | 0 | 0 | 0 | 0 | 0 | 0 | 0 | 0 | 0 | 0
2016-02-15 12:00 | 0 | 0 | 0 | 0 | 0 | 213110.895 | 0 | 472250 | 0 | 0 | 0 | 0 | 182457.1454 | 0 | 0 | 0 | 0 | 0 | 0 | 0 | 0 | 0 | 0 | 0 | 0 | 0 | 0 | 0 | 0 | -259139.105 | 0 | 0 | 0 | 0 | 0 | 0 | 0 | 0 | 0 | 0 | 0 | 0 | 0 | 0 | 0
2016-02-15 13:00 | 0 | 0 | 0 | 0 | 0 | 466654.767 | 859.3971 | 486638 | 0 | 0 | 0 | 0 | 163333.3096 | 0 | 0 | 0 | 0 | 0 | 0 | 0 | 0 | 0 | 0 | 0 | 0 | 0 | 0 | 0 | 0 | -19123.8358 | 0 | 0 | 0 | 0 | 0 | 0 | 0 | 0 | 0 | 0 | 0 | 0 | 0 | 0 | 0
2016-02-15 14:00 | 0 | 0 | 0 | 0 | 0 | 291657.8286 | 211323.479 | 495412 | 0 | 0 | 0 | 0 | 170902.6171 | 0 | 0 | 0 | 0 | 0 | 0 | 0 | 0 | 0 | 0 | 0 | 0 | 0 | 0 | 0 | 0 | 7569.3076 | 0 | 0 | 0 | 0 | 0 | 0 | 0 | 0 | 0 | 0 | 0 | 0 | 0 | 0 | 0
2016-02-15 15:00 | 0 | 0 | 0 | 0 | 0 | 0 | 629625.9399 | 501301 | 0 | 0 | 0 | 0 | 299227.557 | 0 | 0 | 0 | 0 | 0 | 0 | 0 | 0 | 0 | 0 | 0 | 0 | 0 | 0 | 0 | 0 | 128324.9399 | 0 | 0 | 0 | 0 | 0 | 0 | 0 | 0 | 0 | 0 | 0 | 0 | 0 | 0 | 0
2016-02-15 16:00 | 0 | 0 | 0 | 0 | 0 | 0 | 711785.7271 | 502221 | 0 | 0 | 0 | 0 | 508792.2841 | 0 | 0 | 0 | 0 | 0 | 0 | 0 | 0 | 0 | 0 | 0 | 0 | 0 | 0 | 0 | 0 | 209564.7271 | 0 | 0 | 0 | 0 | 0 | 0 | 0 | 0 | 0 | 0 | 0 | 0 | 0 | 0 | 0
2016-02-15 17:00 | 0 | 0 | 0 | 0 | 0 | 0 | 711770.8689 | 499362 | 0 | 0 | 0 | 0 | 721201.1531 | 0 | 0 | 0 | 0 | 0 | 0 | 0 | 0 | 0 | 0 | 0 | 0 | 0 | 0 | 0 | 0 | 212408.8689 | 0 | 0 | 0 | 0 | 0 | 0 | 0 | 0 | 0 | 0 | 0 | 0 | 0 | 0 | 0
2016-02-15 18:00 | 0 | 0 | 0 | 0 | 0 | 0 | 689616.9689 | 495186 | 0 | 0 | 0 | 0 | 915632.122 | 0 | 0 | 0 | 0 | 0 | 0 | 0 | 0 | 0 | 0 | 0 | 0 | 0 | 0 | 0 | 0 | 194430.9689 | 0 | 0 | 0 | 0 | 0 | 0 | 0 | 0 | 0 | 0 | 0 | 0 | 0 | 0 | 0
2016-02-15 19:00 | 0 | 0 | 0 | 0 | 0 | 0 | 678803.883 | 490387 | 0 | 0 | 0 | 0 | 1104049.005 | 0 | 0 | 0 | 0 | 0 | 0 | 0 | 0 | 0 | 0 | 0 | 0 | 0 | 0 | 0 | 0 | 188416.883 | 0 | 0 | 0 | 0 | 0 | 0 | 0 | 0 | 0 | 0 | 0 | 0 | 0 | 0 | 0
2016-02-15 20:00 | 0 | 0 | 0 | 0 | 0 | 0 | 692756.7992 | 486695 | 0 | 0 | 0 | 0 | 1310110.8042 | 0 | 0 | 0 | 0 | 0 | 0 | 0 | 0 | 0 | 0 | 0 | 0 | 0 | 0 | 0 | 0 | 206061.7992 | 0 | 0 | 0 | 0 | 0 | 0 | 0 | 0 | 0 | 0 | 0 | 0 | 0 | 0 | 0
2016-02-15 21:00 | 0 | 0 | 0 | 0 | 0 | 0 | 721898.0688 | 487005 | 0 | 0 | 0 | 0 | 1545003.8729 | 0 | 0 | 0 | 0 | 0 | 0 | 0 | 0 | 0 | 0 | 0 | 0 | 0 | 0 | 0 | 0 | 234893.0688 | 0 | 0 | 0 | 0 | 0 | 0 | 0 | 0 | 0 | 0 | 0 | 0 | 0 | 0 | 0
2016-02-15 22:00 | 0 | 0 | 0 | 0 | 0 | 0 | 697290.9034 | 494230 | 0 | 0 | 0 | 0 | 1748064.7763 | 0 | 0 | 0 | 0 | 0 | 0 | 0 | 0 | 0 | 0 | 0 | 0 | 0 | 0 | 0 | 0 | 203060.9034 | 0 | 0 | 0 | 0 | 0 | 0 | 0 | 0 | 0 | 0 | 0 | 0 | 0 | 0 | 0
2016-02-15 23:00 | 0 | 0 | 0 | 0 | 0 | 0 | 478718.5623 | 505582 | 0 | 0 | 0 | 0 | 1721201.3386 | 0 | 0 | 0 | 0 | 0 | 0 | 0 | 0 | 0 | 0 | 0 | 0 | 0 | 0 | 0 | 0 | -26863.4377 | 0 | 0 | 0 | 0 | 0 | 0 | 0 | 0 | 0 | 0 | 0 | 0 | 0 | 0 | 0
2016-02-16 | 0 | 0 | 0 | 0 | 0 | 489602.2247 | 67571.369 | 510575 | 0 | 0 | 0 | 0 | 1767799.9323 | 0 | 0 | 0 | 0 | 0 | 0 | 0 | 0 | 0 | 0 | 0 | 0 | 0 | 0 | 0 | 0 | 46598.5937 | 0 | 0 | 0 | 0 | 0 | 0 | 0 | 0 | 0 | 0 | 0 | 0 | 0 | 0 | 0
2016-02-16 01:00 | 0 | 0 | 0 | 0 | 0 | 552846.5058 | 12.2966 | 506685 | 0 | 0 | 0 | 0 | 1813973.7347 | 0 | 0 | 0 | 0 | 0 | 0 | 0 | 0 | 0 | 0 | 0 | 0 | 0 | 0 | 0 | 0 | 46173.8023 | 0 | 0 | 0 | 0 | 0 | 0 | 0 | 0 | 0 | 0 | 0 | 0 | 0 | 0 | 0
2016-02-16 02:00 | 0 | 0 | 0 | 0 | 0 | 233480.895 | 0 | 492620 | 0 | 0 | 0 | 0 | 1554834.6297 | 0 | 0 | 0 | 0 | 0 | 0 | 0 | 0 | 0 | 0 | 0 | 0 | 0 | 0 | 0 | 0 | -259139.105 | 0 | 0 | 0 | 0 | 0 | 0 | 0 | 0 | 0 | 0 | 0 | 0 | 0 | 0 | 0
2016-02-16 03:00 | 0 | 0 | 0 | 0 | 0 | 212643.895 | 0 | 471783 | 0 | 0 | 0 | 0 | 1295695.5248 | 0 | 0 | 0 | 0 | 0 | 0 | 0 | 0 | 0 | 0 | 0 | 0 | 0 | 0 | 0 | 0 | -259139.105 | 0 | 0 | 0 | 0 | 0 | 0 | 0 | 0 | 0 | 0 | 0 | 0 | 0 | 0 | 0
2016-02-16 04:00 | 0 | 0 | 0 | 0 | 0 | 187393.895 | 0 | 446533 | 0 | 0 | 0 | 0 | 1036556.4198 | 0 | 0 | 0 | 0 | 0 | 0 | 0 | 0 | 0 | 0 | 0 | 0 | 0 | 0 | 0 | 0 | -259139.105 | 0 | 0 | 0 | 0 | 0 | 0 | 0 | 0 | 0 | 0 | 0 | 0 | 0 | 0 | 0
2016-02-16 05:00 | 0 | 0 | 0 | 0 | 0 | 165927.895 | 0 | 425067 | 0 | 0 | 0 | 0 | 777417.3149 | 0 | 0 | 0 | 0 | 0 | 0 | 0 | 0 | 0 | 0 | 0 | 0 | 0 | 0 | 0 | 0 | -259139.105 | 0 | 0 | 0 | 0 | 0 | 0 | 0 | 0 | 0 | 0 | 0 | 0 | 0 | 0 | 0
2016-02-16 06:00 | 0 | 0 | 0 | 0 | 0 | 668108.105 | 0 | 408969 | 0 | 0 | 0 | 0 | 1036556.4198 | 0 | 0 | 0 | 0 | 0 | 0 | 0 | 0 | 0 | 0 | 0 | 0 | 0 | 0 | 0 | 0 | 259139.105 | 0 | 0 | 0 | 0 | 0 | 0 | 0 | 0 | 0 | 0 | 0 | 0 | 0 | 0 | 0
2016-02-16 07:00 | 0 | 0 | 0 | 0 | 0 | 139389.895 | 0 | 398529 | 0 | 0 | 0 | 0 | 777417.3149 | 0 | 0 | 0 | 0 | 0 | 0 | 0 | 0 | 0 | 0 | 0 | 0 | 0 | 0 | 0 | 0 | -259139.105 | 0 | 0 | 0 | 0 | 0 | 0 | 0 | 0 | 0 | 0 | 0 | 0 | 0 | 0 | 0
2016-02-16 08:00 | 0 | 0 | 0 | 0 | 0 | 651631.105 | 0 | 392492 | 0 | 0 | 0 | 0 | 1036556.4198 | 0 | 0 | 0 | 0 | 0 | 0 | 0 | 0 | 0 | 0 | 0 | 0 | 0 | 0 | 0 | 0 | 259139.105 | 0 | 0 | 0 | 0 | 0 | 0 | 0 | 0 | 0 | 0 | 0 | 0 | 0 | 0 | 0
2016-02-16 09:00 | 0 | 0 | 0 | 0 | 0 | 134134.895 | 0 | 393274 | 0 | 0 | 0 | 0 | 777417.3149 | 0 | 0 | 0 | 0 | 0 | 0 | 0 | 0 | 0 | 0 | 0 | 0 | 0 | 0 | 0 | 0 | -259139.105 | 0 | 0 | 0 | 0 | 0 | 0 | 0 | 0 | 0 | 0 | 0 | 0 | 0 | 0 | 0
2016-02-16 10:00 | 0 | 0 | 0 | 0 | 0 | 144932.895 | 0 | 404072 | 0 | 0 | 0 | 0 | 518278.2099 | 0 | 0 | 0 | 0 | 0 | 0 | 0 | 0 | 0 | 0 | 0 | 0 | 0 | 0 | 0 | 0 | -259139.105 | 0 | 0 | 0 | 0 | 0 | 0 | 0 | 0 | 0 | 0 | 0 | 0 | 0 | 0 | 0
2016-02-16 11:00 | 0 | 0 | 0 | 0 | 0 | 171199.895 | 0 | 430339 | 0 | 0 | 0 | 0 | 259139.105 | 0 | 0 | 0 | 0 | 0 | 0 | 0 | 0 | 0 | 0 | 0 | 0 | 0 | 0 | 0 | 0 | -259139.105 | 0 | 0 | 0 | 0 | 0 | 0 | 0 | 0 | 0 | 0 | 0 | 0 | 0 | 0 | 0
2016-02-16 12:00 | 0 | 0 | 0 | 0 | 0 | 198871.895 | 0 | 458011 | 0 | 0 | 0 | 0 | 0 | 0 | 0 | 0 | 0 | 0 | 0 | 0 | 0 | 0 | 0 | 0 | 0 | 0 | 0 | 0 | 0 | -259139.105 | 0 | 0 | 0 | 0 | 0 | 0 | 0 | 0 | 0 | 0 | 0 | 0 | 0 | 0 | 0
2016-02-16 13:00 | 0 | 0 | 0 | 0 | 0 | 607137.2818 | 1090.4139 | 469751 | 0 | 0 | 0 | 0 | 138476.6956 | 0 | 0 | 0 | 0 | 0 | 0 | 0 | 0 | 0 | 0 | 0 | 0 | 0 | 0 | 0 | 0 | 138476.6956 | 0 | 0 | 0 | 0 | 0 | 0 | 0 | 0 | 0 | 0 | 0 | 0 | 0 | 0 | 0
2016-02-16 14:00 | 0 | 0 | 0 | 0 | 0 | 420184.0746 | 221681.0435 | 472089 | 0 | 0 | 0 | 0 | 308252.8137 | 0 | 0 | 0 | 0 | 0 | 0 | 0 | 0 | 0 | 0 | 0 | 0 | 0 | 0 | 0 | 0 | 169776.118 | 0 | 0 | 0 | 0 | 0 | 0 | 0 | 0 | 0 | 0 | 0 | 0 | 0 | 0 | 0
2016-02-16 15:00 | 0 | 0 | 0 | 0 | 0 | 0 | 664208.4742 | 471516 | 0 | 0 | 0 | 0 | 500945.2879 | 0 | 0 | 0 | 0 | 0 | 0 | 0 | 0 | 0 | 0 | 0 | 0 | 0 | 0 | 0 | 0 | 192692.4742 | 0 | 0 | 0 | 0 | 0 | 0 | 0 | 0 | 0 | 0 | 0 | 0 | 0 | 0 | 0
2016-02-16 16:00 | 0 | 0 | 0 | 0 | 0 | 0 | 741185.0865 | 467780 | 0 | 0 | 0 | 0 | 760084.3928 | 14265.9815 | 0 | 0 | 0 | 0 | 0 | 0 | 0 | 0 | 0 | 0 | 0 | 0 | 0 | 0 | 0 | 259139.105 | 14265.9815 | 0 | 0 | 0 | 0 | 0 | 0 | 0 | 0 | 0 | 0 | 0 | 0 | 0 | 0
2016-02-16 17:00 | 0 | 0 | 0 | 0 | 0 | 0 | 735500.0865 | 462095 | 0 | 0 | 0 | 0 | 1019223.4978 | 28531.9631 | 0 | 0 | 0 | 0 | 0 | 0 | 0 | 0 | 0 | 0 | 0 | 0 | 0 | 0 | 0 | 259139.105 | 14265.9815 | 0 | 0 | 0 | 0 | 0 | 0 | 0 | 0 | 0 | 0 | 0 | 0 | 0 | 0
2016-02-16 18:00 | 0 | 0 | 0 | 0 | 0 | 0 | 711040.6986 | 457704 | 0 | 0 | 0 | 0 | 1272560.1964 | 28531.9631 | 0 | 0 | 0 | 0 | 0 | 0 | 0 | 0 | 0 | 0 | 0 | 0 | 0 | 0 | 0 | 253336.6986 | 0 | 0 | 0 | 0 | 0 | 0 | 0 | 0 | 0 | 0 | 0 | 0 | 0 | 0 | 0
2016-02-16 19:00 | 0 | 0 | 0 | 0 | 0 | 0 | 698475.2694 | 454346 | 0 | 0 | 0 | 0 | 1531699.3013 | 13522.1275 | 0 | 0 | 0 | 0 | 0 | 0 | 0 | 0 | 0 | 0 | 0 | 0 | 0 | 0 | 0 | 259139.105 | 0 | 15009.8356 | 0 | 0 | 0 | 0 | 0 | 0 | 0 | 0 | 0 | 0 | 0 | 0 | 0
2016-02-16 20:00 | 0 | 0 | 0 | 0 | 0 | 0 | 710025.8912 | 451843 | 0 | 0 | 0 | 0 | 1789882.1925 | 13522.1275 | 0 | 0 | 0 | 0 | 0 | 0 | 0 | 0 | 0 | 0 | 0 | 0 | 0 | 0 | 0 | 258182.8912 | 0 | 0 | 0 | 0 | 0 | 0 | 0 | 0 | 0 | 0 | 0 | 0 | 0 | 0 | 0
2016-02-16 21:00 | 0 | 0 | 0 | 0 | 0 | 0 | 727280.0865 | 453875 | 0 | 0 | 0 | 0 | 2049021.2975 | 27788.109 | 0 | 0 | 0 | 0 | 0 | 0 | 0 | 0 | 0 | 0 | 0 | 0 | 0 | 0 | 0 | 259139.105 | 14265.9815 | 0 | 0 | 0 | 0 | 0 | 0 | 0 | 0 | 0 | 0 | 0 | 0 | 0 | 0
2016-02-16 22:00 | 0 | 0 | 0 | 0 | 0 | 0 | 709007.6418 | 461734 | 0 | 0 | 0 | 0 | 2296294.9392 | 27788.109 | 0 | 0 | 0 | 0 | 0 | 0 | 0 | 0 | 0 | 0 | 0 | 0 | 0 | 0 | 0 | 247273.6418 | 0 | 0 | 0 | 0 | 0 | 0 | 0 | 0 | 0 | 0 | 0 | 0 | 0 | 0 | 0
2016-02-16 23:00 | 0 | 0 | 0 | 0 | 0 | 0 | 452876.2895 | 475995 | 0 | 0 | 0 | 0 | 2300964.3377 | 0 | 0 | 0 | 0 | 0 | 0 | 0 | 0 | 0 | 0 | 0 | 0 | 0 | 0 | 0 | 0 | 4669.3985 | 0 | 27788.109 | 0 | 0 | 0 | 0 | 0 | 0 | 0 | 0 | 0 | 0 | 0 | 0 | 0
2016-02-17 | 0 | 0 | 0 | 0 | 0 | 344585.29 | 72281.0405 | 484937 | 0 | 0 | 0 | 0 | 2232893.6682 | 0 | 0 | 0 | 0 | 0 | 0 | 0 | 0 | 0 | 0 | 0 | 0 | 0 | 0 | 0 | 0 | -68070.6695 | 0 | 0 | 0 | 0 | 0 | 0 | 0 | 0 | 0 | 0 | 0 | 0 | 0 | 0 | 0
2016-02-17 01:00 | 0 | 0 | 0 | 0 | 0 | 358618.7799 | 17.4632 | 484039 | 0 | 0 | 0 | 0 | 2107490.9114 | 0 | 0 | 0 | 0 | 0 | 0 | 0 | 0 | 0 | 0 | 0 | 0 | 0 | 0 | 0 | 0 | -125402.7568 | 0 | 0 | 0 | 0 | 0 | 0 | 0 | 0 | 0 | 0 | 0 | 0 | 0 | 0 | 0
2016-02-17 02:00 | 0 | 0 | 0 | 0 | 0 | 355705.9884 | 0 | 473447 | 0 | 0 | 0 | 0 | 1989749.8998 | 0 | 0 | 0 | 0 | 0 | 0 | 0 | 0 | 0 | 0 | 0 | 0 | 0 | 0 | 0 | 0 | -117741.0116 | 0 | 0 | 0 | 0 | 0 | 0 | 0 | 0 | 0 | 0 | 0 | 0 | 0 | 0 | 0
2016-02-17 03:00 | 0 | 0 | 0 | 0 | 0 | 353302.0553 | 0 | 453437 | 0 | 0 | 0 | 0 | 1889614.9552 | 0 | 0 | 0 | 0 | 0 | 0 | 0 | 0 | 0 | 0 | 0 | 0 | 0 | 0 | 0 | 0 | -100134.9447 | 0 | 0 | 0 | 0 | 0 | 0 | 0 | 0 | 0 | 0 | 0 | 0 | 0 | 0 | 0
2016-02-17 04:00 | 0 | 0 | 0 | 0 | 0 | 170308.895 | 0 | 429448 | 0 | 0 | 0 | 0 | 1630475.8502 | 0 | 0 | 0 | 0 | 0 | 0 | 0 | 0 | 0 | 0 | 0 | 0 | 0 | 0 | 0 | 0 | -259139.105 | 0 | 0 | 0 | 0 | 0 | 0 | 0 | 0 | 0 | 0 | 0 | 0 | 0 | 0 | 0
2016-02-17 05:00 | 0 | 0 | 0 | 0 | 0 | 375235.3602 | 0 | 409782 | 0 | 0 | 0 | 0 | 1595929.2104 | 0 | 0 | 0 | 0 | 0 | 0 | 0 | 0 | 0 | 0 | 0 | 0 | 0 | 0 | 0 | 0 | -34546.6398 | 0 | 0 | 0 | 0 | 0 | 0 | 0 | 0 | 0 | 0 | 0 | 0 | 0 | 0 | 0
2016-02-17 06:00 | 0 | 0 | 0 | 0 | 0 | 136929.895 | 0 | 396069 | 0 | 0 | 0 | 0 | 1336790.1054 | 0 | 0 | 0 | 0 | 0 | 0 | 0 | 0 | 0 | 0 | 0 | 0 | 0 | 0 | 0 | 0 | -259139.105 | 0 | 0 | 0 | 0 | 0 | 0 | 0 | 0 | 0 | 0 | 0 | 0 | 0 | 0 | 0
2016-02-17 07:00 | 0 | 0 | 0 | 0 | 0 | 410591.5814 | 0 | 387846 | 0 | 0 | 0 | 0 | 1359535.6869 | 0 | 0 | 0 | 0 | 0 | 0 | 0 | 0 | 0 | 0 | 0 | 0 | 0 | 0 | 0 | 0 | 22745.5814 | 0 | 0 | 0 | 0 | 0 | 0 | 0 | 0 | 0 | 0 | 0 | 0 | 0 | 0 | 0
2016-02-17 08:00 | 0 | 0 | 0 | 0 | 0 | 125606.895 | 0 | 384746 | 0 | 0 | 0 | 0 | 1100396.5819 | 0 | 0 | 0 | 0 | 0 | 0 | 0 | 0 | 0 | 0 | 0 | 0 | 0 | 0 | 0 | 0 | -259139.105 | 0 | 0 | 0 | 0 | 0 | 0 | 0 | 0 | 0 | 0 | 0 | 0 | 0 | 0 | 0
2016-02-17 09:00 | 0 | 0 | 0 | 0 | 0 | 128768.895 | 0 | 387908 | 0 | 0 | 0 | 0 | 841257.477 | 0 | 0 | 0 | 0 | 0 | 0 | 0 | 0 | 0 | 0 | 0 | 0 | 0 | 0 | 0 | 0 | -259139.105 | 0 | 0 | 0 | 0 | 0 | 0 | 0 | 0 | 0 | 0 | 0 | 0 | 0 | 0 | 0
2016-02-17 10:00 | 0 | 0 | 0 | 0 | 0 | 143825.895 | 0 | 402965 | 0 | 0 | 0 | 0 | 582118.372 | 0 | 0 | 0 | 0 | 0 | 0 | 0 | 0 | 0 | 0 | 0 | 0 | 0 | 0 | 0 | 0 | -259139.105 | 0 | 0 | 0 | 0 | 0 | 0 | 0 | 0 | 0 | 0 | 0 | 0 | 0 | 0 | 0
2016-02-17 11:00 | 0 | 0 | 0 | 0 | 0 | 422186.6725 | 0 | 435062 | 0 | 0 | 0 | 0 | 569243.0445 | 0 | 0 | 0 | 0 | 0 | 0 | 0 | 0 | 0 | 0 | 0 | 0 | 0 | 0 | 0 | 0 | -12875.3275 | 0 | 0 | 0 | 0 | 0 | 0 | 0 | 0 | 0 | 0 | 0 | 0 | 0 | 0 | 0
2016-02-17 12:00 | 0 | 0 | 0 | 0 | 0 | 407702.9758 | 0 | 464480 | 0 | 0 | 0 | 0 | 512466.0203 | 0 | 0 | 0 | 0 | 0 | 0 | 0 | 0 | 0 | 0 | 0 | 0 | 0 | 0 | 0 | 0 | -56777.0242 | 0 | 0 | 0 | 0 | 0 | 0 | 0 | 0 | 0 | 0 | 0 | 0 | 0 | 0 | 0
2016-02-17 13:00 | 0 | 0 | 0 | 0 | 0 | 357609.6665 | 1282.2758 | 472263 | 0 | 0 | 0 | 0 | 399094.9626 | 0 | 0 | 0 | 0 | 0 | 0 | 0 | 0 | 0 | 0 | 0 | 0 | 0 | 0 | 0 | 0 | -113371.0577 | 0 | 0 | 0 | 0 | 0 | 0 | 0 | 0 | 0 | 0 | 0 | 0 | 0 | 0 | 0
2016-02-17 14:00 | 0 | 0 | 0 | 0 | 0 | 0 | 245155.2581 | 470126 | 0 | 0 | 0 | 0 | 174124.2207 | 0 | 0 | 0 | 0 | 0 | 0 | 0 | 0 | 0 | 0 | 0 | 0 | 0 | 0 | 0 | 0 | -224970.7419 | 0 | 0 | 0 | 0 | 0 | 0 | 0 | 0 | 0 | 0 | 0 | 0 | 0 | 0 | 0
2016-02-17 15:00 | 0 | 0 | 0 | 0 | 0 | 0 | 572290.3134 | 465928 | 0 | 0 | 0 | 0 | 280486.5341 | 0 | 0 | 0 | 0 | 0 | 0 | 0 | 0 | 0 | 0 | 0 | 0 | 0 | 0 | 0 | 0 | 106362.3134 | 0 | 0 | 0 | 0 | 0 | 0 | 0 | 0 | 0 | 0 | 0 | 0 | 0 | 0 | 0
2016-02-17 16:00 | 0 | 0 | 0 | 0 | 0 | 0 | 646244.3388 | 460744 | 0 | 0 | 0 | 0 | 465986.8729 | 0 | 0 | 0 | 0 | 0 | 0 | 0 | 0 | 0 | 0 | 0 | 0 | 0 | 0 | 0 | 0 | 185500.3388 | 0 | 0 | 0 | 0 | 0 | 0 | 0 | 0 | 0 | 0 | 0 | 0 | 0 | 0 | 0
2016-02-17 17:00 | 0 | 0 | 0 | 0 | 0 | 0 | 644129.0715 | 454129 | 0 | 0 | 0 | 0 | 655986.9444 | 0 | 0 | 0 | 0 | 0 | 0 | 0 | 0 | 0 | 0 | 0 | 0 | 0 | 0 | 0 | 0 | 190000.0715 | 0 | 0 | 0 | 0 | 0 | 0 | 0 | 0 | 0 | 0 | 0 | 0 | 0 | 0 | 0
2016-02-17 18:00 | 0 | 0 | 0 | 0 | 0 | 0 | 628376.9775 | 450106 | 0 | 0 | 0 | 0 | 834257.9219 | 0 | 0 | 0 | 0 | 0 | 0 | 0 | 0 | 0 | 0 | 0 | 0 | 0 | 0 | 0 | 0 | 178270.9775 | 0 | 0 | 0 | 0 | 0 | 0 | 0 | 0 | 0 | 0 | 0 | 0 | 0 | 0 | 0
2016-02-17 19:00 | 0 | 0 | 0 | 0 | 0 | 0 | 618903.3858 | 446675 | 0 | 0 | 0 | 0 | 1006486.3077 | 0 | 0 | 0 | 0 | 0 | 0 | 0 | 0 | 0 | 0 | 0 | 0 | 0 | 0 | 0 | 0 | 172228.3858 | 0 | 0 | 0 | 0 | 0 | 0 | 0 | 0 | 0 | 0 | 0 | 0 | 0 | 0 | 0
2016-02-17 20:00 | 0 | 0 | 0 | 0 | 0 | 0 | 620169.4321 | 445132 | 0 | 0 | 0 | 0 | 1181523.7398 | 0 | 0 | 0 | 0 | 0 | 0 | 0 | 0 | 0 | 0 | 0 | 0 | 0 | 0 | 0 | 0 | 175037.4321 | 0 | 0 | 0 | 0 | 0 | 0 | 0 | 0 | 0 | 0 | 0 | 0 | 0 | 0 | 0
2016-02-17 21:00 | 0 | 0 | 0 | 0 | 0 | 0 | 615752.5536 | 447514 | 0 | 0 | 0 | 0 | 1349762.2934 | 0 | 0 | 0 | 0 | 0 | 0 | 0 | 0 | 0 | 0 | 0 | 0 | 0 | 0 | 0 | 0 | 168238.5536 | 0 | 0 | 0 | 0 | 0 | 0 | 0 | 0 | 0 | 0 | 0 | 0 | 0 | 0 | 0
2016-02-17 22:00 | 0 | 0 | 0 | 0 | 0 | 0 | 549000.9744 | 455731 | 0 | 0 | 0 | 0 | 1443032.2678 | 0 | 0 | 0 | 0 | 0 | 0 | 0 | 0 | 0 | 0 | 0 | 0 | 0 | 0 | 0 | 0 | 93269.9744 | 0 | 0 | 0 | 0 | 0 | 0 | 0 | 0 | 0 | 0 | 0 | 0 | 0 | 0 | 0
2016-02-17 23:00 | 0 | 0 | 0 | 0 | 0 | 0 | 323939.257 | 471276 | 0 | 0 | 0 | 0 | 1295695.5248 | 0 | 0 | 0 | 0 | 0 | 0 | 0 | 0 | 0 | 0 | 0 | 0 | 0 | 0 | 0 | 0 | -147336.743 | 0 | 0 | 0 | 0 | 0 | 0 | 0 | 0 | 0 | 0 | 0 | 0 | 0 | 0 | 0
2016-02-18 | 0 | 0 | 0 | 0 | 0 | 701168.7475 | 41697.3575 | 483727 | 0 | 0 | 0 | 0 | 1554834.6297 | 0 | 0 | 0 | 0 | 0 | 0 | 0 | 0 | 0 | 0 | 0 | 0 | 0 | 0 | 0 | 0 | 259139.105 | 0 | 0 | 0 | 0 | 0 | 0 | 0 | 0 | 0 | 0 | 0 | 0 | 0 | 0 | 0
2016-02-18 01:00 | 0 | 0 | 0 | 0 | 0 | 226016.7044 | 2.1907 | 485158 | 0 | 0 | 0 | 0 | 1295695.5248 | 0 | 0 | 0 | 0 | 0 | 0 | 0 | 0 | 0 | 0 | 0 | 0 | 0 | 0 | 0 | 0 | -259139.105 | 0 | 0 | 0 | 0 | 0 | 0 | 0 | 0 | 0 | 0 | 0 | 0 | 0 | 0 | 0
2016-02-18 02:00 | 0 | 0 | 0 | 0 | 0 | 217833.895 | 0 | 476973 | 0 | 0 | 0 | 0 | 1036556.4198 | 0 | 0 | 0 | 0 | 0 | 0 | 0 | 0 | 0 | 0 | 0 | 0 | 0 | 0 | 0 | 0 | -259139.105 | 0 | 0 | 0 | 0 | 0 | 0 | 0 | 0 | 0 | 0 | 0 | 0 | 0 | 0 | 0
2016-02-18 03:00 | 0 | 0 | 0 | 0 | 0 | 718712.105 | 0 | 459573 | 0 | 0 | 0 | 0 | 1295695.5248 | 0 | 0 | 0 | 0 | 0 | 0 | 0 | 0 | 0 | 0 | 0 | 0 | 0 | 0 | 0 | 0 | 259139.105 | 0 | 0 | 0 | 0 | 0 | 0 | 0 | 0 | 0 | 0 | 0 | 0 | 0 | 0 | 0
2016-02-18 04:00 | 0 | 0 | 0 | 0 | 0 | 696340.105 | 0 | 437201 | 0 | 0 | 0 | 0 | 1554834.6297 | 0 | 0 | 0 | 0 | 0 | 0 | 0 | 0 | 0 | 0 | 0 | 0 | 0 | 0 | 0 | 0 | 259139.105 | 0 | 0 | 0 | 0 | 0 | 0 | 0 | 0 | 0 | 0 | 0 | 0 | 0 | 0 | 0
2016-02-18 05:00 | 0 | 0 | 0 | 0 | 0 | 159145.895 | 0 | 418285 | 0 | 0 | 0 | 0 | 1295695.5248 | 0 | 0 | 0 | 0 | 0 | 0 | 0 | 0 | 0 | 0 | 0 | 0 | 0 | 0 | 0 | 0 | -259139.105 | 0 | 0 | 0 | 0 | 0 | 0 | 0 | 0 | 0 | 0 | 0 | 0 | 0 | 0 | 0
2016-02-18 06:00 | 0 | 0 | 0 | 0 | 0 | 147159.895 | 0 | 406299 | 0 | 0 | 0 | 0 | 1036556.4198 | 0 | 0 | 0 | 0 | 0 | 0 | 0 | 0 | 0 | 0 | 0 | 0 | 0 | 0 | 0 | 0 | -259139.105 | 0 | 0 | 0 | 0 | 0 | 0 | 0 | 0 | 0 | 0 | 0 | 0 | 0 | 0 | 0
2016-02-18 07:00 | 0 | 0 | 0 | 0 | 0 | 140175.895 | 0 | 399315 | 0 | 0 | 0 | 0 | 777417.3149 | 0 | 0 | 0 | 0 | 0 | 0 | 0 | 0 | 0 | 0 | 0 | 0 | 0 | 0 | 0 | 0 | -259139.105 | 0 | 0 | 0 | 0 | 0 | 0 | 0 | 0 | 0 | 0 | 0 | 0 | 0 | 0 | 0
2016-02-18 08:00 | 0 | 0 | 0 | 0 | 0 | 656820.105 | 0 | 397681 | 0 | 0 | 0 | 0 | 1036556.4198 | 0 | 0 | 0 | 0 | 0 | 0 | 0 | 0 | 0 | 0 | 0 | 0 | 0 | 0 | 0 | 0 | 259139.105 | 0 | 0 | 0 | 0 | 0 | 0 | 0 | 0 | 0 | 0 | 0 | 0 | 0 | 0 | 0
2016-02-18 09:00 | 0 | 0 | 0 | 0 | 0 | 142067.895 | 0 | 401207 | 0 | 0 | 0 | 0 | 777417.3149 | 0 | 0 | 0 | 0 | 0 | 0 | 0 | 0 | 0 | 0 | 0 | 0 | 0 | 0 | 0 | 0 | -259139.105 | 0 | 0 | 0 | 0 | 0 | 0 | 0 | 0 | 0 | 0 | 0 | 0 | 0 | 0 | 0
2016-02-18 10:00 | 0 | 0 | 0 | 0 | 0 | 157187.895 | 0 | 416327 | 0 | 0 | 0 | 0 | 518278.2099 | 0 | 0 | 0 | 0 | 0 | 0 | 0 | 0 | 0 | 0 | 0 | 0 | 0 | 0 | 0 | 0 | -259139.105 | 0 | 0 | 0 | 0 | 0 | 0 | 0 | 0 | 0 | 0 | 0 | 0 | 0 | 0 | 0
2016-02-18 11:00 | 0 | 0 | 0 | 0 | 0 | 191204.895 | 0 | 450344 | 0 | 0 | 0 | 0 | 259139.105 | 0 | 0 | 0 | 0 | 0 | 0 | 0 | 0 | 0 | 0 | 0 | 0 | 0 | 0 | 0 | 0 | -259139.105 | 0 | 0 | 0 | 0 | 0 | 0 | 0 | 0 | 0 | 0 | 0 | 0 | 0 | 0 | 0
2016-02-18 12:00 | 0 | 0 | 0 | 0 | 0 | 219509.895 | 0 | 478649 | 0 | 0 | 0 | 0 | 0 | 0 | 0 | 0 | 0 | 0 | 0 | 0 | 0 | 0 | 0 | 0 | 0 | 0 | 0 | 0 | 0 | -259139.105 | 0 | 0 | 0 | 0 | 0 | 0 | 0 | 0 | 0 | 0 | 0 | 0 | 0 | 0 | 0
2016-02-18 13:00 | 0 | 0 | 0 | 0 | 0 | 738257.0391 | 1677.5511 | 482466 | 0 | 0 | 0 | 0 | 257468.5902 | 0 | 0 | 0 | 0 | 0 | 0 | 0 | 0 | 0 | 0 | 0 | 0 | 0 | 0 | 0 | 0 | 257468.5902 | 0 | 0 | 0 | 0 | 0 | 0 | 0 | 0 | 0 | 0 | 0 | 0 | 0 | 0 | 0
2016-02-18 14:00 | 0 | 0 | 0 | 0 | 0 | 0 | 218415.4098 | 475884 | 0 | 0 | 0 | 0 | 0 | 0 | 0 | 0 | 0 | 0 | 0 | 0 | 0 | 0 | 0 | 0 | 0 | 0 | 0 | 0 | 0 | -257468.5902 | 0 | 0 | 0 | 0 | 0 | 0 | 0 | 0 | 0 | 0 | 0 | 0 | 0 | 0 | 0
2016-02-18 15:00 | 0 | 0 | 0 | 0 | 0 | 0 | 498139.8682 | 468614 | 0 | 0 | 0 | 0 | 29525.8682 | 0 | 0 | 0 | 0 | 0 | 0 | 0 | 0 | 0 | 0 | 0 | 0 | 0 | 0 | 0 | 0 | 29525.8682 | 0 | 0 | 0 | 0 | 0 | 0 | 0 | 0 | 0 | 0 | 0 | 0 | 0 | 0 | 0
2016-02-18 16:00 | 0 | 0 | 0 | 0 | 0 | 109118.7962 | 610336.3088 | 460316 | 0 | 0 | 0 | 0 | 288664.9731 | 0 | 0 | 0 | 0 | 0 | 0 | 0 | 0 | 0 | 0 | 0 | 0 | 0 | 0 | 0 | 0 | 259139.105 | 0 | 0 | 0 | 0 | 0 | 0 | 0 | 0 | 0 | 0 | 0 | 0 | 0 | 0 | 0
2016-02-18 17:00 | 0 | 0 | 0 | 0 | 0 | 0 | 644639.6909 | 452277 | 0 | 0 | 0 | 0 | 481027.664 | 0 | 0 | 0 | 0 | 0 | 0 | 0 | 0 | 0 | 0 | 0 | 0 | 0 | 0 | 0 | 0 | 192362.6909 | 0 | 0 | 0 | 0 | 0 | 0 | 0 | 0 | 0 | 0 | 0 | 0 | 0 | 0 | 0
2016-02-18 18:00 | 0 | 0 | 0 | 0 | 0 | 0 | 632969.2508 | 446581 | 0 | 0 | 0 | 0 | 667415.9148 | 0 | 0 | 0 | 0 | 0 | 0 | 0 | 0 | 0 | 0 | 0 | 0 | 0 | 0 | 0 | 0 | 186388.2508 | 0 | 0 | 0 | 0 | 0 | 0 | 0 | 0 | 0 | 0 | 0 | 0 | 0 | 0 | 0
2016-02-18 19:00 | 0 | 0 | 0 | 0 | 0 | 0 | 631083.8543 | 442689 | 0 | 0 | 0 | 0 | 855810.7691 | 0 | 0 | 0 | 0 | 0 | 0 | 0 | 0 | 0 | 0 | 0 | 0 | 0 | 0 | 0 | 0 | 188394.8543 | 0 | 0 | 0 | 0 | 0 | 0 | 0 | 0 | 0 | 0 | 0 | 0 | 0 | 0 | 0
2016-02-18 20:00 | 0 | 0 | 0 | 0 | 0 | 0 | 644410.0052 | 440034 | 0 | 0 | 0 | 0 | 1060186.7743 | 0 | 0 | 0 | 0 | 0 | 0 | 0 | 0 | 0 | 0 | 0 | 0 | 0 | 0 | 0 | 0 | 204376.0052 | 0 | 0 | 0 | 0 | 0 | 0 | 0 | 0 | 0 | 0 | 0 | 0 | 0 | 0 | 0
2016-02-18 21:00 | 0 | 0 | 0 | 0 | 0 | 0 | 662165.7062 | 441636 | 0 | 0 | 0 | 0 | 1280716.4804 | 0 | 0 | 0 | 0 | 0 | 0 | 0 | 0 | 0 | 0 | 0 | 0 | 0 | 0 | 0 | 0 | 220529.7062 | 0 | 0 | 0 | 0 | 0 | 0 | 0 | 0 | 0 | 0 | 0 | 0 | 0 | 0 | 0
2016-02-18 22:00 | 0 | 0 | 0 | 0 | 0 | 0 | 636988.8172 | 450288 | 0 | 0 | 0 | 0 | 1467417.2976 | 0 | 0 | 0 | 0 | 0 | 0 | 0 | 0 | 0 | 0 | 0 | 0 | 0 | 0 | 0 | 0 | 186700.8172 | 0 | 0 | 0 | 0 | 0 | 0 | 0 | 0 | 0 | 0 | 0 | 0 | 0 | 0 | 0
2016-02-18 23:00 | 0 | 0 | 0 | 0 | 0 | 0 | 452189.7865 | 467437 | 0 | 0 | 0 | 0 | 1452170.0841 | 0 | 0 | 0 | 0 | 0 | 0 | 0 | 0 | 0 | 0 | 0 | 0 | 0 | 0 | 0 | 0 | -15247.2135 | 0 | 0 | 0 | 0 | 0 | 0 | 0 | 0 | 0 | 0 | 0 | 0 | 0 | 0 | 0
2016-02-19 | 0 | 0 | 0 | 0 | 0 | 652858.0247 | 86391.0803 | 480110 | 0 | 0 | 0 | 0 | 1711309.1891 | 0 | 0 | 0 | 0 | 0 | 0 | 0 | 0 | 0 | 0 | 0 | 0 | 0 | 0 | 0 | 0 | 259139.105 | 0 | 0 | 0 | 0 | 0 | 0 | 0 | 0 | 0 | 0 | 0 | 0 | 0 | 0 | 0
2016-02-19 01:00 | 0 | 0 | 0 | 0 | 0 | 222940.7519 | 26.1432 | 482106 | 0 | 0 | 0 | 0 | 1452170.0841 | 0 | 0 | 0 | 0 | 0 | 0 | 0 | 0 | 0 | 0 | 0 | 0 | 0 | 0 | 0 | 0 | -259139.105 | 0 | 0 | 0 | 0 | 0 | 0 | 0 | 0 | 0 | 0 | 0 | 0 | 0 | 0 | 0
2016-02-19 02:00 | 0 | 0 | 0 | 0 | 0 | 733534.105 | 0 | 474395 | 0 | 0 | 0 | 0 | 1711309.1891 | 0 | 0 | 0 | 0 | 0 | 0 | 0 | 0 | 0 | 0 | 0 | 0 | 0 | 0 | 0 | 0 | 259139.105 | 0 | 0 | 0 | 0 | 0 | 0 | 0 | 0 | 0 | 0 | 0 | 0 | 0 | 0 | 0
2016-02-19 03:00 | 0 | 0 | 0 | 0 | 0 | 198142.895 | 0 | 457282 | 0 | 0 | 0 | 0 | 1452170.0841 | 0 | 0 | 0 | 0 | 0 | 0 | 0 | 0 | 0 | 0 | 0 | 0 | 0 | 0 | 0 | 0 | -259139.105 | 0 | 0 | 0 | 0 | 0 | 0 | 0 | 0 | 0 | 0 | 0 | 0 | 0 | 0 | 0
2016-02-19 04:00 | 0 | 0 | 0 | 0 | 0 | 174982.895 | 0 | 434122 | 0 | 0 | 0 | 0 | 1193030.9792 | 0 | 0 | 0 | 0 | 0 | 0 | 0 | 0 | 0 | 0 | 0 | 0 | 0 | 0 | 0 | 0 | -259139.105 | 0 | 0 | 0 | 0 | 0 | 0 | 0 | 0 | 0 | 0 | 0 | 0 | 0 | 0 | 0
2016-02-19 05:00 | 0 | 0 | 0 | 0 | 0 | 155396.895 | 0 | 414536 | 0 | 0 | 0 | 0 | 933891.8742 | 0 | 0 | 0 | 0 | 0 | 0 | 0 | 0 | 0 | 0 | 0 | 0 | 0 | 0 | 0 | 0 | -259139.105 | 0 | 0 | 0 | 0 | 0 | 0 | 0 | 0 | 0 | 0 | 0 | 0 | 0 | 0 | 0
2016-02-19 06:00 | 0 | 0 | 0 | 0 | 0 | 661167.105 | 0 | 402028 | 0 | 0 | 0 | 0 | 1193030.9792 | 0 | 0 | 0 | 0 | 0 | 0 | 0 | 0 | 0 | 0 | 0 | 0 | 0 | 0 | 0 | 0 | 259139.105 | 0 | 0 | 0 | 0 | 0 | 0 | 0 | 0 | 0 | 0 | 0 | 0 | 0 | 0 | 0
2016-02-19 07:00 | 0 | 0 | 0 | 0 | 0 | 134257.895 | 0 | 393397 | 0 | 0 | 0 | 0 | 933891.8742 | 0 | 0 | 0 | 0 | 0 | 0 | 0 | 0 | 0 | 0 | 0 | 0 | 0 | 0 | 0 | 0 | -259139.105 | 0 | 0 | 0 | 0 | 0 | 0 | 0 | 0 | 0 | 0 | 0 | 0 | 0 | 0 | 0
2016-02-19 08:00 | 0 | 0 | 0 | 0 | 0 | 129914.895 | 0 | 389054 | 0 | 0 | 0 | 0 | 674752.7693 | 0 | 0 | 0 | 0 | 0 | 0 | 0 | 0 | 0 | 0 | 0 | 0 | 0 | 0 | 0 | 0 | -259139.105 | 0 | 0 | 0 | 0 | 0 | 0 | 0 | 0 | 0 | 0 | 0 | 0 | 0 | 0 | 0
2016-02-19 09:00 | 0 | 0 | 0 | 0 | 0 | 650849.105 | 0 | 391710 | 0 | 0 | 0 | 0 | 933891.8742 | 0 | 0 | 0 | 0 | 0 | 0 | 0 | 0 | 0 | 0 | 0 | 0 | 0 | 0 | 0 | 0 | 259139.105 | 0 | 0 | 0 | 0 | 0 | 0 | 0 | 0 | 0 | 0 | 0 | 0 | 0 | 0 | 0
2016-02-19 10:00 | 0 | 0 | 0 | 0 | 0 | 146280.895 | 0 | 405420 | 0 | 0 | 0 | 0 | 674752.7693 | 0 | 0 | 0 | 0 | 0 | 0 | 0 | 0 | 0 | 0 | 0 | 0 | 0 | 0 | 0 | 0 | -259139.105 | 0 | 0 | 0 | 0 | 0 | 0 | 0 | 0 | 0 | 0 | 0 | 0 | 0 | 0 | 0
2016-02-19 11:00 | 0 | 0 | 0 | 0 | 0 | 176030.895 | 0 | 435170 | 0 | 0 | 0 | 0 | 415613.6643 | 0 | 0 | 0 | 0 | 0 | 0 | 0 | 0 | 0 | 0 | 0 | 0 | 0 | 0 | 0 | 0 | -259139.105 | 0 | 0 | 0 | 0 | 0 | 0 | 0 | 0 | 0 | 0 | 0 | 0 | 0 | 0 | 0
2016-02-19 12:00 | 0 | 0 | 0 | 0 | 0 | 201391.895 | 0 | 460531 | 0 | 0 | 0 | 0 | 156474.5594 | 0 | 0 | 0 | 0 | 0 | 0 | 0 | 0 | 0 | 0 | 0 | 0 | 0 | 0 | 0 | 0 | -259139.105 | 0 | 0 | 0 | 0 | 0 | 0 | 0 | 0 | 0 | 0 | 0 | 0 | 0 | 0 | 0
2016-02-19 13:00 | 0 | 0 | 0 | 0 | 0 | 721111.1407 | 1994.9643 | 463967 | 0 | 0 | 0 | 0 | 415613.6643 | 0 | 0 | 0 | 0 | 0 | 0 | 0 | 0 | 0 | 0 | 0 | 0 | 0 | 0 | 0 | 0 | 259139.105 | 0 | 0 | 0 | 0 | 0 | 0 | 0 | 0 | 0 | 0 | 0 | 0 | 0 | 0 | 0
2016-02-19 14:00 | 0 | 0 | 0 | 0 | 0 | 7538.3676 | 194153.5274 | 460831 | 0 | 0 | 0 | 0 | 156474.5594 | 0 | 0 | 0 | 0 | 0 | 0 | 0 | 0 | 0 | 0 | 0 | 0 | 0 | 0 | 0 | 0 | -259139.105 | 0 | 0 | 0 | 0 | 0 | 0 | 0 | 0 | 0 | 0 | 0 | 0 | 0 | 0 | 0
2016-02-19 15:00 | 0 | 0 | 0 | 0 | 0 | 0 | 555444.3046 | 457400 | 0 | 0 | 0 | 0 | 254518.864 | 0 | 0 | 0 | 0 | 0 | 0 | 0 | 0 | 0 | 0 | 0 | 0 | 0 | 0 | 0 | 0 | 98044.3046 | 0 | 0 | 0 | 0 | 0 | 0 | 0 | 0 | 0 | 0 | 0 | 0 | 0 | 0 | 0
2016-02-19 16:00 | 0 | 0 | 0 | 0 | 0 | 0 | 655442.9117 | 450971 | 0 | 0 | 0 | 0 | 458990.7757 | 0 | 0 | 0 | 0 | 0 | 0 | 0 | 0 | 0 | 0 | 0 | 0 | 0 | 0 | 0 | 0 | 204471.9117 | 0 | 0 | 0 | 0 | 0 | 0 | 0 | 0 | 0 | 0 | 0 | 0 | 0 | 0 | 0
2016-02-19 17:00 | 0 | 0 | 0 | 0 | 0 | 0 | 660482.262 | 444834 | 0 | 0 | 0 | 0 | 674639.0377 | 0 | 0 | 0 | 0 | 0 | 0 | 0 | 0 | 0 | 0 | 0 | 0 | 0 | 0 | 0 | 0 | 215648.262 | 0 | 0 | 0 | 0 | 0 | 0 | 0 | 0 | 0 | 0 | 0 | 0 | 0 | 0 | 0
2016-02-19 18:00 | 0 | 0 | 0 | 0 | 0 | 0 | 634576.2184 | 439677 | 0 | 0 | 0 | 0 | 869538.2562 | 0 | 0 | 0 | 0 | 0 | 0 | 0 | 0 | 0 | 0 | 0 | 0 | 0 | 0 | 0 | 0 | 194899.2184 | 0 | 0 | 0 | 0 | 0 | 0 | 0 | 0 | 0 | 0 | 0 | 0 | 0 | 0 | 0
2016-02-19 19:00 | 0 | 0 | 0 | 0 | 0 | 0 | 614986.7604 | 436715 | 0 | 0 | 0 | 0 | 1047810.0165 | 0 | 0 | 0 | 0 | 0 | 0 | 0 | 0 | 0 | 0 | 0 | 0 | 0 | 0 | 0 | 0 | 178271.7604 | 0 | 0 | 0 | 0 | 0 | 0 | 0 | 0 | 0 | 0 | 0 | 0 | 0 | 0 | 0
2016-02-19 20:00 | 0 | 0 | 0 | 0 | 0 | 0 | 613352.5367 | 434312 | 0 | 0 | 0 | 0 | 1226850.5532 | 0 | 0 | 0 | 0 | 0 | 0 | 0 | 0 | 0 | 0 | 0 | 0 | 0 | 0 | 0 | 0 | 179040.5367 | 0 | 0 | 0 | 0 | 0 | 0 | 0 | 0 | 0 | 0 | 0 | 0 | 0 | 0 | 0
2016-02-19 21:00 | 0 | 0 | 0 | 0 | 0 | 0 | 604487.1868 | 433831 | 0 | 0 | 0 | 0 | 1397506.74 | 0 | 0 | 0 | 0 | 0 | 0 | 0 | 0 | 0 | 0 | 0 | 0 | 0 | 0 | 0 | 0 | 170656.1868 | 0 | 0 | 0 | 0 | 0 | 0 | 0 | 0 | 0 | 0 | 0 | 0 | 0 | 0 | 0
2016-02-19 22:00 | 0 | 0 | 0 | 0 | 0 | 0 | 566434.8851 | 438853 | 0 | 0 | 0 | 0 | 1525088.6251 | 0 | 0 | 0 | 0 | 0 | 0 | 0 | 0 | 0 | 0 | 0 | 0 | 0 | 0 | 0 | 0 | 127581.8851 | 0 | 0 | 0 | 0 | 0 | 0 | 0 | 0 | 0 | 0 | 0 | 0 | 0 | 0 | 0
2016-02-19 23:00 | 0 | 0 | 0 | 0 | 0 | 0 | 413087.7747 | 448325 | 0 | 0 | 0 | 0 | 1489851.3998 | 0 | 0 | 0 | 0 | 0 | 0 | 0 | 0 | 0 | 0 | 0 | 0 | 0 | 0 | 0 | 0 | -35237.2253 | 0 | 0 | 0 | 0 | 0 | 0 | 0 | 0 | 0 | 0 | 0 | 0 | 0 | 0 | 0
2016-02-20 | 0 | 0 | 0 | 0 | 0 | 441196.0552 | 77490.1747 | 453703 | 0 | 0 | 0 | 0 | 1554834.6297 | 0 | 0 | 0 | 0 | 0 | 0 | 0 | 0 | 0 | 0 | 0 | 0 | 0 | 0 | 0 | 0 | 64983.2299 | 0 | 0 | 0 | 0 | 0 | 0 | 0 | 0 | 0 | 0 | 0 | 0 | 0 | 0 | 0
2016-02-20 01:00 | 0 | 0 | 0 | 0 | 0 | 205941.6601 | 22.2165 | 450837 | 0 | 0 | 0 | 0 | 1295695.5248 | 14265.9815 | 0 | 0 | 0 | 0 | 0 | 0 | 0 | 0 | 0 | 0 | 0 | 0 | 0 | 0 | 0 | -259139.105 | 14265.9815 | 0 | 0 | 0 | 0 | 0 | 0 | 0 | 0 | 0 | 0 | 0 | 0 | 0 | 0
2016-02-20 02:00 | 0 | 0 | 0 | 0 | 0 | 701381.105 | 0 | 442242 | 0 | 0 | 0 | 0 | 1554834.6297 | 14265.9815 | 0 | 0 | 0 | 0 | 0 | 0 | 0 | 0 | 0 | 0 | 0 | 0 | 0 | 0 | 0 | 259139.105 | 0 | 0 | 0 | 0 | 0 | 0 | 0 | 0 | 0 | 0 | 0 | 0 | 0 | 0 | 0
2016-02-20 03:00 | 0 | 0 | 0 | 0 | 0 | 686985.105 | 0 | 427846 | 0 | 0 | 0 | 0 | 1813973.7347 | 14265.9815 | 0 | 0 | 0 | 0 | 0 | 0 | 0 | 0 | 0 | 0 | 0 | 0 | 0 | 0 | 0 | 259139.105 | 0 | 0 | 0 | 0 | 0 | 0 | 0 | 0 | 0 | 0 | 0 | 0 | 0 | 0 | 0
2016-02-20 04:00 | 0 | 0 | 0 | 0 | 0 | 148930.895 | 0 | 408070 | 0 | 0 | 0 | 0 | 1554834.6297 | 14265.9815 | 0 | 0 | 0 | 0 | 0 | 0 | 0 | 0 | 0 | 0 | 0 | 0 | 0 | 0 | 0 | -259139.105 | 0 | 0 | 0 | 0 | 0 | 0 | 0 | 0 | 0 | 0 | 0 | 0 | 0 | 0 | 0
2016-02-20 05:00 | 0 | 0 | 0 | 0 | 0 | 129437.895 | 0 | 388577 | 0 | 0 | 0 | 0 | 1295695.5248 | 14265.9815 | 0 | 0 | 0 | 0 | 0 | 0 | 0 | 0 | 0 | 0 | 0 | 0 | 0 | 0 | 0 | -259139.105 | 0 | 0 | 0 | 0 | 0 | 0 | 0 | 0 | 0 | 0 | 0 | 0 | 0 | 0 | 0
2016-02-20 06:00 | 0 | 0 | 0 | 0 | 0 | 114432.895 | 0 | 373572 | 0 | 0 | 0 | 0 | 1036556.4198 | 14265.9815 | 0 | 0 | 0 | 0 | 0 | 0 | 0 | 0 | 0 | 0 | 0 | 0 | 0 | 0 | 0 | -259139.105 | 0 | 0 | 0 | 0 | 0 | 0 | 0 | 0 | 0 | 0 | 0 | 0 | 0 | 0 | 0
2016-02-20 07:00 | 0 | 0 | 0 | 0 | 0 | 103487.895 | 0 | 362627 | 0 | 0 | 0 | 0 | 777417.3149 | 14265.9815 | 0 | 0 | 0 | 0 | 0 | 0 | 0 | 0 | 0 | 0 | 0 | 0 | 0 | 0 | 0 | -259139.105 | 0 | 0 | 0 | 0 | 0 | 0 | 0 | 0 | 0 | 0 | 0 | 0 | 0 | 0 | 0
2016-02-20 08:00 | 0 | 0 | 0 | 0 | 0 | 97412.895 | 0 | 356552 | 0 | 0 | 0 | 0 | 518278.2099 | 14265.9815 | 0 | 0 | 0 | 0 | 0 | 0 | 0 | 0 | 0 | 0 | 0 | 0 | 0 | 0 | 0 | -259139.105 | 0 | 0 | 0 | 0 | 0 | 0 | 0 | 0 | 0 | 0 | 0 | 0 | 0 | 0 | 0
2016-02-20 09:00 | 0 | 0 | 0 | 0 | 0 | 613157.105 | 0 | 354018 | 0 | 0 | 0 | 0 | 777417.3149 | 14265.9815 | 0 | 0 | 0 | 0 | 0 | 0 | 0 | 0 | 0 | 0 | 0 | 0 | 0 | 0 | 0 | 259139.105 | 0 | 0 | 0 | 0 | 0 | 0 | 0 | 0 | 0 | 0 | 0 | 0 | 0 | 0 | 0
2016-02-20 10:00 | 0 | 0 | 0 | 0 | 0 | 97211.895 | 0 | 356351 | 0 | 0 | 0 | 0 | 518278.2099 | 14265.9815 | 0 | 0 | 0 | 0 | 0 | 0 | 0 | 0 | 0 | 0 | 0 | 0 | 0 | 0 | 0 | -259139.105 | 0 | 0 | 0 | 0 | 0 | 0 | 0 | 0 | 0 | 0 | 0 | 0 | 0 | 0 | 0
2016-02-20 11:00 | 0 | 0 | 0 | 0 | 0 | 106779.895 | 0 | 365919 | 0 | 0 | 0 | 0 | 259139.105 | 14265.9815 | 0 | 0 | 0 | 0 | 0 | 0 | 0 | 0 | 0 | 0 | 0 | 0 | 0 | 0 | 0 | -259139.105 | 0 | 0 | 0 | 0 | 0 | 0 | 0 | 0 | 0 | 0 | 0 | 0 | 0 | 0 | 0
2016-02-20 12:00 | 0 | 0 | 0 | 0 | 0 | 118585.895 | 0 | 377725 | 0 | 0 | 0 | 0 | 0 | 14265.9815 | 0 | 0 | 0 | 0 | 0 | 0 | 0 | 0 | 0 | 0 | 0 | 0 | 0 | 0 | 0 | -259139.105 | 0 | 0 | 0 | 0 | 0 | 0 | 0 | 0 | 0 | 0 | 0 | 0 | 0 | 0 | 0
2016-02-20 13:00 | 0 | 0 | 0 | 0 | 0 | 619583.304 | 1658.7394 | 389961 | 0 | 0 | 0 | 0 | 231281.0434 | 14265.9815 | 0 | 0 | 0 | 0 | 0 | 0 | 0 | 0 | 0 | 0 | 0 | 0 | 0 | 0 | 0 | 231281.0434 | 0 | 0 | 0 | 0 | 0 | 0 | 0 | 0 | 0 | 0 | 0 | 0 | 0 | 0 | 0
2016-02-20 14:00 | 0 | 0 | 0 | 0 | 0 | 356647.0084 | 223584.1326 | 399954 | 0 | 0 | 0 | 0 | 411558.1844 | 14265.9815 | 0 | 0 | 0 | 0 | 0 | 0 | 0 | 0 | 0 | 0 | 0 | 0 | 0 | 0 | 0 | 180277.141 | 0 | 0 | 0 | 0 | 0 | 0 | 0 | 0 | 0 | 0 | 0 | 0 | 0 | 0 | 0
2016-02-20 15:00 | 0 | 0 | 0 | 0 | 0 | 31226.633 | 631651.472 | 403739 | 0 | 0 | 0 | 0 | 670697.2893 | 14265.9815 | 0 | 0 | 0 | 0 | 0 | 0 | 0 | 0 | 0 | 0 | 0 | 0 | 0 | 0 | 0 | 259139.105 | 0 | 0 | 0 | 0 | 0 | 0 | 0 | 0 | 0 | 0 | 0 | 0 | 0 | 0 | 0
2016-02-20 16:00 | 0 | 0 | 0 | 0 | 0 | 0 | 676021.0865 | 402616 | 0 | 0 | 0 | 0 | 929836.3943 | 28531.9631 | 0 | 0 | 0 | 0 | 0 | 0 | 0 | 0 | 0 | 0 | 0 | 0 | 0 | 0 | 0 | 259139.105 | 14265.9815 | 0 | 0 | 0 | 0 | 0 | 0 | 0 | 0 | 0 | 0 | 0 | 0 | 0 | 0
2016-02-20 17:00 | 0 | 0 | 0 | 0 | 0 | 0 | 672451.0865 | 399046 | 0 | 0 | 0 | 0 | 1188975.4992 | 42797.9446 | 0 | 0 | 0 | 0 | 0 | 0 | 0 | 0 | 0 | 0 | 0 | 0 | 0 | 0 | 0 | 259139.105 | 14265.9815 | 0 | 0 | 0 | 0 | 0 | 0 | 0 | 0 | 0 | 0 | 0 | 0 | 0 | 0
2016-02-20 18:00 | 0 | 0 | 0 | 0 | 0 | 0 | 667709.0865 | 394304 | 0 | 0 | 0 | 0 | 1448114.6042 | 57063.9261 | 0 | 0 | 0 | 0 | 0 | 0 | 0 | 0 | 0 | 0 | 0 | 0 | 0 | 0 | 0 | 259139.105 | 14265.9815 | 0 | 0 | 0 | 0 | 0 | 0 | 0 | 0 | 0 | 0 | 0 | 0 | 0 | 0
2016-02-20 19:00 | 0 | 0 | 0 | 0 | 0 | 0 | 662585.0865 | 389180 | 0 | 0 | 0 | 0 | 1707253.7091 | 71329.9077 | 0 | 0 | 0 | 0 | 0 | 0 | 0 | 0 | 0 | 0 | 0 | 0 | 0 | 0 | 0 | 259139.105 | 14265.9815 | 0 | 0 | 0 | 0 | 0 | 0 | 0 | 0 | 0 | 0 | 0 | 0 | 0 | 0
2016-02-20 20:00 | 0 | 0 | 0 | 0 | 0 | 0 | 658678.0865 | 385273 | 0 | 0 | 0 | 0 | 1966392.8141 | 85595.8892 | 0 | 0 | 0 | 0 | 0 | 0 | 0 | 0 | 0 | 0 | 0 | 0 | 0 | 0 | 0 | 259139.105 | 14265.9815 | 0 | 0 | 0 | 0 | 0 | 0 | 0 | 0 | 0 | 0 | 0 | 0 | 0 | 0
2016-02-20 21:00 | 0 | 0 | 0 | 0 | 0 | 0 | 658211.0865 | 384806 | 0 | 0 | 0 | 0 | 2225531.919 | 99861.8707 | 0 | 0 | 0 | 0 | 0 | 0 | 0 | 0 | 0 | 0 | 0 | 0 | 0 | 0 | 0 | 259139.105 | 14265.9815 | 0 | 0 | 0 | 0 | 0 | 0 | 0 | 0 | 0 | 0 | 0 | 0 | 0 | 0
2016-02-20 22:00 | 0 | 0 | 0 | 0 | 0 | 0 | 656060.5124 | 389641 | 0 | 0 | 0 | 0 | 2484671.024 | 107142.2782 | 0 | 0 | 0 | 0 | 0 | 0 | 0 | 0 | 0 | 0 | 0 | 0 | 0 | 0 | 0 | 259139.105 | 7280.4075 | 0 | 0 | 0 | 0 | 0 | 0 | 0 | 0 | 0 | 0 | 0 | 0 | 0 | 0
2016-02-20 23:00 | 0 | 0 | 0 | 0 | 0 | 0 | 451393.3014 | 402422 | 0 | 0 | 0 | 0 | 2533642.3254 | 107142.2782 | 0 | 0 | 0 | 0 | 0 | 0 | 0 | 0 | 0 | 0 | 0 | 0 | 0 | 0 | 0 | 48971.3014 | 0 | 0 | 0 | 0 | 0 | 0 | 0 | 0 | 0 | 0 | 0 | 0 | 0 | 0 | 0
2016-02-21 | 0 | 0 | 0 | 0 | 0 | 85848.5411 | 85674.9301 | 410711 | 0 | 0 | 0 | 0 | 2294454.7965 | 107142.2782 | 0 | 0 | 0 | 0 | 0 | 0 | 0 | 0 | 0 | 0 | 0 | 0 | 0 | 0 | 0 | -239187.5288 | 0 | 0 | 0 | 0 | 0 | 0 | 0 | 0 | 0 | 0 | 0 | 0 | 0 | 0 | 0
2016-02-21 01:00 | 0 | 0 | 0 | 0 | 0 | 556616.8994 | 26.1432 | 410144 | 0 | 0 | 0 | 0 | 2440953.8391 | 107142.2782 | 0 | 0 | 0 | 0 | 0 | 0 | 0 | 0 | 0 | 0 | 0 | 0 | 0 | 0 | 0 | 146499.0425 | 0 | 0 | 0 | 0 | 0 | 0 | 0 | 0 | 0 | 0 | 0 | 0 | 0 | 0 | 0
2016-02-21 02:00 | 0 | 0 | 0 | 0 | 0 | 145698.895 | 0 | 404838 | 0 | 0 | 0 | 0 | 2181814.7341 | 107142.2782 | 0 | 0 | 0 | 0 | 0 | 0 | 0 | 0 | 0 | 0 | 0 | 0 | 0 | 0 | 0 | -259139.105 | 0 | 0 | 0 | 0 | 0 | 0 | 0 | 0 | 0 | 0 | 0 | 0 | 0 | 0 | 0
2016-02-21 03:00 | 0 | 0 | 0 | 0 | 0 | 134749.895 | 0 | 393889 | 0 | 0 | 0 | 0 | 1922675.6292 | 107142.2782 | 0 | 0 | 0 | 0 | 0 | 0 | 0 | 0 | 0 | 0 | 0 | 0 | 0 | 0 | 0 | -259139.105 | 0 | 0 | 0 | 0 | 0 | 0 | 0 | 0 | 0 | 0 | 0 | 0 | 0 | 0 | 0
2016-02-21 04:00 | 0 | 0 | 0 | 0 | 0 | 119240.895 | 0 | 378380 | 0 | 0 | 0 | 0 | 1663536.5242 | 107142.2782 | 0 | 0 | 0 | 0 | 0 | 0 | 0 | 0 | 0 | 0 | 0 | 0 | 0 | 0 | 0 | -259139.105 | 0 | 0 | 0 | 0 | 0 | 0 | 0 | 0 | 0 | 0 | 0 | 0 | 0 | 0 | 0
2016-02-21 05:00 | 0 | 0 | 0 | 0 | 0 | 462583.9605 | 0 | 362368 | 0 | 0 | 0 | 0 | 1763752.4847 | 107142.2782 | 0 | 0 | 0 | 0 | 0 | 0 | 0 | 0 | 0 | 0 | 0 | 0 | 0 | 0 | 0 | 100215.9605 | 0 | 0 | 0 | 0 | 0 | 0 | 0 | 0 | 0 | 0 | 0 | 0 | 0 | 0 | 0
2016-02-21 06:00 | 0 | 0 | 0 | 0 | 0 | 90805.895 | 0 | 349945 | 0 | 0 | 0 | 0 | 1504613.3798 | 107142.2782 | 0 | 0 | 0 | 0 | 0 | 0 | 0 | 0 | 0 | 0 | 0 | 0 | 0 | 0 | 0 | -259139.105 | 0 | 0 | 0 | 0 | 0 | 0 | 0 | 0 | 0 | 0 | 0 | 0 | 0 | 0 | 0
2016-02-21 07:00 | 0 | 0 | 0 | 0 | 0 | 80942.895 | 0 | 340082 | 0 | 0 | 0 | 0 | 1245474.2748 | 107142.2782 | 0 | 0 | 0 | 0 | 0 | 0 | 0 | 0 | 0 | 0 | 0 | 0 | 0 | 0 | 0 | -259139.105 | 0 | 0 | 0 | 0 | 0 | 0 | 0 | 0 | 0 | 0 | 0 | 0 | 0 | 0 | 0
2016-02-21 08:00 | 0 | 0 | 0 | 0 | 0 | 75817.895 | 0 | 334957 | 0 | 0 | 0 | 0 | 986335.1699 | 107142.2782 | 0 | 0 | 0 | 0 | 0 | 0 | 0 | 0 | 0 | 0 | 0 | 0 | 0 | 0 | 0 | -259139.105 | 0 | 0 | 0 | 0 | 0 | 0 | 0 | 0 | 0 | 0 | 0 | 0 | 0 | 0 | 0
2016-02-21 09:00 | 0 | 0 | 0 | 0 | 0 | 73752.895 | 0 | 332892 | 0 | 0 | 0 | 0 | 727196.0649 | 107142.2782 | 0 | 0 | 0 | 0 | 0 | 0 | 0 | 0 | 0 | 0 | 0 | 0 | 0 | 0 | 0 | -259139.105 | 0 | 0 | 0 | 0 | 0 | 0 | 0 | 0 | 0 | 0 | 0 | 0 | 0 | 0 | 0
2016-02-21 10:00 | 0 | 0 | 0 | 0 | 0 | 435198.4984 | 0 | 334852 | 0 | 0 | 0 | 0 | 827542.5634 | 107142.2782 | 0 | 0 | 0 | 0 | 0 | 0 | 0 | 0 | 0 | 0 | 0 | 0 | 0 | 0 | 0 | 100346.4984 | 0 | 0 | 0 | 0 | 0 | 0 | 0 | 0 | 0 | 0 | 0 | 0 | 0 | 0 | 0
2016-02-21 11:00 | 0 | 0 | 0 | 0 | 0 | 82469.895 | 0 | 341609 | 0 | 0 | 0 | 0 | 568403.4584 | 107142.2782 | 0 | 0 | 0 | 0 | 0 | 0 | 0 | 0 | 0 | 0 | 0 | 0 | 0 | 0 | 0 | -259139.105 | 0 | 0 | 0 | 0 | 0 | 0 | 0 | 0 | 0 | 0 | 0 | 0 | 0 | 0 | 0
2016-02-21 12:00 | 0 | 0 | 0 | 0 | 0 | 92550.895 | 0 | 351690 | 0 | 0 | 0 | 0 | 309264.3535 | 107142.2782 | 0 | 0 | 0 | 0 | 0 | 0 | 0 | 0 | 0 | 0 | 0 | 0 | 0 | 0 | 0 | -259139.105 | 0 | 0 | 0 | 0 | 0 | 0 | 0 | 0 | 0 | 0 | 0 | 0 | 0 | 0 | 0
2016-02-21 13:00 | 0 | 0 | 0 | 0 | 0 | 356668.7806 | 686.3893 | 363583 | 0 | 0 | 0 | 0 | 303036.5234 | 107142.2782 | 0 | 0 | 0 | 0 | 0 | 0 | 0 | 0 | 0 | 0 | 0 | 0 | 0 | 0 | 0 | -6227.8301 | 0 | 0 | 0 | 0 | 0 | 0 | 0 | 0 | 0 | 0 | 0 | 0 | 0 | 0 | 0
2016-02-21 14:00 | 0 | 0 | 0 | 0 | 0 | 0 | 178075.1926 | 376732 | 0 | 0 | 0 | 0 | 104379.7159 | 107142.2782 | 0 | 0 | 0 | 0 | 0 | 0 | 0 | 0 | 0 | 0 | 0 | 0 | 0 | 0 | 0 | -198656.8074 | 0 | 0 | 0 | 0 | 0 | 0 | 0 | 0 | 0 | 0 | 0 | 0 | 0 | 0 | 0
2016-02-21 15:00 | 0 | 0 | 0 | 0 | 0 | 0 | 571474.7665 | 383921 | 0 | 0 | 0 | 0 | 291933.4825 | 107142.2782 | 0 | 0 | 0 | 0 | 0 | 0 | 0 | 0 | 0 | 0 | 0 | 0 | 0 | 0 | 0 | 187553.7665 | 0 | 0 | 0 | 0 | 0 | 0 | 0 | 0 | 0 | 0 | 0 | 0 | 0 | 0 | 0
2016-02-21 16:00 | 0 | 0 | 0 | 0 | 0 | 0 | 661039.0865 | 387634 | 0 | 0 | 0 | 0 | 551072.5874 | 121408.2598 | 0 | 0 | 0 | 0 | 0 | 0 | 0 | 0 | 0 | 0 | 0 | 0 | 0 | 0 | 0 | 259139.105 | 14265.9815 | 0 | 0 | 0 | 0 | 0 | 0 | 0 | 0 | 0 | 0 | 0 | 0 | 0 | 0
2016-02-21 17:00 | 0 | 0 | 0 | 0 | 0 | 0 | 662840.0865 | 389435 | 0 | 0 | 0 | 0 | 810211.6924 | 135674.2413 | 0 | 0 | 0 | 0 | 0 | 0 | 0 | 0 | 0 | 0 | 0 | 0 | 0 | 0 | 0 | 259139.105 | 14265.9815 | 0 | 0 | 0 | 0 | 0 | 0 | 0 | 0 | 0 | 0 | 0 | 0 | 0 | 0
2016-02-21 18:00 | 0 | 0 | 0 | 0 | 0 | 0 | 662025.0865 | 388620 | 0 | 0 | 0 | 0 | 1069350.7973 | 149940.2228 | 0 | 0 | 0 | 0 | 0 | 0 | 0 | 0 | 0 | 0 | 0 | 0 | 0 | 0 | 0 | 259139.105 | 14265.9815 | 0 | 0 | 0 | 0 | 0 | 0 | 0 | 0 | 0 | 0 | 0 | 0 | 0 | 0
2016-02-21 19:00 | 0 | 0 | 0 | 0 | 0 | 0 | 655219.7472 | 386747 | 0 | 0 | 0 | 0 | 1328489.9023 | 159273.8651 | 0 | 0 | 0 | 0 | 0 | 0 | 0 | 0 | 0 | 0 | 0 | 0 | 0 | 0 | 0 | 259139.105 | 9333.6423 | 0 | 0 | 0 | 0 | 0 | 0 | 0 | 0 | 0 | 0 | 0 | 0 | 0 | 0
2016-02-21 20:00 | 0 | 0 | 0 | 0 | 0 | 0 | 659833.0865 | 386428 | 0 | 0 | 0 | 0 | 1587629.0072 | 173539.8466 | 0 | 0 | 0 | 0 | 0 | 0 | 0 | 0 | 0 | 0 | 0 | 0 | 0 | 0 | 0 | 259139.105 | 14265.9815 | 0 | 0 | 0 | 0 | 0 | 0 | 0 | 0 | 0 | 0 | 0 | 0 | 0 | 0
2016-02-21 21:00 | 0 | 0 | 0 | 0 | 0 | 0 | 662636.0865 | 389231 | 0 | 0 | 0 | 0 | 1846768.1122 | 187805.8282 | 0 | 0 | 0 | 0 | 0 | 0 | 0 | 0 | 0 | 0 | 0 | 0 | 0 | 0 | 0 | 259139.105 | 14265.9815 | 0 | 0 | 0 | 0 | 0 | 0 | 0 | 0 | 0 | 0 | 0 | 0 | 0 | 0
2016-02-21 22:00 | 0 | 0 | 0 | 0 | 0 | 0 | 667874.9198 | 397837 | 0 | 0 | 0 | 0 | 2105907.2171 | 198704.643 | 0 | 0 | 0 | 0 | 0 | 0 | 0 | 0 | 0 | 0 | 0 | 0 | 0 | 0 | 0 | 259139.105 | 10898.8149 | 0 | 0 | 0 | 0 | 0 | 0 | 0 | 0 | 0 | 0 | 0 | 0 | 0 | 0
2016-02-21 23:00 | 0 | 0 | 0 | 0 | 0 | 0 | 493752.5521 | 412587 | 0 | 0 | 0 | 0 | 2172806.7877 | 212970.6246 | 0 | 0 | 0 | 0 | 0 | 0 | 0 | 0 | 0 | 0 | 0 | 0 | 0 | 0 | 0 | 66899.5706 | 14265.9815 | 0 | 0 | 0 | 0 | 0 | 0 | 0 | 0 | 0 | 0 | 0 | 0 | 0 | 0
2016-02-22 | 0 | 0 | 0 | 0 | 0 | 346221.4696 | 108510.0446 | 424634 | 0 | 0 | 0 | 0 | 2202904.3019 | 212970.6246 | 0 | 0 | 0 | 0 | 0 | 0 | 0 | 0 | 0 | 0 | 0 | 0 | 0 | 0 | 0 | 30097.5142 | 0 | 0 | 0 | 0 | 0 | 0 | 0 | 0 | 0 | 0 | 0 | 0 | 0 | 0 | 0
2016-02-22 01:00 | 0 | 0 | 0 | 0 | 0 | 367952.0525 | 47.0164 | 425052 | 0 | 0 | 0 | 0 | 2145851.3708 | 212970.6246 | 0 | 0 | 0 | 0 | 0 | 0 | 0 | 0 | 0 | 0 | 0 | 0 | 0 | 0 | 0 | -57052.9311 | 0 | 0 | 0 | 0 | 0 | 0 | 0 | 0 | 0 | 0 | 0 | 0 | 0 | 0 | 0
2016-02-22 02:00 | 0 | 0 | 0 | 0 | 0 | 367164.9045 | 0 | 417877 | 0 | 0 | 0 | 0 | 2095139.2753 | 212970.6246 | 0 | 0 | 0 | 0 | 0 | 0 | 0 | 0 | 0 | 0 | 0 | 0 | 0 | 0 | 0 | -50712.0955 | 0 | 0 | 0 | 0 | 0 | 0 | 0 | 0 | 0 | 0 | 0 | 0 | 0 | 0 | 0
2016-02-22 03:00 | 0 | 0 | 0 | 0 | 0 | 364596.6325 | 0 | 403748 | 0 | 0 | 0 | 0 | 2055987.9078 | 212970.6246 | 0 | 0 | 0 | 0 | 0 | 0 | 0 | 0 | 0 | 0 | 0 | 0 | 0 | 0 | 0 | -39151.3675 | 0 | 0 | 0 | 0 | 0 | 0 | 0 | 0 | 0 | 0 | 0 | 0 | 0 | 0 | 0
2016-02-22 04:00 | 0 | 0 | 0 | 0 | 0 | 125185.895 | 0 | 384325 | 0 | 0 | 0 | 0 | 1796848.8028 | 212970.6246 | 0 | 0 | 0 | 0 | 0 | 0 | 0 | 0 | 0 | 0 | 0 | 0 | 0 | 0 | 0 | -259139.105 | 0 | 0 | 0 | 0 | 0 | 0 | 0 | 0 | 0 | 0 | 0 | 0 | 0 | 0 | 0
2016-02-22 05:00 | 0 | 0 | 0 | 0 | 0 | 354848.2803 | 0 | 366010 | 0 | 0 | 0 | 0 | 1785687.0831 | 212970.6246 | 0 | 0 | 0 | 0 | 0 | 0 | 0 | 0 | 0 | 0 | 0 | 0 | 0 | 0 | 0 | -11161.7197 | 0 | 0 | 0 | 0 | 0 | 0 | 0 | 0 | 0 | 0 | 0 | 0 | 0 | 0 | 0
2016-02-22 06:00 | 0 | 0 | 0 | 0 | 0 | 93999.895 | 0 | 353139 | 0 | 0 | 0 | 0 | 1526547.9782 | 212970.6246 | 0 | 0 | 0 | 0 | 0 | 0 | 0 | 0 | 0 | 0 | 0 | 0 | 0 | 0 | 0 | -259139.105 | 0 | 0 | 0 | 0 | 0 | 0 | 0 | 0 | 0 | 0 | 0 | 0 | 0 | 0 | 0
2016-02-22 07:00 | 0 | 0 | 0 | 0 | 0 | 339473.532 | 0 | 344882 | 0 | 0 | 0 | 0 | 1521139.5101 | 212970.6246 | 0 | 0 | 0 | 0 | 0 | 0 | 0 | 0 | 0 | 0 | 0 | 0 | 0 | 0 | 0 | -5408.468 | 0 | 0 | 0 | 0 | 0 | 0 | 0 | 0 | 0 | 0 | 0 | 0 | 0 | 0 | 0
2016-02-22 08:00 | 0 | 0 | 0 | 0 | 0 | 82586.895 | 0 | 341726 | 0 | 0 | 0 | 0 | 1262000.4052 | 212970.6246 | 0 | 0 | 0 | 0 | 0 | 0 | 0 | 0 | 0 | 0 | 0 | 0 | 0 | 0 | 0 | -259139.105 | 0 | 0 | 0 | 0 | 0 | 0 | 0 | 0 | 0 | 0 | 0 | 0 | 0 | 0 | 0
2016-02-22 09:00 | 0 | 0 | 0 | 0 | 0 | 86697.895 | 0 | 345837 | 0 | 0 | 0 | 0 | 1002861.3002 | 212970.6246 | 0 | 0 | 0 | 0 | 0 | 0 | 0 | 0 | 0 | 0 | 0 | 0 | 0 | 0 | 0 | -259139.105 | 0 | 0 | 0 | 0 | 0 | 0 | 0 | 0 | 0 | 0 | 0 | 0 | 0 | 0 | 0
2016-02-22 10:00 | 0 | 0 | 0 | 0 | 0 | 101855.895 | 0 | 360995 | 0 | 0 | 0 | 0 | 743722.1953 | 212970.6246 | 0 | 0 | 0 | 0 | 0 | 0 | 0 | 0 | 0 | 0 | 0 | 0 | 0 | 0 | 0 | -259139.105 | 0 | 0 | 0 | 0 | 0 | 0 | 0 | 0 | 0 | 0 | 0 | 0 | 0 | 0 | 0
2016-02-22 11:00 | 0 | 0 | 0 | 0 | 0 | 267873.6638 | 0 | 392795 | 0 | 0 | 0 | 0 | 618800.8591 | 212970.6246 | 0 | 0 | 0 | 0 | 0 | 0 | 0 | 0 | 0 | 0 | 0 | 0 | 0 | 0 | 0 | -124921.3362 | 0 | 0 | 0 | 0 | 0 | 0 | 0 | 0 | 0 | 0 | 0 | 0 | 0 | 0 | 0
2016-02-22 12:00 | 0 | 0 | 0 | 0 | 0 | 251593.3057 | 0 | 421725 | 0 | 0 | 0 | 0 | 448669.1647 | 212970.6246 | 0 | 0 | 0 | 0 | 0 | 0 | 0 | 0 | 0 | 0 | 0 | 0 | 0 | 0 | 0 | -170131.6943 | 0 | 0 | 0 | 0 | 0 | 0 | 0 | 0 | 0 | 0 | 0 | 0 | 0 | 0 | 0
2016-02-22 13:00 | 0 | 0 | 0 | 0 | 0 | 214892.0009 | 3011.7546 | 434072 | 0 | 0 | 0 | 0 | 232500.9203 | 212970.6246 | 0 | 0 | 0 | 0 | 0 | 0 | 0 | 0 | 0 | 0 | 0 | 0 | 0 | 0 | 0 | -216168.2444 | 0 | 0 | 0 | 0 | 0 | 0 | 0 | 0 | 0 | 0 | 0 | 0 | 0 | 0 | 0
2016-02-22 14:00 | 0 | 0 | 0 | 0 | 0 | 0 | 206906.0797 | 439407 | 0 | 0 | 0 | 0 | 0 | 212970.6246 | 0 | 0 | 0 | 0 | 0 | 0 | 0 | 0 | 0 | 0 | 0 | 0 | 0 | 0 | 0 | -232500.9203 | 0 | 0 | 0 | 0 | 0 | 0 | 0 | 0 | 0 | 0 | 0 | 0 | 0 | 0 | 0
2016-02-22 15:00 | 0 | 0 | 0 | 0 | 0 | 0 | 558551.3888 | 442540 | 0 | 0 | 0 | 0 | 116011.3888 | 212970.6246 | 0 | 0 | 0 | 0 | 0 | 0 | 0 | 0 | 0 | 0 | 0 | 0 | 0 | 0 | 0 | 116011.3888 | 0 | 0 | 0 | 0 | 0 | 0 | 0 | 0 | 0 | 0 | 0 | 0 | 0 | 0 | 0
2016-02-22 16:00 | 0 | 0 | 0 | 0 | 0 | 0 | 661315.5087 | 441350 | 0 | 0 | 0 | 0 | 335976.8976 | 212970.6246 | 0 | 0 | 0 | 0 | 0 | 0 | 0 | 0 | 0 | 0 | 0 | 0 | 0 | 0 | 0 | 219965.5087 | 0 | 0 | 0 | 0 | 0 | 0 | 0 | 0 | 0 | 0 | 0 | 0 | 0 | 0 | 0
2016-02-22 17:00 | 0 | 0 | 0 | 0 | 0 | 0 | 665039.1511 | 438115 | 0 | 0 | 0 | 0 | 562901.0486 | 212970.6246 | 0 | 0 | 0 | 0 | 0 | 0 | 0 | 0 | 0 | 0 | 0 | 0 | 0 | 0 | 0 | 226924.1511 | 0 | 0 | 0 | 0 | 0 | 0 | 0 | 0 | 0 | 0 | 0 | 0 | 0 | 0 | 0
2016-02-22 18:00 | 0 | 0 | 0 | 0 | 0 | 0 | 647257.249 | 435252 | 0 | 0 | 0 | 0 | 774906.2976 | 212970.6246 | 0 | 0 | 0 | 0 | 0 | 0 | 0 | 0 | 0 | 0 | 0 | 0 | 0 | 0 | 0 | 212005.249 | 0 | 0 | 0 | 0 | 0 | 0 | 0 | 0 | 0 | 0 | 0 | 0 | 0 | 0 | 0
2016-02-22 19:00 | 0 | 0 | 0 | 0 | 0 | 0 | 628493.8147 | 432459 | 0 | 0 | 0 | 0 | 970941.1124 | 212970.6246 | 0 | 0 | 0 | 0 | 0 | 0 | 0 | 0 | 0 | 0 | 0 | 0 | 0 | 0 | 0 | 196034.8147 | 0 | 0 | 0 | 0 | 0 | 0 | 0 | 0 | 0 | 0 | 0 | 0 | 0 | 0 | 0
2016-02-22 20:00 | 0 | 0 | 0 | 0 | 0 | 0 | 620807.9877 | 429886 | 0 | 0 | 0 | 0 | 1161863.1001 | 212970.6246 | 0 | 0 | 0 | 0 | 0 | 0 | 0 | 0 | 0 | 0 | 0 | 0 | 0 | 0 | 0 | 190921.9877 | 0 | 0 | 0 | 0 | 0 | 0 | 0 | 0 | 0 | 0 | 0 | 0 | 0 | 0 | 0
2016-02-22 21:00 | 0 | 0 | 0 | 0 | 0 | 0 | 603454.2631 | 431668 | 0 | 0 | 0 | 0 | 1333649.3632 | 212970.6246 | 0 | 0 | 0 | 0 | 0 | 0 | 0 | 0 | 0 | 0 | 0 | 0 | 0 | 0 | 0 | 171786.2631 | 0 | 0 | 0 | 0 | 0 | 0 | 0 | 0 | 0 | 0 | 0 | 0 | 0 | 0 | 0
2016-02-22 22:00 | 0 | 0 | 0 | 0 | 0 | 0 | 557860.1997 | 438908 | 0 | 0 | 0 | 0 | 1452601.5629 | 212970.6246 | 0 | 0 | 0 | 0 | 0 | 0 | 0 | 0 | 0 | 0 | 0 | 0 | 0 | 0 | 0 | 118952.1997 | 0 | 0 | 0 | 0 | 0 | 0 | 0 | 0 | 0 | 0 | 0 | 0 | 0 | 0 | 0
2016-02-22 23:00 | 0 | 0 | 0 | 0 | 0 | 0 | 417049.5068 | 455125 | 0 | 0 | 0 | 0 | 1414526.0697 | 212970.6246 | 0 | 0 | 0 | 0 | 0 | 0 | 0 | 0 | 0 | 0 | 0 | 0 | 0 | 0 | 0 | -38075.4932 | 0 | 0 | 0 | 0 | 0 | 0 | 0 | 0 | 0 | 0 | 0 | 0 | 0 | 0 | 0
2016-02-23 | 0 | 0 | 0 | 0 | 0 | 365870.5316 | 113514.1543 | 466325 | 0 | 0 | 0 | 0 | 1427585.7556 | 212970.6246 | 0 | 0 | 0 | 0 | 0 | 0 | 0 | 0 | 0 | 0 | 0 | 0 | 0 | 0 | 0 | 13059.6859 | 0 | 0 | 0 | 0 | 0 | 0 | 0 | 0 | 0 | 0 | 0 | 0 | 0 | 0 | 0
2016-02-23 01:00 | 0 | 0 | 0 | 0 | 0 | 441835.1873 | 59.5196 | 465317 | 0 | 0 | 0 | 0 | 1404163.4625 | 212970.6246 | 0 | 0 | 0 | 0 | 0 | 0 | 0 | 0 | 0 | 0 | 0 | 0 | 0 | 0 | 0 | -23422.2931 | 0 | 0 | 0 | 0 | 0 | 0 | 0 | 0 | 0 | 0 | 0 | 0 | 0 | 0 | 0
2016-02-23 02:00 | 0 | 0 | 0 | 0 | 0 | 467531.0145 | 0 | 455231 | 0 | 0 | 0 | 0 | 1416463.477 | 212970.6246 | 0 | 0 | 0 | 0 | 0 | 0 | 0 | 0 | 0 | 0 | 0 | 0 | 0 | 0 | 0 | 12300.0145 | 0 | 0 | 0 | 0 | 0 | 0 | 0 | 0 | 0 | 0 | 0 | 0 | 0 | 0 | 0
2016-02-23 03:00 | 0 | 0 | 0 | 0 | 0 | 464256.1135 | 0 | 436595 | 0 | 0 | 0 | 0 | 1444124.5904 | 212970.6246 | 0 | 0 | 0 | 0 | 0 | 0 | 0 | 0 | 0 | 0 | 0 | 0 | 0 | 0 | 0 | 27661.1135 | 0 | 0 | 0 | 0 | 0 | 0 | 0 | 0 | 0 | 0 | 0 | 0 | 0 | 0 | 0
2016-02-23 04:00 | 0 | 0 | 0 | 0 | 0 | 446663.8534 | 0 | 412301 | 0 | 0 | 0 | 0 | 1478487.4438 | 212970.6246 | 0 | 0 | 0 | 0 | 0 | 0 | 0 | 0 | 0 | 0 | 0 | 0 | 0 | 0 | 0 | 34362.8534 | 0 | 0 | 0 | 0 | 0 | 0 | 0 | 0 | 0 | 0 | 0 | 0 | 0 | 0 | 0
2016-02-23 05:00 | 0 | 0 | 0 | 0 | 0 | 132149.895 | 0 | 391289 | 0 | 0 | 0 | 0 | 1219348.3388 | 212970.6246 | 0 | 0 | 0 | 0 | 0 | 0 | 0 | 0 | 0 | 0 | 0 | 0 | 0 | 0 | 0 | -259139.105 | 0 | 0 | 0 | 0 | 0 | 0 | 0 | 0 | 0 | 0 | 0 | 0 | 0 | 0 | 0
2016-02-23 06:00 | 0 | 0 | 0 | 0 | 0 | 117333.895 | 0 | 376473 | 0 | 0 | 0 | 0 | 960209.2339 | 212970.6246 | 0 | 0 | 0 | 0 | 0 | 0 | 0 | 0 | 0 | 0 | 0 | 0 | 0 | 0 | 0 | -259139.105 | 0 | 0 | 0 | 0 | 0 | 0 | 0 | 0 | 0 | 0 | 0 | 0 | 0 | 0 | 0
2016-02-23 07:00 | 0 | 0 | 0 | 0 | 0 | 429395.6529 | 0 | 366921 | 0 | 0 | 0 | 0 | 1022683.8868 | 212970.6246 | 0 | 0 | 0 | 0 | 0 | 0 | 0 | 0 | 0 | 0 | 0 | 0 | 0 | 0 | 0 | 62474.6529 | 0 | 0 | 0 | 0 | 0 | 0 | 0 | 0 | 0 | 0 | 0 | 0 | 0 | 0 | 0
2016-02-23 08:00 | 0 | 0 | 0 | 0 | 0 | 103010.895 | 0 | 362150 | 0 | 0 | 0 | 0 | 763544.7818 | 212970.6246 | 0 | 0 | 0 | 0 | 0 | 0 | 0 | 0 | 0 | 0 | 0 | 0 | 0 | 0 | 0 | -259139.105 | 0 | 0 | 0 | 0 | 0 | 0 | 0 | 0 | 0 | 0 | 0 | 0 | 0 | 0 | 0
2016-02-23 09:00 | 0 | 0 | 0 | 0 | 0 | 430541.0783 | 0 | 364236 | 0 | 0 | 0 | 0 | 829849.8601 | 212970.6246 | 0 | 0 | 0 | 0 | 0 | 0 | 0 | 0 | 0 | 0 | 0 | 0 | 0 | 0 | 0 | 66305.0783 | 0 | 0 | 0 | 0 | 0 | 0 | 0 | 0 | 0 | 0 | 0 | 0 | 0 | 0 | 0
2016-02-23 10:00 | 0 | 0 | 0 | 0 | 0 | 118302.895 | 0 | 377442 | 0 | 0 | 0 | 0 | 570710.7551 | 212970.6246 | 0 | 0 | 0 | 0 | 0 | 0 | 0 | 0 | 0 | 0 | 0 | 0 | 0 | 0 | 0 | -259139.105 | 0 | 0 | 0 | 0 | 0 | 0 | 0 | 0 | 0 | 0 | 0 | 0 | 0 | 0 | 0
2016-02-23 11:00 | 0 | 0 | 0 | 0 | 0 | 150382.895 | 0 | 409522 | 0 | 0 | 0 | 0 | 311571.6502 | 212970.6246 | 0 | 0 | 0 | 0 | 0 | 0 | 0 | 0 | 0 | 0 | 0 | 0 | 0 | 0 | 0 | -259139.105 | 0 | 0 | 0 | 0 | 0 | 0 | 0 | 0 | 0 | 0 | 0 | 0 | 0 | 0 | 0
2016-02-23 12:00 | 0 | 0 | 0 | 0 | 0 | 437094.9134 | 0 | 437217 | 0 | 0 | 0 | 0 | 311449.5636 | 212970.6246 | 0 | 0 | 0 | 0 | 0 | 0 | 0 | 0 | 0 | 0 | 0 | 0 | 0 | 0 | 0 | -122.0866 | 0 | 0 | 0 | 0 | 0 | 0 | 0 | 0 | 0 | 0 | 0 | 0 | 0 | 0 | 0
2016-02-23 13:00 | 0 | 0 | 0 | 0 | 0 | 425555.8034 | 2696.4081 | 448790 | 0 | 0 | 0 | 0 | 290911.7752 | 212970.6246 | 0 | 0 | 0 | 0 | 0 | 0 | 0 | 0 | 0 | 0 | 0 | 0 | 0 | 0 | 0 | -20537.7885 | 0 | 0 | 0 | 0 | 0 | 0 | 0 | 0 | 0 | 0 | 0 | 0 | 0 | 0 | 0
2016-02-23 14:00 | 0 | 0 | 0 | 0 | 0 | 397078.7633 | 183608.3077 | 455082 | 0 | 0 | 0 | 0 | 402250.8646 | 227236.6061 | 0 | 0 | 0 | 0 | 0 | 0 | 0 | 0 | 0 | 0 | 0 | 0 | 0 | 0 | 0 | 111339.0895 | 14265.9815 | 0 | 0 | 0 | 0 | 0 | 0 | 0 | 0 | 0 | 0 | 0 | 0 | 0 | 0
2016-02-23 15:00 | 0 | 0 | 0 | 0 | 0 | 0 | 564840.5839 | 459144 | 0 | 0 | 0 | 0 | 507947.4486 | 227236.6061 | 0 | 0 | 0 | 0 | 0 | 0 | 0 | 0 | 0 | 0 | 0 | 0 | 0 | 0 | 0 | 105696.5839 | 0 | 0 | 0 | 0 | 0 | 0 | 0 | 0 | 0 | 0 | 0 | 0 | 0 | 0 | 0
2016-02-23 16:00 | 0 | 0 | 0 | 0 | 0 | 59754.9395 | 657498.1654 | 458114 | 0 | 0 | 0 | 0 | 767086.5535 | 227236.6061 | 0 | 0 | 0 | 0 | 0 | 0 | 0 | 0 | 0 | 0 | 0 | 0 | 0 | 0 | 0 | 259139.105 | 0 | 0 | 0 | 0 | 0 | 0 | 0 | 0 | 0 | 0 | 0 | 0 | 0 | 0 | 0
2016-02-23 17:00 | 0 | 0 | 0 | 0 | 0 | 0 | 677158.3278 | 455547 | 0 | 0 | 0 | 0 | 988697.8813 | 227236.6061 | 0 | 0 | 0 | 0 | 0 | 0 | 0 | 0 | 0 | 0 | 0 | 0 | 0 | 0 | 0 | 221611.3278 | 0 | 0 | 0 | 0 | 0 | 0 | 0 | 0 | 0 | 0 | 0 | 0 | 0 | 0 | 0
2016-02-23 18:00 | 0 | 0 | 0 | 0 | 0 | 40305.8238 | 672190.2812 | 453357 | 0 | 0 | 0 | 0 | 1247836.9863 | 227236.6061 | 0 | 0 | 0 | 0 | 0 | 0 | 0 | 0 | 0 | 0 | 0 | 0 | 0 | 0 | 0 | 259139.105 | 0 | 0 | 0 | 0 | 0 | 0 | 0 | 0 | 0 | 0 | 0 | 0 | 0 | 0 | 0
2016-02-23 19:00 | 0 | 0 | 0 | 0 | 0 | 48624.245 | 660866.86 | 450352 | 0 | 0 | 0 | 0 | 1506976.0912 | 227236.6061 | 0 | 0 | 0 | 0 | 0 | 0 | 0 | 0 | 0 | 0 | 0 | 0 | 0 | 0 | 0 | 259139.105 | 0 | 0 | 0 | 0 | 0 | 0 | 0 | 0 | 0 | 0 | 0 | 0 | 0 | 0 | 0
2016-02-23 20:00 | 0 | 0 | 0 | 0 | 0 | 0 | 663484.447 | 448235 | 0 | 0 | 0 | 0 | 1722225.5382 | 227236.6061 | 0 | 0 | 0 | 0 | 0 | 0 | 0 | 0 | 0 | 0 | 0 | 0 | 0 | 0 | 0 | 215249.447 | 0 | 0 | 0 | 0 | 0 | 0 | 0 | 0 | 0 | 0 | 0 | 0 | 0 | 0 | 0
2016-02-23 21:00 | 0 | 0 | 0 | 0 | 0 | 0 | 662684.4951 | 450200 | 0 | 0 | 0 | 0 | 1934710.0333 | 227236.6061 | 0 | 0 | 0 | 0 | 0 | 0 | 0 | 0 | 0 | 0 | 0 | 0 | 0 | 0 | 0 | 212484.4951 | 0 | 0 | 0 | 0 | 0 | 0 | 0 | 0 | 0 | 0 | 0 | 0 | 0 | 0 | 0
2016-02-23 22:00 | 0 | 0 | 0 | 0 | 0 | 0 | 624762.0784 | 457914 | 0 | 0 | 0 | 0 | 2101558.1117 | 227236.6061 | 0 | 0 | 0 | 0 | 0 | 0 | 0 | 0 | 0 | 0 | 0 | 0 | 0 | 0 | 0 | 166848.0784 | 0 | 0 | 0 | 0 | 0 | 0 | 0 | 0 | 0 | 0 | 0 | 0 | 0 | 0 | 0
2016-02-23 23:00 | 0 | 0 | 0 | 0 | 0 | 0 | 446374.3851 | 470990 | 0 | 0 | 0 | 0 | 2076942.4968 | 227236.6061 | 0 | 0 | 0 | 0 | 0 | 0 | 0 | 0 | 0 | 0 | 0 | 0 | 0 | 0 | 0 | -24615.6149 | 0 | 0 | 0 | 0 | 0 | 0 | 0 | 0 | 0 | 0 | 0 | 0 | 0 | 0 | 0
2016-02-24 | 0 | 0 | 0 | 0 | 0 | 602806.6361 | 100129.6442 | 480005 | 0 | 0 | 0 | 0 | 2299873.7771 | 227236.6061 | 0 | 0 | 0 | 0 | 0 | 0 | 0 | 0 | 0 | 0 | 0 | 0 | 0 | 0 | 0 | 222931.2804 | 0 | 0 | 0 | 0 | 0 | 0 | 0 | 0 | 0 | 0 | 0 | 0 | 0 | 0 | 0
2016-02-24 01:00 | 0 | 0 | 0 | 0 | 0 | 218828.2021 | 58.693 | 478026 | 0 | 0 | 0 | 0 | 2040734.6722 | 227236.6061 | 0 | 0 | 0 | 0 | 0 | 0 | 0 | 0 | 0 | 0 | 0 | 0 | 0 | 0 | 0 | -259139.105 | 0 | 0 | 0 | 0 | 0 | 0 | 0 | 0 | 0 | 0 | 0 | 0 | 0 | 0 | 0
2016-02-24 02:00 | 0 | 0 | 0 | 0 | 0 | 627906.0398 | 0 | 467177 | 0 | 0 | 0 | 0 | 2201463.7119 | 227236.6061 | 0 | 0 | 0 | 0 | 0 | 0 | 0 | 0 | 0 | 0 | 0 | 0 | 0 | 0 | 0 | 160729.0398 | 0 | 0 | 0 | 0 | 0 | 0 | 0 | 0 | 0 | 0 | 0 | 0 | 0 | 0 | 0
2016-02-24 03:00 | 0 | 0 | 0 | 0 | 0 | 187399.895 | 0 | 446539 | 0 | 0 | 0 | 0 | 1942324.607 | 227236.6061 | 0 | 0 | 0 | 0 | 0 | 0 | 0 | 0 | 0 | 0 | 0 | 0 | 0 | 0 | 0 | -259139.105 | 0 | 0 | 0 | 0 | 0 | 0 | 0 | 0 | 0 | 0 | 0 | 0 | 0 | 0 | 0
2016-02-24 04:00 | 0 | 0 | 0 | 0 | 0 | 163230.895 | 0 | 422370 | 0 | 0 | 0 | 0 | 1683185.502 | 227236.6061 | 0 | 0 | 0 | 0 | 0 | 0 | 0 | 0 | 0 | 0 | 0 | 0 | 0 | 0 | 0 | -259139.105 | 0 | 0 | 0 | 0 | 0 | 0 | 0 | 0 | 0 | 0 | 0 | 0 | 0 | 0 | 0
2016-02-24 05:00 | 0 | 0 | 0 | 0 | 0 | 141730.895 | 0 | 400870 | 0 | 0 | 0 | 0 | 1424046.3971 | 227236.6061 | 0 | 0 | 0 | 0 | 0 | 0 | 0 | 0 | 0 | 0 | 0 | 0 | 0 | 0 | 0 | -259139.105 | 0 | 0 | 0 | 0 | 0 | 0 | 0 | 0 | 0 | 0 | 0 | 0 | 0 | 0 | 0
2016-02-24 06:00 | 0 | 0 | 0 | 0 | 0 | 548755.5935 | 0 | 385872 | 0 | 0 | 0 | 0 | 1586929.9906 | 227236.6061 | 0 | 0 | 0 | 0 | 0 | 0 | 0 | 0 | 0 | 0 | 0 | 0 | 0 | 0 | 0 | 162883.5935 | 0 | 0 | 0 | 0 | 0 | 0 | 0 | 0 | 0 | 0 | 0 | 0 | 0 | 0 | 0
2016-02-24 07:00 | 0 | 0 | 0 | 0 | 0 | 117395.895 | 0 | 376535 | 0 | 0 | 0 | 0 | 1327790.8856 | 227236.6061 | 0 | 0 | 0 | 0 | 0 | 0 | 0 | 0 | 0 | 0 | 0 | 0 | 0 | 0 | 0 | -259139.105 | 0 | 0 | 0 | 0 | 0 | 0 | 0 | 0 | 0 | 0 | 0 | 0 | 0 | 0 | 0
2016-02-24 08:00 | 0 | 0 | 0 | 0 | 0 | 112497.895 | 0 | 371637 | 0 | 0 | 0 | 0 | 1068651.7807 | 227236.6061 | 0 | 0 | 0 | 0 | 0 | 0 | 0 | 0 | 0 | 0 | 0 | 0 | 0 | 0 | 0 | -259139.105 | 0 | 0 | 0 | 0 | 0 | 0 | 0 | 0 | 0 | 0 | 0 | 0 | 0 | 0 | 0
2016-02-24 09:00 | 0 | 0 | 0 | 0 | 0 | 558050.069 | 0 | 373087 | 0 | 0 | 0 | 0 | 1253614.8497 | 227236.6061 | 0 | 0 | 0 | 0 | 0 | 0 | 0 | 0 | 0 | 0 | 0 | 0 | 0 | 0 | 0 | 184963.069 | 0 | 0 | 0 | 0 | 0 | 0 | 0 | 0 | 0 | 0 | 0 | 0 | 0 | 0 | 0
2016-02-24 10:00 | 0 | 0 | 0 | 0 | 0 | 126711.895 | 0 | 385851 | 0 | 0 | 0 | 0 | 994475.7447 | 227236.6061 | 0 | 0 | 0 | 0 | 0 | 0 | 0 | 0 | 0 | 0 | 0 | 0 | 0 | 0 | 0 | -259139.105 | 0 | 0 | 0 | 0 | 0 | 0 | 0 | 0 | 0 | 0 | 0 | 0 | 0 | 0 | 0
2016-02-24 11:00 | 0 | 0 | 0 | 0 | 0 | 158063.895 | 0 | 417203 | 0 | 0 | 0 | 0 | 735336.6398 | 227236.6061 | 0 | 0 | 0 | 0 | 0 | 0 | 0 | 0 | 0 | 0 | 0 | 0 | 0 | 0 | 0 | -259139.105 | 0 | 0 | 0 | 0 | 0 | 0 | 0 | 0 | 0 | 0 | 0 | 0 | 0 | 0 | 0
2016-02-24 12:00 | 0 | 0 | 0 | 0 | 0 | 187857.895 | 0 | 446997 | 0 | 0 | 0 | 0 | 476197.5348 | 227236.6061 | 0 | 0 | 0 | 0 | 0 | 0 | 0 | 0 | 0 | 0 | 0 | 0 | 0 | 0 | 0 | -259139.105 | 0 | 0 | 0 | 0 | 0 | 0 | 0 | 0 | 0 | 0 | 0 | 0 | 0 | 0 | 0
2016-02-24 13:00 | 0 | 0 | 0 | 0 | 0 | 515627.8442 | 4674.8588 | 458516 | 0 | 0 | 0 | 0 | 537984.2378 | 227236.6061 | 0 | 0 | 0 | 0 | 0 | 0 | 0 | 0 | 0 | 0 | 0 | 0 | 0 | 0 | 0 | 61786.703 | 0 | 0 | 0 | 0 | 0 | 0 | 0 | 0 | 0 | 0 | 0 | 0 | 0 | 0 | 0
2016-02-24 14:00 | 0 | 0 | 0 | 0 | 0 | 379174.313 | 314779.4896 | 463168 | 0 | 0 | 0 | 0 | 768770.0404 | 227236.6061 | 0 | 0 | 0 | 0 | 0 | 0 | 0 | 0 | 0 | 0 | 0 | 0 | 0 | 0 | 0 | 230785.8026 | 0 | 0 | 0 | 0 | 0 | 0 | 0 | 0 | 0 | 0 | 0 | 0 | 0 | 0 | 0
2016-02-24 15:00 | 0 | 0 | 0 | 0 | 0 | 0 | 722931.2477 | 466375 | 0 | 0 | 0 | 0 | 1025326.2881 | 227236.6061 | 0 | 0 | 0 | 0 | 0 | 0 | 0 | 0 | 0 | 0 | 0 | 0 | 0 | 0 | 0 | 256556.2477 | 0 | 0 | 0 | 0 | 0 | 0 | 0 | 0 | 0 | 0 | 0 | 0 | 0 | 0 | 0
2016-02-24 16:00 | 0 | 0 | 0 | 0 | 0 | 0 | 738796.0865 | 465391 | 0 | 0 | 0 | 0 | 1284465.393 | 241502.5876 | 0 | 0 | 0 | 0 | 0 | 0 | 0 | 0 | 0 | 0 | 0 | 0 | 0 | 0 | 0 | 259139.105 | 14265.9815 | 0 | 0 | 0 | 0 | 0 | 0 | 0 | 0 | 0 | 0 | 0 | 0 | 0 | 0
2016-02-24 17:00 | 0 | 0 | 0 | 0 | 0 | 0 | 734371.0865 | 460966 | 0 | 0 | 0 | 0 | 1543604.498 | 255768.5692 | 0 | 0 | 0 | 0 | 0 | 0 | 0 | 0 | 0 | 0 | 0 | 0 | 0 | 0 | 0 | 259139.105 | 14265.9815 | 0 | 0 | 0 | 0 | 0 | 0 | 0 | 0 | 0 | 0 | 0 | 0 | 0 | 0
2016-02-24 18:00 | 0 | 0 | 0 | 0 | 0 | 0 | 729909.0865 | 456504 | 0 | 0 | 0 | 0 | 1802743.6029 | 270034.5507 | 0 | 0 | 0 | 0 | 0 | 0 | 0 | 0 | 0 | 0 | 0 | 0 | 0 | 0 | 0 | 259139.105 | 14265.9815 | 0 | 0 | 0 | 0 | 0 | 0 | 0 | 0 | 0 | 0 | 0 | 0 | 0 | 0
2016-02-24 19:00 | 0 | 0 | 0 | 0 | 0 | 0 | 725275.0865 | 451870 | 0 | 0 | 0 | 0 | 2061882.7079 | 284300.5322 | 0 | 0 | 0 | 0 | 0 | 0 | 0 | 0 | 0 | 0 | 0 | 0 | 0 | 0 | 0 | 259139.105 | 14265.9815 | 0 | 0 | 0 | 0 | 0 | 0 | 0 | 0 | 0 | 0 | 0 | 0 | 0 | 0
2016-02-24 20:00 | 0 | 0 | 0 | 0 | 0 | 0 | 720827.0865 | 447422 | 0 | 0 | 0 | 0 | 2321021.8128 | 298566.5138 | 0 | 0 | 0 | 0 | 0 | 0 | 0 | 0 | 0 | 0 | 0 | 0 | 0 | 0 | 0 | 259139.105 | 14265.9815 | 0 | 0 | 0 | 0 | 0 | 0 | 0 | 0 | 0 | 0 | 0 | 0 | 0 | 0
2016-02-24 21:00 | 0 | 0 | 0 | 0 | 0 | 0 | 720807.0865 | 447402 | 0 | 0 | 0 | 0 | 2580160.9178 | 312832.4953 | 0 | 0 | 0 | 0 | 0 | 0 | 0 | 0 | 0 | 0 | 0 | 0 | 0 | 0 | 0 | 259139.105 | 14265.9815 | 0 | 0 | 0 | 0 | 0 | 0 | 0 | 0 | 0 | 0 | 0 | 0 | 0 | 0
2016-02-24 22:00 | 0 | 0 | 0 | 0 | 0 | 0 | 726680.0865 | 453275 | 0 | 0 | 0 | 0 | 2839300.0227 | 327098.4768 | 0 | 0 | 0 | 0 | 0 | 0 | 0 | 0 | 0 | 0 | 0 | 0 | 0 | 0 | 0 | 259139.105 | 14265.9815 | 0 | 0 | 0 | 0 | 0 | 0 | 0 | 0 | 0 | 0 | 0 | 0 | 0 | 0
2016-02-24 23:00 | 0 | 0 | 0 | 0 | 0 | 0 | 520367.5219 | 464896 | 0 | 0 | 0 | 0 | 2894771.5446 | 327098.4768 | 0 | 0 | 0 | 0 | 0 | 0 | 0 | 0 | 0 | 0 | 0 | 0 | 0 | 0 | 0 | 55471.5219 | 0 | 0 | 0 | 0 | 0 | 0 | 0 | 0 | 0 | 0 | 0 | 0 | 0 | 0 | 0
2016-02-25 | 0 | 0 | 0 | 0 | 0 | 259565.2524 | 120129.0147 | 474305 | 0 | 0 | 0 | 0 | 2800160.8117 | 327098.4768 | 0 | 0 | 0 | 0 | 0 | 0 | 0 | 0 | 0 | 0 | 0 | 0 | 0 | 0 | 0 | -94610.7329 | 0 | 0 | 0 | 0 | 0 | 0 | 0 | 0 | 0 | 0 | 0 | 0 | 0 | 0 | 0
2016-02-25 01:00 | 0 | 0 | 0 | 0 | 0 | 214581.7856 | 87.1094 | 473808 | 0 | 0 | 0 | 0 | 2541021.7068 | 327098.4768 | 0 | 0 | 0 | 0 | 0 | 0 | 0 | 0 | 0 | 0 | 0 | 0 | 0 | 0 | 0 | -259139.105 | 0 | 0 | 0 | 0 | 0 | 0 | 0 | 0 | 0 | 0 | 0 | 0 | 0 | 0 | 0
2016-02-25 02:00 | 0 | 0 | 0 | 0 | 0 | 642095.6213 | 0 | 464981 | 0 | 0 | 0 | 0 | 2718136.3281 | 327098.4768 | 0 | 0 | 0 | 0 | 0 | 0 | 0 | 0 | 0 | 0 | 0 | 0 | 0 | 0 | 0 | 177114.6213 | 0 | 0 | 0 | 0 | 0 | 0 | 0 | 0 | 0 | 0 | 0 | 0 | 0 | 0 | 0
2016-02-25 03:00 | 0 | 0 | 0 | 0 | 0 | 623640.2165 | 0 | 447005 | 0 | 0 | 0 | 0 | 2894771.5446 | 327098.4768 | 0 | 0 | 0 | 0 | 0 | 0 | 0 | 0 | 0 | 0 | 0 | 0 | 0 | 0 | 0 | 176635.2165 | 0 | 0 | 0 | 0 | 0 | 0 | 0 | 0 | 0 | 0 | 0 | 0 | 0 | 0 | 0
2016-02-25 04:00 | 0 | 0 | 0 | 0 | 0 | 164638.895 | 0 | 423778 | 0 | 0 | 0 | 0 | 2635632.4397 | 327098.4768 | 0 | 0 | 0 | 0 | 0 | 0 | 0 | 0 | 0 | 0 | 0 | 0 | 0 | 0 | 0 | -259139.105 | 0 | 0 | 0 | 0 | 0 | 0 | 0 | 0 | 0 | 0 | 0 | 0 | 0 | 0 | 0
2016-02-25 05:00 | 0 | 0 | 0 | 0 | 0 | 144732.895 | 0 | 403872 | 0 | 0 | 0 | 0 | 2376493.3347 | 327098.4768 | 0 | 0 | 0 | 0 | 0 | 0 | 0 | 0 | 0 | 0 | 0 | 0 | 0 | 0 | 0 | -259139.105 | 0 | 0 | 0 | 0 | 0 | 0 | 0 | 0 | 0 | 0 | 0 | 0 | 0 | 0 | 0
2016-02-25 06:00 | 0 | 0 | 0 | 0 | 0 | 131536.895 | 0 | 390676 | 0 | 0 | 0 | 0 | 2117354.2298 | 327098.4768 | 0 | 0 | 0 | 0 | 0 | 0 | 0 | 0 | 0 | 0 | 0 | 0 | 0 | 0 | 0 | -259139.105 | 0 | 0 | 0 | 0 | 0 | 0 | 0 | 0 | 0 | 0 | 0 | 0 | 0 | 0 | 0
2016-02-25 07:00 | 0 | 0 | 0 | 0 | 0 | 123065.895 | 0 | 382205 | 0 | 0 | 0 | 0 | 1858215.1248 | 327098.4768 | 0 | 0 | 0 | 0 | 0 | 0 | 0 | 0 | 0 | 0 | 0 | 0 | 0 | 0 | 0 | -259139.105 | 0 | 0 | 0 | 0 | 0 | 0 | 0 | 0 | 0 | 0 | 0 | 0 | 0 | 0 | 0
2016-02-25 08:00 | 0 | 0 | 0 | 0 | 0 | 119834.895 | 0 | 378974 | 0 | 0 | 0 | 0 | 1599076.0199 | 327098.4768 | 0 | 0 | 0 | 0 | 0 | 0 | 0 | 0 | 0 | 0 | 0 | 0 | 0 | 0 | 0 | -259139.105 | 0 | 0 | 0 | 0 | 0 | 0 | 0 | 0 | 0 | 0 | 0 | 0 | 0 | 0 | 0
2016-02-25 09:00 | 0 | 0 | 0 | 0 | 0 | 539881.1131 | 0 | 382788 | 0 | 0 | 0 | 0 | 1756169.1329 | 327098.4768 | 0 | 0 | 0 | 0 | 0 | 0 | 0 | 0 | 0 | 0 | 0 | 0 | 0 | 0 | 0 | 157093.1131 | 0 | 0 | 0 | 0 | 0 | 0 | 0 | 0 | 0 | 0 | 0 | 0 | 0 | 0 | 0
2016-02-25 10:00 | 0 | 0 | 0 | 0 | 0 | 138473.895 | 0 | 397613 | 0 | 0 | 0 | 0 | 1497030.028 | 327098.4768 | 0 | 0 | 0 | 0 | 0 | 0 | 0 | 0 | 0 | 0 | 0 | 0 | 0 | 0 | 0 | -259139.105 | 0 | 0 | 0 | 0 | 0 | 0 | 0 | 0 | 0 | 0 | 0 | 0 | 0 | 0 | 0
2016-02-25 11:00 | 0 | 0 | 0 | 0 | 0 | 171594.895 | 0 | 430734 | 0 | 0 | 0 | 0 | 1237890.923 | 327098.4768 | 0 | 0 | 0 | 0 | 0 | 0 | 0 | 0 | 0 | 0 | 0 | 0 | 0 | 0 | 0 | -259139.105 | 0 | 0 | 0 | 0 | 0 | 0 | 0 | 0 | 0 | 0 | 0 | 0 | 0 | 0 | 0
2016-02-25 12:00 | 0 | 0 | 0 | 0 | 0 | 200908.895 | 0 | 460048 | 0 | 0 | 0 | 0 | 978751.8181 | 327098.4768 | 0 | 0 | 0 | 0 | 0 | 0 | 0 | 0 | 0 | 0 | 0 | 0 | 0 | 0 | 0 | -259139.105 | 0 | 0 | 0 | 0 | 0 | 0 | 0 | 0 | 0 | 0 | 0 | 0 | 0 | 0 | 0
2016-02-25 13:00 | 0 | 0 | 0 | 0 | 0 | 416928.5536 | 4998.6496 | 469454 | 0 | 0 | 0 | 0 | 916959.0398 | 341364.4584 | 0 | 0 | 0 | 0 | 0 | 0 | 0 | 0 | 0 | 0 | 0 | 0 | 0 | 0 | 0 | -61792.7783 | 14265.9815 | 0 | 0 | 0 | 0 | 0 | 0 | 0 | 0 | 0 | 0 | 0 | 0 | 0 | 0
2016-02-25 14:00 | 0 | 0 | 0 | 0 | 0 | 0 | 311551.9041 | 469941 | 0 | 0 | 0 | 0 | 744303.9623 | 355630.4399 | 0 | 0 | 0 | 0 | 0 | 0 | 0 | 0 | 0 | 0 | 0 | 0 | 0 | 0 | 0 | -172655.0775 | 14265.9815 | 0 | 0 | 0 | 0 | 0 | 0 | 0 | 0 | 0 | 0 | 0 | 0 | 0 | 0
2016-02-25 15:00 | 0 | 0 | 0 | 0 | 0 | 0 | 742404.0865 | 468999 | 0 | 0 | 0 | 0 | 1003443.0673 | 369896.4214 | 0 | 0 | 0 | 0 | 0 | 0 | 0 | 0 | 0 | 0 | 0 | 0 | 0 | 0 | 0 | 259139.105 | 14265.9815 | 0 | 0 | 0 | 0 | 0 | 0 | 0 | 0 | 0 | 0 | 0 | 0 | 0 | 0
2016-02-25 16:00 | 0 | 0 | 0 | 0 | 0 | 0 | 737469.0865 | 464064 | 0 | 0 | 0 | 0 | 1262582.1722 | 384162.403 | 0 | 0 | 0 | 0 | 0 | 0 | 0 | 0 | 0 | 0 | 0 | 0 | 0 | 0 | 0 | 259139.105 | 14265.9815 | 0 | 0 | 0 | 0 | 0 | 0 | 0 | 0 | 0 | 0 | 0 | 0 | 0 | 0
2016-02-25 17:00 | 0 | 0 | 0 | 0 | 0 | 0 | 731195.0865 | 457790 | 0 | 0 | 0 | 0 | 1521721.2772 | 398428.3845 | 0 | 0 | 0 | 0 | 0 | 0 | 0 | 0 | 0 | 0 | 0 | 0 | 0 | 0 | 0 | 259139.105 | 14265.9815 | 0 | 0 | 0 | 0 | 0 | 0 | 0 | 0 | 0 | 0 | 0 | 0 | 0 | 0
2016-02-25 18:00 | 0 | 0 | 0 | 0 | 0 | 0 | 726300.0865 | 452895 | 0 | 0 | 0 | 0 | 1780860.3821 | 412694.366 | 0 | 0 | 0 | 0 | 0 | 0 | 0 | 0 | 0 | 0 | 0 | 0 | 0 | 0 | 0 | 259139.105 | 14265.9815 | 0 | 0 | 0 | 0 | 0 | 0 | 0 | 0 | 0 | 0 | 0 | 0 | 0 | 0
2016-02-25 19:00 | 0 | 0 | 0 | 0 | 0 | 0 | 722732.0865 | 449327 | 0 | 0 | 0 | 0 | 2039999.4871 | 426960.3475 | 0 | 0 | 0 | 0 | 0 | 0 | 0 | 0 | 0 | 0 | 0 | 0 | 0 | 0 | 0 | 259139.105 | 14265.9815 | 0 | 0 | 0 | 0 | 0 | 0 | 0 | 0 | 0 | 0 | 0 | 0 | 0 | 0
2016-02-25 20:00 | 0 | 0 | 0 | 0 | 0 | 0 | 720828.0865 | 447423 | 0 | 0 | 0 | 0 | 2299138.592 | 441226.3291 | 0 | 0 | 0 | 0 | 0 | 0 | 0 | 0 | 0 | 0 | 0 | 0 | 0 | 0 | 0 | 259139.105 | 14265.9815 | 0 | 0 | 0 | 0 | 0 | 0 | 0 | 0 | 0 | 0 | 0 | 0 | 0 | 0
2016-02-25 21:00 | 0 | 0 | 0 | 0 | 0 | 0 | 722438.0865 | 449033 | 0 | 0 | 0 | 0 | 2558277.697 | 455492.3106 | 0 | 0 | 0 | 0 | 0 | 0 | 0 | 0 | 0 | 0 | 0 | 0 | 0 | 0 | 0 | 259139.105 | 14265.9815 | 0 | 0 | 0 | 0 | 0 | 0 | 0 | 0 | 0 | 0 | 0 | 0 | 0 | 0
2016-02-25 22:00 | 0 | 0 | 0 | 0 | 0 | 0 | 729922.0865 | 456517 | 0 | 0 | 0 | 0 | 2817416.8019 | 469758.2921 | 0 | 0 | 0 | 0 | 0 | 0 | 0 | 0 | 0 | 0 | 0 | 0 | 0 | 0 | 0 | 259139.105 | 14265.9815 | 0 | 0 | 0 | 0 | 0 | 0 | 0 | 0 | 0 | 0 | 0 | 0 | 0 | 0
2016-02-25 23:00 | 0 | 0 | 0 | 0 | 0 | 0 | 544212.8961 | 472070 | 0 | 0 | 0 | 0 | 2875293.7165 | 484024.2737 | 0 | 0 | 0 | 0 | 0 | 0 | 0 | 0 | 0 | 0 | 0 | 0 | 0 | 0 | 0 | 57876.9145 | 14265.9815 | 0 | 0 | 0 | 0 | 0 | 0 | 0 | 0 | 0 | 0 | 0 | 0 | 0 | 0
2016-02-26 | 0 | 0 | 0 | 0 | 0 | 294056.0411 | 134716.7252 | 484445 | 0 | 0 | 0 | 0 | 2805355.5012 | 498290.2552 | 0 | 0 | 0 | 0 | 0 | 0 | 0 | 0 | 0 | 0 | 0 | 0 | 0 | 0 | 0 | -69938.2153 | 14265.9815 | 0 | 0 | 0 | 0 | 0 | 0 | 0 | 0 | 0 | 0 | 0 | 0 | 0 | 0
2016-02-26 01:00 | 0 | 0 | 0 | 0 | 0 | 301342.4116 | 107.3182 | 486525 | 0 | 0 | 0 | 0 | 2606014.2495 | 512556.2367 | 0 | 0 | 0 | 0 | 0 | 0 | 0 | 0 | 0 | 0 | 0 | 0 | 0 | 0 | 0 | -199341.2517 | 14265.9815 | 0 | 0 | 0 | 0 | 0 | 0 | 0 | 0 | 0 | 0 | 0 | 0 | 0 | 0
2016-02-26 02:00 | 0 | 0 | 0 | 0 | 0 | 318056.2266 | 0 | 478144 | 0 | 0 | 0 | 0 | 2445926.4761 | 512556.2367 | 0 | 0 | 0 | 0 | 0 | 0 | 0 | 0 | 0 | 0 | 0 | 0 | 0 | 0 | 0 | -160087.7734 | 0 | 0 | 0 | 0 | 0 | 0 | 0 | 0 | 0 | 0 | 0 | 0 | 0 | 0 | 0
2016-02-26 03:00 | 0 | 0 | 0 | 0 | 0 | 203093.895 | 0 | 462233 | 0 | 0 | 0 | 0 | 2186787.3712 | 512556.2367 | 0 | 0 | 0 | 0 | 0 | 0 | 0 | 0 | 0 | 0 | 0 | 0 | 0 | 0 | 0 | -259139.105 | 0 | 0 | 0 | 0 | 0 | 0 | 0 | 0 | 0 | 0 | 0 | 0 | 0 | 0 | 0
2016-02-26 04:00 | 0 | 0 | 0 | 0 | 0 | 181154.895 | 0 | 440294 | 0 | 0 | 0 | 0 | 1927648.2662 | 512556.2367 | 0 | 0 | 0 | 0 | 0 | 0 | 0 | 0 | 0 | 0 | 0 | 0 | 0 | 0 | 0 | -259139.105 | 0 | 0 | 0 | 0 | 0 | 0 | 0 | 0 | 0 | 0 | 0 | 0 | 0 | 0 | 0
2016-02-26 05:00 | 0 | 0 | 0 | 0 | 0 | 161689.895 | 0 | 420829 | 0 | 0 | 0 | 0 | 1668509.1613 | 512556.2367 | 0 | 0 | 0 | 0 | 0 | 0 | 0 | 0 | 0 | 0 | 0 | 0 | 0 | 0 | 0 | -259139.105 | 0 | 0 | 0 | 0 | 0 | 0 | 0 | 0 | 0 | 0 | 0 | 0 | 0 | 0 | 0
2016-02-26 06:00 | 0 | 0 | 0 | 0 | 0 | 149768.895 | 0 | 408908 | 0 | 0 | 0 | 0 | 1409370.0563 | 512556.2367 | 0 | 0 | 0 | 0 | 0 | 0 | 0 | 0 | 0 | 0 | 0 | 0 | 0 | 0 | 0 | -259139.105 | 0 | 0 | 0 | 0 | 0 | 0 | 0 | 0 | 0 | 0 | 0 | 0 | 0 | 0 | 0
2016-02-26 07:00 | 0 | 0 | 0 | 0 | 0 | 142841.895 | 0 | 401981 | 0 | 0 | 0 | 0 | 1150230.9514 | 512556.2367 | 0 | 0 | 0 | 0 | 0 | 0 | 0 | 0 | 0 | 0 | 0 | 0 | 0 | 0 | 0 | -259139.105 | 0 | 0 | 0 | 0 | 0 | 0 | 0 | 0 | 0 | 0 | 0 | 0 | 0 | 0 | 0
2016-02-26 08:00 | 0 | 0 | 0 | 0 | 0 | 140904.895 | 0 | 400044 | 0 | 0 | 0 | 0 | 891091.8464 | 512556.2367 | 0 | 0 | 0 | 0 | 0 | 0 | 0 | 0 | 0 | 0 | 0 | 0 | 0 | 0 | 0 | -259139.105 | 0 | 0 | 0 | 0 | 0 | 0 | 0 | 0 | 0 | 0 | 0 | 0 | 0 | 0 | 0
2016-02-26 09:00 | 0 | 0 | 0 | 0 | 0 | 515993.0275 | 0 | 404325 | 0 | 0 | 0 | 0 | 1002759.874 | 512556.2367 | 0 | 0 | 0 | 0 | 0 | 0 | 0 | 0 | 0 | 0 | 0 | 0 | 0 | 0 | 0 | 111668.0275 | 0 | 0 | 0 | 0 | 0 | 0 | 0 | 0 | 0 | 0 | 0 | 0 | 0 | 0 | 0
2016-02-26 10:00 | 0 | 0 | 0 | 0 | 0 | 160649.895 | 0 | 419789 | 0 | 0 | 0 | 0 | 743620.769 | 512556.2367 | 0 | 0 | 0 | 0 | 0 | 0 | 0 | 0 | 0 | 0 | 0 | 0 | 0 | 0 | 0 | -259139.105 | 0 | 0 | 0 | 0 | 0 | 0 | 0 | 0 | 0 | 0 | 0 | 0 | 0 | 0 | 0
2016-02-26 11:00 | 0 | 0 | 0 | 0 | 0 | 194007.895 | 0 | 453147 | 0 | 0 | 0 | 0 | 484481.6641 | 512556.2367 | 0 | 0 | 0 | 0 | 0 | 0 | 0 | 0 | 0 | 0 | 0 | 0 | 0 | 0 | 0 | -259139.105 | 0 | 0 | 0 | 0 | 0 | 0 | 0 | 0 | 0 | 0 | 0 | 0 | 0 | 0 | 0
2016-02-26 12:00 | 0 | 0 | 0 | 0 | 0 | 221826.895 | 0 | 480966 | 0 | 0 | 0 | 0 | 225342.5591 | 512556.2367 | 0 | 0 | 0 | 0 | 0 | 0 | 0 | 0 | 0 | 0 | 0 | 0 | 0 | 0 | 0 | -259139.105 | 0 | 0 | 0 | 0 | 0 | 0 | 0 | 0 | 0 | 0 | 0 | 0 | 0 | 0 | 0
2016-02-26 13:00 | 0 | 0 | 0 | 0 | 0 | 432677.5219 | 7216.5603 | 487257 | 0 | 0 | 0 | 0 | 163713.6598 | 526822.2183 | 0 | 0 | 0 | 0 | 0 | 0 | 0 | 0 | 0 | 0 | 0 | 0 | 0 | 0 | 0 | -61628.8993 | 14265.9815 | 0 | 0 | 0 | 0 | 0 | 0 | 0 | 0 | 0 | 0 | 0 | 0 | 0 | 0
2016-02-26 14:00 | 0 | 0 | 0 | 0 | 0 | 0 | 332713.3217 | 482161 | 0 | 0 | 0 | 0 | 0 | 541088.1998 | 0 | 0 | 0 | 0 | 0 | 0 | 0 | 0 | 0 | 0 | 0 | 0 | 0 | 0 | 0 | -163713.6598 | 14265.9815 | 0 | 0 | 0 | 0 | 0 | 0 | 0 | 0 | 0 | 0 | 0 | 0 | 0 | 0
2016-02-26 15:00 | 0 | 0 | 0 | 0 | 0 | 0 | 736444.1941 | 474541 | 0 | 0 | 0 | 0 | 247637.2125 | 555354.1813 | 0 | 0 | 0 | 0 | 0 | 0 | 0 | 0 | 0 | 0 | 0 | 0 | 0 | 0 | 0 | 247637.2125 | 14265.9815 | 0 | 0 | 0 | 0 | 0 | 0 | 0 | 0 | 0 | 0 | 0 | 0 | 0 | 0
2016-02-26 16:00 | 0 | 0 | 0 | 0 | 0 | 0 | 738589.0865 | 465184 | 0 | 0 | 0 | 0 | 506776.3175 | 569620.1629 | 0 | 0 | 0 | 0 | 0 | 0 | 0 | 0 | 0 | 0 | 0 | 0 | 0 | 0 | 0 | 259139.105 | 14265.9815 | 0 | 0 | 0 | 0 | 0 | 0 | 0 | 0 | 0 | 0 | 0 | 0 | 0 | 0
2016-02-26 17:00 | 0 | 0 | 0 | 0 | 0 | 0 | 728371.0865 | 454966 | 0 | 0 | 0 | 0 | 765915.4224 | 583886.1444 | 0 | 0 | 0 | 0 | 0 | 0 | 0 | 0 | 0 | 0 | 0 | 0 | 0 | 0 | 0 | 259139.105 | 14265.9815 | 0 | 0 | 0 | 0 | 0 | 0 | 0 | 0 | 0 | 0 | 0 | 0 | 0 | 0
2016-02-26 18:00 | 0 | 0 | 0 | 0 | 0 | 0 | 719376.0865 | 445971 | 0 | 0 | 0 | 0 | 1025054.5274 | 598152.1259 | 0 | 0 | 0 | 0 | 0 | 0 | 0 | 0 | 0 | 0 | 0 | 0 | 0 | 0 | 0 | 259139.105 | 14265.9815 | 0 | 0 | 0 | 0 | 0 | 0 | 0 | 0 | 0 | 0 | 0 | 0 | 0 | 0
2016-02-26 19:00 | 0 | 0 | 0 | 0 | 0 | 0 | 712531.0865 | 439126 | 0 | 0 | 0 | 0 | 1284193.6323 | 612418.1075 | 0 | 0 | 0 | 0 | 0 | 0 | 0 | 0 | 0 | 0 | 0 | 0 | 0 | 0 | 0 | 259139.105 | 14265.9815 | 0 | 0 | 0 | 0 | 0 | 0 | 0 | 0 | 0 | 0 | 0 | 0 | 0 | 0
2016-02-26 20:00 | 0 | 0 | 0 | 0 | 0 | 0 | 707595.0865 | 434190 | 0 | 0 | 0 | 0 | 1543332.7373 | 626684.089 | 0 | 0 | 0 | 0 | 0 | 0 | 0 | 0 | 0 | 0 | 0 | 0 | 0 | 0 | 0 | 259139.105 | 14265.9815 | 0 | 0 | 0 | 0 | 0 | 0 | 0 | 0 | 0 | 0 | 0 | 0 | 0 | 0
2016-02-26 21:00 | 0 | 0 | 0 | 0 | 0 | 0 | 706679.0865 | 433274 | 0 | 0 | 0 | 0 | 1802471.8422 | 640950.0705 | 0 | 0 | 0 | 0 | 0 | 0 | 0 | 0 | 0 | 0 | 0 | 0 | 0 | 0 | 0 | 259139.105 | 14265.9815 | 0 | 0 | 0 | 0 | 0 | 0 | 0 | 0 | 0 | 0 | 0 | 0 | 0 | 0
2016-02-26 22:00 | 0 | 0 | 0 | 0 | 0 | 0 | 702141.0981 | 439688 | 0 | 0 | 0 | 0 | 2050658.9588 | 655216.0521 | 0 | 0 | 0 | 0 | 0 | 0 | 0 | 0 | 0 | 0 | 0 | 0 | 0 | 0 | 0 | 248187.1166 | 14265.9815 | 0 | 0 | 0 | 0 | 0 | 0 | 0 | 0 | 0 | 0 | 0 | 0 | 0 | 0
2016-02-26 23:00 | 0 | 0 | 0 | 0 | 0 | 0 | 488905.9906 | 454068 | 0 | 0 | 0 | 0 | 2071230.9679 | 669482.0336 | 0 | 0 | 0 | 0 | 0 | 0 | 0 | 0 | 0 | 0 | 0 | 0 | 0 | 0 | 0 | 20572.0091 | 14265.9815 | 0 | 0 | 0 | 0 | 0 | 0 | 0 | 0 | 0 | 0 | 0 | 0 | 0 | 0
2016-02-27 | 0 | 0 | 0 | 0 | 0 | 381998.077 | 101821.975 | 467219 | 0 | 0 | 0 | 0 | 2073566.0384 | 683748.0151 | 0 | 0 | 0 | 0 | 0 | 0 | 0 | 0 | 0 | 0 | 0 | 0 | 0 | 0 | 0 | 2335.0705 | 14265.9815 | 0 | 0 | 0 | 0 | 0 | 0 | 0 | 0 | 0 | 0 | 0 | 0 | 0 | 0
2016-02-27 01:00 | 0 | 0 | 0 | 0 | 0 | 435113.5291 | 107.3306 | 470275 | 0 | 0 | 0 | 0 | 2034159.0942 | 688100.8191 | 0 | 0 | 0 | 0 | 0 | 0 | 0 | 0 | 0 | 0 | 0 | 0 | 0 | 0 | 0 | -39406.9442 | 4352.8039 | 0 | 0 | 0 | 0 | 0 | 0 | 0 | 0 | 0 | 0 | 0 | 0 | 0 | 0
2016-02-27 02:00 | 0 | 0 | 0 | 0 | 0 | 505037.7454 | 0 | 466084 | 0 | 0 | 0 | 0 | 2073112.8396 | 688100.8191 | 0 | 0 | 0 | 0 | 0 | 0 | 0 | 0 | 0 | 0 | 0 | 0 | 0 | 0 | 0 | 38953.7454 | 0 | 0 | 0 | 0 | 0 | 0 | 0 | 0 | 0 | 0 | 0 | 0 | 0 | 0 | 0
2016-02-27 03:00 | 0 | 0 | 0 | 0 | 0 | 195554.895 | 0 | 454694 | 0 | 0 | 0 | 0 | 1813973.7347 | 688100.8191 | 0 | 0 | 0 | 0 | 0 | 0 | 0 | 0 | 0 | 0 | 0 | 0 | 0 | 0 | 0 | -259139.105 | 0 | 0 | 0 | 0 | 0 | 0 | 0 | 0 | 0 | 0 | 0 | 0 | 0 | 0 | 0
2016-02-27 04:00 | 0 | 0 | 0 | 0 | 0 | 178453.895 | 0 | 437593 | 0 | 0 | 0 | 0 | 1554834.6297 | 688100.8191 | 0 | 0 | 0 | 0 | 0 | 0 | 0 | 0 | 0 | 0 | 0 | 0 | 0 | 0 | 0 | -259139.105 | 0 | 0 | 0 | 0 | 0 | 0 | 0 | 0 | 0 | 0 | 0 | 0 | 0 | 0 | 0
2016-02-27 05:00 | 0 | 0 | 0 | 0 | 0 | 161765.895 | 0 | 420905 | 0 | 0 | 0 | 0 | 1295695.5248 | 688100.8191 | 0 | 0 | 0 | 0 | 0 | 0 | 0 | 0 | 0 | 0 | 0 | 0 | 0 | 0 | 0 | -259139.105 | 0 | 0 | 0 | 0 | 0 | 0 | 0 | 0 | 0 | 0 | 0 | 0 | 0 | 0 | 0
2016-02-27 06:00 | 0 | 0 | 0 | 0 | 0 | 669020.105 | 0 | 409881 | 0 | 0 | 0 | 0 | 1554834.6297 | 688100.8191 | 0 | 0 | 0 | 0 | 0 | 0 | 0 | 0 | 0 | 0 | 0 | 0 | 0 | 0 | 0 | 259139.105 | 0 | 0 | 0 | 0 | 0 | 0 | 0 | 0 | 0 | 0 | 0 | 0 | 0 | 0 | 0
2016-02-27 07:00 | 0 | 0 | 0 | 0 | 0 | 144299.895 | 0 | 403439 | 0 | 0 | 0 | 0 | 1295695.5248 | 688100.8191 | 0 | 0 | 0 | 0 | 0 | 0 | 0 | 0 | 0 | 0 | 0 | 0 | 0 | 0 | 0 | -259139.105 | 0 | 0 | 0 | 0 | 0 | 0 | 0 | 0 | 0 | 0 | 0 | 0 | 0 | 0 | 0
2016-02-27 08:00 | 0 | 0 | 0 | 0 | 0 | 140970.895 | 0 | 400110 | 0 | 0 | 0 | 0 | 1036556.4198 | 688100.8191 | 0 | 0 | 0 | 0 | 0 | 0 | 0 | 0 | 0 | 0 | 0 | 0 | 0 | 0 | 0 | -259139.105 | 0 | 0 | 0 | 0 | 0 | 0 | 0 | 0 | 0 | 0 | 0 | 0 | 0 | 0 | 0
2016-02-27 09:00 | 0 | 0 | 0 | 0 | 0 | 142445.895 | 0 | 401585 | 0 | 0 | 0 | 0 | 777417.3149 | 688100.8191 | 0 | 0 | 0 | 0 | 0 | 0 | 0 | 0 | 0 | 0 | 0 | 0 | 0 | 0 | 0 | -259139.105 | 0 | 0 | 0 | 0 | 0 | 0 | 0 | 0 | 0 | 0 | 0 | 0 | 0 | 0 | 0
2016-02-27 10:00 | 0 | 0 | 0 | 0 | 0 | 148145.895 | 0 | 407285 | 0 | 0 | 0 | 0 | 518278.2099 | 688100.8191 | 0 | 0 | 0 | 0 | 0 | 0 | 0 | 0 | 0 | 0 | 0 | 0 | 0 | 0 | 0 | -259139.105 | 0 | 0 | 0 | 0 | 0 | 0 | 0 | 0 | 0 | 0 | 0 | 0 | 0 | 0 | 0
2016-02-27 11:00 | 0 | 0 | 0 | 0 | 0 | 162671.895 | 0 | 421811 | 0 | 0 | 0 | 0 | 259139.105 | 688100.8191 | 0 | 0 | 0 | 0 | 0 | 0 | 0 | 0 | 0 | 0 | 0 | 0 | 0 | 0 | 0 | -259139.105 | 0 | 0 | 0 | 0 | 0 | 0 | 0 | 0 | 0 | 0 | 0 | 0 | 0 | 0 | 0
2016-02-27 12:00 | 0 | 0 | 0 | 0 | 0 | 177774.895 | 0 | 436914 | 0 | 0 | 0 | 0 | 0 | 688100.8191 | 0 | 0 | 0 | 0 | 0 | 0 | 0 | 0 | 0 | 0 | 0 | 0 | 0 | 0 | 0 | -259139.105 | 0 | 0 | 0 | 0 | 0 | 0 | 0 | 0 | 0 | 0 | 0 | 0 | 0 | 0 | 0
2016-02-27 13:00 | 0 | 0 | 0 | 0 | 0 | 575500.0627 | 7175.2727 | 443577 | 0 | 0 | 0 | 0 | 139098.3355 | 688100.8191 | 0 | 0 | 0 | 0 | 0 | 0 | 0 | 0 | 0 | 0 | 0 | 0 | 0 | 0 | 0 | 139098.3355 | 0 | 0 | 0 | 0 | 0 | 0 | 0 | 0 | 0 | 0 | 0 | 0 | 0 | 0 | 0
2016-02-27 14:00 | 0 | 0 | 0 | 0 | 0 | 0 | 301204.6645 | 440303 | 0 | 0 | 0 | 0 | 0 | 688100.8191 | 0 | 0 | 0 | 0 | 0 | 0 | 0 | 0 | 0 | 0 | 0 | 0 | 0 | 0 | 0 | -139098.3355 | 0 | 0 | 0 | 0 | 0 | 0 | 0 | 0 | 0 | 0 | 0 | 0 | 0 | 0 | 0
2016-02-27 15:00 | 0 | 0 | 0 | 0 | 0 | 0 | 664816.7998 | 431766 | 0 | 0 | 0 | 0 | 233050.7998 | 688100.8191 | 0 | 0 | 0 | 0 | 0 | 0 | 0 | 0 | 0 | 0 | 0 | 0 | 0 | 0 | 0 | 233050.7998 | 0 | 0 | 0 | 0 | 0 | 0 | 0 | 0 | 0 | 0 | 0 | 0 | 0 | 0 | 0
2016-02-27 16:00 | 0 | 0 | 0 | 0 | 0 | 0 | 694609.0865 | 421204 | 0 | 0 | 0 | 0 | 492189.9048 | 702366.8006 | 0 | 0 | 0 | 0 | 0 | 0 | 0 | 0 | 0 | 0 | 0 | 0 | 0 | 0 | 0 | 259139.105 | 14265.9815 | 0 | 0 | 0 | 0 | 0 | 0 | 0 | 0 | 0 | 0 | 0 | 0 | 0 | 0
2016-02-27 17:00 | 0 | 0 | 0 | 0 | 0 | 0 | 684376.0865 | 410971 | 0 | 0 | 0 | 0 | 751329.0097 | 716632.7821 | 0 | 0 | 0 | 0 | 0 | 0 | 0 | 0 | 0 | 0 | 0 | 0 | 0 | 0 | 0 | 259139.105 | 14265.9815 | 0 | 0 | 0 | 0 | 0 | 0 | 0 | 0 | 0 | 0 | 0 | 0 | 0 | 0
2016-02-27 18:00 | 0 | 0 | 0 | 0 | 0 | 0 | 674721.0865 | 401316 | 0 | 0 | 0 | 0 | 1010468.1147 | 730898.7637 | 0 | 0 | 0 | 0 | 0 | 0 | 0 | 0 | 0 | 0 | 0 | 0 | 0 | 0 | 0 | 259139.105 | 14265.9815 | 0 | 0 | 0 | 0 | 0 | 0 | 0 | 0 | 0 | 0 | 0 | 0 | 0 | 0
2016-02-27 19:00 | 0 | 0 | 0 | 0 | 0 | 0 | 667437.0865 | 394032 | 0 | 0 | 0 | 0 | 1269607.2196 | 745164.7452 | 0 | 0 | 0 | 0 | 0 | 0 | 0 | 0 | 0 | 0 | 0 | 0 | 0 | 0 | 0 | 259139.105 | 14265.9815 | 0 | 0 | 0 | 0 | 0 | 0 | 0 | 0 | 0 | 0 | 0 | 0 | 0 | 0
2016-02-27 20:00 | 0 | 0 | 0 | 0 | 0 | 0 | 662399.0865 | 388994 | 0 | 0 | 0 | 0 | 1528746.3246 | 759430.7267 | 0 | 0 | 0 | 0 | 0 | 0 | 0 | 0 | 0 | 0 | 0 | 0 | 0 | 0 | 0 | 259139.105 | 14265.9815 | 0 | 0 | 0 | 0 | 0 | 0 | 0 | 0 | 0 | 0 | 0 | 0 | 0 | 0
2016-02-27 21:00 | 0 | 0 | 0 | 0 | 0 | 0 | 662131.0865 | 388726 | 0 | 0 | 0 | 0 | 1787885.4295 | 773696.7083 | 0 | 0 | 0 | 0 | 0 | 0 | 0 | 0 | 0 | 0 | 0 | 0 | 0 | 0 | 0 | 259139.105 | 14265.9815 | 0 | 0 | 0 | 0 | 0 | 0 | 0 | 0 | 0 | 0 | 0 | 0 | 0 | 0
2016-02-27 22:00 | 0 | 0 | 0 | 0 | 0 | 0 | 667141.0865 | 393736 | 0 | 0 | 0 | 0 | 2047024.5345 | 787962.6898 | 0 | 0 | 0 | 0 | 0 | 0 | 0 | 0 | 0 | 0 | 0 | 0 | 0 | 0 | 0 | 259139.105 | 14265.9815 | 0 | 0 | 0 | 0 | 0 | 0 | 0 | 0 | 0 | 0 | 0 | 0 | 0 | 0
2016-02-27 23:00 | 0 | 0 | 0 | 0 | 0 | 0 | 505660.5138 | 408718 | 0 | 0 | 0 | 0 | 2143967.0483 | 787962.6898 | 0 | 0 | 0 | 0 | 0 | 0 | 0 | 0 | 0 | 0 | 0 | 0 | 0 | 0 | 0 | 96942.5138 | 0 | 0 | 0 | 0 | 0 | 0 | 0 | 0 | 0 | 0 | 0 | 0 | 0 | 0 | 0
2016-02-28 | 0 | 0 | 0 | 0 | 0 | 316405.6323 | 132553.494 | 423181 | 0 | 0 | 0 | 0 | 2169745.1746 | 787962.6898 | 0 | 0 | 0 | 0 | 0 | 0 | 0 | 0 | 0 | 0 | 0 | 0 | 0 | 0 | 0 | 25778.1263 | 0 | 0 | 0 | 0 | 0 | 0 | 0 | 0 | 0 | 0 | 0 | 0 | 0 | 0 | 0
2016-02-28 01:00 | 0 | 0 | 0 | 0 | 0 | 686006.8349 | 168.27 | 427036 | 0 | 0 | 0 | 0 | 2428884.2796 | 787962.6898 | 0 | 0 | 0 | 0 | 0 | 0 | 0 | 0 | 0 | 0 | 0 | 0 | 0 | 0 | 0 | 259139.105 | 0 | 0 | 0 | 0 | 0 | 0 | 0 | 0 | 0 | 0 | 0 | 0 | 0 | 0 | 0
2016-02-28 02:00 | 0 | 0 | 0 | 0 | 0 | 165919.895 | 0 | 425059 | 0 | 0 | 0 | 0 | 2169745.1746 | 787962.6898 | 0 | 0 | 0 | 0 | 0 | 0 | 0 | 0 | 0 | 0 | 0 | 0 | 0 | 0 | 0 | -259139.105 | 0 | 0 | 0 | 0 | 0 | 0 | 0 | 0 | 0 | 0 | 0 | 0 | 0 | 0 | 0
2016-02-28 03:00 | 0 | 0 | 0 | 0 | 0 | 157693.895 | 0 | 416833 | 0 | 0 | 0 | 0 | 1910606.0697 | 787962.6898 | 0 | 0 | 0 | 0 | 0 | 0 | 0 | 0 | 0 | 0 | 0 | 0 | 0 | 0 | 0 | -259139.105 | 0 | 0 | 0 | 0 | 0 | 0 | 0 | 0 | 0 | 0 | 0 | 0 | 0 | 0 | 0
2016-02-28 04:00 | 0 | 0 | 0 | 0 | 0 | 143797.895 | 0 | 402937 | 0 | 0 | 0 | 0 | 1651466.9647 | 787962.6898 | 0 | 0 | 0 | 0 | 0 | 0 | 0 | 0 | 0 | 0 | 0 | 0 | 0 | 0 | 0 | -259139.105 | 0 | 0 | 0 | 0 | 0 | 0 | 0 | 0 | 0 | 0 | 0 | 0 | 0 | 0 | 0
2016-02-28 05:00 | 0 | 0 | 0 | 0 | 0 | 648659.105 | 0 | 389520 | 0 | 0 | 0 | 0 | 1910606.0697 | 787962.6898 | 0 | 0 | 0 | 0 | 0 | 0 | 0 | 0 | 0 | 0 | 0 | 0 | 0 | 0 | 0 | 259139.105 | 0 | 0 | 0 | 0 | 0 | 0 | 0 | 0 | 0 | 0 | 0 | 0 | 0 | 0 | 0
2016-02-28 06:00 | 0 | 0 | 0 | 0 | 0 | 638154.105 | 0 | 379015 | 0 | 0 | 0 | 0 | 2169745.1746 | 787962.6898 | 0 | 0 | 0 | 0 | 0 | 0 | 0 | 0 | 0 | 0 | 0 | 0 | 0 | 0 | 0 | 259139.105 | 0 | 0 | 0 | 0 | 0 | 0 | 0 | 0 | 0 | 0 | 0 | 0 | 0 | 0 | 0
2016-02-28 07:00 | 0 | 0 | 0 | 0 | 0 | 113061.895 | 0 | 372201 | 0 | 0 | 0 | 0 | 1910606.0697 | 787962.6898 | 0 | 0 | 0 | 0 | 0 | 0 | 0 | 0 | 0 | 0 | 0 | 0 | 0 | 0 | 0 | -259139.105 | 0 | 0 | 0 | 0 | 0 | 0 | 0 | 0 | 0 | 0 | 0 | 0 | 0 | 0 | 0
2016-02-28 08:00 | 0 | 0 | 0 | 0 | 0 | 627725.105 | 0 | 368586 | 0 | 0 | 0 | 0 | 2169745.1746 | 787962.6898 | 0 | 0 | 0 | 0 | 0 | 0 | 0 | 0 | 0 | 0 | 0 | 0 | 0 | 0 | 0 | 259139.105 | 0 | 0 | 0 | 0 | 0 | 0 | 0 | 0 | 0 | 0 | 0 | 0 | 0 | 0 | 0
2016-02-28 09:00 | 0 | 0 | 0 | 0 | 0 | 109791.895 | 0 | 368931 | 0 | 0 | 0 | 0 | 1910606.0697 | 787962.6898 | 0 | 0 | 0 | 0 | 0 | 0 | 0 | 0 | 0 | 0 | 0 | 0 | 0 | 0 | 0 | -259139.105 | 0 | 0 | 0 | 0 | 0 | 0 | 0 | 0 | 0 | 0 | 0 | 0 | 0 | 0 | 0
2016-02-28 10:00 | 0 | 0 | 0 | 0 | 0 | 114125.895 | 0 | 373265 | 0 | 0 | 0 | 0 | 1651466.9647 | 787962.6898 | 0 | 0 | 0 | 0 | 0 | 0 | 0 | 0 | 0 | 0 | 0 | 0 | 0 | 0 | 0 | -259139.105 | 0 | 0 | 0 | 0 | 0 | 0 | 0 | 0 | 0 | 0 | 0 | 0 | 0 | 0 | 0
2016-02-28 11:00 | 0 | 0 | 0 | 0 | 0 | 122981.895 | 0 | 382121 | 0 | 0 | 0 | 0 | 1392327.8598 | 787962.6898 | 0 | 0 | 0 | 0 | 0 | 0 | 0 | 0 | 0 | 0 | 0 | 0 | 0 | 0 | 0 | -259139.105 | 0 | 0 | 0 | 0 | 0 | 0 | 0 | 0 | 0 | 0 | 0 | 0 | 0 | 0 | 0
2016-02-28 12:00 | 0 | 0 | 0 | 0 | 0 | 133108.895 | 0 | 392248 | 0 | 0 | 0 | 0 | 1133188.7548 | 787962.6898 | 0 | 0 | 0 | 0 | 0 | 0 | 0 | 0 | 0 | 0 | 0 | 0 | 0 | 0 | 0 | -259139.105 | 0 | 0 | 0 | 0 | 0 | 0 | 0 | 0 | 0 | 0 | 0 | 0 | 0 | 0 | 0
2016-02-28 13:00 | 0 | 0 | 0 | 0 | 0 | 129439.142 | 8592.7531 | 397171 | 0 | 0 | 0 | 0 | 874049.6499 | 787962.6898 | 0 | 0 | 0 | 0 | 0 | 0 | 0 | 0 | 0 | 0 | 0 | 0 | 0 | 0 | 0 | -259139.105 | 0 | 0 | 0 | 0 | 0 | 0 | 0 | 0 | 0 | 0 | 0 | 0 | 0 | 0 | 0
2016-02-28 14:00 | 0 | 0 | 0 | 0 | 0 | 0 | 321750.6556 | 396002 | 0 | 0 | 0 | 0 | 799798.3054 | 787962.6898 | 0 | 0 | 0 | 0 | 0 | 0 | 0 | 0 | 0 | 0 | 0 | 0 | 0 | 0 | 0 | -74251.3444 | 0 | 0 | 0 | 0 | 0 | 0 | 0 | 0 | 0 | 0 | 0 | 0 | 0 | 0 | 0
2016-02-28 15:00 | 0 | 0 | 0 | 0 | 0 | 0 | 664281.0865 | 390876 | 0 | 0 | 0 | 0 | 1058937.4104 | 802228.6713 | 0 | 0 | 0 | 0 | 0 | 0 | 0 | 0 | 0 | 0 | 0 | 0 | 0 | 0 | 0 | 259139.105 | 14265.9815 | 0 | 0 | 0 | 0 | 0 | 0 | 0 | 0 | 0 | 0 | 0 | 0 | 0 | 0
2016-02-28 16:00 | 0 | 0 | 0 | 0 | 0 | 0 | 659047.0865 | 385642 | 0 | 0 | 0 | 0 | 1318076.5153 | 816494.6529 | 0 | 0 | 0 | 0 | 0 | 0 | 0 | 0 | 0 | 0 | 0 | 0 | 0 | 0 | 0 | 259139.105 | 14265.9815 | 0 | 0 | 0 | 0 | 0 | 0 | 0 | 0 | 0 | 0 | 0 | 0 | 0 | 0
2016-02-28 17:00 | 0 | 0 | 0 | 0 | 0 | 0 | 654370.0865 | 380965 | 0 | 0 | 0 | 0 | 1577215.6203 | 830760.6344 | 0 | 0 | 0 | 0 | 0 | 0 | 0 | 0 | 0 | 0 | 0 | 0 | 0 | 0 | 0 | 259139.105 | 14265.9815 | 0 | 0 | 0 | 0 | 0 | 0 | 0 | 0 | 0 | 0 | 0 | 0 | 0 | 0
2016-02-28 18:00 | 0 | 0 | 0 | 0 | 0 | 0 | 650869.0865 | 377464 | 0 | 0 | 0 | 0 | 1836354.7252 | 845026.6159 | 0 | 0 | 0 | 0 | 0 | 0 | 0 | 0 | 0 | 0 | 0 | 0 | 0 | 0 | 0 | 259139.105 | 14265.9815 | 0 | 0 | 0 | 0 | 0 | 0 | 0 | 0 | 0 | 0 | 0 | 0 | 0 | 0
2016-02-28 19:00 | 0 | 0 | 0 | 0 | 0 | 0 | 647589.0865 | 374184 | 0 | 0 | 0 | 0 | 2095493.8302 | 859292.5974 | 0 | 0 | 0 | 0 | 0 | 0 | 0 | 0 | 0 | 0 | 0 | 0 | 0 | 0 | 0 | 259139.105 | 14265.9815 | 0 | 0 | 0 | 0 | 0 | 0 | 0 | 0 | 0 | 0 | 0 | 0 | 0 | 0
2016-02-28 20:00 | 0 | 0 | 0 | 0 | 0 | 0 | 646402.0865 | 372997 | 0 | 0 | 0 | 0 | 2354632.9351 | 873558.579 | 0 | 0 | 0 | 0 | 0 | 0 | 0 | 0 | 0 | 0 | 0 | 0 | 0 | 0 | 0 | 259139.105 | 14265.9815 | 0 | 0 | 0 | 0 | 0 | 0 | 0 | 0 | 0 | 0 | 0 | 0 | 0 | 0
2016-02-28 21:00 | 0 | 0 | 0 | 0 | 0 | 0 | 649005.0865 | 375600 | 0 | 0 | 0 | 0 | 2613772.0401 | 887824.5605 | 0 | 0 | 0 | 0 | 0 | 0 | 0 | 0 | 0 | 0 | 0 | 0 | 0 | 0 | 0 | 259139.105 | 14265.9815 | 0 | 0 | 0 | 0 | 0 | 0 | 0 | 0 | 0 | 0 | 0 | 0 | 0 | 0
2016-02-28 22:00 | 0 | 0 | 0 | 0 | 0 | 0 | 622664.1689 | 384629 | 0 | 0 | 0 | 0 | 2851807.209 | 887824.5605 | 0 | 0 | 0 | 0 | 0 | 0 | 0 | 0 | 0 | 0 | 0 | 0 | 0 | 0 | 0 | 238035.1689 | 0 | 0 | 0 | 0 | 0 | 0 | 0 | 0 | 0 | 0 | 0 | 0 | 0 | 0 | 0
2016-02-28 23:00 | 0 | 0 | 0 | 0 | 0 | 0 | 444385.3356 | 401421 | 0 | 0 | 0 | 0 | 2894771.5446 | 887824.5605 | 0 | 0 | 0 | 0 | 0 | 0 | 0 | 0 | 0 | 0 | 0 | 0 | 0 | 0 | 0 | 42964.3356 | 0 | 0 | 0 | 0 | 0 | 0 | 0 | 0 | 0 | 0 | 0 | 0 | 0 | 0 | 0
2016-02-29 | 0 | 0 | 0 | 0 | 0 | 184812.1635 | 91635.4137 | 416582 | 0 | 0 | 0 | 0 | 2754637.1218 | 887824.5605 | 0 | 0 | 0 | 0 | 0 | 0 | 0 | 0 | 0 | 0 | 0 | 0 | 0 | 0 | 0 | -140134.4228 | 0 | 0 | 0 | 0 | 0 | 0 | 0 | 0 | 0 | 0 | 0 | 0 | 0 | 0 | 0
2016-02-29 01:00 | 0 | 0 | 0 | 0 | 0 | 51389.7745 | 176.3114 | 419648 | 0 | 0 | 0 | 0 | 2495498.0169 | 778881.7514 | 0 | 0 | 0 | 0 | 0 | 0 | 0 | 0 | 0 | 0 | 0 | 0 | 0 | 0 | 0 | -259139.105 | 0 | 108942.8092 | 0 | 0 | 0 | 0 | 0 | 0 | 0 | 0 | 0 | 0 | 0 | 0 | 0
2016-02-29 02:00 | 0 | 0 | 0 | 0 | 0 | 153649.895 | 0 | 412789 | 0 | 0 | 0 | 0 | 2236358.9119 | 778881.7514 | 0 | 0 | 0 | 0 | 0 | 0 | 0 | 0 | 0 | 0 | 0 | 0 | 0 | 0 | 0 | -259139.105 | 0 | 0 | 0 | 0 | 0 | 0 | 0 | 0 | 0 | 0 | 0 | 0 | 0 | 0 | 0
2016-02-29 03:00 | 0 | 0 | 0 | 0 | 0 | 657105.6714 | 0 | 398731 | 0 | 0 | 0 | 0 | 2494733.5833 | 778881.7514 | 0 | 0 | 0 | 0 | 0 | 0 | 0 | 0 | 0 | 0 | 0 | 0 | 0 | 0 | 0 | 258374.6714 | 0 | 0 | 0 | 0 | 0 | 0 | 0 | 0 | 0 | 0 | 0 | 0 | 0 | 0 | 0
2016-02-29 04:00 | 0 | 0 | 0 | 0 | 0 | 120544.895 | 0 | 379684 | 0 | 0 | 0 | 0 | 2235594.4784 | 778881.7514 | 0 | 0 | 0 | 0 | 0 | 0 | 0 | 0 | 0 | 0 | 0 | 0 | 0 | 0 | 0 | -259139.105 | 0 | 0 | 0 | 0 | 0 | 0 | 0 | 0 | 0 | 0 | 0 | 0 | 0 | 0 | 0
2016-02-29 05:00 | 0 | 0 | 0 | 0 | 0 | 104552.895 | 0 | 363692 | 0 | 0 | 0 | 0 | 1976455.3734 | 778881.7514 | 0 | 0 | 0 | 0 | 0 | 0 | 0 | 0 | 0 | 0 | 0 | 0 | 0 | 0 | 0 | -259139.105 | 0 | 0 | 0 | 0 | 0 | 0 | 0 | 0 | 0 | 0 | 0 | 0 | 0 | 0 | 0
2016-02-29 06:00 | 0 | 0 | 0 | 0 | 0 | 91756.895 | 0 | 350896 | 0 | 0 | 0 | 0 | 1717316.2684 | 778881.7514 | 0 | 0 | 0 | 0 | 0 | 0 | 0 | 0 | 0 | 0 | 0 | 0 | 0 | 0 | 0 | -259139.105 | 0 | 0 | 0 | 0 | 0 | 0 | 0 | 0 | 0 | 0 | 0 | 0 | 0 | 0 | 0
2016-02-29 07:00 | 0 | 0 | 0 | 0 | 0 | 602372.105 | 0 | 343233 | 0 | 0 | 0 | 0 | 1976455.3734 | 778881.7514 | 0 | 0 | 0 | 0 | 0 | 0 | 0 | 0 | 0 | 0 | 0 | 0 | 0 | 0 | 0 | 259139.105 | 0 | 0 | 0 | 0 | 0 | 0 | 0 | 0 | 0 | 0 | 0 | 0 | 0 | 0 | 0
2016-02-29 08:00 | 0 | 0 | 0 | 0 | 0 | 82084.895 | 0 | 341224 | 0 | 0 | 0 | 0 | 1717316.2684 | 778881.7514 | 0 | 0 | 0 | 0 | 0 | 0 | 0 | 0 | 0 | 0 | 0 | 0 | 0 | 0 | 0 | -259139.105 | 0 | 0 | 0 | 0 | 0 | 0 | 0 | 0 | 0 | 0 | 0 | 0 | 0 | 0 | 0
2016-02-29 09:00 | 0 | 0 | 0 | 0 | 0 | 86404.895 | 0 | 345544 | 0 | 0 | 0 | 0 | 1458177.1635 | 778881.7514 | 0 | 0 | 0 | 0 | 0 | 0 | 0 | 0 | 0 | 0 | 0 | 0 | 0 | 0 | 0 | -259139.105 | 0 | 0 | 0 | 0 | 0 | 0 | 0 | 0 | 0 | 0 | 0 | 0 | 0 | 0 | 0
2016-02-29 10:00 | 0 | 0 | 0 | 0 | 0 | 102984.895 | 0 | 362124 | 0 | 0 | 0 | 0 | 1199038.0585 | 778881.7514 | 0 | 0 | 0 | 0 | 0 | 0 | 0 | 0 | 0 | 0 | 0 | 0 | 0 | 0 | 0 | -259139.105 | 0 | 0 | 0 | 0 | 0 | 0 | 0 | 0 | 0 | 0 | 0 | 0 | 0 | 0 | 0
2016-02-29 11:00 | 0 | 0 | 0 | 0 | 0 | 150753.8766 | 0 | 395627 | 0 | 0 | 0 | 0 | 939898.9536 | 793147.7329 | 0 | 0 | 0 | 0 | 0 | 0 | 0 | 0 | 0 | 0 | 0 | 0 | 0 | 0 | 0 | -259139.105 | 14265.9815 | 0 | 0 | 0 | 0 | 0 | 0 | 0 | 0 | 0 | 0 | 0 | 0 | 0 | 0
2016-02-29 12:00 | 0 | 0 | 0 | 0 | 0 | 165427.895 | 0 | 424567 | 0 | 0 | 0 | 0 | 680759.8486 | 793147.7329 | 0 | 0 | 0 | 0 | 0 | 0 | 0 | 0 | 0 | 0 | 0 | 0 | 0 | 0 | 0 | -259139.105 | 0 | 0 | 0 | 0 | 0 | 0 | 0 | 0 | 0 | 0 | 0 | 0 | 0 | 0 | 0
2016-02-29 13:00 | 0 | 0 | 0 | 0 | 0 | 622085.4041 | 11436.6748 | 433075 | 0 | 0 | 0 | 0 | 881206.9276 | 793147.7329 | 0 | 0 | 0 | 0 | 0 | 0 | 0 | 0 | 0 | 0 | 0 | 0 | 0 | 0 | 0 | 200447.0789 | 0 | 0 | 0 | 0 | 0 | 0 | 0 | 0 | 0 | 0 | 0 | 0 | 0 | 0 | 0
2016-02-29 14:00 | 0 | 0 | 0 | 0 | 0 | 0 | 320973.7158 | 435615 | 0 | 0 | 0 | 0 | 766565.6434 | 793147.7329 | 0 | 0 | 0 | 0 | 0 | 0 | 0 | 0 | 0 | 0 | 0 | 0 | 0 | 0 | 0 | -114641.2842 | 0 | 0 | 0 | 0 | 0 | 0 | 0 | 0 | 0 | 0 | 0 | 0 | 0 | 0 | 0
2016-02-29 15:00 | 0 | 0 | 0 | 0 | 0 | 0 | 683256.312 | 436352 | 0 | 0 | 0 | 0 | 1013469.9554 | 793147.7329 | 0 | 0 | 0 | 0 | 0 | 0 | 0 | 0 | 0 | 0 | 0 | 0 | 0 | 0 | 0 | 246904.312 | 0 | 0 | 0 | 0 | 0 | 0 | 0 | 0 | 0 | 0 | 0 | 0 | 0 | 0 | 0
2016-02-29 16:00 | 0 | 0 | 0 | 0 | 0 | 0 | 707675.0865 | 434270 | 0 | 0 | 0 | 0 | 1272609.0604 | 807413.7144 | 0 | 0 | 0 | 0 | 0 | 0 | 0 | 0 | 0 | 0 | 0 | 0 | 0 | 0 | 0 | 259139.105 | 14265.9815 | 0 | 0 | 0 | 0 | 0 | 0 | 0 | 0 | 0 | 0 | 0 | 0 | 0 | 0
2016-02-29 17:00 | 0 | 0 | 0 | 0 | 0 | 0 | 703689.0865 | 430284 | 0 | 0 | 0 | 0 | 1531748.1653 | 821679.696 | 0 | 0 | 0 | 0 | 0 | 0 | 0 | 0 | 0 | 0 | 0 | 0 | 0 | 0 | 0 | 259139.105 | 14265.9815 | 0 | 0 | 0 | 0 | 0 | 0 | 0 | 0 | 0 | 0 | 0 | 0 | 0 | 0
2016-02-29 18:00 | 0 | 0 | 0 | 0 | 0 | 0 | 700276.0865 | 426871 | 0 | 0 | 0 | 0 | 1790887.2703 | 835945.6775 | 0 | 0 | 0 | 0 | 0 | 0 | 0 | 0 | 0 | 0 | 0 | 0 | 0 | 0 | 0 | 259139.105 | 14265.9815 | 0 | 0 | 0 | 0 | 0 | 0 | 0 | 0 | 0 | 0 | 0 | 0 | 0 | 0
2016-02-29 19:00 | 0 | 0 | 0 | 0 | 0 | 0 | 697446.0865 | 424041 | 0 | 0 | 0 | 0 | 2050026.3752 | 850211.659 | 0 | 0 | 0 | 0 | 0 | 0 | 0 | 0 | 0 | 0 | 0 | 0 | 0 | 0 | 0 | 259139.105 | 14265.9815 | 0 | 0 | 0 | 0 | 0 | 0 | 0 | 0 | 0 | 0 | 0 | 0 | 0 | 0
2016-02-29 20:00 | 0 | 0 | 0 | 0 | 0 | 0 | 694982.0865 | 421577 | 0 | 0 | 0 | 0 | 2309165.4802 | 864477.6406 | 0 | 0 | 0 | 0 | 0 | 0 | 0 | 0 | 0 | 0 | 0 | 0 | 0 | 0 | 0 | 259139.105 | 14265.9815 | 0 | 0 | 0 | 0 | 0 | 0 | 0 | 0 | 0 | 0 | 0 | 0 | 0 | 0
2016-02-29 21:00 | 0 | 0 | 0 | 0 | 0 | 0 | 695552.0865 | 422147 | 0 | 0 | 0 | 0 | 2568304.5851 | 878743.6221 | 0 | 0 | 0 | 0 | 0 | 0 | 0 | 0 | 0 | 0 | 0 | 0 | 0 | 0 | 0 | 259139.105 | 14265.9815 | 0 | 0 | 0 | 0 | 0 | 0 | 0 | 0 | 0 | 0 | 0 | 0 | 0 | 0
2016-02-29 22:00 | 0 | 0 | 0 | 0 | 0 | 0 | 681192.399 | 427406 | 0 | 0 | 0 | 0 | 2822090.9841 | 878743.6221 | 0 | 0 | 0 | 0 | 0 | 0 | 0 | 0 | 0 | 0 | 0 | 0 | 0 | 0 | 0 | 253786.399 | 0 | 0 | 0 | 0 | 0 | 0 | 0 | 0 | 0 | 0 | 0 | 0 | 0 | 0 | 0
2016-02-29 23:00 | 0 | 0 | 0 | 0 | 0 | 0 | 513487.5605 | 440807 | 0 | 0 | 0 | 0 | 2894771.5446 | 878743.6221 | 0 | 0 | 0 | 0 | 0 | 0 | 0 | 0 | 0 | 0 | 0 | 0 | 0 | 0 | 0 | 72680.5605 | 0 | 0 | 0 | 0 | 0 | 0 | 0 | 0 | 0 | 0 | 0 | 0 | 0 | 0 | 0
2016-03-01 | 0 | 0 | 0 | 0 | 0 | 301689.7177 | 153285.2823 | 454975 | 0 | 0 | 0 | 0 | 2894771.5446 | 878743.6221 | 0 | 0 | 0 | 0 | 0 | 0 | 0 | 0 | 0 | 0 | 0 | 0 | 0 | 0 | 0 | 0 | 0 | 0 | 0 | 0 | 0 | 0 | 0 | 0 | 0 | 0 | 0 | 0 | 0 | 0 | 0
2016-03-01 01:00 | 0 | 0 | 0 | 0 | 0 | 86575.6147 | 282.4712 | 454940 | 0 | 0 | 0 | 0 | 2635632.4397 | 769800.8129 | 0 | 0 | 0 | 0 | 0 | 0 | 0 | 0 | 0 | 0 | 0 | 0 | 0 | 0 | 0 | -259139.105 | 0 | 108942.8092 | 0 | 0 | 0 | 0 | 0 | 0 | 0 | 0 | 0 | 0 | 0 | 0 | 0
2016-03-01 02:00 | 0 | 0 | 0 | 0 | 0 | 184506.895 | 0 | 443646 | 0 | 0 | 0 | 0 | 2376493.3347 | 769800.8129 | 0 | 0 | 0 | 0 | 0 | 0 | 0 | 0 | 0 | 0 | 0 | 0 | 0 | 0 | 0 | -259139.105 | 0 | 0 | 0 | 0 | 0 | 0 | 0 | 0 | 0 | 0 | 0 | 0 | 0 | 0 | 0
2016-03-01 03:00 | 0 | 0 | 0 | 0 | 0 | 165800.895 | 0 | 424940 | 0 | 0 | 0 | 0 | 2117354.2298 | 769800.8129 | 0 | 0 | 0 | 0 | 0 | 0 | 0 | 0 | 0 | 0 | 0 | 0 | 0 | 0 | 0 | -259139.105 | 0 | 0 | 0 | 0 | 0 | 0 | 0 | 0 | 0 | 0 | 0 | 0 | 0 | 0 | 0
2016-03-01 04:00 | 0 | 0 | 0 | 0 | 0 | 532240.9824 | 0 | 402448 | 0 | 0 | 0 | 0 | 2247147.2122 | 769800.8129 | 0 | 0 | 0 | 0 | 0 | 0 | 0 | 0 | 0 | 0 | 0 | 0 | 0 | 0 | 0 | 129792.9824 | 0 | 0 | 0 | 0 | 0 | 0 | 0 | 0 | 0 | 0 | 0 | 0 | 0 | 0 | 0
2016-03-01 05:00 | 0 | 0 | 0 | 0 | 0 | 123382.895 | 0 | 382522 | 0 | 0 | 0 | 0 | 1988008.1072 | 769800.8129 | 0 | 0 | 0 | 0 | 0 | 0 | 0 | 0 | 0 | 0 | 0 | 0 | 0 | 0 | 0 | -259139.105 | 0 | 0 | 0 | 0 | 0 | 0 | 0 | 0 | 0 | 0 | 0 | 0 | 0 | 0 | 0
2016-03-01 06:00 | 0 | 0 | 0 | 0 | 0 | 110000.895 | 0 | 369140 | 0 | 0 | 0 | 0 | 1728869.0023 | 769800.8129 | 0 | 0 | 0 | 0 | 0 | 0 | 0 | 0 | 0 | 0 | 0 | 0 | 0 | 0 | 0 | -259139.105 | 0 | 0 | 0 | 0 | 0 | 0 | 0 | 0 | 0 | 0 | 0 | 0 | 0 | 0 | 0
2016-03-01 07:00 | 0 | 0 | 0 | 0 | 0 | 100963.895 | 0 | 360103 | 0 | 0 | 0 | 0 | 1469729.8973 | 769800.8129 | 0 | 0 | 0 | 0 | 0 | 0 | 0 | 0 | 0 | 0 | 0 | 0 | 0 | 0 | 0 | -259139.105 | 0 | 0 | 0 | 0 | 0 | 0 | 0 | 0 | 0 | 0 | 0 | 0 | 0 | 0 | 0
2016-03-01 08:00 | 0 | 0 | 0 | 0 | 0 | 521684.4762 | 0 | 356976 | 0 | 0 | 0 | 0 | 1634438.3736 | 769800.8129 | 0 | 0 | 0 | 0 | 0 | 0 | 0 | 0 | 0 | 0 | 0 | 0 | 0 | 0 | 0 | 164708.4762 | 0 | 0 | 0 | 0 | 0 | 0 | 0 | 0 | 0 | 0 | 0 | 0 | 0 | 0 | 0
2016-03-01 09:00 | 0 | 0 | 0 | 0 | 0 | 100288.895 | 0 | 359428 | 0 | 0 | 0 | 0 | 1375299.2686 | 769800.8129 | 0 | 0 | 0 | 0 | 0 | 0 | 0 | 0 | 0 | 0 | 0 | 0 | 0 | 0 | 0 | -259139.105 | 0 | 0 | 0 | 0 | 0 | 0 | 0 | 0 | 0 | 0 | 0 | 0 | 0 | 0 | 0
2016-03-01 10:00 | 0 | 0 | 0 | 0 | 0 | 114549.895 | 0 | 373689 | 0 | 0 | 0 | 0 | 1116160.1637 | 769800.8129 | 0 | 0 | 0 | 0 | 0 | 0 | 0 | 0 | 0 | 0 | 0 | 0 | 0 | 0 | 0 | -259139.105 | 0 | 0 | 0 | 0 | 0 | 0 | 0 | 0 | 0 | 0 | 0 | 0 | 0 | 0 | 0
2016-03-01 11:00 | 0 | 0 | 0 | 0 | 0 | 146255.895 | 0 | 405395 | 0 | 0 | 0 | 0 | 857021.0587 | 769800.8129 | 0 | 0 | 0 | 0 | 0 | 0 | 0 | 0 | 0 | 0 | 0 | 0 | 0 | 0 | 0 | -259139.105 | 0 | 0 | 0 | 0 | 0 | 0 | 0 | 0 | 0 | 0 | 0 | 0 | 0 | 0 | 0
2016-03-01 12:00 | 0 | 0 | 0 | 0 | 0 | 171186.895 | 0 | 430326 | 0 | 0 | 0 | 0 | 597881.9538 | 769800.8129 | 0 | 0 | 0 | 0 | 0 | 0 | 0 | 0 | 0 | 0 | 0 | 0 | 0 | 0 | 0 | -259139.105 | 0 | 0 | 0 | 0 | 0 | 0 | 0 | 0 | 0 | 0 | 0 | 0 | 0 | 0 | 0
2016-03-01 13:00 | 0 | 0 | 0 | 0 | 0 | 427218.0085 | 14035.1194 | 435727 | 0 | 0 | 0 | 0 | 603408.0817 | 769800.8129 | 0 | 0 | 0 | 0 | 0 | 0 | 0 | 0 | 0 | 0 | 0 | 0 | 0 | 0 | 0 | 5526.1279 | 0 | 0 | 0 | 0 | 0 | 0 | 0 | 0 | 0 | 0 | 0 | 0 | 0 | 0 | 0
2016-03-01 14:00 | 0 | 0 | 0 | 0 | 0 | 0 | 328902.9678 | 436321 | 0 | 0 | 0 | 0 | 495990.0495 | 769800.8129 | 0 | 0 | 0 | 0 | 0 | 0 | 0 | 0 | 0 | 0 | 0 | 0 | 0 | 0 | 0 | -107418.0322 | 0 | 0 | 0 | 0 | 0 | 0 | 0 | 0 | 0 | 0 | 0 | 0 | 0 | 0 | 0
2016-03-01 15:00 | 0 | 0 | 0 | 0 | 0 | 81032.887 | 615137.2179 | 437031 | 0 | 0 | 0 | 0 | 755129.1544 | 769800.8129 | 0 | 0 | 0 | 0 | 0 | 0 | 0 | 0 | 0 | 0 | 0 | 0 | 0 | 0 | 0 | 259139.105 | 0 | 0 | 0 | 0 | 0 | 0 | 0 | 0 | 0 | 0 | 0 | 0 | 0 | 0 | 0
2016-03-01 16:00 | 0 | 0 | 0 | 0 | 0 | 0 | 705056.9828 | 436038 | 0 | 0 | 0 | 0 | 1014268.2594 | 779680.6907 | 0 | 0 | 0 | 0 | 0 | 0 | 0 | 0 | 0 | 0 | 0 | 0 | 0 | 0 | 0 | 259139.105 | 9879.8778 | 0 | 0 | 0 | 0 | 0 | 0 | 0 | 0 | 0 | 0 | 0 | 0 | 0 | 0
2016-03-01 17:00 | 0 | 0 | 0 | 0 | 0 | 0 | 707527.0865 | 434122 | 0 | 0 | 0 | 0 | 1273407.3643 | 793946.6723 | 0 | 0 | 0 | 0 | 0 | 0 | 0 | 0 | 0 | 0 | 0 | 0 | 0 | 0 | 0 | 259139.105 | 14265.9815 | 0 | 0 | 0 | 0 | 0 | 0 | 0 | 0 | 0 | 0 | 0 | 0 | 0 | 0
2016-03-01 18:00 | 0 | 0 | 0 | 0 | 0 | 0 | 707446.0865 | 434041 | 0 | 0 | 0 | 0 | 1532546.4693 | 808212.6538 | 0 | 0 | 0 | 0 | 0 | 0 | 0 | 0 | 0 | 0 | 0 | 0 | 0 | 0 | 0 | 259139.105 | 14265.9815 | 0 | 0 | 0 | 0 | 0 | 0 | 0 | 0 | 0 | 0 | 0 | 0 | 0 | 0
2016-03-01 19:00 | 0 | 0 | 0 | 0 | 0 | 0 | 706479.0865 | 433074 | 0 | 0 | 0 | 0 | 1791685.5742 | 822478.6353 | 0 | 0 | 0 | 0 | 0 | 0 | 0 | 0 | 0 | 0 | 0 | 0 | 0 | 0 | 0 | 259139.105 | 14265.9815 | 0 | 0 | 0 | 0 | 0 | 0 | 0 | 0 | 0 | 0 | 0 | 0 | 0 | 0
2016-03-01 20:00 | 0 | 0 | 0 | 0 | 0 | 0 | 706266.0865 | 432861 | 0 | 0 | 0 | 0 | 2050824.6792 | 836744.6169 | 0 | 0 | 0 | 0 | 0 | 0 | 0 | 0 | 0 | 0 | 0 | 0 | 0 | 0 | 0 | 259139.105 | 14265.9815 | 0 | 0 | 0 | 0 | 0 | 0 | 0 | 0 | 0 | 0 | 0 | 0 | 0 | 0
2016-03-01 21:00 | 0 | 0 | 0 | 0 | 0 | 0 | 708337.0865 | 434932 | 0 | 0 | 0 | 0 | 2309963.7841 | 851010.5984 | 0 | 0 | 0 | 0 | 0 | 0 | 0 | 0 | 0 | 0 | 0 | 0 | 0 | 0 | 0 | 259139.105 | 14265.9815 | 0 | 0 | 0 | 0 | 0 | 0 | 0 | 0 | 0 | 0 | 0 | 0 | 0 | 0
2016-03-01 22:00 | 0 | 0 | 0 | 0 | 0 | 0 | 685670.8586 | 441207 | 0 | 0 | 0 | 0 | 2554427.6427 | 851010.5984 | 0 | 0 | 0 | 0 | 0 | 0 | 0 | 0 | 0 | 0 | 0 | 0 | 0 | 0 | 0 | 244463.8586 | 0 | 0 | 0 | 0 | 0 | 0 | 0 | 0 | 0 | 0 | 0 | 0 | 0 | 0 | 0
2016-03-01 23:00 | 0 | 0 | 0 | 0 | 0 | 0 | 517134.1176 | 453833 | 0 | 0 | 0 | 0 | 2617728.7603 | 851010.5984 | 0 | 0 | 0 | 0 | 0 | 0 | 0 | 0 | 0 | 0 | 0 | 0 | 0 | 0 | 0 | 63301.1176 | 0 | 0 | 0 | 0 | 0 | 0 | 0 | 0 | 0 | 0 | 0 | 0 | 0 | 0 | 0
2016-03-02 | 0 | 0 | 0 | 0 | 0 | 240258.519 | 180355.9492 | 465032 | 0 | 0 | 0 | 0 | 2573311.2285 | 851010.5984 | 0 | 0 | 0 | 0 | 0 | 0 | 0 | 0 | 0 | 0 | 0 | 0 | 0 | 0 | 0 | -44417.5318 | 0 | 0 | 0 | 0 | 0 | 0 | 0 | 0 | 0 | 0 | 0 | 0 | 0 | 0 | 0
2016-03-02 01:00 | 0 | 0 | 0 | 0 | 0 | 248423.1316 | 376.8067 | 465282 | 0 | 0 | 0 | 0 | 2465771.976 | 742067.7892 | 0 | 0 | 0 | 0 | 0 | 0 | 0 | 0 | 0 | 0 | 0 | 0 | 0 | 0 | 0 | -107539.2526 | 0 | 108942.8092 | 0 | 0 | 0 | 0 | 0 | 0 | 0 | 0 | 0 | 0 | 0 | 0 | 0
2016-03-02 02:00 | 0 | 0 | 0 | 0 | 0 | 271084.8756 | 0 | 454570 | 0 | 0 | 0 | 0 | 2282286.8516 | 742067.7892 | 0 | 0 | 0 | 0 | 0 | 0 | 0 | 0 | 0 | 0 | 0 | 0 | 0 | 0 | 0 | -183485.1244 | 0 | 0 | 0 | 0 | 0 | 0 | 0 | 0 | 0 | 0 | 0 | 0 | 0 | 0 | 0
2016-03-02 03:00 | 0 | 0 | 0 | 0 | 0 | 306718.3821 | 0 | 436355 | 0 | 0 | 0 | 0 | 2152650.2337 | 742067.7892 | 0 | 0 | 0 | 0 | 0 | 0 | 0 | 0 | 0 | 0 | 0 | 0 | 0 | 0 | 0 | -129636.6179 | 0 | 0 | 0 | 0 | 0 | 0 | 0 | 0 | 0 | 0 | 0 | 0 | 0 | 0 | 0
2016-03-02 04:00 | 0 | 0 | 0 | 0 | 0 | 153294.895 | 0 | 412434 | 0 | 0 | 0 | 0 | 1893511.1287 | 742067.7892 | 0 | 0 | 0 | 0 | 0 | 0 | 0 | 0 | 0 | 0 | 0 | 0 | 0 | 0 | 0 | -259139.105 | 0 | 0 | 0 | 0 | 0 | 0 | 0 | 0 | 0 | 0 | 0 | 0 | 0 | 0 | 0
2016-03-02 05:00 | 0 | 0 | 0 | 0 | 0 | 133099.895 | 0 | 392239 | 0 | 0 | 0 | 0 | 1634372.0238 | 742067.7892 | 0 | 0 | 0 | 0 | 0 | 0 | 0 | 0 | 0 | 0 | 0 | 0 | 0 | 0 | 0 | -259139.105 | 0 | 0 | 0 | 0 | 0 | 0 | 0 | 0 | 0 | 0 | 0 | 0 | 0 | 0 | 0
2016-03-02 06:00 | 0 | 0 | 0 | 0 | 0 | 118548.895 | 0 | 377688 | 0 | 0 | 0 | 0 | 1375232.9188 | 742067.7892 | 0 | 0 | 0 | 0 | 0 | 0 | 0 | 0 | 0 | 0 | 0 | 0 | 0 | 0 | 0 | -259139.105 | 0 | 0 | 0 | 0 | 0 | 0 | 0 | 0 | 0 | 0 | 0 | 0 | 0 | 0 | 0
2016-03-02 07:00 | 0 | 0 | 0 | 0 | 0 | 470337.1925 | 0 | 367874 | 0 | 0 | 0 | 0 | 1477696.1113 | 742067.7892 | 0 | 0 | 0 | 0 | 0 | 0 | 0 | 0 | 0 | 0 | 0 | 0 | 0 | 0 | 0 | 102463.1925 | 0 | 0 | 0 | 0 | 0 | 0 | 0 | 0 | 0 | 0 | 0 | 0 | 0 | 0 | 0
2016-03-02 08:00 | 0 | 0 | 0 | 0 | 0 | 103907.895 | 0 | 363047 | 0 | 0 | 0 | 0 | 1218557.0064 | 742067.7892 | 0 | 0 | 0 | 0 | 0 | 0 | 0 | 0 | 0 | 0 | 0 | 0 | 0 | 0 | 0 | -259139.105 | 0 | 0 | 0 | 0 | 0 | 0 | 0 | 0 | 0 | 0 | 0 | 0 | 0 | 0 | 0
2016-03-02 09:00 | 0 | 0 | 0 | 0 | 0 | 107471.895 | 0 | 366611 | 0 | 0 | 0 | 0 | 959417.9014 | 742067.7892 | 0 | 0 | 0 | 0 | 0 | 0 | 0 | 0 | 0 | 0 | 0 | 0 | 0 | 0 | 0 | -259139.105 | 0 | 0 | 0 | 0 | 0 | 0 | 0 | 0 | 0 | 0 | 0 | 0 | 0 | 0 | 0
2016-03-02 10:00 | 0 | 0 | 0 | 0 | 0 | 464591.0262 | 0 | 380785 | 0 | 0 | 0 | 0 | 1043223.9276 | 742067.7892 | 0 | 0 | 0 | 0 | 0 | 0 | 0 | 0 | 0 | 0 | 0 | 0 | 0 | 0 | 0 | 83806.0262 | 0 | 0 | 0 | 0 | 0 | 0 | 0 | 0 | 0 | 0 | 0 | 0 | 0 | 0 | 0
2016-03-02 11:00 | 0 | 0 | 0 | 0 | 0 | 154436.895 | 0 | 413576 | 0 | 0 | 0 | 0 | 784084.8227 | 742067.7892 | 0 | 0 | 0 | 0 | 0 | 0 | 0 | 0 | 0 | 0 | 0 | 0 | 0 | 0 | 0 | -259139.105 | 0 | 0 | 0 | 0 | 0 | 0 | 0 | 0 | 0 | 0 | 0 | 0 | 0 | 0 | 0
2016-03-02 12:00 | 0 | 0 | 0 | 0 | 0 | 271773.4187 | 0 | 442641 | 0 | 0 | 0 | 0 | 613217.2414 | 742067.7892 | 0 | 0 | 0 | 0 | 0 | 0 | 0 | 0 | 0 | 0 | 0 | 0 | 0 | 0 | 0 | -170867.5813 | 0 | 0 | 0 | 0 | 0 | 0 | 0 | 0 | 0 | 0 | 0 | 0 | 0 | 0 | 0
2016-03-02 13:00 | 0 | 0 | 0 | 0 | 0 | 404639.4662 | 15676.9154 | 453351 | 0 | 0 | 0 | 0 | 580182.623 | 742067.7892 | 0 | 0 | 0 | 0 | 0 | 0 | 0 | 0 | 0 | 0 | 0 | 0 | 0 | 0 | 0 | -33034.6184 | 0 | 0 | 0 | 0 | 0 | 0 | 0 | 0 | 0 | 0 | 0 | 0 | 0 | 0 | 0
2016-03-02 14:00 | 0 | 0 | 0 | 0 | 0 | 0 | 331468.1785 | 455991 | 0 | 0 | 0 | 0 | 455659.8016 | 742067.7892 | 0 | 0 | 0 | 0 | 0 | 0 | 0 | 0 | 0 | 0 | 0 | 0 | 0 | 0 | 0 | -124522.8215 | 0 | 0 | 0 | 0 | 0 | 0 | 0 | 0 | 0 | 0 | 0 | 0 | 0 | 0 | 0
2016-03-02 15:00 | 0 | 0 | 0 | 0 | 0 | 0 | 719041.0527 | 456455 | 0 | 0 | 0 | 0 | 714798.9065 | 745514.737 | 0 | 0 | 0 | 0 | 0 | 0 | 0 | 0 | 0 | 0 | 0 | 0 | 0 | 0 | 0 | 259139.105 | 3446.9478 | 0 | 0 | 0 | 0 | 0 | 0 | 0 | 0 | 0 | 0 | 0 | 0 | 0 | 0
2016-03-02 16:00 | 0 | 0 | 0 | 0 | 0 | 0 | 726240.0865 | 452835 | 0 | 0 | 0 | 0 | 973938.0115 | 759780.7186 | 0 | 0 | 0 | 0 | 0 | 0 | 0 | 0 | 0 | 0 | 0 | 0 | 0 | 0 | 0 | 259139.105 | 14265.9815 | 0 | 0 | 0 | 0 | 0 | 0 | 0 | 0 | 0 | 0 | 0 | 0 | 0 | 0
2016-03-02 17:00 | 0 | 0 | 0 | 0 | 0 | 0 | 721187.0865 | 447782 | 0 | 0 | 0 | 0 | 1233077.1164 | 774046.7001 | 0 | 0 | 0 | 0 | 0 | 0 | 0 | 0 | 0 | 0 | 0 | 0 | 0 | 0 | 0 | 259139.105 | 14265.9815 | 0 | 0 | 0 | 0 | 0 | 0 | 0 | 0 | 0 | 0 | 0 | 0 | 0 | 0
2016-03-02 18:00 | 0 | 0 | 0 | 0 | 0 | 0 | 717405.0865 | 444000 | 0 | 0 | 0 | 0 | 1492216.2214 | 788312.6816 | 0 | 0 | 0 | 0 | 0 | 0 | 0 | 0 | 0 | 0 | 0 | 0 | 0 | 0 | 0 | 259139.105 | 14265.9815 | 0 | 0 | 0 | 0 | 0 | 0 | 0 | 0 | 0 | 0 | 0 | 0 | 0 | 0
2016-03-02 19:00 | 0 | 0 | 0 | 0 | 0 | 0 | 714294.0865 | 440889 | 0 | 0 | 0 | 0 | 1751355.3263 | 802578.6632 | 0 | 0 | 0 | 0 | 0 | 0 | 0 | 0 | 0 | 0 | 0 | 0 | 0 | 0 | 0 | 259139.105 | 14265.9815 | 0 | 0 | 0 | 0 | 0 | 0 | 0 | 0 | 0 | 0 | 0 | 0 | 0 | 0
2016-03-02 20:00 | 0 | 0 | 0 | 0 | 0 | 0 | 713798.0865 | 440393 | 0 | 0 | 0 | 0 | 2010494.4313 | 816844.6447 | 0 | 0 | 0 | 0 | 0 | 0 | 0 | 0 | 0 | 0 | 0 | 0 | 0 | 0 | 0 | 259139.105 | 14265.9815 | 0 | 0 | 0 | 0 | 0 | 0 | 0 | 0 | 0 | 0 | 0 | 0 | 0 | 0
2016-03-02 21:00 | 0 | 0 | 0 | 0 | 0 | 0 | 715017.0865 | 441612 | 0 | 0 | 0 | 0 | 2269633.5362 | 831110.6262 | 0 | 0 | 0 | 0 | 0 | 0 | 0 | 0 | 0 | 0 | 0 | 0 | 0 | 0 | 0 | 259139.105 | 14265.9815 | 0 | 0 | 0 | 0 | 0 | 0 | 0 | 0 | 0 | 0 | 0 | 0 | 0 | 0
2016-03-02 22:00 | 0 | 0 | 0 | 0 | 0 | 0 | 722274.0865 | 448869 | 0 | 0 | 0 | 0 | 2528772.6412 | 845376.6078 | 0 | 0 | 0 | 0 | 0 | 0 | 0 | 0 | 0 | 0 | 0 | 0 | 0 | 0 | 0 | 259139.105 | 14265.9815 | 0 | 0 | 0 | 0 | 0 | 0 | 0 | 0 | 0 | 0 | 0 | 0 | 0 | 0
2016-03-02 23:00 | 0 | 0 | 0 | 0 | 0 | 0 | 571839.7985 | 464980 | 0 | 0 | 0 | 0 | 2635632.4397 | 845376.6078 | 0 | 0 | 0 | 0 | 0 | 0 | 0 | 0 | 0 | 0 | 0 | 0 | 0 | 0 | 0 | 106859.7985 | 0 | 0 | 0 | 0 | 0 | 0 | 0 | 0 | 0 | 0 | 0 | 0 | 0 | 0 | 0
2016-03-03 | 0 | 0 | 0 | 0 | 0 | 582132.9192 | 157349.1857 | 480343 | 0 | 0 | 0 | 0 | 2894771.5446 | 845376.6078 | 0 | 0 | 0 | 0 | 0 | 0 | 0 | 0 | 0 | 0 | 0 | 0 | 0 | 0 | 0 | 259139.105 | 0 | 0 | 0 | 0 | 0 | 0 | 0 | 0 | 0 | 0 | 0 | 0 | 0 | 0 | 0
2016-03-03 01:00 | 0 | 0 | 0 | 0 | 0 | 222681.9544 | 422.9406 | 482244 | 0 | 0 | 0 | 0 | 2635632.4397 | 845376.6078 | 0 | 0 | 0 | 0 | 0 | 0 | 0 | 0 | 0 | 0 | 0 | 0 | 0 | 0 | 0 | -259139.105 | 0 | 0 | 0 | 0 | 0 | 0 | 0 | 0 | 0 | 0 | 0 | 0 | 0 | 0 | 0
2016-03-03 02:00 | 0 | 0 | 0 | 0 | 0 | 214804.895 | 0 | 473944 | 0 | 0 | 0 | 0 | 2376493.3347 | 845376.6078 | 0 | 0 | 0 | 0 | 0 | 0 | 0 | 0 | 0 | 0 | 0 | 0 | 0 | 0 | 0 | -259139.105 | 0 | 0 | 0 | 0 | 0 | 0 | 0 | 0 | 0 | 0 | 0 | 0 | 0 | 0 | 0
2016-03-03 03:00 | 0 | 0 | 0 | 0 | 0 | 196556.895 | 0 | 455696 | 0 | 0 | 0 | 0 | 2117354.2298 | 845376.6078 | 0 | 0 | 0 | 0 | 0 | 0 | 0 | 0 | 0 | 0 | 0 | 0 | 0 | 0 | 0 | -259139.105 | 0 | 0 | 0 | 0 | 0 | 0 | 0 | 0 | 0 | 0 | 0 | 0 | 0 | 0 | 0
2016-03-03 04:00 | 0 | 0 | 0 | 0 | 0 | 520165.6761 | 0 | 432467 | 0 | 0 | 0 | 0 | 2205052.9059 | 845376.6078 | 0 | 0 | 0 | 0 | 0 | 0 | 0 | 0 | 0 | 0 | 0 | 0 | 0 | 0 | 0 | 87698.6761 | 0 | 0 | 0 | 0 | 0 | 0 | 0 | 0 | 0 | 0 | 0 | 0 | 0 | 0 | 0
2016-03-03 05:00 | 0 | 0 | 0 | 0 | 0 | 153190.895 | 0 | 412330 | 0 | 0 | 0 | 0 | 1945913.801 | 845376.6078 | 0 | 0 | 0 | 0 | 0 | 0 | 0 | 0 | 0 | 0 | 0 | 0 | 0 | 0 | 0 | -259139.105 | 0 | 0 | 0 | 0 | 0 | 0 | 0 | 0 | 0 | 0 | 0 | 0 | 0 | 0 | 0
2016-03-03 06:00 | 0 | 0 | 0 | 0 | 0 | 138917.895 | 0 | 398057 | 0 | 0 | 0 | 0 | 1686774.696 | 845376.6078 | 0 | 0 | 0 | 0 | 0 | 0 | 0 | 0 | 0 | 0 | 0 | 0 | 0 | 0 | 0 | -259139.105 | 0 | 0 | 0 | 0 | 0 | 0 | 0 | 0 | 0 | 0 | 0 | 0 | 0 | 0 | 0
2016-03-03 07:00 | 0 | 0 | 0 | 0 | 0 | 492356.869 | 0 | 389473 | 0 | 0 | 0 | 0 | 1789658.565 | 845376.6078 | 0 | 0 | 0 | 0 | 0 | 0 | 0 | 0 | 0 | 0 | 0 | 0 | 0 | 0 | 0 | 102883.869 | 0 | 0 | 0 | 0 | 0 | 0 | 0 | 0 | 0 | 0 | 0 | 0 | 0 | 0 | 0
2016-03-03 08:00 | 0 | 0 | 0 | 0 | 0 | 126764.895 | 0 | 385904 | 0 | 0 | 0 | 0 | 1530519.4601 | 845376.6078 | 0 | 0 | 0 | 0 | 0 | 0 | 0 | 0 | 0 | 0 | 0 | 0 | 0 | 0 | 0 | -259139.105 | 0 | 0 | 0 | 0 | 0 | 0 | 0 | 0 | 0 | 0 | 0 | 0 | 0 | 0 | 0
2016-03-03 09:00 | 0 | 0 | 0 | 0 | 0 | 130048.895 | 0 | 389188 | 0 | 0 | 0 | 0 | 1271380.3551 | 845376.6078 | 0 | 0 | 0 | 0 | 0 | 0 | 0 | 0 | 0 | 0 | 0 | 0 | 0 | 0 | 0 | -259139.105 | 0 | 0 | 0 | 0 | 0 | 0 | 0 | 0 | 0 | 0 | 0 | 0 | 0 | 0 | 0
2016-03-03 10:00 | 0 | 0 | 0 | 0 | 0 | 144144.895 | 0 | 403284 | 0 | 0 | 0 | 0 | 1012241.2502 | 845376.6078 | 0 | 0 | 0 | 0 | 0 | 0 | 0 | 0 | 0 | 0 | 0 | 0 | 0 | 0 | 0 | -259139.105 | 0 | 0 | 0 | 0 | 0 | 0 | 0 | 0 | 0 | 0 | 0 | 0 | 0 | 0 | 0
2016-03-03 11:00 | 0 | 0 | 0 | 0 | 0 | 495461.7975 | 0 | 434864 | 0 | 0 | 0 | 0 | 1072839.0476 | 845376.6078 | 0 | 0 | 0 | 0 | 0 | 0 | 0 | 0 | 0 | 0 | 0 | 0 | 0 | 0 | 0 | 60597.7975 | 0 | 0 | 0 | 0 | 0 | 0 | 0 | 0 | 0 | 0 | 0 | 0 | 0 | 0 | 0
2016-03-03 12:00 | 0 | 0 | 0 | 0 | 0 | 199862.895 | 0 | 459002 | 0 | 0 | 0 | 0 | 813699.9427 | 845376.6078 | 0 | 0 | 0 | 0 | 0 | 0 | 0 | 0 | 0 | 0 | 0 | 0 | 0 | 0 | 0 | -259139.105 | 0 | 0 | 0 | 0 | 0 | 0 | 0 | 0 | 0 | 0 | 0 | 0 | 0 | 0 | 0
2016-03-03 13:00 | 0 | 0 | 0 | 0 | 0 | 444896.9694 | 16899.8193 | 463654 | 0 | 0 | 0 | 0 | 797576.7498 | 859642.5893 | 0 | 0 | 0 | 0 | 0 | 0 | 0 | 0 | 0 | 0 | 0 | 0 | 0 | 0 | 0 | -16123.1929 | 14265.9815 | 0 | 0 | 0 | 0 | 0 | 0 | 0 | 0 | 0 | 0 | 0 | 0 | 0 | 0
2016-03-03 14:00 | 0 | 0 | 0 | 0 | 0 | 0 | 335831.944 | 463675 | 0 | 0 | 0 | 0 | 669733.6938 | 859642.5893 | 0 | 0 | 0 | 0 | 0 | 0 | 0 | 0 | 0 | 0 | 0 | 0 | 0 | 0 | 0 | -127843.056 | 0 | 0 | 0 | 0 | 0 | 0 | 0 | 0 | 0 | 0 | 0 | 0 | 0 | 0 | 0
2016-03-03 15:00 | 0 | 0 | 0 | 0 | 0 | 0 | 612901.039 | 462773 | 0 | 0 | 0 | 0 | 819861.7328 | 859642.5893 | 0 | 0 | 0 | 0 | 0 | 0 | 0 | 0 | 0 | 0 | 0 | 0 | 0 | 0 | 0 | 150128.039 | 0 | 0 | 0 | 0 | 0 | 0 | 0 | 0 | 0 | 0 | 0 | 0 | 0 | 0 | 0
2016-03-03 16:00 | 0 | 0 | 0 | 0 | 0 | 0 | 698229.9545 | 459966 | 0 | 0 | 0 | 0 | 1043859.7058 | 873908.5708 | 0 | 0 | 0 | 0 | 0 | 0 | 0 | 0 | 0 | 0 | 0 | 0 | 0 | 0 | 0 | 223997.973 | 14265.9815 | 0 | 0 | 0 | 0 | 0 | 0 | 0 | 0 | 0 | 0 | 0 | 0 | 0 | 0
2016-03-03 17:00 | 0 | 0 | 0 | 0 | 0 | 0 | 712138.6185 | 456789 | 0 | 0 | 0 | 0 | 1299209.3244 | 873908.5708 | 0 | 0 | 0 | 0 | 0 | 0 | 0 | 0 | 0 | 0 | 0 | 0 | 0 | 0 | 0 | 255349.6185 | 0 | 0 | 0 | 0 | 0 | 0 | 0 | 0 | 0 | 0 | 0 | 0 | 0 | 0 | 0
2016-03-03 18:00 | 0 | 0 | 0 | 0 | 0 | 0 | 700355.1138 | 455812 | 0 | 0 | 0 | 0 | 1537025.6493 | 880635.3598 | 0 | 0 | 0 | 0 | 0 | 0 | 0 | 0 | 0 | 0 | 0 | 0 | 0 | 0 | 0 | 237816.3249 | 6726.7889 | 0 | 0 | 0 | 0 | 0 | 0 | 0 | 0 | 0 | 0 | 0 | 0 | 0 | 0
2016-03-03 19:00 | 0 | 0 | 0 | 0 | 0 | 0 | 688731.6125 | 455296 | 0 | 0 | 0 | 0 | 1770461.2618 | 880635.3598 | 0 | 0 | 0 | 0 | 0 | 0 | 0 | 0 | 0 | 0 | 0 | 0 | 0 | 0 | 0 | 233435.6125 | 0 | 0 | 0 | 0 | 0 | 0 | 0 | 0 | 0 | 0 | 0 | 0 | 0 | 0 | 0
2016-03-03 20:00 | 0 | 0 | 0 | 0 | 0 | 0 | 684951.4245 | 455980 | 0 | 0 | 0 | 0 | 1999432.6863 | 880635.3598 | 0 | 0 | 0 | 0 | 0 | 0 | 0 | 0 | 0 | 0 | 0 | 0 | 0 | 0 | 0 | 228971.4245 | 0 | 0 | 0 | 0 | 0 | 0 | 0 | 0 | 0 | 0 | 0 | 0 | 0 | 0 | 0
2016-03-03 21:00 | 0 | 0 | 0 | 0 | 0 | 0 | 659869.6336 | 459774 | 0 | 0 | 0 | 0 | 2199528.3199 | 880635.3598 | 0 | 0 | 0 | 0 | 0 | 0 | 0 | 0 | 0 | 0 | 0 | 0 | 0 | 0 | 0 | 200095.6336 | 0 | 0 | 0 | 0 | 0 | 0 | 0 | 0 | 0 | 0 | 0 | 0 | 0 | 0 | 0
2016-03-03 22:00 | 0 | 0 | 0 | 0 | 0 | 0 | 586373.4474 | 466502 | 0 | 0 | 0 | 0 | 2319399.7673 | 880635.3598 | 0 | 0 | 0 | 0 | 0 | 0 | 0 | 0 | 0 | 0 | 0 | 0 | 0 | 0 | 0 | 119871.4474 | 0 | 0 | 0 | 0 | 0 | 0 | 0 | 0 | 0 | 0 | 0 | 0 | 0 | 0 | 0
2016-03-03 23:00 | 0 | 0 | 0 | 0 | 0 | 0 | 407585.9735 | 478087 | 0 | 0 | 0 | 0 | 2248898.7408 | 880635.3598 | 0 | 0 | 0 | 0 | 0 | 0 | 0 | 0 | 0 | 0 | 0 | 0 | 0 | 0 | 0 | -70501.0265 | 0 | 0 | 0 | 0 | 0 | 0 | 0 | 0 | 0 | 0 | 0 | 0 | 0 | 0 | 0
2016-03-04 | 0 | 0 | 0 | 0 | 0 | 311363.7698 | 100312.726 | 485246 | 0 | 0 | 0 | 0 | 2175329.2366 | 880635.3598 | 0 | 0 | 0 | 0 | 0 | 0 | 0 | 0 | 0 | 0 | 0 | 0 | 0 | 0 | 0 | -73569.5042 | 0 | 0 | 0 | 0 | 0 | 0 | 0 | 0 | 0 | 0 | 0 | 0 | 0 | 0 | 0
2016-03-04 01:00 | 0 | 0 | 0 | 0 | 0 | 224380.8092 | 334.0859 | 483854 | 0 | 0 | 0 | 0 | 1916190.1316 | 880635.3598 | 0 | 0 | 0 | 0 | 0 | 0 | 0 | 0 | 0 | 0 | 0 | 0 | 0 | 0 | 0 | -259139.105 | 0 | 0 | 0 | 0 | 0 | 0 | 0 | 0 | 0 | 0 | 0 | 0 | 0 | 0 | 0
2016-03-04 02:00 | 0 | 0 | 0 | 0 | 0 | 453118.8073 | 0 | 472650 | 0 | 0 | 0 | 0 | 1896658.9389 | 880635.3598 | 0 | 0 | 0 | 0 | 0 | 0 | 0 | 0 | 0 | 0 | 0 | 0 | 0 | 0 | 0 | -19531.1927 | 0 | 0 | 0 | 0 | 0 | 0 | 0 | 0 | 0 | 0 | 0 | 0 | 0 | 0 | 0
2016-03-04 03:00 | 0 | 0 | 0 | 0 | 0 | 194474.895 | 0 | 453614 | 0 | 0 | 0 | 0 | 1637519.8339 | 880635.3598 | 0 | 0 | 0 | 0 | 0 | 0 | 0 | 0 | 0 | 0 | 0 | 0 | 0 | 0 | 0 | -259139.105 | 0 | 0 | 0 | 0 | 0 | 0 | 0 | 0 | 0 | 0 | 0 | 0 | 0 | 0 | 0
2016-03-04 04:00 | 0 | 0 | 0 | 0 | 0 | 170378.895 | 0 | 429518 | 0 | 0 | 0 | 0 | 1378380.729 | 880635.3598 | 0 | 0 | 0 | 0 | 0 | 0 | 0 | 0 | 0 | 0 | 0 | 0 | 0 | 0 | 0 | -259139.105 | 0 | 0 | 0 | 0 | 0 | 0 | 0 | 0 | 0 | 0 | 0 | 0 | 0 | 0 | 0
2016-03-04 05:00 | 0 | 0 | 0 | 0 | 0 | 514920.375 | 0 | 409097 | 0 | 0 | 0 | 0 | 1484204.104 | 880635.3598 | 0 | 0 | 0 | 0 | 0 | 0 | 0 | 0 | 0 | 0 | 0 | 0 | 0 | 0 | 0 | 105823.375 | 0 | 0 | 0 | 0 | 0 | 0 | 0 | 0 | 0 | 0 | 0 | 0 | 0 | 0 | 0
2016-03-04 06:00 | 0 | 0 | 0 | 0 | 0 | 136637.895 | 0 | 395777 | 0 | 0 | 0 | 0 | 1225064.999 | 880635.3598 | 0 | 0 | 0 | 0 | 0 | 0 | 0 | 0 | 0 | 0 | 0 | 0 | 0 | 0 | 0 | -259139.105 | 0 | 0 | 0 | 0 | 0 | 0 | 0 | 0 | 0 | 0 | 0 | 0 | 0 | 0 | 0
2016-03-04 07:00 | 0 | 0 | 0 | 0 | 0 | 127823.895 | 0 | 386963 | 0 | 0 | 0 | 0 | 965925.8941 | 880635.3598 | 0 | 0 | 0 | 0 | 0 | 0 | 0 | 0 | 0 | 0 | 0 | 0 | 0 | 0 | 0 | -259139.105 | 0 | 0 | 0 | 0 | 0 | 0 | 0 | 0 | 0 | 0 | 0 | 0 | 0 | 0 | 0
2016-03-04 08:00 | 0 | 0 | 0 | 0 | 0 | 558051.2823 | 0 | 382446 | 0 | 0 | 0 | 0 | 1141531.1764 | 880635.3598 | 0 | 0 | 0 | 0 | 0 | 0 | 0 | 0 | 0 | 0 | 0 | 0 | 0 | 0 | 0 | 175605.2823 | 0 | 0 | 0 | 0 | 0 | 0 | 0 | 0 | 0 | 0 | 0 | 0 | 0 | 0 | 0
2016-03-04 09:00 | 0 | 0 | 0 | 0 | 0 | 124790.895 | 0 | 383930 | 0 | 0 | 0 | 0 | 882392.0715 | 880635.3598 | 0 | 0 | 0 | 0 | 0 | 0 | 0 | 0 | 0 | 0 | 0 | 0 | 0 | 0 | 0 | -259139.105 | 0 | 0 | 0 | 0 | 0 | 0 | 0 | 0 | 0 | 0 | 0 | 0 | 0 | 0 | 0
2016-03-04 10:00 | 0 | 0 | 0 | 0 | 0 | 137238.895 | 0 | 396378 | 0 | 0 | 0 | 0 | 623252.9665 | 880635.3598 | 0 | 0 | 0 | 0 | 0 | 0 | 0 | 0 | 0 | 0 | 0 | 0 | 0 | 0 | 0 | -259139.105 | 0 | 0 | 0 | 0 | 0 | 0 | 0 | 0 | 0 | 0 | 0 | 0 | 0 | 0 | 0
2016-03-04 11:00 | 0 | 0 | 0 | 0 | 0 | 167055.895 | 0 | 426195 | 0 | 0 | 0 | 0 | 364113.8615 | 880635.3598 | 0 | 0 | 0 | 0 | 0 | 0 | 0 | 0 | 0 | 0 | 0 | 0 | 0 | 0 | 0 | -259139.105 | 0 | 0 | 0 | 0 | 0 | 0 | 0 | 0 | 0 | 0 | 0 | 0 | 0 | 0 | 0
2016-03-04 12:00 | 0 | 0 | 0 | 0 | 0 | 193632.895 | 0 | 452772 | 0 | 0 | 0 | 0 | 104974.7566 | 880635.3598 | 0 | 0 | 0 | 0 | 0 | 0 | 0 | 0 | 0 | 0 | 0 | 0 | 0 | 0 | 0 | -259139.105 | 0 | 0 | 0 | 0 | 0 | 0 | 0 | 0 | 0 | 0 | 0 | 0 | 0 | 0 | 0
2016-03-04 13:00 | 0 | 0 | 0 | 0 | 0 | 537340.3439 | 18488.7471 | 463137 | 0 | 0 | 0 | 0 | 197666.8476 | 880635.3598 | 0 | 0 | 0 | 0 | 0 | 0 | 0 | 0 | 0 | 0 | 0 | 0 | 0 | 0 | 0 | 92692.091 | 0 | 0 | 0 | 0 | 0 | 0 | 0 | 0 | 0 | 0 | 0 | 0 | 0 | 0 | 0
2016-03-04 14:00 | 0 | 0 | 0 | 0 | 0 | 0 | 269066.1524 | 466733 | 0 | 0 | 0 | 0 | 0 | 880635.3598 | 0 | 0 | 0 | 0 | 0 | 0 | 0 | 0 | 0 | 0 | 0 | 0 | 0 | 0 | 0 | -197666.8476 | 0 | 0 | 0 | 0 | 0 | 0 | 0 | 0 | 0 | 0 | 0 | 0 | 0 | 0 | 0
2016-03-04 15:00 | 0 | 0 | 0 | 0 | 0 | 0 | 615546.778 | 467077 | 0 | 0 | 0 | 0 | 148469.778 | 880635.3598 | 0 | 0 | 0 | 0 | 0 | 0 | 0 | 0 | 0 | 0 | 0 | 0 | 0 | 0 | 0 | 148469.778 | 0 | 0 | 0 | 0 | 0 | 0 | 0 | 0 | 0 | 0 | 0 | 0 | 0 | 0 | 0
2016-03-04 16:00 | 0 | 0 | 0 | 0 | 0 | 28235.9256 | 709454.1608 | 464285 | 0 | 0 | 0 | 0 | 407608.8829 | 894901.3413 | 0 | 0 | 0 | 0 | 0 | 0 | 0 | 0 | 0 | 0 | 0 | 0 | 0 | 0 | 0 | 259139.105 | 14265.9815 | 0 | 0 | 0 | 0 | 0 | 0 | 0 | 0 | 0 | 0 | 0 | 0 | 0 | 0
2016-03-04 17:00 | 0 | 0 | 0 | 0 | 0 | 0 | 714546.7626 | 456607 | 0 | 0 | 0 | 0 | 665548.6455 | 894901.3413 | 0 | 0 | 0 | 0 | 0 | 0 | 0 | 0 | 0 | 0 | 0 | 0 | 0 | 0 | 0 | 257939.7626 | 0 | 0 | 0 | 0 | 0 | 0 | 0 | 0 | 0 | 0 | 0 | 0 | 0 | 0 | 0
2016-03-04 18:00 | 0 | 0 | 0 | 0 | 0 | 0 | 701562.3918 | 452165 | 0 | 0 | 0 | 0 | 914946.0373 | 894901.3413 | 0 | 0 | 0 | 0 | 0 | 0 | 0 | 0 | 0 | 0 | 0 | 0 | 0 | 0 | 0 | 249397.3918 | 0 | 0 | 0 | 0 | 0 | 0 | 0 | 0 | 0 | 0 | 0 | 0 | 0 | 0 | 0
2016-03-04 19:00 | 0 | 0 | 0 | 0 | 0 | 0 | 689788.2521 | 448207 | 0 | 0 | 0 | 0 | 1156527.2894 | 894901.3413 | 0 | 0 | 0 | 0 | 0 | 0 | 0 | 0 | 0 | 0 | 0 | 0 | 0 | 0 | 0 | 241581.2521 | 0 | 0 | 0 | 0 | 0 | 0 | 0 | 0 | 0 | 0 | 0 | 0 | 0 | 0 | 0
2016-03-04 20:00 | 0 | 0 | 0 | 0 | 0 | 0 | 689040.7601 | 444972 | 0 | 0 | 0 | 0 | 1400596.0495 | 894901.3413 | 0 | 0 | 0 | 0 | 0 | 0 | 0 | 0 | 0 | 0 | 0 | 0 | 0 | 0 | 0 | 244068.7601 | 0 | 0 | 0 | 0 | 0 | 0 | 0 | 0 | 0 | 0 | 0 | 0 | 0 | 0 | 0
2016-03-04 21:00 | 0 | 0 | 0 | 0 | 0 | 0 | 681189.7434 | 444497 | 0 | 0 | 0 | 0 | 1637288.7929 | 894901.3413 | 0 | 0 | 0 | 0 | 0 | 0 | 0 | 0 | 0 | 0 | 0 | 0 | 0 | 0 | 0 | 236692.7434 | 0 | 0 | 0 | 0 | 0 | 0 | 0 | 0 | 0 | 0 | 0 | 0 | 0 | 0 | 0
2016-03-04 22:00 | 0 | 0 | 0 | 0 | 0 | 0 | 628055.2399 | 447234 | 0 | 0 | 0 | 0 | 1818110.0328 | 894901.3413 | 0 | 0 | 0 | 0 | 0 | 0 | 0 | 0 | 0 | 0 | 0 | 0 | 0 | 0 | 0 | 180821.2399 | 0 | 0 | 0 | 0 | 0 | 0 | 0 | 0 | 0 | 0 | 0 | 0 | 0 | 0 | 0
2016-03-04 23:00 | 0 | 0 | 0 | 0 | 0 | 0 | 451920.3951 | 454889 | 0 | 0 | 0 | 0 | 1815141.4279 | 894901.3413 | 0 | 0 | 0 | 0 | 0 | 0 | 0 | 0 | 0 | 0 | 0 | 0 | 0 | 0 | 0 | -2968.6049 | 0 | 0 | 0 | 0 | 0 | 0 | 0 | 0 | 0 | 0 | 0 | 0 | 0 | 0 | 0
2016-03-05 | 0 | 0 | 0 | 0 | 0 | 560487.5467 | 102899.3762 | 462545 | 0 | 0 | 0 | 0 | 2015983.3507 | 894901.3413 | 0 | 0 | 0 | 0 | 0 | 0 | 0 | 0 | 0 | 0 | 0 | 0 | 0 | 0 | 0 | 200841.9228 | 0 | 0 | 0 | 0 | 0 | 0 | 0 | 0 | 0 | 0 | 0 | 0 | 0 | 0 | 0
2016-03-05 01:00 | 0 | 0 | 0 | 0 | 0 | 91325.3728 | 330.7131 | 459738 | 0 | 0 | 0 | 0 | 1756844.2458 | 785958.5321 | 0 | 0 | 0 | 0 | 0 | 0 | 0 | 0 | 0 | 0 | 0 | 0 | 0 | 0 | 0 | -259139.105 | 0 | 108942.8092 | 0 | 0 | 0 | 0 | 0 | 0 | 0 | 0 | 0 | 0 | 0 | 0 | 0
2016-03-05 02:00 | 0 | 0 | 0 | 0 | 0 | 527368.1627 | 0 | 454048 | 0 | 0 | 0 | 0 | 1830164.4085 | 785958.5321 | 0 | 0 | 0 | 0 | 0 | 0 | 0 | 0 | 0 | 0 | 0 | 0 | 0 | 0 | 0 | 73320.1627 | 0 | 0 | 0 | 0 | 0 | 0 | 0 | 0 | 0 | 0 | 0 | 0 | 0 | 0 | 0
2016-03-05 03:00 | 0 | 0 | 0 | 0 | 0 | 180845.895 | 0 | 439985 | 0 | 0 | 0 | 0 | 1571025.3036 | 785958.5321 | 0 | 0 | 0 | 0 | 0 | 0 | 0 | 0 | 0 | 0 | 0 | 0 | 0 | 0 | 0 | -259139.105 | 0 | 0 | 0 | 0 | 0 | 0 | 0 | 0 | 0 | 0 | 0 | 0 | 0 | 0 | 0
2016-03-05 04:00 | 0 | 0 | 0 | 0 | 0 | 160776.895 | 0 | 419916 | 0 | 0 | 0 | 0 | 1311886.1986 | 785958.5321 | 0 | 0 | 0 | 0 | 0 | 0 | 0 | 0 | 0 | 0 | 0 | 0 | 0 | 0 | 0 | -259139.105 | 0 | 0 | 0 | 0 | 0 | 0 | 0 | 0 | 0 | 0 | 0 | 0 | 0 | 0 | 0
2016-03-05 05:00 | 0 | 0 | 0 | 0 | 0 | 143168.895 | 0 | 402308 | 0 | 0 | 0 | 0 | 1052747.0937 | 785958.5321 | 0 | 0 | 0 | 0 | 0 | 0 | 0 | 0 | 0 | 0 | 0 | 0 | 0 | 0 | 0 | -259139.105 | 0 | 0 | 0 | 0 | 0 | 0 | 0 | 0 | 0 | 0 | 0 | 0 | 0 | 0 | 0
2016-03-05 06:00 | 0 | 0 | 0 | 0 | 0 | 506844.9859 | 0 | 389789 | 0 | 0 | 0 | 0 | 1169803.0796 | 785958.5321 | 0 | 0 | 0 | 0 | 0 | 0 | 0 | 0 | 0 | 0 | 0 | 0 | 0 | 0 | 0 | 117055.9859 | 0 | 0 | 0 | 0 | 0 | 0 | 0 | 0 | 0 | 0 | 0 | 0 | 0 | 0 | 0
2016-03-05 07:00 | 0 | 0 | 0 | 0 | 0 | 122743.895 | 0 | 381883 | 0 | 0 | 0 | 0 | 910663.9746 | 785958.5321 | 0 | 0 | 0 | 0 | 0 | 0 | 0 | 0 | 0 | 0 | 0 | 0 | 0 | 0 | 0 | -259139.105 | 0 | 0 | 0 | 0 | 0 | 0 | 0 | 0 | 0 | 0 | 0 | 0 | 0 | 0 | 0
2016-03-05 08:00 | 0 | 0 | 0 | 0 | 0 | 494356.8627 | 0 | 378361 | 0 | 0 | 0 | 0 | 1026659.8373 | 785958.5321 | 0 | 0 | 0 | 0 | 0 | 0 | 0 | 0 | 0 | 0 | 0 | 0 | 0 | 0 | 0 | 115995.8627 | 0 | 0 | 0 | 0 | 0 | 0 | 0 | 0 | 0 | 0 | 0 | 0 | 0 | 0 | 0
2016-03-05 09:00 | 0 | 0 | 0 | 0 | 0 | 119664.895 | 0 | 378804 | 0 | 0 | 0 | 0 | 767520.7323 | 785958.5321 | 0 | 0 | 0 | 0 | 0 | 0 | 0 | 0 | 0 | 0 | 0 | 0 | 0 | 0 | 0 | -259139.105 | 0 | 0 | 0 | 0 | 0 | 0 | 0 | 0 | 0 | 0 | 0 | 0 | 0 | 0 | 0
2016-03-05 10:00 | 0 | 0 | 0 | 0 | 0 | 124482.895 | 0 | 383622 | 0 | 0 | 0 | 0 | 508381.6274 | 785958.5321 | 0 | 0 | 0 | 0 | 0 | 0 | 0 | 0 | 0 | 0 | 0 | 0 | 0 | 0 | 0 | -259139.105 | 0 | 0 | 0 | 0 | 0 | 0 | 0 | 0 | 0 | 0 | 0 | 0 | 0 | 0 | 0
2016-03-05 11:00 | 0 | 0 | 0 | 0 | 0 | 499874.9048 | 0 | 394733 | 0 | 0 | 0 | 0 | 613523.5322 | 785958.5321 | 0 | 0 | 0 | 0 | 0 | 0 | 0 | 0 | 0 | 0 | 0 | 0 | 0 | 0 | 0 | 105141.9048 | 0 | 0 | 0 | 0 | 0 | 0 | 0 | 0 | 0 | 0 | 0 | 0 | 0 | 0 | 0
2016-03-05 12:00 | 0 | 0 | 0 | 0 | 0 | 500142.1071 | 0 | 407767 | 0 | 0 | 0 | 0 | 705898.6393 | 785958.5321 | 0 | 0 | 0 | 0 | 0 | 0 | 0 | 0 | 0 | 0 | 0 | 0 | 0 | 0 | 0 | 92375.1071 | 0 | 0 | 0 | 0 | 0 | 0 | 0 | 0 | 0 | 0 | 0 | 0 | 0 | 0 | 0
2016-03-05 13:00 | 0 | 0 | 0 | 0 | 0 | 136177.8819 | 22279.0132 | 417596 | 0 | 0 | 0 | 0 | 446759.5344 | 785958.5321 | 0 | 0 | 0 | 0 | 0 | 0 | 0 | 0 | 0 | 0 | 0 | 0 | 0 | 0 | 0 | -259139.105 | 0 | 0 | 0 | 0 | 0 | 0 | 0 | 0 | 0 | 0 | 0 | 0 | 0 | 0 | 0
2016-03-05 14:00 | 0 | 0 | 0 | 0 | 0 | 0 | 249905.9517 | 421215 | 0 | 0 | 0 | 0 | 275450.486 | 785958.5321 | 0 | 0 | 0 | 0 | 0 | 0 | 0 | 0 | 0 | 0 | 0 | 0 | 0 | 0 | 0 | -171309.0483 | 0 | 0 | 0 | 0 | 0 | 0 | 0 | 0 | 0 | 0 | 0 | 0 | 0 | 0 | 0
2016-03-05 15:00 | 0 | 0 | 0 | 0 | 0 | 0 | 477451.0197 | 420620 | 0 | 0 | 0 | 0 | 332281.5058 | 785958.5321 | 0 | 0 | 0 | 0 | 0 | 0 | 0 | 0 | 0 | 0 | 0 | 0 | 0 | 0 | 0 | 56831.0197 | 0 | 0 | 0 | 0 | 0 | 0 | 0 | 0 | 0 | 0 | 0 | 0 | 0 | 0 | 0
2016-03-05 16:00 | 0 | 0 | 0 | 0 | 0 | 0 | 599941.9547 | 416121 | 0 | 0 | 0 | 0 | 516102.4605 | 785958.5321 | 0 | 0 | 0 | 0 | 0 | 0 | 0 | 0 | 0 | 0 | 0 | 0 | 0 | 0 | 0 | 183820.9547 | 0 | 0 | 0 | 0 | 0 | 0 | 0 | 0 | 0 | 0 | 0 | 0 | 0 | 0 | 0
2016-03-05 17:00 | 0 | 0 | 0 | 0 | 0 | 0 | 643896.5792 | 411893 | 0 | 0 | 0 | 0 | 748106.0397 | 785958.5321 | 0 | 0 | 0 | 0 | 0 | 0 | 0 | 0 | 0 | 0 | 0 | 0 | 0 | 0 | 0 | 232003.5792 | 0 | 0 | 0 | 0 | 0 | 0 | 0 | 0 | 0 | 0 | 0 | 0 | 0 | 0 | 0
2016-03-05 18:00 | 0 | 0 | 0 | 0 | 0 | 0 | 639052.849 | 407135 | 0 | 0 | 0 | 0 | 980023.8887 | 785958.5321 | 0 | 0 | 0 | 0 | 0 | 0 | 0 | 0 | 0 | 0 | 0 | 0 | 0 | 0 | 0 | 231917.849 | 0 | 0 | 0 | 0 | 0 | 0 | 0 | 0 | 0 | 0 | 0 | 0 | 0 | 0 | 0
2016-03-05 19:00 | 0 | 0 | 0 | 0 | 0 | 0 | 630094.3468 | 404596 | 0 | 0 | 0 | 0 | 1205522.2356 | 785958.5321 | 0 | 0 | 0 | 0 | 0 | 0 | 0 | 0 | 0 | 0 | 0 | 0 | 0 | 0 | 0 | 225498.3468 | 0 | 0 | 0 | 0 | 0 | 0 | 0 | 0 | 0 | 0 | 0 | 0 | 0 | 0 | 0
2016-03-05 20:00 | 0 | 0 | 0 | 0 | 0 | 0 | 620945.7043 | 402744 | 0 | 0 | 0 | 0 | 1423723.9399 | 785958.5321 | 0 | 0 | 0 | 0 | 0 | 0 | 0 | 0 | 0 | 0 | 0 | 0 | 0 | 0 | 0 | 218201.7043 | 0 | 0 | 0 | 0 | 0 | 0 | 0 | 0 | 0 | 0 | 0 | 0 | 0 | 0 | 0
2016-03-05 21:00 | 0 | 0 | 0 | 0 | 0 | 0 | 587620.9321 | 403627 | 0 | 0 | 0 | 0 | 1607717.8719 | 785958.5321 | 0 | 0 | 0 | 0 | 0 | 0 | 0 | 0 | 0 | 0 | 0 | 0 | 0 | 0 | 0 | 183993.9321 | 0 | 0 | 0 | 0 | 0 | 0 | 0 | 0 | 0 | 0 | 0 | 0 | 0 | 0 | 0
2016-03-05 22:00 | 0 | 0 | 0 | 0 | 0 | 0 | 510131.2782 | 407156 | 0 | 0 | 0 | 0 | 1710693.1501 | 785958.5321 | 0 | 0 | 0 | 0 | 0 | 0 | 0 | 0 | 0 | 0 | 0 | 0 | 0 | 0 | 0 | 102975.2782 | 0 | 0 | 0 | 0 | 0 | 0 | 0 | 0 | 0 | 0 | 0 | 0 | 0 | 0 | 0
2016-03-05 23:00 | 0 | 0 | 0 | 0 | 0 | 318398.6875 | 357926.4174 | 417186 | 0 | 0 | 0 | 0 | 1969832.2551 | 785958.5321 | 0 | 0 | 0 | 0 | 0 | 0 | 0 | 0 | 0 | 0 | 0 | 0 | 0 | 0 | 0 | 259139.105 | 0 | 0 | 0 | 0 | 0 | 0 | 0 | 0 | 0 | 0 | 0 | 0 | 0 | 0 | 0
2016-03-06 | 0 | 0 | 0 | 0 | 0 | 574383.7262 | 111736.3788 | 426981 | 0 | 0 | 0 | 0 | 2228971.36 | 785958.5321 | 0 | 0 | 0 | 0 | 0 | 0 | 0 | 0 | 0 | 0 | 0 | 0 | 0 | 0 | 0 | 259139.105 | 0 | 0 | 0 | 0 | 0 | 0 | 0 | 0 | 0 | 0 | 0 | 0 | 0 | 0 | 0
2016-03-06 01:00 | 0 | 0 | 0 | 0 | 0 | 168966.1626 | 452.7325 | 428558 | 0 | 0 | 0 | 0 | 1969832.2551 | 785958.5321 | 0 | 0 | 0 | 0 | 0 | 0 | 0 | 0 | 0 | 0 | 0 | 0 | 0 | 0 | 0 | -259139.105 | 0 | 0 | 0 | 0 | 0 | 0 | 0 | 0 | 0 | 0 | 0 | 0 | 0 | 0 | 0
2016-03-06 02:00 | 0 | 0 | 0 | 0 | 0 | 682596.105 | 0 | 423457 | 0 | 0 | 0 | 0 | 2228971.36 | 785958.5321 | 0 | 0 | 0 | 0 | 0 | 0 | 0 | 0 | 0 | 0 | 0 | 0 | 0 | 0 | 0 | 259139.105 | 0 | 0 | 0 | 0 | 0 | 0 | 0 | 0 | 0 | 0 | 0 | 0 | 0 | 0 | 0
2016-03-06 03:00 | 0 | 0 | 0 | 0 | 0 | 152407.895 | 0 | 411547 | 0 | 0 | 0 | 0 | 1969832.2551 | 785958.5321 | 0 | 0 | 0 | 0 | 0 | 0 | 0 | 0 | 0 | 0 | 0 | 0 | 0 | 0 | 0 | -259139.105 | 0 | 0 | 0 | 0 | 0 | 0 | 0 | 0 | 0 | 0 | 0 | 0 | 0 | 0 | 0
2016-03-06 04:00 | 0 | 0 | 0 | 0 | 0 | 653986.105 | 0 | 394847 | 0 | 0 | 0 | 0 | 2228971.36 | 785958.5321 | 0 | 0 | 0 | 0 | 0 | 0 | 0 | 0 | 0 | 0 | 0 | 0 | 0 | 0 | 0 | 259139.105 | 0 | 0 | 0 | 0 | 0 | 0 | 0 | 0 | 0 | 0 | 0 | 0 | 0 | 0 | 0
2016-03-06 05:00 | 0 | 0 | 0 | 0 | 0 | 119197.895 | 0 | 378337 | 0 | 0 | 0 | 0 | 1969832.2551 | 785958.5321 | 0 | 0 | 0 | 0 | 0 | 0 | 0 | 0 | 0 | 0 | 0 | 0 | 0 | 0 | 0 | -259139.105 | 0 | 0 | 0 | 0 | 0 | 0 | 0 | 0 | 0 | 0 | 0 | 0 | 0 | 0 | 0
2016-03-06 06:00 | 0 | 0 | 0 | 0 | 0 | 107664.895 | 0 | 366804 | 0 | 0 | 0 | 0 | 1710693.1501 | 785958.5321 | 0 | 0 | 0 | 0 | 0 | 0 | 0 | 0 | 0 | 0 | 0 | 0 | 0 | 0 | 0 | -259139.105 | 0 | 0 | 0 | 0 | 0 | 0 | 0 | 0 | 0 | 0 | 0 | 0 | 0 | 0 | 0
2016-03-06 07:00 | 0 | 0 | 0 | 0 | 0 | 101033.895 | 0 | 360173 | 0 | 0 | 0 | 0 | 1451554.0452 | 785958.5321 | 0 | 0 | 0 | 0 | 0 | 0 | 0 | 0 | 0 | 0 | 0 | 0 | 0 | 0 | 0 | -259139.105 | 0 | 0 | 0 | 0 | 0 | 0 | 0 | 0 | 0 | 0 | 0 | 0 | 0 | 0 | 0
2016-03-06 08:00 | 0 | 0 | 0 | 0 | 0 | 615550.105 | 0 | 356411 | 0 | 0 | 0 | 0 | 1710693.1501 | 785958.5321 | 0 | 0 | 0 | 0 | 0 | 0 | 0 | 0 | 0 | 0 | 0 | 0 | 0 | 0 | 0 | 259139.105 | 0 | 0 | 0 | 0 | 0 | 0 | 0 | 0 | 0 | 0 | 0 | 0 | 0 | 0 | 0
2016-03-06 09:00 | 0 | 0 | 0 | 0 | 0 | 615554.105 | 0 | 356415 | 0 | 0 | 0 | 0 | 1969832.2551 | 785958.5321 | 0 | 0 | 0 | 0 | 0 | 0 | 0 | 0 | 0 | 0 | 0 | 0 | 0 | 0 | 0 | 259139.105 | 0 | 0 | 0 | 0 | 0 | 0 | 0 | 0 | 0 | 0 | 0 | 0 | 0 | 0 | 0
2016-03-06 10:00 | 0 | 0 | 0 | 0 | 0 | 99908.895 | 0 | 359048 | 0 | 0 | 0 | 0 | 1710693.1501 | 785958.5321 | 0 | 0 | 0 | 0 | 0 | 0 | 0 | 0 | 0 | 0 | 0 | 0 | 0 | 0 | 0 | -259139.105 | 0 | 0 | 0 | 0 | 0 | 0 | 0 | 0 | 0 | 0 | 0 | 0 | 0 | 0 | 0
2016-03-06 11:00 | 0 | 0 | 0 | 0 | 0 | 107506.895 | 0 | 366646 | 0 | 0 | 0 | 0 | 1451554.0452 | 785958.5321 | 0 | 0 | 0 | 0 | 0 | 0 | 0 | 0 | 0 | 0 | 0 | 0 | 0 | 0 | 0 | -259139.105 | 0 | 0 | 0 | 0 | 0 | 0 | 0 | 0 | 0 | 0 | 0 | 0 | 0 | 0 | 0
2016-03-06 12:00 | 0 | 0 | 0 | 0 | 0 | 118460.895 | 0 | 377600 | 0 | 0 | 0 | 0 | 1192414.9402 | 785958.5321 | 0 | 0 | 0 | 0 | 0 | 0 | 0 | 0 | 0 | 0 | 0 | 0 | 0 | 0 | 0 | -259139.105 | 0 | 0 | 0 | 0 | 0 | 0 | 0 | 0 | 0 | 0 | 0 | 0 | 0 | 0 | 0
2016-03-06 13:00 | 0 | 0 | 0 | 0 | 0 | 633775.6509 | 12982.454 | 387619 | 0 | 0 | 0 | 0 | 1451554.0452 | 785958.5321 | 0 | 0 | 0 | 0 | 0 | 0 | 0 | 0 | 0 | 0 | 0 | 0 | 0 | 0 | 0 | 259139.105 | 0 | 0 | 0 | 0 | 0 | 0 | 0 | 0 | 0 | 0 | 0 | 0 | 0 | 0 | 0
2016-03-06 14:00 | 0 | 0 | 0 | 0 | 0 | 0 | 230426.6989 | 393836 | 0 | 0 | 0 | 0 | 1288144.7441 | 785958.5321 | 0 | 0 | 0 | 0 | 0 | 0 | 0 | 0 | 0 | 0 | 0 | 0 | 0 | 0 | 0 | -163409.3011 | 0 | 0 | 0 | 0 | 0 | 0 | 0 | 0 | 0 | 0 | 0 | 0 | 0 | 0 | 0
2016-03-06 15:00 | 0 | 0 | 0 | 0 | 0 | 0 | 462558.7672 | 394051 | 0 | 0 | 0 | 0 | 1356652.5113 | 785958.5321 | 0 | 0 | 0 | 0 | 0 | 0 | 0 | 0 | 0 | 0 | 0 | 0 | 0 | 0 | 0 | 68507.7672 | 0 | 0 | 0 | 0 | 0 | 0 | 0 | 0 | 0 | 0 | 0 | 0 | 0 | 0 | 0
2016-03-06 16:00 | 0 | 0 | 0 | 0 | 0 | 0 | 575432.8273 | 391527 | 0 | 0 | 0 | 0 | 1540558.3386 | 785958.5321 | 0 | 0 | 0 | 0 | 0 | 0 | 0 | 0 | 0 | 0 | 0 | 0 | 0 | 0 | 0 | 183905.8273 | 0 | 0 | 0 | 0 | 0 | 0 | 0 | 0 | 0 | 0 | 0 | 0 | 0 | 0 | 0
2016-03-06 17:00 | 0 | 0 | 0 | 0 | 0 | 0 | 619053.1789 | 389677 | 0 | 0 | 0 | 0 | 1769934.5174 | 785958.5321 | 0 | 0 | 0 | 0 | 0 | 0 | 0 | 0 | 0 | 0 | 0 | 0 | 0 | 0 | 0 | 229376.1789 | 0 | 0 | 0 | 0 | 0 | 0 | 0 | 0 | 0 | 0 | 0 | 0 | 0 | 0 | 0
2016-03-06 18:00 | 0 | 0 | 0 | 0 | 0 | 30678.8289 | 615690.2761 | 387230 | 0 | 0 | 0 | 0 | 2029073.6224 | 785958.5321 | 0 | 0 | 0 | 0 | 0 | 0 | 0 | 0 | 0 | 0 | 0 | 0 | 0 | 0 | 0 | 259139.105 | 0 | 0 | 0 | 0 | 0 | 0 | 0 | 0 | 0 | 0 | 0 | 0 | 0 | 0 | 0
2016-03-06 19:00 | 0 | 0 | 0 | 0 | 0 | 0 | 605535.0483 | 385165 | 0 | 0 | 0 | 0 | 2249443.6707 | 785958.5321 | 0 | 0 | 0 | 0 | 0 | 0 | 0 | 0 | 0 | 0 | 0 | 0 | 0 | 0 | 0 | 220370.0483 | 0 | 0 | 0 | 0 | 0 | 0 | 0 | 0 | 0 | 0 | 0 | 0 | 0 | 0 | 0
2016-03-06 20:00 | 0 | 0 | 0 | 0 | 0 | 0 | 597362.2051 | 383511 | 0 | 0 | 0 | 0 | 2463294.8757 | 785958.5321 | 0 | 0 | 0 | 0 | 0 | 0 | 0 | 0 | 0 | 0 | 0 | 0 | 0 | 0 | 0 | 213851.2051 | 0 | 0 | 0 | 0 | 0 | 0 | 0 | 0 | 0 | 0 | 0 | 0 | 0 | 0 | 0
2016-03-06 21:00 | 0 | 0 | 0 | 0 | 0 | 0 | 574547.3727 | 386144 | 0 | 0 | 0 | 0 | 2651698.2485 | 785958.5321 | 0 | 0 | 0 | 0 | 0 | 0 | 0 | 0 | 0 | 0 | 0 | 0 | 0 | 0 | 0 | 188403.3727 | 0 | 0 | 0 | 0 | 0 | 0 | 0 | 0 | 0 | 0 | 0 | 0 | 0 | 0 | 0
2016-03-06 22:00 | 0 | 0 | 0 | 0 | 0 | 117231.0954 | 518450.2007 | 392608 | 0 | 0 | 0 | 0 | 2894771.5446 | 785958.5321 | 0 | 0 | 0 | 0 | 0 | 0 | 0 | 0 | 0 | 0 | 0 | 0 | 0 | 0 | 0 | 243073.2961 | 0 | 0 | 0 | 0 | 0 | 0 | 0 | 0 | 0 | 0 | 0 | 0 | 0 | 0 | 0
2016-03-06 23:00 | 0 | 0 | 0 | 0 | 0 | 0 | 398111.9415 | 408579 | 0 | 0 | 0 | 0 | 2884304.4861 | 785958.5321 | 0 | 0 | 0 | 0 | 0 | 0 | 0 | 0 | 0 | 0 | 0 | 0 | 0 | 0 | 0 | -10467.0585 | 0 | 0 | 0 | 0 | 0 | 0 | 0 | 0 | 0 | 0 | 0 | 0 | 0 | 0 | 0
2016-03-07 | 0 | 0 | 0 | 0 | 0 | 0 | 170105.119 | 426425 | 0 | 0 | 0 | 0 | 2627984.6051 | 785958.5321 | 0 | 0 | 0 | 0 | 0 | 0 | 0 | 0 | 0 | 0 | 0 | 0 | 0 | 0 | 0 | -256319.881 | 0 | 0 | 0 | 0 | 0 | 0 | 0 | 0 | 0 | 0 | 0 | 0 | 0 | 0 | 0
2016-03-07 01:00 | 0 | 0 | 0 | 0 | 0 | 689711.764 | 1076.341 | 431649 | 0 | 0 | 0 | 0 | 2887123.7101 | 785958.5321 | 0 | 0 | 0 | 0 | 0 | 0 | 0 | 0 | 0 | 0 | 0 | 0 | 0 | 0 | 0 | 259139.105 | 0 | 0 | 0 | 0 | 0 | 0 | 0 | 0 | 0 | 0 | 0 | 0 | 0 | 0 | 0
2016-03-07 02:00 | 0 | 0 | 0 | 0 | 0 | 165295.895 | 0 | 424435 | 0 | 0 | 0 | 0 | 2627984.6051 | 785958.5321 | 0 | 0 | 0 | 0 | 0 | 0 | 0 | 0 | 0 | 0 | 0 | 0 | 0 | 0 | 0 | -259139.105 | 0 | 0 | 0 | 0 | 0 | 0 | 0 | 0 | 0 | 0 | 0 | 0 | 0 | 0 | 0
2016-03-07 03:00 | 0 | 0 | 0 | 0 | 0 | 151548.895 | 0 | 410688 | 0 | 0 | 0 | 0 | 2368845.5002 | 785958.5321 | 0 | 0 | 0 | 0 | 0 | 0 | 0 | 0 | 0 | 0 | 0 | 0 | 0 | 0 | 0 | -259139.105 | 0 | 0 | 0 | 0 | 0 | 0 | 0 | 0 | 0 | 0 | 0 | 0 | 0 | 0 | 0
2016-03-07 04:00 | 0 | 0 | 0 | 0 | 0 | 650870.105 | 0 | 391731 | 0 | 0 | 0 | 0 | 2627984.6051 | 785958.5321 | 0 | 0 | 0 | 0 | 0 | 0 | 0 | 0 | 0 | 0 | 0 | 0 | 0 | 0 | 0 | 259139.105 | 0 | 0 | 0 | 0 | 0 | 0 | 0 | 0 | 0 | 0 | 0 | 0 | 0 | 0 | 0
2016-03-07 05:00 | 0 | 0 | 0 | 0 | 0 | 117208.895 | 0 | 376348 | 0 | 0 | 0 | 0 | 2368845.5002 | 785958.5321 | 0 | 0 | 0 | 0 | 0 | 0 | 0 | 0 | 0 | 0 | 0 | 0 | 0 | 0 | 0 | -259139.105 | 0 | 0 | 0 | 0 | 0 | 0 | 0 | 0 | 0 | 0 | 0 | 0 | 0 | 0 | 0
2016-03-07 06:00 | 0 | 0 | 0 | 0 | 0 | 107020.895 | 0 | 366160 | 0 | 0 | 0 | 0 | 2109706.3952 | 785958.5321 | 0 | 0 | 0 | 0 | 0 | 0 | 0 | 0 | 0 | 0 | 0 | 0 | 0 | 0 | 0 | -259139.105 | 0 | 0 | 0 | 0 | 0 | 0 | 0 | 0 | 0 | 0 | 0 | 0 | 0 | 0 | 0
2016-03-07 07:00 | 0 | 0 | 0 | 0 | 0 | 100799.895 | 0 | 359939 | 0 | 0 | 0 | 0 | 1850567.2903 | 785958.5321 | 0 | 0 | 0 | 0 | 0 | 0 | 0 | 0 | 0 | 0 | 0 | 0 | 0 | 0 | 0 | -259139.105 | 0 | 0 | 0 | 0 | 0 | 0 | 0 | 0 | 0 | 0 | 0 | 0 | 0 | 0 | 0
2016-03-07 08:00 | 0 | 0 | 0 | 0 | 0 | 617099.105 | 0 | 357960 | 0 | 0 | 0 | 0 | 2109706.3952 | 785958.5321 | 0 | 0 | 0 | 0 | 0 | 0 | 0 | 0 | 0 | 0 | 0 | 0 | 0 | 0 | 0 | 259139.105 | 0 | 0 | 0 | 0 | 0 | 0 | 0 | 0 | 0 | 0 | 0 | 0 | 0 | 0 | 0
2016-03-07 09:00 | 0 | 0 | 0 | 0 | 0 | 102396.895 | 0 | 361536 | 0 | 0 | 0 | 0 | 1850567.2903 | 785958.5321 | 0 | 0 | 0 | 0 | 0 | 0 | 0 | 0 | 0 | 0 | 0 | 0 | 0 | 0 | 0 | -259139.105 | 0 | 0 | 0 | 0 | 0 | 0 | 0 | 0 | 0 | 0 | 0 | 0 | 0 | 0 | 0
2016-03-07 10:00 | 0 | 0 | 0 | 0 | 0 | 117571.895 | 0 | 376711 | 0 | 0 | 0 | 0 | 1591428.1853 | 785958.5321 | 0 | 0 | 0 | 0 | 0 | 0 | 0 | 0 | 0 | 0 | 0 | 0 | 0 | 0 | 0 | -259139.105 | 0 | 0 | 0 | 0 | 0 | 0 | 0 | 0 | 0 | 0 | 0 | 0 | 0 | 0 | 0
2016-03-07 11:00 | 0 | 0 | 0 | 0 | 0 | 149204.895 | 0 | 408344 | 0 | 0 | 0 | 0 | 1332289.0804 | 785958.5321 | 0 | 0 | 0 | 0 | 0 | 0 | 0 | 0 | 0 | 0 | 0 | 0 | 0 | 0 | 0 | -259139.105 | 0 | 0 | 0 | 0 | 0 | 0 | 0 | 0 | 0 | 0 | 0 | 0 | 0 | 0 | 0
2016-03-07 12:00 | 0 | 0 | 0 | 0 | 0 | 285889.5848 | 0 | 431451 | 0 | 0 | 0 | 0 | 1186727.6652 | 785958.5321 | 0 | 0 | 0 | 0 | 0 | 0 | 0 | 0 | 0 | 0 | 0 | 0 | 0 | 0 | 0 | -145561.4152 | 0 | 0 | 0 | 0 | 0 | 0 | 0 | 0 | 0 | 0 | 0 | 0 | 0 | 0 | 0
2016-03-07 13:00 | 0 | 0 | 0 | 0 | 0 | 594466.1652 | 20205.4437 | 436012 | 0 | 0 | 0 | 0 | 1365387.2741 | 785958.5321 | 0 | 0 | 0 | 0 | 0 | 0 | 0 | 0 | 0 | 0 | 0 | 0 | 0 | 0 | 0 | 178659.6089 | 0 | 0 | 0 | 0 | 0 | 0 | 0 | 0 | 0 | 0 | 0 | 0 | 0 | 0 | 0
2016-03-07 14:00 | 0 | 0 | 0 | 0 | 0 | 0 | 318915.7724 | 435209 | 0 | 0 | 0 | 0 | 1249094.0464 | 785958.5321 | 0 | 0 | 0 | 0 | 0 | 0 | 0 | 0 | 0 | 0 | 0 | 0 | 0 | 0 | 0 | -116293.2276 | 0 | 0 | 0 | 0 | 0 | 0 | 0 | 0 | 0 | 0 | 0 | 0 | 0 | 0 | 0
2016-03-07 15:00 | 0 | 0 | 0 | 0 | 0 | 0 | 567947.2465 | 434992 | 0 | 0 | 0 | 0 | 1382049.293 | 785958.5321 | 0 | 0 | 0 | 0 | 0 | 0 | 0 | 0 | 0 | 0 | 0 | 0 | 0 | 0 | 0 | 132955.2465 | 0 | 0 | 0 | 0 | 0 | 0 | 0 | 0 | 0 | 0 | 0 | 0 | 0 | 0 | 0
2016-03-07 16:00 | 0 | 0 | 0 | 0 | 0 | 63835.9954 | 628908.1095 | 433605 | 0 | 0 | 0 | 0 | 1641188.3979 | 785958.5321 | 0 | 0 | 0 | 0 | 0 | 0 | 0 | 0 | 0 | 0 | 0 | 0 | 0 | 0 | 0 | 259139.105 | 0 | 0 | 0 | 0 | 0 | 0 | 0 | 0 | 0 | 0 | 0 | 0 | 0 | 0 | 0
2016-03-07 17:00 | 0 | 0 | 0 | 0 | 0 | 0 | 644932.1761 | 430155 | 0 | 0 | 0 | 0 | 1855965.5741 | 785958.5321 | 0 | 0 | 0 | 0 | 0 | 0 | 0 | 0 | 0 | 0 | 0 | 0 | 0 | 0 | 0 | 214777.1761 | 0 | 0 | 0 | 0 | 0 | 0 | 0 | 0 | 0 | 0 | 0 | 0 | 0 | 0 | 0
2016-03-07 18:00 | 0 | 0 | 0 | 0 | 0 | 0 | 643843.4611 | 428360 | 0 | 0 | 0 | 0 | 2071449.0351 | 785958.5321 | 0 | 0 | 0 | 0 | 0 | 0 | 0 | 0 | 0 | 0 | 0 | 0 | 0 | 0 | 0 | 215483.4611 | 0 | 0 | 0 | 0 | 0 | 0 | 0 | 0 | 0 | 0 | 0 | 0 | 0 | 0 | 0
2016-03-07 19:00 | 0 | 0 | 0 | 0 | 0 | 0 | 632662.7155 | 425749 | 0 | 0 | 0 | 0 | 2278362.7506 | 785958.5321 | 0 | 0 | 0 | 0 | 0 | 0 | 0 | 0 | 0 | 0 | 0 | 0 | 0 | 0 | 0 | 206913.7155 | 0 | 0 | 0 | 0 | 0 | 0 | 0 | 0 | 0 | 0 | 0 | 0 | 0 | 0 | 0
2016-03-07 20:00 | 0 | 0 | 0 | 0 | 0 | 0 | 618038.0553 | 423283 | 0 | 0 | 0 | 0 | 2473117.8058 | 785958.5321 | 0 | 0 | 0 | 0 | 0 | 0 | 0 | 0 | 0 | 0 | 0 | 0 | 0 | 0 | 0 | 194755.0553 | 0 | 0 | 0 | 0 | 0 | 0 | 0 | 0 | 0 | 0 | 0 | 0 | 0 | 0 | 0
2016-03-07 21:00 | 0 | 0 | 0 | 0 | 0 | 0 | 583965.9667 | 422736 | 0 | 0 | 0 | 0 | 2634347.7726 | 785958.5321 | 0 | 0 | 0 | 0 | 0 | 0 | 0 | 0 | 0 | 0 | 0 | 0 | 0 | 0 | 0 | 161229.9667 | 0 | 0 | 0 | 0 | 0 | 0 | 0 | 0 | 0 | 0 | 0 | 0 | 0 | 0 | 0
2016-03-07 22:00 | 0 | 0 | 0 | 0 | 0 | 0 | 510363.3334 | 425027 | 0 | 0 | 0 | 0 | 2719684.1059 | 785958.5321 | 0 | 0 | 0 | 0 | 0 | 0 | 0 | 0 | 0 | 0 | 0 | 0 | 0 | 0 | 0 | 85336.3334 | 0 | 0 | 0 | 0 | 0 | 0 | 0 | 0 | 0 | 0 | 0 | 0 | 0 | 0 | 0
2016-03-07 23:00 | 0 | 0 | 0 | 0 | 0 | 0 | 352077.3337 | 436129 | 0 | 0 | 0 | 0 | 2635632.4397 | 785958.5321 | 0 | 0 | 0 | 0 | 0 | 0 | 0 | 0 | 0 | 0 | 0 | 0 | 0 | 0 | 0 | -84051.6663 | 0 | 0 | 0 | 0 | 0 | 0 | 0 | 0 | 0 | 0 | 0 | 0 | 0 | 0 | 0
2016-03-08 | 0 | 0 | 0 | 0 | 0 | 614406.0271 | 93529.0778 | 448796 | 0 | 0 | 0 | 0 | 2894771.5446 | 785958.5321 | 0 | 0 | 0 | 0 | 0 | 0 | 0 | 0 | 0 | 0 | 0 | 0 | 0 | 0 | 0 | 259139.105 | 0 | 0 | 0 | 0 | 0 | 0 | 0 | 0 | 0 | 0 | 0 | 0 | 0 | 0 | 0
2016-03-08 01:00 | 0 | 0 | 0 | 0 | 0 | 186941.9186 | 1481.9765 | 447563 | 0 | 0 | 0 | 0 | 2635632.4397 | 785958.5321 | 0 | 0 | 0 | 0 | 0 | 0 | 0 | 0 | 0 | 0 | 0 | 0 | 0 | 0 | 0 | -259139.105 | 0 | 0 | 0 | 0 | 0 | 0 | 0 | 0 | 0 | 0 | 0 | 0 | 0 | 0 | 0
2016-03-08 02:00 | 0 | 0 | 0 | 0 | 0 | 695816.105 | 0 | 436677 | 0 | 0 | 0 | 0 | 2894771.5446 | 785958.5321 | 0 | 0 | 0 | 0 | 0 | 0 | 0 | 0 | 0 | 0 | 0 | 0 | 0 | 0 | 0 | 259139.105 | 0 | 0 | 0 | 0 | 0 | 0 | 0 | 0 | 0 | 0 | 0 | 0 | 0 | 0 | 0
2016-03-08 03:00 | 0 | 0 | 0 | 0 | 0 | 159391.895 | 0 | 418531 | 0 | 0 | 0 | 0 | 2635632.4397 | 785958.5321 | 0 | 0 | 0 | 0 | 0 | 0 | 0 | 0 | 0 | 0 | 0 | 0 | 0 | 0 | 0 | -259139.105 | 0 | 0 | 0 | 0 | 0 | 0 | 0 | 0 | 0 | 0 | 0 | 0 | 0 | 0 | 0
2016-03-08 04:00 | 0 | 0 | 0 | 0 | 0 | 654606.105 | 0 | 395467 | 0 | 0 | 0 | 0 | 2894771.5446 | 785958.5321 | 0 | 0 | 0 | 0 | 0 | 0 | 0 | 0 | 0 | 0 | 0 | 0 | 0 | 0 | 0 | 259139.105 | 0 | 0 | 0 | 0 | 0 | 0 | 0 | 0 | 0 | 0 | 0 | 0 | 0 | 0 | 0
2016-03-08 05:00 | 0 | 0 | 0 | 0 | 0 | 115141.895 | 0 | 374281 | 0 | 0 | 0 | 0 | 2635632.4397 | 785958.5321 | 0 | 0 | 0 | 0 | 0 | 0 | 0 | 0 | 0 | 0 | 0 | 0 | 0 | 0 | 0 | -259139.105 | 0 | 0 | 0 | 0 | 0 | 0 | 0 | 0 | 0 | 0 | 0 | 0 | 0 | 0 | 0
2016-03-08 06:00 | 0 | 0 | 0 | 0 | 0 | 99929.895 | 0 | 359069 | 0 | 0 | 0 | 0 | 2376493.3347 | 785958.5321 | 0 | 0 | 0 | 0 | 0 | 0 | 0 | 0 | 0 | 0 | 0 | 0 | 0 | 0 | 0 | -259139.105 | 0 | 0 | 0 | 0 | 0 | 0 | 0 | 0 | 0 | 0 | 0 | 0 | 0 | 0 | 0
2016-03-08 07:00 | 0 | 0 | 0 | 0 | 0 | 90005.895 | 0 | 349145 | 0 | 0 | 0 | 0 | 2117354.2298 | 785958.5321 | 0 | 0 | 0 | 0 | 0 | 0 | 0 | 0 | 0 | 0 | 0 | 0 | 0 | 0 | 0 | -259139.105 | 0 | 0 | 0 | 0 | 0 | 0 | 0 | 0 | 0 | 0 | 0 | 0 | 0 | 0 | 0
2016-03-08 08:00 | 0 | 0 | 0 | 0 | 0 | 603406.105 | 0 | 344267 | 0 | 0 | 0 | 0 | 2376493.3347 | 785958.5321 | 0 | 0 | 0 | 0 | 0 | 0 | 0 | 0 | 0 | 0 | 0 | 0 | 0 | 0 | 0 | 259139.105 | 0 | 0 | 0 | 0 | 0 | 0 | 0 | 0 | 0 | 0 | 0 | 0 | 0 | 0 | 0
2016-03-08 09:00 | 0 | 0 | 0 | 0 | 0 | 87784.895 | 0 | 346924 | 0 | 0 | 0 | 0 | 2117354.2298 | 785958.5321 | 0 | 0 | 0 | 0 | 0 | 0 | 0 | 0 | 0 | 0 | 0 | 0 | 0 | 0 | 0 | -259139.105 | 0 | 0 | 0 | 0 | 0 | 0 | 0 | 0 | 0 | 0 | 0 | 0 | 0 | 0 | 0
2016-03-08 10:00 | 0 | 0 | 0 | 0 | 0 | 99775.895 | 0 | 358915 | 0 | 0 | 0 | 0 | 1858215.1248 | 785958.5321 | 0 | 0 | 0 | 0 | 0 | 0 | 0 | 0 | 0 | 0 | 0 | 0 | 0 | 0 | 0 | -259139.105 | 0 | 0 | 0 | 0 | 0 | 0 | 0 | 0 | 0 | 0 | 0 | 0 | 0 | 0 | 0
2016-03-08 11:00 | 0 | 0 | 0 | 0 | 0 | 128290.895 | 0 | 387430 | 0 | 0 | 0 | 0 | 1599076.0199 | 785958.5321 | 0 | 0 | 0 | 0 | 0 | 0 | 0 | 0 | 0 | 0 | 0 | 0 | 0 | 0 | 0 | -259139.105 | 0 | 0 | 0 | 0 | 0 | 0 | 0 | 0 | 0 | 0 | 0 | 0 | 0 | 0 | 0
2016-03-08 12:00 | 0 | 0 | 0 | 0 | 0 | 152114.895 | 0 | 411254 | 0 | 0 | 0 | 0 | 1339936.9149 | 785958.5321 | 0 | 0 | 0 | 0 | 0 | 0 | 0 | 0 | 0 | 0 | 0 | 0 | 0 | 0 | 0 | -259139.105 | 0 | 0 | 0 | 0 | 0 | 0 | 0 | 0 | 0 | 0 | 0 | 0 | 0 | 0 | 0
2016-03-08 13:00 | 0 | 0 | 0 | 0 | 0 | 146730.1994 | 13291.6956 | 419161 | 0 | 0 | 0 | 0 | 1080797.81 | 785958.5321 | 0 | 0 | 0 | 0 | 0 | 0 | 0 | 0 | 0 | 0 | 0 | 0 | 0 | 0 | 0 | -259139.105 | 0 | 0 | 0 | 0 | 0 | 0 | 0 | 0 | 0 | 0 | 0 | 0 | 0 | 0 | 0
2016-03-08 14:00 | 0 | 0 | 0 | 0 | 0 | 98317.6192 | 296168.7542 | 423336 | 0 | 0 | 0 | 0 | 1051948.1833 | 785958.5321 | 0 | 0 | 0 | 0 | 0 | 0 | 0 | 0 | 0 | 0 | 0 | 0 | 0 | 0 | 0 | -28849.6267 | 0 | 0 | 0 | 0 | 0 | 0 | 0 | 0 | 0 | 0 | 0 | 0 | 0 | 0 | 0
2016-03-08 15:00 | 0 | 0 | 0 | 0 | 0 | 0 | 674819.1035 | 425877 | 0 | 0 | 0 | 0 | 1286624.3053 | 800224.5137 | 0 | 0 | 0 | 0 | 0 | 0 | 0 | 0 | 0 | 0 | 0 | 0 | 0 | 0 | 0 | 234676.122 | 14265.9815 | 0 | 0 | 0 | 0 | 0 | 0 | 0 | 0 | 0 | 0 | 0 | 0 | 0 | 0
2016-03-08 16:00 | 0 | 0 | 0 | 0 | 0 | 0 | 699814.0865 | 426409 | 0 | 0 | 0 | 0 | 1545763.4102 | 814490.4952 | 0 | 0 | 0 | 0 | 0 | 0 | 0 | 0 | 0 | 0 | 0 | 0 | 0 | 0 | 0 | 259139.105 | 14265.9815 | 0 | 0 | 0 | 0 | 0 | 0 | 0 | 0 | 0 | 0 | 0 | 0 | 0 | 0
2016-03-08 17:00 | 0 | 0 | 0 | 0 | 0 | 0 | 698245.0865 | 424840 | 0 | 0 | 0 | 0 | 1804902.5152 | 828756.4767 | 0 | 0 | 0 | 0 | 0 | 0 | 0 | 0 | 0 | 0 | 0 | 0 | 0 | 0 | 0 | 259139.105 | 14265.9815 | 0 | 0 | 0 | 0 | 0 | 0 | 0 | 0 | 0 | 0 | 0 | 0 | 0 | 0
2016-03-08 18:00 | 0 | 0 | 0 | 0 | 0 | 0 | 697513.0865 | 424108 | 0 | 0 | 0 | 0 | 2064041.6201 | 843022.4583 | 0 | 0 | 0 | 0 | 0 | 0 | 0 | 0 | 0 | 0 | 0 | 0 | 0 | 0 | 0 | 259139.105 | 14265.9815 | 0 | 0 | 0 | 0 | 0 | 0 | 0 | 0 | 0 | 0 | 0 | 0 | 0 | 0
2016-03-08 19:00 | 0 | 0 | 0 | 0 | 0 | 0 | 686576.0466 | 423858 | 0 | 0 | 0 | 0 | 2323180.7251 | 846601.3999 | 0 | 0 | 0 | 0 | 0 | 0 | 0 | 0 | 0 | 0 | 0 | 0 | 0 | 0 | 0 | 259139.105 | 3578.9416 | 0 | 0 | 0 | 0 | 0 | 0 | 0 | 0 | 0 | 0 | 0 | 0 | 0 | 0
2016-03-08 20:00 | 0 | 0 | 0 | 0 | 0 | 0 | 668856.2423 | 422736 | 0 | 0 | 0 | 0 | 2555034.9858 | 860867.3814 | 0 | 0 | 0 | 0 | 0 | 0 | 0 | 0 | 0 | 0 | 0 | 0 | 0 | 0 | 0 | 231854.2607 | 14265.9815 | 0 | 0 | 0 | 0 | 0 | 0 | 0 | 0 | 0 | 0 | 0 | 0 | 0 | 0
2016-03-08 21:00 | 0 | 0 | 0 | 0 | 0 | 0 | 639520.7393 | 422784 | 0 | 0 | 0 | 0 | 2757505.7436 | 875133.3629 | 0 | 0 | 0 | 0 | 0 | 0 | 0 | 0 | 0 | 0 | 0 | 0 | 0 | 0 | 0 | 202470.7578 | 14265.9815 | 0 | 0 | 0 | 0 | 0 | 0 | 0 | 0 | 0 | 0 | 0 | 0 | 0 | 0
2016-03-08 22:00 | 0 | 0 | 0 | 0 | 0 | 0 | 576344.7825 | 424813 | 0 | 0 | 0 | 0 | 2894771.5446 | 889399.3445 | 0 | 0 | 0 | 0 | 0 | 0 | 0 | 0 | 0 | 0 | 0 | 0 | 0 | 0 | 0 | 137265.801 | 14265.9815 | 0 | 0 | 0 | 0 | 0 | 0 | 0 | 0 | 0 | 0 | 0 | 0 | 0 | 0
2016-03-08 23:00 | 0 | 0 | 0 | 0 | 0 | 16066.3731 | 417816.6269 | 433883 | 0 | 0 | 0 | 0 | 2894771.5446 | 889399.3445 | 0 | 0 | 0 | 0 | 0 | 0 | 0 | 0 | 0 | 0 | 0 | 0 | 0 | 0 | 0 | 0 | 0 | 0 | 0 | 0 | 0 | 0 | 0 | 0 | 0 | 0 | 0 | 0 | 0 | 0 | 0
2016-03-09 | 0 | 0 | 0 | 0 | 0 | 294777.4042 | 145208.3401 | 446635 | 0 | 0 | 0 | 0 | 2888122.2889 | 889399.3445 | 0 | 0 | 0 | 0 | 0 | 0 | 0 | 0 | 0 | 0 | 0 | 0 | 0 | 0 | 0 | -6649.2557 | 0 | 0 | 0 | 0 | 0 | 0 | 0 | 0 | 0 | 0 | 0 | 0 | 0 | 0 | 0
2016-03-09 01:00 | 0 | 0 | 0 | 0 | 0 | 300579.1715 | 1524.7717 | 445107 | 0 | 0 | 0 | 0 | 2854062.0412 | 780456.5353 | 0 | 0 | 0 | 0 | 0 | 0 | 0 | 0 | 0 | 0 | 0 | 0 | 0 | 0 | 0 | -34060.2477 | 0 | 108942.8092 | 0 | 0 | 0 | 0 | 0 | 0 | 0 | 0 | 0 | 0 | 0 | 0 | 0
2016-03-09 02:00 | 0 | 0 | 0 | 0 | 0 | 303832.6343 | 0 | 432794 | 0 | 0 | 0 | 0 | 2725100.6756 | 780456.5353 | 0 | 0 | 0 | 0 | 0 | 0 | 0 | 0 | 0 | 0 | 0 | 0 | 0 | 0 | 0 | -128961.3657 | 0 | 0 | 0 | 0 | 0 | 0 | 0 | 0 | 0 | 0 | 0 | 0 | 0 | 0 | 0
2016-03-09 03:00 | 0 | 0 | 0 | 0 | 0 | 283617.6726 | 0 | 413765 | 0 | 0 | 0 | 0 | 2594953.3482 | 780456.5353 | 0 | 0 | 0 | 0 | 0 | 0 | 0 | 0 | 0 | 0 | 0 | 0 | 0 | 0 | 0 | -130147.3274 | 0 | 0 | 0 | 0 | 0 | 0 | 0 | 0 | 0 | 0 | 0 | 0 | 0 | 0 | 0
2016-03-09 04:00 | 0 | 0 | 0 | 0 | 0 | 258643.7208 | 0 | 389747 | 0 | 0 | 0 | 0 | 2463850.069 | 780456.5353 | 0 | 0 | 0 | 0 | 0 | 0 | 0 | 0 | 0 | 0 | 0 | 0 | 0 | 0 | 0 | -131103.2792 | 0 | 0 | 0 | 0 | 0 | 0 | 0 | 0 | 0 | 0 | 0 | 0 | 0 | 0 | 0
2016-03-09 05:00 | 0 | 0 | 0 | 0 | 0 | 108658.895 | 0 | 367798 | 0 | 0 | 0 | 0 | 2204710.964 | 780456.5353 | 0 | 0 | 0 | 0 | 0 | 0 | 0 | 0 | 0 | 0 | 0 | 0 | 0 | 0 | 0 | -259139.105 | 0 | 0 | 0 | 0 | 0 | 0 | 0 | 0 | 0 | 0 | 0 | 0 | 0 | 0 | 0
2016-03-09 06:00 | 0 | 0 | 0 | 0 | 0 | 238789.7982 | 0 | 350590 | 0 | 0 | 0 | 0 | 2092910.7623 | 780456.5353 | 0 | 0 | 0 | 0 | 0 | 0 | 0 | 0 | 0 | 0 | 0 | 0 | 0 | 0 | 0 | -111800.2018 | 0 | 0 | 0 | 0 | 0 | 0 | 0 | 0 | 0 | 0 | 0 | 0 | 0 | 0 | 0
2016-03-09 07:00 | 0 | 0 | 0 | 0 | 0 | 247750.2333 | 0 | 339505 | 0 | 0 | 0 | 0 | 2001155.9955 | 780456.5353 | 0 | 0 | 0 | 0 | 0 | 0 | 0 | 0 | 0 | 0 | 0 | 0 | 0 | 0 | 0 | -91754.7667 | 0 | 0 | 0 | 0 | 0 | 0 | 0 | 0 | 0 | 0 | 0 | 0 | 0 | 0 | 0
2016-03-09 08:00 | 0 | 0 | 0 | 0 | 0 | 260284.9328 | 0 | 334541 | 0 | 0 | 0 | 0 | 1926899.9284 | 780456.5353 | 0 | 0 | 0 | 0 | 0 | 0 | 0 | 0 | 0 | 0 | 0 | 0 | 0 | 0 | 0 | -74256.0672 | 0 | 0 | 0 | 0 | 0 | 0 | 0 | 0 | 0 | 0 | 0 | 0 | 0 | 0 | 0
2016-03-09 09:00 | 0 | 0 | 0 | 0 | 0 | 76961.895 | 0 | 336101 | 0 | 0 | 0 | 0 | 1667760.8234 | 780456.5353 | 0 | 0 | 0 | 0 | 0 | 0 | 0 | 0 | 0 | 0 | 0 | 0 | 0 | 0 | 0 | -259139.105 | 0 | 0 | 0 | 0 | 0 | 0 | 0 | 0 | 0 | 0 | 0 | 0 | 0 | 0 | 0
2016-03-09 10:00 | 0 | 0 | 0 | 0 | 0 | 90139.895 | 0 | 349279 | 0 | 0 | 0 | 0 | 1408621.7185 | 780456.5353 | 0 | 0 | 0 | 0 | 0 | 0 | 0 | 0 | 0 | 0 | 0 | 0 | 0 | 0 | 0 | -259139.105 | 0 | 0 | 0 | 0 | 0 | 0 | 0 | 0 | 0 | 0 | 0 | 0 | 0 | 0 | 0
2016-03-09 11:00 | 0 | 0 | 0 | 0 | 0 | 116222.895 | 0 | 375362 | 0 | 0 | 0 | 0 | 1149482.6135 | 780456.5353 | 0 | 0 | 0 | 0 | 0 | 0 | 0 | 0 | 0 | 0 | 0 | 0 | 0 | 0 | 0 | -259139.105 | 0 | 0 | 0 | 0 | 0 | 0 | 0 | 0 | 0 | 0 | 0 | 0 | 0 | 0 | 0
2016-03-09 12:00 | 0 | 0 | 0 | 0 | 0 | 154431.8766 | 0 | 399305 | 0 | 0 | 0 | 0 | 890343.5086 | 794722.5168 | 0 | 0 | 0 | 0 | 0 | 0 | 0 | 0 | 0 | 0 | 0 | 0 | 0 | 0 | 0 | -259139.105 | 14265.9815 | 0 | 0 | 0 | 0 | 0 | 0 | 0 | 0 | 0 | 0 | 0 | 0 | 0 | 0
2016-03-09 13:00 | 0 | 0 | 0 | 0 | 0 | 202411.7469 | 11897.7369 | 409712 | 0 | 0 | 0 | 0 | 680675.0108 | 808988.4984 | 0 | 0 | 0 | 0 | 0 | 0 | 0 | 0 | 0 | 0 | 0 | 0 | 0 | 0 | 0 | -209668.4977 | 14265.9815 | 0 | 0 | 0 | 0 | 0 | 0 | 0 | 0 | 0 | 0 | 0 | 0 | 0 | 0
2016-03-09 14:00 | 0 | 0 | 0 | 0 | 0 | 0 | 295035.3798 | 415738 | 0 | 0 | 0 | 0 | 545706.4091 | 823254.4799 | 0 | 0 | 0 | 0 | 0 | 0 | 0 | 0 | 0 | 0 | 0 | 0 | 0 | 0 | 0 | -134968.6018 | 14265.9815 | 0 | 0 | 0 | 0 | 0 | 0 | 0 | 0 | 0 | 0 | 0 | 0 | 0 | 0
2016-03-09 15:00 | 0 | 0 | 0 | 0 | 0 | 0 | 610532.5292 | 420814 | 0 | 0 | 0 | 0 | 735424.9383 | 823254.4799 | 0 | 0 | 0 | 0 | 0 | 0 | 0 | 0 | 0 | 0 | 0 | 0 | 0 | 0 | 0 | 189718.5292 | 0 | 0 | 0 | 0 | 0 | 0 | 0 | 0 | 0 | 0 | 0 | 0 | 0 | 0 | 0
2016-03-09 16:00 | 0 | 0 | 0 | 0 | 0 | 0 | 697163.0865 | 423758 | 0 | 0 | 0 | 0 | 994564.0433 | 837520.4614 | 0 | 0 | 0 | 0 | 0 | 0 | 0 | 0 | 0 | 0 | 0 | 0 | 0 | 0 | 0 | 259139.105 | 14265.9815 | 0 | 0 | 0 | 0 | 0 | 0 | 0 | 0 | 0 | 0 | 0 | 0 | 0 | 0
2016-03-09 17:00 | 0 | 0 | 0 | 0 | 0 | 0 | 697693.0865 | 424288 | 0 | 0 | 0 | 0 | 1253703.1482 | 851786.443 | 0 | 0 | 0 | 0 | 0 | 0 | 0 | 0 | 0 | 0 | 0 | 0 | 0 | 0 | 0 | 259139.105 | 14265.9815 | 0 | 0 | 0 | 0 | 0 | 0 | 0 | 0 | 0 | 0 | 0 | 0 | 0 | 0
2016-03-09 18:00 | 0 | 0 | 0 | 0 | 0 | 0 | 697971.0865 | 424566 | 0 | 0 | 0 | 0 | 1512842.2532 | 866052.4245 | 0 | 0 | 0 | 0 | 0 | 0 | 0 | 0 | 0 | 0 | 0 | 0 | 0 | 0 | 0 | 259139.105 | 14265.9815 | 0 | 0 | 0 | 0 | 0 | 0 | 0 | 0 | 0 | 0 | 0 | 0 | 0 | 0
2016-03-09 19:00 | 0 | 0 | 0 | 0 | 0 | 0 | 698124.0865 | 424719 | 0 | 0 | 0 | 0 | 1771981.3581 | 880318.406 | 0 | 0 | 0 | 0 | 0 | 0 | 0 | 0 | 0 | 0 | 0 | 0 | 0 | 0 | 0 | 259139.105 | 14265.9815 | 0 | 0 | 0 | 0 | 0 | 0 | 0 | 0 | 0 | 0 | 0 | 0 | 0 | 0
2016-03-09 20:00 | 0 | 0 | 0 | 0 | 0 | 0 | 697281.0865 | 423876 | 0 | 0 | 0 | 0 | 2031120.4631 | 894584.3876 | 0 | 0 | 0 | 0 | 0 | 0 | 0 | 0 | 0 | 0 | 0 | 0 | 0 | 0 | 0 | 259139.105 | 14265.9815 | 0 | 0 | 0 | 0 | 0 | 0 | 0 | 0 | 0 | 0 | 0 | 0 | 0 | 0
2016-03-09 21:00 | 0 | 0 | 0 | 0 | 0 | 0 | 697898.0865 | 424493 | 0 | 0 | 0 | 0 | 2290259.568 | 908850.3691 | 0 | 0 | 0 | 0 | 0 | 0 | 0 | 0 | 0 | 0 | 0 | 0 | 0 | 0 | 0 | 259139.105 | 14265.9815 | 0 | 0 | 0 | 0 | 0 | 0 | 0 | 0 | 0 | 0 | 0 | 0 | 0 | 0
2016-03-09 22:00 | 0 | 0 | 0 | 0 | 0 | 0 | 677684.7757 | 426869 | 0 | 0 | 0 | 0 | 2526809.3622 | 923116.3506 | 0 | 0 | 0 | 0 | 0 | 0 | 0 | 0 | 0 | 0 | 0 | 0 | 0 | 0 | 0 | 236549.7942 | 14265.9815 | 0 | 0 | 0 | 0 | 0 | 0 | 0 | 0 | 0 | 0 | 0 | 0 | 0 | 0
2016-03-09 23:00 | 0 | 0 | 0 | 0 | 0 | 0 | 512701.698 | 436308 | 0 | 0 | 0 | 0 | 2588937.0786 | 937382.3322 | 0 | 0 | 0 | 0 | 0 | 0 | 0 | 0 | 0 | 0 | 0 | 0 | 0 | 0 | 0 | 62127.7164 | 14265.9815 | 0 | 0 | 0 | 0 | 0 | 0 | 0 | 0 | 0 | 0 | 0 | 0 | 0 | 0
2016-03-10 | 0 | 0 | 0 | 0 | 0 | 0 | 156368.9462 | 446277 | 0 | 0 | 0 | 0 | 2338194.856 | 898216.5009 | 0 | 0 | 0 | 0 | 0 | 0 | 0 | 0 | 0 | 0 | 0 | 0 | 0 | 0 | 0 | -250742.2226 | 14265.9815 | 53431.8128 | 0 | 0 | 0 | 0 | 0 | 0 | 0 | 0 | 0 | 0 | 0 | 0 | 0
2016-03-10 01:00 | 0 | 0 | 0 | 0 | 0 | 195991.3444 | 2446.5322 | 443311 | 0 | 0 | 0 | 0 | 2079055.7511 | 912482.4825 | 0 | 0 | 0 | 0 | 0 | 0 | 0 | 0 | 0 | 0 | 0 | 0 | 0 | 0 | 0 | -259139.105 | 14265.9815 | 0 | 0 | 0 | 0 | 0 | 0 | 0 | 0 | 0 | 0 | 0 | 0 | 0 | 0
2016-03-10 02:00 | 0 | 0 | 0 | 0 | 0 | 265918.8441 | 0 | 431802 | 0 | 0 | 0 | 0 | 1898906.6136 | 926748.464 | 0 | 0 | 0 | 0 | 0 | 0 | 0 | 0 | 0 | 0 | 0 | 0 | 0 | 0 | 0 | -180149.1375 | 14265.9815 | 0 | 0 | 0 | 0 | 0 | 0 | 0 | 0 | 0 | 0 | 0 | 0 | 0 | 0
2016-03-10 03:00 | 0 | 0 | 0 | 0 | 0 | 153277.895 | 0 | 412417 | 0 | 0 | 0 | 0 | 1639767.5087 | 926748.464 | 0 | 0 | 0 | 0 | 0 | 0 | 0 | 0 | 0 | 0 | 0 | 0 | 0 | 0 | 0 | -259139.105 | 0 | 0 | 0 | 0 | 0 | 0 | 0 | 0 | 0 | 0 | 0 | 0 | 0 | 0 | 0
2016-03-10 04:00 | 0 | 0 | 0 | 0 | 0 | 252758.7297 | 0 | 387558 | 0 | 0 | 0 | 0 | 1490702.2569 | 941014.4455 | 0 | 0 | 0 | 0 | 0 | 0 | 0 | 0 | 0 | 0 | 0 | 0 | 0 | 0 | 0 | -149065.2518 | 14265.9815 | 0 | 0 | 0 | 0 | 0 | 0 | 0 | 0 | 0 | 0 | 0 | 0 | 0 | 0
2016-03-10 05:00 | 0 | 0 | 0 | 0 | 0 | 240241.1241 | 0 | 365298 | 0 | 0 | 0 | 0 | 1351379.3994 | 955280.4271 | 0 | 0 | 0 | 0 | 0 | 0 | 0 | 0 | 0 | 0 | 0 | 0 | 0 | 0 | 0 | -139322.8575 | 14265.9815 | 0 | 0 | 0 | 0 | 0 | 0 | 0 | 0 | 0 | 0 | 0 | 0 | 0 | 0
2016-03-10 06:00 | 0 | 0 | 0 | 0 | 0 | 239026.6329 | 0 | 348775 | 0 | 0 | 0 | 0 | 1241631.0323 | 955280.4271 | 0 | 0 | 0 | 0 | 0 | 0 | 0 | 0 | 0 | 0 | 0 | 0 | 0 | 0 | 0 | -109748.3671 | 0 | 0 | 0 | 0 | 0 | 0 | 0 | 0 | 0 | 0 | 0 | 0 | 0 | 0 | 0
2016-03-10 07:00 | 0 | 0 | 0 | 0 | 0 | 78194.895 | 0 | 337334 | 0 | 0 | 0 | 0 | 982491.9274 | 955280.4271 | 0 | 0 | 0 | 0 | 0 | 0 | 0 | 0 | 0 | 0 | 0 | 0 | 0 | 0 | 0 | -259139.105 | 0 | 0 | 0 | 0 | 0 | 0 | 0 | 0 | 0 | 0 | 0 | 0 | 0 | 0 | 0
2016-03-10 08:00 | 0 | 0 | 0 | 0 | 0 | 278365.8476 | 0 | 331475 | 0 | 0 | 0 | 0 | 915116.7935 | 969546.4086 | 0 | 0 | 0 | 0 | 0 | 0 | 0 | 0 | 0 | 0 | 0 | 0 | 0 | 0 | 0 | -67375.1339 | 14265.9815 | 0 | 0 | 0 | 0 | 0 | 0 | 0 | 0 | 0 | 0 | 0 | 0 | 0 | 0
2016-03-10 09:00 | 0 | 0 | 0 | 0 | 0 | 72942.895 | 0 | 332082 | 0 | 0 | 0 | 0 | 655977.6885 | 969546.4086 | 0 | 0 | 0 | 0 | 0 | 0 | 0 | 0 | 0 | 0 | 0 | 0 | 0 | 0 | 0 | -259139.105 | 0 | 0 | 0 | 0 | 0 | 0 | 0 | 0 | 0 | 0 | 0 | 0 | 0 | 0 | 0
2016-03-10 10:00 | 0 | 0 | 0 | 0 | 0 | 323581.9189 | 0 | 344103 | 0 | 0 | 0 | 0 | 635456.6074 | 969546.4086 | 0 | 0 | 0 | 0 | 0 | 0 | 0 | 0 | 0 | 0 | 0 | 0 | 0 | 0 | 0 | -20521.0811 | 0 | 0 | 0 | 0 | 0 | 0 | 0 | 0 | 0 | 0 | 0 | 0 | 0 | 0 | 0
2016-03-10 11:00 | 0 | 0 | 0 | 0 | 0 | 109055.895 | 0 | 368195 | 0 | 0 | 0 | 0 | 376317.5025 | 969546.4086 | 0 | 0 | 0 | 0 | 0 | 0 | 0 | 0 | 0 | 0 | 0 | 0 | 0 | 0 | 0 | -259139.105 | 0 | 0 | 0 | 0 | 0 | 0 | 0 | 0 | 0 | 0 | 0 | 0 | 0 | 0 | 0
2016-03-10 12:00 | 0 | 0 | 0 | 0 | 0 | 134265.895 | 0 | 393405 | 0 | 0 | 0 | 0 | 117178.3975 | 969546.4086 | 0 | 0 | 0 | 0 | 0 | 0 | 0 | 0 | 0 | 0 | 0 | 0 | 0 | 0 | 0 | -259139.105 | 0 | 0 | 0 | 0 | 0 | 0 | 0 | 0 | 0 | 0 | 0 | 0 | 0 | 0 | 0
2016-03-10 13:00 | 0 | 0 | 0 | 0 | 0 | 319111.2012 | 21021.125 | 406887 | 0 | 0 | 0 | 0 | 36157.7421 | 983812.3901 | 0 | 0 | 0 | 0 | 0 | 0 | 0 | 0 | 0 | 0 | 0 | 0 | 0 | 0 | 0 | -81020.6554 | 14265.9815 | 0 | 0 | 0 | 0 | 0 | 0 | 0 | 0 | 0 | 0 | 0 | 0 | 0 | 0
2016-03-10 14:00 | 0 | 0 | 0 | 0 | 0 | 0 | 380272.2579 | 416430 | 0 | 0 | 0 | 0 | 0 | 983812.3901 | 0 | 0 | 0 | 0 | 0 | 0 | 0 | 0 | 0 | 0 | 0 | 0 | 0 | 0 | 0 | -36157.7421 | 0 | 0 | 0 | 0 | 0 | 0 | 0 | 0 | 0 | 0 | 0 | 0 | 0 | 0 | 0
2016-03-10 15:00 | 0 | 0 | 0 | 0 | 0 | 0 | 697489.0865 | 424084 | 0 | 0 | 0 | 0 | 259139.105 | 998078.3717 | 0 | 0 | 0 | 0 | 0 | 0 | 0 | 0 | 0 | 0 | 0 | 0 | 0 | 0 | 0 | 259139.105 | 14265.9815 | 0 | 0 | 0 | 0 | 0 | 0 | 0 | 0 | 0 | 0 | 0 | 0 | 0 | 0
2016-03-10 16:00 | 0 | 0 | 0 | 0 | 0 | 0 | 700740.0865 | 427335 | 0 | 0 | 0 | 0 | 518278.2099 | 1012344.3532 | 0 | 0 | 0 | 0 | 0 | 0 | 0 | 0 | 0 | 0 | 0 | 0 | 0 | 0 | 0 | 259139.105 | 14265.9815 | 0 | 0 | 0 | 0 | 0 | 0 | 0 | 0 | 0 | 0 | 0 | 0 | 0 | 0
2016-03-10 17:00 | 0 | 0 | 0 | 0 | 0 | 0 | 702271.0865 | 428866 | 0 | 0 | 0 | 0 | 777417.3149 | 1026610.3347 | 0 | 0 | 0 | 0 | 0 | 0 | 0 | 0 | 0 | 0 | 0 | 0 | 0 | 0 | 0 | 259139.105 | 14265.9815 | 0 | 0 | 0 | 0 | 0 | 0 | 0 | 0 | 0 | 0 | 0 | 0 | 0 | 0
2016-03-10 18:00 | 0 | 0 | 0 | 0 | 0 | 0 | 703977.0865 | 430572 | 0 | 0 | 0 | 0 | 1036556.4198 | 1040876.3163 | 0 | 0 | 0 | 0 | 0 | 0 | 0 | 0 | 0 | 0 | 0 | 0 | 0 | 0 | 0 | 259139.105 | 14265.9815 | 0 | 0 | 0 | 0 | 0 | 0 | 0 | 0 | 0 | 0 | 0 | 0 | 0 | 0
2016-03-10 19:00 | 0 | 0 | 0 | 0 | 0 | 0 | 705106.0865 | 431701 | 0 | 0 | 0 | 0 | 1295695.5248 | 1055142.2978 | 0 | 0 | 0 | 0 | 0 | 0 | 0 | 0 | 0 | 0 | 0 | 0 | 0 | 0 | 0 | 259139.105 | 14265.9815 | 0 | 0 | 0 | 0 | 0 | 0 | 0 | 0 | 0 | 0 | 0 | 0 | 0 | 0
2016-03-10 20:00 | 0 | 0 | 0 | 0 | 0 | 0 | 705556.0865 | 432151 | 0 | 0 | 0 | 0 | 1554834.6297 | 1069408.2793 | 0 | 0 | 0 | 0 | 0 | 0 | 0 | 0 | 0 | 0 | 0 | 0 | 0 | 0 | 0 | 259139.105 | 14265.9815 | 0 | 0 | 0 | 0 | 0 | 0 | 0 | 0 | 0 | 0 | 0 | 0 | 0 | 0
2016-03-10 21:00 | 0 | 0 | 0 | 0 | 0 | 0 | 706421.0865 | 433016 | 0 | 0 | 0 | 0 | 1813973.7347 | 1083674.2609 | 0 | 0 | 0 | 0 | 0 | 0 | 0 | 0 | 0 | 0 | 0 | 0 | 0 | 0 | 0 | 259139.105 | 14265.9815 | 0 | 0 | 0 | 0 | 0 | 0 | 0 | 0 | 0 | 0 | 0 | 0 | 0 | 0
2016-03-10 22:00 | 0 | 0 | 0 | 0 | 0 | 0 | 708040.0865 | 434635 | 0 | 0 | 0 | 0 | 2073112.8396 | 1097940.2424 | 0 | 0 | 0 | 0 | 0 | 0 | 0 | 0 | 0 | 0 | 0 | 0 | 0 | 0 | 0 | 259139.105 | 14265.9815 | 0 | 0 | 0 | 0 | 0 | 0 | 0 | 0 | 0 | 0 | 0 | 0 | 0 | 0
2016-03-10 23:00 | 0 | 0 | 0 | 0 | 0 | 0 | 577347.2262 | 440543 | 0 | 0 | 0 | 0 | 2209917.0658 | 1097940.2424 | 0 | 0 | 0 | 0 | 0 | 0 | 0 | 0 | 0 | 0 | 0 | 0 | 0 | 0 | 0 | 136804.2262 | 0 | 0 | 0 | 0 | 0 | 0 | 0 | 0 | 0 | 0 | 0 | 0 | 0 | 0 | 0
2016-03-11 | 0 | 0 | 0 | 0 | 0 | 254194.1675 | 183748.0372 | 448569 | 0 | 0 | 0 | 0 | 2199290.2705 | 1097940.2424 | 0 | 0 | 0 | 0 | 0 | 0 | 0 | 0 | 0 | 0 | 0 | 0 | 0 | 0 | 0 | -10626.7952 | 0 | 0 | 0 | 0 | 0 | 0 | 0 | 0 | 0 | 0 | 0 | 0 | 0 | 0 | 0
2016-03-11 01:00 | 0 | 0 | 0 | 0 | 0 | 568086.4045 | 2972.4789 | 447010 | 0 | 0 | 0 | 0 | 2323339.154 | 1097940.2424 | 0 | 0 | 0 | 0 | 0 | 0 | 0 | 0 | 0 | 0 | 0 | 0 | 0 | 0 | 0 | 124048.8834 | 0 | 0 | 0 | 0 | 0 | 0 | 0 | 0 | 0 | 0 | 0 | 0 | 0 | 0 | 0
2016-03-11 02:00 | 0 | 0 | 0 | 0 | 0 | 177115.895 | 0 | 436255 | 0 | 0 | 0 | 0 | 2064200.049 | 1097940.2424 | 0 | 0 | 0 | 0 | 0 | 0 | 0 | 0 | 0 | 0 | 0 | 0 | 0 | 0 | 0 | -259139.105 | 0 | 0 | 0 | 0 | 0 | 0 | 0 | 0 | 0 | 0 | 0 | 0 | 0 | 0 | 0
2016-03-11 03:00 | 0 | 0 | 0 | 0 | 0 | 676149.105 | 0 | 417010 | 0 | 0 | 0 | 0 | 2323339.154 | 1097940.2424 | 0 | 0 | 0 | 0 | 0 | 0 | 0 | 0 | 0 | 0 | 0 | 0 | 0 | 0 | 0 | 259139.105 | 0 | 0 | 0 | 0 | 0 | 0 | 0 | 0 | 0 | 0 | 0 | 0 | 0 | 0 | 0
2016-03-11 04:00 | 0 | 0 | 0 | 0 | 0 | 133556.895 | 0 | 392696 | 0 | 0 | 0 | 0 | 2064200.049 | 1097940.2424 | 0 | 0 | 0 | 0 | 0 | 0 | 0 | 0 | 0 | 0 | 0 | 0 | 0 | 0 | 0 | -259139.105 | 0 | 0 | 0 | 0 | 0 | 0 | 0 | 0 | 0 | 0 | 0 | 0 | 0 | 0 | 0
2016-03-11 05:00 | 0 | 0 | 0 | 0 | 0 | 112446.895 | 0 | 371586 | 0 | 0 | 0 | 0 | 1805060.9441 | 1097940.2424 | 0 | 0 | 0 | 0 | 0 | 0 | 0 | 0 | 0 | 0 | 0 | 0 | 0 | 0 | 0 | -259139.105 | 0 | 0 | 0 | 0 | 0 | 0 | 0 | 0 | 0 | 0 | 0 | 0 | 0 | 0 | 0
2016-03-11 06:00 | 0 | 0 | 0 | 0 | 0 | 95523.895 | 0 | 354663 | 0 | 0 | 0 | 0 | 1545921.8391 | 1097940.2424 | 0 | 0 | 0 | 0 | 0 | 0 | 0 | 0 | 0 | 0 | 0 | 0 | 0 | 0 | 0 | -259139.105 | 0 | 0 | 0 | 0 | 0 | 0 | 0 | 0 | 0 | 0 | 0 | 0 | 0 | 0 | 0
2016-03-11 07:00 | 0 | 0 | 0 | 0 | 0 | 83493.895 | 0 | 342633 | 0 | 0 | 0 | 0 | 1286782.7342 | 1097940.2424 | 0 | 0 | 0 | 0 | 0 | 0 | 0 | 0 | 0 | 0 | 0 | 0 | 0 | 0 | 0 | -259139.105 | 0 | 0 | 0 | 0 | 0 | 0 | 0 | 0 | 0 | 0 | 0 | 0 | 0 | 0 | 0
2016-03-11 08:00 | 0 | 0 | 0 | 0 | 0 | 595271.105 | 0 | 336132 | 0 | 0 | 0 | 0 | 1545921.8391 | 1097940.2424 | 0 | 0 | 0 | 0 | 0 | 0 | 0 | 0 | 0 | 0 | 0 | 0 | 0 | 0 | 0 | 259139.105 | 0 | 0 | 0 | 0 | 0 | 0 | 0 | 0 | 0 | 0 | 0 | 0 | 0 | 0 | 0
2016-03-11 09:00 | 0 | 0 | 0 | 0 | 0 | 76938.895 | 0 | 336078 | 0 | 0 | 0 | 0 | 1286782.7342 | 1097940.2424 | 0 | 0 | 0 | 0 | 0 | 0 | 0 | 0 | 0 | 0 | 0 | 0 | 0 | 0 | 0 | -259139.105 | 0 | 0 | 0 | 0 | 0 | 0 | 0 | 0 | 0 | 0 | 0 | 0 | 0 | 0 | 0
2016-03-11 10:00 | 0 | 0 | 0 | 0 | 0 | 86356.895 | 0 | 345496 | 0 | 0 | 0 | 0 | 1027643.6292 | 1097940.2424 | 0 | 0 | 0 | 0 | 0 | 0 | 0 | 0 | 0 | 0 | 0 | 0 | 0 | 0 | 0 | -259139.105 | 0 | 0 | 0 | 0 | 0 | 0 | 0 | 0 | 0 | 0 | 0 | 0 | 0 | 0 | 0
2016-03-11 11:00 | 0 | 0 | 0 | 0 | 0 | 2170.0859 | 0 | 370252 | 0 | 0 | 0 | 0 | 768504.5243 | 988997.4332 | 0 | 0 | 0 | 0 | 0 | 0 | 0 | 0 | 0 | 0 | 0 | 0 | 0 | 0 | 0 | -259139.105 | 0 | 108942.8092 | 0 | 0 | 0 | 0 | 0 | 0 | 0 | 0 | 0 | 0 | 0 | 0 | 0
2016-03-11 12:00 | 0 | 0 | 0 | 0 | 0 | 136189.895 | 0 | 395329 | 0 | 0 | 0 | 0 | 509365.4193 | 988997.4332 | 0 | 0 | 0 | 0 | 0 | 0 | 0 | 0 | 0 | 0 | 0 | 0 | 0 | 0 | 0 | -259139.105 | 0 | 0 | 0 | 0 | 0 | 0 | 0 | 0 | 0 | 0 | 0 | 0 | 0 | 0 | 0
2016-03-11 13:00 | 0 | 0 | 0 | 0 | 0 | 526547.5762 | 28454.8234 | 409015 | 0 | 0 | 0 | 0 | 655352.8189 | 988997.4332 | 0 | 0 | 0 | 0 | 0 | 0 | 0 | 0 | 0 | 0 | 0 | 0 | 0 | 0 | 0 | 145987.3996 | 0 | 0 | 0 | 0 | 0 | 0 | 0 | 0 | 0 | 0 | 0 | 0 | 0 | 0 | 0
2016-03-11 14:00 | 0 | 0 | 0 | 0 | 0 | 0 | 364412.6927 | 417633 | 0 | 0 | 0 | 0 | 602132.5116 | 988997.4332 | 0 | 0 | 0 | 0 | 0 | 0 | 0 | 0 | 0 | 0 | 0 | 0 | 0 | 0 | 0 | -53220.3073 | 0 | 0 | 0 | 0 | 0 | 0 | 0 | 0 | 0 | 0 | 0 | 0 | 0 | 0 | 0
2016-03-11 15:00 | 0 | 0 | 0 | 0 | 0 | 0 | 565088.5927 | 424674 | 0 | 0 | 0 | 0 | 742547.1043 | 988997.4332 | 0 | 0 | 0 | 0 | 0 | 0 | 0 | 0 | 0 | 0 | 0 | 0 | 0 | 0 | 0 | 140414.5927 | 0 | 0 | 0 | 0 | 0 | 0 | 0 | 0 | 0 | 0 | 0 | 0 | 0 | 0 | 0
2016-03-11 16:00 | 0 | 0 | 0 | 0 | 0 | 0 | 611199.1872 | 429006 | 0 | 0 | 0 | 0 | 924740.2915 | 988997.4332 | 0 | 0 | 0 | 0 | 0 | 0 | 0 | 0 | 0 | 0 | 0 | 0 | 0 | 0 | 0 | 182193.1872 | 0 | 0 | 0 | 0 | 0 | 0 | 0 | 0 | 0 | 0 | 0 | 0 | 0 | 0 | 0
2016-03-11 17:00 | 0 | 0 | 0 | 0 | 0 | 0 | 634497.5596 | 429653 | 0 | 0 | 0 | 0 | 1129584.851 | 988997.4332 | 0 | 0 | 0 | 0 | 0 | 0 | 0 | 0 | 0 | 0 | 0 | 0 | 0 | 0 | 0 | 204844.5596 | 0 | 0 | 0 | 0 | 0 | 0 | 0 | 0 | 0 | 0 | 0 | 0 | 0 | 0 | 0
2016-03-11 18:00 | 0 | 0 | 0 | 0 | 0 | 0 | 643834.9826 | 429771 | 0 | 0 | 0 | 0 | 1343648.8337 | 988997.4332 | 0 | 0 | 0 | 0 | 0 | 0 | 0 | 0 | 0 | 0 | 0 | 0 | 0 | 0 | 0 | 214063.9826 | 0 | 0 | 0 | 0 | 0 | 0 | 0 | 0 | 0 | 0 | 0 | 0 | 0 | 0 | 0
2016-03-11 19:00 | 0 | 0 | 0 | 0 | 0 | 0 | 639471.0033 | 429113 | 0 | 0 | 0 | 0 | 1554006.8369 | 988997.4332 | 0 | 0 | 0 | 0 | 0 | 0 | 0 | 0 | 0 | 0 | 0 | 0 | 0 | 0 | 0 | 210358.0033 | 0 | 0 | 0 | 0 | 0 | 0 | 0 | 0 | 0 | 0 | 0 | 0 | 0 | 0 | 0
2016-03-11 20:00 | 0 | 0 | 0 | 0 | 0 | 0 | 630562.7828 | 426720 | 0 | 0 | 0 | 0 | 1757849.6197 | 988997.4332 | 0 | 0 | 0 | 0 | 0 | 0 | 0 | 0 | 0 | 0 | 0 | 0 | 0 | 0 | 0 | 203842.7828 | 0 | 0 | 0 | 0 | 0 | 0 | 0 | 0 | 0 | 0 | 0 | 0 | 0 | 0 | 0
2016-03-11 21:00 | 0 | 0 | 0 | 0 | 0 | 0 | 604679.0064 | 424934 | 0 | 0 | 0 | 0 | 1937594.626 | 988997.4332 | 0 | 0 | 0 | 0 | 0 | 0 | 0 | 0 | 0 | 0 | 0 | 0 | 0 | 0 | 0 | 179745.0064 | 0 | 0 | 0 | 0 | 0 | 0 | 0 | 0 | 0 | 0 | 0 | 0 | 0 | 0 | 0
2016-03-11 22:00 | 0 | 0 | 0 | 0 | 0 | 0 | 539069.8979 | 422823 | 0 | 0 | 0 | 0 | 2039575.5424 | 1003263.4148 | 0 | 0 | 0 | 0 | 0 | 0 | 0 | 0 | 0 | 0 | 0 | 0 | 0 | 0 | 0 | 101980.9164 | 14265.9815 | 0 | 0 | 0 | 0 | 0 | 0 | 0 | 0 | 0 | 0 | 0 | 0 | 0 | 0
2016-03-11 23:00 | 0 | 0 | 0 | 0 | 0 | 0 | 387502.0996 | 424991 | 0 | 0 | 0 | 0 | 2002086.642 | 1003263.4148 | 0 | 0 | 0 | 0 | 0 | 0 | 0 | 0 | 0 | 0 | 0 | 0 | 0 | 0 | 0 | -37488.9004 | 0 | 0 | 0 | 0 | 0 | 0 | 0 | 0 | 0 | 0 | 0 | 0 | 0 | 0 | 0
2016-03-12 | 0 | 0 | 0 | 0 | 0 | 56722.9878 | 114946.9072 | 430809 | 0 | 0 | 0 | 0 | 1742947.537 | 1003263.4148 | 0 | 0 | 0 | 0 | 0 | 0 | 0 | 0 | 0 | 0 | 0 | 0 | 0 | 0 | 0 | -259139.105 | 0 | 0 | 0 | 0 | 0 | 0 | 0 | 0 | 0 | 0 | 0 | 0 | 0 | 0 | 0
2016-03-12 01:00 | 0 | 0 | 0 | 0 | 0 | 166907.5985 | 2597.2966 | 428644 | 0 | 0 | 0 | 0 | 1483808.4321 | 1003263.4148 | 0 | 0 | 0 | 0 | 0 | 0 | 0 | 0 | 0 | 0 | 0 | 0 | 0 | 0 | 0 | -259139.105 | 0 | 0 | 0 | 0 | 0 | 0 | 0 | 0 | 0 | 0 | 0 | 0 | 0 | 0 | 0
2016-03-12 02:00 | 0 | 0 | 0 | 0 | 0 | 665009.4894 | 0 | 417666 | 0 | 0 | 0 | 0 | 1731151.9215 | 1003263.4148 | 0 | 0 | 0 | 0 | 0 | 0 | 0 | 0 | 0 | 0 | 0 | 0 | 0 | 0 | 0 | 247343.4894 | 0 | 0 | 0 | 0 | 0 | 0 | 0 | 0 | 0 | 0 | 0 | 0 | 0 | 0 | 0
2016-03-12 03:00 | 0 | 0 | 0 | 0 | 0 | 145817.895 | 0 | 404957 | 0 | 0 | 0 | 0 | 1472012.8165 | 1003263.4148 | 0 | 0 | 0 | 0 | 0 | 0 | 0 | 0 | 0 | 0 | 0 | 0 | 0 | 0 | 0 | -259139.105 | 0 | 0 | 0 | 0 | 0 | 0 | 0 | 0 | 0 | 0 | 0 | 0 | 0 | 0 | 0
2016-03-12 04:00 | 0 | 0 | 0 | 0 | 0 | 123024.895 | 0 | 382164 | 0 | 0 | 0 | 0 | 1212873.7116 | 1003263.4148 | 0 | 0 | 0 | 0 | 0 | 0 | 0 | 0 | 0 | 0 | 0 | 0 | 0 | 0 | 0 | -259139.105 | 0 | 0 | 0 | 0 | 0 | 0 | 0 | 0 | 0 | 0 | 0 | 0 | 0 | 0 | 0
2016-03-12 05:00 | 0 | 0 | 0 | 0 | 0 | 105818.895 | 0 | 364958 | 0 | 0 | 0 | 0 | 953734.6066 | 1003263.4148 | 0 | 0 | 0 | 0 | 0 | 0 | 0 | 0 | 0 | 0 | 0 | 0 | 0 | 0 | 0 | -259139.105 | 0 | 0 | 0 | 0 | 0 | 0 | 0 | 0 | 0 | 0 | 0 | 0 | 0 | 0 | 0
2016-03-12 06:00 | 0 | 0 | 0 | 0 | 0 | 609470.105 | 0 | 350331 | 0 | 0 | 0 | 0 | 1212873.7116 | 1003263.4148 | 0 | 0 | 0 | 0 | 0 | 0 | 0 | 0 | 0 | 0 | 0 | 0 | 0 | 0 | 0 | 259139.105 | 0 | 0 | 0 | 0 | 0 | 0 | 0 | 0 | 0 | 0 | 0 | 0 | 0 | 0 | 0
2016-03-12 07:00 | 0 | 0 | 0 | 0 | 0 | 79242.895 | 0 | 338382 | 0 | 0 | 0 | 0 | 953734.6066 | 1003263.4148 | 0 | 0 | 0 | 0 | 0 | 0 | 0 | 0 | 0 | 0 | 0 | 0 | 0 | 0 | 0 | -259139.105 | 0 | 0 | 0 | 0 | 0 | 0 | 0 | 0 | 0 | 0 | 0 | 0 | 0 | 0 | 0
2016-03-12 08:00 | 0 | 0 | 0 | 0 | 0 | 72275.895 | 0 | 331415 | 0 | 0 | 0 | 0 | 694595.5017 | 1003263.4148 | 0 | 0 | 0 | 0 | 0 | 0 | 0 | 0 | 0 | 0 | 0 | 0 | 0 | 0 | 0 | -259139.105 | 0 | 0 | 0 | 0 | 0 | 0 | 0 | 0 | 0 | 0 | 0 | 0 | 0 | 0 | 0
2016-03-12 09:00 | 0 | 0 | 0 | 0 | 0 | 69731.895 | 0 | 328871 | 0 | 0 | 0 | 0 | 435456.3967 | 1003263.4148 | 0 | 0 | 0 | 0 | 0 | 0 | 0 | 0 | 0 | 0 | 0 | 0 | 0 | 0 | 0 | -259139.105 | 0 | 0 | 0 | 0 | 0 | 0 | 0 | 0 | 0 | 0 | 0 | 0 | 0 | 0 | 0
2016-03-12 10:00 | 0 | 0 | 0 | 0 | 0 | 480712.5119 | 0 | 331181 | 0 | 0 | 0 | 0 | 584987.9087 | 1003263.4148 | 0 | 0 | 0 | 0 | 0 | 0 | 0 | 0 | 0 | 0 | 0 | 0 | 0 | 0 | 0 | 149531.5119 | 0 | 0 | 0 | 0 | 0 | 0 | 0 | 0 | 0 | 0 | 0 | 0 | 0 | 0 | 0
2016-03-12 11:00 | 0 | 0 | 0 | 0 | 0 | 78500.895 | 0 | 337640 | 0 | 0 | 0 | 0 | 325848.8037 | 1003263.4148 | 0 | 0 | 0 | 0 | 0 | 0 | 0 | 0 | 0 | 0 | 0 | 0 | 0 | 0 | 0 | -259139.105 | 0 | 0 | 0 | 0 | 0 | 0 | 0 | 0 | 0 | 0 | 0 | 0 | 0 | 0 | 0
2016-03-12 12:00 | 0 | 0 | 0 | 0 | 0 | 89162.895 | 0 | 348302 | 0 | 0 | 0 | 0 | 66709.6988 | 1003263.4148 | 0 | 0 | 0 | 0 | 0 | 0 | 0 | 0 | 0 | 0 | 0 | 0 | 0 | 0 | 0 | -259139.105 | 0 | 0 | 0 | 0 | 0 | 0 | 0 | 0 | 0 | 0 | 0 | 0 | 0 | 0 | 0
2016-03-12 13:00 | 0 | 0 | 0 | 0 | 0 | 364197.3764 | 24016.4941 | 362752 | 0 | 0 | 0 | 0 | 92171.5692 | 1003263.4148 | 0 | 0 | 0 | 0 | 0 | 0 | 0 | 0 | 0 | 0 | 0 | 0 | 0 | 0 | 0 | 25461.8705 | 0 | 0 | 0 | 0 | 0 | 0 | 0 | 0 | 0 | 0 | 0 | 0 | 0 | 0 | 0
2016-03-12 14:00 | 0 | 0 | 0 | 0 | 0 | 0 | 330757.8191 | 377676 | 0 | 0 | 0 | 0 | 45253.3884 | 1003263.4148 | 0 | 0 | 0 | 0 | 0 | 0 | 0 | 0 | 0 | 0 | 0 | 0 | 0 | 0 | 0 | -46918.1809 | 0 | 0 | 0 | 0 | 0 | 0 | 0 | 0 | 0 | 0 | 0 | 0 | 0 | 0 | 0
2016-03-12 15:00 | 0 | 0 | 0 | 0 | 0 | 0 | 661660.0865 | 388255 | 0 | 0 | 0 | 0 | 304392.4933 | 1017529.3963 | 0 | 0 | 0 | 0 | 0 | 0 | 0 | 0 | 0 | 0 | 0 | 0 | 0 | 0 | 0 | 259139.105 | 14265.9815 | 0 | 0 | 0 | 0 | 0 | 0 | 0 | 0 | 0 | 0 | 0 | 0 | 0 | 0
2016-03-12 16:00 | 0 | 0 | 0 | 0 | 0 | 0 | 666880.0865 | 393475 | 0 | 0 | 0 | 0 | 563531.5983 | 1031795.3778 | 0 | 0 | 0 | 0 | 0 | 0 | 0 | 0 | 0 | 0 | 0 | 0 | 0 | 0 | 0 | 259139.105 | 14265.9815 | 0 | 0 | 0 | 0 | 0 | 0 | 0 | 0 | 0 | 0 | 0 | 0 | 0 | 0
2016-03-12 17:00 | 0 | 0 | 0 | 0 | 0 | 0 | 667863.0865 | 394458 | 0 | 0 | 0 | 0 | 822670.7032 | 1046061.3594 | 0 | 0 | 0 | 0 | 0 | 0 | 0 | 0 | 0 | 0 | 0 | 0 | 0 | 0 | 0 | 259139.105 | 14265.9815 | 0 | 0 | 0 | 0 | 0 | 0 | 0 | 0 | 0 | 0 | 0 | 0 | 0 | 0
2016-03-12 18:00 | 0 | 0 | 0 | 0 | 0 | 0 | 666793.0865 | 393388 | 0 | 0 | 0 | 0 | 1081809.8082 | 1060327.3409 | 0 | 0 | 0 | 0 | 0 | 0 | 0 | 0 | 0 | 0 | 0 | 0 | 0 | 0 | 0 | 259139.105 | 14265.9815 | 0 | 0 | 0 | 0 | 0 | 0 | 0 | 0 | 0 | 0 | 0 | 0 | 0 | 0
2016-03-12 19:00 | 0 | 0 | 0 | 0 | 0 | 0 | 664770.0865 | 391365 | 0 | 0 | 0 | 0 | 1340948.9131 | 1074593.3224 | 0 | 0 | 0 | 0 | 0 | 0 | 0 | 0 | 0 | 0 | 0 | 0 | 0 | 0 | 0 | 259139.105 | 14265.9815 | 0 | 0 | 0 | 0 | 0 | 0 | 0 | 0 | 0 | 0 | 0 | 0 | 0 | 0
2016-03-12 20:00 | 0 | 0 | 0 | 0 | 0 | 0 | 663790.0865 | 390385 | 0 | 0 | 0 | 0 | 1600088.0181 | 1088859.304 | 0 | 0 | 0 | 0 | 0 | 0 | 0 | 0 | 0 | 0 | 0 | 0 | 0 | 0 | 0 | 259139.105 | 14265.9815 | 0 | 0 | 0 | 0 | 0 | 0 | 0 | 0 | 0 | 0 | 0 | 0 | 0 | 0
2016-03-12 21:00 | 0 | 0 | 0 | 0 | 0 | 0 | 664180.0865 | 390775 | 0 | 0 | 0 | 0 | 1859227.123 | 1103125.2855 | 0 | 0 | 0 | 0 | 0 | 0 | 0 | 0 | 0 | 0 | 0 | 0 | 0 | 0 | 0 | 259139.105 | 14265.9815 | 0 | 0 | 0 | 0 | 0 | 0 | 0 | 0 | 0 | 0 | 0 | 0 | 0 | 0
2016-03-12 22:00 | 0 | 0 | 0 | 0 | 0 | 0 | 666137.0865 | 392732 | 0 | 0 | 0 | 0 | 2118366.228 | 1117391.267 | 0 | 0 | 0 | 0 | 0 | 0 | 0 | 0 | 0 | 0 | 0 | 0 | 0 | 0 | 0 | 259139.105 | 14265.9815 | 0 | 0 | 0 | 0 | 0 | 0 | 0 | 0 | 0 | 0 | 0 | 0 | 0 | 0
2016-03-12 23:00 | 0 | 0 | 0 | 0 | 0 | 0 | 559886.6649 | 399719 | 0 | 0 | 0 | 0 | 2278533.8929 | 1117391.267 | 0 | 0 | 0 | 0 | 0 | 0 | 0 | 0 | 0 | 0 | 0 | 0 | 0 | 0 | 0 | 160167.6649 | 0 | 0 | 0 | 0 | 0 | 0 | 0 | 0 | 0 | 0 | 0 | 0 | 0 | 0 | 0
2016-03-13 | 0 | 0 | 0 | 0 | 0 | 0 | 202014.9467 | 407436 | 0 | 0 | 0 | 0 | 2073112.8396 | 1117391.267 | 0 | 0 | 0 | 0 | 0 | 0 | 0 | 0 | 0 | 0 | 0 | 0 | 0 | 0 | 0 | -205421.0533 | 0 | 0 | 0 | 0 | 0 | 0 | 0 | 0 | 0 | 0 | 0 | 0 | 0 | 0 | 0
2016-03-13 01:00 | 0 | 0 | 0 | 0 | 0 | 661807.4851 | 3847.6198 | 406516 | 0 | 0 | 0 | 0 | 2332251.9446 | 1117391.267 | 0 | 0 | 0 | 0 | 0 | 0 | 0 | 0 | 0 | 0 | 0 | 0 | 0 | 0 | 0 | 259139.105 | 0 | 0 | 0 | 0 | 0 | 0 | 0 | 0 | 0 | 0 | 0 | 0 | 0 | 0 | 0
2016-03-13 02:00 | 0 | 0 | 0 | 0 | 0 | 139736.895 | 0 | 398876 | 0 | 0 | 0 | 0 | 2073112.8396 | 1117391.267 | 0 | 0 | 0 | 0 | 0 | 0 | 0 | 0 | 0 | 0 | 0 | 0 | 0 | 0 | 0 | -259139.105 | 0 | 0 | 0 | 0 | 0 | 0 | 0 | 0 | 0 | 0 | 0 | 0 | 0 | 0 | 0
2016-03-13 03:00 | 0 | 0 | 0 | 0 | 0 | 127151.895 | 0 | 386291 | 0 | 0 | 0 | 0 | 1813973.7347 | 1117391.267 | 0 | 0 | 0 | 0 | 0 | 0 | 0 | 0 | 0 | 0 | 0 | 0 | 0 | 0 | 0 | -259139.105 | 0 | 0 | 0 | 0 | 0 | 0 | 0 | 0 | 0 | 0 | 0 | 0 | 0 | 0 | 0
2016-03-13 04:00 | 0 | 0 | 0 | 0 | 0 | 109249.895 | 0 | 368389 | 0 | 0 | 0 | 0 | 1554834.6297 | 1117391.267 | 0 | 0 | 0 | 0 | 0 | 0 | 0 | 0 | 0 | 0 | 0 | 0 | 0 | 0 | 0 | -259139.105 | 0 | 0 | 0 | 0 | 0 | 0 | 0 | 0 | 0 | 0 | 0 | 0 | 0 | 0 | 0
2016-03-13 05:00 | 0 | 0 | 0 | 0 | 0 | 91921.895 | 0 | 351061 | 0 | 0 | 0 | 0 | 1295695.5248 | 1117391.267 | 0 | 0 | 0 | 0 | 0 | 0 | 0 | 0 | 0 | 0 | 0 | 0 | 0 | 0 | 0 | -259139.105 | 0 | 0 | 0 | 0 | 0 | 0 | 0 | 0 | 0 | 0 | 0 | 0 | 0 | 0 | 0
2016-03-13 06:00 | 0 | 0 | 0 | 0 | 0 | 596453.105 | 0 | 337314 | 0 | 0 | 0 | 0 | 1554834.6297 | 1117391.267 | 0 | 0 | 0 | 0 | 0 | 0 | 0 | 0 | 0 | 0 | 0 | 0 | 0 | 0 | 0 | 259139.105 | 0 | 0 | 0 | 0 | 0 | 0 | 0 | 0 | 0 | 0 | 0 | 0 | 0 | 0 | 0
2016-03-13 07:00 | 0 | 0 | 0 | 0 | 0 | 68001.895 | 0 | 327141 | 0 | 0 | 0 | 0 | 1295695.5248 | 1117391.267 | 0 | 0 | 0 | 0 | 0 | 0 | 0 | 0 | 0 | 0 | 0 | 0 | 0 | 0 | 0 | -259139.105 | 0 | 0 | 0 | 0 | 0 | 0 | 0 | 0 | 0 | 0 | 0 | 0 | 0 | 0 | 0
2016-03-13 08:00 | 0 | 0 | 0 | 0 | 0 | 61375.895 | 0 | 320515 | 0 | 0 | 0 | 0 | 1036556.4198 | 1117391.267 | 0 | 0 | 0 | 0 | 0 | 0 | 0 | 0 | 0 | 0 | 0 | 0 | 0 | 0 | 0 | -259139.105 | 0 | 0 | 0 | 0 | 0 | 0 | 0 | 0 | 0 | 0 | 0 | 0 | 0 | 0 | 0
2016-03-13 09:00 | 0 | 0 | 0 | 0 | 0 | 59761.895 | 0 | 318901 | 0 | 0 | 0 | 0 | 777417.3149 | 1117391.267 | 0 | 0 | 0 | 0 | 0 | 0 | 0 | 0 | 0 | 0 | 0 | 0 | 0 | 0 | 0 | -259139.105 | 0 | 0 | 0 | 0 | 0 | 0 | 0 | 0 | 0 | 0 | 0 | 0 | 0 | 0 | 0
2016-03-13 10:00 | 0 | 0 | 0 | 0 | 0 | 62942.895 | 0 | 322082 | 0 | 0 | 0 | 0 | 518278.2099 | 1117391.267 | 0 | 0 | 0 | 0 | 0 | 0 | 0 | 0 | 0 | 0 | 0 | 0 | 0 | 0 | 0 | -259139.105 | 0 | 0 | 0 | 0 | 0 | 0 | 0 | 0 | 0 | 0 | 0 | 0 | 0 | 0 | 0
2016-03-13 11:00 | 0 | 0 | 0 | 0 | 0 | 68758.895 | 0 | 327898 | 0 | 0 | 0 | 0 | 259139.105 | 1117391.267 | 0 | 0 | 0 | 0 | 0 | 0 | 0 | 0 | 0 | 0 | 0 | 0 | 0 | 0 | 0 | -259139.105 | 0 | 0 | 0 | 0 | 0 | 0 | 0 | 0 | 0 | 0 | 0 | 0 | 0 | 0 | 0
2016-03-13 12:00 | 0 | 0 | 0 | 0 | 0 | 77438.895 | 0 | 336578 | 0 | 0 | 0 | 0 | 0 | 1117391.267 | 0 | 0 | 0 | 0 | 0 | 0 | 0 | 0 | 0 | 0 | 0 | 0 | 0 | 0 | 0 | -259139.105 | 0 | 0 | 0 | 0 | 0 | 0 | 0 | 0 | 0 | 0 | 0 | 0 | 0 | 0 | 0
2016-03-13 13:00 | 0 | 0 | 0 | 0 | 0 | 488331.0334 | 40225.9768 | 349873 | 0 | 0 | 0 | 0 | 164418.0286 | 1131657.2486 | 0 | 0 | 0 | 0 | 0 | 0 | 0 | 0 | 0 | 0 | 0 | 0 | 0 | 0 | 0 | 164418.0286 | 14265.9815 | 0 | 0 | 0 | 0 | 0 | 0 | 0 | 0 | 0 | 0 | 0 | 0 | 0 | 0
2016-03-13 14:00 | 0 | 0 | 0 | 0 | 0 | 0 | 398126.3967 | 364303 | 0 | 0 | 0 | 0 | 183975.4438 | 1145923.2301 | 0 | 0 | 0 | 0 | 0 | 0 | 0 | 0 | 0 | 0 | 0 | 0 | 0 | 0 | 0 | 19557.4152 | 14265.9815 | 0 | 0 | 0 | 0 | 0 | 0 | 0 | 0 | 0 | 0 | 0 | 0 | 0 | 0
2016-03-13 15:00 | 0 | 0 | 0 | 0 | 0 | 0 | 648150.0865 | 374745 | 0 | 0 | 0 | 0 | 443114.5487 | 1160189.2116 | 0 | 0 | 0 | 0 | 0 | 0 | 0 | 0 | 0 | 0 | 0 | 0 | 0 | 0 | 0 | 259139.105 | 14265.9815 | 0 | 0 | 0 | 0 | 0 | 0 | 0 | 0 | 0 | 0 | 0 | 0 | 0 | 0
2016-03-13 16:00 | 0 | 0 | 0 | 0 | 0 | 0 | 656750.0865 | 383345 | 0 | 0 | 0 | 0 | 702253.6537 | 1174455.1932 | 0 | 0 | 0 | 0 | 0 | 0 | 0 | 0 | 0 | 0 | 0 | 0 | 0 | 0 | 0 | 259139.105 | 14265.9815 | 0 | 0 | 0 | 0 | 0 | 0 | 0 | 0 | 0 | 0 | 0 | 0 | 0 | 0
2016-03-13 17:00 | 0 | 0 | 0 | 0 | 0 | 0 | 663009.0865 | 389604 | 0 | 0 | 0 | 0 | 961392.7586 | 1188721.1747 | 0 | 0 | 0 | 0 | 0 | 0 | 0 | 0 | 0 | 0 | 0 | 0 | 0 | 0 | 0 | 259139.105 | 14265.9815 | 0 | 0 | 0 | 0 | 0 | 0 | 0 | 0 | 0 | 0 | 0 | 0 | 0 | 0
2016-03-13 18:00 | 0 | 0 | 0 | 0 | 0 | 0 | 665438.0865 | 392033 | 0 | 0 | 0 | 0 | 1220531.8636 | 1202987.1562 | 0 | 0 | 0 | 0 | 0 | 0 | 0 | 0 | 0 | 0 | 0 | 0 | 0 | 0 | 0 | 259139.105 | 14265.9815 | 0 | 0 | 0 | 0 | 0 | 0 | 0 | 0 | 0 | 0 | 0 | 0 | 0 | 0
2016-03-13 19:00 | 0 | 0 | 0 | 0 | 0 | 0 | 666005.0865 | 392600 | 0 | 0 | 0 | 0 | 1479670.9685 | 1217253.1378 | 0 | 0 | 0 | 0 | 0 | 0 | 0 | 0 | 0 | 0 | 0 | 0 | 0 | 0 | 0 | 259139.105 | 14265.9815 | 0 | 0 | 0 | 0 | 0 | 0 | 0 | 0 | 0 | 0 | 0 | 0 | 0 | 0
2016-03-13 20:00 | 0 | 0 | 0 | 0 | 0 | 0 | 667862.0865 | 394457 | 0 | 0 | 0 | 0 | 1738810.0735 | 1231519.1193 | 0 | 0 | 0 | 0 | 0 | 0 | 0 | 0 | 0 | 0 | 0 | 0 | 0 | 0 | 0 | 259139.105 | 14265.9815 | 0 | 0 | 0 | 0 | 0 | 0 | 0 | 0 | 0 | 0 | 0 | 0 | 0 | 0
2016-03-13 21:00 | 0 | 0 | 0 | 0 | 0 | 0 | 671903.0865 | 398498 | 0 | 0 | 0 | 0 | 1997949.1784 | 1245785.1008 | 0 | 0 | 0 | 0 | 0 | 0 | 0 | 0 | 0 | 0 | 0 | 0 | 0 | 0 | 0 | 259139.105 | 14265.9815 | 0 | 0 | 0 | 0 | 0 | 0 | 0 | 0 | 0 | 0 | 0 | 0 | 0 | 0
2016-03-13 22:00 | 0 | 0 | 0 | 0 | 0 | 0 | 620379.1871 | 402033 | 0 | 0 | 0 | 0 | 2214914.5127 | 1247165.9536 | 0 | 0 | 0 | 0 | 0 | 0 | 0 | 0 | 0 | 0 | 0 | 0 | 0 | 0 | 0 | 216965.3342 | 1380.8528 | 0 | 0 | 0 | 0 | 0 | 0 | 0 | 0 | 0 | 0 | 0 | 0 | 0 | 0
2016-03-13 23:00 | 0 | 0 | 0 | 0 | 0 | 0 | 448986.885 | 407399 | 0 | 0 | 0 | 0 | 2242236.4162 | 1261431.9352 | 0 | 0 | 0 | 0 | 0 | 0 | 0 | 0 | 0 | 0 | 0 | 0 | 0 | 0 | 0 | 27321.9035 | 14265.9815 | 0 | 0 | 0 | 0 | 0 | 0 | 0 | 0 | 0 | 0 | 0 | 0 | 0 | 0
2016-03-14 | 0 | 0 | 0 | 0 | 0 | 0 | 152873.5874 | 415290 | 0 | 0 | 0 | 0 | 2074496.8312 | 1166755.1076 | 0 | 0 | 0 | 0 | 0 | 0 | 0 | 0 | 0 | 0 | 0 | 0 | 0 | 0 | 0 | -167739.585 | 14265.9815 | 108942.8092 | 0 | 0 | 0 | 0 | 0 | 0 | 0 | 0 | 0 | 0 | 0 | 0 | 0
2016-03-14 01:00 | 0 | 0 | 0 | 0 | 0 | 303020.2812 | 2826.7365 | 416415 | 0 | 0 | 0 | 0 | 1963928.8488 | 1166755.1076 | 0 | 0 | 0 | 0 | 0 | 0 | 0 | 0 | 0 | 0 | 0 | 0 | 0 | 0 | 0 | -110567.9824 | 0 | 0 | 0 | 0 | 0 | 0 | 0 | 0 | 0 | 0 | 0 | 0 | 0 | 0 | 0
2016-03-14 02:00 | 0 | 0 | 0 | 0 | 0 | 291005.4482 | 0 | 404724 | 0 | 0 | 0 | 0 | 1850210.297 | 1166755.1076 | 0 | 0 | 0 | 0 | 0 | 0 | 0 | 0 | 0 | 0 | 0 | 0 | 0 | 0 | 0 | -113718.5518 | 0 | 0 | 0 | 0 | 0 | 0 | 0 | 0 | 0 | 0 | 0 | 0 | 0 | 0 | 0
2016-03-14 03:00 | 0 | 0 | 0 | 0 | 0 | 294790.2439 | 0 | 385037 | 0 | 0 | 0 | 0 | 1759963.5409 | 1166755.1076 | 0 | 0 | 0 | 0 | 0 | 0 | 0 | 0 | 0 | 0 | 0 | 0 | 0 | 0 | 0 | -90246.7561 | 0 | 0 | 0 | 0 | 0 | 0 | 0 | 0 | 0 | 0 | 0 | 0 | 0 | 0 | 0
2016-03-14 04:00 | 0 | 0 | 0 | 0 | 0 | 328095.0118 | 0 | 361989 | 0 | 0 | 0 | 0 | 1726069.5527 | 1166755.1076 | 0 | 0 | 0 | 0 | 0 | 0 | 0 | 0 | 0 | 0 | 0 | 0 | 0 | 0 | 0 | -33893.9882 | 0 | 0 | 0 | 0 | 0 | 0 | 0 | 0 | 0 | 0 | 0 | 0 | 0 | 0 | 0
2016-03-14 05:00 | 0 | 0 | 0 | 0 | 0 | 83882.895 | 0 | 343022 | 0 | 0 | 0 | 0 | 1466930.4478 | 1166755.1076 | 0 | 0 | 0 | 0 | 0 | 0 | 0 | 0 | 0 | 0 | 0 | 0 | 0 | 0 | 0 | -259139.105 | 0 | 0 | 0 | 0 | 0 | 0 | 0 | 0 | 0 | 0 | 0 | 0 | 0 | 0 | 0
2016-03-14 06:00 | 0 | 0 | 0 | 0 | 0 | 72749.895 | 0 | 331889 | 0 | 0 | 0 | 0 | 1207791.3428 | 1166755.1076 | 0 | 0 | 0 | 0 | 0 | 0 | 0 | 0 | 0 | 0 | 0 | 0 | 0 | 0 | 0 | -259139.105 | 0 | 0 | 0 | 0 | 0 | 0 | 0 | 0 | 0 | 0 | 0 | 0 | 0 | 0 | 0
2016-03-14 07:00 | 0 | 0 | 0 | 0 | 0 | 458640.5315 | 0 | 325049 | 0 | 0 | 0 | 0 | 1341382.8743 | 1166755.1076 | 0 | 0 | 0 | 0 | 0 | 0 | 0 | 0 | 0 | 0 | 0 | 0 | 0 | 0 | 0 | 133591.5315 | 0 | 0 | 0 | 0 | 0 | 0 | 0 | 0 | 0 | 0 | 0 | 0 | 0 | 0 | 0
2016-03-14 08:00 | 0 | 0 | 0 | 0 | 0 | 67043.895 | 0 | 326183 | 0 | 0 | 0 | 0 | 1082243.7693 | 1166755.1076 | 0 | 0 | 0 | 0 | 0 | 0 | 0 | 0 | 0 | 0 | 0 | 0 | 0 | 0 | 0 | -259139.105 | 0 | 0 | 0 | 0 | 0 | 0 | 0 | 0 | 0 | 0 | 0 | 0 | 0 | 0 | 0
2016-03-14 09:00 | 0 | 0 | 0 | 0 | 0 | 79791.895 | 0 | 338931 | 0 | 0 | 0 | 0 | 823104.6644 | 1166755.1076 | 0 | 0 | 0 | 0 | 0 | 0 | 0 | 0 | 0 | 0 | 0 | 0 | 0 | 0 | 0 | -259139.105 | 0 | 0 | 0 | 0 | 0 | 0 | 0 | 0 | 0 | 0 | 0 | 0 | 0 | 0 | 0
2016-03-14 10:00 | 0 | 0 | 0 | 0 | 0 | 103216.895 | 0 | 362356 | 0 | 0 | 0 | 0 | 563965.5594 | 1166755.1076 | 0 | 0 | 0 | 0 | 0 | 0 | 0 | 0 | 0 | 0 | 0 | 0 | 0 | 0 | 0 | -259139.105 | 0 | 0 | 0 | 0 | 0 | 0 | 0 | 0 | 0 | 0 | 0 | 0 | 0 | 0 | 0
2016-03-14 11:00 | 0 | 0 | 0 | 0 | 0 | 132736.895 | 0 | 391876 | 0 | 0 | 0 | 0 | 304826.4545 | 1166755.1076 | 0 | 0 | 0 | 0 | 0 | 0 | 0 | 0 | 0 | 0 | 0 | 0 | 0 | 0 | 0 | -259139.105 | 0 | 0 | 0 | 0 | 0 | 0 | 0 | 0 | 0 | 0 | 0 | 0 | 0 | 0 | 0
2016-03-14 12:00 | 0 | 0 | 0 | 0 | 0 | 150045.895 | 0 | 409185 | 0 | 0 | 0 | 0 | 45687.3495 | 1166755.1076 | 0 | 0 | 0 | 0 | 0 | 0 | 0 | 0 | 0 | 0 | 0 | 0 | 0 | 0 | 0 | -259139.105 | 0 | 0 | 0 | 0 | 0 | 0 | 0 | 0 | 0 | 0 | 0 | 0 | 0 | 0 | 0
2016-03-14 13:00 | 0 | 0 | 0 | 0 | 0 | 427019.8068 | 55570.9173 | 420455 | 0 | 0 | 0 | 0 | 93557.0922 | 1181021.0891 | 0 | 0 | 0 | 0 | 0 | 0 | 0 | 0 | 0 | 0 | 0 | 0 | 0 | 0 | 0 | 47869.7426 | 14265.9815 | 0 | 0 | 0 | 0 | 0 | 0 | 0 | 0 | 0 | 0 | 0 | 0 | 0 | 0
2016-03-14 14:00 | 0 | 0 | 0 | 0 | 0 | 0 | 448018.6796 | 429944 | 0 | 0 | 0 | 0 | 97365.7902 | 1195287.0706 | 0 | 0 | 0 | 0 | 0 | 0 | 0 | 0 | 0 | 0 | 0 | 0 | 0 | 0 | 0 | 3808.6981 | 14265.9815 | 0 | 0 | 0 | 0 | 0 | 0 | 0 | 0 | 0 | 0 | 0 | 0 | 0 | 0
2016-03-14 15:00 | 0 | 0 | 0 | 0 | 0 | 0 | 710530.0865 | 437125 | 0 | 0 | 0 | 0 | 356504.8952 | 1209553.0522 | 0 | 0 | 0 | 0 | 0 | 0 | 0 | 0 | 0 | 0 | 0 | 0 | 0 | 0 | 0 | 259139.105 | 14265.9815 | 0 | 0 | 0 | 0 | 0 | 0 | 0 | 0 | 0 | 0 | 0 | 0 | 0 | 0
2016-03-14 16:00 | 0 | 0 | 0 | 0 | 0 | 0 | 713966.0865 | 440561 | 0 | 0 | 0 | 0 | 615644.0001 | 1223819.0337 | 0 | 0 | 0 | 0 | 0 | 0 | 0 | 0 | 0 | 0 | 0 | 0 | 0 | 0 | 0 | 259139.105 | 14265.9815 | 0 | 0 | 0 | 0 | 0 | 0 | 0 | 0 | 0 | 0 | 0 | 0 | 0 | 0
2016-03-14 17:00 | 0 | 0 | 0 | 0 | 0 | 0 | 717062.0865 | 443657 | 0 | 0 | 0 | 0 | 874783.1051 | 1238085.0152 | 0 | 0 | 0 | 0 | 0 | 0 | 0 | 0 | 0 | 0 | 0 | 0 | 0 | 0 | 0 | 259139.105 | 14265.9815 | 0 | 0 | 0 | 0 | 0 | 0 | 0 | 0 | 0 | 0 | 0 | 0 | 0 | 0
2016-03-14 18:00 | 0 | 0 | 0 | 0 | 0 | 0 | 720008.0865 | 446603 | 0 | 0 | 0 | 0 | 1133922.21 | 1252350.9968 | 0 | 0 | 0 | 0 | 0 | 0 | 0 | 0 | 0 | 0 | 0 | 0 | 0 | 0 | 0 | 259139.105 | 14265.9815 | 0 | 0 | 0 | 0 | 0 | 0 | 0 | 0 | 0 | 0 | 0 | 0 | 0 | 0
2016-03-14 19:00 | 0 | 0 | 0 | 0 | 0 | 0 | 722277.0865 | 448872 | 0 | 0 | 0 | 0 | 1393061.315 | 1266616.9783 | 0 | 0 | 0 | 0 | 0 | 0 | 0 | 0 | 0 | 0 | 0 | 0 | 0 | 0 | 0 | 259139.105 | 14265.9815 | 0 | 0 | 0 | 0 | 0 | 0 | 0 | 0 | 0 | 0 | 0 | 0 | 0 | 0
2016-03-14 20:00 | 0 | 0 | 0 | 0 | 0 | 0 | 724142.0865 | 450737 | 0 | 0 | 0 | 0 | 1652200.4199 | 1280882.9598 | 0 | 0 | 0 | 0 | 0 | 0 | 0 | 0 | 0 | 0 | 0 | 0 | 0 | 0 | 0 | 259139.105 | 14265.9815 | 0 | 0 | 0 | 0 | 0 | 0 | 0 | 0 | 0 | 0 | 0 | 0 | 0 | 0
2016-03-14 21:00 | 0 | 0 | 0 | 0 | 0 | 0 | 725997.0865 | 452592 | 0 | 0 | 0 | 0 | 1911339.5249 | 1295148.9413 | 0 | 0 | 0 | 0 | 0 | 0 | 0 | 0 | 0 | 0 | 0 | 0 | 0 | 0 | 0 | 259139.105 | 14265.9815 | 0 | 0 | 0 | 0 | 0 | 0 | 0 | 0 | 0 | 0 | 0 | 0 | 0 | 0
2016-03-14 22:00 | 0 | 0 | 0 | 0 | 0 | 0 | 725934.0865 | 452529 | 0 | 0 | 0 | 0 | 2170478.6298 | 1309414.9229 | 0 | 0 | 0 | 0 | 0 | 0 | 0 | 0 | 0 | 0 | 0 | 0 | 0 | 0 | 0 | 259139.105 | 14265.9815 | 0 | 0 | 0 | 0 | 0 | 0 | 0 | 0 | 0 | 0 | 0 | 0 | 0 | 0
2016-03-14 23:00 | 0 | 0 | 0 | 0 | 0 | 0 | 582923.5674 | 452786 | 0 | 0 | 0 | 0 | 2286350.2157 | 1323680.9044 | 0 | 0 | 0 | 0 | 0 | 0 | 0 | 0 | 0 | 0 | 0 | 0 | 0 | 0 | 0 | 115871.5859 | 14265.9815 | 0 | 0 | 0 | 0 | 0 | 0 | 0 | 0 | 0 | 0 | 0 | 0 | 0 | 0
2016-03-15 | 0 | 0 | 0 | 0 | 0 | 0 | 256095.6054 | 455067 | 0 | 0 | 0 | 0 | 2073112.8396 | 1337946.8859 | 0 | 0 | 0 | 0 | 0 | 0 | 0 | 0 | 0 | 0 | 0 | 0 | 0 | 0 | 0 | -213237.3761 | 14265.9815 | 0 | 0 | 0 | 0 | 0 | 0 | 0 | 0 | 0 | 0 | 0 | 0 | 0 | 0
2016-03-15 01:00 | 0 | 0 | 0 | 0 | 0 | 700779.0911 | 6343.0139 | 447983 | 0 | 0 | 0 | 0 | 2332251.9446 | 1337946.8859 | 0 | 0 | 0 | 0 | 0 | 0 | 0 | 0 | 0 | 0 | 0 | 0 | 0 | 0 | 0 | 259139.105 | 0 | 0 | 0 | 0 | 0 | 0 | 0 | 0 | 0 | 0 | 0 | 0 | 0 | 0 | 0
2016-03-15 02:00 | 0 | 0 | 0 | 0 | 0 | 169826.895 | 0 | 428966 | 0 | 0 | 0 | 0 | 2073112.8396 | 1337946.8859 | 0 | 0 | 0 | 0 | 0 | 0 | 0 | 0 | 0 | 0 | 0 | 0 | 0 | 0 | 0 | -259139.105 | 0 | 0 | 0 | 0 | 0 | 0 | 0 | 0 | 0 | 0 | 0 | 0 | 0 | 0 | 0
2016-03-15 03:00 | 0 | 0 | 0 | 0 | 0 | 147273.895 | 0 | 406413 | 0 | 0 | 0 | 0 | 1813973.7347 | 1337946.8859 | 0 | 0 | 0 | 0 | 0 | 0 | 0 | 0 | 0 | 0 | 0 | 0 | 0 | 0 | 0 | -259139.105 | 0 | 0 | 0 | 0 | 0 | 0 | 0 | 0 | 0 | 0 | 0 | 0 | 0 | 0 | 0
2016-03-15 04:00 | 0 | 0 | 0 | 0 | 0 | 123213.895 | 0 | 382353 | 0 | 0 | 0 | 0 | 1554834.6297 | 1337946.8859 | 0 | 0 | 0 | 0 | 0 | 0 | 0 | 0 | 0 | 0 | 0 | 0 | 0 | 0 | 0 | -259139.105 | 0 | 0 | 0 | 0 | 0 | 0 | 0 | 0 | 0 | 0 | 0 | 0 | 0 | 0 | 0
2016-03-15 05:00 | 0 | 0 | 0 | 0 | 0 | 103033.895 | 0 | 362173 | 0 | 0 | 0 | 0 | 1295695.5248 | 1337946.8859 | 0 | 0 | 0 | 0 | 0 | 0 | 0 | 0 | 0 | 0 | 0 | 0 | 0 | 0 | 0 | -259139.105 | 0 | 0 | 0 | 0 | 0 | 0 | 0 | 0 | 0 | 0 | 0 | 0 | 0 | 0 | 0
2016-03-15 06:00 | 0 | 0 | 0 | 0 | 0 | 89445.895 | 0 | 348585 | 0 | 0 | 0 | 0 | 1036556.4198 | 1337946.8859 | 0 | 0 | 0 | 0 | 0 | 0 | 0 | 0 | 0 | 0 | 0 | 0 | 0 | 0 | 0 | -259139.105 | 0 | 0 | 0 | 0 | 0 | 0 | 0 | 0 | 0 | 0 | 0 | 0 | 0 | 0 | 0
2016-03-15 07:00 | 0 | 0 | 0 | 0 | 0 | 599119.105 | 0 | 339980 | 0 | 0 | 0 | 0 | 1295695.5248 | 1337946.8859 | 0 | 0 | 0 | 0 | 0 | 0 | 0 | 0 | 0 | 0 | 0 | 0 | 0 | 0 | 0 | 259139.105 | 0 | 0 | 0 | 0 | 0 | 0 | 0 | 0 | 0 | 0 | 0 | 0 | 0 | 0 | 0
2016-03-15 08:00 | 0 | 0 | 0 | 0 | 0 | 79946.895 | 0 | 339086 | 0 | 0 | 0 | 0 | 1036556.4198 | 1337946.8859 | 0 | 0 | 0 | 0 | 0 | 0 | 0 | 0 | 0 | 0 | 0 | 0 | 0 | 0 | 0 | -259139.105 | 0 | 0 | 0 | 0 | 0 | 0 | 0 | 0 | 0 | 0 | 0 | 0 | 0 | 0 | 0
2016-03-15 09:00 | 0 | 0 | 0 | 0 | 0 | 88119.895 | 0 | 347259 | 0 | 0 | 0 | 0 | 777417.3149 | 1337946.8859 | 0 | 0 | 0 | 0 | 0 | 0 | 0 | 0 | 0 | 0 | 0 | 0 | 0 | 0 | 0 | -259139.105 | 0 | 0 | 0 | 0 | 0 | 0 | 0 | 0 | 0 | 0 | 0 | 0 | 0 | 0 | 0
2016-03-15 10:00 | 0 | 0 | 0 | 0 | 0 | 5050.0859 | 0 | 373132 | 0 | 0 | 0 | 0 | 518278.2099 | 1229004.0768 | 0 | 0 | 0 | 0 | 0 | 0 | 0 | 0 | 0 | 0 | 0 | 0 | 0 | 0 | 0 | -259139.105 | 0 | 108942.8092 | 0 | 0 | 0 | 0 | 0 | 0 | 0 | 0 | 0 | 0 | 0 | 0 | 0
2016-03-15 11:00 | 0 | 0 | 0 | 0 | 0 | 141113.895 | 0 | 400253 | 0 | 0 | 0 | 0 | 259139.105 | 1229004.0768 | 0 | 0 | 0 | 0 | 0 | 0 | 0 | 0 | 0 | 0 | 0 | 0 | 0 | 0 | 0 | -259139.105 | 0 | 0 | 0 | 0 | 0 | 0 | 0 | 0 | 0 | 0 | 0 | 0 | 0 | 0 | 0
2016-03-15 12:00 | 0 | 0 | 0 | 0 | 0 | 153911.895 | 0 | 413051 | 0 | 0 | 0 | 0 | 0 | 1229004.0768 | 0 | 0 | 0 | 0 | 0 | 0 | 0 | 0 | 0 | 0 | 0 | 0 | 0 | 0 | 0 | -259139.105 | 0 | 0 | 0 | 0 | 0 | 0 | 0 | 0 | 0 | 0 | 0 | 0 | 0 | 0 | 0
2016-03-15 13:00 | 0 | 0 | 0 | 0 | 0 | 365781.5978 | 55298.4022 | 421080 | 0 | 0 | 0 | 0 | 0 | 1229004.0768 | 0 | 0 | 0 | 0 | 0 | 0 | 0 | 0 | 0 | 0 | 0 | 0 | 0 | 0 | 0 | 0 | 0 | 0 | 0 | 0 | 0 | 0 | 0 | 0 | 0 | 0 | 0 | 0 | 0 | 0 | 0
2016-03-15 14:00 | 0 | 0 | 0 | 0 | 0 | 0 | 490864.8845 | 429798 | 0 | 0 | 0 | 0 | 46800.903 | 1243270.0583 | 0 | 0 | 0 | 0 | 0 | 0 | 0 | 0 | 0 | 0 | 0 | 0 | 0 | 0 | 0 | 46800.903 | 14265.9815 | 0 | 0 | 0 | 0 | 0 | 0 | 0 | 0 | 0 | 0 | 0 | 0 | 0 | 0
2016-03-15 15:00 | 0 | 0 | 0 | 0 | 0 | 0 | 708152.0865 | 434747 | 0 | 0 | 0 | 0 | 305940.008 | 1257536.0399 | 0 | 0 | 0 | 0 | 0 | 0 | 0 | 0 | 0 | 0 | 0 | 0 | 0 | 0 | 0 | 259139.105 | 14265.9815 | 0 | 0 | 0 | 0 | 0 | 0 | 0 | 0 | 0 | 0 | 0 | 0 | 0 | 0
2016-03-15 16:00 | 0 | 0 | 0 | 0 | 0 | 0 | 712149.0865 | 438744 | 0 | 0 | 0 | 0 | 565079.1129 | 1271802.0214 | 0 | 0 | 0 | 0 | 0 | 0 | 0 | 0 | 0 | 0 | 0 | 0 | 0 | 0 | 0 | 259139.105 | 14265.9815 | 0 | 0 | 0 | 0 | 0 | 0 | 0 | 0 | 0 | 0 | 0 | 0 | 0 | 0
2016-03-15 17:00 | 0 | 0 | 0 | 0 | 0 | 0 | 715894.0865 | 442489 | 0 | 0 | 0 | 0 | 824218.2179 | 1286068.0029 | 0 | 0 | 0 | 0 | 0 | 0 | 0 | 0 | 0 | 0 | 0 | 0 | 0 | 0 | 0 | 259139.105 | 14265.9815 | 0 | 0 | 0 | 0 | 0 | 0 | 0 | 0 | 0 | 0 | 0 | 0 | 0 | 0
2016-03-15 18:00 | 0 | 0 | 0 | 0 | 0 | 0 | 718677.0865 | 445272 | 0 | 0 | 0 | 0 | 1083357.3228 | 1300333.9845 | 0 | 0 | 0 | 0 | 0 | 0 | 0 | 0 | 0 | 0 | 0 | 0 | 0 | 0 | 0 | 259139.105 | 14265.9815 | 0 | 0 | 0 | 0 | 0 | 0 | 0 | 0 | 0 | 0 | 0 | 0 | 0 | 0
2016-03-15 19:00 | 0 | 0 | 0 | 0 | 0 | 0 | 720621.0865 | 447216 | 0 | 0 | 0 | 0 | 1342496.4278 | 1314599.966 | 0 | 0 | 0 | 0 | 0 | 0 | 0 | 0 | 0 | 0 | 0 | 0 | 0 | 0 | 0 | 259139.105 | 14265.9815 | 0 | 0 | 0 | 0 | 0 | 0 | 0 | 0 | 0 | 0 | 0 | 0 | 0 | 0
2016-03-15 20:00 | 0 | 0 | 0 | 0 | 0 | 0 | 723760.0865 | 450355 | 0 | 0 | 0 | 0 | 1601635.5327 | 1328865.9475 | 0 | 0 | 0 | 0 | 0 | 0 | 0 | 0 | 0 | 0 | 0 | 0 | 0 | 0 | 0 | 259139.105 | 14265.9815 | 0 | 0 | 0 | 0 | 0 | 0 | 0 | 0 | 0 | 0 | 0 | 0 | 0 | 0
2016-03-15 21:00 | 0 | 0 | 0 | 0 | 0 | 0 | 726501.0865 | 453096 | 0 | 0 | 0 | 0 | 1860774.6377 | 1343131.9291 | 0 | 0 | 0 | 0 | 0 | 0 | 0 | 0 | 0 | 0 | 0 | 0 | 0 | 0 | 0 | 259139.105 | 14265.9815 | 0 | 0 | 0 | 0 | 0 | 0 | 0 | 0 | 0 | 0 | 0 | 0 | 0 | 0
2016-03-15 22:00 | 0 | 0 | 0 | 0 | 0 | 0 | 724815.4207 | 451827 | 0 | 0 | 0 | 0 | 2119497.0769 | 1357397.9106 | 0 | 0 | 0 | 0 | 0 | 0 | 0 | 0 | 0 | 0 | 0 | 0 | 0 | 0 | 0 | 258722.4392 | 14265.9815 | 0 | 0 | 0 | 0 | 0 | 0 | 0 | 0 | 0 | 0 | 0 | 0 | 0 | 0
2016-03-15 23:00 | 0 | 0 | 0 | 0 | 0 | 0 | 578495.6065 | 453300 | 0 | 0 | 0 | 0 | 2230426.7019 | 1371663.8921 | 0 | 0 | 0 | 0 | 0 | 0 | 0 | 0 | 0 | 0 | 0 | 0 | 0 | 0 | 0 | 110929.625 | 14265.9815 | 0 | 0 | 0 | 0 | 0 | 0 | 0 | 0 | 0 | 0 | 0 | 0 | 0 | 0
2016-03-16 | 0 | 0 | 0 | 0 | 0 | 0 | 251958.3689 | 457078 | 0 | 0 | 0 | 0 | 2011041.0893 | 1385929.8736 | 0 | 0 | 0 | 0 | 0 | 0 | 0 | 0 | 0 | 0 | 0 | 0 | 0 | 0 | 0 | -219385.6126 | 14265.9815 | 0 | 0 | 0 | 0 | 0 | 0 | 0 | 0 | 0 | 0 | 0 | 0 | 0 | 0
2016-03-16 01:00 | 0 | 0 | 0 | 0 | 0 | 700394.1063 | 8920.9986 | 450176 | 0 | 0 | 0 | 0 | 2270180.1942 | 1385929.8736 | 0 | 0 | 0 | 0 | 0 | 0 | 0 | 0 | 0 | 0 | 0 | 0 | 0 | 0 | 0 | 259139.105 | 0 | 0 | 0 | 0 | 0 | 0 | 0 | 0 | 0 | 0 | 0 | 0 | 0 | 0 | 0
2016-03-16 02:00 | 0 | 0 | 0 | 0 | 0 | 580091.2958 | 0 | 429895 | 0 | 0 | 0 | 0 | 2529319.2992 | 1276987.0645 | 0 | 0 | 0 | 0 | 0 | 0 | 0 | 0 | 0 | 0 | 0 | 0 | 0 | 0 | 0 | 259139.105 | 0 | 108942.8092 | 0 | 0 | 0 | 0 | 0 | 0 | 0 | 0 | 0 | 0 | 0 | 0 | 0
2016-03-16 03:00 | 0 | 0 | 0 | 0 | 0 | 146850.895 | 0 | 405990 | 0 | 0 | 0 | 0 | 2270180.1942 | 1276987.0645 | 0 | 0 | 0 | 0 | 0 | 0 | 0 | 0 | 0 | 0 | 0 | 0 | 0 | 0 | 0 | -259139.105 | 0 | 0 | 0 | 0 | 0 | 0 | 0 | 0 | 0 | 0 | 0 | 0 | 0 | 0 | 0
2016-03-16 04:00 | 0 | 0 | 0 | 0 | 0 | 122396.895 | 0 | 381536 | 0 | 0 | 0 | 0 | 2011041.0893 | 1276987.0645 | 0 | 0 | 0 | 0 | 0 | 0 | 0 | 0 | 0 | 0 | 0 | 0 | 0 | 0 | 0 | -259139.105 | 0 | 0 | 0 | 0 | 0 | 0 | 0 | 0 | 0 | 0 | 0 | 0 | 0 | 0 | 0
2016-03-16 05:00 | 0 | 0 | 0 | 0 | 0 | 103664.895 | 0 | 362804 | 0 | 0 | 0 | 0 | 1751901.9843 | 1276987.0645 | 0 | 0 | 0 | 0 | 0 | 0 | 0 | 0 | 0 | 0 | 0 | 0 | 0 | 0 | 0 | -259139.105 | 0 | 0 | 0 | 0 | 0 | 0 | 0 | 0 | 0 | 0 | 0 | 0 | 0 | 0 | 0
2016-03-16 06:00 | 0 | 0 | 0 | 0 | 0 | 89323.895 | 0 | 348463 | 0 | 0 | 0 | 0 | 1492762.8794 | 1276987.0645 | 0 | 0 | 0 | 0 | 0 | 0 | 0 | 0 | 0 | 0 | 0 | 0 | 0 | 0 | 0 | -259139.105 | 0 | 0 | 0 | 0 | 0 | 0 | 0 | 0 | 0 | 0 | 0 | 0 | 0 | 0 | 0
2016-03-16 07:00 | 0 | 0 | 0 | 0 | 0 | 599191.105 | 0 | 340052 | 0 | 0 | 0 | 0 | 1751901.9843 | 1276987.0645 | 0 | 0 | 0 | 0 | 0 | 0 | 0 | 0 | 0 | 0 | 0 | 0 | 0 | 0 | 0 | 259139.105 | 0 | 0 | 0 | 0 | 0 | 0 | 0 | 0 | 0 | 0 | 0 | 0 | 0 | 0 | 0
2016-03-16 08:00 | 0 | 0 | 0 | 0 | 0 | 79343.895 | 0 | 338483 | 0 | 0 | 0 | 0 | 1492762.8794 | 1276987.0645 | 0 | 0 | 0 | 0 | 0 | 0 | 0 | 0 | 0 | 0 | 0 | 0 | 0 | 0 | 0 | -259139.105 | 0 | 0 | 0 | 0 | 0 | 0 | 0 | 0 | 0 | 0 | 0 | 0 | 0 | 0 | 0
2016-03-16 09:00 | 0 | 0 | 0 | 0 | 0 | 88216.895 | 0 | 347356 | 0 | 0 | 0 | 0 | 1233623.7744 | 1276987.0645 | 0 | 0 | 0 | 0 | 0 | 0 | 0 | 0 | 0 | 0 | 0 | 0 | 0 | 0 | 0 | -259139.105 | 0 | 0 | 0 | 0 | 0 | 0 | 0 | 0 | 0 | 0 | 0 | 0 | 0 | 0 | 0
2016-03-16 10:00 | 0 | 0 | 0 | 0 | 0 | 113990.895 | 0 | 373130 | 0 | 0 | 0 | 0 | 974484.6695 | 1276987.0645 | 0 | 0 | 0 | 0 | 0 | 0 | 0 | 0 | 0 | 0 | 0 | 0 | 0 | 0 | 0 | -259139.105 | 0 | 0 | 0 | 0 | 0 | 0 | 0 | 0 | 0 | 0 | 0 | 0 | 0 | 0 | 0
2016-03-16 11:00 | 0 | 0 | 0 | 0 | 0 | 140497.895 | 0 | 399637 | 0 | 0 | 0 | 0 | 715345.5645 | 1276987.0645 | 0 | 0 | 0 | 0 | 0 | 0 | 0 | 0 | 0 | 0 | 0 | 0 | 0 | 0 | 0 | -259139.105 | 0 | 0 | 0 | 0 | 0 | 0 | 0 | 0 | 0 | 0 | 0 | 0 | 0 | 0 | 0
2016-03-16 12:00 | 0 | 0 | 0 | 0 | 0 | 152201.895 | 0 | 411341 | 0 | 0 | 0 | 0 | 456206.4595 | 1276987.0645 | 0 | 0 | 0 | 0 | 0 | 0 | 0 | 0 | 0 | 0 | 0 | 0 | 0 | 0 | 0 | -259139.105 | 0 | 0 | 0 | 0 | 0 | 0 | 0 | 0 | 0 | 0 | 0 | 0 | 0 | 0 | 0
2016-03-16 13:00 | 0 | 0 | 0 | 0 | 0 | 347900.1441 | 59374.784 | 418427 | 0 | 0 | 0 | 0 | 430788.4061 | 1291253.046 | 0 | 0 | 0 | 0 | 0 | 0 | 0 | 0 | 0 | 0 | 0 | 0 | 0 | 0 | 0 | -25418.0534 | 14265.9815 | 0 | 0 | 0 | 0 | 0 | 0 | 0 | 0 | 0 | 0 | 0 | 0 | 0 | 0
2016-03-16 14:00 | 0 | 0 | 0 | 0 | 0 | 0 | 489103.0222 | 426785 | 0 | 0 | 0 | 0 | 587783.256 | 1196576.2184 | 0 | 0 | 0 | 0 | 0 | 0 | 0 | 0 | 0 | 0 | 0 | 0 | 0 | 0 | 0 | 156994.8499 | 14265.9815 | 108942.8092 | 0 | 0 | 0 | 0 | 0 | 0 | 0 | 0 | 0 | 0 | 0 | 0 | 0
2016-03-16 15:00 | 0 | 0 | 0 | 0 | 0 | 0 | 704355.0865 | 430950 | 0 | 0 | 0 | 0 | 846922.3609 | 1210842.1999 | 0 | 0 | 0 | 0 | 0 | 0 | 0 | 0 | 0 | 0 | 0 | 0 | 0 | 0 | 0 | 259139.105 | 14265.9815 | 0 | 0 | 0 | 0 | 0 | 0 | 0 | 0 | 0 | 0 | 0 | 0 | 0 | 0
2016-03-16 16:00 | 0 | 0 | 0 | 0 | 0 | 0 | 706652.0865 | 433247 | 0 | 0 | 0 | 0 | 1106061.4659 | 1225108.1815 | 0 | 0 | 0 | 0 | 0 | 0 | 0 | 0 | 0 | 0 | 0 | 0 | 0 | 0 | 0 | 259139.105 | 14265.9815 | 0 | 0 | 0 | 0 | 0 | 0 | 0 | 0 | 0 | 0 | 0 | 0 | 0 | 0
2016-03-16 17:00 | 0 | 0 | 0 | 0 | 0 | 0 | 709726.0865 | 436321 | 0 | 0 | 0 | 0 | 1365200.5708 | 1239374.163 | 0 | 0 | 0 | 0 | 0 | 0 | 0 | 0 | 0 | 0 | 0 | 0 | 0 | 0 | 0 | 259139.105 | 14265.9815 | 0 | 0 | 0 | 0 | 0 | 0 | 0 | 0 | 0 | 0 | 0 | 0 | 0 | 0
2016-03-16 18:00 | 0 | 0 | 0 | 0 | 0 | 0 | 713438.0865 | 440033 | 0 | 0 | 0 | 0 | 1624339.6758 | 1253640.1445 | 0 | 0 | 0 | 0 | 0 | 0 | 0 | 0 | 0 | 0 | 0 | 0 | 0 | 0 | 0 | 259139.105 | 14265.9815 | 0 | 0 | 0 | 0 | 0 | 0 | 0 | 0 | 0 | 0 | 0 | 0 | 0 | 0
2016-03-16 19:00 | 0 | 0 | 0 | 0 | 0 | 0 | 714764.0865 | 441359 | 0 | 0 | 0 | 0 | 1883478.7807 | 1267906.1261 | 0 | 0 | 0 | 0 | 0 | 0 | 0 | 0 | 0 | 0 | 0 | 0 | 0 | 0 | 0 | 259139.105 | 14265.9815 | 0 | 0 | 0 | 0 | 0 | 0 | 0 | 0 | 0 | 0 | 0 | 0 | 0 | 0
2016-03-16 20:00 | 0 | 0 | 0 | 0 | 0 | 0 | 716306.0865 | 442901 | 0 | 0 | 0 | 0 | 2142617.8857 | 1282172.1076 | 0 | 0 | 0 | 0 | 0 | 0 | 0 | 0 | 0 | 0 | 0 | 0 | 0 | 0 | 0 | 259139.105 | 14265.9815 | 0 | 0 | 0 | 0 | 0 | 0 | 0 | 0 | 0 | 0 | 0 | 0 | 0 | 0
2016-03-16 21:00 | 0 | 0 | 0 | 0 | 0 | 0 | 718431.0865 | 445026 | 0 | 0 | 0 | 0 | 2401756.9906 | 1296438.0891 | 0 | 0 | 0 | 0 | 0 | 0 | 0 | 0 | 0 | 0 | 0 | 0 | 0 | 0 | 0 | 259139.105 | 14265.9815 | 0 | 0 | 0 | 0 | 0 | 0 | 0 | 0 | 0 | 0 | 0 | 0 | 0 | 0
2016-03-16 22:00 | 0 | 0 | 0 | 0 | 0 | 0 | 716434.0865 | 443029 | 0 | 0 | 0 | 0 | 2660896.0956 | 1310704.0707 | 0 | 0 | 0 | 0 | 0 | 0 | 0 | 0 | 0 | 0 | 0 | 0 | 0 | 0 | 0 | 259139.105 | 14265.9815 | 0 | 0 | 0 | 0 | 0 | 0 | 0 | 0 | 0 | 0 | 0 | 0 | 0 | 0
2016-03-16 23:00 | 0 | 0 | 0 | 0 | 0 | 0 | 624492.4824 | 444337 | 0 | 0 | 0 | 0 | 2826785.5965 | 1324970.0522 | 0 | 0 | 0 | 0 | 0 | 0 | 0 | 0 | 0 | 0 | 0 | 0 | 0 | 0 | 0 | 165889.5009 | 14265.9815 | 0 | 0 | 0 | 0 | 0 | 0 | 0 | 0 | 0 | 0 | 0 | 0 | 0 | 0
2016-03-17 | 0 | 0 | 0 | 0 | 0 | 0 | 273214.8247 | 450102 | 0 | 0 | 0 | 0 | 2635632.4397 | 1339236.0337 | 0 | 0 | 0 | 0 | 0 | 0 | 0 | 0 | 0 | 0 | 0 | 0 | 0 | 0 | 0 | -191153.1568 | 14265.9815 | 0 | 0 | 0 | 0 | 0 | 0 | 0 | 0 | 0 | 0 | 0 | 0 | 0 | 0
2016-03-17 01:00 | 0 | 0 | 0 | 0 | 0 | 694045.2705 | 8845.8344 | 443752 | 0 | 0 | 0 | 0 | 2894771.5446 | 1339236.0337 | 0 | 0 | 0 | 0 | 0 | 0 | 0 | 0 | 0 | 0 | 0 | 0 | 0 | 0 | 0 | 259139.105 | 0 | 0 | 0 | 0 | 0 | 0 | 0 | 0 | 0 | 0 | 0 | 0 | 0 | 0 | 0
2016-03-17 02:00 | 0 | 0 | 0 | 0 | 0 | 165958.895 | 0 | 425098 | 0 | 0 | 0 | 0 | 2635632.4397 | 1339236.0337 | 0 | 0 | 0 | 0 | 0 | 0 | 0 | 0 | 0 | 0 | 0 | 0 | 0 | 0 | 0 | -259139.105 | 0 | 0 | 0 | 0 | 0 | 0 | 0 | 0 | 0 | 0 | 0 | 0 | 0 | 0 | 0
2016-03-17 03:00 | 0 | 0 | 0 | 0 | 0 | 142694.895 | 0 | 401834 | 0 | 0 | 0 | 0 | 2376493.3347 | 1339236.0337 | 0 | 0 | 0 | 0 | 0 | 0 | 0 | 0 | 0 | 0 | 0 | 0 | 0 | 0 | 0 | -259139.105 | 0 | 0 | 0 | 0 | 0 | 0 | 0 | 0 | 0 | 0 | 0 | 0 | 0 | 0 | 0
2016-03-17 04:00 | 0 | 0 | 0 | 0 | 0 | 120627.895 | 0 | 379767 | 0 | 0 | 0 | 0 | 2117354.2298 | 1339236.0337 | 0 | 0 | 0 | 0 | 0 | 0 | 0 | 0 | 0 | 0 | 0 | 0 | 0 | 0 | 0 | -259139.105 | 0 | 0 | 0 | 0 | 0 | 0 | 0 | 0 | 0 | 0 | 0 | 0 | 0 | 0 | 0
2016-03-17 05:00 | 0 | 0 | 0 | 0 | 0 | 618089.4901 | 0 | 360361 | 0 | 0 | 0 | 0 | 2375082.7198 | 1339236.0337 | 0 | 0 | 0 | 0 | 0 | 0 | 0 | 0 | 0 | 0 | 0 | 0 | 0 | 0 | 0 | 257728.4901 | 0 | 0 | 0 | 0 | 0 | 0 | 0 | 0 | 0 | 0 | 0 | 0 | 0 | 0 | 0
2016-03-17 06:00 | 0 | 0 | 0 | 0 | 0 | 88271.895 | 0 | 347411 | 0 | 0 | 0 | 0 | 2115943.6149 | 1339236.0337 | 0 | 0 | 0 | 0 | 0 | 0 | 0 | 0 | 0 | 0 | 0 | 0 | 0 | 0 | 0 | -259139.105 | 0 | 0 | 0 | 0 | 0 | 0 | 0 | 0 | 0 | 0 | 0 | 0 | 0 | 0 | 0
2016-03-17 07:00 | 0 | 0 | 0 | 0 | 0 | 80823.895 | 0 | 339963 | 0 | 0 | 0 | 0 | 1856804.5099 | 1339236.0337 | 0 | 0 | 0 | 0 | 0 | 0 | 0 | 0 | 0 | 0 | 0 | 0 | 0 | 0 | 0 | -259139.105 | 0 | 0 | 0 | 0 | 0 | 0 | 0 | 0 | 0 | 0 | 0 | 0 | 0 | 0 | 0
2016-03-17 08:00 | 0 | 0 | 0 | 0 | 0 | 80584.895 | 0 | 339724 | 0 | 0 | 0 | 0 | 1597665.405 | 1339236.0337 | 0 | 0 | 0 | 0 | 0 | 0 | 0 | 0 | 0 | 0 | 0 | 0 | 0 | 0 | 0 | -259139.105 | 0 | 0 | 0 | 0 | 0 | 0 | 0 | 0 | 0 | 0 | 0 | 0 | 0 | 0 | 0
2016-03-17 09:00 | 0 | 0 | 0 | 0 | 0 | 90554.895 | 0 | 349694 | 0 | 0 | 0 | 0 | 1338526.3 | 1339236.0337 | 0 | 0 | 0 | 0 | 0 | 0 | 0 | 0 | 0 | 0 | 0 | 0 | 0 | 0 | 0 | -259139.105 | 0 | 0 | 0 | 0 | 0 | 0 | 0 | 0 | 0 | 0 | 0 | 0 | 0 | 0 | 0
2016-03-17 10:00 | 0 | 0 | 0 | 0 | 0 | 117482.895 | 0 | 376622 | 0 | 0 | 0 | 0 | 1079387.1951 | 1339236.0337 | 0 | 0 | 0 | 0 | 0 | 0 | 0 | 0 | 0 | 0 | 0 | 0 | 0 | 0 | 0 | -259139.105 | 0 | 0 | 0 | 0 | 0 | 0 | 0 | 0 | 0 | 0 | 0 | 0 | 0 | 0 | 0
2016-03-17 11:00 | 0 | 0 | 0 | 0 | 0 | 145722.895 | 0 | 404862 | 0 | 0 | 0 | 0 | 820248.0901 | 1339236.0337 | 0 | 0 | 0 | 0 | 0 | 0 | 0 | 0 | 0 | 0 | 0 | 0 | 0 | 0 | 0 | -259139.105 | 0 | 0 | 0 | 0 | 0 | 0 | 0 | 0 | 0 | 0 | 0 | 0 | 0 | 0 | 0
2016-03-17 12:00 | 0 | 0 | 0 | 0 | 0 | 157053.895 | 0 | 416193 | 0 | 0 | 0 | 0 | 561108.9852 | 1339236.0337 | 0 | 0 | 0 | 0 | 0 | 0 | 0 | 0 | 0 | 0 | 0 | 0 | 0 | 0 | 0 | -259139.105 | 0 | 0 | 0 | 0 | 0 | 0 | 0 | 0 | 0 | 0 | 0 | 0 | 0 | 0 | 0
2016-03-17 13:00 | 0 | 0 | 0 | 0 | 0 | 348300.983 | 103054.4041 | 422526 | 0 | 0 | 0 | 0 | 589754.9829 | 1339419.4231 | 0 | 0 | 0 | 0 | 0 | 0 | 0 | 0 | 0 | 0 | 0 | 0 | 0 | 0 | 0 | 28645.9978 | 183.3893 | 0 | 0 | 0 | 0 | 0 | 0 | 0 | 0 | 0 | 0 | 0 | 0 | 0 | 0
2016-03-17 14:00 | 0 | 0 | 0 | 0 | 0 | 0 | 494701.3393 | 428195 | 0 | 0 | 0 | 0 | 656261.3222 | 1339419.4231 | 0 | 0 | 0 | 0 | 0 | 0 | 0 | 0 | 0 | 0 | 0 | 0 | 0 | 0 | 0 | 66506.3393 | 0 | 0 | 0 | 0 | 0 | 0 | 0 | 0 | 0 | 0 | 0 | 0 | 0 | 0 | 0
2016-03-17 15:00 | 0 | 0 | 0 | 0 | 0 | 0 | 704476.0865 | 431071 | 0 | 0 | 0 | 0 | 915400.4271 | 1353685.4046 | 0 | 0 | 0 | 0 | 0 | 0 | 0 | 0 | 0 | 0 | 0 | 0 | 0 | 0 | 0 | 259139.105 | 14265.9815 | 0 | 0 | 0 | 0 | 0 | 0 | 0 | 0 | 0 | 0 | 0 | 0 | 0 | 0
2016-03-17 16:00 | 0 | 0 | 0 | 0 | 0 | 0 | 705333.0865 | 431928 | 0 | 0 | 0 | 0 | 1174539.5321 | 1367951.3861 | 0 | 0 | 0 | 0 | 0 | 0 | 0 | 0 | 0 | 0 | 0 | 0 | 0 | 0 | 0 | 259139.105 | 14265.9815 | 0 | 0 | 0 | 0 | 0 | 0 | 0 | 0 | 0 | 0 | 0 | 0 | 0 | 0
2016-03-17 17:00 | 0 | 0 | 0 | 0 | 0 | 0 | 706878.0865 | 433473 | 0 | 0 | 0 | 0 | 1433678.637 | 1382217.3676 | 0 | 0 | 0 | 0 | 0 | 0 | 0 | 0 | 0 | 0 | 0 | 0 | 0 | 0 | 0 | 259139.105 | 14265.9815 | 0 | 0 | 0 | 0 | 0 | 0 | 0 | 0 | 0 | 0 | 0 | 0 | 0 | 0
2016-03-17 18:00 | 0 | 0 | 0 | 0 | 0 | 0 | 707296.0865 | 433891 | 0 | 0 | 0 | 0 | 1692817.742 | 1396483.3492 | 0 | 0 | 0 | 0 | 0 | 0 | 0 | 0 | 0 | 0 | 0 | 0 | 0 | 0 | 0 | 259139.105 | 14265.9815 | 0 | 0 | 0 | 0 | 0 | 0 | 0 | 0 | 0 | 0 | 0 | 0 | 0 | 0
2016-03-17 19:00 | 0 | 0 | 0 | 0 | 0 | 0 | 706463.0865 | 433058 | 0 | 0 | 0 | 0 | 1951956.8469 | 1410749.3307 | 0 | 0 | 0 | 0 | 0 | 0 | 0 | 0 | 0 | 0 | 0 | 0 | 0 | 0 | 0 | 259139.105 | 14265.9815 | 0 | 0 | 0 | 0 | 0 | 0 | 0 | 0 | 0 | 0 | 0 | 0 | 0 | 0
2016-03-17 20:00 | 0 | 0 | 0 | 0 | 0 | 0 | 706374.0865 | 432969 | 0 | 0 | 0 | 0 | 2211095.9519 | 1425015.3122 | 0 | 0 | 0 | 0 | 0 | 0 | 0 | 0 | 0 | 0 | 0 | 0 | 0 | 0 | 0 | 259139.105 | 14265.9815 | 0 | 0 | 0 | 0 | 0 | 0 | 0 | 0 | 0 | 0 | 0 | 0 | 0 | 0
2016-03-17 21:00 | 0 | 0 | 0 | 0 | 0 | 0 | 706421.0865 | 433016 | 0 | 0 | 0 | 0 | 2470235.0568 | 1439281.2938 | 0 | 0 | 0 | 0 | 0 | 0 | 0 | 0 | 0 | 0 | 0 | 0 | 0 | 0 | 0 | 259139.105 | 14265.9815 | 0 | 0 | 0 | 0 | 0 | 0 | 0 | 0 | 0 | 0 | 0 | 0 | 0 | 0
2016-03-17 22:00 | 0 | 0 | 0 | 0 | 0 | 0 | 704933.0865 | 431528 | 0 | 0 | 0 | 0 | 2729374.1618 | 1453547.2753 | 0 | 0 | 0 | 0 | 0 | 0 | 0 | 0 | 0 | 0 | 0 | 0 | 0 | 0 | 0 | 259139.105 | 14265.9815 | 0 | 0 | 0 | 0 | 0 | 0 | 0 | 0 | 0 | 0 | 0 | 0 | 0 | 0
2016-03-17 23:00 | 0 | 0 | 0 | 0 | 0 | 0 | 614298.3643 | 434635 | 0 | 0 | 0 | 0 | 2894771.5446 | 1467813.2568 | 0 | 0 | 0 | 0 | 0 | 0 | 0 | 0 | 0 | 0 | 0 | 0 | 0 | 0 | 0 | 165397.3828 | 14265.9815 | 0 | 0 | 0 | 0 | 0 | 0 | 0 | 0 | 0 | 0 | 0 | 0 | 0 | 0
2016-03-18 | 0 | 0 | 0 | 0 | 0 | 0 | 283349.543 | 442171 | 0 | 0 | 0 | 0 | 2721684.1061 | 1482079.2384 | 0 | 0 | 0 | 0 | 0 | 0 | 0 | 0 | 0 | 0 | 0 | 0 | 0 | 0 | 0 | -173087.4385 | 14265.9815 | 0 | 0 | 0 | 0 | 0 | 0 | 0 | 0 | 0 | 0 | 0 | 0 | 0 | 0
2016-03-18 01:00 | 0 | 0 | 0 | 0 | 0 | 517999.0289 | 11693.0173 | 436010 | 0 | 0 | 0 | 0 | 2815366.1523 | 1482079.2384 | 0 | 0 | 0 | 0 | 0 | 0 | 0 | 0 | 0 | 0 | 0 | 0 | 0 | 0 | 0 | 93682.0462 | 0 | 0 | 0 | 0 | 0 | 0 | 0 | 0 | 0 | 0 | 0 | 0 | 0 | 0 | 0
2016-03-18 02:00 | 0 | 0 | 0 | 0 | 0 | 51651.0859 | 0 | 419733 | 0 | 0 | 0 | 0 | 2556227.0474 | 1373136.4292 | 0 | 0 | 0 | 0 | 0 | 0 | 0 | 0 | 0 | 0 | 0 | 0 | 0 | 0 | 0 | -259139.105 | 0 | 108942.8092 | 0 | 0 | 0 | 0 | 0 | 0 | 0 | 0 | 0 | 0 | 0 | 0 | 0
2016-03-18 03:00 | 0 | 0 | 0 | 0 | 0 | 140009.895 | 0 | 399149 | 0 | 0 | 0 | 0 | 2297087.9424 | 1373136.4292 | 0 | 0 | 0 | 0 | 0 | 0 | 0 | 0 | 0 | 0 | 0 | 0 | 0 | 0 | 0 | -259139.105 | 0 | 0 | 0 | 0 | 0 | 0 | 0 | 0 | 0 | 0 | 0 | 0 | 0 | 0 | 0
2016-03-18 04:00 | 0 | 0 | 0 | 0 | 0 | 119434.895 | 0 | 378574 | 0 | 0 | 0 | 0 | 2037948.8375 | 1373136.4292 | 0 | 0 | 0 | 0 | 0 | 0 | 0 | 0 | 0 | 0 | 0 | 0 | 0 | 0 | 0 | -259139.105 | 0 | 0 | 0 | 0 | 0 | 0 | 0 | 0 | 0 | 0 | 0 | 0 | 0 | 0 | 0
2016-03-18 05:00 | 0 | 0 | 0 | 0 | 0 | 102032.895 | 0 | 361172 | 0 | 0 | 0 | 0 | 1778809.7325 | 1373136.4292 | 0 | 0 | 0 | 0 | 0 | 0 | 0 | 0 | 0 | 0 | 0 | 0 | 0 | 0 | 0 | -259139.105 | 0 | 0 | 0 | 0 | 0 | 0 | 0 | 0 | 0 | 0 | 0 | 0 | 0 | 0 | 0
2016-03-18 06:00 | 0 | 0 | 0 | 0 | 0 | 407376.0074 | 0 | 348755 | 0 | 0 | 0 | 0 | 1837430.7399 | 1373136.4292 | 0 | 0 | 0 | 0 | 0 | 0 | 0 | 0 | 0 | 0 | 0 | 0 | 0 | 0 | 0 | 58621.0074 | 0 | 0 | 0 | 0 | 0 | 0 | 0 | 0 | 0 | 0 | 0 | 0 | 0 | 0 | 0
2016-03-18 07:00 | 0 | 0 | 0 | 0 | 0 | 82437.895 | 0 | 341577 | 0 | 0 | 0 | 0 | 1578291.6349 | 1373136.4292 | 0 | 0 | 0 | 0 | 0 | 0 | 0 | 0 | 0 | 0 | 0 | 0 | 0 | 0 | 0 | -259139.105 | 0 | 0 | 0 | 0 | 0 | 0 | 0 | 0 | 0 | 0 | 0 | 0 | 0 | 0 | 0
2016-03-18 08:00 | 0 | 0 | 0 | 0 | 0 | 82531.895 | 0 | 341671 | 0 | 0 | 0 | 0 | 1319152.53 | 1373136.4292 | 0 | 0 | 0 | 0 | 0 | 0 | 0 | 0 | 0 | 0 | 0 | 0 | 0 | 0 | 0 | -259139.105 | 0 | 0 | 0 | 0 | 0 | 0 | 0 | 0 | 0 | 0 | 0 | 0 | 0 | 0 | 0
2016-03-18 09:00 | 0 | 0 | 0 | 0 | 0 | 92901.895 | 0 | 352041 | 0 | 0 | 0 | 0 | 1060013.425 | 1373136.4292 | 0 | 0 | 0 | 0 | 0 | 0 | 0 | 0 | 0 | 0 | 0 | 0 | 0 | 0 | 0 | -259139.105 | 0 | 0 | 0 | 0 | 0 | 0 | 0 | 0 | 0 | 0 | 0 | 0 | 0 | 0 | 0
2016-03-18 10:00 | 0 | 0 | 0 | 0 | 0 | 118991.895 | 0 | 378131 | 0 | 0 | 0 | 0 | 800874.3201 | 1373136.4292 | 0 | 0 | 0 | 0 | 0 | 0 | 0 | 0 | 0 | 0 | 0 | 0 | 0 | 0 | 0 | -259139.105 | 0 | 0 | 0 | 0 | 0 | 0 | 0 | 0 | 0 | 0 | 0 | 0 | 0 | 0 | 0
2016-03-18 11:00 | 0 | 0 | 0 | 0 | 0 | 146253.895 | 0 | 405393 | 0 | 0 | 0 | 0 | 541735.2151 | 1373136.4292 | 0 | 0 | 0 | 0 | 0 | 0 | 0 | 0 | 0 | 0 | 0 | 0 | 0 | 0 | 0 | -259139.105 | 0 | 0 | 0 | 0 | 0 | 0 | 0 | 0 | 0 | 0 | 0 | 0 | 0 | 0 | 0
2016-03-18 12:00 | 0 | 0 | 0 | 0 | 0 | 341169.8598 | 0 | 416764 | 0 | 0 | 0 | 0 | 451875.0934 | 1387402.4108 | 0 | 0 | 0 | 0 | 0 | 0 | 0 | 0 | 0 | 0 | 0 | 0 | 0 | 0 | 0 | -89860.1217 | 14265.9815 | 0 | 0 | 0 | 0 | 0 | 0 | 0 | 0 | 0 | 0 | 0 | 0 | 0 | 0
2016-03-18 13:00 | 0 | 0 | 0 | 0 | 0 | 227457.3415 | 75289.8078 | 422899 | 0 | 0 | 0 | 0 | 317457.2612 | 1401668.3923 | 0 | 0 | 0 | 0 | 0 | 0 | 0 | 0 | 0 | 0 | 0 | 0 | 0 | 0 | 0 | -134417.8322 | 14265.9815 | 0 | 0 | 0 | 0 | 0 | 0 | 0 | 0 | 0 | 0 | 0 | 0 | 0 | 0
2016-03-18 14:00 | 0 | 0 | 0 | 0 | 0 | 0 | 449685.9894 | 428495 | 0 | 0 | 0 | 0 | 324382.2691 | 1415934.3738 | 0 | 0 | 0 | 0 | 0 | 0 | 0 | 0 | 0 | 0 | 0 | 0 | 0 | 0 | 0 | 6925.0079 | 14265.9815 | 0 | 0 | 0 | 0 | 0 | 0 | 0 | 0 | 0 | 0 | 0 | 0 | 0 | 0
2016-03-18 15:00 | 0 | 0 | 0 | 0 | 0 | 0 | 704140.0865 | 430735 | 0 | 0 | 0 | 0 | 583521.374 | 1430200.3554 | 0 | 0 | 0 | 0 | 0 | 0 | 0 | 0 | 0 | 0 | 0 | 0 | 0 | 0 | 0 | 259139.105 | 14265.9815 | 0 | 0 | 0 | 0 | 0 | 0 | 0 | 0 | 0 | 0 | 0 | 0 | 0 | 0
2016-03-18 16:00 | 0 | 0 | 0 | 0 | 0 | 0 | 703760.0865 | 430355 | 0 | 0 | 0 | 0 | 842660.479 | 1444466.3369 | 0 | 0 | 0 | 0 | 0 | 0 | 0 | 0 | 0 | 0 | 0 | 0 | 0 | 0 | 0 | 259139.105 | 14265.9815 | 0 | 0 | 0 | 0 | 0 | 0 | 0 | 0 | 0 | 0 | 0 | 0 | 0 | 0
2016-03-18 17:00 | 0 | 0 | 0 | 0 | 0 | 0 | 704383.0865 | 430978 | 0 | 0 | 0 | 0 | 1101799.5839 | 1458732.3184 | 0 | 0 | 0 | 0 | 0 | 0 | 0 | 0 | 0 | 0 | 0 | 0 | 0 | 0 | 0 | 259139.105 | 14265.9815 | 0 | 0 | 0 | 0 | 0 | 0 | 0 | 0 | 0 | 0 | 0 | 0 | 0 | 0
2016-03-18 18:00 | 0 | 0 | 0 | 0 | 0 | 0 | 704181.0865 | 430776 | 0 | 0 | 0 | 0 | 1360938.6889 | 1472998.2999 | 0 | 0 | 0 | 0 | 0 | 0 | 0 | 0 | 0 | 0 | 0 | 0 | 0 | 0 | 0 | 259139.105 | 14265.9815 | 0 | 0 | 0 | 0 | 0 | 0 | 0 | 0 | 0 | 0 | 0 | 0 | 0 | 0
2016-03-18 19:00 | 0 | 0 | 0 | 0 | 0 | 0 | 703274.0865 | 429869 | 0 | 0 | 0 | 0 | 1620077.7938 | 1487264.2815 | 0 | 0 | 0 | 0 | 0 | 0 | 0 | 0 | 0 | 0 | 0 | 0 | 0 | 0 | 0 | 259139.105 | 14265.9815 | 0 | 0 | 0 | 0 | 0 | 0 | 0 | 0 | 0 | 0 | 0 | 0 | 0 | 0
2016-03-18 20:00 | 0 | 0 | 0 | 0 | 0 | 0 | 701284.0865 | 427879 | 0 | 0 | 0 | 0 | 1879216.8988 | 1501530.263 | 0 | 0 | 0 | 0 | 0 | 0 | 0 | 0 | 0 | 0 | 0 | 0 | 0 | 0 | 0 | 259139.105 | 14265.9815 | 0 | 0 | 0 | 0 | 0 | 0 | 0 | 0 | 0 | 0 | 0 | 0 | 0 | 0
2016-03-18 21:00 | 0 | 0 | 0 | 0 | 0 | 0 | 699420.0865 | 426015 | 0 | 0 | 0 | 0 | 2138356.0037 | 1515796.2445 | 0 | 0 | 0 | 0 | 0 | 0 | 0 | 0 | 0 | 0 | 0 | 0 | 0 | 0 | 0 | 259139.105 | 14265.9815 | 0 | 0 | 0 | 0 | 0 | 0 | 0 | 0 | 0 | 0 | 0 | 0 | 0 | 0
2016-03-18 22:00 | 0 | 0 | 0 | 0 | 0 | 0 | 696848.0865 | 423443 | 0 | 0 | 0 | 0 | 2397495.1087 | 1530062.2261 | 0 | 0 | 0 | 0 | 0 | 0 | 0 | 0 | 0 | 0 | 0 | 0 | 0 | 0 | 0 | 259139.105 | 14265.9815 | 0 | 0 | 0 | 0 | 0 | 0 | 0 | 0 | 0 | 0 | 0 | 0 | 0 | 0
2016-03-18 23:00 | 0 | 0 | 0 | 0 | 0 | 0 | 646027.2823 | 426392 | 0 | 0 | 0 | 0 | 2602864.4095 | 1544328.2076 | 0 | 0 | 0 | 0 | 0 | 0 | 0 | 0 | 0 | 0 | 0 | 0 | 0 | 0 | 0 | 205369.3008 | 14265.9815 | 0 | 0 | 0 | 0 | 0 | 0 | 0 | 0 | 0 | 0 | 0 | 0 | 0 | 0
2016-03-19 | 0 | 0 | 0 | 0 | 0 | 0 | 285774.9643 | 431619 | 0 | 0 | 0 | 0 | 2442754.3922 | 1558594.1891 | 0 | 0 | 0 | 0 | 0 | 0 | 0 | 0 | 0 | 0 | 0 | 0 | 0 | 0 | 0 | -160110.0172 | 14265.9815 | 0 | 0 | 0 | 0 | 0 | 0 | 0 | 0 | 0 | 0 | 0 | 0 | 0 | 0
2016-03-19 01:00 | 0 | 0 | 0 | 0 | 0 | 154785.9354 | 12896.9597 | 426822 | 0 | 0 | 0 | 0 | 2183615.2873 | 1558594.1891 | 0 | 0 | 0 | 0 | 0 | 0 | 0 | 0 | 0 | 0 | 0 | 0 | 0 | 0 | 0 | -259139.105 | 0 | 0 | 0 | 0 | 0 | 0 | 0 | 0 | 0 | 0 | 0 | 0 | 0 | 0 | 0
2016-03-19 02:00 | 0 | 0 | 0 | 0 | 0 | 418871.3809 | 0 | 415031 | 0 | 0 | 0 | 0 | 2187455.6682 | 1558594.1891 | 0 | 0 | 0 | 0 | 0 | 0 | 0 | 0 | 0 | 0 | 0 | 0 | 0 | 0 | 0 | 3840.3809 | 0 | 0 | 0 | 0 | 0 | 0 | 0 | 0 | 0 | 0 | 0 | 0 | 0 | 0 | 0
2016-03-19 03:00 | 0 | 0 | 0 | 0 | 0 | 138217.895 | 0 | 397357 | 0 | 0 | 0 | 0 | 1928316.5633 | 1558594.1891 | 0 | 0 | 0 | 0 | 0 | 0 | 0 | 0 | 0 | 0 | 0 | 0 | 0 | 0 | 0 | -259139.105 | 0 | 0 | 0 | 0 | 0 | 0 | 0 | 0 | 0 | 0 | 0 | 0 | 0 | 0 | 0
2016-03-19 04:00 | 0 | 0 | 0 | 0 | 0 | 119013.895 | 0 | 378153 | 0 | 0 | 0 | 0 | 1669177.4583 | 1558594.1891 | 0 | 0 | 0 | 0 | 0 | 0 | 0 | 0 | 0 | 0 | 0 | 0 | 0 | 0 | 0 | -259139.105 | 0 | 0 | 0 | 0 | 0 | 0 | 0 | 0 | 0 | 0 | 0 | 0 | 0 | 0 | 0
2016-03-19 05:00 | 0 | 0 | 0 | 0 | 0 | 103545.895 | 0 | 362685 | 0 | 0 | 0 | 0 | 1410038.3534 | 1558594.1891 | 0 | 0 | 0 | 0 | 0 | 0 | 0 | 0 | 0 | 0 | 0 | 0 | 0 | 0 | 0 | -259139.105 | 0 | 0 | 0 | 0 | 0 | 0 | 0 | 0 | 0 | 0 | 0 | 0 | 0 | 0 | 0
2016-03-19 06:00 | 0 | 0 | 0 | 0 | 0 | 91469.895 | 0 | 350609 | 0 | 0 | 0 | 0 | 1150899.2484 | 1558594.1891 | 0 | 0 | 0 | 0 | 0 | 0 | 0 | 0 | 0 | 0 | 0 | 0 | 0 | 0 | 0 | -259139.105 | 0 | 0 | 0 | 0 | 0 | 0 | 0 | 0 | 0 | 0 | 0 | 0 | 0 | 0 | 0
2016-03-19 07:00 | 0 | 0 | 0 | 0 | 0 | 326944.374 | 0 | 342841 | 0 | 0 | 0 | 0 | 1135002.6224 | 1558594.1891 | 0 | 0 | 0 | 0 | 0 | 0 | 0 | 0 | 0 | 0 | 0 | 0 | 0 | 0 | 0 | -15896.626 | 0 | 0 | 0 | 0 | 0 | 0 | 0 | 0 | 0 | 0 | 0 | 0 | 0 | 0 | 0
2016-03-19 08:00 | 0 | 0 | 0 | 0 | 0 | 320088.4685 | 0 | 340170 | 0 | 0 | 0 | 0 | 1114921.0908 | 1558594.1891 | 0 | 0 | 0 | 0 | 0 | 0 | 0 | 0 | 0 | 0 | 0 | 0 | 0 | 0 | 0 | -20081.5315 | 0 | 0 | 0 | 0 | 0 | 0 | 0 | 0 | 0 | 0 | 0 | 0 | 0 | 0 | 0
2016-03-19 09:00 | 0 | 0 | 0 | 0 | 0 | 83248.895 | 0 | 342388 | 0 | 0 | 0 | 0 | 855781.9859 | 1558594.1891 | 0 | 0 | 0 | 0 | 0 | 0 | 0 | 0 | 0 | 0 | 0 | 0 | 0 | 0 | 0 | -259139.105 | 0 | 0 | 0 | 0 | 0 | 0 | 0 | 0 | 0 | 0 | 0 | 0 | 0 | 0 | 0
2016-03-19 10:00 | 0 | 0 | 0 | 0 | 0 | 92178.895 | 0 | 351318 | 0 | 0 | 0 | 0 | 596642.8809 | 1558594.1891 | 0 | 0 | 0 | 0 | 0 | 0 | 0 | 0 | 0 | 0 | 0 | 0 | 0 | 0 | 0 | -259139.105 | 0 | 0 | 0 | 0 | 0 | 0 | 0 | 0 | 0 | 0 | 0 | 0 | 0 | 0 | 0
2016-03-19 11:00 | 0 | 0 | 0 | 0 | 0 | 105102.895 | 0 | 364242 | 0 | 0 | 0 | 0 | 337503.776 | 1558594.1891 | 0 | 0 | 0 | 0 | 0 | 0 | 0 | 0 | 0 | 0 | 0 | 0 | 0 | 0 | 0 | -259139.105 | 0 | 0 | 0 | 0 | 0 | 0 | 0 | 0 | 0 | 0 | 0 | 0 | 0 | 0 | 0
2016-03-19 12:00 | 0 | 0 | 0 | 0 | 0 | 304034.295 | 0 | 379072 | 0 | 0 | 0 | 0 | 262466.071 | 1558594.1891 | 0 | 0 | 0 | 0 | 0 | 0 | 0 | 0 | 0 | 0 | 0 | 0 | 0 | 0 | 0 | -75037.705 | 0 | 0 | 0 | 0 | 0 | 0 | 0 | 0 | 0 | 0 | 0 | 0 | 0 | 0 | 0
2016-03-19 13:00 | 0 | 0 | 0 | 0 | 0 | 236553.303 | 118920.7159 | 393999 | 0 | 0 | 0 | 0 | 209675.1083 | 1572860.1707 | 0 | 0 | 0 | 0 | 0 | 0 | 0 | 0 | 0 | 0 | 0 | 0 | 0 | 0 | 0 | -52790.9626 | 14265.9815 | 0 | 0 | 0 | 0 | 0 | 0 | 0 | 0 | 0 | 0 | 0 | 0 | 0 | 0
2016-03-19 14:00 | 0 | 0 | 0 | 0 | 0 | 0 | 503845.5582 | 404444 | 0 | 0 | 0 | 0 | 294810.6849 | 1587126.1522 | 0 | 0 | 0 | 0 | 0 | 0 | 0 | 0 | 0 | 0 | 0 | 0 | 0 | 0 | 0 | 85135.5766 | 14265.9815 | 0 | 0 | 0 | 0 | 0 | 0 | 0 | 0 | 0 | 0 | 0 | 0 | 0 | 0
2016-03-19 15:00 | 0 | 0 | 0 | 0 | 0 | 0 | 680996.0865 | 407591 | 0 | 0 | 0 | 0 | 553949.7899 | 1601392.1337 | 0 | 0 | 0 | 0 | 0 | 0 | 0 | 0 | 0 | 0 | 0 | 0 | 0 | 0 | 0 | 259139.105 | 14265.9815 | 0 | 0 | 0 | 0 | 0 | 0 | 0 | 0 | 0 | 0 | 0 | 0 | 0 | 0
2016-03-19 16:00 | 0 | 0 | 0 | 0 | 0 | 0 | 679505.0865 | 406100 | 0 | 0 | 0 | 0 | 813088.8948 | 1615658.1153 | 0 | 0 | 0 | 0 | 0 | 0 | 0 | 0 | 0 | 0 | 0 | 0 | 0 | 0 | 0 | 259139.105 | 14265.9815 | 0 | 0 | 0 | 0 | 0 | 0 | 0 | 0 | 0 | 0 | 0 | 0 | 0 | 0
2016-03-19 17:00 | 0 | 0 | 0 | 0 | 0 | 0 | 675358.0865 | 401953 | 0 | 0 | 0 | 0 | 1072227.9998 | 1629924.0968 | 0 | 0 | 0 | 0 | 0 | 0 | 0 | 0 | 0 | 0 | 0 | 0 | 0 | 0 | 0 | 259139.105 | 14265.9815 | 0 | 0 | 0 | 0 | 0 | 0 | 0 | 0 | 0 | 0 | 0 | 0 | 0 | 0
2016-03-19 18:00 | 0 | 0 | 0 | 0 | 0 | 0 | 670148.0865 | 396743 | 0 | 0 | 0 | 0 | 1331367.1047 | 1644190.0783 | 0 | 0 | 0 | 0 | 0 | 0 | 0 | 0 | 0 | 0 | 0 | 0 | 0 | 0 | 0 | 259139.105 | 14265.9815 | 0 | 0 | 0 | 0 | 0 | 0 | 0 | 0 | 0 | 0 | 0 | 0 | 0 | 0
2016-03-19 19:00 | 0 | 0 | 0 | 0 | 0 | 0 | 665505.0865 | 392100 | 0 | 0 | 0 | 0 | 1590506.2097 | 1658456.0599 | 0 | 0 | 0 | 0 | 0 | 0 | 0 | 0 | 0 | 0 | 0 | 0 | 0 | 0 | 0 | 259139.105 | 14265.9815 | 0 | 0 | 0 | 0 | 0 | 0 | 0 | 0 | 0 | 0 | 0 | 0 | 0 | 0
2016-03-19 20:00 | 0 | 0 | 0 | 0 | 0 | 0 | 664220.0865 | 390815 | 0 | 0 | 0 | 0 | 1849645.3146 | 1672722.0414 | 0 | 0 | 0 | 0 | 0 | 0 | 0 | 0 | 0 | 0 | 0 | 0 | 0 | 0 | 0 | 259139.105 | 14265.9815 | 0 | 0 | 0 | 0 | 0 | 0 | 0 | 0 | 0 | 0 | 0 | 0 | 0 | 0
2016-03-19 21:00 | 0 | 0 | 0 | 0 | 0 | 0 | 665806.0865 | 392401 | 0 | 0 | 0 | 0 | 2108784.4196 | 1686988.0229 | 0 | 0 | 0 | 0 | 0 | 0 | 0 | 0 | 0 | 0 | 0 | 0 | 0 | 0 | 0 | 259139.105 | 14265.9815 | 0 | 0 | 0 | 0 | 0 | 0 | 0 | 0 | 0 | 0 | 0 | 0 | 0 | 0
2016-03-19 22:00 | 0 | 0 | 0 | 0 | 0 | 0 | 667879.0865 | 394474 | 0 | 0 | 0 | 0 | 2367923.5245 | 1701254.0045 | 0 | 0 | 0 | 0 | 0 | 0 | 0 | 0 | 0 | 0 | 0 | 0 | 0 | 0 | 0 | 259139.105 | 14265.9815 | 0 | 0 | 0 | 0 | 0 | 0 | 0 | 0 | 0 | 0 | 0 | 0 | 0 | 0
2016-03-19 23:00 | 0 | 0 | 0 | 0 | 0 | 0 | 595679.3871 | 401004 | 0 | 0 | 0 | 0 | 2548332.9301 | 1715519.986 | 0 | 0 | 0 | 0 | 0 | 0 | 0 | 0 | 0 | 0 | 0 | 0 | 0 | 0 | 0 | 180409.4055 | 14265.9815 | 0 | 0 | 0 | 0 | 0 | 0 | 0 | 0 | 0 | 0 | 0 | 0 | 0 | 0
2016-03-20 | 0 | 0 | 0 | 0 | 0 | 0 | 260964.7327 | 411271 | 0 | 0 | 0 | 0 | 2383760.6813 | 1729785.9675 | 0 | 0 | 0 | 0 | 0 | 0 | 0 | 0 | 0 | 0 | 0 | 0 | 0 | 0 | 0 | -164572.2488 | 14265.9815 | 0 | 0 | 0 | 0 | 0 | 0 | 0 | 0 | 0 | 0 | 0 | 0 | 0 | 0
2016-03-20 01:00 | 0 | 0 | 0 | 0 | 0 | 138335.8173 | 14121.0777 | 411596 | 0 | 0 | 0 | 0 | 2124621.5763 | 1729785.9675 | 0 | 0 | 0 | 0 | 0 | 0 | 0 | 0 | 0 | 0 | 0 | 0 | 0 | 0 | 0 | -259139.105 | 0 | 0 | 0 | 0 | 0 | 0 | 0 | 0 | 0 | 0 | 0 | 0 | 0 | 0 | 0
2016-03-20 02:00 | 0 | 0 | 0 | 0 | 0 | 35202.0859 | 0 | 403284 | 0 | 0 | 0 | 0 | 1865482.4714 | 1620843.1584 | 0 | 0 | 0 | 0 | 0 | 0 | 0 | 0 | 0 | 0 | 0 | 0 | 0 | 0 | 0 | -259139.105 | 0 | 108942.8092 | 0 | 0 | 0 | 0 | 0 | 0 | 0 | 0 | 0 | 0 | 0 | 0 | 0
2016-03-20 03:00 | 0 | 0 | 0 | 0 | 0 | 431061.7241 | 0 | 390083 | 0 | 0 | 0 | 0 | 1906461.1954 | 1620843.1584 | 0 | 0 | 0 | 0 | 0 | 0 | 0 | 0 | 0 | 0 | 0 | 0 | 0 | 0 | 0 | 40978.7241 | 0 | 0 | 0 | 0 | 0 | 0 | 0 | 0 | 0 | 0 | 0 | 0 | 0 | 0 | 0
2016-03-20 04:00 | 0 | 0 | 0 | 0 | 0 | 116169.895 | 0 | 375309 | 0 | 0 | 0 | 0 | 1647322.0905 | 1620843.1584 | 0 | 0 | 0 | 0 | 0 | 0 | 0 | 0 | 0 | 0 | 0 | 0 | 0 | 0 | 0 | -259139.105 | 0 | 0 | 0 | 0 | 0 | 0 | 0 | 0 | 0 | 0 | 0 | 0 | 0 | 0 | 0
2016-03-20 05:00 | 0 | 0 | 0 | 0 | 0 | 103350.895 | 0 | 362490 | 0 | 0 | 0 | 0 | 1388182.9855 | 1620843.1584 | 0 | 0 | 0 | 0 | 0 | 0 | 0 | 0 | 0 | 0 | 0 | 0 | 0 | 0 | 0 | -259139.105 | 0 | 0 | 0 | 0 | 0 | 0 | 0 | 0 | 0 | 0 | 0 | 0 | 0 | 0 | 0
2016-03-20 06:00 | 0 | 0 | 0 | 0 | 0 | 93579.895 | 0 | 352719 | 0 | 0 | 0 | 0 | 1129043.8806 | 1620843.1584 | 0 | 0 | 0 | 0 | 0 | 0 | 0 | 0 | 0 | 0 | 0 | 0 | 0 | 0 | 0 | -259139.105 | 0 | 0 | 0 | 0 | 0 | 0 | 0 | 0 | 0 | 0 | 0 | 0 | 0 | 0 | 0
2016-03-20 07:00 | 0 | 0 | 0 | 0 | 0 | 87792.895 | 0 | 346932 | 0 | 0 | 0 | 0 | 869904.7756 | 1620843.1584 | 0 | 0 | 0 | 0 | 0 | 0 | 0 | 0 | 0 | 0 | 0 | 0 | 0 | 0 | 0 | -259139.105 | 0 | 0 | 0 | 0 | 0 | 0 | 0 | 0 | 0 | 0 | 0 | 0 | 0 | 0 | 0
2016-03-20 08:00 | 0 | 0 | 0 | 0 | 0 | 340402.1544 | 0 | 344382 | 0 | 0 | 0 | 0 | 865924.93 | 1620843.1584 | 0 | 0 | 0 | 0 | 0 | 0 | 0 | 0 | 0 | 0 | 0 | 0 | 0 | 0 | 0 | -3979.8456 | 0 | 0 | 0 | 0 | 0 | 0 | 0 | 0 | 0 | 0 | 0 | 0 | 0 | 0 | 0
2016-03-20 09:00 | 0 | 0 | 0 | 0 | 0 | 333624.9004 | 0 | 347241 | 0 | 0 | 0 | 0 | 852308.8304 | 1620843.1584 | 0 | 0 | 0 | 0 | 0 | 0 | 0 | 0 | 0 | 0 | 0 | 0 | 0 | 0 | 0 | -13616.0996 | 0 | 0 | 0 | 0 | 0 | 0 | 0 | 0 | 0 | 0 | 0 | 0 | 0 | 0 | 0
2016-03-20 10:00 | 0 | 0 | 0 | 0 | 0 | 95227.895 | 0 | 354367 | 0 | 0 | 0 | 0 | 593169.7254 | 1620843.1584 | 0 | 0 | 0 | 0 | 0 | 0 | 0 | 0 | 0 | 0 | 0 | 0 | 0 | 0 | 0 | -259139.105 | 0 | 0 | 0 | 0 | 0 | 0 | 0 | 0 | 0 | 0 | 0 | 0 | 0 | 0 | 0
2016-03-20 11:00 | 0 | 0 | 0 | 0 | 0 | 107429.895 | 0 | 366569 | 0 | 0 | 0 | 0 | 334030.6205 | 1620843.1584 | 0 | 0 | 0 | 0 | 0 | 0 | 0 | 0 | 0 | 0 | 0 | 0 | 0 | 0 | 0 | -259139.105 | 0 | 0 | 0 | 0 | 0 | 0 | 0 | 0 | 0 | 0 | 0 | 0 | 0 | 0 | 0
2016-03-20 12:00 | 0 | 0 | 0 | 0 | 0 | 277903.9896 | 0 | 380362 | 0 | 0 | 0 | 0 | 217306.6285 | 1635109.1399 | 0 | 0 | 0 | 0 | 0 | 0 | 0 | 0 | 0 | 0 | 0 | 0 | 0 | 0 | 0 | -116723.9919 | 14265.9815 | 0 | 0 | 0 | 0 | 0 | 0 | 0 | 0 | 0 | 0 | 0 | 0 | 0 | 0
2016-03-20 13:00 | 0 | 0 | 0 | 0 | 0 | 162845.2533 | 109167.5493 | 392900 | 0 | 0 | 0 | 0 | 82153.4496 | 1649375.1214 | 0 | 0 | 0 | 0 | 0 | 0 | 0 | 0 | 0 | 0 | 0 | 0 | 0 | 0 | 0 | -135153.1789 | 14265.9815 | 0 | 0 | 0 | 0 | 0 | 0 | 0 | 0 | 0 | 0 | 0 | 0 | 0 | 0
2016-03-20 14:00 | 0 | 0 | 0 | 0 | 0 | 0 | 490641.284 | 399596 | 0 | 0 | 0 | 0 | 173198.7336 | 1649375.1214 | 0 | 0 | 0 | 0 | 0 | 0 | 0 | 0 | 0 | 0 | 0 | 0 | 0 | 0 | 0 | 91045.284 | 0 | 0 | 0 | 0 | 0 | 0 | 0 | 0 | 0 | 0 | 0 | 0 | 0 | 0 | 0
2016-03-20 15:00 | 0 | 0 | 0 | 0 | 0 | 0 | 673939.0865 | 400534 | 0 | 0 | 0 | 0 | 432337.8386 | 1663641.103 | 0 | 0 | 0 | 0 | 0 | 0 | 0 | 0 | 0 | 0 | 0 | 0 | 0 | 0 | 0 | 259139.105 | 14265.9815 | 0 | 0 | 0 | 0 | 0 | 0 | 0 | 0 | 0 | 0 | 0 | 0 | 0 | 0
2016-03-20 16:00 | 0 | 0 | 0 | 0 | 0 | 0 | 674215.0865 | 400810 | 0 | 0 | 0 | 0 | 691476.9435 | 1677907.0845 | 0 | 0 | 0 | 0 | 0 | 0 | 0 | 0 | 0 | 0 | 0 | 0 | 0 | 0 | 0 | 259139.105 | 14265.9815 | 0 | 0 | 0 | 0 | 0 | 0 | 0 | 0 | 0 | 0 | 0 | 0 | 0 | 0
2016-03-20 17:00 | 0 | 0 | 0 | 0 | 0 | 0 | 673507.0865 | 400102 | 0 | 0 | 0 | 0 | 950616.0485 | 1692173.066 | 0 | 0 | 0 | 0 | 0 | 0 | 0 | 0 | 0 | 0 | 0 | 0 | 0 | 0 | 0 | 259139.105 | 14265.9815 | 0 | 0 | 0 | 0 | 0 | 0 | 0 | 0 | 0 | 0 | 0 | 0 | 0 | 0
2016-03-20 18:00 | 0 | 0 | 0 | 0 | 0 | 0 | 670849.0865 | 397444 | 0 | 0 | 0 | 0 | 1209755.1534 | 1706439.0476 | 0 | 0 | 0 | 0 | 0 | 0 | 0 | 0 | 0 | 0 | 0 | 0 | 0 | 0 | 0 | 259139.105 | 14265.9815 | 0 | 0 | 0 | 0 | 0 | 0 | 0 | 0 | 0 | 0 | 0 | 0 | 0 | 0
2016-03-20 19:00 | 0 | 0 | 0 | 0 | 0 | 0 | 668883.0865 | 395478 | 0 | 0 | 0 | 0 | 1468894.2584 | 1720705.0291 | 0 | 0 | 0 | 0 | 0 | 0 | 0 | 0 | 0 | 0 | 0 | 0 | 0 | 0 | 0 | 259139.105 | 14265.9815 | 0 | 0 | 0 | 0 | 0 | 0 | 0 | 0 | 0 | 0 | 0 | 0 | 0 | 0
2016-03-20 20:00 | 0 | 0 | 0 | 0 | 0 | 0 | 669282.0865 | 395877 | 0 | 0 | 0 | 0 | 1728033.3633 | 1734971.0106 | 0 | 0 | 0 | 0 | 0 | 0 | 0 | 0 | 0 | 0 | 0 | 0 | 0 | 0 | 0 | 259139.105 | 14265.9815 | 0 | 0 | 0 | 0 | 0 | 0 | 0 | 0 | 0 | 0 | 0 | 0 | 0 | 0
2016-03-20 21:00 | 0 | 0 | 0 | 0 | 0 | 0 | 673067.0865 | 399662 | 0 | 0 | 0 | 0 | 1987172.4683 | 1749236.9922 | 0 | 0 | 0 | 0 | 0 | 0 | 0 | 0 | 0 | 0 | 0 | 0 | 0 | 0 | 0 | 259139.105 | 14265.9815 | 0 | 0 | 0 | 0 | 0 | 0 | 0 | 0 | 0 | 0 | 0 | 0 | 0 | 0
2016-03-20 22:00 | 0 | 0 | 0 | 0 | 0 | 0 | 678977.0865 | 405572 | 0 | 0 | 0 | 0 | 2246311.5732 | 1763502.9737 | 0 | 0 | 0 | 0 | 0 | 0 | 0 | 0 | 0 | 0 | 0 | 0 | 0 | 0 | 0 | 259139.105 | 14265.9815 | 0 | 0 | 0 | 0 | 0 | 0 | 0 | 0 | 0 | 0 | 0 | 0 | 0 | 0
2016-03-20 23:00 | 0 | 0 | 0 | 0 | 0 | 30017.5359 | 645203.5691 | 416082 | 0 | 0 | 0 | 0 | 2505450.6782 | 1763502.9737 | 0 | 0 | 0 | 0 | 0 | 0 | 0 | 0 | 0 | 0 | 0 | 0 | 0 | 0 | 0 | 259139.105 | 0 | 0 | 0 | 0 | 0 | 0 | 0 | 0 | 0 | 0 | 0 | 0 | 0 | 0 | 0
2016-03-21 | 0 | 0 | 0 | 0 | 0 | 0 | 297933.3889 | 427870 | 0 | 0 | 0 | 0 | 2375514.0671 | 1763502.9737 | 0 | 0 | 0 | 0 | 0 | 0 | 0 | 0 | 0 | 0 | 0 | 0 | 0 | 0 | 0 | -129936.6111 | 0 | 0 | 0 | 0 | 0 | 0 | 0 | 0 | 0 | 0 | 0 | 0 | 0 | 0 | 0
2016-03-21 01:00 | 0 | 0 | 0 | 0 | 0 | 372857.2915 | 13648.586 | 429768 | 0 | 0 | 0 | 0 | 2332251.9446 | 1763502.9737 | 0 | 0 | 0 | 0 | 0 | 0 | 0 | 0 | 0 | 0 | 0 | 0 | 0 | 0 | 0 | -43262.1225 | 0 | 0 | 0 | 0 | 0 | 0 | 0 | 0 | 0 | 0 | 0 | 0 | 0 | 0 | 0
2016-03-21 02:00 | 0 | 0 | 0 | 0 | 0 | 51142.0859 | 0 | 419224 | 0 | 0 | 0 | 0 | 2073112.8396 | 1654560.1645 | 0 | 0 | 0 | 0 | 0 | 0 | 0 | 0 | 0 | 0 | 0 | 0 | 0 | 0 | 0 | -259139.105 | 0 | 108942.8092 | 0 | 0 | 0 | 0 | 0 | 0 | 0 | 0 | 0 | 0 | 0 | 0 | 0
2016-03-21 03:00 | 0 | 0 | 0 | 0 | 0 | 144960.895 | 0 | 404100 | 0 | 0 | 0 | 0 | 1813973.7347 | 1654560.1645 | 0 | 0 | 0 | 0 | 0 | 0 | 0 | 0 | 0 | 0 | 0 | 0 | 0 | 0 | 0 | -259139.105 | 0 | 0 | 0 | 0 | 0 | 0 | 0 | 0 | 0 | 0 | 0 | 0 | 0 | 0 | 0
2016-03-21 04:00 | 0 | 0 | 0 | 0 | 0 | 127786.895 | 0 | 386926 | 0 | 0 | 0 | 0 | 1554834.6297 | 1654560.1645 | 0 | 0 | 0 | 0 | 0 | 0 | 0 | 0 | 0 | 0 | 0 | 0 | 0 | 0 | 0 | -259139.105 | 0 | 0 | 0 | 0 | 0 | 0 | 0 | 0 | 0 | 0 | 0 | 0 | 0 | 0 | 0
2016-03-21 05:00 | 0 | 0 | 0 | 0 | 0 | 115299.895 | 0 | 374439 | 0 | 0 | 0 | 0 | 1295695.5248 | 1654560.1645 | 0 | 0 | 0 | 0 | 0 | 0 | 0 | 0 | 0 | 0 | 0 | 0 | 0 | 0 | 0 | -259139.105 | 0 | 0 | 0 | 0 | 0 | 0 | 0 | 0 | 0 | 0 | 0 | 0 | 0 | 0 | 0
2016-03-21 06:00 | 0 | 0 | 0 | 0 | 0 | 625723.105 | 0 | 366584 | 0 | 0 | 0 | 0 | 1554834.6297 | 1654560.1645 | 0 | 0 | 0 | 0 | 0 | 0 | 0 | 0 | 0 | 0 | 0 | 0 | 0 | 0 | 0 | 259139.105 | 0 | 0 | 0 | 0 | 0 | 0 | 0 | 0 | 0 | 0 | 0 | 0 | 0 | 0 | 0
2016-03-21 07:00 | 0 | 0 | 0 | 0 | 0 | 104425.895 | 0 | 363565 | 0 | 0 | 0 | 0 | 1295695.5248 | 1654560.1645 | 0 | 0 | 0 | 0 | 0 | 0 | 0 | 0 | 0 | 0 | 0 | 0 | 0 | 0 | 0 | -259139.105 | 0 | 0 | 0 | 0 | 0 | 0 | 0 | 0 | 0 | 0 | 0 | 0 | 0 | 0 | 0
2016-03-21 08:00 | 0 | 0 | 0 | 0 | 0 | 108194.895 | 0 | 367334 | 0 | 0 | 0 | 0 | 1036556.4198 | 1654560.1645 | 0 | 0 | 0 | 0 | 0 | 0 | 0 | 0 | 0 | 0 | 0 | 0 | 0 | 0 | 0 | -259139.105 | 0 | 0 | 0 | 0 | 0 | 0 | 0 | 0 | 0 | 0 | 0 | 0 | 0 | 0 | 0
2016-03-21 09:00 | 0 | 0 | 0 | 0 | 0 | 122921.895 | 0 | 382061 | 0 | 0 | 0 | 0 | 777417.3149 | 1654560.1645 | 0 | 0 | 0 | 0 | 0 | 0 | 0 | 0 | 0 | 0 | 0 | 0 | 0 | 0 | 0 | -259139.105 | 0 | 0 | 0 | 0 | 0 | 0 | 0 | 0 | 0 | 0 | 0 | 0 | 0 | 0 | 0
2016-03-21 10:00 | 0 | 0 | 0 | 0 | 0 | 154977.895 | 0 | 414117 | 0 | 0 | 0 | 0 | 518278.2099 | 1654560.1645 | 0 | 0 | 0 | 0 | 0 | 0 | 0 | 0 | 0 | 0 | 0 | 0 | 0 | 0 | 0 | -259139.105 | 0 | 0 | 0 | 0 | 0 | 0 | 0 | 0 | 0 | 0 | 0 | 0 | 0 | 0 | 0
2016-03-21 11:00 | 0 | 0 | 0 | 0 | 0 | 187102.895 | 0 | 446242 | 0 | 0 | 0 | 0 | 259139.105 | 1654560.1645 | 0 | 0 | 0 | 0 | 0 | 0 | 0 | 0 | 0 | 0 | 0 | 0 | 0 | 0 | 0 | -259139.105 | 0 | 0 | 0 | 0 | 0 | 0 | 0 | 0 | 0 | 0 | 0 | 0 | 0 | 0 | 0
2016-03-21 12:00 | 0 | 0 | 0 | 0 | 0 | 200053.895 | 0 | 459193 | 0 | 0 | 0 | 0 | 0 | 1654560.1645 | 0 | 0 | 0 | 0 | 0 | 0 | 0 | 0 | 0 | 0 | 0 | 0 | 0 | 0 | 0 | -259139.105 | 0 | 0 | 0 | 0 | 0 | 0 | 0 | 0 | 0 | 0 | 0 | 0 | 0 | 0 | 0
2016-03-21 13:00 | 0 | 0 | 0 | 0 | 0 | 371375.9457 | 87423.0543 | 458799 | 0 | 0 | 0 | 0 | 0 | 1654560.1645 | 0 | 0 | 0 | 0 | 0 | 0 | 0 | 0 | 0 | 0 | 0 | 0 | 0 | 0 | 0 | 0 | 0 | 0 | 0 | 0 | 0 | 0 | 0 | 0 | 0 | 0 | 0 | 0 | 0 | 0 | 0
2016-03-21 14:00 | 0 | 0 | 0 | 0 | 0 | 0 | 490907.655 | 454396 | 0 | 0 | 0 | 0 | 36511.655 | 1654560.1645 | 0 | 0 | 0 | 0 | 0 | 0 | 0 | 0 | 0 | 0 | 0 | 0 | 0 | 0 | 0 | 36511.655 | 0 | 0 | 0 | 0 | 0 | 0 | 0 | 0 | 0 | 0 | 0 | 0 | 0 | 0 | 0
2016-03-21 15:00 | 0 | 0 | 0 | 0 | 0 | 0 | 701130.33 | 448158 | 0 | 0 | 0 | 0 | 289483.9849 | 1654560.1645 | 0 | 0 | 0 | 0 | 0 | 0 | 0 | 0 | 0 | 0 | 0 | 0 | 0 | 0 | 0 | 252972.33 | 0 | 0 | 0 | 0 | 0 | 0 | 0 | 0 | 0 | 0 | 0 | 0 | 0 | 0 | 0
2016-03-21 16:00 | 0 | 0 | 0 | 0 | 0 | 0 | 713877.0865 | 440472 | 0 | 0 | 0 | 0 | 548623.0899 | 1668826.1461 | 0 | 0 | 0 | 0 | 0 | 0 | 0 | 0 | 0 | 0 | 0 | 0 | 0 | 0 | 0 | 259139.105 | 14265.9815 | 0 | 0 | 0 | 0 | 0 | 0 | 0 | 0 | 0 | 0 | 0 | 0 | 0 | 0
2016-03-21 17:00 | 0 | 0 | 0 | 0 | 0 | 0 | 706606.0865 | 433201 | 0 | 0 | 0 | 0 | 807762.1949 | 1683092.1276 | 0 | 0 | 0 | 0 | 0 | 0 | 0 | 0 | 0 | 0 | 0 | 0 | 0 | 0 | 0 | 259139.105 | 14265.9815 | 0 | 0 | 0 | 0 | 0 | 0 | 0 | 0 | 0 | 0 | 0 | 0 | 0 | 0
2016-03-21 18:00 | 0 | 0 | 0 | 0 | 0 | 0 | 699575.0865 | 426170 | 0 | 0 | 0 | 0 | 1066901.2998 | 1697358.1091 | 0 | 0 | 0 | 0 | 0 | 0 | 0 | 0 | 0 | 0 | 0 | 0 | 0 | 0 | 0 | 259139.105 | 14265.9815 | 0 | 0 | 0 | 0 | 0 | 0 | 0 | 0 | 0 | 0 | 0 | 0 | 0 | 0
2016-03-21 19:00 | 0 | 0 | 0 | 0 | 0 | 0 | 694018.0865 | 420613 | 0 | 0 | 0 | 0 | 1326040.4048 | 1711624.0907 | 0 | 0 | 0 | 0 | 0 | 0 | 0 | 0 | 0 | 0 | 0 | 0 | 0 | 0 | 0 | 259139.105 | 14265.9815 | 0 | 0 | 0 | 0 | 0 | 0 | 0 | 0 | 0 | 0 | 0 | 0 | 0 | 0
2016-03-21 20:00 | 0 | 0 | 0 | 0 | 0 | 0 | 690535.0865 | 417130 | 0 | 0 | 0 | 0 | 1585179.5097 | 1725890.0722 | 0 | 0 | 0 | 0 | 0 | 0 | 0 | 0 | 0 | 0 | 0 | 0 | 0 | 0 | 0 | 259139.105 | 14265.9815 | 0 | 0 | 0 | 0 | 0 | 0 | 0 | 0 | 0 | 0 | 0 | 0 | 0 | 0
2016-03-21 21:00 | 0 | 0 | 0 | 0 | 0 | 0 | 690545.0865 | 417140 | 0 | 0 | 0 | 0 | 1844318.6147 | 1740156.0537 | 0 | 0 | 0 | 0 | 0 | 0 | 0 | 0 | 0 | 0 | 0 | 0 | 0 | 0 | 0 | 259139.105 | 14265.9815 | 0 | 0 | 0 | 0 | 0 | 0 | 0 | 0 | 0 | 0 | 0 | 0 | 0 | 0
2016-03-21 22:00 | 0 | 0 | 0 | 0 | 0 | 0 | 639295.3656 | 419473 | 0 | 0 | 0 | 0 | 2064140.9803 | 1740156.0537 | 0 | 0 | 0 | 0 | 0 | 0 | 0 | 0 | 0 | 0 | 0 | 0 | 0 | 0 | 0 | 219822.3656 | 0 | 0 | 0 | 0 | 0 | 0 | 0 | 0 | 0 | 0 | 0 | 0 | 0 | 0 | 0
2016-03-21 23:00 | 0 | 0 | 0 | 0 | 0 | 0 | 497481.7961 | 429597 | 0 | 0 | 0 | 0 | 2132025.7764 | 1740156.0537 | 0 | 0 | 0 | 0 | 0 | 0 | 0 | 0 | 0 | 0 | 0 | 0 | 0 | 0 | 0 | 67884.7961 | 0 | 0 | 0 | 0 | 0 | 0 | 0 | 0 | 0 | 0 | 0 | 0 | 0 | 0 | 0
2016-03-22 | 0 | 0 | 0 | 0 | 0 | 0 | 212467.8852 | 443841 | 0 | 0 | 0 | 0 | 1900652.6616 | 1740156.0537 | 0 | 0 | 0 | 0 | 0 | 0 | 0 | 0 | 0 | 0 | 0 | 0 | 0 | 0 | 0 | -231373.1148 | 0 | 0 | 0 | 0 | 0 | 0 | 0 | 0 | 0 | 0 | 0 | 0 | 0 | 0 | 0
2016-03-22 01:00 | 0 | 0 | 0 | 0 | 0 | 688428.0699 | 14227.0351 | 443516 | 0 | 0 | 0 | 0 | 2159791.7665 | 1740156.0537 | 0 | 0 | 0 | 0 | 0 | 0 | 0 | 0 | 0 | 0 | 0 | 0 | 0 | 0 | 0 | 259139.105 | 0 | 0 | 0 | 0 | 0 | 0 | 0 | 0 | 0 | 0 | 0 | 0 | 0 | 0 | 0
2016-03-22 02:00 | 0 | 0 | 0 | 0 | 0 | 170203.895 | 0 | 429343 | 0 | 0 | 0 | 0 | 1900652.6616 | 1740156.0537 | 0 | 0 | 0 | 0 | 0 | 0 | 0 | 0 | 0 | 0 | 0 | 0 | 0 | 0 | 0 | -259139.105 | 0 | 0 | 0 | 0 | 0 | 0 | 0 | 0 | 0 | 0 | 0 | 0 | 0 | 0 | 0
2016-03-22 03:00 | 0 | 0 | 0 | 0 | 0 | 150762.895 | 0 | 409902 | 0 | 0 | 0 | 0 | 1641513.5566 | 1740156.0537 | 0 | 0 | 0 | 0 | 0 | 0 | 0 | 0 | 0 | 0 | 0 | 0 | 0 | 0 | 0 | -259139.105 | 0 | 0 | 0 | 0 | 0 | 0 | 0 | 0 | 0 | 0 | 0 | 0 | 0 | 0 | 0
2016-03-22 04:00 | 0 | 0 | 0 | 0 | 0 | 650286.105 | 0 | 391147 | 0 | 0 | 0 | 0 | 1900652.6616 | 1740156.0537 | 0 | 0 | 0 | 0 | 0 | 0 | 0 | 0 | 0 | 0 | 0 | 0 | 0 | 0 | 0 | 259139.105 | 0 | 0 | 0 | 0 | 0 | 0 | 0 | 0 | 0 | 0 | 0 | 0 | 0 | 0 | 0
2016-03-22 05:00 | 0 | 0 | 0 | 0 | 0 | 119065.895 | 0 | 378205 | 0 | 0 | 0 | 0 | 1641513.5566 | 1740156.0537 | 0 | 0 | 0 | 0 | 0 | 0 | 0 | 0 | 0 | 0 | 0 | 0 | 0 | 0 | 0 | -259139.105 | 0 | 0 | 0 | 0 | 0 | 0 | 0 | 0 | 0 | 0 | 0 | 0 | 0 | 0 | 0
2016-03-22 06:00 | 0 | 0 | 0 | 0 | 0 | 110818.895 | 0 | 369958 | 0 | 0 | 0 | 0 | 1382374.4517 | 1740156.0537 | 0 | 0 | 0 | 0 | 0 | 0 | 0 | 0 | 0 | 0 | 0 | 0 | 0 | 0 | 0 | -259139.105 | 0 | 0 | 0 | 0 | 0 | 0 | 0 | 0 | 0 | 0 | 0 | 0 | 0 | 0 | 0
2016-03-22 07:00 | 0 | 0 | 0 | 0 | 0 | 108109.895 | 0 | 367249 | 0 | 0 | 0 | 0 | 1123235.3467 | 1740156.0537 | 0 | 0 | 0 | 0 | 0 | 0 | 0 | 0 | 0 | 0 | 0 | 0 | 0 | 0 | 0 | -259139.105 | 0 | 0 | 0 | 0 | 0 | 0 | 0 | 0 | 0 | 0 | 0 | 0 | 0 | 0 | 0
2016-03-22 08:00 | 0 | 0 | 0 | 0 | 0 | 520344.2958 | 0 | 370148 | 0 | 0 | 0 | 0 | 1382374.4517 | 1631213.2446 | 0 | 0 | 0 | 0 | 0 | 0 | 0 | 0 | 0 | 0 | 0 | 0 | 0 | 0 | 0 | 259139.105 | 0 | 108942.8092 | 0 | 0 | 0 | 0 | 0 | 0 | 0 | 0 | 0 | 0 | 0 | 0 | 0
2016-03-22 09:00 | 0 | 0 | 0 | 0 | 0 | 124948.895 | 0 | 384088 | 0 | 0 | 0 | 0 | 1123235.3467 | 1631213.2446 | 0 | 0 | 0 | 0 | 0 | 0 | 0 | 0 | 0 | 0 | 0 | 0 | 0 | 0 | 0 | -259139.105 | 0 | 0 | 0 | 0 | 0 | 0 | 0 | 0 | 0 | 0 | 0 | 0 | 0 | 0 | 0
2016-03-22 10:00 | 0 | 0 | 0 | 0 | 0 | 170570.8766 | 0 | 415444 | 0 | 0 | 0 | 0 | 864096.2418 | 1645479.2261 | 0 | 0 | 0 | 0 | 0 | 0 | 0 | 0 | 0 | 0 | 0 | 0 | 0 | 0 | 0 | -259139.105 | 14265.9815 | 0 | 0 | 0 | 0 | 0 | 0 | 0 | 0 | 0 | 0 | 0 | 0 | 0 | 0
2016-03-22 11:00 | 0 | 0 | 0 | 0 | 0 | 185826.895 | 0 | 444966 | 0 | 0 | 0 | 0 | 604957.1368 | 1645479.2261 | 0 | 0 | 0 | 0 | 0 | 0 | 0 | 0 | 0 | 0 | 0 | 0 | 0 | 0 | 0 | -259139.105 | 0 | 0 | 0 | 0 | 0 | 0 | 0 | 0 | 0 | 0 | 0 | 0 | 0 | 0 | 0
2016-03-22 12:00 | 0 | 0 | 0 | 0 | 0 | 348066.4288 | 0 | 452497 | 0 | 0 | 0 | 0 | 486260.5841 | 1659745.2076 | 0 | 0 | 0 | 0 | 0 | 0 | 0 | 0 | 0 | 0 | 0 | 0 | 0 | 0 | 0 | -118696.5527 | 14265.9815 | 0 | 0 | 0 | 0 | 0 | 0 | 0 | 0 | 0 | 0 | 0 | 0 | 0 | 0
2016-03-22 13:00 | 0 | 0 | 0 | 0 | 0 | 486561.3516 | 71537.5558 | 447072 | 0 | 0 | 0 | 0 | 597287.4915 | 1659745.2076 | 0 | 0 | 0 | 0 | 0 | 0 | 0 | 0 | 0 | 0 | 0 | 0 | 0 | 0 | 0 | 111026.9074 | 0 | 0 | 0 | 0 | 0 | 0 | 0 | 0 | 0 | 0 | 0 | 0 | 0 | 0 | 0
2016-03-22 14:00 | 0 | 0 | 0 | 0 | 0 | 0 | 410306.7753 | 440164 | 0 | 0 | 0 | 0 | 567430.2668 | 1659745.2076 | 0 | 0 | 0 | 0 | 0 | 0 | 0 | 0 | 0 | 0 | 0 | 0 | 0 | 0 | 0 | -29857.2247 | 0 | 0 | 0 | 0 | 0 | 0 | 0 | 0 | 0 | 0 | 0 | 0 | 0 | 0 | 0
2016-03-22 15:00 | 0 | 0 | 0 | 0 | 0 | 0 | 643249.0409 | 433376 | 0 | 0 | 0 | 0 | 777303.3077 | 1659745.2076 | 0 | 0 | 0 | 0 | 0 | 0 | 0 | 0 | 0 | 0 | 0 | 0 | 0 | 0 | 0 | 209873.0409 | 0 | 0 | 0 | 0 | 0 | 0 | 0 | 0 | 0 | 0 | 0 | 0 | 0 | 0 | 0
2016-03-22 16:00 | 0 | 0 | 0 | 0 | 0 | 0 | 699679.0865 | 426274 | 0 | 0 | 0 | 0 | 1036442.4127 | 1674011.1892 | 0 | 0 | 0 | 0 | 0 | 0 | 0 | 0 | 0 | 0 | 0 | 0 | 0 | 0 | 0 | 259139.105 | 14265.9815 | 0 | 0 | 0 | 0 | 0 | 0 | 0 | 0 | 0 | 0 | 0 | 0 | 0 | 0
2016-03-22 17:00 | 0 | 0 | 0 | 0 | 0 | 0 | 693367.0865 | 419962 | 0 | 0 | 0 | 0 | 1295581.5176 | 1688277.1707 | 0 | 0 | 0 | 0 | 0 | 0 | 0 | 0 | 0 | 0 | 0 | 0 | 0 | 0 | 0 | 259139.105 | 14265.9815 | 0 | 0 | 0 | 0 | 0 | 0 | 0 | 0 | 0 | 0 | 0 | 0 | 0 | 0
2016-03-22 18:00 | 0 | 0 | 0 | 0 | 0 | 0 | 688895.0865 | 415490 | 0 | 0 | 0 | 0 | 1554720.6226 | 1702543.1522 | 0 | 0 | 0 | 0 | 0 | 0 | 0 | 0 | 0 | 0 | 0 | 0 | 0 | 0 | 0 | 259139.105 | 14265.9815 | 0 | 0 | 0 | 0 | 0 | 0 | 0 | 0 | 0 | 0 | 0 | 0 | 0 | 0
2016-03-22 19:00 | 0 | 0 | 0 | 0 | 0 | 0 | 684391.0865 | 410986 | 0 | 0 | 0 | 0 | 1813859.7275 | 1716809.1338 | 0 | 0 | 0 | 0 | 0 | 0 | 0 | 0 | 0 | 0 | 0 | 0 | 0 | 0 | 0 | 259139.105 | 14265.9815 | 0 | 0 | 0 | 0 | 0 | 0 | 0 | 0 | 0 | 0 | 0 | 0 | 0 | 0
2016-03-22 20:00 | 0 | 0 | 0 | 0 | 0 | 0 | 682351.0865 | 408946 | 0 | 0 | 0 | 0 | 2072998.8325 | 1731075.1153 | 0 | 0 | 0 | 0 | 0 | 0 | 0 | 0 | 0 | 0 | 0 | 0 | 0 | 0 | 0 | 259139.105 | 14265.9815 | 0 | 0 | 0 | 0 | 0 | 0 | 0 | 0 | 0 | 0 | 0 | 0 | 0 | 0
2016-03-22 21:00 | 0 | 0 | 0 | 0 | 0 | 0 | 683066.0865 | 409661 | 0 | 0 | 0 | 0 | 2332137.9374 | 1745341.0968 | 0 | 0 | 0 | 0 | 0 | 0 | 0 | 0 | 0 | 0 | 0 | 0 | 0 | 0 | 0 | 259139.105 | 14265.9815 | 0 | 0 | 0 | 0 | 0 | 0 | 0 | 0 | 0 | 0 | 0 | 0 | 0 | 0
2016-03-22 22:00 | 0 | 0 | 0 | 0 | 0 | 0 | 678984.9559 | 411033 | 0 | 0 | 0 | 0 | 2591277.0424 | 1754153.9478 | 0 | 0 | 0 | 0 | 0 | 0 | 0 | 0 | 0 | 0 | 0 | 0 | 0 | 0 | 0 | 259139.105 | 8812.851 | 0 | 0 | 0 | 0 | 0 | 0 | 0 | 0 | 0 | 0 | 0 | 0 | 0 | 0
2016-03-22 23:00 | 0 | 0 | 0 | 0 | 0 | 0 | 560323.2827 | 417740 | 0 | 0 | 0 | 0 | 2733860.325 | 1754153.9478 | 0 | 0 | 0 | 0 | 0 | 0 | 0 | 0 | 0 | 0 | 0 | 0 | 0 | 0 | 0 | 142583.2827 | 0 | 0 | 0 | 0 | 0 | 0 | 0 | 0 | 0 | 0 | 0 | 0 | 0 | 0 | 0
2016-03-23 | 0 | 0 | 0 | 0 | 0 | 0 | 286937.7245 | 429407 | 0 | 0 | 0 | 0 | 2591391.0495 | 1754153.9478 | 0 | 0 | 0 | 0 | 0 | 0 | 0 | 0 | 0 | 0 | 0 | 0 | 0 | 0 | 0 | -142469.2755 | 0 | 0 | 0 | 0 | 0 | 0 | 0 | 0 | 0 | 0 | 0 | 0 | 0 | 0 | 0
2016-03-23 01:00 | 0 | 0 | 0 | 0 | 0 | 661451.2076 | 25097.8974 | 427410 | 0 | 0 | 0 | 0 | 2850530.1545 | 1754153.9478 | 0 | 0 | 0 | 0 | 0 | 0 | 0 | 0 | 0 | 0 | 0 | 0 | 0 | 0 | 0 | 259139.105 | 0 | 0 | 0 | 0 | 0 | 0 | 0 | 0 | 0 | 0 | 0 | 0 | 0 | 0 | 0
2016-03-23 02:00 | 0 | 0 | 0 | 0 | 0 | 153029.895 | 0 | 412169 | 0 | 0 | 0 | 0 | 2591391.0495 | 1754153.9478 | 0 | 0 | 0 | 0 | 0 | 0 | 0 | 0 | 0 | 0 | 0 | 0 | 0 | 0 | 0 | -259139.105 | 0 | 0 | 0 | 0 | 0 | 0 | 0 | 0 | 0 | 0 | 0 | 0 | 0 | 0 | 0
2016-03-23 03:00 | 0 | 0 | 0 | 0 | 0 | 23995.0859 | 0 | 392077 | 0 | 0 | 0 | 0 | 2332251.9446 | 1645211.1387 | 0 | 0 | 0 | 0 | 0 | 0 | 0 | 0 | 0 | 0 | 0 | 0 | 0 | 0 | 0 | -259139.105 | 0 | 108942.8092 | 0 | 0 | 0 | 0 | 0 | 0 | 0 | 0 | 0 | 0 | 0 | 0 | 0
2016-03-23 04:00 | 0 | 0 | 0 | 0 | 0 | 112295.895 | 0 | 371435 | 0 | 0 | 0 | 0 | 2073112.8396 | 1645211.1387 | 0 | 0 | 0 | 0 | 0 | 0 | 0 | 0 | 0 | 0 | 0 | 0 | 0 | 0 | 0 | -259139.105 | 0 | 0 | 0 | 0 | 0 | 0 | 0 | 0 | 0 | 0 | 0 | 0 | 0 | 0 | 0
2016-03-23 05:00 | 0 | 0 | 0 | 0 | 0 | 96135.895 | 0 | 355275 | 0 | 0 | 0 | 0 | 1813973.7347 | 1645211.1387 | 0 | 0 | 0 | 0 | 0 | 0 | 0 | 0 | 0 | 0 | 0 | 0 | 0 | 0 | 0 | -259139.105 | 0 | 0 | 0 | 0 | 0 | 0 | 0 | 0 | 0 | 0 | 0 | 0 | 0 | 0 | 0
2016-03-23 06:00 | 0 | 0 | 0 | 0 | 0 | 85603.895 | 0 | 344743 | 0 | 0 | 0 | 0 | 1554834.6297 | 1645211.1387 | 0 | 0 | 0 | 0 | 0 | 0 | 0 | 0 | 0 | 0 | 0 | 0 | 0 | 0 | 0 | -259139.105 | 0 | 0 | 0 | 0 | 0 | 0 | 0 | 0 | 0 | 0 | 0 | 0 | 0 | 0 | 0
2016-03-23 07:00 | 0 | 0 | 0 | 0 | 0 | 79367.895 | 0 | 338507 | 0 | 0 | 0 | 0 | 1295695.5248 | 1645211.1387 | 0 | 0 | 0 | 0 | 0 | 0 | 0 | 0 | 0 | 0 | 0 | 0 | 0 | 0 | 0 | -259139.105 | 0 | 0 | 0 | 0 | 0 | 0 | 0 | 0 | 0 | 0 | 0 | 0 | 0 | 0 | 0
2016-03-23 08:00 | 0 | 0 | 0 | 0 | 0 | 81144.895 | 0 | 340284 | 0 | 0 | 0 | 0 | 1036556.4198 | 1645211.1387 | 0 | 0 | 0 | 0 | 0 | 0 | 0 | 0 | 0 | 0 | 0 | 0 | 0 | 0 | 0 | -259139.105 | 0 | 0 | 0 | 0 | 0 | 0 | 0 | 0 | 0 | 0 | 0 | 0 | 0 | 0 | 0
2016-03-23 09:00 | 0 | 0 | 0 | 0 | 0 | 92595.895 | 0 | 351735 | 0 | 0 | 0 | 0 | 777417.3149 | 1645211.1387 | 0 | 0 | 0 | 0 | 0 | 0 | 0 | 0 | 0 | 0 | 0 | 0 | 0 | 0 | 0 | -259139.105 | 0 | 0 | 0 | 0 | 0 | 0 | 0 | 0 | 0 | 0 | 0 | 0 | 0 | 0 | 0
2016-03-23 10:00 | 0 | 0 | 0 | 0 | 0 | 120417.895 | 0 | 379557 | 0 | 0 | 0 | 0 | 518278.2099 | 1645211.1387 | 0 | 0 | 0 | 0 | 0 | 0 | 0 | 0 | 0 | 0 | 0 | 0 | 0 | 0 | 0 | -259139.105 | 0 | 0 | 0 | 0 | 0 | 0 | 0 | 0 | 0 | 0 | 0 | 0 | 0 | 0 | 0
2016-03-23 11:00 | 0 | 0 | 0 | 0 | 0 | 147433.895 | 0 | 406573 | 0 | 0 | 0 | 0 | 259139.105 | 1645211.1387 | 0 | 0 | 0 | 0 | 0 | 0 | 0 | 0 | 0 | 0 | 0 | 0 | 0 | 0 | 0 | -259139.105 | 0 | 0 | 0 | 0 | 0 | 0 | 0 | 0 | 0 | 0 | 0 | 0 | 0 | 0 | 0
2016-03-23 12:00 | 0 | 0 | 0 | 0 | 0 | 158432.7951 | 0.099923 | 417572 | 0 | 0 | 0 | 0 | 0 | 1645211.1387 | 0 | 0 | 0 | 0 | 0 | 0 | 0 | 0 | 0 | 0 | 0 | 0 | 0 | 0 | 0 | -259139.105 | 0 | 0 | 0 | 0 | 0 | 0 | 0 | 0 | 0 | 0 | 0 | 0 | 0 | 0 | 0
2016-03-23 13:00 | 0 | 0 | 0 | 0 | 0 | 578749.1836 | 100912.9214 | 420523 | 0 | 0 | 0 | 0 | 259139.105 | 1645211.1387 | 0 | 0 | 0 | 0 | 0 | 0 | 0 | 0 | 0 | 0 | 0 | 0 | 0 | 0 | 0 | 259139.105 | 0 | 0 | 0 | 0 | 0 | 0 | 0 | 0 | 0 | 0 | 0 | 0 | 0 | 0 | 0
2016-03-23 14:00 | 0 | 0 | 0 | 0 | 0 | 0 | 451694.1885 | 423590 | 0 | 0 | 0 | 0 | 287243.2935 | 1645211.1387 | 0 | 0 | 0 | 0 | 0 | 0 | 0 | 0 | 0 | 0 | 0 | 0 | 0 | 0 | 0 | 28104.1885 | 0 | 0 | 0 | 0 | 0 | 0 | 0 | 0 | 0 | 0 | 0 | 0 | 0 | 0 | 0
2016-03-23 15:00 | 0 | 0 | 0 | 0 | 0 | 0 | 697352.0865 | 423947 | 0 | 0 | 0 | 0 | 546382.3984 | 1659477.1202 | 0 | 0 | 0 | 0 | 0 | 0 | 0 | 0 | 0 | 0 | 0 | 0 | 0 | 0 | 0 | 259139.105 | 14265.9815 | 0 | 0 | 0 | 0 | 0 | 0 | 0 | 0 | 0 | 0 | 0 | 0 | 0 | 0
2016-03-23 16:00 | 0 | 0 | 0 | 0 | 0 | 0 | 695365.0865 | 421960 | 0 | 0 | 0 | 0 | 805521.5034 | 1673743.1017 | 0 | 0 | 0 | 0 | 0 | 0 | 0 | 0 | 0 | 0 | 0 | 0 | 0 | 0 | 0 | 259139.105 | 14265.9815 | 0 | 0 | 0 | 0 | 0 | 0 | 0 | 0 | 0 | 0 | 0 | 0 | 0 | 0
2016-03-23 17:00 | 0 | 0 | 0 | 0 | 0 | 0 | 694490.0865 | 421085 | 0 | 0 | 0 | 0 | 1064660.6083 | 1688009.0833 | 0 | 0 | 0 | 0 | 0 | 0 | 0 | 0 | 0 | 0 | 0 | 0 | 0 | 0 | 0 | 259139.105 | 14265.9815 | 0 | 0 | 0 | 0 | 0 | 0 | 0 | 0 | 0 | 0 | 0 | 0 | 0 | 0
2016-03-23 18:00 | 0 | 0 | 0 | 0 | 0 | 0 | 694232.0865 | 420827 | 0 | 0 | 0 | 0 | 1323799.7133 | 1702275.0648 | 0 | 0 | 0 | 0 | 0 | 0 | 0 | 0 | 0 | 0 | 0 | 0 | 0 | 0 | 0 | 259139.105 | 14265.9815 | 0 | 0 | 0 | 0 | 0 | 0 | 0 | 0 | 0 | 0 | 0 | 0 | 0 | 0
2016-03-23 19:00 | 0 | 0 | 0 | 0 | 0 | 0 | 693862.0865 | 420457 | 0 | 0 | 0 | 0 | 1582938.8182 | 1716541.0463 | 0 | 0 | 0 | 0 | 0 | 0 | 0 | 0 | 0 | 0 | 0 | 0 | 0 | 0 | 0 | 259139.105 | 14265.9815 | 0 | 0 | 0 | 0 | 0 | 0 | 0 | 0 | 0 | 0 | 0 | 0 | 0 | 0
2016-03-23 20:00 | 0 | 0 | 0 | 0 | 0 | 0 | 694964.0865 | 421559 | 0 | 0 | 0 | 0 | 1842077.9232 | 1730807.0279 | 0 | 0 | 0 | 0 | 0 | 0 | 0 | 0 | 0 | 0 | 0 | 0 | 0 | 0 | 0 | 259139.105 | 14265.9815 | 0 | 0 | 0 | 0 | 0 | 0 | 0 | 0 | 0 | 0 | 0 | 0 | 0 | 0
2016-03-23 21:00 | 0 | 0 | 0 | 0 | 0 | 0 | 697155.0865 | 423750 | 0 | 0 | 0 | 0 | 2101217.0281 | 1745073.0094 | 0 | 0 | 0 | 0 | 0 | 0 | 0 | 0 | 0 | 0 | 0 | 0 | 0 | 0 | 0 | 259139.105 | 14265.9815 | 0 | 0 | 0 | 0 | 0 | 0 | 0 | 0 | 0 | 0 | 0 | 0 | 0 | 0
2016-03-23 22:00 | 0 | 0 | 0 | 0 | 0 | 0 | 697549.0865 | 424144 | 0 | 0 | 0 | 0 | 2360356.1331 | 1759338.9909 | 0 | 0 | 0 | 0 | 0 | 0 | 0 | 0 | 0 | 0 | 0 | 0 | 0 | 0 | 0 | 259139.105 | 14265.9815 | 0 | 0 | 0 | 0 | 0 | 0 | 0 | 0 | 0 | 0 | 0 | 0 | 0 | 0
2016-03-23 23:00 | 0 | 0 | 0 | 0 | 0 | 0 | 640178.2761 | 428453 | 0 | 0 | 0 | 0 | 2572081.4092 | 1759338.9909 | 0 | 0 | 0 | 0 | 0 | 0 | 0 | 0 | 0 | 0 | 0 | 0 | 0 | 0 | 0 | 211725.2761 | 0 | 0 | 0 | 0 | 0 | 0 | 0 | 0 | 0 | 0 | 0 | 0 | 0 | 0 | 0
2016-03-24 | 0 | 0 | 0 | 0 | 0 | 0 | 365893.1244 | 436285 | 0 | 0 | 0 | 0 | 2501689.5336 | 1759338.9909 | 0 | 0 | 0 | 0 | 0 | 0 | 0 | 0 | 0 | 0 | 0 | 0 | 0 | 0 | 0 | -70391.8756 | 0 | 0 | 0 | 0 | 0 | 0 | 0 | 0 | 0 | 0 | 0 | 0 | 0 | 0 | 0
2016-03-24 01:00 | 0 | 0 | 0 | 0 | 0 | 482869.3139 | 28633.2686 | 431813 | 0 | 0 | 0 | 0 | 2581379.1161 | 1759338.9909 | 0 | 0 | 0 | 0 | 0 | 0 | 0 | 0 | 0 | 0 | 0 | 0 | 0 | 0 | 0 | 79689.5825 | 0 | 0 | 0 | 0 | 0 | 0 | 0 | 0 | 0 | 0 | 0 | 0 | 0 | 0 | 0
2016-03-24 02:00 | 0 | 0 | 0 | 0 | 0 | 156044.895 | 0 | 415184 | 0 | 0 | 0 | 0 | 2322240.0111 | 1759338.9909 | 0 | 0 | 0 | 0 | 0 | 0 | 0 | 0 | 0 | 0 | 0 | 0 | 0 | 0 | 0 | -259139.105 | 0 | 0 | 0 | 0 | 0 | 0 | 0 | 0 | 0 | 0 | 0 | 0 | 0 | 0 | 0
2016-03-24 03:00 | 0 | 0 | 0 | 0 | 0 | 134108.895 | 0 | 393248 | 0 | 0 | 0 | 0 | 2063100.9061 | 1759338.9909 | 0 | 0 | 0 | 0 | 0 | 0 | 0 | 0 | 0 | 0 | 0 | 0 | 0 | 0 | 0 | -259139.105 | 0 | 0 | 0 | 0 | 0 | 0 | 0 | 0 | 0 | 0 | 0 | 0 | 0 | 0 | 0
2016-03-24 04:00 | 0 | 0 | 0 | 0 | 0 | 629919.105 | 0 | 370780 | 0 | 0 | 0 | 0 | 2322240.0111 | 1759338.9909 | 0 | 0 | 0 | 0 | 0 | 0 | 0 | 0 | 0 | 0 | 0 | 0 | 0 | 0 | 0 | 259139.105 | 0 | 0 | 0 | 0 | 0 | 0 | 0 | 0 | 0 | 0 | 0 | 0 | 0 | 0 | 0
2016-03-24 05:00 | 0 | 0 | 0 | 0 | 0 | 94625.895 | 0 | 353765 | 0 | 0 | 0 | 0 | 2063100.9061 | 1759338.9909 | 0 | 0 | 0 | 0 | 0 | 0 | 0 | 0 | 0 | 0 | 0 | 0 | 0 | 0 | 0 | -259139.105 | 0 | 0 | 0 | 0 | 0 | 0 | 0 | 0 | 0 | 0 | 0 | 0 | 0 | 0 | 0
2016-03-24 06:00 | 0 | 0 | 0 | 0 | 0 | 83059.895 | 0 | 342199 | 0 | 0 | 0 | 0 | 1803961.8012 | 1759338.9909 | 0 | 0 | 0 | 0 | 0 | 0 | 0 | 0 | 0 | 0 | 0 | 0 | 0 | 0 | 0 | -259139.105 | 0 | 0 | 0 | 0 | 0 | 0 | 0 | 0 | 0 | 0 | 0 | 0 | 0 | 0 | 0
2016-03-24 07:00 | 0 | 0 | 0 | 0 | 0 | 76125.895 | 0 | 335265 | 0 | 0 | 0 | 0 | 1544822.6962 | 1759338.9909 | 0 | 0 | 0 | 0 | 0 | 0 | 0 | 0 | 0 | 0 | 0 | 0 | 0 | 0 | 0 | -259139.105 | 0 | 0 | 0 | 0 | 0 | 0 | 0 | 0 | 0 | 0 | 0 | 0 | 0 | 0 | 0
2016-03-24 08:00 | 0 | 0 | 0 | 0 | 0 | 75274.895 | 0 | 334414 | 0 | 0 | 0 | 0 | 1285683.5913 | 1759338.9909 | 0 | 0 | 0 | 0 | 0 | 0 | 0 | 0 | 0 | 0 | 0 | 0 | 0 | 0 | 0 | -259139.105 | 0 | 0 | 0 | 0 | 0 | 0 | 0 | 0 | 0 | 0 | 0 | 0 | 0 | 0 | 0
2016-03-24 09:00 | 0 | 0 | 0 | 0 | 0 | 85430.895 | 0 | 344570 | 0 | 0 | 0 | 0 | 1026544.4863 | 1759338.9909 | 0 | 0 | 0 | 0 | 0 | 0 | 0 | 0 | 0 | 0 | 0 | 0 | 0 | 0 | 0 | -259139.105 | 0 | 0 | 0 | 0 | 0 | 0 | 0 | 0 | 0 | 0 | 0 | 0 | 0 | 0 | 0
2016-03-24 10:00 | 0 | 0 | 0 | 0 | 0 | 110845.895 | 0 | 369985 | 0 | 0 | 0 | 0 | 767405.3814 | 1759338.9909 | 0 | 0 | 0 | 0 | 0 | 0 | 0 | 0 | 0 | 0 | 0 | 0 | 0 | 0 | 0 | -259139.105 | 0 | 0 | 0 | 0 | 0 | 0 | 0 | 0 | 0 | 0 | 0 | 0 | 0 | 0 | 0
2016-03-24 11:00 | 0 | 0 | 0 | 0 | 0 | 137912.895 | 0 | 397052 | 0 | 0 | 0 | 0 | 508266.2764 | 1759338.9909 | 0 | 0 | 0 | 0 | 0 | 0 | 0 | 0 | 0 | 0 | 0 | 0 | 0 | 0 | 0 | -259139.105 | 0 | 0 | 0 | 0 | 0 | 0 | 0 | 0 | 0 | 0 | 0 | 0 | 0 | 0 | 0
2016-03-24 12:00 | 0 | 0 | 0 | 0 | 0 | 151535.5597 | 2.3353 | 410677 | 0 | 0 | 0 | 0 | 249127.1715 | 1759338.9909 | 0 | 0 | 0 | 0 | 0 | 0 | 0 | 0 | 0 | 0 | 0 | 0 | 0 | 0 | 0 | -259139.105 | 0 | 0 | 0 | 0 | 0 | 0 | 0 | 0 | 0 | 0 | 0 | 0 | 0 | 0 | 0
2016-03-24 13:00 | 0 | 0 | 0 | 0 | 0 | 532975.7314 | 124148.112 | 417690 | 0 | 0 | 0 | 0 | 488561.0149 | 1759338.9909 | 0 | 0 | 0 | 0 | 0 | 0 | 0 | 0 | 0 | 0 | 0 | 0 | 0 | 0 | 0 | 239433.8434 | 0 | 0 | 0 | 0 | 0 | 0 | 0 | 0 | 0 | 0 | 0 | 0 | 0 | 0 | 0
2016-03-24 14:00 | 0 | 0 | 0 | 0 | 0 | 0 | 532648.7604 | 424441 | 0 | 0 | 0 | 0 | 596768.7753 | 1759338.9909 | 0 | 0 | 0 | 0 | 0 | 0 | 0 | 0 | 0 | 0 | 0 | 0 | 0 | 0 | 0 | 108207.7604 | 0 | 0 | 0 | 0 | 0 | 0 | 0 | 0 | 0 | 0 | 0 | 0 | 0 | 0 | 0
2016-03-24 15:00 | 0 | 0 | 0 | 0 | 0 | 0 | 700183.0865 | 426778 | 0 | 0 | 0 | 0 | 855907.8803 | 1773604.9725 | 0 | 0 | 0 | 0 | 0 | 0 | 0 | 0 | 0 | 0 | 0 | 0 | 0 | 0 | 0 | 259139.105 | 14265.9815 | 0 | 0 | 0 | 0 | 0 | 0 | 0 | 0 | 0 | 0 | 0 | 0 | 0 | 0
2016-03-24 16:00 | 0 | 0 | 0 | 0 | 0 | 0 | 699781.0865 | 426376 | 0 | 0 | 0 | 0 | 1115046.9852 | 1787870.954 | 0 | 0 | 0 | 0 | 0 | 0 | 0 | 0 | 0 | 0 | 0 | 0 | 0 | 0 | 0 | 259139.105 | 14265.9815 | 0 | 0 | 0 | 0 | 0 | 0 | 0 | 0 | 0 | 0 | 0 | 0 | 0 | 0
2016-03-24 17:00 | 0 | 0 | 0 | 0 | 0 | 0 | 699180.0865 | 425775 | 0 | 0 | 0 | 0 | 1374186.0902 | 1802136.9355 | 0 | 0 | 0 | 0 | 0 | 0 | 0 | 0 | 0 | 0 | 0 | 0 | 0 | 0 | 0 | 259139.105 | 14265.9815 | 0 | 0 | 0 | 0 | 0 | 0 | 0 | 0 | 0 | 0 | 0 | 0 | 0 | 0
2016-03-24 18:00 | 0 | 0 | 0 | 0 | 0 | 0 | 697567.0865 | 424162 | 0 | 0 | 0 | 0 | 1633325.1951 | 1816402.9171 | 0 | 0 | 0 | 0 | 0 | 0 | 0 | 0 | 0 | 0 | 0 | 0 | 0 | 0 | 0 | 259139.105 | 14265.9815 | 0 | 0 | 0 | 0 | 0 | 0 | 0 | 0 | 0 | 0 | 0 | 0 | 0 | 0
2016-03-24 19:00 | 0 | 0 | 0 | 0 | 0 | 0 | 695535.0865 | 422130 | 0 | 0 | 0 | 0 | 1892464.3001 | 1830668.8986 | 0 | 0 | 0 | 0 | 0 | 0 | 0 | 0 | 0 | 0 | 0 | 0 | 0 | 0 | 0 | 259139.105 | 14265.9815 | 0 | 0 | 0 | 0 | 0 | 0 | 0 | 0 | 0 | 0 | 0 | 0 | 0 | 0
2016-03-24 20:00 | 0 | 0 | 0 | 0 | 0 | 0 | 695040.0865 | 421635 | 0 | 0 | 0 | 0 | 2151603.405 | 1844934.8801 | 0 | 0 | 0 | 0 | 0 | 0 | 0 | 0 | 0 | 0 | 0 | 0 | 0 | 0 | 0 | 259139.105 | 14265.9815 | 0 | 0 | 0 | 0 | 0 | 0 | 0 | 0 | 0 | 0 | 0 | 0 | 0 | 0
2016-03-24 21:00 | 0 | 0 | 0 | 0 | 0 | 0 | 695441.0865 | 422036 | 0 | 0 | 0 | 0 | 2410742.51 | 1859200.8616 | 0 | 0 | 0 | 0 | 0 | 0 | 0 | 0 | 0 | 0 | 0 | 0 | 0 | 0 | 0 | 259139.105 | 14265.9815 | 0 | 0 | 0 | 0 | 0 | 0 | 0 | 0 | 0 | 0 | 0 | 0 | 0 | 0
2016-03-24 22:00 | 0 | 0 | 0 | 0 | 0 | 0 | 694967.0865 | 421562 | 0 | 0 | 0 | 0 | 2669881.6149 | 1873466.8432 | 0 | 0 | 0 | 0 | 0 | 0 | 0 | 0 | 0 | 0 | 0 | 0 | 0 | 0 | 0 | 259139.105 | 14265.9815 | 0 | 0 | 0 | 0 | 0 | 0 | 0 | 0 | 0 | 0 | 0 | 0 | 0 | 0
2016-03-24 23:00 | 0 | 0 | 0 | 0 | 0 | 0 | 663203.9112 | 424048 | 0 | 0 | 0 | 0 | 2894771.5446 | 1887732.8247 | 0 | 0 | 0 | 0 | 0 | 0 | 0 | 0 | 0 | 0 | 0 | 0 | 0 | 0 | 0 | 224889.9297 | 14265.9815 | 0 | 0 | 0 | 0 | 0 | 0 | 0 | 0 | 0 | 0 | 0 | 0 | 0 | 0
2016-03-25 | 0 | 0 | 0 | 0 | 0 | 0 | 350146.507 | 429148 | 0 | 0 | 0 | 0 | 2815095.6648 | 1888407.2115 | 0 | 0 | 0 | 0 | 0 | 0 | 0 | 0 | 0 | 0 | 0 | 0 | 0 | 0 | 0 | -79675.8798 | 674.3868 | 0 | 0 | 0 | 0 | 0 | 0 | 0 | 0 | 0 | 0 | 0 | 0 | 0 | 0
2016-03-25 01:00 | 0 | 0 | 0 | 0 | 0 | 420443.3772 | 29968.4124 | 426822 | 0 | 0 | 0 | 0 | 2838685.4544 | 1888407.2115 | 0 | 0 | 0 | 0 | 0 | 0 | 0 | 0 | 0 | 0 | 0 | 0 | 0 | 0 | 0 | 23589.7896 | 0 | 0 | 0 | 0 | 0 | 0 | 0 | 0 | 0 | 0 | 0 | 0 | 0 | 0 | 0
2016-03-25 02:00 | 0 | 0 | 0 | 0 | 0 | 43311.0859 | 0 | 411393 | 0 | 0 | 0 | 0 | 2579546.3495 | 1779464.4024 | 0 | 0 | 0 | 0 | 0 | 0 | 0 | 0 | 0 | 0 | 0 | 0 | 0 | 0 | 0 | -259139.105 | 0 | 108942.8092 | 0 | 0 | 0 | 0 | 0 | 0 | 0 | 0 | 0 | 0 | 0 | 0 | 0
2016-03-25 03:00 | 0 | 0 | 0 | 0 | 0 | 559429.8804 | 0 | 391348 | 0 | 0 | 0 | 0 | 2747628.2299 | 1779464.4024 | 0 | 0 | 0 | 0 | 0 | 0 | 0 | 0 | 0 | 0 | 0 | 0 | 0 | 0 | 0 | 168081.8804 | 0 | 0 | 0 | 0 | 0 | 0 | 0 | 0 | 0 | 0 | 0 | 0 | 0 | 0 | 0
2016-03-25 04:00 | 0 | 0 | 0 | 0 | 0 | 111478.895 | 0 | 370618 | 0 | 0 | 0 | 0 | 2488489.1249 | 1779464.4024 | 0 | 0 | 0 | 0 | 0 | 0 | 0 | 0 | 0 | 0 | 0 | 0 | 0 | 0 | 0 | -259139.105 | 0 | 0 | 0 | 0 | 0 | 0 | 0 | 0 | 0 | 0 | 0 | 0 | 0 | 0 | 0
2016-03-25 05:00 | 0 | 0 | 0 | 0 | 0 | 94625.895 | 0 | 353765 | 0 | 0 | 0 | 0 | 2229350.02 | 1779464.4024 | 0 | 0 | 0 | 0 | 0 | 0 | 0 | 0 | 0 | 0 | 0 | 0 | 0 | 0 | 0 | -259139.105 | 0 | 0 | 0 | 0 | 0 | 0 | 0 | 0 | 0 | 0 | 0 | 0 | 0 | 0 | 0
2016-03-25 06:00 | 0 | 0 | 0 | 0 | 0 | 82894.895 | 0 | 342034 | 0 | 0 | 0 | 0 | 1970210.915 | 1779464.4024 | 0 | 0 | 0 | 0 | 0 | 0 | 0 | 0 | 0 | 0 | 0 | 0 | 0 | 0 | 0 | -259139.105 | 0 | 0 | 0 | 0 | 0 | 0 | 0 | 0 | 0 | 0 | 0 | 0 | 0 | 0 | 0
2016-03-25 07:00 | 0 | 0 | 0 | 0 | 0 | 76111.895 | 0 | 335251 | 0 | 0 | 0 | 0 | 1711071.8101 | 1779464.4024 | 0 | 0 | 0 | 0 | 0 | 0 | 0 | 0 | 0 | 0 | 0 | 0 | 0 | 0 | 0 | -259139.105 | 0 | 0 | 0 | 0 | 0 | 0 | 0 | 0 | 0 | 0 | 0 | 0 | 0 | 0 | 0
2016-03-25 08:00 | 0 | 0 | 0 | 0 | 0 | 75159.895 | 0 | 334299 | 0 | 0 | 0 | 0 | 1451932.7051 | 1779464.4024 | 0 | 0 | 0 | 0 | 0 | 0 | 0 | 0 | 0 | 0 | 0 | 0 | 0 | 0 | 0 | -259139.105 | 0 | 0 | 0 | 0 | 0 | 0 | 0 | 0 | 0 | 0 | 0 | 0 | 0 | 0 | 0
2016-03-25 09:00 | 0 | 0 | 0 | 0 | 0 | 81574.895 | 0 | 340714 | 0 | 0 | 0 | 0 | 1192793.6002 | 1779464.4024 | 0 | 0 | 0 | 0 | 0 | 0 | 0 | 0 | 0 | 0 | 0 | 0 | 0 | 0 | 0 | -259139.105 | 0 | 0 | 0 | 0 | 0 | 0 | 0 | 0 | 0 | 0 | 0 | 0 | 0 | 0 | 0
2016-03-25 10:00 | 0 | 0 | 0 | 0 | 0 | 99240.895 | 0 | 358380 | 0 | 0 | 0 | 0 | 933654.4952 | 1779464.4024 | 0 | 0 | 0 | 0 | 0 | 0 | 0 | 0 | 0 | 0 | 0 | 0 | 0 | 0 | 0 | -259139.105 | 0 | 0 | 0 | 0 | 0 | 0 | 0 | 0 | 0 | 0 | 0 | 0 | 0 | 0 | 0
2016-03-25 11:00 | 0 | 0 | 0 | 0 | 0 | 121656.895 | 0 | 380796 | 0 | 0 | 0 | 0 | 674515.3903 | 1779464.4024 | 0 | 0 | 0 | 0 | 0 | 0 | 0 | 0 | 0 | 0 | 0 | 0 | 0 | 0 | 0 | -259139.105 | 0 | 0 | 0 | 0 | 0 | 0 | 0 | 0 | 0 | 0 | 0 | 0 | 0 | 0 | 0
2016-03-25 12:00 | 0 | 0 | 0 | 0 | 0 | 138061.4517 | 4.4433 | 397205 | 0 | 0 | 0 | 0 | 415376.2853 | 1779464.4024 | 0 | 0 | 0 | 0 | 0 | 0 | 0 | 0 | 0 | 0 | 0 | 0 | 0 | 0 | 0 | -259139.105 | 0 | 0 | 0 | 0 | 0 | 0 | 0 | 0 | 0 | 0 | 0 | 0 | 0 | 0 | 0
2016-03-25 13:00 | 0 | 0 | 0 | 0 | 0 | 325987.1824 | 110779.9492 | 410507 | 0 | 0 | 0 | 0 | 441636.4169 | 1779464.4024 | 0 | 0 | 0 | 0 | 0 | 0 | 0 | 0 | 0 | 0 | 0 | 0 | 0 | 0 | 0 | 26260.1316 | 0 | 0 | 0 | 0 | 0 | 0 | 0 | 0 | 0 | 0 | 0 | 0 | 0 | 0 | 0
2016-03-25 14:00 | 0 | 0 | 0 | 0 | 0 | 0 | 526861.296 | 419029 | 0 | 0 | 0 | 0 | 535202.7314 | 1793730.3839 | 0 | 0 | 0 | 0 | 0 | 0 | 0 | 0 | 0 | 0 | 0 | 0 | 0 | 0 | 0 | 93566.3145 | 14265.9815 | 0 | 0 | 0 | 0 | 0 | 0 | 0 | 0 | 0 | 0 | 0 | 0 | 0 | 0
2016-03-25 15:00 | 0 | 0 | 0 | 0 | 0 | 0 | 693755.0865 | 420350 | 0 | 0 | 0 | 0 | 794341.8363 | 1807996.3654 | 0 | 0 | 0 | 0 | 0 | 0 | 0 | 0 | 0 | 0 | 0 | 0 | 0 | 0 | 0 | 259139.105 | 14265.9815 | 0 | 0 | 0 | 0 | 0 | 0 | 0 | 0 | 0 | 0 | 0 | 0 | 0 | 0
2016-03-25 16:00 | 0 | 0 | 0 | 0 | 0 | 0 | 690829.0865 | 417424 | 0 | 0 | 0 | 0 | 1053480.9413 | 1822262.347 | 0 | 0 | 0 | 0 | 0 | 0 | 0 | 0 | 0 | 0 | 0 | 0 | 0 | 0 | 0 | 259139.105 | 14265.9815 | 0 | 0 | 0 | 0 | 0 | 0 | 0 | 0 | 0 | 0 | 0 | 0 | 0 | 0
2016-03-25 17:00 | 0 | 0 | 0 | 0 | 0 | 0 | 686556.0865 | 413151 | 0 | 0 | 0 | 0 | 1312620.0462 | 1836528.3285 | 0 | 0 | 0 | 0 | 0 | 0 | 0 | 0 | 0 | 0 | 0 | 0 | 0 | 0 | 0 | 259139.105 | 14265.9815 | 0 | 0 | 0 | 0 | 0 | 0 | 0 | 0 | 0 | 0 | 0 | 0 | 0 | 0
2016-03-25 18:00 | 0 | 0 | 0 | 0 | 0 | 0 | 682663.0865 | 409258 | 0 | 0 | 0 | 0 | 1571759.1512 | 1850794.31 | 0 | 0 | 0 | 0 | 0 | 0 | 0 | 0 | 0 | 0 | 0 | 0 | 0 | 0 | 0 | 259139.105 | 14265.9815 | 0 | 0 | 0 | 0 | 0 | 0 | 0 | 0 | 0 | 0 | 0 | 0 | 0 | 0
2016-03-25 19:00 | 0 | 0 | 0 | 0 | 0 | 0 | 678696.0865 | 405291 | 0 | 0 | 0 | 0 | 1830898.2561 | 1865060.2916 | 0 | 0 | 0 | 0 | 0 | 0 | 0 | 0 | 0 | 0 | 0 | 0 | 0 | 0 | 0 | 259139.105 | 14265.9815 | 0 | 0 | 0 | 0 | 0 | 0 | 0 | 0 | 0 | 0 | 0 | 0 | 0 | 0
2016-03-25 20:00 | 0 | 0 | 0 | 0 | 0 | 0 | 675866.0865 | 402461 | 0 | 0 | 0 | 0 | 2090037.3611 | 1879326.2731 | 0 | 0 | 0 | 0 | 0 | 0 | 0 | 0 | 0 | 0 | 0 | 0 | 0 | 0 | 0 | 259139.105 | 14265.9815 | 0 | 0 | 0 | 0 | 0 | 0 | 0 | 0 | 0 | 0 | 0 | 0 | 0 | 0
2016-03-25 21:00 | 0 | 0 | 0 | 0 | 0 | 0 | 675045.0865 | 401640 | 0 | 0 | 0 | 0 | 2349176.466 | 1893592.2546 | 0 | 0 | 0 | 0 | 0 | 0 | 0 | 0 | 0 | 0 | 0 | 0 | 0 | 0 | 0 | 259139.105 | 14265.9815 | 0 | 0 | 0 | 0 | 0 | 0 | 0 | 0 | 0 | 0 | 0 | 0 | 0 | 0
2016-03-25 22:00 | 0 | 0 | 0 | 0 | 0 | 0 | 673024.0865 | 399619 | 0 | 0 | 0 | 0 | 2608315.571 | 1907858.2362 | 0 | 0 | 0 | 0 | 0 | 0 | 0 | 0 | 0 | 0 | 0 | 0 | 0 | 0 | 0 | 259139.105 | 14265.9815 | 0 | 0 | 0 | 0 | 0 | 0 | 0 | 0 | 0 | 0 | 0 | 0 | 0 | 0
2016-03-25 23:00 | 0 | 0 | 0 | 0 | 0 | 0 | 611357.8979 | 400658 | 0 | 0 | 0 | 0 | 2804749.4873 | 1922124.2177 | 0 | 0 | 0 | 0 | 0 | 0 | 0 | 0 | 0 | 0 | 0 | 0 | 0 | 0 | 0 | 196433.9164 | 14265.9815 | 0 | 0 | 0 | 0 | 0 | 0 | 0 | 0 | 0 | 0 | 0 | 0 | 0 | 0
2016-03-26 | 0 | 0 | 0 | 0 | 0 | 0 | 332616.3326 | 407842 | 0 | 0 | 0 | 0 | 2715257.8384 | 1936390.1992 | 0 | 0 | 0 | 0 | 0 | 0 | 0 | 0 | 0 | 0 | 0 | 0 | 0 | 0 | 0 | -89491.6489 | 14265.9815 | 0 | 0 | 0 | 0 | 0 | 0 | 0 | 0 | 0 | 0 | 0 | 0 | 0 | 0
2016-03-26 01:00 | 0 | 0 | 0 | 0 | 0 | 115522.9145 | 31766.9806 | 406429 | 0 | 0 | 0 | 0 | 2456118.7335 | 1936390.1992 | 0 | 0 | 0 | 0 | 0 | 0 | 0 | 0 | 0 | 0 | 0 | 0 | 0 | 0 | 0 | -259139.105 | 0 | 0 | 0 | 0 | 0 | 0 | 0 | 0 | 0 | 0 | 0 | 0 | 0 | 0 | 0
2016-03-26 02:00 | 0 | 0 | 0 | 0 | 0 | 137187.895 | 0 | 396327 | 0 | 0 | 0 | 0 | 2196979.6285 | 1936390.1992 | 0 | 0 | 0 | 0 | 0 | 0 | 0 | 0 | 0 | 0 | 0 | 0 | 0 | 0 | 0 | -259139.105 | 0 | 0 | 0 | 0 | 0 | 0 | 0 | 0 | 0 | 0 | 0 | 0 | 0 | 0 | 0
2016-03-26 03:00 | 0 | 0 | 0 | 0 | 0 | 122449.895 | 0 | 381589 | 0 | 0 | 0 | 0 | 1937840.5236 | 1936390.1992 | 0 | 0 | 0 | 0 | 0 | 0 | 0 | 0 | 0 | 0 | 0 | 0 | 0 | 0 | 0 | -259139.105 | 0 | 0 | 0 | 0 | 0 | 0 | 0 | 0 | 0 | 0 | 0 | 0 | 0 | 0 | 0
2016-03-26 04:00 | 0 | 0 | 0 | 0 | 0 | 106078.895 | 0 | 365218 | 0 | 0 | 0 | 0 | 1678701.4186 | 1936390.1992 | 0 | 0 | 0 | 0 | 0 | 0 | 0 | 0 | 0 | 0 | 0 | 0 | 0 | 0 | 0 | -259139.105 | 0 | 0 | 0 | 0 | 0 | 0 | 0 | 0 | 0 | 0 | 0 | 0 | 0 | 0 | 0
2016-03-26 05:00 | 0 | 0 | 0 | 0 | 0 | 91551.895 | 0 | 350691 | 0 | 0 | 0 | 0 | 1419562.3137 | 1936390.1992 | 0 | 0 | 0 | 0 | 0 | 0 | 0 | 0 | 0 | 0 | 0 | 0 | 0 | 0 | 0 | -259139.105 | 0 | 0 | 0 | 0 | 0 | 0 | 0 | 0 | 0 | 0 | 0 | 0 | 0 | 0 | 0
2016-03-26 06:00 | 0 | 0 | 0 | 0 | 0 | 81746.895 | 0 | 340886 | 0 | 0 | 0 | 0 | 1160423.2087 | 1936390.1992 | 0 | 0 | 0 | 0 | 0 | 0 | 0 | 0 | 0 | 0 | 0 | 0 | 0 | 0 | 0 | -259139.105 | 0 | 0 | 0 | 0 | 0 | 0 | 0 | 0 | 0 | 0 | 0 | 0 | 0 | 0 | 0
2016-03-26 07:00 | 0 | 0 | 0 | 0 | 0 | 74766.895 | 0 | 333906 | 0 | 0 | 0 | 0 | 901284.1038 | 1936390.1992 | 0 | 0 | 0 | 0 | 0 | 0 | 0 | 0 | 0 | 0 | 0 | 0 | 0 | 0 | 0 | -259139.105 | 0 | 0 | 0 | 0 | 0 | 0 | 0 | 0 | 0 | 0 | 0 | 0 | 0 | 0 | 0
2016-03-26 08:00 | 0 | 0 | 0 | 0 | 0 | 72471.895 | 0 | 331611 | 0 | 0 | 0 | 0 | 642144.9988 | 1936390.1992 | 0 | 0 | 0 | 0 | 0 | 0 | 0 | 0 | 0 | 0 | 0 | 0 | 0 | 0 | 0 | -259139.105 | 0 | 0 | 0 | 0 | 0 | 0 | 0 | 0 | 0 | 0 | 0 | 0 | 0 | 0 | 0
2016-03-26 09:00 | 0 | 0 | 0 | 0 | 0 | 469492.316 | 0 | 334220 | 0 | 0 | 0 | 0 | 777417.3149 | 1936390.1992 | 0 | 0 | 0 | 0 | 0 | 0 | 0 | 0 | 0 | 0 | 0 | 0 | 0 | 0 | 0 | 135272.316 | 0 | 0 | 0 | 0 | 0 | 0 | 0 | 0 | 0 | 0 | 0 | 0 | 0 | 0 | 0
2016-03-26 10:00 | 0 | 0 | 0 | 0 | 0 | 83284.895 | 0 | 342424 | 0 | 0 | 0 | 0 | 518278.2099 | 1936390.1992 | 0 | 0 | 0 | 0 | 0 | 0 | 0 | 0 | 0 | 0 | 0 | 0 | 0 | 0 | 0 | -259139.105 | 0 | 0 | 0 | 0 | 0 | 0 | 0 | 0 | 0 | 0 | 0 | 0 | 0 | 0 | 0
2016-03-26 11:00 | 0 | 0 | 0 | 0 | 0 | 95524.895 | 0 | 354664 | 0 | 0 | 0 | 0 | 259139.105 | 1936390.1992 | 0 | 0 | 0 | 0 | 0 | 0 | 0 | 0 | 0 | 0 | 0 | 0 | 0 | 0 | 0 | -259139.105 | 0 | 0 | 0 | 0 | 0 | 0 | 0 | 0 | 0 | 0 | 0 | 0 | 0 | 0 | 0
2016-03-26 12:00 | 0 | 0 | 0 | 0 | 0 | 110272.7351 | 11.1599 | 369423 | 0 | 0 | 0 | 0 | 0 | 1936390.1992 | 0 | 0 | 0 | 0 | 0 | 0 | 0 | 0 | 0 | 0 | 0 | 0 | 0 | 0 | 0 | -259139.105 | 0 | 0 | 0 | 0 | 0 | 0 | 0 | 0 | 0 | 0 | 0 | 0 | 0 | 0 | 0
2016-03-26 13:00 | 0 | 0 | 0 | 0 | 0 | 343480.3122 | 102376.1233 | 382245 | 0 | 0 | 0 | 0 | 63611.4355 | 1936390.1992 | 0 | 0 | 0 | 0 | 0 | 0 | 0 | 0 | 0 | 0 | 0 | 0 | 0 | 0 | 0 | 63611.4355 | 0 | 0 | 0 | 0 | 0 | 0 | 0 | 0 | 0 | 0 | 0 | 0 | 0 | 0 | 0
2016-03-26 14:00 | 0 | 0 | 0 | 0 | 0 | 0 | 497630.6913 | 389687 | 0 | 0 | 0 | 0 | 171555.1267 | 1936390.1992 | 0 | 0 | 0 | 0 | 0 | 0 | 0 | 0 | 0 | 0 | 0 | 0 | 0 | 0 | 0 | 107943.6913 | 0 | 0 | 0 | 0 | 0 | 0 | 0 | 0 | 0 | 0 | 0 | 0 | 0 | 0 | 0
2016-03-26 15:00 | 0 | 0 | 0 | 0 | 0 | 0 | 664784.0865 | 391379 | 0 | 0 | 0 | 0 | 430694.2317 | 1950656.1808 | 0 | 0 | 0 | 0 | 0 | 0 | 0 | 0 | 0 | 0 | 0 | 0 | 0 | 0 | 0 | 259139.105 | 14265.9815 | 0 | 0 | 0 | 0 | 0 | 0 | 0 | 0 | 0 | 0 | 0 | 0 | 0 | 0
2016-03-26 16:00 | 0 | 0 | 0 | 0 | 0 | 0 | 663199.0865 | 389794 | 0 | 0 | 0 | 0 | 689833.3366 | 1964922.1623 | 0 | 0 | 0 | 0 | 0 | 0 | 0 | 0 | 0 | 0 | 0 | 0 | 0 | 0 | 0 | 259139.105 | 14265.9815 | 0 | 0 | 0 | 0 | 0 | 0 | 0 | 0 | 0 | 0 | 0 | 0 | 0 | 0
2016-03-26 17:00 | 0 | 0 | 0 | 0 | 0 | 0 | 659086.0865 | 385681 | 0 | 0 | 0 | 0 | 948972.4416 | 1979188.1438 | 0 | 0 | 0 | 0 | 0 | 0 | 0 | 0 | 0 | 0 | 0 | 0 | 0 | 0 | 0 | 259139.105 | 14265.9815 | 0 | 0 | 0 | 0 | 0 | 0 | 0 | 0 | 0 | 0 | 0 | 0 | 0 | 0
2016-03-26 18:00 | 0 | 0 | 0 | 0 | 0 | 0 | 654450.0865 | 381045 | 0 | 0 | 0 | 0 | 1208111.5465 | 1993454.1254 | 0 | 0 | 0 | 0 | 0 | 0 | 0 | 0 | 0 | 0 | 0 | 0 | 0 | 0 | 0 | 259139.105 | 14265.9815 | 0 | 0 | 0 | 0 | 0 | 0 | 0 | 0 | 0 | 0 | 0 | 0 | 0 | 0
2016-03-26 19:00 | 0 | 0 | 0 | 0 | 0 | 0 | 652094.0865 | 378689 | 0 | 0 | 0 | 0 | 1467250.6515 | 2007720.1069 | 0 | 0 | 0 | 0 | 0 | 0 | 0 | 0 | 0 | 0 | 0 | 0 | 0 | 0 | 0 | 259139.105 | 14265.9815 | 0 | 0 | 0 | 0 | 0 | 0 | 0 | 0 | 0 | 0 | 0 | 0 | 0 | 0
2016-03-26 20:00 | 0 | 0 | 0 | 0 | 0 | 0 | 652018.0865 | 378613 | 0 | 0 | 0 | 0 | 1726389.7564 | 2021986.0884 | 0 | 0 | 0 | 0 | 0 | 0 | 0 | 0 | 0 | 0 | 0 | 0 | 0 | 0 | 0 | 259139.105 | 14265.9815 | 0 | 0 | 0 | 0 | 0 | 0 | 0 | 0 | 0 | 0 | 0 | 0 | 0 | 0
2016-03-26 21:00 | 0 | 0 | 0 | 0 | 0 | 0 | 653420.0865 | 380015 | 0 | 0 | 0 | 0 | 1985528.8614 | 2036252.07 | 0 | 0 | 0 | 0 | 0 | 0 | 0 | 0 | 0 | 0 | 0 | 0 | 0 | 0 | 0 | 259139.105 | 14265.9815 | 0 | 0 | 0 | 0 | 0 | 0 | 0 | 0 | 0 | 0 | 0 | 0 | 0 | 0
2016-03-26 22:00 | 0 | 0 | 0 | 0 | 0 | 0 | 655580.0865 | 382175 | 0 | 0 | 0 | 0 | 2244667.9663 | 2050518.0515 | 0 | 0 | 0 | 0 | 0 | 0 | 0 | 0 | 0 | 0 | 0 | 0 | 0 | 0 | 0 | 259139.105 | 14265.9815 | 0 | 0 | 0 | 0 | 0 | 0 | 0 | 0 | 0 | 0 | 0 | 0 | 0 | 0
2016-03-26 23:00 | 0 | 0 | 0 | 0 | 0 | 0 | 617756.0056 | 387402 | 0 | 0 | 0 | 0 | 2475021.972 | 2050518.0515 | 0 | 0 | 0 | 0 | 0 | 0 | 0 | 0 | 0 | 0 | 0 | 0 | 0 | 0 | 0 | 230354.0056 | 0 | 0 | 0 | 0 | 0 | 0 | 0 | 0 | 0 | 0 | 0 | 0 | 0 | 0 | 0
2016-03-27 | 0 | 0 | 0 | 0 | 0 | 6972.9049 | 360327.6888 | 397354 | 0 | 0 | 0 | 0 | 2444968.5657 | 2050518.0515 | 0 | 0 | 0 | 0 | 0 | 0 | 0 | 0 | 0 | 0 | 0 | 0 | 0 | 0 | 0 | -30053.4063 | 0 | 0 | 0 | 0 | 0 | 0 | 0 | 0 | 0 | 0 | 0 | 0 | 0 | 0 | 0
2016-03-27 01:00 | 0 | 0 | 0 | 0 | 0 | 398975.4454 | 33485.1342 | 397754 | 0 | 0 | 0 | 0 | 2479675.1453 | 2050518.0515 | 0 | 0 | 0 | 0 | 0 | 0 | 0 | 0 | 0 | 0 | 0 | 0 | 0 | 0 | 0 | 34706.5796 | 0 | 0 | 0 | 0 | 0 | 0 | 0 | 0 | 0 | 0 | 0 | 0 | 0 | 0 | 0
2016-03-27 02:00 | 0 | 0 | 0 | 0 | 0 | 130078.895 | 0 | 389218 | 0 | 0 | 0 | 0 | 2220536.0403 | 2050518.0515 | 0 | 0 | 0 | 0 | 0 | 0 | 0 | 0 | 0 | 0 | 0 | 0 | 0 | 0 | 0 | -259139.105 | 0 | 0 | 0 | 0 | 0 | 0 | 0 | 0 | 0 | 0 | 0 | 0 | 0 | 0 | 0
2016-03-27 03:00 | 0 | 0 | 0 | 0 | 0 | 447227.5125 | 0 | 375683 | 0 | 0 | 0 | 0 | 2401023.3619 | 1941575.2423 | 0 | 0 | 0 | 0 | 0 | 0 | 0 | 0 | 0 | 0 | 0 | 0 | 0 | 0 | 0 | 180487.3216 | 0 | 108942.8092 | 0 | 0 | 0 | 0 | 0 | 0 | 0 | 0 | 0 | 0 | 0 | 0 | 0
2016-03-27 04:00 | 0 | 0 | 0 | 0 | 0 | 100063.895 | 0 | 359203 | 0 | 0 | 0 | 0 | 2141884.257 | 1941575.2423 | 0 | 0 | 0 | 0 | 0 | 0 | 0 | 0 | 0 | 0 | 0 | 0 | 0 | 0 | 0 | -259139.105 | 0 | 0 | 0 | 0 | 0 | 0 | 0 | 0 | 0 | 0 | 0 | 0 | 0 | 0 | 0
2016-03-27 05:00 | 0 | 0 | 0 | 0 | 0 | 84033.895 | 0 | 343173 | 0 | 0 | 0 | 0 | 1882745.152 | 1941575.2423 | 0 | 0 | 0 | 0 | 0 | 0 | 0 | 0 | 0 | 0 | 0 | 0 | 0 | 0 | 0 | -259139.105 | 0 | 0 | 0 | 0 | 0 | 0 | 0 | 0 | 0 | 0 | 0 | 0 | 0 | 0 | 0
2016-03-27 06:00 | 0 | 0 | 0 | 0 | 0 | 72061.895 | 0 | 331201 | 0 | 0 | 0 | 0 | 1623606.0471 | 1941575.2423 | 0 | 0 | 0 | 0 | 0 | 0 | 0 | 0 | 0 | 0 | 0 | 0 | 0 | 0 | 0 | -259139.105 | 0 | 0 | 0 | 0 | 0 | 0 | 0 | 0 | 0 | 0 | 0 | 0 | 0 | 0 | 0
2016-03-27 07:00 | 0 | 0 | 0 | 0 | 0 | 64437.895 | 0 | 323577 | 0 | 0 | 0 | 0 | 1364466.9421 | 1941575.2423 | 0 | 0 | 0 | 0 | 0 | 0 | 0 | 0 | 0 | 0 | 0 | 0 | 0 | 0 | 0 | -259139.105 | 0 | 0 | 0 | 0 | 0 | 0 | 0 | 0 | 0 | 0 | 0 | 0 | 0 | 0 | 0
2016-03-27 08:00 | 0 | 0 | 0 | 0 | 0 | 60866.895 | 0 | 320006 | 0 | 0 | 0 | 0 | 1105327.8372 | 1941575.2423 | 0 | 0 | 0 | 0 | 0 | 0 | 0 | 0 | 0 | 0 | 0 | 0 | 0 | 0 | 0 | -259139.105 | 0 | 0 | 0 | 0 | 0 | 0 | 0 | 0 | 0 | 0 | 0 | 0 | 0 | 0 | 0
2016-03-27 09:00 | 0 | 0 | 0 | 0 | 0 | 61862.895 | 0 | 321002 | 0 | 0 | 0 | 0 | 846188.7322 | 1941575.2423 | 0 | 0 | 0 | 0 | 0 | 0 | 0 | 0 | 0 | 0 | 0 | 0 | 0 | 0 | 0 | -259139.105 | 0 | 0 | 0 | 0 | 0 | 0 | 0 | 0 | 0 | 0 | 0 | 0 | 0 | 0 | 0
2016-03-27 10:00 | 0 | 0 | 0 | 0 | 0 | 67555.895 | 0 | 326695 | 0 | 0 | 0 | 0 | 587049.6273 | 1941575.2423 | 0 | 0 | 0 | 0 | 0 | 0 | 0 | 0 | 0 | 0 | 0 | 0 | 0 | 0 | 0 | -259139.105 | 0 | 0 | 0 | 0 | 0 | 0 | 0 | 0 | 0 | 0 | 0 | 0 | 0 | 0 | 0
2016-03-27 11:00 | 0 | 0 | 0 | 0 | 0 | 76410.895 | 0 | 335550 | 0 | 0 | 0 | 0 | 327910.5223 | 1941575.2423 | 0 | 0 | 0 | 0 | 0 | 0 | 0 | 0 | 0 | 0 | 0 | 0 | 0 | 0 | 0 | -259139.105 | 0 | 0 | 0 | 0 | 0 | 0 | 0 | 0 | 0 | 0 | 0 | 0 | 0 | 0 | 0
2016-03-27 12:00 | 0 | 0 | 0 | 0 | 0 | 443717.2012 | 20.2532 | 350038 | 0 | 0 | 0 | 0 | 421609.9767 | 1941575.2423 | 0 | 0 | 0 | 0 | 0 | 0 | 0 | 0 | 0 | 0 | 0 | 0 | 0 | 0 | 0 | 93699.4544 | 0 | 0 | 0 | 0 | 0 | 0 | 0 | 0 | 0 | 0 | 0 | 0 | 0 | 0 | 0
2016-03-27 13:00 | 0 | 0 | 0 | 0 | 0 | 0 | 180011.5527 | 364893 | 0 | 0 | 0 | 0 | 236728.5294 | 1941575.2423 | 0 | 0 | 0 | 0 | 0 | 0 | 0 | 0 | 0 | 0 | 0 | 0 | 0 | 0 | 0 | -184881.4473 | 0 | 0 | 0 | 0 | 0 | 0 | 0 | 0 | 0 | 0 | 0 | 0 | 0 | 0 | 0
2016-03-27 14:00 | 0 | 0 | 0 | 0 | 0 | 0 | 551545.1363 | 373526 | 0 | 0 | 0 | 0 | 414747.6657 | 1941575.2423 | 0 | 0 | 0 | 0 | 0 | 0 | 0 | 0 | 0 | 0 | 0 | 0 | 0 | 0 | 0 | 178019.1363 | 0 | 0 | 0 | 0 | 0 | 0 | 0 | 0 | 0 | 0 | 0 | 0 | 0 | 0 | 0
2016-03-27 15:00 | 0 | 0 | 0 | 0 | 0 | 0 | 649523.0865 | 376118 | 0 | 0 | 0 | 0 | 673886.7707 | 1955841.2239 | 0 | 0 | 0 | 0 | 0 | 0 | 0 | 0 | 0 | 0 | 0 | 0 | 0 | 0 | 0 | 259139.105 | 14265.9815 | 0 | 0 | 0 | 0 | 0 | 0 | 0 | 0 | 0 | 0 | 0 | 0 | 0 | 0
2016-03-27 16:00 | 0 | 0 | 0 | 0 | 0 | 0 | 650101.0865 | 376696 | 0 | 0 | 0 | 0 | 933025.8756 | 1970107.2054 | 0 | 0 | 0 | 0 | 0 | 0 | 0 | 0 | 0 | 0 | 0 | 0 | 0 | 0 | 0 | 259139.105 | 14265.9815 | 0 | 0 | 0 | 0 | 0 | 0 | 0 | 0 | 0 | 0 | 0 | 0 | 0 | 0
2016-03-27 17:00 | 0 | 0 | 0 | 0 | 0 | 0 | 647455.0865 | 374050 | 0 | 0 | 0 | 0 | 1192164.9806 | 1984373.1869 | 0 | 0 | 0 | 0 | 0 | 0 | 0 | 0 | 0 | 0 | 0 | 0 | 0 | 0 | 0 | 259139.105 | 14265.9815 | 0 | 0 | 0 | 0 | 0 | 0 | 0 | 0 | 0 | 0 | 0 | 0 | 0 | 0
2016-03-27 18:00 | 0 | 0 | 0 | 0 | 0 | 0 | 642829.0865 | 369424 | 0 | 0 | 0 | 0 | 1451304.0855 | 1998639.1685 | 0 | 0 | 0 | 0 | 0 | 0 | 0 | 0 | 0 | 0 | 0 | 0 | 0 | 0 | 0 | 259139.105 | 14265.9815 | 0 | 0 | 0 | 0 | 0 | 0 | 0 | 0 | 0 | 0 | 0 | 0 | 0 | 0
2016-03-27 19:00 | 0 | 0 | 0 | 0 | 0 | 0 | 639998.0865 | 366593 | 0 | 0 | 0 | 0 | 1710443.1905 | 2012905.15 | 0 | 0 | 0 | 0 | 0 | 0 | 0 | 0 | 0 | 0 | 0 | 0 | 0 | 0 | 0 | 259139.105 | 14265.9815 | 0 | 0 | 0 | 0 | 0 | 0 | 0 | 0 | 0 | 0 | 0 | 0 | 0 | 0
2016-03-27 20:00 | 0 | 0 | 0 | 0 | 0 | 0 | 639322.0865 | 365917 | 0 | 0 | 0 | 0 | 1969582.2954 | 2027171.1315 | 0 | 0 | 0 | 0 | 0 | 0 | 0 | 0 | 0 | 0 | 0 | 0 | 0 | 0 | 0 | 259139.105 | 14265.9815 | 0 | 0 | 0 | 0 | 0 | 0 | 0 | 0 | 0 | 0 | 0 | 0 | 0 | 0
2016-03-27 21:00 | 0 | 0 | 0 | 0 | 0 | 0 | 639599.0865 | 366194 | 0 | 0 | 0 | 0 | 2228721.4004 | 2041437.1131 | 0 | 0 | 0 | 0 | 0 | 0 | 0 | 0 | 0 | 0 | 0 | 0 | 0 | 0 | 0 | 259139.105 | 14265.9815 | 0 | 0 | 0 | 0 | 0 | 0 | 0 | 0 | 0 | 0 | 0 | 0 | 0 | 0
2016-03-27 22:00 | 0 | 0 | 0 | 0 | 0 | 0 | 643143.0865 | 369738 | 0 | 0 | 0 | 0 | 2487860.5053 | 2055703.0946 | 0 | 0 | 0 | 0 | 0 | 0 | 0 | 0 | 0 | 0 | 0 | 0 | 0 | 0 | 0 | 259139.105 | 14265.9815 | 0 | 0 | 0 | 0 | 0 | 0 | 0 | 0 | 0 | 0 | 0 | 0 | 0 | 0
2016-03-27 23:00 | 0 | 0 | 0 | 0 | 0 | 0 | 650067.2569 | 378549 | 0 | 0 | 0 | 0 | 2746999.6103 | 2068082.2466 | 0 | 0 | 0 | 0 | 0 | 0 | 0 | 0 | 0 | 0 | 0 | 0 | 0 | 0 | 0 | 259139.105 | 12379.152 | 0 | 0 | 0 | 0 | 0 | 0 | 0 | 0 | 0 | 0 | 0 | 0 | 0 | 0
2016-03-28 | 0 | 0 | 0 | 0 | 0 | 0 | 344029.2564 | 389831 | 0 | 0 | 0 | 0 | 2701197.8667 | 2068082.2466 | 0 | 0 | 0 | 0 | 0 | 0 | 0 | 0 | 0 | 0 | 0 | 0 | 0 | 0 | 0 | -45801.7436 | 0 | 0 | 0 | 0 | 0 | 0 | 0 | 0 | 0 | 0 | 0 | 0 | 0 | 0 | 0
2016-03-28 01:00 | 0 | 0 | 0 | 0 | 0 | 268709.4887 | 28202.1637 | 391812 | 0 | 0 | 0 | 0 | 2606297.519 | 2068082.2466 | 0 | 0 | 0 | 0 | 0 | 0 | 0 | 0 | 0 | 0 | 0 | 0 | 0 | 0 | 0 | -94900.3477 | 0 | 0 | 0 | 0 | 0 | 0 | 0 | 0 | 0 | 0 | 0 | 0 | 0 | 0 | 0
2016-03-28 02:00 | 0 | 0 | 0 | 0 | 0 | 14848.0859 | 0 | 382930 | 0 | 0 | 0 | 0 | 2347158.4141 | 1959139.4374 | 0 | 0 | 0 | 0 | 0 | 0 | 0 | 0 | 0 | 0 | 0 | 0 | 0 | 0 | 0 | -259139.105 | 0 | 108942.8092 | 0 | 0 | 0 | 0 | 0 | 0 | 0 | 0 | 0 | 0 | 0 | 0 | 0
2016-03-28 03:00 | 0 | 0 | 0 | 0 | 0 | 108925.895 | 0 | 368065 | 0 | 0 | 0 | 0 | 2088019.3091 | 1959139.4374 | 0 | 0 | 0 | 0 | 0 | 0 | 0 | 0 | 0 | 0 | 0 | 0 | 0 | 0 | 0 | -259139.105 | 0 | 0 | 0 | 0 | 0 | 0 | 0 | 0 | 0 | 0 | 0 | 0 | 0 | 0 | 0
2016-03-28 04:00 | 0 | 0 | 0 | 0 | 0 | 609624.105 | 0 | 350485 | 0 | 0 | 0 | 0 | 2347158.4141 | 1959139.4374 | 0 | 0 | 0 | 0 | 0 | 0 | 0 | 0 | 0 | 0 | 0 | 0 | 0 | 0 | 0 | 259139.105 | 0 | 0 | 0 | 0 | 0 | 0 | 0 | 0 | 0 | 0 | 0 | 0 | 0 | 0 | 0
2016-03-28 05:00 | 0 | 0 | 0 | 0 | 0 | 77937.895 | 0 | 337077 | 0 | 0 | 0 | 0 | 2088019.3091 | 1959139.4374 | 0 | 0 | 0 | 0 | 0 | 0 | 0 | 0 | 0 | 0 | 0 | 0 | 0 | 0 | 0 | -259139.105 | 0 | 0 | 0 | 0 | 0 | 0 | 0 | 0 | 0 | 0 | 0 | 0 | 0 | 0 | 0
2016-03-28 06:00 | 0 | 0 | 0 | 0 | 0 | 69033.895 | 0 | 328173 | 0 | 0 | 0 | 0 | 1828880.2042 | 1959139.4374 | 0 | 0 | 0 | 0 | 0 | 0 | 0 | 0 | 0 | 0 | 0 | 0 | 0 | 0 | 0 | -259139.105 | 0 | 0 | 0 | 0 | 0 | 0 | 0 | 0 | 0 | 0 | 0 | 0 | 0 | 0 | 0
2016-03-28 07:00 | 0 | 0 | 0 | 0 | 0 | 64161.895 | 0 | 323301 | 0 | 0 | 0 | 0 | 1569741.0992 | 1959139.4374 | 0 | 0 | 0 | 0 | 0 | 0 | 0 | 0 | 0 | 0 | 0 | 0 | 0 | 0 | 0 | -259139.105 | 0 | 0 | 0 | 0 | 0 | 0 | 0 | 0 | 0 | 0 | 0 | 0 | 0 | 0 | 0
2016-03-28 08:00 | 0 | 0 | 0 | 0 | 0 | 65351.895 | 0 | 324491 | 0 | 0 | 0 | 0 | 1310601.9943 | 1959139.4374 | 0 | 0 | 0 | 0 | 0 | 0 | 0 | 0 | 0 | 0 | 0 | 0 | 0 | 0 | 0 | -259139.105 | 0 | 0 | 0 | 0 | 0 | 0 | 0 | 0 | 0 | 0 | 0 | 0 | 0 | 0 | 0
2016-03-28 09:00 | 0 | 0 | 0 | 0 | 0 | 77884.895 | 0 | 337024 | 0 | 0 | 0 | 0 | 1051462.8893 | 1959139.4374 | 0 | 0 | 0 | 0 | 0 | 0 | 0 | 0 | 0 | 0 | 0 | 0 | 0 | 0 | 0 | -259139.105 | 0 | 0 | 0 | 0 | 0 | 0 | 0 | 0 | 0 | 0 | 0 | 0 | 0 | 0 | 0
2016-03-28 10:00 | 0 | 0 | 0 | 0 | 0 | 104203.895 | 0 | 363343 | 0 | 0 | 0 | 0 | 792323.7844 | 1959139.4374 | 0 | 0 | 0 | 0 | 0 | 0 | 0 | 0 | 0 | 0 | 0 | 0 | 0 | 0 | 0 | -259139.105 | 0 | 0 | 0 | 0 | 0 | 0 | 0 | 0 | 0 | 0 | 0 | 0 | 0 | 0 | 0
2016-03-28 11:00 | 0 | 0 | 0 | 0 | 0 | 133630.895 | 0 | 392770 | 0 | 0 | 0 | 0 | 533184.6794 | 1959139.4374 | 0 | 0 | 0 | 0 | 0 | 0 | 0 | 0 | 0 | 0 | 0 | 0 | 0 | 0 | 0 | -259139.105 | 0 | 0 | 0 | 0 | 0 | 0 | 0 | 0 | 0 | 0 | 0 | 0 | 0 | 0 | 0
2016-03-28 12:00 | 0 | 0 | 0 | 0 | 0 | 498464.0595 | 37.0964 | 410892 | 0 | 0 | 0 | 0 | 620793.8354 | 1959139.4374 | 0 | 0 | 0 | 0 | 0 | 0 | 0 | 0 | 0 | 0 | 0 | 0 | 0 | 0 | 0 | 87609.156 | 0 | 0 | 0 | 0 | 0 | 0 | 0 | 0 | 0 | 0 | 0 | 0 | 0 | 0 | 0
2016-03-28 13:00 | 0 | 0 | 0 | 0 | 0 | 0 | 164648.282 | 421543 | 0 | 0 | 0 | 0 | 363899.1174 | 1959139.4374 | 0 | 0 | 0 | 0 | 0 | 0 | 0 | 0 | 0 | 0 | 0 | 0 | 0 | 0 | 0 | -256894.718 | 0 | 0 | 0 | 0 | 0 | 0 | 0 | 0 | 0 | 0 | 0 | 0 | 0 | 0 | 0
2016-03-28 14:00 | 0 | 0 | 0 | 0 | 0 | 166194.9797 | 466188.1329 | 429601 | 0 | 0 | 0 | 0 | 566681.23 | 1959139.4374 | 0 | 0 | 0 | 0 | 0 | 0 | 0 | 0 | 0 | 0 | 0 | 0 | 0 | 0 | 0 | 202782.1126 | 0 | 0 | 0 | 0 | 0 | 0 | 0 | 0 | 0 | 0 | 0 | 0 | 0 | 0 | 0
2016-03-28 15:00 | 0 | 0 | 0 | 0 | 0 | 0 | 650450.0528 | 432761 | 0 | 0 | 0 | 0 | 770104.3013 | 1973405.419 | 0 | 0 | 0 | 0 | 0 | 0 | 0 | 0 | 0 | 0 | 0 | 0 | 0 | 0 | 0 | 203423.0713 | 14265.9815 | 0 | 0 | 0 | 0 | 0 | 0 | 0 | 0 | 0 | 0 | 0 | 0 | 0 | 0
2016-03-28 16:00 | 0 | 0 | 0 | 0 | 0 | 0 | 701638.613 | 432650 | 0 | 0 | 0 | 0 | 1029243.4062 | 1983254.927 | 0 | 0 | 0 | 0 | 0 | 0 | 0 | 0 | 0 | 0 | 0 | 0 | 0 | 0 | 0 | 259139.105 | 9849.5081 | 0 | 0 | 0 | 0 | 0 | 0 | 0 | 0 | 0 | 0 | 0 | 0 | 0 | 0
2016-03-28 17:00 | 0 | 0 | 0 | 0 | 0 | 0 | 705654.0865 | 432249 | 0 | 0 | 0 | 0 | 1288382.5112 | 1997520.9086 | 0 | 0 | 0 | 0 | 0 | 0 | 0 | 0 | 0 | 0 | 0 | 0 | 0 | 0 | 0 | 259139.105 | 14265.9815 | 0 | 0 | 0 | 0 | 0 | 0 | 0 | 0 | 0 | 0 | 0 | 0 | 0 | 0
2016-03-28 18:00 | 0 | 0 | 0 | 0 | 0 | 0 | 704769.0865 | 431364 | 0 | 0 | 0 | 0 | 1547521.6161 | 2011786.8901 | 0 | 0 | 0 | 0 | 0 | 0 | 0 | 0 | 0 | 0 | 0 | 0 | 0 | 0 | 0 | 259139.105 | 14265.9815 | 0 | 0 | 0 | 0 | 0 | 0 | 0 | 0 | 0 | 0 | 0 | 0 | 0 | 0
2016-03-28 19:00 | 0 | 0 | 0 | 0 | 0 | 0 | 699035.0958 | 429831 | 0 | 0 | 0 | 0 | 1806660.7211 | 2021851.881 | 0 | 0 | 0 | 0 | 0 | 0 | 0 | 0 | 0 | 0 | 0 | 0 | 0 | 0 | 0 | 259139.105 | 10064.9909 | 0 | 0 | 0 | 0 | 0 | 0 | 0 | 0 | 0 | 0 | 0 | 0 | 0 | 0
2016-03-28 20:00 | 0 | 0 | 0 | 0 | 0 | 0 | 684631.4187 | 428490 | 0 | 0 | 0 | 0 | 2062802.1398 | 2021851.881 | 0 | 0 | 0 | 0 | 0 | 0 | 0 | 0 | 0 | 0 | 0 | 0 | 0 | 0 | 0 | 256141.4187 | 0 | 0 | 0 | 0 | 0 | 0 | 0 | 0 | 0 | 0 | 0 | 0 | 0 | 0 | 0
2016-03-28 21:00 | 0 | 0 | 0 | 0 | 0 | 0 | 654106.2551 | 429216 | 0 | 0 | 0 | 0 | 2287692.3949 | 2021851.881 | 0 | 0 | 0 | 0 | 0 | 0 | 0 | 0 | 0 | 0 | 0 | 0 | 0 | 0 | 0 | 224890.2551 | 0 | 0 | 0 | 0 | 0 | 0 | 0 | 0 | 0 | 0 | 0 | 0 | 0 | 0 | 0
2016-03-28 22:00 | 0 | 0 | 0 | 0 | 0 | 0 | 595423.1944 | 428639 | 0 | 0 | 0 | 0 | 2454476.5893 | 2021851.881 | 0 | 0 | 0 | 0 | 0 | 0 | 0 | 0 | 0 | 0 | 0 | 0 | 0 | 0 | 0 | 166784.1944 | 0 | 0 | 0 | 0 | 0 | 0 | 0 | 0 | 0 | 0 | 0 | 0 | 0 | 0 | 0
2016-03-28 23:00 | 0 | 0 | 0 | 0 | 0 | 0 | 467525.5129 | 430926 | 0 | 0 | 0 | 0 | 2491076.1021 | 2021851.881 | 0 | 0 | 0 | 0 | 0 | 0 | 0 | 0 | 0 | 0 | 0 | 0 | 0 | 0 | 0 | 36599.5129 | 0 | 0 | 0 | 0 | 0 | 0 | 0 | 0 | 0 | 0 | 0 | 0 | 0 | 0 | 0
2016-03-29 | 0 | 0 | 0 | 0 | 0 | 0 | 229006.3842 | 437328 | 0 | 0 | 0 | 0 | 2282754.4863 | 2021851.881 | 0 | 0 | 0 | 0 | 0 | 0 | 0 | 0 | 0 | 0 | 0 | 0 | 0 | 0 | 0 | -208321.6158 | 0 | 0 | 0 | 0 | 0 | 0 | 0 | 0 | 0 | 0 | 0 | 0 | 0 | 0 | 0
2016-03-29 01:00 | 0 | 0 | 0 | 0 | 0 | 148315.8688 | 26451.0263 | 433906 | 0 | 0 | 0 | 0 | 2023615.3814 | 2021851.881 | 0 | 0 | 0 | 0 | 0 | 0 | 0 | 0 | 0 | 0 | 0 | 0 | 0 | 0 | 0 | -259139.105 | 0 | 0 | 0 | 0 | 0 | 0 | 0 | 0 | 0 | 0 | 0 | 0 | 0 | 0 | 0
2016-03-29 02:00 | 0 | 0 | 0 | 0 | 0 | 158680.895 | 0 | 417820 | 0 | 0 | 0 | 0 | 1764476.2764 | 2021851.881 | 0 | 0 | 0 | 0 | 0 | 0 | 0 | 0 | 0 | 0 | 0 | 0 | 0 | 0 | 0 | -259139.105 | 0 | 0 | 0 | 0 | 0 | 0 | 0 | 0 | 0 | 0 | 0 | 0 | 0 | 0 | 0
2016-03-29 03:00 | 0 | 0 | 0 | 0 | 0 | 656049.105 | 0 | 396910 | 0 | 0 | 0 | 0 | 2023615.3814 | 2021851.881 | 0 | 0 | 0 | 0 | 0 | 0 | 0 | 0 | 0 | 0 | 0 | 0 | 0 | 0 | 0 | 259139.105 | 0 | 0 | 0 | 0 | 0 | 0 | 0 | 0 | 0 | 0 | 0 | 0 | 0 | 0 | 0
2016-03-29 04:00 | 0 | 0 | 0 | 0 | 0 | 115929.895 | 0 | 375069 | 0 | 0 | 0 | 0 | 1764476.2764 | 2021851.881 | 0 | 0 | 0 | 0 | 0 | 0 | 0 | 0 | 0 | 0 | 0 | 0 | 0 | 0 | 0 | -259139.105 | 0 | 0 | 0 | 0 | 0 | 0 | 0 | 0 | 0 | 0 | 0 | 0 | 0 | 0 | 0
2016-03-29 05:00 | 0 | 0 | 0 | 0 | 0 | 99866.895 | 0 | 359006 | 0 | 0 | 0 | 0 | 1505337.1715 | 2021851.881 | 0 | 0 | 0 | 0 | 0 | 0 | 0 | 0 | 0 | 0 | 0 | 0 | 0 | 0 | 0 | -259139.105 | 0 | 0 | 0 | 0 | 0 | 0 | 0 | 0 | 0 | 0 | 0 | 0 | 0 | 0 | 0
2016-03-29 06:00 | 0 | 0 | 0 | 0 | 0 | 88936.895 | 0 | 348076 | 0 | 0 | 0 | 0 | 1246198.0665 | 2021851.881 | 0 | 0 | 0 | 0 | 0 | 0 | 0 | 0 | 0 | 0 | 0 | 0 | 0 | 0 | 0 | -259139.105 | 0 | 0 | 0 | 0 | 0 | 0 | 0 | 0 | 0 | 0 | 0 | 0 | 0 | 0 | 0
2016-03-29 07:00 | 0 | 0 | 0 | 0 | 0 | 601648.105 | 0 | 342509 | 0 | 0 | 0 | 0 | 1505337.1715 | 2021851.881 | 0 | 0 | 0 | 0 | 0 | 0 | 0 | 0 | 0 | 0 | 0 | 0 | 0 | 0 | 0 | 259139.105 | 0 | 0 | 0 | 0 | 0 | 0 | 0 | 0 | 0 | 0 | 0 | 0 | 0 | 0 | 0
2016-03-29 08:00 | 0 | 0 | 0 | 0 | 0 | 83356.895 | 0 | 342496 | 0 | 0 | 0 | 0 | 1246198.0665 | 2021851.881 | 0 | 0 | 0 | 0 | 0 | 0 | 0 | 0 | 0 | 0 | 0 | 0 | 0 | 0 | 0 | -259139.105 | 0 | 0 | 0 | 0 | 0 | 0 | 0 | 0 | 0 | 0 | 0 | 0 | 0 | 0 | 0
2016-03-29 09:00 | 0 | 0 | 0 | 0 | 0 | 94454.895 | 0 | 353594 | 0 | 0 | 0 | 0 | 987058.9616 | 2021851.881 | 0 | 0 | 0 | 0 | 0 | 0 | 0 | 0 | 0 | 0 | 0 | 0 | 0 | 0 | 0 | -259139.105 | 0 | 0 | 0 | 0 | 0 | 0 | 0 | 0 | 0 | 0 | 0 | 0 | 0 | 0 | 0
2016-03-29 10:00 | 0 | 0 | 0 | 0 | 0 | 121917.895 | 0 | 381057 | 0 | 0 | 0 | 0 | 727919.8566 | 2021851.881 | 0 | 0 | 0 | 0 | 0 | 0 | 0 | 0 | 0 | 0 | 0 | 0 | 0 | 0 | 0 | -259139.105 | 0 | 0 | 0 | 0 | 0 | 0 | 0 | 0 | 0 | 0 | 0 | 0 | 0 | 0 | 0
2016-03-29 11:00 | 0 | 0 | 0 | 0 | 0 | 149876.895 | 0 | 409016 | 0 | 0 | 0 | 0 | 468780.7517 | 2021851.881 | 0 | 0 | 0 | 0 | 0 | 0 | 0 | 0 | 0 | 0 | 0 | 0 | 0 | 0 | 0 | -259139.105 | 0 | 0 | 0 | 0 | 0 | 0 | 0 | 0 | 0 | 0 | 0 | 0 | 0 | 0 | 0
2016-03-29 12:00 | 0 | 0 | 0 | 0 | 0 | 162112.3019 | 24.5932 | 421276 | 0 | 0 | 0 | 0 | 209641.6467 | 2021851.881 | 0 | 0 | 0 | 0 | 0 | 0 | 0 | 0 | 0 | 0 | 0 | 0 | 0 | 0 | 0 | -259139.105 | 0 | 0 | 0 | 0 | 0 | 0 | 0 | 0 | 0 | 0 | 0 | 0 | 0 | 0 | 0
2016-03-29 13:00 | 0 | 0 | 0 | 0 | 0 | 443492.1298 | 119262.9898 | 426116 | 0 | 0 | 0 | 0 | 346280.7664 | 2021851.881 | 0 | 0 | 0 | 0 | 0 | 0 | 0 | 0 | 0 | 0 | 0 | 0 | 0 | 0 | 0 | 136639.1197 | 0 | 0 | 0 | 0 | 0 | 0 | 0 | 0 | 0 | 0 | 0 | 0 | 0 | 0 | 0
2016-03-29 14:00 | 0 | 0 | 0 | 0 | 0 | 0 | 435526.5691 | 430112 | 0 | 0 | 0 | 0 | 351695.3355 | 2021851.881 | 0 | 0 | 0 | 0 | 0 | 0 | 0 | 0 | 0 | 0 | 0 | 0 | 0 | 0 | 0 | 5414.5691 | 0 | 0 | 0 | 0 | 0 | 0 | 0 | 0 | 0 | 0 | 0 | 0 | 0 | 0 | 0
2016-03-29 15:00 | 0 | 0 | 0 | 0 | 0 | 0 | 654348.0855 | 429882 | 0 | 0 | 0 | 0 | 576161.421 | 2021851.881 | 0 | 0 | 0 | 0 | 0 | 0 | 0 | 0 | 0 | 0 | 0 | 0 | 0 | 0 | 0 | 224466.0855 | 0 | 0 | 0 | 0 | 0 | 0 | 0 | 0 | 0 | 0 | 0 | 0 | 0 | 0 | 0
2016-03-29 16:00 | 0 | 0 | 0 | 0 | 0 | 0 | 699850.0865 | 426445 | 0 | 0 | 0 | 0 | 835300.5259 | 2036117.8625 | 0 | 0 | 0 | 0 | 0 | 0 | 0 | 0 | 0 | 0 | 0 | 0 | 0 | 0 | 0 | 259139.105 | 14265.9815 | 0 | 0 | 0 | 0 | 0 | 0 | 0 | 0 | 0 | 0 | 0 | 0 | 0 | 0
2016-03-29 17:00 | 0 | 0 | 0 | 0 | 0 | 0 | 696935.0865 | 423530 | 0 | 0 | 0 | 0 | 1094439.6309 | 2050383.844 | 0 | 0 | 0 | 0 | 0 | 0 | 0 | 0 | 0 | 0 | 0 | 0 | 0 | 0 | 0 | 259139.105 | 14265.9815 | 0 | 0 | 0 | 0 | 0 | 0 | 0 | 0 | 0 | 0 | 0 | 0 | 0 | 0
2016-03-29 18:00 | 0 | 0 | 0 | 0 | 0 | 0 | 693112.0865 | 419707 | 0 | 0 | 0 | 0 | 1353578.7358 | 2064649.8256 | 0 | 0 | 0 | 0 | 0 | 0 | 0 | 0 | 0 | 0 | 0 | 0 | 0 | 0 | 0 | 259139.105 | 14265.9815 | 0 | 0 | 0 | 0 | 0 | 0 | 0 | 0 | 0 | 0 | 0 | 0 | 0 | 0
2016-03-29 19:00 | 0 | 0 | 0 | 0 | 0 | 0 | 688073.0865 | 414668 | 0 | 0 | 0 | 0 | 1612717.8408 | 2078915.8071 | 0 | 0 | 0 | 0 | 0 | 0 | 0 | 0 | 0 | 0 | 0 | 0 | 0 | 0 | 0 | 259139.105 | 14265.9815 | 0 | 0 | 0 | 0 | 0 | 0 | 0 | 0 | 0 | 0 | 0 | 0 | 0 | 0
2016-03-29 20:00 | 0 | 0 | 0 | 0 | 0 | 0 | 685023.0865 | 411618 | 0 | 0 | 0 | 0 | 1871856.9457 | 2093181.7886 | 0 | 0 | 0 | 0 | 0 | 0 | 0 | 0 | 0 | 0 | 0 | 0 | 0 | 0 | 0 | 259139.105 | 14265.9815 | 0 | 0 | 0 | 0 | 0 | 0 | 0 | 0 | 0 | 0 | 0 | 0 | 0 | 0
2016-03-29 21:00 | 0 | 0 | 0 | 0 | 0 | 0 | 656320.3486 | 410978 | 0 | 0 | 0 | 0 | 2117199.2944 | 2093181.7886 | 0 | 0 | 0 | 0 | 0 | 0 | 0 | 0 | 0 | 0 | 0 | 0 | 0 | 0 | 0 | 245342.3486 | 0 | 0 | 0 | 0 | 0 | 0 | 0 | 0 | 0 | 0 | 0 | 0 | 0 | 0 | 0
2016-03-29 22:00 | 0 | 0 | 0 | 0 | 0 | 0 | 572726.2843 | 411659 | 0 | 0 | 0 | 0 | 2278266.5787 | 2093181.7886 | 0 | 0 | 0 | 0 | 0 | 0 | 0 | 0 | 0 | 0 | 0 | 0 | 0 | 0 | 0 | 161067.2843 | 0 | 0 | 0 | 0 | 0 | 0 | 0 | 0 | 0 | 0 | 0 | 0 | 0 | 0 | 0
2016-03-29 23:00 | 0 | 0 | 0 | 0 | 0 | 0 | 417151.0952 | 416763 | 0 | 0 | 0 | 0 | 2278654.6739 | 2093181.7886 | 0 | 0 | 0 | 0 | 0 | 0 | 0 | 0 | 0 | 0 | 0 | 0 | 0 | 0 | 0 | 388.0952 | 0 | 0 | 0 | 0 | 0 | 0 | 0 | 0 | 0 | 0 | 0 | 0 | 0 | 0 | 0
2016-03-30 | 0 | 0 | 0 | 0 | 0 | 0 | 223334.1657 | 428876 | 0 | 0 | 0 | 0 | 2073112.8396 | 2093181.7886 | 0 | 0 | 0 | 0 | 0 | 0 | 0 | 0 | 0 | 0 | 0 | 0 | 0 | 0 | 0 | -205541.8343 | 0 | 0 | 0 | 0 | 0 | 0 | 0 | 0 | 0 | 0 | 0 | 0 | 0 | 0 | 0
2016-03-30 01:00 | 0 | 0 | 0 | 0 | 0 | 138595.1758 | 29134.7193 | 426869 | 0 | 0 | 0 | 0 | 1813973.7347 | 2093181.7886 | 0 | 0 | 0 | 0 | 0 | 0 | 0 | 0 | 0 | 0 | 0 | 0 | 0 | 0 | 0 | -259139.105 | 0 | 0 | 0 | 0 | 0 | 0 | 0 | 0 | 0 | 0 | 0 | 0 | 0 | 0 | 0
2016-03-30 02:00 | 0 | 0 | 0 | 0 | 0 | 152089.895 | 0 | 411229 | 0 | 0 | 0 | 0 | 1554834.6297 | 2093181.7886 | 0 | 0 | 0 | 0 | 0 | 0 | 0 | 0 | 0 | 0 | 0 | 0 | 0 | 0 | 0 | -259139.105 | 0 | 0 | 0 | 0 | 0 | 0 | 0 | 0 | 0 | 0 | 0 | 0 | 0 | 0 | 0
2016-03-30 03:00 | 0 | 0 | 0 | 0 | 0 | 651082.105 | 0 | 391943 | 0 | 0 | 0 | 0 | 1813973.7347 | 2093181.7886 | 0 | 0 | 0 | 0 | 0 | 0 | 0 | 0 | 0 | 0 | 0 | 0 | 0 | 0 | 0 | 259139.105 | 0 | 0 | 0 | 0 | 0 | 0 | 0 | 0 | 0 | 0 | 0 | 0 | 0 | 0 | 0
2016-03-30 04:00 | 0 | 0 | 0 | 0 | 0 | 114159.895 | 0 | 373299 | 0 | 0 | 0 | 0 | 1554834.6297 | 2093181.7886 | 0 | 0 | 0 | 0 | 0 | 0 | 0 | 0 | 0 | 0 | 0 | 0 | 0 | 0 | 0 | -259139.105 | 0 | 0 | 0 | 0 | 0 | 0 | 0 | 0 | 0 | 0 | 0 | 0 | 0 | 0 | 0
2016-03-30 05:00 | 0 | 0 | 0 | 0 | 0 | 99763.895 | 0 | 358903 | 0 | 0 | 0 | 0 | 1295695.5248 | 2093181.7886 | 0 | 0 | 0 | 0 | 0 | 0 | 0 | 0 | 0 | 0 | 0 | 0 | 0 | 0 | 0 | -259139.105 | 0 | 0 | 0 | 0 | 0 | 0 | 0 | 0 | 0 | 0 | 0 | 0 | 0 | 0 | 0
2016-03-30 06:00 | 0 | 0 | 0 | 0 | 0 | 607831.105 | 0 | 348692 | 0 | 0 | 0 | 0 | 1554834.6297 | 2093181.7886 | 0 | 0 | 0 | 0 | 0 | 0 | 0 | 0 | 0 | 0 | 0 | 0 | 0 | 0 | 0 | 259139.105 | 0 | 0 | 0 | 0 | 0 | 0 | 0 | 0 | 0 | 0 | 0 | 0 | 0 | 0 | 0
2016-03-30 07:00 | 0 | 0 | 0 | 0 | 0 | 84845.895 | 0 | 343985 | 0 | 0 | 0 | 0 | 1295695.5248 | 2093181.7886 | 0 | 0 | 0 | 0 | 0 | 0 | 0 | 0 | 0 | 0 | 0 | 0 | 0 | 0 | 0 | -259139.105 | 0 | 0 | 0 | 0 | 0 | 0 | 0 | 0 | 0 | 0 | 0 | 0 | 0 | 0 | 0
2016-03-30 08:00 | 0 | 0 | 0 | 0 | 0 | 86184.895 | 0 | 345324 | 0 | 0 | 0 | 0 | 1036556.4198 | 2093181.7886 | 0 | 0 | 0 | 0 | 0 | 0 | 0 | 0 | 0 | 0 | 0 | 0 | 0 | 0 | 0 | -259139.105 | 0 | 0 | 0 | 0 | 0 | 0 | 0 | 0 | 0 | 0 | 0 | 0 | 0 | 0 | 0
2016-03-30 09:00 | 0 | 0 | 0 | 0 | 0 | 95822.895 | 0 | 354962 | 0 | 0 | 0 | 0 | 777417.3149 | 2093181.7886 | 0 | 0 | 0 | 0 | 0 | 0 | 0 | 0 | 0 | 0 | 0 | 0 | 0 | 0 | 0 | -259139.105 | 0 | 0 | 0 | 0 | 0 | 0 | 0 | 0 | 0 | 0 | 0 | 0 | 0 | 0 | 0
2016-03-30 10:00 | 0 | 0 | 0 | 0 | 0 | 123539.895 | 0 | 382679 | 0 | 0 | 0 | 0 | 518278.2099 | 2093181.7886 | 0 | 0 | 0 | 0 | 0 | 0 | 0 | 0 | 0 | 0 | 0 | 0 | 0 | 0 | 0 | -259139.105 | 0 | 0 | 0 | 0 | 0 | 0 | 0 | 0 | 0 | 0 | 0 | 0 | 0 | 0 | 0
2016-03-30 11:00 | 0 | 0 | 0 | 0 | 0 | 150233.895 | 0 | 409373 | 0 | 0 | 0 | 0 | 259139.105 | 2093181.7886 | 0 | 0 | 0 | 0 | 0 | 0 | 0 | 0 | 0 | 0 | 0 | 0 | 0 | 0 | 0 | -259139.105 | 0 | 0 | 0 | 0 | 0 | 0 | 0 | 0 | 0 | 0 | 0 | 0 | 0 | 0 | 0
2016-03-30 12:00 | 0 | 0 | 0 | 0 | 0 | 160817.6452 | 23.2499 | 419980 | 0 | 0 | 0 | 0 | 0 | 2093181.7886 | 0 | 0 | 0 | 0 | 0 | 0 | 0 | 0 | 0 | 0 | 0 | 0 | 0 | 0 | 0 | -259139.105 | 0 | 0 | 0 | 0 | 0 | 0 | 0 | 0 | 0 | 0 | 0 | 0 | 0 | 0 | 0
2016-03-30 13:00 | 0 | 0 | 0 | 0 | 0 | 303130.0189 | 120265.9811 | 423396 | 0 | 0 | 0 | 0 | 0 | 2093181.7886 | 0 | 0 | 0 | 0 | 0 | 0 | 0 | 0 | 0 | 0 | 0 | 0 | 0 | 0 | 0 | 0 | 0 | 0 | 0 | 0 | 0 | 0 | 0 | 0 | 0 | 0 | 0 | 0 | 0 | 0 | 0
2016-03-30 14:00 | 0 | 0 | 0 | 0 | 0 | 0 | 475230.5867 | 425989 | 0 | 0 | 0 | 0 | 49241.5867 | 2093181.7886 | 0 | 0 | 0 | 0 | 0 | 0 | 0 | 0 | 0 | 0 | 0 | 0 | 0 | 0 | 0 | 49241.5867 | 0 | 0 | 0 | 0 | 0 | 0 | 0 | 0 | 0 | 0 | 0 | 0 | 0 | 0 | 0
2016-03-30 15:00 | 0 | 0 | 0 | 0 | 0 | 0 | 699283.0865 | 425878 | 0 | 0 | 0 | 0 | 308380.6916 | 2107447.7702 | 0 | 0 | 0 | 0 | 0 | 0 | 0 | 0 | 0 | 0 | 0 | 0 | 0 | 0 | 0 | 259139.105 | 14265.9815 | 0 | 0 | 0 | 0 | 0 | 0 | 0 | 0 | 0 | 0 | 0 | 0 | 0 | 0
2016-03-30 16:00 | 0 | 0 | 0 | 0 | 0 | 0 | 697046.0865 | 423641 | 0 | 0 | 0 | 0 | 567519.7966 | 2121713.7517 | 0 | 0 | 0 | 0 | 0 | 0 | 0 | 0 | 0 | 0 | 0 | 0 | 0 | 0 | 0 | 259139.105 | 14265.9815 | 0 | 0 | 0 | 0 | 0 | 0 | 0 | 0 | 0 | 0 | 0 | 0 | 0 | 0
2016-03-30 17:00 | 0 | 0 | 0 | 0 | 0 | 0 | 695428.0865 | 422023 | 0 | 0 | 0 | 0 | 826658.9015 | 2135979.7332 | 0 | 0 | 0 | 0 | 0 | 0 | 0 | 0 | 0 | 0 | 0 | 0 | 0 | 0 | 0 | 259139.105 | 14265.9815 | 0 | 0 | 0 | 0 | 0 | 0 | 0 | 0 | 0 | 0 | 0 | 0 | 0 | 0
2016-03-30 18:00 | 0 | 0 | 0 | 0 | 0 | 0 | 693200.0865 | 419795 | 0 | 0 | 0 | 0 | 1085798.0065 | 2150245.7148 | 0 | 0 | 0 | 0 | 0 | 0 | 0 | 0 | 0 | 0 | 0 | 0 | 0 | 0 | 0 | 259139.105 | 14265.9815 | 0 | 0 | 0 | 0 | 0 | 0 | 0 | 0 | 0 | 0 | 0 | 0 | 0 | 0
2016-03-30 19:00 | 0 | 0 | 0 | 0 | 0 | 0 | 693501.0865 | 420096 | 0 | 0 | 0 | 0 | 1344937.1114 | 2164511.6963 | 0 | 0 | 0 | 0 | 0 | 0 | 0 | 0 | 0 | 0 | 0 | 0 | 0 | 0 | 0 | 259139.105 | 14265.9815 | 0 | 0 | 0 | 0 | 0 | 0 | 0 | 0 | 0 | 0 | 0 | 0 | 0 | 0
2016-03-30 20:00 | 0 | 0 | 0 | 0 | 0 | 0 | 692767.0865 | 419362 | 0 | 0 | 0 | 0 | 1604076.2164 | 2178777.6778 | 0 | 0 | 0 | 0 | 0 | 0 | 0 | 0 | 0 | 0 | 0 | 0 | 0 | 0 | 0 | 259139.105 | 14265.9815 | 0 | 0 | 0 | 0 | 0 | 0 | 0 | 0 | 0 | 0 | 0 | 0 | 0 | 0
2016-03-30 21:00 | 0 | 0 | 0 | 0 | 0 | 0 | 693635.0865 | 420230 | 0 | 0 | 0 | 0 | 1863215.3213 | 2193043.6594 | 0 | 0 | 0 | 0 | 0 | 0 | 0 | 0 | 0 | 0 | 0 | 0 | 0 | 0 | 0 | 259139.105 | 14265.9815 | 0 | 0 | 0 | 0 | 0 | 0 | 0 | 0 | 0 | 0 | 0 | 0 | 0 | 0
2016-03-30 22:00 | 0 | 0 | 0 | 0 | 0 | 0 | 694536.0865 | 421131 | 0 | 0 | 0 | 0 | 2122354.4263 | 2207309.6409 | 0 | 0 | 0 | 0 | 0 | 0 | 0 | 0 | 0 | 0 | 0 | 0 | 0 | 0 | 0 | 259139.105 | 14265.9815 | 0 | 0 | 0 | 0 | 0 | 0 | 0 | 0 | 0 | 0 | 0 | 0 | 0 | 0
2016-03-30 23:00 | 0 | 0 | 0 | 0 | 0 | 0 | 594287.9579 | 425611 | 0 | 0 | 0 | 0 | 2291031.3842 | 2207309.6409 | 0 | 0 | 0 | 0 | 0 | 0 | 0 | 0 | 0 | 0 | 0 | 0 | 0 | 0 | 0 | 168676.9579 | 0 | 0 | 0 | 0 | 0 | 0 | 0 | 0 | 0 | 0 | 0 | 0 | 0 | 0 | 0
2016-03-31 | 0 | 0 | 0 | 0 | 0 | 0 | 348616.4984 | 434380 | 0 | 0 | 0 | 0 | 2205267.8826 | 2207309.6409 | 0 | 0 | 0 | 0 | 0 | 0 | 0 | 0 | 0 | 0 | 0 | 0 | 0 | 0 | 0 | -85763.5016 | 0 | 0 | 0 | 0 | 0 | 0 | 0 | 0 | 0 | 0 | 0 | 0 | 0 | 0 | 0
2016-03-31 01:00 | 0 | 0 | 0 | 0 | 0 | 615813.6596 | 50037.114 | 429456 | 0 | 0 | 0 | 0 | 2441662.6562 | 2207309.6409 | 0 | 0 | 0 | 0 | 0 | 0 | 0 | 0 | 0 | 0 | 0 | 0 | 0 | 0 | 0 | 236394.7736 | 0 | 0 | 0 | 0 | 0 | 0 | 0 | 0 | 0 | 0 | 0 | 0 | 0 | 0 | 0
2016-03-31 02:00 | 0 | 0 | 0 | 0 | 0 | 44230.0859 | 0 | 412312 | 0 | 0 | 0 | 0 | 2182523.5512 | 2098366.8317 | 0 | 0 | 0 | 0 | 0 | 0 | 0 | 0 | 0 | 0 | 0 | 0 | 0 | 0 | 0 | -259139.105 | 0 | 108942.8092 | 0 | 0 | 0 | 0 | 0 | 0 | 0 | 0 | 0 | 0 | 0 | 0 | 0
2016-03-31 03:00 | 0 | 0 | 0 | 0 | 0 | 132922.895 | 0 | 392062 | 0 | 0 | 0 | 0 | 1923384.4463 | 2098366.8317 | 0 | 0 | 0 | 0 | 0 | 0 | 0 | 0 | 0 | 0 | 0 | 0 | 0 | 0 | 0 | -259139.105 | 0 | 0 | 0 | 0 | 0 | 0 | 0 | 0 | 0 | 0 | 0 | 0 | 0 | 0 | 0
2016-03-31 04:00 | 0 | 0 | 0 | 0 | 0 | 111468.895 | 0 | 370608 | 0 | 0 | 0 | 0 | 1664245.3413 | 2098366.8317 | 0 | 0 | 0 | 0 | 0 | 0 | 0 | 0 | 0 | 0 | 0 | 0 | 0 | 0 | 0 | -259139.105 | 0 | 0 | 0 | 0 | 0 | 0 | 0 | 0 | 0 | 0 | 0 | 0 | 0 | 0 | 0
2016-03-31 05:00 | 0 | 0 | 0 | 0 | 0 | 94873.895 | 0 | 354013 | 0 | 0 | 0 | 0 | 1405106.2364 | 2098366.8317 | 0 | 0 | 0 | 0 | 0 | 0 | 0 | 0 | 0 | 0 | 0 | 0 | 0 | 0 | 0 | -259139.105 | 0 | 0 | 0 | 0 | 0 | 0 | 0 | 0 | 0 | 0 | 0 | 0 | 0 | 0 | 0
2016-03-31 06:00 | 0 | 0 | 0 | 0 | 0 | 82845.895 | 0 | 341985 | 0 | 0 | 0 | 0 | 1145967.1314 | 2098366.8317 | 0 | 0 | 0 | 0 | 0 | 0 | 0 | 0 | 0 | 0 | 0 | 0 | 0 | 0 | 0 | -259139.105 | 0 | 0 | 0 | 0 | 0 | 0 | 0 | 0 | 0 | 0 | 0 | 0 | 0 | 0 | 0
2016-03-31 07:00 | 0 | 0 | 0 | 0 | 0 | 75791.895 | 0 | 334931 | 0 | 0 | 0 | 0 | 886828.0265 | 2098366.8317 | 0 | 0 | 0 | 0 | 0 | 0 | 0 | 0 | 0 | 0 | 0 | 0 | 0 | 0 | 0 | -259139.105 | 0 | 0 | 0 | 0 | 0 | 0 | 0 | 0 | 0 | 0 | 0 | 0 | 0 | 0 | 0
2016-03-31 08:00 | 0 | 0 | 0 | 0 | 0 | 593724.105 | 0 | 334585 | 0 | 0 | 0 | 0 | 1145967.1314 | 2098366.8317 | 0 | 0 | 0 | 0 | 0 | 0 | 0 | 0 | 0 | 0 | 0 | 0 | 0 | 0 | 0 | 259139.105 | 0 | 0 | 0 | 0 | 0 | 0 | 0 | 0 | 0 | 0 | 0 | 0 | 0 | 0 | 0
2016-03-31 09:00 | 0 | 0 | 0 | 0 | 0 | 83995.895 | 0 | 343135 | 0 | 0 | 0 | 0 | 886828.0265 | 2098366.8317 | 0 | 0 | 0 | 0 | 0 | 0 | 0 | 0 | 0 | 0 | 0 | 0 | 0 | 0 | 0 | -259139.105 | 0 | 0 | 0 | 0 | 0 | 0 | 0 | 0 | 0 | 0 | 0 | 0 | 0 | 0 | 0
2016-03-31 10:00 | 0 | 0 | 0 | 0 | 0 | 0 | 0 | 366257 | 0 | 0 | 0 | 0 | 627688.9215 | 1991248.9367 | 0 | 0 | 0 | 0 | 0 | 0 | 0 | 0 | 0 | 0 | 0 | 0 | 0 | 0 | 0 | -259139.105 | 0 | 107117.895 | 0 | 0 | 0 | 0 | 0 | 0 | 0 | 0 | 0 | 0 | 0 | 0 | 0
2016-03-31 11:00 | 0 | 0 | 0 | 0 | 0 | 133110.895 | 0 | 392250 | 0 | 0 | 0 | 0 | 368549.8166 | 1991248.9367 | 0 | 0 | 0 | 0 | 0 | 0 | 0 | 0 | 0 | 0 | 0 | 0 | 0 | 0 | 0 | -259139.105 | 0 | 0 | 0 | 0 | 0 | 0 | 0 | 0 | 0 | 0 | 0 | 0 | 0 | 0 | 0
2016-03-31 12:00 | 0 | 0 | 0 | 0 | 0 | 543704.962 | 88.5561 | 405935 | 0 | 0 | 0 | 0 | 506408.3347 | 1991248.9367 | 0 | 0 | 0 | 0 | 0 | 0 | 0 | 0 | 0 | 0 | 0 | 0 | 0 | 0 | 0 | 137858.5181 | 0 | 0 | 0 | 0 | 0 | 0 | 0 | 0 | 0 | 0 | 0 | 0 | 0 | 0 | 0
2016-03-31 13:00 | 0 | 0 | 0 | 0 | 0 | 0 | 182702.3923 | 415097 | 0 | 0 | 0 | 0 | 274013.7269 | 1991248.9367 | 0 | 0 | 0 | 0 | 0 | 0 | 0 | 0 | 0 | 0 | 0 | 0 | 0 | 0 | 0 | -232394.6077 | 0 | 0 | 0 | 0 | 0 | 0 | 0 | 0 | 0 | 0 | 0 | 0 | 0 | 0 | 0
2016-03-31 14:00 | 0 | 0 | 0 | 0 | 0 | 0 | 535508.0694 | 424306 | 0 | 0 | 0 | 0 | 385215.7963 | 1991248.9367 | 0 | 0 | 0 | 0 | 0 | 0 | 0 | 0 | 0 | 0 | 0 | 0 | 0 | 0 | 0 | 111202.0694 | 0 | 0 | 0 | 0 | 0 | 0 | 0 | 0 | 0 | 0 | 0 | 0 | 0 | 0 | 0
2016-03-31 15:00 | 0 | 0 | 0 | 0 | 0 | 0 | 702582.0865 | 429177 | 0 | 0 | 0 | 0 | 644354.9013 | 2005514.9182 | 0 | 0 | 0 | 0 | 0 | 0 | 0 | 0 | 0 | 0 | 0 | 0 | 0 | 0 | 0 | 259139.105 | 14265.9815 | 0 | 0 | 0 | 0 | 0 | 0 | 0 | 0 | 0 | 0 | 0 | 0 | 0 | 0
2016-03-31 16:00 | 0 | 0 | 0 | 0 | 0 | 0 | 704083.0865 | 430678 | 0 | 0 | 0 | 0 | 903494.0062 | 2019780.8998 | 0 | 0 | 0 | 0 | 0 | 0 | 0 | 0 | 0 | 0 | 0 | 0 | 0 | 0 | 0 | 259139.105 | 14265.9815 | 0 | 0 | 0 | 0 | 0 | 0 | 0 | 0 | 0 | 0 | 0 | 0 | 0 | 0
2016-03-31 17:00 | 0 | 0 | 0 | 0 | 0 | 0 | 705666.0865 | 432261 | 0 | 0 | 0 | 0 | 1162633.1112 | 2034046.8813 | 0 | 0 | 0 | 0 | 0 | 0 | 0 | 0 | 0 | 0 | 0 | 0 | 0 | 0 | 0 | 259139.105 | 14265.9815 | 0 | 0 | 0 | 0 | 0 | 0 | 0 | 0 | 0 | 0 | 0 | 0 | 0 | 0
2016-03-31 18:00 | 0 | 0 | 0 | 0 | 0 | 0 | 706918.0865 | 433513 | 0 | 0 | 0 | 0 | 1421772.2161 | 2048312.8628 | 0 | 0 | 0 | 0 | 0 | 0 | 0 | 0 | 0 | 0 | 0 | 0 | 0 | 0 | 0 | 259139.105 | 14265.9815 | 0 | 0 | 0 | 0 | 0 | 0 | 0 | 0 | 0 | 0 | 0 | 0 | 0 | 0
2016-03-31 19:00 | 0 | 0 | 0 | 0 | 0 | 0 | 706424.0865 | 433019 | 0 | 0 | 0 | 0 | 1680911.3211 | 2062578.8444 | 0 | 0 | 0 | 0 | 0 | 0 | 0 | 0 | 0 | 0 | 0 | 0 | 0 | 0 | 0 | 259139.105 | 14265.9815 | 0 | 0 | 0 | 0 | 0 | 0 | 0 | 0 | 0 | 0 | 0 | 0 | 0 | 0
2016-03-31 20:00 | 0 | 0 | 0 | 0 | 0 | 0 | 707352.0865 | 433947 | 0 | 0 | 0 | 0 | 1940050.426 | 2076844.8259 | 0 | 0 | 0 | 0 | 0 | 0 | 0 | 0 | 0 | 0 | 0 | 0 | 0 | 0 | 0 | 259139.105 | 14265.9815 | 0 | 0 | 0 | 0 | 0 | 0 | 0 | 0 | 0 | 0 | 0 | 0 | 0 | 0
2016-03-31 21:00 | 0 | 0 | 0 | 0 | 0 | 0 | 708978.0865 | 435573 | 0 | 0 | 0 | 0 | 2199189.531 | 2091110.8074 | 0 | 0 | 0 | 0 | 0 | 0 | 0 | 0 | 0 | 0 | 0 | 0 | 0 | 0 | 0 | 259139.105 | 14265.9815 | 0 | 0 | 0 | 0 | 0 | 0 | 0 | 0 | 0 | 0 | 0 | 0 | 0 | 0
2016-03-31 22:00 | 0 | 0 | 0 | 0 | 0 | 0 | 680041.0571 | 434337 | 0 | 0 | 0 | 0 | 2444893.5881 | 2091110.8074 | 0 | 0 | 0 | 0 | 0 | 0 | 0 | 0 | 0 | 0 | 0 | 0 | 0 | 0 | 0 | 245704.0571 | 0 | 0 | 0 | 0 | 0 | 0 | 0 | 0 | 0 | 0 | 0 | 0 | 0 | 0 | 0
2016-03-31 23:00 | 0 | 0 | 0 | 0 | 0 | 137355.9734 | 557209.1316 | 435426 | 0 | 0 | 0 | 0 | 2704032.693 | 2091110.8074 | 0 | 0 | 0 | 0 | 0 | 0 | 0 | 0 | 0 | 0 | 0 | 0 | 0 | 0 | 0 | 259139.105 | 0 | 0 | 0 | 0 | 0 | 0 | 0 | 0 | 0 | 0 | 0 | 0 | 0 | 0 | 0
2016-04-01 | 0 | 0 | 0 | 0 | 0 | 8820.0851 | 327712.5269 | 439296 | 0 | 0 | 0 | 0 | 2601269.305 | 2091110.8074 | 0 | 0 | 0 | 0 | 0 | 0 | 0 | 0 | 0 | 0 | 0 | 0 | 0 | 0 | 0 | -102763.388 | 0 | 0 | 0 | 0 | 0 | 0 | 0 | 0 | 0 | 0 | 0 | 0 | 0 | 0 | 0
2016-04-01 01:00 | 0 | 0 | 0 | 0 | 0 | 122750.2596 | 52700.6354 | 434590 | 0 | 0 | 0 | 0 | 2342130.2001 | 2091110.8074 | 0 | 0 | 0 | 0 | 0 | 0 | 0 | 0 | 0 | 0 | 0 | 0 | 0 | 0 | 0 | -259139.105 | 0 | 0 | 0 | 0 | 0 | 0 | 0 | 0 | 0 | 0 | 0 | 0 | 0 | 0 | 0
2016-04-01 02:00 | 0 | 0 | 0 | 0 | 0 | 158080.7173 | 0.17773 | 417220 | 0 | 0 | 0 | 0 | 2082991.0951 | 2091110.8074 | 0 | 0 | 0 | 0 | 0 | 0 | 0 | 0 | 0 | 0 | 0 | 0 | 0 | 0 | 0 | -259139.105 | 0 | 0 | 0 | 0 | 0 | 0 | 0 | 0 | 0 | 0 | 0 | 0 | 0 | 0 | 0
2016-04-01 03:00 | 0 | 0 | 0 | 0 | 0 | 137221.895 | 0 | 396361 | 0 | 0 | 0 | 0 | 1823851.9902 | 2091110.8074 | 0 | 0 | 0 | 0 | 0 | 0 | 0 | 0 | 0 | 0 | 0 | 0 | 0 | 0 | 0 | -259139.105 | 0 | 0 | 0 | 0 | 0 | 0 | 0 | 0 | 0 | 0 | 0 | 0 | 0 | 0 | 0
2016-04-01 04:00 | 0 | 0 | 0 | 0 | 0 | 114625.895 | 0 | 373765 | 0 | 0 | 0 | 0 | 1564712.8852 | 2091110.8074 | 0 | 0 | 0 | 0 | 0 | 0 | 0 | 0 | 0 | 0 | 0 | 0 | 0 | 0 | 0 | -259139.105 | 0 | 0 | 0 | 0 | 0 | 0 | 0 | 0 | 0 | 0 | 0 | 0 | 0 | 0 | 0
2016-04-01 05:00 | 0 | 0 | 0 | 0 | 0 | 96466.895 | 0 | 355606 | 0 | 0 | 0 | 0 | 1305573.7803 | 2091110.8074 | 0 | 0 | 0 | 0 | 0 | 0 | 0 | 0 | 0 | 0 | 0 | 0 | 0 | 0 | 0 | -259139.105 | 0 | 0 | 0 | 0 | 0 | 0 | 0 | 0 | 0 | 0 | 0 | 0 | 0 | 0 | 0
2016-04-01 06:00 | 0 | 0 | 0 | 0 | 0 | 83458.895 | 0 | 342598 | 0 | 0 | 0 | 0 | 1046434.6753 | 2091110.8074 | 0 | 0 | 0 | 0 | 0 | 0 | 0 | 0 | 0 | 0 | 0 | 0 | 0 | 0 | 0 | -259139.105 | 0 | 0 | 0 | 0 | 0 | 0 | 0 | 0 | 0 | 0 | 0 | 0 | 0 | 0 | 0
2016-04-01 07:00 | 0 | 0 | 0 | 0 | 0 | 583361.8494 | 0 | 334101 | 0 | 0 | 0 | 0 | 1295695.5248 | 2091110.8074 | 0 | 0 | 0 | 0 | 0 | 0 | 0 | 0 | 0 | 0 | 0 | 0 | 0 | 0 | 0 | 249260.8494 | 0 | 0 | 0 | 0 | 0 | 0 | 0 | 0 | 0 | 0 | 0 | 0 | 0 | 0 | 0
2016-04-01 08:00 | 0 | 0 | 0 | 0 | 0 | 73772.895 | 0 | 332912 | 0 | 0 | 0 | 0 | 1036556.4198 | 2091110.8074 | 0 | 0 | 0 | 0 | 0 | 0 | 0 | 0 | 0 | 0 | 0 | 0 | 0 | 0 | 0 | -259139.105 | 0 | 0 | 0 | 0 | 0 | 0 | 0 | 0 | 0 | 0 | 0 | 0 | 0 | 0 | 0
2016-04-01 09:00 | 0 | 0 | 0 | 0 | 0 | 81649.895 | 0 | 340789 | 0 | 0 | 0 | 0 | 777417.3149 | 2091110.8074 | 0 | 0 | 0 | 0 | 0 | 0 | 0 | 0 | 0 | 0 | 0 | 0 | 0 | 0 | 0 | -259139.105 | 0 | 0 | 0 | 0 | 0 | 0 | 0 | 0 | 0 | 0 | 0 | 0 | 0 | 0 | 0
2016-04-01 10:00 | 0 | 0 | 0 | 0 | 0 | 103882.895 | 0 | 363022 | 0 | 0 | 0 | 0 | 518278.2099 | 2091110.8074 | 0 | 0 | 0 | 0 | 0 | 0 | 0 | 0 | 0 | 0 | 0 | 0 | 0 | 0 | 0 | -259139.105 | 0 | 0 | 0 | 0 | 0 | 0 | 0 | 0 | 0 | 0 | 0 | 0 | 0 | 0 | 0
2016-04-01 11:00 | 0 | 0 | 0 | 0 | 0 | 130379.895 | 0 | 389519 | 0 | 0 | 0 | 0 | 259139.105 | 2091110.8074 | 0 | 0 | 0 | 0 | 0 | 0 | 0 | 0 | 0 | 0 | 0 | 0 | 0 | 0 | 0 | -259139.105 | 0 | 0 | 0 | 0 | 0 | 0 | 0 | 0 | 0 | 0 | 0 | 0 | 0 | 0 | 0
2016-04-01 12:00 | 0 | 0 | 0 | 0 | 0 | 145812.1352 | 29.7598 | 404981 | 0 | 0 | 0 | 0 | 0 | 2091110.8074 | 0 | 0 | 0 | 0 | 0 | 0 | 0 | 0 | 0 | 0 | 0 | 0 | 0 | 0 | 0 | -259139.105 | 0 | 0 | 0 | 0 | 0 | 0 | 0 | 0 | 0 | 0 | 0 | 0 | 0 | 0 | 0
2016-04-01 13:00 | 0 | 0 | 0 | 0 | 0 | 293774.2893 | 122434.7107 | 416209 | 0 | 0 | 0 | 0 | 0 | 2091110.8074 | 0 | 0 | 0 | 0 | 0 | 0 | 0 | 0 | 0 | 0 | 0 | 0 | 0 | 0 | 0 | 0 | 0 | 0 | 0 | 0 | 0 | 0 | 0 | 0 | 0 | 0 | 0 | 0 | 0 | 0 | 0
2016-04-01 14:00 | 0 | 0 | 0 | 0 | 0 | 0 | 523305.3895 | 425683 | 0 | 0 | 0 | 0 | 83356.408 | 2105376.789 | 0 | 0 | 0 | 0 | 0 | 0 | 0 | 0 | 0 | 0 | 0 | 0 | 0 | 0 | 0 | 83356.408 | 14265.9815 | 0 | 0 | 0 | 0 | 0 | 0 | 0 | 0 | 0 | 0 | 0 | 0 | 0 | 0
2016-04-01 15:00 | 0 | 0 | 0 | 0 | 0 | 0 | 703544.0865 | 430139 | 0 | 0 | 0 | 0 | 342495.5129 | 2119642.7705 | 0 | 0 | 0 | 0 | 0 | 0 | 0 | 0 | 0 | 0 | 0 | 0 | 0 | 0 | 0 | 259139.105 | 14265.9815 | 0 | 0 | 0 | 0 | 0 | 0 | 0 | 0 | 0 | 0 | 0 | 0 | 0 | 0
2016-04-01 16:00 | 0 | 0 | 0 | 0 | 0 | 0 | 703858.0865 | 430453 | 0 | 0 | 0 | 0 | 601634.6179 | 2133908.752 | 0 | 0 | 0 | 0 | 0 | 0 | 0 | 0 | 0 | 0 | 0 | 0 | 0 | 0 | 0 | 259139.105 | 14265.9815 | 0 | 0 | 0 | 0 | 0 | 0 | 0 | 0 | 0 | 0 | 0 | 0 | 0 | 0
2016-04-01 17:00 | 0 | 0 | 0 | 0 | 0 | 0 | 703171.0865 | 429766 | 0 | 0 | 0 | 0 | 860773.7228 | 2148174.7335 | 0 | 0 | 0 | 0 | 0 | 0 | 0 | 0 | 0 | 0 | 0 | 0 | 0 | 0 | 0 | 259139.105 | 14265.9815 | 0 | 0 | 0 | 0 | 0 | 0 | 0 | 0 | 0 | 0 | 0 | 0 | 0 | 0
2016-04-01 18:00 | 0 | 0 | 0 | 0 | 0 | 0 | 700955.0865 | 427550 | 0 | 0 | 0 | 0 | 1119912.8278 | 2162440.7151 | 0 | 0 | 0 | 0 | 0 | 0 | 0 | 0 | 0 | 0 | 0 | 0 | 0 | 0 | 0 | 259139.105 | 14265.9815 | 0 | 0 | 0 | 0 | 0 | 0 | 0 | 0 | 0 | 0 | 0 | 0 | 0 | 0
2016-04-01 19:00 | 0 | 0 | 0 | 0 | 0 | 0 | 697978.0865 | 424573 | 0 | 0 | 0 | 0 | 1379051.9327 | 2176706.6966 | 0 | 0 | 0 | 0 | 0 | 0 | 0 | 0 | 0 | 0 | 0 | 0 | 0 | 0 | 0 | 259139.105 | 14265.9815 | 0 | 0 | 0 | 0 | 0 | 0 | 0 | 0 | 0 | 0 | 0 | 0 | 0 | 0
2016-04-01 20:00 | 0 | 0 | 0 | 0 | 0 | 0 | 695212.0865 | 421807 | 0 | 0 | 0 | 0 | 1638191.0377 | 2190972.6781 | 0 | 0 | 0 | 0 | 0 | 0 | 0 | 0 | 0 | 0 | 0 | 0 | 0 | 0 | 0 | 259139.105 | 14265.9815 | 0 | 0 | 0 | 0 | 0 | 0 | 0 | 0 | 0 | 0 | 0 | 0 | 0 | 0
2016-04-01 21:00 | 0 | 0 | 0 | 0 | 0 | 0 | 692745.0865 | 419340 | 0 | 0 | 0 | 0 | 1897330.1426 | 2205238.6597 | 0 | 0 | 0 | 0 | 0 | 0 | 0 | 0 | 0 | 0 | 0 | 0 | 0 | 0 | 0 | 259139.105 | 14265.9815 | 0 | 0 | 0 | 0 | 0 | 0 | 0 | 0 | 0 | 0 | 0 | 0 | 0 | 0
2016-04-01 22:00 | 0 | 0 | 0 | 0 | 0 | 0 | 689029.0865 | 415624 | 0 | 0 | 0 | 0 | 2156469.2476 | 2219504.6412 | 0 | 0 | 0 | 0 | 0 | 0 | 0 | 0 | 0 | 0 | 0 | 0 | 0 | 0 | 0 | 259139.105 | 14265.9815 | 0 | 0 | 0 | 0 | 0 | 0 | 0 | 0 | 0 | 0 | 0 | 0 | 0 | 0
2016-04-01 23:00 | 0 | 0 | 0 | 0 | 0 | 0 | 688016.0865 | 414611 | 0 | 0 | 0 | 0 | 2415608.3525 | 2233770.6227 | 0 | 0 | 0 | 0 | 0 | 0 | 0 | 0 | 0 | 0 | 0 | 0 | 0 | 0 | 0 | 259139.105 | 14265.9815 | 0 | 0 | 0 | 0 | 0 | 0 | 0 | 0 | 0 | 0 | 0 | 0 | 0 | 0
2016-04-02 | 0 | 0 | 0 | 0 | 0 | 0 | 444346.8121 | 419217 | 0 | 0 | 0 | 0 | 2440738.1647 | 2233770.6227 | 0 | 0 | 0 | 0 | 0 | 0 | 0 | 0 | 0 | 0 | 0 | 0 | 0 | 0 | 0 | 25129.8121 | 0 | 0 | 0 | 0 | 0 | 0 | 0 | 0 | 0 | 0 | 0 | 0 | 0 | 0 | 0
2016-04-02 01:00 | 0 | 0 | 0 | 0 | 0 | 398947.22 | 59185.8557 | 416423 | 0 | 0 | 0 | 0 | 2591391.0495 | 2124827.8136 | 0 | 0 | 0 | 0 | 0 | 0 | 0 | 0 | 0 | 0 | 0 | 0 | 0 | 0 | 0 | 150652.8848 | 0 | 108942.8092 | 0 | 0 | 0 | 0 | 0 | 0 | 0 | 0 | 0 | 0 | 0 | 0 | 0
2016-04-02 02:00 | 0 | 0 | 0 | 0 | 0 | 145788.4528 | 0.44226 | 404928 | 0 | 0 | 0 | 0 | 2332251.9446 | 2124827.8136 | 0 | 0 | 0 | 0 | 0 | 0 | 0 | 0 | 0 | 0 | 0 | 0 | 0 | 0 | 0 | -259139.105 | 0 | 0 | 0 | 0 | 0 | 0 | 0 | 0 | 0 | 0 | 0 | 0 | 0 | 0 | 0
2016-04-02 03:00 | 0 | 0 | 0 | 0 | 0 | 128870.895 | 0 | 388010 | 0 | 0 | 0 | 0 | 2073112.8396 | 2124827.8136 | 0 | 0 | 0 | 0 | 0 | 0 | 0 | 0 | 0 | 0 | 0 | 0 | 0 | 0 | 0 | -259139.105 | 0 | 0 | 0 | 0 | 0 | 0 | 0 | 0 | 0 | 0 | 0 | 0 | 0 | 0 | 0
2016-04-02 04:00 | 0 | 0 | 0 | 0 | 0 | 109131.895 | 0 | 368271 | 0 | 0 | 0 | 0 | 1813973.7347 | 2124827.8136 | 0 | 0 | 0 | 0 | 0 | 0 | 0 | 0 | 0 | 0 | 0 | 0 | 0 | 0 | 0 | -259139.105 | 0 | 0 | 0 | 0 | 0 | 0 | 0 | 0 | 0 | 0 | 0 | 0 | 0 | 0 | 0
2016-04-02 05:00 | 0 | 0 | 0 | 0 | 0 | 93881.895 | 0 | 353021 | 0 | 0 | 0 | 0 | 1554834.6297 | 2124827.8136 | 0 | 0 | 0 | 0 | 0 | 0 | 0 | 0 | 0 | 0 | 0 | 0 | 0 | 0 | 0 | -259139.105 | 0 | 0 | 0 | 0 | 0 | 0 | 0 | 0 | 0 | 0 | 0 | 0 | 0 | 0 | 0
2016-04-02 06:00 | 0 | 0 | 0 | 0 | 0 | 81910.895 | 0 | 341050 | 0 | 0 | 0 | 0 | 1295695.5248 | 2124827.8136 | 0 | 0 | 0 | 0 | 0 | 0 | 0 | 0 | 0 | 0 | 0 | 0 | 0 | 0 | 0 | -259139.105 | 0 | 0 | 0 | 0 | 0 | 0 | 0 | 0 | 0 | 0 | 0 | 0 | 0 | 0 | 0
2016-04-02 07:00 | 0 | 0 | 0 | 0 | 0 | 73643.895 | 0 | 332783 | 0 | 0 | 0 | 0 | 1036556.4198 | 2124827.8136 | 0 | 0 | 0 | 0 | 0 | 0 | 0 | 0 | 0 | 0 | 0 | 0 | 0 | 0 | 0 | -259139.105 | 0 | 0 | 0 | 0 | 0 | 0 | 0 | 0 | 0 | 0 | 0 | 0 | 0 | 0 | 0
2016-04-02 08:00 | 0 | 0 | 0 | 0 | 0 | 70848.895 | 0 | 329988 | 0 | 0 | 0 | 0 | 777417.3149 | 2124827.8136 | 0 | 0 | 0 | 0 | 0 | 0 | 0 | 0 | 0 | 0 | 0 | 0 | 0 | 0 | 0 | -259139.105 | 0 | 0 | 0 | 0 | 0 | 0 | 0 | 0 | 0 | 0 | 0 | 0 | 0 | 0 | 0
2016-04-02 09:00 | 0 | 0 | 0 | 0 | 0 | 74103.895 | 0 | 333243 | 0 | 0 | 0 | 0 | 518278.2099 | 2124827.8136 | 0 | 0 | 0 | 0 | 0 | 0 | 0 | 0 | 0 | 0 | 0 | 0 | 0 | 0 | 0 | -259139.105 | 0 | 0 | 0 | 0 | 0 | 0 | 0 | 0 | 0 | 0 | 0 | 0 | 0 | 0 | 0
2016-04-02 10:00 | 0 | 0 | 0 | 0 | 0 | 83068.895 | 0 | 342208 | 0 | 0 | 0 | 0 | 259139.105 | 2124827.8136 | 0 | 0 | 0 | 0 | 0 | 0 | 0 | 0 | 0 | 0 | 0 | 0 | 0 | 0 | 0 | -259139.105 | 0 | 0 | 0 | 0 | 0 | 0 | 0 | 0 | 0 | 0 | 0 | 0 | 0 | 0 | 0
2016-04-02 11:00 | 0 | 0 | 0 | 0 | 0 | 96096.895 | 0 | 355236 | 0 | 0 | 0 | 0 | 0 | 2124827.8136 | 0 | 0 | 0 | 0 | 0 | 0 | 0 | 0 | 0 | 0 | 0 | 0 | 0 | 0 | 0 | -259139.105 | 0 | 0 | 0 | 0 | 0 | 0 | 0 | 0 | 0 | 0 | 0 | 0 | 0 | 0 | 0
2016-04-02 12:00 | 0 | 0 | 0 | 0 | 0 | 369854.5978 | 104.4022 | 369959 | 0 | 0 | 0 | 0 | 0 | 2124827.8136 | 0 | 0 | 0 | 0 | 0 | 0 | 0 | 0 | 0 | 0 | 0 | 0 | 0 | 0 | 0 | 0 | 0 | 0 | 0 | 0 | 0 | 0 | 0 | 0 | 0 | 0 | 0 | 0 | 0 | 0 | 0
2016-04-02 13:00 | 0 | 0 | 0 | 0 | 0 | 349391.8995 | 181590.9233 | 384596 | 0 | 0 | 0 | 0 | 146386.8229 | 2124827.8136 | 0 | 0 | 0 | 0 | 0 | 0 | 0 | 0 | 0 | 0 | 0 | 0 | 0 | 0 | 0 | 146386.8229 | 0 | 0 | 0 | 0 | 0 | 0 | 0 | 0 | 0 | 0 | 0 | 0 | 0 | 0 | 0
2016-04-02 14:00 | 0 | 0 | 0 | 0 | 0 | 0 | 613753.733 | 393724 | 0 | 0 | 0 | 0 | 366416.5559 | 2124827.8136 | 0 | 0 | 0 | 0 | 0 | 0 | 0 | 0 | 0 | 0 | 0 | 0 | 0 | 0 | 0 | 220029.733 | 0 | 0 | 0 | 0 | 0 | 0 | 0 | 0 | 0 | 0 | 0 | 0 | 0 | 0 | 0
2016-04-02 15:00 | 0 | 0 | 0 | 0 | 0 | 0 | 670159.0865 | 396754 | 0 | 0 | 0 | 0 | 625555.6608 | 2139093.7951 | 0 | 0 | 0 | 0 | 0 | 0 | 0 | 0 | 0 | 0 | 0 | 0 | 0 | 0 | 0 | 259139.105 | 14265.9815 | 0 | 0 | 0 | 0 | 0 | 0 | 0 | 0 | 0 | 0 | 0 | 0 | 0 | 0
2016-04-02 16:00 | 0 | 0 | 0 | 0 | 0 | 0 | 667406.0865 | 394001 | 0 | 0 | 0 | 0 | 884694.7658 | 2153359.7767 | 0 | 0 | 0 | 0 | 0 | 0 | 0 | 0 | 0 | 0 | 0 | 0 | 0 | 0 | 0 | 259139.105 | 14265.9815 | 0 | 0 | 0 | 0 | 0 | 0 | 0 | 0 | 0 | 0 | 0 | 0 | 0 | 0
2016-04-02 17:00 | 0 | 0 | 0 | 0 | 0 | 0 | 663300.0865 | 389895 | 0 | 0 | 0 | 0 | 1143833.8707 | 2167625.7582 | 0 | 0 | 0 | 0 | 0 | 0 | 0 | 0 | 0 | 0 | 0 | 0 | 0 | 0 | 0 | 259139.105 | 14265.9815 | 0 | 0 | 0 | 0 | 0 | 0 | 0 | 0 | 0 | 0 | 0 | 0 | 0 | 0
2016-04-02 18:00 | 0 | 0 | 0 | 0 | 0 | 0 | 658916.0865 | 385511 | 0 | 0 | 0 | 0 | 1402972.9757 | 2181891.7397 | 0 | 0 | 0 | 0 | 0 | 0 | 0 | 0 | 0 | 0 | 0 | 0 | 0 | 0 | 0 | 259139.105 | 14265.9815 | 0 | 0 | 0 | 0 | 0 | 0 | 0 | 0 | 0 | 0 | 0 | 0 | 0 | 0
2016-04-02 19:00 | 0 | 0 | 0 | 0 | 0 | 0 | 655122.0865 | 381717 | 0 | 0 | 0 | 0 | 1662112.0806 | 2196157.7213 | 0 | 0 | 0 | 0 | 0 | 0 | 0 | 0 | 0 | 0 | 0 | 0 | 0 | 0 | 0 | 259139.105 | 14265.9815 | 0 | 0 | 0 | 0 | 0 | 0 | 0 | 0 | 0 | 0 | 0 | 0 | 0 | 0
2016-04-02 20:00 | 0 | 0 | 0 | 0 | 0 | 0 | 654332.0865 | 380927 | 0 | 0 | 0 | 0 | 1921251.1856 | 2210423.7028 | 0 | 0 | 0 | 0 | 0 | 0 | 0 | 0 | 0 | 0 | 0 | 0 | 0 | 0 | 0 | 259139.105 | 14265.9815 | 0 | 0 | 0 | 0 | 0 | 0 | 0 | 0 | 0 | 0 | 0 | 0 | 0 | 0
2016-04-02 21:00 | 0 | 0 | 0 | 0 | 0 | 0 | 655407.0865 | 382002 | 0 | 0 | 0 | 0 | 2180390.2905 | 2224689.6843 | 0 | 0 | 0 | 0 | 0 | 0 | 0 | 0 | 0 | 0 | 0 | 0 | 0 | 0 | 0 | 259139.105 | 14265.9815 | 0 | 0 | 0 | 0 | 0 | 0 | 0 | 0 | 0 | 0 | 0 | 0 | 0 | 0
2016-04-02 22:00 | 0 | 0 | 0 | 0 | 0 | 0 | 656996.0865 | 383591 | 0 | 0 | 0 | 0 | 2439529.3955 | 2238955.6658 | 0 | 0 | 0 | 0 | 0 | 0 | 0 | 0 | 0 | 0 | 0 | 0 | 0 | 0 | 0 | 259139.105 | 14265.9815 | 0 | 0 | 0 | 0 | 0 | 0 | 0 | 0 | 0 | 0 | 0 | 0 | 0 | 0
2016-04-02 23:00 | 0 | 0 | 0 | 0 | 0 | 0 | 661461.0865 | 388056 | 0 | 0 | 0 | 0 | 2698668.5004 | 2253221.6474 | 0 | 0 | 0 | 0 | 0 | 0 | 0 | 0 | 0 | 0 | 0 | 0 | 0 | 0 | 0 | 259139.105 | 14265.9815 | 0 | 0 | 0 | 0 | 0 | 0 | 0 | 0 | 0 | 0 | 0 | 0 | 0 | 0
2016-04-03 | 0 | 0 | 0 | 0 | 0 | 0 | 439536.7353 | 397214 | 0 | 0 | 0 | 0 | 2849934.0449 | 2144278.8382 | 0 | 0 | 0 | 0 | 0 | 0 | 0 | 0 | 0 | 0 | 0 | 0 | 0 | 0 | 0 | 151265.5445 | 0 | 108942.8092 | 0 | 0 | 0 | 0 | 0 | 0 | 0 | 0 | 0 | 0 | 0 | 0 | 0
2016-04-03 01:00 | 0 | 0 | 0 | 0 | 0 | 386332.2068 | 57753.2929 | 399248 | 0 | 0 | 0 | 0 | 2894771.5446 | 2144278.8382 | 0 | 0 | 0 | 0 | 0 | 0 | 0 | 0 | 0 | 0 | 0 | 0 | 0 | 0 | 0 | 44837.4997 | 0 | 0 | 0 | 0 | 0 | 0 | 0 | 0 | 0 | 0 | 0 | 0 | 0 | 0 | 0
2016-04-03 02:00 | 0 | 0 | 0 | 0 | 0 | 131306.8194 | 0.07564 | 390446 | 0 | 0 | 0 | 0 | 2635632.4397 | 2144278.8382 | 0 | 0 | 0 | 0 | 0 | 0 | 0 | 0 | 0 | 0 | 0 | 0 | 0 | 0 | 0 | -259139.105 | 0 | 0 | 0 | 0 | 0 | 0 | 0 | 0 | 0 | 0 | 0 | 0 | 0 | 0 | 0
2016-04-03 03:00 | 0 | 0 | 0 | 0 | 0 | 118010.895 | 0 | 377150 | 0 | 0 | 0 | 0 | 2376493.3347 | 2144278.8382 | 0 | 0 | 0 | 0 | 0 | 0 | 0 | 0 | 0 | 0 | 0 | 0 | 0 | 0 | 0 | -259139.105 | 0 | 0 | 0 | 0 | 0 | 0 | 0 | 0 | 0 | 0 | 0 | 0 | 0 | 0 | 0
2016-04-03 04:00 | 0 | 0 | 0 | 0 | 0 | 620419.105 | 0 | 361280 | 0 | 0 | 0 | 0 | 2635632.4397 | 2144278.8382 | 0 | 0 | 0 | 0 | 0 | 0 | 0 | 0 | 0 | 0 | 0 | 0 | 0 | 0 | 0 | 259139.105 | 0 | 0 | 0 | 0 | 0 | 0 | 0 | 0 | 0 | 0 | 0 | 0 | 0 | 0 | 0
2016-04-03 05:00 | 0 | 0 | 0 | 0 | 0 | 88704.895 | 0 | 347844 | 0 | 0 | 0 | 0 | 2376493.3347 | 2144278.8382 | 0 | 0 | 0 | 0 | 0 | 0 | 0 | 0 | 0 | 0 | 0 | 0 | 0 | 0 | 0 | -259139.105 | 0 | 0 | 0 | 0 | 0 | 0 | 0 | 0 | 0 | 0 | 0 | 0 | 0 | 0 | 0
2016-04-03 06:00 | 0 | 0 | 0 | 0 | 0 | 79011.895 | 0 | 338151 | 0 | 0 | 0 | 0 | 2117354.2298 | 2144278.8382 | 0 | 0 | 0 | 0 | 0 | 0 | 0 | 0 | 0 | 0 | 0 | 0 | 0 | 0 | 0 | -259139.105 | 0 | 0 | 0 | 0 | 0 | 0 | 0 | 0 | 0 | 0 | 0 | 0 | 0 | 0 | 0
2016-04-03 07:00 | 0 | 0 | 0 | 0 | 0 | 73684.895 | 0 | 332824 | 0 | 0 | 0 | 0 | 1858215.1248 | 2144278.8382 | 0 | 0 | 0 | 0 | 0 | 0 | 0 | 0 | 0 | 0 | 0 | 0 | 0 | 0 | 0 | -259139.105 | 0 | 0 | 0 | 0 | 0 | 0 | 0 | 0 | 0 | 0 | 0 | 0 | 0 | 0 | 0
2016-04-03 08:00 | 0 | 0 | 0 | 0 | 0 | 72208.895 | 0 | 331348 | 0 | 0 | 0 | 0 | 1599076.0199 | 2144278.8382 | 0 | 0 | 0 | 0 | 0 | 0 | 0 | 0 | 0 | 0 | 0 | 0 | 0 | 0 | 0 | -259139.105 | 0 | 0 | 0 | 0 | 0 | 0 | 0 | 0 | 0 | 0 | 0 | 0 | 0 | 0 | 0
2016-04-03 09:00 | 0 | 0 | 0 | 0 | 0 | 74448.895 | 0 | 333588 | 0 | 0 | 0 | 0 | 1339936.9149 | 2144278.8382 | 0 | 0 | 0 | 0 | 0 | 0 | 0 | 0 | 0 | 0 | 0 | 0 | 0 | 0 | 0 | -259139.105 | 0 | 0 | 0 | 0 | 0 | 0 | 0 | 0 | 0 | 0 | 0 | 0 | 0 | 0 | 0
2016-04-03 10:00 | 0 | 0 | 0 | 0 | 0 | 82291.895 | 0 | 341431 | 0 | 0 | 0 | 0 | 1080797.81 | 2144278.8382 | 0 | 0 | 0 | 0 | 0 | 0 | 0 | 0 | 0 | 0 | 0 | 0 | 0 | 0 | 0 | -259139.105 | 0 | 0 | 0 | 0 | 0 | 0 | 0 | 0 | 0 | 0 | 0 | 0 | 0 | 0 | 0
2016-04-03 11:00 | 0 | 0 | 0 | 0 | 0 | 92843.895 | 0 | 351983 | 0 | 0 | 0 | 0 | 821658.705 | 2144278.8382 | 0 | 0 | 0 | 0 | 0 | 0 | 0 | 0 | 0 | 0 | 0 | 0 | 0 | 0 | 0 | -259139.105 | 0 | 0 | 0 | 0 | 0 | 0 | 0 | 0 | 0 | 0 | 0 | 0 | 0 | 0 | 0
2016-04-03 12:00 | 0 | 0 | 0 | 0 | 0 | 105390.769 | 103.126 | 364633 | 0 | 0 | 0 | 0 | 562519.6001 | 2144278.8382 | 0 | 0 | 0 | 0 | 0 | 0 | 0 | 0 | 0 | 0 | 0 | 0 | 0 | 0 | 0 | -259139.105 | 0 | 0 | 0 | 0 | 0 | 0 | 0 | 0 | 0 | 0 | 0 | 0 | 0 | 0 | 0
2016-04-03 13:00 | 0 | 0 | 0 | 0 | 0 | 0 | 185018.2479 | 374386 | 0 | 0 | 0 | 0 | 368838.6412 | 2148592.0449 | 0 | 0 | 0 | 0 | 0 | 0 | 0 | 0 | 0 | 0 | 0 | 0 | 0 | 0 | 0 | -193680.9588 | 4313.2067 | 0 | 0 | 0 | 0 | 0 | 0 | 0 | 0 | 0 | 0 | 0 | 0 | 0 | 0
2016-04-03 14:00 | 0 | 0 | 0 | 0 | 0 | 0 | 586814.9404 | 378868 | 0 | 0 | 0 | 0 | 562519.6001 | 2162858.0265 | 0 | 0 | 0 | 0 | 0 | 0 | 0 | 0 | 0 | 0 | 0 | 0 | 0 | 0 | 0 | 193680.9588 | 14265.9815 | 0 | 0 | 0 | 0 | 0 | 0 | 0 | 0 | 0 | 0 | 0 | 0 | 0 | 0
2016-04-03 15:00 | 0 | 0 | 0 | 0 | 0 | 0 | 651601.0865 | 378196 | 0 | 0 | 0 | 0 | 821658.705 | 2177124.008 | 0 | 0 | 0 | 0 | 0 | 0 | 0 | 0 | 0 | 0 | 0 | 0 | 0 | 0 | 0 | 259139.105 | 14265.9815 | 0 | 0 | 0 | 0 | 0 | 0 | 0 | 0 | 0 | 0 | 0 | 0 | 0 | 0
2016-04-03 16:00 | 0 | 0 | 0 | 0 | 0 | 0 | 650672.0865 | 377267 | 0 | 0 | 0 | 0 | 1080797.81 | 2191389.9895 | 0 | 0 | 0 | 0 | 0 | 0 | 0 | 0 | 0 | 0 | 0 | 0 | 0 | 0 | 0 | 259139.105 | 14265.9815 | 0 | 0 | 0 | 0 | 0 | 0 | 0 | 0 | 0 | 0 | 0 | 0 | 0 | 0
2016-04-03 17:00 | 0 | 0 | 0 | 0 | 0 | 0 | 649043.0865 | 375638 | 0 | 0 | 0 | 0 | 1339936.9149 | 2205655.971 | 0 | 0 | 0 | 0 | 0 | 0 | 0 | 0 | 0 | 0 | 0 | 0 | 0 | 0 | 0 | 259139.105 | 14265.9815 | 0 | 0 | 0 | 0 | 0 | 0 | 0 | 0 | 0 | 0 | 0 | 0 | 0 | 0
2016-04-03 18:00 | 0 | 0 | 0 | 0 | 0 | 0 | 647097.0865 | 373692 | 0 | 0 | 0 | 0 | 1599076.0199 | 2219921.9526 | 0 | 0 | 0 | 0 | 0 | 0 | 0 | 0 | 0 | 0 | 0 | 0 | 0 | 0 | 0 | 259139.105 | 14265.9815 | 0 | 0 | 0 | 0 | 0 | 0 | 0 | 0 | 0 | 0 | 0 | 0 | 0 | 0
2016-04-03 19:00 | 0 | 0 | 0 | 0 | 0 | 0 | 645543.0865 | 372138 | 0 | 0 | 0 | 0 | 1858215.1248 | 2234187.9341 | 0 | 0 | 0 | 0 | 0 | 0 | 0 | 0 | 0 | 0 | 0 | 0 | 0 | 0 | 0 | 259139.105 | 14265.9815 | 0 | 0 | 0 | 0 | 0 | 0 | 0 | 0 | 0 | 0 | 0 | 0 | 0 | 0
2016-04-03 20:00 | 0 | 0 | 0 | 0 | 0 | 0 | 648298.0865 | 374893 | 0 | 0 | 0 | 0 | 2117354.2298 | 2248453.9156 | 0 | 0 | 0 | 0 | 0 | 0 | 0 | 0 | 0 | 0 | 0 | 0 | 0 | 0 | 0 | 259139.105 | 14265.9815 | 0 | 0 | 0 | 0 | 0 | 0 | 0 | 0 | 0 | 0 | 0 | 0 | 0 | 0
2016-04-03 21:00 | 0 | 0 | 0 | 0 | 0 | 0 | 653502.0865 | 380097 | 0 | 0 | 0 | 0 | 2376493.3347 | 2262719.8972 | 0 | 0 | 0 | 0 | 0 | 0 | 0 | 0 | 0 | 0 | 0 | 0 | 0 | 0 | 0 | 259139.105 | 14265.9815 | 0 | 0 | 0 | 0 | 0 | 0 | 0 | 0 | 0 | 0 | 0 | 0 | 0 | 0
2016-04-03 22:00 | 0 | 0 | 0 | 0 | 0 | 0 | 659705.0865 | 386300 | 0 | 0 | 0 | 0 | 2635632.4397 | 2276985.8787 | 0 | 0 | 0 | 0 | 0 | 0 | 0 | 0 | 0 | 0 | 0 | 0 | 0 | 0 | 0 | 259139.105 | 14265.9815 | 0 | 0 | 0 | 0 | 0 | 0 | 0 | 0 | 0 | 0 | 0 | 0 | 0 | 0
2016-04-03 23:00 | 0 | 0 | 0 | 0 | 0 | 0 | 667368.0865 | 393963 | 0 | 0 | 0 | 0 | 2894771.5446 | 2291251.8602 | 0 | 0 | 0 | 0 | 0 | 0 | 0 | 0 | 0 | 0 | 0 | 0 | 0 | 0 | 0 | 259139.105 | 14265.9815 | 0 | 0 | 0 | 0 | 0 | 0 | 0 | 0 | 0 | 0 | 0 | 0 | 0 | 0
2016-04-04 | 0 | 0 | 0 | 0 | 0 | 0 | 394699.7149 | 405691 | 0 | 0 | 0 | 0 | 2883780.2595 | 2291251.8602 | 0 | 0 | 0 | 0 | 0 | 0 | 0 | 0 | 0 | 0 | 0 | 0 | 0 | 0 | 0 | -10991.2851 | 0 | 0 | 0 | 0 | 0 | 0 | 0 | 0 | 0 | 0 | 0 | 0 | 0 | 0 | 0
2016-04-04 01:00 | 0 | 0 | 0 | 0 | 0 | 367374.2597 | 50161.0253 | 406544 | 0 | 0 | 0 | 0 | 2894771.5446 | 2291251.8602 | 0 | 0 | 0 | 0 | 0 | 0 | 0 | 0 | 0 | 0 | 0 | 0 | 0 | 0 | 0 | 10991.2851 | 0 | 0 | 0 | 0 | 0 | 0 | 0 | 0 | 0 | 0 | 0 | 0 | 0 | 0 | 0
2016-04-04 02:00 | 0 | 0 | 0 | 0 | 0 | 134468.3841 | 2.511 | 393610 | 0 | 0 | 0 | 0 | 2635632.4397 | 2291251.8602 | 0 | 0 | 0 | 0 | 0 | 0 | 0 | 0 | 0 | 0 | 0 | 0 | 0 | 0 | 0 | -259139.105 | 0 | 0 | 0 | 0 | 0 | 0 | 0 | 0 | 0 | 0 | 0 | 0 | 0 | 0 | 0
2016-04-04 03:00 | 0 | 0 | 0 | 0 | 0 | 117306.895 | 0 | 376446 | 0 | 0 | 0 | 0 | 2376493.3347 | 2291251.8602 | 0 | 0 | 0 | 0 | 0 | 0 | 0 | 0 | 0 | 0 | 0 | 0 | 0 | 0 | 0 | -259139.105 | 0 | 0 | 0 | 0 | 0 | 0 | 0 | 0 | 0 | 0 | 0 | 0 | 0 | 0 | 0
2016-04-04 04:00 | 0 | 0 | 0 | 0 | 0 | 98050.895 | 0 | 357190 | 0 | 0 | 0 | 0 | 2117354.2298 | 2291251.8602 | 0 | 0 | 0 | 0 | 0 | 0 | 0 | 0 | 0 | 0 | 0 | 0 | 0 | 0 | 0 | -259139.105 | 0 | 0 | 0 | 0 | 0 | 0 | 0 | 0 | 0 | 0 | 0 | 0 | 0 | 0 | 0
2016-04-04 05:00 | 0 | 0 | 0 | 0 | 0 | 83364.895 | 0 | 342504 | 0 | 0 | 0 | 0 | 1858215.1248 | 2291251.8602 | 0 | 0 | 0 | 0 | 0 | 0 | 0 | 0 | 0 | 0 | 0 | 0 | 0 | 0 | 0 | -259139.105 | 0 | 0 | 0 | 0 | 0 | 0 | 0 | 0 | 0 | 0 | 0 | 0 | 0 | 0 | 0
2016-04-04 06:00 | 0 | 0 | 0 | 0 | 0 | 73804.895 | 0 | 332944 | 0 | 0 | 0 | 0 | 1599076.0199 | 2291251.8602 | 0 | 0 | 0 | 0 | 0 | 0 | 0 | 0 | 0 | 0 | 0 | 0 | 0 | 0 | 0 | -259139.105 | 0 | 0 | 0 | 0 | 0 | 0 | 0 | 0 | 0 | 0 | 0 | 0 | 0 | 0 | 0
2016-04-04 07:00 | 0 | 0 | 0 | 0 | 0 | 68484.895 | 0 | 327624 | 0 | 0 | 0 | 0 | 1339936.9149 | 2291251.8602 | 0 | 0 | 0 | 0 | 0 | 0 | 0 | 0 | 0 | 0 | 0 | 0 | 0 | 0 | 0 | -259139.105 | 0 | 0 | 0 | 0 | 0 | 0 | 0 | 0 | 0 | 0 | 0 | 0 | 0 | 0 | 0
2016-04-04 08:00 | 0 | 0 | 0 | 0 | 0 | 454040.3637 | 0 | 328757 | 0 | 0 | 0 | 0 | 1465220.2786 | 2291251.8602 | 0 | 0 | 0 | 0 | 0 | 0 | 0 | 0 | 0 | 0 | 0 | 0 | 0 | 0 | 0 | 125283.3637 | 0 | 0 | 0 | 0 | 0 | 0 | 0 | 0 | 0 | 0 | 0 | 0 | 0 | 0 | 0
2016-04-04 09:00 | 0 | 0 | 0 | 0 | 0 | 83015.895 | 0 | 342155 | 0 | 0 | 0 | 0 | 1206081.1736 | 2291251.8602 | 0 | 0 | 0 | 0 | 0 | 0 | 0 | 0 | 0 | 0 | 0 | 0 | 0 | 0 | 0 | -259139.105 | 0 | 0 | 0 | 0 | 0 | 0 | 0 | 0 | 0 | 0 | 0 | 0 | 0 | 0 | 0
2016-04-04 10:00 | 0 | 0 | 0 | 0 | 0 | 112642.895 | 0 | 371782 | 0 | 0 | 0 | 0 | 946942.0687 | 2291251.8602 | 0 | 0 | 0 | 0 | 0 | 0 | 0 | 0 | 0 | 0 | 0 | 0 | 0 | 0 | 0 | -259139.105 | 0 | 0 | 0 | 0 | 0 | 0 | 0 | 0 | 0 | 0 | 0 | 0 | 0 | 0 | 0
2016-04-04 11:00 | 0 | 0 | 0 | 0 | 0 | 140855.895 | 0 | 399995 | 0 | 0 | 0 | 0 | 687802.9637 | 2291251.8602 | 0 | 0 | 0 | 0 | 0 | 0 | 0 | 0 | 0 | 0 | 0 | 0 | 0 | 0 | 0 | -259139.105 | 0 | 0 | 0 | 0 | 0 | 0 | 0 | 0 | 0 | 0 | 0 | 0 | 0 | 0 | 0
2016-04-04 12:00 | 0 | 0 | 0 | 0 | 0 | 283563.0526 | 110.165 | 411957 | 0 | 0 | 0 | 0 | 559519.1813 | 2291251.8602 | 0 | 0 | 0 | 0 | 0 | 0 | 0 | 0 | 0 | 0 | 0 | 0 | 0 | 0 | 0 | -128283.7824 | 0 | 0 | 0 | 0 | 0 | 0 | 0 | 0 | 0 | 0 | 0 | 0 | 0 | 0 | 0
2016-04-04 13:00 | 0 | 0 | 0 | 0 | 0 | 0 | 227402.9608 | 417396 | 0 | 0 | 0 | 0 | 369526.1422 | 2291251.8602 | 0 | 0 | 0 | 0 | 0 | 0 | 0 | 0 | 0 | 0 | 0 | 0 | 0 | 0 | 0 | -189993.0392 | 0 | 0 | 0 | 0 | 0 | 0 | 0 | 0 | 0 | 0 | 0 | 0 | 0 | 0 | 0
2016-04-04 14:00 | 0 | 0 | 0 | 0 | 0 | 0 | 528638.3296 | 422326 | 0 | 0 | 0 | 0 | 475838.4718 | 2291251.8602 | 0 | 0 | 0 | 0 | 0 | 0 | 0 | 0 | 0 | 0 | 0 | 0 | 0 | 0 | 0 | 106312.3296 | 0 | 0 | 0 | 0 | 0 | 0 | 0 | 0 | 0 | 0 | 0 | 0 | 0 | 0 | 0
2016-04-04 15:00 | 0 | 0 | 0 | 0 | 0 | 0 | 698366.0865 | 424961 | 0 | 0 | 0 | 0 | 734977.5768 | 2305517.8418 | 0 | 0 | 0 | 0 | 0 | 0 | 0 | 0 | 0 | 0 | 0 | 0 | 0 | 0 | 0 | 259139.105 | 14265.9815 | 0 | 0 | 0 | 0 | 0 | 0 | 0 | 0 | 0 | 0 | 0 | 0 | 0 | 0
2016-04-04 16:00 | 0 | 0 | 0 | 0 | 0 | 0 | 699722.0865 | 426317 | 0 | 0 | 0 | 0 | 994116.6817 | 2319783.8233 | 0 | 0 | 0 | 0 | 0 | 0 | 0 | 0 | 0 | 0 | 0 | 0 | 0 | 0 | 0 | 259139.105 | 14265.9815 | 0 | 0 | 0 | 0 | 0 | 0 | 0 | 0 | 0 | 0 | 0 | 0 | 0 | 0
2016-04-04 17:00 | 0 | 0 | 0 | 0 | 0 | 0 | 701932.0865 | 428527 | 0 | 0 | 0 | 0 | 1253255.7867 | 2334049.8048 | 0 | 0 | 0 | 0 | 0 | 0 | 0 | 0 | 0 | 0 | 0 | 0 | 0 | 0 | 0 | 259139.105 | 14265.9815 | 0 | 0 | 0 | 0 | 0 | 0 | 0 | 0 | 0 | 0 | 0 | 0 | 0 | 0
2016-04-04 18:00 | 0 | 0 | 0 | 0 | 0 | 0 | 704029.0865 | 430624 | 0 | 0 | 0 | 0 | 1512394.8916 | 2348315.7864 | 0 | 0 | 0 | 0 | 0 | 0 | 0 | 0 | 0 | 0 | 0 | 0 | 0 | 0 | 0 | 259139.105 | 14265.9815 | 0 | 0 | 0 | 0 | 0 | 0 | 0 | 0 | 0 | 0 | 0 | 0 | 0 | 0
2016-04-04 19:00 | 0 | 0 | 0 | 0 | 0 | 0 | 706191.0865 | 432786 | 0 | 0 | 0 | 0 | 1771533.9966 | 2362581.7679 | 0 | 0 | 0 | 0 | 0 | 0 | 0 | 0 | 0 | 0 | 0 | 0 | 0 | 0 | 0 | 259139.105 | 14265.9815 | 0 | 0 | 0 | 0 | 0 | 0 | 0 | 0 | 0 | 0 | 0 | 0 | 0 | 0
2016-04-04 20:00 | 0 | 0 | 0 | 0 | 0 | 0 | 710323.0865 | 436918 | 0 | 0 | 0 | 0 | 2030673.1015 | 2376847.7494 | 0 | 0 | 0 | 0 | 0 | 0 | 0 | 0 | 0 | 0 | 0 | 0 | 0 | 0 | 0 | 259139.105 | 14265.9815 | 0 | 0 | 0 | 0 | 0 | 0 | 0 | 0 | 0 | 0 | 0 | 0 | 0 | 0
2016-04-04 21:00 | 0 | 0 | 0 | 0 | 0 | 0 | 714908.0865 | 441503 | 0 | 0 | 0 | 0 | 2289812.2065 | 2391113.731 | 0 | 0 | 0 | 0 | 0 | 0 | 0 | 0 | 0 | 0 | 0 | 0 | 0 | 0 | 0 | 259139.105 | 14265.9815 | 0 | 0 | 0 | 0 | 0 | 0 | 0 | 0 | 0 | 0 | 0 | 0 | 0 | 0
2016-04-04 22:00 | 0 | 0 | 0 | 0 | 0 | 0 | 717447.0865 | 444042 | 0 | 0 | 0 | 0 | 2548951.3114 | 2405379.7125 | 0 | 0 | 0 | 0 | 0 | 0 | 0 | 0 | 0 | 0 | 0 | 0 | 0 | 0 | 0 | 259139.105 | 14265.9815 | 0 | 0 | 0 | 0 | 0 | 0 | 0 | 0 | 0 | 0 | 0 | 0 | 0 | 0
2016-04-04 23:00 | 0 | 0 | 0 | 0 | 0 | 0 | 617638.7727 | 445816 | 0 | 0 | 0 | 0 | 2720774.0841 | 2405379.7125 | 0 | 0 | 0 | 0 | 0 | 0 | 0 | 0 | 0 | 0 | 0 | 0 | 0 | 0 | 0 | 171822.7727 | 0 | 0 | 0 | 0 | 0 | 0 | 0 | 0 | 0 | 0 | 0 | 0 | 0 | 0 | 0
2016-04-05 | 0 | 0 | 0 | 0 | 0 | 0 | 366170.3556 | 451312 | 0 | 0 | 0 | 0 | 2635632.4397 | 2405379.7125 | 0 | 0 | 0 | 0 | 0 | 0 | 0 | 0 | 0 | 0 | 0 | 0 | 0 | 0 | 0 | -85141.6444 | 0 | 0 | 0 | 0 | 0 | 0 | 0 | 0 | 0 | 0 | 0 | 0 | 0 | 0 | 0
2016-04-05 01:00 | 0 | 0 | 0 | 0 | 0 | 645301.2183 | 60249.8867 | 446412 | 0 | 0 | 0 | 0 | 2894771.5446 | 2405379.7125 | 0 | 0 | 0 | 0 | 0 | 0 | 0 | 0 | 0 | 0 | 0 | 0 | 0 | 0 | 0 | 259139.105 | 0 | 0 | 0 | 0 | 0 | 0 | 0 | 0 | 0 | 0 | 0 | 0 | 0 | 0 | 0
2016-04-05 02:00 | 0 | 0 | 0 | 0 | 0 | 168431.0177 | 4.8773 | 427575 | 0 | 0 | 0 | 0 | 2635632.4397 | 2405379.7125 | 0 | 0 | 0 | 0 | 0 | 0 | 0 | 0 | 0 | 0 | 0 | 0 | 0 | 0 | 0 | -259139.105 | 0 | 0 | 0 | 0 | 0 | 0 | 0 | 0 | 0 | 0 | 0 | 0 | 0 | 0 | 0
2016-04-05 03:00 | 0 | 0 | 0 | 0 | 0 | 145081.895 | 0 | 404221 | 0 | 0 | 0 | 0 | 2376493.3347 | 2405379.7125 | 0 | 0 | 0 | 0 | 0 | 0 | 0 | 0 | 0 | 0 | 0 | 0 | 0 | 0 | 0 | -259139.105 | 0 | 0 | 0 | 0 | 0 | 0 | 0 | 0 | 0 | 0 | 0 | 0 | 0 | 0 | 0
2016-04-05 04:00 | 0 | 0 | 0 | 0 | 0 | 641190.105 | 0 | 382051 | 0 | 0 | 0 | 0 | 2635632.4397 | 2405379.7125 | 0 | 0 | 0 | 0 | 0 | 0 | 0 | 0 | 0 | 0 | 0 | 0 | 0 | 0 | 0 | 259139.105 | 0 | 0 | 0 | 0 | 0 | 0 | 0 | 0 | 0 | 0 | 0 | 0 | 0 | 0 | 0
2016-04-05 05:00 | 0 | 0 | 0 | 0 | 0 | 105194.895 | 0 | 364334 | 0 | 0 | 0 | 0 | 2376493.3347 | 2405379.7125 | 0 | 0 | 0 | 0 | 0 | 0 | 0 | 0 | 0 | 0 | 0 | 0 | 0 | 0 | 0 | -259139.105 | 0 | 0 | 0 | 0 | 0 | 0 | 0 | 0 | 0 | 0 | 0 | 0 | 0 | 0 | 0
2016-04-05 06:00 | 0 | 0 | 0 | 0 | 0 | 93511.895 | 0 | 352651 | 0 | 0 | 0 | 0 | 2117354.2298 | 2405379.7125 | 0 | 0 | 0 | 0 | 0 | 0 | 0 | 0 | 0 | 0 | 0 | 0 | 0 | 0 | 0 | -259139.105 | 0 | 0 | 0 | 0 | 0 | 0 | 0 | 0 | 0 | 0 | 0 | 0 | 0 | 0 | 0
2016-04-05 07:00 | 0 | 0 | 0 | 0 | 0 | 86842.895 | 0 | 345982 | 0 | 0 | 0 | 0 | 1858215.1248 | 2405379.7125 | 0 | 0 | 0 | 0 | 0 | 0 | 0 | 0 | 0 | 0 | 0 | 0 | 0 | 0 | 0 | -259139.105 | 0 | 0 | 0 | 0 | 0 | 0 | 0 | 0 | 0 | 0 | 0 | 0 | 0 | 0 | 0
2016-04-05 08:00 | 0 | 0 | 0 | 0 | 0 | 87091.895 | 0 | 346231 | 0 | 0 | 0 | 0 | 1599076.0199 | 2405379.7125 | 0 | 0 | 0 | 0 | 0 | 0 | 0 | 0 | 0 | 0 | 0 | 0 | 0 | 0 | 0 | -259139.105 | 0 | 0 | 0 | 0 | 0 | 0 | 0 | 0 | 0 | 0 | 0 | 0 | 0 | 0 | 0
2016-04-05 09:00 | 0 | 0 | 0 | 0 | 0 | 99925.895 | 0 | 359065 | 0 | 0 | 0 | 0 | 1339936.9149 | 2405379.7125 | 0 | 0 | 0 | 0 | 0 | 0 | 0 | 0 | 0 | 0 | 0 | 0 | 0 | 0 | 0 | -259139.105 | 0 | 0 | 0 | 0 | 0 | 0 | 0 | 0 | 0 | 0 | 0 | 0 | 0 | 0 | 0
2016-04-05 10:00 | 0 | 0 | 0 | 0 | 0 | 128903.895 | 0 | 388043 | 0 | 0 | 0 | 0 | 1080797.81 | 2405379.7125 | 0 | 0 | 0 | 0 | 0 | 0 | 0 | 0 | 0 | 0 | 0 | 0 | 0 | 0 | 0 | -259139.105 | 0 | 0 | 0 | 0 | 0 | 0 | 0 | 0 | 0 | 0 | 0 | 0 | 0 | 0 | 0
2016-04-05 11:00 | 0 | 0 | 0 | 0 | 0 | 156190.895 | 0 | 415330 | 0 | 0 | 0 | 0 | 821658.705 | 2405379.7125 | 0 | 0 | 0 | 0 | 0 | 0 | 0 | 0 | 0 | 0 | 0 | 0 | 0 | 0 | 0 | -259139.105 | 0 | 0 | 0 | 0 | 0 | 0 | 0 | 0 | 0 | 0 | 0 | 0 | 0 | 0 | 0
2016-04-05 12:00 | 0 | 0 | 0 | 0 | 0 | 338839.7075 | 132.8879 | 425343 | 0 | 0 | 0 | 0 | 735288.3004 | 2405379.7125 | 0 | 0 | 0 | 0 | 0 | 0 | 0 | 0 | 0 | 0 | 0 | 0 | 0 | 0 | 0 | -86370.4046 | 0 | 0 | 0 | 0 | 0 | 0 | 0 | 0 | 0 | 0 | 0 | 0 | 0 | 0 | 0
2016-04-05 13:00 | 0 | 0 | 0 | 0 | 0 | 0 | 208395.4548 | 429582 | 0 | 0 | 0 | 0 | 499835.7737 | 2419645.694 | 0 | 0 | 0 | 0 | 0 | 0 | 0 | 0 | 0 | 0 | 0 | 0 | 0 | 0 | 0 | -235452.5267 | 14265.9815 | 0 | 0 | 0 | 0 | 0 | 0 | 0 | 0 | 0 | 0 | 0 | 0 | 0 | 0
2016-04-05 14:00 | 0 | 0 | 0 | 0 | 0 | 0 | 570207.1237 | 433786 | 0 | 0 | 0 | 0 | 621990.9159 | 2433911.6756 | 0 | 0 | 0 | 0 | 0 | 0 | 0 | 0 | 0 | 0 | 0 | 0 | 0 | 0 | 0 | 122155.1422 | 14265.9815 | 0 | 0 | 0 | 0 | 0 | 0 | 0 | 0 | 0 | 0 | 0 | 0 | 0 | 0
2016-04-05 15:00 | 0 | 0 | 0 | 0 | 0 | 0 | 708057.0865 | 434652 | 0 | 0 | 0 | 0 | 881130.0208 | 2448177.6571 | 0 | 0 | 0 | 0 | 0 | 0 | 0 | 0 | 0 | 0 | 0 | 0 | 0 | 0 | 0 | 259139.105 | 14265.9815 | 0 | 0 | 0 | 0 | 0 | 0 | 0 | 0 | 0 | 0 | 0 | 0 | 0 | 0
2016-04-05 16:00 | 0 | 0 | 0 | 0 | 0 | 0 | 707011.0865 | 433606 | 0 | 0 | 0 | 0 | 1140269.1258 | 2462443.6386 | 0 | 0 | 0 | 0 | 0 | 0 | 0 | 0 | 0 | 0 | 0 | 0 | 0 | 0 | 0 | 259139.105 | 14265.9815 | 0 | 0 | 0 | 0 | 0 | 0 | 0 | 0 | 0 | 0 | 0 | 0 | 0 | 0
2016-04-05 17:00 | 0 | 0 | 0 | 0 | 0 | 0 | 707104.0865 | 433699 | 0 | 0 | 0 | 0 | 1399408.2307 | 2476709.6202 | 0 | 0 | 0 | 0 | 0 | 0 | 0 | 0 | 0 | 0 | 0 | 0 | 0 | 0 | 0 | 259139.105 | 14265.9815 | 0 | 0 | 0 | 0 | 0 | 0 | 0 | 0 | 0 | 0 | 0 | 0 | 0 | 0
2016-04-05 18:00 | 0 | 0 | 0 | 0 | 0 | 0 | 707279.0865 | 433874 | 0 | 0 | 0 | 0 | 1658547.3357 | 2490975.6017 | 0 | 0 | 0 | 0 | 0 | 0 | 0 | 0 | 0 | 0 | 0 | 0 | 0 | 0 | 0 | 259139.105 | 14265.9815 | 0 | 0 | 0 | 0 | 0 | 0 | 0 | 0 | 0 | 0 | 0 | 0 | 0 | 0
2016-04-05 19:00 | 0 | 0 | 0 | 0 | 0 | 0 | 707868.0865 | 434463 | 0 | 0 | 0 | 0 | 1917686.4406 | 2505241.5832 | 0 | 0 | 0 | 0 | 0 | 0 | 0 | 0 | 0 | 0 | 0 | 0 | 0 | 0 | 0 | 259139.105 | 14265.9815 | 0 | 0 | 0 | 0 | 0 | 0 | 0 | 0 | 0 | 0 | 0 | 0 | 0 | 0
2016-04-05 20:00 | 0 | 0 | 0 | 0 | 0 | 0 | 709901.0865 | 436496 | 0 | 0 | 0 | 0 | 2176825.5456 | 2519507.5648 | 0 | 0 | 0 | 0 | 0 | 0 | 0 | 0 | 0 | 0 | 0 | 0 | 0 | 0 | 0 | 259139.105 | 14265.9815 | 0 | 0 | 0 | 0 | 0 | 0 | 0 | 0 | 0 | 0 | 0 | 0 | 0 | 0
2016-04-05 21:00 | 0 | 0 | 0 | 0 | 0 | 0 | 713493.0865 | 440088 | 0 | 0 | 0 | 0 | 2435964.6505 | 2533773.5463 | 0 | 0 | 0 | 0 | 0 | 0 | 0 | 0 | 0 | 0 | 0 | 0 | 0 | 0 | 0 | 259139.105 | 14265.9815 | 0 | 0 | 0 | 0 | 0 | 0 | 0 | 0 | 0 | 0 | 0 | 0 | 0 | 0
2016-04-05 22:00 | 0 | 0 | 0 | 0 | 0 | 0 | 716143.0865 | 442738 | 0 | 0 | 0 | 0 | 2695103.7555 | 2548039.5278 | 0 | 0 | 0 | 0 | 0 | 0 | 0 | 0 | 0 | 0 | 0 | 0 | 0 | 0 | 0 | 259139.105 | 14265.9815 | 0 | 0 | 0 | 0 | 0 | 0 | 0 | 0 | 0 | 0 | 0 | 0 | 0 | 0
2016-04-05 23:00 | 0 | 0 | 0 | 0 | 0 | 0 | 660765.7707 | 446832 | 0 | 0 | 0 | 0 | 2894771.5446 | 2562305.5094 | 0 | 0 | 0 | 0 | 0 | 0 | 0 | 0 | 0 | 0 | 0 | 0 | 0 | 0 | 0 | 199667.7892 | 14265.9815 | 0 | 0 | 0 | 0 | 0 | 0 | 0 | 0 | 0 | 0 | 0 | 0 | 0 | 0
2016-04-06 | 0 | 0 | 0 | 0 | 0 | 0 | 407232.7338 | 457670 | 0 | 0 | 0 | 0 | 2844334.2784 | 2562305.5094 | 0 | 0 | 0 | 0 | 0 | 0 | 0 | 0 | 0 | 0 | 0 | 0 | 0 | 0 | 0 | -50437.2662 | 0 | 0 | 0 | 0 | 0 | 0 | 0 | 0 | 0 | 0 | 0 | 0 | 0 | 0 | 0
2016-04-06 01:00 | 0 | 0 | 0 | 0 | 0 | 23008.7616 | 64179.3243 | 455270 | 0 | 0 | 0 | 0 | 2585195.1735 | 2453362.7002 | 0 | 0 | 0 | 0 | 0 | 0 | 0 | 0 | 0 | 0 | 0 | 0 | 0 | 0 | 0 | -259139.105 | 0 | 108942.8092 | 0 | 0 | 0 | 0 | 0 | 0 | 0 | 0 | 0 | 0 | 0 | 0 | 0
2016-04-06 02:00 | 0 | 0 | 0 | 0 | 0 | 178396.6778 | 9.2173 | 437545 | 0 | 0 | 0 | 0 | 2326056.0685 | 2453362.7002 | 0 | 0 | 0 | 0 | 0 | 0 | 0 | 0 | 0 | 0 | 0 | 0 | 0 | 0 | 0 | -259139.105 | 0 | 0 | 0 | 0 | 0 | 0 | 0 | 0 | 0 | 0 | 0 | 0 | 0 | 0 | 0
2016-04-06 03:00 | 0 | 0 | 0 | 0 | 0 | 155547.895 | 0 | 414687 | 0 | 0 | 0 | 0 | 2066916.9636 | 2453362.7002 | 0 | 0 | 0 | 0 | 0 | 0 | 0 | 0 | 0 | 0 | 0 | 0 | 0 | 0 | 0 | -259139.105 | 0 | 0 | 0 | 0 | 0 | 0 | 0 | 0 | 0 | 0 | 0 | 0 | 0 | 0 | 0
2016-04-06 04:00 | 0 | 0 | 0 | 0 | 0 | 653475.105 | 0 | 394336 | 0 | 0 | 0 | 0 | 2326056.0685 | 2453362.7002 | 0 | 0 | 0 | 0 | 0 | 0 | 0 | 0 | 0 | 0 | 0 | 0 | 0 | 0 | 0 | 259139.105 | 0 | 0 | 0 | 0 | 0 | 0 | 0 | 0 | 0 | 0 | 0 | 0 | 0 | 0 | 0
2016-04-06 05:00 | 0 | 0 | 0 | 0 | 0 | 118259.895 | 0 | 377399 | 0 | 0 | 0 | 0 | 2066916.9636 | 2453362.7002 | 0 | 0 | 0 | 0 | 0 | 0 | 0 | 0 | 0 | 0 | 0 | 0 | 0 | 0 | 0 | -259139.105 | 0 | 0 | 0 | 0 | 0 | 0 | 0 | 0 | 0 | 0 | 0 | 0 | 0 | 0 | 0
2016-04-06 06:00 | 0 | 0 | 0 | 0 | 0 | 106587.895 | 0 | 365727 | 0 | 0 | 0 | 0 | 1807777.8586 | 2453362.7002 | 0 | 0 | 0 | 0 | 0 | 0 | 0 | 0 | 0 | 0 | 0 | 0 | 0 | 0 | 0 | -259139.105 | 0 | 0 | 0 | 0 | 0 | 0 | 0 | 0 | 0 | 0 | 0 | 0 | 0 | 0 | 0
2016-04-06 07:00 | 0 | 0 | 0 | 0 | 0 | 100525.895 | 0 | 359665 | 0 | 0 | 0 | 0 | 1548638.7537 | 2453362.7002 | 0 | 0 | 0 | 0 | 0 | 0 | 0 | 0 | 0 | 0 | 0 | 0 | 0 | 0 | 0 | -259139.105 | 0 | 0 | 0 | 0 | 0 | 0 | 0 | 0 | 0 | 0 | 0 | 0 | 0 | 0 | 0
2016-04-06 08:00 | 0 | 0 | 0 | 0 | 0 | 100600.895 | 0 | 359740 | 0 | 0 | 0 | 0 | 1289499.6487 | 2453362.7002 | 0 | 0 | 0 | 0 | 0 | 0 | 0 | 0 | 0 | 0 | 0 | 0 | 0 | 0 | 0 | -259139.105 | 0 | 0 | 0 | 0 | 0 | 0 | 0 | 0 | 0 | 0 | 0 | 0 | 0 | 0 | 0
2016-04-06 09:00 | 0 | 0 | 0 | 0 | 0 | 111406.895 | 0 | 370546 | 0 | 0 | 0 | 0 | 1030360.5438 | 2453362.7002 | 0 | 0 | 0 | 0 | 0 | 0 | 0 | 0 | 0 | 0 | 0 | 0 | 0 | 0 | 0 | -259139.105 | 0 | 0 | 0 | 0 | 0 | 0 | 0 | 0 | 0 | 0 | 0 | 0 | 0 | 0 | 0
2016-04-06 10:00 | 0 | 0 | 0 | 0 | 0 | 139538.895 | 0 | 398678 | 0 | 0 | 0 | 0 | 771221.4388 | 2453362.7002 | 0 | 0 | 0 | 0 | 0 | 0 | 0 | 0 | 0 | 0 | 0 | 0 | 0 | 0 | 0 | -259139.105 | 0 | 0 | 0 | 0 | 0 | 0 | 0 | 0 | 0 | 0 | 0 | 0 | 0 | 0 | 0
2016-04-06 11:00 | 0 | 0 | 0 | 0 | 0 | 164337.895 | 0 | 423477 | 0 | 0 | 0 | 0 | 512082.3339 | 2453362.7002 | 0 | 0 | 0 | 0 | 0 | 0 | 0 | 0 | 0 | 0 | 0 | 0 | 0 | 0 | 0 | -259139.105 | 0 | 0 | 0 | 0 | 0 | 0 | 0 | 0 | 0 | 0 | 0 | 0 | 0 | 0 | 0
2016-04-06 12:00 | 0 | 0 | 0 | 0 | 0 | 257491.3543 | 155.1984 | 429642 | 0 | 0 | 0 | 0 | 340086.8866 | 2453362.7002 | 0 | 0 | 0 | 0 | 0 | 0 | 0 | 0 | 0 | 0 | 0 | 0 | 0 | 0 | 0 | -171995.4473 | 0 | 0 | 0 | 0 | 0 | 0 | 0 | 0 | 0 | 0 | 0 | 0 | 0 | 0 | 0
2016-04-06 13:00 | 0 | 0 | 0 | 0 | 0 | 0 | 219416.3851 | 430930 | 0 | 0 | 0 | 0 | 128573.2717 | 2453362.7002 | 0 | 0 | 0 | 0 | 0 | 0 | 0 | 0 | 0 | 0 | 0 | 0 | 0 | 0 | 0 | -211513.6149 | 0 | 0 | 0 | 0 | 0 | 0 | 0 | 0 | 0 | 0 | 0 | 0 | 0 | 0 | 0
2016-04-06 14:00 | 0 | 0 | 0 | 0 | 0 | 78029.5529 | 613999.5521 | 432890 | 0 | 0 | 0 | 0 | 387712.3766 | 2453362.7002 | 0 | 0 | 0 | 0 | 0 | 0 | 0 | 0 | 0 | 0 | 0 | 0 | 0 | 0 | 0 | 259139.105 | 0 | 0 | 0 | 0 | 0 | 0 | 0 | 0 | 0 | 0 | 0 | 0 | 0 | 0 | 0
2016-04-06 15:00 | 0 | 0 | 0 | 0 | 0 | 0 | 705743.0865 | 432338 | 0 | 0 | 0 | 0 | 646851.4816 | 2467628.6817 | 0 | 0 | 0 | 0 | 0 | 0 | 0 | 0 | 0 | 0 | 0 | 0 | 0 | 0 | 0 | 259139.105 | 14265.9815 | 0 | 0 | 0 | 0 | 0 | 0 | 0 | 0 | 0 | 0 | 0 | 0 | 0 | 0
2016-04-06 16:00 | 0 | 0 | 0 | 0 | 0 | 0 | 703539.0865 | 430134 | 0 | 0 | 0 | 0 | 905990.5865 | 2481894.6633 | 0 | 0 | 0 | 0 | 0 | 0 | 0 | 0 | 0 | 0 | 0 | 0 | 0 | 0 | 0 | 259139.105 | 14265.9815 | 0 | 0 | 0 | 0 | 0 | 0 | 0 | 0 | 0 | 0 | 0 | 0 | 0 | 0
2016-04-06 17:00 | 0 | 0 | 0 | 0 | 0 | 0 | 702760.0865 | 429355 | 0 | 0 | 0 | 0 | 1165129.6915 | 2496160.6448 | 0 | 0 | 0 | 0 | 0 | 0 | 0 | 0 | 0 | 0 | 0 | 0 | 0 | 0 | 0 | 259139.105 | 14265.9815 | 0 | 0 | 0 | 0 | 0 | 0 | 0 | 0 | 0 | 0 | 0 | 0 | 0 | 0
2016-04-06 18:00 | 0 | 0 | 0 | 0 | 0 | 0 | 703119.0865 | 429714 | 0 | 0 | 0 | 0 | 1424268.7964 | 2510426.6263 | 0 | 0 | 0 | 0 | 0 | 0 | 0 | 0 | 0 | 0 | 0 | 0 | 0 | 0 | 0 | 259139.105 | 14265.9815 | 0 | 0 | 0 | 0 | 0 | 0 | 0 | 0 | 0 | 0 | 0 | 0 | 0 | 0
2016-04-06 19:00 | 0 | 0 | 0 | 0 | 0 | 0 | 703037.0865 | 429632 | 0 | 0 | 0 | 0 | 1683407.9014 | 2524692.6079 | 0 | 0 | 0 | 0 | 0 | 0 | 0 | 0 | 0 | 0 | 0 | 0 | 0 | 0 | 0 | 259139.105 | 14265.9815 | 0 | 0 | 0 | 0 | 0 | 0 | 0 | 0 | 0 | 0 | 0 | 0 | 0 | 0
2016-04-06 20:00 | 0 | 0 | 0 | 0 | 0 | 0 | 705656.0865 | 432251 | 0 | 0 | 0 | 0 | 1942547.0063 | 2538958.5894 | 0 | 0 | 0 | 0 | 0 | 0 | 0 | 0 | 0 | 0 | 0 | 0 | 0 | 0 | 0 | 259139.105 | 14265.9815 | 0 | 0 | 0 | 0 | 0 | 0 | 0 | 0 | 0 | 0 | 0 | 0 | 0 | 0
2016-04-06 21:00 | 0 | 0 | 0 | 0 | 0 | 0 | 708771.0865 | 435366 | 0 | 0 | 0 | 0 | 2201686.1113 | 2553224.5709 | 0 | 0 | 0 | 0 | 0 | 0 | 0 | 0 | 0 | 0 | 0 | 0 | 0 | 0 | 0 | 259139.105 | 14265.9815 | 0 | 0 | 0 | 0 | 0 | 0 | 0 | 0 | 0 | 0 | 0 | 0 | 0 | 0
2016-04-06 22:00 | 0 | 0 | 0 | 0 | 0 | 0 | 711749.0865 | 438344 | 0 | 0 | 0 | 0 | 2460825.2162 | 2567490.5525 | 0 | 0 | 0 | 0 | 0 | 0 | 0 | 0 | 0 | 0 | 0 | 0 | 0 | 0 | 0 | 259139.105 | 14265.9815 | 0 | 0 | 0 | 0 | 0 | 0 | 0 | 0 | 0 | 0 | 0 | 0 | 0 | 0
2016-04-06 23:00 | 0 | 0 | 0 | 0 | 0 | 0 | 710651.2967 | 443182 | 0 | 0 | 0 | 0 | 2719964.3212 | 2575820.7442 | 0 | 0 | 0 | 0 | 0 | 0 | 0 | 0 | 0 | 0 | 0 | 0 | 0 | 0 | 0 | 259139.105 | 8330.1917 | 0 | 0 | 0 | 0 | 0 | 0 | 0 | 0 | 0 | 0 | 0 | 0 | 0 | 0
2016-04-07 | 0 | 0 | 0 | 0 | 0 | 0 | 431832.5812 | 448526 | 0 | 0 | 0 | 0 | 2703270.9023 | 2575820.7442 | 0 | 0 | 0 | 0 | 0 | 0 | 0 | 0 | 0 | 0 | 0 | 0 | 0 | 0 | 0 | -16693.4188 | 0 | 0 | 0 | 0 | 0 | 0 | 0 | 0 | 0 | 0 | 0 | 0 | 0 | 0 | 0
2016-04-07 01:00 | 0 | 0 | 0 | 0 | 0 | 574318.3847 | 60206.2576 | 443024 | 0 | 0 | 0 | 0 | 2894771.5446 | 2575820.7442 | 0 | 0 | 0 | 0 | 0 | 0 | 0 | 0 | 0 | 0 | 0 | 0 | 0 | 0 | 0 | 191500.6423 | 0 | 0 | 0 | 0 | 0 | 0 | 0 | 0 | 0 | 0 | 0 | 0 | 0 | 0 | 0
2016-04-07 02:00 | 0 | 0 | 0 | 0 | 0 | 424740.4727 | 9.5273 | 424750 | 0 | 0 | 0 | 0 | 2894771.5446 | 2575820.7442 | 0 | 0 | 0 | 0 | 0 | 0 | 0 | 0 | 0 | 0 | 0 | 0 | 0 | 0 | 0 | 0 | 0 | 0 | 0 | 0 | 0 | 0 | 0 | 0 | 0 | 0 | 0 | 0 | 0 | 0 | 0
2016-04-07 03:00 | 0 | 0 | 0 | 0 | 0 | 142479.895 | 0 | 401619 | 0 | 0 | 0 | 0 | 2635632.4397 | 2575820.7442 | 0 | 0 | 0 | 0 | 0 | 0 | 0 | 0 | 0 | 0 | 0 | 0 | 0 | 0 | 0 | -259139.105 | 0 | 0 | 0 | 0 | 0 | 0 | 0 | 0 | 0 | 0 | 0 | 0 | 0 | 0 | 0
2016-04-07 04:00 | 0 | 0 | 0 | 0 | 0 | 119518.895 | 0 | 378658 | 0 | 0 | 0 | 0 | 2376493.3347 | 2575820.7442 | 0 | 0 | 0 | 0 | 0 | 0 | 0 | 0 | 0 | 0 | 0 | 0 | 0 | 0 | 0 | -259139.105 | 0 | 0 | 0 | 0 | 0 | 0 | 0 | 0 | 0 | 0 | 0 | 0 | 0 | 0 | 0
2016-04-07 05:00 | 0 | 0 | 0 | 0 | 0 | 101954.895 | 0 | 361094 | 0 | 0 | 0 | 0 | 2117354.2298 | 2575820.7442 | 0 | 0 | 0 | 0 | 0 | 0 | 0 | 0 | 0 | 0 | 0 | 0 | 0 | 0 | 0 | -259139.105 | 0 | 0 | 0 | 0 | 0 | 0 | 0 | 0 | 0 | 0 | 0 | 0 | 0 | 0 | 0
2016-04-07 06:00 | 0 | 0 | 0 | 0 | 0 | 89809.895 | 0 | 348949 | 0 | 0 | 0 | 0 | 1858215.1248 | 2575820.7442 | 0 | 0 | 0 | 0 | 0 | 0 | 0 | 0 | 0 | 0 | 0 | 0 | 0 | 0 | 0 | -259139.105 | 0 | 0 | 0 | 0 | 0 | 0 | 0 | 0 | 0 | 0 | 0 | 0 | 0 | 0 | 0
2016-04-07 07:00 | 0 | 0 | 0 | 0 | 0 | 601261.105 | 0 | 342122 | 0 | 0 | 0 | 0 | 2117354.2298 | 2575820.7442 | 0 | 0 | 0 | 0 | 0 | 0 | 0 | 0 | 0 | 0 | 0 | 0 | 0 | 0 | 0 | 259139.105 | 0 | 0 | 0 | 0 | 0 | 0 | 0 | 0 | 0 | 0 | 0 | 0 | 0 | 0 | 0
2016-04-07 08:00 | 0 | 0 | 0 | 0 | 0 | 82746.895 | 0 | 341886 | 0 | 0 | 0 | 0 | 1858215.1248 | 2575820.7442 | 0 | 0 | 0 | 0 | 0 | 0 | 0 | 0 | 0 | 0 | 0 | 0 | 0 | 0 | 0 | -259139.105 | 0 | 0 | 0 | 0 | 0 | 0 | 0 | 0 | 0 | 0 | 0 | 0 | 0 | 0 | 0
2016-04-07 09:00 | 0 | 0 | 0 | 0 | 0 | 90977.895 | 0 | 350117 | 0 | 0 | 0 | 0 | 1599076.0199 | 2575820.7442 | 0 | 0 | 0 | 0 | 0 | 0 | 0 | 0 | 0 | 0 | 0 | 0 | 0 | 0 | 0 | -259139.105 | 0 | 0 | 0 | 0 | 0 | 0 | 0 | 0 | 0 | 0 | 0 | 0 | 0 | 0 | 0
2016-04-07 10:00 | 0 | 0 | 0 | 0 | 0 | 117851.895 | 0 | 376991 | 0 | 0 | 0 | 0 | 1339936.9149 | 2575820.7442 | 0 | 0 | 0 | 0 | 0 | 0 | 0 | 0 | 0 | 0 | 0 | 0 | 0 | 0 | 0 | -259139.105 | 0 | 0 | 0 | 0 | 0 | 0 | 0 | 0 | 0 | 0 | 0 | 0 | 0 | 0 | 0
2016-04-07 11:00 | 0 | 0 | 0 | 0 | 0 | 144252.895 | 0 | 403392 | 0 | 0 | 0 | 0 | 1080797.81 | 2575820.7442 | 0 | 0 | 0 | 0 | 0 | 0 | 0 | 0 | 0 | 0 | 0 | 0 | 0 | 0 | 0 | -259139.105 | 0 | 0 | 0 | 0 | 0 | 0 | 0 | 0 | 0 | 0 | 0 | 0 | 0 | 0 | 0
2016-04-07 12:00 | 0 | 0 | 0 | 0 | 0 | 46572.2925 | 186.7934 | 414841 | 0 | 0 | 0 | 0 | 821658.705 | 2466877.935 | 0 | 0 | 0 | 0 | 0 | 0 | 0 | 0 | 0 | 0 | 0 | 0 | 0 | 0 | 0 | -259139.105 | 0 | 108942.8092 | 0 | 0 | 0 | 0 | 0 | 0 | 0 | 0 | 0 | 0 | 0 | 0 | 0
2016-04-07 13:00 | 0 | 0 | 0 | 0 | 0 | 0 | 190700.6363 | 421774 | 0 | 0 | 0 | 0 | 590585.3413 | 2466877.935 | 0 | 0 | 0 | 0 | 0 | 0 | 0 | 0 | 0 | 0 | 0 | 0 | 0 | 0 | 0 | -231073.3637 | 0 | 0 | 0 | 0 | 0 | 0 | 0 | 0 | 0 | 0 | 0 | 0 | 0 | 0 | 0
2016-04-07 14:00 | 0 | 0 | 0 | 0 | 0 | 0 | 467766.2346 | 428430 | 0 | 0 | 0 | 0 | 629921.5759 | 2466877.935 | 0 | 0 | 0 | 0 | 0 | 0 | 0 | 0 | 0 | 0 | 0 | 0 | 0 | 0 | 0 | 39336.2346 | 0 | 0 | 0 | 0 | 0 | 0 | 0 | 0 | 0 | 0 | 0 | 0 | 0 | 0 | 0
2016-04-07 15:00 | 0 | 0 | 0 | 0 | 0 | 0 | 632078.6141 | 431891 | 0 | 0 | 0 | 0 | 830109.1901 | 2466877.935 | 0 | 0 | 0 | 0 | 0 | 0 | 0 | 0 | 0 | 0 | 0 | 0 | 0 | 0 | 0 | 200187.6141 | 0 | 0 | 0 | 0 | 0 | 0 | 0 | 0 | 0 | 0 | 0 | 0 | 0 | 0 | 0
2016-04-07 16:00 | 0 | 0 | 0 | 0 | 0 | 0 | 706919.0865 | 433514 | 0 | 0 | 0 | 0 | 1089248.295 | 2481143.9166 | 0 | 0 | 0 | 0 | 0 | 0 | 0 | 0 | 0 | 0 | 0 | 0 | 0 | 0 | 0 | 259139.105 | 14265.9815 | 0 | 0 | 0 | 0 | 0 | 0 | 0 | 0 | 0 | 0 | 0 | 0 | 0 | 0
2016-04-07 17:00 | 0 | 0 | 0 | 0 | 0 | 0 | 708510.0865 | 435105 | 0 | 0 | 0 | 0 | 1348387.4 | 2495409.8981 | 0 | 0 | 0 | 0 | 0 | 0 | 0 | 0 | 0 | 0 | 0 | 0 | 0 | 0 | 0 | 259139.105 | 14265.9815 | 0 | 0 | 0 | 0 | 0 | 0 | 0 | 0 | 0 | 0 | 0 | 0 | 0 | 0
2016-04-07 18:00 | 0 | 0 | 0 | 0 | 0 | 0 | 709988.0865 | 436583 | 0 | 0 | 0 | 0 | 1607526.5049 | 2509675.8796 | 0 | 0 | 0 | 0 | 0 | 0 | 0 | 0 | 0 | 0 | 0 | 0 | 0 | 0 | 0 | 259139.105 | 14265.9815 | 0 | 0 | 0 | 0 | 0 | 0 | 0 | 0 | 0 | 0 | 0 | 0 | 0 | 0
2016-04-07 19:00 | 0 | 0 | 0 | 0 | 0 | 0 | 711763.0865 | 438358 | 0 | 0 | 0 | 0 | 1866665.6099 | 2523941.8612 | 0 | 0 | 0 | 0 | 0 | 0 | 0 | 0 | 0 | 0 | 0 | 0 | 0 | 0 | 0 | 259139.105 | 14265.9815 | 0 | 0 | 0 | 0 | 0 | 0 | 0 | 0 | 0 | 0 | 0 | 0 | 0 | 0
2016-04-07 20:00 | 0 | 0 | 0 | 0 | 0 | 0 | 714602.9353 | 441584 | 0 | 0 | 0 | 0 | 2125804.7148 | 2537821.6915 | 0 | 0 | 0 | 0 | 0 | 0 | 0 | 0 | 0 | 0 | 0 | 0 | 0 | 0 | 0 | 259139.105 | 13879.8303 | 0 | 0 | 0 | 0 | 0 | 0 | 0 | 0 | 0 | 0 | 0 | 0 | 0 | 0
2016-04-07 21:00 | 0 | 0 | 0 | 0 | 0 | 0 | 683832.5394 | 444346 | 0 | 0 | 0 | 0 | 2365291.2542 | 2537821.6915 | 0 | 0 | 0 | 0 | 0 | 0 | 0 | 0 | 0 | 0 | 0 | 0 | 0 | 0 | 0 | 239486.5394 | 0 | 0 | 0 | 0 | 0 | 0 | 0 | 0 | 0 | 0 | 0 | 0 | 0 | 0 | 0
2016-04-07 22:00 | 0 | 0 | 0 | 0 | 0 | 0 | 614664.9866 | 443858 | 0 | 0 | 0 | 0 | 2536098.2408 | 2537821.6915 | 0 | 0 | 0 | 0 | 0 | 0 | 0 | 0 | 0 | 0 | 0 | 0 | 0 | 0 | 0 | 170806.9866 | 0 | 0 | 0 | 0 | 0 | 0 | 0 | 0 | 0 | 0 | 0 | 0 | 0 | 0 | 0
2016-04-07 23:00 | 0 | 0 | 0 | 0 | 0 | 0 | 480277.0608 | 443415 | 0 | 0 | 0 | 0 | 2572960.3016 | 2537821.6915 | 0 | 0 | 0 | 0 | 0 | 0 | 0 | 0 | 0 | 0 | 0 | 0 | 0 | 0 | 0 | 36862.0608 | 0 | 0 | 0 | 0 | 0 | 0 | 0 | 0 | 0 | 0 | 0 | 0 | 0 | 0 | 0
2016-04-08 | 0 | 0 | 0 | 0 | 0 | 0 | 271707.944 | 447159 | 0 | 0 | 0 | 0 | 2397509.2456 | 2537821.6915 | 0 | 0 | 0 | 0 | 0 | 0 | 0 | 0 | 0 | 0 | 0 | 0 | 0 | 0 | 0 | -175451.056 | 0 | 0 | 0 | 0 | 0 | 0 | 0 | 0 | 0 | 0 | 0 | 0 | 0 | 0 | 0
2016-04-08 01:00 | 0 | 0 | 0 | 0 | 0 | 38875.2668 | 35446.8191 | 442404 | 0 | 0 | 0 | 0 | 2138370.1406 | 2428878.8823 | 0 | 0 | 0 | 0 | 0 | 0 | 0 | 0 | 0 | 0 | 0 | 0 | 0 | 0 | 0 | -259139.105 | 0 | 108942.8092 | 0 | 0 | 0 | 0 | 0 | 0 | 0 | 0 | 0 | 0 | 0 | 0 | 0
2016-04-08 02:00 | 0 | 0 | 0 | 0 | 0 | 165722.5194 | 6.3756 | 424868 | 0 | 0 | 0 | 0 | 1879231.0357 | 2428878.8823 | 0 | 0 | 0 | 0 | 0 | 0 | 0 | 0 | 0 | 0 | 0 | 0 | 0 | 0 | 0 | -259139.105 | 0 | 0 | 0 | 0 | 0 | 0 | 0 | 0 | 0 | 0 | 0 | 0 | 0 | 0 | 0
2016-04-08 03:00 | 0 | 0 | 0 | 0 | 0 | 661888.105 | 0 | 402749 | 0 | 0 | 0 | 0 | 2138370.1406 | 2428878.8823 | 0 | 0 | 0 | 0 | 0 | 0 | 0 | 0 | 0 | 0 | 0 | 0 | 0 | 0 | 0 | 259139.105 | 0 | 0 | 0 | 0 | 0 | 0 | 0 | 0 | 0 | 0 | 0 | 0 | 0 | 0 | 0
2016-04-08 04:00 | 0 | 0 | 0 | 0 | 0 | 121825.895 | 0 | 380965 | 0 | 0 | 0 | 0 | 1879231.0357 | 2428878.8823 | 0 | 0 | 0 | 0 | 0 | 0 | 0 | 0 | 0 | 0 | 0 | 0 | 0 | 0 | 0 | -259139.105 | 0 | 0 | 0 | 0 | 0 | 0 | 0 | 0 | 0 | 0 | 0 | 0 | 0 | 0 | 0
2016-04-08 05:00 | 0 | 0 | 0 | 0 | 0 | 104485.895 | 0 | 363625 | 0 | 0 | 0 | 0 | 1620091.9307 | 2428878.8823 | 0 | 0 | 0 | 0 | 0 | 0 | 0 | 0 | 0 | 0 | 0 | 0 | 0 | 0 | 0 | -259139.105 | 0 | 0 | 0 | 0 | 0 | 0 | 0 | 0 | 0 | 0 | 0 | 0 | 0 | 0 | 0
2016-04-08 06:00 | 0 | 0 | 0 | 0 | 0 | 92735.895 | 0 | 351875 | 0 | 0 | 0 | 0 | 1360952.8258 | 2428878.8823 | 0 | 0 | 0 | 0 | 0 | 0 | 0 | 0 | 0 | 0 | 0 | 0 | 0 | 0 | 0 | -259139.105 | 0 | 0 | 0 | 0 | 0 | 0 | 0 | 0 | 0 | 0 | 0 | 0 | 0 | 0 | 0
2016-04-08 07:00 | 0 | 0 | 0 | 0 | 0 | 86110.895 | 0 | 345250 | 0 | 0 | 0 | 0 | 1101813.7208 | 2428878.8823 | 0 | 0 | 0 | 0 | 0 | 0 | 0 | 0 | 0 | 0 | 0 | 0 | 0 | 0 | 0 | -259139.105 | 0 | 0 | 0 | 0 | 0 | 0 | 0 | 0 | 0 | 0 | 0 | 0 | 0 | 0 | 0
2016-04-08 08:00 | 0 | 0 | 0 | 0 | 0 | 86258.895 | 0 | 345398 | 0 | 0 | 0 | 0 | 842674.6159 | 2428878.8823 | 0 | 0 | 0 | 0 | 0 | 0 | 0 | 0 | 0 | 0 | 0 | 0 | 0 | 0 | 0 | -259139.105 | 0 | 0 | 0 | 0 | 0 | 0 | 0 | 0 | 0 | 0 | 0 | 0 | 0 | 0 | 0
2016-04-08 09:00 | 0 | 0 | 0 | 0 | 0 | 412669.6834 | 0 | 355321 | 0 | 0 | 0 | 0 | 900023.2993 | 2428878.8823 | 0 | 0 | 0 | 0 | 0 | 0 | 0 | 0 | 0 | 0 | 0 | 0 | 0 | 0 | 0 | 57348.6834 | 0 | 0 | 0 | 0 | 0 | 0 | 0 | 0 | 0 | 0 | 0 | 0 | 0 | 0 | 0
2016-04-08 10:00 | 0 | 0 | 0 | 0 | 0 | 403106.3651 | 0 | 380433 | 0 | 0 | 0 | 0 | 922696.6643 | 2428878.8823 | 0 | 0 | 0 | 0 | 0 | 0 | 0 | 0 | 0 | 0 | 0 | 0 | 0 | 0 | 0 | 22673.3651 | 0 | 0 | 0 | 0 | 0 | 0 | 0 | 0 | 0 | 0 | 0 | 0 | 0 | 0 | 0
2016-04-08 11:00 | 0 | 0 | 0 | 0 | 0 | 145532.895 | 0 | 404672 | 0 | 0 | 0 | 0 | 663557.5594 | 2428878.8823 | 0 | 0 | 0 | 0 | 0 | 0 | 0 | 0 | 0 | 0 | 0 | 0 | 0 | 0 | 0 | -259139.105 | 0 | 0 | 0 | 0 | 0 | 0 | 0 | 0 | 0 | 0 | 0 | 0 | 0 | 0 | 0
2016-04-08 12:00 | 0 | 0 | 0 | 0 | 0 | 373571.3176 | 202.747 | 414752 | 0 | 0 | 0 | 0 | 622579.6239 | 2428878.8823 | 0 | 0 | 0 | 0 | 0 | 0 | 0 | 0 | 0 | 0 | 0 | 0 | 0 | 0 | 0 | -40977.9355 | 0 | 0 | 0 | 0 | 0 | 0 | 0 | 0 | 0 | 0 | 0 | 0 | 0 | 0 | 0
2016-04-08 13:00 | 0 | 0 | 0 | 0 | 0 | 287337.5748 | 134776.6292 | 420576 | 0 | 0 | 0 | 0 | 624117.828 | 2428878.8823 | 0 | 0 | 0 | 0 | 0 | 0 | 0 | 0 | 0 | 0 | 0 | 0 | 0 | 0 | 0 | 1538.2041 | 0 | 0 | 0 | 0 | 0 | 0 | 0 | 0 | 0 | 0 | 0 | 0 | 0 | 0 | 0
2016-04-08 14:00 | 0 | 0 | 0 | 0 | 0 | 0 | 339894.874 | 426123 | 0 | 0 | 0 | 0 | 537889.702 | 2428878.8823 | 0 | 0 | 0 | 0 | 0 | 0 | 0 | 0 | 0 | 0 | 0 | 0 | 0 | 0 | 0 | -86228.126 | 0 | 0 | 0 | 0 | 0 | 0 | 0 | 0 | 0 | 0 | 0 | 0 | 0 | 0 | 0
2016-04-08 15:00 | 0 | 0 | 0 | 0 | 0 | 192968.6195 | 495203.4854 | 429033 | 0 | 0 | 0 | 0 | 797028.8069 | 2428878.8823 | 0 | 0 | 0 | 0 | 0 | 0 | 0 | 0 | 0 | 0 | 0 | 0 | 0 | 0 | 0 | 259139.105 | 0 | 0 | 0 | 0 | 0 | 0 | 0 | 0 | 0 | 0 | 0 | 0 | 0 | 0 | 0
2016-04-08 16:00 | 0 | 0 | 0 | 0 | 0 | 0 | 583873.2484 | 428742 | 0 | 0 | 0 | 0 | 952160.0553 | 2428878.8823 | 0 | 0 | 0 | 0 | 0 | 0 | 0 | 0 | 0 | 0 | 0 | 0 | 0 | 0 | 0 | 155131.2484 | 0 | 0 | 0 | 0 | 0 | 0 | 0 | 0 | 0 | 0 | 0 | 0 | 0 | 0 | 0
2016-04-08 17:00 | 0 | 0 | 0 | 0 | 0 | 0 | 623662.0318 | 428449 | 0 | 0 | 0 | 0 | 1147373.0871 | 2428878.8823 | 0 | 0 | 0 | 0 | 0 | 0 | 0 | 0 | 0 | 0 | 0 | 0 | 0 | 0 | 0 | 195213.0318 | 0 | 0 | 0 | 0 | 0 | 0 | 0 | 0 | 0 | 0 | 0 | 0 | 0 | 0 | 0
2016-04-08 18:00 | 0 | 0 | 0 | 0 | 0 | 0 | 629764.9388 | 428302 | 0 | 0 | 0 | 0 | 1348836.026 | 2428878.8823 | 0 | 0 | 0 | 0 | 0 | 0 | 0 | 0 | 0 | 0 | 0 | 0 | 0 | 0 | 0 | 201462.9388 | 0 | 0 | 0 | 0 | 0 | 0 | 0 | 0 | 0 | 0 | 0 | 0 | 0 | 0 | 0
2016-04-08 19:00 | 0 | 0 | 0 | 0 | 0 | 0 | 621631.1037 | 426825 | 0 | 0 | 0 | 0 | 1543642.1297 | 2428878.8823 | 0 | 0 | 0 | 0 | 0 | 0 | 0 | 0 | 0 | 0 | 0 | 0 | 0 | 0 | 0 | 194806.1037 | 0 | 0 | 0 | 0 | 0 | 0 | 0 | 0 | 0 | 0 | 0 | 0 | 0 | 0 | 0
2016-04-08 20:00 | 0 | 0 | 0 | 0 | 0 | 0 | 605394.5779 | 426716 | 0 | 0 | 0 | 0 | 1722320.7075 | 2428878.8823 | 0 | 0 | 0 | 0 | 0 | 0 | 0 | 0 | 0 | 0 | 0 | 0 | 0 | 0 | 0 | 178678.5779 | 0 | 0 | 0 | 0 | 0 | 0 | 0 | 0 | 0 | 0 | 0 | 0 | 0 | 0 | 0
2016-04-08 21:00 | 0 | 0 | 0 | 0 | 0 | 0 | 560458.7022 | 426130 | 0 | 0 | 0 | 0 | 1856649.4097 | 2428878.8823 | 0 | 0 | 0 | 0 | 0 | 0 | 0 | 0 | 0 | 0 | 0 | 0 | 0 | 0 | 0 | 134328.7022 | 0 | 0 | 0 | 0 | 0 | 0 | 0 | 0 | 0 | 0 | 0 | 0 | 0 | 0 | 0
2016-04-08 22:00 | 0 | 0 | 0 | 0 | 0 | 196266.6323 | 486724.4726 | 423852 | 0 | 0 | 0 | 0 | 2115788.5146 | 2428878.8823 | 0 | 0 | 0 | 0 | 0 | 0 | 0 | 0 | 0 | 0 | 0 | 0 | 0 | 0 | 0 | 259139.105 | 0 | 0 | 0 | 0 | 0 | 0 | 0 | 0 | 0 | 0 | 0 | 0 | 0 | 0 | 0
2016-04-08 23:00 | 0 | 0 | 0 | 0 | 0 | 0 | 358185.8651 | 422141 | 0 | 0 | 0 | 0 | 2051833.3797 | 2428878.8823 | 0 | 0 | 0 | 0 | 0 | 0 | 0 | 0 | 0 | 0 | 0 | 0 | 0 | 0 | 0 | -63955.1349 | 0 | 0 | 0 | 0 | 0 | 0 | 0 | 0 | 0 | 0 | 0 | 0 | 0 | 0 | 0
2016-04-09 | 0 | 0 | 0 | 0 | 0 | 0 | 186132.5853 | 427867 | 0 | 0 | 0 | 0 | 1919041.7742 | 2319936.0732 | 0 | 0 | 0 | 0 | 0 | 0 | 0 | 0 | 0 | 0 | 0 | 0 | 0 | 0 | 0 | -132791.6056 | 0 | 108942.8092 | 0 | 0 | 0 | 0 | 0 | 0 | 0 | 0 | 0 | 0 | 0 | 0 | 0
2016-04-09 01:00 | 0 | 0 | 0 | 0 | 0 | 582387.786 | 17826.4364 | 426624 | 0 | 0 | 0 | 0 | 2092631.9966 | 2319936.0732 | 0 | 0 | 0 | 0 | 0 | 0 | 0 | 0 | 0 | 0 | 0 | 0 | 0 | 0 | 0 | 173590.2224 | 0 | 0 | 0 | 0 | 0 | 0 | 0 | 0 | 0 | 0 | 0 | 0 | 0 | 0 | 0
2016-04-09 02:00 | 0 | 0 | 0 | 0 | 0 | 156134.8002 | 0.094859 | 415274 | 0 | 0 | 0 | 0 | 1833492.8916 | 2319936.0732 | 0 | 0 | 0 | 0 | 0 | 0 | 0 | 0 | 0 | 0 | 0 | 0 | 0 | 0 | 0 | -259139.105 | 0 | 0 | 0 | 0 | 0 | 0 | 0 | 0 | 0 | 0 | 0 | 0 | 0 | 0 | 0
2016-04-09 03:00 | 0 | 0 | 0 | 0 | 0 | 140003.895 | 0 | 399143 | 0 | 0 | 0 | 0 | 1574353.7867 | 2319936.0732 | 0 | 0 | 0 | 0 | 0 | 0 | 0 | 0 | 0 | 0 | 0 | 0 | 0 | 0 | 0 | -259139.105 | 0 | 0 | 0 | 0 | 0 | 0 | 0 | 0 | 0 | 0 | 0 | 0 | 0 | 0 | 0
2016-04-09 04:00 | 0 | 0 | 0 | 0 | 0 | 121921.895 | 0 | 381061 | 0 | 0 | 0 | 0 | 1315214.6817 | 2319936.0732 | 0 | 0 | 0 | 0 | 0 | 0 | 0 | 0 | 0 | 0 | 0 | 0 | 0 | 0 | 0 | -259139.105 | 0 | 0 | 0 | 0 | 0 | 0 | 0 | 0 | 0 | 0 | 0 | 0 | 0 | 0 | 0
2016-04-09 05:00 | 0 | 0 | 0 | 0 | 0 | 601435.9923 | 0 | 367048 | 0 | 0 | 0 | 0 | 1549602.674 | 2319936.0732 | 0 | 0 | 0 | 0 | 0 | 0 | 0 | 0 | 0 | 0 | 0 | 0 | 0 | 0 | 0 | 234387.9923 | 0 | 0 | 0 | 0 | 0 | 0 | 0 | 0 | 0 | 0 | 0 | 0 | 0 | 0 | 0
2016-04-09 06:00 | 0 | 0 | 0 | 0 | 0 | 582300.8002 | 0 | 356187 | 0 | 0 | 0 | 0 | 1775716.4742 | 2319936.0732 | 0 | 0 | 0 | 0 | 0 | 0 | 0 | 0 | 0 | 0 | 0 | 0 | 0 | 0 | 0 | 226113.8002 | 0 | 0 | 0 | 0 | 0 | 0 | 0 | 0 | 0 | 0 | 0 | 0 | 0 | 0 | 0
2016-04-09 07:00 | 0 | 0 | 0 | 0 | 0 | 90704.895 | 0 | 349844 | 0 | 0 | 0 | 0 | 1516577.3692 | 2319936.0732 | 0 | 0 | 0 | 0 | 0 | 0 | 0 | 0 | 0 | 0 | 0 | 0 | 0 | 0 | 0 | -259139.105 | 0 | 0 | 0 | 0 | 0 | 0 | 0 | 0 | 0 | 0 | 0 | 0 | 0 | 0 | 0
2016-04-09 08:00 | 0 | 0 | 0 | 0 | 0 | 88223.895 | 0 | 347363 | 0 | 0 | 0 | 0 | 1257438.2643 | 2319936.0732 | 0 | 0 | 0 | 0 | 0 | 0 | 0 | 0 | 0 | 0 | 0 | 0 | 0 | 0 | 0 | -259139.105 | 0 | 0 | 0 | 0 | 0 | 0 | 0 | 0 | 0 | 0 | 0 | 0 | 0 | 0 | 0
2016-04-09 09:00 | 0 | 0 | 0 | 0 | 0 | 92030.895 | 0 | 351170 | 0 | 0 | 0 | 0 | 998299.1593 | 2319936.0732 | 0 | 0 | 0 | 0 | 0 | 0 | 0 | 0 | 0 | 0 | 0 | 0 | 0 | 0 | 0 | -259139.105 | 0 | 0 | 0 | 0 | 0 | 0 | 0 | 0 | 0 | 0 | 0 | 0 | 0 | 0 | 0
2016-04-09 10:00 | 0 | 0 | 0 | 0 | 0 | 100077.895 | 0 | 359217 | 0 | 0 | 0 | 0 | 739160.0544 | 2319936.0732 | 0 | 0 | 0 | 0 | 0 | 0 | 0 | 0 | 0 | 0 | 0 | 0 | 0 | 0 | 0 | -259139.105 | 0 | 0 | 0 | 0 | 0 | 0 | 0 | 0 | 0 | 0 | 0 | 0 | 0 | 0 | 0
2016-04-09 11:00 | 0 | 0 | 0 | 0 | 0 | 110820.895 | 0 | 369960 | 0 | 0 | 0 | 0 | 480020.9494 | 2319936.0732 | 0 | 0 | 0 | 0 | 0 | 0 | 0 | 0 | 0 | 0 | 0 | 0 | 0 | 0 | 0 | -259139.105 | 0 | 0 | 0 | 0 | 0 | 0 | 0 | 0 | 0 | 0 | 0 | 0 | 0 | 0 | 0
2016-04-09 12:00 | 0 | 0 | 0 | 0 | 0 | 500813.5301 | 227.6377 | 383239 | 0 | 0 | 0 | 0 | 597823.1172 | 2319936.0732 | 0 | 0 | 0 | 0 | 0 | 0 | 0 | 0 | 0 | 0 | 0 | 0 | 0 | 0 | 0 | 117802.1678 | 0 | 0 | 0 | 0 | 0 | 0 | 0 | 0 | 0 | 0 | 0 | 0 | 0 | 0 | 0
2016-04-09 13:00 | 0 | 0 | 0 | 0 | 0 | 0 | 172231.8025 | 394503 | 0 | 0 | 0 | 0 | 375551.9197 | 2319936.0732 | 0 | 0 | 0 | 0 | 0 | 0 | 0 | 0 | 0 | 0 | 0 | 0 | 0 | 0 | 0 | -222271.1975 | 0 | 0 | 0 | 0 | 0 | 0 | 0 | 0 | 0 | 0 | 0 | 0 | 0 | 0 | 0
2016-04-09 14:00 | 0 | 0 | 0 | 0 | 0 | 0 | 450031.0038 | 402159 | 0 | 0 | 0 | 0 | 423423.9235 | 2319936.0732 | 0 | 0 | 0 | 0 | 0 | 0 | 0 | 0 | 0 | 0 | 0 | 0 | 0 | 0 | 0 | 47872.0038 | 0 | 0 | 0 | 0 | 0 | 0 | 0 | 0 | 0 | 0 | 0 | 0 | 0 | 0 | 0
2016-04-09 15:00 | 0 | 0 | 0 | 0 | 0 | 0 | 633685.8081 | 404535 | 0 | 0 | 0 | 0 | 652574.7315 | 2319936.0732 | 0 | 0 | 0 | 0 | 0 | 0 | 0 | 0 | 0 | 0 | 0 | 0 | 0 | 0 | 0 | 229150.8081 | 0 | 0 | 0 | 0 | 0 | 0 | 0 | 0 | 0 | 0 | 0 | 0 | 0 | 0 | 0
2016-04-09 16:00 | 0 | 0 | 0 | 0 | 0 | 0 | 676830.0865 | 403425 | 0 | 0 | 0 | 0 | 911713.8365 | 2334202.0547 | 0 | 0 | 0 | 0 | 0 | 0 | 0 | 0 | 0 | 0 | 0 | 0 | 0 | 0 | 0 | 259139.105 | 14265.9815 | 0 | 0 | 0 | 0 | 0 | 0 | 0 | 0 | 0 | 0 | 0 | 0 | 0 | 0
2016-04-09 17:00 | 0 | 0 | 0 | 0 | 0 | 0 | 675169.0865 | 401764 | 0 | 0 | 0 | 0 | 1170852.9414 | 2348468.0362 | 0 | 0 | 0 | 0 | 0 | 0 | 0 | 0 | 0 | 0 | 0 | 0 | 0 | 0 | 0 | 259139.105 | 14265.9815 | 0 | 0 | 0 | 0 | 0 | 0 | 0 | 0 | 0 | 0 | 0 | 0 | 0 | 0
2016-04-09 18:00 | 0 | 0 | 0 | 0 | 0 | 0 | 672616.0865 | 399211 | 0 | 0 | 0 | 0 | 1429992.0464 | 2362734.0178 | 0 | 0 | 0 | 0 | 0 | 0 | 0 | 0 | 0 | 0 | 0 | 0 | 0 | 0 | 0 | 259139.105 | 14265.9815 | 0 | 0 | 0 | 0 | 0 | 0 | 0 | 0 | 0 | 0 | 0 | 0 | 0 | 0
2016-04-09 19:00 | 0 | 0 | 0 | 0 | 0 | 0 | 669981.0865 | 396576 | 0 | 0 | 0 | 0 | 1689131.1513 | 2376999.9993 | 0 | 0 | 0 | 0 | 0 | 0 | 0 | 0 | 0 | 0 | 0 | 0 | 0 | 0 | 0 | 259139.105 | 14265.9815 | 0 | 0 | 0 | 0 | 0 | 0 | 0 | 0 | 0 | 0 | 0 | 0 | 0 | 0
2016-04-09 20:00 | 0 | 0 | 0 | 0 | 0 | 0 | 669885.0865 | 396480 | 0 | 0 | 0 | 0 | 1948270.2563 | 2391265.9808 | 0 | 0 | 0 | 0 | 0 | 0 | 0 | 0 | 0 | 0 | 0 | 0 | 0 | 0 | 0 | 259139.105 | 14265.9815 | 0 | 0 | 0 | 0 | 0 | 0 | 0 | 0 | 0 | 0 | 0 | 0 | 0 | 0
2016-04-09 21:00 | 0 | 0 | 0 | 0 | 0 | 0 | 661018.5823 | 396600 | 0 | 0 | 0 | 0 | 2207409.3612 | 2396545.4582 | 0 | 0 | 0 | 0 | 0 | 0 | 0 | 0 | 0 | 0 | 0 | 0 | 0 | 0 | 0 | 259139.105 | 5279.4774 | 0 | 0 | 0 | 0 | 0 | 0 | 0 | 0 | 0 | 0 | 0 | 0 | 0 | 0
2016-04-09 22:00 | 0 | 0 | 0 | 0 | 0 | 0 | 597403.2777 | 397334 | 0 | 0 | 0 | 0 | 2407478.639 | 2396545.4582 | 0 | 0 | 0 | 0 | 0 | 0 | 0 | 0 | 0 | 0 | 0 | 0 | 0 | 0 | 0 | 200069.2777 | 0 | 0 | 0 | 0 | 0 | 0 | 0 | 0 | 0 | 0 | 0 | 0 | 0 | 0 | 0
2016-04-09 23:00 | 0 | 0 | 0 | 0 | 0 | 0 | 477563.0592 | 400185 | 0 | 0 | 0 | 0 | 2484856.6982 | 2396545.4582 | 0 | 0 | 0 | 0 | 0 | 0 | 0 | 0 | 0 | 0 | 0 | 0 | 0 | 0 | 0 | 77378.0592 | 0 | 0 | 0 | 0 | 0 | 0 | 0 | 0 | 0 | 0 | 0 | 0 | 0 | 0 | 0
2016-04-10 | 0 | 0 | 0 | 0 | 0 | 0 | 273633.8769 | 410290 | 0 | 0 | 0 | 0 | 2348200.5751 | 2396545.4582 | 0 | 0 | 0 | 0 | 0 | 0 | 0 | 0 | 0 | 0 | 0 | 0 | 0 | 0 | 0 | -136656.1231 | 0 | 0 | 0 | 0 | 0 | 0 | 0 | 0 | 0 | 0 | 0 | 0 | 0 | 0 | 0
2016-04-10 01:00 | 0 | 0 | 0 | 0 | 0 | 645455.1302 | 26546.9748 | 412863 | 0 | 0 | 0 | 0 | 2607339.68 | 2396545.4582 | 0 | 0 | 0 | 0 | 0 | 0 | 0 | 0 | 0 | 0 | 0 | 0 | 0 | 0 | 0 | 259139.105 | 0 | 0 | 0 | 0 | 0 | 0 | 0 | 0 | 0 | 0 | 0 | 0 | 0 | 0 | 0
2016-04-10 02:00 | 0 | 0 | 0 | 0 | 0 | 36222.9578 | 0.12813 | 404305 | 0 | 0 | 0 | 0 | 2348200.5751 | 2287602.6491 | 0 | 0 | 0 | 0 | 0 | 0 | 0 | 0 | 0 | 0 | 0 | 0 | 0 | 0 | 0 | -259139.105 | 0 | 108942.8092 | 0 | 0 | 0 | 0 | 0 | 0 | 0 | 0 | 0 | 0 | 0 | 0 | 0
2016-04-10 03:00 | 0 | 0 | 0 | 0 | 0 | 131928.895 | 0 | 391068 | 0 | 0 | 0 | 0 | 2089061.4701 | 2287602.6491 | 0 | 0 | 0 | 0 | 0 | 0 | 0 | 0 | 0 | 0 | 0 | 0 | 0 | 0 | 0 | -259139.105 | 0 | 0 | 0 | 0 | 0 | 0 | 0 | 0 | 0 | 0 | 0 | 0 | 0 | 0 | 0
2016-04-10 04:00 | 0 | 0 | 0 | 0 | 0 | 116911.895 | 0 | 376051 | 0 | 0 | 0 | 0 | 1829922.3652 | 2287602.6491 | 0 | 0 | 0 | 0 | 0 | 0 | 0 | 0 | 0 | 0 | 0 | 0 | 0 | 0 | 0 | -259139.105 | 0 | 0 | 0 | 0 | 0 | 0 | 0 | 0 | 0 | 0 | 0 | 0 | 0 | 0 | 0
2016-04-10 05:00 | 0 | 0 | 0 | 0 | 0 | 623065.105 | 0 | 363926 | 0 | 0 | 0 | 0 | 2089061.4701 | 2287602.6491 | 0 | 0 | 0 | 0 | 0 | 0 | 0 | 0 | 0 | 0 | 0 | 0 | 0 | 0 | 0 | 259139.105 | 0 | 0 | 0 | 0 | 0 | 0 | 0 | 0 | 0 | 0 | 0 | 0 | 0 | 0 | 0
2016-04-10 06:00 | 0 | 0 | 0 | 0 | 0 | 95481.895 | 0 | 354621 | 0 | 0 | 0 | 0 | 1829922.3652 | 2287602.6491 | 0 | 0 | 0 | 0 | 0 | 0 | 0 | 0 | 0 | 0 | 0 | 0 | 0 | 0 | 0 | -259139.105 | 0 | 0 | 0 | 0 | 0 | 0 | 0 | 0 | 0 | 0 | 0 | 0 | 0 | 0 | 0
2016-04-10 07:00 | 0 | 0 | 0 | 0 | 0 | 89775.895 | 0 | 348915 | 0 | 0 | 0 | 0 | 1570783.2602 | 2287602.6491 | 0 | 0 | 0 | 0 | 0 | 0 | 0 | 0 | 0 | 0 | 0 | 0 | 0 | 0 | 0 | -259139.105 | 0 | 0 | 0 | 0 | 0 | 0 | 0 | 0 | 0 | 0 | 0 | 0 | 0 | 0 | 0
2016-04-10 08:00 | 0 | 0 | 0 | 0 | 0 | 88175.895 | 0 | 347315 | 0 | 0 | 0 | 0 | 1311644.1553 | 2287602.6491 | 0 | 0 | 0 | 0 | 0 | 0 | 0 | 0 | 0 | 0 | 0 | 0 | 0 | 0 | 0 | -259139.105 | 0 | 0 | 0 | 0 | 0 | 0 | 0 | 0 | 0 | 0 | 0 | 0 | 0 | 0 | 0
2016-04-10 09:00 | 0 | 0 | 0 | 0 | 0 | 173416.095 | 0 | 348954 | 0 | 0 | 0 | 0 | 1136106.2503 | 2287602.6491 | 0 | 0 | 0 | 0 | 0 | 0 | 0 | 0 | 0 | 0 | 0 | 0 | 0 | 0 | 0 | -175537.905 | 0 | 0 | 0 | 0 | 0 | 0 | 0 | 0 | 0 | 0 | 0 | 0 | 0 | 0 | 0
2016-04-10 10:00 | 0 | 0 | 0 | 0 | 0 | 95745.895 | 0 | 354885 | 0 | 0 | 0 | 0 | 876967.1454 | 2287602.6491 | 0 | 0 | 0 | 0 | 0 | 0 | 0 | 0 | 0 | 0 | 0 | 0 | 0 | 0 | 0 | -259139.105 | 0 | 0 | 0 | 0 | 0 | 0 | 0 | 0 | 0 | 0 | 0 | 0 | 0 | 0 | 0
2016-04-10 11:00 | 0 | 0 | 0 | 0 | 0 | 103337.895 | 0 | 362477 | 0 | 0 | 0 | 0 | 617828.0404 | 2287602.6491 | 0 | 0 | 0 | 0 | 0 | 0 | 0 | 0 | 0 | 0 | 0 | 0 | 0 | 0 | 0 | -259139.105 | 0 | 0 | 0 | 0 | 0 | 0 | 0 | 0 | 0 | 0 | 0 | 0 | 0 | 0 | 0
2016-04-10 12:00 | 0 | 0 | 0 | 0 | 0 | 629775.1544 | 472.9505 | 371109 | 0 | 0 | 0 | 0 | 876967.1454 | 2287602.6491 | 0 | 0 | 0 | 0 | 0 | 0 | 0 | 0 | 0 | 0 | 0 | 0 | 0 | 0 | 0 | 259139.105 | 0 | 0 | 0 | 0 | 0 | 0 | 0 | 0 | 0 | 0 | 0 | 0 | 0 | 0 | 0
2016-04-10 13:00 | 0 | 0 | 0 | 0 | 0 | 0 | 223372.9268 | 379666 | 0 | 0 | 0 | 0 | 720674.0722 | 2287602.6491 | 0 | 0 | 0 | 0 | 0 | 0 | 0 | 0 | 0 | 0 | 0 | 0 | 0 | 0 | 0 | -156293.0732 | 0 | 0 | 0 | 0 | 0 | 0 | 0 | 0 | 0 | 0 | 0 | 0 | 0 | 0 | 0
2016-04-10 14:00 | 0 | 0 | 0 | 0 | 0 | 0 | 486267.5294 | 385109 | 0 | 0 | 0 | 0 | 821832.6016 | 2287602.6491 | 0 | 0 | 0 | 0 | 0 | 0 | 0 | 0 | 0 | 0 | 0 | 0 | 0 | 0 | 0 | 101158.5294 | 0 | 0 | 0 | 0 | 0 | 0 | 0 | 0 | 0 | 0 | 0 | 0 | 0 | 0 | 0
2016-04-10 15:00 | 0 | 0 | 0 | 0 | 0 | 0 | 660211.0865 | 386806 | 0 | 0 | 0 | 0 | 1080971.7065 | 2301868.6306 | 0 | 0 | 0 | 0 | 0 | 0 | 0 | 0 | 0 | 0 | 0 | 0 | 0 | 0 | 0 | 259139.105 | 14265.9815 | 0 | 0 | 0 | 0 | 0 | 0 | 0 | 0 | 0 | 0 | 0 | 0 | 0 | 0
2016-04-10 16:00 | 0 | 0 | 0 | 0 | 0 | 0 | 662207.0865 | 388802 | 0 | 0 | 0 | 0 | 1340110.8115 | 2316134.6121 | 0 | 0 | 0 | 0 | 0 | 0 | 0 | 0 | 0 | 0 | 0 | 0 | 0 | 0 | 0 | 259139.105 | 14265.9815 | 0 | 0 | 0 | 0 | 0 | 0 | 0 | 0 | 0 | 0 | 0 | 0 | 0 | 0
2016-04-10 17:00 | 0 | 0 | 0 | 0 | 0 | 0 | 662287.0865 | 388882 | 0 | 0 | 0 | 0 | 1599249.9164 | 2330400.5937 | 0 | 0 | 0 | 0 | 0 | 0 | 0 | 0 | 0 | 0 | 0 | 0 | 0 | 0 | 0 | 259139.105 | 14265.9815 | 0 | 0 | 0 | 0 | 0 | 0 | 0 | 0 | 0 | 0 | 0 | 0 | 0 | 0
2016-04-10 18:00 | 0 | 0 | 0 | 0 | 0 | 0 | 662190.0865 | 388785 | 0 | 0 | 0 | 0 | 1858389.0214 | 2344666.5752 | 0 | 0 | 0 | 0 | 0 | 0 | 0 | 0 | 0 | 0 | 0 | 0 | 0 | 0 | 0 | 259139.105 | 14265.9815 | 0 | 0 | 0 | 0 | 0 | 0 | 0 | 0 | 0 | 0 | 0 | 0 | 0 | 0
2016-04-10 19:00 | 0 | 0 | 0 | 0 | 0 | 0 | 662021.0865 | 388616 | 0 | 0 | 0 | 0 | 2117528.1263 | 2358932.5567 | 0 | 0 | 0 | 0 | 0 | 0 | 0 | 0 | 0 | 0 | 0 | 0 | 0 | 0 | 0 | 259139.105 | 14265.9815 | 0 | 0 | 0 | 0 | 0 | 0 | 0 | 0 | 0 | 0 | 0 | 0 | 0 | 0
2016-04-10 20:00 | 0 | 0 | 0 | 0 | 0 | 0 | 654059.218 | 391078 | 0 | 0 | 0 | 0 | 2376667.2313 | 2362774.6698 | 0 | 0 | 0 | 0 | 0 | 0 | 0 | 0 | 0 | 0 | 0 | 0 | 0 | 0 | 0 | 259139.105 | 3842.1131 | 0 | 0 | 0 | 0 | 0 | 0 | 0 | 0 | 0 | 0 | 0 | 0 | 0 | 0
2016-04-10 21:00 | 0 | 0 | 0 | 0 | 0 | 51298.5668 | 603153.5382 | 395313 | 0 | 0 | 0 | 0 | 2635806.3362 | 2362774.6698 | 0 | 0 | 0 | 0 | 0 | 0 | 0 | 0 | 0 | 0 | 0 | 0 | 0 | 0 | 0 | 259139.105 | 0 | 0 | 0 | 0 | 0 | 0 | 0 | 0 | 0 | 0 | 0 | 0 | 0 | 0 | 0
2016-04-10 22:00 | 0 | 0 | 0 | 0 | 0 | 0 | 514663.0047 | 399719 | 0 | 0 | 0 | 0 | 2750750.3409 | 2362774.6698 | 0 | 0 | 0 | 0 | 0 | 0 | 0 | 0 | 0 | 0 | 0 | 0 | 0 | 0 | 0 | 114944.0047 | 0 | 0 | 0 | 0 | 0 | 0 | 0 | 0 | 0 | 0 | 0 | 0 | 0 | 0 | 0
2016-04-10 23:00 | 0 | 0 | 0 | 0 | 0 | 0 | 390452.3868 | 405711 | 0 | 0 | 0 | 0 | 2735491.7277 | 2362774.6698 | 0 | 0 | 0 | 0 | 0 | 0 | 0 | 0 | 0 | 0 | 0 | 0 | 0 | 0 | 0 | -15258.6132 | 0 | 0 | 0 | 0 | 0 | 0 | 0 | 0 | 0 | 0 | 0 | 0 | 0 | 0 | 0
2016-04-11 | 0 | 0 | 0 | 0 | 0 | 0 | 210887.9142 | 416358 | 0 | 0 | 0 | 0 | 2530021.6419 | 2362774.6698 | 0 | 0 | 0 | 0 | 0 | 0 | 0 | 0 | 0 | 0 | 0 | 0 | 0 | 0 | 0 | -205470.0858 | 0 | 0 | 0 | 0 | 0 | 0 | 0 | 0 | 0 | 0 | 0 | 0 | 0 | 0 | 0
2016-04-11 01:00 | 0 | 0 | 0 | 0 | 0 | 632015.6225 | 42499.4825 | 415376 | 0 | 0 | 0 | 0 | 2789160.7468 | 2362774.6698 | 0 | 0 | 0 | 0 | 0 | 0 | 0 | 0 | 0 | 0 | 0 | 0 | 0 | 0 | 0 | 259139.105 | 0 | 0 | 0 | 0 | 0 | 0 | 0 | 0 | 0 | 0 | 0 | 0 | 0 | 0 | 0
2016-04-11 02:00 | 0 | 0 | 0 | 0 | 0 | 142369.0454 | 1.8497 | 401510 | 0 | 0 | 0 | 0 | 2530021.6419 | 2362774.6698 | 0 | 0 | 0 | 0 | 0 | 0 | 0 | 0 | 0 | 0 | 0 | 0 | 0 | 0 | 0 | -259139.105 | 0 | 0 | 0 | 0 | 0 | 0 | 0 | 0 | 0 | 0 | 0 | 0 | 0 | 0 | 0
2016-04-11 03:00 | 0 | 0 | 0 | 0 | 0 | 124654.895 | 0 | 383794 | 0 | 0 | 0 | 0 | 2270882.5369 | 2362774.6698 | 0 | 0 | 0 | 0 | 0 | 0 | 0 | 0 | 0 | 0 | 0 | 0 | 0 | 0 | 0 | -259139.105 | 0 | 0 | 0 | 0 | 0 | 0 | 0 | 0 | 0 | 0 | 0 | 0 | 0 | 0 | 0
2016-04-11 04:00 | 0 | 0 | 0 | 0 | 0 | 106094.895 | 0 | 365234 | 0 | 0 | 0 | 0 | 2011743.432 | 2362774.6698 | 0 | 0 | 0 | 0 | 0 | 0 | 0 | 0 | 0 | 0 | 0 | 0 | 0 | 0 | 0 | -259139.105 | 0 | 0 | 0 | 0 | 0 | 0 | 0 | 0 | 0 | 0 | 0 | 0 | 0 | 0 | 0
2016-04-11 05:00 | 0 | 0 | 0 | 0 | 0 | 91284.895 | 0 | 350424 | 0 | 0 | 0 | 0 | 1752604.327 | 2362774.6698 | 0 | 0 | 0 | 0 | 0 | 0 | 0 | 0 | 0 | 0 | 0 | 0 | 0 | 0 | 0 | -259139.105 | 0 | 0 | 0 | 0 | 0 | 0 | 0 | 0 | 0 | 0 | 0 | 0 | 0 | 0 | 0
2016-04-11 06:00 | 0 | 0 | 0 | 0 | 0 | 81307.895 | 0 | 340447 | 0 | 0 | 0 | 0 | 1493465.2221 | 2362774.6698 | 0 | 0 | 0 | 0 | 0 | 0 | 0 | 0 | 0 | 0 | 0 | 0 | 0 | 0 | 0 | -259139.105 | 0 | 0 | 0 | 0 | 0 | 0 | 0 | 0 | 0 | 0 | 0 | 0 | 0 | 0 | 0
2016-04-11 07:00 | 0 | 0 | 0 | 0 | 0 | 76043.895 | 0 | 335183 | 0 | 0 | 0 | 0 | 1234326.1171 | 2362774.6698 | 0 | 0 | 0 | 0 | 0 | 0 | 0 | 0 | 0 | 0 | 0 | 0 | 0 | 0 | 0 | -259139.105 | 0 | 0 | 0 | 0 | 0 | 0 | 0 | 0 | 0 | 0 | 0 | 0 | 0 | 0 | 0
2016-04-11 08:00 | 0 | 0 | 0 | 0 | 0 | 78079.895 | 0 | 337219 | 0 | 0 | 0 | 0 | 975187.0122 | 2362774.6698 | 0 | 0 | 0 | 0 | 0 | 0 | 0 | 0 | 0 | 0 | 0 | 0 | 0 | 0 | 0 | -259139.105 | 0 | 0 | 0 | 0 | 0 | 0 | 0 | 0 | 0 | 0 | 0 | 0 | 0 | 0 | 0
2016-04-11 09:00 | 0 | 0 | 0 | 0 | 0 | 89588.895 | 0 | 348728 | 0 | 0 | 0 | 0 | 716047.9072 | 2362774.6698 | 0 | 0 | 0 | 0 | 0 | 0 | 0 | 0 | 0 | 0 | 0 | 0 | 0 | 0 | 0 | -259139.105 | 0 | 0 | 0 | 0 | 0 | 0 | 0 | 0 | 0 | 0 | 0 | 0 | 0 | 0 | 0
2016-04-11 10:00 | 0 | 0 | 0 | 0 | 0 | 117192.895 | 0 | 376332 | 0 | 0 | 0 | 0 | 456908.8023 | 2362774.6698 | 0 | 0 | 0 | 0 | 0 | 0 | 0 | 0 | 0 | 0 | 0 | 0 | 0 | 0 | 0 | -259139.105 | 0 | 0 | 0 | 0 | 0 | 0 | 0 | 0 | 0 | 0 | 0 | 0 | 0 | 0 | 0
2016-04-11 11:00 | 0 | 0 | 0 | 0 | 0 | 143120.895 | 0 | 402260 | 0 | 0 | 0 | 0 | 197769.6973 | 2362774.6698 | 0 | 0 | 0 | 0 | 0 | 0 | 0 | 0 | 0 | 0 | 0 | 0 | 0 | 0 | 0 | -259139.105 | 0 | 0 | 0 | 0 | 0 | 0 | 0 | 0 | 0 | 0 | 0 | 0 | 0 | 0 | 0
2016-04-11 12:00 | 0 | 0 | 0 | 0 | 0 | 427050.5056 | 386.365 | 414026 | 0 | 0 | 0 | 0 | 211180.5679 | 2362774.6698 | 0 | 0 | 0 | 0 | 0 | 0 | 0 | 0 | 0 | 0 | 0 | 0 | 0 | 0 | 0 | 13410.8706 | 0 | 0 | 0 | 0 | 0 | 0 | 0 | 0 | 0 | 0 | 0 | 0 | 0 | 0 | 0
2016-04-11 13:00 | 0 | 0 | 0 | 0 | 0 | 0 | 210035.4321 | 421216 | 0 | 0 | 0 | 0 | 0 | 2362774.6698 | 0 | 0 | 0 | 0 | 0 | 0 | 0 | 0 | 0 | 0 | 0 | 0 | 0 | 0 | 0 | -211180.5679 | 0 | 0 | 0 | 0 | 0 | 0 | 0 | 0 | 0 | 0 | 0 | 0 | 0 | 0 | 0
2016-04-11 14:00 | 0 | 0 | 0 | 0 | 0 | 0 | 497325.2368 | 427489 | 0 | 0 | 0 | 0 | 55570.2553 | 2377040.6513 | 0 | 0 | 0 | 0 | 0 | 0 | 0 | 0 | 0 | 0 | 0 | 0 | 0 | 0 | 0 | 55570.2553 | 14265.9815 | 0 | 0 | 0 | 0 | 0 | 0 | 0 | 0 | 0 | 0 | 0 | 0 | 0 | 0
2016-04-11 15:00 | 0 | 0 | 0 | 0 | 0 | 0 | 695462.6912 | 430492 | 0 | 0 | 0 | 0 | 314709.3602 | 2382872.2376 | 0 | 0 | 0 | 0 | 0 | 0 | 0 | 0 | 0 | 0 | 0 | 0 | 0 | 0 | 0 | 259139.105 | 5831.5862 | 0 | 0 | 0 | 0 | 0 | 0 | 0 | 0 | 0 | 0 | 0 | 0 | 0 | 0
2016-04-11 16:00 | 0 | 0 | 0 | 0 | 0 | 0 | 704126.0865 | 430721 | 0 | 0 | 0 | 0 | 573848.4652 | 2397138.2191 | 0 | 0 | 0 | 0 | 0 | 0 | 0 | 0 | 0 | 0 | 0 | 0 | 0 | 0 | 0 | 259139.105 | 14265.9815 | 0 | 0 | 0 | 0 | 0 | 0 | 0 | 0 | 0 | 0 | 0 | 0 | 0 | 0
2016-04-11 17:00 | 0 | 0 | 0 | 0 | 0 | 0 | 704539.0865 | 431134 | 0 | 0 | 0 | 0 | 832987.5701 | 2411404.2006 | 0 | 0 | 0 | 0 | 0 | 0 | 0 | 0 | 0 | 0 | 0 | 0 | 0 | 0 | 0 | 259139.105 | 14265.9815 | 0 | 0 | 0 | 0 | 0 | 0 | 0 | 0 | 0 | 0 | 0 | 0 | 0 | 0
2016-04-11 18:00 | 0 | 0 | 0 | 0 | 0 | 0 | 704886.0865 | 431481 | 0 | 0 | 0 | 0 | 1092126.6751 | 2425670.1822 | 0 | 0 | 0 | 0 | 0 | 0 | 0 | 0 | 0 | 0 | 0 | 0 | 0 | 0 | 0 | 259139.105 | 14265.9815 | 0 | 0 | 0 | 0 | 0 | 0 | 0 | 0 | 0 | 0 | 0 | 0 | 0 | 0
2016-04-11 19:00 | 0 | 0 | 0 | 0 | 0 | 0 | 705247.0865 | 431842 | 0 | 0 | 0 | 0 | 1351265.78 | 2439936.1637 | 0 | 0 | 0 | 0 | 0 | 0 | 0 | 0 | 0 | 0 | 0 | 0 | 0 | 0 | 0 | 259139.105 | 14265.9815 | 0 | 0 | 0 | 0 | 0 | 0 | 0 | 0 | 0 | 0 | 0 | 0 | 0 | 0
2016-04-11 20:00 | 0 | 0 | 0 | 0 | 0 | 0 | 706260.0865 | 432855 | 0 | 0 | 0 | 0 | 1610404.885 | 2454202.1452 | 0 | 0 | 0 | 0 | 0 | 0 | 0 | 0 | 0 | 0 | 0 | 0 | 0 | 0 | 0 | 259139.105 | 14265.9815 | 0 | 0 | 0 | 0 | 0 | 0 | 0 | 0 | 0 | 0 | 0 | 0 | 0 | 0
2016-04-11 21:00 | 0 | 0 | 0 | 0 | 0 | 0 | 708200.0865 | 434795 | 0 | 0 | 0 | 0 | 1869543.9899 | 2468468.1268 | 0 | 0 | 0 | 0 | 0 | 0 | 0 | 0 | 0 | 0 | 0 | 0 | 0 | 0 | 0 | 259139.105 | 14265.9815 | 0 | 0 | 0 | 0 | 0 | 0 | 0 | 0 | 0 | 0 | 0 | 0 | 0 | 0
2016-04-11 22:00 | 0 | 0 | 0 | 0 | 0 | 0 | 677988.8827 | 434879 | 0 | 0 | 0 | 0 | 2112653.8726 | 2468468.1268 | 0 | 0 | 0 | 0 | 0 | 0 | 0 | 0 | 0 | 0 | 0 | 0 | 0 | 0 | 0 | 243109.8827 | 0 | 0 | 0 | 0 | 0 | 0 | 0 | 0 | 0 | 0 | 0 | 0 | 0 | 0 | 0
2016-04-11 23:00 | 0 | 0 | 0 | 0 | 0 | 0 | 565386.5018 | 435622 | 0 | 0 | 0 | 0 | 2228152.3929 | 2482734.1083 | 0 | 0 | 0 | 0 | 0 | 0 | 0 | 0 | 0 | 0 | 0 | 0 | 0 | 0 | 0 | 115498.5203 | 14265.9815 | 0 | 0 | 0 | 0 | 0 | 0 | 0 | 0 | 0 | 0 | 0 | 0 | 0 | 0
2016-04-12 | 0 | 0 | 0 | 0 | 0 | 0 | 354707.4777 | 440493 | 0 | 0 | 0 | 0 | 2142366.8706 | 2482734.1083 | 0 | 0 | 0 | 0 | 0 | 0 | 0 | 0 | 0 | 0 | 0 | 0 | 0 | 0 | 0 | -85785.5223 | 0 | 0 | 0 | 0 | 0 | 0 | 0 | 0 | 0 | 0 | 0 | 0 | 0 | 0 | 0
2016-04-12 01:00 | 0 | 0 | 0 | 0 | 0 | 444290.268 | 72613.0753 | 436390 | 0 | 0 | 0 | 0 | 2222880.2138 | 2482734.1083 | 0 | 0 | 0 | 0 | 0 | 0 | 0 | 0 | 0 | 0 | 0 | 0 | 0 | 0 | 0 | 80513.3432 | 0 | 0 | 0 | 0 | 0 | 0 | 0 | 0 | 0 | 0 | 0 | 0 | 0 | 0 | 0
2016-04-12 02:00 | 0 | 0 | 0 | 0 | 0 | 530063.4641 | 20.5632 | 419168 | 0 | 0 | 0 | 0 | 2333796.2411 | 2482734.1083 | 0 | 0 | 0 | 0 | 0 | 0 | 0 | 0 | 0 | 0 | 0 | 0 | 0 | 0 | 0 | 110916.0273 | 0 | 0 | 0 | 0 | 0 | 0 | 0 | 0 | 0 | 0 | 0 | 0 | 0 | 0 | 0
2016-04-12 03:00 | 0 | 0 | 0 | 0 | 0 | 137257.895 | 0 | 396397 | 0 | 0 | 0 | 0 | 2074657.1361 | 2482734.1083 | 0 | 0 | 0 | 0 | 0 | 0 | 0 | 0 | 0 | 0 | 0 | 0 | 0 | 0 | 0 | -259139.105 | 0 | 0 | 0 | 0 | 0 | 0 | 0 | 0 | 0 | 0 | 0 | 0 | 0 | 0 | 0
2016-04-12 04:00 | 0 | 0 | 0 | 0 | 0 | 116224.895 | 0 | 375364 | 0 | 0 | 0 | 0 | 1815518.0312 | 2482734.1083 | 0 | 0 | 0 | 0 | 0 | 0 | 0 | 0 | 0 | 0 | 0 | 0 | 0 | 0 | 0 | -259139.105 | 0 | 0 | 0 | 0 | 0 | 0 | 0 | 0 | 0 | 0 | 0 | 0 | 0 | 0 | 0
2016-04-12 05:00 | 0 | 0 | 0 | 0 | 0 | 98533.895 | 0 | 357673 | 0 | 0 | 0 | 0 | 1556378.9262 | 2482734.1083 | 0 | 0 | 0 | 0 | 0 | 0 | 0 | 0 | 0 | 0 | 0 | 0 | 0 | 0 | 0 | -259139.105 | 0 | 0 | 0 | 0 | 0 | 0 | 0 | 0 | 0 | 0 | 0 | 0 | 0 | 0 | 0
2016-04-12 06:00 | 0 | 0 | 0 | 0 | 0 | 465816.4124 | 0 | 345682 | 0 | 0 | 0 | 0 | 1676513.3387 | 2482734.1083 | 0 | 0 | 0 | 0 | 0 | 0 | 0 | 0 | 0 | 0 | 0 | 0 | 0 | 0 | 0 | 120134.4124 | 0 | 0 | 0 | 0 | 0 | 0 | 0 | 0 | 0 | 0 | 0 | 0 | 0 | 0 | 0
2016-04-12 07:00 | 0 | 0 | 0 | 0 | 0 | 80261.895 | 0 | 339401 | 0 | 0 | 0 | 0 | 1417374.2337 | 2482734.1083 | 0 | 0 | 0 | 0 | 0 | 0 | 0 | 0 | 0 | 0 | 0 | 0 | 0 | 0 | 0 | -259139.105 | 0 | 0 | 0 | 0 | 0 | 0 | 0 | 0 | 0 | 0 | 0 | 0 | 0 | 0 | 0
2016-04-12 08:00 | 0 | 0 | 0 | 0 | 0 | 80476.895 | 0 | 339616 | 0 | 0 | 0 | 0 | 1158235.1288 | 2482734.1083 | 0 | 0 | 0 | 0 | 0 | 0 | 0 | 0 | 0 | 0 | 0 | 0 | 0 | 0 | 0 | -259139.105 | 0 | 0 | 0 | 0 | 0 | 0 | 0 | 0 | 0 | 0 | 0 | 0 | 0 | 0 | 0
2016-04-12 09:00 | 0 | 0 | 0 | 0 | 0 | 90674.895 | 0 | 349814 | 0 | 0 | 0 | 0 | 899096.0238 | 2482734.1083 | 0 | 0 | 0 | 0 | 0 | 0 | 0 | 0 | 0 | 0 | 0 | 0 | 0 | 0 | 0 | -259139.105 | 0 | 0 | 0 | 0 | 0 | 0 | 0 | 0 | 0 | 0 | 0 | 0 | 0 | 0 | 0
2016-04-12 10:00 | 0 | 0 | 0 | 0 | 0 | 117729.895 | 0 | 376869 | 0 | 0 | 0 | 0 | 639956.9189 | 2482734.1083 | 0 | 0 | 0 | 0 | 0 | 0 | 0 | 0 | 0 | 0 | 0 | 0 | 0 | 0 | 0 | -259139.105 | 0 | 0 | 0 | 0 | 0 | 0 | 0 | 0 | 0 | 0 | 0 | 0 | 0 | 0 | 0
2016-04-12 11:00 | 0 | 0 | 0 | 0 | 0 | 143643.895 | 0 | 402783 | 0 | 0 | 0 | 0 | 380817.8139 | 2482734.1083 | 0 | 0 | 0 | 0 | 0 | 0 | 0 | 0 | 0 | 0 | 0 | 0 | 0 | 0 | 0 | -259139.105 | 0 | 0 | 0 | 0 | 0 | 0 | 0 | 0 | 0 | 0 | 0 | 0 | 0 | 0 | 0
2016-04-12 12:00 | 0 | 0 | 0 | 0 | 0 | 370602.227 | 923.4665 | 414108 | 0 | 0 | 0 | 0 | 338235.5074 | 2482734.1083 | 0 | 0 | 0 | 0 | 0 | 0 | 0 | 0 | 0 | 0 | 0 | 0 | 0 | 0 | 0 | -42582.3065 | 0 | 0 | 0 | 0 | 0 | 0 | 0 | 0 | 0 | 0 | 0 | 0 | 0 | 0 | 0
2016-04-12 13:00 | 0 | 0 | 0 | 0 | 0 | 0 | 184596.9647 | 420206 | 0 | 0 | 0 | 0 | 88360.4905 | 2497000.0898 | 0 | 0 | 0 | 0 | 0 | 0 | 0 | 0 | 0 | 0 | 0 | 0 | 0 | 0 | 0 | -249875.0168 | 14265.9815 | 0 | 0 | 0 | 0 | 0 | 0 | 0 | 0 | 0 | 0 | 0 | 0 | 0 | 0
2016-04-12 14:00 | 0 | 0 | 0 | 0 | 0 | 127333.7745 | 513834.4389 | 426478 | 0 | 0 | 0 | 0 | 303050.7039 | 2497000.0898 | 0 | 0 | 0 | 0 | 0 | 0 | 0 | 0 | 0 | 0 | 0 | 0 | 0 | 0 | 0 | 214690.2134 | 0 | 0 | 0 | 0 | 0 | 0 | 0 | 0 | 0 | 0 | 0 | 0 | 0 | 0 | 0
2016-04-12 15:00 | 0 | 0 | 0 | 0 | 0 | 0 | 691568.8899 | 428627 | 0 | 0 | 0 | 0 | 562189.8089 | 2500802.8748 | 0 | 0 | 0 | 0 | 0 | 0 | 0 | 0 | 0 | 0 | 0 | 0 | 0 | 0 | 0 | 259139.105 | 3802.785 | 0 | 0 | 0 | 0 | 0 | 0 | 0 | 0 | 0 | 0 | 0 | 0 | 0 | 0
2016-04-12 16:00 | 0 | 0 | 0 | 0 | 0 | 0 | 702206.0865 | 428801 | 0 | 0 | 0 | 0 | 821328.9138 | 2515068.8564 | 0 | 0 | 0 | 0 | 0 | 0 | 0 | 0 | 0 | 0 | 0 | 0 | 0 | 0 | 0 | 259139.105 | 14265.9815 | 0 | 0 | 0 | 0 | 0 | 0 | 0 | 0 | 0 | 0 | 0 | 0 | 0 | 0
2016-04-12 17:00 | 0 | 0 | 0 | 0 | 0 | 0 | 702484.0865 | 429079 | 0 | 0 | 0 | 0 | 1080468.0188 | 2529334.8379 | 0 | 0 | 0 | 0 | 0 | 0 | 0 | 0 | 0 | 0 | 0 | 0 | 0 | 0 | 0 | 259139.105 | 14265.9815 | 0 | 0 | 0 | 0 | 0 | 0 | 0 | 0 | 0 | 0 | 0 | 0 | 0 | 0
2016-04-12 18:00 | 0 | 0 | 0 | 0 | 0 | 0 | 701421.0865 | 428016 | 0 | 0 | 0 | 0 | 1339607.1237 | 2543600.8194 | 0 | 0 | 0 | 0 | 0 | 0 | 0 | 0 | 0 | 0 | 0 | 0 | 0 | 0 | 0 | 259139.105 | 14265.9815 | 0 | 0 | 0 | 0 | 0 | 0 | 0 | 0 | 0 | 0 | 0 | 0 | 0 | 0
2016-04-12 19:00 | 0 | 0 | 0 | 0 | 0 | 0 | 700064.0865 | 426659 | 0 | 0 | 0 | 0 | 1598746.2287 | 2557866.801 | 0 | 0 | 0 | 0 | 0 | 0 | 0 | 0 | 0 | 0 | 0 | 0 | 0 | 0 | 0 | 259139.105 | 14265.9815 | 0 | 0 | 0 | 0 | 0 | 0 | 0 | 0 | 0 | 0 | 0 | 0 | 0 | 0
2016-04-12 20:00 | 0 | 0 | 0 | 0 | 0 | 0 | 695072.5556 | 426407 | 0 | 0 | 0 | 0 | 1857885.3336 | 2567393.2516 | 0 | 0 | 0 | 0 | 0 | 0 | 0 | 0 | 0 | 0 | 0 | 0 | 0 | 0 | 0 | 259139.105 | 9526.4507 | 0 | 0 | 0 | 0 | 0 | 0 | 0 | 0 | 0 | 0 | 0 | 0 | 0 | 0
2016-04-12 21:00 | 0 | 0 | 0 | 0 | 0 | 0 | 667989.5643 | 426789 | 0 | 0 | 0 | 0 | 2099085.898 | 2567393.2516 | 0 | 0 | 0 | 0 | 0 | 0 | 0 | 0 | 0 | 0 | 0 | 0 | 0 | 0 | 0 | 241200.5643 | 0 | 0 | 0 | 0 | 0 | 0 | 0 | 0 | 0 | 0 | 0 | 0 | 0 | 0 | 0
2016-04-12 22:00 | 0 | 0 | 0 | 0 | 0 | 0 | 620049.5125 | 425314 | 0 | 0 | 0 | 0 | 2293821.4104 | 2567393.2516 | 0 | 0 | 0 | 0 | 0 | 0 | 0 | 0 | 0 | 0 | 0 | 0 | 0 | 0 | 0 | 194735.5125 | 0 | 0 | 0 | 0 | 0 | 0 | 0 | 0 | 0 | 0 | 0 | 0 | 0 | 0 | 0
2016-04-12 23:00 | 0 | 0 | 0 | 0 | 0 | 0 | 515517.1401 | 426837 | 0 | 0 | 0 | 0 | 2382501.5505 | 2567393.2516 | 0 | 0 | 0 | 0 | 0 | 0 | 0 | 0 | 0 | 0 | 0 | 0 | 0 | 0 | 0 | 88680.1401 | 0 | 0 | 0 | 0 | 0 | 0 | 0 | 0 | 0 | 0 | 0 | 0 | 0 | 0 | 0
2016-04-13 | 0 | 0 | 0 | 0 | 0 | 0 | 349518.8282 | 437655 | 0 | 0 | 0 | 0 | 2294365.3787 | 2567393.2516 | 0 | 0 | 0 | 0 | 0 | 0 | 0 | 0 | 0 | 0 | 0 | 0 | 0 | 0 | 0 | -88136.1718 | 0 | 0 | 0 | 0 | 0 | 0 | 0 | 0 | 0 | 0 | 0 | 0 | 0 | 0 | 0
2016-04-13 01:00 | 0 | 0 | 0 | 0 | 0 | 520853.4167 | 88532.6519 | 436961 | 0 | 0 | 0 | 0 | 2466790.4474 | 2567393.2516 | 0 | 0 | 0 | 0 | 0 | 0 | 0 | 0 | 0 | 0 | 0 | 0 | 0 | 0 | 0 | 172425.0686 | 0 | 0 | 0 | 0 | 0 | 0 | 0 | 0 | 0 | 0 | 0 | 0 | 0 | 0 | 0
2016-04-13 02:00 | 0 | 0 | 0 | 0 | 0 | 160834.8152 | 21.0799 | 419995 | 0 | 0 | 0 | 0 | 2207651.3424 | 2567393.2516 | 0 | 0 | 0 | 0 | 0 | 0 | 0 | 0 | 0 | 0 | 0 | 0 | 0 | 0 | 0 | -259139.105 | 0 | 0 | 0 | 0 | 0 | 0 | 0 | 0 | 0 | 0 | 0 | 0 | 0 | 0 | 0
2016-04-13 03:00 | 0 | 0 | 0 | 0 | 0 | 138098.895 | 0 | 397238 | 0 | 0 | 0 | 0 | 1948512.2375 | 2567393.2516 | 0 | 0 | 0 | 0 | 0 | 0 | 0 | 0 | 0 | 0 | 0 | 0 | 0 | 0 | 0 | -259139.105 | 0 | 0 | 0 | 0 | 0 | 0 | 0 | 0 | 0 | 0 | 0 | 0 | 0 | 0 | 0
2016-04-13 04:00 | 0 | 0 | 0 | 0 | 0 | 117055.895 | 0 | 376195 | 0 | 0 | 0 | 0 | 1689373.1325 | 2567393.2516 | 0 | 0 | 0 | 0 | 0 | 0 | 0 | 0 | 0 | 0 | 0 | 0 | 0 | 0 | 0 | -259139.105 | 0 | 0 | 0 | 0 | 0 | 0 | 0 | 0 | 0 | 0 | 0 | 0 | 0 | 0 | 0
2016-04-13 05:00 | 0 | 0 | 0 | 0 | 0 | 101479.895 | 0 | 360619 | 0 | 0 | 0 | 0 | 1430234.0276 | 2567393.2516 | 0 | 0 | 0 | 0 | 0 | 0 | 0 | 0 | 0 | 0 | 0 | 0 | 0 | 0 | 0 | -259139.105 | 0 | 0 | 0 | 0 | 0 | 0 | 0 | 0 | 0 | 0 | 0 | 0 | 0 | 0 | 0
2016-04-13 06:00 | 0 | 0 | 0 | 0 | 0 | 90618.895 | 0 | 349758 | 0 | 0 | 0 | 0 | 1171094.9226 | 2567393.2516 | 0 | 0 | 0 | 0 | 0 | 0 | 0 | 0 | 0 | 0 | 0 | 0 | 0 | 0 | 0 | -259139.105 | 0 | 0 | 0 | 0 | 0 | 0 | 0 | 0 | 0 | 0 | 0 | 0 | 0 | 0 | 0
2016-04-13 07:00 | 0 | 0 | 0 | 0 | 0 | 498748.8449 | 0 | 344004 | 0 | 0 | 0 | 0 | 1325839.7675 | 2567393.2516 | 0 | 0 | 0 | 0 | 0 | 0 | 0 | 0 | 0 | 0 | 0 | 0 | 0 | 0 | 0 | 154744.8449 | 0 | 0 | 0 | 0 | 0 | 0 | 0 | 0 | 0 | 0 | 0 | 0 | 0 | 0 | 0
2016-04-13 08:00 | 0 | 0 | 0 | 0 | 0 | 84594.895 | 0 | 343734 | 0 | 0 | 0 | 0 | 1066700.6626 | 2567393.2516 | 0 | 0 | 0 | 0 | 0 | 0 | 0 | 0 | 0 | 0 | 0 | 0 | 0 | 0 | 0 | -259139.105 | 0 | 0 | 0 | 0 | 0 | 0 | 0 | 0 | 0 | 0 | 0 | 0 | 0 | 0 | 0
2016-04-13 09:00 | 0 | 0 | 0 | 0 | 0 | 96107.895 | 0 | 355247 | 0 | 0 | 0 | 0 | 807561.5576 | 2567393.2516 | 0 | 0 | 0 | 0 | 0 | 0 | 0 | 0 | 0 | 0 | 0 | 0 | 0 | 0 | 0 | -259139.105 | 0 | 0 | 0 | 0 | 0 | 0 | 0 | 0 | 0 | 0 | 0 | 0 | 0 | 0 | 0
2016-04-13 10:00 | 0 | 0 | 0 | 0 | 0 | 124705.895 | 0 | 383845 | 0 | 0 | 0 | 0 | 548422.4527 | 2567393.2516 | 0 | 0 | 0 | 0 | 0 | 0 | 0 | 0 | 0 | 0 | 0 | 0 | 0 | 0 | 0 | -259139.105 | 0 | 0 | 0 | 0 | 0 | 0 | 0 | 0 | 0 | 0 | 0 | 0 | 0 | 0 | 0
2016-04-13 11:00 | 0 | 0 | 0 | 0 | 0 | 149169.895 | 0 | 408309 | 0 | 0 | 0 | 0 | 289283.3477 | 2567393.2516 | 0 | 0 | 0 | 0 | 0 | 0 | 0 | 0 | 0 | 0 | 0 | 0 | 0 | 0 | 0 | -259139.105 | 0 | 0 | 0 | 0 | 0 | 0 | 0 | 0 | 0 | 0 | 0 | 0 | 0 | 0 | 0
2016-04-13 12:00 | 0 | 0 | 0 | 0 | 0 | 315088.9936 | 2086.5397 | 416018 | 0 | 0 | 0 | 0 | 190440.881 | 2567393.2516 | 0 | 0 | 0 | 0 | 0 | 0 | 0 | 0 | 0 | 0 | 0 | 0 | 0 | 0 | 0 | -98842.4667 | 0 | 0 | 0 | 0 | 0 | 0 | 0 | 0 | 0 | 0 | 0 | 0 | 0 | 0 | 0
2016-04-13 13:00 | 0 | 0 | 0 | 0 | 0 | 0 | 229055.119 | 419496 | 0 | 0 | 0 | 0 | 0 | 2567393.2516 | 0 | 0 | 0 | 0 | 0 | 0 | 0 | 0 | 0 | 0 | 0 | 0 | 0 | 0 | 0 | -190440.881 | 0 | 0 | 0 | 0 | 0 | 0 | 0 | 0 | 0 | 0 | 0 | 0 | 0 | 0 | 0
2016-04-13 14:00 | 0 | 0 | 0 | 0 | 0 | 0 | 579273.9423 | 422022 | 0 | 0 | 0 | 0 | 157251.9423 | 2567393.2516 | 0 | 0 | 0 | 0 | 0 | 0 | 0 | 0 | 0 | 0 | 0 | 0 | 0 | 0 | 0 | 157251.9423 | 0 | 0 | 0 | 0 | 0 | 0 | 0 | 0 | 0 | 0 | 0 | 0 | 0 | 0 | 0
2016-04-13 15:00 | 0 | 0 | 0 | 0 | 0 | 0 | 696082.0865 | 422677 | 0 | 0 | 0 | 0 | 416391.0473 | 2581659.2332 | 0 | 0 | 0 | 0 | 0 | 0 | 0 | 0 | 0 | 0 | 0 | 0 | 0 | 0 | 0 | 259139.105 | 14265.9815 | 0 | 0 | 0 | 0 | 0 | 0 | 0 | 0 | 0 | 0 | 0 | 0 | 0 | 0
2016-04-13 16:00 | 0 | 0 | 0 | 0 | 0 | 0 | 695040.0865 | 421635 | 0 | 0 | 0 | 0 | 675530.1522 | 2595925.2147 | 0 | 0 | 0 | 0 | 0 | 0 | 0 | 0 | 0 | 0 | 0 | 0 | 0 | 0 | 0 | 259139.105 | 14265.9815 | 0 | 0 | 0 | 0 | 0 | 0 | 0 | 0 | 0 | 0 | 0 | 0 | 0 | 0
2016-04-13 17:00 | 0 | 0 | 0 | 0 | 0 | 0 | 694826.0865 | 421421 | 0 | 0 | 0 | 0 | 934669.2572 | 2610191.1962 | 0 | 0 | 0 | 0 | 0 | 0 | 0 | 0 | 0 | 0 | 0 | 0 | 0 | 0 | 0 | 259139.105 | 14265.9815 | 0 | 0 | 0 | 0 | 0 | 0 | 0 | 0 | 0 | 0 | 0 | 0 | 0 | 0
2016-04-13 18:00 | 0 | 0 | 0 | 0 | 0 | 0 | 693723.0865 | 420318 | 0 | 0 | 0 | 0 | 1193808.3621 | 2624457.1777 | 0 | 0 | 0 | 0 | 0 | 0 | 0 | 0 | 0 | 0 | 0 | 0 | 0 | 0 | 0 | 259139.105 | 14265.9815 | 0 | 0 | 0 | 0 | 0 | 0 | 0 | 0 | 0 | 0 | 0 | 0 | 0 | 0
2016-04-13 19:00 | 0 | 0 | 0 | 0 | 0 | 0 | 692552.0865 | 419147 | 0 | 0 | 0 | 0 | 1452947.4671 | 2638723.1593 | 0 | 0 | 0 | 0 | 0 | 0 | 0 | 0 | 0 | 0 | 0 | 0 | 0 | 0 | 0 | 259139.105 | 14265.9815 | 0 | 0 | 0 | 0 | 0 | 0 | 0 | 0 | 0 | 0 | 0 | 0 | 0 | 0
2016-04-13 20:00 | 0 | 0 | 0 | 0 | 0 | 0 | 692985.0865 | 419580 | 0 | 0 | 0 | 0 | 1712086.572 | 2652989.1408 | 0 | 0 | 0 | 0 | 0 | 0 | 0 | 0 | 0 | 0 | 0 | 0 | 0 | 0 | 0 | 259139.105 | 14265.9815 | 0 | 0 | 0 | 0 | 0 | 0 | 0 | 0 | 0 | 0 | 0 | 0 | 0 | 0
2016-04-13 21:00 | 0 | 0 | 0 | 0 | 0 | 0 | 693855.0865 | 420450 | 0 | 0 | 0 | 0 | 1971225.677 | 2667255.1223 | 0 | 0 | 0 | 0 | 0 | 0 | 0 | 0 | 0 | 0 | 0 | 0 | 0 | 0 | 0 | 259139.105 | 14265.9815 | 0 | 0 | 0 | 0 | 0 | 0 | 0 | 0 | 0 | 0 | 0 | 0 | 0 | 0
2016-04-13 22:00 | 0 | 0 | 0 | 0 | 0 | 0 | 694119.0865 | 420714 | 0 | 0 | 0 | 0 | 2230364.7819 | 2681521.1039 | 0 | 0 | 0 | 0 | 0 | 0 | 0 | 0 | 0 | 0 | 0 | 0 | 0 | 0 | 0 | 259139.105 | 14265.9815 | 0 | 0 | 0 | 0 | 0 | 0 | 0 | 0 | 0 | 0 | 0 | 0 | 0 | 0
2016-04-13 23:00 | 0 | 0 | 0 | 0 | 0 | 0 | 641907.0337 | 423466 | 0 | 0 | 0 | 0 | 2448805.8156 | 2681521.1039 | 0 | 0 | 0 | 0 | 0 | 0 | 0 | 0 | 0 | 0 | 0 | 0 | 0 | 0 | 0 | 218441.0337 | 0 | 0 | 0 | 0 | 0 | 0 | 0 | 0 | 0 | 0 | 0 | 0 | 0 | 0 | 0
2016-04-14 | 0 | 0 | 0 | 0 | 0 | 0 | 441514.5143 | 433333 | 0 | 0 | 0 | 0 | 2456987.33 | 2681521.1039 | 0 | 0 | 0 | 0 | 0 | 0 | 0 | 0 | 0 | 0 | 0 | 0 | 0 | 0 | 0 | 8181.5143 | 0 | 0 | 0 | 0 | 0 | 0 | 0 | 0 | 0 | 0 | 0 | 0 | 0 | 0 | 0
2016-04-14 01:00 | 0 | 0 | 0 | 0 | 0 | 339759.1984 | 103924.4146 | 431857 | 0 | 0 | 0 | 0 | 2468813.9429 | 2681521.1039 | 0 | 0 | 0 | 0 | 0 | 0 | 0 | 0 | 0 | 0 | 0 | 0 | 0 | 0 | 0 | 11826.6129 | 0 | 0 | 0 | 0 | 0 | 0 | 0 | 0 | 0 | 0 | 0 | 0 | 0 | 0 | 0
2016-04-14 02:00 | 0 | 0 | 0 | 0 | 0 | 156035.8621 | 63.0329 | 415238 | 0 | 0 | 0 | 0 | 2209674.8379 | 2681521.1039 | 0 | 0 | 0 | 0 | 0 | 0 | 0 | 0 | 0 | 0 | 0 | 0 | 0 | 0 | 0 | -259139.105 | 0 | 0 | 0 | 0 | 0 | 0 | 0 | 0 | 0 | 0 | 0 | 0 | 0 | 0 | 0
2016-04-14 03:00 | 0 | 0 | 0 | 0 | 0 | 133962.895 | 0 | 393102 | 0 | 0 | 0 | 0 | 1950535.733 | 2681521.1039 | 0 | 0 | 0 | 0 | 0 | 0 | 0 | 0 | 0 | 0 | 0 | 0 | 0 | 0 | 0 | -259139.105 | 0 | 0 | 0 | 0 | 0 | 0 | 0 | 0 | 0 | 0 | 0 | 0 | 0 | 0 | 0
2016-04-14 04:00 | 0 | 0 | 0 | 0 | 0 | 113866.895 | 0 | 373006 | 0 | 0 | 0 | 0 | 1691396.628 | 2681521.1039 | 0 | 0 | 0 | 0 | 0 | 0 | 0 | 0 | 0 | 0 | 0 | 0 | 0 | 0 | 0 | -259139.105 | 0 | 0 | 0 | 0 | 0 | 0 | 0 | 0 | 0 | 0 | 0 | 0 | 0 | 0 | 0
2016-04-14 05:00 | 0 | 0 | 0 | 0 | 0 | 617362.105 | 0 | 358223 | 0 | 0 | 0 | 0 | 1950535.733 | 2681521.1039 | 0 | 0 | 0 | 0 | 0 | 0 | 0 | 0 | 0 | 0 | 0 | 0 | 0 | 0 | 0 | 259139.105 | 0 | 0 | 0 | 0 | 0 | 0 | 0 | 0 | 0 | 0 | 0 | 0 | 0 | 0 | 0
2016-04-14 06:00 | 0 | 0 | 0 | 0 | 0 | 88203.895 | 0 | 347343 | 0 | 0 | 0 | 0 | 1691396.628 | 2681521.1039 | 0 | 0 | 0 | 0 | 0 | 0 | 0 | 0 | 0 | 0 | 0 | 0 | 0 | 0 | 0 | -259139.105 | 0 | 0 | 0 | 0 | 0 | 0 | 0 | 0 | 0 | 0 | 0 | 0 | 0 | 0 | 0
2016-04-14 07:00 | 0 | 0 | 0 | 0 | 0 | 82853.895 | 0 | 341993 | 0 | 0 | 0 | 0 | 1432257.5231 | 2681521.1039 | 0 | 0 | 0 | 0 | 0 | 0 | 0 | 0 | 0 | 0 | 0 | 0 | 0 | 0 | 0 | -259139.105 | 0 | 0 | 0 | 0 | 0 | 0 | 0 | 0 | 0 | 0 | 0 | 0 | 0 | 0 | 0
2016-04-14 08:00 | 0 | 0 | 0 | 0 | 0 | 82606.895 | 0 | 341746 | 0 | 0 | 0 | 0 | 1173118.4181 | 2681521.1039 | 0 | 0 | 0 | 0 | 0 | 0 | 0 | 0 | 0 | 0 | 0 | 0 | 0 | 0 | 0 | -259139.105 | 0 | 0 | 0 | 0 | 0 | 0 | 0 | 0 | 0 | 0 | 0 | 0 | 0 | 0 | 0
2016-04-14 09:00 | 0 | 0 | 0 | 0 | 0 | 93602.895 | 0 | 352742 | 0 | 0 | 0 | 0 | 913979.3132 | 2681521.1039 | 0 | 0 | 0 | 0 | 0 | 0 | 0 | 0 | 0 | 0 | 0 | 0 | 0 | 0 | 0 | -259139.105 | 0 | 0 | 0 | 0 | 0 | 0 | 0 | 0 | 0 | 0 | 0 | 0 | 0 | 0 | 0
2016-04-14 10:00 | 0 | 0 | 0 | 0 | 0 | 121607.895 | 0 | 380747 | 0 | 0 | 0 | 0 | 654840.2082 | 2681521.1039 | 0 | 0 | 0 | 0 | 0 | 0 | 0 | 0 | 0 | 0 | 0 | 0 | 0 | 0 | 0 | -259139.105 | 0 | 0 | 0 | 0 | 0 | 0 | 0 | 0 | 0 | 0 | 0 | 0 | 0 | 0 | 0
2016-04-14 11:00 | 0 | 0 | 0 | 0 | 0 | 145450.895 | 0 | 404590 | 0 | 0 | 0 | 0 | 395701.1033 | 2681521.1039 | 0 | 0 | 0 | 0 | 0 | 0 | 0 | 0 | 0 | 0 | 0 | 0 | 0 | 0 | 0 | -259139.105 | 0 | 0 | 0 | 0 | 0 | 0 | 0 | 0 | 0 | 0 | 0 | 0 | 0 | 0 | 0
2016-04-14 12:00 | 0 | 0 | 0 | 0 | 0 | 152729.6596 | 1151.2355 | 413020 | 0 | 0 | 0 | 0 | 136561.9983 | 2681521.1039 | 0 | 0 | 0 | 0 | 0 | 0 | 0 | 0 | 0 | 0 | 0 | 0 | 0 | 0 | 0 | -259139.105 | 0 | 0 | 0 | 0 | 0 | 0 | 0 | 0 | 0 | 0 | 0 | 0 | 0 | 0 | 0
2016-04-14 13:00 | 0 | 0 | 0 | 0 | 0 | 0 | 280010.0017 | 416572 | 0 | 0 | 0 | 0 | 0 | 2681521.1039 | 0 | 0 | 0 | 0 | 0 | 0 | 0 | 0 | 0 | 0 | 0 | 0 | 0 | 0 | 0 | -136561.9983 | 0 | 0 | 0 | 0 | 0 | 0 | 0 | 0 | 0 | 0 | 0 | 0 | 0 | 0 | 0
2016-04-14 14:00 | 0 | 0 | 0 | 0 | 0 | 0 | 623470.1596 | 420562 | 0 | 0 | 0 | 0 | 202908.1596 | 2681521.1039 | 0 | 0 | 0 | 0 | 0 | 0 | 0 | 0 | 0 | 0 | 0 | 0 | 0 | 0 | 0 | 202908.1596 | 0 | 0 | 0 | 0 | 0 | 0 | 0 | 0 | 0 | 0 | 0 | 0 | 0 | 0 | 0
2016-04-14 15:00 | 0 | 0 | 0 | 0 | 0 | 0 | 695907.0865 | 422502 | 0 | 0 | 0 | 0 | 462047.2646 | 2695787.0854 | 0 | 0 | 0 | 0 | 0 | 0 | 0 | 0 | 0 | 0 | 0 | 0 | 0 | 0 | 0 | 259139.105 | 14265.9815 | 0 | 0 | 0 | 0 | 0 | 0 | 0 | 0 | 0 | 0 | 0 | 0 | 0 | 0
2016-04-14 16:00 | 0 | 0 | 0 | 0 | 0 | 0 | 696411.0865 | 423006 | 0 | 0 | 0 | 0 | 721186.3695 | 2710053.0669 | 0 | 0 | 0 | 0 | 0 | 0 | 0 | 0 | 0 | 0 | 0 | 0 | 0 | 0 | 0 | 259139.105 | 14265.9815 | 0 | 0 | 0 | 0 | 0 | 0 | 0 | 0 | 0 | 0 | 0 | 0 | 0 | 0
2016-04-14 17:00 | 0 | 0 | 0 | 0 | 0 | 0 | 697961.0865 | 424556 | 0 | 0 | 0 | 0 | 980325.4745 | 2724319.0485 | 0 | 0 | 0 | 0 | 0 | 0 | 0 | 0 | 0 | 0 | 0 | 0 | 0 | 0 | 0 | 259139.105 | 14265.9815 | 0 | 0 | 0 | 0 | 0 | 0 | 0 | 0 | 0 | 0 | 0 | 0 | 0 | 0
2016-04-14 18:00 | 0 | 0 | 0 | 0 | 0 | 0 | 698732.0865 | 425327 | 0 | 0 | 0 | 0 | 1239464.5794 | 2738585.03 | 0 | 0 | 0 | 0 | 0 | 0 | 0 | 0 | 0 | 0 | 0 | 0 | 0 | 0 | 0 | 259139.105 | 14265.9815 | 0 | 0 | 0 | 0 | 0 | 0 | 0 | 0 | 0 | 0 | 0 | 0 | 0 | 0
2016-04-14 19:00 | 0 | 0 | 0 | 0 | 0 | 0 | 698507.0865 | 425102 | 0 | 0 | 0 | 0 | 1498603.6844 | 2752851.0115 | 0 | 0 | 0 | 0 | 0 | 0 | 0 | 0 | 0 | 0 | 0 | 0 | 0 | 0 | 0 | 259139.105 | 14265.9815 | 0 | 0 | 0 | 0 | 0 | 0 | 0 | 0 | 0 | 0 | 0 | 0 | 0 | 0
2016-04-14 20:00 | 0 | 0 | 0 | 0 | 0 | 0 | 699224.0865 | 425819 | 0 | 0 | 0 | 0 | 1757742.7893 | 2767116.9931 | 0 | 0 | 0 | 0 | 0 | 0 | 0 | 0 | 0 | 0 | 0 | 0 | 0 | 0 | 0 | 259139.105 | 14265.9815 | 0 | 0 | 0 | 0 | 0 | 0 | 0 | 0 | 0 | 0 | 0 | 0 | 0 | 0
2016-04-14 21:00 | 0 | 0 | 0 | 0 | 0 | 0 | 699784.0865 | 426379 | 0 | 0 | 0 | 0 | 2016881.8943 | 2781382.9746 | 0 | 0 | 0 | 0 | 0 | 0 | 0 | 0 | 0 | 0 | 0 | 0 | 0 | 0 | 0 | 259139.105 | 14265.9815 | 0 | 0 | 0 | 0 | 0 | 0 | 0 | 0 | 0 | 0 | 0 | 0 | 0 | 0
2016-04-14 22:00 | 0 | 0 | 0 | 0 | 0 | 0 | 698520.0865 | 425115 | 0 | 0 | 0 | 0 | 2276020.9992 | 2795648.9561 | 0 | 0 | 0 | 0 | 0 | 0 | 0 | 0 | 0 | 0 | 0 | 0 | 0 | 0 | 0 | 259139.105 | 14265.9815 | 0 | 0 | 0 | 0 | 0 | 0 | 0 | 0 | 0 | 0 | 0 | 0 | 0 | 0
2016-04-14 23:00 | 0 | 0 | 0 | 0 | 0 | 0 | 672848.9257 | 426133 | 0 | 0 | 0 | 0 | 2522736.9249 | 2795648.9561 | 0 | 0 | 0 | 0 | 0 | 0 | 0 | 0 | 0 | 0 | 0 | 0 | 0 | 0 | 0 | 246715.9257 | 0 | 0 | 0 | 0 | 0 | 0 | 0 | 0 | 0 | 0 | 0 | 0 | 0 | 0 | 0
2016-04-15 | 0 | 0 | 0 | 0 | 0 | 0 | 451629.7937 | 434114 | 0 | 0 | 0 | 0 | 2540252.7186 | 2795648.9561 | 0 | 0 | 0 | 0 | 0 | 0 | 0 | 0 | 0 | 0 | 0 | 0 | 0 | 0 | 0 | 17515.7937 | 0 | 0 | 0 | 0 | 0 | 0 | 0 | 0 | 0 | 0 | 0 | 0 | 0 | 0 | 0
2016-04-15 01:00 | 0 | 0 | 0 | 0 | 0 | 368938.3552 | 114697.9757 | 432498 | 0 | 0 | 0 | 0 | 2591391.0495 | 2795648.9561 | 0 | 0 | 0 | 0 | 0 | 0 | 0 | 0 | 0 | 0 | 0 | 0 | 0 | 0 | 0 | 51138.3309 | 0 | 0 | 0 | 0 | 0 | 0 | 0 | 0 | 0 | 0 | 0 | 0 | 0 | 0 | 0
2016-04-15 02:00 | 0 | 0 | 0 | 0 | 0 | 170698.6538 | 78.2228 | 415650 | 0 | 0 | 0 | 0 | 2332251.9446 | 2809914.9377 | 0 | 0 | 0 | 0 | 0 | 0 | 0 | 0 | 0 | 0 | 0 | 0 | 0 | 0 | 0 | -259139.105 | 14265.9815 | 0 | 0 | 0 | 0 | 0 | 0 | 0 | 0 | 0 | 0 | 0 | 0 | 0 | 0
2016-04-15 03:00 | 0 | 0 | 0 | 0 | 0 | 653863.105 | 0 | 394724 | 0 | 0 | 0 | 0 | 2591391.0495 | 2809914.9377 | 0 | 0 | 0 | 0 | 0 | 0 | 0 | 0 | 0 | 0 | 0 | 0 | 0 | 0 | 0 | 259139.105 | 0 | 0 | 0 | 0 | 0 | 0 | 0 | 0 | 0 | 0 | 0 | 0 | 0 | 0 | 0
2016-04-15 04:00 | 0 | 0 | 0 | 0 | 0 | 113815.895 | 0 | 372955 | 0 | 0 | 0 | 0 | 2332251.9446 | 2809914.9377 | 0 | 0 | 0 | 0 | 0 | 0 | 0 | 0 | 0 | 0 | 0 | 0 | 0 | 0 | 0 | -259139.105 | 0 | 0 | 0 | 0 | 0 | 0 | 0 | 0 | 0 | 0 | 0 | 0 | 0 | 0 | 0
2016-04-15 05:00 | 0 | 0 | 0 | 0 | 0 | 95702.895 | 0 | 354842 | 0 | 0 | 0 | 0 | 2073112.8396 | 2809914.9377 | 0 | 0 | 0 | 0 | 0 | 0 | 0 | 0 | 0 | 0 | 0 | 0 | 0 | 0 | 0 | -259139.105 | 0 | 0 | 0 | 0 | 0 | 0 | 0 | 0 | 0 | 0 | 0 | 0 | 0 | 0 | 0
2016-04-15 06:00 | 0 | 0 | 0 | 0 | 0 | 84161.895 | 0 | 343301 | 0 | 0 | 0 | 0 | 1813973.7347 | 2809914.9377 | 0 | 0 | 0 | 0 | 0 | 0 | 0 | 0 | 0 | 0 | 0 | 0 | 0 | 0 | 0 | -259139.105 | 0 | 0 | 0 | 0 | 0 | 0 | 0 | 0 | 0 | 0 | 0 | 0 | 0 | 0 | 0
2016-04-15 07:00 | 0 | 0 | 0 | 0 | 0 | 78029.895 | 0 | 337169 | 0 | 0 | 0 | 0 | 1554834.6297 | 2809914.9377 | 0 | 0 | 0 | 0 | 0 | 0 | 0 | 0 | 0 | 0 | 0 | 0 | 0 | 0 | 0 | -259139.105 | 0 | 0 | 0 | 0 | 0 | 0 | 0 | 0 | 0 | 0 | 0 | 0 | 0 | 0 | 0
2016-04-15 08:00 | 0 | 0 | 0 | 0 | 0 | 77240.895 | 0 | 336380 | 0 | 0 | 0 | 0 | 1295695.5248 | 2809914.9377 | 0 | 0 | 0 | 0 | 0 | 0 | 0 | 0 | 0 | 0 | 0 | 0 | 0 | 0 | 0 | -259139.105 | 0 | 0 | 0 | 0 | 0 | 0 | 0 | 0 | 0 | 0 | 0 | 0 | 0 | 0 | 0
2016-04-15 09:00 | 0 | 0 | 0 | 0 | 0 | 88018.895 | 0 | 347158 | 0 | 0 | 0 | 0 | 1036556.4198 | 2809914.9377 | 0 | 0 | 0 | 0 | 0 | 0 | 0 | 0 | 0 | 0 | 0 | 0 | 0 | 0 | 0 | -259139.105 | 0 | 0 | 0 | 0 | 0 | 0 | 0 | 0 | 0 | 0 | 0 | 0 | 0 | 0 | 0
2016-04-15 10:00 | 0 | 0 | 0 | 0 | 0 | 114399.895 | 0 | 373539 | 0 | 0 | 0 | 0 | 777417.3149 | 2809914.9377 | 0 | 0 | 0 | 0 | 0 | 0 | 0 | 0 | 0 | 0 | 0 | 0 | 0 | 0 | 0 | -259139.105 | 0 | 0 | 0 | 0 | 0 | 0 | 0 | 0 | 0 | 0 | 0 | 0 | 0 | 0 | 0
2016-04-15 11:00 | 0 | 0 | 0 | 0 | 0 | 137362.895 | 0 | 396502 | 0 | 0 | 0 | 0 | 518278.2099 | 2809914.9377 | 0 | 0 | 0 | 0 | 0 | 0 | 0 | 0 | 0 | 0 | 0 | 0 | 0 | 0 | 0 | -259139.105 | 0 | 0 | 0 | 0 | 0 | 0 | 0 | 0 | 0 | 0 | 0 | 0 | 0 | 0 | 0
2016-04-15 12:00 | 0 | 0 | 0 | 0 | 0 | 143031.7992 | 3517.0958 | 405688 | 0 | 0 | 0 | 0 | 259139.105 | 2809914.9377 | 0 | 0 | 0 | 0 | 0 | 0 | 0 | 0 | 0 | 0 | 0 | 0 | 0 | 0 | 0 | -259139.105 | 0 | 0 | 0 | 0 | 0 | 0 | 0 | 0 | 0 | 0 | 0 | 0 | 0 | 0 | 0
2016-04-15 13:00 | 0 | 0 | 0 | 0 | 0 | 0 | 165888.0911 | 412042 | 0 | 0 | 0 | 0 | 0 | 2822900.1337 | 0 | 0 | 0 | 0 | 0 | 0 | 0 | 0 | 0 | 0 | 0 | 0 | 0 | 0 | 0 | -259139.105 | 12985.1961 | 0 | 0 | 0 | 0 | 0 | 0 | 0 | 0 | 0 | 0 | 0 | 0 | 0 | 0
2016-04-15 14:00 | 0 | 0 | 0 | 0 | 0 | 0 | 510641.0182 | 416745 | 0 | 0 | 0 | 0 | 79630.0367 | 2837166.1153 | 0 | 0 | 0 | 0 | 0 | 0 | 0 | 0 | 0 | 0 | 0 | 0 | 0 | 0 | 0 | 79630.0367 | 14265.9815 | 0 | 0 | 0 | 0 | 0 | 0 | 0 | 0 | 0 | 0 | 0 | 0 | 0 | 0
2016-04-15 15:00 | 0 | 0 | 0 | 0 | 0 | 0 | 682883.7915 | 418833 | 0 | 0 | 0 | 0 | 329414.8467 | 2851432.0968 | 0 | 0 | 0 | 0 | 0 | 0 | 0 | 0 | 0 | 0 | 0 | 0 | 0 | 0 | 0 | 249784.81 | 14265.9815 | 0 | 0 | 0 | 0 | 0 | 0 | 0 | 0 | 0 | 0 | 0 | 0 | 0 | 0
2016-04-15 16:00 | 0 | 0 | 0 | 0 | 0 | 0 | 691928.0865 | 418523 | 0 | 0 | 0 | 0 | 588553.9517 | 2865698.0783 | 0 | 0 | 0 | 0 | 0 | 0 | 0 | 0 | 0 | 0 | 0 | 0 | 0 | 0 | 0 | 259139.105 | 14265.9815 | 0 | 0 | 0 | 0 | 0 | 0 | 0 | 0 | 0 | 0 | 0 | 0 | 0 | 0
2016-04-15 17:00 | 0 | 0 | 0 | 0 | 0 | 0 | 691528.0865 | 418123 | 0 | 0 | 0 | 0 | 847693.0566 | 2879964.0599 | 0 | 0 | 0 | 0 | 0 | 0 | 0 | 0 | 0 | 0 | 0 | 0 | 0 | 0 | 0 | 259139.105 | 14265.9815 | 0 | 0 | 0 | 0 | 0 | 0 | 0 | 0 | 0 | 0 | 0 | 0 | 0 | 0
2016-04-15 18:00 | 0 | 0 | 0 | 0 | 0 | 0 | 691763.0865 | 418358 | 0 | 0 | 0 | 0 | 1106832.1616 | 2894230.0414 | 0 | 0 | 0 | 0 | 0 | 0 | 0 | 0 | 0 | 0 | 0 | 0 | 0 | 0 | 0 | 259139.105 | 14265.9815 | 0 | 0 | 0 | 0 | 0 | 0 | 0 | 0 | 0 | 0 | 0 | 0 | 0 | 0
2016-04-15 19:00 | 0 | 0 | 0 | 0 | 0 | 0 | 691506.0865 | 418101 | 0 | 0 | 0 | 0 | 1365971.2665 | 2908496.0229 | 0 | 0 | 0 | 0 | 0 | 0 | 0 | 0 | 0 | 0 | 0 | 0 | 0 | 0 | 0 | 259139.105 | 14265.9815 | 0 | 0 | 0 | 0 | 0 | 0 | 0 | 0 | 0 | 0 | 0 | 0 | 0 | 0
2016-04-15 20:00 | 0 | 0 | 0 | 0 | 0 | 0 | 690763.0865 | 417358 | 0 | 0 | 0 | 0 | 1625110.3715 | 2922762.0045 | 0 | 0 | 0 | 0 | 0 | 0 | 0 | 0 | 0 | 0 | 0 | 0 | 0 | 0 | 0 | 259139.105 | 14265.9815 | 0 | 0 | 0 | 0 | 0 | 0 | 0 | 0 | 0 | 0 | 0 | 0 | 0 | 0
2016-04-15 21:00 | 0 | 0 | 0 | 0 | 0 | 0 | 690001.0865 | 416596 | 0 | 0 | 0 | 0 | 1884249.4764 | 2937027.986 | 0 | 0 | 0 | 0 | 0 | 0 | 0 | 0 | 0 | 0 | 0 | 0 | 0 | 0 | 0 | 259139.105 | 14265.9815 | 0 | 0 | 0 | 0 | 0 | 0 | 0 | 0 | 0 | 0 | 0 | 0 | 0 | 0
2016-04-15 22:00 | 0 | 0 | 0 | 0 | 0 | 0 | 646994.6146 | 413276 | 0 | 0 | 0 | 0 | 2117968.091 | 2937027.986 | 0 | 0 | 0 | 0 | 0 | 0 | 0 | 0 | 0 | 0 | 0 | 0 | 0 | 0 | 0 | 233718.6146 | 0 | 0 | 0 | 0 | 0 | 0 | 0 | 0 | 0 | 0 | 0 | 0 | 0 | 0 | 0
2016-04-15 23:00 | 0 | 0 | 0 | 0 | 0 | 0 | 551762.757 | 410671 | 0 | 0 | 0 | 0 | 2259059.848 | 2937027.986 | 0 | 0 | 0 | 0 | 0 | 0 | 0 | 0 | 0 | 0 | 0 | 0 | 0 | 0 | 0 | 141091.757 | 0 | 0 | 0 | 0 | 0 | 0 | 0 | 0 | 0 | 0 | 0 | 0 | 0 | 0 | 0
2016-04-16 | 0 | 0 | 0 | 0 | 0 | 0 | 390075.5294 | 414985 | 0 | 0 | 0 | 0 | 2234150.3774 | 2937027.986 | 0 | 0 | 0 | 0 | 0 | 0 | 0 | 0 | 0 | 0 | 0 | 0 | 0 | 0 | 0 | -24909.4706 | 0 | 0 | 0 | 0 | 0 | 0 | 0 | 0 | 0 | 0 | 0 | 0 | 0 | 0 | 0
2016-04-16 01:00 | 0 | 0 | 0 | 0 | 0 | 126822.8301 | 126381.6321 | 414242 | 0 | 0 | 0 | 0 | 2073112.8396 | 2937027.986 | 0 | 0 | 0 | 0 | 0 | 0 | 0 | 0 | 0 | 0 | 0 | 0 | 0 | 0 | 0 | -161037.5378 | 0 | 0 | 0 | 0 | 0 | 0 | 0 | 0 | 0 | 0 | 0 | 0 | 0 | 0 | 0
2016-04-16 02:00 | 0 | 0 | 0 | 0 | 0 | 141405.4702 | 104.4249 | 400649 | 0 | 0 | 0 | 0 | 1813973.7347 | 2937027.986 | 0 | 0 | 0 | 0 | 0 | 0 | 0 | 0 | 0 | 0 | 0 | 0 | 0 | 0 | 0 | -259139.105 | 0 | 0 | 0 | 0 | 0 | 0 | 0 | 0 | 0 | 0 | 0 | 0 | 0 | 0 | 0
2016-04-16 03:00 | 0 | 0 | 0 | 0 | 0 | 123755.895 | 0 | 382895 | 0 | 0 | 0 | 0 | 1554834.6297 | 2937027.986 | 0 | 0 | 0 | 0 | 0 | 0 | 0 | 0 | 0 | 0 | 0 | 0 | 0 | 0 | 0 | -259139.105 | 0 | 0 | 0 | 0 | 0 | 0 | 0 | 0 | 0 | 0 | 0 | 0 | 0 | 0 | 0
2016-04-16 04:00 | 0 | 0 | 0 | 0 | 0 | 104715.895 | 0 | 363855 | 0 | 0 | 0 | 0 | 1295695.5248 | 2937027.986 | 0 | 0 | 0 | 0 | 0 | 0 | 0 | 0 | 0 | 0 | 0 | 0 | 0 | 0 | 0 | -259139.105 | 0 | 0 | 0 | 0 | 0 | 0 | 0 | 0 | 0 | 0 | 0 | 0 | 0 | 0 | 0
2016-04-16 05:00 | 0 | 0 | 0 | 0 | 0 | 606635.105 | 0 | 347496 | 0 | 0 | 0 | 0 | 1554834.6297 | 2937027.986 | 0 | 0 | 0 | 0 | 0 | 0 | 0 | 0 | 0 | 0 | 0 | 0 | 0 | 0 | 0 | 259139.105 | 0 | 0 | 0 | 0 | 0 | 0 | 0 | 0 | 0 | 0 | 0 | 0 | 0 | 0 | 0
2016-04-16 06:00 | 0 | 0 | 0 | 0 | 0 | 76277.895 | 0 | 335417 | 0 | 0 | 0 | 0 | 1295695.5248 | 2937027.986 | 0 | 0 | 0 | 0 | 0 | 0 | 0 | 0 | 0 | 0 | 0 | 0 | 0 | 0 | 0 | -259139.105 | 0 | 0 | 0 | 0 | 0 | 0 | 0 | 0 | 0 | 0 | 0 | 0 | 0 | 0 | 0
2016-04-16 07:00 | 0 | 0 | 0 | 0 | 0 | 68685.895 | 0 | 327825 | 0 | 0 | 0 | 0 | 1036556.4198 | 2937027.986 | 0 | 0 | 0 | 0 | 0 | 0 | 0 | 0 | 0 | 0 | 0 | 0 | 0 | 0 | 0 | -259139.105 | 0 | 0 | 0 | 0 | 0 | 0 | 0 | 0 | 0 | 0 | 0 | 0 | 0 | 0 | 0
2016-04-16 08:00 | 0 | 0 | 0 | 0 | 0 | 66197.895 | 0 | 325337 | 0 | 0 | 0 | 0 | 777417.3149 | 2937027.986 | 0 | 0 | 0 | 0 | 0 | 0 | 0 | 0 | 0 | 0 | 0 | 0 | 0 | 0 | 0 | -259139.105 | 0 | 0 | 0 | 0 | 0 | 0 | 0 | 0 | 0 | 0 | 0 | 0 | 0 | 0 | 0
2016-04-16 09:00 | 0 | 0 | 0 | 0 | 0 | 68793.895 | 0 | 327933 | 0 | 0 | 0 | 0 | 518278.2099 | 2937027.986 | 0 | 0 | 0 | 0 | 0 | 0 | 0 | 0 | 0 | 0 | 0 | 0 | 0 | 0 | 0 | -259139.105 | 0 | 0 | 0 | 0 | 0 | 0 | 0 | 0 | 0 | 0 | 0 | 0 | 0 | 0 | 0
2016-04-16 10:00 | 0 | 0 | 0 | 0 | 0 | 75606.895 | 0 | 334746 | 0 | 0 | 0 | 0 | 259139.105 | 2937027.986 | 0 | 0 | 0 | 0 | 0 | 0 | 0 | 0 | 0 | 0 | 0 | 0 | 0 | 0 | 0 | -259139.105 | 0 | 0 | 0 | 0 | 0 | 0 | 0 | 0 | 0 | 0 | 0 | 0 | 0 | 0 | 0
2016-04-16 11:00 | 0 | 0 | 0 | 0 | 0 | 85167.895 | 0 | 344307 | 0 | 0 | 0 | 0 | 0 | 2937027.986 | 0 | 0 | 0 | 0 | 0 | 0 | 0 | 0 | 0 | 0 | 0 | 0 | 0 | 0 | 0 | -259139.105 | 0 | 0 | 0 | 0 | 0 | 0 | 0 | 0 | 0 | 0 | 0 | 0 | 0 | 0 | 0
2016-04-16 12:00 | 0 | 0 | 0 | 0 | 0 | 551305.9298 | 1925.5836 | 357102 | 0 | 0 | 0 | 0 | 196129.5134 | 2937027.986 | 0 | 0 | 0 | 0 | 0 | 0 | 0 | 0 | 0 | 0 | 0 | 0 | 0 | 0 | 0 | 196129.5134 | 0 | 0 | 0 | 0 | 0 | 0 | 0 | 0 | 0 | 0 | 0 | 0 | 0 | 0 | 0
2016-04-16 13:00 | 0 | 0 | 0 | 0 | 0 | 0 | 173201.4866 | 369331 | 0 | 0 | 0 | 0 | 0 | 2937027.986 | 0 | 0 | 0 | 0 | 0 | 0 | 0 | 0 | 0 | 0 | 0 | 0 | 0 | 0 | 0 | -196129.5134 | 0 | 0 | 0 | 0 | 0 | 0 | 0 | 0 | 0 | 0 | 0 | 0 | 0 | 0 | 0
2016-04-16 14:00 | 0 | 0 | 0 | 0 | 0 | 0 | 516348.1776 | 378117 | 0 | 0 | 0 | 0 | 125036.1404 | 2950223.0232 | 0 | 0 | 0 | 0 | 0 | 0 | 0 | 0 | 0 | 0 | 0 | 0 | 0 | 0 | 0 | 125036.1404 | 13195.0372 | 0 | 0 | 0 | 0 | 0 | 0 | 0 | 0 | 0 | 0 | 0 | 0 | 0 | 0
2016-04-16 15:00 | 0 | 0 | 0 | 0 | 0 | 0 | 656266.0865 | 382861 | 0 | 0 | 0 | 0 | 384175.2454 | 2964489.0047 | 0 | 0 | 0 | 0 | 0 | 0 | 0 | 0 | 0 | 0 | 0 | 0 | 0 | 0 | 0 | 259139.105 | 14265.9815 | 0 | 0 | 0 | 0 | 0 | 0 | 0 | 0 | 0 | 0 | 0 | 0 | 0 | 0
2016-04-16 16:00 | 0 | 0 | 0 | 0 | 0 | 0 | 658546.0865 | 385141 | 0 | 0 | 0 | 0 | 643314.3503 | 2978754.9862 | 0 | 0 | 0 | 0 | 0 | 0 | 0 | 0 | 0 | 0 | 0 | 0 | 0 | 0 | 0 | 259139.105 | 14265.9815 | 0 | 0 | 0 | 0 | 0 | 0 | 0 | 0 | 0 | 0 | 0 | 0 | 0 | 0
2016-04-16 17:00 | 0 | 0 | 0 | 0 | 0 | 0 | 657746.0865 | 384341 | 0 | 0 | 0 | 0 | 902453.4553 | 2993020.9678 | 0 | 0 | 0 | 0 | 0 | 0 | 0 | 0 | 0 | 0 | 0 | 0 | 0 | 0 | 0 | 259139.105 | 14265.9815 | 0 | 0 | 0 | 0 | 0 | 0 | 0 | 0 | 0 | 0 | 0 | 0 | 0 | 0
2016-04-16 18:00 | 0 | 0 | 0 | 0 | 0 | 0 | 657175.0865 | 383770 | 0 | 0 | 0 | 0 | 1161592.5603 | 3007286.9493 | 0 | 0 | 0 | 0 | 0 | 0 | 0 | 0 | 0 | 0 | 0 | 0 | 0 | 0 | 0 | 259139.105 | 14265.9815 | 0 | 0 | 0 | 0 | 0 | 0 | 0 | 0 | 0 | 0 | 0 | 0 | 0 | 0
2016-04-16 19:00 | 0 | 0 | 0 | 0 | 0 | 0 | 657506.0865 | 384101 | 0 | 0 | 0 | 0 | 1420731.6652 | 3021552.9308 | 0 | 0 | 0 | 0 | 0 | 0 | 0 | 0 | 0 | 0 | 0 | 0 | 0 | 0 | 0 | 259139.105 | 14265.9815 | 0 | 0 | 0 | 0 | 0 | 0 | 0 | 0 | 0 | 0 | 0 | 0 | 0 | 0
2016-04-16 20:00 | 0 | 0 | 0 | 0 | 0 | 0 | 658867.0865 | 385462 | 0 | 0 | 0 | 0 | 1679870.7702 | 3035818.9124 | 0 | 0 | 0 | 0 | 0 | 0 | 0 | 0 | 0 | 0 | 0 | 0 | 0 | 0 | 0 | 259139.105 | 14265.9815 | 0 | 0 | 0 | 0 | 0 | 0 | 0 | 0 | 0 | 0 | 0 | 0 | 0 | 0
2016-04-16 21:00 | 0 | 0 | 0 | 0 | 0 | 0 | 660490.0865 | 387085 | 0 | 0 | 0 | 0 | 1939009.8751 | 3050084.8939 | 0 | 0 | 0 | 0 | 0 | 0 | 0 | 0 | 0 | 0 | 0 | 0 | 0 | 0 | 0 | 259139.105 | 14265.9815 | 0 | 0 | 0 | 0 | 0 | 0 | 0 | 0 | 0 | 0 | 0 | 0 | 0 | 0
2016-04-16 22:00 | 0 | 0 | 0 | 0 | 0 | 0 | 661507.0865 | 388102 | 0 | 0 | 0 | 0 | 2198148.9801 | 3064350.8754 | 0 | 0 | 0 | 0 | 0 | 0 | 0 | 0 | 0 | 0 | 0 | 0 | 0 | 0 | 0 | 259139.105 | 14265.9815 | 0 | 0 | 0 | 0 | 0 | 0 | 0 | 0 | 0 | 0 | 0 | 0 | 0 | 0
2016-04-16 23:00 | 0 | 0 | 0 | 0 | 0 | 0 | 610490.5493 | 388037 | 0 | 0 | 0 | 0 | 2420602.5294 | 3064350.8754 | 0 | 0 | 0 | 0 | 0 | 0 | 0 | 0 | 0 | 0 | 0 | 0 | 0 | 0 | 0 | 222453.5493 | 0 | 0 | 0 | 0 | 0 | 0 | 0 | 0 | 0 | 0 | 0 | 0 | 0 | 0 | 0
2016-04-17 | 0 | 0 | 0 | 0 | 0 | 0 | 424830.4041 | 394464 | 0 | 0 | 0 | 0 | 2436702.9519 | 3078616.857 | 0 | 0 | 0 | 0 | 0 | 0 | 0 | 0 | 0 | 0 | 0 | 0 | 0 | 0 | 0 | 16100.4225 | 14265.9815 | 0 | 0 | 0 | 0 | 0 | 0 | 0 | 0 | 0 | 0 | 0 | 0 | 0 | 0
2016-04-17 01:00 | 0 | 0 | 0 | 0 | 0 | 2047.097 | 134003.798 | 395190 | 0 | 0 | 0 | 0 | 2177563.8469 | 3078616.857 | 0 | 0 | 0 | 0 | 0 | 0 | 0 | 0 | 0 | 0 | 0 | 0 | 0 | 0 | 0 | -259139.105 | 0 | 0 | 0 | 0 | 0 | 0 | 0 | 0 | 0 | 0 | 0 | 0 | 0 | 0 | 0
2016-04-17 02:00 | 0 | 0 | 0 | 0 | 0 | 125531.2291 | 129.666 | 384800 | 0 | 0 | 0 | 0 | 1918424.742 | 3078616.857 | 0 | 0 | 0 | 0 | 0 | 0 | 0 | 0 | 0 | 0 | 0 | 0 | 0 | 0 | 0 | -259139.105 | 0 | 0 | 0 | 0 | 0 | 0 | 0 | 0 | 0 | 0 | 0 | 0 | 0 | 0 | 0
2016-04-17 03:00 | 0 | 0 | 0 | 0 | 0 | 628486.105 | 0 | 369347 | 0 | 0 | 0 | 0 | 2177563.8469 | 3078616.857 | 0 | 0 | 0 | 0 | 0 | 0 | 0 | 0 | 0 | 0 | 0 | 0 | 0 | 0 | 0 | 259139.105 | 0 | 0 | 0 | 0 | 0 | 0 | 0 | 0 | 0 | 0 | 0 | 0 | 0 | 0 | 0
2016-04-17 04:00 | 0 | 0 | 0 | 0 | 0 | 92613.895 | 0 | 351753 | 0 | 0 | 0 | 0 | 1918424.742 | 3078616.857 | 0 | 0 | 0 | 0 | 0 | 0 | 0 | 0 | 0 | 0 | 0 | 0 | 0 | 0 | 0 | -259139.105 | 0 | 0 | 0 | 0 | 0 | 0 | 0 | 0 | 0 | 0 | 0 | 0 | 0 | 0 | 0
2016-04-17 05:00 | 0 | 0 | 0 | 0 | 0 | 76710.895 | 0 | 335850 | 0 | 0 | 0 | 0 | 1659285.637 | 3078616.857 | 0 | 0 | 0 | 0 | 0 | 0 | 0 | 0 | 0 | 0 | 0 | 0 | 0 | 0 | 0 | -259139.105 | 0 | 0 | 0 | 0 | 0 | 0 | 0 | 0 | 0 | 0 | 0 | 0 | 0 | 0 | 0
2016-04-17 06:00 | 0 | 0 | 0 | 0 | 0 | 64907.895 | 0 | 324047 | 0 | 0 | 0 | 0 | 1400146.5321 | 3078616.857 | 0 | 0 | 0 | 0 | 0 | 0 | 0 | 0 | 0 | 0 | 0 | 0 | 0 | 0 | 0 | -259139.105 | 0 | 0 | 0 | 0 | 0 | 0 | 0 | 0 | 0 | 0 | 0 | 0 | 0 | 0 | 0
2016-04-17 07:00 | 0 | 0 | 0 | 0 | 0 | 57491.895 | 0 | 316631 | 0 | 0 | 0 | 0 | 1141007.4271 | 3078616.857 | 0 | 0 | 0 | 0 | 0 | 0 | 0 | 0 | 0 | 0 | 0 | 0 | 0 | 0 | 0 | -259139.105 | 0 | 0 | 0 | 0 | 0 | 0 | 0 | 0 | 0 | 0 | 0 | 0 | 0 | 0 | 0
2016-04-17 08:00 | 0 | 0 | 0 | 0 | 0 | 54450.895 | 0 | 313590 | 0 | 0 | 0 | 0 | 881868.3222 | 3078616.857 | 0 | 0 | 0 | 0 | 0 | 0 | 0 | 0 | 0 | 0 | 0 | 0 | 0 | 0 | 0 | -259139.105 | 0 | 0 | 0 | 0 | 0 | 0 | 0 | 0 | 0 | 0 | 0 | 0 | 0 | 0 | 0
2016-04-17 09:00 | 0 | 0 | 0 | 0 | 0 | 55598.895 | 0 | 314738 | 0 | 0 | 0 | 0 | 622729.2172 | 3078616.857 | 0 | 0 | 0 | 0 | 0 | 0 | 0 | 0 | 0 | 0 | 0 | 0 | 0 | 0 | 0 | -259139.105 | 0 | 0 | 0 | 0 | 0 | 0 | 0 | 0 | 0 | 0 | 0 | 0 | 0 | 0 | 0
2016-04-17 10:00 | 0 | 0 | 0 | 0 | 0 | 59276.895 | 0 | 318416 | 0 | 0 | 0 | 0 | 363590.1123 | 3078616.857 | 0 | 0 | 0 | 0 | 0 | 0 | 0 | 0 | 0 | 0 | 0 | 0 | 0 | 0 | 0 | -259139.105 | 0 | 0 | 0 | 0 | 0 | 0 | 0 | 0 | 0 | 0 | 0 | 0 | 0 | 0 | 0
2016-04-17 11:00 | 0 | 0 | 0 | 0 | 0 | 65526.895 | 0 | 324666 | 0 | 0 | 0 | 0 | 104451.0073 | 3078616.857 | 0 | 0 | 0 | 0 | 0 | 0 | 0 | 0 | 0 | 0 | 0 | 0 | 0 | 0 | 0 | -259139.105 | 0 | 0 | 0 | 0 | 0 | 0 | 0 | 0 | 0 | 0 | 0 | 0 | 0 | 0 | 0
2016-04-17 12:00 | 0 | 0 | 0 | 0 | 0 | 373867.3512 | 2447.2834 | 336399 | 0 | 0 | 0 | 0 | 144366.6419 | 3078616.857 | 0 | 0 | 0 | 0 | 0 | 0 | 0 | 0 | 0 | 0 | 0 | 0 | 0 | 0 | 0 | 39915.6346 | 0 | 0 | 0 | 0 | 0 | 0 | 0 | 0 | 0 | 0 | 0 | 0 | 0 | 0 | 0
2016-04-17 13:00 | 0 | 0 | 0 | 0 | 0 | 353504.6142 | 205645.3085 | 348917 | 0 | 0 | 0 | 0 | 354599.5647 | 3078616.857 | 0 | 0 | 0 | 0 | 0 | 0 | 0 | 0 | 0 | 0 | 0 | 0 | 0 | 0 | 0 | 210232.9228 | 0 | 0 | 0 | 0 | 0 | 0 | 0 | 0 | 0 | 0 | 0 | 0 | 0 | 0 | 0
2016-04-17 14:00 | 0 | 0 | 0 | 0 | 0 | 0 | 564063.9366 | 357864 | 0 | 0 | 0 | 0 | 546533.5198 | 3092882.8385 | 0 | 0 | 0 | 0 | 0 | 0 | 0 | 0 | 0 | 0 | 0 | 0 | 0 | 0 | 0 | 191933.9551 | 14265.9815 | 0 | 0 | 0 | 0 | 0 | 0 | 0 | 0 | 0 | 0 | 0 | 0 | 0 | 0
2016-04-17 15:00 | 0 | 0 | 0 | 0 | 0 | 0 | 637390.0865 | 363985 | 0 | 0 | 0 | 0 | 805672.6247 | 3107148.82 | 0 | 0 | 0 | 0 | 0 | 0 | 0 | 0 | 0 | 0 | 0 | 0 | 0 | 0 | 0 | 259139.105 | 14265.9815 | 0 | 0 | 0 | 0 | 0 | 0 | 0 | 0 | 0 | 0 | 0 | 0 | 0 | 0
2016-04-17 16:00 | 0 | 0 | 0 | 0 | 0 | 0 | 643064.0865 | 369659 | 0 | 0 | 0 | 0 | 1064811.7297 | 3121414.8016 | 0 | 0 | 0 | 0 | 0 | 0 | 0 | 0 | 0 | 0 | 0 | 0 | 0 | 0 | 0 | 259139.105 | 14265.9815 | 0 | 0 | 0 | 0 | 0 | 0 | 0 | 0 | 0 | 0 | 0 | 0 | 0 | 0
2016-04-17 17:00 | 0 | 0 | 0 | 0 | 0 | 0 | 647266.0865 | 373861 | 0 | 0 | 0 | 0 | 1323950.8346 | 3135680.7831 | 0 | 0 | 0 | 0 | 0 | 0 | 0 | 0 | 0 | 0 | 0 | 0 | 0 | 0 | 0 | 259139.105 | 14265.9815 | 0 | 0 | 0 | 0 | 0 | 0 | 0 | 0 | 0 | 0 | 0 | 0 | 0 | 0
2016-04-17 18:00 | 0 | 0 | 0 | 0 | 0 | 0 | 650617.0865 | 377212 | 0 | 0 | 0 | 0 | 1583089.9396 | 3149946.7646 | 0 | 0 | 0 | 0 | 0 | 0 | 0 | 0 | 0 | 0 | 0 | 0 | 0 | 0 | 0 | 259139.105 | 14265.9815 | 0 | 0 | 0 | 0 | 0 | 0 | 0 | 0 | 0 | 0 | 0 | 0 | 0 | 0
2016-04-17 19:00 | 0 | 0 | 0 | 0 | 0 | 0 | 653623.0865 | 380218 | 0 | 0 | 0 | 0 | 1842229.0445 | 3164212.7462 | 0 | 0 | 0 | 0 | 0 | 0 | 0 | 0 | 0 | 0 | 0 | 0 | 0 | 0 | 0 | 259139.105 | 14265.9815 | 0 | 0 | 0 | 0 | 0 | 0 | 0 | 0 | 0 | 0 | 0 | 0 | 0 | 0
2016-04-17 20:00 | 0 | 0 | 0 | 0 | 0 | 0 | 658450.0865 | 385045 | 0 | 0 | 0 | 0 | 2101368.1495 | 3178478.7277 | 0 | 0 | 0 | 0 | 0 | 0 | 0 | 0 | 0 | 0 | 0 | 0 | 0 | 0 | 0 | 259139.105 | 14265.9815 | 0 | 0 | 0 | 0 | 0 | 0 | 0 | 0 | 0 | 0 | 0 | 0 | 0 | 0
2016-04-17 21:00 | 0 | 0 | 0 | 0 | 0 | 0 | 664586.0865 | 391181 | 0 | 0 | 0 | 0 | 2360507.2544 | 3192744.7092 | 0 | 0 | 0 | 0 | 0 | 0 | 0 | 0 | 0 | 0 | 0 | 0 | 0 | 0 | 0 | 259139.105 | 14265.9815 | 0 | 0 | 0 | 0 | 0 | 0 | 0 | 0 | 0 | 0 | 0 | 0 | 0 | 0
2016-04-17 22:00 | 0 | 0 | 0 | 0 | 0 | 0 | 669520.0865 | 396115 | 0 | 0 | 0 | 0 | 2619646.3594 | 3207010.6908 | 0 | 0 | 0 | 0 | 0 | 0 | 0 | 0 | 0 | 0 | 0 | 0 | 0 | 0 | 0 | 259139.105 | 14265.9815 | 0 | 0 | 0 | 0 | 0 | 0 | 0 | 0 | 0 | 0 | 0 | 0 | 0 | 0
2016-04-17 23:00 | 0 | 0 | 0 | 0 | 0 | 0 | 660442.0284 | 399850 | 0 | 0 | 0 | 0 | 2865972.4062 | 3221276.6723 | 0 | 0 | 0 | 0 | 0 | 0 | 0 | 0 | 0 | 0 | 0 | 0 | 0 | 0 | 0 | 246326.0469 | 14265.9815 | 0 | 0 | 0 | 0 | 0 | 0 | 0 | 0 | 0 | 0 | 0 | 0 | 0 | 0
2016-04-18 | 0 | 0 | 0 | 0 | 0 | 0 | 452959.1199 | 409894 | 0 | 0 | 0 | 0 | 2894771.5446 | 3235542.6538 | 0 | 0 | 0 | 0 | 0 | 0 | 0 | 0 | 0 | 0 | 0 | 0 | 0 | 0 | 0 | 28799.1384 | 14265.9815 | 0 | 0 | 0 | 0 | 0 | 0 | 0 | 0 | 0 | 0 | 0 | 0 | 0 | 0
2016-04-18 01:00 | 0 | 0 | 0 | 0 | 0 | 275170.5851 | 135104.4149 | 410275 | 0 | 0 | 0 | 0 | 2894771.5446 | 3235542.6538 | 0 | 0 | 0 | 0 | 0 | 0 | 0 | 0 | 0 | 0 | 0 | 0 | 0 | 0 | 0 | 0 | 0 | 0 | 0 | 0 | 0 | 0 | 0 | 0 | 0 | 0 | 0 | 0 | 0 | 0 | 0
2016-04-18 02:00 | 0 | 0 | 0 | 0 | 0 | 26181.9195 | 167.1664 | 394431 | 0 | 0 | 0 | 0 | 2635632.4397 | 3126599.8447 | 0 | 0 | 0 | 0 | 0 | 0 | 0 | 0 | 0 | 0 | 0 | 0 | 0 | 0 | 0 | -259139.105 | 0 | 108942.8092 | 0 | 0 | 0 | 0 | 0 | 0 | 0 | 0 | 0 | 0 | 0 | 0 | 0
2016-04-18 03:00 | 0 | 0 | 0 | 0 | 0 | 114753.895 | 0 | 373893 | 0 | 0 | 0 | 0 | 2376493.3347 | 3126599.8447 | 0 | 0 | 0 | 0 | 0 | 0 | 0 | 0 | 0 | 0 | 0 | 0 | 0 | 0 | 0 | -259139.105 | 0 | 0 | 0 | 0 | 0 | 0 | 0 | 0 | 0 | 0 | 0 | 0 | 0 | 0 | 0
2016-04-18 04:00 | 0 | 0 | 0 | 0 | 0 | 93672.895 | 0 | 352812 | 0 | 0 | 0 | 0 | 2117354.2298 | 3126599.8447 | 0 | 0 | 0 | 0 | 0 | 0 | 0 | 0 | 0 | 0 | 0 | 0 | 0 | 0 | 0 | -259139.105 | 0 | 0 | 0 | 0 | 0 | 0 | 0 | 0 | 0 | 0 | 0 | 0 | 0 | 0 | 0
2016-04-18 05:00 | 0 | 0 | 0 | 0 | 0 | 76796.895 | 0 | 335936 | 0 | 0 | 0 | 0 | 1858215.1248 | 3126599.8447 | 0 | 0 | 0 | 0 | 0 | 0 | 0 | 0 | 0 | 0 | 0 | 0 | 0 | 0 | 0 | -259139.105 | 0 | 0 | 0 | 0 | 0 | 0 | 0 | 0 | 0 | 0 | 0 | 0 | 0 | 0 | 0
2016-04-18 06:00 | 0 | 0 | 0 | 0 | 0 | 65321.895 | 0 | 324461 | 0 | 0 | 0 | 0 | 1599076.0199 | 3126599.8447 | 0 | 0 | 0 | 0 | 0 | 0 | 0 | 0 | 0 | 0 | 0 | 0 | 0 | 0 | 0 | -259139.105 | 0 | 0 | 0 | 0 | 0 | 0 | 0 | 0 | 0 | 0 | 0 | 0 | 0 | 0 | 0
2016-04-18 07:00 | 0 | 0 | 0 | 0 | 0 | 295842.8087 | 0 | 317564 | 0 | 0 | 0 | 0 | 1577354.8286 | 3126599.8447 | 0 | 0 | 0 | 0 | 0 | 0 | 0 | 0 | 0 | 0 | 0 | 0 | 0 | 0 | 0 | -21721.1913 | 0 | 0 | 0 | 0 | 0 | 0 | 0 | 0 | 0 | 0 | 0 | 0 | 0 | 0 | 0
2016-04-18 08:00 | 0 | 0 | 0 | 0 | 0 | 59645.895 | 0 | 318785 | 0 | 0 | 0 | 0 | 1318215.7236 | 3126599.8447 | 0 | 0 | 0 | 0 | 0 | 0 | 0 | 0 | 0 | 0 | 0 | 0 | 0 | 0 | 0 | -259139.105 | 0 | 0 | 0 | 0 | 0 | 0 | 0 | 0 | 0 | 0 | 0 | 0 | 0 | 0 | 0
2016-04-18 09:00 | 0 | 0 | 0 | 0 | 0 | 71681.895 | 0 | 330821 | 0 | 0 | 0 | 0 | 1059076.6187 | 3126599.8447 | 0 | 0 | 0 | 0 | 0 | 0 | 0 | 0 | 0 | 0 | 0 | 0 | 0 | 0 | 0 | -259139.105 | 0 | 0 | 0 | 0 | 0 | 0 | 0 | 0 | 0 | 0 | 0 | 0 | 0 | 0 | 0
2016-04-18 10:00 | 0 | 0 | 0 | 0 | 0 | 96528.895 | 0 | 355668 | 0 | 0 | 0 | 0 | 799937.5137 | 3126599.8447 | 0 | 0 | 0 | 0 | 0 | 0 | 0 | 0 | 0 | 0 | 0 | 0 | 0 | 0 | 0 | -259139.105 | 0 | 0 | 0 | 0 | 0 | 0 | 0 | 0 | 0 | 0 | 0 | 0 | 0 | 0 | 0
2016-04-18 11:00 | 0 | 0 | 0 | 0 | 0 | 120462.895 | 0 | 379602 | 0 | 0 | 0 | 0 | 540798.4088 | 3126599.8447 | 0 | 0 | 0 | 0 | 0 | 0 | 0 | 0 | 0 | 0 | 0 | 0 | 0 | 0 | 0 | -259139.105 | 0 | 0 | 0 | 0 | 0 | 0 | 0 | 0 | 0 | 0 | 0 | 0 | 0 | 0 | 0
2016-04-18 12:00 | 0 | 0 | 0 | 0 | 0 | 258887.7635 | 4126.7627 | 393054 | 0 | 0 | 0 | 0 | 410758.935 | 3126599.8447 | 0 | 0 | 0 | 0 | 0 | 0 | 0 | 0 | 0 | 0 | 0 | 0 | 0 | 0 | 0 | -130039.4738 | 0 | 0 | 0 | 0 | 0 | 0 | 0 | 0 | 0 | 0 | 0 | 0 | 0 | 0 | 0
2016-04-18 13:00 | 0 | 0 | 0 | 0 | 0 | 0 | 212504.8287 | 402340 | 0 | 0 | 0 | 0 | 220923.7636 | 3126599.8447 | 0 | 0 | 0 | 0 | 0 | 0 | 0 | 0 | 0 | 0 | 0 | 0 | 0 | 0 | 0 | -189835.1713 | 0 | 0 | 0 | 0 | 0 | 0 | 0 | 0 | 0 | 0 | 0 | 0 | 0 | 0 | 0
2016-04-18 14:00 | 0 | 0 | 0 | 0 | 0 | 0 | 597685.3552 | 411514 | 0 | 0 | 0 | 0 | 398472.9587 | 3135222.0048 | 0 | 0 | 0 | 0 | 0 | 0 | 0 | 0 | 0 | 0 | 0 | 0 | 0 | 0 | 0 | 177549.1951 | 8622.1602 | 0 | 0 | 0 | 0 | 0 | 0 | 0 | 0 | 0 | 0 | 0 | 0 | 0 | 0
2016-04-18 15:00 | 0 | 0 | 0 | 0 | 0 | 0 | 691980.0865 | 418575 | 0 | 0 | 0 | 0 | 657612.0637 | 3149487.9864 | 0 | 0 | 0 | 0 | 0 | 0 | 0 | 0 | 0 | 0 | 0 | 0 | 0 | 0 | 0 | 259139.105 | 14265.9815 | 0 | 0 | 0 | 0 | 0 | 0 | 0 | 0 | 0 | 0 | 0 | 0 | 0 | 0
2016-04-18 16:00 | 0 | 0 | 0 | 0 | 0 | 0 | 697331.0865 | 423926 | 0 | 0 | 0 | 0 | 916751.1686 | 3163753.9679 | 0 | 0 | 0 | 0 | 0 | 0 | 0 | 0 | 0 | 0 | 0 | 0 | 0 | 0 | 0 | 259139.105 | 14265.9815 | 0 | 0 | 0 | 0 | 0 | 0 | 0 | 0 | 0 | 0 | 0 | 0 | 0 | 0
2016-04-18 17:00 | 0 | 0 | 0 | 0 | 0 | 0 | 703513.0865 | 430108 | 0 | 0 | 0 | 0 | 1175890.2736 | 3178019.9494 | 0 | 0 | 0 | 0 | 0 | 0 | 0 | 0 | 0 | 0 | 0 | 0 | 0 | 0 | 0 | 259139.105 | 14265.9815 | 0 | 0 | 0 | 0 | 0 | 0 | 0 | 0 | 0 | 0 | 0 | 0 | 0 | 0
2016-04-18 18:00 | 0 | 0 | 0 | 0 | 0 | 0 | 709055.0865 | 435650 | 0 | 0 | 0 | 0 | 1435029.3785 | 3192285.931 | 0 | 0 | 0 | 0 | 0 | 0 | 0 | 0 | 0 | 0 | 0 | 0 | 0 | 0 | 0 | 259139.105 | 14265.9815 | 0 | 0 | 0 | 0 | 0 | 0 | 0 | 0 | 0 | 0 | 0 | 0 | 0 | 0
2016-04-18 19:00 | 0 | 0 | 0 | 0 | 0 | 0 | 714299.0865 | 440894 | 0 | 0 | 0 | 0 | 1694168.4835 | 3206551.9125 | 0 | 0 | 0 | 0 | 0 | 0 | 0 | 0 | 0 | 0 | 0 | 0 | 0 | 0 | 0 | 259139.105 | 14265.9815 | 0 | 0 | 0 | 0 | 0 | 0 | 0 | 0 | 0 | 0 | 0 | 0 | 0 | 0
2016-04-18 20:00 | 0 | 0 | 0 | 0 | 0 | 0 | 719528.0865 | 446123 | 0 | 0 | 0 | 0 | 1953307.5884 | 3220817.894 | 0 | 0 | 0 | 0 | 0 | 0 | 0 | 0 | 0 | 0 | 0 | 0 | 0 | 0 | 0 | 259139.105 | 14265.9815 | 0 | 0 | 0 | 0 | 0 | 0 | 0 | 0 | 0 | 0 | 0 | 0 | 0 | 0
2016-04-18 21:00 | 0 | 0 | 0 | 0 | 0 | 0 | 723113.0865 | 449708 | 0 | 0 | 0 | 0 | 2212446.6934 | 3235083.8756 | 0 | 0 | 0 | 0 | 0 | 0 | 0 | 0 | 0 | 0 | 0 | 0 | 0 | 0 | 0 | 259139.105 | 14265.9815 | 0 | 0 | 0 | 0 | 0 | 0 | 0 | 0 | 0 | 0 | 0 | 0 | 0 | 0
2016-04-18 22:00 | 0 | 0 | 0 | 0 | 0 | 0 | 723012.0865 | 449607 | 0 | 0 | 0 | 0 | 2471585.7983 | 3249349.8571 | 0 | 0 | 0 | 0 | 0 | 0 | 0 | 0 | 0 | 0 | 0 | 0 | 0 | 0 | 0 | 259139.105 | 14265.9815 | 0 | 0 | 0 | 0 | 0 | 0 | 0 | 0 | 0 | 0 | 0 | 0 | 0 | 0
2016-04-18 23:00 | 0 | 0 | 0 | 0 | 0 | 0 | 648231.6967 | 447482 | 0 | 0 | 0 | 0 | 2672335.4951 | 3249349.8571 | 0 | 0 | 0 | 0 | 0 | 0 | 0 | 0 | 0 | 0 | 0 | 0 | 0 | 0 | 0 | 200749.6967 | 0 | 0 | 0 | 0 | 0 | 0 | 0 | 0 | 0 | 0 | 0 | 0 | 0 | 0 | 0
2016-04-19 | 0 | 0 | 0 | 0 | 0 | 0 | 472610.001 | 451741 | 0 | 0 | 0 | 0 | 2693204.496 | 3249349.8571 | 0 | 0 | 0 | 0 | 0 | 0 | 0 | 0 | 0 | 0 | 0 | 0 | 0 | 0 | 0 | 20869.001 | 0 | 0 | 0 | 0 | 0 | 0 | 0 | 0 | 0 | 0 | 0 | 0 | 0 | 0 | 0
2016-04-19 01:00 | 0 | 0 | 0 | 0 | 0 | 220458.5586 | 140485.5422 | 445831 | 0 | 0 | 0 | 0 | 2608317.5968 | 3249349.8571 | 0 | 0 | 0 | 0 | 0 | 0 | 0 | 0 | 0 | 0 | 0 | 0 | 0 | 0 | 0 | -84886.8992 | 0 | 0 | 0 | 0 | 0 | 0 | 0 | 0 | 0 | 0 | 0 | 0 | 0 | 0 | 0
2016-04-19 02:00 | 0 | 0 | 0 | 0 | 0 | 54734.5619 | 203.524 | 423020 | 0 | 0 | 0 | 0 | 2349178.4919 | 3140407.0479 | 0 | 0 | 0 | 0 | 0 | 0 | 0 | 0 | 0 | 0 | 0 | 0 | 0 | 0 | 0 | -259139.105 | 0 | 108942.8092 | 0 | 0 | 0 | 0 | 0 | 0 | 0 | 0 | 0 | 0 | 0 | 0 | 0
2016-04-19 03:00 | 0 | 0 | 0 | 0 | 0 | 330006.1161 | 0 | 395905 | 0 | 0 | 0 | 0 | 2283279.608 | 3140407.0479 | 0 | 0 | 0 | 0 | 0 | 0 | 0 | 0 | 0 | 0 | 0 | 0 | 0 | 0 | 0 | -65898.8839 | 0 | 0 | 0 | 0 | 0 | 0 | 0 | 0 | 0 | 0 | 0 | 0 | 0 | 0 | 0
2016-04-19 04:00 | 0 | 0 | 0 | 0 | 0 | 111477.895 | 0 | 370617 | 0 | 0 | 0 | 0 | 2024140.503 | 3140407.0479 | 0 | 0 | 0 | 0 | 0 | 0 | 0 | 0 | 0 | 0 | 0 | 0 | 0 | 0 | 0 | -259139.105 | 0 | 0 | 0 | 0 | 0 | 0 | 0 | 0 | 0 | 0 | 0 | 0 | 0 | 0 | 0
2016-04-19 05:00 | 0 | 0 | 0 | 0 | 0 | 91941.895 | 0 | 351081 | 0 | 0 | 0 | 0 | 1765001.3981 | 3140407.0479 | 0 | 0 | 0 | 0 | 0 | 0 | 0 | 0 | 0 | 0 | 0 | 0 | 0 | 0 | 0 | -259139.105 | 0 | 0 | 0 | 0 | 0 | 0 | 0 | 0 | 0 | 0 | 0 | 0 | 0 | 0 | 0
2016-04-19 06:00 | 0 | 0 | 0 | 0 | 0 | 76583.895 | 0 | 335723 | 0 | 0 | 0 | 0 | 1505862.2931 | 3140407.0479 | 0 | 0 | 0 | 0 | 0 | 0 | 0 | 0 | 0 | 0 | 0 | 0 | 0 | 0 | 0 | -259139.105 | 0 | 0 | 0 | 0 | 0 | 0 | 0 | 0 | 0 | 0 | 0 | 0 | 0 | 0 | 0
2016-04-19 07:00 | 0 | 0 | 0 | 0 | 0 | 67152.895 | 0 | 326292 | 0 | 0 | 0 | 0 | 1246723.1882 | 3140407.0479 | 0 | 0 | 0 | 0 | 0 | 0 | 0 | 0 | 0 | 0 | 0 | 0 | 0 | 0 | 0 | -259139.105 | 0 | 0 | 0 | 0 | 0 | 0 | 0 | 0 | 0 | 0 | 0 | 0 | 0 | 0 | 0
2016-04-19 08:00 | 0 | 0 | 0 | 0 | 0 | 204272.7758 | 0 | 324772 | 0 | 0 | 0 | 0 | 1126223.964 | 3140407.0479 | 0 | 0 | 0 | 0 | 0 | 0 | 0 | 0 | 0 | 0 | 0 | 0 | 0 | 0 | 0 | -120499.2242 | 0 | 0 | 0 | 0 | 0 | 0 | 0 | 0 | 0 | 0 | 0 | 0 | 0 | 0 | 0
2016-04-19 09:00 | 0 | 0 | 0 | 0 | 0 | 75061.895 | 0 | 334201 | 0 | 0 | 0 | 0 | 867084.859 | 3140407.0479 | 0 | 0 | 0 | 0 | 0 | 0 | 0 | 0 | 0 | 0 | 0 | 0 | 0 | 0 | 0 | -259139.105 | 0 | 0 | 0 | 0 | 0 | 0 | 0 | 0 | 0 | 0 | 0 | 0 | 0 | 0 | 0
2016-04-19 10:00 | 0 | 0 | 0 | 0 | 0 | 98841.895 | 0 | 357981 | 0 | 0 | 0 | 0 | 607945.7541 | 3140407.0479 | 0 | 0 | 0 | 0 | 0 | 0 | 0 | 0 | 0 | 0 | 0 | 0 | 0 | 0 | 0 | -259139.105 | 0 | 0 | 0 | 0 | 0 | 0 | 0 | 0 | 0 | 0 | 0 | 0 | 0 | 0 | 0
2016-04-19 11:00 | 0 | 0 | 0 | 0 | 0 | 122158.895 | 0 | 381298 | 0 | 0 | 0 | 0 | 348806.6491 | 3140407.0479 | 0 | 0 | 0 | 0 | 0 | 0 | 0 | 0 | 0 | 0 | 0 | 0 | 0 | 0 | 0 | -259139.105 | 0 | 0 | 0 | 0 | 0 | 0 | 0 | 0 | 0 | 0 | 0 | 0 | 0 | 0 | 0
2016-04-19 12:00 | 0 | 0 | 0 | 0 | 0 | 131444.1044 | 2635.2713 | 394412 | 0 | 0 | 0 | 0 | 197416.8341 | 3031464.2388 | 0 | 0 | 0 | 0 | 0 | 0 | 0 | 0 | 0 | 0 | 0 | 0 | 0 | 0 | 0 | -151389.8151 | 0 | 108942.8092 | 0 | 0 | 0 | 0 | 0 | 0 | 0 | 0 | 0 | 0 | 0 | 0 | 0
2016-04-19 13:00 | 0 | 0 | 0 | 0 | 0 | 0 | 206328.1659 | 403745 | 0 | 0 | 0 | 0 | 0 | 3031464.2388 | 0 | 0 | 0 | 0 | 0 | 0 | 0 | 0 | 0 | 0 | 0 | 0 | 0 | 0 | 0 | -197416.8341 | 0 | 0 | 0 | 0 | 0 | 0 | 0 | 0 | 0 | 0 | 0 | 0 | 0 | 0 | 0
2016-04-19 14:00 | 0 | 0 | 0 | 0 | 0 | 0 | 534138.3928 | 412923 | 0 | 0 | 0 | 0 | 106949.4113 | 3045730.2203 | 0 | 0 | 0 | 0 | 0 | 0 | 0 | 0 | 0 | 0 | 0 | 0 | 0 | 0 | 0 | 106949.4113 | 14265.9815 | 0 | 0 | 0 | 0 | 0 | 0 | 0 | 0 | 0 | 0 | 0 | 0 | 0 | 0
2016-04-19 15:00 | 0 | 0 | 0 | 0 | 0 | 0 | 693645.0865 | 420240 | 0 | 0 | 0 | 0 | 366088.5162 | 3059996.2019 | 0 | 0 | 0 | 0 | 0 | 0 | 0 | 0 | 0 | 0 | 0 | 0 | 0 | 0 | 0 | 259139.105 | 14265.9815 | 0 | 0 | 0 | 0 | 0 | 0 | 0 | 0 | 0 | 0 | 0 | 0 | 0 | 0
2016-04-19 16:00 | 0 | 0 | 0 | 0 | 0 | 0 | 699892.0865 | 426487 | 0 | 0 | 0 | 0 | 625227.6212 | 3074262.1834 | 0 | 0 | 0 | 0 | 0 | 0 | 0 | 0 | 0 | 0 | 0 | 0 | 0 | 0 | 0 | 259139.105 | 14265.9815 | 0 | 0 | 0 | 0 | 0 | 0 | 0 | 0 | 0 | 0 | 0 | 0 | 0 | 0
2016-04-19 17:00 | 0 | 0 | 0 | 0 | 0 | 0 | 706497.0865 | 433092 | 0 | 0 | 0 | 0 | 884366.7261 | 3088528.1649 | 0 | 0 | 0 | 0 | 0 | 0 | 0 | 0 | 0 | 0 | 0 | 0 | 0 | 0 | 0 | 259139.105 | 14265.9815 | 0 | 0 | 0 | 0 | 0 | 0 | 0 | 0 | 0 | 0 | 0 | 0 | 0 | 0
2016-04-19 18:00 | 0 | 0 | 0 | 0 | 0 | 0 | 713216.0865 | 439811 | 0 | 0 | 0 | 0 | 1143505.8311 | 3102794.1464 | 0 | 0 | 0 | 0 | 0 | 0 | 0 | 0 | 0 | 0 | 0 | 0 | 0 | 0 | 0 | 259139.105 | 14265.9815 | 0 | 0 | 0 | 0 | 0 | 0 | 0 | 0 | 0 | 0 | 0 | 0 | 0 | 0
2016-04-19 19:00 | 0 | 0 | 0 | 0 | 0 | 0 | 717853.0865 | 444448 | 0 | 0 | 0 | 0 | 1402644.936 | 3117060.128 | 0 | 0 | 0 | 0 | 0 | 0 | 0 | 0 | 0 | 0 | 0 | 0 | 0 | 0 | 0 | 259139.105 | 14265.9815 | 0 | 0 | 0 | 0 | 0 | 0 | 0 | 0 | 0 | 0 | 0 | 0 | 0 | 0
2016-04-19 20:00 | 0 | 0 | 0 | 0 | 0 | 0 | 722415.0865 | 449010 | 0 | 0 | 0 | 0 | 1661784.041 | 3131326.1095 | 0 | 0 | 0 | 0 | 0 | 0 | 0 | 0 | 0 | 0 | 0 | 0 | 0 | 0 | 0 | 259139.105 | 14265.9815 | 0 | 0 | 0 | 0 | 0 | 0 | 0 | 0 | 0 | 0 | 0 | 0 | 0 | 0
2016-04-19 21:00 | 0 | 0 | 0 | 0 | 0 | 0 | 725098.0865 | 451693 | 0 | 0 | 0 | 0 | 1920923.1459 | 3145592.091 | 0 | 0 | 0 | 0 | 0 | 0 | 0 | 0 | 0 | 0 | 0 | 0 | 0 | 0 | 0 | 259139.105 | 14265.9815 | 0 | 0 | 0 | 0 | 0 | 0 | 0 | 0 | 0 | 0 | 0 | 0 | 0 | 0
2016-04-19 22:00 | 0 | 0 | 0 | 0 | 0 | 0 | 724342.0865 | 450937 | 0 | 0 | 0 | 0 | 2180062.2509 | 3159858.0726 | 0 | 0 | 0 | 0 | 0 | 0 | 0 | 0 | 0 | 0 | 0 | 0 | 0 | 0 | 0 | 259139.105 | 14265.9815 | 0 | 0 | 0 | 0 | 0 | 0 | 0 | 0 | 0 | 0 | 0 | 0 | 0 | 0
2016-04-19 23:00 | 0 | 0 | 0 | 0 | 0 | 0 | 673339.9894 | 448986 | 0 | 0 | 0 | 0 | 2390150.2587 | 3174124.0541 | 0 | 0 | 0 | 0 | 0 | 0 | 0 | 0 | 0 | 0 | 0 | 0 | 0 | 0 | 0 | 210088.0078 | 14265.9815 | 0 | 0 | 0 | 0 | 0 | 0 | 0 | 0 | 0 | 0 | 0 | 0 | 0 | 0
2016-04-20 | 0 | 0 | 0 | 0 | 0 | 0 | 478169.066 | 453335 | 0 | 0 | 0 | 0 | 2400718.3432 | 3188390.0356 | 0 | 0 | 0 | 0 | 0 | 0 | 0 | 0 | 0 | 0 | 0 | 0 | 0 | 0 | 0 | 10568.0845 | 14265.9815 | 0 | 0 | 0 | 0 | 0 | 0 | 0 | 0 | 0 | 0 | 0 | 0 | 0 | 0
2016-04-20 01:00 | 0 | 0 | 0 | 0 | 0 | 157163.466 | 125822.7843 | 447800 | 0 | 0 | 0 | 0 | 2221638.612 | 3202656.0172 | 0 | 0 | 0 | 0 | 0 | 0 | 0 | 0 | 0 | 0 | 0 | 0 | 0 | 0 | 0 | -179079.7312 | 14265.9815 | 0 | 0 | 0 | 0 | 0 | 0 | 0 | 0 | 0 | 0 | 0 | 0 | 0 | 0
2016-04-20 02:00 | 0 | 0 | 0 | 0 | 0 | 234089.7709 | 213.5659 | 425207 | 0 | 0 | 0 | 0 | 2030734.9488 | 3202656.0172 | 0 | 0 | 0 | 0 | 0 | 0 | 0 | 0 | 0 | 0 | 0 | 0 | 0 | 0 | 0 | -190903.6632 | 0 | 0 | 0 | 0 | 0 | 0 | 0 | 0 | 0 | 0 | 0 | 0 | 0 | 0 | 0
2016-04-20 03:00 | 0 | 0 | 0 | 0 | 0 | 251282.3708 | 0 | 398341 | 0 | 0 | 0 | 0 | 1883676.3196 | 3202656.0172 | 0 | 0 | 0 | 0 | 0 | 0 | 0 | 0 | 0 | 0 | 0 | 0 | 0 | 0 | 0 | -147058.6292 | 0 | 0 | 0 | 0 | 0 | 0 | 0 | 0 | 0 | 0 | 0 | 0 | 0 | 0 | 0
2016-04-20 04:00 | 0 | 0 | 0 | 0 | 0 | 251937.7171 | 0 | 373790 | 0 | 0 | 0 | 0 | 1761824.0367 | 3202656.0172 | 0 | 0 | 0 | 0 | 0 | 0 | 0 | 0 | 0 | 0 | 0 | 0 | 0 | 0 | 0 | -121852.2829 | 0 | 0 | 0 | 0 | 0 | 0 | 0 | 0 | 0 | 0 | 0 | 0 | 0 | 0 | 0
2016-04-20 05:00 | 0 | 0 | 0 | 0 | 0 | 95201.895 | 0 | 354341 | 0 | 0 | 0 | 0 | 1502684.9317 | 3202656.0172 | 0 | 0 | 0 | 0 | 0 | 0 | 0 | 0 | 0 | 0 | 0 | 0 | 0 | 0 | 0 | -259139.105 | 0 | 0 | 0 | 0 | 0 | 0 | 0 | 0 | 0 | 0 | 0 | 0 | 0 | 0 | 0
2016-04-20 06:00 | 0 | 0 | 0 | 0 | 0 | 216967.8673 | 0 | 338967 | 0 | 0 | 0 | 0 | 1380685.799 | 3202656.0172 | 0 | 0 | 0 | 0 | 0 | 0 | 0 | 0 | 0 | 0 | 0 | 0 | 0 | 0 | 0 | -121999.1327 | 0 | 0 | 0 | 0 | 0 | 0 | 0 | 0 | 0 | 0 | 0 | 0 | 0 | 0 | 0
2016-04-20 07:00 | 0 | 0 | 0 | 0 | 0 | 195121.2962 | 0 | 329453 | 0 | 0 | 0 | 0 | 1246354.0952 | 3202656.0172 | 0 | 0 | 0 | 0 | 0 | 0 | 0 | 0 | 0 | 0 | 0 | 0 | 0 | 0 | 0 | -134331.7038 | 0 | 0 | 0 | 0 | 0 | 0 | 0 | 0 | 0 | 0 | 0 | 0 | 0 | 0 | 0
2016-04-20 08:00 | 0 | 0 | 0 | 0 | 0 | 68557.895 | 0 | 327697 | 0 | 0 | 0 | 0 | 987214.9902 | 3202656.0172 | 0 | 0 | 0 | 0 | 0 | 0 | 0 | 0 | 0 | 0 | 0 | 0 | 0 | 0 | 0 | -259139.105 | 0 | 0 | 0 | 0 | 0 | 0 | 0 | 0 | 0 | 0 | 0 | 0 | 0 | 0 | 0
2016-04-20 09:00 | 0 | 0 | 0 | 0 | 0 | 158991.7849 | 0 | 335851 | 0 | 0 | 0 | 0 | 810355.7752 | 3202656.0172 | 0 | 0 | 0 | 0 | 0 | 0 | 0 | 0 | 0 | 0 | 0 | 0 | 0 | 0 | 0 | -176859.2151 | 0 | 0 | 0 | 0 | 0 | 0 | 0 | 0 | 0 | 0 | 0 | 0 | 0 | 0 | 0
2016-04-20 10:00 | 0 | 0 | 0 | 0 | 0 | 100137.895 | 0 | 359277 | 0 | 0 | 0 | 0 | 551216.6702 | 3202656.0172 | 0 | 0 | 0 | 0 | 0 | 0 | 0 | 0 | 0 | 0 | 0 | 0 | 0 | 0 | 0 | -259139.105 | 0 | 0 | 0 | 0 | 0 | 0 | 0 | 0 | 0 | 0 | 0 | 0 | 0 | 0 | 0
2016-04-20 11:00 | 0 | 0 | 0 | 0 | 0 | 146944.9168 | 0 | 381420 | 0 | 0 | 0 | 0 | 316741.587 | 3202656.0172 | 0 | 0 | 0 | 0 | 0 | 0 | 0 | 0 | 0 | 0 | 0 | 0 | 0 | 0 | 0 | -234475.0832 | 0 | 0 | 0 | 0 | 0 | 0 | 0 | 0 | 0 | 0 | 0 | 0 | 0 | 0 | 0
2016-04-20 12:00 | 0 | 0 | 0 | 0 | 0 | 128733.9999 | 7904.881 | 393612 | 0 | 0 | 0 | 0 | 154445.2954 | 3107979.1896 | 0 | 0 | 0 | 0 | 0 | 0 | 0 | 0 | 0 | 0 | 0 | 0 | 0 | 0 | 0 | -162296.2916 | 14265.9815 | 108942.8092 | 0 | 0 | 0 | 0 | 0 | 0 | 0 | 0 | 0 | 0 | 0 | 0 | 0
2016-04-20 13:00 | 0 | 0 | 0 | 0 | 0 | 0 | 261865.6861 | 402045 | 0 | 0 | 0 | 0 | 0 | 3122245.1711 | 0 | 0 | 0 | 0 | 0 | 0 | 0 | 0 | 0 | 0 | 0 | 0 | 0 | 0 | 0 | -154445.2954 | 14265.9815 | 0 | 0 | 0 | 0 | 0 | 0 | 0 | 0 | 0 | 0 | 0 | 0 | 0 | 0
2016-04-20 14:00 | 0 | 0 | 0 | 0 | 0 | 0 | 613632.6116 | 411489 | 0 | 0 | 0 | 0 | 202143.6116 | 3122245.1711 | 0 | 0 | 0 | 0 | 0 | 0 | 0 | 0 | 0 | 0 | 0 | 0 | 0 | 0 | 0 | 202143.6116 | 0 | 0 | 0 | 0 | 0 | 0 | 0 | 0 | 0 | 0 | 0 | 0 | 0 | 0 | 0
2016-04-20 15:00 | 0 | 0 | 0 | 0 | 0 | 0 | 691666.0865 | 418261 | 0 | 0 | 0 | 0 | 461282.7165 | 3136511.1526 | 0 | 0 | 0 | 0 | 0 | 0 | 0 | 0 | 0 | 0 | 0 | 0 | 0 | 0 | 0 | 259139.105 | 14265.9815 | 0 | 0 | 0 | 0 | 0 | 0 | 0 | 0 | 0 | 0 | 0 | 0 | 0 | 0
2016-04-20 16:00 | 0 | 0 | 0 | 0 | 0 | 0 | 697000.0865 | 423595 | 0 | 0 | 0 | 0 | 720421.8215 | 3150777.1342 | 0 | 0 | 0 | 0 | 0 | 0 | 0 | 0 | 0 | 0 | 0 | 0 | 0 | 0 | 0 | 259139.105 | 14265.9815 | 0 | 0 | 0 | 0 | 0 | 0 | 0 | 0 | 0 | 0 | 0 | 0 | 0 | 0
2016-04-20 17:00 | 0 | 0 | 0 | 0 | 0 | 0 | 703270.0865 | 429865 | 0 | 0 | 0 | 0 | 979560.9264 | 3165043.1157 | 0 | 0 | 0 | 0 | 0 | 0 | 0 | 0 | 0 | 0 | 0 | 0 | 0 | 0 | 0 | 259139.105 | 14265.9815 | 0 | 0 | 0 | 0 | 0 | 0 | 0 | 0 | 0 | 0 | 0 | 0 | 0 | 0
2016-04-20 18:00 | 0 | 0 | 0 | 0 | 0 | 0 | 709465.0865 | 436060 | 0 | 0 | 0 | 0 | 1238700.0314 | 3179309.0972 | 0 | 0 | 0 | 0 | 0 | 0 | 0 | 0 | 0 | 0 | 0 | 0 | 0 | 0 | 0 | 259139.105 | 14265.9815 | 0 | 0 | 0 | 0 | 0 | 0 | 0 | 0 | 0 | 0 | 0 | 0 | 0 | 0
2016-04-20 19:00 | 0 | 0 | 0 | 0 | 0 | 0 | 715211.0865 | 441806 | 0 | 0 | 0 | 0 | 1497839.1363 | 3193575.0787 | 0 | 0 | 0 | 0 | 0 | 0 | 0 | 0 | 0 | 0 | 0 | 0 | 0 | 0 | 0 | 259139.105 | 14265.9815 | 0 | 0 | 0 | 0 | 0 | 0 | 0 | 0 | 0 | 0 | 0 | 0 | 0 | 0
2016-04-20 20:00 | 0 | 0 | 0 | 0 | 0 | 0 | 720241.0865 | 446836 | 0 | 0 | 0 | 0 | 1756978.2413 | 3207841.0603 | 0 | 0 | 0 | 0 | 0 | 0 | 0 | 0 | 0 | 0 | 0 | 0 | 0 | 0 | 0 | 259139.105 | 14265.9815 | 0 | 0 | 0 | 0 | 0 | 0 | 0 | 0 | 0 | 0 | 0 | 0 | 0 | 0
2016-04-20 21:00 | 0 | 0 | 0 | 0 | 0 | 0 | 723447.0865 | 450042 | 0 | 0 | 0 | 0 | 2016117.3462 | 3222107.0418 | 0 | 0 | 0 | 0 | 0 | 0 | 0 | 0 | 0 | 0 | 0 | 0 | 0 | 0 | 0 | 259139.105 | 14265.9815 | 0 | 0 | 0 | 0 | 0 | 0 | 0 | 0 | 0 | 0 | 0 | 0 | 0 | 0
2016-04-20 22:00 | 0 | 0 | 0 | 0 | 0 | 0 | 722979.0865 | 449574 | 0 | 0 | 0 | 0 | 2275256.4512 | 3236373.0233 | 0 | 0 | 0 | 0 | 0 | 0 | 0 | 0 | 0 | 0 | 0 | 0 | 0 | 0 | 0 | 259139.105 | 14265.9815 | 0 | 0 | 0 | 0 | 0 | 0 | 0 | 0 | 0 | 0 | 0 | 0 | 0 | 0
2016-04-20 23:00 | 0 | 0 | 0 | 0 | 0 | 0 | 721220.0865 | 447815 | 0 | 0 | 0 | 0 | 2534395.5562 | 3250639.0049 | 0 | 0 | 0 | 0 | 0 | 0 | 0 | 0 | 0 | 0 | 0 | 0 | 0 | 0 | 0 | 259139.105 | 14265.9815 | 0 | 0 | 0 | 0 | 0 | 0 | 0 | 0 | 0 | 0 | 0 | 0 | 0 | 0
2016-04-21 | 0 | 0 | 0 | 0 | 0 | 0 | 536071.7439 | 452475 | 0 | 0 | 0 | 0 | 2617992.3001 | 3250639.0049 | 0 | 0 | 0 | 0 | 0 | 0 | 0 | 0 | 0 | 0 | 0 | 0 | 0 | 0 | 0 | 83596.7439 | 0 | 0 | 0 | 0 | 0 | 0 | 0 | 0 | 0 | 0 | 0 | 0 | 0 | 0 | 0
2016-04-21 01:00 | 0 | 0 | 0 | 0 | 0 | 89088.5861 | 154657.7066 | 446707 | 0 | 0 | 0 | 0 | 2400765.6111 | 3264904.9864 | 0 | 0 | 0 | 0 | 0 | 0 | 0 | 0 | 0 | 0 | 0 | 0 | 0 | 0 | 0 | -217226.6889 | 14265.9815 | 0 | 0 | 0 | 0 | 0 | 0 | 0 | 0 | 0 | 0 | 0 | 0 | 0 | 0
2016-04-21 02:00 | 0 | 0 | 0 | 0 | 0 | 179556.0133 | 371.8633 | 424801 | 0 | 0 | 0 | 0 | 2141626.5062 | 3279170.9679 | 0 | 0 | 0 | 0 | 0 | 0 | 0 | 0 | 0 | 0 | 0 | 0 | 0 | 0 | 0 | -259139.105 | 14265.9815 | 0 | 0 | 0 | 0 | 0 | 0 | 0 | 0 | 0 | 0 | 0 | 0 | 0 | 0
2016-04-21 03:00 | 0 | 0 | 0 | 0 | 0 | 138309.895 | 0 | 397449 | 0 | 0 | 0 | 0 | 1882487.4012 | 3279170.9679 | 0 | 0 | 0 | 0 | 0 | 0 | 0 | 0 | 0 | 0 | 0 | 0 | 0 | 0 | 0 | -259139.105 | 0 | 0 | 0 | 0 | 0 | 0 | 0 | 0 | 0 | 0 | 0 | 0 | 0 | 0 | 0
2016-04-21 04:00 | 0 | 0 | 0 | 0 | 0 | 113812.895 | 0 | 372952 | 0 | 0 | 0 | 0 | 1623348.2963 | 3279170.9679 | 0 | 0 | 0 | 0 | 0 | 0 | 0 | 0 | 0 | 0 | 0 | 0 | 0 | 0 | 0 | -259139.105 | 0 | 0 | 0 | 0 | 0 | 0 | 0 | 0 | 0 | 0 | 0 | 0 | 0 | 0 | 0
2016-04-21 05:00 | 0 | 0 | 0 | 0 | 0 | 371703.2206 | 0 | 353450 | 0 | 0 | 0 | 0 | 1641601.5169 | 3279170.9679 | 0 | 0 | 0 | 0 | 0 | 0 | 0 | 0 | 0 | 0 | 0 | 0 | 0 | 0 | 0 | 18253.2206 | 0 | 0 | 0 | 0 | 0 | 0 | 0 | 0 | 0 | 0 | 0 | 0 | 0 | 0 | 0
2016-04-21 06:00 | 0 | 0 | 0 | 0 | 0 | 79900.895 | 0 | 339040 | 0 | 0 | 0 | 0 | 1382462.412 | 3279170.9679 | 0 | 0 | 0 | 0 | 0 | 0 | 0 | 0 | 0 | 0 | 0 | 0 | 0 | 0 | 0 | -259139.105 | 0 | 0 | 0 | 0 | 0 | 0 | 0 | 0 | 0 | 0 | 0 | 0 | 0 | 0 | 0
2016-04-21 07:00 | 0 | 0 | 0 | 0 | 0 | 69964.895 | 0 | 329104 | 0 | 0 | 0 | 0 | 1123323.307 | 3279170.9679 | 0 | 0 | 0 | 0 | 0 | 0 | 0 | 0 | 0 | 0 | 0 | 0 | 0 | 0 | 0 | -259139.105 | 0 | 0 | 0 | 0 | 0 | 0 | 0 | 0 | 0 | 0 | 0 | 0 | 0 | 0 | 0
2016-04-21 08:00 | 0 | 0 | 0 | 0 | 0 | 69017.895 | 0 | 328157 | 0 | 0 | 0 | 0 | 864184.2021 | 3279170.9679 | 0 | 0 | 0 | 0 | 0 | 0 | 0 | 0 | 0 | 0 | 0 | 0 | 0 | 0 | 0 | -259139.105 | 0 | 0 | 0 | 0 | 0 | 0 | 0 | 0 | 0 | 0 | 0 | 0 | 0 | 0 | 0
2016-04-21 09:00 | 0 | 0 | 0 | 0 | 0 | 79129.895 | 0 | 338269 | 0 | 0 | 0 | 0 | 605045.0971 | 3279170.9679 | 0 | 0 | 0 | 0 | 0 | 0 | 0 | 0 | 0 | 0 | 0 | 0 | 0 | 0 | 0 | -259139.105 | 0 | 0 | 0 | 0 | 0 | 0 | 0 | 0 | 0 | 0 | 0 | 0 | 0 | 0 | 0
2016-04-21 10:00 | 0 | 0 | 0 | 0 | 0 | 102069.895 | 0 | 361209 | 0 | 0 | 0 | 0 | 345905.9922 | 3279170.9679 | 0 | 0 | 0 | 0 | 0 | 0 | 0 | 0 | 0 | 0 | 0 | 0 | 0 | 0 | 0 | -259139.105 | 0 | 0 | 0 | 0 | 0 | 0 | 0 | 0 | 0 | 0 | 0 | 0 | 0 | 0 | 0
2016-04-21 11:00 | 0 | 0 | 0 | 0 | 0 | 124630.895 | 0 | 383770 | 0 | 0 | 0 | 0 | 86766.8872 | 3279170.9679 | 0 | 0 | 0 | 0 | 0 | 0 | 0 | 0 | 0 | 0 | 0 | 0 | 0 | 0 | 0 | -259139.105 | 0 | 0 | 0 | 0 | 0 | 0 | 0 | 0 | 0 | 0 | 0 | 0 | 0 | 0 | 0
2016-04-21 12:00 | 0 | 0 | 0 | 0 | 0 | 410015.4628 | 5955.5856 | 396389 | 0 | 0 | 0 | 0 | 106348.9356 | 3279170.9679 | 0 | 0 | 0 | 0 | 0 | 0 | 0 | 0 | 0 | 0 | 0 | 0 | 0 | 0 | 0 | 19582.0484 | 0 | 0 | 0 | 0 | 0 | 0 | 0 | 0 | 0 | 0 | 0 | 0 | 0 | 0 | 0
2016-04-21 13:00 | 0 | 0 | 0 | 0 | 0 | 0 | 300641.0644 | 406990 | 0 | 0 | 0 | 0 | 0 | 3279170.9679 | 0 | 0 | 0 | 0 | 0 | 0 | 0 | 0 | 0 | 0 | 0 | 0 | 0 | 0 | 0 | -106348.9356 | 0 | 0 | 0 | 0 | 0 | 0 | 0 | 0 | 0 | 0 | 0 | 0 | 0 | 0 | 0
2016-04-21 14:00 | 0 | 0 | 0 | 0 | 0 | 0 | 644613.0167 | 416456 | 0 | 0 | 0 | 0 | 228157.0167 | 3279170.9679 | 0 | 0 | 0 | 0 | 0 | 0 | 0 | 0 | 0 | 0 | 0 | 0 | 0 | 0 | 0 | 228157.0167 | 0 | 0 | 0 | 0 | 0 | 0 | 0 | 0 | 0 | 0 | 0 | 0 | 0 | 0 | 0
2016-04-21 15:00 | 0 | 0 | 0 | 0 | 0 | 0 | 696115.0865 | 422710 | 0 | 0 | 0 | 0 | 487296.1216 | 3293436.9495 | 0 | 0 | 0 | 0 | 0 | 0 | 0 | 0 | 0 | 0 | 0 | 0 | 0 | 0 | 0 | 259139.105 | 14265.9815 | 0 | 0 | 0 | 0 | 0 | 0 | 0 | 0 | 0 | 0 | 0 | 0 | 0 | 0
2016-04-21 16:00 | 0 | 0 | 0 | 0 | 0 | 0 | 700622.0865 | 427217 | 0 | 0 | 0 | 0 | 746435.2266 | 3307702.931 | 0 | 0 | 0 | 0 | 0 | 0 | 0 | 0 | 0 | 0 | 0 | 0 | 0 | 0 | 0 | 259139.105 | 14265.9815 | 0 | 0 | 0 | 0 | 0 | 0 | 0 | 0 | 0 | 0 | 0 | 0 | 0 | 0
2016-04-21 17:00 | 0 | 0 | 0 | 0 | 0 | 0 | 706121.0865 | 432716 | 0 | 0 | 0 | 0 | 1005574.3315 | 3321968.9125 | 0 | 0 | 0 | 0 | 0 | 0 | 0 | 0 | 0 | 0 | 0 | 0 | 0 | 0 | 0 | 259139.105 | 14265.9815 | 0 | 0 | 0 | 0 | 0 | 0 | 0 | 0 | 0 | 0 | 0 | 0 | 0 | 0
2016-04-21 18:00 | 0 | 0 | 0 | 0 | 0 | 0 | 711496.0865 | 438091 | 0 | 0 | 0 | 0 | 1264713.4365 | 3336234.8941 | 0 | 0 | 0 | 0 | 0 | 0 | 0 | 0 | 0 | 0 | 0 | 0 | 0 | 0 | 0 | 259139.105 | 14265.9815 | 0 | 0 | 0 | 0 | 0 | 0 | 0 | 0 | 0 | 0 | 0 | 0 | 0 | 0
2016-04-21 19:00 | 0 | 0 | 0 | 0 | 0 | 0 | 714899.0865 | 441494 | 0 | 0 | 0 | 0 | 1523852.5414 | 3350500.8756 | 0 | 0 | 0 | 0 | 0 | 0 | 0 | 0 | 0 | 0 | 0 | 0 | 0 | 0 | 0 | 259139.105 | 14265.9815 | 0 | 0 | 0 | 0 | 0 | 0 | 0 | 0 | 0 | 0 | 0 | 0 | 0 | 0
2016-04-21 20:00 | 0 | 0 | 0 | 0 | 0 | 0 | 718604.0865 | 445199 | 0 | 0 | 0 | 0 | 1782991.6464 | 3364766.8571 | 0 | 0 | 0 | 0 | 0 | 0 | 0 | 0 | 0 | 0 | 0 | 0 | 0 | 0 | 0 | 259139.105 | 14265.9815 | 0 | 0 | 0 | 0 | 0 | 0 | 0 | 0 | 0 | 0 | 0 | 0 | 0 | 0
2016-04-21 21:00 | 0 | 0 | 0 | 0 | 0 | 0 | 720348.0865 | 446943 | 0 | 0 | 0 | 0 | 2042130.7513 | 3379032.8387 | 0 | 0 | 0 | 0 | 0 | 0 | 0 | 0 | 0 | 0 | 0 | 0 | 0 | 0 | 0 | 259139.105 | 14265.9815 | 0 | 0 | 0 | 0 | 0 | 0 | 0 | 0 | 0 | 0 | 0 | 0 | 0 | 0
2016-04-21 22:00 | 0 | 0 | 0 | 0 | 0 | 0 | 717932.0865 | 444527 | 0 | 0 | 0 | 0 | 2301269.8563 | 3393298.8202 | 0 | 0 | 0 | 0 | 0 | 0 | 0 | 0 | 0 | 0 | 0 | 0 | 0 | 0 | 0 | 259139.105 | 14265.9815 | 0 | 0 | 0 | 0 | 0 | 0 | 0 | 0 | 0 | 0 | 0 | 0 | 0 | 0
2016-04-21 23:00 | 0 | 0 | 0 | 0 | 0 | 0 | 716264.0865 | 442859 | 0 | 0 | 0 | 0 | 2560408.9612 | 3407564.8017 | 0 | 0 | 0 | 0 | 0 | 0 | 0 | 0 | 0 | 0 | 0 | 0 | 0 | 0 | 0 | 259139.105 | 14265.9815 | 0 | 0 | 0 | 0 | 0 | 0 | 0 | 0 | 0 | 0 | 0 | 0 | 0 | 0
2016-04-22 | 0 | 0 | 0 | 0 | 0 | 0 | 550762.568 | 447196 | 0 | 0 | 0 | 0 | 2663975.5292 | 3407564.8017 | 0 | 0 | 0 | 0 | 0 | 0 | 0 | 0 | 0 | 0 | 0 | 0 | 0 | 0 | 0 | 103566.568 | 0 | 0 | 0 | 0 | 0 | 0 | 0 | 0 | 0 | 0 | 0 | 0 | 0 | 0 | 0
2016-04-22 01:00 | 0 | 0 | 0 | 0 | 0 | 44958.116 | 151938.7605 | 441770 | 0 | 0 | 0 | 0 | 2404836.4243 | 3421830.7833 | 0 | 0 | 0 | 0 | 0 | 0 | 0 | 0 | 0 | 0 | 0 | 0 | 0 | 0 | 0 | -259139.105 | 14265.9815 | 0 | 0 | 0 | 0 | 0 | 0 | 0 | 0 | 0 | 0 | 0 | 0 | 0 | 0
2016-04-22 02:00 | 0 | 0 | 0 | 0 | 0 | 513616.0802 | 437.9383 | 422572 | 0 | 0 | 0 | 0 | 2496318.4428 | 3421830.7833 | 0 | 0 | 0 | 0 | 0 | 0 | 0 | 0 | 0 | 0 | 0 | 0 | 0 | 0 | 0 | 91482.0185 | 0 | 0 | 0 | 0 | 0 | 0 | 0 | 0 | 0 | 0 | 0 | 0 | 0 | 0 | 0
2016-04-22 03:00 | 0 | 0 | 0 | 0 | 0 | 138527.895 | 0 | 397667 | 0 | 0 | 0 | 0 | 2237179.3378 | 3421830.7833 | 0 | 0 | 0 | 0 | 0 | 0 | 0 | 0 | 0 | 0 | 0 | 0 | 0 | 0 | 0 | -259139.105 | 0 | 0 | 0 | 0 | 0 | 0 | 0 | 0 | 0 | 0 | 0 | 0 | 0 | 0 | 0
2016-04-22 04:00 | 0 | 0 | 0 | 0 | 0 | 522504.5276 | 0 | 372324 | 0 | 0 | 0 | 0 | 2387359.8655 | 3421830.7833 | 0 | 0 | 0 | 0 | 0 | 0 | 0 | 0 | 0 | 0 | 0 | 0 | 0 | 0 | 0 | 150180.5276 | 0 | 0 | 0 | 0 | 0 | 0 | 0 | 0 | 0 | 0 | 0 | 0 | 0 | 0 | 0
2016-04-22 05:00 | 0 | 0 | 0 | 0 | 0 | 92832.895 | 0 | 351972 | 0 | 0 | 0 | 0 | 2128220.7605 | 3421830.7833 | 0 | 0 | 0 | 0 | 0 | 0 | 0 | 0 | 0 | 0 | 0 | 0 | 0 | 0 | 0 | -259139.105 | 0 | 0 | 0 | 0 | 0 | 0 | 0 | 0 | 0 | 0 | 0 | 0 | 0 | 0 | 0
2016-04-22 06:00 | 0 | 0 | 0 | 0 | 0 | 78053.895 | 0 | 337193 | 0 | 0 | 0 | 0 | 1869081.6556 | 3421830.7833 | 0 | 0 | 0 | 0 | 0 | 0 | 0 | 0 | 0 | 0 | 0 | 0 | 0 | 0 | 0 | -259139.105 | 0 | 0 | 0 | 0 | 0 | 0 | 0 | 0 | 0 | 0 | 0 | 0 | 0 | 0 | 0
2016-04-22 07:00 | 0 | 0 | 0 | 0 | 0 | 69390.895 | 0 | 328530 | 0 | 0 | 0 | 0 | 1609942.5506 | 3421830.7833 | 0 | 0 | 0 | 0 | 0 | 0 | 0 | 0 | 0 | 0 | 0 | 0 | 0 | 0 | 0 | -259139.105 | 0 | 0 | 0 | 0 | 0 | 0 | 0 | 0 | 0 | 0 | 0 | 0 | 0 | 0 | 0
2016-04-22 08:00 | 0 | 0 | 0 | 0 | 0 | 67390.895 | 0 | 326530 | 0 | 0 | 0 | 0 | 1350803.4457 | 3421830.7833 | 0 | 0 | 0 | 0 | 0 | 0 | 0 | 0 | 0 | 0 | 0 | 0 | 0 | 0 | 0 | -259139.105 | 0 | 0 | 0 | 0 | 0 | 0 | 0 | 0 | 0 | 0 | 0 | 0 | 0 | 0 | 0
2016-04-22 09:00 | 0 | 0 | 0 | 0 | 0 | 75824.895 | 0 | 334964 | 0 | 0 | 0 | 0 | 1091664.3407 | 3421830.7833 | 0 | 0 | 0 | 0 | 0 | 0 | 0 | 0 | 0 | 0 | 0 | 0 | 0 | 0 | 0 | -259139.105 | 0 | 0 | 0 | 0 | 0 | 0 | 0 | 0 | 0 | 0 | 0 | 0 | 0 | 0 | 0
2016-04-22 10:00 | 0 | 0 | 0 | 0 | 0 | 98479.895 | 0 | 357619 | 0 | 0 | 0 | 0 | 832525.2358 | 3421830.7833 | 0 | 0 | 0 | 0 | 0 | 0 | 0 | 0 | 0 | 0 | 0 | 0 | 0 | 0 | 0 | -259139.105 | 0 | 0 | 0 | 0 | 0 | 0 | 0 | 0 | 0 | 0 | 0 | 0 | 0 | 0 | 0
2016-04-22 11:00 | 0 | 0 | 0 | 0 | 0 | 120760.895 | 0 | 379900 | 0 | 0 | 0 | 0 | 573386.1308 | 3421830.7833 | 0 | 0 | 0 | 0 | 0 | 0 | 0 | 0 | 0 | 0 | 0 | 0 | 0 | 0 | 0 | -259139.105 | 0 | 0 | 0 | 0 | 0 | 0 | 0 | 0 | 0 | 0 | 0 | 0 | 0 | 0 | 0
2016-04-22 12:00 | 0 | 0 | 0 | 0 | 0 | 314603.4828 | 7438.4321 | 394673 | 0 | 0 | 0 | 0 | 486489.0642 | 3436096.7648 | 0 | 0 | 0 | 0 | 0 | 0 | 0 | 0 | 0 | 0 | 0 | 0 | 0 | 0 | 0 | -86897.0666 | 14265.9815 | 0 | 0 | 0 | 0 | 0 | 0 | 0 | 0 | 0 | 0 | 0 | 0 | 0 | 0
2016-04-22 13:00 | 0 | 0 | 0 | 0 | 0 | 0 | 329218.5922 | 406988 | 0 | 0 | 0 | 0 | 408719.6564 | 3436096.7648 | 0 | 0 | 0 | 0 | 0 | 0 | 0 | 0 | 0 | 0 | 0 | 0 | 0 | 0 | 0 | -77769.4078 | 0 | 0 | 0 | 0 | 0 | 0 | 0 | 0 | 0 | 0 | 0 | 0 | 0 | 0 | 0
2016-04-22 14:00 | 0 | 0 | 0 | 0 | 0 | 38979.7068 | 624061.4922 | 418460 | 0 | 0 | 0 | 0 | 653300.8554 | 3436096.7648 | 0 | 0 | 0 | 0 | 0 | 0 | 0 | 0 | 0 | 0 | 0 | 0 | 0 | 0 | 0 | 244581.199 | 0 | 0 | 0 | 0 | 0 | 0 | 0 | 0 | 0 | 0 | 0 | 0 | 0 | 0 | 0
2016-04-22 15:00 | 0 | 0 | 0 | 0 | 0 | 0 | 701062.0865 | 427657 | 0 | 0 | 0 | 0 | 912439.9603 | 3450362.7463 | 0 | 0 | 0 | 0 | 0 | 0 | 0 | 0 | 0 | 0 | 0 | 0 | 0 | 0 | 0 | 259139.105 | 14265.9815 | 0 | 0 | 0 | 0 | 0 | 0 | 0 | 0 | 0 | 0 | 0 | 0 | 0 | 0
2016-04-22 16:00 | 0 | 0 | 0 | 0 | 0 | 0 | 707063.0865 | 433658 | 0 | 0 | 0 | 0 | 1171579.0653 | 3464628.7279 | 0 | 0 | 0 | 0 | 0 | 0 | 0 | 0 | 0 | 0 | 0 | 0 | 0 | 0 | 0 | 259139.105 | 14265.9815 | 0 | 0 | 0 | 0 | 0 | 0 | 0 | 0 | 0 | 0 | 0 | 0 | 0 | 0
2016-04-22 17:00 | 0 | 0 | 0 | 0 | 0 | 0 | 712437.0865 | 439032 | 0 | 0 | 0 | 0 | 1430718.1702 | 3478894.7094 | 0 | 0 | 0 | 0 | 0 | 0 | 0 | 0 | 0 | 0 | 0 | 0 | 0 | 0 | 0 | 259139.105 | 14265.9815 | 0 | 0 | 0 | 0 | 0 | 0 | 0 | 0 | 0 | 0 | 0 | 0 | 0 | 0
2016-04-22 18:00 | 0 | 0 | 0 | 0 | 0 | 0 | 715621.0865 | 442216 | 0 | 0 | 0 | 0 | 1689857.2752 | 3493160.6909 | 0 | 0 | 0 | 0 | 0 | 0 | 0 | 0 | 0 | 0 | 0 | 0 | 0 | 0 | 0 | 259139.105 | 14265.9815 | 0 | 0 | 0 | 0 | 0 | 0 | 0 | 0 | 0 | 0 | 0 | 0 | 0 | 0
2016-04-22 19:00 | 0 | 0 | 0 | 0 | 0 | 0 | 718289.0865 | 444884 | 0 | 0 | 0 | 0 | 1948996.3801 | 3507426.6725 | 0 | 0 | 0 | 0 | 0 | 0 | 0 | 0 | 0 | 0 | 0 | 0 | 0 | 0 | 0 | 259139.105 | 14265.9815 | 0 | 0 | 0 | 0 | 0 | 0 | 0 | 0 | 0 | 0 | 0 | 0 | 0 | 0
2016-04-22 20:00 | 0 | 0 | 0 | 0 | 0 | 0 | 719716.0865 | 446311 | 0 | 0 | 0 | 0 | 2208135.4851 | 3521692.654 | 0 | 0 | 0 | 0 | 0 | 0 | 0 | 0 | 0 | 0 | 0 | 0 | 0 | 0 | 0 | 259139.105 | 14265.9815 | 0 | 0 | 0 | 0 | 0 | 0 | 0 | 0 | 0 | 0 | 0 | 0 | 0 | 0
2016-04-22 21:00 | 0 | 0 | 0 | 0 | 0 | 0 | 718215.0865 | 444810 | 0 | 0 | 0 | 0 | 2467274.59 | 3535958.6355 | 0 | 0 | 0 | 0 | 0 | 0 | 0 | 0 | 0 | 0 | 0 | 0 | 0 | 0 | 0 | 259139.105 | 14265.9815 | 0 | 0 | 0 | 0 | 0 | 0 | 0 | 0 | 0 | 0 | 0 | 0 | 0 | 0
2016-04-22 22:00 | 0 | 0 | 0 | 0 | 0 | 0 | 701803.4999 | 438929 | 0 | 0 | 0 | 0 | 2726413.695 | 3539694.0305 | 0 | 0 | 0 | 0 | 0 | 0 | 0 | 0 | 0 | 0 | 0 | 0 | 0 | 0 | 0 | 259139.105 | 3735.395 | 0 | 0 | 0 | 0 | 0 | 0 | 0 | 0 | 0 | 0 | 0 | 0 | 0 | 0
2016-04-22 23:00 | 0 | 0 | 0 | 0 | 0 | 0 | 600915.8496 | 432558 | 0 | 0 | 0 | 0 | 2894771.5446 | 3539694.0305 | 0 | 0 | 0 | 0 | 0 | 0 | 0 | 0 | 0 | 0 | 0 | 0 | 0 | 0 | 0 | 168357.8496 | 0 | 0 | 0 | 0 | 0 | 0 | 0 | 0 | 0 | 0 | 0 | 0 | 0 | 0 | 0
2016-04-23 | 0 | 0 | 0 | 0 | 0 | 0 | 411908.8533 | 430109 | 0 | 0 | 0 | 0 | 2876571.3979 | 3539694.0305 | 0 | 0 | 0 | 0 | 0 | 0 | 0 | 0 | 0 | 0 | 0 | 0 | 0 | 0 | 0 | -18200.1467 | 0 | 0 | 0 | 0 | 0 | 0 | 0 | 0 | 0 | 0 | 0 | 0 | 0 | 0 | 0
2016-04-23 01:00 | 0 | 0 | 0 | 0 | 0 | 189623.0908 | 108040.875 | 425116 | 0 | 0 | 0 | 0 | 2749119.3637 | 3539694.0305 | 0 | 0 | 0 | 0 | 0 | 0 | 0 | 0 | 0 | 0 | 0 | 0 | 0 | 0 | 0 | -127452.0342 | 0 | 0 | 0 | 0 | 0 | 0 | 0 | 0 | 0 | 0 | 0 | 0 | 0 | 0 | 0
2016-04-23 02:00 | 0 | 0 | 0 | 0 | 0 | 150270.2762 | 508.6189 | 409918 | 0 | 0 | 0 | 0 | 2489980.2587 | 3539694.0305 | 0 | 0 | 0 | 0 | 0 | 0 | 0 | 0 | 0 | 0 | 0 | 0 | 0 | 0 | 0 | -259139.105 | 0 | 0 | 0 | 0 | 0 | 0 | 0 | 0 | 0 | 0 | 0 | 0 | 0 | 0 | 0
2016-04-23 03:00 | 0 | 0 | 0 | 0 | 0 | 129975.895 | 0 | 389115 | 0 | 0 | 0 | 0 | 2230841.1538 | 3539694.0305 | 0 | 0 | 0 | 0 | 0 | 0 | 0 | 0 | 0 | 0 | 0 | 0 | 0 | 0 | 0 | -259139.105 | 0 | 0 | 0 | 0 | 0 | 0 | 0 | 0 | 0 | 0 | 0 | 0 | 0 | 0 | 0
2016-04-23 04:00 | 0 | 0 | 0 | 0 | 0 | 107981.895 | 0 | 367121 | 0 | 0 | 0 | 0 | 1971702.0488 | 3539694.0305 | 0 | 0 | 0 | 0 | 0 | 0 | 0 | 0 | 0 | 0 | 0 | 0 | 0 | 0 | 0 | -259139.105 | 0 | 0 | 0 | 0 | 0 | 0 | 0 | 0 | 0 | 0 | 0 | 0 | 0 | 0 | 0
2016-04-23 05:00 | 0 | 0 | 0 | 0 | 0 | 104221.8766 | 0 | 349095 | 0 | 0 | 0 | 0 | 1712562.9439 | 3553960.0121 | 0 | 0 | 0 | 0 | 0 | 0 | 0 | 0 | 0 | 0 | 0 | 0 | 0 | 0 | 0 | -259139.105 | 14265.9815 | 0 | 0 | 0 | 0 | 0 | 0 | 0 | 0 | 0 | 0 | 0 | 0 | 0 | 0
2016-04-23 06:00 | 0 | 0 | 0 | 0 | 0 | 75378.895 | 0 | 334518 | 0 | 0 | 0 | 0 | 1453423.8389 | 3553960.0121 | 0 | 0 | 0 | 0 | 0 | 0 | 0 | 0 | 0 | 0 | 0 | 0 | 0 | 0 | 0 | -259139.105 | 0 | 0 | 0 | 0 | 0 | 0 | 0 | 0 | 0 | 0 | 0 | 0 | 0 | 0 | 0
2016-04-23 07:00 | 0 | 0 | 0 | 0 | 0 | 64921.895 | 0 | 324061 | 0 | 0 | 0 | 0 | 1194284.7339 | 3553960.0121 | 0 | 0 | 0 | 0 | 0 | 0 | 0 | 0 | 0 | 0 | 0 | 0 | 0 | 0 | 0 | -259139.105 | 0 | 0 | 0 | 0 | 0 | 0 | 0 | 0 | 0 | 0 | 0 | 0 | 0 | 0 | 0
2016-04-23 08:00 | 0 | 0 | 0 | 0 | 0 | 60515.895 | 0 | 319655 | 0 | 0 | 0 | 0 | 935145.629 | 3553960.0121 | 0 | 0 | 0 | 0 | 0 | 0 | 0 | 0 | 0 | 0 | 0 | 0 | 0 | 0 | 0 | -259139.105 | 0 | 0 | 0 | 0 | 0 | 0 | 0 | 0 | 0 | 0 | 0 | 0 | 0 | 0 | 0
2016-04-23 09:00 | 0 | 0 | 0 | 0 | 0 | 75099.8766 | 0 | 319973 | 0 | 0 | 0 | 0 | 676006.524 | 3568225.9936 | 0 | 0 | 0 | 0 | 0 | 0 | 0 | 0 | 0 | 0 | 0 | 0 | 0 | 0 | 0 | -259139.105 | 14265.9815 | 0 | 0 | 0 | 0 | 0 | 0 | 0 | 0 | 0 | 0 | 0 | 0 | 0 | 0
2016-04-23 10:00 | 0 | 0 | 0 | 0 | 0 | 65598.895 | 0 | 324738 | 0 | 0 | 0 | 0 | 416867.4191 | 3568225.9936 | 0 | 0 | 0 | 0 | 0 | 0 | 0 | 0 | 0 | 0 | 0 | 0 | 0 | 0 | 0 | -259139.105 | 0 | 0 | 0 | 0 | 0 | 0 | 0 | 0 | 0 | 0 | 0 | 0 | 0 | 0 | 0
2016-04-23 11:00 | 0 | 0 | 0 | 0 | 0 | 72348.895 | 0 | 331488 | 0 | 0 | 0 | 0 | 157728.3141 | 3568225.9936 | 0 | 0 | 0 | 0 | 0 | 0 | 0 | 0 | 0 | 0 | 0 | 0 | 0 | 0 | 0 | -259139.105 | 0 | 0 | 0 | 0 | 0 | 0 | 0 | 0 | 0 | 0 | 0 | 0 | 0 | 0 | 0
2016-04-23 12:00 | 0 | 0 | 0 | 0 | 0 | 524074.3913 | 9971.0177 | 347734 | 0 | 0 | 0 | 0 | 344039.7231 | 3568225.9936 | 0 | 0 | 0 | 0 | 0 | 0 | 0 | 0 | 0 | 0 | 0 | 0 | 0 | 0 | 0 | 186311.409 | 0 | 0 | 0 | 0 | 0 | 0 | 0 | 0 | 0 | 0 | 0 | 0 | 0 | 0 | 0
2016-04-23 13:00 | 0 | 0 | 0 | 0 | 0 | 0 | 258983.8289 | 364929 | 0 | 0 | 0 | 0 | 223828.5705 | 3582491.9751 | 0 | 0 | 0 | 0 | 0 | 0 | 0 | 0 | 0 | 0 | 0 | 0 | 0 | 0 | 0 | -120211.1526 | 14265.9815 | 0 | 0 | 0 | 0 | 0 | 0 | 0 | 0 | 0 | 0 | 0 | 0 | 0 | 0
2016-04-23 14:00 | 0 | 0 | 0 | 0 | 0 | 0 | 594010.0395 | 378609 | 0 | 0 | 0 | 0 | 439229.6101 | 3582491.9751 | 0 | 0 | 0 | 0 | 0 | 0 | 0 | 0 | 0 | 0 | 0 | 0 | 0 | 0 | 0 | 215401.0395 | 0 | 0 | 0 | 0 | 0 | 0 | 0 | 0 | 0 | 0 | 0 | 0 | 0 | 0 | 0
2016-04-23 15:00 | 0 | 0 | 0 | 0 | 0 | 0 | 661243.0865 | 387838 | 0 | 0 | 0 | 0 | 698368.715 | 3596757.9566 | 0 | 0 | 0 | 0 | 0 | 0 | 0 | 0 | 0 | 0 | 0 | 0 | 0 | 0 | 0 | 259139.105 | 14265.9815 | 0 | 0 | 0 | 0 | 0 | 0 | 0 | 0 | 0 | 0 | 0 | 0 | 0 | 0
2016-04-23 16:00 | 0 | 0 | 0 | 0 | 0 | 0 | 666863.0865 | 393458 | 0 | 0 | 0 | 0 | 957507.82 | 3611023.9382 | 0 | 0 | 0 | 0 | 0 | 0 | 0 | 0 | 0 | 0 | 0 | 0 | 0 | 0 | 0 | 259139.105 | 14265.9815 | 0 | 0 | 0 | 0 | 0 | 0 | 0 | 0 | 0 | 0 | 0 | 0 | 0 | 0
2016-04-23 17:00 | 0 | 0 | 0 | 0 | 0 | 0 | 669857.0865 | 396452 | 0 | 0 | 0 | 0 | 1216646.9249 | 3625289.9197 | 0 | 0 | 0 | 0 | 0 | 0 | 0 | 0 | 0 | 0 | 0 | 0 | 0 | 0 | 0 | 259139.105 | 14265.9815 | 0 | 0 | 0 | 0 | 0 | 0 | 0 | 0 | 0 | 0 | 0 | 0 | 0 | 0
2016-04-23 18:00 | 0 | 0 | 0 | 0 | 0 | 0 | 672638.0865 | 399233 | 0 | 0 | 0 | 0 | 1475786.0299 | 3639555.9012 | 0 | 0 | 0 | 0 | 0 | 0 | 0 | 0 | 0 | 0 | 0 | 0 | 0 | 0 | 0 | 259139.105 | 14265.9815 | 0 | 0 | 0 | 0 | 0 | 0 | 0 | 0 | 0 | 0 | 0 | 0 | 0 | 0
2016-04-23 19:00 | 0 | 0 | 0 | 0 | 0 | 0 | 676241.0865 | 402836 | 0 | 0 | 0 | 0 | 1734925.1348 | 3653821.8828 | 0 | 0 | 0 | 0 | 0 | 0 | 0 | 0 | 0 | 0 | 0 | 0 | 0 | 0 | 0 | 259139.105 | 14265.9815 | 0 | 0 | 0 | 0 | 0 | 0 | 0 | 0 | 0 | 0 | 0 | 0 | 0 | 0
2016-04-23 20:00 | 0 | 0 | 0 | 0 | 0 | 0 | 680603.0865 | 407198 | 0 | 0 | 0 | 0 | 1994064.2398 | 3668087.8643 | 0 | 0 | 0 | 0 | 0 | 0 | 0 | 0 | 0 | 0 | 0 | 0 | 0 | 0 | 0 | 259139.105 | 14265.9815 | 0 | 0 | 0 | 0 | 0 | 0 | 0 | 0 | 0 | 0 | 0 | 0 | 0 | 0
2016-04-23 21:00 | 0 | 0 | 0 | 0 | 0 | 0 | 683935.0865 | 410530 | 0 | 0 | 0 | 0 | 2253203.3447 | 3682353.8458 | 0 | 0 | 0 | 0 | 0 | 0 | 0 | 0 | 0 | 0 | 0 | 0 | 0 | 0 | 0 | 259139.105 | 14265.9815 | 0 | 0 | 0 | 0 | 0 | 0 | 0 | 0 | 0 | 0 | 0 | 0 | 0 | 0
2016-04-23 22:00 | 0 | 0 | 0 | 0 | 0 | 0 | 683984.0865 | 410579 | 0 | 0 | 0 | 0 | 2512342.4497 | 3696619.8274 | 0 | 0 | 0 | 0 | 0 | 0 | 0 | 0 | 0 | 0 | 0 | 0 | 0 | 0 | 0 | 259139.105 | 14265.9815 | 0 | 0 | 0 | 0 | 0 | 0 | 0 | 0 | 0 | 0 | 0 | 0 | 0 | 0
2016-04-23 23:00 | 0 | 0 | 0 | 0 | 0 | 0 | 650287.6045 | 406408 | 0 | 0 | 0 | 0 | 2756222.0542 | 3696619.8274 | 0 | 0 | 0 | 0 | 0 | 0 | 0 | 0 | 0 | 0 | 0 | 0 | 0 | 0 | 0 | 243879.6045 | 0 | 0 | 0 | 0 | 0 | 0 | 0 | 0 | 0 | 0 | 0 | 0 | 0 | 0 | 0
2016-04-24 | 0 | 0 | 0 | 0 | 0 | 0 | 493318.9311 | 406739 | 0 | 0 | 0 | 0 | 2828536.0037 | 3710885.8089 | 0 | 0 | 0 | 0 | 0 | 0 | 0 | 0 | 0 | 0 | 0 | 0 | 0 | 0 | 0 | 72313.9495 | 14265.9815 | 0 | 0 | 0 | 0 | 0 | 0 | 0 | 0 | 0 | 0 | 0 | 0 | 0 | 0
2016-04-24 01:00 | 0 | 0 | 0 | 0 | 0 | 0 | 181784.0273 | 404663 | 0 | 0 | 0 | 0 | 2591391.0495 | 3725151.7904 | 0 | 0 | 0 | 0 | 0 | 0 | 0 | 0 | 0 | 0 | 0 | 0 | 0 | 0 | 0 | -237144.9542 | 14265.9815 | 0 | 0 | 0 | 0 | 0 | 0 | 0 | 0 | 0 | 0 | 0 | 0 | 0 | 0
2016-04-24 02:00 | 0 | 0 | 0 | 0 | 0 | 131565.1429 | 770.7522 | 391475 | 0 | 0 | 0 | 0 | 2332251.9446 | 3725151.7904 | 0 | 0 | 0 | 0 | 0 | 0 | 0 | 0 | 0 | 0 | 0 | 0 | 0 | 0 | 0 | -259139.105 | 0 | 0 | 0 | 0 | 0 | 0 | 0 | 0 | 0 | 0 | 0 | 0 | 0 | 0 | 0
2016-04-24 03:00 | 0 | 0 | 0 | 0 | 0 | 114633.895 | 0 | 373773 | 0 | 0 | 0 | 0 | 2073112.8396 | 3725151.7904 | 0 | 0 | 0 | 0 | 0 | 0 | 0 | 0 | 0 | 0 | 0 | 0 | 0 | 0 | 0 | -259139.105 | 0 | 0 | 0 | 0 | 0 | 0 | 0 | 0 | 0 | 0 | 0 | 0 | 0 | 0 | 0
2016-04-24 04:00 | 0 | 0 | 0 | 0 | 0 | 95546.895 | 0 | 354686 | 0 | 0 | 0 | 0 | 1813973.7347 | 3725151.7904 | 0 | 0 | 0 | 0 | 0 | 0 | 0 | 0 | 0 | 0 | 0 | 0 | 0 | 0 | 0 | -259139.105 | 0 | 0 | 0 | 0 | 0 | 0 | 0 | 0 | 0 | 0 | 0 | 0 | 0 | 0 | 0
2016-04-24 05:00 | 0 | 0 | 0 | 0 | 0 | 78500.895 | 0 | 337640 | 0 | 0 | 0 | 0 | 1554834.6297 | 3725151.7904 | 0 | 0 | 0 | 0 | 0 | 0 | 0 | 0 | 0 | 0 | 0 | 0 | 0 | 0 | 0 | -259139.105 | 0 | 0 | 0 | 0 | 0 | 0 | 0 | 0 | 0 | 0 | 0 | 0 | 0 | 0 | 0
2016-04-24 06:00 | 0 | 0 | 0 | 0 | 0 | 65351.895 | 0 | 324491 | 0 | 0 | 0 | 0 | 1295695.5248 | 3725151.7904 | 0 | 0 | 0 | 0 | 0 | 0 | 0 | 0 | 0 | 0 | 0 | 0 | 0 | 0 | 0 | -259139.105 | 0 | 0 | 0 | 0 | 0 | 0 | 0 | 0 | 0 | 0 | 0 | 0 | 0 | 0 | 0
2016-04-24 07:00 | 0 | 0 | 0 | 0 | 0 | 56358.895 | 0 | 315498 | 0 | 0 | 0 | 0 | 1036556.4198 | 3725151.7904 | 0 | 0 | 0 | 0 | 0 | 0 | 0 | 0 | 0 | 0 | 0 | 0 | 0 | 0 | 0 | -259139.105 | 0 | 0 | 0 | 0 | 0 | 0 | 0 | 0 | 0 | 0 | 0 | 0 | 0 | 0 | 0
2016-04-24 08:00 | 0 | 0 | 0 | 0 | 0 | 51454.895 | 0 | 310594 | 0 | 0 | 0 | 0 | 777417.3149 | 3725151.7904 | 0 | 0 | 0 | 0 | 0 | 0 | 0 | 0 | 0 | 0 | 0 | 0 | 0 | 0 | 0 | -259139.105 | 0 | 0 | 0 | 0 | 0 | 0 | 0 | 0 | 0 | 0 | 0 | 0 | 0 | 0 | 0
2016-04-24 09:00 | 0 | 0 | 0 | 0 | 0 | 51757.895 | 0 | 310897 | 0 | 0 | 0 | 0 | 518278.2099 | 3725151.7904 | 0 | 0 | 0 | 0 | 0 | 0 | 0 | 0 | 0 | 0 | 0 | 0 | 0 | 0 | 0 | -259139.105 | 0 | 0 | 0 | 0 | 0 | 0 | 0 | 0 | 0 | 0 | 0 | 0 | 0 | 0 | 0
2016-04-24 10:00 | 0 | 0 | 0 | 0 | 0 | 53877.895 | 0 | 313017 | 0 | 0 | 0 | 0 | 259139.105 | 3725151.7904 | 0 | 0 | 0 | 0 | 0 | 0 | 0 | 0 | 0 | 0 | 0 | 0 | 0 | 0 | 0 | -259139.105 | 0 | 0 | 0 | 0 | 0 | 0 | 0 | 0 | 0 | 0 | 0 | 0 | 0 | 0 | 0
2016-04-24 11:00 | 0 | 0 | 0 | 0 | 0 | 59086.895 | 0 | 318226 | 0 | 0 | 0 | 0 | 0 | 3725151.7904 | 0 | 0 | 0 | 0 | 0 | 0 | 0 | 0 | 0 | 0 | 0 | 0 | 0 | 0 | 0 | -259139.105 | 0 | 0 | 0 | 0 | 0 | 0 | 0 | 0 | 0 | 0 | 0 | 0 | 0 | 0 | 0
2016-04-24 12:00 | 0 | 0 | 0 | 0 | 0 | 353826.6675 | 11373.2843 | 329266 | 0 | 0 | 0 | 0 | 35933.9519 | 3725151.7904 | 0 | 0 | 0 | 0 | 0 | 0 | 0 | 0 | 0 | 0 | 0 | 0 | 0 | 0 | 0 | 35933.9519 | 0 | 0 | 0 | 0 | 0 | 0 | 0 | 0 | 0 | 0 | 0 | 0 | 0 | 0 | 0
2016-04-24 13:00 | 0 | 0 | 0 | 0 | 0 | 0 | 308524.0481 | 344458 | 0 | 0 | 0 | 0 | 0 | 3725151.7904 | 0 | 0 | 0 | 0 | 0 | 0 | 0 | 0 | 0 | 0 | 0 | 0 | 0 | 0 | 0 | -35933.9519 | 0 | 0 | 0 | 0 | 0 | 0 | 0 | 0 | 0 | 0 | 0 | 0 | 0 | 0 | 0
2016-04-24 14:00 | 0 | 0 | 0 | 0 | 0 | 0 | 583508.8158 | 356787 | 0 | 0 | 0 | 0 | 212455.8342 | 3739417.772 | 0 | 0 | 0 | 0 | 0 | 0 | 0 | 0 | 0 | 0 | 0 | 0 | 0 | 0 | 0 | 212455.8342 | 14265.9815 | 0 | 0 | 0 | 0 | 0 | 0 | 0 | 0 | 0 | 0 | 0 | 0 | 0 | 0
2016-04-24 15:00 | 0 | 0 | 0 | 0 | 0 | 0 | 639749.0865 | 366344 | 0 | 0 | 0 | 0 | 471594.9392 | 3753683.7535 | 0 | 0 | 0 | 0 | 0 | 0 | 0 | 0 | 0 | 0 | 0 | 0 | 0 | 0 | 0 | 259139.105 | 14265.9815 | 0 | 0 | 0 | 0 | 0 | 0 | 0 | 0 | 0 | 0 | 0 | 0 | 0 | 0
2016-04-24 16:00 | 0 | 0 | 0 | 0 | 0 | 0 | 648613.0865 | 375208 | 0 | 0 | 0 | 0 | 730734.0441 | 3767949.735 | 0 | 0 | 0 | 0 | 0 | 0 | 0 | 0 | 0 | 0 | 0 | 0 | 0 | 0 | 0 | 259139.105 | 14265.9815 | 0 | 0 | 0 | 0 | 0 | 0 | 0 | 0 | 0 | 0 | 0 | 0 | 0 | 0
2016-04-24 17:00 | 0 | 0 | 0 | 0 | 0 | 0 | 656106.0865 | 382701 | 0 | 0 | 0 | 0 | 989873.1491 | 3782215.7166 | 0 | 0 | 0 | 0 | 0 | 0 | 0 | 0 | 0 | 0 | 0 | 0 | 0 | 0 | 0 | 259139.105 | 14265.9815 | 0 | 0 | 0 | 0 | 0 | 0 | 0 | 0 | 0 | 0 | 0 | 0 | 0 | 0
2016-04-24 18:00 | 0 | 0 | 0 | 0 | 0 | 0 | 662732.0865 | 389327 | 0 | 0 | 0 | 0 | 1249012.254 | 3796481.6981 | 0 | 0 | 0 | 0 | 0 | 0 | 0 | 0 | 0 | 0 | 0 | 0 | 0 | 0 | 0 | 259139.105 | 14265.9815 | 0 | 0 | 0 | 0 | 0 | 0 | 0 | 0 | 0 | 0 | 0 | 0 | 0 | 0
2016-04-24 19:00 | 0 | 0 | 0 | 0 | 0 | 0 | 668625.0865 | 395220 | 0 | 0 | 0 | 0 | 1508151.359 | 3810747.6796 | 0 | 0 | 0 | 0 | 0 | 0 | 0 | 0 | 0 | 0 | 0 | 0 | 0 | 0 | 0 | 259139.105 | 14265.9815 | 0 | 0 | 0 | 0 | 0 | 0 | 0 | 0 | 0 | 0 | 0 | 0 | 0 | 0
2016-04-24 20:00 | 0 | 0 | 0 | 0 | 0 | 0 | 676128.0865 | 402723 | 0 | 0 | 0 | 0 | 1767290.4639 | 3825013.6612 | 0 | 0 | 0 | 0 | 0 | 0 | 0 | 0 | 0 | 0 | 0 | 0 | 0 | 0 | 0 | 259139.105 | 14265.9815 | 0 | 0 | 0 | 0 | 0 | 0 | 0 | 0 | 0 | 0 | 0 | 0 | 0 | 0
2016-04-24 21:00 | 0 | 0 | 0 | 0 | 0 | 0 | 683654.0865 | 410249 | 0 | 0 | 0 | 0 | 2026429.5689 | 3839279.6427 | 0 | 0 | 0 | 0 | 0 | 0 | 0 | 0 | 0 | 0 | 0 | 0 | 0 | 0 | 0 | 259139.105 | 14265.9815 | 0 | 0 | 0 | 0 | 0 | 0 | 0 | 0 | 0 | 0 | 0 | 0 | 0 | 0
2016-04-24 22:00 | 0 | 0 | 0 | 0 | 0 | 0 | 687341.0865 | 413936 | 0 | 0 | 0 | 0 | 2285568.6738 | 3853545.6242 | 0 | 0 | 0 | 0 | 0 | 0 | 0 | 0 | 0 | 0 | 0 | 0 | 0 | 0 | 0 | 259139.105 | 14265.9815 | 0 | 0 | 0 | 0 | 0 | 0 | 0 | 0 | 0 | 0 | 0 | 0 | 0 | 0
2016-04-24 23:00 | 0 | 0 | 0 | 0 | 0 | 0 | 631120.5012 | 414161 | 0 | 0 | 0 | 0 | 2502528.175 | 3853545.6242 | 0 | 0 | 0 | 0 | 0 | 0 | 0 | 0 | 0 | 0 | 0 | 0 | 0 | 0 | 0 | 216959.5012 | 0 | 0 | 0 | 0 | 0 | 0 | 0 | 0 | 0 | 0 | 0 | 0 | 0 | 0 | 0
2016-04-25 | 0 | 0 | 0 | 0 | 0 | 0 | 448423.9266 | 419221 | 0 | 0 | 0 | 0 | 2531731.1016 | 3853545.6242 | 0 | 0 | 0 | 0 | 0 | 0 | 0 | 0 | 0 | 0 | 0 | 0 | 0 | 0 | 0 | 29202.9266 | 0 | 0 | 0 | 0 | 0 | 0 | 0 | 0 | 0 | 0 | 0 | 0 | 0 | 0 | 0
2016-04-25 01:00 | 0 | 0 | 0 | 0 | 0 | 342768.955 | 100480.8007 | 417903 | 0 | 0 | 0 | 0 | 2557077.8572 | 3853545.6242 | 0 | 0 | 0 | 0 | 0 | 0 | 0 | 0 | 0 | 0 | 0 | 0 | 0 | 0 | 0 | 25346.7556 | 0 | 0 | 0 | 0 | 0 | 0 | 0 | 0 | 0 | 0 | 0 | 0 | 0 | 0 | 0
2016-04-25 02:00 | 0 | 0 | 0 | 0 | 0 | 156499.2312 | 713.6454 | 402086 | 0 | 0 | 0 | 0 | 2297938.7523 | 3867811.6058 | 0 | 0 | 0 | 0 | 0 | 0 | 0 | 0 | 0 | 0 | 0 | 0 | 0 | 0 | 0 | -259139.105 | 14265.9815 | 0 | 0 | 0 | 0 | 0 | 0 | 0 | 0 | 0 | 0 | 0 | 0 | 0 | 0
2016-04-25 03:00 | 0 | 0 | 0 | 0 | 0 | 638990.105 | 0 | 379851 | 0 | 0 | 0 | 0 | 2557077.8572 | 3867811.6058 | 0 | 0 | 0 | 0 | 0 | 0 | 0 | 0 | 0 | 0 | 0 | 0 | 0 | 0 | 0 | 259139.105 | 0 | 0 | 0 | 0 | 0 | 0 | 0 | 0 | 0 | 0 | 0 | 0 | 0 | 0 | 0
2016-04-25 04:00 | 0 | 0 | 0 | 0 | 0 | 99151.895 | 0 | 358291 | 0 | 0 | 0 | 0 | 2297938.7523 | 3867811.6058 | 0 | 0 | 0 | 0 | 0 | 0 | 0 | 0 | 0 | 0 | 0 | 0 | 0 | 0 | 0 | -259139.105 | 0 | 0 | 0 | 0 | 0 | 0 | 0 | 0 | 0 | 0 | 0 | 0 | 0 | 0 | 0
2016-04-25 05:00 | 0 | 0 | 0 | 0 | 0 | 81282.895 | 0 | 340422 | 0 | 0 | 0 | 0 | 2038799.6473 | 3867811.6058 | 0 | 0 | 0 | 0 | 0 | 0 | 0 | 0 | 0 | 0 | 0 | 0 | 0 | 0 | 0 | -259139.105 | 0 | 0 | 0 | 0 | 0 | 0 | 0 | 0 | 0 | 0 | 0 | 0 | 0 | 0 | 0
2016-04-25 06:00 | 0 | 0 | 0 | 0 | 0 | 68774.895 | 0 | 327914 | 0 | 0 | 0 | 0 | 1779660.5424 | 3867811.6058 | 0 | 0 | 0 | 0 | 0 | 0 | 0 | 0 | 0 | 0 | 0 | 0 | 0 | 0 | 0 | -259139.105 | 0 | 0 | 0 | 0 | 0 | 0 | 0 | 0 | 0 | 0 | 0 | 0 | 0 | 0 | 0
2016-04-25 07:00 | 0 | 0 | 0 | 0 | 0 | 61906.895 | 0 | 321046 | 0 | 0 | 0 | 0 | 1520521.4374 | 3867811.6058 | 0 | 0 | 0 | 0 | 0 | 0 | 0 | 0 | 0 | 0 | 0 | 0 | 0 | 0 | 0 | -259139.105 | 0 | 0 | 0 | 0 | 0 | 0 | 0 | 0 | 0 | 0 | 0 | 0 | 0 | 0 | 0
2016-04-25 08:00 | 0 | 0 | 0 | 0 | 0 | 61125.895 | 0 | 320265 | 0 | 0 | 0 | 0 | 1261382.3325 | 3867811.6058 | 0 | 0 | 0 | 0 | 0 | 0 | 0 | 0 | 0 | 0 | 0 | 0 | 0 | 0 | 0 | -259139.105 | 0 | 0 | 0 | 0 | 0 | 0 | 0 | 0 | 0 | 0 | 0 | 0 | 0 | 0 | 0
2016-04-25 09:00 | 0 | 0 | 0 | 0 | 0 | 72062.895 | 0 | 331202 | 0 | 0 | 0 | 0 | 1002243.2275 | 3867811.6058 | 0 | 0 | 0 | 0 | 0 | 0 | 0 | 0 | 0 | 0 | 0 | 0 | 0 | 0 | 0 | -259139.105 | 0 | 0 | 0 | 0 | 0 | 0 | 0 | 0 | 0 | 0 | 0 | 0 | 0 | 0 | 0
2016-04-25 10:00 | 0 | 0 | 0 | 0 | 0 | 96534.895 | 0 | 355674 | 0 | 0 | 0 | 0 | 743104.1226 | 3867811.6058 | 0 | 0 | 0 | 0 | 0 | 0 | 0 | 0 | 0 | 0 | 0 | 0 | 0 | 0 | 0 | -259139.105 | 0 | 0 | 0 | 0 | 0 | 0 | 0 | 0 | 0 | 0 | 0 | 0 | 0 | 0 | 0
2016-04-25 11:00 | 0 | 0 | 0 | 0 | 0 | 121276.895 | 0 | 380416 | 0 | 0 | 0 | 0 | 483965.0176 | 3867811.6058 | 0 | 0 | 0 | 0 | 0 | 0 | 0 | 0 | 0 | 0 | 0 | 0 | 0 | 0 | 0 | -259139.105 | 0 | 0 | 0 | 0 | 0 | 0 | 0 | 0 | 0 | 0 | 0 | 0 | 0 | 0 | 0
2016-04-25 12:00 | 0 | 0 | 0 | 0 | 0 | 363398.225 | 18228.1277 | 396610 | 0 | 0 | 0 | 0 | 468981.3703 | 3867811.6058 | 0 | 0 | 0 | 0 | 0 | 0 | 0 | 0 | 0 | 0 | 0 | 0 | 0 | 0 | 0 | -14983.6474 | 0 | 0 | 0 | 0 | 0 | 0 | 0 | 0 | 0 | 0 | 0 | 0 | 0 | 0 | 0
2016-04-25 13:00 | 0 | 0 | 0 | 0 | 0 | 0 | 306183.5064 | 410489 | 0 | 0 | 0 | 0 | 364675.8766 | 3867811.6058 | 0 | 0 | 0 | 0 | 0 | 0 | 0 | 0 | 0 | 0 | 0 | 0 | 0 | 0 | 0 | -104305.4936 | 0 | 0 | 0 | 0 | 0 | 0 | 0 | 0 | 0 | 0 | 0 | 0 | 0 | 0 | 0
2016-04-25 14:00 | 0 | 0 | 0 | 0 | 0 | 0 | 585028.5262 | 423717 | 0 | 0 | 0 | 0 | 525987.4028 | 3867811.6058 | 0 | 0 | 0 | 0 | 0 | 0 | 0 | 0 | 0 | 0 | 0 | 0 | 0 | 0 | 0 | 161311.5262 | 0 | 0 | 0 | 0 | 0 | 0 | 0 | 0 | 0 | 0 | 0 | 0 | 0 | 0 | 0
2016-04-25 15:00 | 0 | 0 | 0 | 0 | 0 | 0 | 707960.0865 | 434555 | 0 | 0 | 0 | 0 | 785126.5078 | 3882077.5873 | 0 | 0 | 0 | 0 | 0 | 0 | 0 | 0 | 0 | 0 | 0 | 0 | 0 | 0 | 0 | 259139.105 | 14265.9815 | 0 | 0 | 0 | 0 | 0 | 0 | 0 | 0 | 0 | 0 | 0 | 0 | 0 | 0
2016-04-25 16:00 | 0 | 0 | 0 | 0 | 0 | 0 | 717292.0865 | 443887 | 0 | 0 | 0 | 0 | 1044265.6127 | 3896343.5688 | 0 | 0 | 0 | 0 | 0 | 0 | 0 | 0 | 0 | 0 | 0 | 0 | 0 | 0 | 0 | 259139.105 | 14265.9815 | 0 | 0 | 0 | 0 | 0 | 0 | 0 | 0 | 0 | 0 | 0 | 0 | 0 | 0
2016-04-25 17:00 | 0 | 0 | 0 | 0 | 0 | 0 | 726443.0865 | 453038 | 0 | 0 | 0 | 0 | 1303404.7177 | 3910609.5504 | 0 | 0 | 0 | 0 | 0 | 0 | 0 | 0 | 0 | 0 | 0 | 0 | 0 | 0 | 0 | 259139.105 | 14265.9815 | 0 | 0 | 0 | 0 | 0 | 0 | 0 | 0 | 0 | 0 | 0 | 0 | 0 | 0
2016-04-25 18:00 | 0 | 0 | 0 | 0 | 0 | 0 | 734072.0865 | 460667 | 0 | 0 | 0 | 0 | 1562543.8226 | 3924875.5319 | 0 | 0 | 0 | 0 | 0 | 0 | 0 | 0 | 0 | 0 | 0 | 0 | 0 | 0 | 0 | 259139.105 | 14265.9815 | 0 | 0 | 0 | 0 | 0 | 0 | 0 | 0 | 0 | 0 | 0 | 0 | 0 | 0
2016-04-25 19:00 | 0 | 0 | 0 | 0 | 0 | 0 | 739619.0865 | 466214 | 0 | 0 | 0 | 0 | 1821682.9276 | 3939141.5134 | 0 | 0 | 0 | 0 | 0 | 0 | 0 | 0 | 0 | 0 | 0 | 0 | 0 | 0 | 0 | 259139.105 | 14265.9815 | 0 | 0 | 0 | 0 | 0 | 0 | 0 | 0 | 0 | 0 | 0 | 0 | 0 | 0
2016-04-25 20:00 | 0 | 0 | 0 | 0 | 0 | 0 | 743861.0865 | 470456 | 0 | 0 | 0 | 0 | 2080822.0325 | 3953407.495 | 0 | 0 | 0 | 0 | 0 | 0 | 0 | 0 | 0 | 0 | 0 | 0 | 0 | 0 | 0 | 259139.105 | 14265.9815 | 0 | 0 | 0 | 0 | 0 | 0 | 0 | 0 | 0 | 0 | 0 | 0 | 0 | 0
2016-04-25 21:00 | 0 | 0 | 0 | 0 | 0 | 0 | 746146.0865 | 472741 | 0 | 0 | 0 | 0 | 2339961.1375 | 3967673.4765 | 0 | 0 | 0 | 0 | 0 | 0 | 0 | 0 | 0 | 0 | 0 | 0 | 0 | 0 | 0 | 259139.105 | 14265.9815 | 0 | 0 | 0 | 0 | 0 | 0 | 0 | 0 | 0 | 0 | 0 | 0 | 0 | 0
2016-04-25 22:00 | 0 | 0 | 0 | 0 | 0 | 0 | 700439.1853 | 470154 | 0 | 0 | 0 | 0 | 2570246.3228 | 3967673.4765 | 0 | 0 | 0 | 0 | 0 | 0 | 0 | 0 | 0 | 0 | 0 | 0 | 0 | 0 | 0 | 230285.1853 | 0 | 0 | 0 | 0 | 0 | 0 | 0 | 0 | 0 | 0 | 0 | 0 | 0 | 0 | 0
2016-04-25 23:00 | 0 | 0 | 0 | 0 | 0 | 0 | 597162.5384 | 464938 | 0 | 0 | 0 | 0 | 2688204.8797 | 3981939.458 | 0 | 0 | 0 | 0 | 0 | 0 | 0 | 0 | 0 | 0 | 0 | 0 | 0 | 0 | 0 | 117958.5569 | 14265.9815 | 0 | 0 | 0 | 0 | 0 | 0 | 0 | 0 | 0 | 0 | 0 | 0 | 0 | 0
2016-04-26 | 0 | 0 | 0 | 0 | 0 | 0 | 427574.74 | 465175 | 0 | 0 | 0 | 0 | 2636338.6381 | 3996205.4396 | 0 | 0 | 0 | 0 | 0 | 0 | 0 | 0 | 0 | 0 | 0 | 0 | 0 | 0 | 0 | -51866.2416 | 14265.9815 | 0 | 0 | 0 | 0 | 0 | 0 | 0 | 0 | 0 | 0 | 0 | 0 | 0 | 0
2016-04-26 01:00 | 0 | 0 | 0 | 0 | 0 | 71218.8883 | 129096.0067 | 459454 | 0 | 0 | 0 | 0 | 2377199.5331 | 3996205.4396 | 0 | 0 | 0 | 0 | 0 | 0 | 0 | 0 | 0 | 0 | 0 | 0 | 0 | 0 | 0 | -259139.105 | 0 | 0 | 0 | 0 | 0 | 0 | 0 | 0 | 0 | 0 | 0 | 0 | 0 | 0 | 0
2016-04-26 02:00 | 0 | 0 | 0 | 0 | 0 | 176827.6027 | 1310.2923 | 437277 | 0 | 0 | 0 | 0 | 2118060.4282 | 3996205.4396 | 0 | 0 | 0 | 0 | 0 | 0 | 0 | 0 | 0 | 0 | 0 | 0 | 0 | 0 | 0 | -259139.105 | 0 | 0 | 0 | 0 | 0 | 0 | 0 | 0 | 0 | 0 | 0 | 0 | 0 | 0 | 0
2016-04-26 03:00 | 0 | 0 | 0 | 0 | 0 | 597747.428 | 0 | 409994 | 0 | 0 | 0 | 0 | 2291547.8747 | 4010471.4211 | 0 | 0 | 0 | 0 | 0 | 0 | 0 | 0 | 0 | 0 | 0 | 0 | 0 | 0 | 0 | 173487.4465 | 14265.9815 | 0 | 0 | 0 | 0 | 0 | 0 | 0 | 0 | 0 | 0 | 0 | 0 | 0 | 0
2016-04-26 04:00 | 0 | 0 | 0 | 0 | 0 | 124909.895 | 0 | 384049 | 0 | 0 | 0 | 0 | 2032408.7697 | 4010471.4211 | 0 | 0 | 0 | 0 | 0 | 0 | 0 | 0 | 0 | 0 | 0 | 0 | 0 | 0 | 0 | -259139.105 | 0 | 0 | 0 | 0 | 0 | 0 | 0 | 0 | 0 | 0 | 0 | 0 | 0 | 0 | 0
2016-04-26 05:00 | 0 | 0 | 0 | 0 | 0 | 104693.895 | 0 | 363833 | 0 | 0 | 0 | 0 | 1773269.6648 | 4010471.4211 | 0 | 0 | 0 | 0 | 0 | 0 | 0 | 0 | 0 | 0 | 0 | 0 | 0 | 0 | 0 | -259139.105 | 0 | 0 | 0 | 0 | 0 | 0 | 0 | 0 | 0 | 0 | 0 | 0 | 0 | 0 | 0
2016-04-26 06:00 | 0 | 0 | 0 | 0 | 0 | 88483.895 | 0 | 347623 | 0 | 0 | 0 | 0 | 1514130.5598 | 4010471.4211 | 0 | 0 | 0 | 0 | 0 | 0 | 0 | 0 | 0 | 0 | 0 | 0 | 0 | 0 | 0 | -259139.105 | 0 | 0 | 0 | 0 | 0 | 0 | 0 | 0 | 0 | 0 | 0 | 0 | 0 | 0 | 0
2016-04-26 07:00 | 0 | 0 | 0 | 0 | 0 | 78833.895 | 0 | 337973 | 0 | 0 | 0 | 0 | 1254991.4549 | 4010471.4211 | 0 | 0 | 0 | 0 | 0 | 0 | 0 | 0 | 0 | 0 | 0 | 0 | 0 | 0 | 0 | -259139.105 | 0 | 0 | 0 | 0 | 0 | 0 | 0 | 0 | 0 | 0 | 0 | 0 | 0 | 0 | 0
2016-04-26 08:00 | 0 | 0 | 0 | 0 | 0 | 76227.895 | 0 | 335367 | 0 | 0 | 0 | 0 | 995852.3499 | 4010471.4211 | 0 | 0 | 0 | 0 | 0 | 0 | 0 | 0 | 0 | 0 | 0 | 0 | 0 | 0 | 0 | -259139.105 | 0 | 0 | 0 | 0 | 0 | 0 | 0 | 0 | 0 | 0 | 0 | 0 | 0 | 0 | 0
2016-04-26 09:00 | 0 | 0 | 0 | 0 | 0 | 85292.895 | 0 | 344432 | 0 | 0 | 0 | 0 | 736713.245 | 4010471.4211 | 0 | 0 | 0 | 0 | 0 | 0 | 0 | 0 | 0 | 0 | 0 | 0 | 0 | 0 | 0 | -259139.105 | 0 | 0 | 0 | 0 | 0 | 0 | 0 | 0 | 0 | 0 | 0 | 0 | 0 | 0 | 0
2016-04-26 10:00 | 0 | 0 | 0 | 0 | 0 | 108747.895 | 0 | 367887 | 0 | 0 | 0 | 0 | 477574.14 | 4010471.4211 | 0 | 0 | 0 | 0 | 0 | 0 | 0 | 0 | 0 | 0 | 0 | 0 | 0 | 0 | 0 | -259139.105 | 0 | 0 | 0 | 0 | 0 | 0 | 0 | 0 | 0 | 0 | 0 | 0 | 0 | 0 | 0
2016-04-26 11:00 | 0 | 0 | 0 | 0 | 0 | 132040.895 | 0 | 391180 | 0 | 0 | 0 | 0 | 218435.0351 | 4010471.4211 | 0 | 0 | 0 | 0 | 0 | 0 | 0 | 0 | 0 | 0 | 0 | 0 | 0 | 0 | 0 | -259139.105 | 0 | 0 | 0 | 0 | 0 | 0 | 0 | 0 | 0 | 0 | 0 | 0 | 0 | 0 | 0
2016-04-26 12:00 | 0 | 0 | 0 | 0 | 0 | 348640.9121 | 14749.4799 | 407178 | 0 | 0 | 0 | 0 | 160381.4455 | 4024737.4026 | 0 | 0 | 0 | 0 | 0 | 0 | 0 | 0 | 0 | 0 | 0 | 0 | 0 | 0 | 0 | -58053.5895 | 14265.9815 | 0 | 0 | 0 | 0 | 0 | 0 | 0 | 0 | 0 | 0 | 0 | 0 | 0 | 0
2016-04-26 13:00 | 0 | 0 | 0 | 0 | 0 | 0 | 276119.536 | 422235 | 0 | 0 | 0 | 0 | 0 | 4039003.3842 | 0 | 0 | 0 | 0 | 0 | 0 | 0 | 0 | 0 | 0 | 0 | 0 | 0 | 0 | 0 | -160381.4455 | 14265.9815 | 0 | 0 | 0 | 0 | 0 | 0 | 0 | 0 | 0 | 0 | 0 | 0 | 0 | 0
2016-04-26 14:00 | 0 | 0 | 0 | 0 | 0 | 0 | 584371.6787 | 436334 | 0 | 0 | 0 | 0 | 148037.6787 | 4039003.3842 | 0 | 0 | 0 | 0 | 0 | 0 | 0 | 0 | 0 | 0 | 0 | 0 | 0 | 0 | 0 | 148037.6787 | 0 | 0 | 0 | 0 | 0 | 0 | 0 | 0 | 0 | 0 | 0 | 0 | 0 | 0 | 0
2016-04-26 15:00 | 0 | 0 | 0 | 0 | 0 | 0 | 720024.0865 | 446619 | 0 | 0 | 0 | 0 | 407176.7836 | 4053269.3657 | 0 | 0 | 0 | 0 | 0 | 0 | 0 | 0 | 0 | 0 | 0 | 0 | 0 | 0 | 0 | 259139.105 | 14265.9815 | 0 | 0 | 0 | 0 | 0 | 0 | 0 | 0 | 0 | 0 | 0 | 0 | 0 | 0
2016-04-26 16:00 | 0 | 0 | 0 | 0 | 0 | 0 | 728636.0865 | 455231 | 0 | 0 | 0 | 0 | 666315.8886 | 4067535.3472 | 0 | 0 | 0 | 0 | 0 | 0 | 0 | 0 | 0 | 0 | 0 | 0 | 0 | 0 | 0 | 259139.105 | 14265.9815 | 0 | 0 | 0 | 0 | 0 | 0 | 0 | 0 | 0 | 0 | 0 | 0 | 0 | 0
2016-04-26 17:00 | 0 | 0 | 0 | 0 | 0 | 0 | 736958.0865 | 463553 | 0 | 0 | 0 | 0 | 925454.9935 | 4081801.3287 | 0 | 0 | 0 | 0 | 0 | 0 | 0 | 0 | 0 | 0 | 0 | 0 | 0 | 0 | 0 | 259139.105 | 14265.9815 | 0 | 0 | 0 | 0 | 0 | 0 | 0 | 0 | 0 | 0 | 0 | 0 | 0 | 0
2016-04-26 18:00 | 0 | 0 | 0 | 0 | 0 | 0 | 743112.0865 | 469707 | 0 | 0 | 0 | 0 | 1184594.0985 | 4096067.3103 | 0 | 0 | 0 | 0 | 0 | 0 | 0 | 0 | 0 | 0 | 0 | 0 | 0 | 0 | 0 | 259139.105 | 14265.9815 | 0 | 0 | 0 | 0 | 0 | 0 | 0 | 0 | 0 | 0 | 0 | 0 | 0 | 0
2016-04-26 19:00 | 0 | 0 | 0 | 0 | 0 | 0 | 748779.0865 | 475374 | 0 | 0 | 0 | 0 | 1443733.2034 | 4110333.2918 | 0 | 0 | 0 | 0 | 0 | 0 | 0 | 0 | 0 | 0 | 0 | 0 | 0 | 0 | 0 | 259139.105 | 14265.9815 | 0 | 0 | 0 | 0 | 0 | 0 | 0 | 0 | 0 | 0 | 0 | 0 | 0 | 0
2016-04-26 20:00 | 0 | 0 | 0 | 0 | 0 | 0 | 753865.0865 | 480460 | 0 | 0 | 0 | 0 | 1702872.3084 | 4124599.2733 | 0 | 0 | 0 | 0 | 0 | 0 | 0 | 0 | 0 | 0 | 0 | 0 | 0 | 0 | 0 | 259139.105 | 14265.9815 | 0 | 0 | 0 | 0 | 0 | 0 | 0 | 0 | 0 | 0 | 0 | 0 | 0 | 0
2016-04-26 21:00 | 0 | 0 | 0 | 0 | 0 | 0 | 755010.0865 | 481605 | 0 | 0 | 0 | 0 | 1962011.4133 | 4138865.2549 | 0 | 0 | 0 | 0 | 0 | 0 | 0 | 0 | 0 | 0 | 0 | 0 | 0 | 0 | 0 | 259139.105 | 14265.9815 | 0 | 0 | 0 | 0 | 0 | 0 | 0 | 0 | 0 | 0 | 0 | 0 | 0 | 0
2016-04-26 22:00 | 0 | 0 | 0 | 0 | 0 | 0 | 715847.1061 | 476490 | 0 | 0 | 0 | 0 | 2201368.5194 | 4138865.2549 | 0 | 0 | 0 | 0 | 0 | 0 | 0 | 0 | 0 | 0 | 0 | 0 | 0 | 0 | 0 | 239357.1061 | 0 | 0 | 0 | 0 | 0 | 0 | 0 | 0 | 0 | 0 | 0 | 0 | 0 | 0 | 0
2016-04-26 23:00 | 0 | 0 | 0 | 0 | 0 | 0 | 609209.466 | 470285 | 0 | 0 | 0 | 0 | 2340292.9854 | 4138865.2549 | 0 | 0 | 0 | 0 | 0 | 0 | 0 | 0 | 0 | 0 | 0 | 0 | 0 | 0 | 0 | 138924.466 | 0 | 0 | 0 | 0 | 0 | 0 | 0 | 0 | 0 | 0 | 0 | 0 | 0 | 0 | 0
2016-04-27 | 0 | 0 | 0 | 0 | 0 | 0 | 442728.3766 | 469467 | 0 | 0 | 0 | 0 | 2313554.362 | 4138865.2549 | 0 | 0 | 0 | 0 | 0 | 0 | 0 | 0 | 0 | 0 | 0 | 0 | 0 | 0 | 0 | -26738.6234 | 0 | 0 | 0 | 0 | 0 | 0 | 0 | 0 | 0 | 0 | 0 | 0 | 0 | 0 | 0
2016-04-27 01:00 | 0 | 0 | 0 | 0 | 0 | 497868.7244 | 146538.9662 | 461997 | 0 | 0 | 0 | 0 | 2495965.0527 | 4138865.2549 | 0 | 0 | 0 | 0 | 0 | 0 | 0 | 0 | 0 | 0 | 0 | 0 | 0 | 0 | 0 | 182410.6906 | 0 | 0 | 0 | 0 | 0 | 0 | 0 | 0 | 0 | 0 | 0 | 0 | 0 | 0 | 0
2016-04-27 02:00 | 0 | 0 | 0 | 0 | 0 | 178592.5332 | 1335.3619 | 439067 | 0 | 0 | 0 | 0 | 2236825.9477 | 4138865.2549 | 0 | 0 | 0 | 0 | 0 | 0 | 0 | 0 | 0 | 0 | 0 | 0 | 0 | 0 | 0 | -259139.105 | 0 | 0 | 0 | 0 | 0 | 0 | 0 | 0 | 0 | 0 | 0 | 0 | 0 | 0 | 0
2016-04-27 03:00 | 0 | 0 | 0 | 0 | 0 | 42760.0859 | 0 | 410842 | 0 | 0 | 0 | 0 | 1977686.8428 | 4029922.4457 | 0 | 0 | 0 | 0 | 0 | 0 | 0 | 0 | 0 | 0 | 0 | 0 | 0 | 0 | 0 | -259139.105 | 0 | 108942.8092 | 0 | 0 | 0 | 0 | 0 | 0 | 0 | 0 | 0 | 0 | 0 | 0 | 0
2016-04-27 04:00 | 0 | 0 | 0 | 0 | 0 | 126836.895 | 0 | 385976 | 0 | 0 | 0 | 0 | 1718547.7378 | 4029922.4457 | 0 | 0 | 0 | 0 | 0 | 0 | 0 | 0 | 0 | 0 | 0 | 0 | 0 | 0 | 0 | -259139.105 | 0 | 0 | 0 | 0 | 0 | 0 | 0 | 0 | 0 | 0 | 0 | 0 | 0 | 0 | 0
2016-04-27 05:00 | 0 | 0 | 0 | 0 | 0 | 106673.895 | 0 | 365813 | 0 | 0 | 0 | 0 | 1459408.6329 | 4029922.4457 | 0 | 0 | 0 | 0 | 0 | 0 | 0 | 0 | 0 | 0 | 0 | 0 | 0 | 0 | 0 | -259139.105 | 0 | 0 | 0 | 0 | 0 | 0 | 0 | 0 | 0 | 0 | 0 | 0 | 0 | 0 | 0
2016-04-27 06:00 | 0 | 0 | 0 | 0 | 0 | 91479.895 | 0 | 350619 | 0 | 0 | 0 | 0 | 1200269.5279 | 4029922.4457 | 0 | 0 | 0 | 0 | 0 | 0 | 0 | 0 | 0 | 0 | 0 | 0 | 0 | 0 | 0 | -259139.105 | 0 | 0 | 0 | 0 | 0 | 0 | 0 | 0 | 0 | 0 | 0 | 0 | 0 | 0 | 0
2016-04-27 07:00 | 0 | 0 | 0 | 0 | 0 | 532328.3404 | 0 | 340552 | 0 | 0 | 0 | 0 | 1392045.8683 | 4029922.4457 | 0 | 0 | 0 | 0 | 0 | 0 | 0 | 0 | 0 | 0 | 0 | 0 | 0 | 0 | 0 | 191776.3404 | 0 | 0 | 0 | 0 | 0 | 0 | 0 | 0 | 0 | 0 | 0 | 0 | 0 | 0 | 0
2016-04-27 08:00 | 0 | 0 | 0 | 0 | 0 | 79280.895 | 0 | 338420 | 0 | 0 | 0 | 0 | 1132906.7634 | 4029922.4457 | 0 | 0 | 0 | 0 | 0 | 0 | 0 | 0 | 0 | 0 | 0 | 0 | 0 | 0 | 0 | -259139.105 | 0 | 0 | 0 | 0 | 0 | 0 | 0 | 0 | 0 | 0 | 0 | 0 | 0 | 0 | 0
2016-04-27 09:00 | 0 | 0 | 0 | 0 | 0 | 87427.895 | 0 | 346567 | 0 | 0 | 0 | 0 | 873767.6584 | 4029922.4457 | 0 | 0 | 0 | 0 | 0 | 0 | 0 | 0 | 0 | 0 | 0 | 0 | 0 | 0 | 0 | -259139.105 | 0 | 0 | 0 | 0 | 0 | 0 | 0 | 0 | 0 | 0 | 0 | 0 | 0 | 0 | 0
2016-04-27 10:00 | 0 | 0 | 0 | 0 | 0 | 107774.895 | 0 | 366914 | 0 | 0 | 0 | 0 | 614628.5535 | 4029922.4457 | 0 | 0 | 0 | 0 | 0 | 0 | 0 | 0 | 0 | 0 | 0 | 0 | 0 | 0 | 0 | -259139.105 | 0 | 0 | 0 | 0 | 0 | 0 | 0 | 0 | 0 | 0 | 0 | 0 | 0 | 0 | 0
2016-04-27 11:00 | 0 | 0 | 0 | 0 | 0 | 130120.895 | 0 | 389260 | 0 | 0 | 0 | 0 | 355489.4485 | 4029922.4457 | 0 | 0 | 0 | 0 | 0 | 0 | 0 | 0 | 0 | 0 | 0 | 0 | 0 | 0 | 0 | -259139.105 | 0 | 0 | 0 | 0 | 0 | 0 | 0 | 0 | 0 | 0 | 0 | 0 | 0 | 0 | 0
2016-04-27 12:00 | 0 | 0 | 0 | 0 | 0 | 551754.0885 | 24068.7598 | 404052 | 0 | 0 | 0 | 0 | 527260.2968 | 4029922.4457 | 0 | 0 | 0 | 0 | 0 | 0 | 0 | 0 | 0 | 0 | 0 | 0 | 0 | 0 | 0 | 171770.8483 | 0 | 0 | 0 | 0 | 0 | 0 | 0 | 0 | 0 | 0 | 0 | 0 | 0 | 0 | 0
2016-04-27 13:00 | 0 | 0 | 0 | 0 | 0 | 0 | 326979.1677 | 416117 | 0 | 0 | 0 | 0 | 438122.4645 | 4029922.4457 | 0 | 0 | 0 | 0 | 0 | 0 | 0 | 0 | 0 | 0 | 0 | 0 | 0 | 0 | 0 | -89137.8323 | 0 | 0 | 0 | 0 | 0 | 0 | 0 | 0 | 0 | 0 | 0 | 0 | 0 | 0 | 0
2016-04-27 14:00 | 0 | 0 | 0 | 0 | 0 | 0 | 557399.1397 | 427951 | 0 | 0 | 0 | 0 | 567570.6042 | 4029922.4457 | 0 | 0 | 0 | 0 | 0 | 0 | 0 | 0 | 0 | 0 | 0 | 0 | 0 | 0 | 0 | 129448.1397 | 0 | 0 | 0 | 0 | 0 | 0 | 0 | 0 | 0 | 0 | 0 | 0 | 0 | 0 | 0
2016-04-27 15:00 | 0 | 0 | 0 | 0 | 0 | 0 | 695667.9078 | 437301 | 0 | 0 | 0 | 0 | 825937.512 | 4029922.4457 | 0 | 0 | 0 | 0 | 0 | 0 | 0 | 0 | 0 | 0 | 0 | 0 | 0 | 0 | 0 | 258366.9078 | 0 | 0 | 0 | 0 | 0 | 0 | 0 | 0 | 0 | 0 | 0 | 0 | 0 | 0 | 0
2016-04-27 16:00 | 0 | 0 | 0 | 0 | 0 | 0 | 718410.0865 | 445005 | 0 | 0 | 0 | 0 | 1085076.6169 | 4044188.4273 | 0 | 0 | 0 | 0 | 0 | 0 | 0 | 0 | 0 | 0 | 0 | 0 | 0 | 0 | 0 | 259139.105 | 14265.9815 | 0 | 0 | 0 | 0 | 0 | 0 | 0 | 0 | 0 | 0 | 0 | 0 | 0 | 0
2016-04-27 17:00 | 0 | 0 | 0 | 0 | 0 | 0 | 725372.0865 | 451967 | 0 | 0 | 0 | 0 | 1344215.7219 | 4058454.4088 | 0 | 0 | 0 | 0 | 0 | 0 | 0 | 0 | 0 | 0 | 0 | 0 | 0 | 0 | 0 | 259139.105 | 14265.9815 | 0 | 0 | 0 | 0 | 0 | 0 | 0 | 0 | 0 | 0 | 0 | 0 | 0 | 0
2016-04-27 18:00 | 0 | 0 | 0 | 0 | 0 | 0 | 730862.0865 | 457457 | 0 | 0 | 0 | 0 | 1603354.8268 | 4072720.3903 | 0 | 0 | 0 | 0 | 0 | 0 | 0 | 0 | 0 | 0 | 0 | 0 | 0 | 0 | 0 | 259139.105 | 14265.9815 | 0 | 0 | 0 | 0 | 0 | 0 | 0 | 0 | 0 | 0 | 0 | 0 | 0 | 0
2016-04-27 19:00 | 0 | 0 | 0 | 0 | 0 | 0 | 734659.0865 | 461254 | 0 | 0 | 0 | 0 | 1862493.9318 | 4086986.3719 | 0 | 0 | 0 | 0 | 0 | 0 | 0 | 0 | 0 | 0 | 0 | 0 | 0 | 0 | 0 | 259139.105 | 14265.9815 | 0 | 0 | 0 | 0 | 0 | 0 | 0 | 0 | 0 | 0 | 0 | 0 | 0 | 0
2016-04-27 20:00 | 0 | 0 | 0 | 0 | 0 | 0 | 737729.0865 | 464324 | 0 | 0 | 0 | 0 | 2121633.0367 | 4101252.3534 | 0 | 0 | 0 | 0 | 0 | 0 | 0 | 0 | 0 | 0 | 0 | 0 | 0 | 0 | 0 | 259139.105 | 14265.9815 | 0 | 0 | 0 | 0 | 0 | 0 | 0 | 0 | 0 | 0 | 0 | 0 | 0 | 0
2016-04-27 21:00 | 0 | 0 | 0 | 0 | 0 | 0 | 717898.4631 | 465915 | 0 | 0 | 0 | 0 | 2359350.5183 | 4115518.3349 | 0 | 0 | 0 | 0 | 0 | 0 | 0 | 0 | 0 | 0 | 0 | 0 | 0 | 0 | 0 | 237717.4816 | 14265.9815 | 0 | 0 | 0 | 0 | 0 | 0 | 0 | 0 | 0 | 0 | 0 | 0 | 0 | 0
2016-04-27 22:00 | 0 | 0 | 0 | 0 | 0 | 0 | 647532.6037 | 464293 | 0 | 0 | 0 | 0 | 2542590.122 | 4115518.3349 | 0 | 0 | 0 | 0 | 0 | 0 | 0 | 0 | 0 | 0 | 0 | 0 | 0 | 0 | 0 | 183239.6037 | 0 | 0 | 0 | 0 | 0 | 0 | 0 | 0 | 0 | 0 | 0 | 0 | 0 | 0 | 0
2016-04-27 23:00 | 0 | 0 | 0 | 0 | 0 | 0 | 538203.5403 | 459867 | 0 | 0 | 0 | 0 | 2620926.6623 | 4115518.3349 | 0 | 0 | 0 | 0 | 0 | 0 | 0 | 0 | 0 | 0 | 0 | 0 | 0 | 0 | 0 | 78336.5403 | 0 | 0 | 0 | 0 | 0 | 0 | 0 | 0 | 0 | 0 | 0 | 0 | 0 | 0 | 0
2016-04-28 | 0 | 0 | 0 | 0 | 0 | 0 | 363659.1816 | 460658 | 0 | 0 | 0 | 0 | 2523927.8439 | 4115518.3349 | 0 | 0 | 0 | 0 | 0 | 0 | 0 | 0 | 0 | 0 | 0 | 0 | 0 | 0 | 0 | -96998.8184 | 0 | 0 | 0 | 0 | 0 | 0 | 0 | 0 | 0 | 0 | 0 | 0 | 0 | 0 | 0
2016-04-28 01:00 | 0 | 0 | 0 | 0 | 0 | 282475.3432 | 98810.86 | 453142 | 0 | 0 | 0 | 0 | 2452072.0472 | 4115518.3349 | 0 | 0 | 0 | 0 | 0 | 0 | 0 | 0 | 0 | 0 | 0 | 0 | 0 | 0 | 0 | -71855.7967 | 0 | 0 | 0 | 0 | 0 | 0 | 0 | 0 | 0 | 0 | 0 | 0 | 0 | 0 | 0
2016-04-28 02:00 | 0 | 0 | 0 | 0 | 0 | 171965.8502 | 1435.0448 | 432540 | 0 | 0 | 0 | 0 | 2192932.9422 | 4115518.3349 | 0 | 0 | 0 | 0 | 0 | 0 | 0 | 0 | 0 | 0 | 0 | 0 | 0 | 0 | 0 | -259139.105 | 0 | 0 | 0 | 0 | 0 | 0 | 0 | 0 | 0 | 0 | 0 | 0 | 0 | 0 | 0
2016-04-28 03:00 | 0 | 0 | 0 | 0 | 0 | 147302.895 | 0 | 406442 | 0 | 0 | 0 | 0 | 1933793.8373 | 4115518.3349 | 0 | 0 | 0 | 0 | 0 | 0 | 0 | 0 | 0 | 0 | 0 | 0 | 0 | 0 | 0 | -259139.105 | 0 | 0 | 0 | 0 | 0 | 0 | 0 | 0 | 0 | 0 | 0 | 0 | 0 | 0 | 0
2016-04-28 04:00 | 0 | 0 | 0 | 0 | 0 | 123081.895 | 0 | 382221 | 0 | 0 | 0 | 0 | 1674654.7323 | 4115518.3349 | 0 | 0 | 0 | 0 | 0 | 0 | 0 | 0 | 0 | 0 | 0 | 0 | 0 | 0 | 0 | -259139.105 | 0 | 0 | 0 | 0 | 0 | 0 | 0 | 0 | 0 | 0 | 0 | 0 | 0 | 0 | 0
2016-04-28 05:00 | 0 | 0 | 0 | 0 | 0 | 102898.895 | 0 | 362038 | 0 | 0 | 0 | 0 | 1415515.6274 | 4115518.3349 | 0 | 0 | 0 | 0 | 0 | 0 | 0 | 0 | 0 | 0 | 0 | 0 | 0 | 0 | 0 | -259139.105 | 0 | 0 | 0 | 0 | 0 | 0 | 0 | 0 | 0 | 0 | 0 | 0 | 0 | 0 | 0
2016-04-28 06:00 | 0 | 0 | 0 | 0 | 0 | 87634.895 | 0 | 346774 | 0 | 0 | 0 | 0 | 1156376.5224 | 4115518.3349 | 0 | 0 | 0 | 0 | 0 | 0 | 0 | 0 | 0 | 0 | 0 | 0 | 0 | 0 | 0 | -259139.105 | 0 | 0 | 0 | 0 | 0 | 0 | 0 | 0 | 0 | 0 | 0 | 0 | 0 | 0 | 0
2016-04-28 07:00 | 0 | 0 | 0 | 0 | 0 | 437140.3304 | 0 | 337582 | 0 | 0 | 0 | 0 | 1255934.8528 | 4115518.3349 | 0 | 0 | 0 | 0 | 0 | 0 | 0 | 0 | 0 | 0 | 0 | 0 | 0 | 0 | 0 | 99558.3304 | 0 | 0 | 0 | 0 | 0 | 0 | 0 | 0 | 0 | 0 | 0 | 0 | 0 | 0 | 0
2016-04-28 08:00 | 0 | 0 | 0 | 0 | 0 | 77110.895 | 0 | 336250 | 0 | 0 | 0 | 0 | 996795.7479 | 4115518.3349 | 0 | 0 | 0 | 0 | 0 | 0 | 0 | 0 | 0 | 0 | 0 | 0 | 0 | 0 | 0 | -259139.105 | 0 | 0 | 0 | 0 | 0 | 0 | 0 | 0 | 0 | 0 | 0 | 0 | 0 | 0 | 0
2016-04-28 09:00 | 0 | 0 | 0 | 0 | 0 | 399260.0277 | 0 | 345488 | 0 | 0 | 0 | 0 | 1050567.7756 | 4115518.3349 | 0 | 0 | 0 | 0 | 0 | 0 | 0 | 0 | 0 | 0 | 0 | 0 | 0 | 0 | 0 | 53772.0277 | 0 | 0 | 0 | 0 | 0 | 0 | 0 | 0 | 0 | 0 | 0 | 0 | 0 | 0 | 0
2016-04-28 10:00 | 0 | 0 | 0 | 0 | 0 | 108895.895 | 0 | 368035 | 0 | 0 | 0 | 0 | 791428.6707 | 4115518.3349 | 0 | 0 | 0 | 0 | 0 | 0 | 0 | 0 | 0 | 0 | 0 | 0 | 0 | 0 | 0 | -259139.105 | 0 | 0 | 0 | 0 | 0 | 0 | 0 | 0 | 0 | 0 | 0 | 0 | 0 | 0 | 0
2016-04-28 11:00 | 0 | 0 | 0 | 0 | 0 | 370166.4744 | 0 | 391846 | 0 | 0 | 0 | 0 | 769749.1451 | 4115518.3349 | 0 | 0 | 0 | 0 | 0 | 0 | 0 | 0 | 0 | 0 | 0 | 0 | 0 | 0 | 0 | -21679.5256 | 0 | 0 | 0 | 0 | 0 | 0 | 0 | 0 | 0 | 0 | 0 | 0 | 0 | 0 | 0
2016-04-28 12:00 | 0 | 0 | 0 | 0 | 0 | 290073.0867 | 14644.8287 | 406902 | 0 | 0 | 0 | 0 | 667565.0604 | 4115518.3349 | 0 | 0 | 0 | 0 | 0 | 0 | 0 | 0 | 0 | 0 | 0 | 0 | 0 | 0 | 0 | -102184.0847 | 0 | 0 | 0 | 0 | 0 | 0 | 0 | 0 | 0 | 0 | 0 | 0 | 0 | 0 | 0
2016-04-28 13:00 | 0 | 0 | 0 | 0 | 0 | 0 | 250075.4824 | 419282 | 0 | 0 | 0 | 0 | 498358.5428 | 4115518.3349 | 0 | 0 | 0 | 0 | 0 | 0 | 0 | 0 | 0 | 0 | 0 | 0 | 0 | 0 | 0 | -169206.5176 | 0 | 0 | 0 | 0 | 0 | 0 | 0 | 0 | 0 | 0 | 0 | 0 | 0 | 0 | 0
2016-04-28 14:00 | 0 | 0 | 0 | 0 | 0 | 0 | 521235.1019 | 433056 | 0 | 0 | 0 | 0 | 586537.6447 | 4115518.3349 | 0 | 0 | 0 | 0 | 0 | 0 | 0 | 0 | 0 | 0 | 0 | 0 | 0 | 0 | 0 | 88179.1019 | 0 | 0 | 0 | 0 | 0 | 0 | 0 | 0 | 0 | 0 | 0 | 0 | 0 | 0 | 0
2016-04-28 15:00 | 0 | 0 | 0 | 0 | 0 | 0 | 691652.576 | 441684 | 0 | 0 | 0 | 0 | 836506.2207 | 4115518.3349 | 0 | 0 | 0 | 0 | 0 | 0 | 0 | 0 | 0 | 0 | 0 | 0 | 0 | 0 | 0 | 249968.576 | 0 | 0 | 0 | 0 | 0 | 0 | 0 | 0 | 0 | 0 | 0 | 0 | 0 | 0 | 0
2016-04-28 16:00 | 0 | 0 | 0 | 0 | 0 | 0 | 724239.0865 | 450834 | 0 | 0 | 0 | 0 | 1095645.3257 | 4129784.3164 | 0 | 0 | 0 | 0 | 0 | 0 | 0 | 0 | 0 | 0 | 0 | 0 | 0 | 0 | 0 | 259139.105 | 14265.9815 | 0 | 0 | 0 | 0 | 0 | 0 | 0 | 0 | 0 | 0 | 0 | 0 | 0 | 0
2016-04-28 17:00 | 0 | 0 | 0 | 0 | 0 | 0 | 732177.0865 | 458772 | 0 | 0 | 0 | 0 | 1354784.4306 | 4144050.298 | 0 | 0 | 0 | 0 | 0 | 0 | 0 | 0 | 0 | 0 | 0 | 0 | 0 | 0 | 0 | 259139.105 | 14265.9815 | 0 | 0 | 0 | 0 | 0 | 0 | 0 | 0 | 0 | 0 | 0 | 0 | 0 | 0
2016-04-28 18:00 | 0 | 0 | 0 | 0 | 0 | 0 | 738825.0865 | 465420 | 0 | 0 | 0 | 0 | 1613923.5356 | 4158316.2795 | 0 | 0 | 0 | 0 | 0 | 0 | 0 | 0 | 0 | 0 | 0 | 0 | 0 | 0 | 0 | 259139.105 | 14265.9815 | 0 | 0 | 0 | 0 | 0 | 0 | 0 | 0 | 0 | 0 | 0 | 0 | 0 | 0
2016-04-28 19:00 | 0 | 0 | 0 | 0 | 0 | 0 | 742751.0865 | 469346 | 0 | 0 | 0 | 0 | 1873062.6405 | 4172582.261 | 0 | 0 | 0 | 0 | 0 | 0 | 0 | 0 | 0 | 0 | 0 | 0 | 0 | 0 | 0 | 259139.105 | 14265.9815 | 0 | 0 | 0 | 0 | 0 | 0 | 0 | 0 | 0 | 0 | 0 | 0 | 0 | 0
2016-04-28 20:00 | 0 | 0 | 0 | 0 | 0 | 0 | 745570.0865 | 472165 | 0 | 0 | 0 | 0 | 2132201.7455 | 4186848.2426 | 0 | 0 | 0 | 0 | 0 | 0 | 0 | 0 | 0 | 0 | 0 | 0 | 0 | 0 | 0 | 259139.105 | 14265.9815 | 0 | 0 | 0 | 0 | 0 | 0 | 0 | 0 | 0 | 0 | 0 | 0 | 0 | 0
2016-04-28 21:00 | 0 | 0 | 0 | 0 | 0 | 0 | 716800.3096 | 474195 | 0 | 0 | 0 | 0 | 2374807.0551 | 4186848.2426 | 0 | 0 | 0 | 0 | 0 | 0 | 0 | 0 | 0 | 0 | 0 | 0 | 0 | 0 | 0 | 242605.3096 | 0 | 0 | 0 | 0 | 0 | 0 | 0 | 0 | 0 | 0 | 0 | 0 | 0 | 0 | 0
2016-04-28 22:00 | 0 | 0 | 0 | 0 | 0 | 0 | 657098.1543 | 471519 | 0 | 0 | 0 | 0 | 2546120.2279 | 4201114.2241 | 0 | 0 | 0 | 0 | 0 | 0 | 0 | 0 | 0 | 0 | 0 | 0 | 0 | 0 | 0 | 171313.1728 | 14265.9815 | 0 | 0 | 0 | 0 | 0 | 0 | 0 | 0 | 0 | 0 | 0 | 0 | 0 | 0
2016-04-28 23:00 | 0 | 0 | 0 | 0 | 0 | 0 | 540186.9654 | 466295 | 0 | 0 | 0 | 0 | 2714689.0209 | 4106437.3965 | 0 | 0 | 0 | 0 | 0 | 0 | 0 | 0 | 0 | 0 | 0 | 0 | 0 | 0 | 0 | 168568.793 | 14265.9815 | 108942.8092 | 0 | 0 | 0 | 0 | 0 | 0 | 0 | 0 | 0 | 0 | 0 | 0 | 0
2016-04-29 | 0 | 0 | 0 | 0 | 0 | 0 | 373113.3737 | 464614 | 0 | 0 | 0 | 0 | 2608922.4131 | 4120703.378 | 0 | 0 | 0 | 0 | 0 | 0 | 0 | 0 | 0 | 0 | 0 | 0 | 0 | 0 | 0 | -105766.6078 | 14265.9815 | 0 | 0 | 0 | 0 | 0 | 0 | 0 | 0 | 0 | 0 | 0 | 0 | 0 | 0
2016-04-29 01:00 | 0 | 0 | 0 | 0 | 0 | 72405.8141 | 126018.0809 | 457563 | 0 | 0 | 0 | 0 | 2349783.3081 | 4120703.378 | 0 | 0 | 0 | 0 | 0 | 0 | 0 | 0 | 0 | 0 | 0 | 0 | 0 | 0 | 0 | -259139.105 | 0 | 0 | 0 | 0 | 0 | 0 | 0 | 0 | 0 | 0 | 0 | 0 | 0 | 0 | 0
2016-04-29 02:00 | 0 | 0 | 0 | 0 | 0 | 175384.3613 | 2579.5337 | 437103 | 0 | 0 | 0 | 0 | 2090644.2032 | 4120703.378 | 0 | 0 | 0 | 0 | 0 | 0 | 0 | 0 | 0 | 0 | 0 | 0 | 0 | 0 | 0 | -259139.105 | 0 | 0 | 0 | 0 | 0 | 0 | 0 | 0 | 0 | 0 | 0 | 0 | 0 | 0 | 0
2016-04-29 03:00 | 0 | 0 | 0 | 0 | 0 | 407344.6924 | 0 | 411991 | 0 | 0 | 0 | 0 | 2194940.7047 | 4011760.5689 | 0 | 0 | 0 | 0 | 0 | 0 | 0 | 0 | 0 | 0 | 0 | 0 | 0 | 0 | 0 | 104296.5016 | 0 | 108942.8092 | 0 | 0 | 0 | 0 | 0 | 0 | 0 | 0 | 0 | 0 | 0 | 0 | 0
2016-04-29 04:00 | 0 | 0 | 0 | 0 | 0 | 128802.895 | 0 | 387942 | 0 | 0 | 0 | 0 | 1935801.5998 | 4011760.5689 | 0 | 0 | 0 | 0 | 0 | 0 | 0 | 0 | 0 | 0 | 0 | 0 | 0 | 0 | 0 | -259139.105 | 0 | 0 | 0 | 0 | 0 | 0 | 0 | 0 | 0 | 0 | 0 | 0 | 0 | 0 | 0
2016-04-29 05:00 | 0 | 0 | 0 | 0 | 0 | 108383.895 | 0 | 367523 | 0 | 0 | 0 | 0 | 1676662.4948 | 4011760.5689 | 0 | 0 | 0 | 0 | 0 | 0 | 0 | 0 | 0 | 0 | 0 | 0 | 0 | 0 | 0 | -259139.105 | 0 | 0 | 0 | 0 | 0 | 0 | 0 | 0 | 0 | 0 | 0 | 0 | 0 | 0 | 0
2016-04-29 06:00 | 0 | 0 | 0 | 0 | 0 | 93258.895 | 0 | 352398 | 0 | 0 | 0 | 0 | 1417523.3899 | 4011760.5689 | 0 | 0 | 0 | 0 | 0 | 0 | 0 | 0 | 0 | 0 | 0 | 0 | 0 | 0 | 0 | -259139.105 | 0 | 0 | 0 | 0 | 0 | 0 | 0 | 0 | 0 | 0 | 0 | 0 | 0 | 0 | 0
2016-04-29 07:00 | 0 | 0 | 0 | 0 | 0 | 84339.895 | 0 | 343479 | 0 | 0 | 0 | 0 | 1158384.2849 | 4011760.5689 | 0 | 0 | 0 | 0 | 0 | 0 | 0 | 0 | 0 | 0 | 0 | 0 | 0 | 0 | 0 | -259139.105 | 0 | 0 | 0 | 0 | 0 | 0 | 0 | 0 | 0 | 0 | 0 | 0 | 0 | 0 | 0
2016-04-29 08:00 | 0 | 0 | 0 | 0 | 0 | 294922.4097 | 0 | 341591 | 0 | 0 | 0 | 0 | 1111715.6946 | 4011760.5689 | 0 | 0 | 0 | 0 | 0 | 0 | 0 | 0 | 0 | 0 | 0 | 0 | 0 | 0 | 0 | -46668.5903 | 0 | 0 | 0 | 0 | 0 | 0 | 0 | 0 | 0 | 0 | 0 | 0 | 0 | 0 | 0
2016-04-29 09:00 | 0 | 0 | 0 | 0 | 0 | 88977.895 | 0 | 348117 | 0 | 0 | 0 | 0 | 852576.5897 | 4011760.5689 | 0 | 0 | 0 | 0 | 0 | 0 | 0 | 0 | 0 | 0 | 0 | 0 | 0 | 0 | 0 | -259139.105 | 0 | 0 | 0 | 0 | 0 | 0 | 0 | 0 | 0 | 0 | 0 | 0 | 0 | 0 | 0
2016-04-29 10:00 | 0 | 0 | 0 | 0 | 0 | 112214.895 | 0 | 371354 | 0 | 0 | 0 | 0 | 593437.4847 | 4011760.5689 | 0 | 0 | 0 | 0 | 0 | 0 | 0 | 0 | 0 | 0 | 0 | 0 | 0 | 0 | 0 | -259139.105 | 0 | 0 | 0 | 0 | 0 | 0 | 0 | 0 | 0 | 0 | 0 | 0 | 0 | 0 | 0
2016-04-29 11:00 | 0 | 0 | 0 | 0 | 0 | 134673.895 | 0 | 393813 | 0 | 0 | 0 | 0 | 334298.3798 | 4011760.5689 | 0 | 0 | 0 | 0 | 0 | 0 | 0 | 0 | 0 | 0 | 0 | 0 | 0 | 0 | 0 | -259139.105 | 0 | 0 | 0 | 0 | 0 | 0 | 0 | 0 | 0 | 0 | 0 | 0 | 0 | 0 | 0
2016-04-29 12:00 | 0 | 0 | 0 | 0 | 0 | 256476.7234 | 9860.3814 | 409204 | 0 | 0 | 0 | 0 | 177165.5031 | 4026026.5504 | 0 | 0 | 0 | 0 | 0 | 0 | 0 | 0 | 0 | 0 | 0 | 0 | 0 | 0 | 0 | -157132.8767 | 14265.9815 | 0 | 0 | 0 | 0 | 0 | 0 | 0 | 0 | 0 | 0 | 0 | 0 | 0 | 0
2016-04-29 13:00 | 0 | 0 | 0 | 0 | 0 | 0 | 259165.4785 | 422065 | 0 | 0 | 0 | 0 | 0 | 4040292.5319 | 0 | 0 | 0 | 0 | 0 | 0 | 0 | 0 | 0 | 0 | 0 | 0 | 0 | 0 | 0 | -177165.5031 | 14265.9815 | 0 | 0 | 0 | 0 | 0 | 0 | 0 | 0 | 0 | 0 | 0 | 0 | 0 | 0
2016-04-29 14:00 | 0 | 0 | 0 | 0 | 0 | 0 | 547939.4854 | 435392 | 0 | 0 | 0 | 0 | 112547.4854 | 4040292.5319 | 0 | 0 | 0 | 0 | 0 | 0 | 0 | 0 | 0 | 0 | 0 | 0 | 0 | 0 | 0 | 112547.4854 | 0 | 0 | 0 | 0 | 0 | 0 | 0 | 0 | 0 | 0 | 0 | 0 | 0 | 0 | 0
2016-04-29 15:00 | 0 | 0 | 0 | 0 | 0 | 0 | 687051.5215 | 444825 | 0 | 0 | 0 | 0 | 354774.0069 | 4040292.5319 | 0 | 0 | 0 | 0 | 0 | 0 | 0 | 0 | 0 | 0 | 0 | 0 | 0 | 0 | 0 | 242226.5215 | 0 | 0 | 0 | 0 | 0 | 0 | 0 | 0 | 0 | 0 | 0 | 0 | 0 | 0 | 0
2016-04-29 16:00 | 0 | 0 | 0 | 0 | 0 | 0 | 725218.0865 | 451813 | 0 | 0 | 0 | 0 | 613913.1119 | 4054558.5135 | 0 | 0 | 0 | 0 | 0 | 0 | 0 | 0 | 0 | 0 | 0 | 0 | 0 | 0 | 0 | 259139.105 | 14265.9815 | 0 | 0 | 0 | 0 | 0 | 0 | 0 | 0 | 0 | 0 | 0 | 0 | 0 | 0
2016-04-29 17:00 | 0 | 0 | 0 | 0 | 0 | 0 | 731519.0865 | 458114 | 0 | 0 | 0 | 0 | 873052.2168 | 4068824.495 | 0 | 0 | 0 | 0 | 0 | 0 | 0 | 0 | 0 | 0 | 0 | 0 | 0 | 0 | 0 | 259139.105 | 14265.9815 | 0 | 0 | 0 | 0 | 0 | 0 | 0 | 0 | 0 | 0 | 0 | 0 | 0 | 0
2016-04-29 18:00 | 0 | 0 | 0 | 0 | 0 | 0 | 735645.0865 | 462240 | 0 | 0 | 0 | 0 | 1132191.3218 | 4083090.4765 | 0 | 0 | 0 | 0 | 0 | 0 | 0 | 0 | 0 | 0 | 0 | 0 | 0 | 0 | 0 | 259139.105 | 14265.9815 | 0 | 0 | 0 | 0 | 0 | 0 | 0 | 0 | 0 | 0 | 0 | 0 | 0 | 0
2016-04-29 19:00 | 0 | 0 | 0 | 0 | 0 | 0 | 737206.0865 | 463801 | 0 | 0 | 0 | 0 | 1391330.4267 | 4097356.4581 | 0 | 0 | 0 | 0 | 0 | 0 | 0 | 0 | 0 | 0 | 0 | 0 | 0 | 0 | 0 | 259139.105 | 14265.9815 | 0 | 0 | 0 | 0 | 0 | 0 | 0 | 0 | 0 | 0 | 0 | 0 | 0 | 0
2016-04-29 20:00 | 0 | 0 | 0 | 0 | 0 | 0 | 727970.6269 | 463626 | 0 | 0 | 0 | 0 | 1650469.5317 | 4102561.98 | 0 | 0 | 0 | 0 | 0 | 0 | 0 | 0 | 0 | 0 | 0 | 0 | 0 | 0 | 0 | 259139.105 | 5205.522 | 0 | 0 | 0 | 0 | 0 | 0 | 0 | 0 | 0 | 0 | 0 | 0 | 0 | 0
2016-04-29 21:00 | 0 | 0 | 0 | 0 | 0 | 0 | 701211.4203 | 460788 | 0 | 0 | 0 | 0 | 1890892.952 | 4102561.98 | 0 | 0 | 0 | 0 | 0 | 0 | 0 | 0 | 0 | 0 | 0 | 0 | 0 | 0 | 0 | 240423.4203 | 0 | 0 | 0 | 0 | 0 | 0 | 0 | 0 | 0 | 0 | 0 | 0 | 0 | 0 | 0
2016-04-29 22:00 | 0 | 0 | 0 | 0 | 0 | 0 | 647060.0035 | 453866 | 0 | 0 | 0 | 0 | 2084086.9554 | 4102561.98 | 0 | 0 | 0 | 0 | 0 | 0 | 0 | 0 | 0 | 0 | 0 | 0 | 0 | 0 | 0 | 193194.0035 | 0 | 0 | 0 | 0 | 0 | 0 | 0 | 0 | 0 | 0 | 0 | 0 | 0 | 0 | 0
2016-04-29 23:00 | 0 | 0 | 0 | 0 | 0 | 0 | 545672.8286 | 445437 | 0 | 0 | 0 | 0 | 2293265.5932 | 3993619.1709 | 0 | 0 | 0 | 0 | 0 | 0 | 0 | 0 | 0 | 0 | 0 | 0 | 0 | 0 | 0 | 209178.6377 | 0 | 108942.8092 | 0 | 0 | 0 | 0 | 0 | 0 | 0 | 0 | 0 | 0 | 0 | 0 | 0
2016-04-30 | 0 | 0 | 0 | 0 | 0 | 0 | 374723.0972 | 444156 | 0 | 0 | 0 | 0 | 2223832.6904 | 3993619.1709 | 0 | 0 | 0 | 0 | 0 | 0 | 0 | 0 | 0 | 0 | 0 | 0 | 0 | 0 | 0 | -69432.9028 | 0 | 0 | 0 | 0 | 0 | 0 | 0 | 0 | 0 | 0 | 0 | 0 | 0 | 0 | 0
2016-04-30 01:00 | 0 | 0 | 0 | 0 | 0 | 327826.0471 | 129198.0281 | 438874 | 0 | 0 | 0 | 0 | 2241982.7656 | 3993619.1709 | 0 | 0 | 0 | 0 | 0 | 0 | 0 | 0 | 0 | 0 | 0 | 0 | 0 | 0 | 0 | 18150.0752 | 0 | 0 | 0 | 0 | 0 | 0 | 0 | 0 | 0 | 0 | 0 | 0 | 0 | 0 | 0
2016-04-30 02:00 | 0 | 0 | 0 | 0 | 0 | 160614.425 | 2910.47 | 422664 | 0 | 0 | 0 | 0 | 1982843.6606 | 3993619.1709 | 0 | 0 | 0 | 0 | 0 | 0 | 0 | 0 | 0 | 0 | 0 | 0 | 0 | 0 | 0 | -259139.105 | 0 | 0 | 0 | 0 | 0 | 0 | 0 | 0 | 0 | 0 | 0 | 0 | 0 | 0 | 0
2016-04-30 03:00 | 0 | 0 | 0 | 0 | 0 | 34488.0859 | 0 | 402570 | 0 | 0 | 0 | 0 | 1723704.5557 | 3884676.3617 | 0 | 0 | 0 | 0 | 0 | 0 | 0 | 0 | 0 | 0 | 0 | 0 | 0 | 0 | 0 | -259139.105 | 0 | 108942.8092 | 0 | 0 | 0 | 0 | 0 | 0 | 0 | 0 | 0 | 0 | 0 | 0 | 0
2016-04-30 04:00 | 0 | 0 | 0 | 0 | 0 | 122051.895 | 0 | 381191 | 0 | 0 | 0 | 0 | 1464565.4507 | 3884676.3617 | 0 | 0 | 0 | 0 | 0 | 0 | 0 | 0 | 0 | 0 | 0 | 0 | 0 | 0 | 0 | -259139.105 | 0 | 0 | 0 | 0 | 0 | 0 | 0 | 0 | 0 | 0 | 0 | 0 | 0 | 0 | 0
2016-04-30 05:00 | 0 | 0 | 0 | 0 | 0 | 102998.895 | 0 | 362138 | 0 | 0 | 0 | 0 | 1205426.3458 | 3884676.3617 | 0 | 0 | 0 | 0 | 0 | 0 | 0 | 0 | 0 | 0 | 0 | 0 | 0 | 0 | 0 | -259139.105 | 0 | 0 | 0 | 0 | 0 | 0 | 0 | 0 | 0 | 0 | 0 | 0 | 0 | 0 | 0
2016-04-30 06:00 | 0 | 0 | 0 | 0 | 0 | 88387.895 | 0 | 347527 | 0 | 0 | 0 | 0 | 946287.2408 | 3884676.3617 | 0 | 0 | 0 | 0 | 0 | 0 | 0 | 0 | 0 | 0 | 0 | 0 | 0 | 0 | 0 | -259139.105 | 0 | 0 | 0 | 0 | 0 | 0 | 0 | 0 | 0 | 0 | 0 | 0 | 0 | 0 | 0
2016-04-30 07:00 | 0 | 0 | 0 | 0 | 0 | 78872.895 | 0 | 338012 | 0 | 0 | 0 | 0 | 687148.1359 | 3884676.3617 | 0 | 0 | 0 | 0 | 0 | 0 | 0 | 0 | 0 | 0 | 0 | 0 | 0 | 0 | 0 | -259139.105 | 0 | 0 | 0 | 0 | 0 | 0 | 0 | 0 | 0 | 0 | 0 | 0 | 0 | 0 | 0
2016-04-30 08:00 | 0 | 0 | 0 | 0 | 0 | 73436.895 | 0 | 332576 | 0 | 0 | 0 | 0 | 428009.0309 | 3884676.3617 | 0 | 0 | 0 | 0 | 0 | 0 | 0 | 0 | 0 | 0 | 0 | 0 | 0 | 0 | 0 | -259139.105 | 0 | 0 | 0 | 0 | 0 | 0 | 0 | 0 | 0 | 0 | 0 | 0 | 0 | 0 | 0
2016-04-30 09:00 | 0 | 0 | 0 | 0 | 0 | 422979.179 | 0 | 332710 | 0 | 0 | 0 | 0 | 518278.2099 | 3884676.3617 | 0 | 0 | 0 | 0 | 0 | 0 | 0 | 0 | 0 | 0 | 0 | 0 | 0 | 0 | 0 | 90269.179 | 0 | 0 | 0 | 0 | 0 | 0 | 0 | 0 | 0 | 0 | 0 | 0 | 0 | 0 | 0
2016-04-30 10:00 | 0 | 0 | 0 | 0 | 0 | 77022.895 | 0 | 336162 | 0 | 0 | 0 | 0 | 259139.105 | 3884676.3617 | 0 | 0 | 0 | 0 | 0 | 0 | 0 | 0 | 0 | 0 | 0 | 0 | 0 | 0 | 0 | -259139.105 | 0 | 0 | 0 | 0 | 0 | 0 | 0 | 0 | 0 | 0 | 0 | 0 | 0 | 0 | 0
2016-04-30 11:00 | 0 | 0 | 0 | 0 | 0 | 85185.895 | 0 | 344325 | 0 | 0 | 0 | 0 | 0 | 3884676.3617 | 0 | 0 | 0 | 0 | 0 | 0 | 0 | 0 | 0 | 0 | 0 | 0 | 0 | 0 | 0 | -259139.105 | 0 | 0 | 0 | 0 | 0 | 0 | 0 | 0 | 0 | 0 | 0 | 0 | 0 | 0 | 0
2016-04-30 12:00 | 0 | 0 | 0 | 0 | 0 | 329581.3467 | 18340.8987 | 359766 | 0 | 0 | 0 | 0 | 61059.0239 | 3811773.5833 | 0 | 0 | 0 | 0 | 0 | 0 | 0 | 0 | 0 | 0 | 0 | 0 | 0 | 0 | 0 | 61059.0239 | 0 | 72902.7785 | 0 | 0 | 0 | 0 | 0 | 0 | 0 | 0 | 0 | 0 | 0 | 0 | 0
2016-04-30 13:00 | 0 | 0 | 0 | 0 | 0 | 0 | 315362.9761 | 376422 | 0 | 0 | 0 | 0 | 0 | 3811773.5833 | 0 | 0 | 0 | 0 | 0 | 0 | 0 | 0 | 0 | 0 | 0 | 0 | 0 | 0 | 0 | -61059.0239 | 0 | 0 | 0 | 0 | 0 | 0 | 0 | 0 | 0 | 0 | 0 | 0 | 0 | 0 | 0
2016-04-30 14:00 | 0 | 0 | 0 | 0 | 0 | 0 | 602724.6508 | 389822 | 0 | 0 | 0 | 0 | 212902.6508 | 3811773.5833 | 0 | 0 | 0 | 0 | 0 | 0 | 0 | 0 | 0 | 0 | 0 | 0 | 0 | 0 | 0 | 212902.6508 | 0 | 0 | 0 | 0 | 0 | 0 | 0 | 0 | 0 | 0 | 0 | 0 | 0 | 0 | 0
2016-04-30 15:00 | 0 | 0 | 0 | 0 | 0 | 0 | 673504.0865 | 400099 | 0 | 0 | 0 | 0 | 472041.7557 | 3826039.5648 | 0 | 0 | 0 | 0 | 0 | 0 | 0 | 0 | 0 | 0 | 0 | 0 | 0 | 0 | 0 | 259139.105 | 14265.9815 | 0 | 0 | 0 | 0 | 0 | 0 | 0 | 0 | 0 | 0 | 0 | 0 | 0 | 0
2016-04-30 16:00 | 0 | 0 | 0 | 0 | 0 | 0 | 679524.0865 | 406119 | 0 | 0 | 0 | 0 | 731180.8607 | 3840305.5463 | 0 | 0 | 0 | 0 | 0 | 0 | 0 | 0 | 0 | 0 | 0 | 0 | 0 | 0 | 0 | 259139.105 | 14265.9815 | 0 | 0 | 0 | 0 | 0 | 0 | 0 | 0 | 0 | 0 | 0 | 0 | 0 | 0
2016-04-30 17:00 | 0 | 0 | 0 | 0 | 0 | 0 | 682928.0865 | 409523 | 0 | 0 | 0 | 0 | 990319.9656 | 3854571.5279 | 0 | 0 | 0 | 0 | 0 | 0 | 0 | 0 | 0 | 0 | 0 | 0 | 0 | 0 | 0 | 259139.105 | 14265.9815 | 0 | 0 | 0 | 0 | 0 | 0 | 0 | 0 | 0 | 0 | 0 | 0 | 0 | 0
2016-04-30 18:00 | 0 | 0 | 0 | 0 | 0 | 0 | 684861.0865 | 411456 | 0 | 0 | 0 | 0 | 1249459.0706 | 3868837.5094 | 0 | 0 | 0 | 0 | 0 | 0 | 0 | 0 | 0 | 0 | 0 | 0 | 0 | 0 | 0 | 259139.105 | 14265.9815 | 0 | 0 | 0 | 0 | 0 | 0 | 0 | 0 | 0 | 0 | 0 | 0 | 0 | 0
2016-04-30 19:00 | 0 | 0 | 0 | 0 | 0 | 0 | 686874.0865 | 413469 | 0 | 0 | 0 | 0 | 1508598.1755 | 3883103.4909 | 0 | 0 | 0 | 0 | 0 | 0 | 0 | 0 | 0 | 0 | 0 | 0 | 0 | 0 | 0 | 259139.105 | 14265.9815 | 0 | 0 | 0 | 0 | 0 | 0 | 0 | 0 | 0 | 0 | 0 | 0 | 0 | 0
2016-04-30 20:00 | 0 | 0 | 0 | 0 | 0 | 0 | 690162.0865 | 416757 | 0 | 0 | 0 | 0 | 1767737.2805 | 3897369.4724 | 0 | 0 | 0 | 0 | 0 | 0 | 0 | 0 | 0 | 0 | 0 | 0 | 0 | 0 | 0 | 259139.105 | 14265.9815 | 0 | 0 | 0 | 0 | 0 | 0 | 0 | 0 | 0 | 0 | 0 | 0 | 0 | 0
2016-04-30 21:00 | 0 | 0 | 0 | 0 | 0 | 0 | 691699.0865 | 418294 | 0 | 0 | 0 | 0 | 2026876.3854 | 3911635.454 | 0 | 0 | 0 | 0 | 0 | 0 | 0 | 0 | 0 | 0 | 0 | 0 | 0 | 0 | 0 | 259139.105 | 14265.9815 | 0 | 0 | 0 | 0 | 0 | 0 | 0 | 0 | 0 | 0 | 0 | 0 | 0 | 0
2016-04-30 22:00 | 0 | 0 | 0 | 0 | 0 | 0 | 634877.5758 | 417016 | 0 | 0 | 0 | 0 | 2244109.9683 | 3912263.4469 | 0 | 0 | 0 | 0 | 0 | 0 | 0 | 0 | 0 | 0 | 0 | 0 | 0 | 0 | 0 | 217233.5828 | 627.993 | 0 | 0 | 0 | 0 | 0 | 0 | 0 | 0 | 0 | 0 | 0 | 0 | 0 | 0
2016-04-30 23:00 | 0 | 0 | 0 | 0 | 0 | 0 | 520795.8079 | 415549 | 0 | 0 | 0 | 0 | 2335090.7946 | 3926529.4285 | 0 | 0 | 0 | 0 | 0 | 0 | 0 | 0 | 0 | 0 | 0 | 0 | 0 | 0 | 0 | 90980.8264 | 14265.9815 | 0 | 0 | 0 | 0 | 0 | 0 | 0 | 0 | 0 | 0 | 0 | 0 | 0 | 0
2016-05-01 | 0 | 0 | 0 | 0 | 0 | 0 | 360249.4009 | 416916 | 0 | 0 | 0 | 0 | 2278424.1955 | 3926529.4285 | 0 | 0 | 0 | 0 | 0 | 0 | 0 | 0 | 0 | 0 | 0 | 0 | 0 | 0 | 0 | -56666.5991 | 0 | 0 | 0 | 0 | 0 | 0 | 0 | 0 | 0 | 0 | 0 | 0 | 0 | 0 | 0
2016-05-01 01:00 | 0 | 0 | 0 | 0 | 0 | 534201.4073 | 137735.6976 | 412798 | 0 | 0 | 0 | 0 | 2537563.3005 | 3926529.4285 | 0 | 0 | 0 | 0 | 0 | 0 | 0 | 0 | 0 | 0 | 0 | 0 | 0 | 0 | 0 | 259139.105 | 0 | 0 | 0 | 0 | 0 | 0 | 0 | 0 | 0 | 0 | 0 | 0 | 0 | 0 | 0
2016-05-01 02:00 | 0 | 0 | 0 | 0 | 0 | 138850.4138 | 3513.4812 | 401503 | 0 | 0 | 0 | 0 | 2278424.1955 | 3926529.4285 | 0 | 0 | 0 | 0 | 0 | 0 | 0 | 0 | 0 | 0 | 0 | 0 | 0 | 0 | 0 | -259139.105 | 0 | 0 | 0 | 0 | 0 | 0 | 0 | 0 | 0 | 0 | 0 | 0 | 0 | 0 | 0
2016-05-01 03:00 | 0 | 0 | 0 | 0 | 0 | 126220.895 | 0 | 385360 | 0 | 0 | 0 | 0 | 2019285.0906 | 3926529.4285 | 0 | 0 | 0 | 0 | 0 | 0 | 0 | 0 | 0 | 0 | 0 | 0 | 0 | 0 | 0 | -259139.105 | 0 | 0 | 0 | 0 | 0 | 0 | 0 | 0 | 0 | 0 | 0 | 0 | 0 | 0 | 0
2016-05-01 04:00 | 0 | 0 | 0 | 0 | 0 | 106625.895 | 0 | 365765 | 0 | 0 | 0 | 0 | 1760145.9856 | 3926529.4285 | 0 | 0 | 0 | 0 | 0 | 0 | 0 | 0 | 0 | 0 | 0 | 0 | 0 | 0 | 0 | -259139.105 | 0 | 0 | 0 | 0 | 0 | 0 | 0 | 0 | 0 | 0 | 0 | 0 | 0 | 0 | 0
2016-05-01 05:00 | 0 | 0 | 0 | 0 | 0 | 88909.895 | 0 | 348049 | 0 | 0 | 0 | 0 | 1501006.8807 | 3926529.4285 | 0 | 0 | 0 | 0 | 0 | 0 | 0 | 0 | 0 | 0 | 0 | 0 | 0 | 0 | 0 | -259139.105 | 0 | 0 | 0 | 0 | 0 | 0 | 0 | 0 | 0 | 0 | 0 | 0 | 0 | 0 | 0
2016-05-01 06:00 | 0 | 0 | 0 | 0 | 0 | 76111.895 | 0 | 335251 | 0 | 0 | 0 | 0 | 1241867.7757 | 3926529.4285 | 0 | 0 | 0 | 0 | 0 | 0 | 0 | 0 | 0 | 0 | 0 | 0 | 0 | 0 | 0 | -259139.105 | 0 | 0 | 0 | 0 | 0 | 0 | 0 | 0 | 0 | 0 | 0 | 0 | 0 | 0 | 0
2016-05-01 07:00 | 0 | 0 | 0 | 0 | 0 | 0 | 0 | 326397 | 0 | 0 | 0 | 0 | 982728.6708 | 3859271.5334 | 0 | 0 | 0 | 0 | 0 | 0 | 0 | 0 | 0 | 0 | 0 | 0 | 0 | 0 | 0 | -259139.105 | 0 | 67257.895 | 0 | 0 | 0 | 0 | 0 | 0 | 0 | 0 | 0 | 0 | 0 | 0 | 0
2016-05-01 08:00 | 0 | 0 | 0 | 0 | 0 | 62395.895 | 0 | 321535 | 0 | 0 | 0 | 0 | 723589.5658 | 3859271.5334 | 0 | 0 | 0 | 0 | 0 | 0 | 0 | 0 | 0 | 0 | 0 | 0 | 0 | 0 | 0 | -259139.105 | 0 | 0 | 0 | 0 | 0 | 0 | 0 | 0 | 0 | 0 | 0 | 0 | 0 | 0 | 0
2016-05-01 09:00 | 0 | 0 | 0 | 0 | 0 | 60059.895 | 0 | 319199 | 0 | 0 | 0 | 0 | 464450.4609 | 3859271.5334 | 0 | 0 | 0 | 0 | 0 | 0 | 0 | 0 | 0 | 0 | 0 | 0 | 0 | 0 | 0 | -259139.105 | 0 | 0 | 0 | 0 | 0 | 0 | 0 | 0 | 0 | 0 | 0 | 0 | 0 | 0 | 0
2016-05-01 10:00 | 0 | 0 | 0 | 0 | 0 | 447953.499 | 0 | 323091 | 0 | 0 | 0 | 0 | 589312.9598 | 3859271.5334 | 0 | 0 | 0 | 0 | 0 | 0 | 0 | 0 | 0 | 0 | 0 | 0 | 0 | 0 | 0 | 124862.499 | 0 | 0 | 0 | 0 | 0 | 0 | 0 | 0 | 0 | 0 | 0 | 0 | 0 | 0 | 0
2016-05-01 11:00 | 0 | 0 | 0 | 0 | 0 | 69721.895 | 0 | 328861 | 0 | 0 | 0 | 0 | 330173.8549 | 3859271.5334 | 0 | 0 | 0 | 0 | 0 | 0 | 0 | 0 | 0 | 0 | 0 | 0 | 0 | 0 | 0 | -259139.105 | 0 | 0 | 0 | 0 | 0 | 0 | 0 | 0 | 0 | 0 | 0 | 0 | 0 | 0 | 0
2016-05-01 12:00 | 0 | 0 | 0 | 0 | 0 | 370679.493 | 28302.2413 | 343758 | 0 | 0 | 0 | 0 | 385397.5893 | 3859271.5334 | 0 | 0 | 0 | 0 | 0 | 0 | 0 | 0 | 0 | 0 | 0 | 0 | 0 | 0 | 0 | 55223.7344 | 0 | 0 | 0 | 0 | 0 | 0 | 0 | 0 | 0 | 0 | 0 | 0 | 0 | 0 | 0
2016-05-01 13:00 | 0 | 0 | 0 | 0 | 0 | 0 | 293845.0122 | 362462 | 0 | 0 | 0 | 0 | 316780.6015 | 3859271.5334 | 0 | 0 | 0 | 0 | 0 | 0 | 0 | 0 | 0 | 0 | 0 | 0 | 0 | 0 | 0 | -68616.9878 | 0 | 0 | 0 | 0 | 0 | 0 | 0 | 0 | 0 | 0 | 0 | 0 | 0 | 0 | 0
2016-05-01 14:00 | 0 | 0 | 0 | 0 | 0 | 0 | 610242.2554 | 378251 | 0 | 0 | 0 | 0 | 548771.8569 | 3859271.5334 | 0 | 0 | 0 | 0 | 0 | 0 | 0 | 0 | 0 | 0 | 0 | 0 | 0 | 0 | 0 | 231991.2554 | 0 | 0 | 0 | 0 | 0 | 0 | 0 | 0 | 0 | 0 | 0 | 0 | 0 | 0 | 0
2016-05-01 15:00 | 0 | 0 | 0 | 0 | 0 | 0 | 663528.0865 | 390123 | 0 | 0 | 0 | 0 | 807910.9618 | 3873537.5149 | 0 | 0 | 0 | 0 | 0 | 0 | 0 | 0 | 0 | 0 | 0 | 0 | 0 | 0 | 0 | 259139.105 | 14265.9815 | 0 | 0 | 0 | 0 | 0 | 0 | 0 | 0 | 0 | 0 | 0 | 0 | 0 | 0
2016-05-01 16:00 | 0 | 0 | 0 | 0 | 0 | 0 | 673898.0865 | 400493 | 0 | 0 | 0 | 0 | 1067050.0668 | 3887803.4965 | 0 | 0 | 0 | 0 | 0 | 0 | 0 | 0 | 0 | 0 | 0 | 0 | 0 | 0 | 0 | 259139.105 | 14265.9815 | 0 | 0 | 0 | 0 | 0 | 0 | 0 | 0 | 0 | 0 | 0 | 0 | 0 | 0
2016-05-01 17:00 | 0 | 0 | 0 | 0 | 0 | 0 | 680759.0865 | 407354 | 0 | 0 | 0 | 0 | 1326189.1717 | 3902069.478 | 0 | 0 | 0 | 0 | 0 | 0 | 0 | 0 | 0 | 0 | 0 | 0 | 0 | 0 | 0 | 259139.105 | 14265.9815 | 0 | 0 | 0 | 0 | 0 | 0 | 0 | 0 | 0 | 0 | 0 | 0 | 0 | 0
2016-05-01 18:00 | 0 | 0 | 0 | 0 | 0 | 0 | 685332.0865 | 411927 | 0 | 0 | 0 | 0 | 1585328.2767 | 3916335.4595 | 0 | 0 | 0 | 0 | 0 | 0 | 0 | 0 | 0 | 0 | 0 | 0 | 0 | 0 | 0 | 259139.105 | 14265.9815 | 0 | 0 | 0 | 0 | 0 | 0 | 0 | 0 | 0 | 0 | 0 | 0 | 0 | 0
2016-05-01 19:00 | 0 | 0 | 0 | 0 | 0 | 0 | 687614.0865 | 414209 | 0 | 0 | 0 | 0 | 1844467.3816 | 3930601.4411 | 0 | 0 | 0 | 0 | 0 | 0 | 0 | 0 | 0 | 0 | 0 | 0 | 0 | 0 | 0 | 259139.105 | 14265.9815 | 0 | 0 | 0 | 0 | 0 | 0 | 0 | 0 | 0 | 0 | 0 | 0 | 0 | 0
2016-05-01 20:00 | 0 | 0 | 0 | 0 | 0 | 0 | 694604.0865 | 421199 | 0 | 0 | 0 | 0 | 2103606.4866 | 3944867.4226 | 0 | 0 | 0 | 0 | 0 | 0 | 0 | 0 | 0 | 0 | 0 | 0 | 0 | 0 | 0 | 259139.105 | 14265.9815 | 0 | 0 | 0 | 0 | 0 | 0 | 0 | 0 | 0 | 0 | 0 | 0 | 0 | 0
2016-05-01 21:00 | 0 | 0 | 0 | 0 | 0 | 0 | 697879.0865 | 424474 | 0 | 0 | 0 | 0 | 2362745.5915 | 3959133.4041 | 0 | 0 | 0 | 0 | 0 | 0 | 0 | 0 | 0 | 0 | 0 | 0 | 0 | 0 | 0 | 259139.105 | 14265.9815 | 0 | 0 | 0 | 0 | 0 | 0 | 0 | 0 | 0 | 0 | 0 | 0 | 0 | 0
2016-05-01 22:00 | 0 | 0 | 0 | 0 | 0 | 0 | 699222.0865 | 425817 | 0 | 0 | 0 | 0 | 2621884.6965 | 3973399.3857 | 0 | 0 | 0 | 0 | 0 | 0 | 0 | 0 | 0 | 0 | 0 | 0 | 0 | 0 | 0 | 259139.105 | 14265.9815 | 0 | 0 | 0 | 0 | 0 | 0 | 0 | 0 | 0 | 0 | 0 | 0 | 0 | 0
2016-05-01 23:00 | 0 | 0 | 0 | 0 | 0 | 0 | 595150.795 | 426115 | 0 | 0 | 0 | 0 | 2776654.51 | 3987665.3672 | 0 | 0 | 0 | 0 | 0 | 0 | 0 | 0 | 0 | 0 | 0 | 0 | 0 | 0 | 0 | 154769.8135 | 14265.9815 | 0 | 0 | 0 | 0 | 0 | 0 | 0 | 0 | 0 | 0 | 0 | 0 | 0 | 0
2016-05-02 | 0 | 0 | 0 | 0 | 0 | 0 | 427604.9813 | 429974 | 0 | 0 | 0 | 0 | 2868962.3189 | 3892988.5396 | 0 | 0 | 0 | 0 | 0 | 0 | 0 | 0 | 0 | 0 | 0 | 0 | 0 | 0 | 0 | 92307.8089 | 14265.9815 | 108942.8092 | 0 | 0 | 0 | 0 | 0 | 0 | 0 | 0 | 0 | 0 | 0 | 0 | 0
2016-05-02 01:00 | 0 | 0 | 0 | 0 | 0 | 0 | 175299.2234 | 426880 | 0 | 0 | 0 | 0 | 2609823.2139 | 3900546.868 | 0 | 0 | 0 | 0 | 0 | 0 | 0 | 0 | 0 | 0 | 0 | 0 | 0 | 0 | 0 | -259139.105 | 7558.3284 | 0 | 0 | 0 | 0 | 0 | 0 | 0 | 0 | 0 | 0 | 0 | 0 | 0 | 0
2016-05-02 02:00 | 0 | 0 | 0 | 0 | 0 | 191232.4007 | 4095.6265 | 411645 | 0 | 0 | 0 | 0 | 2393506.2411 | 3900546.868 | 0 | 0 | 0 | 0 | 0 | 0 | 0 | 0 | 0 | 0 | 0 | 0 | 0 | 0 | 0 | -216316.9728 | 0 | 0 | 0 | 0 | 0 | 0 | 0 | 0 | 0 | 0 | 0 | 0 | 0 | 0 | 0
2016-05-02 03:00 | 0 | 0 | 0 | 0 | 0 | 179859.6732 | 0 | 388976 | 0 | 0 | 0 | 0 | 2293332.7235 | 3791604.0588 | 0 | 0 | 0 | 0 | 0 | 0 | 0 | 0 | 0 | 0 | 0 | 0 | 0 | 0 | 0 | -100173.5176 | 0 | 108942.8092 | 0 | 0 | 0 | 0 | 0 | 0 | 0 | 0 | 0 | 0 | 0 | 0 | 0
2016-05-02 04:00 | 0 | 0 | 0 | 0 | 0 | 183075.4684 | 0 | 368129 | 0 | 0 | 0 | 0 | 2108279.1919 | 3791604.0588 | 0 | 0 | 0 | 0 | 0 | 0 | 0 | 0 | 0 | 0 | 0 | 0 | 0 | 0 | 0 | -185053.5316 | 0 | 0 | 0 | 0 | 0 | 0 | 0 | 0 | 0 | 0 | 0 | 0 | 0 | 0 | 0
2016-05-02 05:00 | 0 | 0 | 0 | 0 | 0 | 90420.895 | 0 | 349560 | 0 | 0 | 0 | 0 | 1849140.0869 | 3791604.0588 | 0 | 0 | 0 | 0 | 0 | 0 | 0 | 0 | 0 | 0 | 0 | 0 | 0 | 0 | 0 | -259139.105 | 0 | 0 | 0 | 0 | 0 | 0 | 0 | 0 | 0 | 0 | 0 | 0 | 0 | 0 | 0
2016-05-02 06:00 | 0 | 0 | 0 | 0 | 0 | 78053.895 | 0 | 337193 | 0 | 0 | 0 | 0 | 1590000.982 | 3791604.0588 | 0 | 0 | 0 | 0 | 0 | 0 | 0 | 0 | 0 | 0 | 0 | 0 | 0 | 0 | 0 | -259139.105 | 0 | 0 | 0 | 0 | 0 | 0 | 0 | 0 | 0 | 0 | 0 | 0 | 0 | 0 | 0
2016-05-02 07:00 | 0 | 0 | 0 | 0 | 0 | 70667.895 | 0 | 329807 | 0 | 0 | 0 | 0 | 1330861.877 | 3791604.0588 | 0 | 0 | 0 | 0 | 0 | 0 | 0 | 0 | 0 | 0 | 0 | 0 | 0 | 0 | 0 | -259139.105 | 0 | 0 | 0 | 0 | 0 | 0 | 0 | 0 | 0 | 0 | 0 | 0 | 0 | 0 | 0
2016-05-02 08:00 | 0 | 0 | 0 | 0 | 0 | 70169.895 | 0 | 329309 | 0 | 0 | 0 | 0 | 1071722.7721 | 3791604.0588 | 0 | 0 | 0 | 0 | 0 | 0 | 0 | 0 | 0 | 0 | 0 | 0 | 0 | 0 | 0 | -259139.105 | 0 | 0 | 0 | 0 | 0 | 0 | 0 | 0 | 0 | 0 | 0 | 0 | 0 | 0 | 0
2016-05-02 09:00 | 0 | 0 | 0 | 0 | 0 | 79997.895 | 0 | 339137 | 0 | 0 | 0 | 0 | 812583.6671 | 3791604.0588 | 0 | 0 | 0 | 0 | 0 | 0 | 0 | 0 | 0 | 0 | 0 | 0 | 0 | 0 | 0 | -259139.105 | 0 | 0 | 0 | 0 | 0 | 0 | 0 | 0 | 0 | 0 | 0 | 0 | 0 | 0 | 0
2016-05-02 10:00 | 0 | 0 | 0 | 0 | 0 | 105453.895 | 0 | 364593 | 0 | 0 | 0 | 0 | 553444.5622 | 3791604.0588 | 0 | 0 | 0 | 0 | 0 | 0 | 0 | 0 | 0 | 0 | 0 | 0 | 0 | 0 | 0 | -259139.105 | 0 | 0 | 0 | 0 | 0 | 0 | 0 | 0 | 0 | 0 | 0 | 0 | 0 | 0 | 0
2016-05-02 11:00 | 0 | 0 | 0 | 0 | 0 | 129335.895 | 0 | 388475 | 0 | 0 | 0 | 0 | 294305.4572 | 3791604.0588 | 0 | 0 | 0 | 0 | 0 | 0 | 0 | 0 | 0 | 0 | 0 | 0 | 0 | 0 | 0 | -259139.105 | 0 | 0 | 0 | 0 | 0 | 0 | 0 | 0 | 0 | 0 | 0 | 0 | 0 | 0 | 0
2016-05-02 12:00 | 0 | 0 | 0 | 0 | 0 | 100695.8999 | 45577.9952 | 405413 | 0 | 0 | 0 | 0 | 35166.3523 | 3791604.0588 | 0 | 0 | 0 | 0 | 0 | 0 | 0 | 0 | 0 | 0 | 0 | 0 | 0 | 0 | 0 | -259139.105 | 0 | 0 | 0 | 0 | 0 | 0 | 0 | 0 | 0 | 0 | 0 | 0 | 0 | 0 | 0
2016-05-02 13:00 | 0 | 0 | 0 | 0 | 0 | 0 | 397201.6293 | 418102 | 0 | 0 | 0 | 0 | 0 | 3805870.0404 | 0 | 0 | 0 | 0 | 0 | 0 | 0 | 0 | 0 | 0 | 0 | 0 | 0 | 0 | 0 | -35166.3523 | 14265.9815 | 0 | 0 | 0 | 0 | 0 | 0 | 0 | 0 | 0 | 0 | 0 | 0 | 0 | 0
2016-05-02 14:00 | 0 | 0 | 0 | 0 | 0 | 0 | 702720.2891 | 431131 | 0 | 0 | 0 | 0 | 257323.3076 | 3820136.0219 | 0 | 0 | 0 | 0 | 0 | 0 | 0 | 0 | 0 | 0 | 0 | 0 | 0 | 0 | 0 | 257323.3076 | 14265.9815 | 0 | 0 | 0 | 0 | 0 | 0 | 0 | 0 | 0 | 0 | 0 | 0 | 0 | 0
2016-05-02 15:00 | 0 | 0 | 0 | 0 | 0 | 0 | 714210.0865 | 440805 | 0 | 0 | 0 | 0 | 516462.4125 | 3834402.0034 | 0 | 0 | 0 | 0 | 0 | 0 | 0 | 0 | 0 | 0 | 0 | 0 | 0 | 0 | 0 | 259139.105 | 14265.9815 | 0 | 0 | 0 | 0 | 0 | 0 | 0 | 0 | 0 | 0 | 0 | 0 | 0 | 0
2016-05-02 16:00 | 0 | 0 | 0 | 0 | 0 | 0 | 719550.0865 | 446145 | 0 | 0 | 0 | 0 | 775601.5175 | 3848667.985 | 0 | 0 | 0 | 0 | 0 | 0 | 0 | 0 | 0 | 0 | 0 | 0 | 0 | 0 | 0 | 259139.105 | 14265.9815 | 0 | 0 | 0 | 0 | 0 | 0 | 0 | 0 | 0 | 0 | 0 | 0 | 0 | 0
2016-05-02 17:00 | 0 | 0 | 0 | 0 | 0 | 0 | 724411.0865 | 451006 | 0 | 0 | 0 | 0 | 1034740.6224 | 3862933.9665 | 0 | 0 | 0 | 0 | 0 | 0 | 0 | 0 | 0 | 0 | 0 | 0 | 0 | 0 | 0 | 259139.105 | 14265.9815 | 0 | 0 | 0 | 0 | 0 | 0 | 0 | 0 | 0 | 0 | 0 | 0 | 0 | 0
2016-05-02 18:00 | 0 | 0 | 0 | 0 | 0 | 0 | 728026.0865 | 454621 | 0 | 0 | 0 | 0 | 1293879.7274 | 3877199.948 | 0 | 0 | 0 | 0 | 0 | 0 | 0 | 0 | 0 | 0 | 0 | 0 | 0 | 0 | 0 | 259139.105 | 14265.9815 | 0 | 0 | 0 | 0 | 0 | 0 | 0 | 0 | 0 | 0 | 0 | 0 | 0 | 0
2016-05-02 19:00 | 0 | 0 | 0 | 0 | 0 | 0 | 728160.0865 | 454755 | 0 | 0 | 0 | 0 | 1553018.8323 | 3891465.9296 | 0 | 0 | 0 | 0 | 0 | 0 | 0 | 0 | 0 | 0 | 0 | 0 | 0 | 0 | 0 | 259139.105 | 14265.9815 | 0 | 0 | 0 | 0 | 0 | 0 | 0 | 0 | 0 | 0 | 0 | 0 | 0 | 0
2016-05-02 20:00 | 0 | 0 | 0 | 0 | 0 | 0 | 728210.0865 | 454805 | 0 | 0 | 0 | 0 | 1812157.9373 | 3905731.9111 | 0 | 0 | 0 | 0 | 0 | 0 | 0 | 0 | 0 | 0 | 0 | 0 | 0 | 0 | 0 | 259139.105 | 14265.9815 | 0 | 0 | 0 | 0 | 0 | 0 | 0 | 0 | 0 | 0 | 0 | 0 | 0 | 0
2016-05-02 21:00 | 0 | 0 | 0 | 0 | 0 | 0 | 727660.0865 | 454255 | 0 | 0 | 0 | 0 | 2071297.0422 | 3919997.8926 | 0 | 0 | 0 | 0 | 0 | 0 | 0 | 0 | 0 | 0 | 0 | 0 | 0 | 0 | 0 | 259139.105 | 14265.9815 | 0 | 0 | 0 | 0 | 0 | 0 | 0 | 0 | 0 | 0 | 0 | 0 | 0 | 0
2016-05-02 22:00 | 0 | 0 | 0 | 0 | 0 | 0 | 725664.0865 | 452259 | 0 | 0 | 0 | 0 | 2330436.1472 | 3934263.8741 | 0 | 0 | 0 | 0 | 0 | 0 | 0 | 0 | 0 | 0 | 0 | 0 | 0 | 0 | 0 | 259139.105 | 14265.9815 | 0 | 0 | 0 | 0 | 0 | 0 | 0 | 0 | 0 | 0 | 0 | 0 | 0 | 0
2016-05-02 23:00 | 0 | 0 | 0 | 0 | 0 | 0 | 723961.0865 | 450556 | 0 | 0 | 0 | 0 | 2589575.2521 | 3948529.8557 | 0 | 0 | 0 | 0 | 0 | 0 | 0 | 0 | 0 | 0 | 0 | 0 | 0 | 0 | 0 | 259139.105 | 14265.9815 | 0 | 0 | 0 | 0 | 0 | 0 | 0 | 0 | 0 | 0 | 0 | 0 | 0 | 0
2016-05-03 | 0 | 0 | 0 | 0 | 0 | 0 | 551521.6942 | 452680 | 0 | 0 | 0 | 0 | 2674150.9648 | 3962795.8372 | 0 | 0 | 0 | 0 | 0 | 0 | 0 | 0 | 0 | 0 | 0 | 0 | 0 | 0 | 0 | 84575.7127 | 14265.9815 | 0 | 0 | 0 | 0 | 0 | 0 | 0 | 0 | 0 | 0 | 0 | 0 | 0 | 0
2016-05-03 01:00 | 0 | 0 | 0 | 0 | 0 | 0 | 207793.0109 | 448063 | 0 | 0 | 0 | 0 | 2528557.8033 | 3868119.0096 | 0 | 0 | 0 | 0 | 0 | 0 | 0 | 0 | 0 | 0 | 0 | 0 | 0 | 0 | 0 | -145593.1615 | 14265.9815 | 108942.8092 | 0 | 0 | 0 | 0 | 0 | 0 | 0 | 0 | 0 | 0 | 0 | 0 | 0
2016-05-03 02:00 | 0 | 0 | 0 | 0 | 0 | 136156.8384 | 4118.6366 | 427991 | 0 | 0 | 0 | 0 | 2335519.1059 | 3773442.182 | 0 | 0 | 0 | 0 | 0 | 0 | 0 | 0 | 0 | 0 | 0 | 0 | 0 | 0 | 0 | -193038.6974 | 14265.9815 | 108942.8092 | 0 | 0 | 0 | 0 | 0 | 0 | 0 | 0 | 0 | 0 | 0 | 0 | 0
2016-05-03 03:00 | 0 | 0 | 0 | 0 | 0 | 155563.5981 | 0 | 402380 | 0 | 0 | 0 | 0 | 2088702.7041 | 3773442.182 | 0 | 0 | 0 | 0 | 0 | 0 | 0 | 0 | 0 | 0 | 0 | 0 | 0 | 0 | 0 | -246816.4019 | 0 | 0 | 0 | 0 | 0 | 0 | 0 | 0 | 0 | 0 | 0 | 0 | 0 | 0 | 0
2016-05-03 04:00 | 0 | 0 | 0 | 0 | 0 | 190834.536 | 0 | 378036 | 0 | 0 | 0 | 0 | 1901501.2401 | 3773442.182 | 0 | 0 | 0 | 0 | 0 | 0 | 0 | 0 | 0 | 0 | 0 | 0 | 0 | 0 | 0 | -187201.464 | 0 | 0 | 0 | 0 | 0 | 0 | 0 | 0 | 0 | 0 | 0 | 0 | 0 | 0 | 0
2016-05-03 05:00 | 0 | 0 | 0 | 0 | 0 | 100253.895 | 0 | 359393 | 0 | 0 | 0 | 0 | 1642362.1351 | 3773442.182 | 0 | 0 | 0 | 0 | 0 | 0 | 0 | 0 | 0 | 0 | 0 | 0 | 0 | 0 | 0 | -259139.105 | 0 | 0 | 0 | 0 | 0 | 0 | 0 | 0 | 0 | 0 | 0 | 0 | 0 | 0 | 0
2016-05-03 06:00 | 0 | 0 | 0 | 0 | 0 | 85356.895 | 0 | 344496 | 0 | 0 | 0 | 0 | 1383223.0302 | 3773442.182 | 0 | 0 | 0 | 0 | 0 | 0 | 0 | 0 | 0 | 0 | 0 | 0 | 0 | 0 | 0 | -259139.105 | 0 | 0 | 0 | 0 | 0 | 0 | 0 | 0 | 0 | 0 | 0 | 0 | 0 | 0 | 0
2016-05-03 07:00 | 0 | 0 | 0 | 0 | 0 | 77030.895 | 0 | 336170 | 0 | 0 | 0 | 0 | 1124083.9252 | 3773442.182 | 0 | 0 | 0 | 0 | 0 | 0 | 0 | 0 | 0 | 0 | 0 | 0 | 0 | 0 | 0 | -259139.105 | 0 | 0 | 0 | 0 | 0 | 0 | 0 | 0 | 0 | 0 | 0 | 0 | 0 | 0 | 0
2016-05-03 08:00 | 0 | 0 | 0 | 0 | 0 | 75483.895 | 0 | 334623 | 0 | 0 | 0 | 0 | 864944.8203 | 3773442.182 | 0 | 0 | 0 | 0 | 0 | 0 | 0 | 0 | 0 | 0 | 0 | 0 | 0 | 0 | 0 | -259139.105 | 0 | 0 | 0 | 0 | 0 | 0 | 0 | 0 | 0 | 0 | 0 | 0 | 0 | 0 | 0
2016-05-03 09:00 | 0 | 0 | 0 | 0 | 0 | 84347.895 | 0 | 343487 | 0 | 0 | 0 | 0 | 605805.7153 | 3773442.182 | 0 | 0 | 0 | 0 | 0 | 0 | 0 | 0 | 0 | 0 | 0 | 0 | 0 | 0 | 0 | -259139.105 | 0 | 0 | 0 | 0 | 0 | 0 | 0 | 0 | 0 | 0 | 0 | 0 | 0 | 0 | 0
2016-05-03 10:00 | 0 | 0 | 0 | 0 | 0 | 107617.895 | 0 | 366757 | 0 | 0 | 0 | 0 | 346666.6104 | 3773442.182 | 0 | 0 | 0 | 0 | 0 | 0 | 0 | 0 | 0 | 0 | 0 | 0 | 0 | 0 | 0 | -259139.105 | 0 | 0 | 0 | 0 | 0 | 0 | 0 | 0 | 0 | 0 | 0 | 0 | 0 | 0 | 0
2016-05-03 11:00 | 0 | 0 | 0 | 0 | 0 | 364556.311 | 0 | 390360 | 0 | 0 | 0 | 0 | 306596.9398 | 3787708.1635 | 0 | 0 | 0 | 0 | 0 | 0 | 0 | 0 | 0 | 0 | 0 | 0 | 0 | 0 | 0 | -40069.6706 | 14265.9815 | 0 | 0 | 0 | 0 | 0 | 0 | 0 | 0 | 0 | 0 | 0 | 0 | 0 | 0
2016-05-03 12:00 | 0 | 0 | 0 | 0 | 0 | 113965.9523 | 46202.9243 | 405042 | 0 | 0 | 0 | 0 | 47457.8348 | 3801974.145 | 0 | 0 | 0 | 0 | 0 | 0 | 0 | 0 | 0 | 0 | 0 | 0 | 0 | 0 | 0 | -259139.105 | 14265.9815 | 0 | 0 | 0 | 0 | 0 | 0 | 0 | 0 | 0 | 0 | 0 | 0 | 0 | 0
2016-05-03 13:00 | 0 | 0 | 0 | 0 | 0 | 0 | 397522.5051 | 415297 | 0 | 0 | 0 | 0 | 15417.3584 | 3816240.1266 | 0 | 0 | 0 | 0 | 0 | 0 | 0 | 0 | 0 | 0 | 0 | 0 | 0 | 0 | 0 | -32040.4764 | 14265.9815 | 0 | 0 | 0 | 0 | 0 | 0 | 0 | 0 | 0 | 0 | 0 | 0 | 0 | 0
2016-05-03 14:00 | 0 | 0 | 0 | 0 | 0 | 0 | 698886.0865 | 425481 | 0 | 0 | 0 | 0 | 274556.4633 | 3830506.1081 | 0 | 0 | 0 | 0 | 0 | 0 | 0 | 0 | 0 | 0 | 0 | 0 | 0 | 0 | 0 | 259139.105 | 14265.9815 | 0 | 0 | 0 | 0 | 0 | 0 | 0 | 0 | 0 | 0 | 0 | 0 | 0 | 0
2016-05-03 15:00 | 0 | 0 | 0 | 0 | 0 | 0 | 706505.0865 | 433100 | 0 | 0 | 0 | 0 | 533695.5683 | 3844772.0896 | 0 | 0 | 0 | 0 | 0 | 0 | 0 | 0 | 0 | 0 | 0 | 0 | 0 | 0 | 0 | 259139.105 | 14265.9815 | 0 | 0 | 0 | 0 | 0 | 0 | 0 | 0 | 0 | 0 | 0 | 0 | 0 | 0
2016-05-03 16:00 | 0 | 0 | 0 | 0 | 0 | 0 | 712206.0865 | 438801 | 0 | 0 | 0 | 0 | 792834.6732 | 3859038.0712 | 0 | 0 | 0 | 0 | 0 | 0 | 0 | 0 | 0 | 0 | 0 | 0 | 0 | 0 | 0 | 259139.105 | 14265.9815 | 0 | 0 | 0 | 0 | 0 | 0 | 0 | 0 | 0 | 0 | 0 | 0 | 0 | 0
2016-05-03 17:00 | 0 | 0 | 0 | 0 | 0 | 0 | 717626.0865 | 444221 | 0 | 0 | 0 | 0 | 1051973.7782 | 3873304.0527 | 0 | 0 | 0 | 0 | 0 | 0 | 0 | 0 | 0 | 0 | 0 | 0 | 0 | 0 | 0 | 259139.105 | 14265.9815 | 0 | 0 | 0 | 0 | 0 | 0 | 0 | 0 | 0 | 0 | 0 | 0 | 0 | 0
2016-05-03 18:00 | 0 | 0 | 0 | 0 | 0 | 0 | 722350.0865 | 448945 | 0 | 0 | 0 | 0 | 1311112.8831 | 3887570.0342 | 0 | 0 | 0 | 0 | 0 | 0 | 0 | 0 | 0 | 0 | 0 | 0 | 0 | 0 | 0 | 259139.105 | 14265.9815 | 0 | 0 | 0 | 0 | 0 | 0 | 0 | 0 | 0 | 0 | 0 | 0 | 0 | 0
2016-05-03 19:00 | 0 | 0 | 0 | 0 | 0 | 0 | 725602.0865 | 452197 | 0 | 0 | 0 | 0 | 1570251.9881 | 3901836.0158 | 0 | 0 | 0 | 0 | 0 | 0 | 0 | 0 | 0 | 0 | 0 | 0 | 0 | 0 | 0 | 259139.105 | 14265.9815 | 0 | 0 | 0 | 0 | 0 | 0 | 0 | 0 | 0 | 0 | 0 | 0 | 0 | 0
2016-05-03 20:00 | 0 | 0 | 0 | 0 | 0 | 0 | 727016.0865 | 453611 | 0 | 0 | 0 | 0 | 1829391.093 | 3916101.9973 | 0 | 0 | 0 | 0 | 0 | 0 | 0 | 0 | 0 | 0 | 0 | 0 | 0 | 0 | 0 | 259139.105 | 14265.9815 | 0 | 0 | 0 | 0 | 0 | 0 | 0 | 0 | 0 | 0 | 0 | 0 | 0 | 0
2016-05-03 21:00 | 0 | 0 | 0 | 0 | 0 | 0 | 729390.0865 | 455985 | 0 | 0 | 0 | 0 | 2088530.198 | 3930367.9788 | 0 | 0 | 0 | 0 | 0 | 0 | 0 | 0 | 0 | 0 | 0 | 0 | 0 | 0 | 0 | 259139.105 | 14265.9815 | 0 | 0 | 0 | 0 | 0 | 0 | 0 | 0 | 0 | 0 | 0 | 0 | 0 | 0
2016-05-03 22:00 | 0 | 0 | 0 | 0 | 0 | 0 | 727058.0865 | 453653 | 0 | 0 | 0 | 0 | 2347669.3029 | 3944633.9604 | 0 | 0 | 0 | 0 | 0 | 0 | 0 | 0 | 0 | 0 | 0 | 0 | 0 | 0 | 0 | 259139.105 | 14265.9815 | 0 | 0 | 0 | 0 | 0 | 0 | 0 | 0 | 0 | 0 | 0 | 0 | 0 | 0
2016-05-03 23:00 | 0 | 0 | 0 | 0 | 0 | 0 | 723539.0865 | 450134 | 0 | 0 | 0 | 0 | 2606808.4079 | 3958899.9419 | 0 | 0 | 0 | 0 | 0 | 0 | 0 | 0 | 0 | 0 | 0 | 0 | 0 | 0 | 0 | 259139.105 | 14265.9815 | 0 | 0 | 0 | 0 | 0 | 0 | 0 | 0 | 0 | 0 | 0 | 0 | 0 | 0
2016-05-04 | 0 | 0 | 0 | 0 | 0 | 0 | 536399.448 | 450877 | 0 | 0 | 0 | 0 | 2678064.8743 | 3973165.9234 | 0 | 0 | 0 | 0 | 0 | 0 | 0 | 0 | 0 | 0 | 0 | 0 | 0 | 0 | 0 | 71256.4665 | 14265.9815 | 0 | 0 | 0 | 0 | 0 | 0 | 0 | 0 | 0 | 0 | 0 | 0 | 0 | 0
2016-05-04 01:00 | 0 | 0 | 0 | 0 | 0 | 177789.2867 | 154830.0913 | 447810 | 0 | 0 | 0 | 0 | 2548608.2707 | 3987431.905 | 0 | 0 | 0 | 0 | 0 | 0 | 0 | 0 | 0 | 0 | 0 | 0 | 0 | 0 | 0 | -129456.6036 | 14265.9815 | 0 | 0 | 0 | 0 | 0 | 0 | 0 | 0 | 0 | 0 | 0 | 0 | 0 | 0
2016-05-04 02:00 | 0 | 0 | 0 | 0 | 0 | 494973.777 | 2731.9701 | 428280 | 0 | 0 | 0 | 0 | 2603768.0362 | 4001697.8865 | 0 | 0 | 0 | 0 | 0 | 0 | 0 | 0 | 0 | 0 | 0 | 0 | 0 | 0 | 0 | 55159.7655 | 14265.9815 | 0 | 0 | 0 | 0 | 0 | 0 | 0 | 0 | 0 | 0 | 0 | 0 | 0 | 0
2016-05-04 03:00 | 0 | 0 | 0 | 0 | 0 | 142875.895 | 0 | 402015 | 0 | 0 | 0 | 0 | 2344628.9313 | 4001697.8865 | 0 | 0 | 0 | 0 | 0 | 0 | 0 | 0 | 0 | 0 | 0 | 0 | 0 | 0 | 0 | -259139.105 | 0 | 0 | 0 | 0 | 0 | 0 | 0 | 0 | 0 | 0 | 0 | 0 | 0 | 0 | 0
2016-05-04 04:00 | 0 | 0 | 0 | 0 | 0 | 118463.895 | 0 | 377603 | 0 | 0 | 0 | 0 | 2085489.8263 | 4001697.8865 | 0 | 0 | 0 | 0 | 0 | 0 | 0 | 0 | 0 | 0 | 0 | 0 | 0 | 0 | 0 | -259139.105 | 0 | 0 | 0 | 0 | 0 | 0 | 0 | 0 | 0 | 0 | 0 | 0 | 0 | 0 | 0
2016-05-04 05:00 | 0 | 0 | 0 | 0 | 0 | 97732.895 | 0 | 356872 | 0 | 0 | 0 | 0 | 1826350.7214 | 4001697.8865 | 0 | 0 | 0 | 0 | 0 | 0 | 0 | 0 | 0 | 0 | 0 | 0 | 0 | 0 | 0 | -259139.105 | 0 | 0 | 0 | 0 | 0 | 0 | 0 | 0 | 0 | 0 | 0 | 0 | 0 | 0 | 0
2016-05-04 06:00 | 0 | 0 | 0 | 0 | 0 | 83084.895 | 0 | 342224 | 0 | 0 | 0 | 0 | 1567211.6164 | 4001697.8865 | 0 | 0 | 0 | 0 | 0 | 0 | 0 | 0 | 0 | 0 | 0 | 0 | 0 | 0 | 0 | -259139.105 | 0 | 0 | 0 | 0 | 0 | 0 | 0 | 0 | 0 | 0 | 0 | 0 | 0 | 0 | 0
2016-05-04 07:00 | 0 | 0 | 0 | 0 | 0 | 73986.895 | 0 | 333126 | 0 | 0 | 0 | 0 | 1308072.5115 | 4001697.8865 | 0 | 0 | 0 | 0 | 0 | 0 | 0 | 0 | 0 | 0 | 0 | 0 | 0 | 0 | 0 | -259139.105 | 0 | 0 | 0 | 0 | 0 | 0 | 0 | 0 | 0 | 0 | 0 | 0 | 0 | 0 | 0
2016-05-04 08:00 | 0 | 0 | 0 | 0 | 0 | 71767.895 | 0 | 330907 | 0 | 0 | 0 | 0 | 1048933.4065 | 4001697.8865 | 0 | 0 | 0 | 0 | 0 | 0 | 0 | 0 | 0 | 0 | 0 | 0 | 0 | 0 | 0 | -259139.105 | 0 | 0 | 0 | 0 | 0 | 0 | 0 | 0 | 0 | 0 | 0 | 0 | 0 | 0 | 0
2016-05-04 09:00 | 0 | 0 | 0 | 0 | 0 | 80483.895 | 0 | 339623 | 0 | 0 | 0 | 0 | 789794.3016 | 4001697.8865 | 0 | 0 | 0 | 0 | 0 | 0 | 0 | 0 | 0 | 0 | 0 | 0 | 0 | 0 | 0 | -259139.105 | 0 | 0 | 0 | 0 | 0 | 0 | 0 | 0 | 0 | 0 | 0 | 0 | 0 | 0 | 0
2016-05-04 10:00 | 0 | 0 | 0 | 0 | 0 | 104111.895 | 0 | 363251 | 0 | 0 | 0 | 0 | 530655.1966 | 4001697.8865 | 0 | 0 | 0 | 0 | 0 | 0 | 0 | 0 | 0 | 0 | 0 | 0 | 0 | 0 | 0 | -259139.105 | 0 | 0 | 0 | 0 | 0 | 0 | 0 | 0 | 0 | 0 | 0 | 0 | 0 | 0 | 0
2016-05-04 11:00 | 0 | 0 | 0 | 0 | 0 | 125632.895 | 0 | 384772 | 0 | 0 | 0 | 0 | 271516.0917 | 4001697.8865 | 0 | 0 | 0 | 0 | 0 | 0 | 0 | 0 | 0 | 0 | 0 | 0 | 0 | 0 | 0 | -259139.105 | 0 | 0 | 0 | 0 | 0 | 0 | 0 | 0 | 0 | 0 | 0 | 0 | 0 | 0 | 0
2016-05-04 12:00 | 0 | 0 | 0 | 0 | 0 | 390907.1554 | 45324.8023 | 397724 | 0 | 0 | 0 | 0 | 295758.0678 | 4015963.868 | 0 | 0 | 0 | 0 | 0 | 0 | 0 | 0 | 0 | 0 | 0 | 0 | 0 | 0 | 0 | 24241.9761 | 14265.9815 | 0 | 0 | 0 | 0 | 0 | 0 | 0 | 0 | 0 | 0 | 0 | 0 | 0 | 0
2016-05-04 13:00 | 0 | 0 | 0 | 0 | 0 | 0 | 405669.292 | 408059 | 0 | 0 | 0 | 0 | 279102.3782 | 4030229.8496 | 0 | 0 | 0 | 0 | 0 | 0 | 0 | 0 | 0 | 0 | 0 | 0 | 0 | 0 | 0 | -16655.6896 | 14265.9815 | 0 | 0 | 0 | 0 | 0 | 0 | 0 | 0 | 0 | 0 | 0 | 0 | 0 | 0
2016-05-04 14:00 | 0 | 0 | 0 | 0 | 0 | 0 | 635370.7278 | 417378 | 0 | 0 | 0 | 0 | 482829.1245 | 4044495.8311 | 0 | 0 | 0 | 0 | 0 | 0 | 0 | 0 | 0 | 0 | 0 | 0 | 0 | 0 | 0 | 203726.7463 | 14265.9815 | 0 | 0 | 0 | 0 | 0 | 0 | 0 | 0 | 0 | 0 | 0 | 0 | 0 | 0
2016-05-04 15:00 | 0 | 0 | 0 | 0 | 0 | 0 | 697695.0865 | 424290 | 0 | 0 | 0 | 0 | 741968.2295 | 4058761.8126 | 0 | 0 | 0 | 0 | 0 | 0 | 0 | 0 | 0 | 0 | 0 | 0 | 0 | 0 | 0 | 259139.105 | 14265.9815 | 0 | 0 | 0 | 0 | 0 | 0 | 0 | 0 | 0 | 0 | 0 | 0 | 0 | 0
2016-05-04 16:00 | 0 | 0 | 0 | 0 | 0 | 0 | 701476.0865 | 428071 | 0 | 0 | 0 | 0 | 1001107.3344 | 4073027.7941 | 0 | 0 | 0 | 0 | 0 | 0 | 0 | 0 | 0 | 0 | 0 | 0 | 0 | 0 | 0 | 259139.105 | 14265.9815 | 0 | 0 | 0 | 0 | 0 | 0 | 0 | 0 | 0 | 0 | 0 | 0 | 0 | 0
2016-05-04 17:00 | 0 | 0 | 0 | 0 | 0 | 0 | 704904.0865 | 431499 | 0 | 0 | 0 | 0 | 1260246.4394 | 4087293.7757 | 0 | 0 | 0 | 0 | 0 | 0 | 0 | 0 | 0 | 0 | 0 | 0 | 0 | 0 | 0 | 259139.105 | 14265.9815 | 0 | 0 | 0 | 0 | 0 | 0 | 0 | 0 | 0 | 0 | 0 | 0 | 0 | 0
2016-05-04 18:00 | 0 | 0 | 0 | 0 | 0 | 0 | 707819.0865 | 434414 | 0 | 0 | 0 | 0 | 1519385.5443 | 4101559.7572 | 0 | 0 | 0 | 0 | 0 | 0 | 0 | 0 | 0 | 0 | 0 | 0 | 0 | 0 | 0 | 259139.105 | 14265.9815 | 0 | 0 | 0 | 0 | 0 | 0 | 0 | 0 | 0 | 0 | 0 | 0 | 0 | 0
2016-05-04 19:00 | 0 | 0 | 0 | 0 | 0 | 0 | 710305.0865 | 436900 | 0 | 0 | 0 | 0 | 1778524.6493 | 4115825.7387 | 0 | 0 | 0 | 0 | 0 | 0 | 0 | 0 | 0 | 0 | 0 | 0 | 0 | 0 | 0 | 259139.105 | 14265.9815 | 0 | 0 | 0 | 0 | 0 | 0 | 0 | 0 | 0 | 0 | 0 | 0 | 0 | 0
2016-05-04 20:00 | 0 | 0 | 0 | 0 | 0 | 0 | 713785.0865 | 440380 | 0 | 0 | 0 | 0 | 2037663.7542 | 4130091.7203 | 0 | 0 | 0 | 0 | 0 | 0 | 0 | 0 | 0 | 0 | 0 | 0 | 0 | 0 | 0 | 259139.105 | 14265.9815 | 0 | 0 | 0 | 0 | 0 | 0 | 0 | 0 | 0 | 0 | 0 | 0 | 0 | 0
2016-05-04 21:00 | 0 | 0 | 0 | 0 | 0 | 0 | 717907.0865 | 444502 | 0 | 0 | 0 | 0 | 2296802.8592 | 4144357.7018 | 0 | 0 | 0 | 0 | 0 | 0 | 0 | 0 | 0 | 0 | 0 | 0 | 0 | 0 | 0 | 259139.105 | 14265.9815 | 0 | 0 | 0 | 0 | 0 | 0 | 0 | 0 | 0 | 0 | 0 | 0 | 0 | 0
2016-05-04 22:00 | 0 | 0 | 0 | 0 | 0 | 0 | 719220.0865 | 445815 | 0 | 0 | 0 | 0 | 2555941.9641 | 4158623.6833 | 0 | 0 | 0 | 0 | 0 | 0 | 0 | 0 | 0 | 0 | 0 | 0 | 0 | 0 | 0 | 259139.105 | 14265.9815 | 0 | 0 | 0 | 0 | 0 | 0 | 0 | 0 | 0 | 0 | 0 | 0 | 0 | 0
2016-05-04 23:00 | 0 | 0 | 0 | 0 | 0 | 0 | 718605.0865 | 445200 | 0 | 0 | 0 | 0 | 2815081.0691 | 4172889.6649 | 0 | 0 | 0 | 0 | 0 | 0 | 0 | 0 | 0 | 0 | 0 | 0 | 0 | 0 | 0 | 259139.105 | 14265.9815 | 0 | 0 | 0 | 0 | 0 | 0 | 0 | 0 | 0 | 0 | 0 | 0 | 0 | 0
2016-05-05 | 0 | 0 | 0 | 0 | 0 | 0 | 540500.4571 | 446544 | 0 | 0 | 0 | 0 | 2894771.5446 | 4187155.6464 | 0 | 0 | 0 | 0 | 0 | 0 | 0 | 0 | 0 | 0 | 0 | 0 | 0 | 0 | 0 | 79690.4755 | 14265.9815 | 0 | 0 | 0 | 0 | 0 | 0 | 0 | 0 | 0 | 0 | 0 | 0 | 0 | 0
2016-05-05 01:00 | 0 | 0 | 0 | 0 | 0 | 270534.435 | 171263.565 | 441798 | 0 | 0 | 0 | 0 | 2894771.5446 | 4187155.6464 | 0 | 0 | 0 | 0 | 0 | 0 | 0 | 0 | 0 | 0 | 0 | 0 | 0 | 0 | 0 | 0 | 0 | 0 | 0 | 0 | 0 | 0 | 0 | 0 | 0 | 0 | 0 | 0 | 0 | 0 | 0
2016-05-05 02:00 | 0 | 0 | 0 | 0 | 0 | 161624.6028 | 2489.2923 | 423253 | 0 | 0 | 0 | 0 | 2635632.4397 | 4187155.6464 | 0 | 0 | 0 | 0 | 0 | 0 | 0 | 0 | 0 | 0 | 0 | 0 | 0 | 0 | 0 | -259139.105 | 0 | 0 | 0 | 0 | 0 | 0 | 0 | 0 | 0 | 0 | 0 | 0 | 0 | 0 | 0
2016-05-05 03:00 | 0 | 0 | 0 | 0 | 0 | 137454.895 | 0 | 396594 | 0 | 0 | 0 | 0 | 2376493.3347 | 4187155.6464 | 0 | 0 | 0 | 0 | 0 | 0 | 0 | 0 | 0 | 0 | 0 | 0 | 0 | 0 | 0 | -259139.105 | 0 | 0 | 0 | 0 | 0 | 0 | 0 | 0 | 0 | 0 | 0 | 0 | 0 | 0 | 0
2016-05-05 04:00 | 0 | 0 | 0 | 0 | 0 | 151853.5237 | 0 | 373065 | 0 | 0 | 0 | 0 | 2155281.8584 | 4187155.6464 | 0 | 0 | 0 | 0 | 0 | 0 | 0 | 0 | 0 | 0 | 0 | 0 | 0 | 0 | 0 | -221211.4763 | 0 | 0 | 0 | 0 | 0 | 0 | 0 | 0 | 0 | 0 | 0 | 0 | 0 | 0 | 0
2016-05-05 05:00 | 0 | 0 | 0 | 0 | 0 | 94050.895 | 0 | 353190 | 0 | 0 | 0 | 0 | 1896142.7535 | 4187155.6464 | 0 | 0 | 0 | 0 | 0 | 0 | 0 | 0 | 0 | 0 | 0 | 0 | 0 | 0 | 0 | -259139.105 | 0 | 0 | 0 | 0 | 0 | 0 | 0 | 0 | 0 | 0 | 0 | 0 | 0 | 0 | 0
2016-05-05 06:00 | 0 | 0 | 0 | 0 | 0 | 79336.895 | 0 | 338476 | 0 | 0 | 0 | 0 | 1637003.6485 | 4187155.6464 | 0 | 0 | 0 | 0 | 0 | 0 | 0 | 0 | 0 | 0 | 0 | 0 | 0 | 0 | 0 | -259139.105 | 0 | 0 | 0 | 0 | 0 | 0 | 0 | 0 | 0 | 0 | 0 | 0 | 0 | 0 | 0
2016-05-05 07:00 | 0 | 0 | 0 | 0 | 0 | 71068.895 | 0 | 330208 | 0 | 0 | 0 | 0 | 1377864.5436 | 4187155.6464 | 0 | 0 | 0 | 0 | 0 | 0 | 0 | 0 | 0 | 0 | 0 | 0 | 0 | 0 | 0 | -259139.105 | 0 | 0 | 0 | 0 | 0 | 0 | 0 | 0 | 0 | 0 | 0 | 0 | 0 | 0 | 0
2016-05-05 08:00 | 0 | 0 | 0 | 0 | 0 | 69184.895 | 0 | 328324 | 0 | 0 | 0 | 0 | 1118725.4386 | 4187155.6464 | 0 | 0 | 0 | 0 | 0 | 0 | 0 | 0 | 0 | 0 | 0 | 0 | 0 | 0 | 0 | -259139.105 | 0 | 0 | 0 | 0 | 0 | 0 | 0 | 0 | 0 | 0 | 0 | 0 | 0 | 0 | 0
2016-05-05 09:00 | 0 | 0 | 0 | 0 | 0 | 78860.895 | 0 | 338000 | 0 | 0 | 0 | 0 | 859586.3337 | 4187155.6464 | 0 | 0 | 0 | 0 | 0 | 0 | 0 | 0 | 0 | 0 | 0 | 0 | 0 | 0 | 0 | -259139.105 | 0 | 0 | 0 | 0 | 0 | 0 | 0 | 0 | 0 | 0 | 0 | 0 | 0 | 0 | 0
2016-05-05 10:00 | 0 | 0 | 0 | 0 | 0 | 101528.895 | 0 | 360668 | 0 | 0 | 0 | 0 | 600447.2287 | 4187155.6464 | 0 | 0 | 0 | 0 | 0 | 0 | 0 | 0 | 0 | 0 | 0 | 0 | 0 | 0 | 0 | -259139.105 | 0 | 0 | 0 | 0 | 0 | 0 | 0 | 0 | 0 | 0 | 0 | 0 | 0 | 0 | 0
2016-05-05 11:00 | 0 | 0 | 0 | 0 | 0 | 125172.895 | 0 | 384312 | 0 | 0 | 0 | 0 | 341308.1238 | 4187155.6464 | 0 | 0 | 0 | 0 | 0 | 0 | 0 | 0 | 0 | 0 | 0 | 0 | 0 | 0 | 0 | -259139.105 | 0 | 0 | 0 | 0 | 0 | 0 | 0 | 0 | 0 | 0 | 0 | 0 | 0 | 0 | 0
2016-05-05 12:00 | 0 | 0 | 0 | 0 | 0 | 309476.4524 | 45687.1372 | 397866 | 0 | 0 | 0 | 0 | 298605.7134 | 4187155.6464 | 0 | 0 | 0 | 0 | 0 | 0 | 0 | 0 | 0 | 0 | 0 | 0 | 0 | 0 | 0 | -42702.4104 | 0 | 0 | 0 | 0 | 0 | 0 | 0 | 0 | 0 | 0 | 0 | 0 | 0 | 0 | 0
2016-05-05 13:00 | 0 | 0 | 0 | 0 | 0 | 0 | 399147.8722 | 407841 | 0 | 0 | 0 | 0 | 398855.3947 | 4078212.8373 | 0 | 0 | 0 | 0 | 0 | 0 | 0 | 0 | 0 | 0 | 0 | 0 | 0 | 0 | 0 | 100249.6813 | 0 | 108942.8092 | 0 | 0 | 0 | 0 | 0 | 0 | 0 | 0 | 0 | 0 | 0 | 0 | 0
2016-05-05 14:00 | 0 | 0 | 0 | 0 | 0 | 0 | 626446.4629 | 417112 | 0 | 0 | 0 | 0 | 608189.8576 | 4078212.8373 | 0 | 0 | 0 | 0 | 0 | 0 | 0 | 0 | 0 | 0 | 0 | 0 | 0 | 0 | 0 | 209334.4629 | 0 | 0 | 0 | 0 | 0 | 0 | 0 | 0 | 0 | 0 | 0 | 0 | 0 | 0 | 0
2016-05-05 15:00 | 0 | 0 | 0 | 0 | 0 | 0 | 697089.0865 | 423684 | 0 | 0 | 0 | 0 | 867328.9626 | 4092478.8188 | 0 | 0 | 0 | 0 | 0 | 0 | 0 | 0 | 0 | 0 | 0 | 0 | 0 | 0 | 0 | 259139.105 | 14265.9815 | 0 | 0 | 0 | 0 | 0 | 0 | 0 | 0 | 0 | 0 | 0 | 0 | 0 | 0
2016-05-05 16:00 | 0 | 0 | 0 | 0 | 0 | 0 | 701451.0865 | 428046 | 0 | 0 | 0 | 0 | 1126468.0675 | 4106744.8003 | 0 | 0 | 0 | 0 | 0 | 0 | 0 | 0 | 0 | 0 | 0 | 0 | 0 | 0 | 0 | 259139.105 | 14265.9815 | 0 | 0 | 0 | 0 | 0 | 0 | 0 | 0 | 0 | 0 | 0 | 0 | 0 | 0
2016-05-05 17:00 | 0 | 0 | 0 | 0 | 0 | 0 | 705452.0865 | 432047 | 0 | 0 | 0 | 0 | 1385607.1725 | 4121010.7819 | 0 | 0 | 0 | 0 | 0 | 0 | 0 | 0 | 0 | 0 | 0 | 0 | 0 | 0 | 0 | 259139.105 | 14265.9815 | 0 | 0 | 0 | 0 | 0 | 0 | 0 | 0 | 0 | 0 | 0 | 0 | 0 | 0
2016-05-05 18:00 | 0 | 0 | 0 | 0 | 0 | 0 | 708566.0865 | 435161 | 0 | 0 | 0 | 0 | 1644746.2774 | 4135276.7634 | 0 | 0 | 0 | 0 | 0 | 0 | 0 | 0 | 0 | 0 | 0 | 0 | 0 | 0 | 0 | 259139.105 | 14265.9815 | 0 | 0 | 0 | 0 | 0 | 0 | 0 | 0 | 0 | 0 | 0 | 0 | 0 | 0
2016-05-05 19:00 | 0 | 0 | 0 | 0 | 0 | 0 | 712230.0865 | 438825 | 0 | 0 | 0 | 0 | 1903885.3824 | 4149542.7449 | 0 | 0 | 0 | 0 | 0 | 0 | 0 | 0 | 0 | 0 | 0 | 0 | 0 | 0 | 0 | 259139.105 | 14265.9815 | 0 | 0 | 0 | 0 | 0 | 0 | 0 | 0 | 0 | 0 | 0 | 0 | 0 | 0
2016-05-05 20:00 | 0 | 0 | 0 | 0 | 0 | 0 | 716124.0865 | 442719 | 0 | 0 | 0 | 0 | 2163024.4873 | 4163808.7264 | 0 | 0 | 0 | 0 | 0 | 0 | 0 | 0 | 0 | 0 | 0 | 0 | 0 | 0 | 0 | 259139.105 | 14265.9815 | 0 | 0 | 0 | 0 | 0 | 0 | 0 | 0 | 0 | 0 | 0 | 0 | 0 | 0
2016-05-05 21:00 | 0 | 0 | 0 | 0 | 0 | 0 | 718417.0865 | 445012 | 0 | 0 | 0 | 0 | 2422163.5923 | 4178074.708 | 0 | 0 | 0 | 0 | 0 | 0 | 0 | 0 | 0 | 0 | 0 | 0 | 0 | 0 | 0 | 259139.105 | 14265.9815 | 0 | 0 | 0 | 0 | 0 | 0 | 0 | 0 | 0 | 0 | 0 | 0 | 0 | 0
2016-05-05 22:00 | 0 | 0 | 0 | 0 | 0 | 0 | 716932.0865 | 443527 | 0 | 0 | 0 | 0 | 2681302.6972 | 4192340.6895 | 0 | 0 | 0 | 0 | 0 | 0 | 0 | 0 | 0 | 0 | 0 | 0 | 0 | 0 | 0 | 259139.105 | 14265.9815 | 0 | 0 | 0 | 0 | 0 | 0 | 0 | 0 | 0 | 0 | 0 | 0 | 0 | 0
2016-05-05 23:00 | 0 | 0 | 0 | 0 | 0 | 0 | 653285.8474 | 439817 | 0 | 0 | 0 | 0 | 2894771.5446 | 4192340.6895 | 0 | 0 | 0 | 0 | 0 | 0 | 0 | 0 | 0 | 0 | 0 | 0 | 0 | 0 | 0 | 213468.8474 | 0 | 0 | 0 | 0 | 0 | 0 | 0 | 0 | 0 | 0 | 0 | 0 | 0 | 0 | 0
2016-05-06 | 0 | 0 | 0 | 0 | 0 | 0 | 453074.8659 | 440439 | 0 | 0 | 0 | 0 | 2894771.5446 | 4204976.5554 | 0 | 0 | 0 | 0 | 0 | 0 | 0 | 0 | 0 | 0 | 0 | 0 | 0 | 0 | 0 | 0 | 12635.8659 | 0 | 0 | 0 | 0 | 0 | 0 | 0 | 0 | 0 | 0 | 0 | 0 | 0 | 0
2016-05-06 01:00 | 0 | 0 | 0 | 0 | 0 | 299912.5289 | 137325.4711 | 437238 | 0 | 0 | 0 | 0 | 2894771.5446 | 4204976.5554 | 0 | 0 | 0 | 0 | 0 | 0 | 0 | 0 | 0 | 0 | 0 | 0 | 0 | 0 | 0 | 0 | 0 | 0 | 0 | 0 | 0 | 0 | 0 | 0 | 0 | 0 | 0 | 0 | 0 | 0 | 0
2016-05-06 02:00 | 0 | 0 | 0 | 0 | 0 | 158920.2368 | 3821.9892 | 419489 | 0 | 0 | 0 | 0 | 2638024.7706 | 4204976.5554 | 0 | 0 | 0 | 0 | 0 | 0 | 0 | 0 | 0 | 0 | 0 | 0 | 0 | 0 | 0 | -256746.774 | 0 | 0 | 0 | 0 | 0 | 0 | 0 | 0 | 0 | 0 | 0 | 0 | 0 | 0 | 0
2016-05-06 03:00 | 0 | 0 | 0 | 0 | 0 | 136803.895 | 0 | 395943 | 0 | 0 | 0 | 0 | 2378885.6657 | 4204976.5554 | 0 | 0 | 0 | 0 | 0 | 0 | 0 | 0 | 0 | 0 | 0 | 0 | 0 | 0 | 0 | -259139.105 | 0 | 0 | 0 | 0 | 0 | 0 | 0 | 0 | 0 | 0 | 0 | 0 | 0 | 0 | 0
2016-05-06 04:00 | 0 | 0 | 0 | 0 | 0 | 113918.895 | 0 | 373058 | 0 | 0 | 0 | 0 | 2119746.5607 | 4204976.5554 | 0 | 0 | 0 | 0 | 0 | 0 | 0 | 0 | 0 | 0 | 0 | 0 | 0 | 0 | 0 | -259139.105 | 0 | 0 | 0 | 0 | 0 | 0 | 0 | 0 | 0 | 0 | 0 | 0 | 0 | 0 | 0
2016-05-06 05:00 | 0 | 0 | 0 | 0 | 0 | 95647.895 | 0 | 354787 | 0 | 0 | 0 | 0 | 1860607.4558 | 4204976.5554 | 0 | 0 | 0 | 0 | 0 | 0 | 0 | 0 | 0 | 0 | 0 | 0 | 0 | 0 | 0 | -259139.105 | 0 | 0 | 0 | 0 | 0 | 0 | 0 | 0 | 0 | 0 | 0 | 0 | 0 | 0 | 0
2016-05-06 06:00 | 0 | 0 | 0 | 0 | 0 | 80995.895 | 0 | 340135 | 0 | 0 | 0 | 0 | 1601468.3508 | 4204976.5554 | 0 | 0 | 0 | 0 | 0 | 0 | 0 | 0 | 0 | 0 | 0 | 0 | 0 | 0 | 0 | -259139.105 | 0 | 0 | 0 | 0 | 0 | 0 | 0 | 0 | 0 | 0 | 0 | 0 | 0 | 0 | 0
2016-05-06 07:00 | 0 | 0 | 0 | 0 | 0 | 72791.895 | 0 | 331931 | 0 | 0 | 0 | 0 | 1342329.2459 | 4204976.5554 | 0 | 0 | 0 | 0 | 0 | 0 | 0 | 0 | 0 | 0 | 0 | 0 | 0 | 0 | 0 | -259139.105 | 0 | 0 | 0 | 0 | 0 | 0 | 0 | 0 | 0 | 0 | 0 | 0 | 0 | 0 | 0
2016-05-06 08:00 | 0 | 0 | 0 | 0 | 0 | 71033.895 | 0 | 330173 | 0 | 0 | 0 | 0 | 1083190.1409 | 4204976.5554 | 0 | 0 | 0 | 0 | 0 | 0 | 0 | 0 | 0 | 0 | 0 | 0 | 0 | 0 | 0 | -259139.105 | 0 | 0 | 0 | 0 | 0 | 0 | 0 | 0 | 0 | 0 | 0 | 0 | 0 | 0 | 0
2016-05-06 09:00 | 0 | 0 | 0 | 0 | 0 | 78957.895 | 0 | 338097 | 0 | 0 | 0 | 0 | 824051.036 | 4204976.5554 | 0 | 0 | 0 | 0 | 0 | 0 | 0 | 0 | 0 | 0 | 0 | 0 | 0 | 0 | 0 | -259139.105 | 0 | 0 | 0 | 0 | 0 | 0 | 0 | 0 | 0 | 0 | 0 | 0 | 0 | 0 | 0
2016-05-06 10:00 | 0 | 0 | 0 | 0 | 0 | 0 | 0 | 360487 | 0 | 0 | 0 | 0 | 564911.931 | 4103628.6604 | 0 | 0 | 0 | 0 | 0 | 0 | 0 | 0 | 0 | 0 | 0 | 0 | 0 | 0 | 0 | -259139.105 | 0 | 101347.895 | 0 | 0 | 0 | 0 | 0 | 0 | 0 | 0 | 0 | 0 | 0 | 0 | 0
2016-05-06 11:00 | 0 | 0 | 0 | 0 | 0 | 121537.895 | 0 | 380677 | 0 | 0 | 0 | 0 | 305772.8261 | 4103628.6604 | 0 | 0 | 0 | 0 | 0 | 0 | 0 | 0 | 0 | 0 | 0 | 0 | 0 | 0 | 0 | -259139.105 | 0 | 0 | 0 | 0 | 0 | 0 | 0 | 0 | 0 | 0 | 0 | 0 | 0 | 0 | 0
2016-05-06 12:00 | 0 | 0 | 0 | 0 | 0 | 448881.7073 | 49775.2762 | 393325 | 0 | 0 | 0 | 0 | 411104.8095 | 4103628.6604 | 0 | 0 | 0 | 0 | 0 | 0 | 0 | 0 | 0 | 0 | 0 | 0 | 0 | 0 | 0 | 105331.9835 | 0 | 0 | 0 | 0 | 0 | 0 | 0 | 0 | 0 | 0 | 0 | 0 | 0 | 0 | 0
2016-05-06 13:00 | 0 | 0 | 0 | 0 | 0 | 0 | 355266.1788 | 404237 | 0 | 0 | 0 | 0 | 362133.9884 | 4103628.6604 | 0 | 0 | 0 | 0 | 0 | 0 | 0 | 0 | 0 | 0 | 0 | 0 | 0 | 0 | 0 | -48970.8212 | 0 | 0 | 0 | 0 | 0 | 0 | 0 | 0 | 0 | 0 | 0 | 0 | 0 | 0 | 0
2016-05-06 14:00 | 0 | 0 | 0 | 0 | 0 | 0 | 583892.8888 | 414417 | 0 | 0 | 0 | 0 | 531609.8772 | 4103628.6604 | 0 | 0 | 0 | 0 | 0 | 0 | 0 | 0 | 0 | 0 | 0 | 0 | 0 | 0 | 0 | 169475.8888 | 0 | 0 | 0 | 0 | 0 | 0 | 0 | 0 | 0 | 0 | 0 | 0 | 0 | 0 | 0
2016-05-06 15:00 | 0 | 0 | 0 | 0 | 0 | 0 | 693832.0865 | 420427 | 0 | 0 | 0 | 0 | 790748.9822 | 4117894.6419 | 0 | 0 | 0 | 0 | 0 | 0 | 0 | 0 | 0 | 0 | 0 | 0 | 0 | 0 | 0 | 259139.105 | 14265.9815 | 0 | 0 | 0 | 0 | 0 | 0 | 0 | 0 | 0 | 0 | 0 | 0 | 0 | 0
2016-05-06 16:00 | 0 | 0 | 0 | 0 | 0 | 0 | 697358.0865 | 423953 | 0 | 0 | 0 | 0 | 1049888.0871 | 4132160.6235 | 0 | 0 | 0 | 0 | 0 | 0 | 0 | 0 | 0 | 0 | 0 | 0 | 0 | 0 | 0 | 259139.105 | 14265.9815 | 0 | 0 | 0 | 0 | 0 | 0 | 0 | 0 | 0 | 0 | 0 | 0 | 0 | 0
2016-05-06 17:00 | 0 | 0 | 0 | 0 | 0 | 0 | 702570.0865 | 429165 | 0 | 0 | 0 | 0 | 1309027.1921 | 4146426.605 | 0 | 0 | 0 | 0 | 0 | 0 | 0 | 0 | 0 | 0 | 0 | 0 | 0 | 0 | 0 | 259139.105 | 14265.9815 | 0 | 0 | 0 | 0 | 0 | 0 | 0 | 0 | 0 | 0 | 0 | 0 | 0 | 0
2016-05-06 18:00 | 0 | 0 | 0 | 0 | 0 | 0 | 705925.0865 | 432520 | 0 | 0 | 0 | 0 | 1568166.297 | 4160692.5865 | 0 | 0 | 0 | 0 | 0 | 0 | 0 | 0 | 0 | 0 | 0 | 0 | 0 | 0 | 0 | 259139.105 | 14265.9815 | 0 | 0 | 0 | 0 | 0 | 0 | 0 | 0 | 0 | 0 | 0 | 0 | 0 | 0
2016-05-06 19:00 | 0 | 0 | 0 | 0 | 0 | 0 | 708865.0865 | 435460 | 0 | 0 | 0 | 0 | 1827305.402 | 4174958.5681 | 0 | 0 | 0 | 0 | 0 | 0 | 0 | 0 | 0 | 0 | 0 | 0 | 0 | 0 | 0 | 259139.105 | 14265.9815 | 0 | 0 | 0 | 0 | 0 | 0 | 0 | 0 | 0 | 0 | 0 | 0 | 0 | 0
2016-05-06 20:00 | 0 | 0 | 0 | 0 | 0 | 0 | 711662.0865 | 438257 | 0 | 0 | 0 | 0 | 2086444.5069 | 4189224.5496 | 0 | 0 | 0 | 0 | 0 | 0 | 0 | 0 | 0 | 0 | 0 | 0 | 0 | 0 | 0 | 259139.105 | 14265.9815 | 0 | 0 | 0 | 0 | 0 | 0 | 0 | 0 | 0 | 0 | 0 | 0 | 0 | 0
2016-05-06 21:00 | 0 | 0 | 0 | 0 | 0 | 0 | 713382.0865 | 439977 | 0 | 0 | 0 | 0 | 2345583.6119 | 4203490.5311 | 0 | 0 | 0 | 0 | 0 | 0 | 0 | 0 | 0 | 0 | 0 | 0 | 0 | 0 | 0 | 259139.105 | 14265.9815 | 0 | 0 | 0 | 0 | 0 | 0 | 0 | 0 | 0 | 0 | 0 | 0 | 0 | 0
2016-05-06 22:00 | 0 | 0 | 0 | 0 | 0 | 0 | 656885.2332 | 436609 | 0 | 0 | 0 | 0 | 2565859.8451 | 4203490.5311 | 0 | 0 | 0 | 0 | 0 | 0 | 0 | 0 | 0 | 0 | 0 | 0 | 0 | 0 | 0 | 220276.2332 | 0 | 0 | 0 | 0 | 0 | 0 | 0 | 0 | 0 | 0 | 0 | 0 | 0 | 0 | 0
2016-05-06 23:00 | 0 | 0 | 0 | 0 | 0 | 0 | 551517.9598 | 430635 | 0 | 0 | 0 | 0 | 2686742.8049 | 4203490.5311 | 0 | 0 | 0 | 0 | 0 | 0 | 0 | 0 | 0 | 0 | 0 | 0 | 0 | 0 | 0 | 120882.9598 | 0 | 0 | 0 | 0 | 0 | 0 | 0 | 0 | 0 | 0 | 0 | 0 | 0 | 0 | 0
2016-05-07 | 0 | 0 | 0 | 0 | 0 | 0 | 376463.6348 | 427574 | 0 | 0 | 0 | 0 | 2635632.4397 | 4203490.5311 | 0 | 0 | 0 | 0 | 0 | 0 | 0 | 0 | 0 | 0 | 0 | 0 | 0 | 0 | 0 | -51110.3652 | 0 | 0 | 0 | 0 | 0 | 0 | 0 | 0 | 0 | 0 | 0 | 0 | 0 | 0 | 0
2016-05-07 01:00 | 0 | 0 | 0 | 0 | 0 | 586864.3437 | 95627.7612 | 423353 | 0 | 0 | 0 | 0 | 2894771.5446 | 4203490.5311 | 0 | 0 | 0 | 0 | 0 | 0 | 0 | 0 | 0 | 0 | 0 | 0 | 0 | 0 | 0 | 259139.105 | 0 | 0 | 0 | 0 | 0 | 0 | 0 | 0 | 0 | 0 | 0 | 0 | 0 | 0 | 0
2016-05-07 02:00 | 0 | 0 | 0 | 0 | 0 | 146176.0812 | 3199.8139 | 408515 | 0 | 0 | 0 | 0 | 2635632.4397 | 4203490.5311 | 0 | 0 | 0 | 0 | 0 | 0 | 0 | 0 | 0 | 0 | 0 | 0 | 0 | 0 | 0 | -259139.105 | 0 | 0 | 0 | 0 | 0 | 0 | 0 | 0 | 0 | 0 | 0 | 0 | 0 | 0 | 0
2016-05-07 03:00 | 0 | 0 | 0 | 0 | 0 | 19216.0859 | 0 | 387298 | 0 | 0 | 0 | 0 | 2376493.3347 | 4094547.722 | 0 | 0 | 0 | 0 | 0 | 0 | 0 | 0 | 0 | 0 | 0 | 0 | 0 | 0 | 0 | -259139.105 | 0 | 108942.8092 | 0 | 0 | 0 | 0 | 0 | 0 | 0 | 0 | 0 | 0 | 0 | 0 | 0
2016-05-07 04:00 | 0 | 0 | 0 | 0 | 0 | 106372.895 | 0 | 365512 | 0 | 0 | 0 | 0 | 2117354.2298 | 4094547.722 | 0 | 0 | 0 | 0 | 0 | 0 | 0 | 0 | 0 | 0 | 0 | 0 | 0 | 0 | 0 | -259139.105 | 0 | 0 | 0 | 0 | 0 | 0 | 0 | 0 | 0 | 0 | 0 | 0 | 0 | 0 | 0
2016-05-07 05:00 | 0 | 0 | 0 | 0 | 0 | 87475.895 | 0 | 346615 | 0 | 0 | 0 | 0 | 1858215.1248 | 4094547.722 | 0 | 0 | 0 | 0 | 0 | 0 | 0 | 0 | 0 | 0 | 0 | 0 | 0 | 0 | 0 | -259139.105 | 0 | 0 | 0 | 0 | 0 | 0 | 0 | 0 | 0 | 0 | 0 | 0 | 0 | 0 | 0
2016-05-07 06:00 | 0 | 0 | 0 | 0 | 0 | 73311.895 | 0 | 332451 | 0 | 0 | 0 | 0 | 1599076.0199 | 4094547.722 | 0 | 0 | 0 | 0 | 0 | 0 | 0 | 0 | 0 | 0 | 0 | 0 | 0 | 0 | 0 | -259139.105 | 0 | 0 | 0 | 0 | 0 | 0 | 0 | 0 | 0 | 0 | 0 | 0 | 0 | 0 | 0
2016-05-07 07:00 | 0 | 0 | 0 | 0 | 0 | 63588.895 | 0 | 322728 | 0 | 0 | 0 | 0 | 1339936.9149 | 4094547.722 | 0 | 0 | 0 | 0 | 0 | 0 | 0 | 0 | 0 | 0 | 0 | 0 | 0 | 0 | 0 | -259139.105 | 0 | 0 | 0 | 0 | 0 | 0 | 0 | 0 | 0 | 0 | 0 | 0 | 0 | 0 | 0
2016-05-07 08:00 | 0 | 0 | 0 | 0 | 0 | 59650.895 | 0 | 318790 | 0 | 0 | 0 | 0 | 1080797.81 | 4094547.722 | 0 | 0 | 0 | 0 | 0 | 0 | 0 | 0 | 0 | 0 | 0 | 0 | 0 | 0 | 0 | -259139.105 | 0 | 0 | 0 | 0 | 0 | 0 | 0 | 0 | 0 | 0 | 0 | 0 | 0 | 0 | 0
2016-05-07 09:00 | 0 | 0 | 0 | 0 | 0 | 60866.895 | 0 | 320006 | 0 | 0 | 0 | 0 | 821658.705 | 4094547.722 | 0 | 0 | 0 | 0 | 0 | 0 | 0 | 0 | 0 | 0 | 0 | 0 | 0 | 0 | 0 | -259139.105 | 0 | 0 | 0 | 0 | 0 | 0 | 0 | 0 | 0 | 0 | 0 | 0 | 0 | 0 | 0
2016-05-07 10:00 | 0 | 0 | 0 | 0 | 0 | 64907.895 | 0 | 324047 | 0 | 0 | 0 | 0 | 562519.6001 | 4094547.722 | 0 | 0 | 0 | 0 | 0 | 0 | 0 | 0 | 0 | 0 | 0 | 0 | 0 | 0 | 0 | -259139.105 | 0 | 0 | 0 | 0 | 0 | 0 | 0 | 0 | 0 | 0 | 0 | 0 | 0 | 0 | 0
2016-05-07 11:00 | 0 | 0 | 0 | 0 | 0 | 72838.895 | 0 | 331978 | 0 | 0 | 0 | 0 | 303380.4951 | 4094547.722 | 0 | 0 | 0 | 0 | 0 | 0 | 0 | 0 | 0 | 0 | 0 | 0 | 0 | 0 | 0 | -259139.105 | 0 | 0 | 0 | 0 | 0 | 0 | 0 | 0 | 0 | 0 | 0 | 0 | 0 | 0 | 0
2016-05-07 12:00 | 0 | 0 | 0 | 0 | 0 | 256012.8615 | 52706.049 | 345804 | 0 | 0 | 0 | 0 | 266295.4056 | 4094547.722 | 0 | 0 | 0 | 0 | 0 | 0 | 0 | 0 | 0 | 0 | 0 | 0 | 0 | 0 | 0 | -37085.0895 | 0 | 0 | 0 | 0 | 0 | 0 | 0 | 0 | 0 | 0 | 0 | 0 | 0 | 0 | 0
2016-05-07 13:00 | 0 | 0 | 0 | 0 | 0 | 0 | 350812.9603 | 360939 | 0 | 0 | 0 | 0 | 256169.366 | 4094547.722 | 0 | 0 | 0 | 0 | 0 | 0 | 0 | 0 | 0 | 0 | 0 | 0 | 0 | 0 | 0 | -10126.0397 | 0 | 0 | 0 | 0 | 0 | 0 | 0 | 0 | 0 | 0 | 0 | 0 | 0 | 0 | 0
2016-05-07 14:00 | 0 | 0 | 0 | 0 | 0 | 0 | 552816.2449 | 372679 | 0 | 0 | 0 | 0 | 436306.6109 | 4094547.722 | 0 | 0 | 0 | 0 | 0 | 0 | 0 | 0 | 0 | 0 | 0 | 0 | 0 | 0 | 0 | 180137.2449 | 0 | 0 | 0 | 0 | 0 | 0 | 0 | 0 | 0 | 0 | 0 | 0 | 0 | 0 | 0
2016-05-07 15:00 | 0 | 0 | 0 | 0 | 0 | 0 | 655226.0865 | 381821 | 0 | 0 | 0 | 0 | 695445.7158 | 4108813.7035 | 0 | 0 | 0 | 0 | 0 | 0 | 0 | 0 | 0 | 0 | 0 | 0 | 0 | 0 | 0 | 259139.105 | 14265.9815 | 0 | 0 | 0 | 0 | 0 | 0 | 0 | 0 | 0 | 0 | 0 | 0 | 0 | 0
2016-05-07 16:00 | 0 | 0 | 0 | 0 | 0 | 0 | 661050.0865 | 387645 | 0 | 0 | 0 | 0 | 954584.8208 | 4123079.685 | 0 | 0 | 0 | 0 | 0 | 0 | 0 | 0 | 0 | 0 | 0 | 0 | 0 | 0 | 0 | 259139.105 | 14265.9815 | 0 | 0 | 0 | 0 | 0 | 0 | 0 | 0 | 0 | 0 | 0 | 0 | 0 | 0
2016-05-07 17:00 | 0 | 0 | 0 | 0 | 0 | 0 | 665786.0865 | 392381 | 0 | 0 | 0 | 0 | 1213723.9257 | 4137345.6666 | 0 | 0 | 0 | 0 | 0 | 0 | 0 | 0 | 0 | 0 | 0 | 0 | 0 | 0 | 0 | 259139.105 | 14265.9815 | 0 | 0 | 0 | 0 | 0 | 0 | 0 | 0 | 0 | 0 | 0 | 0 | 0 | 0
2016-05-07 18:00 | 0 | 0 | 0 | 0 | 0 | 0 | 671018.0865 | 397613 | 0 | 0 | 0 | 0 | 1472863.0307 | 4151611.6481 | 0 | 0 | 0 | 0 | 0 | 0 | 0 | 0 | 0 | 0 | 0 | 0 | 0 | 0 | 0 | 259139.105 | 14265.9815 | 0 | 0 | 0 | 0 | 0 | 0 | 0 | 0 | 0 | 0 | 0 | 0 | 0 | 0
2016-05-07 19:00 | 0 | 0 | 0 | 0 | 0 | 0 | 676432.0865 | 403027 | 0 | 0 | 0 | 0 | 1732002.1356 | 4165877.6296 | 0 | 0 | 0 | 0 | 0 | 0 | 0 | 0 | 0 | 0 | 0 | 0 | 0 | 0 | 0 | 259139.105 | 14265.9815 | 0 | 0 | 0 | 0 | 0 | 0 | 0 | 0 | 0 | 0 | 0 | 0 | 0 | 0
2016-05-07 20:00 | 0 | 0 | 0 | 0 | 0 | 0 | 681655.0865 | 408250 | 0 | 0 | 0 | 0 | 1991141.2406 | 4180143.6112 | 0 | 0 | 0 | 0 | 0 | 0 | 0 | 0 | 0 | 0 | 0 | 0 | 0 | 0 | 0 | 259139.105 | 14265.9815 | 0 | 0 | 0 | 0 | 0 | 0 | 0 | 0 | 0 | 0 | 0 | 0 | 0 | 0
2016-05-07 21:00 | 0 | 0 | 0 | 0 | 0 | 0 | 686273.0865 | 412868 | 0 | 0 | 0 | 0 | 2250280.3455 | 4194409.5927 | 0 | 0 | 0 | 0 | 0 | 0 | 0 | 0 | 0 | 0 | 0 | 0 | 0 | 0 | 0 | 259139.105 | 14265.9815 | 0 | 0 | 0 | 0 | 0 | 0 | 0 | 0 | 0 | 0 | 0 | 0 | 0 | 0
2016-05-07 22:00 | 0 | 0 | 0 | 0 | 0 | 0 | 671238.4034 | 411596 | 0 | 0 | 0 | 0 | 2509419.4505 | 4194912.8911 | 0 | 0 | 0 | 0 | 0 | 0 | 0 | 0 | 0 | 0 | 0 | 0 | 0 | 0 | 0 | 259139.105 | 503.2984 | 0 | 0 | 0 | 0 | 0 | 0 | 0 | 0 | 0 | 0 | 0 | 0 | 0 | 0
2016-05-07 23:00 | 0 | 0 | 0 | 0 | 0 | 0 | 571191.0822 | 408324 | 0 | 0 | 0 | 0 | 2672286.5327 | 4194912.8911 | 0 | 0 | 0 | 0 | 0 | 0 | 0 | 0 | 0 | 0 | 0 | 0 | 0 | 0 | 0 | 162867.0822 | 0 | 0 | 0 | 0 | 0 | 0 | 0 | 0 | 0 | 0 | 0 | 0 | 0 | 0 | 0
2016-05-08 | 0 | 0 | 0 | 0 | 0 | 0 | 401070.3041 | 407114 | 0 | 0 | 0 | 0 | 2666242.8368 | 4194912.8911 | 0 | 0 | 0 | 0 | 0 | 0 | 0 | 0 | 0 | 0 | 0 | 0 | 0 | 0 | 0 | -6043.6959 | 0 | 0 | 0 | 0 | 0 | 0 | 0 | 0 | 0 | 0 | 0 | 0 | 0 | 0 | 0
2016-05-08 01:00 | 0 | 0 | 0 | 0 | 0 | 24331.9468 | 121870.9483 | 405342 | 0 | 0 | 0 | 0 | 2407103.7319 | 4194912.8911 | 0 | 0 | 0 | 0 | 0 | 0 | 0 | 0 | 0 | 0 | 0 | 0 | 0 | 0 | 0 | -259139.105 | 0 | 0 | 0 | 0 | 0 | 0 | 0 | 0 | 0 | 0 | 0 | 0 | 0 | 0 | 0
2016-05-08 02:00 | 0 | 0 | 0 | 0 | 0 | 128584.3693 | 5336.5258 | 393060 | 0 | 0 | 0 | 0 | 2147964.6269 | 4194912.8911 | 0 | 0 | 0 | 0 | 0 | 0 | 0 | 0 | 0 | 0 | 0 | 0 | 0 | 0 | 0 | -259139.105 | 0 | 0 | 0 | 0 | 0 | 0 | 0 | 0 | 0 | 0 | 0 | 0 | 0 | 0 | 0
2016-05-08 03:00 | 0 | 0 | 0 | 0 | 0 | 6047.0859 | 0 | 374129 | 0 | 0 | 0 | 0 | 1888825.522 | 4085970.0819 | 0 | 0 | 0 | 0 | 0 | 0 | 0 | 0 | 0 | 0 | 0 | 0 | 0 | 0 | 0 | -259139.105 | 0 | 108942.8092 | 0 | 0 | 0 | 0 | 0 | 0 | 0 | 0 | 0 | 0 | 0 | 0 | 0
2016-05-08 04:00 | 0 | 0 | 0 | 0 | 0 | 96029.895 | 0 | 355169 | 0 | 0 | 0 | 0 | 1629686.417 | 4085970.0819 | 0 | 0 | 0 | 0 | 0 | 0 | 0 | 0 | 0 | 0 | 0 | 0 | 0 | 0 | 0 | -259139.105 | 0 | 0 | 0 | 0 | 0 | 0 | 0 | 0 | 0 | 0 | 0 | 0 | 0 | 0 | 0
2016-05-08 05:00 | 0 | 0 | 0 | 0 | 0 | 79285.895 | 0 | 338425 | 0 | 0 | 0 | 0 | 1370547.3121 | 4085970.0819 | 0 | 0 | 0 | 0 | 0 | 0 | 0 | 0 | 0 | 0 | 0 | 0 | 0 | 0 | 0 | -259139.105 | 0 | 0 | 0 | 0 | 0 | 0 | 0 | 0 | 0 | 0 | 0 | 0 | 0 | 0 | 0
2016-05-08 06:00 | 0 | 0 | 0 | 0 | 0 | 0 | 0 | 323847 | 0 | 0 | 0 | 0 | 1111408.2071 | 4021262.1869 | 0 | 0 | 0 | 0 | 0 | 0 | 0 | 0 | 0 | 0 | 0 | 0 | 0 | 0 | 0 | -259139.105 | 0 | 64707.895 | 0 | 0 | 0 | 0 | 0 | 0 | 0 | 0 | 0 | 0 | 0 | 0 | 0
2016-05-08 07:00 | 0 | 0 | 0 | 0 | 0 | 500049.7107 | 0 | 314294 | 0 | 0 | 0 | 0 | 1297163.9178 | 4021262.1869 | 0 | 0 | 0 | 0 | 0 | 0 | 0 | 0 | 0 | 0 | 0 | 0 | 0 | 0 | 0 | 185755.7107 | 0 | 0 | 0 | 0 | 0 | 0 | 0 | 0 | 0 | 0 | 0 | 0 | 0 | 0 | 0
2016-05-08 08:00 | 0 | 0 | 0 | 0 | 0 | 50327.895 | 0 | 309467 | 0 | 0 | 0 | 0 | 1038024.8129 | 4021262.1869 | 0 | 0 | 0 | 0 | 0 | 0 | 0 | 0 | 0 | 0 | 0 | 0 | 0 | 0 | 0 | -259139.105 | 0 | 0 | 0 | 0 | 0 | 0 | 0 | 0 | 0 | 0 | 0 | 0 | 0 | 0 | 0
2016-05-08 09:00 | 0 | 0 | 0 | 0 | 0 | 49964.895 | 0 | 309104 | 0 | 0 | 0 | 0 | 778885.7079 | 4021262.1869 | 0 | 0 | 0 | 0 | 0 | 0 | 0 | 0 | 0 | 0 | 0 | 0 | 0 | 0 | 0 | -259139.105 | 0 | 0 | 0 | 0 | 0 | 0 | 0 | 0 | 0 | 0 | 0 | 0 | 0 | 0 | 0
2016-05-08 10:00 | 0 | 0 | 0 | 0 | 0 | 0 | 0 | 310431 | 0 | 0 | 0 | 0 | 519746.603 | 3969970.2918 | 0 | 0 | 0 | 0 | 0 | 0 | 0 | 0 | 0 | 0 | 0 | 0 | 0 | 0 | 0 | -259139.105 | 0 | 51291.895 | 0 | 0 | 0 | 0 | 0 | 0 | 0 | 0 | 0 | 0 | 0 | 0 | 0
2016-05-08 11:00 | 0 | 0 | 0 | 0 | 0 | 57420.895 | 0 | 316560 | 0 | 0 | 0 | 0 | 260607.498 | 3969970.2918 | 0 | 0 | 0 | 0 | 0 | 0 | 0 | 0 | 0 | 0 | 0 | 0 | 0 | 0 | 0 | -259139.105 | 0 | 0 | 0 | 0 | 0 | 0 | 0 | 0 | 0 | 0 | 0 | 0 | 0 | 0 | 0
2016-05-08 12:00 | 0 | 0 | 0 | 0 | 0 | 23597.3515 | 47848.5436 | 330585 | 0 | 0 | 0 | 0 | 1468.3931 | 3969970.2918 | 0 | 0 | 0 | 0 | 0 | 0 | 0 | 0 | 0 | 0 | 0 | 0 | 0 | 0 | 0 | -259139.105 | 0 | 0 | 0 | 0 | 0 | 0 | 0 | 0 | 0 | 0 | 0 | 0 | 0 | 0 | 0
2016-05-08 13:00 | 0 | 0 | 0 | 0 | 0 | 0 | 346309.6069 | 347778 | 0 | 0 | 0 | 0 | 0 | 3969970.2918 | 0 | 0 | 0 | 0 | 0 | 0 | 0 | 0 | 0 | 0 | 0 | 0 | 0 | 0 | 0 | -1468.3931 | 0 | 0 | 0 | 0 | 0 | 0 | 0 | 0 | 0 | 0 | 0 | 0 | 0 | 0 | 0
2016-05-08 14:00 | 0 | 0 | 0 | 0 | 0 | 0 | 557659.7901 | 361514 | 0 | 0 | 0 | 0 | 181879.8086 | 3984236.2734 | 0 | 0 | 0 | 0 | 0 | 0 | 0 | 0 | 0 | 0 | 0 | 0 | 0 | 0 | 0 | 181879.8086 | 14265.9815 | 0 | 0 | 0 | 0 | 0 | 0 | 0 | 0 | 0 | 0 | 0 | 0 | 0 | 0
2016-05-08 15:00 | 0 | 0 | 0 | 0 | 0 | 0 | 644497.0865 | 371092 | 0 | 0 | 0 | 0 | 441018.9136 | 3998502.2549 | 0 | 0 | 0 | 0 | 0 | 0 | 0 | 0 | 0 | 0 | 0 | 0 | 0 | 0 | 0 | 259139.105 | 14265.9815 | 0 | 0 | 0 | 0 | 0 | 0 | 0 | 0 | 0 | 0 | 0 | 0 | 0 | 0
2016-05-08 16:00 | 0 | 0 | 0 | 0 | 0 | 0 | 651615.0865 | 378210 | 0 | 0 | 0 | 0 | 700158.0185 | 4012768.2364 | 0 | 0 | 0 | 0 | 0 | 0 | 0 | 0 | 0 | 0 | 0 | 0 | 0 | 0 | 0 | 259139.105 | 14265.9815 | 0 | 0 | 0 | 0 | 0 | 0 | 0 | 0 | 0 | 0 | 0 | 0 | 0 | 0
2016-05-08 17:00 | 0 | 0 | 0 | 0 | 0 | 0 | 658789.0865 | 385384 | 0 | 0 | 0 | 0 | 959297.1235 | 4027034.218 | 0 | 0 | 0 | 0 | 0 | 0 | 0 | 0 | 0 | 0 | 0 | 0 | 0 | 0 | 0 | 259139.105 | 14265.9815 | 0 | 0 | 0 | 0 | 0 | 0 | 0 | 0 | 0 | 0 | 0 | 0 | 0 | 0
2016-05-08 18:00 | 0 | 0 | 0 | 0 | 0 | 0 | 663865.0865 | 390460 | 0 | 0 | 0 | 0 | 1218436.2284 | 4041300.1995 | 0 | 0 | 0 | 0 | 0 | 0 | 0 | 0 | 0 | 0 | 0 | 0 | 0 | 0 | 0 | 259139.105 | 14265.9815 | 0 | 0 | 0 | 0 | 0 | 0 | 0 | 0 | 0 | 0 | 0 | 0 | 0 | 0
2016-05-08 19:00 | 0 | 0 | 0 | 0 | 0 | 0 | 668249.0865 | 394844 | 0 | 0 | 0 | 0 | 1477575.3334 | 4055566.181 | 0 | 0 | 0 | 0 | 0 | 0 | 0 | 0 | 0 | 0 | 0 | 0 | 0 | 0 | 0 | 259139.105 | 14265.9815 | 0 | 0 | 0 | 0 | 0 | 0 | 0 | 0 | 0 | 0 | 0 | 0 | 0 | 0
2016-05-08 20:00 | 0 | 0 | 0 | 0 | 0 | 0 | 673137.0865 | 399732 | 0 | 0 | 0 | 0 | 1736714.4383 | 4069832.1626 | 0 | 0 | 0 | 0 | 0 | 0 | 0 | 0 | 0 | 0 | 0 | 0 | 0 | 0 | 0 | 259139.105 | 14265.9815 | 0 | 0 | 0 | 0 | 0 | 0 | 0 | 0 | 0 | 0 | 0 | 0 | 0 | 0
2016-05-08 21:00 | 0 | 0 | 0 | 0 | 0 | 0 | 677261.0865 | 403856 | 0 | 0 | 0 | 0 | 1995853.5433 | 4084098.1441 | 0 | 0 | 0 | 0 | 0 | 0 | 0 | 0 | 0 | 0 | 0 | 0 | 0 | 0 | 0 | 259139.105 | 14265.9815 | 0 | 0 | 0 | 0 | 0 | 0 | 0 | 0 | 0 | 0 | 0 | 0 | 0 | 0
2016-05-08 22:00 | 0 | 0 | 0 | 0 | 0 | 0 | 658827.5082 | 405261 | 0 | 0 | 0 | 0 | 2242538.6113 | 4090979.5842 | 0 | 0 | 0 | 0 | 0 | 0 | 0 | 0 | 0 | 0 | 0 | 0 | 0 | 0 | 0 | 246685.0681 | 6881.4401 | 0 | 0 | 0 | 0 | 0 | 0 | 0 | 0 | 0 | 0 | 0 | 0 | 0 | 0
2016-05-08 23:00 | 0 | 0 | 0 | 0 | 0 | 0 | 558680.3511 | 404452 | 0 | 0 | 0 | 0 | 2396766.9624 | 4090979.5842 | 0 | 0 | 0 | 0 | 0 | 0 | 0 | 0 | 0 | 0 | 0 | 0 | 0 | 0 | 0 | 154228.3511 | 0 | 0 | 0 | 0 | 0 | 0 | 0 | 0 | 0 | 0 | 0 | 0 | 0 | 0 | 0
2016-05-09 | 0 | 0 | 0 | 0 | 0 | 0 | 401531.4189 | 408354 | 0 | 0 | 0 | 0 | 2484621.209 | 3996302.7565 | 0 | 0 | 0 | 0 | 0 | 0 | 0 | 0 | 0 | 0 | 0 | 0 | 0 | 0 | 0 | 87854.2466 | 14265.9815 | 108942.8092 | 0 | 0 | 0 | 0 | 0 | 0 | 0 | 0 | 0 | 0 | 0 | 0 | 0
2016-05-09 01:00 | 0 | 0 | 0 | 0 | 0 | 0 | 149629.9264 | 410942 | 0 | 0 | 0 | 0 | 2332251.9446 | 3887359.9474 | 0 | 0 | 0 | 0 | 0 | 0 | 0 | 0 | 0 | 0 | 0 | 0 | 0 | 0 | 0 | -152369.2645 | 0 | 108942.8092 | 0 | 0 | 0 | 0 | 0 | 0 | 0 | 0 | 0 | 0 | 0 | 0 | 0
2016-05-09 02:00 | 0 | 0 | 0 | 0 | 0 | 130778.9562 | 8353.9389 | 398272 | 0 | 0 | 0 | 0 | 2073112.8396 | 3887359.9474 | 0 | 0 | 0 | 0 | 0 | 0 | 0 | 0 | 0 | 0 | 0 | 0 | 0 | 0 | 0 | -259139.105 | 0 | 0 | 0 | 0 | 0 | 0 | 0 | 0 | 0 | 0 | 0 | 0 | 0 | 0 | 0
2016-05-09 03:00 | 0 | 0 | 0 | 0 | 0 | 117594.895 | 0 | 376734 | 0 | 0 | 0 | 0 | 1813973.7347 | 3887359.9474 | 0 | 0 | 0 | 0 | 0 | 0 | 0 | 0 | 0 | 0 | 0 | 0 | 0 | 0 | 0 | -259139.105 | 0 | 0 | 0 | 0 | 0 | 0 | 0 | 0 | 0 | 0 | 0 | 0 | 0 | 0 | 0
2016-05-09 04:00 | 0 | 0 | 0 | 0 | 0 | 97009.895 | 0 | 356149 | 0 | 0 | 0 | 0 | 1554834.6297 | 3887359.9474 | 0 | 0 | 0 | 0 | 0 | 0 | 0 | 0 | 0 | 0 | 0 | 0 | 0 | 0 | 0 | -259139.105 | 0 | 0 | 0 | 0 | 0 | 0 | 0 | 0 | 0 | 0 | 0 | 0 | 0 | 0 | 0
2016-05-09 05:00 | 0 | 0 | 0 | 0 | 0 | 80073.895 | 0 | 339213 | 0 | 0 | 0 | 0 | 1295695.5248 | 3887359.9474 | 0 | 0 | 0 | 0 | 0 | 0 | 0 | 0 | 0 | 0 | 0 | 0 | 0 | 0 | 0 | -259139.105 | 0 | 0 | 0 | 0 | 0 | 0 | 0 | 0 | 0 | 0 | 0 | 0 | 0 | 0 | 0
2016-05-09 06:00 | 0 | 0 | 0 | 0 | 0 | 0 | 0 | 326866 | 0 | 0 | 0 | 0 | 1036556.4198 | 3819633.0523 | 0 | 0 | 0 | 0 | 0 | 0 | 0 | 0 | 0 | 0 | 0 | 0 | 0 | 0 | 0 | -259139.105 | 0 | 67726.895 | 0 | 0 | 0 | 0 | 0 | 0 | 0 | 0 | 0 | 0 | 0 | 0 | 0
2016-05-09 07:00 | 0 | 0 | 0 | 0 | 0 | 60609.895 | 0 | 319749 | 0 | 0 | 0 | 0 | 777417.3149 | 3819633.0523 | 0 | 0 | 0 | 0 | 0 | 0 | 0 | 0 | 0 | 0 | 0 | 0 | 0 | 0 | 0 | -259139.105 | 0 | 0 | 0 | 0 | 0 | 0 | 0 | 0 | 0 | 0 | 0 | 0 | 0 | 0 | 0
2016-05-09 08:00 | 0 | 0 | 0 | 0 | 0 | 60671.895 | 0 | 319811 | 0 | 0 | 0 | 0 | 518278.2099 | 3819633.0523 | 0 | 0 | 0 | 0 | 0 | 0 | 0 | 0 | 0 | 0 | 0 | 0 | 0 | 0 | 0 | -259139.105 | 0 | 0 | 0 | 0 | 0 | 0 | 0 | 0 | 0 | 0 | 0 | 0 | 0 | 0 | 0
2016-05-09 09:00 | 0 | 0 | 0 | 0 | 0 | 71196.895 | 0 | 330336 | 0 | 0 | 0 | 0 | 259139.105 | 3819633.0523 | 0 | 0 | 0 | 0 | 0 | 0 | 0 | 0 | 0 | 0 | 0 | 0 | 0 | 0 | 0 | -259139.105 | 0 | 0 | 0 | 0 | 0 | 0 | 0 | 0 | 0 | 0 | 0 | 0 | 0 | 0 | 0
2016-05-09 10:00 | 0 | 0 | 0 | 0 | 0 | 95275.895 | 0 | 354415 | 0 | 0 | 0 | 0 | 0 | 3819633.0523 | 0 | 0 | 0 | 0 | 0 | 0 | 0 | 0 | 0 | 0 | 0 | 0 | 0 | 0 | 0 | -259139.105 | 0 | 0 | 0 | 0 | 0 | 0 | 0 | 0 | 0 | 0 | 0 | 0 | 0 | 0 | 0
2016-05-09 11:00 | 0 | 0 | 0 | 0 | 0 | 564702.2713 | 0 | 378910 | 0 | 0 | 0 | 0 | 171526.2898 | 3833899.0339 | 0 | 0 | 0 | 0 | 0 | 0 | 0 | 0 | 0 | 0 | 0 | 0 | 0 | 0 | 0 | 171526.2898 | 14265.9815 | 0 | 0 | 0 | 0 | 0 | 0 | 0 | 0 | 0 | 0 | 0 | 0 | 0 | 0
2016-05-09 12:00 | 0 | 0 | 0 | 0 | 0 | 424768.6859 | 56458.4478 | 395303 | 0 | 0 | 0 | 0 | 243184.4419 | 3848165.0154 | 0 | 0 | 0 | 0 | 0 | 0 | 0 | 0 | 0 | 0 | 0 | 0 | 0 | 0 | 0 | 71658.1522 | 14265.9815 | 0 | 0 | 0 | 0 | 0 | 0 | 0 | 0 | 0 | 0 | 0 | 0 | 0 | 0
2016-05-09 13:00 | 0 | 0 | 0 | 0 | 0 | 0 | 391915.722 | 408599 | 0 | 0 | 0 | 0 | 212235.1824 | 3862430.9969 | 0 | 0 | 0 | 0 | 0 | 0 | 0 | 0 | 0 | 0 | 0 | 0 | 0 | 0 | 0 | -30949.2595 | 14265.9815 | 0 | 0 | 0 | 0 | 0 | 0 | 0 | 0 | 0 | 0 | 0 | 0 | 0 | 0
2016-05-09 14:00 | 0 | 0 | 0 | 0 | 0 | 0 | 654768.9047 | 421708 | 0 | 0 | 0 | 0 | 431030.1056 | 3876696.9785 | 0 | 0 | 0 | 0 | 0 | 0 | 0 | 0 | 0 | 0 | 0 | 0 | 0 | 0 | 0 | 218794.9232 | 14265.9815 | 0 | 0 | 0 | 0 | 0 | 0 | 0 | 0 | 0 | 0 | 0 | 0 | 0 | 0
2016-05-09 15:00 | 0 | 0 | 0 | 0 | 0 | 0 | 706152.0865 | 432747 | 0 | 0 | 0 | 0 | 690169.2106 | 3890962.96 | 0 | 0 | 0 | 0 | 0 | 0 | 0 | 0 | 0 | 0 | 0 | 0 | 0 | 0 | 0 | 259139.105 | 14265.9815 | 0 | 0 | 0 | 0 | 0 | 0 | 0 | 0 | 0 | 0 | 0 | 0 | 0 | 0
2016-05-09 16:00 | 0 | 0 | 0 | 0 | 0 | 0 | 714544.0865 | 441139 | 0 | 0 | 0 | 0 | 949308.3155 | 3905228.9415 | 0 | 0 | 0 | 0 | 0 | 0 | 0 | 0 | 0 | 0 | 0 | 0 | 0 | 0 | 0 | 259139.105 | 14265.9815 | 0 | 0 | 0 | 0 | 0 | 0 | 0 | 0 | 0 | 0 | 0 | 0 | 0 | 0
2016-05-09 17:00 | 0 | 0 | 0 | 0 | 0 | 0 | 722811.0865 | 449406 | 0 | 0 | 0 | 0 | 1208447.4205 | 3919494.9231 | 0 | 0 | 0 | 0 | 0 | 0 | 0 | 0 | 0 | 0 | 0 | 0 | 0 | 0 | 0 | 259139.105 | 14265.9815 | 0 | 0 | 0 | 0 | 0 | 0 | 0 | 0 | 0 | 0 | 0 | 0 | 0 | 0
2016-05-09 18:00 | 0 | 0 | 0 | 0 | 0 | 0 | 728019.0865 | 454614 | 0 | 0 | 0 | 0 | 1467586.5254 | 3933760.9046 | 0 | 0 | 0 | 0 | 0 | 0 | 0 | 0 | 0 | 0 | 0 | 0 | 0 | 0 | 0 | 259139.105 | 14265.9815 | 0 | 0 | 0 | 0 | 0 | 0 | 0 | 0 | 0 | 0 | 0 | 0 | 0 | 0
2016-05-09 19:00 | 0 | 0 | 0 | 0 | 0 | 0 | 731465.0865 | 458060 | 0 | 0 | 0 | 0 | 1726725.6304 | 3948026.8861 | 0 | 0 | 0 | 0 | 0 | 0 | 0 | 0 | 0 | 0 | 0 | 0 | 0 | 0 | 0 | 259139.105 | 14265.9815 | 0 | 0 | 0 | 0 | 0 | 0 | 0 | 0 | 0 | 0 | 0 | 0 | 0 | 0
2016-05-09 20:00 | 0 | 0 | 0 | 0 | 0 | 0 | 733886.0865 | 460481 | 0 | 0 | 0 | 0 | 1985864.7353 | 3962292.8677 | 0 | 0 | 0 | 0 | 0 | 0 | 0 | 0 | 0 | 0 | 0 | 0 | 0 | 0 | 0 | 259139.105 | 14265.9815 | 0 | 0 | 0 | 0 | 0 | 0 | 0 | 0 | 0 | 0 | 0 | 0 | 0 | 0
2016-05-09 21:00 | 0 | 0 | 0 | 0 | 0 | 0 | 735733.0865 | 462328 | 0 | 0 | 0 | 0 | 2245003.8403 | 3976558.8492 | 0 | 0 | 0 | 0 | 0 | 0 | 0 | 0 | 0 | 0 | 0 | 0 | 0 | 0 | 0 | 259139.105 | 14265.9815 | 0 | 0 | 0 | 0 | 0 | 0 | 0 | 0 | 0 | 0 | 0 | 0 | 0 | 0
2016-05-09 22:00 | 0 | 0 | 0 | 0 | 0 | 0 | 734828.0865 | 461423 | 0 | 0 | 0 | 0 | 2504142.9452 | 3990824.8307 | 0 | 0 | 0 | 0 | 0 | 0 | 0 | 0 | 0 | 0 | 0 | 0 | 0 | 0 | 0 | 259139.105 | 14265.9815 | 0 | 0 | 0 | 0 | 0 | 0 | 0 | 0 | 0 | 0 | 0 | 0 | 0 | 0
2016-05-09 23:00 | 0 | 0 | 0 | 0 | 0 | 0 | 732379.0865 | 458974 | 0 | 0 | 0 | 0 | 2763282.0502 | 4005090.8122 | 0 | 0 | 0 | 0 | 0 | 0 | 0 | 0 | 0 | 0 | 0 | 0 | 0 | 0 | 0 | 259139.105 | 14265.9815 | 0 | 0 | 0 | 0 | 0 | 0 | 0 | 0 | 0 | 0 | 0 | 0 | 0 | 0
2016-05-10 | 0 | 0 | 0 | 0 | 0 | 0 | 605880.476 | 460125 | 0 | 0 | 0 | 0 | 2894771.5446 | 4019356.7938 | 0 | 0 | 0 | 0 | 0 | 0 | 0 | 0 | 0 | 0 | 0 | 0 | 0 | 0 | 0 | 131489.4944 | 14265.9815 | 0 | 0 | 0 | 0 | 0 | 0 | 0 | 0 | 0 | 0 | 0 | 0 | 0 | 0
2016-05-10 01:00 | 0 | 0 | 0 | 0 | 0 | 0 | 273039.7916 | 454568 | 0 | 0 | 0 | 0 | 2713243.3362 | 4019356.7938 | 0 | 0 | 0 | 0 | 0 | 0 | 0 | 0 | 0 | 0 | 0 | 0 | 0 | 0 | 0 | -181528.2084 | 0 | 0 | 0 | 0 | 0 | 0 | 0 | 0 | 0 | 0 | 0 | 0 | 0 | 0 | 0
2016-05-10 02:00 | 0 | 0 | 0 | 0 | 0 | 164112.8969 | 10566.9981 | 433819 | 0 | 0 | 0 | 0 | 2454104.2312 | 4019356.7938 | 0 | 0 | 0 | 0 | 0 | 0 | 0 | 0 | 0 | 0 | 0 | 0 | 0 | 0 | 0 | -259139.105 | 0 | 0 | 0 | 0 | 0 | 0 | 0 | 0 | 0 | 0 | 0 | 0 | 0 | 0 | 0
2016-05-10 03:00 | 0 | 0 | 0 | 0 | 0 | 147394.895 | 0 | 406534 | 0 | 0 | 0 | 0 | 2194965.1263 | 4019356.7938 | 0 | 0 | 0 | 0 | 0 | 0 | 0 | 0 | 0 | 0 | 0 | 0 | 0 | 0 | 0 | -259139.105 | 0 | 0 | 0 | 0 | 0 | 0 | 0 | 0 | 0 | 0 | 0 | 0 | 0 | 0 | 0
2016-05-10 04:00 | 0 | 0 | 0 | 0 | 0 | 123944.895 | 0 | 383084 | 0 | 0 | 0 | 0 | 1935826.0213 | 4019356.7938 | 0 | 0 | 0 | 0 | 0 | 0 | 0 | 0 | 0 | 0 | 0 | 0 | 0 | 0 | 0 | -259139.105 | 0 | 0 | 0 | 0 | 0 | 0 | 0 | 0 | 0 | 0 | 0 | 0 | 0 | 0 | 0
2016-05-10 05:00 | 0 | 0 | 0 | 0 | 0 | 103308.895 | 0 | 362448 | 0 | 0 | 0 | 0 | 1676686.9164 | 4019356.7938 | 0 | 0 | 0 | 0 | 0 | 0 | 0 | 0 | 0 | 0 | 0 | 0 | 0 | 0 | 0 | -259139.105 | 0 | 0 | 0 | 0 | 0 | 0 | 0 | 0 | 0 | 0 | 0 | 0 | 0 | 0 | 0
2016-05-10 06:00 | 0 | 0 | 0 | 0 | 0 | 89194.895 | 0 | 348334 | 0 | 0 | 0 | 0 | 1417547.8114 | 4019356.7938 | 0 | 0 | 0 | 0 | 0 | 0 | 0 | 0 | 0 | 0 | 0 | 0 | 0 | 0 | 0 | -259139.105 | 0 | 0 | 0 | 0 | 0 | 0 | 0 | 0 | 0 | 0 | 0 | 0 | 0 | 0 | 0
2016-05-10 07:00 | 0 | 0 | 0 | 0 | 0 | 80173.895 | 0 | 339313 | 0 | 0 | 0 | 0 | 1158408.7065 | 4019356.7938 | 0 | 0 | 0 | 0 | 0 | 0 | 0 | 0 | 0 | 0 | 0 | 0 | 0 | 0 | 0 | -259139.105 | 0 | 0 | 0 | 0 | 0 | 0 | 0 | 0 | 0 | 0 | 0 | 0 | 0 | 0 | 0
2016-05-10 08:00 | 0 | 0 | 0 | 0 | 0 | 77985.895 | 0 | 337125 | 0 | 0 | 0 | 0 | 899269.6015 | 4019356.7938 | 0 | 0 | 0 | 0 | 0 | 0 | 0 | 0 | 0 | 0 | 0 | 0 | 0 | 0 | 0 | -259139.105 | 0 | 0 | 0 | 0 | 0 | 0 | 0 | 0 | 0 | 0 | 0 | 0 | 0 | 0 | 0
2016-05-10 09:00 | 0 | 0 | 0 | 0 | 0 | 85776.895 | 0 | 344916 | 0 | 0 | 0 | 0 | 640130.4966 | 4019356.7938 | 0 | 0 | 0 | 0 | 0 | 0 | 0 | 0 | 0 | 0 | 0 | 0 | 0 | 0 | 0 | -259139.105 | 0 | 0 | 0 | 0 | 0 | 0 | 0 | 0 | 0 | 0 | 0 | 0 | 0 | 0 | 0
2016-05-10 10:00 | 0 | 0 | 0 | 0 | 0 | 0 | 0 | 366983 | 0 | 0 | 0 | 0 | 380991.3916 | 3911512.8987 | 0 | 0 | 0 | 0 | 0 | 0 | 0 | 0 | 0 | 0 | 0 | 0 | 0 | 0 | 0 | -259139.105 | 0 | 107843.895 | 0 | 0 | 0 | 0 | 0 | 0 | 0 | 0 | 0 | 0 | 0 | 0 | 0
2016-05-10 11:00 | 0 | 0 | 0 | 0 | 0 | 130519.895 | 0 | 389659 | 0 | 0 | 0 | 0 | 121852.2867 | 3911512.8987 | 0 | 0 | 0 | 0 | 0 | 0 | 0 | 0 | 0 | 0 | 0 | 0 | 0 | 0 | 0 | -259139.105 | 0 | 0 | 0 | 0 | 0 | 0 | 0 | 0 | 0 | 0 | 0 | 0 | 0 | 0 | 0
2016-05-10 12:00 | 0 | 0 | 0 | 0 | 0 | 247537.0806 | 49295.6142 | 404419 | 0 | 0 | 0 | 0 | 0 | 3925778.8803 | 0 | 0 | 0 | 0 | 0 | 0 | 0 | 0 | 0 | 0 | 0 | 0 | 0 | 0 | 0 | -121852.2867 | 14265.9815 | 0 | 0 | 0 | 0 | 0 | 0 | 0 | 0 | 0 | 0 | 0 | 0 | 0 | 0
2016-05-10 13:00 | 0 | 0 | 0 | 0 | 0 | 0 | 443335.8508 | 419261 | 0 | 0 | 0 | 0 | 9808.8692 | 3940044.8618 | 0 | 0 | 0 | 0 | 0 | 0 | 0 | 0 | 0 | 0 | 0 | 0 | 0 | 0 | 0 | 9808.8692 | 14265.9815 | 0 | 0 | 0 | 0 | 0 | 0 | 0 | 0 | 0 | 0 | 0 | 0 | 0 | 0
2016-05-10 14:00 | 0 | 0 | 0 | 0 | 0 | 0 | 701567.8746 | 434066 | 0 | 0 | 0 | 0 | 263044.7623 | 3954310.8433 | 0 | 0 | 0 | 0 | 0 | 0 | 0 | 0 | 0 | 0 | 0 | 0 | 0 | 0 | 0 | 253235.8931 | 14265.9815 | 0 | 0 | 0 | 0 | 0 | 0 | 0 | 0 | 0 | 0 | 0 | 0 | 0 | 0
2016-05-10 15:00 | 0 | 0 | 0 | 0 | 0 | 0 | 719946.0865 | 446541 | 0 | 0 | 0 | 0 | 522183.8673 | 3968576.8249 | 0 | 0 | 0 | 0 | 0 | 0 | 0 | 0 | 0 | 0 | 0 | 0 | 0 | 0 | 0 | 259139.105 | 14265.9815 | 0 | 0 | 0 | 0 | 0 | 0 | 0 | 0 | 0 | 0 | 0 | 0 | 0 | 0
2016-05-10 16:00 | 0 | 0 | 0 | 0 | 0 | 0 | 729713.0865 | 456308 | 0 | 0 | 0 | 0 | 781322.9722 | 3982842.8064 | 0 | 0 | 0 | 0 | 0 | 0 | 0 | 0 | 0 | 0 | 0 | 0 | 0 | 0 | 0 | 259139.105 | 14265.9815 | 0 | 0 | 0 | 0 | 0 | 0 | 0 | 0 | 0 | 0 | 0 | 0 | 0 | 0
2016-05-10 17:00 | 0 | 0 | 0 | 0 | 0 | 0 | 739325.0865 | 465920 | 0 | 0 | 0 | 0 | 1040462.0772 | 3997108.7879 | 0 | 0 | 0 | 0 | 0 | 0 | 0 | 0 | 0 | 0 | 0 | 0 | 0 | 0 | 0 | 259139.105 | 14265.9815 | 0 | 0 | 0 | 0 | 0 | 0 | 0 | 0 | 0 | 0 | 0 | 0 | 0 | 0
2016-05-10 18:00 | 0 | 0 | 0 | 0 | 0 | 0 | 745908.0865 | 472503 | 0 | 0 | 0 | 0 | 1299601.1821 | 4011374.7695 | 0 | 0 | 0 | 0 | 0 | 0 | 0 | 0 | 0 | 0 | 0 | 0 | 0 | 0 | 0 | 259139.105 | 14265.9815 | 0 | 0 | 0 | 0 | 0 | 0 | 0 | 0 | 0 | 0 | 0 | 0 | 0 | 0
2016-05-10 19:00 | 0 | 0 | 0 | 0 | 0 | 0 | 755878.0865 | 482473 | 0 | 0 | 0 | 0 | 1558740.2871 | 4025640.751 | 0 | 0 | 0 | 0 | 0 | 0 | 0 | 0 | 0 | 0 | 0 | 0 | 0 | 0 | 0 | 259139.105 | 14265.9815 | 0 | 0 | 0 | 0 | 0 | 0 | 0 | 0 | 0 | 0 | 0 | 0 | 0 | 0
2016-05-10 20:00 | 0 | 0 | 0 | 0 | 0 | 0 | 760488.0865 | 487083 | 0 | 0 | 0 | 0 | 1817879.392 | 4039906.7325 | 0 | 0 | 0 | 0 | 0 | 0 | 0 | 0 | 0 | 0 | 0 | 0 | 0 | 0 | 0 | 259139.105 | 14265.9815 | 0 | 0 | 0 | 0 | 0 | 0 | 0 | 0 | 0 | 0 | 0 | 0 | 0 | 0
2016-05-10 21:00 | 0 | 0 | 0 | 0 | 0 | 0 | 764567.0865 | 491162 | 0 | 0 | 0 | 0 | 2077018.497 | 4054172.7141 | 0 | 0 | 0 | 0 | 0 | 0 | 0 | 0 | 0 | 0 | 0 | 0 | 0 | 0 | 0 | 259139.105 | 14265.9815 | 0 | 0 | 0 | 0 | 0 | 0 | 0 | 0 | 0 | 0 | 0 | 0 | 0 | 0
2016-05-10 22:00 | 0 | 0 | 0 | 0 | 0 | 0 | 762694.0865 | 489289 | 0 | 0 | 0 | 0 | 2336157.6019 | 4068438.6956 | 0 | 0 | 0 | 0 | 0 | 0 | 0 | 0 | 0 | 0 | 0 | 0 | 0 | 0 | 0 | 259139.105 | 14265.9815 | 0 | 0 | 0 | 0 | 0 | 0 | 0 | 0 | 0 | 0 | 0 | 0 | 0 | 0
2016-05-10 23:00 | 0 | 0 | 0 | 0 | 0 | 0 | 732698.6607 | 484040 | 0 | 0 | 0 | 0 | 2570550.2811 | 4082704.6771 | 0 | 0 | 0 | 0 | 0 | 0 | 0 | 0 | 0 | 0 | 0 | 0 | 0 | 0 | 0 | 234392.6792 | 14265.9815 | 0 | 0 | 0 | 0 | 0 | 0 | 0 | 0 | 0 | 0 | 0 | 0 | 0 | 0
2016-05-11 | 0 | 0 | 0 | 0 | 0 | 0 | 572316.8689 | 482045 | 0 | 0 | 0 | 0 | 2646556.1684 | 4096970.6587 | 0 | 0 | 0 | 0 | 0 | 0 | 0 | 0 | 0 | 0 | 0 | 0 | 0 | 0 | 0 | 76005.8874 | 14265.9815 | 0 | 0 | 0 | 0 | 0 | 0 | 0 | 0 | 0 | 0 | 0 | 0 | 0 | 0
2016-05-11 01:00 | 0 | 0 | 0 | 0 | 0 | 0 | 263187.4153 | 474763 | 0 | 0 | 0 | 0 | 2420714.6022 | 4111236.6402 | 0 | 0 | 0 | 0 | 0 | 0 | 0 | 0 | 0 | 0 | 0 | 0 | 0 | 0 | 0 | -225841.5662 | 14265.9815 | 0 | 0 | 0 | 0 | 0 | 0 | 0 | 0 | 0 | 0 | 0 | 0 | 0 | 0
2016-05-11 02:00 | 0 | 0 | 0 | 0 | 0 | 180878.8959 | 11777.9991 | 451796 | 0 | 0 | 0 | 0 | 2161575.4973 | 4111236.6402 | 0 | 0 | 0 | 0 | 0 | 0 | 0 | 0 | 0 | 0 | 0 | 0 | 0 | 0 | 0 | -259139.105 | 0 | 0 | 0 | 0 | 0 | 0 | 0 | 0 | 0 | 0 | 0 | 0 | 0 | 0 | 0
2016-05-11 03:00 | 0 | 0 | 0 | 0 | 0 | 163328.895 | 0 | 422468 | 0 | 0 | 0 | 0 | 1902436.3923 | 4111236.6402 | 0 | 0 | 0 | 0 | 0 | 0 | 0 | 0 | 0 | 0 | 0 | 0 | 0 | 0 | 0 | -259139.105 | 0 | 0 | 0 | 0 | 0 | 0 | 0 | 0 | 0 | 0 | 0 | 0 | 0 | 0 | 0
2016-05-11 04:00 | 0 | 0 | 0 | 0 | 0 | 136341.895 | 0 | 395481 | 0 | 0 | 0 | 0 | 1643297.2874 | 4111236.6402 | 0 | 0 | 0 | 0 | 0 | 0 | 0 | 0 | 0 | 0 | 0 | 0 | 0 | 0 | 0 | -259139.105 | 0 | 0 | 0 | 0 | 0 | 0 | 0 | 0 | 0 | 0 | 0 | 0 | 0 | 0 | 0
2016-05-11 05:00 | 0 | 0 | 0 | 0 | 0 | 115068.895 | 0 | 374208 | 0 | 0 | 0 | 0 | 1384158.1824 | 4111236.6402 | 0 | 0 | 0 | 0 | 0 | 0 | 0 | 0 | 0 | 0 | 0 | 0 | 0 | 0 | 0 | -259139.105 | 0 | 0 | 0 | 0 | 0 | 0 | 0 | 0 | 0 | 0 | 0 | 0 | 0 | 0 | 0
2016-05-11 06:00 | 0 | 0 | 0 | 0 | 0 | 97824.895 | 0 | 356964 | 0 | 0 | 0 | 0 | 1125019.0775 | 4111236.6402 | 0 | 0 | 0 | 0 | 0 | 0 | 0 | 0 | 0 | 0 | 0 | 0 | 0 | 0 | 0 | -259139.105 | 0 | 0 | 0 | 0 | 0 | 0 | 0 | 0 | 0 | 0 | 0 | 0 | 0 | 0 | 0
2016-05-11 07:00 | 0 | 0 | 0 | 0 | 0 | 87825.895 | 0 | 346965 | 0 | 0 | 0 | 0 | 865879.9725 | 4111236.6402 | 0 | 0 | 0 | 0 | 0 | 0 | 0 | 0 | 0 | 0 | 0 | 0 | 0 | 0 | 0 | -259139.105 | 0 | 0 | 0 | 0 | 0 | 0 | 0 | 0 | 0 | 0 | 0 | 0 | 0 | 0 | 0
2016-05-11 08:00 | 0 | 0 | 0 | 0 | 0 | 84221.895 | 0 | 343361 | 0 | 0 | 0 | 0 | 606740.8676 | 4111236.6402 | 0 | 0 | 0 | 0 | 0 | 0 | 0 | 0 | 0 | 0 | 0 | 0 | 0 | 0 | 0 | -259139.105 | 0 | 0 | 0 | 0 | 0 | 0 | 0 | 0 | 0 | 0 | 0 | 0 | 0 | 0 | 0
2016-05-11 09:00 | 0 | 0 | 0 | 0 | 0 | 91346.895 | 0 | 350486 | 0 | 0 | 0 | 0 | 347601.7626 | 4111236.6402 | 0 | 0 | 0 | 0 | 0 | 0 | 0 | 0 | 0 | 0 | 0 | 0 | 0 | 0 | 0 | -259139.105 | 0 | 0 | 0 | 0 | 0 | 0 | 0 | 0 | 0 | 0 | 0 | 0 | 0 | 0 | 0
2016-05-11 10:00 | 0 | 0 | 0 | 0 | 0 | 3196.0859 | 0 | 371278 | 0 | 0 | 0 | 0 | 88462.6577 | 4002293.831 | 0 | 0 | 0 | 0 | 0 | 0 | 0 | 0 | 0 | 0 | 0 | 0 | 0 | 0 | 0 | -259139.105 | 0 | 108942.8092 | 0 | 0 | 0 | 0 | 0 | 0 | 0 | 0 | 0 | 0 | 0 | 0 | 0
2016-05-11 11:00 | 0 | 0 | 0 | 0 | 0 | 344636.8051 | 0 | 393207 | 0 | 0 | 0 | 0 | 39892.4628 | 4002293.831 | 0 | 0 | 0 | 0 | 0 | 0 | 0 | 0 | 0 | 0 | 0 | 0 | 0 | 0 | 0 | -48570.1949 | 0 | 0 | 0 | 0 | 0 | 0 | 0 | 0 | 0 | 0 | 0 | 0 | 0 | 0 | 0
2016-05-11 12:00 | 0 | 0 | 0 | 0 | 0 | 429662.8323 | 71706.5243 | 408675 | 0 | 0 | 0 | 0 | 132586.8194 | 4002293.831 | 0 | 0 | 0 | 0 | 0 | 0 | 0 | 0 | 0 | 0 | 0 | 0 | 0 | 0 | 0 | 92694.3566 | 0 | 0 | 0 | 0 | 0 | 0 | 0 | 0 | 0 | 0 | 0 | 0 | 0 | 0 | 0
2016-05-11 13:00 | 0 | 0 | 0 | 0 | 0 | 0 | 502069.7191 | 423244 | 0 | 0 | 0 | 0 | 211412.5384 | 4002293.831 | 0 | 0 | 0 | 0 | 0 | 0 | 0 | 0 | 0 | 0 | 0 | 0 | 0 | 0 | 0 | 78825.7191 | 0 | 0 | 0 | 0 | 0 | 0 | 0 | 0 | 0 | 0 | 0 | 0 | 0 | 0 | 0
2016-05-11 14:00 | 0 | 0 | 0 | 0 | 0 | 0 | 712511.0865 | 439106 | 0 | 0 | 0 | 0 | 470551.6434 | 4016559.8126 | 0 | 0 | 0 | 0 | 0 | 0 | 0 | 0 | 0 | 0 | 0 | 0 | 0 | 0 | 0 | 259139.105 | 14265.9815 | 0 | 0 | 0 | 0 | 0 | 0 | 0 | 0 | 0 | 0 | 0 | 0 | 0 | 0
2016-05-11 15:00 | 0 | 0 | 0 | 0 | 0 | 0 | 727282.0865 | 453877 | 0 | 0 | 0 | 0 | 729690.7483 | 4030825.7941 | 0 | 0 | 0 | 0 | 0 | 0 | 0 | 0 | 0 | 0 | 0 | 0 | 0 | 0 | 0 | 259139.105 | 14265.9815 | 0 | 0 | 0 | 0 | 0 | 0 | 0 | 0 | 0 | 0 | 0 | 0 | 0 | 0
2016-05-11 16:00 | 0 | 0 | 0 | 0 | 0 | 0 | 739681.0865 | 466276 | 0 | 0 | 0 | 0 | 988829.8533 | 4045091.7756 | 0 | 0 | 0 | 0 | 0 | 0 | 0 | 0 | 0 | 0 | 0 | 0 | 0 | 0 | 0 | 259139.105 | 14265.9815 | 0 | 0 | 0 | 0 | 0 | 0 | 0 | 0 | 0 | 0 | 0 | 0 | 0 | 0
2016-05-11 17:00 | 0 | 0 | 0 | 0 | 0 | 0 | 751958.0865 | 478553 | 0 | 0 | 0 | 0 | 1247968.9582 | 4059357.7572 | 0 | 0 | 0 | 0 | 0 | 0 | 0 | 0 | 0 | 0 | 0 | 0 | 0 | 0 | 0 | 259139.105 | 14265.9815 | 0 | 0 | 0 | 0 | 0 | 0 | 0 | 0 | 0 | 0 | 0 | 0 | 0 | 0
2016-05-11 18:00 | 0 | 0 | 0 | 0 | 0 | 0 | 761866.0865 | 488461 | 0 | 0 | 0 | 0 | 1507108.0632 | 4073623.7387 | 0 | 0 | 0 | 0 | 0 | 0 | 0 | 0 | 0 | 0 | 0 | 0 | 0 | 0 | 0 | 259139.105 | 14265.9815 | 0 | 0 | 0 | 0 | 0 | 0 | 0 | 0 | 0 | 0 | 0 | 0 | 0 | 0
2016-05-11 19:00 | 0 | 0 | 0 | 0 | 0 | 0 | 770089.0865 | 496684 | 0 | 0 | 0 | 0 | 1766247.1681 | 4087889.7202 | 0 | 0 | 0 | 0 | 0 | 0 | 0 | 0 | 0 | 0 | 0 | 0 | 0 | 0 | 0 | 259139.105 | 14265.9815 | 0 | 0 | 0 | 0 | 0 | 0 | 0 | 0 | 0 | 0 | 0 | 0 | 0 | 0
2016-05-11 20:00 | 0 | 0 | 0 | 0 | 0 | 0 | 776851.0865 | 503446 | 0 | 0 | 0 | 0 | 2025386.2731 | 4102155.7018 | 0 | 0 | 0 | 0 | 0 | 0 | 0 | 0 | 0 | 0 | 0 | 0 | 0 | 0 | 0 | 259139.105 | 14265.9815 | 0 | 0 | 0 | 0 | 0 | 0 | 0 | 0 | 0 | 0 | 0 | 0 | 0 | 0
2016-05-11 21:00 | 0 | 0 | 0 | 0 | 0 | 0 | 780661.0865 | 507256 | 0 | 0 | 0 | 0 | 2284525.378 | 4116421.6833 | 0 | 0 | 0 | 0 | 0 | 0 | 0 | 0 | 0 | 0 | 0 | 0 | 0 | 0 | 0 | 259139.105 | 14265.9815 | 0 | 0 | 0 | 0 | 0 | 0 | 0 | 0 | 0 | 0 | 0 | 0 | 0 | 0
2016-05-11 22:00 | 0 | 0 | 0 | 0 | 0 | 0 | 779063.0865 | 505658 | 0 | 0 | 0 | 0 | 2543664.483 | 4130687.6648 | 0 | 0 | 0 | 0 | 0 | 0 | 0 | 0 | 0 | 0 | 0 | 0 | 0 | 0 | 0 | 259139.105 | 14265.9815 | 0 | 0 | 0 | 0 | 0 | 0 | 0 | 0 | 0 | 0 | 0 | 0 | 0 | 0
2016-05-11 23:00 | 0 | 0 | 0 | 0 | 0 | 0 | 751458.8348 | 499182 | 0 | 0 | 0 | 0 | 2795941.3178 | 4130687.6648 | 0 | 0 | 0 | 0 | 0 | 0 | 0 | 0 | 0 | 0 | 0 | 0 | 0 | 0 | 0 | 252276.8348 | 0 | 0 | 0 | 0 | 0 | 0 | 0 | 0 | 0 | 0 | 0 | 0 | 0 | 0 | 0
2016-05-12 | 0 | 0 | 0 | 0 | 0 | 0 | 593709.2268 | 494879 | 0 | 0 | 0 | 0 | 2894771.5446 | 4130687.6648 | 0 | 0 | 0 | 0 | 0 | 0 | 0 | 0 | 0 | 0 | 0 | 0 | 0 | 0 | 0 | 98830.2268 | 0 | 0 | 0 | 0 | 0 | 0 | 0 | 0 | 0 | 0 | 0 | 0 | 0 | 0 | 0
2016-05-12 01:00 | 0 | 0 | 0 | 0 | 0 | 0 | 280679.7772 | 486960 | 0 | 0 | 0 | 0 | 2674225.3402 | 4144953.6464 | 0 | 0 | 0 | 0 | 0 | 0 | 0 | 0 | 0 | 0 | 0 | 0 | 0 | 0 | 0 | -220546.2044 | 14265.9815 | 0 | 0 | 0 | 0 | 0 | 0 | 0 | 0 | 0 | 0 | 0 | 0 | 0 | 0
2016-05-12 02:00 | 0 | 0 | 0 | 0 | 0 | 182261.5295 | 21755.3656 | 463156 | 0 | 0 | 0 | 0 | 2415086.2353 | 4144953.6464 | 0 | 0 | 0 | 0 | 0 | 0 | 0 | 0 | 0 | 0 | 0 | 0 | 0 | 0 | 0 | -259139.105 | 0 | 0 | 0 | 0 | 0 | 0 | 0 | 0 | 0 | 0 | 0 | 0 | 0 | 0 | 0
2016-05-12 03:00 | 0 | 0 | 0 | 0 | 0 | 172646.895 | 0 | 431786 | 0 | 0 | 0 | 0 | 2155947.1303 | 4144953.6464 | 0 | 0 | 0 | 0 | 0 | 0 | 0 | 0 | 0 | 0 | 0 | 0 | 0 | 0 | 0 | -259139.105 | 0 | 0 | 0 | 0 | 0 | 0 | 0 | 0 | 0 | 0 | 0 | 0 | 0 | 0 | 0
2016-05-12 04:00 | 0 | 0 | 0 | 0 | 0 | 143805.895 | 0 | 402945 | 0 | 0 | 0 | 0 | 1896808.0254 | 4144953.6464 | 0 | 0 | 0 | 0 | 0 | 0 | 0 | 0 | 0 | 0 | 0 | 0 | 0 | 0 | 0 | -259139.105 | 0 | 0 | 0 | 0 | 0 | 0 | 0 | 0 | 0 | 0 | 0 | 0 | 0 | 0 | 0
2016-05-12 05:00 | 0 | 0 | 0 | 0 | 0 | 119654.895 | 0 | 378794 | 0 | 0 | 0 | 0 | 1637668.9204 | 4144953.6464 | 0 | 0 | 0 | 0 | 0 | 0 | 0 | 0 | 0 | 0 | 0 | 0 | 0 | 0 | 0 | -259139.105 | 0 | 0 | 0 | 0 | 0 | 0 | 0 | 0 | 0 | 0 | 0 | 0 | 0 | 0 | 0
2016-05-12 06:00 | 0 | 0 | 0 | 0 | 0 | 101287.895 | 0 | 360427 | 0 | 0 | 0 | 0 | 1378529.8155 | 4144953.6464 | 0 | 0 | 0 | 0 | 0 | 0 | 0 | 0 | 0 | 0 | 0 | 0 | 0 | 0 | 0 | -259139.105 | 0 | 0 | 0 | 0 | 0 | 0 | 0 | 0 | 0 | 0 | 0 | 0 | 0 | 0 | 0
2016-05-12 07:00 | 0 | 0 | 0 | 0 | 0 | 89238.895 | 0 | 348378 | 0 | 0 | 0 | 0 | 1119390.7105 | 4144953.6464 | 0 | 0 | 0 | 0 | 0 | 0 | 0 | 0 | 0 | 0 | 0 | 0 | 0 | 0 | 0 | -259139.105 | 0 | 0 | 0 | 0 | 0 | 0 | 0 | 0 | 0 | 0 | 0 | 0 | 0 | 0 | 0
2016-05-12 08:00 | 0 | 0 | 0 | 0 | 0 | 85315.895 | 0 | 344455 | 0 | 0 | 0 | 0 | 860251.6056 | 4144953.6464 | 0 | 0 | 0 | 0 | 0 | 0 | 0 | 0 | 0 | 0 | 0 | 0 | 0 | 0 | 0 | -259139.105 | 0 | 0 | 0 | 0 | 0 | 0 | 0 | 0 | 0 | 0 | 0 | 0 | 0 | 0 | 0
2016-05-12 09:00 | 0 | 0 | 0 | 0 | 0 | 92605.895 | 0 | 351745 | 0 | 0 | 0 | 0 | 601112.5006 | 4144953.6464 | 0 | 0 | 0 | 0 | 0 | 0 | 0 | 0 | 0 | 0 | 0 | 0 | 0 | 0 | 0 | -259139.105 | 0 | 0 | 0 | 0 | 0 | 0 | 0 | 0 | 0 | 0 | 0 | 0 | 0 | 0 | 0
2016-05-12 10:00 | 0 | 0 | 0 | 0 | 0 | 112349.895 | 0 | 371489 | 0 | 0 | 0 | 0 | 341973.3957 | 4144953.6464 | 0 | 0 | 0 | 0 | 0 | 0 | 0 | 0 | 0 | 0 | 0 | 0 | 0 | 0 | 0 | -259139.105 | 0 | 0 | 0 | 0 | 0 | 0 | 0 | 0 | 0 | 0 | 0 | 0 | 0 | 0 | 0
2016-05-12 11:00 | 0 | 0 | 0 | 0 | 0 | 134947.895 | 0 | 394087 | 0 | 0 | 0 | 0 | 82834.2907 | 4144953.6464 | 0 | 0 | 0 | 0 | 0 | 0 | 0 | 0 | 0 | 0 | 0 | 0 | 0 | 0 | 0 | -259139.105 | 0 | 0 | 0 | 0 | 0 | 0 | 0 | 0 | 0 | 0 | 0 | 0 | 0 | 0 | 0
2016-05-12 12:00 | 0 | 0 | 0 | 0 | 0 | 348485.3637 | 70136.7006 | 411018 | 0 | 0 | 0 | 0 | 76172.3735 | 4159219.6279 | 0 | 0 | 0 | 0 | 0 | 0 | 0 | 0 | 0 | 0 | 0 | 0 | 0 | 0 | 0 | -6661.9172 | 14265.9815 | 0 | 0 | 0 | 0 | 0 | 0 | 0 | 0 | 0 | 0 | 0 | 0 | 0 | 0
2016-05-12 13:00 | 0 | 0 | 0 | 0 | 0 | 0 | 476570.9767 | 425972 | 0 | 0 | 0 | 0 | 221448.1778 | 4064542.8003 | 0 | 0 | 0 | 0 | 0 | 0 | 0 | 0 | 0 | 0 | 0 | 0 | 0 | 0 | 0 | 145275.8043 | 14265.9815 | 108942.8092 | 0 | 0 | 0 | 0 | 0 | 0 | 0 | 0 | 0 | 0 | 0 | 0 | 0
2016-05-12 14:00 | 0 | 0 | 0 | 0 | 0 | 0 | 697908.809 | 441729 | 0 | 0 | 0 | 0 | 463362.0053 | 4078808.7818 | 0 | 0 | 0 | 0 | 0 | 0 | 0 | 0 | 0 | 0 | 0 | 0 | 0 | 0 | 0 | 241913.8275 | 14265.9815 | 0 | 0 | 0 | 0 | 0 | 0 | 0 | 0 | 0 | 0 | 0 | 0 | 0 | 0
2016-05-12 15:00 | 0 | 0 | 0 | 0 | 0 | 0 | 729639.0865 | 456234 | 0 | 0 | 0 | 0 | 722501.1103 | 4093074.7633 | 0 | 0 | 0 | 0 | 0 | 0 | 0 | 0 | 0 | 0 | 0 | 0 | 0 | 0 | 0 | 259139.105 | 14265.9815 | 0 | 0 | 0 | 0 | 0 | 0 | 0 | 0 | 0 | 0 | 0 | 0 | 0 | 0
2016-05-12 16:00 | 0 | 0 | 0 | 0 | 0 | 0 | 740754.0865 | 467349 | 0 | 0 | 0 | 0 | 981640.2152 | 4107340.7449 | 0 | 0 | 0 | 0 | 0 | 0 | 0 | 0 | 0 | 0 | 0 | 0 | 0 | 0 | 0 | 259139.105 | 14265.9815 | 0 | 0 | 0 | 0 | 0 | 0 | 0 | 0 | 0 | 0 | 0 | 0 | 0 | 0
2016-05-12 17:00 | 0 | 0 | 0 | 0 | 0 | 0 | 751585.0865 | 478180 | 0 | 0 | 0 | 0 | 1240779.3202 | 4121606.7264 | 0 | 0 | 0 | 0 | 0 | 0 | 0 | 0 | 0 | 0 | 0 | 0 | 0 | 0 | 0 | 259139.105 | 14265.9815 | 0 | 0 | 0 | 0 | 0 | 0 | 0 | 0 | 0 | 0 | 0 | 0 | 0 | 0
2016-05-12 18:00 | 0 | 0 | 0 | 0 | 0 | 0 | 759883.0865 | 486478 | 0 | 0 | 0 | 0 | 1499918.4251 | 4135872.7079 | 0 | 0 | 0 | 0 | 0 | 0 | 0 | 0 | 0 | 0 | 0 | 0 | 0 | 0 | 0 | 259139.105 | 14265.9815 | 0 | 0 | 0 | 0 | 0 | 0 | 0 | 0 | 0 | 0 | 0 | 0 | 0 | 0
2016-05-12 19:00 | 0 | 0 | 0 | 0 | 0 | 0 | 765446.0865 | 492041 | 0 | 0 | 0 | 0 | 1759057.5301 | 4150138.6895 | 0 | 0 | 0 | 0 | 0 | 0 | 0 | 0 | 0 | 0 | 0 | 0 | 0 | 0 | 0 | 259139.105 | 14265.9815 | 0 | 0 | 0 | 0 | 0 | 0 | 0 | 0 | 0 | 0 | 0 | 0 | 0 | 0
2016-05-12 20:00 | 0 | 0 | 0 | 0 | 0 | 0 | 769849.0865 | 496444 | 0 | 0 | 0 | 0 | 2018196.635 | 4164404.671 | 0 | 0 | 0 | 0 | 0 | 0 | 0 | 0 | 0 | 0 | 0 | 0 | 0 | 0 | 0 | 259139.105 | 14265.9815 | 0 | 0 | 0 | 0 | 0 | 0 | 0 | 0 | 0 | 0 | 0 | 0 | 0 | 0
2016-05-12 21:00 | 0 | 0 | 0 | 0 | 0 | 0 | 771967.0865 | 498562 | 0 | 0 | 0 | 0 | 2277335.74 | 4178670.6525 | 0 | 0 | 0 | 0 | 0 | 0 | 0 | 0 | 0 | 0 | 0 | 0 | 0 | 0 | 0 | 259139.105 | 14265.9815 | 0 | 0 | 0 | 0 | 0 | 0 | 0 | 0 | 0 | 0 | 0 | 0 | 0 | 0
2016-05-12 22:00 | 0 | 0 | 0 | 0 | 0 | 0 | 768953.0865 | 495548 | 0 | 0 | 0 | 0 | 2536474.8449 | 4192936.6341 | 0 | 0 | 0 | 0 | 0 | 0 | 0 | 0 | 0 | 0 | 0 | 0 | 0 | 0 | 0 | 259139.105 | 14265.9815 | 0 | 0 | 0 | 0 | 0 | 0 | 0 | 0 | 0 | 0 | 0 | 0 | 0 | 0
2016-05-12 23:00 | 0 | 0 | 0 | 0 | 0 | 0 | 731523.0429 | 488381 | 0 | 0 | 0 | 0 | 2765350.9063 | 4207202.6156 | 0 | 0 | 0 | 0 | 0 | 0 | 0 | 0 | 0 | 0 | 0 | 0 | 0 | 0 | 0 | 228876.0613 | 14265.9815 | 0 | 0 | 0 | 0 | 0 | 0 | 0 | 0 | 0 | 0 | 0 | 0 | 0 | 0
2016-05-13 | 0 | 0 | 0 | 0 | 0 | 0 | 579189.6445 | 485226 | 0 | 0 | 0 | 0 | 2845048.5693 | 4221468.5971 | 0 | 0 | 0 | 0 | 0 | 0 | 0 | 0 | 0 | 0 | 0 | 0 | 0 | 0 | 0 | 79697.663 | 14265.9815 | 0 | 0 | 0 | 0 | 0 | 0 | 0 | 0 | 0 | 0 | 0 | 0 | 0 | 0
2016-05-13 01:00 | 0 | 0 | 0 | 0 | 0 | 0 | 278834.4479 | 476994 | 0 | 0 | 0 | 0 | 2632623.0356 | 4235734.5787 | 0 | 0 | 0 | 0 | 0 | 0 | 0 | 0 | 0 | 0 | 0 | 0 | 0 | 0 | 0 | -212425.5336 | 14265.9815 | 0 | 0 | 0 | 0 | 0 | 0 | 0 | 0 | 0 | 0 | 0 | 0 | 0 | 0
2016-05-13 02:00 | 0 | 0 | 0 | 0 | 0 | 186127.8433 | 23337.0333 | 454338 | 0 | 0 | 0 | 0 | 2373483.9307 | 4250000.5602 | 0 | 0 | 0 | 0 | 0 | 0 | 0 | 0 | 0 | 0 | 0 | 0 | 0 | 0 | 0 | -259139.105 | 14265.9815 | 0 | 0 | 0 | 0 | 0 | 0 | 0 | 0 | 0 | 0 | 0 | 0 | 0 | 0
2016-05-13 03:00 | 0 | 0 | 0 | 0 | 0 | 57159.0859 | 0 | 425241 | 0 | 0 | 0 | 0 | 2114344.8257 | 4141057.751 | 0 | 0 | 0 | 0 | 0 | 0 | 0 | 0 | 0 | 0 | 0 | 0 | 0 | 0 | 0 | -259139.105 | 0 | 108942.8092 | 0 | 0 | 0 | 0 | 0 | 0 | 0 | 0 | 0 | 0 | 0 | 0 | 0
2016-05-13 04:00 | 0 | 0 | 0 | 0 | 0 | 137935.895 | 0 | 397075 | 0 | 0 | 0 | 0 | 1855205.7208 | 4141057.751 | 0 | 0 | 0 | 0 | 0 | 0 | 0 | 0 | 0 | 0 | 0 | 0 | 0 | 0 | 0 | -259139.105 | 0 | 0 | 0 | 0 | 0 | 0 | 0 | 0 | 0 | 0 | 0 | 0 | 0 | 0 | 0
2016-05-13 05:00 | 0 | 0 | 0 | 0 | 0 | 114600.895 | 0 | 373740 | 0 | 0 | 0 | 0 | 1596066.6158 | 4141057.751 | 0 | 0 | 0 | 0 | 0 | 0 | 0 | 0 | 0 | 0 | 0 | 0 | 0 | 0 | 0 | -259139.105 | 0 | 0 | 0 | 0 | 0 | 0 | 0 | 0 | 0 | 0 | 0 | 0 | 0 | 0 | 0
2016-05-13 06:00 | 0 | 0 | 0 | 0 | 0 | 96398.895 | 0 | 355538 | 0 | 0 | 0 | 0 | 1336927.5109 | 4141057.751 | 0 | 0 | 0 | 0 | 0 | 0 | 0 | 0 | 0 | 0 | 0 | 0 | 0 | 0 | 0 | -259139.105 | 0 | 0 | 0 | 0 | 0 | 0 | 0 | 0 | 0 | 0 | 0 | 0 | 0 | 0 | 0
2016-05-13 07:00 | 0 | 0 | 0 | 0 | 0 | 85744.895 | 0 | 344884 | 0 | 0 | 0 | 0 | 1077788.4059 | 4141057.751 | 0 | 0 | 0 | 0 | 0 | 0 | 0 | 0 | 0 | 0 | 0 | 0 | 0 | 0 | 0 | -259139.105 | 0 | 0 | 0 | 0 | 0 | 0 | 0 | 0 | 0 | 0 | 0 | 0 | 0 | 0 | 0
2016-05-13 08:00 | 0 | 0 | 0 | 0 | 0 | 81566.895 | 0 | 340706 | 0 | 0 | 0 | 0 | 818649.301 | 4141057.751 | 0 | 0 | 0 | 0 | 0 | 0 | 0 | 0 | 0 | 0 | 0 | 0 | 0 | 0 | 0 | -259139.105 | 0 | 0 | 0 | 0 | 0 | 0 | 0 | 0 | 0 | 0 | 0 | 0 | 0 | 0 | 0
2016-05-13 09:00 | 0 | 0 | 0 | 0 | 0 | 87997.895 | 0 | 347137 | 0 | 0 | 0 | 0 | 559510.196 | 4141057.751 | 0 | 0 | 0 | 0 | 0 | 0 | 0 | 0 | 0 | 0 | 0 | 0 | 0 | 0 | 0 | -259139.105 | 0 | 0 | 0 | 0 | 0 | 0 | 0 | 0 | 0 | 0 | 0 | 0 | 0 | 0 | 0
2016-05-13 10:00 | 0 | 0 | 0 | 0 | 0 | 106659.895 | 0 | 365799 | 0 | 0 | 0 | 0 | 300371.0911 | 4141057.751 | 0 | 0 | 0 | 0 | 0 | 0 | 0 | 0 | 0 | 0 | 0 | 0 | 0 | 0 | 0 | -259139.105 | 0 | 0 | 0 | 0 | 0 | 0 | 0 | 0 | 0 | 0 | 0 | 0 | 0 | 0 | 0
2016-05-13 11:00 | 0 | 0 | 0 | 0 | 0 | 528449.5178 | 0 | 386840 | 0 | 0 | 0 | 0 | 431670.8795 | 4151367.4804 | 0 | 0 | 0 | 0 | 0 | 0 | 0 | 0 | 0 | 0 | 0 | 0 | 0 | 0 | 0 | 131299.7884 | 10309.7293 | 0 | 0 | 0 | 0 | 0 | 0 | 0 | 0 | 0 | 0 | 0 | 0 | 0 | 0
2016-05-13 12:00 | 0 | 0 | 0 | 0 | 0 | 59171.7831 | 85929.1119 | 404240 | 0 | 0 | 0 | 0 | 172531.7746 | 4151367.4804 | 0 | 0 | 0 | 0 | 0 | 0 | 0 | 0 | 0 | 0 | 0 | 0 | 0 | 0 | 0 | -259139.105 | 0 | 0 | 0 | 0 | 0 | 0 | 0 | 0 | 0 | 0 | 0 | 0 | 0 | 0 | 0
2016-05-13 13:00 | 0 | 0 | 0 | 0 | 0 | 0 | 507430.0052 | 420934 | 0 | 0 | 0 | 0 | 244761.7982 | 4165633.4619 | 0 | 0 | 0 | 0 | 0 | 0 | 0 | 0 | 0 | 0 | 0 | 0 | 0 | 0 | 0 | 72230.0236 | 14265.9815 | 0 | 0 | 0 | 0 | 0 | 0 | 0 | 0 | 0 | 0 | 0 | 0 | 0 | 0
2016-05-13 14:00 | 0 | 0 | 0 | 0 | 0 | 0 | 699671.6168 | 437331 | 0 | 0 | 0 | 0 | 492836.4335 | 4179899.4434 | 0 | 0 | 0 | 0 | 0 | 0 | 0 | 0 | 0 | 0 | 0 | 0 | 0 | 0 | 0 | 248074.6353 | 14265.9815 | 0 | 0 | 0 | 0 | 0 | 0 | 0 | 0 | 0 | 0 | 0 | 0 | 0 | 0
2016-05-13 15:00 | 0 | 0 | 0 | 0 | 0 | 0 | 724155.0865 | 450750 | 0 | 0 | 0 | 0 | 751975.5384 | 4194165.425 | 0 | 0 | 0 | 0 | 0 | 0 | 0 | 0 | 0 | 0 | 0 | 0 | 0 | 0 | 0 | 259139.105 | 14265.9815 | 0 | 0 | 0 | 0 | 0 | 0 | 0 | 0 | 0 | 0 | 0 | 0 | 0 | 0
2016-05-13 16:00 | 0 | 0 | 0 | 0 | 0 | 0 | 734286.0865 | 460881 | 0 | 0 | 0 | 0 | 1011114.6434 | 4208431.4065 | 0 | 0 | 0 | 0 | 0 | 0 | 0 | 0 | 0 | 0 | 0 | 0 | 0 | 0 | 0 | 259139.105 | 14265.9815 | 0 | 0 | 0 | 0 | 0 | 0 | 0 | 0 | 0 | 0 | 0 | 0 | 0 | 0
2016-05-13 17:00 | 0 | 0 | 0 | 0 | 0 | 0 | 743468.0865 | 470063 | 0 | 0 | 0 | 0 | 1270253.7483 | 4222697.388 | 0 | 0 | 0 | 0 | 0 | 0 | 0 | 0 | 0 | 0 | 0 | 0 | 0 | 0 | 0 | 259139.105 | 14265.9815 | 0 | 0 | 0 | 0 | 0 | 0 | 0 | 0 | 0 | 0 | 0 | 0 | 0 | 0
2016-05-13 18:00 | 0 | 0 | 0 | 0 | 0 | 0 | 750800.0865 | 477395 | 0 | 0 | 0 | 0 | 1529392.8533 | 4236963.3696 | 0 | 0 | 0 | 0 | 0 | 0 | 0 | 0 | 0 | 0 | 0 | 0 | 0 | 0 | 0 | 259139.105 | 14265.9815 | 0 | 0 | 0 | 0 | 0 | 0 | 0 | 0 | 0 | 0 | 0 | 0 | 0 | 0
2016-05-13 19:00 | 0 | 0 | 0 | 0 | 0 | 0 | 755655.0865 | 482250 | 0 | 0 | 0 | 0 | 1788531.9582 | 4251229.3511 | 0 | 0 | 0 | 0 | 0 | 0 | 0 | 0 | 0 | 0 | 0 | 0 | 0 | 0 | 0 | 259139.105 | 14265.9815 | 0 | 0 | 0 | 0 | 0 | 0 | 0 | 0 | 0 | 0 | 0 | 0 | 0 | 0
2016-05-13 20:00 | 0 | 0 | 0 | 0 | 0 | 0 | 760535.0865 | 487130 | 0 | 0 | 0 | 0 | 2047671.0632 | 4265495.3326 | 0 | 0 | 0 | 0 | 0 | 0 | 0 | 0 | 0 | 0 | 0 | 0 | 0 | 0 | 0 | 259139.105 | 14265.9815 | 0 | 0 | 0 | 0 | 0 | 0 | 0 | 0 | 0 | 0 | 0 | 0 | 0 | 0
2016-05-13 21:00 | 0 | 0 | 0 | 0 | 0 | 0 | 762276.0865 | 488871 | 0 | 0 | 0 | 0 | 2306810.1681 | 4279761.3142 | 0 | 0 | 0 | 0 | 0 | 0 | 0 | 0 | 0 | 0 | 0 | 0 | 0 | 0 | 0 | 259139.105 | 14265.9815 | 0 | 0 | 0 | 0 | 0 | 0 | 0 | 0 | 0 | 0 | 0 | 0 | 0 | 0
2016-05-13 22:00 | 0 | 0 | 0 | 0 | 0 | 0 | 756044.0865 | 482639 | 0 | 0 | 0 | 0 | 2565949.2731 | 4294027.2957 | 0 | 0 | 0 | 0 | 0 | 0 | 0 | 0 | 0 | 0 | 0 | 0 | 0 | 0 | 0 | 259139.105 | 14265.9815 | 0 | 0 | 0 | 0 | 0 | 0 | 0 | 0 | 0 | 0 | 0 | 0 | 0 | 0
2016-05-13 23:00 | 0 | 0 | 0 | 0 | 0 | 0 | 722218.4021 | 472125 | 0 | 0 | 0 | 0 | 2801776.6936 | 4308293.2772 | 0 | 0 | 0 | 0 | 0 | 0 | 0 | 0 | 0 | 0 | 0 | 0 | 0 | 0 | 0 | 235827.4206 | 14265.9815 | 0 | 0 | 0 | 0 | 0 | 0 | 0 | 0 | 0 | 0 | 0 | 0 | 0 | 0
2016-05-14 | 0 | 0 | 0 | 0 | 0 | 0 | 571656.8325 | 464396 | 0 | 0 | 0 | 0 | 2894771.5446 | 4322559.2588 | 0 | 0 | 0 | 0 | 0 | 0 | 0 | 0 | 0 | 0 | 0 | 0 | 0 | 0 | 0 | 92994.851 | 14265.9815 | 0 | 0 | 0 | 0 | 0 | 0 | 0 | 0 | 0 | 0 | 0 | 0 | 0 | 0
2016-05-14 01:00 | 0 | 0 | 0 | 0 | 0 | 0 | 268414.0117 | 456650 | 0 | 0 | 0 | 0 | 2706535.5563 | 4322559.2588 | 0 | 0 | 0 | 0 | 0 | 0 | 0 | 0 | 0 | 0 | 0 | 0 | 0 | 0 | 0 | -188235.9883 | 0 | 0 | 0 | 0 | 0 | 0 | 0 | 0 | 0 | 0 | 0 | 0 | 0 | 0 | 0
2016-05-14 02:00 | 0 | 0 | 0 | 0 | 0 | 163291.4957 | 14142.3994 | 436573 | 0 | 0 | 0 | 0 | 2447396.4513 | 4322559.2588 | 0 | 0 | 0 | 0 | 0 | 0 | 0 | 0 | 0 | 0 | 0 | 0 | 0 | 0 | 0 | -259139.105 | 0 | 0 | 0 | 0 | 0 | 0 | 0 | 0 | 0 | 0 | 0 | 0 | 0 | 0 | 0
2016-05-14 03:00 | 0 | 0 | 0 | 0 | 0 | 151829.895 | 0 | 410969 | 0 | 0 | 0 | 0 | 2188257.3464 | 4322559.2588 | 0 | 0 | 0 | 0 | 0 | 0 | 0 | 0 | 0 | 0 | 0 | 0 | 0 | 0 | 0 | -259139.105 | 0 | 0 | 0 | 0 | 0 | 0 | 0 | 0 | 0 | 0 | 0 | 0 | 0 | 0 | 0
2016-05-14 04:00 | 0 | 0 | 0 | 0 | 0 | 127408.895 | 0 | 386548 | 0 | 0 | 0 | 0 | 1929118.2414 | 4322559.2588 | 0 | 0 | 0 | 0 | 0 | 0 | 0 | 0 | 0 | 0 | 0 | 0 | 0 | 0 | 0 | -259139.105 | 0 | 0 | 0 | 0 | 0 | 0 | 0 | 0 | 0 | 0 | 0 | 0 | 0 | 0 | 0
2016-05-14 05:00 | 0 | 0 | 0 | 0 | 0 | 105595.895 | 0 | 364735 | 0 | 0 | 0 | 0 | 1669979.1365 | 4322559.2588 | 0 | 0 | 0 | 0 | 0 | 0 | 0 | 0 | 0 | 0 | 0 | 0 | 0 | 0 | 0 | -259139.105 | 0 | 0 | 0 | 0 | 0 | 0 | 0 | 0 | 0 | 0 | 0 | 0 | 0 | 0 | 0
2016-05-14 06:00 | 0 | 0 | 0 | 0 | 0 | 88810.895 | 0 | 347950 | 0 | 0 | 0 | 0 | 1410840.0315 | 4322559.2588 | 0 | 0 | 0 | 0 | 0 | 0 | 0 | 0 | 0 | 0 | 0 | 0 | 0 | 0 | 0 | -259139.105 | 0 | 0 | 0 | 0 | 0 | 0 | 0 | 0 | 0 | 0 | 0 | 0 | 0 | 0 | 0
2016-05-14 07:00 | 0 | 0 | 0 | 0 | 0 | 77455.895 | 0 | 336595 | 0 | 0 | 0 | 0 | 1151700.9266 | 4322559.2588 | 0 | 0 | 0 | 0 | 0 | 0 | 0 | 0 | 0 | 0 | 0 | 0 | 0 | 0 | 0 | -259139.105 | 0 | 0 | 0 | 0 | 0 | 0 | 0 | 0 | 0 | 0 | 0 | 0 | 0 | 0 | 0
2016-05-14 08:00 | 0 | 0 | 0 | 0 | 0 | 70814.895 | 0 | 329954 | 0 | 0 | 0 | 0 | 892561.8216 | 4322559.2588 | 0 | 0 | 0 | 0 | 0 | 0 | 0 | 0 | 0 | 0 | 0 | 0 | 0 | 0 | 0 | -259139.105 | 0 | 0 | 0 | 0 | 0 | 0 | 0 | 0 | 0 | 0 | 0 | 0 | 0 | 0 | 0
2016-05-14 09:00 | 0 | 0 | 0 | 0 | 0 | 70241.895 | 0 | 329381 | 0 | 0 | 0 | 0 | 633422.7167 | 4322559.2588 | 0 | 0 | 0 | 0 | 0 | 0 | 0 | 0 | 0 | 0 | 0 | 0 | 0 | 0 | 0 | -259139.105 | 0 | 0 | 0 | 0 | 0 | 0 | 0 | 0 | 0 | 0 | 0 | 0 | 0 | 0 | 0
2016-05-14 10:00 | 0 | 0 | 0 | 0 | 0 | 0 | 0 | 331966 | 0 | 0 | 0 | 0 | 374283.6117 | 4249732.3637 | 0 | 0 | 0 | 0 | 0 | 0 | 0 | 0 | 0 | 0 | 0 | 0 | 0 | 0 | 0 | -259139.105 | 0 | 72826.895 | 0 | 0 | 0 | 0 | 0 | 0 | 0 | 0 | 0 | 0 | 0 | 0 | 0
2016-05-14 11:00 | 0 | 0 | 0 | 0 | 0 | 80681.895 | 0 | 339821 | 0 | 0 | 0 | 0 | 115144.5068 | 4249732.3637 | 0 | 0 | 0 | 0 | 0 | 0 | 0 | 0 | 0 | 0 | 0 | 0 | 0 | 0 | 0 | -259139.105 | 0 | 0 | 0 | 0 | 0 | 0 | 0 | 0 | 0 | 0 | 0 | 0 | 0 | 0 | 0
2016-05-14 12:00 | 0 | 0 | 0 | 0 | 0 | 370991.1991 | 52695.693 | 354790 | 0 | 0 | 0 | 0 | 184041.3989 | 4249732.3637 | 0 | 0 | 0 | 0 | 0 | 0 | 0 | 0 | 0 | 0 | 0 | 0 | 0 | 0 | 0 | 68896.8922 | 0 | 0 | 0 | 0 | 0 | 0 | 0 | 0 | 0 | 0 | 0 | 0 | 0 | 0 | 0
2016-05-14 13:00 | 0 | 0 | 0 | 0 | 0 | 0 | 333423.2667 | 373261 | 0 | 0 | 0 | 0 | 144203.6657 | 4249732.3637 | 0 | 0 | 0 | 0 | 0 | 0 | 0 | 0 | 0 | 0 | 0 | 0 | 0 | 0 | 0 | -39837.7333 | 0 | 0 | 0 | 0 | 0 | 0 | 0 | 0 | 0 | 0 | 0 | 0 | 0 | 0 | 0
2016-05-14 14:00 | 0 | 0 | 0 | 0 | 0 | 0 | 561252.8954 | 389689 | 0 | 0 | 0 | 0 | 315767.5611 | 4249732.3637 | 0 | 0 | 0 | 0 | 0 | 0 | 0 | 0 | 0 | 0 | 0 | 0 | 0 | 0 | 0 | 171563.8954 | 0 | 0 | 0 | 0 | 0 | 0 | 0 | 0 | 0 | 0 | 0 | 0 | 0 | 0 | 0
2016-05-14 15:00 | 0 | 0 | 0 | 0 | 0 | 0 | 676379.0865 | 402974 | 0 | 0 | 0 | 0 | 574906.666 | 4263998.3452 | 0 | 0 | 0 | 0 | 0 | 0 | 0 | 0 | 0 | 0 | 0 | 0 | 0 | 0 | 0 | 259139.105 | 14265.9815 | 0 | 0 | 0 | 0 | 0 | 0 | 0 | 0 | 0 | 0 | 0 | 0 | 0 | 0
2016-05-14 16:00 | 0 | 0 | 0 | 0 | 0 | 0 | 685971.0865 | 412566 | 0 | 0 | 0 | 0 | 834045.771 | 4278264.3268 | 0 | 0 | 0 | 0 | 0 | 0 | 0 | 0 | 0 | 0 | 0 | 0 | 0 | 0 | 0 | 259139.105 | 14265.9815 | 0 | 0 | 0 | 0 | 0 | 0 | 0 | 0 | 0 | 0 | 0 | 0 | 0 | 0
2016-05-14 17:00 | 0 | 0 | 0 | 0 | 0 | 0 | 692478.0865 | 419073 | 0 | 0 | 0 | 0 | 1093184.8759 | 4292530.3083 | 0 | 0 | 0 | 0 | 0 | 0 | 0 | 0 | 0 | 0 | 0 | 0 | 0 | 0 | 0 | 259139.105 | 14265.9815 | 0 | 0 | 0 | 0 | 0 | 0 | 0 | 0 | 0 | 0 | 0 | 0 | 0 | 0
2016-05-14 18:00 | 0 | 0 | 0 | 0 | 0 | 0 | 696805.0865 | 423400 | 0 | 0 | 0 | 0 | 1352323.9809 | 4306796.2898 | 0 | 0 | 0 | 0 | 0 | 0 | 0 | 0 | 0 | 0 | 0 | 0 | 0 | 0 | 0 | 259139.105 | 14265.9815 | 0 | 0 | 0 | 0 | 0 | 0 | 0 | 0 | 0 | 0 | 0 | 0 | 0 | 0
2016-05-14 19:00 | 0 | 0 | 0 | 0 | 0 | 0 | 699893.0865 | 426488 | 0 | 0 | 0 | 0 | 1611463.0858 | 4321062.2714 | 0 | 0 | 0 | 0 | 0 | 0 | 0 | 0 | 0 | 0 | 0 | 0 | 0 | 0 | 0 | 259139.105 | 14265.9815 | 0 | 0 | 0 | 0 | 0 | 0 | 0 | 0 | 0 | 0 | 0 | 0 | 0 | 0
2016-05-14 20:00 | 0 | 0 | 0 | 0 | 0 | 0 | 701802.0865 | 428397 | 0 | 0 | 0 | 0 | 1870602.1908 | 4335328.2529 | 0 | 0 | 0 | 0 | 0 | 0 | 0 | 0 | 0 | 0 | 0 | 0 | 0 | 0 | 0 | 259139.105 | 14265.9815 | 0 | 0 | 0 | 0 | 0 | 0 | 0 | 0 | 0 | 0 | 0 | 0 | 0 | 0
2016-05-14 21:00 | 0 | 0 | 0 | 0 | 0 | 0 | 703048.0865 | 429643 | 0 | 0 | 0 | 0 | 2129741.2957 | 4349594.2344 | 0 | 0 | 0 | 0 | 0 | 0 | 0 | 0 | 0 | 0 | 0 | 0 | 0 | 0 | 0 | 259139.105 | 14265.9815 | 0 | 0 | 0 | 0 | 0 | 0 | 0 | 0 | 0 | 0 | 0 | 0 | 0 | 0
2016-05-14 22:00 | 0 | 0 | 0 | 0 | 0 | 0 | 666278.3412 | 426999 | 0 | 0 | 0 | 0 | 2369020.6369 | 4349594.2344 | 0 | 0 | 0 | 0 | 0 | 0 | 0 | 0 | 0 | 0 | 0 | 0 | 0 | 0 | 0 | 239279.3412 | 0 | 0 | 0 | 0 | 0 | 0 | 0 | 0 | 0 | 0 | 0 | 0 | 0 | 0 | 0
2016-05-14 23:00 | 0 | 0 | 0 | 0 | 0 | 0 | 556024.6963 | 421121 | 0 | 0 | 0 | 0 | 2503924.3333 | 4349594.2344 | 0 | 0 | 0 | 0 | 0 | 0 | 0 | 0 | 0 | 0 | 0 | 0 | 0 | 0 | 0 | 134903.6963 | 0 | 0 | 0 | 0 | 0 | 0 | 0 | 0 | 0 | 0 | 0 | 0 | 0 | 0 | 0
2016-05-15 | 0 | 0 | 0 | 0 | 0 | 0 | 399648.1852 | 418122 | 0 | 0 | 0 | 0 | 2513982.4815 | 4321062.2714 | 0 | 0 | 0 | 0 | 0 | 0 | 0 | 0 | 0 | 0 | 0 | 0 | 0 | 0 | 0 | 10058.1483 | 14265.9815 | 42797.9446 | 0 | 0 | 0 | 0 | 0 | 0 | 0 | 0 | 0 | 0 | 0 | 0 | 0
2016-05-15 01:00 | 0 | 0 | 0 | 0 | 0 | 0 | 194011.0482 | 415781 | 0 | 0 | 0 | 0 | 2277946.5482 | 4335328.2529 | 0 | 0 | 0 | 0 | 0 | 0 | 0 | 0 | 0 | 0 | 0 | 0 | 0 | 0 | 0 | -236035.9333 | 14265.9815 | 0 | 0 | 0 | 0 | 0 | 0 | 0 | 0 | 0 | 0 | 0 | 0 | 0 | 0
2016-05-15 02:00 | 0 | 0 | 0 | 0 | 0 | 285923.1216 | 16358.6526 | 402866 | 0 | 0 | 0 | 0 | 2163096.3409 | 4349594.2344 | 0 | 0 | 0 | 0 | 0 | 0 | 0 | 0 | 0 | 0 | 0 | 0 | 0 | 0 | 0 | -114850.2073 | 14265.9815 | 0 | 0 | 0 | 0 | 0 | 0 | 0 | 0 | 0 | 0 | 0 | 0 | 0 | 0
2016-05-15 03:00 | 0 | 0 | 0 | 0 | 0 | 267947.3629 | 0 | 383232 | 0 | 0 | 0 | 0 | 2065459.7954 | 4331946.1427 | 0 | 0 | 0 | 0 | 0 | 0 | 0 | 0 | 0 | 0 | 0 | 0 | 0 | 0 | 0 | -97636.5455 | 14265.9815 | 31914.0732 | 0 | 0 | 0 | 0 | 0 | 0 | 0 | 0 | 0 | 0 | 0 | 0 | 0
2016-05-15 04:00 | 0 | 0 | 0 | 0 | 0 | 250269.3122 | 0 | 362945 | 0 | 0 | 0 | 0 | 1952784.1077 | 4331946.1427 | 0 | 0 | 0 | 0 | 0 | 0 | 0 | 0 | 0 | 0 | 0 | 0 | 0 | 0 | 0 | -112675.6878 | 0 | 0 | 0 | 0 | 0 | 0 | 0 | 0 | 0 | 0 | 0 | 0 | 0 | 0 | 0
2016-05-15 05:00 | 0 | 0 | 0 | 0 | 0 | 90966.0052 | 0 | 346723 | 0 | 0 | 0 | 0 | 1693645.0027 | 4335328.2529 | 0 | 0 | 0 | 0 | 0 | 0 | 0 | 0 | 0 | 0 | 0 | 0 | 0 | 0 | 0 | -259139.105 | 3382.1102 | 0 | 0 | 0 | 0 | 0 | 0 | 0 | 0 | 0 | 0 | 0 | 0 | 0 | 0
2016-05-15 06:00 | 0 | 0 | 0 | 0 | 0 | 88704.8766 | 0 | 333578 | 0 | 0 | 0 | 0 | 1434505.8978 | 4349594.2344 | 0 | 0 | 0 | 0 | 0 | 0 | 0 | 0 | 0 | 0 | 0 | 0 | 0 | 0 | 0 | -259139.105 | 14265.9815 | 0 | 0 | 0 | 0 | 0 | 0 | 0 | 0 | 0 | 0 | 0 | 0 | 0 | 0
2016-05-15 07:00 | 0 | 0 | 0 | 0 | 0 | 0 | 0 | 324196 | 0 | 0 | 0 | 0 | 1219252.7069 | 4240651.4253 | 0 | 0 | 0 | 0 | 0 | 0 | 0 | 0 | 0 | 0 | 0 | 0 | 0 | 0 | 0 | -215253.1908 | 0 | 108942.8092 | 0 | 0 | 0 | 0 | 0 | 0 | 0 | 0 | 0 | 0 | 0 | 0 | 0
2016-05-15 08:00 | 0 | 0 | 0 | 0 | 0 | 60561.895 | 0 | 319701 | 0 | 0 | 0 | 0 | 960113.602 | 4240651.4253 | 0 | 0 | 0 | 0 | 0 | 0 | 0 | 0 | 0 | 0 | 0 | 0 | 0 | 0 | 0 | -259139.105 | 0 | 0 | 0 | 0 | 0 | 0 | 0 | 0 | 0 | 0 | 0 | 0 | 0 | 0 | 0
2016-05-15 09:00 | 0 | 0 | 0 | 0 | 0 | 59732.895 | 0 | 318872 | 0 | 0 | 0 | 0 | 700974.497 | 4240651.4253 | 0 | 0 | 0 | 0 | 0 | 0 | 0 | 0 | 0 | 0 | 0 | 0 | 0 | 0 | 0 | -259139.105 | 0 | 0 | 0 | 0 | 0 | 0 | 0 | 0 | 0 | 0 | 0 | 0 | 0 | 0 | 0
2016-05-15 10:00 | 0 | 0 | 0 | 0 | 0 | 0 | 0 | 318994 | 0 | 0 | 0 | 0 | 441835.3921 | 4180796.5302 | 0 | 0 | 0 | 0 | 0 | 0 | 0 | 0 | 0 | 0 | 0 | 0 | 0 | 0 | 0 | -259139.105 | 0 | 59854.895 | 0 | 0 | 0 | 0 | 0 | 0 | 0 | 0 | 0 | 0 | 0 | 0 | 0
2016-05-15 11:00 | 0 | 0 | 0 | 0 | 0 | 272630.9215 | 0 | 323783 | 0 | 0 | 0 | 0 | 390683.3136 | 4180796.5302 | 0 | 0 | 0 | 0 | 0 | 0 | 0 | 0 | 0 | 0 | 0 | 0 | 0 | 0 | 0 | -51152.0785 | 0 | 0 | 0 | 0 | 0 | 0 | 0 | 0 | 0 | 0 | 0 | 0 | 0 | 0 | 0
2016-05-15 12:00 | 0 | 0 | 0 | 0 | 0 | 0 | 15474.7977 | 337445 | 0 | 0 | 0 | 0 | 131544.2086 | 4117965.4329 | 0 | 0 | 0 | 0 | 0 | 0 | 0 | 0 | 0 | 0 | 0 | 0 | 0 | 0 | 0 | -259139.105 | 0 | 62831.0974 | 0 | 0 | 0 | 0 | 0 | 0 | 0 | 0 | 0 | 0 | 0 | 0 | 0
2016-05-15 13:00 | 0 | 0 | 0 | 0 | 0 | 0 | 220890.7914 | 352435 | 0 | 0 | 0 | 0 | 0 | 4117965.4329 | 0 | 0 | 0 | 0 | 0 | 0 | 0 | 0 | 0 | 0 | 0 | 0 | 0 | 0 | 0 | -131544.2086 | 0 | 0 | 0 | 0 | 0 | 0 | 0 | 0 | 0 | 0 | 0 | 0 | 0 | 0 | 0
2016-05-15 14:00 | 0 | 0 | 0 | 0 | 0 | 0 | 423003.0692 | 363915 | 0 | 0 | 0 | 0 | 59088.0692 | 4117965.4329 | 0 | 0 | 0 | 0 | 0 | 0 | 0 | 0 | 0 | 0 | 0 | 0 | 0 | 0 | 0 | 59088.0692 | 0 | 0 | 0 | 0 | 0 | 0 | 0 | 0 | 0 | 0 | 0 | 0 | 0 | 0 | 0
2016-05-15 15:00 | 0 | 0 | 0 | 0 | 0 | 0 | 549934.366 | 373504 | 0 | 0 | 0 | 0 | 235518.4351 | 4117965.4329 | 0 | 0 | 0 | 0 | 0 | 0 | 0 | 0 | 0 | 0 | 0 | 0 | 0 | 0 | 0 | 176430.366 | 0 | 0 | 0 | 0 | 0 | 0 | 0 | 0 | 0 | 0 | 0 | 0 | 0 | 0 | 0
2016-05-15 16:00 | 0 | 0 | 0 | 0 | 0 | 10900.6715 | 630157.4335 | 381919 | 0 | 0 | 0 | 0 | 494657.5401 | 4117965.4329 | 0 | 0 | 0 | 0 | 0 | 0 | 0 | 0 | 0 | 0 | 0 | 0 | 0 | 0 | 0 | 259139.105 | 0 | 0 | 0 | 0 | 0 | 0 | 0 | 0 | 0 | 0 | 0 | 0 | 0 | 0 | 0
2016-05-15 17:00 | 0 | 0 | 0 | 0 | 0 | 0 | 661488.0865 | 388083 | 0 | 0 | 0 | 0 | 753796.6451 | 4132231.4144 | 0 | 0 | 0 | 0 | 0 | 0 | 0 | 0 | 0 | 0 | 0 | 0 | 0 | 0 | 0 | 259139.105 | 14265.9815 | 0 | 0 | 0 | 0 | 0 | 0 | 0 | 0 | 0 | 0 | 0 | 0 | 0 | 0
2016-05-15 18:00 | 0 | 0 | 0 | 0 | 0 | 0 | 666313.0865 | 392908 | 0 | 0 | 0 | 0 | 1012935.75 | 4146497.3959 | 0 | 0 | 0 | 0 | 0 | 0 | 0 | 0 | 0 | 0 | 0 | 0 | 0 | 0 | 0 | 259139.105 | 14265.9815 | 0 | 0 | 0 | 0 | 0 | 0 | 0 | 0 | 0 | 0 | 0 | 0 | 0 | 0
2016-05-15 19:00 | 0 | 0 | 0 | 0 | 0 | 0 | 669937.0865 | 396532 | 0 | 0 | 0 | 0 | 1272074.855 | 4160763.3775 | 0 | 0 | 0 | 0 | 0 | 0 | 0 | 0 | 0 | 0 | 0 | 0 | 0 | 0 | 0 | 259139.105 | 14265.9815 | 0 | 0 | 0 | 0 | 0 | 0 | 0 | 0 | 0 | 0 | 0 | 0 | 0 | 0
2016-05-15 20:00 | 0 | 0 | 0 | 0 | 0 | 0 | 656723.5786 | 400970 | 0 | 0 | 0 | 0 | 1527828.4335 | 4160763.3775 | 0 | 0 | 0 | 0 | 0 | 0 | 0 | 0 | 0 | 0 | 0 | 0 | 0 | 0 | 0 | 255753.5786 | 0 | 0 | 0 | 0 | 0 | 0 | 0 | 0 | 0 | 0 | 0 | 0 | 0 | 0 | 0
2016-05-15 21:00 | 0 | 0 | 0 | 0 | 0 | 40766.1696 | 624966.9354 | 406594 | 0 | 0 | 0 | 0 | 1786967.5385 | 4160763.3775 | 0 | 0 | 0 | 0 | 0 | 0 | 0 | 0 | 0 | 0 | 0 | 0 | 0 | 0 | 0 | 259139.105 | 0 | 0 | 0 | 0 | 0 | 0 | 0 | 0 | 0 | 0 | 0 | 0 | 0 | 0 | 0
2016-05-15 22:00 | 0 | 0 | 0 | 0 | 0 | 0 | 580677.108 | 409840 | 0 | 0 | 0 | 0 | 1957804.6464 | 4160763.3775 | 0 | 0 | 0 | 0 | 0 | 0 | 0 | 0 | 0 | 0 | 0 | 0 | 0 | 0 | 0 | 170837.108 | 0 | 0 | 0 | 0 | 0 | 0 | 0 | 0 | 0 | 0 | 0 | 0 | 0 | 0 | 0
2016-05-15 23:00 | 0 | 0 | 0 | 0 | 0 | 155534.2804 | 514478.8246 | 410874 | 0 | 0 | 0 | 0 | 2216943.7514 | 4160763.3775 | 0 | 0 | 0 | 0 | 0 | 0 | 0 | 0 | 0 | 0 | 0 | 0 | 0 | 0 | 0 | 259139.105 | 0 | 0 | 0 | 0 | 0 | 0 | 0 | 0 | 0 | 0 | 0 | 0 | 0 | 0 | 0
2016-05-16 | 0 | 0 | 0 | 0 | 0 | 0 | 402621.8586 | 415868 | 0 | 0 | 0 | 0 | 2203697.61 | 4160763.3775 | 0 | 0 | 0 | 0 | 0 | 0 | 0 | 0 | 0 | 0 | 0 | 0 | 0 | 0 | 0 | -13246.1414 | 0 | 0 | 0 | 0 | 0 | 0 | 0 | 0 | 0 | 0 | 0 | 0 | 0 | 0 | 0
2016-05-16 01:00 | 0 | 0 | 0 | 0 | 0 | 0 | 225117.36 | 417754 | 0 | 0 | 0 | 0 | 2011060.97 | 4160763.3775 | 0 | 0 | 0 | 0 | 0 | 0 | 0 | 0 | 0 | 0 | 0 | 0 | 0 | 0 | 0 | -192636.64 | 0 | 0 | 0 | 0 | 0 | 0 | 0 | 0 | 0 | 0 | 0 | 0 | 0 | 0 | 0
2016-05-16 02:00 | 0 | 0 | 0 | 0 | 0 | 349065.6815 | 19459.2579 | 404136 | 0 | 0 | 0 | 0 | 1975449.9094 | 4160763.3775 | 0 | 0 | 0 | 0 | 0 | 0 | 0 | 0 | 0 | 0 | 0 | 0 | 0 | 0 | 0 | -35611.0606 | 0 | 0 | 0 | 0 | 0 | 0 | 0 | 0 | 0 | 0 | 0 | 0 | 0 | 0 | 0
2016-05-16 03:00 | 0 | 0 | 0 | 0 | 0 | 15243.0859 | 0 | 383325 | 0 | 0 | 0 | 0 | 1716310.8044 | 4051820.5683 | 0 | 0 | 0 | 0 | 0 | 0 | 0 | 0 | 0 | 0 | 0 | 0 | 0 | 0 | 0 | -259139.105 | 0 | 108942.8092 | 0 | 0 | 0 | 0 | 0 | 0 | 0 | 0 | 0 | 0 | 0 | 0 | 0
2016-05-16 04:00 | 0 | 0 | 0 | 0 | 0 | 104587.895 | 0 | 363727 | 0 | 0 | 0 | 0 | 1457171.6995 | 4051820.5683 | 0 | 0 | 0 | 0 | 0 | 0 | 0 | 0 | 0 | 0 | 0 | 0 | 0 | 0 | 0 | -259139.105 | 0 | 0 | 0 | 0 | 0 | 0 | 0 | 0 | 0 | 0 | 0 | 0 | 0 | 0 | 0
2016-05-16 05:00 | 0 | 0 | 0 | 0 | 0 | 379684.2647 | 0 | 346806 | 0 | 0 | 0 | 0 | 1490049.9642 | 4051820.5683 | 0 | 0 | 0 | 0 | 0 | 0 | 0 | 0 | 0 | 0 | 0 | 0 | 0 | 0 | 0 | 32878.2647 | 0 | 0 | 0 | 0 | 0 | 0 | 0 | 0 | 0 | 0 | 0 | 0 | 0 | 0 | 0
2016-05-16 06:00 | 0 | 0 | 0 | 0 | 0 | 76075.895 | 0 | 335215 | 0 | 0 | 0 | 0 | 1230910.8593 | 4051820.5683 | 0 | 0 | 0 | 0 | 0 | 0 | 0 | 0 | 0 | 0 | 0 | 0 | 0 | 0 | 0 | -259139.105 | 0 | 0 | 0 | 0 | 0 | 0 | 0 | 0 | 0 | 0 | 0 | 0 | 0 | 0 | 0
2016-05-16 07:00 | 0 | 0 | 0 | 0 | 0 | 70139.895 | 0 | 329279 | 0 | 0 | 0 | 0 | 971771.7543 | 4051820.5683 | 0 | 0 | 0 | 0 | 0 | 0 | 0 | 0 | 0 | 0 | 0 | 0 | 0 | 0 | 0 | -259139.105 | 0 | 0 | 0 | 0 | 0 | 0 | 0 | 0 | 0 | 0 | 0 | 0 | 0 | 0 | 0
2016-05-16 08:00 | 0 | 0 | 0 | 0 | 0 | 71125.895 | 0 | 330265 | 0 | 0 | 0 | 0 | 712632.6494 | 4051820.5683 | 0 | 0 | 0 | 0 | 0 | 0 | 0 | 0 | 0 | 0 | 0 | 0 | 0 | 0 | 0 | -259139.105 | 0 | 0 | 0 | 0 | 0 | 0 | 0 | 0 | 0 | 0 | 0 | 0 | 0 | 0 | 0
2016-05-16 09:00 | 0 | 0 | 0 | 0 | 0 | 81789.895 | 0 | 340929 | 0 | 0 | 0 | 0 | 453493.5444 | 4051820.5683 | 0 | 0 | 0 | 0 | 0 | 0 | 0 | 0 | 0 | 0 | 0 | 0 | 0 | 0 | 0 | -259139.105 | 0 | 0 | 0 | 0 | 0 | 0 | 0 | 0 | 0 | 0 | 0 | 0 | 0 | 0 | 0
2016-05-16 10:00 | 0 | 0 | 0 | 0 | 0 | 274042.0968 | 0 | 364383 | 0 | 0 | 0 | 0 | 363152.6412 | 4051820.5683 | 0 | 0 | 0 | 0 | 0 | 0 | 0 | 0 | 0 | 0 | 0 | 0 | 0 | 0 | 0 | -90340.9032 | 0 | 0 | 0 | 0 | 0 | 0 | 0 | 0 | 0 | 0 | 0 | 0 | 0 | 0 | 0
2016-05-16 11:00 | 0 | 0 | 0 | 0 | 0 | 236778.5684 | 0 | 388026 | 0 | 0 | 0 | 0 | 211905.2096 | 4051820.5683 | 0 | 0 | 0 | 0 | 0 | 0 | 0 | 0 | 0 | 0 | 0 | 0 | 0 | 0 | 0 | -151247.4316 | 0 | 0 | 0 | 0 | 0 | 0 | 0 | 0 | 0 | 0 | 0 | 0 | 0 | 0 | 0
2016-05-16 12:00 | 0 | 0 | 0 | 0 | 0 | 156185.2308 | 44963.2299 | 402296 | 0 | 0 | 0 | 0 | 10757.6703 | 4051820.5683 | 0 | 0 | 0 | 0 | 0 | 0 | 0 | 0 | 0 | 0 | 0 | 0 | 0 | 0 | 0 | -201147.5393 | 0 | 0 | 0 | 0 | 0 | 0 | 0 | 0 | 0 | 0 | 0 | 0 | 0 | 0 | 0
2016-05-16 13:00 | 0 | 0 | 0 | 0 | 0 | 17657.2027 | 385062.127 | 413477 | 0 | 0 | 0 | 0 | 0 | 4051820.5683 | 0 | 0 | 0 | 0 | 0 | 0 | 0 | 0 | 0 | 0 | 0 | 0 | 0 | 0 | 0 | -10757.6703 | 0 | 0 | 0 | 0 | 0 | 0 | 0 | 0 | 0 | 0 | 0 | 0 | 0 | 0 | 0
2016-05-16 14:00 | 0 | 0 | 0 | 0 | 0 | 0 | 623203.6368 | 424269 | 0 | 0 | 0 | 0 | 198934.6368 | 4051820.5683 | 0 | 0 | 0 | 0 | 0 | 0 | 0 | 0 | 0 | 0 | 0 | 0 | 0 | 0 | 0 | 198934.6368 | 0 | 0 | 0 | 0 | 0 | 0 | 0 | 0 | 0 | 0 | 0 | 0 | 0 | 0 | 0
2016-05-16 15:00 | 0 | 0 | 0 | 0 | 0 | 0 | 705390.0865 | 431985 | 0 | 0 | 0 | 0 | 458073.7417 | 4066086.5498 | 0 | 0 | 0 | 0 | 0 | 0 | 0 | 0 | 0 | 0 | 0 | 0 | 0 | 0 | 0 | 259139.105 | 14265.9815 | 0 | 0 | 0 | 0 | 0 | 0 | 0 | 0 | 0 | 0 | 0 | 0 | 0 | 0
2016-05-16 16:00 | 0 | 0 | 0 | 0 | 0 | 0 | 710732.0865 | 437327 | 0 | 0 | 0 | 0 | 717212.8467 | 4080352.5314 | 0 | 0 | 0 | 0 | 0 | 0 | 0 | 0 | 0 | 0 | 0 | 0 | 0 | 0 | 0 | 259139.105 | 14265.9815 | 0 | 0 | 0 | 0 | 0 | 0 | 0 | 0 | 0 | 0 | 0 | 0 | 0 | 0
2016-05-16 17:00 | 0 | 0 | 0 | 0 | 0 | 0 | 715720.0865 | 442315 | 0 | 0 | 0 | 0 | 976351.9516 | 4094618.5129 | 0 | 0 | 0 | 0 | 0 | 0 | 0 | 0 | 0 | 0 | 0 | 0 | 0 | 0 | 0 | 259139.105 | 14265.9815 | 0 | 0 | 0 | 0 | 0 | 0 | 0 | 0 | 0 | 0 | 0 | 0 | 0 | 0
2016-05-16 18:00 | 0 | 0 | 0 | 0 | 0 | 0 | 719456.0865 | 446051 | 0 | 0 | 0 | 0 | 1235491.0566 | 4108884.4944 | 0 | 0 | 0 | 0 | 0 | 0 | 0 | 0 | 0 | 0 | 0 | 0 | 0 | 0 | 0 | 259139.105 | 14265.9815 | 0 | 0 | 0 | 0 | 0 | 0 | 0 | 0 | 0 | 0 | 0 | 0 | 0 | 0
2016-05-16 19:00 | 0 | 0 | 0 | 0 | 0 | 0 | 721242.0865 | 447837 | 0 | 0 | 0 | 0 | 1494630.1615 | 4123150.476 | 0 | 0 | 0 | 0 | 0 | 0 | 0 | 0 | 0 | 0 | 0 | 0 | 0 | 0 | 0 | 259139.105 | 14265.9815 | 0 | 0 | 0 | 0 | 0 | 0 | 0 | 0 | 0 | 0 | 0 | 0 | 0 | 0
2016-05-16 20:00 | 0 | 0 | 0 | 0 | 0 | 0 | 723514.0865 | 450109 | 0 | 0 | 0 | 0 | 1753769.2665 | 4137416.4575 | 0 | 0 | 0 | 0 | 0 | 0 | 0 | 0 | 0 | 0 | 0 | 0 | 0 | 0 | 0 | 259139.105 | 14265.9815 | 0 | 0 | 0 | 0 | 0 | 0 | 0 | 0 | 0 | 0 | 0 | 0 | 0 | 0
2016-05-16 21:00 | 0 | 0 | 0 | 0 | 0 | 0 | 725304.0865 | 451899 | 0 | 0 | 0 | 0 | 2012908.3714 | 4151682.439 | 0 | 0 | 0 | 0 | 0 | 0 | 0 | 0 | 0 | 0 | 0 | 0 | 0 | 0 | 0 | 259139.105 | 14265.9815 | 0 | 0 | 0 | 0 | 0 | 0 | 0 | 0 | 0 | 0 | 0 | 0 | 0 | 0
2016-05-16 22:00 | 0 | 0 | 0 | 0 | 0 | 0 | 679943.1536 | 451067 | 0 | 0 | 0 | 0 | 2241784.525 | 4151682.439 | 0 | 0 | 0 | 0 | 0 | 0 | 0 | 0 | 0 | 0 | 0 | 0 | 0 | 0 | 0 | 228876.1536 | 0 | 0 | 0 | 0 | 0 | 0 | 0 | 0 | 0 | 0 | 0 | 0 | 0 | 0 | 0
2016-05-16 23:00 | 0 | 0 | 0 | 0 | 0 | 0 | 584864.5538 | 449437 | 0 | 0 | 0 | 0 | 2377212.0788 | 4151682.439 | 0 | 0 | 0 | 0 | 0 | 0 | 0 | 0 | 0 | 0 | 0 | 0 | 0 | 0 | 0 | 135427.5538 | 0 | 0 | 0 | 0 | 0 | 0 | 0 | 0 | 0 | 0 | 0 | 0 | 0 | 0 | 0
2016-05-17 | 0 | 0 | 0 | 0 | 0 | 0 | 428707.4282 | 452267 | 0 | 0 | 0 | 0 | 2353652.507 | 4151682.439 | 0 | 0 | 0 | 0 | 0 | 0 | 0 | 0 | 0 | 0 | 0 | 0 | 0 | 0 | 0 | -23559.5718 | 0 | 0 | 0 | 0 | 0 | 0 | 0 | 0 | 0 | 0 | 0 | 0 | 0 | 0 | 0
2016-05-17 01:00 | 0 | 0 | 0 | 0 | 0 | 0 | 197268.126 | 449303 | 0 | 0 | 0 | 0 | 2101617.633 | 4151682.439 | 0 | 0 | 0 | 0 | 0 | 0 | 0 | 0 | 0 | 0 | 0 | 0 | 0 | 0 | 0 | -252034.874 | 0 | 0 | 0 | 0 | 0 | 0 | 0 | 0 | 0 | 0 | 0 | 0 | 0 | 0 | 0
2016-05-17 02:00 | 0 | 0 | 0 | 0 | 0 | 151695.953 | 19241.942 | 430077 | 0 | 0 | 0 | 0 | 1842478.528 | 4151682.439 | 0 | 0 | 0 | 0 | 0 | 0 | 0 | 0 | 0 | 0 | 0 | 0 | 0 | 0 | 0 | -259139.105 | 0 | 0 | 0 | 0 | 0 | 0 | 0 | 0 | 0 | 0 | 0 | 0 | 0 | 0 | 0
2016-05-17 03:00 | 0 | 0 | 0 | 0 | 0 | 35477.0859 | 0 | 403559 | 0 | 0 | 0 | 0 | 1583339.4231 | 4042739.6299 | 0 | 0 | 0 | 0 | 0 | 0 | 0 | 0 | 0 | 0 | 0 | 0 | 0 | 0 | 0 | -259139.105 | 0 | 108942.8092 | 0 | 0 | 0 | 0 | 0 | 0 | 0 | 0 | 0 | 0 | 0 | 0 | 0
2016-05-17 04:00 | 0 | 0 | 0 | 0 | 0 | 121789.895 | 0 | 380929 | 0 | 0 | 0 | 0 | 1324200.3181 | 4042739.6299 | 0 | 0 | 0 | 0 | 0 | 0 | 0 | 0 | 0 | 0 | 0 | 0 | 0 | 0 | 0 | -259139.105 | 0 | 0 | 0 | 0 | 0 | 0 | 0 | 0 | 0 | 0 | 0 | 0 | 0 | 0 | 0
2016-05-17 05:00 | 0 | 0 | 0 | 0 | 0 | 428482.3399 | 0 | 362454 | 0 | 0 | 0 | 0 | 1390228.658 | 4042739.6299 | 0 | 0 | 0 | 0 | 0 | 0 | 0 | 0 | 0 | 0 | 0 | 0 | 0 | 0 | 0 | 66028.3399 | 0 | 0 | 0 | 0 | 0 | 0 | 0 | 0 | 0 | 0 | 0 | 0 | 0 | 0 | 0
2016-05-17 06:00 | 0 | 0 | 0 | 0 | 0 | 410842.6022 | 0 | 347520 | 0 | 0 | 0 | 0 | 1453551.2602 | 4042739.6299 | 0 | 0 | 0 | 0 | 0 | 0 | 0 | 0 | 0 | 0 | 0 | 0 | 0 | 0 | 0 | 63322.6022 | 0 | 0 | 0 | 0 | 0 | 0 | 0 | 0 | 0 | 0 | 0 | 0 | 0 | 0 | 0
2016-05-17 07:00 | 0 | 0 | 0 | 0 | 0 | 80366.895 | 0 | 339506 | 0 | 0 | 0 | 0 | 1194412.1552 | 4042739.6299 | 0 | 0 | 0 | 0 | 0 | 0 | 0 | 0 | 0 | 0 | 0 | 0 | 0 | 0 | 0 | -259139.105 | 0 | 0 | 0 | 0 | 0 | 0 | 0 | 0 | 0 | 0 | 0 | 0 | 0 | 0 | 0
2016-05-17 08:00 | 0 | 0 | 0 | 0 | 0 | 79248.895 | 0 | 338388 | 0 | 0 | 0 | 0 | 935273.0503 | 4042739.6299 | 0 | 0 | 0 | 0 | 0 | 0 | 0 | 0 | 0 | 0 | 0 | 0 | 0 | 0 | 0 | -259139.105 | 0 | 0 | 0 | 0 | 0 | 0 | 0 | 0 | 0 | 0 | 0 | 0 | 0 | 0 | 0
2016-05-17 09:00 | 0 | 0 | 0 | 0 | 0 | 88049.895 | 0 | 347189 | 0 | 0 | 0 | 0 | 676133.9453 | 4042739.6299 | 0 | 0 | 0 | 0 | 0 | 0 | 0 | 0 | 0 | 0 | 0 | 0 | 0 | 0 | 0 | -259139.105 | 0 | 0 | 0 | 0 | 0 | 0 | 0 | 0 | 0 | 0 | 0 | 0 | 0 | 0 | 0
2016-05-17 10:00 | 0 | 0 | 0 | 0 | 0 | 110922.895 | 0 | 370062 | 0 | 0 | 0 | 0 | 416994.8404 | 4042739.6299 | 0 | 0 | 0 | 0 | 0 | 0 | 0 | 0 | 0 | 0 | 0 | 0 | 0 | 0 | 0 | -259139.105 | 0 | 0 | 0 | 0 | 0 | 0 | 0 | 0 | 0 | 0 | 0 | 0 | 0 | 0 | 0
2016-05-17 11:00 | 0 | 0 | 0 | 0 | 0 | 284388.3799 | 0 | 393054 | 0 | 0 | 0 | 0 | 308329.2203 | 4042739.6299 | 0 | 0 | 0 | 0 | 0 | 0 | 0 | 0 | 0 | 0 | 0 | 0 | 0 | 0 | 0 | -108665.6201 | 0 | 0 | 0 | 0 | 0 | 0 | 0 | 0 | 0 | 0 | 0 | 0 | 0 | 0 | 0
2016-05-17 12:00 | 0 | 0 | 0 | 0 | 0 | 224697.8956 | 37834.6707 | 408527 | 0 | 0 | 0 | 0 | 162334.7866 | 4042739.6299 | 0 | 0 | 0 | 0 | 0 | 0 | 0 | 0 | 0 | 0 | 0 | 0 | 0 | 0 | 0 | -145994.4337 | 0 | 0 | 0 | 0 | 0 | 0 | 0 | 0 | 0 | 0 | 0 | 0 | 0 | 0 | 0
2016-05-17 13:00 | 0 | 0 | 0 | 0 | 0 | 0 | 319608.3875 | 420490 | 0 | 0 | 0 | 0 | 61453.1741 | 4042739.6299 | 0 | 0 | 0 | 0 | 0 | 0 | 0 | 0 | 0 | 0 | 0 | 0 | 0 | 0 | 0 | -100881.6125 | 0 | 0 | 0 | 0 | 0 | 0 | 0 | 0 | 0 | 0 | 0 | 0 | 0 | 0 | 0
2016-05-17 14:00 | 0 | 0 | 0 | 0 | 0 | 101430.2808 | 570987.5437 | 432111 | 0 | 0 | 0 | 0 | 301759.9986 | 4042739.6299 | 0 | 0 | 0 | 0 | 0 | 0 | 0 | 0 | 0 | 0 | 0 | 0 | 0 | 0 | 0 | 240306.8245 | 0 | 0 | 0 | 0 | 0 | 0 | 0 | 0 | 0 | 0 | 0 | 0 | 0 | 0 | 0
2016-05-17 15:00 | 0 | 0 | 0 | 0 | 0 | 0 | 693654.9947 | 439578 | 0 | 0 | 0 | 0 | 555836.9933 | 4042739.6299 | 0 | 0 | 0 | 0 | 0 | 0 | 0 | 0 | 0 | 0 | 0 | 0 | 0 | 0 | 0 | 254076.9947 | 0 | 0 | 0 | 0 | 0 | 0 | 0 | 0 | 0 | 0 | 0 | 0 | 0 | 0 | 0
2016-05-17 16:00 | 0 | 0 | 0 | 0 | 0 | 0 | 720996.0865 | 447591 | 0 | 0 | 0 | 0 | 814976.0982 | 4057005.6114 | 0 | 0 | 0 | 0 | 0 | 0 | 0 | 0 | 0 | 0 | 0 | 0 | 0 | 0 | 0 | 259139.105 | 14265.9815 | 0 | 0 | 0 | 0 | 0 | 0 | 0 | 0 | 0 | 0 | 0 | 0 | 0 | 0
2016-05-17 17:00 | 0 | 0 | 0 | 0 | 0 | 0 | 725908.0865 | 452503 | 0 | 0 | 0 | 0 | 1074115.2032 | 4071271.593 | 0 | 0 | 0 | 0 | 0 | 0 | 0 | 0 | 0 | 0 | 0 | 0 | 0 | 0 | 0 | 259139.105 | 14265.9815 | 0 | 0 | 0 | 0 | 0 | 0 | 0 | 0 | 0 | 0 | 0 | 0 | 0 | 0
2016-05-17 18:00 | 0 | 0 | 0 | 0 | 0 | 0 | 728866.0865 | 455461 | 0 | 0 | 0 | 0 | 1333254.3081 | 4085537.5745 | 0 | 0 | 0 | 0 | 0 | 0 | 0 | 0 | 0 | 0 | 0 | 0 | 0 | 0 | 0 | 259139.105 | 14265.9815 | 0 | 0 | 0 | 0 | 0 | 0 | 0 | 0 | 0 | 0 | 0 | 0 | 0 | 0
2016-05-17 19:00 | 0 | 0 | 0 | 0 | 0 | 0 | 711993.9693 | 458010 | 0 | 0 | 0 | 0 | 1587238.2775 | 4085537.5745 | 0 | 0 | 0 | 0 | 0 | 0 | 0 | 0 | 0 | 0 | 0 | 0 | 0 | 0 | 0 | 253983.9693 | 0 | 0 | 0 | 0 | 0 | 0 | 0 | 0 | 0 | 0 | 0 | 0 | 0 | 0 | 0
2016-05-17 20:00 | 0 | 0 | 0 | 0 | 0 | 0 | 688399.9632 | 458342 | 0 | 0 | 0 | 0 | 1817296.2407 | 4085537.5745 | 0 | 0 | 0 | 0 | 0 | 0 | 0 | 0 | 0 | 0 | 0 | 0 | 0 | 0 | 0 | 230057.9632 | 0 | 0 | 0 | 0 | 0 | 0 | 0 | 0 | 0 | 0 | 0 | 0 | 0 | 0 | 0
2016-05-17 21:00 | 0 | 0 | 0 | 0 | 0 | 0 | 646052.7848 | 459922 | 0 | 0 | 0 | 0 | 2003427.0255 | 4085537.5745 | 0 | 0 | 0 | 0 | 0 | 0 | 0 | 0 | 0 | 0 | 0 | 0 | 0 | 0 | 0 | 186130.7848 | 0 | 0 | 0 | 0 | 0 | 0 | 0 | 0 | 0 | 0 | 0 | 0 | 0 | 0 | 0
2016-05-17 22:00 | 0 | 0 | 0 | 0 | 0 | 0 | 584873.1831 | 459064 | 0 | 0 | 0 | 0 | 2129236.2086 | 4085537.5745 | 0 | 0 | 0 | 0 | 0 | 0 | 0 | 0 | 0 | 0 | 0 | 0 | 0 | 0 | 0 | 125809.1831 | 0 | 0 | 0 | 0 | 0 | 0 | 0 | 0 | 0 | 0 | 0 | 0 | 0 | 0 | 0
2016-05-17 23:00 | 0 | 0 | 0 | 0 | 0 | 0 | 496859.9866 | 455928 | 0 | 0 | 0 | 0 | 2170168.1952 | 4085537.5745 | 0 | 0 | 0 | 0 | 0 | 0 | 0 | 0 | 0 | 0 | 0 | 0 | 0 | 0 | 0 | 40931.9866 | 0 | 0 | 0 | 0 | 0 | 0 | 0 | 0 | 0 | 0 | 0 | 0 | 0 | 0 | 0
2016-05-18 | 0 | 0 | 0 | 0 | 0 | 0 | 372424.8444 | 456165 | 0 | 0 | 0 | 0 | 2086428.0396 | 4085537.5745 | 0 | 0 | 0 | 0 | 0 | 0 | 0 | 0 | 0 | 0 | 0 | 0 | 0 | 0 | 0 | -83740.1556 | 0 | 0 | 0 | 0 | 0 | 0 | 0 | 0 | 0 | 0 | 0 | 0 | 0 | 0 | 0
2016-05-18 01:00 | 0 | 0 | 0 | 0 | 0 | 0 | 200911.6896 | 453024 | 0 | 0 | 0 | 0 | 1834315.7292 | 4085537.5745 | 0 | 0 | 0 | 0 | 0 | 0 | 0 | 0 | 0 | 0 | 0 | 0 | 0 | 0 | 0 | -252112.3104 | 0 | 0 | 0 | 0 | 0 | 0 | 0 | 0 | 0 | 0 | 0 | 0 | 0 | 0 | 0
2016-05-18 02:00 | 0 | 0 | 0 | 0 | 0 | 356823.6339 | 39012.4503 | 434923 | 0 | 0 | 0 | 0 | 1795228.8134 | 4085537.5745 | 0 | 0 | 0 | 0 | 0 | 0 | 0 | 0 | 0 | 0 | 0 | 0 | 0 | 0 | 0 | -39086.9159 | 0 | 0 | 0 | 0 | 0 | 0 | 0 | 0 | 0 | 0 | 0 | 0 | 0 | 0 | 0
2016-05-18 03:00 | 0 | 0 | 0 | 0 | 0 | 40709.0859 | 0 | 408791 | 0 | 0 | 0 | 0 | 1536089.7084 | 3976594.7653 | 0 | 0 | 0 | 0 | 0 | 0 | 0 | 0 | 0 | 0 | 0 | 0 | 0 | 0 | 0 | -259139.105 | 0 | 108942.8092 | 0 | 0 | 0 | 0 | 0 | 0 | 0 | 0 | 0 | 0 | 0 | 0 | 0
2016-05-18 04:00 | 0 | 0 | 0 | 0 | 0 | 435797.4726 | 0 | 385096 | 0 | 0 | 0 | 0 | 1586791.181 | 3976594.7653 | 0 | 0 | 0 | 0 | 0 | 0 | 0 | 0 | 0 | 0 | 0 | 0 | 0 | 0 | 0 | 50701.4726 | 0 | 0 | 0 | 0 | 0 | 0 | 0 | 0 | 0 | 0 | 0 | 0 | 0 | 0 | 0
2016-05-18 05:00 | 0 | 0 | 0 | 0 | 0 | 106007.895 | 0 | 365147 | 0 | 0 | 0 | 0 | 1327652.0761 | 3976594.7653 | 0 | 0 | 0 | 0 | 0 | 0 | 0 | 0 | 0 | 0 | 0 | 0 | 0 | 0 | 0 | -259139.105 | 0 | 0 | 0 | 0 | 0 | 0 | 0 | 0 | 0 | 0 | 0 | 0 | 0 | 0 | 0
2016-05-18 06:00 | 0 | 0 | 0 | 0 | 0 | 90707.895 | 0 | 349847 | 0 | 0 | 0 | 0 | 1068512.9711 | 3976594.7653 | 0 | 0 | 0 | 0 | 0 | 0 | 0 | 0 | 0 | 0 | 0 | 0 | 0 | 0 | 0 | -259139.105 | 0 | 0 | 0 | 0 | 0 | 0 | 0 | 0 | 0 | 0 | 0 | 0 | 0 | 0 | 0
2016-05-18 07:00 | 0 | 0 | 0 | 0 | 0 | 405829.0933 | 0 | 340892 | 0 | 0 | 0 | 0 | 1133450.0644 | 3976594.7653 | 0 | 0 | 0 | 0 | 0 | 0 | 0 | 0 | 0 | 0 | 0 | 0 | 0 | 0 | 0 | 64937.0933 | 0 | 0 | 0 | 0 | 0 | 0 | 0 | 0 | 0 | 0 | 0 | 0 | 0 | 0 | 0
2016-05-18 08:00 | 0 | 0 | 0 | 0 | 0 | 80015.895 | 0 | 339155 | 0 | 0 | 0 | 0 | 874310.9594 | 3976594.7653 | 0 | 0 | 0 | 0 | 0 | 0 | 0 | 0 | 0 | 0 | 0 | 0 | 0 | 0 | 0 | -259139.105 | 0 | 0 | 0 | 0 | 0 | 0 | 0 | 0 | 0 | 0 | 0 | 0 | 0 | 0 | 0
2016-05-18 09:00 | 0 | 0 | 0 | 0 | 0 | 88171.895 | 0 | 347311 | 0 | 0 | 0 | 0 | 615171.8545 | 3976594.7653 | 0 | 0 | 0 | 0 | 0 | 0 | 0 | 0 | 0 | 0 | 0 | 0 | 0 | 0 | 0 | -259139.105 | 0 | 0 | 0 | 0 | 0 | 0 | 0 | 0 | 0 | 0 | 0 | 0 | 0 | 0 | 0
2016-05-18 10:00 | 0 | 0 | 0 | 0 | 0 | 110001.895 | 0 | 369141 | 0 | 0 | 0 | 0 | 356032.7495 | 3976594.7653 | 0 | 0 | 0 | 0 | 0 | 0 | 0 | 0 | 0 | 0 | 0 | 0 | 0 | 0 | 0 | -259139.105 | 0 | 0 | 0 | 0 | 0 | 0 | 0 | 0 | 0 | 0 | 0 | 0 | 0 | 0 | 0
2016-05-18 11:00 | 0 | 0 | 0 | 0 | 0 | 299138.0076 | 0 | 391333 | 0 | 0 | 0 | 0 | 263837.7571 | 3976594.7653 | 0 | 0 | 0 | 0 | 0 | 0 | 0 | 0 | 0 | 0 | 0 | 0 | 0 | 0 | 0 | -92194.9924 | 0 | 0 | 0 | 0 | 0 | 0 | 0 | 0 | 0 | 0 | 0 | 0 | 0 | 0 | 0
2016-05-18 12:00 | 0 | 0 | 0 | 0 | 0 | 170751.8471 | 44697.8365 | 404643 | 0 | 0 | 0 | 0 | 74644.4406 | 3976594.7653 | 0 | 0 | 0 | 0 | 0 | 0 | 0 | 0 | 0 | 0 | 0 | 0 | 0 | 0 | 0 | -189193.3164 | 0 | 0 | 0 | 0 | 0 | 0 | 0 | 0 | 0 | 0 | 0 | 0 | 0 | 0 | 0
2016-05-18 13:00 | 0 | 0 | 0 | 0 | 0 | 0 | 340051.5594 | 414696 | 0 | 0 | 0 | 0 | 0 | 3976594.7653 | 0 | 0 | 0 | 0 | 0 | 0 | 0 | 0 | 0 | 0 | 0 | 0 | 0 | 0 | 0 | -74644.4406 | 0 | 0 | 0 | 0 | 0 | 0 | 0 | 0 | 0 | 0 | 0 | 0 | 0 | 0 | 0
2016-05-18 14:00 | 0 | 0 | 0 | 0 | 0 | 0 | 576382.2757 | 425309 | 0 | 0 | 0 | 0 | 151073.2757 | 3976594.7653 | 0 | 0 | 0 | 0 | 0 | 0 | 0 | 0 | 0 | 0 | 0 | 0 | 0 | 0 | 0 | 151073.2757 | 0 | 0 | 0 | 0 | 0 | 0 | 0 | 0 | 0 | 0 | 0 | 0 | 0 | 0 | 0
2016-05-18 15:00 | 0 | 0 | 0 | 0 | 0 | 0 | 699961.1694 | 433956 | 0 | 0 | 0 | 0 | 410212.3807 | 3983460.8298 | 0 | 0 | 0 | 0 | 0 | 0 | 0 | 0 | 0 | 0 | 0 | 0 | 0 | 0 | 0 | 259139.105 | 6866.0644 | 0 | 0 | 0 | 0 | 0 | 0 | 0 | 0 | 0 | 0 | 0 | 0 | 0 | 0
2016-05-18 16:00 | 0 | 0 | 0 | 0 | 0 | 0 | 714585.0865 | 441180 | 0 | 0 | 0 | 0 | 669351.4856 | 3997726.8113 | 0 | 0 | 0 | 0 | 0 | 0 | 0 | 0 | 0 | 0 | 0 | 0 | 0 | 0 | 0 | 259139.105 | 14265.9815 | 0 | 0 | 0 | 0 | 0 | 0 | 0 | 0 | 0 | 0 | 0 | 0 | 0 | 0
2016-05-18 17:00 | 0 | 0 | 0 | 0 | 0 | 0 | 720493.0865 | 447088 | 0 | 0 | 0 | 0 | 928490.5906 | 4011992.7928 | 0 | 0 | 0 | 0 | 0 | 0 | 0 | 0 | 0 | 0 | 0 | 0 | 0 | 0 | 0 | 259139.105 | 14265.9815 | 0 | 0 | 0 | 0 | 0 | 0 | 0 | 0 | 0 | 0 | 0 | 0 | 0 | 0
2016-05-18 18:00 | 0 | 0 | 0 | 0 | 0 | 0 | 725827.0865 | 452422 | 0 | 0 | 0 | 0 | 1187629.6955 | 4026258.7744 | 0 | 0 | 0 | 0 | 0 | 0 | 0 | 0 | 0 | 0 | 0 | 0 | 0 | 0 | 0 | 259139.105 | 14265.9815 | 0 | 0 | 0 | 0 | 0 | 0 | 0 | 0 | 0 | 0 | 0 | 0 | 0 | 0
2016-05-18 19:00 | 0 | 0 | 0 | 0 | 0 | 0 | 726736.3461 | 455695 | 0 | 0 | 0 | 0 | 1446768.8005 | 4038161.0155 | 0 | 0 | 0 | 0 | 0 | 0 | 0 | 0 | 0 | 0 | 0 | 0 | 0 | 0 | 0 | 259139.105 | 11902.2412 | 0 | 0 | 0 | 0 | 0 | 0 | 0 | 0 | 0 | 0 | 0 | 0 | 0 | 0
2016-05-18 20:00 | 0 | 0 | 0 | 0 | 0 | 0 | 710204.4934 | 458559 | 0 | 0 | 0 | 0 | 1698414.2939 | 4038161.0155 | 0 | 0 | 0 | 0 | 0 | 0 | 0 | 0 | 0 | 0 | 0 | 0 | 0 | 0 | 0 | 251645.4934 | 0 | 0 | 0 | 0 | 0 | 0 | 0 | 0 | 0 | 0 | 0 | 0 | 0 | 0 | 0
2016-05-18 21:00 | 0 | 0 | 0 | 0 | 0 | 0 | 680187.8236 | 460812 | 0 | 0 | 0 | 0 | 1917790.1176 | 4038161.0155 | 0 | 0 | 0 | 0 | 0 | 0 | 0 | 0 | 0 | 0 | 0 | 0 | 0 | 0 | 0 | 219375.8236 | 0 | 0 | 0 | 0 | 0 | 0 | 0 | 0 | 0 | 0 | 0 | 0 | 0 | 0 | 0
2016-05-18 22:00 | 0 | 0 | 0 | 0 | 0 | 87074.4899 | 630807.6151 | 458743 | 0 | 0 | 0 | 0 | 2176929.2225 | 4038161.0155 | 0 | 0 | 0 | 0 | 0 | 0 | 0 | 0 | 0 | 0 | 0 | 0 | 0 | 0 | 0 | 259139.105 | 0 | 0 | 0 | 0 | 0 | 0 | 0 | 0 | 0 | 0 | 0 | 0 | 0 | 0 | 0
2016-05-18 23:00 | 0 | 0 | 0 | 0 | 0 | 0 | 542923.0502 | 455111 | 0 | 0 | 0 | 0 | 2264741.2727 | 4038161.0155 | 0 | 0 | 0 | 0 | 0 | 0 | 0 | 0 | 0 | 0 | 0 | 0 | 0 | 0 | 0 | 87812.0502 | 0 | 0 | 0 | 0 | 0 | 0 | 0 | 0 | 0 | 0 | 0 | 0 | 0 | 0 | 0
2016-05-19 | 0 | 0 | 0 | 0 | 0 | 0 | 423797.5548 | 455162 | 0 | 0 | 0 | 0 | 2233376.8274 | 4038161.0155 | 0 | 0 | 0 | 0 | 0 | 0 | 0 | 0 | 0 | 0 | 0 | 0 | 0 | 0 | 0 | -31364.4452 | 0 | 0 | 0 | 0 | 0 | 0 | 0 | 0 | 0 | 0 | 0 | 0 | 0 | 0 | 0
2016-05-19 01:00 | 0 | 0 | 0 | 0 | 0 | 150118.8599 | 244846.0826 | 452069 | 0 | 0 | 0 | 0 | 2176272.77 | 4038161.0155 | 0 | 0 | 0 | 0 | 0 | 0 | 0 | 0 | 0 | 0 | 0 | 0 | 0 | 0 | 0 | -57104.0575 | 0 | 0 | 0 | 0 | 0 | 0 | 0 | 0 | 0 | 0 | 0 | 0 | 0 | 0 | 0
2016-05-19 02:00 | 0 | 0 | 0 | 0 | 0 | 468784.1656 | 22569.2116 | 434434 | 0 | 0 | 0 | 0 | 2233192.1472 | 4038161.0155 | 0 | 0 | 0 | 0 | 0 | 0 | 0 | 0 | 0 | 0 | 0 | 0 | 0 | 0 | 0 | 56919.3772 | 0 | 0 | 0 | 0 | 0 | 0 | 0 | 0 | 0 | 0 | 0 | 0 | 0 | 0 | 0
2016-05-19 03:00 | 0 | 0 | 0 | 0 | 0 | 40037.0859 | 0 | 408119 | 0 | 0 | 0 | 0 | 1974053.0423 | 3929218.2064 | 0 | 0 | 0 | 0 | 0 | 0 | 0 | 0 | 0 | 0 | 0 | 0 | 0 | 0 | 0 | -259139.105 | 0 | 108942.8092 | 0 | 0 | 0 | 0 | 0 | 0 | 0 | 0 | 0 | 0 | 0 | 0 | 0
2016-05-19 04:00 | 0 | 0 | 0 | 0 | 0 | 124002.895 | 0 | 383142 | 0 | 0 | 0 | 0 | 1714913.9373 | 3929218.2064 | 0 | 0 | 0 | 0 | 0 | 0 | 0 | 0 | 0 | 0 | 0 | 0 | 0 | 0 | 0 | -259139.105 | 0 | 0 | 0 | 0 | 0 | 0 | 0 | 0 | 0 | 0 | 0 | 0 | 0 | 0 | 0
2016-05-19 05:00 | 0 | 0 | 0 | 0 | 0 | 103801.895 | 0 | 362941 | 0 | 0 | 0 | 0 | 1455774.8324 | 3929218.2064 | 0 | 0 | 0 | 0 | 0 | 0 | 0 | 0 | 0 | 0 | 0 | 0 | 0 | 0 | 0 | -259139.105 | 0 | 0 | 0 | 0 | 0 | 0 | 0 | 0 | 0 | 0 | 0 | 0 | 0 | 0 | 0
2016-05-19 06:00 | 0 | 0 | 0 | 0 | 0 | 88630.895 | 0 | 347770 | 0 | 0 | 0 | 0 | 1196635.7274 | 3929218.2064 | 0 | 0 | 0 | 0 | 0 | 0 | 0 | 0 | 0 | 0 | 0 | 0 | 0 | 0 | 0 | -259139.105 | 0 | 0 | 0 | 0 | 0 | 0 | 0 | 0 | 0 | 0 | 0 | 0 | 0 | 0 | 0
2016-05-19 07:00 | 0 | 0 | 0 | 0 | 0 | 78827.895 | 0 | 337967 | 0 | 0 | 0 | 0 | 937496.6225 | 3929218.2064 | 0 | 0 | 0 | 0 | 0 | 0 | 0 | 0 | 0 | 0 | 0 | 0 | 0 | 0 | 0 | -259139.105 | 0 | 0 | 0 | 0 | 0 | 0 | 0 | 0 | 0 | 0 | 0 | 0 | 0 | 0 | 0
2016-05-19 08:00 | 0 | 0 | 0 | 0 | 0 | 77006.895 | 0 | 336146 | 0 | 0 | 0 | 0 | 678357.5175 | 3929218.2064 | 0 | 0 | 0 | 0 | 0 | 0 | 0 | 0 | 0 | 0 | 0 | 0 | 0 | 0 | 0 | -259139.105 | 0 | 0 | 0 | 0 | 0 | 0 | 0 | 0 | 0 | 0 | 0 | 0 | 0 | 0 | 0
2016-05-19 09:00 | 0 | 0 | 0 | 0 | 0 | 85941.895 | 0 | 345081 | 0 | 0 | 0 | 0 | 419218.4126 | 3929218.2064 | 0 | 0 | 0 | 0 | 0 | 0 | 0 | 0 | 0 | 0 | 0 | 0 | 0 | 0 | 0 | -259139.105 | 0 | 0 | 0 | 0 | 0 | 0 | 0 | 0 | 0 | 0 | 0 | 0 | 0 | 0 | 0
2016-05-19 10:00 | 0 | 0 | 0 | 0 | 0 | 107978.895 | 0 | 367118 | 0 | 0 | 0 | 0 | 160079.3076 | 3929218.2064 | 0 | 0 | 0 | 0 | 0 | 0 | 0 | 0 | 0 | 0 | 0 | 0 | 0 | 0 | 0 | -259139.105 | 0 | 0 | 0 | 0 | 0 | 0 | 0 | 0 | 0 | 0 | 0 | 0 | 0 | 0 | 0
2016-05-19 11:00 | 0 | 0 | 0 | 0 | 0 | 364459.1632 | 0 | 389239 | 0 | 0 | 0 | 0 | 135299.4708 | 3929218.2064 | 0 | 0 | 0 | 0 | 0 | 0 | 0 | 0 | 0 | 0 | 0 | 0 | 0 | 0 | 0 | -24779.8368 | 0 | 0 | 0 | 0 | 0 | 0 | 0 | 0 | 0 | 0 | 0 | 0 | 0 | 0 | 0
2016-05-19 12:00 | 0 | 0 | 0 | 0 | 0 | 204740.1504 | 63503.3788 | 403543 | 0 | 0 | 0 | 0 | 0 | 3929218.2064 | 0 | 0 | 0 | 0 | 0 | 0 | 0 | 0 | 0 | 0 | 0 | 0 | 0 | 0 | 0 | -135299.4708 | 0 | 0 | 0 | 0 | 0 | 0 | 0 | 0 | 0 | 0 | 0 | 0 | 0 | 0 | 0
2016-05-19 13:00 | 0 | 0 | 0 | 0 | 0 | 0 | 420260.4724 | 415692 | 0 | 0 | 0 | 0 | 0 | 3933786.6787 | 0 | 0 | 0 | 0 | 0 | 0 | 0 | 0 | 0 | 0 | 0 | 0 | 0 | 0 | 0 | 0 | 4568.4724 | 0 | 0 | 0 | 0 | 0 | 0 | 0 | 0 | 0 | 0 | 0 | 0 | 0 | 0
2016-05-19 14:00 | 0 | 0 | 0 | 0 | 0 | 0 | 638329.0419 | 427306 | 0 | 0 | 0 | 0 | 196757.0604 | 3948052.6603 | 0 | 0 | 0 | 0 | 0 | 0 | 0 | 0 | 0 | 0 | 0 | 0 | 0 | 0 | 0 | 196757.0604 | 14265.9815 | 0 | 0 | 0 | 0 | 0 | 0 | 0 | 0 | 0 | 0 | 0 | 0 | 0 | 0
2016-05-19 15:00 | 0 | 0 | 0 | 0 | 0 | 0 | 710007.0865 | 436602 | 0 | 0 | 0 | 0 | 455896.1653 | 3962318.6418 | 0 | 0 | 0 | 0 | 0 | 0 | 0 | 0 | 0 | 0 | 0 | 0 | 0 | 0 | 0 | 259139.105 | 14265.9815 | 0 | 0 | 0 | 0 | 0 | 0 | 0 | 0 | 0 | 0 | 0 | 0 | 0 | 0
2016-05-19 16:00 | 0 | 0 | 0 | 0 | 0 | 0 | 717070.0865 | 443665 | 0 | 0 | 0 | 0 | 715035.2703 | 3976584.6233 | 0 | 0 | 0 | 0 | 0 | 0 | 0 | 0 | 0 | 0 | 0 | 0 | 0 | 0 | 0 | 259139.105 | 14265.9815 | 0 | 0 | 0 | 0 | 0 | 0 | 0 | 0 | 0 | 0 | 0 | 0 | 0 | 0
2016-05-19 17:00 | 0 | 0 | 0 | 0 | 0 | 0 | 722784.0865 | 449379 | 0 | 0 | 0 | 0 | 974174.3752 | 3990850.6049 | 0 | 0 | 0 | 0 | 0 | 0 | 0 | 0 | 0 | 0 | 0 | 0 | 0 | 0 | 0 | 259139.105 | 14265.9815 | 0 | 0 | 0 | 0 | 0 | 0 | 0 | 0 | 0 | 0 | 0 | 0 | 0 | 0
2016-05-19 18:00 | 0 | 0 | 0 | 0 | 0 | 0 | 726650.0865 | 453245 | 0 | 0 | 0 | 0 | 1233313.4802 | 4005116.5864 | 0 | 0 | 0 | 0 | 0 | 0 | 0 | 0 | 0 | 0 | 0 | 0 | 0 | 0 | 0 | 259139.105 | 14265.9815 | 0 | 0 | 0 | 0 | 0 | 0 | 0 | 0 | 0 | 0 | 0 | 0 | 0 | 0
2016-05-19 19:00 | 0 | 0 | 0 | 0 | 0 | 0 | 728752.0865 | 455347 | 0 | 0 | 0 | 0 | 1492452.5851 | 4019382.5679 | 0 | 0 | 0 | 0 | 0 | 0 | 0 | 0 | 0 | 0 | 0 | 0 | 0 | 0 | 0 | 259139.105 | 14265.9815 | 0 | 0 | 0 | 0 | 0 | 0 | 0 | 0 | 0 | 0 | 0 | 0 | 0 | 0
2016-05-19 20:00 | 0 | 0 | 0 | 0 | 0 | 0 | 730110.0865 | 456705 | 0 | 0 | 0 | 0 | 1751591.6901 | 4033648.5495 | 0 | 0 | 0 | 0 | 0 | 0 | 0 | 0 | 0 | 0 | 0 | 0 | 0 | 0 | 0 | 259139.105 | 14265.9815 | 0 | 0 | 0 | 0 | 0 | 0 | 0 | 0 | 0 | 0 | 0 | 0 | 0 | 0
2016-05-19 21:00 | 0 | 0 | 0 | 0 | 0 | 0 | 731174.0865 | 457769 | 0 | 0 | 0 | 0 | 2010730.795 | 4047914.531 | 0 | 0 | 0 | 0 | 0 | 0 | 0 | 0 | 0 | 0 | 0 | 0 | 0 | 0 | 0 | 259139.105 | 14265.9815 | 0 | 0 | 0 | 0 | 0 | 0 | 0 | 0 | 0 | 0 | 0 | 0 | 0 | 0
2016-05-19 22:00 | 0 | 0 | 0 | 0 | 0 | 0 | 728149.0865 | 454744 | 0 | 0 | 0 | 0 | 2269869.9 | 4062180.5125 | 0 | 0 | 0 | 0 | 0 | 0 | 0 | 0 | 0 | 0 | 0 | 0 | 0 | 0 | 0 | 259139.105 | 14265.9815 | 0 | 0 | 0 | 0 | 0 | 0 | 0 | 0 | 0 | 0 | 0 | 0 | 0 | 0
2016-05-19 23:00 | 0 | 0 | 0 | 0 | 0 | 0 | 688497.2716 | 450085 | 0 | 0 | 0 | 0 | 2508282.1716 | 4062180.5125 | 0 | 0 | 0 | 0 | 0 | 0 | 0 | 0 | 0 | 0 | 0 | 0 | 0 | 0 | 0 | 238412.2716 | 0 | 0 | 0 | 0 | 0 | 0 | 0 | 0 | 0 | 0 | 0 | 0 | 0 | 0 | 0
2016-05-20 | 0 | 0 | 0 | 0 | 0 | 0 | 541176.0409 | 449796 | 0 | 0 | 0 | 0 | 2585396.2309 | 4076446.4941 | 0 | 0 | 0 | 0 | 0 | 0 | 0 | 0 | 0 | 0 | 0 | 0 | 0 | 0 | 0 | 77114.0594 | 14265.9815 | 0 | 0 | 0 | 0 | 0 | 0 | 0 | 0 | 0 | 0 | 0 | 0 | 0 | 0
2016-05-20 01:00 | 0 | 0 | 0 | 0 | 0 | 0 | 254346.3724 | 447542 | 0 | 0 | 0 | 0 | 2392200.6034 | 4076446.4941 | 0 | 0 | 0 | 0 | 0 | 0 | 0 | 0 | 0 | 0 | 0 | 0 | 0 | 0 | 0 | -193195.6276 | 0 | 0 | 0 | 0 | 0 | 0 | 0 | 0 | 0 | 0 | 0 | 0 | 0 | 0 | 0
2016-05-20 02:00 | 0 | 0 | 0 | 0 | 0 | 444615.1789 | 12208.8788 | 430084 | 0 | 0 | 0 | 0 | 2418940.661 | 4076446.4941 | 0 | 0 | 0 | 0 | 0 | 0 | 0 | 0 | 0 | 0 | 0 | 0 | 0 | 0 | 0 | 26740.0577 | 0 | 0 | 0 | 0 | 0 | 0 | 0 | 0 | 0 | 0 | 0 | 0 | 0 | 0 | 0
2016-05-20 03:00 | 0 | 0 | 0 | 0 | 0 | 144223.895 | 0 | 403363 | 0 | 0 | 0 | 0 | 2159801.5561 | 4076446.4941 | 0 | 0 | 0 | 0 | 0 | 0 | 0 | 0 | 0 | 0 | 0 | 0 | 0 | 0 | 0 | -259139.105 | 0 | 0 | 0 | 0 | 0 | 0 | 0 | 0 | 0 | 0 | 0 | 0 | 0 | 0 | 0
2016-05-20 04:00 | 0 | 0 | 0 | 0 | 0 | 118968.895 | 0 | 378108 | 0 | 0 | 0 | 0 | 1900662.4511 | 4076446.4941 | 0 | 0 | 0 | 0 | 0 | 0 | 0 | 0 | 0 | 0 | 0 | 0 | 0 | 0 | 0 | -259139.105 | 0 | 0 | 0 | 0 | 0 | 0 | 0 | 0 | 0 | 0 | 0 | 0 | 0 | 0 | 0
2016-05-20 05:00 | 0 | 0 | 0 | 0 | 0 | 100496.895 | 0 | 359636 | 0 | 0 | 0 | 0 | 1641523.3462 | 4076446.4941 | 0 | 0 | 0 | 0 | 0 | 0 | 0 | 0 | 0 | 0 | 0 | 0 | 0 | 0 | 0 | -259139.105 | 0 | 0 | 0 | 0 | 0 | 0 | 0 | 0 | 0 | 0 | 0 | 0 | 0 | 0 | 0
2016-05-20 06:00 | 0 | 0 | 0 | 0 | 0 | 85748.895 | 0 | 344888 | 0 | 0 | 0 | 0 | 1382384.2412 | 4076446.4941 | 0 | 0 | 0 | 0 | 0 | 0 | 0 | 0 | 0 | 0 | 0 | 0 | 0 | 0 | 0 | -259139.105 | 0 | 0 | 0 | 0 | 0 | 0 | 0 | 0 | 0 | 0 | 0 | 0 | 0 | 0 | 0
2016-05-20 07:00 | 0 | 0 | 0 | 0 | 0 | 75863.895 | 0 | 335003 | 0 | 0 | 0 | 0 | 1123245.1363 | 4076446.4941 | 0 | 0 | 0 | 0 | 0 | 0 | 0 | 0 | 0 | 0 | 0 | 0 | 0 | 0 | 0 | -259139.105 | 0 | 0 | 0 | 0 | 0 | 0 | 0 | 0 | 0 | 0 | 0 | 0 | 0 | 0 | 0
2016-05-20 08:00 | 0 | 0 | 0 | 0 | 0 | 73732.895 | 0 | 332872 | 0 | 0 | 0 | 0 | 864106.0313 | 4076446.4941 | 0 | 0 | 0 | 0 | 0 | 0 | 0 | 0 | 0 | 0 | 0 | 0 | 0 | 0 | 0 | -259139.105 | 0 | 0 | 0 | 0 | 0 | 0 | 0 | 0 | 0 | 0 | 0 | 0 | 0 | 0 | 0
2016-05-20 09:00 | 0 | 0 | 0 | 0 | 0 | 82213.895 | 0 | 341353 | 0 | 0 | 0 | 0 | 604966.9264 | 4076446.4941 | 0 | 0 | 0 | 0 | 0 | 0 | 0 | 0 | 0 | 0 | 0 | 0 | 0 | 0 | 0 | -259139.105 | 0 | 0 | 0 | 0 | 0 | 0 | 0 | 0 | 0 | 0 | 0 | 0 | 0 | 0 | 0
2016-05-20 10:00 | 0 | 0 | 0 | 0 | 0 | 0 | 0 | 361869 | 0 | 0 | 0 | 0 | 345827.8214 | 3973716.599 | 0 | 0 | 0 | 0 | 0 | 0 | 0 | 0 | 0 | 0 | 0 | 0 | 0 | 0 | 0 | -259139.105 | 0 | 102729.895 | 0 | 0 | 0 | 0 | 0 | 0 | 0 | 0 | 0 | 0 | 0 | 0 | 0
2016-05-20 11:00 | 0 | 0 | 0 | 0 | 0 | 124503.895 | 0 | 383643 | 0 | 0 | 0 | 0 | 86688.7165 | 3973716.599 | 0 | 0 | 0 | 0 | 0 | 0 | 0 | 0 | 0 | 0 | 0 | 0 | 0 | 0 | 0 | -259139.105 | 0 | 0 | 0 | 0 | 0 | 0 | 0 | 0 | 0 | 0 | 0 | 0 | 0 | 0 | 0
2016-05-20 12:00 | 0 | 0 | 0 | 0 | 0 | 223088.1835 | 89715.1 | 399492 | 0 | 0 | 0 | 0 | 0 | 3973716.599 | 0 | 0 | 0 | 0 | 0 | 0 | 0 | 0 | 0 | 0 | 0 | 0 | 0 | 0 | 0 | -86688.7165 | 0 | 0 | 0 | 0 | 0 | 0 | 0 | 0 | 0 | 0 | 0 | 0 | 0 | 0 | 0
2016-05-20 13:00 | 0 | 0 | 0 | 0 | 0 | 0 | 432119.691 | 413654 | 0 | 0 | 0 | 0 | 11923.9834 | 3980258.3066 | 0 | 0 | 0 | 0 | 0 | 0 | 0 | 0 | 0 | 0 | 0 | 0 | 0 | 0 | 0 | 11923.9834 | 6541.7076 | 0 | 0 | 0 | 0 | 0 | 0 | 0 | 0 | 0 | 0 | 0 | 0 | 0 | 0
2016-05-20 14:00 | 0 | 0 | 0 | 0 | 0 | 0 | 654926.8198 | 426738 | 0 | 0 | 0 | 0 | 240112.8031 | 3980258.3066 | 0 | 0 | 0 | 0 | 0 | 0 | 0 | 0 | 0 | 0 | 0 | 0 | 0 | 0 | 0 | 228188.8198 | 0 | 0 | 0 | 0 | 0 | 0 | 0 | 0 | 0 | 0 | 0 | 0 | 0 | 0 | 0
2016-05-20 15:00 | 0 | 0 | 0 | 0 | 0 | 0 | 709234.0865 | 435829 | 0 | 0 | 0 | 0 | 499251.9081 | 3994524.2882 | 0 | 0 | 0 | 0 | 0 | 0 | 0 | 0 | 0 | 0 | 0 | 0 | 0 | 0 | 0 | 259139.105 | 14265.9815 | 0 | 0 | 0 | 0 | 0 | 0 | 0 | 0 | 0 | 0 | 0 | 0 | 0 | 0
2016-05-20 16:00 | 0 | 0 | 0 | 0 | 0 | 0 | 715210.0865 | 441805 | 0 | 0 | 0 | 0 | 758391.0131 | 4008790.2697 | 0 | 0 | 0 | 0 | 0 | 0 | 0 | 0 | 0 | 0 | 0 | 0 | 0 | 0 | 0 | 259139.105 | 14265.9815 | 0 | 0 | 0 | 0 | 0 | 0 | 0 | 0 | 0 | 0 | 0 | 0 | 0 | 0
2016-05-20 17:00 | 0 | 0 | 0 | 0 | 0 | 0 | 719478.0865 | 446073 | 0 | 0 | 0 | 0 | 1017530.118 | 4023056.2512 | 0 | 0 | 0 | 0 | 0 | 0 | 0 | 0 | 0 | 0 | 0 | 0 | 0 | 0 | 0 | 259139.105 | 14265.9815 | 0 | 0 | 0 | 0 | 0 | 0 | 0 | 0 | 0 | 0 | 0 | 0 | 0 | 0
2016-05-20 18:00 | 0 | 0 | 0 | 0 | 0 | 0 | 722763.0865 | 449358 | 0 | 0 | 0 | 0 | 1276669.223 | 4037322.2328 | 0 | 0 | 0 | 0 | 0 | 0 | 0 | 0 | 0 | 0 | 0 | 0 | 0 | 0 | 0 | 259139.105 | 14265.9815 | 0 | 0 | 0 | 0 | 0 | 0 | 0 | 0 | 0 | 0 | 0 | 0 | 0 | 0
2016-05-20 19:00 | 0 | 0 | 0 | 0 | 0 | 0 | 725131.0865 | 451726 | 0 | 0 | 0 | 0 | 1535808.3279 | 4051588.2143 | 0 | 0 | 0 | 0 | 0 | 0 | 0 | 0 | 0 | 0 | 0 | 0 | 0 | 0 | 0 | 259139.105 | 14265.9815 | 0 | 0 | 0 | 0 | 0 | 0 | 0 | 0 | 0 | 0 | 0 | 0 | 0 | 0
2016-05-20 20:00 | 0 | 0 | 0 | 0 | 0 | 0 | 727438.0865 | 454033 | 0 | 0 | 0 | 0 | 1794947.4329 | 4065854.1958 | 0 | 0 | 0 | 0 | 0 | 0 | 0 | 0 | 0 | 0 | 0 | 0 | 0 | 0 | 0 | 259139.105 | 14265.9815 | 0 | 0 | 0 | 0 | 0 | 0 | 0 | 0 | 0 | 0 | 0 | 0 | 0 | 0
2016-05-20 21:00 | 0 | 0 | 0 | 0 | 0 | 0 | 727804.0865 | 454399 | 0 | 0 | 0 | 0 | 2054086.5378 | 4080120.1774 | 0 | 0 | 0 | 0 | 0 | 0 | 0 | 0 | 0 | 0 | 0 | 0 | 0 | 0 | 0 | 259139.105 | 14265.9815 | 0 | 0 | 0 | 0 | 0 | 0 | 0 | 0 | 0 | 0 | 0 | 0 | 0 | 0
2016-05-20 22:00 | 0 | 0 | 0 | 0 | 0 | 0 | 723051.0865 | 449646 | 0 | 0 | 0 | 0 | 2313225.6428 | 4094386.1589 | 0 | 0 | 0 | 0 | 0 | 0 | 0 | 0 | 0 | 0 | 0 | 0 | 0 | 0 | 0 | 259139.105 | 14265.9815 | 0 | 0 | 0 | 0 | 0 | 0 | 0 | 0 | 0 | 0 | 0 | 0 | 0 | 0
2016-05-20 23:00 | 0 | 0 | 0 | 0 | 0 | 0 | 686518.8395 | 441625 | 0 | 0 | 0 | 0 | 2558119.4823 | 4094386.1589 | 0 | 0 | 0 | 0 | 0 | 0 | 0 | 0 | 0 | 0 | 0 | 0 | 0 | 0 | 0 | 244893.8395 | 0 | 0 | 0 | 0 | 0 | 0 | 0 | 0 | 0 | 0 | 0 | 0 | 0 | 0 | 0
2016-05-21 | 0 | 0 | 0 | 0 | 0 | 0 | 553692.2052 | 438654 | 0 | 0 | 0 | 0 | 2673157.6875 | 4094386.1589 | 0 | 0 | 0 | 0 | 0 | 0 | 0 | 0 | 0 | 0 | 0 | 0 | 0 | 0 | 0 | 115038.2052 | 0 | 0 | 0 | 0 | 0 | 0 | 0 | 0 | 0 | 0 | 0 | 0 | 0 | 0 | 0
2016-05-21 01:00 | 0 | 0 | 0 | 0 | 0 | 0 | 242970.2764 | 433474 | 0 | 0 | 0 | 0 | 2482653.9639 | 4094386.1589 | 0 | 0 | 0 | 0 | 0 | 0 | 0 | 0 | 0 | 0 | 0 | 0 | 0 | 0 | 0 | -190503.7236 | 0 | 0 | 0 | 0 | 0 | 0 | 0 | 0 | 0 | 0 | 0 | 0 | 0 | 0 | 0
2016-05-21 02:00 | 0 | 0 | 0 | 0 | 0 | 498279.9915 | 25469.0941 | 415012 | 0 | 0 | 0 | 0 | 2591391.0495 | 4094386.1589 | 0 | 0 | 0 | 0 | 0 | 0 | 0 | 0 | 0 | 0 | 0 | 0 | 0 | 0 | 0 | 108737.0856 | 0 | 0 | 0 | 0 | 0 | 0 | 0 | 0 | 0 | 0 | 0 | 0 | 0 | 0 | 0
2016-05-21 03:00 | 0 | 0 | 0 | 0 | 0 | 28448.0859 | 0 | 396530 | 0 | 0 | 0 | 0 | 2332251.9446 | 3985443.3497 | 0 | 0 | 0 | 0 | 0 | 0 | 0 | 0 | 0 | 0 | 0 | 0 | 0 | 0 | 0 | -259139.105 | 0 | 108942.8092 | 0 | 0 | 0 | 0 | 0 | 0 | 0 | 0 | 0 | 0 | 0 | 0 | 0
2016-05-21 04:00 | 0 | 0 | 0 | 0 | 0 | 115390.895 | 0 | 374530 | 0 | 0 | 0 | 0 | 2073112.8396 | 3985443.3497 | 0 | 0 | 0 | 0 | 0 | 0 | 0 | 0 | 0 | 0 | 0 | 0 | 0 | 0 | 0 | -259139.105 | 0 | 0 | 0 | 0 | 0 | 0 | 0 | 0 | 0 | 0 | 0 | 0 | 0 | 0 | 0
2016-05-21 05:00 | 0 | 0 | 0 | 0 | 0 | 96682.895 | 0 | 355822 | 0 | 0 | 0 | 0 | 1813973.7347 | 3985443.3497 | 0 | 0 | 0 | 0 | 0 | 0 | 0 | 0 | 0 | 0 | 0 | 0 | 0 | 0 | 0 | -259139.105 | 0 | 0 | 0 | 0 | 0 | 0 | 0 | 0 | 0 | 0 | 0 | 0 | 0 | 0 | 0
2016-05-21 06:00 | 0 | 0 | 0 | 0 | 0 | 81149.895 | 0 | 340289 | 0 | 0 | 0 | 0 | 1554834.6297 | 3985443.3497 | 0 | 0 | 0 | 0 | 0 | 0 | 0 | 0 | 0 | 0 | 0 | 0 | 0 | 0 | 0 | -259139.105 | 0 | 0 | 0 | 0 | 0 | 0 | 0 | 0 | 0 | 0 | 0 | 0 | 0 | 0 | 0
2016-05-21 07:00 | 0 | 0 | 0 | 0 | 0 | 71799.895 | 0 | 330939 | 0 | 0 | 0 | 0 | 1295695.5248 | 3985443.3497 | 0 | 0 | 0 | 0 | 0 | 0 | 0 | 0 | 0 | 0 | 0 | 0 | 0 | 0 | 0 | -259139.105 | 0 | 0 | 0 | 0 | 0 | 0 | 0 | 0 | 0 | 0 | 0 | 0 | 0 | 0 | 0
2016-05-21 08:00 | 0 | 0 | 0 | 0 | 0 | 66913.895 | 0 | 326053 | 0 | 0 | 0 | 0 | 1036556.4198 | 3985443.3497 | 0 | 0 | 0 | 0 | 0 | 0 | 0 | 0 | 0 | 0 | 0 | 0 | 0 | 0 | 0 | -259139.105 | 0 | 0 | 0 | 0 | 0 | 0 | 0 | 0 | 0 | 0 | 0 | 0 | 0 | 0 | 0
2016-05-21 09:00 | 0 | 0 | 0 | 0 | 0 | 66772.895 | 0 | 325912 | 0 | 0 | 0 | 0 | 777417.3149 | 3985443.3497 | 0 | 0 | 0 | 0 | 0 | 0 | 0 | 0 | 0 | 0 | 0 | 0 | 0 | 0 | 0 | -259139.105 | 0 | 0 | 0 | 0 | 0 | 0 | 0 | 0 | 0 | 0 | 0 | 0 | 0 | 0 | 0
2016-05-21 10:00 | 0 | 0 | 0 | 0 | 0 | 71254.895 | 0 | 330394 | 0 | 0 | 0 | 0 | 518278.2099 | 3985443.3497 | 0 | 0 | 0 | 0 | 0 | 0 | 0 | 0 | 0 | 0 | 0 | 0 | 0 | 0 | 0 | -259139.105 | 0 | 0 | 0 | 0 | 0 | 0 | 0 | 0 | 0 | 0 | 0 | 0 | 0 | 0 | 0
2016-05-21 11:00 | 0 | 0 | 0 | 0 | 0 | 78911.895 | 0 | 338051 | 0 | 0 | 0 | 0 | 259139.105 | 3985443.3497 | 0 | 0 | 0 | 0 | 0 | 0 | 0 | 0 | 0 | 0 | 0 | 0 | 0 | 0 | 0 | -259139.105 | 0 | 0 | 0 | 0 | 0 | 0 | 0 | 0 | 0 | 0 | 0 | 0 | 0 | 0 | 0
2016-05-21 12:00 | 0 | 0 | 0 | 0 | 0 | 10041.5464 | 86374.3486 | 355555 | 0 | 0 | 0 | 0 | 0 | 3985443.3497 | 0 | 0 | 0 | 0 | 0 | 0 | 0 | 0 | 0 | 0 | 0 | 0 | 0 | 0 | 0 | -259139.105 | 0 | 0 | 0 | 0 | 0 | 0 | 0 | 0 | 0 | 0 | 0 | 0 | 0 | 0 | 0
2016-05-21 13:00 | 0 | 0 | 0 | 0 | 0 | 0 | 444160.2584 | 375291 | 0 | 0 | 0 | 0 | 68869.2584 | 3985443.3497 | 0 | 0 | 0 | 0 | 0 | 0 | 0 | 0 | 0 | 0 | 0 | 0 | 0 | 0 | 0 | 68869.2584 | 0 | 0 | 0 | 0 | 0 | 0 | 0 | 0 | 0 | 0 | 0 | 0 | 0 | 0 | 0
2016-05-21 14:00 | 0 | 0 | 0 | 0 | 0 | 0 | 667392.0865 | 393987 | 0 | 0 | 0 | 0 | 328008.3634 | 3999709.3313 | 0 | 0 | 0 | 0 | 0 | 0 | 0 | 0 | 0 | 0 | 0 | 0 | 0 | 0 | 0 | 259139.105 | 14265.9815 | 0 | 0 | 0 | 0 | 0 | 0 | 0 | 0 | 0 | 0 | 0 | 0 | 0 | 0
2016-05-21 15:00 | 0 | 0 | 0 | 0 | 0 | 0 | 681914.0865 | 408509 | 0 | 0 | 0 | 0 | 587147.4683 | 4013975.3128 | 0 | 0 | 0 | 0 | 0 | 0 | 0 | 0 | 0 | 0 | 0 | 0 | 0 | 0 | 0 | 259139.105 | 14265.9815 | 0 | 0 | 0 | 0 | 0 | 0 | 0 | 0 | 0 | 0 | 0 | 0 | 0 | 0
2016-05-21 16:00 | 0 | 0 | 0 | 0 | 0 | 0 | 691527.0865 | 418122 | 0 | 0 | 0 | 0 | 846286.5733 | 4028241.2943 | 0 | 0 | 0 | 0 | 0 | 0 | 0 | 0 | 0 | 0 | 0 | 0 | 0 | 0 | 0 | 259139.105 | 14265.9815 | 0 | 0 | 0 | 0 | 0 | 0 | 0 | 0 | 0 | 0 | 0 | 0 | 0 | 0
2016-05-21 17:00 | 0 | 0 | 0 | 0 | 0 | 0 | 697924.0865 | 424519 | 0 | 0 | 0 | 0 | 1105425.6782 | 4042507.2759 | 0 | 0 | 0 | 0 | 0 | 0 | 0 | 0 | 0 | 0 | 0 | 0 | 0 | 0 | 0 | 259139.105 | 14265.9815 | 0 | 0 | 0 | 0 | 0 | 0 | 0 | 0 | 0 | 0 | 0 | 0 | 0 | 0
2016-05-21 18:00 | 0 | 0 | 0 | 0 | 0 | 0 | 702977.0865 | 429572 | 0 | 0 | 0 | 0 | 1364564.7832 | 4056773.2574 | 0 | 0 | 0 | 0 | 0 | 0 | 0 | 0 | 0 | 0 | 0 | 0 | 0 | 0 | 0 | 259139.105 | 14265.9815 | 0 | 0 | 0 | 0 | 0 | 0 | 0 | 0 | 0 | 0 | 0 | 0 | 0 | 0
2016-05-21 19:00 | 0 | 0 | 0 | 0 | 0 | 0 | 706823.0865 | 433418 | 0 | 0 | 0 | 0 | 1623703.8881 | 4071039.2389 | 0 | 0 | 0 | 0 | 0 | 0 | 0 | 0 | 0 | 0 | 0 | 0 | 0 | 0 | 0 | 259139.105 | 14265.9815 | 0 | 0 | 0 | 0 | 0 | 0 | 0 | 0 | 0 | 0 | 0 | 0 | 0 | 0
2016-05-21 20:00 | 0 | 0 | 0 | 0 | 0 | 0 | 710382.0865 | 436977 | 0 | 0 | 0 | 0 | 1882842.9931 | 4085305.2205 | 0 | 0 | 0 | 0 | 0 | 0 | 0 | 0 | 0 | 0 | 0 | 0 | 0 | 0 | 0 | 259139.105 | 14265.9815 | 0 | 0 | 0 | 0 | 0 | 0 | 0 | 0 | 0 | 0 | 0 | 0 | 0 | 0
2016-05-21 21:00 | 0 | 0 | 0 | 0 | 0 | 0 | 712954.0865 | 439549 | 0 | 0 | 0 | 0 | 2141982.098 | 4099571.202 | 0 | 0 | 0 | 0 | 0 | 0 | 0 | 0 | 0 | 0 | 0 | 0 | 0 | 0 | 0 | 259139.105 | 14265.9815 | 0 | 0 | 0 | 0 | 0 | 0 | 0 | 0 | 0 | 0 | 0 | 0 | 0 | 0
2016-05-21 22:00 | 0 | 0 | 0 | 0 | 0 | 0 | 710267.0865 | 436862 | 0 | 0 | 0 | 0 | 2401121.203 | 4113837.1835 | 0 | 0 | 0 | 0 | 0 | 0 | 0 | 0 | 0 | 0 | 0 | 0 | 0 | 0 | 0 | 259139.105 | 14265.9815 | 0 | 0 | 0 | 0 | 0 | 0 | 0 | 0 | 0 | 0 | 0 | 0 | 0 | 0
2016-05-21 23:00 | 0 | 0 | 0 | 0 | 0 | 0 | 704977.0865 | 431572 | 0 | 0 | 0 | 0 | 2660260.3079 | 4128103.1651 | 0 | 0 | 0 | 0 | 0 | 0 | 0 | 0 | 0 | 0 | 0 | 0 | 0 | 0 | 0 | 259139.105 | 14265.9815 | 0 | 0 | 0 | 0 | 0 | 0 | 0 | 0 | 0 | 0 | 0 | 0 | 0 | 0
2016-05-22 | 0 | 0 | 0 | 0 | 0 | 0 | 526598.549 | 426922 | 0 | 0 | 0 | 0 | 2759936.8569 | 4128103.1651 | 0 | 0 | 0 | 0 | 0 | 0 | 0 | 0 | 0 | 0 | 0 | 0 | 0 | 0 | 0 | 99676.549 | 0 | 0 | 0 | 0 | 0 | 0 | 0 | 0 | 0 | 0 | 0 | 0 | 0 | 0 | 0
2016-05-22 01:00 | 0 | 0 | 0 | 0 | 0 | 0 | 242309.5156 | 422713 | 0 | 0 | 0 | 0 | 2579533.3725 | 4128103.1651 | 0 | 0 | 0 | 0 | 0 | 0 | 0 | 0 | 0 | 0 | 0 | 0 | 0 | 0 | 0 | -180403.4844 | 0 | 0 | 0 | 0 | 0 | 0 | 0 | 0 | 0 | 0 | 0 | 0 | 0 | 0 | 0
2016-05-22 02:00 | 0 | 0 | 0 | 0 | 0 | 404320.9598 | 18222.7172 | 410686 | 0 | 0 | 0 | 0 | 2591391.0495 | 4128103.1651 | 0 | 0 | 0 | 0 | 0 | 0 | 0 | 0 | 0 | 0 | 0 | 0 | 0 | 0 | 0 | 11857.677 | 0 | 0 | 0 | 0 | 0 | 0 | 0 | 0 | 0 | 0 | 0 | 0 | 0 | 0 | 0
2016-05-22 03:00 | 0 | 0 | 0 | 0 | 0 | 132712.895 | 0 | 391852 | 0 | 0 | 0 | 0 | 2332251.9446 | 4128103.1651 | 0 | 0 | 0 | 0 | 0 | 0 | 0 | 0 | 0 | 0 | 0 | 0 | 0 | 0 | 0 | -259139.105 | 0 | 0 | 0 | 0 | 0 | 0 | 0 | 0 | 0 | 0 | 0 | 0 | 0 | 0 | 0
2016-05-22 04:00 | 0 | 0 | 0 | 0 | 0 | 112535.895 | 0 | 371675 | 0 | 0 | 0 | 0 | 2073112.8396 | 4128103.1651 | 0 | 0 | 0 | 0 | 0 | 0 | 0 | 0 | 0 | 0 | 0 | 0 | 0 | 0 | 0 | -259139.105 | 0 | 0 | 0 | 0 | 0 | 0 | 0 | 0 | 0 | 0 | 0 | 0 | 0 | 0 | 0
2016-05-22 05:00 | 0 | 0 | 0 | 0 | 0 | 93194.895 | 0 | 352334 | 0 | 0 | 0 | 0 | 1813973.7347 | 4128103.1651 | 0 | 0 | 0 | 0 | 0 | 0 | 0 | 0 | 0 | 0 | 0 | 0 | 0 | 0 | 0 | -259139.105 | 0 | 0 | 0 | 0 | 0 | 0 | 0 | 0 | 0 | 0 | 0 | 0 | 0 | 0 | 0
2016-05-22 06:00 | 0 | 0 | 0 | 0 | 0 | 78001.895 | 0 | 337141 | 0 | 0 | 0 | 0 | 1554834.6297 | 4128103.1651 | 0 | 0 | 0 | 0 | 0 | 0 | 0 | 0 | 0 | 0 | 0 | 0 | 0 | 0 | 0 | -259139.105 | 0 | 0 | 0 | 0 | 0 | 0 | 0 | 0 | 0 | 0 | 0 | 0 | 0 | 0 | 0
2016-05-22 07:00 | 0 | 0 | 0 | 0 | 0 | 0 | 0 | 326650 | 0 | 0 | 0 | 0 | 1295695.5248 | 4060592.27 | 0 | 0 | 0 | 0 | 0 | 0 | 0 | 0 | 0 | 0 | 0 | 0 | 0 | 0 | 0 | -259139.105 | 0 | 67510.895 | 0 | 0 | 0 | 0 | 0 | 0 | 0 | 0 | 0 | 0 | 0 | 0 | 0
2016-05-22 08:00 | 0 | 0 | 0 | 0 | 0 | 61877.895 | 0 | 321017 | 0 | 0 | 0 | 0 | 1036556.4198 | 4060592.27 | 0 | 0 | 0 | 0 | 0 | 0 | 0 | 0 | 0 | 0 | 0 | 0 | 0 | 0 | 0 | -259139.105 | 0 | 0 | 0 | 0 | 0 | 0 | 0 | 0 | 0 | 0 | 0 | 0 | 0 | 0 | 0
2016-05-22 09:00 | 0 | 0 | 0 | 0 | 0 | 60220.895 | 0 | 319360 | 0 | 0 | 0 | 0 | 777417.3149 | 4060592.27 | 0 | 0 | 0 | 0 | 0 | 0 | 0 | 0 | 0 | 0 | 0 | 0 | 0 | 0 | 0 | -259139.105 | 0 | 0 | 0 | 0 | 0 | 0 | 0 | 0 | 0 | 0 | 0 | 0 | 0 | 0 | 0
2016-05-22 10:00 | 0 | 0 | 0 | 0 | 0 | 60081.895 | 0 | 319221 | 0 | 0 | 0 | 0 | 518278.2099 | 4060592.27 | 0 | 0 | 0 | 0 | 0 | 0 | 0 | 0 | 0 | 0 | 0 | 0 | 0 | 0 | 0 | -259139.105 | 0 | 0 | 0 | 0 | 0 | 0 | 0 | 0 | 0 | 0 | 0 | 0 | 0 | 0 | 0
2016-05-22 11:00 | 0 | 0 | 0 | 0 | 0 | 64936.895 | 0 | 324076 | 0 | 0 | 0 | 0 | 259139.105 | 4060592.27 | 0 | 0 | 0 | 0 | 0 | 0 | 0 | 0 | 0 | 0 | 0 | 0 | 0 | 0 | 0 | -259139.105 | 0 | 0 | 0 | 0 | 0 | 0 | 0 | 0 | 0 | 0 | 0 | 0 | 0 | 0 | 0
2016-05-22 12:00 | 0 | 0 | 0 | 0 | 0 | 0 | 84635.2288 | 340092 | 0 | 0 | 0 | 0 | 0 | 4064274.6038 | 0 | 0 | 0 | 0 | 0 | 0 | 0 | 0 | 0 | 0 | 0 | 0 | 0 | 0 | 0 | -259139.105 | 3682.3338 | 0 | 0 | 0 | 0 | 0 | 0 | 0 | 0 | 0 | 0 | 0 | 0 | 0 | 0
2016-05-22 13:00 | 0 | 0 | 0 | 0 | 0 | 0 | 463527.6329 | 358790 | 0 | 0 | 0 | 0 | 104737.6329 | 4064274.6038 | 0 | 0 | 0 | 0 | 0 | 0 | 0 | 0 | 0 | 0 | 0 | 0 | 0 | 0 | 0 | 104737.6329 | 0 | 0 | 0 | 0 | 0 | 0 | 0 | 0 | 0 | 0 | 0 | 0 | 0 | 0 | 0
2016-05-22 14:00 | 0 | 0 | 0 | 0 | 0 | 0 | 648935.0865 | 375530 | 0 | 0 | 0 | 0 | 363876.7378 | 4078540.5853 | 0 | 0 | 0 | 0 | 0 | 0 | 0 | 0 | 0 | 0 | 0 | 0 | 0 | 0 | 0 | 259139.105 | 14265.9815 | 0 | 0 | 0 | 0 | 0 | 0 | 0 | 0 | 0 | 0 | 0 | 0 | 0 | 0
2016-05-22 15:00 | 0 | 0 | 0 | 0 | 0 | 0 | 662445.0865 | 389040 | 0 | 0 | 0 | 0 | 623015.8428 | 4092806.5668 | 0 | 0 | 0 | 0 | 0 | 0 | 0 | 0 | 0 | 0 | 0 | 0 | 0 | 0 | 0 | 259139.105 | 14265.9815 | 0 | 0 | 0 | 0 | 0 | 0 | 0 | 0 | 0 | 0 | 0 | 0 | 0 | 0
2016-05-22 16:00 | 0 | 0 | 0 | 0 | 0 | 0 | 674511.0865 | 401106 | 0 | 0 | 0 | 0 | 882154.9477 | 4107072.5484 | 0 | 0 | 0 | 0 | 0 | 0 | 0 | 0 | 0 | 0 | 0 | 0 | 0 | 0 | 0 | 259139.105 | 14265.9815 | 0 | 0 | 0 | 0 | 0 | 0 | 0 | 0 | 0 | 0 | 0 | 0 | 0 | 0
2016-05-22 17:00 | 0 | 0 | 0 | 0 | 0 | 0 | 684055.0865 | 410650 | 0 | 0 | 0 | 0 | 1141294.0527 | 4121338.5299 | 0 | 0 | 0 | 0 | 0 | 0 | 0 | 0 | 0 | 0 | 0 | 0 | 0 | 0 | 0 | 259139.105 | 14265.9815 | 0 | 0 | 0 | 0 | 0 | 0 | 0 | 0 | 0 | 0 | 0 | 0 | 0 | 0
2016-05-22 18:00 | 0 | 0 | 0 | 0 | 0 | 0 | 692415.0865 | 419010 | 0 | 0 | 0 | 0 | 1400433.1576 | 4135604.5114 | 0 | 0 | 0 | 0 | 0 | 0 | 0 | 0 | 0 | 0 | 0 | 0 | 0 | 0 | 0 | 259139.105 | 14265.9815 | 0 | 0 | 0 | 0 | 0 | 0 | 0 | 0 | 0 | 0 | 0 | 0 | 0 | 0
2016-05-22 19:00 | 0 | 0 | 0 | 0 | 0 | 0 | 699602.0865 | 426197 | 0 | 0 | 0 | 0 | 1659572.2626 | 4149870.493 | 0 | 0 | 0 | 0 | 0 | 0 | 0 | 0 | 0 | 0 | 0 | 0 | 0 | 0 | 0 | 259139.105 | 14265.9815 | 0 | 0 | 0 | 0 | 0 | 0 | 0 | 0 | 0 | 0 | 0 | 0 | 0 | 0
2016-05-22 20:00 | 0 | 0 | 0 | 0 | 0 | 0 | 707754.0865 | 434349 | 0 | 0 | 0 | 0 | 1918711.3675 | 4164136.4745 | 0 | 0 | 0 | 0 | 0 | 0 | 0 | 0 | 0 | 0 | 0 | 0 | 0 | 0 | 0 | 259139.105 | 14265.9815 | 0 | 0 | 0 | 0 | 0 | 0 | 0 | 0 | 0 | 0 | 0 | 0 | 0 | 0
2016-05-22 21:00 | 0 | 0 | 0 | 0 | 0 | 0 | 714364.0865 | 440959 | 0 | 0 | 0 | 0 | 2177850.4725 | 4178402.456 | 0 | 0 | 0 | 0 | 0 | 0 | 0 | 0 | 0 | 0 | 0 | 0 | 0 | 0 | 0 | 259139.105 | 14265.9815 | 0 | 0 | 0 | 0 | 0 | 0 | 0 | 0 | 0 | 0 | 0 | 0 | 0 | 0
2016-05-22 22:00 | 0 | 0 | 0 | 0 | 0 | 0 | 717304.0865 | 443899 | 0 | 0 | 0 | 0 | 2436989.5774 | 4192668.4376 | 0 | 0 | 0 | 0 | 0 | 0 | 0 | 0 | 0 | 0 | 0 | 0 | 0 | 0 | 0 | 259139.105 | 14265.9815 | 0 | 0 | 0 | 0 | 0 | 0 | 0 | 0 | 0 | 0 | 0 | 0 | 0 | 0
2016-05-22 23:00 | 0 | 0 | 0 | 0 | 0 | 0 | 715661.0865 | 442256 | 0 | 0 | 0 | 0 | 2696128.6824 | 4206934.4191 | 0 | 0 | 0 | 0 | 0 | 0 | 0 | 0 | 0 | 0 | 0 | 0 | 0 | 0 | 0 | 259139.105 | 14265.9815 | 0 | 0 | 0 | 0 | 0 | 0 | 0 | 0 | 0 | 0 | 0 | 0 | 0 | 0
2016-05-23 | 0 | 0 | 0 | 0 | 0 | 0 | 588995.1264 | 440455 | 0 | 0 | 0 | 0 | 2844668.8088 | 4206934.4191 | 0 | 0 | 0 | 0 | 0 | 0 | 0 | 0 | 0 | 0 | 0 | 0 | 0 | 0 | 0 | 148540.1264 | 0 | 0 | 0 | 0 | 0 | 0 | 0 | 0 | 0 | 0 | 0 | 0 | 0 | 0 | 0
2016-05-23 01:00 | 0 | 0 | 0 | 0 | 0 | 0 | 284516.5905 | 437320 | 0 | 0 | 0 | 0 | 2691865.3992 | 4206934.4191 | 0 | 0 | 0 | 0 | 0 | 0 | 0 | 0 | 0 | 0 | 0 | 0 | 0 | 0 | 0 | -152803.4095 | 0 | 0 | 0 | 0 | 0 | 0 | 0 | 0 | 0 | 0 | 0 | 0 | 0 | 0 | 0
2016-05-23 02:00 | 0 | 0 | 0 | 0 | 0 | 135372.2504 | 27096.6446 | 421608 | 0 | 0 | 0 | 0 | 2432726.2943 | 4206934.4191 | 0 | 0 | 0 | 0 | 0 | 0 | 0 | 0 | 0 | 0 | 0 | 0 | 0 | 0 | 0 | -259139.105 | 0 | 0 | 0 | 0 | 0 | 0 | 0 | 0 | 0 | 0 | 0 | 0 | 0 | 0 | 0
2016-05-23 03:00 | 0 | 0 | 0 | 0 | 0 | 138059.895 | 0 | 397199 | 0 | 0 | 0 | 0 | 2173587.1893 | 4206934.4191 | 0 | 0 | 0 | 0 | 0 | 0 | 0 | 0 | 0 | 0 | 0 | 0 | 0 | 0 | 0 | -259139.105 | 0 | 0 | 0 | 0 | 0 | 0 | 0 | 0 | 0 | 0 | 0 | 0 | 0 | 0 | 0
2016-05-23 04:00 | 0 | 0 | 0 | 0 | 0 | 113698.895 | 0 | 372838 | 0 | 0 | 0 | 0 | 1914448.0844 | 4206934.4191 | 0 | 0 | 0 | 0 | 0 | 0 | 0 | 0 | 0 | 0 | 0 | 0 | 0 | 0 | 0 | -259139.105 | 0 | 0 | 0 | 0 | 0 | 0 | 0 | 0 | 0 | 0 | 0 | 0 | 0 | 0 | 0
2016-05-23 05:00 | 0 | 0 | 0 | 0 | 0 | 93442.895 | 0 | 352582 | 0 | 0 | 0 | 0 | 1655308.9794 | 4206934.4191 | 0 | 0 | 0 | 0 | 0 | 0 | 0 | 0 | 0 | 0 | 0 | 0 | 0 | 0 | 0 | -259139.105 | 0 | 0 | 0 | 0 | 0 | 0 | 0 | 0 | 0 | 0 | 0 | 0 | 0 | 0 | 0
2016-05-23 06:00 | 0 | 0 | 0 | 0 | 0 | 78639.895 | 0 | 337779 | 0 | 0 | 0 | 0 | 1396169.8745 | 4206934.4191 | 0 | 0 | 0 | 0 | 0 | 0 | 0 | 0 | 0 | 0 | 0 | 0 | 0 | 0 | 0 | -259139.105 | 0 | 0 | 0 | 0 | 0 | 0 | 0 | 0 | 0 | 0 | 0 | 0 | 0 | 0 | 0
2016-05-23 07:00 | 0 | 0 | 0 | 0 | 0 | 69926.895 | 0 | 329066 | 0 | 0 | 0 | 0 | 1137030.7695 | 4206934.4191 | 0 | 0 | 0 | 0 | 0 | 0 | 0 | 0 | 0 | 0 | 0 | 0 | 0 | 0 | 0 | -259139.105 | 0 | 0 | 0 | 0 | 0 | 0 | 0 | 0 | 0 | 0 | 0 | 0 | 0 | 0 | 0
2016-05-23 08:00 | 0 | 0 | 0 | 0 | 0 | 67545.895 | 0 | 326685 | 0 | 0 | 0 | 0 | 877891.6646 | 4206934.4191 | 0 | 0 | 0 | 0 | 0 | 0 | 0 | 0 | 0 | 0 | 0 | 0 | 0 | 0 | 0 | -259139.105 | 0 | 0 | 0 | 0 | 0 | 0 | 0 | 0 | 0 | 0 | 0 | 0 | 0 | 0 | 0
2016-05-23 09:00 | 0 | 0 | 0 | 0 | 0 | 77253.895 | 0 | 336393 | 0 | 0 | 0 | 0 | 618752.5596 | 4206934.4191 | 0 | 0 | 0 | 0 | 0 | 0 | 0 | 0 | 0 | 0 | 0 | 0 | 0 | 0 | 0 | -259139.105 | 0 | 0 | 0 | 0 | 0 | 0 | 0 | 0 | 0 | 0 | 0 | 0 | 0 | 0 | 0
2016-05-23 10:00 | 0 | 0 | 0 | 0 | 0 | 98994.895 | 0 | 358134 | 0 | 0 | 0 | 0 | 359613.4547 | 4206934.4191 | 0 | 0 | 0 | 0 | 0 | 0 | 0 | 0 | 0 | 0 | 0 | 0 | 0 | 0 | 0 | -259139.105 | 0 | 0 | 0 | 0 | 0 | 0 | 0 | 0 | 0 | 0 | 0 | 0 | 0 | 0 | 0
2016-05-23 11:00 | 0 | 0 | 0 | 0 | 0 | 122320.895 | 0 | 381460 | 0 | 0 | 0 | 0 | 100474.3497 | 4206934.4191 | 0 | 0 | 0 | 0 | 0 | 0 | 0 | 0 | 0 | 0 | 0 | 0 | 0 | 0 | 0 | -259139.105 | 0 | 0 | 0 | 0 | 0 | 0 | 0 | 0 | 0 | 0 | 0 | 0 | 0 | 0 | 0
2016-05-23 12:00 | 0 | 0 | 0 | 0 | 0 | 203199.7205 | 96084.9297 | 399759 | 0 | 0 | 0 | 0 | 0 | 4206934.4191 | 0 | 0 | 0 | 0 | 0 | 0 | 0 | 0 | 0 | 0 | 0 | 0 | 0 | 0 | 0 | -100474.3497 | 0 | 0 | 0 | 0 | 0 | 0 | 0 | 0 | 0 | 0 | 0 | 0 | 0 | 0 | 0
2016-05-23 13:00 | 0 | 0 | 0 | 0 | 0 | 0 | 477936.2947 | 416209 | 0 | 0 | 0 | 0 | 47461.3132 | 4221200.4006 | 0 | 0 | 0 | 0 | 0 | 0 | 0 | 0 | 0 | 0 | 0 | 0 | 0 | 0 | 0 | 47461.3132 | 14265.9815 | 0 | 0 | 0 | 0 | 0 | 0 | 0 | 0 | 0 | 0 | 0 | 0 | 0 | 0
2016-05-23 14:00 | 0 | 0 | 0 | 0 | 0 | 0 | 705491.2187 | 432114 | 0 | 0 | 0 | 0 | 306572.5503 | 4235466.3822 | 0 | 0 | 0 | 0 | 0 | 0 | 0 | 0 | 0 | 0 | 0 | 0 | 0 | 0 | 0 | 259111.2371 | 14265.9815 | 0 | 0 | 0 | 0 | 0 | 0 | 0 | 0 | 0 | 0 | 0 | 0 | 0 | 0
2016-05-23 15:00 | 0 | 0 | 0 | 0 | 0 | 0 | 719411.0865 | 446006 | 0 | 0 | 0 | 0 | 565711.6553 | 4249732.3637 | 0 | 0 | 0 | 0 | 0 | 0 | 0 | 0 | 0 | 0 | 0 | 0 | 0 | 0 | 0 | 259139.105 | 14265.9815 | 0 | 0 | 0 | 0 | 0 | 0 | 0 | 0 | 0 | 0 | 0 | 0 | 0 | 0
2016-05-23 16:00 | 0 | 0 | 0 | 0 | 0 | 0 | 731083.0865 | 457678 | 0 | 0 | 0 | 0 | 824850.7602 | 4263998.3452 | 0 | 0 | 0 | 0 | 0 | 0 | 0 | 0 | 0 | 0 | 0 | 0 | 0 | 0 | 0 | 259139.105 | 14265.9815 | 0 | 0 | 0 | 0 | 0 | 0 | 0 | 0 | 0 | 0 | 0 | 0 | 0 | 0
2016-05-23 17:00 | 0 | 0 | 0 | 0 | 0 | 0 | 742411.0865 | 469006 | 0 | 0 | 0 | 0 | 1083989.8652 | 4278264.3268 | 0 | 0 | 0 | 0 | 0 | 0 | 0 | 0 | 0 | 0 | 0 | 0 | 0 | 0 | 0 | 259139.105 | 14265.9815 | 0 | 0 | 0 | 0 | 0 | 0 | 0 | 0 | 0 | 0 | 0 | 0 | 0 | 0
2016-05-23 18:00 | 0 | 0 | 0 | 0 | 0 | 0 | 751753.0865 | 478348 | 0 | 0 | 0 | 0 | 1343128.9701 | 4292530.3083 | 0 | 0 | 0 | 0 | 0 | 0 | 0 | 0 | 0 | 0 | 0 | 0 | 0 | 0 | 0 | 259139.105 | 14265.9815 | 0 | 0 | 0 | 0 | 0 | 0 | 0 | 0 | 0 | 0 | 0 | 0 | 0 | 0
2016-05-23 19:00 | 0 | 0 | 0 | 0 | 0 | 0 | 759494.0865 | 486089 | 0 | 0 | 0 | 0 | 1602268.0751 | 4306796.2898 | 0 | 0 | 0 | 0 | 0 | 0 | 0 | 0 | 0 | 0 | 0 | 0 | 0 | 0 | 0 | 259139.105 | 14265.9815 | 0 | 0 | 0 | 0 | 0 | 0 | 0 | 0 | 0 | 0 | 0 | 0 | 0 | 0
2016-05-23 20:00 | 0 | 0 | 0 | 0 | 0 | 0 | 764277.0865 | 490872 | 0 | 0 | 0 | 0 | 1861407.18 | 4321062.2714 | 0 | 0 | 0 | 0 | 0 | 0 | 0 | 0 | 0 | 0 | 0 | 0 | 0 | 0 | 0 | 259139.105 | 14265.9815 | 0 | 0 | 0 | 0 | 0 | 0 | 0 | 0 | 0 | 0 | 0 | 0 | 0 | 0
2016-05-23 21:00 | 0 | 0 | 0 | 0 | 0 | 0 | 766515.0865 | 493110 | 0 | 0 | 0 | 0 | 2120546.285 | 4335328.2529 | 0 | 0 | 0 | 0 | 0 | 0 | 0 | 0 | 0 | 0 | 0 | 0 | 0 | 0 | 0 | 259139.105 | 14265.9815 | 0 | 0 | 0 | 0 | 0 | 0 | 0 | 0 | 0 | 0 | 0 | 0 | 0 | 0
2016-05-23 22:00 | 0 | 0 | 0 | 0 | 0 | 0 | 764146.0865 | 490741 | 0 | 0 | 0 | 0 | 2379685.3899 | 4349594.2344 | 0 | 0 | 0 | 0 | 0 | 0 | 0 | 0 | 0 | 0 | 0 | 0 | 0 | 0 | 0 | 259139.105 | 14265.9815 | 0 | 0 | 0 | 0 | 0 | 0 | 0 | 0 | 0 | 0 | 0 | 0 | 0 | 0
2016-05-23 23:00 | 0 | 0 | 0 | 0 | 0 | 0 | 732514.0466 | 484074 | 0 | 0 | 0 | 0 | 2628125.4365 | 4349594.2344 | 0 | 0 | 0 | 0 | 0 | 0 | 0 | 0 | 0 | 0 | 0 | 0 | 0 | 0 | 0 | 248440.0466 | 0 | 0 | 0 | 0 | 0 | 0 | 0 | 0 | 0 | 0 | 0 | 0 | 0 | 0 | 0
2016-05-24 | 0 | 0 | 0 | 0 | 0 | 0 | 563616.0267 | 477807 | 0 | 0 | 0 | 0 | 2713934.4632 | 4349594.2344 | 0 | 0 | 0 | 0 | 0 | 0 | 0 | 0 | 0 | 0 | 0 | 0 | 0 | 0 | 0 | 85809.0267 | 0 | 0 | 0 | 0 | 0 | 0 | 0 | 0 | 0 | 0 | 0 | 0 | 0 | 0 | 0
2016-05-24 01:00 | 0 | 0 | 0 | 0 | 0 | 0 | 247400.8754 | 471053 | 0 | 0 | 0 | 0 | 2490282.3386 | 4349594.2344 | 0 | 0 | 0 | 0 | 0 | 0 | 0 | 0 | 0 | 0 | 0 | 0 | 0 | 0 | 0 | -223652.1246 | 0 | 0 | 0 | 0 | 0 | 0 | 0 | 0 | 0 | 0 | 0 | 0 | 0 | 0 | 0
2016-05-24 02:00 | 0 | 0 | 0 | 0 | 0 | 443191.0418 | 17235.1162 | 448908 | 0 | 0 | 0 | 0 | 2501800.4966 | 4349594.2344 | 0 | 0 | 0 | 0 | 0 | 0 | 0 | 0 | 0 | 0 | 0 | 0 | 0 | 0 | 0 | 11518.158 | 0 | 0 | 0 | 0 | 0 | 0 | 0 | 0 | 0 | 0 | 0 | 0 | 0 | 0 | 0
2016-05-24 03:00 | 0 | 0 | 0 | 0 | 0 | 52029.0859 | 0 | 420111 | 0 | 0 | 0 | 0 | 2242661.3917 | 4240651.4253 | 0 | 0 | 0 | 0 | 0 | 0 | 0 | 0 | 0 | 0 | 0 | 0 | 0 | 0 | 0 | -259139.105 | 0 | 108942.8092 | 0 | 0 | 0 | 0 | 0 | 0 | 0 | 0 | 0 | 0 | 0 | 0 | 0
2016-05-24 04:00 | 0 | 0 | 0 | 0 | 0 | 133094.895 | 0 | 392234 | 0 | 0 | 0 | 0 | 1983522.2867 | 4240651.4253 | 0 | 0 | 0 | 0 | 0 | 0 | 0 | 0 | 0 | 0 | 0 | 0 | 0 | 0 | 0 | -259139.105 | 0 | 0 | 0 | 0 | 0 | 0 | 0 | 0 | 0 | 0 | 0 | 0 | 0 | 0 | 0
2016-05-24 05:00 | 0 | 0 | 0 | 0 | 0 | 111202.895 | 0 | 370342 | 0 | 0 | 0 | 0 | 1724383.1818 | 4240651.4253 | 0 | 0 | 0 | 0 | 0 | 0 | 0 | 0 | 0 | 0 | 0 | 0 | 0 | 0 | 0 | -259139.105 | 0 | 0 | 0 | 0 | 0 | 0 | 0 | 0 | 0 | 0 | 0 | 0 | 0 | 0 | 0
2016-05-24 06:00 | 0 | 0 | 0 | 0 | 0 | 94957.895 | 0 | 354097 | 0 | 0 | 0 | 0 | 1465244.0768 | 4240651.4253 | 0 | 0 | 0 | 0 | 0 | 0 | 0 | 0 | 0 | 0 | 0 | 0 | 0 | 0 | 0 | -259139.105 | 0 | 0 | 0 | 0 | 0 | 0 | 0 | 0 | 0 | 0 | 0 | 0 | 0 | 0 | 0
2016-05-24 07:00 | 0 | 0 | 0 | 0 | 0 | 84871.895 | 0 | 344011 | 0 | 0 | 0 | 0 | 1206104.9719 | 4240651.4253 | 0 | 0 | 0 | 0 | 0 | 0 | 0 | 0 | 0 | 0 | 0 | 0 | 0 | 0 | 0 | -259139.105 | 0 | 0 | 0 | 0 | 0 | 0 | 0 | 0 | 0 | 0 | 0 | 0 | 0 | 0 | 0
2016-05-24 08:00 | 0 | 0 | 0 | 0 | 0 | 82167.895 | 0 | 341307 | 0 | 0 | 0 | 0 | 946965.8669 | 4240651.4253 | 0 | 0 | 0 | 0 | 0 | 0 | 0 | 0 | 0 | 0 | 0 | 0 | 0 | 0 | 0 | -259139.105 | 0 | 0 | 0 | 0 | 0 | 0 | 0 | 0 | 0 | 0 | 0 | 0 | 0 | 0 | 0
2016-05-24 09:00 | 0 | 0 | 0 | 0 | 0 | 89198.895 | 0 | 348338 | 0 | 0 | 0 | 0 | 687826.762 | 4240651.4253 | 0 | 0 | 0 | 0 | 0 | 0 | 0 | 0 | 0 | 0 | 0 | 0 | 0 | 0 | 0 | -259139.105 | 0 | 0 | 0 | 0 | 0 | 0 | 0 | 0 | 0 | 0 | 0 | 0 | 0 | 0 | 0
2016-05-24 10:00 | 0 | 0 | 0 | 0 | 0 | 0 | 0 | 366672 | 0 | 0 | 0 | 0 | 428687.657 | 4133118.5302 | 0 | 0 | 0 | 0 | 0 | 0 | 0 | 0 | 0 | 0 | 0 | 0 | 0 | 0 | 0 | -259139.105 | 0 | 107532.895 | 0 | 0 | 0 | 0 | 0 | 0 | 0 | 0 | 0 | 0 | 0 | 0 | 0
2016-05-24 11:00 | 0 | 0 | 0 | 0 | 0 | 130686.895 | 0 | 389826 | 0 | 0 | 0 | 0 | 169548.5521 | 4133118.5302 | 0 | 0 | 0 | 0 | 0 | 0 | 0 | 0 | 0 | 0 | 0 | 0 | 0 | 0 | 0 | -259139.105 | 0 | 0 | 0 | 0 | 0 | 0 | 0 | 0 | 0 | 0 | 0 | 0 | 0 | 0 | 0
2016-05-24 12:00 | 0 | 0 | 0 | 0 | 0 | 201959.1146 | 105774.2595 | 408663 | 0 | 0 | 0 | 0 | 68618.9261 | 4133118.5302 | 0 | 0 | 0 | 0 | 0 | 0 | 0 | 0 | 0 | 0 | 0 | 0 | 0 | 0 | 0 | -100929.626 | 0 | 0 | 0 | 0 | 0 | 0 | 0 | 0 | 0 | 0 | 0 | 0 | 0 | 0 | 0
2016-05-24 13:00 | 0 | 0 | 0 | 0 | 0 | 0 | 455612.2378 | 426934 | 0 | 0 | 0 | 0 | 83031.1824 | 4147384.5118 | 0 | 0 | 0 | 0 | 0 | 0 | 0 | 0 | 0 | 0 | 0 | 0 | 0 | 0 | 0 | 14412.2563 | 14265.9815 | 0 | 0 | 0 | 0 | 0 | 0 | 0 | 0 | 0 | 0 | 0 | 0 | 0 | 0
2016-05-24 14:00 | 0 | 0 | 0 | 0 | 0 | 0 | 658720.9143 | 445433 | 0 | 0 | 0 | 0 | 296319.0967 | 4147384.5118 | 0 | 0 | 0 | 0 | 0 | 0 | 0 | 0 | 0 | 0 | 0 | 0 | 0 | 0 | 0 | 213287.9143 | 0 | 0 | 0 | 0 | 0 | 0 | 0 | 0 | 0 | 0 | 0 | 0 | 0 | 0 | 0
2016-05-24 15:00 | 0 | 0 | 0 | 0 | 0 | 0 | 735786.0865 | 462381 | 0 | 0 | 0 | 0 | 555458.2016 | 4161650.4933 | 0 | 0 | 0 | 0 | 0 | 0 | 0 | 0 | 0 | 0 | 0 | 0 | 0 | 0 | 0 | 259139.105 | 14265.9815 | 0 | 0 | 0 | 0 | 0 | 0 | 0 | 0 | 0 | 0 | 0 | 0 | 0 | 0
2016-05-24 16:00 | 0 | 0 | 0 | 0 | 0 | 0 | 749805.0865 | 476400 | 0 | 0 | 0 | 0 | 814597.3066 | 4175916.4748 | 0 | 0 | 0 | 0 | 0 | 0 | 0 | 0 | 0 | 0 | 0 | 0 | 0 | 0 | 0 | 259139.105 | 14265.9815 | 0 | 0 | 0 | 0 | 0 | 0 | 0 | 0 | 0 | 0 | 0 | 0 | 0 | 0
2016-05-24 17:00 | 0 | 0 | 0 | 0 | 0 | 0 | 762675.0865 | 489270 | 0 | 0 | 0 | 0 | 1073736.4115 | 4190182.4564 | 0 | 0 | 0 | 0 | 0 | 0 | 0 | 0 | 0 | 0 | 0 | 0 | 0 | 0 | 0 | 259139.105 | 14265.9815 | 0 | 0 | 0 | 0 | 0 | 0 | 0 | 0 | 0 | 0 | 0 | 0 | 0 | 0
2016-05-24 18:00 | 0 | 0 | 0 | 0 | 0 | 0 | 774312.0865 | 500907 | 0 | 0 | 0 | 0 | 1332875.5165 | 4204448.4379 | 0 | 0 | 0 | 0 | 0 | 0 | 0 | 0 | 0 | 0 | 0 | 0 | 0 | 0 | 0 | 259139.105 | 14265.9815 | 0 | 0 | 0 | 0 | 0 | 0 | 0 | 0 | 0 | 0 | 0 | 0 | 0 | 0
2016-05-24 19:00 | 0 | 0 | 0 | 0 | 0 | 0 | 783187.0865 | 509782 | 0 | 0 | 0 | 0 | 1592014.6214 | 4218714.4194 | 0 | 0 | 0 | 0 | 0 | 0 | 0 | 0 | 0 | 0 | 0 | 0 | 0 | 0 | 0 | 259139.105 | 14265.9815 | 0 | 0 | 0 | 0 | 0 | 0 | 0 | 0 | 0 | 0 | 0 | 0 | 0 | 0
2016-05-24 20:00 | 0 | 0 | 0 | 0 | 0 | 0 | 790112.0865 | 516707 | 0 | 0 | 0 | 0 | 1851153.7264 | 4232980.401 | 0 | 0 | 0 | 0 | 0 | 0 | 0 | 0 | 0 | 0 | 0 | 0 | 0 | 0 | 0 | 259139.105 | 14265.9815 | 0 | 0 | 0 | 0 | 0 | 0 | 0 | 0 | 0 | 0 | 0 | 0 | 0 | 0
2016-05-24 21:00 | 0 | 0 | 0 | 0 | 0 | 0 | 793538.0865 | 520133 | 0 | 0 | 0 | 0 | 2110292.8313 | 4247246.3825 | 0 | 0 | 0 | 0 | 0 | 0 | 0 | 0 | 0 | 0 | 0 | 0 | 0 | 0 | 0 | 259139.105 | 14265.9815 | 0 | 0 | 0 | 0 | 0 | 0 | 0 | 0 | 0 | 0 | 0 | 0 | 0 | 0
2016-05-24 22:00 | 0 | 0 | 0 | 0 | 0 | 0 | 755731.6087 | 518155 | 0 | 0 | 0 | 0 | 2333603.4585 | 4261512.364 | 0 | 0 | 0 | 0 | 0 | 0 | 0 | 0 | 0 | 0 | 0 | 0 | 0 | 0 | 0 | 223310.6271 | 14265.9815 | 0 | 0 | 0 | 0 | 0 | 0 | 0 | 0 | 0 | 0 | 0 | 0 | 0 | 0
2016-05-24 23:00 | 0 | 0 | 0 | 0 | 0 | 0 | 654272.4553 | 509918 | 0 | 0 | 0 | 0 | 2463691.9323 | 4275778.3455 | 0 | 0 | 0 | 0 | 0 | 0 | 0 | 0 | 0 | 0 | 0 | 0 | 0 | 0 | 0 | 130088.4738 | 14265.9815 | 0 | 0 | 0 | 0 | 0 | 0 | 0 | 0 | 0 | 0 | 0 | 0 | 0 | 0
2016-05-25 | 0 | 0 | 0 | 0 | 0 | 0 | 505937.9217 | 501806 | 0 | 0 | 0 | 0 | 2467823.854 | 4275778.3455 | 0 | 0 | 0 | 0 | 0 | 0 | 0 | 0 | 0 | 0 | 0 | 0 | 0 | 0 | 0 | 4131.9217 | 0 | 0 | 0 | 0 | 0 | 0 | 0 | 0 | 0 | 0 | 0 | 0 | 0 | 0 | 0
2016-05-25 01:00 | 0 | 0 | 0 | 0 | 0 | 1291.8611 | 233235.0339 | 493666 | 0 | 0 | 0 | 0 | 2208684.749 | 4275778.3455 | 0 | 0 | 0 | 0 | 0 | 0 | 0 | 0 | 0 | 0 | 0 | 0 | 0 | 0 | 0 | -259139.105 | 0 | 0 | 0 | 0 | 0 | 0 | 0 | 0 | 0 | 0 | 0 | 0 | 0 | 0 | 0
2016-05-25 02:00 | 0 | 0 | 0 | 0 | 0 | 577428.0615 | 16021.134 | 469882 | 0 | 0 | 0 | 0 | 2332251.9446 | 4275778.3455 | 0 | 0 | 0 | 0 | 0 | 0 | 0 | 0 | 0 | 0 | 0 | 0 | 0 | 0 | 0 | 123567.1955 | 0 | 0 | 0 | 0 | 0 | 0 | 0 | 0 | 0 | 0 | 0 | 0 | 0 | 0 | 0
2016-05-25 03:00 | 0 | 0 | 0 | 0 | 0 | 180690.895 | 0 | 439830 | 0 | 0 | 0 | 0 | 2073112.8396 | 4275778.3455 | 0 | 0 | 0 | 0 | 0 | 0 | 0 | 0 | 0 | 0 | 0 | 0 | 0 | 0 | 0 | -259139.105 | 0 | 0 | 0 | 0 | 0 | 0 | 0 | 0 | 0 | 0 | 0 | 0 | 0 | 0 | 0
2016-05-25 04:00 | 0 | 0 | 0 | 0 | 0 | 152964.895 | 0 | 412104 | 0 | 0 | 0 | 0 | 1813973.7347 | 4275778.3455 | 0 | 0 | 0 | 0 | 0 | 0 | 0 | 0 | 0 | 0 | 0 | 0 | 0 | 0 | 0 | -259139.105 | 0 | 0 | 0 | 0 | 0 | 0 | 0 | 0 | 0 | 0 | 0 | 0 | 0 | 0 | 0
2016-05-25 05:00 | 0 | 0 | 0 | 0 | 0 | 128970.895 | 0 | 388110 | 0 | 0 | 0 | 0 | 1554834.6297 | 4275778.3455 | 0 | 0 | 0 | 0 | 0 | 0 | 0 | 0 | 0 | 0 | 0 | 0 | 0 | 0 | 0 | -259139.105 | 0 | 0 | 0 | 0 | 0 | 0 | 0 | 0 | 0 | 0 | 0 | 0 | 0 | 0 | 0
2016-05-25 06:00 | 0 | 0 | 0 | 0 | 0 | 110209.895 | 0 | 369349 | 0 | 0 | 0 | 0 | 1295695.5248 | 4275778.3455 | 0 | 0 | 0 | 0 | 0 | 0 | 0 | 0 | 0 | 0 | 0 | 0 | 0 | 0 | 0 | -259139.105 | 0 | 0 | 0 | 0 | 0 | 0 | 0 | 0 | 0 | 0 | 0 | 0 | 0 | 0 | 0
2016-05-25 07:00 | 0 | 0 | 0 | 0 | 0 | 0 | 0 | 357330 | 0 | 0 | 0 | 0 | 1036556.4198 | 4177587.4505 | 0 | 0 | 0 | 0 | 0 | 0 | 0 | 0 | 0 | 0 | 0 | 0 | 0 | 0 | 0 | -259139.105 | 0 | 98190.895 | 0 | 0 | 0 | 0 | 0 | 0 | 0 | 0 | 0 | 0 | 0 | 0 | 0
2016-05-25 08:00 | 0 | 0 | 0 | 0 | 0 | 94056.895 | 0 | 353196 | 0 | 0 | 0 | 0 | 777417.3149 | 4177587.4505 | 0 | 0 | 0 | 0 | 0 | 0 | 0 | 0 | 0 | 0 | 0 | 0 | 0 | 0 | 0 | -259139.105 | 0 | 0 | 0 | 0 | 0 | 0 | 0 | 0 | 0 | 0 | 0 | 0 | 0 | 0 | 0
2016-05-25 09:00 | 0 | 0 | 0 | 0 | 0 | 101298.895 | 0 | 360438 | 0 | 0 | 0 | 0 | 518278.2099 | 4177587.4505 | 0 | 0 | 0 | 0 | 0 | 0 | 0 | 0 | 0 | 0 | 0 | 0 | 0 | 0 | 0 | -259139.105 | 0 | 0 | 0 | 0 | 0 | 0 | 0 | 0 | 0 | 0 | 0 | 0 | 0 | 0 | 0
2016-05-25 10:00 | 0 | 0 | 0 | 0 | 0 | 118741.895 | 0 | 377881 | 0 | 0 | 0 | 0 | 259139.105 | 4177587.4505 | 0 | 0 | 0 | 0 | 0 | 0 | 0 | 0 | 0 | 0 | 0 | 0 | 0 | 0 | 0 | -259139.105 | 0 | 0 | 0 | 0 | 0 | 0 | 0 | 0 | 0 | 0 | 0 | 0 | 0 | 0 | 0
2016-05-25 11:00 | 0 | 0 | 0 | 0 | 0 | 140966.1335 | 0.76156 | 400106 | 0 | 0 | 0 | 0 | 0 | 4177587.4505 | 0 | 0 | 0 | 0 | 0 | 0 | 0 | 0 | 0 | 0 | 0 | 0 | 0 | 0 | 0 | -259139.105 | 0 | 0 | 0 | 0 | 0 | 0 | 0 | 0 | 0 | 0 | 0 | 0 | 0 | 0 | 0
2016-05-25 12:00 | 0 | 0 | 0 | 0 | 0 | 347893.4125 | 112235.0901 | 420344 | 0 | 0 | 0 | 0 | 134461.3302 | 4082910.6229 | 0 | 0 | 0 | 0 | 0 | 0 | 0 | 0 | 0 | 0 | 0 | 0 | 0 | 0 | 0 | 134461.3302 | 14265.9815 | 108942.8092 | 0 | 0 | 0 | 0 | 0 | 0 | 0 | 0 | 0 | 0 | 0 | 0 | 0
2016-05-25 13:00 | 0 | 0 | 0 | 0 | 0 | 0 | 469492.2622 | 440803 | 0 | 0 | 0 | 0 | 163150.5924 | 4082910.6229 | 0 | 0 | 0 | 0 | 0 | 0 | 0 | 0 | 0 | 0 | 0 | 0 | 0 | 0 | 0 | 28689.2622 | 0 | 0 | 0 | 0 | 0 | 0 | 0 | 0 | 0 | 0 | 0 | 0 | 0 | 0 | 0
2016-05-25 14:00 | 0 | 0 | 0 | 0 | 0 | 28982.5013 | 669189.4602 | 461933 | 0 | 0 | 0 | 0 | 399389.5538 | 4082910.6229 | 0 | 0 | 0 | 0 | 0 | 0 | 0 | 0 | 0 | 0 | 0 | 0 | 0 | 0 | 0 | 236238.9614 | 0 | 0 | 0 | 0 | 0 | 0 | 0 | 0 | 0 | 0 | 0 | 0 | 0 | 0 | 0
2016-05-25 15:00 | 0 | 0 | 0 | 0 | 0 | 0 | 754819.0865 | 481414 | 0 | 0 | 0 | 0 | 658528.6588 | 4097176.6044 | 0 | 0 | 0 | 0 | 0 | 0 | 0 | 0 | 0 | 0 | 0 | 0 | 0 | 0 | 0 | 259139.105 | 14265.9815 | 0 | 0 | 0 | 0 | 0 | 0 | 0 | 0 | 0 | 0 | 0 | 0 | 0 | 0
2016-05-25 16:00 | 0 | 0 | 0 | 0 | 0 | 0 | 771110.0865 | 497705 | 0 | 0 | 0 | 0 | 917667.7637 | 4111442.5859 | 0 | 0 | 0 | 0 | 0 | 0 | 0 | 0 | 0 | 0 | 0 | 0 | 0 | 0 | 0 | 259139.105 | 14265.9815 | 0 | 0 | 0 | 0 | 0 | 0 | 0 | 0 | 0 | 0 | 0 | 0 | 0 | 0
2016-05-25 17:00 | 0 | 0 | 0 | 0 | 0 | 0 | 786632.0865 | 513227 | 0 | 0 | 0 | 0 | 1176806.8687 | 4125708.5675 | 0 | 0 | 0 | 0 | 0 | 0 | 0 | 0 | 0 | 0 | 0 | 0 | 0 | 0 | 0 | 259139.105 | 14265.9815 | 0 | 0 | 0 | 0 | 0 | 0 | 0 | 0 | 0 | 0 | 0 | 0 | 0 | 0
2016-05-25 18:00 | 0 | 0 | 0 | 0 | 0 | 0 | 800166.0865 | 526761 | 0 | 0 | 0 | 0 | 1435945.9736 | 4139974.549 | 0 | 0 | 0 | 0 | 0 | 0 | 0 | 0 | 0 | 0 | 0 | 0 | 0 | 0 | 0 | 259139.105 | 14265.9815 | 0 | 0 | 0 | 0 | 0 | 0 | 0 | 0 | 0 | 0 | 0 | 0 | 0 | 0
2016-05-25 19:00 | 0 | 0 | 0 | 0 | 0 | 0 | 810696.0865 | 537291 | 0 | 0 | 0 | 0 | 1695085.0786 | 4154240.5305 | 0 | 0 | 0 | 0 | 0 | 0 | 0 | 0 | 0 | 0 | 0 | 0 | 0 | 0 | 0 | 259139.105 | 14265.9815 | 0 | 0 | 0 | 0 | 0 | 0 | 0 | 0 | 0 | 0 | 0 | 0 | 0 | 0
2016-05-25 20:00 | 0 | 0 | 0 | 0 | 0 | 0 | 817855.0865 | 544450 | 0 | 0 | 0 | 0 | 1954224.1835 | 4168506.5121 | 0 | 0 | 0 | 0 | 0 | 0 | 0 | 0 | 0 | 0 | 0 | 0 | 0 | 0 | 0 | 259139.105 | 14265.9815 | 0 | 0 | 0 | 0 | 0 | 0 | 0 | 0 | 0 | 0 | 0 | 0 | 0 | 0
2016-05-25 21:00 | 0 | 0 | 0 | 0 | 0 | 0 | 808017.7499 | 547431 | 0 | 0 | 0 | 0 | 2213363.2885 | 4169954.157 | 0 | 0 | 0 | 0 | 0 | 0 | 0 | 0 | 0 | 0 | 0 | 0 | 0 | 0 | 0 | 259139.105 | 1447.645 | 0 | 0 | 0 | 0 | 0 | 0 | 0 | 0 | 0 | 0 | 0 | 0 | 0 | 0
2016-05-25 22:00 | 0 | 0 | 0 | 0 | 0 | 0 | 763885.7755 | 542287 | 0 | 0 | 0 | 0 | 2434962.064 | 4169954.157 | 0 | 0 | 0 | 0 | 0 | 0 | 0 | 0 | 0 | 0 | 0 | 0 | 0 | 0 | 0 | 221598.7755 | 0 | 0 | 0 | 0 | 0 | 0 | 0 | 0 | 0 | 0 | 0 | 0 | 0 | 0 | 0
2016-05-25 23:00 | 0 | 0 | 0 | 0 | 0 | 120005.2163 | 670514.8887 | 531381 | 0 | 0 | 0 | 0 | 2694101.169 | 4169954.157 | 0 | 0 | 0 | 0 | 0 | 0 | 0 | 0 | 0 | 0 | 0 | 0 | 0 | 0 | 0 | 259139.105 | 0 | 0 | 0 | 0 | 0 | 0 | 0 | 0 | 0 | 0 | 0 | 0 | 0 | 0 | 0
2016-05-26 | 0 | 0 | 0 | 0 | 0 | 0 | 526870.3945 | 521817 | 0 | 0 | 0 | 0 | 2699154.5635 | 4169954.157 | 0 | 0 | 0 | 0 | 0 | 0 | 0 | 0 | 0 | 0 | 0 | 0 | 0 | 0 | 0 | 5053.3945 | 0 | 0 | 0 | 0 | 0 | 0 | 0 | 0 | 0 | 0 | 0 | 0 | 0 | 0 | 0
2016-05-26 01:00 | 0 | 0 | 0 | 0 | 0 | 386886.6663 | 244418.9725 | 512256 | 0 | 0 | 0 | 0 | 2818204.2022 | 4169954.157 | 0 | 0 | 0 | 0 | 0 | 0 | 0 | 0 | 0 | 0 | 0 | 0 | 0 | 0 | 0 | 119049.6388 | 0 | 0 | 0 | 0 | 0 | 0 | 0 | 0 | 0 | 0 | 0 | 0 | 0 | 0 | 0
2016-05-26 02:00 | 0 | 0 | 0 | 0 | 0 | 441744.9325 | 20525.2986 | 488412 | 0 | 0 | 0 | 0 | 2792062.4333 | 4169954.157 | 0 | 0 | 0 | 0 | 0 | 0 | 0 | 0 | 0 | 0 | 0 | 0 | 0 | 0 | 0 | -26141.7689 | 0 | 0 | 0 | 0 | 0 | 0 | 0 | 0 | 0 | 0 | 0 | 0 | 0 | 0 | 0
2016-05-26 03:00 | 0 | 0 | 0 | 0 | 0 | 87862.0859 | 0 | 455944 | 0 | 0 | 0 | 0 | 2532923.3284 | 4061011.3479 | 0 | 0 | 0 | 0 | 0 | 0 | 0 | 0 | 0 | 0 | 0 | 0 | 0 | 0 | 0 | -259139.105 | 0 | 108942.8092 | 0 | 0 | 0 | 0 | 0 | 0 | 0 | 0 | 0 | 0 | 0 | 0 | 0
2016-05-26 04:00 | 0 | 0 | 0 | 0 | 0 | 166495.895 | 0 | 425635 | 0 | 0 | 0 | 0 | 2273784.2234 | 4061011.3479 | 0 | 0 | 0 | 0 | 0 | 0 | 0 | 0 | 0 | 0 | 0 | 0 | 0 | 0 | 0 | -259139.105 | 0 | 0 | 0 | 0 | 0 | 0 | 0 | 0 | 0 | 0 | 0 | 0 | 0 | 0 | 0
2016-05-26 05:00 | 0 | 0 | 0 | 0 | 0 | 141417.895 | 0 | 400557 | 0 | 0 | 0 | 0 | 2014645.1185 | 4061011.3479 | 0 | 0 | 0 | 0 | 0 | 0 | 0 | 0 | 0 | 0 | 0 | 0 | 0 | 0 | 0 | -259139.105 | 0 | 0 | 0 | 0 | 0 | 0 | 0 | 0 | 0 | 0 | 0 | 0 | 0 | 0 | 0
2016-05-26 06:00 | 0 | 0 | 0 | 0 | 0 | 121827.895 | 0 | 380967 | 0 | 0 | 0 | 0 | 1755506.0135 | 4061011.3479 | 0 | 0 | 0 | 0 | 0 | 0 | 0 | 0 | 0 | 0 | 0 | 0 | 0 | 0 | 0 | -259139.105 | 0 | 0 | 0 | 0 | 0 | 0 | 0 | 0 | 0 | 0 | 0 | 0 | 0 | 0 | 0
2016-05-26 07:00 | 0 | 0 | 0 | 0 | 0 | 108009.895 | 0 | 367149 | 0 | 0 | 0 | 0 | 1496366.9086 | 4061011.3479 | 0 | 0 | 0 | 0 | 0 | 0 | 0 | 0 | 0 | 0 | 0 | 0 | 0 | 0 | 0 | -259139.105 | 0 | 0 | 0 | 0 | 0 | 0 | 0 | 0 | 0 | 0 | 0 | 0 | 0 | 0 | 0
2016-05-26 08:00 | 0 | 0 | 0 | 0 | 0 | 102839.895 | 0 | 361979 | 0 | 0 | 0 | 0 | 1237227.8036 | 4061011.3479 | 0 | 0 | 0 | 0 | 0 | 0 | 0 | 0 | 0 | 0 | 0 | 0 | 0 | 0 | 0 | -259139.105 | 0 | 0 | 0 | 0 | 0 | 0 | 0 | 0 | 0 | 0 | 0 | 0 | 0 | 0 | 0
2016-05-26 09:00 | 0 | 0 | 0 | 0 | 0 | 108745.895 | 0 | 367885 | 0 | 0 | 0 | 0 | 978088.6987 | 4061011.3479 | 0 | 0 | 0 | 0 | 0 | 0 | 0 | 0 | 0 | 0 | 0 | 0 | 0 | 0 | 0 | -259139.105 | 0 | 0 | 0 | 0 | 0 | 0 | 0 | 0 | 0 | 0 | 0 | 0 | 0 | 0 | 0
2016-05-26 10:00 | 0 | 0 | 0 | 0 | 0 | 128106.895 | 0 | 387246 | 0 | 0 | 0 | 0 | 718949.5937 | 4061011.3479 | 0 | 0 | 0 | 0 | 0 | 0 | 0 | 0 | 0 | 0 | 0 | 0 | 0 | 0 | 0 | -259139.105 | 0 | 0 | 0 | 0 | 0 | 0 | 0 | 0 | 0 | 0 | 0 | 0 | 0 | 0 | 0
2016-05-26 11:00 | 0 | 0 | 0 | 0 | 0 | 151685.8181 | 2.077 | 410827 | 0 | 0 | 0 | 0 | 459810.4888 | 4061011.3479 | 0 | 0 | 0 | 0 | 0 | 0 | 0 | 0 | 0 | 0 | 0 | 0 | 0 | 0 | 0 | -259139.105 | 0 | 0 | 0 | 0 | 0 | 0 | 0 | 0 | 0 | 0 | 0 | 0 | 0 | 0 | 0
2016-05-26 12:00 | 0 | 0 | 0 | 0 | 0 | 256224.4833 | 130930.0923 | 432688 | 0 | 0 | 0 | 0 | 414277.0644 | 4061011.3479 | 0 | 0 | 0 | 0 | 0 | 0 | 0 | 0 | 0 | 0 | 0 | 0 | 0 | 0 | 0 | -45533.4244 | 0 | 0 | 0 | 0 | 0 | 0 | 0 | 0 | 0 | 0 | 0 | 0 | 0 | 0 | 0
2016-05-26 13:00 | 0 | 0 | 0 | 0 | 0 | 0 | 499058.2786 | 453714 | 0 | 0 | 0 | 0 | 459621.343 | 4061011.3479 | 0 | 0 | 0 | 0 | 0 | 0 | 0 | 0 | 0 | 0 | 0 | 0 | 0 | 0 | 0 | 45344.2786 | 0 | 0 | 0 | 0 | 0 | 0 | 0 | 0 | 0 | 0 | 0 | 0 | 0 | 0 | 0
2016-05-26 14:00 | 0 | 0 | 0 | 0 | 0 | 0 | 702121.4205 | 476278 | 0 | 0 | 0 | 0 | 671198.782 | 4075277.3294 | 0 | 0 | 0 | 0 | 0 | 0 | 0 | 0 | 0 | 0 | 0 | 0 | 0 | 0 | 0 | 211577.4389 | 14265.9815 | 0 | 0 | 0 | 0 | 0 | 0 | 0 | 0 | 0 | 0 | 0 | 0 | 0 | 0
2016-05-26 15:00 | 0 | 0 | 0 | 0 | 0 | 0 | 770507.0865 | 497102 | 0 | 0 | 0 | 0 | 930337.8869 | 4089543.3109 | 0 | 0 | 0 | 0 | 0 | 0 | 0 | 0 | 0 | 0 | 0 | 0 | 0 | 0 | 0 | 259139.105 | 14265.9815 | 0 | 0 | 0 | 0 | 0 | 0 | 0 | 0 | 0 | 0 | 0 | 0 | 0 | 0
2016-05-26 16:00 | 0 | 0 | 0 | 0 | 0 | 0 | 788020.0865 | 514615 | 0 | 0 | 0 | 0 | 1189476.9919 | 4103809.2925 | 0 | 0 | 0 | 0 | 0 | 0 | 0 | 0 | 0 | 0 | 0 | 0 | 0 | 0 | 0 | 259139.105 | 14265.9815 | 0 | 0 | 0 | 0 | 0 | 0 | 0 | 0 | 0 | 0 | 0 | 0 | 0 | 0
2016-05-26 17:00 | 0 | 0 | 0 | 0 | 0 | 0 | 803407.0865 | 530002 | 0 | 0 | 0 | 0 | 1448616.0968 | 4118075.274 | 0 | 0 | 0 | 0 | 0 | 0 | 0 | 0 | 0 | 0 | 0 | 0 | 0 | 0 | 0 | 259139.105 | 14265.9815 | 0 | 0 | 0 | 0 | 0 | 0 | 0 | 0 | 0 | 0 | 0 | 0 | 0 | 0
2016-05-26 18:00 | 0 | 0 | 0 | 0 | 0 | 0 | 814165.0865 | 540760 | 0 | 0 | 0 | 0 | 1707755.2018 | 4132341.2555 | 0 | 0 | 0 | 0 | 0 | 0 | 0 | 0 | 0 | 0 | 0 | 0 | 0 | 0 | 0 | 259139.105 | 14265.9815 | 0 | 0 | 0 | 0 | 0 | 0 | 0 | 0 | 0 | 0 | 0 | 0 | 0 | 0
2016-05-26 19:00 | 0 | 0 | 0 | 0 | 0 | 0 | 823440.0865 | 550035 | 0 | 0 | 0 | 0 | 1966894.3067 | 4146607.2371 | 0 | 0 | 0 | 0 | 0 | 0 | 0 | 0 | 0 | 0 | 0 | 0 | 0 | 0 | 0 | 259139.105 | 14265.9815 | 0 | 0 | 0 | 0 | 0 | 0 | 0 | 0 | 0 | 0 | 0 | 0 | 0 | 0
2016-05-26 20:00 | 0 | 0 | 0 | 0 | 0 | 0 | 813442.4825 | 554684 | 0 | 0 | 0 | 0 | 2225652.7892 | 4146607.2371 | 0 | 0 | 0 | 0 | 0 | 0 | 0 | 0 | 0 | 0 | 0 | 0 | 0 | 0 | 0 | 258758.4825 | 0 | 0 | 0 | 0 | 0 | 0 | 0 | 0 | 0 | 0 | 0 | 0 | 0 | 0 | 0
2016-05-26 21:00 | 0 | 0 | 0 | 0 | 0 | 0 | 791401.4331 | 553672 | 0 | 0 | 0 | 0 | 2463382.2223 | 4146607.2371 | 0 | 0 | 0 | 0 | 0 | 0 | 0 | 0 | 0 | 0 | 0 | 0 | 0 | 0 | 0 | 237729.4331 | 0 | 0 | 0 | 0 | 0 | 0 | 0 | 0 | 0 | 0 | 0 | 0 | 0 | 0 | 0
2016-05-26 22:00 | 0 | 0 | 0 | 0 | 0 | 0 | 745496.3869 | 546361 | 0 | 0 | 0 | 0 | 2662517.6093 | 4146607.2371 | 0 | 0 | 0 | 0 | 0 | 0 | 0 | 0 | 0 | 0 | 0 | 0 | 0 | 0 | 0 | 199135.3869 | 0 | 0 | 0 | 0 | 0 | 0 | 0 | 0 | 0 | 0 | 0 | 0 | 0 | 0 | 0
2016-05-26 23:00 | 0 | 0 | 0 | 0 | 0 | 0 | 659332.5249 | 533794 | 0 | 0 | 0 | 0 | 2788056.1341 | 4146607.2371 | 0 | 0 | 0 | 0 | 0 | 0 | 0 | 0 | 0 | 0 | 0 | 0 | 0 | 0 | 0 | 125538.5249 | 0 | 0 | 0 | 0 | 0 | 0 | 0 | 0 | 0 | 0 | 0 | 0 | 0 | 0 | 0
2016-05-27 | 0 | 0 | 0 | 0 | 0 | 0 | 526262.1236 | 523360 | 0 | 0 | 0 | 0 | 2790958.2578 | 4146607.2371 | 0 | 0 | 0 | 0 | 0 | 0 | 0 | 0 | 0 | 0 | 0 | 0 | 0 | 0 | 0 | 2902.1236 | 0 | 0 | 0 | 0 | 0 | 0 | 0 | 0 | 0 | 0 | 0 | 0 | 0 | 0 | 0
2016-05-27 01:00 | 0 | 0 | 0 | 0 | 0 | 0 | 272153.2655 | 514618 | 0 | 0 | 0 | 0 | 2534227.5417 | 4160873.2186 | 0 | 0 | 0 | 0 | 0 | 0 | 0 | 0 | 0 | 0 | 0 | 0 | 0 | 0 | 0 | -256730.7161 | 14265.9815 | 0 | 0 | 0 | 0 | 0 | 0 | 0 | 0 | 0 | 0 | 0 | 0 | 0 | 0
2016-05-27 02:00 | 0 | 0 | 0 | 0 | 0 | 533874.7264 | 31464.8896 | 489810 | 0 | 0 | 0 | 0 | 2609757.1577 | 4160873.2186 | 0 | 0 | 0 | 0 | 0 | 0 | 0 | 0 | 0 | 0 | 0 | 0 | 0 | 0 | 0 | 75529.6159 | 0 | 0 | 0 | 0 | 0 | 0 | 0 | 0 | 0 | 0 | 0 | 0 | 0 | 0 | 0
2016-05-27 03:00 | 0 | 0 | 0 | 0 | 0 | 200337.895 | 0 | 459477 | 0 | 0 | 0 | 0 | 2350618.0527 | 4160873.2186 | 0 | 0 | 0 | 0 | 0 | 0 | 0 | 0 | 0 | 0 | 0 | 0 | 0 | 0 | 0 | -259139.105 | 0 | 0 | 0 | 0 | 0 | 0 | 0 | 0 | 0 | 0 | 0 | 0 | 0 | 0 | 0
2016-05-27 04:00 | 0 | 0 | 0 | 0 | 0 | 169635.895 | 0 | 428775 | 0 | 0 | 0 | 0 | 2091478.9478 | 4160873.2186 | 0 | 0 | 0 | 0 | 0 | 0 | 0 | 0 | 0 | 0 | 0 | 0 | 0 | 0 | 0 | -259139.105 | 0 | 0 | 0 | 0 | 0 | 0 | 0 | 0 | 0 | 0 | 0 | 0 | 0 | 0 | 0
2016-05-27 05:00 | 0 | 0 | 0 | 0 | 0 | 143309.895 | 0 | 402449 | 0 | 0 | 0 | 0 | 1832339.8428 | 4160873.2186 | 0 | 0 | 0 | 0 | 0 | 0 | 0 | 0 | 0 | 0 | 0 | 0 | 0 | 0 | 0 | -259139.105 | 0 | 0 | 0 | 0 | 0 | 0 | 0 | 0 | 0 | 0 | 0 | 0 | 0 | 0 | 0
2016-05-27 06:00 | 0 | 0 | 0 | 0 | 0 | 122852.895 | 0 | 381992 | 0 | 0 | 0 | 0 | 1573200.7379 | 4160873.2186 | 0 | 0 | 0 | 0 | 0 | 0 | 0 | 0 | 0 | 0 | 0 | 0 | 0 | 0 | 0 | -259139.105 | 0 | 0 | 0 | 0 | 0 | 0 | 0 | 0 | 0 | 0 | 0 | 0 | 0 | 0 | 0
2016-05-27 07:00 | 0 | 0 | 0 | 0 | 0 | 109613.895 | 0 | 368753 | 0 | 0 | 0 | 0 | 1314061.6329 | 4160873.2186 | 0 | 0 | 0 | 0 | 0 | 0 | 0 | 0 | 0 | 0 | 0 | 0 | 0 | 0 | 0 | -259139.105 | 0 | 0 | 0 | 0 | 0 | 0 | 0 | 0 | 0 | 0 | 0 | 0 | 0 | 0 | 0
2016-05-27 08:00 | 0 | 0 | 0 | 0 | 0 | 104840.895 | 0 | 363980 | 0 | 0 | 0 | 0 | 1054922.528 | 4160873.2186 | 0 | 0 | 0 | 0 | 0 | 0 | 0 | 0 | 0 | 0 | 0 | 0 | 0 | 0 | 0 | -259139.105 | 0 | 0 | 0 | 0 | 0 | 0 | 0 | 0 | 0 | 0 | 0 | 0 | 0 | 0 | 0
2016-05-27 09:00 | 0 | 0 | 0 | 0 | 0 | 109794.895 | 0 | 368934 | 0 | 0 | 0 | 0 | 795783.423 | 4160873.2186 | 0 | 0 | 0 | 0 | 0 | 0 | 0 | 0 | 0 | 0 | 0 | 0 | 0 | 0 | 0 | -259139.105 | 0 | 0 | 0 | 0 | 0 | 0 | 0 | 0 | 0 | 0 | 0 | 0 | 0 | 0 | 0
2016-05-27 10:00 | 0 | 0 | 0 | 0 | 0 | 125045.895 | 0 | 384185 | 0 | 0 | 0 | 0 | 536644.3181 | 4160873.2186 | 0 | 0 | 0 | 0 | 0 | 0 | 0 | 0 | 0 | 0 | 0 | 0 | 0 | 0 | 0 | -259139.105 | 0 | 0 | 0 | 0 | 0 | 0 | 0 | 0 | 0 | 0 | 0 | 0 | 0 | 0 | 0
2016-05-27 11:00 | 0 | 0 | 0 | 0 | 0 | 283257.6597 | 2.883 | 405105 | 0 | 0 | 0 | 0 | 414799.8608 | 4160873.2186 | 0 | 0 | 0 | 0 | 0 | 0 | 0 | 0 | 0 | 0 | 0 | 0 | 0 | 0 | 0 | -121844.4573 | 0 | 0 | 0 | 0 | 0 | 0 | 0 | 0 | 0 | 0 | 0 | 0 | 0 | 0 | 0
2016-05-27 12:00 | 0 | 0 | 0 | 0 | 0 | 189083.4555 | 115919.7574 | 429110 | 0 | 0 | 0 | 0 | 276427.0922 | 4175139.2001 | 0 | 0 | 0 | 0 | 0 | 0 | 0 | 0 | 0 | 0 | 0 | 0 | 0 | 0 | 0 | -138372.7686 | 14265.9815 | 0 | 0 | 0 | 0 | 0 | 0 | 0 | 0 | 0 | 0 | 0 | 0 | 0 | 0
2016-05-27 13:00 | 0 | 0 | 0 | 0 | 0 | 0 | 484158.2895 | 452260 | 0 | 0 | 0 | 0 | 294059.4002 | 4189405.1817 | 0 | 0 | 0 | 0 | 0 | 0 | 0 | 0 | 0 | 0 | 0 | 0 | 0 | 0 | 0 | 17632.308 | 14265.9815 | 0 | 0 | 0 | 0 | 0 | 0 | 0 | 0 | 0 | 0 | 0 | 0 | 0 | 0
2016-05-27 14:00 | 0 | 0 | 0 | 0 | 0 | 0 | 709915.2539 | 475781 | 0 | 0 | 0 | 0 | 513927.6726 | 4203671.1632 | 0 | 0 | 0 | 0 | 0 | 0 | 0 | 0 | 0 | 0 | 0 | 0 | 0 | 0 | 0 | 219868.2724 | 14265.9815 | 0 | 0 | 0 | 0 | 0 | 0 | 0 | 0 | 0 | 0 | 0 | 0 | 0 | 0
2016-05-27 15:00 | 0 | 0 | 0 | 0 | 0 | 0 | 770078.0865 | 496673 | 0 | 0 | 0 | 0 | 773066.7775 | 4217937.1447 | 0 | 0 | 0 | 0 | 0 | 0 | 0 | 0 | 0 | 0 | 0 | 0 | 0 | 0 | 0 | 259139.105 | 14265.9815 | 0 | 0 | 0 | 0 | 0 | 0 | 0 | 0 | 0 | 0 | 0 | 0 | 0 | 0
2016-05-27 16:00 | 0 | 0 | 0 | 0 | 0 | 0 | 787349.0865 | 513944 | 0 | 0 | 0 | 0 | 1032205.8825 | 4232203.1263 | 0 | 0 | 0 | 0 | 0 | 0 | 0 | 0 | 0 | 0 | 0 | 0 | 0 | 0 | 0 | 259139.105 | 14265.9815 | 0 | 0 | 0 | 0 | 0 | 0 | 0 | 0 | 0 | 0 | 0 | 0 | 0 | 0
2016-05-27 17:00 | 0 | 0 | 0 | 0 | 0 | 0 | 800731.0865 | 527326 | 0 | 0 | 0 | 0 | 1291344.9874 | 4246469.1078 | 0 | 0 | 0 | 0 | 0 | 0 | 0 | 0 | 0 | 0 | 0 | 0 | 0 | 0 | 0 | 259139.105 | 14265.9815 | 0 | 0 | 0 | 0 | 0 | 0 | 0 | 0 | 0 | 0 | 0 | 0 | 0 | 0
2016-05-27 18:00 | 0 | 0 | 0 | 0 | 0 | 0 | 810845.0865 | 537440 | 0 | 0 | 0 | 0 | 1550484.0924 | 4260735.0893 | 0 | 0 | 0 | 0 | 0 | 0 | 0 | 0 | 0 | 0 | 0 | 0 | 0 | 0 | 0 | 259139.105 | 14265.9815 | 0 | 0 | 0 | 0 | 0 | 0 | 0 | 0 | 0 | 0 | 0 | 0 | 0 | 0
2016-05-27 19:00 | 0 | 0 | 0 | 0 | 0 | 0 | 817063.0865 | 543658 | 0 | 0 | 0 | 0 | 1809623.1973 | 4275001.0709 | 0 | 0 | 0 | 0 | 0 | 0 | 0 | 0 | 0 | 0 | 0 | 0 | 0 | 0 | 0 | 259139.105 | 14265.9815 | 0 | 0 | 0 | 0 | 0 | 0 | 0 | 0 | 0 | 0 | 0 | 0 | 0 | 0
2016-05-27 20:00 | 0 | 0 | 0 | 0 | 0 | 0 | 819990.0865 | 546585 | 0 | 0 | 0 | 0 | 2068762.3023 | 4289267.0524 | 0 | 0 | 0 | 0 | 0 | 0 | 0 | 0 | 0 | 0 | 0 | 0 | 0 | 0 | 0 | 259139.105 | 14265.9815 | 0 | 0 | 0 | 0 | 0 | 0 | 0 | 0 | 0 | 0 | 0 | 0 | 0 | 0
2016-05-27 21:00 | 0 | 0 | 0 | 0 | 0 | 0 | 813911.834 | 544994 | 0 | 0 | 0 | 0 | 2323414.1547 | 4303533.0339 | 0 | 0 | 0 | 0 | 0 | 0 | 0 | 0 | 0 | 0 | 0 | 0 | 0 | 0 | 0 | 254651.8524 | 14265.9815 | 0 | 0 | 0 | 0 | 0 | 0 | 0 | 0 | 0 | 0 | 0 | 0 | 0 | 0
2016-05-27 22:00 | 0 | 0 | 0 | 0 | 0 | 0 | 777188.4317 | 535312 | 0 | 0 | 0 | 0 | 2565290.5864 | 4303533.0339 | 0 | 0 | 0 | 0 | 0 | 0 | 0 | 0 | 0 | 0 | 0 | 0 | 0 | 0 | 0 | 241876.4317 | 0 | 0 | 0 | 0 | 0 | 0 | 0 | 0 | 0 | 0 | 0 | 0 | 0 | 0 | 0
2016-05-27 23:00 | 0 | 0 | 0 | 0 | 0 | 0 | 695810.8572 | 520452 | 0 | 0 | 0 | 0 | 2740649.4436 | 4303533.0339 | 0 | 0 | 0 | 0 | 0 | 0 | 0 | 0 | 0 | 0 | 0 | 0 | 0 | 0 | 0 | 175358.8572 | 0 | 0 | 0 | 0 | 0 | 0 | 0 | 0 | 0 | 0 | 0 | 0 | 0 | 0 | 0
2016-05-28 | 0 | 0 | 0 | 0 | 0 | 0 | 561682.9029 | 507956 | 0 | 0 | 0 | 0 | 2790726.9802 | 4307182.4002 | 0 | 0 | 0 | 0 | 0 | 0 | 0 | 0 | 0 | 0 | 0 | 0 | 0 | 0 | 0 | 50077.5366 | 3649.3663 | 0 | 0 | 0 | 0 | 0 | 0 | 0 | 0 | 0 | 0 | 0 | 0 | 0 | 0
2016-05-28 01:00 | 0 | 0 | 0 | 0 | 0 | 0 | 292093.5245 | 498303 | 0 | 0 | 0 | 0 | 2584517.5047 | 4307182.4002 | 0 | 0 | 0 | 0 | 0 | 0 | 0 | 0 | 0 | 0 | 0 | 0 | 0 | 0 | 0 | -206209.4755 | 0 | 0 | 0 | 0 | 0 | 0 | 0 | 0 | 0 | 0 | 0 | 0 | 0 | 0 | 0
2016-05-28 02:00 | 0 | 0 | 0 | 0 | 0 | 304965.5531 | 44396.662 | 477056 | 0 | 0 | 0 | 0 | 2456823.7199 | 4307182.4002 | 0 | 0 | 0 | 0 | 0 | 0 | 0 | 0 | 0 | 0 | 0 | 0 | 0 | 0 | 0 | -127693.7848 | 0 | 0 | 0 | 0 | 0 | 0 | 0 | 0 | 0 | 0 | 0 | 0 | 0 | 0 | 0
2016-05-28 03:00 | 0 | 0 | 0 | 0 | 0 | 79724.0859 | 0 | 447806 | 0 | 0 | 0 | 0 | 2197684.6149 | 4198239.5911 | 0 | 0 | 0 | 0 | 0 | 0 | 0 | 0 | 0 | 0 | 0 | 0 | 0 | 0 | 0 | -259139.105 | 0 | 108942.8092 | 0 | 0 | 0 | 0 | 0 | 0 | 0 | 0 | 0 | 0 | 0 | 0 | 0
2016-05-28 04:00 | 0 | 0 | 0 | 0 | 0 | 158926.895 | 0 | 418066 | 0 | 0 | 0 | 0 | 1938545.51 | 4198239.5911 | 0 | 0 | 0 | 0 | 0 | 0 | 0 | 0 | 0 | 0 | 0 | 0 | 0 | 0 | 0 | -259139.105 | 0 | 0 | 0 | 0 | 0 | 0 | 0 | 0 | 0 | 0 | 0 | 0 | 0 | 0 | 0
2016-05-28 05:00 | 0 | 0 | 0 | 0 | 0 | 135041.895 | 0 | 394181 | 0 | 0 | 0 | 0 | 1679406.405 | 4198239.5911 | 0 | 0 | 0 | 0 | 0 | 0 | 0 | 0 | 0 | 0 | 0 | 0 | 0 | 0 | 0 | -259139.105 | 0 | 0 | 0 | 0 | 0 | 0 | 0 | 0 | 0 | 0 | 0 | 0 | 0 | 0 | 0
2016-05-28 06:00 | 0 | 0 | 0 | 0 | 0 | 116295.895 | 0 | 375435 | 0 | 0 | 0 | 0 | 1420267.3001 | 4198239.5911 | 0 | 0 | 0 | 0 | 0 | 0 | 0 | 0 | 0 | 0 | 0 | 0 | 0 | 0 | 0 | -259139.105 | 0 | 0 | 0 | 0 | 0 | 0 | 0 | 0 | 0 | 0 | 0 | 0 | 0 | 0 | 0
2016-05-28 07:00 | 0 | 0 | 0 | 0 | 0 | 101720.895 | 0 | 360860 | 0 | 0 | 0 | 0 | 1161128.1951 | 4198239.5911 | 0 | 0 | 0 | 0 | 0 | 0 | 0 | 0 | 0 | 0 | 0 | 0 | 0 | 0 | 0 | -259139.105 | 0 | 0 | 0 | 0 | 0 | 0 | 0 | 0 | 0 | 0 | 0 | 0 | 0 | 0 | 0
2016-05-28 08:00 | 0 | 0 | 0 | 0 | 0 | 92995.895 | 0 | 352135 | 0 | 0 | 0 | 0 | 901989.0902 | 4198239.5911 | 0 | 0 | 0 | 0 | 0 | 0 | 0 | 0 | 0 | 0 | 0 | 0 | 0 | 0 | 0 | -259139.105 | 0 | 0 | 0 | 0 | 0 | 0 | 0 | 0 | 0 | 0 | 0 | 0 | 0 | 0 | 0
2016-05-28 09:00 | 0 | 0 | 0 | 0 | 0 | 88992.895 | 0 | 348132 | 0 | 0 | 0 | 0 | 642849.9852 | 4198239.5911 | 0 | 0 | 0 | 0 | 0 | 0 | 0 | 0 | 0 | 0 | 0 | 0 | 0 | 0 | 0 | -259139.105 | 0 | 0 | 0 | 0 | 0 | 0 | 0 | 0 | 0 | 0 | 0 | 0 | 0 | 0 | 0
2016-05-28 10:00 | 0 | 0 | 0 | 0 | 0 | 90181.895 | 0 | 349321 | 0 | 0 | 0 | 0 | 383710.8803 | 4198239.5911 | 0 | 0 | 0 | 0 | 0 | 0 | 0 | 0 | 0 | 0 | 0 | 0 | 0 | 0 | 0 | -259139.105 | 0 | 0 | 0 | 0 | 0 | 0 | 0 | 0 | 0 | 0 | 0 | 0 | 0 | 0 | 0
2016-05-28 11:00 | 0 | 0 | 0 | 0 | 0 | 262868.5313 | 4.5673 | 357711 | 0 | 0 | 0 | 0 | 288872.9789 | 4198239.5911 | 0 | 0 | 0 | 0 | 0 | 0 | 0 | 0 | 0 | 0 | 0 | 0 | 0 | 0 | 0 | -94837.9014 | 0 | 0 | 0 | 0 | 0 | 0 | 0 | 0 | 0 | 0 | 0 | 0 | 0 | 0 | 0
2016-05-28 12:00 | 0 | 0 | 0 | 0 | 0 | 154756.1143 | 150960.6672 | 377804 | 0 | 0 | 0 | 0 | 216785.7604 | 4198239.5911 | 0 | 0 | 0 | 0 | 0 | 0 | 0 | 0 | 0 | 0 | 0 | 0 | 0 | 0 | 0 | -72087.2184 | 0 | 0 | 0 | 0 | 0 | 0 | 0 | 0 | 0 | 0 | 0 | 0 | 0 | 0 | 0
2016-05-28 13:00 | 0 | 0 | 0 | 0 | 0 | 0 | 557930.0175 | 404774 | 0 | 0 | 0 | 0 | 369941.7779 | 4198239.5911 | 0 | 0 | 0 | 0 | 0 | 0 | 0 | 0 | 0 | 0 | 0 | 0 | 0 | 0 | 0 | 153156.0175 | 0 | 0 | 0 | 0 | 0 | 0 | 0 | 0 | 0 | 0 | 0 | 0 | 0 | 0 | 0
2016-05-28 14:00 | 0 | 0 | 0 | 0 | 0 | 0 | 705322.0865 | 431917 | 0 | 0 | 0 | 0 | 629080.8828 | 4212505.5726 | 0 | 0 | 0 | 0 | 0 | 0 | 0 | 0 | 0 | 0 | 0 | 0 | 0 | 0 | 0 | 259139.105 | 14265.9815 | 0 | 0 | 0 | 0 | 0 | 0 | 0 | 0 | 0 | 0 | 0 | 0 | 0 | 0
2016-05-28 15:00 | 0 | 0 | 0 | 0 | 0 | 0 | 730301.0865 | 456896 | 0 | 0 | 0 | 0 | 888219.9878 | 4226771.5541 | 0 | 0 | 0 | 0 | 0 | 0 | 0 | 0 | 0 | 0 | 0 | 0 | 0 | 0 | 0 | 259139.105 | 14265.9815 | 0 | 0 | 0 | 0 | 0 | 0 | 0 | 0 | 0 | 0 | 0 | 0 | 0 | 0
2016-05-28 16:00 | 0 | 0 | 0 | 0 | 0 | 0 | 750830.0865 | 477425 | 0 | 0 | 0 | 0 | 1147359.0927 | 4241037.5357 | 0 | 0 | 0 | 0 | 0 | 0 | 0 | 0 | 0 | 0 | 0 | 0 | 0 | 0 | 0 | 259139.105 | 14265.9815 | 0 | 0 | 0 | 0 | 0 | 0 | 0 | 0 | 0 | 0 | 0 | 0 | 0 | 0
2016-05-28 17:00 | 0 | 0 | 0 | 0 | 0 | 0 | 765887.0865 | 492482 | 0 | 0 | 0 | 0 | 1406498.1977 | 4255303.5172 | 0 | 0 | 0 | 0 | 0 | 0 | 0 | 0 | 0 | 0 | 0 | 0 | 0 | 0 | 0 | 259139.105 | 14265.9815 | 0 | 0 | 0 | 0 | 0 | 0 | 0 | 0 | 0 | 0 | 0 | 0 | 0 | 0
2016-05-28 18:00 | 0 | 0 | 0 | 0 | 0 | 0 | 777771.0865 | 504366 | 0 | 0 | 0 | 0 | 1665637.3026 | 4269569.4987 | 0 | 0 | 0 | 0 | 0 | 0 | 0 | 0 | 0 | 0 | 0 | 0 | 0 | 0 | 0 | 259139.105 | 14265.9815 | 0 | 0 | 0 | 0 | 0 | 0 | 0 | 0 | 0 | 0 | 0 | 0 | 0 | 0
2016-05-28 19:00 | 0 | 0 | 0 | 0 | 0 | 0 | 787724.0865 | 514319 | 0 | 0 | 0 | 0 | 1924776.4076 | 4283835.4803 | 0 | 0 | 0 | 0 | 0 | 0 | 0 | 0 | 0 | 0 | 0 | 0 | 0 | 0 | 0 | 259139.105 | 14265.9815 | 0 | 0 | 0 | 0 | 0 | 0 | 0 | 0 | 0 | 0 | 0 | 0 | 0 | 0
2016-05-28 20:00 | 0 | 0 | 0 | 0 | 0 | 0 | 796283.0865 | 522878 | 0 | 0 | 0 | 0 | 2183915.5125 | 4298101.4618 | 0 | 0 | 0 | 0 | 0 | 0 | 0 | 0 | 0 | 0 | 0 | 0 | 0 | 0 | 0 | 259139.105 | 14265.9815 | 0 | 0 | 0 | 0 | 0 | 0 | 0 | 0 | 0 | 0 | 0 | 0 | 0 | 0
2016-05-28 21:00 | 0 | 0 | 0 | 0 | 0 | 0 | 800209.0865 | 526804 | 0 | 0 | 0 | 0 | 2443054.6175 | 4312367.4433 | 0 | 0 | 0 | 0 | 0 | 0 | 0 | 0 | 0 | 0 | 0 | 0 | 0 | 0 | 0 | 259139.105 | 14265.9815 | 0 | 0 | 0 | 0 | 0 | 0 | 0 | 0 | 0 | 0 | 0 | 0 | 0 | 0
2016-05-28 22:00 | 0 | 0 | 0 | 0 | 0 | 0 | 781308.7474 | 524119 | 0 | 0 | 0 | 0 | 2700244.3649 | 4312367.4433 | 0 | 0 | 0 | 0 | 0 | 0 | 0 | 0 | 0 | 0 | 0 | 0 | 0 | 0 | 0 | 257189.7474 | 0 | 0 | 0 | 0 | 0 | 0 | 0 | 0 | 0 | 0 | 0 | 0 | 0 | 0 | 0
2016-05-28 23:00 | 0 | 0 | 0 | 0 | 0 | 0 | 688951.4001 | 513281 | 0 | 0 | 0 | 0 | 2875914.765 | 4312367.4433 | 0 | 0 | 0 | 0 | 0 | 0 | 0 | 0 | 0 | 0 | 0 | 0 | 0 | 0 | 0 | 175670.4001 | 0 | 0 | 0 | 0 | 0 | 0 | 0 | 0 | 0 | 0 | 0 | 0 | 0 | 0 | 0
2016-05-29 | 0 | 0 | 0 | 0 | 0 | 0 | 534394.7611 | 501272 | 0 | 0 | 0 | 0 | 2894771.5446 | 4326633.4249 | 0 | 0 | 0 | 0 | 0 | 0 | 0 | 0 | 0 | 0 | 0 | 0 | 0 | 0 | 0 | 18856.7796 | 14265.9815 | 0 | 0 | 0 | 0 | 0 | 0 | 0 | 0 | 0 | 0 | 0 | 0 | 0 | 0
2016-05-29 01:00 | 0 | 0 | 0 | 0 | 0 | 0 | 259852.0972 | 491484 | 0 | 0 | 0 | 0 | 2663139.6418 | 4326633.4249 | 0 | 0 | 0 | 0 | 0 | 0 | 0 | 0 | 0 | 0 | 0 | 0 | 0 | 0 | 0 | -231631.9028 | 0 | 0 | 0 | 0 | 0 | 0 | 0 | 0 | 0 | 0 | 0 | 0 | 0 | 0 | 0
2016-05-29 02:00 | 0 | 0 | 0 | 0 | 0 | 313652.581 | 27861.9997 | 472491 | 0 | 0 | 0 | 0 | 2532163.2225 | 4326633.4249 | 0 | 0 | 0 | 0 | 0 | 0 | 0 | 0 | 0 | 0 | 0 | 0 | 0 | 0 | 0 | -130976.4192 | 0 | 0 | 0 | 0 | 0 | 0 | 0 | 0 | 0 | 0 | 0 | 0 | 0 | 0 | 0
2016-05-29 03:00 | 0 | 0 | 0 | 0 | 0 | 76510.0859 | 0 | 444592 | 0 | 0 | 0 | 0 | 2273024.1176 | 4217690.6157 | 0 | 0 | 0 | 0 | 0 | 0 | 0 | 0 | 0 | 0 | 0 | 0 | 0 | 0 | 0 | -259139.105 | 0 | 108942.8092 | 0 | 0 | 0 | 0 | 0 | 0 | 0 | 0 | 0 | 0 | 0 | 0 | 0
2016-05-29 04:00 | 0 | 0 | 0 | 0 | 0 | 159065.895 | 0 | 418205 | 0 | 0 | 0 | 0 | 2013885.0126 | 4217690.6157 | 0 | 0 | 0 | 0 | 0 | 0 | 0 | 0 | 0 | 0 | 0 | 0 | 0 | 0 | 0 | -259139.105 | 0 | 0 | 0 | 0 | 0 | 0 | 0 | 0 | 0 | 0 | 0 | 0 | 0 | 0 | 0
2016-05-29 05:00 | 0 | 0 | 0 | 0 | 0 | 134934.895 | 0 | 394074 | 0 | 0 | 0 | 0 | 1754745.9077 | 4217690.6157 | 0 | 0 | 0 | 0 | 0 | 0 | 0 | 0 | 0 | 0 | 0 | 0 | 0 | 0 | 0 | -259139.105 | 0 | 0 | 0 | 0 | 0 | 0 | 0 | 0 | 0 | 0 | 0 | 0 | 0 | 0 | 0
2016-05-29 06:00 | 0 | 0 | 0 | 0 | 0 | 114815.895 | 0 | 373955 | 0 | 0 | 0 | 0 | 1495606.8027 | 4217690.6157 | 0 | 0 | 0 | 0 | 0 | 0 | 0 | 0 | 0 | 0 | 0 | 0 | 0 | 0 | 0 | -259139.105 | 0 | 0 | 0 | 0 | 0 | 0 | 0 | 0 | 0 | 0 | 0 | 0 | 0 | 0 | 0
2016-05-29 07:00 | 0 | 0 | 0 | 0 | 0 | 99867.895 | 0 | 359007 | 0 | 0 | 0 | 0 | 1236467.6978 | 4217690.6157 | 0 | 0 | 0 | 0 | 0 | 0 | 0 | 0 | 0 | 0 | 0 | 0 | 0 | 0 | 0 | -259139.105 | 0 | 0 | 0 | 0 | 0 | 0 | 0 | 0 | 0 | 0 | 0 | 0 | 0 | 0 | 0
2016-05-29 08:00 | 0 | 0 | 0 | 0 | 0 | 149457.722 | 0 | 349369 | 0 | 0 | 0 | 0 | 1036556.4198 | 4217690.6157 | 0 | 0 | 0 | 0 | 0 | 0 | 0 | 0 | 0 | 0 | 0 | 0 | 0 | 0 | 0 | -199911.278 | 0 | 0 | 0 | 0 | 0 | 0 | 0 | 0 | 0 | 0 | 0 | 0 | 0 | 0 | 0
2016-05-29 09:00 | 0 | 0 | 0 | 0 | 0 | 85428.895 | 0 | 344568 | 0 | 0 | 0 | 0 | 777417.3149 | 4217690.6157 | 0 | 0 | 0 | 0 | 0 | 0 | 0 | 0 | 0 | 0 | 0 | 0 | 0 | 0 | 0 | -259139.105 | 0 | 0 | 0 | 0 | 0 | 0 | 0 | 0 | 0 | 0 | 0 | 0 | 0 | 0 | 0
2016-05-29 10:00 | 0 | 0 | 0 | 0 | 0 | 83230.895 | 0 | 342370 | 0 | 0 | 0 | 0 | 518278.2099 | 4217690.6157 | 0 | 0 | 0 | 0 | 0 | 0 | 0 | 0 | 0 | 0 | 0 | 0 | 0 | 0 | 0 | -259139.105 | 0 | 0 | 0 | 0 | 0 | 0 | 0 | 0 | 0 | 0 | 0 | 0 | 0 | 0 | 0
2016-05-29 11:00 | 0 | 0 | 0 | 0 | 0 | 88468.1087 | 0.78636 | 347608 | 0 | 0 | 0 | 0 | 259139.105 | 4217690.6157 | 0 | 0 | 0 | 0 | 0 | 0 | 0 | 0 | 0 | 0 | 0 | 0 | 0 | 0 | 0 | -259139.105 | 0 | 0 | 0 | 0 | 0 | 0 | 0 | 0 | 0 | 0 | 0 | 0 | 0 | 0 | 0
2016-05-29 12:00 | 0 | 0 | 0 | 0 | 0 | 0 | 115470.6995 | 364457 | 0 | 0 | 0 | 0 | 0 | 4227843.4201 | 0 | 0 | 0 | 0 | 0 | 0 | 0 | 0 | 0 | 0 | 0 | 0 | 0 | 0 | 0 | -259139.105 | 10152.8044 | 0 | 0 | 0 | 0 | 0 | 0 | 0 | 0 | 0 | 0 | 0 | 0 | 0 | 0
2016-05-29 13:00 | 0 | 0 | 0 | 0 | 0 | 143844.6237 | 441927.0659 | 390643 | 0 | 0 | 0 | 0 | 195128.6895 | 4227843.4201 | 0 | 0 | 0 | 0 | 0 | 0 | 0 | 0 | 0 | 0 | 0 | 0 | 0 | 0 | 0 | 195128.6895 | 0 | 0 | 0 | 0 | 0 | 0 | 0 | 0 | 0 | 0 | 0 | 0 | 0 | 0 | 0
2016-05-29 14:00 | 0 | 0 | 0 | 0 | 0 | 0 | 644974.1044 | 417784 | 0 | 0 | 0 | 0 | 408052.8124 | 4242109.4017 | 0 | 0 | 0 | 0 | 0 | 0 | 0 | 0 | 0 | 0 | 0 | 0 | 0 | 0 | 0 | 212924.1229 | 14265.9815 | 0 | 0 | 0 | 0 | 0 | 0 | 0 | 0 | 0 | 0 | 0 | 0 | 0 | 0
2016-05-29 15:00 | 0 | 0 | 0 | 0 | 0 | 0 | 716155.0865 | 442750 | 0 | 0 | 0 | 0 | 667191.9174 | 4256375.3832 | 0 | 0 | 0 | 0 | 0 | 0 | 0 | 0 | 0 | 0 | 0 | 0 | 0 | 0 | 0 | 259139.105 | 14265.9815 | 0 | 0 | 0 | 0 | 0 | 0 | 0 | 0 | 0 | 0 | 0 | 0 | 0 | 0
2016-05-29 16:00 | 0 | 0 | 0 | 0 | 0 | 0 | 737410.0865 | 464005 | 0 | 0 | 0 | 0 | 926331.0223 | 4270641.3647 | 0 | 0 | 0 | 0 | 0 | 0 | 0 | 0 | 0 | 0 | 0 | 0 | 0 | 0 | 0 | 259139.105 | 14265.9815 | 0 | 0 | 0 | 0 | 0 | 0 | 0 | 0 | 0 | 0 | 0 | 0 | 0 | 0
2016-05-29 17:00 | 0 | 0 | 0 | 0 | 0 | 0 | 753645.0865 | 480240 | 0 | 0 | 0 | 0 | 1185470.1273 | 4284907.3463 | 0 | 0 | 0 | 0 | 0 | 0 | 0 | 0 | 0 | 0 | 0 | 0 | 0 | 0 | 0 | 259139.105 | 14265.9815 | 0 | 0 | 0 | 0 | 0 | 0 | 0 | 0 | 0 | 0 | 0 | 0 | 0 | 0
2016-05-29 18:00 | 0 | 0 | 0 | 0 | 0 | 0 | 765411.0865 | 492006 | 0 | 0 | 0 | 0 | 1444609.2322 | 4299173.3278 | 0 | 0 | 0 | 0 | 0 | 0 | 0 | 0 | 0 | 0 | 0 | 0 | 0 | 0 | 0 | 259139.105 | 14265.9815 | 0 | 0 | 0 | 0 | 0 | 0 | 0 | 0 | 0 | 0 | 0 | 0 | 0 | 0
2016-05-29 19:00 | 0 | 0 | 0 | 0 | 0 | 0 | 773870.0865 | 500465 | 0 | 0 | 0 | 0 | 1703748.3372 | 4313439.3093 | 0 | 0 | 0 | 0 | 0 | 0 | 0 | 0 | 0 | 0 | 0 | 0 | 0 | 0 | 0 | 259139.105 | 14265.9815 | 0 | 0 | 0 | 0 | 0 | 0 | 0 | 0 | 0 | 0 | 0 | 0 | 0 | 0
2016-05-29 20:00 | 0 | 0 | 0 | 0 | 0 | 0 | 779516.0865 | 506111 | 0 | 0 | 0 | 0 | 1962887.4421 | 4327705.2909 | 0 | 0 | 0 | 0 | 0 | 0 | 0 | 0 | 0 | 0 | 0 | 0 | 0 | 0 | 0 | 259139.105 | 14265.9815 | 0 | 0 | 0 | 0 | 0 | 0 | 0 | 0 | 0 | 0 | 0 | 0 | 0 | 0
2016-05-29 21:00 | 0 | 0 | 0 | 0 | 0 | 0 | 775311.6707 | 508248 | 0 | 0 | 0 | 0 | 2222026.5471 | 4335629.8566 | 0 | 0 | 0 | 0 | 0 | 0 | 0 | 0 | 0 | 0 | 0 | 0 | 0 | 0 | 0 | 259139.105 | 7924.5657 | 0 | 0 | 0 | 0 | 0 | 0 | 0 | 0 | 0 | 0 | 0 | 0 | 0 | 0
2016-05-29 22:00 | 0 | 0 | 0 | 0 | 0 | 0 | 737458.2926 | 504790 | 0 | 0 | 0 | 0 | 2454694.8397 | 4335629.8566 | 0 | 0 | 0 | 0 | 0 | 0 | 0 | 0 | 0 | 0 | 0 | 0 | 0 | 0 | 0 | 232668.2926 | 0 | 0 | 0 | 0 | 0 | 0 | 0 | 0 | 0 | 0 | 0 | 0 | 0 | 0 | 0
2016-05-29 23:00 | 0 | 0 | 0 | 0 | 0 | 106882.6365 | 646754.4684 | 494498 | 0 | 0 | 0 | 0 | 2713833.9446 | 4335629.8566 | 0 | 0 | 0 | 0 | 0 | 0 | 0 | 0 | 0 | 0 | 0 | 0 | 0 | 0 | 0 | 259139.105 | 0 | 0 | 0 | 0 | 0 | 0 | 0 | 0 | 0 | 0 | 0 | 0 | 0 | 0 | 0
2016-05-30 | 0 | 0 | 0 | 0 | 0 | 0 | 507829.7972 | 483132 | 0 | 0 | 0 | 0 | 2738531.7418 | 4335629.8566 | 0 | 0 | 0 | 0 | 0 | 0 | 0 | 0 | 0 | 0 | 0 | 0 | 0 | 0 | 0 | 24697.7972 | 0 | 0 | 0 | 0 | 0 | 0 | 0 | 0 | 0 | 0 | 0 | 0 | 0 | 0 | 0
2016-05-30 01:00 | 0 | 0 | 0 | 0 | 0 | 0 | 274091.6985 | 472908 | 0 | 0 | 0 | 0 | 2539715.4403 | 4335629.8566 | 0 | 0 | 0 | 0 | 0 | 0 | 0 | 0 | 0 | 0 | 0 | 0 | 0 | 0 | 0 | -198816.3015 | 0 | 0 | 0 | 0 | 0 | 0 | 0 | 0 | 0 | 0 | 0 | 0 | 0 | 0 | 0
2016-05-30 02:00 | 0 | 0 | 0 | 0 | 0 | 439653.8188 | 36998.6671 | 456189 | 0 | 0 | 0 | 0 | 2560178.9262 | 4335629.8566 | 0 | 0 | 0 | 0 | 0 | 0 | 0 | 0 | 0 | 0 | 0 | 0 | 0 | 0 | 0 | 20463.4859 | 0 | 0 | 0 | 0 | 0 | 0 | 0 | 0 | 0 | 0 | 0 | 0 | 0 | 0 | 0
2016-05-30 03:00 | 0 | 0 | 0 | 0 | 0 | 171888.895 | 0 | 431028 | 0 | 0 | 0 | 0 | 2301039.8212 | 4335629.8566 | 0 | 0 | 0 | 0 | 0 | 0 | 0 | 0 | 0 | 0 | 0 | 0 | 0 | 0 | 0 | -259139.105 | 0 | 0 | 0 | 0 | 0 | 0 | 0 | 0 | 0 | 0 | 0 | 0 | 0 | 0 | 0
2016-05-30 04:00 | 0 | 0 | 0 | 0 | 0 | 145358.895 | 0 | 404498 | 0 | 0 | 0 | 0 | 2041900.7163 | 4335629.8566 | 0 | 0 | 0 | 0 | 0 | 0 | 0 | 0 | 0 | 0 | 0 | 0 | 0 | 0 | 0 | -259139.105 | 0 | 0 | 0 | 0 | 0 | 0 | 0 | 0 | 0 | 0 | 0 | 0 | 0 | 0 | 0
2016-05-30 05:00 | 0 | 0 | 0 | 0 | 0 | 121282.895 | 0 | 380422 | 0 | 0 | 0 | 0 | 1782761.6113 | 4335629.8566 | 0 | 0 | 0 | 0 | 0 | 0 | 0 | 0 | 0 | 0 | 0 | 0 | 0 | 0 | 0 | -259139.105 | 0 | 0 | 0 | 0 | 0 | 0 | 0 | 0 | 0 | 0 | 0 | 0 | 0 | 0 | 0
2016-05-30 06:00 | 0 | 0 | 0 | 0 | 0 | 103859.895 | 0 | 362999 | 0 | 0 | 0 | 0 | 1523622.5064 | 4335629.8566 | 0 | 0 | 0 | 0 | 0 | 0 | 0 | 0 | 0 | 0 | 0 | 0 | 0 | 0 | 0 | -259139.105 | 0 | 0 | 0 | 0 | 0 | 0 | 0 | 0 | 0 | 0 | 0 | 0 | 0 | 0 | 0
2016-05-30 07:00 | 0 | 0 | 0 | 0 | 0 | 90522.895 | 0 | 349662 | 0 | 0 | 0 | 0 | 1264483.4014 | 4335629.8566 | 0 | 0 | 0 | 0 | 0 | 0 | 0 | 0 | 0 | 0 | 0 | 0 | 0 | 0 | 0 | -259139.105 | 0 | 0 | 0 | 0 | 0 | 0 | 0 | 0 | 0 | 0 | 0 | 0 | 0 | 0 | 0
2016-05-30 08:00 | 0 | 0 | 0 | 0 | 0 | 83204.895 | 0 | 342344 | 0 | 0 | 0 | 0 | 1005344.2965 | 4335629.8566 | 0 | 0 | 0 | 0 | 0 | 0 | 0 | 0 | 0 | 0 | 0 | 0 | 0 | 0 | 0 | -259139.105 | 0 | 0 | 0 | 0 | 0 | 0 | 0 | 0 | 0 | 0 | 0 | 0 | 0 | 0 | 0
2016-05-30 09:00 | 0 | 0 | 0 | 0 | 0 | 80958.895 | 0 | 340098 | 0 | 0 | 0 | 0 | 746205.1915 | 4335629.8566 | 0 | 0 | 0 | 0 | 0 | 0 | 0 | 0 | 0 | 0 | 0 | 0 | 0 | 0 | 0 | -259139.105 | 0 | 0 | 0 | 0 | 0 | 0 | 0 | 0 | 0 | 0 | 0 | 0 | 0 | 0 | 0
2016-05-30 10:00 | 0 | 0 | 0 | 0 | 0 | 81423.895 | 0 | 340563 | 0 | 0 | 0 | 0 | 487066.0866 | 4335629.8566 | 0 | 0 | 0 | 0 | 0 | 0 | 0 | 0 | 0 | 0 | 0 | 0 | 0 | 0 | 0 | -259139.105 | 0 | 0 | 0 | 0 | 0 | 0 | 0 | 0 | 0 | 0 | 0 | 0 | 0 | 0 | 0
2016-05-30 11:00 | 0 | 0 | 0 | 0 | 0 | 87442.5623 | 0.33273 | 346582 | 0 | 0 | 0 | 0 | 227926.9816 | 4335629.8566 | 0 | 0 | 0 | 0 | 0 | 0 | 0 | 0 | 0 | 0 | 0 | 0 | 0 | 0 | 0 | -259139.105 | 0 | 0 | 0 | 0 | 0 | 0 | 0 | 0 | 0 | 0 | 0 | 0 | 0 | 0 | 0
2016-05-30 12:00 | 0 | 0 | 0 | 0 | 0 | 0 | 101349.0793 | 362900 | 0 | 0 | 0 | 0 | 75318.87 | 4226687.0474 | 0 | 0 | 0 | 0 | 0 | 0 | 0 | 0 | 0 | 0 | 0 | 0 | 0 | 0 | 0 | -152608.1116 | 0 | 108942.8092 | 0 | 0 | 0 | 0 | 0 | 0 | 0 | 0 | 0 | 0 | 0 | 0 | 0
2016-05-30 13:00 | 0 | 0 | 0 | 0 | 0 | 120426.4915 | 457876.4839 | 390192 | 0 | 0 | 0 | 0 | 263429.8454 | 4226687.0474 | 0 | 0 | 0 | 0 | 0 | 0 | 0 | 0 | 0 | 0 | 0 | 0 | 0 | 0 | 0 | 188110.9754 | 0 | 0 | 0 | 0 | 0 | 0 | 0 | 0 | 0 | 0 | 0 | 0 | 0 | 0 | 0
2016-05-30 14:00 | 0 | 0 | 0 | 0 | 0 | 0 | 688170.4397 | 420252 | 0 | 0 | 0 | 0 | 522568.9504 | 4235466.3822 | 0 | 0 | 0 | 0 | 0 | 0 | 0 | 0 | 0 | 0 | 0 | 0 | 0 | 0 | 0 | 259139.105 | 8779.3347 | 0 | 0 | 0 | 0 | 0 | 0 | 0 | 0 | 0 | 0 | 0 | 0 | 0 | 0
2016-05-30 15:00 | 0 | 0 | 0 | 0 | 0 | 0 | 722327.0865 | 448922 | 0 | 0 | 0 | 0 | 781708.0554 | 4249732.3637 | 0 | 0 | 0 | 0 | 0 | 0 | 0 | 0 | 0 | 0 | 0 | 0 | 0 | 0 | 0 | 259139.105 | 14265.9815 | 0 | 0 | 0 | 0 | 0 | 0 | 0 | 0 | 0 | 0 | 0 | 0 | 0 | 0
2016-05-30 16:00 | 0 | 0 | 0 | 0 | 0 | 0 | 746117.0865 | 472712 | 0 | 0 | 0 | 0 | 1040847.1603 | 4263998.3452 | 0 | 0 | 0 | 0 | 0 | 0 | 0 | 0 | 0 | 0 | 0 | 0 | 0 | 0 | 0 | 259139.105 | 14265.9815 | 0 | 0 | 0 | 0 | 0 | 0 | 0 | 0 | 0 | 0 | 0 | 0 | 0 | 0
2016-05-30 17:00 | 0 | 0 | 0 | 0 | 0 | 0 | 763576.0865 | 490171 | 0 | 0 | 0 | 0 | 1299986.2653 | 4278264.3268 | 0 | 0 | 0 | 0 | 0 | 0 | 0 | 0 | 0 | 0 | 0 | 0 | 0 | 0 | 0 | 259139.105 | 14265.9815 | 0 | 0 | 0 | 0 | 0 | 0 | 0 | 0 | 0 | 0 | 0 | 0 | 0 | 0
2016-05-30 18:00 | 0 | 0 | 0 | 0 | 0 | 0 | 777015.0865 | 503610 | 0 | 0 | 0 | 0 | 1559125.3702 | 4292530.3083 | 0 | 0 | 0 | 0 | 0 | 0 | 0 | 0 | 0 | 0 | 0 | 0 | 0 | 0 | 0 | 259139.105 | 14265.9815 | 0 | 0 | 0 | 0 | 0 | 0 | 0 | 0 | 0 | 0 | 0 | 0 | 0 | 0
2016-05-30 19:00 | 0 | 0 | 0 | 0 | 0 | 0 | 786997.0865 | 513592 | 0 | 0 | 0 | 0 | 1818264.4752 | 4306796.2898 | 0 | 0 | 0 | 0 | 0 | 0 | 0 | 0 | 0 | 0 | 0 | 0 | 0 | 0 | 0 | 259139.105 | 14265.9815 | 0 | 0 | 0 | 0 | 0 | 0 | 0 | 0 | 0 | 0 | 0 | 0 | 0 | 0
2016-05-30 20:00 | 0 | 0 | 0 | 0 | 0 | 0 | 794904.0865 | 521499 | 0 | 0 | 0 | 0 | 2077403.5801 | 4321062.2714 | 0 | 0 | 0 | 0 | 0 | 0 | 0 | 0 | 0 | 0 | 0 | 0 | 0 | 0 | 0 | 259139.105 | 14265.9815 | 0 | 0 | 0 | 0 | 0 | 0 | 0 | 0 | 0 | 0 | 0 | 0 | 0 | 0
2016-05-30 21:00 | 0 | 0 | 0 | 0 | 0 | 0 | 800103.0865 | 526698 | 0 | 0 | 0 | 0 | 2336542.6851 | 4335328.2529 | 0 | 0 | 0 | 0 | 0 | 0 | 0 | 0 | 0 | 0 | 0 | 0 | 0 | 0 | 0 | 259139.105 | 14265.9815 | 0 | 0 | 0 | 0 | 0 | 0 | 0 | 0 | 0 | 0 | 0 | 0 | 0 | 0
2016-05-30 22:00 | 0 | 0 | 0 | 0 | 0 | 0 | 799445.0865 | 526040 | 0 | 0 | 0 | 0 | 2595681.79 | 4349594.2344 | 0 | 0 | 0 | 0 | 0 | 0 | 0 | 0 | 0 | 0 | 0 | 0 | 0 | 0 | 0 | 259139.105 | 14265.9815 | 0 | 0 | 0 | 0 | 0 | 0 | 0 | 0 | 0 | 0 | 0 | 0 | 0 | 0
2016-05-30 23:00 | 0 | 0 | 0 | 0 | 0 | 0 | 725386.3348 | 519884 | 0 | 0 | 0 | 0 | 2801184.1248 | 4349594.2344 | 0 | 0 | 0 | 0 | 0 | 0 | 0 | 0 | 0 | 0 | 0 | 0 | 0 | 0 | 0 | 205502.3348 | 0 | 0 | 0 | 0 | 0 | 0 | 0 | 0 | 0 | 0 | 0 | 0 | 0 | 0 | 0
2016-05-31 | 0 | 0 | 0 | 0 | 0 | 0 | 572137.2798 | 510821 | 0 | 0 | 0 | 0 | 2862500.4046 | 4349594.2344 | 0 | 0 | 0 | 0 | 0 | 0 | 0 | 0 | 0 | 0 | 0 | 0 | 0 | 0 | 0 | 61316.2798 | 0 | 0 | 0 | 0 | 0 | 0 | 0 | 0 | 0 | 0 | 0 | 0 | 0 | 0 | 0
2016-05-31 01:00 | 0 | 0 | 0 | 0 | 0 | 0 | 310899.7178 | 501289 | 0 | 0 | 0 | 0 | 2672111.1224 | 4349594.2344 | 0 | 0 | 0 | 0 | 0 | 0 | 0 | 0 | 0 | 0 | 0 | 0 | 0 | 0 | 0 | -190389.2822 | 0 | 0 | 0 | 0 | 0 | 0 | 0 | 0 | 0 | 0 | 0 | 0 | 0 | 0 | 0
2016-05-31 02:00 | 0 | 0 | 0 | 0 | 0 | 175097.8352 | 44238.0598 | 478475 | 0 | 0 | 0 | 0 | 2412972.0175 | 4349594.2344 | 0 | 0 | 0 | 0 | 0 | 0 | 0 | 0 | 0 | 0 | 0 | 0 | 0 | 0 | 0 | -259139.105 | 0 | 0 | 0 | 0 | 0 | 0 | 0 | 0 | 0 | 0 | 0 | 0 | 0 | 0 | 0
2016-05-31 03:00 | 0 | 0 | 0 | 0 | 0 | 78493.0859 | 0 | 446575 | 0 | 0 | 0 | 0 | 2153832.9125 | 4240651.4253 | 0 | 0 | 0 | 0 | 0 | 0 | 0 | 0 | 0 | 0 | 0 | 0 | 0 | 0 | 0 | -259139.105 | 0 | 108942.8092 | 0 | 0 | 0 | 0 | 0 | 0 | 0 | 0 | 0 | 0 | 0 | 0 | 0
2016-05-31 04:00 | 0 | 0 | 0 | 0 | 0 | 158286.895 | 0 | 417426 | 0 | 0 | 0 | 0 | 1894693.8076 | 4240651.4253 | 0 | 0 | 0 | 0 | 0 | 0 | 0 | 0 | 0 | 0 | 0 | 0 | 0 | 0 | 0 | -259139.105 | 0 | 0 | 0 | 0 | 0 | 0 | 0 | 0 | 0 | 0 | 0 | 0 | 0 | 0 | 0
2016-05-31 05:00 | 0 | 0 | 0 | 0 | 0 | 132926.895 | 0 | 392066 | 0 | 0 | 0 | 0 | 1635554.7026 | 4240651.4253 | 0 | 0 | 0 | 0 | 0 | 0 | 0 | 0 | 0 | 0 | 0 | 0 | 0 | 0 | 0 | -259139.105 | 0 | 0 | 0 | 0 | 0 | 0 | 0 | 0 | 0 | 0 | 0 | 0 | 0 | 0 | 0
2016-05-31 06:00 | 0 | 0 | 0 | 0 | 0 | 113134.895 | 0 | 372274 | 0 | 0 | 0 | 0 | 1376415.5977 | 4240651.4253 | 0 | 0 | 0 | 0 | 0 | 0 | 0 | 0 | 0 | 0 | 0 | 0 | 0 | 0 | 0 | -259139.105 | 0 | 0 | 0 | 0 | 0 | 0 | 0 | 0 | 0 | 0 | 0 | 0 | 0 | 0 | 0
2016-05-31 07:00 | 0 | 0 | 0 | 0 | 0 | 495533.827 | 0 | 359147 | 0 | 0 | 0 | 0 | 1512802.4247 | 4240651.4253 | 0 | 0 | 0 | 0 | 0 | 0 | 0 | 0 | 0 | 0 | 0 | 0 | 0 | 0 | 0 | 136386.827 | 0 | 0 | 0 | 0 | 0 | 0 | 0 | 0 | 0 | 0 | 0 | 0 | 0 | 0 | 0
2016-05-31 08:00 | 0 | 0 | 0 | 0 | 0 | 95962.895 | 0 | 355102 | 0 | 0 | 0 | 0 | 1253663.3198 | 4240651.4253 | 0 | 0 | 0 | 0 | 0 | 0 | 0 | 0 | 0 | 0 | 0 | 0 | 0 | 0 | 0 | -259139.105 | 0 | 0 | 0 | 0 | 0 | 0 | 0 | 0 | 0 | 0 | 0 | 0 | 0 | 0 | 0
2016-05-31 09:00 | 0 | 0 | 0 | 0 | 0 | 103297.895 | 0 | 362437 | 0 | 0 | 0 | 0 | 994524.2148 | 4240651.4253 | 0 | 0 | 0 | 0 | 0 | 0 | 0 | 0 | 0 | 0 | 0 | 0 | 0 | 0 | 0 | -259139.105 | 0 | 0 | 0 | 0 | 0 | 0 | 0 | 0 | 0 | 0 | 0 | 0 | 0 | 0 | 0
2016-05-31 10:00 | 0 | 0 | 0 | 0 | 0 | 121729.895 | 0 | 380869 | 0 | 0 | 0 | 0 | 735385.1099 | 4240651.4253 | 0 | 0 | 0 | 0 | 0 | 0 | 0 | 0 | 0 | 0 | 0 | 0 | 0 | 0 | 0 | -259139.105 | 0 | 0 | 0 | 0 | 0 | 0 | 0 | 0 | 0 | 0 | 0 | 0 | 0 | 0 | 0
2016-05-31 11:00 | 0 | 0 | 0 | 0 | 0 | 145294.4683 | 0.42676 | 404434 | 0 | 0 | 0 | 0 | 476246.0049 | 4240651.4253 | 0 | 0 | 0 | 0 | 0 | 0 | 0 | 0 | 0 | 0 | 0 | 0 | 0 | 0 | 0 | -259139.105 | 0 | 0 | 0 | 0 | 0 | 0 | 0 | 0 | 0 | 0 | 0 | 0 | 0 | 0 | 0
2016-05-31 12:00 | 0 | 0 | 0 | 0 | 0 | 284457.3186 | 123521.2547 | 430258 | 0 | 0 | 0 | 0 | 453966.5782 | 4240651.4253 | 0 | 0 | 0 | 0 | 0 | 0 | 0 | 0 | 0 | 0 | 0 | 0 | 0 | 0 | 0 | -22279.4267 | 0 | 0 | 0 | 0 | 0 | 0 | 0 | 0 | 0 | 0 | 0 | 0 | 0 | 0 | 0
2016-05-31 13:00 | 0 | 0 | 0 | 0 | 0 | 0 | 520596.6548 | 457434 | 0 | 0 | 0 | 0 | 517129.2331 | 4240651.4253 | 0 | 0 | 0 | 0 | 0 | 0 | 0 | 0 | 0 | 0 | 0 | 0 | 0 | 0 | 0 | 63162.6548 | 0 | 0 | 0 | 0 | 0 | 0 | 0 | 0 | 0 | 0 | 0 | 0 | 0 | 0 | 0
2016-05-31 14:00 | 0 | 0 | 0 | 0 | 0 | 0 | 716311.2733 | 485399 | 0 | 0 | 0 | 0 | 748041.5064 | 4240651.4253 | 0 | 0 | 0 | 0 | 0 | 0 | 0 | 0 | 0 | 0 | 0 | 0 | 0 | 0 | 0 | 230912.2733 | 0 | 0 | 0 | 0 | 0 | 0 | 0 | 0 | 0 | 0 | 0 | 0 | 0 | 0 | 0
2016-05-31 15:00 | 0 | 0 | 0 | 0 | 0 | 0 | 784971.0865 | 511566 | 0 | 0 | 0 | 0 | 1007180.6113 | 4254917.4068 | 0 | 0 | 0 | 0 | 0 | 0 | 0 | 0 | 0 | 0 | 0 | 0 | 0 | 0 | 0 | 259139.105 | 14265.9815 | 0 | 0 | 0 | 0 | 0 | 0 | 0 | 0 | 0 | 0 | 0 | 0 | 0 | 0
2016-05-31 16:00 | 0 | 0 | 0 | 0 | 0 | 0 | 807089.0865 | 533684 | 0 | 0 | 0 | 0 | 1266319.7163 | 4269183.3883 | 0 | 0 | 0 | 0 | 0 | 0 | 0 | 0 | 0 | 0 | 0 | 0 | 0 | 0 | 0 | 259139.105 | 14265.9815 | 0 | 0 | 0 | 0 | 0 | 0 | 0 | 0 | 0 | 0 | 0 | 0 | 0 | 0
2016-05-31 17:00 | 0 | 0 | 0 | 0 | 0 | 0 | 826301.0865 | 552896 | 0 | 0 | 0 | 0 | 1525458.8212 | 4283449.3699 | 0 | 0 | 0 | 0 | 0 | 0 | 0 | 0 | 0 | 0 | 0 | 0 | 0 | 0 | 0 | 259139.105 | 14265.9815 | 0 | 0 | 0 | 0 | 0 | 0 | 0 | 0 | 0 | 0 | 0 | 0 | 0 | 0
2016-05-31 18:00 | 0 | 0 | 0 | 0 | 0 | 0 | 835662.5206 | 566702 | 0 | 0 | 0 | 0 | 1784597.9262 | 4293270.7855 | 0 | 0 | 0 | 0 | 0 | 0 | 0 | 0 | 0 | 0 | 0 | 0 | 0 | 0 | 0 | 259139.105 | 9821.4157 | 0 | 0 | 0 | 0 | 0 | 0 | 0 | 0 | 0 | 0 | 0 | 0 | 0 | 0
2016-05-31 19:00 | 0 | 0 | 0 | 0 | 0 | 0 | 813303.5497 | 575476 | 0 | 0 | 0 | 0 | 2022425.4759 | 4293270.7855 | 0 | 0 | 0 | 0 | 0 | 0 | 0 | 0 | 0 | 0 | 0 | 0 | 0 | 0 | 0 | 237827.5497 | 0 | 0 | 0 | 0 | 0 | 0 | 0 | 0 | 0 | 0 | 0 | 0 | 0 | 0 | 0
2016-05-31 20:00 | 0 | 0 | 0 | 0 | 0 | 0 | 795316.5581 | 578930 | 0 | 0 | 0 | 0 | 2238812.034 | 4293270.7855 | 0 | 0 | 0 | 0 | 0 | 0 | 0 | 0 | 0 | 0 | 0 | 0 | 0 | 0 | 0 | 216386.5581 | 0 | 0 | 0 | 0 | 0 | 0 | 0 | 0 | 0 | 0 | 0 | 0 | 0 | 0 | 0
2016-05-31 21:00 | 0 | 0 | 0 | 0 | 0 | 9187.3791 | 773309.4618 | 578388 | 0 | 0 | 0 | 0 | 2442920.8749 | 4293270.7855 | 0 | 0 | 0 | 0 | 0 | 0 | 0 | 0 | 0 | 0 | 0 | 0 | 0 | 0 | 0 | 204108.8409 | 0 | 0 | 0 | 0 | 0 | 0 | 0 | 0 | 0 | 0 | 0 | 0 | 0 | 0 | 0
2016-05-31 22:00 | 0 | 0 | 0 | 0 | 0 | 0 | 739007.642 | 571152 | 0 | 0 | 0 | 0 | 2610776.5168 | 4293270.7855 | 0 | 0 | 0 | 0 | 0 | 0 | 0 | 0 | 0 | 0 | 0 | 0 | 0 | 0 | 0 | 167855.642 | 0 | 0 | 0 | 0 | 0 | 0 | 0 | 0 | 0 | 0 | 0 | 0 | 0 | 0 | 0
2016-05-31 23:00 | 0 | 0 | 0 | 0 | 0 | 0 | 664063.5584 | 558447 | 0 | 0 | 0 | 0 | 2716393.0752 | 4293270.7855 | 0 | 0 | 0 | 0 | 0 | 0 | 0 | 0 | 0 | 0 | 0 | 0 | 0 | 0 | 0 | 105616.5584 | 0 | 0 | 0 | 0 | 0 | 0 | 0 | 0 | 0 | 0 | 0 | 0 | 0 | 0 | 0
2016-06-01 | 0 | 0 | 0 | 0 | 0 | 0 | 531324.3198 | 545151 | 0 | 0 | 0 | 0 | 2702566.395 | 4293270.7855 | 0 | 0 | 0 | 0 | 0 | 0 | 0 | 0 | 0 | 0 | 0 | 0 | 0 | 0 | 0 | -13826.6802 | 0 | 0 | 0 | 0 | 0 | 0 | 0 | 0 | 0 | 0 | 0 | 0 | 0 | 0 | 0
2016-06-01 01:00 | 0 | 0 | 0 | 0 | 0 | 0 | 319206.5474 | 533134 | 0 | 0 | 0 | 0 | 2597581.7515 | 4184327.9764 | 0 | 0 | 0 | 0 | 0 | 0 | 0 | 0 | 0 | 0 | 0 | 0 | 0 | 0 | 0 | -104984.6435 | 0 | 108942.8092 | 0 | 0 | 0 | 0 | 0 | 0 | 0 | 0 | 0 | 0 | 0 | 0 | 0
2016-06-01 02:00 | 0 | 0 | 0 | 0 | 0 | 187064.5465 | 59432.3486 | 505636 | 0 | 0 | 0 | 0 | 2338442.6466 | 4184327.9764 | 0 | 0 | 0 | 0 | 0 | 0 | 0 | 0 | 0 | 0 | 0 | 0 | 0 | 0 | 0 | -259139.105 | 0 | 0 | 0 | 0 | 0 | 0 | 0 | 0 | 0 | 0 | 0 | 0 | 0 | 0 | 0
2016-06-01 03:00 | 0 | 0 | 0 | 0 | 0 | 210815.8753 | 0.019737 | 469955 | 0 | 0 | 0 | 0 | 2079303.5416 | 4184327.9764 | 0 | 0 | 0 | 0 | 0 | 0 | 0 | 0 | 0 | 0 | 0 | 0 | 0 | 0 | 0 | -259139.105 | 0 | 0 | 0 | 0 | 0 | 0 | 0 | 0 | 0 | 0 | 0 | 0 | 0 | 0 | 0
2016-06-01 04:00 | 0 | 0 | 0 | 0 | 0 | 423278.1844 | 0 | 436947 | 0 | 0 | 0 | 0 | 2065634.7261 | 4184327.9764 | 0 | 0 | 0 | 0 | 0 | 0 | 0 | 0 | 0 | 0 | 0 | 0 | 0 | 0 | 0 | -13668.8156 | 0 | 0 | 0 | 0 | 0 | 0 | 0 | 0 | 0 | 0 | 0 | 0 | 0 | 0 | 0
2016-06-01 05:00 | 0 | 0 | 0 | 0 | 0 | 150388.895 | 0 | 409528 | 0 | 0 | 0 | 0 | 1806495.6211 | 4184327.9764 | 0 | 0 | 0 | 0 | 0 | 0 | 0 | 0 | 0 | 0 | 0 | 0 | 0 | 0 | 0 | -259139.105 | 0 | 0 | 0 | 0 | 0 | 0 | 0 | 0 | 0 | 0 | 0 | 0 | 0 | 0 | 0
2016-06-01 06:00 | 0 | 0 | 0 | 0 | 0 | 129322.895 | 0 | 388462 | 0 | 0 | 0 | 0 | 1547356.5162 | 4184327.9764 | 0 | 0 | 0 | 0 | 0 | 0 | 0 | 0 | 0 | 0 | 0 | 0 | 0 | 0 | 0 | -259139.105 | 0 | 0 | 0 | 0 | 0 | 0 | 0 | 0 | 0 | 0 | 0 | 0 | 0 | 0 | 0
2016-06-01 07:00 | 0 | 0 | 0 | 0 | 0 | 114720.895 | 0 | 373860 | 0 | 0 | 0 | 0 | 1288217.4112 | 4184327.9764 | 0 | 0 | 0 | 0 | 0 | 0 | 0 | 0 | 0 | 0 | 0 | 0 | 0 | 0 | 0 | -259139.105 | 0 | 0 | 0 | 0 | 0 | 0 | 0 | 0 | 0 | 0 | 0 | 0 | 0 | 0 | 0
2016-06-01 08:00 | 0 | 0 | 0 | 0 | 0 | 108487.895 | 0 | 367627 | 0 | 0 | 0 | 0 | 1029078.3063 | 4184327.9764 | 0 | 0 | 0 | 0 | 0 | 0 | 0 | 0 | 0 | 0 | 0 | 0 | 0 | 0 | 0 | -259139.105 | 0 | 0 | 0 | 0 | 0 | 0 | 0 | 0 | 0 | 0 | 0 | 0 | 0 | 0 | 0
2016-06-01 09:00 | 0 | 0 | 0 | 0 | 0 | 113703.895 | 0 | 372843 | 0 | 0 | 0 | 0 | 769939.2013 | 4184327.9764 | 0 | 0 | 0 | 0 | 0 | 0 | 0 | 0 | 0 | 0 | 0 | 0 | 0 | 0 | 0 | -259139.105 | 0 | 0 | 0 | 0 | 0 | 0 | 0 | 0 | 0 | 0 | 0 | 0 | 0 | 0 | 0
2016-06-01 10:00 | 0 | 0 | 0 | 0 | 0 | 129317.895 | 0 | 388457 | 0 | 0 | 0 | 0 | 510800.0964 | 4184327.9764 | 0 | 0 | 0 | 0 | 0 | 0 | 0 | 0 | 0 | 0 | 0 | 0 | 0 | 0 | 0 | -259139.105 | 0 | 0 | 0 | 0 | 0 | 0 | 0 | 0 | 0 | 0 | 0 | 0 | 0 | 0 | 0
2016-06-01 11:00 | 0 | 0 | 0 | 0 | 0 | 393284.922 | 7.8429 | 411140 | 0 | 0 | 0 | 0 | 492952.8613 | 4184327.9764 | 0 | 0 | 0 | 0 | 0 | 0 | 0 | 0 | 0 | 0 | 0 | 0 | 0 | 0 | 0 | -17847.2351 | 0 | 0 | 0 | 0 | 0 | 0 | 0 | 0 | 0 | 0 | 0 | 0 | 0 | 0 | 0
2016-06-01 12:00 | 0 | 0 | 0 | 0 | 0 | 260042.8196 | 76674.3261 | 435165 | 0 | 0 | 0 | 0 | 394505.007 | 4184327.9764 | 0 | 0 | 0 | 0 | 0 | 0 | 0 | 0 | 0 | 0 | 0 | 0 | 0 | 0 | 0 | -98447.8543 | 0 | 0 | 0 | 0 | 0 | 0 | 0 | 0 | 0 | 0 | 0 | 0 | 0 | 0 | 0
2016-06-01 13:00 | 0 | 0 | 0 | 0 | 0 | 0 | 428348.0393 | 458866 | 0 | 0 | 0 | 0 | 363987.0463 | 4184327.9764 | 0 | 0 | 0 | 0 | 0 | 0 | 0 | 0 | 0 | 0 | 0 | 0 | 0 | 0 | 0 | -30517.9607 | 0 | 0 | 0 | 0 | 0 | 0 | 0 | 0 | 0 | 0 | 0 | 0 | 0 | 0 | 0
2016-06-01 14:00 | 0 | 0 | 0 | 0 | 0 | 0 | 626583.6194 | 485380 | 0 | 0 | 0 | 0 | 505190.6657 | 4184327.9764 | 0 | 0 | 0 | 0 | 0 | 0 | 0 | 0 | 0 | 0 | 0 | 0 | 0 | 0 | 0 | 141203.6194 | 0 | 0 | 0 | 0 | 0 | 0 | 0 | 0 | 0 | 0 | 0 | 0 | 0 | 0 | 0
2016-06-01 15:00 | 0 | 0 | 0 | 0 | 0 | 31463.1816 | 738222.9234 | 510547 | 0 | 0 | 0 | 0 | 764329.7706 | 4184327.9764 | 0 | 0 | 0 | 0 | 0 | 0 | 0 | 0 | 0 | 0 | 0 | 0 | 0 | 0 | 0 | 259139.105 | 0 | 0 | 0 | 0 | 0 | 0 | 0 | 0 | 0 | 0 | 0 | 0 | 0 | 0 | 0
2016-06-01 16:00 | 0 | 0 | 0 | 0 | 0 | 0 | 780742.6435 | 531408 | 0 | 0 | 0 | 0 | 1013664.4142 | 4184327.9764 | 0 | 0 | 0 | 0 | 0 | 0 | 0 | 0 | 0 | 0 | 0 | 0 | 0 | 0 | 0 | 249334.6435 | 0 | 0 | 0 | 0 | 0 | 0 | 0 | 0 | 0 | 0 | 0 | 0 | 0 | 0 | 0
2016-06-01 17:00 | 0 | 0 | 0 | 0 | 0 | 0 | 787085.923 | 550110 | 0 | 0 | 0 | 0 | 1250640.3372 | 4184327.9764 | 0 | 0 | 0 | 0 | 0 | 0 | 0 | 0 | 0 | 0 | 0 | 0 | 0 | 0 | 0 | 236975.923 | 0 | 0 | 0 | 0 | 0 | 0 | 0 | 0 | 0 | 0 | 0 | 0 | 0 | 0 | 0
2016-06-01 18:00 | 0 | 0 | 0 | 0 | 0 | 0 | 774051.2829 | 564854 | 0 | 0 | 0 | 0 | 1459837.62 | 4184327.9764 | 0 | 0 | 0 | 0 | 0 | 0 | 0 | 0 | 0 | 0 | 0 | 0 | 0 | 0 | 0 | 209197.2829 | 0 | 0 | 0 | 0 | 0 | 0 | 0 | 0 | 0 | 0 | 0 | 0 | 0 | 0 | 0
2016-06-01 19:00 | 0 | 0 | 0 | 0 | 0 | 0 | 758369.2939 | 574628 | 0 | 0 | 0 | 0 | 1643578.9139 | 4184327.9764 | 0 | 0 | 0 | 0 | 0 | 0 | 0 | 0 | 0 | 0 | 0 | 0 | 0 | 0 | 0 | 183741.2939 | 0 | 0 | 0 | 0 | 0 | 0 | 0 | 0 | 0 | 0 | 0 | 0 | 0 | 0 | 0
2016-06-01 20:00 | 0 | 0 | 0 | 0 | 0 | 98716.7668 | 740746.3381 | 580324 | 0 | 0 | 0 | 0 | 1902718.0188 | 4184327.9764 | 0 | 0 | 0 | 0 | 0 | 0 | 0 | 0 | 0 | 0 | 0 | 0 | 0 | 0 | 0 | 259139.105 | 0 | 0 | 0 | 0 | 0 | 0 | 0 | 0 | 0 | 0 | 0 | 0 | 0 | 0 | 0
2016-06-01 21:00 | 0 | 0 | 0 | 0 | 0 | 0 | 716710.9786 | 579092 | 0 | 0 | 0 | 0 | 2040336.9974 | 4184327.9764 | 0 | 0 | 0 | 0 | 0 | 0 | 0 | 0 | 0 | 0 | 0 | 0 | 0 | 0 | 0 | 137618.9786 | 0 | 0 | 0 | 0 | 0 | 0 | 0 | 0 | 0 | 0 | 0 | 0 | 0 | 0 | 0
2016-06-01 22:00 | 0 | 0 | 0 | 0 | 0 | 0 | 684072.9625 | 570068 | 0 | 0 | 0 | 0 | 2154341.9599 | 4184327.9764 | 0 | 0 | 0 | 0 | 0 | 0 | 0 | 0 | 0 | 0 | 0 | 0 | 0 | 0 | 0 | 114004.9625 | 0 | 0 | 0 | 0 | 0 | 0 | 0 | 0 | 0 | 0 | 0 | 0 | 0 | 0 | 0
2016-06-01 23:00 | 0 | 0 | 0 | 0 | 0 | 0 | 616618.8782 | 556557 | 0 | 0 | 0 | 0 | 2200137.8565 | 4198593.9579 | 0 | 0 | 0 | 0 | 0 | 0 | 0 | 0 | 0 | 0 | 0 | 0 | 0 | 0 | 0 | 45795.8967 | 14265.9815 | 0 | 0 | 0 | 0 | 0 | 0 | 0 | 0 | 0 | 0 | 0 | 0 | 0 | 0
2016-06-02 | 0 | 0 | 0 | 0 | 0 | 0 | 490478.9639 | 544273 | 0 | 0 | 0 | 0 | 2146343.8204 | 4198593.9579 | 0 | 0 | 0 | 0 | 0 | 0 | 0 | 0 | 0 | 0 | 0 | 0 | 0 | 0 | 0 | -53794.0361 | 0 | 0 | 0 | 0 | 0 | 0 | 0 | 0 | 0 | 0 | 0 | 0 | 0 | 0 | 0
2016-06-02 01:00 | 0 | 0 | 0 | 0 | 0 | 0 | 310030.6302 | 532348 | 0 | 0 | 0 | 0 | 1909760.4691 | 4212859.9395 | 0 | 0 | 0 | 0 | 0 | 0 | 0 | 0 | 0 | 0 | 0 | 0 | 0 | 0 | 0 | -236583.3514 | 14265.9815 | 0 | 0 | 0 | 0 | 0 | 0 | 0 | 0 | 0 | 0 | 0 | 0 | 0 | 0
2016-06-02 02:00 | 0 | 0 | 0 | 0 | 0 | 213126.5093 | 59777.2999 | 507490 | 0 | 0 | 0 | 0 | 1675174.2783 | 4212859.9395 | 0 | 0 | 0 | 0 | 0 | 0 | 0 | 0 | 0 | 0 | 0 | 0 | 0 | 0 | 0 | -234586.1908 | 0 | 0 | 0 | 0 | 0 | 0 | 0 | 0 | 0 | 0 | 0 | 0 | 0 | 0 | 0
2016-06-02 03:00 | 0 | 0 | 0 | 0 | 0 | 213449.6884 | 0.20667 | 472589 | 0 | 0 | 0 | 0 | 1416035.1734 | 4212859.9395 | 0 | 0 | 0 | 0 | 0 | 0 | 0 | 0 | 0 | 0 | 0 | 0 | 0 | 0 | 0 | -259139.105 | 0 | 0 | 0 | 0 | 0 | 0 | 0 | 0 | 0 | 0 | 0 | 0 | 0 | 0 | 0
2016-06-02 04:00 | 0 | 0 | 0 | 0 | 0 | 180550.895 | 0 | 439690 | 0 | 0 | 0 | 0 | 1156896.0684 | 4212859.9395 | 0 | 0 | 0 | 0 | 0 | 0 | 0 | 0 | 0 | 0 | 0 | 0 | 0 | 0 | 0 | -259139.105 | 0 | 0 | 0 | 0 | 0 | 0 | 0 | 0 | 0 | 0 | 0 | 0 | 0 | 0 | 0
2016-06-02 05:00 | 0 | 0 | 0 | 0 | 0 | 153168.895 | 0 | 412308 | 0 | 0 | 0 | 0 | 897756.9635 | 4212859.9395 | 0 | 0 | 0 | 0 | 0 | 0 | 0 | 0 | 0 | 0 | 0 | 0 | 0 | 0 | 0 | -259139.105 | 0 | 0 | 0 | 0 | 0 | 0 | 0 | 0 | 0 | 0 | 0 | 0 | 0 | 0 | 0
2016-06-02 06:00 | 0 | 0 | 0 | 0 | 0 | 22276.0859 | 0 | 390358 | 0 | 0 | 0 | 0 | 638617.8585 | 4103917.1303 | 0 | 0 | 0 | 0 | 0 | 0 | 0 | 0 | 0 | 0 | 0 | 0 | 0 | 0 | 0 | -259139.105 | 0 | 108942.8092 | 0 | 0 | 0 | 0 | 0 | 0 | 0 | 0 | 0 | 0 | 0 | 0 | 0
2016-06-02 07:00 | 0 | 0 | 0 | 0 | 0 | 328101.8888 | 0 | 375879 | 0 | 0 | 0 | 0 | 590840.7473 | 4103917.1303 | 0 | 0 | 0 | 0 | 0 | 0 | 0 | 0 | 0 | 0 | 0 | 0 | 0 | 0 | 0 | -47777.1112 | 0 | 0 | 0 | 0 | 0 | 0 | 0 | 0 | 0 | 0 | 0 | 0 | 0 | 0 | 0
2016-06-02 08:00 | 0 | 0 | 0 | 0 | 0 | 342644.9594 | 0 | 370219 | 0 | 0 | 0 | 0 | 563266.7067 | 4103917.1303 | 0 | 0 | 0 | 0 | 0 | 0 | 0 | 0 | 0 | 0 | 0 | 0 | 0 | 0 | 0 | -27574.0406 | 0 | 0 | 0 | 0 | 0 | 0 | 0 | 0 | 0 | 0 | 0 | 0 | 0 | 0 | 0
2016-06-02 09:00 | 0 | 0 | 0 | 0 | 0 | 116658.895 | 0 | 375798 | 0 | 0 | 0 | 0 | 304127.6018 | 4103917.1303 | 0 | 0 | 0 | 0 | 0 | 0 | 0 | 0 | 0 | 0 | 0 | 0 | 0 | 0 | 0 | -259139.105 | 0 | 0 | 0 | 0 | 0 | 0 | 0 | 0 | 0 | 0 | 0 | 0 | 0 | 0 | 0
2016-06-02 10:00 | 0 | 0 | 0 | 0 | 0 | 134205.895 | 0 | 393345 | 0 | 0 | 0 | 0 | 44988.4968 | 4103917.1303 | 0 | 0 | 0 | 0 | 0 | 0 | 0 | 0 | 0 | 0 | 0 | 0 | 0 | 0 | 0 | -259139.105 | 0 | 0 | 0 | 0 | 0 | 0 | 0 | 0 | 0 | 0 | 0 | 0 | 0 | 0 | 0
2016-06-02 11:00 | 0 | 0 | 0 | 0 | 0 | 313406.0826 | 5.4766 | 414211 | 0 | 0 | 0 | 0 | 53131.8652 | 3994974.3211 | 0 | 0 | 0 | 0 | 0 | 0 | 0 | 0 | 0 | 0 | 0 | 0 | 0 | 0 | 0 | 8143.3683 | 0 | 108942.8092 | 0 | 0 | 0 | 0 | 0 | 0 | 0 | 0 | 0 | 0 | 0 | 0 | 0
2016-06-02 12:00 | 0 | 0 | 0 | 0 | 0 | 165617.7267 | 108258.599 | 435951 | 0 | 0 | 0 | 0 | 0 | 3886031.512 | 0 | 0 | 0 | 0 | 0 | 0 | 0 | 0 | 0 | 0 | 0 | 0 | 0 | 0 | 0 | -53131.8652 | 0 | 108942.8092 | 0 | 0 | 0 | 0 | 0 | 0 | 0 | 0 | 0 | 0 | 0 | 0 | 0
2016-06-02 13:00 | 0 | 0 | 0 | 0 | 0 | 0 | 484580.389 | 457230 | 0 | 0 | 0 | 0 | 27350.389 | 3886031.512 | 0 | 0 | 0 | 0 | 0 | 0 | 0 | 0 | 0 | 0 | 0 | 0 | 0 | 0 | 0 | 27350.389 | 0 | 0 | 0 | 0 | 0 | 0 | 0 | 0 | 0 | 0 | 0 | 0 | 0 | 0 | 0
2016-06-02 14:00 | 0 | 0 | 0 | 0 | 0 | 0 | 693729.4376 | 479125 | 0 | 0 | 0 | 0 | 227688.8451 | 3900297.4935 | 0 | 0 | 0 | 0 | 0 | 0 | 0 | 0 | 0 | 0 | 0 | 0 | 0 | 0 | 0 | 200338.4561 | 14265.9815 | 0 | 0 | 0 | 0 | 0 | 0 | 0 | 0 | 0 | 0 | 0 | 0 | 0 | 0
2016-06-02 15:00 | 0 | 0 | 0 | 0 | 0 | 0 | 773863.0865 | 500458 | 0 | 0 | 0 | 0 | 486827.95 | 3914563.4751 | 0 | 0 | 0 | 0 | 0 | 0 | 0 | 0 | 0 | 0 | 0 | 0 | 0 | 0 | 0 | 259139.105 | 14265.9815 | 0 | 0 | 0 | 0 | 0 | 0 | 0 | 0 | 0 | 0 | 0 | 0 | 0 | 0
2016-06-02 16:00 | 0 | 0 | 0 | 0 | 0 | 0 | 793005.0865 | 519600 | 0 | 0 | 0 | 0 | 745967.055 | 3928829.4566 | 0 | 0 | 0 | 0 | 0 | 0 | 0 | 0 | 0 | 0 | 0 | 0 | 0 | 0 | 0 | 259139.105 | 14265.9815 | 0 | 0 | 0 | 0 | 0 | 0 | 0 | 0 | 0 | 0 | 0 | 0 | 0 | 0
2016-06-02 17:00 | 0 | 0 | 0 | 0 | 0 | 0 | 811062.0865 | 537657 | 0 | 0 | 0 | 0 | 1005106.1599 | 3943095.4381 | 0 | 0 | 0 | 0 | 0 | 0 | 0 | 0 | 0 | 0 | 0 | 0 | 0 | 0 | 0 | 259139.105 | 14265.9815 | 0 | 0 | 0 | 0 | 0 | 0 | 0 | 0 | 0 | 0 | 0 | 0 | 0 | 0
2016-06-02 18:00 | 0 | 0 | 0 | 0 | 0 | 0 | 825158.0865 | 551753 | 0 | 0 | 0 | 0 | 1264245.2649 | 3957361.4197 | 0 | 0 | 0 | 0 | 0 | 0 | 0 | 0 | 0 | 0 | 0 | 0 | 0 | 0 | 0 | 259139.105 | 14265.9815 | 0 | 0 | 0 | 0 | 0 | 0 | 0 | 0 | 0 | 0 | 0 | 0 | 0 | 0
2016-06-02 19:00 | 0 | 0 | 0 | 0 | 0 | 0 | 834990.0865 | 561585 | 0 | 0 | 0 | 0 | 1523384.3698 | 3971627.4012 | 0 | 0 | 0 | 0 | 0 | 0 | 0 | 0 | 0 | 0 | 0 | 0 | 0 | 0 | 0 | 259139.105 | 14265.9815 | 0 | 0 | 0 | 0 | 0 | 0 | 0 | 0 | 0 | 0 | 0 | 0 | 0 | 0
2016-06-02 20:00 | 0 | 0 | 0 | 0 | 0 | 0 | 839036.3467 | 567278 | 0 | 0 | 0 | 0 | 1780876.735 | 3985893.3827 | 0 | 0 | 0 | 0 | 0 | 0 | 0 | 0 | 0 | 0 | 0 | 0 | 0 | 0 | 0 | 257492.3652 | 14265.9815 | 0 | 0 | 0 | 0 | 0 | 0 | 0 | 0 | 0 | 0 | 0 | 0 | 0 | 0
2016-06-02 21:00 | 0 | 0 | 0 | 0 | 0 | 0 | 820377.7486 | 568552 | 0 | 0 | 0 | 0 | 2032702.4836 | 3985893.3827 | 0 | 0 | 0 | 0 | 0 | 0 | 0 | 0 | 0 | 0 | 0 | 0 | 0 | 0 | 0 | 251825.7486 | 0 | 0 | 0 | 0 | 0 | 0 | 0 | 0 | 0 | 0 | 0 | 0 | 0 | 0 | 0
2016-06-02 22:00 | 0 | 0 | 0 | 0 | 0 | 0 | 789259.0927 | 562007 | 0 | 0 | 0 | 0 | 2259954.5763 | 3985893.3827 | 0 | 0 | 0 | 0 | 0 | 0 | 0 | 0 | 0 | 0 | 0 | 0 | 0 | 0 | 0 | 227252.0927 | 0 | 0 | 0 | 0 | 0 | 0 | 0 | 0 | 0 | 0 | 0 | 0 | 0 | 0 | 0
2016-06-02 23:00 | 0 | 0 | 0 | 0 | 0 | 0 | 718603.845 | 550541 | 0 | 0 | 0 | 0 | 2413751.4397 | 4000159.3642 | 0 | 0 | 0 | 0 | 0 | 0 | 0 | 0 | 0 | 0 | 0 | 0 | 0 | 0 | 0 | 153796.8634 | 14265.9815 | 0 | 0 | 0 | 0 | 0 | 0 | 0 | 0 | 0 | 0 | 0 | 0 | 0 | 0
2016-06-03 | 0 | 0 | 0 | 0 | 0 | 0 | 577570.0538 | 540859 | 0 | 0 | 0 | 0 | 2450462.4935 | 4000159.3642 | 0 | 0 | 0 | 0 | 0 | 0 | 0 | 0 | 0 | 0 | 0 | 0 | 0 | 0 | 0 | 36711.0538 | 0 | 0 | 0 | 0 | 0 | 0 | 0 | 0 | 0 | 0 | 0 | 0 | 0 | 0 | 0
2016-06-03 01:00 | 0 | 0 | 0 | 0 | 0 | 0 | 351601.3628 | 528804 | 0 | 0 | 0 | 0 | 2264353.2804 | 4009065.9401 | 0 | 0 | 0 | 0 | 0 | 0 | 0 | 0 | 0 | 0 | 0 | 0 | 0 | 0 | 0 | -186109.2131 | 8906.5758 | 0 | 0 | 0 | 0 | 0 | 0 | 0 | 0 | 0 | 0 | 0 | 0 | 0 | 0
2016-06-03 02:00 | 0 | 0 | 0 | 0 | 0 | 556762.9951 | 47964.8114 | 504648 | 0 | 0 | 0 | 0 | 2364433.087 | 4009065.9401 | 0 | 0 | 0 | 0 | 0 | 0 | 0 | 0 | 0 | 0 | 0 | 0 | 0 | 0 | 0 | 100079.8065 | 0 | 0 | 0 | 0 | 0 | 0 | 0 | 0 | 0 | 0 | 0 | 0 | 0 | 0 | 0
2016-06-03 03:00 | 0 | 0 | 0 | 0 | 0 | 212686.5468 | 0.34823 | 471826 | 0 | 0 | 0 | 0 | 2105293.982 | 4009065.9401 | 0 | 0 | 0 | 0 | 0 | 0 | 0 | 0 | 0 | 0 | 0 | 0 | 0 | 0 | 0 | -259139.105 | 0 | 0 | 0 | 0 | 0 | 0 | 0 | 0 | 0 | 0 | 0 | 0 | 0 | 0 | 0
2016-06-03 04:00 | 0 | 0 | 0 | 0 | 0 | 195738.8766 | 0 | 440612 | 0 | 0 | 0 | 0 | 1846154.8771 | 4023331.9216 | 0 | 0 | 0 | 0 | 0 | 0 | 0 | 0 | 0 | 0 | 0 | 0 | 0 | 0 | 0 | -259139.105 | 14265.9815 | 0 | 0 | 0 | 0 | 0 | 0 | 0 | 0 | 0 | 0 | 0 | 0 | 0 | 0
2016-06-03 05:00 | 0 | 0 | 0 | 0 | 0 | 153635.895 | 0 | 412775 | 0 | 0 | 0 | 0 | 1587015.7721 | 4023331.9216 | 0 | 0 | 0 | 0 | 0 | 0 | 0 | 0 | 0 | 0 | 0 | 0 | 0 | 0 | 0 | -259139.105 | 0 | 0 | 0 | 0 | 0 | 0 | 0 | 0 | 0 | 0 | 0 | 0 | 0 | 0 | 0
2016-06-03 06:00 | 0 | 0 | 0 | 0 | 0 | 131879.895 | 0 | 391019 | 0 | 0 | 0 | 0 | 1327876.6672 | 4023331.9216 | 0 | 0 | 0 | 0 | 0 | 0 | 0 | 0 | 0 | 0 | 0 | 0 | 0 | 0 | 0 | -259139.105 | 0 | 0 | 0 | 0 | 0 | 0 | 0 | 0 | 0 | 0 | 0 | 0 | 0 | 0 | 0
2016-06-03 07:00 | 0 | 0 | 0 | 0 | 0 | 117667.895 | 0 | 376807 | 0 | 0 | 0 | 0 | 1068737.5622 | 4023331.9216 | 0 | 0 | 0 | 0 | 0 | 0 | 0 | 0 | 0 | 0 | 0 | 0 | 0 | 0 | 0 | -259139.105 | 0 | 0 | 0 | 0 | 0 | 0 | 0 | 0 | 0 | 0 | 0 | 0 | 0 | 0 | 0
2016-06-03 08:00 | 0 | 0 | 0 | 0 | 0 | 125874.8766 | 0 | 370748 | 0 | 0 | 0 | 0 | 809598.4573 | 4037597.9032 | 0 | 0 | 0 | 0 | 0 | 0 | 0 | 0 | 0 | 0 | 0 | 0 | 0 | 0 | 0 | -259139.105 | 14265.9815 | 0 | 0 | 0 | 0 | 0 | 0 | 0 | 0 | 0 | 0 | 0 | 0 | 0 | 0
2016-06-03 09:00 | 0 | 0 | 0 | 0 | 0 | 116889.895 | 0 | 376029 | 0 | 0 | 0 | 0 | 550459.3523 | 4037597.9032 | 0 | 0 | 0 | 0 | 0 | 0 | 0 | 0 | 0 | 0 | 0 | 0 | 0 | 0 | 0 | -259139.105 | 0 | 0 | 0 | 0 | 0 | 0 | 0 | 0 | 0 | 0 | 0 | 0 | 0 | 0 | 0
2016-06-03 10:00 | 0 | 0 | 0 | 0 | 0 | 145694.8766 | 0 | 390568 | 0 | 0 | 0 | 0 | 291320.2474 | 4051863.8847 | 0 | 0 | 0 | 0 | 0 | 0 | 0 | 0 | 0 | 0 | 0 | 0 | 0 | 0 | 0 | -259139.105 | 14265.9815 | 0 | 0 | 0 | 0 | 0 | 0 | 0 | 0 | 0 | 0 | 0 | 0 | 0 | 0
2016-06-03 11:00 | 0 | 0 | 0 | 0 | 0 | 151580.2358 | 8.6593 | 410728 | 0 | 0 | 0 | 0 | 32181.1424 | 4051863.8847 | 0 | 0 | 0 | 0 | 0 | 0 | 0 | 0 | 0 | 0 | 0 | 0 | 0 | 0 | 0 | -259139.105 | 0 | 0 | 0 | 0 | 0 | 0 | 0 | 0 | 0 | 0 | 0 | 0 | 0 | 0 | 0
2016-06-03 12:00 | 0 | 0 | 0 | 0 | 0 | 289065.9408 | 126419.8983 | 433401 | 0 | 0 | 0 | 0 | 0 | 4066129.8662 | 0 | 0 | 0 | 0 | 0 | 0 | 0 | 0 | 0 | 0 | 0 | 0 | 0 | 0 | 0 | -32181.1424 | 14265.9815 | 0 | 0 | 0 | 0 | 0 | 0 | 0 | 0 | 0 | 0 | 0 | 0 | 0 | 0
2016-06-03 13:00 | 0 | 0 | 0 | 0 | 0 | 0 | 511059.4122 | 456710 | 0 | 0 | 0 | 0 | 54349.4122 | 4066129.8662 | 0 | 0 | 0 | 0 | 0 | 0 | 0 | 0 | 0 | 0 | 0 | 0 | 0 | 0 | 0 | 54349.4122 | 0 | 0 | 0 | 0 | 0 | 0 | 0 | 0 | 0 | 0 | 0 | 0 | 0 | 0 | 0
2016-06-03 14:00 | 0 | 0 | 0 | 0 | 0 | 0 | 725088.2097 | 482352 | 0 | 0 | 0 | 0 | 297085.6219 | 4066129.8662 | 0 | 0 | 0 | 0 | 0 | 0 | 0 | 0 | 0 | 0 | 0 | 0 | 0 | 0 | 0 | 242736.2097 | 0 | 0 | 0 | 0 | 0 | 0 | 0 | 0 | 0 | 0 | 0 | 0 | 0 | 0 | 0
2016-06-03 15:00 | 0 | 0 | 0 | 0 | 0 | 0 | 779843.0865 | 506438 | 0 | 0 | 0 | 0 | 556224.7268 | 4080395.8478 | 0 | 0 | 0 | 0 | 0 | 0 | 0 | 0 | 0 | 0 | 0 | 0 | 0 | 0 | 0 | 259139.105 | 14265.9815 | 0 | 0 | 0 | 0 | 0 | 0 | 0 | 0 | 0 | 0 | 0 | 0 | 0 | 0
2016-06-03 16:00 | 0 | 0 | 0 | 0 | 0 | 0 | 799624.0865 | 526219 | 0 | 0 | 0 | 0 | 815363.8318 | 4094661.8293 | 0 | 0 | 0 | 0 | 0 | 0 | 0 | 0 | 0 | 0 | 0 | 0 | 0 | 0 | 0 | 259139.105 | 14265.9815 | 0 | 0 | 0 | 0 | 0 | 0 | 0 | 0 | 0 | 0 | 0 | 0 | 0 | 0
2016-06-03 17:00 | 0 | 0 | 0 | 0 | 0 | 0 | 817676.0865 | 544271 | 0 | 0 | 0 | 0 | 1074502.9367 | 4108927.8108 | 0 | 0 | 0 | 0 | 0 | 0 | 0 | 0 | 0 | 0 | 0 | 0 | 0 | 0 | 0 | 259139.105 | 14265.9815 | 0 | 0 | 0 | 0 | 0 | 0 | 0 | 0 | 0 | 0 | 0 | 0 | 0 | 0
2016-06-03 18:00 | 0 | 0 | 0 | 0 | 0 | 0 | 832562.0865 | 559157 | 0 | 0 | 0 | 0 | 1333642.0417 | 4123193.7924 | 0 | 0 | 0 | 0 | 0 | 0 | 0 | 0 | 0 | 0 | 0 | 0 | 0 | 0 | 0 | 259139.105 | 14265.9815 | 0 | 0 | 0 | 0 | 0 | 0 | 0 | 0 | 0 | 0 | 0 | 0 | 0 | 0
2016-06-03 19:00 | 0 | 0 | 0 | 0 | 0 | 0 | 842292.0865 | 568887 | 0 | 0 | 0 | 0 | 1592781.1466 | 4137459.7739 | 0 | 0 | 0 | 0 | 0 | 0 | 0 | 0 | 0 | 0 | 0 | 0 | 0 | 0 | 0 | 259139.105 | 14265.9815 | 0 | 0 | 0 | 0 | 0 | 0 | 0 | 0 | 0 | 0 | 0 | 0 | 0 | 0
2016-06-03 20:00 | 0 | 0 | 0 | 0 | 0 | 0 | 847986.0865 | 574581 | 0 | 0 | 0 | 0 | 1851920.2516 | 4151725.7554 | 0 | 0 | 0 | 0 | 0 | 0 | 0 | 0 | 0 | 0 | 0 | 0 | 0 | 0 | 0 | 259139.105 | 14265.9815 | 0 | 0 | 0 | 0 | 0 | 0 | 0 | 0 | 0 | 0 | 0 | 0 | 0 | 0
2016-06-03 21:00 | 0 | 0 | 0 | 0 | 0 | 0 | 848274.0865 | 574869 | 0 | 0 | 0 | 0 | 2111059.3565 | 4165991.737 | 0 | 0 | 0 | 0 | 0 | 0 | 0 | 0 | 0 | 0 | 0 | 0 | 0 | 0 | 0 | 259139.105 | 14265.9815 | 0 | 0 | 0 | 0 | 0 | 0 | 0 | 0 | 0 | 0 | 0 | 0 | 0 | 0
2016-06-03 22:00 | 0 | 0 | 0 | 0 | 0 | 0 | 820931.3544 | 567521 | 0 | 0 | 0 | 0 | 2364469.7109 | 4165991.737 | 0 | 0 | 0 | 0 | 0 | 0 | 0 | 0 | 0 | 0 | 0 | 0 | 0 | 0 | 0 | 253410.3544 | 0 | 0 | 0 | 0 | 0 | 0 | 0 | 0 | 0 | 0 | 0 | 0 | 0 | 0 | 0
2016-06-03 23:00 | 0 | 0 | 0 | 0 | 0 | 0 | 746233.7761 | 553923 | 0 | 0 | 0 | 0 | 2556780.487 | 4165991.737 | 0 | 0 | 0 | 0 | 0 | 0 | 0 | 0 | 0 | 0 | 0 | 0 | 0 | 0 | 0 | 192310.7761 | 0 | 0 | 0 | 0 | 0 | 0 | 0 | 0 | 0 | 0 | 0 | 0 | 0 | 0 | 0
2016-06-04 | 0 | 0 | 0 | 0 | 0 | 0 | 610287.5946 | 541270 | 0 | 0 | 0 | 0 | 2611532.1002 | 4180257.7185 | 0 | 0 | 0 | 0 | 0 | 0 | 0 | 0 | 0 | 0 | 0 | 0 | 0 | 0 | 0 | 54751.6131 | 14265.9815 | 0 | 0 | 0 | 0 | 0 | 0 | 0 | 0 | 0 | 0 | 0 | 0 | 0 | 0
2016-06-04 01:00 | 0 | 0 | 0 | 0 | 0 | 0 | 365272.1849 | 530077 | 0 | 0 | 0 | 0 | 2432461.3036 | 4194523.7 | 0 | 0 | 0 | 0 | 0 | 0 | 0 | 0 | 0 | 0 | 0 | 0 | 0 | 0 | 0 | -179070.7966 | 14265.9815 | 0 | 0 | 0 | 0 | 0 | 0 | 0 | 0 | 0 | 0 | 0 | 0 | 0 | 0
2016-06-04 02:00 | 0 | 0 | 0 | 0 | 0 | 530987.1511 | 49134.3771 | 507757 | 0 | 0 | 0 | 0 | 2490559.8501 | 4208789.6815 | 0 | 0 | 0 | 0 | 0 | 0 | 0 | 0 | 0 | 0 | 0 | 0 | 0 | 0 | 0 | 58098.5466 | 14265.9815 | 0 | 0 | 0 | 0 | 0 | 0 | 0 | 0 | 0 | 0 | 0 | 0 | 0 | 0
2016-06-04 03:00 | 0 | 0 | 0 | 0 | 0 | 217611.4497 | 0.44536 | 476751 | 0 | 0 | 0 | 0 | 2231420.7452 | 4208789.6815 | 0 | 0 | 0 | 0 | 0 | 0 | 0 | 0 | 0 | 0 | 0 | 0 | 0 | 0 | 0 | -259139.105 | 0 | 0 | 0 | 0 | 0 | 0 | 0 | 0 | 0 | 0 | 0 | 0 | 0 | 0 | 0
2016-06-04 04:00 | 0 | 0 | 0 | 0 | 0 | 186426.895 | 0 | 445566 | 0 | 0 | 0 | 0 | 1972281.6402 | 4208789.6815 | 0 | 0 | 0 | 0 | 0 | 0 | 0 | 0 | 0 | 0 | 0 | 0 | 0 | 0 | 0 | -259139.105 | 0 | 0 | 0 | 0 | 0 | 0 | 0 | 0 | 0 | 0 | 0 | 0 | 0 | 0 | 0
2016-06-04 05:00 | 0 | 0 | 0 | 0 | 0 | 158741.895 | 0 | 417881 | 0 | 0 | 0 | 0 | 1713142.5353 | 4208789.6815 | 0 | 0 | 0 | 0 | 0 | 0 | 0 | 0 | 0 | 0 | 0 | 0 | 0 | 0 | 0 | -259139.105 | 0 | 0 | 0 | 0 | 0 | 0 | 0 | 0 | 0 | 0 | 0 | 0 | 0 | 0 | 0
2016-06-04 06:00 | 0 | 0 | 0 | 0 | 0 | 136478.895 | 0 | 395618 | 0 | 0 | 0 | 0 | 1454003.4303 | 4208789.6815 | 0 | 0 | 0 | 0 | 0 | 0 | 0 | 0 | 0 | 0 | 0 | 0 | 0 | 0 | 0 | -259139.105 | 0 | 0 | 0 | 0 | 0 | 0 | 0 | 0 | 0 | 0 | 0 | 0 | 0 | 0 | 0
2016-06-04 07:00 | 0 | 0 | 0 | 0 | 0 | 119310.895 | 0 | 378450 | 0 | 0 | 0 | 0 | 1194864.3254 | 4208789.6815 | 0 | 0 | 0 | 0 | 0 | 0 | 0 | 0 | 0 | 0 | 0 | 0 | 0 | 0 | 0 | -259139.105 | 0 | 0 | 0 | 0 | 0 | 0 | 0 | 0 | 0 | 0 | 0 | 0 | 0 | 0 | 0
2016-06-04 08:00 | 0 | 0 | 0 | 0 | 0 | 108563.895 | 0 | 367703 | 0 | 0 | 0 | 0 | 935725.2204 | 4208789.6815 | 0 | 0 | 0 | 0 | 0 | 0 | 0 | 0 | 0 | 0 | 0 | 0 | 0 | 0 | 0 | -259139.105 | 0 | 0 | 0 | 0 | 0 | 0 | 0 | 0 | 0 | 0 | 0 | 0 | 0 | 0 | 0
2016-06-04 09:00 | 0 | 0 | 0 | 0 | 0 | 0 | 0 | 364114 | 0 | 0 | 0 | 0 | 676586.1155 | 4103814.7865 | 0 | 0 | 0 | 0 | 0 | 0 | 0 | 0 | 0 | 0 | 0 | 0 | 0 | 0 | 0 | -259139.105 | 0 | 104974.895 | 0 | 0 | 0 | 0 | 0 | 0 | 0 | 0 | 0 | 0 | 0 | 0 | 0
2016-06-04 10:00 | 0 | 0 | 0 | 0 | 0 | 105130.895 | 0 | 364270 | 0 | 0 | 0 | 0 | 417447.0105 | 4103814.7865 | 0 | 0 | 0 | 0 | 0 | 0 | 0 | 0 | 0 | 0 | 0 | 0 | 0 | 0 | 0 | -259139.105 | 0 | 0 | 0 | 0 | 0 | 0 | 0 | 0 | 0 | 0 | 0 | 0 | 0 | 0 | 0
2016-06-04 11:00 | 0 | 0 | 0 | 0 | 0 | 113354.6444 | 10.2506 | 372504 | 0 | 0 | 0 | 0 | 158307.9056 | 4103814.7865 | 0 | 0 | 0 | 0 | 0 | 0 | 0 | 0 | 0 | 0 | 0 | 0 | 0 | 0 | 0 | -259139.105 | 0 | 0 | 0 | 0 | 0 | 0 | 0 | 0 | 0 | 0 | 0 | 0 | 0 | 0 | 0
2016-06-04 12:00 | 0 | 0 | 0 | 0 | 0 | 152345.5845 | 155112.951 | 391583 | 0 | 0 | 0 | 0 | 74183.4411 | 4103814.7865 | 0 | 0 | 0 | 0 | 0 | 0 | 0 | 0 | 0 | 0 | 0 | 0 | 0 | 0 | 0 | -84124.4645 | 0 | 0 | 0 | 0 | 0 | 0 | 0 | 0 | 0 | 0 | 0 | 0 | 0 | 0 | 0
2016-06-04 13:00 | 0 | 0 | 0 | 0 | 0 | 0 | 549105.0469 | 416910 | 0 | 0 | 0 | 0 | 315321.2972 | 3994871.9773 | 0 | 0 | 0 | 0 | 0 | 0 | 0 | 0 | 0 | 0 | 0 | 0 | 0 | 0 | 0 | 241137.8561 | 0 | 108942.8092 | 0 | 0 | 0 | 0 | 0 | 0 | 0 | 0 | 0 | 0 | 0 | 0 | 0
2016-06-04 14:00 | 0 | 0 | 0 | 0 | 0 | 0 | 703024.8177 | 444249 | 0 | 0 | 0 | 0 | 559831.1333 | 4009137.9589 | 0 | 0 | 0 | 0 | 0 | 0 | 0 | 0 | 0 | 0 | 0 | 0 | 0 | 0 | 0 | 244509.8362 | 14265.9815 | 0 | 0 | 0 | 0 | 0 | 0 | 0 | 0 | 0 | 0 | 0 | 0 | 0 | 0
2016-06-04 15:00 | 0 | 0 | 0 | 0 | 0 | 0 | 743377.0865 | 469972 | 0 | 0 | 0 | 0 | 818970.2383 | 4023403.9404 | 0 | 0 | 0 | 0 | 0 | 0 | 0 | 0 | 0 | 0 | 0 | 0 | 0 | 0 | 0 | 259139.105 | 14265.9815 | 0 | 0 | 0 | 0 | 0 | 0 | 0 | 0 | 0 | 0 | 0 | 0 | 0 | 0
2016-06-04 16:00 | 0 | 0 | 0 | 0 | 0 | 0 | 764700.0865 | 491295 | 0 | 0 | 0 | 0 | 1078109.3432 | 4037669.9219 | 0 | 0 | 0 | 0 | 0 | 0 | 0 | 0 | 0 | 0 | 0 | 0 | 0 | 0 | 0 | 259139.105 | 14265.9815 | 0 | 0 | 0 | 0 | 0 | 0 | 0 | 0 | 0 | 0 | 0 | 0 | 0 | 0
2016-06-04 17:00 | 0 | 0 | 0 | 0 | 0 | 0 | 781284.0865 | 507879 | 0 | 0 | 0 | 0 | 1337248.4482 | 4051935.9035 | 0 | 0 | 0 | 0 | 0 | 0 | 0 | 0 | 0 | 0 | 0 | 0 | 0 | 0 | 0 | 259139.105 | 14265.9815 | 0 | 0 | 0 | 0 | 0 | 0 | 0 | 0 | 0 | 0 | 0 | 0 | 0 | 0
2016-06-04 18:00 | 0 | 0 | 0 | 0 | 0 | 0 | 794095.0865 | 520690 | 0 | 0 | 0 | 0 | 1596387.5531 | 4066201.885 | 0 | 0 | 0 | 0 | 0 | 0 | 0 | 0 | 0 | 0 | 0 | 0 | 0 | 0 | 0 | 259139.105 | 14265.9815 | 0 | 0 | 0 | 0 | 0 | 0 | 0 | 0 | 0 | 0 | 0 | 0 | 0 | 0
2016-06-04 19:00 | 0 | 0 | 0 | 0 | 0 | 0 | 803528.0865 | 530123 | 0 | 0 | 0 | 0 | 1855526.6581 | 4080467.8665 | 0 | 0 | 0 | 0 | 0 | 0 | 0 | 0 | 0 | 0 | 0 | 0 | 0 | 0 | 0 | 259139.105 | 14265.9815 | 0 | 0 | 0 | 0 | 0 | 0 | 0 | 0 | 0 | 0 | 0 | 0 | 0 | 0
2016-06-04 20:00 | 0 | 0 | 0 | 0 | 0 | 0 | 809561.0865 | 536156 | 0 | 0 | 0 | 0 | 2114665.763 | 4094733.8481 | 0 | 0 | 0 | 0 | 0 | 0 | 0 | 0 | 0 | 0 | 0 | 0 | 0 | 0 | 0 | 259139.105 | 14265.9815 | 0 | 0 | 0 | 0 | 0 | 0 | 0 | 0 | 0 | 0 | 0 | 0 | 0 | 0
2016-06-04 21:00 | 0 | 0 | 0 | 0 | 0 | 0 | 812482.0865 | 539077 | 0 | 0 | 0 | 0 | 2373804.868 | 4108999.8296 | 0 | 0 | 0 | 0 | 0 | 0 | 0 | 0 | 0 | 0 | 0 | 0 | 0 | 0 | 0 | 259139.105 | 14265.9815 | 0 | 0 | 0 | 0 | 0 | 0 | 0 | 0 | 0 | 0 | 0 | 0 | 0 | 0
2016-06-04 22:00 | 0 | 0 | 0 | 0 | 0 | 0 | 795464.39 | 535584 | 0 | 0 | 0 | 0 | 2632943.9729 | 4109741.1146 | 0 | 0 | 0 | 0 | 0 | 0 | 0 | 0 | 0 | 0 | 0 | 0 | 0 | 0 | 0 | 259139.105 | 741.285 | 0 | 0 | 0 | 0 | 0 | 0 | 0 | 0 | 0 | 0 | 0 | 0 | 0 | 0
2016-06-04 23:00 | 0 | 0 | 0 | 0 | 0 | 0 | 719017.5022 | 526357 | 0 | 0 | 0 | 0 | 2825604.4751 | 4109741.1146 | 0 | 0 | 0 | 0 | 0 | 0 | 0 | 0 | 0 | 0 | 0 | 0 | 0 | 0 | 0 | 192660.5022 | 0 | 0 | 0 | 0 | 0 | 0 | 0 | 0 | 0 | 0 | 0 | 0 | 0 | 0 | 0
2016-06-05 | 0 | 0 | 0 | 0 | 0 | 0 | 586390.0695 | 517223 | 0 | 0 | 0 | 0 | 2894771.5446 | 4109741.1146 | 0 | 0 | 0 | 0 | 0 | 0 | 0 | 0 | 0 | 0 | 0 | 0 | 0 | 0 | 0 | 69167.0695 | 0 | 0 | 0 | 0 | 0 | 0 | 0 | 0 | 0 | 0 | 0 | 0 | 0 | 0 | 0
2016-06-05 01:00 | 0 | 0 | 0 | 0 | 0 | 0 | 318675.6076 | 507566 | 0 | 0 | 0 | 0 | 2691615.1707 | 4124007.0961 | 0 | 0 | 0 | 0 | 0 | 0 | 0 | 0 | 0 | 0 | 0 | 0 | 0 | 0 | 0 | -203156.3739 | 14265.9815 | 0 | 0 | 0 | 0 | 0 | 0 | 0 | 0 | 0 | 0 | 0 | 0 | 0 | 0
2016-06-05 02:00 | 0 | 0 | 0 | 0 | 0 | 197397.4263 | 32158.4688 | 488695 | 0 | 0 | 0 | 0 | 2432476.0657 | 4124007.0961 | 0 | 0 | 0 | 0 | 0 | 0 | 0 | 0 | 0 | 0 | 0 | 0 | 0 | 0 | 0 | -259139.105 | 0 | 0 | 0 | 0 | 0 | 0 | 0 | 0 | 0 | 0 | 0 | 0 | 0 | 0 | 0
2016-06-05 03:00 | 0 | 0 | 0 | 0 | 0 | 93127.0859 | 0 | 461209 | 0 | 0 | 0 | 0 | 2173336.9608 | 4015064.287 | 0 | 0 | 0 | 0 | 0 | 0 | 0 | 0 | 0 | 0 | 0 | 0 | 0 | 0 | 0 | -259139.105 | 0 | 108942.8092 | 0 | 0 | 0 | 0 | 0 | 0 | 0 | 0 | 0 | 0 | 0 | 0 | 0
2016-06-05 04:00 | 0 | 0 | 0 | 0 | 0 | 172433.895 | 0 | 431573 | 0 | 0 | 0 | 0 | 1914197.8558 | 4015064.287 | 0 | 0 | 0 | 0 | 0 | 0 | 0 | 0 | 0 | 0 | 0 | 0 | 0 | 0 | 0 | -259139.105 | 0 | 0 | 0 | 0 | 0 | 0 | 0 | 0 | 0 | 0 | 0 | 0 | 0 | 0 | 0
2016-06-05 05:00 | 0 | 0 | 0 | 0 | 0 | 147641.895 | 0 | 406781 | 0 | 0 | 0 | 0 | 1655058.7509 | 4015064.287 | 0 | 0 | 0 | 0 | 0 | 0 | 0 | 0 | 0 | 0 | 0 | 0 | 0 | 0 | 0 | -259139.105 | 0 | 0 | 0 | 0 | 0 | 0 | 0 | 0 | 0 | 0 | 0 | 0 | 0 | 0 | 0
2016-06-05 06:00 | 0 | 0 | 0 | 0 | 0 | 127279.895 | 0 | 386419 | 0 | 0 | 0 | 0 | 1395919.6459 | 4015064.287 | 0 | 0 | 0 | 0 | 0 | 0 | 0 | 0 | 0 | 0 | 0 | 0 | 0 | 0 | 0 | -259139.105 | 0 | 0 | 0 | 0 | 0 | 0 | 0 | 0 | 0 | 0 | 0 | 0 | 0 | 0 | 0
2016-06-05 07:00 | 0 | 0 | 0 | 0 | 0 | 111289.895 | 0 | 370429 | 0 | 0 | 0 | 0 | 1136780.541 | 4015064.287 | 0 | 0 | 0 | 0 | 0 | 0 | 0 | 0 | 0 | 0 | 0 | 0 | 0 | 0 | 0 | -259139.105 | 0 | 0 | 0 | 0 | 0 | 0 | 0 | 0 | 0 | 0 | 0 | 0 | 0 | 0 | 0
2016-06-05 08:00 | 0 | 0 | 0 | 0 | 0 | 101112.895 | 0 | 360252 | 0 | 0 | 0 | 0 | 877641.436 | 4015064.287 | 0 | 0 | 0 | 0 | 0 | 0 | 0 | 0 | 0 | 0 | 0 | 0 | 0 | 0 | 0 | -259139.105 | 0 | 0 | 0 | 0 | 0 | 0 | 0 | 0 | 0 | 0 | 0 | 0 | 0 | 0 | 0
2016-06-05 09:00 | 0 | 0 | 0 | 0 | 0 | 96141.895 | 0 | 355281 | 0 | 0 | 0 | 0 | 618502.3311 | 4015064.287 | 0 | 0 | 0 | 0 | 0 | 0 | 0 | 0 | 0 | 0 | 0 | 0 | 0 | 0 | 0 | -259139.105 | 0 | 0 | 0 | 0 | 0 | 0 | 0 | 0 | 0 | 0 | 0 | 0 | 0 | 0 | 0
2016-06-05 10:00 | 0 | 0 | 0 | 0 | 0 | 93815.895 | 0 | 352955 | 0 | 0 | 0 | 0 | 359363.2261 | 4015064.287 | 0 | 0 | 0 | 0 | 0 | 0 | 0 | 0 | 0 | 0 | 0 | 0 | 0 | 0 | 0 | -259139.105 | 0 | 0 | 0 | 0 | 0 | 0 | 0 | 0 | 0 | 0 | 0 | 0 | 0 | 0 | 0
2016-06-05 11:00 | 0 | 0 | 0 | 0 | 0 | 0 | 13.8466 | 357290 | 0 | 0 | 0 | 0 | 100224.1212 | 3916927.2385 | 0 | 0 | 0 | 0 | 0 | 0 | 0 | 0 | 0 | 0 | 0 | 0 | 0 | 0 | 0 | -259139.105 | 0 | 98137.0485 | 0 | 0 | 0 | 0 | 0 | 0 | 0 | 0 | 0 | 0 | 0 | 0 | 0
2016-06-05 12:00 | 0 | 0 | 0 | 0 | 0 | 193242.2532 | 154849.4093 | 374022 | 0 | 0 | 0 | 0 | 65530.5046 | 3925690.5176 | 0 | 0 | 0 | 0 | 0 | 0 | 0 | 0 | 0 | 0 | 0 | 0 | 0 | 0 | 0 | -34693.6166 | 8763.2791 | 0 | 0 | 0 | 0 | 0 | 0 | 0 | 0 | 0 | 0 | 0 | 0 | 0 | 0
2016-06-05 13:00 | 0 | 0 | 0 | 0 | 0 | 0 | 548728.4934 | 397413 | 0 | 0 | 0 | 0 | 216845.9979 | 3925690.5176 | 0 | 0 | 0 | 0 | 0 | 0 | 0 | 0 | 0 | 0 | 0 | 0 | 0 | 0 | 0 | 151315.4934 | 0 | 0 | 0 | 0 | 0 | 0 | 0 | 0 | 0 | 0 | 0 | 0 | 0 | 0 | 0
2016-06-05 14:00 | 0 | 0 | 0 | 0 | 0 | 0 | 695690.0865 | 422285 | 0 | 0 | 0 | 0 | 475985.1029 | 3939956.4991 | 0 | 0 | 0 | 0 | 0 | 0 | 0 | 0 | 0 | 0 | 0 | 0 | 0 | 0 | 0 | 259139.105 | 14265.9815 | 0 | 0 | 0 | 0 | 0 | 0 | 0 | 0 | 0 | 0 | 0 | 0 | 0 | 0
2016-06-05 15:00 | 0 | 0 | 0 | 0 | 0 | 0 | 718928.0865 | 445523 | 0 | 0 | 0 | 0 | 735124.2078 | 3954222.4807 | 0 | 0 | 0 | 0 | 0 | 0 | 0 | 0 | 0 | 0 | 0 | 0 | 0 | 0 | 0 | 259139.105 | 14265.9815 | 0 | 0 | 0 | 0 | 0 | 0 | 0 | 0 | 0 | 0 | 0 | 0 | 0 | 0
2016-06-05 16:00 | 0 | 0 | 0 | 0 | 0 | 0 | 739449.0865 | 466044 | 0 | 0 | 0 | 0 | 994263.3128 | 3968488.4622 | 0 | 0 | 0 | 0 | 0 | 0 | 0 | 0 | 0 | 0 | 0 | 0 | 0 | 0 | 0 | 259139.105 | 14265.9815 | 0 | 0 | 0 | 0 | 0 | 0 | 0 | 0 | 0 | 0 | 0 | 0 | 0 | 0
2016-06-05 17:00 | 0 | 0 | 0 | 0 | 0 | 0 | 756709.0865 | 483304 | 0 | 0 | 0 | 0 | 1253402.4177 | 3982754.4437 | 0 | 0 | 0 | 0 | 0 | 0 | 0 | 0 | 0 | 0 | 0 | 0 | 0 | 0 | 0 | 259139.105 | 14265.9815 | 0 | 0 | 0 | 0 | 0 | 0 | 0 | 0 | 0 | 0 | 0 | 0 | 0 | 0
2016-06-05 18:00 | 0 | 0 | 0 | 0 | 0 | 0 | 770606.0865 | 497201 | 0 | 0 | 0 | 0 | 1512541.5227 | 3997020.4253 | 0 | 0 | 0 | 0 | 0 | 0 | 0 | 0 | 0 | 0 | 0 | 0 | 0 | 0 | 0 | 259139.105 | 14265.9815 | 0 | 0 | 0 | 0 | 0 | 0 | 0 | 0 | 0 | 0 | 0 | 0 | 0 | 0
2016-06-05 19:00 | 0 | 0 | 0 | 0 | 0 | 0 | 782395.0865 | 508990 | 0 | 0 | 0 | 0 | 1771680.6276 | 4011286.4068 | 0 | 0 | 0 | 0 | 0 | 0 | 0 | 0 | 0 | 0 | 0 | 0 | 0 | 0 | 0 | 259139.105 | 14265.9815 | 0 | 0 | 0 | 0 | 0 | 0 | 0 | 0 | 0 | 0 | 0 | 0 | 0 | 0
2016-06-05 20:00 | 0 | 0 | 0 | 0 | 0 | 0 | 792415.0865 | 519010 | 0 | 0 | 0 | 0 | 2030819.7326 | 4025552.3883 | 0 | 0 | 0 | 0 | 0 | 0 | 0 | 0 | 0 | 0 | 0 | 0 | 0 | 0 | 0 | 259139.105 | 14265.9815 | 0 | 0 | 0 | 0 | 0 | 0 | 0 | 0 | 0 | 0 | 0 | 0 | 0 | 0
2016-06-05 21:00 | 0 | 0 | 0 | 0 | 0 | 0 | 799173.0865 | 525768 | 0 | 0 | 0 | 0 | 2289958.8375 | 4039818.3699 | 0 | 0 | 0 | 0 | 0 | 0 | 0 | 0 | 0 | 0 | 0 | 0 | 0 | 0 | 0 | 259139.105 | 14265.9815 | 0 | 0 | 0 | 0 | 0 | 0 | 0 | 0 | 0 | 0 | 0 | 0 | 0 | 0
2016-06-05 22:00 | 0 | 0 | 0 | 0 | 0 | 0 | 800395.0865 | 526990 | 0 | 0 | 0 | 0 | 2549097.9425 | 4054084.3514 | 0 | 0 | 0 | 0 | 0 | 0 | 0 | 0 | 0 | 0 | 0 | 0 | 0 | 0 | 0 | 259139.105 | 14265.9815 | 0 | 0 | 0 | 0 | 0 | 0 | 0 | 0 | 0 | 0 | 0 | 0 | 0 | 0
2016-06-05 23:00 | 0 | 0 | 0 | 0 | 0 | 0 | 731444.416 | 521930 | 0 | 0 | 0 | 0 | 2744346.377 | 4068350.3329 | 0 | 0 | 0 | 0 | 0 | 0 | 0 | 0 | 0 | 0 | 0 | 0 | 0 | 0 | 0 | 195248.4345 | 14265.9815 | 0 | 0 | 0 | 0 | 0 | 0 | 0 | 0 | 0 | 0 | 0 | 0 | 0 | 0
2016-06-06 | 0 | 0 | 0 | 0 | 0 | 0 | 597248.939 | 513888 | 0 | 0 | 0 | 0 | 2827707.316 | 4068350.3329 | 0 | 0 | 0 | 0 | 0 | 0 | 0 | 0 | 0 | 0 | 0 | 0 | 0 | 0 | 0 | 83360.939 | 0 | 0 | 0 | 0 | 0 | 0 | 0 | 0 | 0 | 0 | 0 | 0 | 0 | 0 | 0
2016-06-06 01:00 | 0 | 0 | 0 | 0 | 0 | 0 | 328205.6438 | 504098 | 0 | 0 | 0 | 0 | 2637548.9783 | 4082616.3145 | 0 | 0 | 0 | 0 | 0 | 0 | 0 | 0 | 0 | 0 | 0 | 0 | 0 | 0 | 0 | -190158.3377 | 14265.9815 | 0 | 0 | 0 | 0 | 0 | 0 | 0 | 0 | 0 | 0 | 0 | 0 | 0 | 0
2016-06-06 02:00 | 0 | 0 | 0 | 0 | 0 | 588632.5539 | 45258.2033 | 485611 | 0 | 0 | 0 | 0 | 2894771.5446 | 3973673.5053 | 0 | 0 | 0 | 0 | 0 | 0 | 0 | 0 | 0 | 0 | 0 | 0 | 0 | 0 | 0 | 257222.5663 | 0 | 108942.8092 | 0 | 0 | 0 | 0 | 0 | 0 | 0 | 0 | 0 | 0 | 0 | 0 | 0
2016-06-06 03:00 | 0 | 0 | 0 | 0 | 0 | 197376.0322 | 0.86283 | 456516 | 0 | 0 | 0 | 0 | 2635632.4397 | 3973673.5053 | 0 | 0 | 0 | 0 | 0 | 0 | 0 | 0 | 0 | 0 | 0 | 0 | 0 | 0 | 0 | -259139.105 | 0 | 0 | 0 | 0 | 0 | 0 | 0 | 0 | 0 | 0 | 0 | 0 | 0 | 0 | 0
2016-06-06 04:00 | 0 | 0 | 0 | 0 | 0 | 167100.895 | 0 | 426240 | 0 | 0 | 0 | 0 | 2376493.3347 | 3973673.5053 | 0 | 0 | 0 | 0 | 0 | 0 | 0 | 0 | 0 | 0 | 0 | 0 | 0 | 0 | 0 | -259139.105 | 0 | 0 | 0 | 0 | 0 | 0 | 0 | 0 | 0 | 0 | 0 | 0 | 0 | 0 | 0
2016-06-06 05:00 | 0 | 0 | 0 | 0 | 0 | 144048.895 | 0 | 403188 | 0 | 0 | 0 | 0 | 2117354.2298 | 3973673.5053 | 0 | 0 | 0 | 0 | 0 | 0 | 0 | 0 | 0 | 0 | 0 | 0 | 0 | 0 | 0 | -259139.105 | 0 | 0 | 0 | 0 | 0 | 0 | 0 | 0 | 0 | 0 | 0 | 0 | 0 | 0 | 0
2016-06-06 06:00 | 0 | 0 | 0 | 0 | 0 | 125244.895 | 0 | 384384 | 0 | 0 | 0 | 0 | 1858215.1248 | 3973673.5053 | 0 | 0 | 0 | 0 | 0 | 0 | 0 | 0 | 0 | 0 | 0 | 0 | 0 | 0 | 0 | -259139.105 | 0 | 0 | 0 | 0 | 0 | 0 | 0 | 0 | 0 | 0 | 0 | 0 | 0 | 0 | 0
2016-06-06 07:00 | 0 | 0 | 0 | 0 | 0 | 111455.895 | 0 | 370595 | 0 | 0 | 0 | 0 | 1599076.0199 | 3973673.5053 | 0 | 0 | 0 | 0 | 0 | 0 | 0 | 0 | 0 | 0 | 0 | 0 | 0 | 0 | 0 | -259139.105 | 0 | 0 | 0 | 0 | 0 | 0 | 0 | 0 | 0 | 0 | 0 | 0 | 0 | 0 | 0
2016-06-06 08:00 | 0 | 0 | 0 | 0 | 0 | 106875.895 | 0 | 366015 | 0 | 0 | 0 | 0 | 1339936.9149 | 3973673.5053 | 0 | 0 | 0 | 0 | 0 | 0 | 0 | 0 | 0 | 0 | 0 | 0 | 0 | 0 | 0 | -259139.105 | 0 | 0 | 0 | 0 | 0 | 0 | 0 | 0 | 0 | 0 | 0 | 0 | 0 | 0 | 0
2016-06-06 09:00 | 0 | 0 | 0 | 0 | 0 | 112285.895 | 0 | 371425 | 0 | 0 | 0 | 0 | 1080797.81 | 3973673.5053 | 0 | 0 | 0 | 0 | 0 | 0 | 0 | 0 | 0 | 0 | 0 | 0 | 0 | 0 | 0 | -259139.105 | 0 | 0 | 0 | 0 | 0 | 0 | 0 | 0 | 0 | 0 | 0 | 0 | 0 | 0 | 0
2016-06-06 10:00 | 0 | 0 | 0 | 0 | 0 | 128795.895 | 0 | 387935 | 0 | 0 | 0 | 0 | 821658.705 | 3973673.5053 | 0 | 0 | 0 | 0 | 0 | 0 | 0 | 0 | 0 | 0 | 0 | 0 | 0 | 0 | 0 | -259139.105 | 0 | 0 | 0 | 0 | 0 | 0 | 0 | 0 | 0 | 0 | 0 | 0 | 0 | 0 | 0
2016-06-06 11:00 | 0 | 0 | 0 | 0 | 0 | 152509.2885 | 12.6066 | 411661 | 0 | 0 | 0 | 0 | 562519.6001 | 3973673.5053 | 0 | 0 | 0 | 0 | 0 | 0 | 0 | 0 | 0 | 0 | 0 | 0 | 0 | 0 | 0 | -259139.105 | 0 | 0 | 0 | 0 | 0 | 0 | 0 | 0 | 0 | 0 | 0 | 0 | 0 | 0 | 0
2016-06-06 12:00 | 0 | 0 | 0 | 0 | 0 | 255768.0829 | 134852.7317 | 435162 | 0 | 0 | 0 | 0 | 517978.4146 | 3973673.5053 | 0 | 0 | 0 | 0 | 0 | 0 | 0 | 0 | 0 | 0 | 0 | 0 | 0 | 0 | 0 | -44541.1855 | 0 | 0 | 0 | 0 | 0 | 0 | 0 | 0 | 0 | 0 | 0 | 0 | 0 | 0 | 0
2016-06-06 13:00 | 0 | 0 | 0 | 0 | 0 | 0 | 493537.7897 | 461328 | 0 | 0 | 0 | 0 | 550188.2042 | 3973673.5053 | 0 | 0 | 0 | 0 | 0 | 0 | 0 | 0 | 0 | 0 | 0 | 0 | 0 | 0 | 0 | 32209.7897 | 0 | 0 | 0 | 0 | 0 | 0 | 0 | 0 | 0 | 0 | 0 | 0 | 0 | 0 | 0
2016-06-06 14:00 | 0 | 0 | 0 | 0 | 0 | 0 | 705352.9668 | 485280 | 0 | 0 | 0 | 0 | 770261.171 | 3973673.5053 | 0 | 0 | 0 | 0 | 0 | 0 | 0 | 0 | 0 | 0 | 0 | 0 | 0 | 0 | 0 | 220072.9668 | 0 | 0 | 0 | 0 | 0 | 0 | 0 | 0 | 0 | 0 | 0 | 0 | 0 | 0 | 0
2016-06-06 15:00 | 0 | 0 | 0 | 0 | 0 | 0 | 782492.0865 | 509087 | 0 | 0 | 0 | 0 | 1029400.276 | 3987939.4868 | 0 | 0 | 0 | 0 | 0 | 0 | 0 | 0 | 0 | 0 | 0 | 0 | 0 | 0 | 0 | 259139.105 | 14265.9815 | 0 | 0 | 0 | 0 | 0 | 0 | 0 | 0 | 0 | 0 | 0 | 0 | 0 | 0
2016-06-06 16:00 | 0 | 0 | 0 | 0 | 0 | 0 | 800609.0865 | 527204 | 0 | 0 | 0 | 0 | 1288539.3809 | 4002205.4684 | 0 | 0 | 0 | 0 | 0 | 0 | 0 | 0 | 0 | 0 | 0 | 0 | 0 | 0 | 0 | 259139.105 | 14265.9815 | 0 | 0 | 0 | 0 | 0 | 0 | 0 | 0 | 0 | 0 | 0 | 0 | 0 | 0
2016-06-06 17:00 | 0 | 0 | 0 | 0 | 0 | 0 | 818790.0865 | 545385 | 0 | 0 | 0 | 0 | 1547678.4859 | 4016471.4499 | 0 | 0 | 0 | 0 | 0 | 0 | 0 | 0 | 0 | 0 | 0 | 0 | 0 | 0 | 0 | 259139.105 | 14265.9815 | 0 | 0 | 0 | 0 | 0 | 0 | 0 | 0 | 0 | 0 | 0 | 0 | 0 | 0
2016-06-06 18:00 | 0 | 0 | 0 | 0 | 0 | 0 | 833704.0865 | 560299 | 0 | 0 | 0 | 0 | 1806817.5908 | 4030737.4314 | 0 | 0 | 0 | 0 | 0 | 0 | 0 | 0 | 0 | 0 | 0 | 0 | 0 | 0 | 0 | 259139.105 | 14265.9815 | 0 | 0 | 0 | 0 | 0 | 0 | 0 | 0 | 0 | 0 | 0 | 0 | 0 | 0
2016-06-06 19:00 | 0 | 0 | 0 | 0 | 0 | 1618.1776 | 825085.6408 | 570244 | 0 | 0 | 0 | 0 | 2063277.4093 | 4030737.4314 | 0 | 0 | 0 | 0 | 0 | 0 | 0 | 0 | 0 | 0 | 0 | 0 | 0 | 0 | 0 | 256459.8184 | 0 | 0 | 0 | 0 | 0 | 0 | 0 | 0 | 0 | 0 | 0 | 0 | 0 | 0 | 0
2016-06-06 20:00 | 0 | 0 | 0 | 0 | 0 | 31926.7425 | 805583.3624 | 578371 | 0 | 0 | 0 | 0 | 2322416.5142 | 4030737.4314 | 0 | 0 | 0 | 0 | 0 | 0 | 0 | 0 | 0 | 0 | 0 | 0 | 0 | 0 | 0 | 259139.105 | 0 | 0 | 0 | 0 | 0 | 0 | 0 | 0 | 0 | 0 | 0 | 0 | 0 | 0 | 0
2016-06-06 21:00 | 0 | 0 | 0 | 0 | 0 | 63973.721 | 776397.3839 | 581232 | 0 | 0 | 0 | 0 | 2581555.6192 | 4030737.4314 | 0 | 0 | 0 | 0 | 0 | 0 | 0 | 0 | 0 | 0 | 0 | 0 | 0 | 0 | 0 | 259139.105 | 0 | 0 | 0 | 0 | 0 | 0 | 0 | 0 | 0 | 0 | 0 | 0 | 0 | 0 | 0
2016-06-06 22:00 | 0 | 0 | 0 | 0 | 0 | 0 | 739894.1081 | 579340 | 0 | 0 | 0 | 0 | 2742109.7273 | 4030737.4314 | 0 | 0 | 0 | 0 | 0 | 0 | 0 | 0 | 0 | 0 | 0 | 0 | 0 | 0 | 0 | 160554.1081 | 0 | 0 | 0 | 0 | 0 | 0 | 0 | 0 | 0 | 0 | 0 | 0 | 0 | 0 | 0
2016-06-06 23:00 | 0 | 0 | 0 | 0 | 0 | 0 | 662034.0025 | 568858 | 0 | 0 | 0 | 0 | 2835285.7298 | 4030737.4314 | 0 | 0 | 0 | 0 | 0 | 0 | 0 | 0 | 0 | 0 | 0 | 0 | 0 | 0 | 0 | 93176.0025 | 0 | 0 | 0 | 0 | 0 | 0 | 0 | 0 | 0 | 0 | 0 | 0 | 0 | 0 | 0
2016-06-07 | 0 | 0 | 0 | 0 | 0 | 0 | 539442.065 | 558041 | 0 | 0 | 0 | 0 | 2816686.7948 | 4030737.4314 | 0 | 0 | 0 | 0 | 0 | 0 | 0 | 0 | 0 | 0 | 0 | 0 | 0 | 0 | 0 | -18598.935 | 0 | 0 | 0 | 0 | 0 | 0 | 0 | 0 | 0 | 0 | 0 | 0 | 0 | 0 | 0
2016-06-07 01:00 | 0 | 0 | 0 | 0 | 0 | 0 | 315659.7248 | 544630 | 0 | 0 | 0 | 0 | 2573450.5381 | 4045003.413 | 0 | 0 | 0 | 0 | 0 | 0 | 0 | 0 | 0 | 0 | 0 | 0 | 0 | 0 | 0 | -243236.2567 | 14265.9815 | 0 | 0 | 0 | 0 | 0 | 0 | 0 | 0 | 0 | 0 | 0 | 0 | 0 | 0
2016-06-07 02:00 | 0 | 0 | 0 | 0 | 0 | 217805.7554 | 40594.1397 | 517539 | 0 | 0 | 0 | 0 | 2314311.4331 | 4045003.413 | 0 | 0 | 0 | 0 | 0 | 0 | 0 | 0 | 0 | 0 | 0 | 0 | 0 | 0 | 0 | -259139.105 | 0 | 0 | 0 | 0 | 0 | 0 | 0 | 0 | 0 | 0 | 0 | 0 | 0 | 0 | 0
2016-06-07 03:00 | 0 | 0 | 0 | 0 | 0 | 224075.2151 | 0.67993 | 483215 | 0 | 0 | 0 | 0 | 2055172.3282 | 4045003.413 | 0 | 0 | 0 | 0 | 0 | 0 | 0 | 0 | 0 | 0 | 0 | 0 | 0 | 0 | 0 | -259139.105 | 0 | 0 | 0 | 0 | 0 | 0 | 0 | 0 | 0 | 0 | 0 | 0 | 0 | 0 | 0
2016-06-07 04:00 | 0 | 0 | 0 | 0 | 0 | 188903.895 | 0 | 448043 | 0 | 0 | 0 | 0 | 1796033.2232 | 4045003.413 | 0 | 0 | 0 | 0 | 0 | 0 | 0 | 0 | 0 | 0 | 0 | 0 | 0 | 0 | 0 | -259139.105 | 0 | 0 | 0 | 0 | 0 | 0 | 0 | 0 | 0 | 0 | 0 | 0 | 0 | 0 | 0
2016-06-07 05:00 | 0 | 0 | 0 | 0 | 0 | 160225.895 | 0 | 419365 | 0 | 0 | 0 | 0 | 1536894.1183 | 4045003.413 | 0 | 0 | 0 | 0 | 0 | 0 | 0 | 0 | 0 | 0 | 0 | 0 | 0 | 0 | 0 | -259139.105 | 0 | 0 | 0 | 0 | 0 | 0 | 0 | 0 | 0 | 0 | 0 | 0 | 0 | 0 | 0
2016-06-07 06:00 | 0 | 0 | 0 | 0 | 0 | 138168.895 | 0 | 397308 | 0 | 0 | 0 | 0 | 1277755.0133 | 4045003.413 | 0 | 0 | 0 | 0 | 0 | 0 | 0 | 0 | 0 | 0 | 0 | 0 | 0 | 0 | 0 | -259139.105 | 0 | 0 | 0 | 0 | 0 | 0 | 0 | 0 | 0 | 0 | 0 | 0 | 0 | 0 | 0
2016-06-07 07:00 | 0 | 0 | 0 | 0 | 0 | 122678.895 | 0 | 381818 | 0 | 0 | 0 | 0 | 1018615.9084 | 4045003.413 | 0 | 0 | 0 | 0 | 0 | 0 | 0 | 0 | 0 | 0 | 0 | 0 | 0 | 0 | 0 | -259139.105 | 0 | 0 | 0 | 0 | 0 | 0 | 0 | 0 | 0 | 0 | 0 | 0 | 0 | 0 | 0
2016-06-07 08:00 | 0 | 0 | 0 | 0 | 0 | 354167.2016 | 0 | 375224 | 0 | 0 | 0 | 0 | 997559.11 | 4045003.413 | 0 | 0 | 0 | 0 | 0 | 0 | 0 | 0 | 0 | 0 | 0 | 0 | 0 | 0 | 0 | -21056.7984 | 0 | 0 | 0 | 0 | 0 | 0 | 0 | 0 | 0 | 0 | 0 | 0 | 0 | 0 | 0
2016-06-07 09:00 | 0 | 0 | 0 | 0 | 0 | 120778.895 | 0 | 379918 | 0 | 0 | 0 | 0 | 738420.005 | 4045003.413 | 0 | 0 | 0 | 0 | 0 | 0 | 0 | 0 | 0 | 0 | 0 | 0 | 0 | 0 | 0 | -259139.105 | 0 | 0 | 0 | 0 | 0 | 0 | 0 | 0 | 0 | 0 | 0 | 0 | 0 | 0 | 0
2016-06-07 10:00 | 0 | 0 | 0 | 0 | 0 | 135275.895 | 0 | 394415 | 0 | 0 | 0 | 0 | 479280.9001 | 4045003.413 | 0 | 0 | 0 | 0 | 0 | 0 | 0 | 0 | 0 | 0 | 0 | 0 | 0 | 0 | 0 | -259139.105 | 0 | 0 | 0 | 0 | 0 | 0 | 0 | 0 | 0 | 0 | 0 | 0 | 0 | 0 | 0
2016-06-07 11:00 | 0 | 0 | 0 | 0 | 0 | 252621.0124 | 5.921 | 414034 | 0 | 0 | 0 | 0 | 317873.8334 | 4045003.413 | 0 | 0 | 0 | 0 | 0 | 0 | 0 | 0 | 0 | 0 | 0 | 0 | 0 | 0 | 0 | -161407.0667 | 0 | 0 | 0 | 0 | 0 | 0 | 0 | 0 | 0 | 0 | 0 | 0 | 0 | 0 | 0
2016-06-07 12:00 | 0 | 0 | 0 | 0 | 0 | 121568.3618 | 116218.1264 | 436079 | 0 | 0 | 0 | 0 | 119581.3216 | 4045003.413 | 0 | 0 | 0 | 0 | 0 | 0 | 0 | 0 | 0 | 0 | 0 | 0 | 0 | 0 | 0 | -198292.5118 | 0 | 0 | 0 | 0 | 0 | 0 | 0 | 0 | 0 | 0 | 0 | 0 | 0 | 0 | 0
2016-06-07 13:00 | 0 | 0 | 0 | 0 | 0 | 0 | 476979.6471 | 460021 | 0 | 0 | 0 | 0 | 122273.9872 | 4059269.3945 | 0 | 0 | 0 | 0 | 0 | 0 | 0 | 0 | 0 | 0 | 0 | 0 | 0 | 0 | 0 | 2692.6656 | 14265.9815 | 0 | 0 | 0 | 0 | 0 | 0 | 0 | 0 | 0 | 0 | 0 | 0 | 0 | 0
2016-06-07 14:00 | 0 | 0 | 0 | 0 | 0 | 0 | 681535.4015 | 485342 | 0 | 0 | 0 | 0 | 318467.3887 | 4059269.3945 | 0 | 0 | 0 | 0 | 0 | 0 | 0 | 0 | 0 | 0 | 0 | 0 | 0 | 0 | 0 | 196193.4015 | 0 | 0 | 0 | 0 | 0 | 0 | 0 | 0 | 0 | 0 | 0 | 0 | 0 | 0 | 0
2016-06-07 15:00 | 0 | 0 | 0 | 0 | 0 | 0 | 782247.0865 | 508842 | 0 | 0 | 0 | 0 | 577606.4936 | 4073535.376 | 0 | 0 | 0 | 0 | 0 | 0 | 0 | 0 | 0 | 0 | 0 | 0 | 0 | 0 | 0 | 259139.105 | 14265.9815 | 0 | 0 | 0 | 0 | 0 | 0 | 0 | 0 | 0 | 0 | 0 | 0 | 0 | 0
2016-06-07 16:00 | 0 | 0 | 0 | 0 | 0 | 0 | 802005.0865 | 528600 | 0 | 0 | 0 | 0 | 836745.5986 | 4087801.3576 | 0 | 0 | 0 | 0 | 0 | 0 | 0 | 0 | 0 | 0 | 0 | 0 | 0 | 0 | 0 | 259139.105 | 14265.9815 | 0 | 0 | 0 | 0 | 0 | 0 | 0 | 0 | 0 | 0 | 0 | 0 | 0 | 0
2016-06-07 17:00 | 0 | 0 | 0 | 0 | 0 | 0 | 819649.0865 | 546244 | 0 | 0 | 0 | 0 | 1095884.7035 | 4102067.3391 | 0 | 0 | 0 | 0 | 0 | 0 | 0 | 0 | 0 | 0 | 0 | 0 | 0 | 0 | 0 | 259139.105 | 14265.9815 | 0 | 0 | 0 | 0 | 0 | 0 | 0 | 0 | 0 | 0 | 0 | 0 | 0 | 0
2016-06-07 18:00 | 0 | 0 | 0 | 0 | 0 | 0 | 832926.0865 | 559521 | 0 | 0 | 0 | 0 | 1355023.8085 | 4116333.3206 | 0 | 0 | 0 | 0 | 0 | 0 | 0 | 0 | 0 | 0 | 0 | 0 | 0 | 0 | 0 | 259139.105 | 14265.9815 | 0 | 0 | 0 | 0 | 0 | 0 | 0 | 0 | 0 | 0 | 0 | 0 | 0 | 0
2016-06-07 19:00 | 0 | 0 | 0 | 0 | 0 | 0 | 817859.8663 | 569433 | 0 | 0 | 0 | 0 | 1603450.6747 | 4116333.3206 | 0 | 0 | 0 | 0 | 0 | 0 | 0 | 0 | 0 | 0 | 0 | 0 | 0 | 0 | 0 | 248426.8663 | 0 | 0 | 0 | 0 | 0 | 0 | 0 | 0 | 0 | 0 | 0 | 0 | 0 | 0 | 0
2016-06-07 20:00 | 0 | 0 | 0 | 0 | 0 | 0 | 801201.3443 | 575757 | 0 | 0 | 0 | 0 | 1828895.019 | 4116333.3206 | 0 | 0 | 0 | 0 | 0 | 0 | 0 | 0 | 0 | 0 | 0 | 0 | 0 | 0 | 0 | 225444.3443 | 0 | 0 | 0 | 0 | 0 | 0 | 0 | 0 | 0 | 0 | 0 | 0 | 0 | 0 | 0
2016-06-07 21:00 | 0 | 0 | 0 | 0 | 0 | 0 | 779456.0723 | 579190 | 0 | 0 | 0 | 0 | 2029161.0913 | 4116333.3206 | 0 | 0 | 0 | 0 | 0 | 0 | 0 | 0 | 0 | 0 | 0 | 0 | 0 | 0 | 0 | 200266.0723 | 0 | 0 | 0 | 0 | 0 | 0 | 0 | 0 | 0 | 0 | 0 | 0 | 0 | 0 | 0
2016-06-07 22:00 | 0 | 0 | 0 | 0 | 0 | 0 | 744366.0061 | 575363 | 0 | 0 | 0 | 0 | 2198164.0974 | 4116333.3206 | 0 | 0 | 0 | 0 | 0 | 0 | 0 | 0 | 0 | 0 | 0 | 0 | 0 | 0 | 0 | 169003.0061 | 0 | 0 | 0 | 0 | 0 | 0 | 0 | 0 | 0 | 0 | 0 | 0 | 0 | 0 | 0
2016-06-07 23:00 | 0 | 0 | 0 | 0 | 0 | 0 | 657659.5473 | 564201 | 0 | 0 | 0 | 0 | 2291622.6446 | 4116333.3206 | 0 | 0 | 0 | 0 | 0 | 0 | 0 | 0 | 0 | 0 | 0 | 0 | 0 | 0 | 0 | 93458.5473 | 0 | 0 | 0 | 0 | 0 | 0 | 0 | 0 | 0 | 0 | 0 | 0 | 0 | 0 | 0
2016-06-08 | 0 | 0 | 0 | 0 | 0 | 0 | 521923.8007 | 548515 | 0 | 0 | 0 | 0 | 2265031.4454 | 4116333.3206 | 0 | 0 | 0 | 0 | 0 | 0 | 0 | 0 | 0 | 0 | 0 | 0 | 0 | 0 | 0 | -26591.1993 | 0 | 0 | 0 | 0 | 0 | 0 | 0 | 0 | 0 | 0 | 0 | 0 | 0 | 0 | 0
2016-06-08 01:00 | 0 | 0 | 0 | 0 | 0 | 0 | 289500.8789 | 533334 | 0 | 0 | 0 | 0 | 2021198.3243 | 4116333.3206 | 0 | 0 | 0 | 0 | 0 | 0 | 0 | 0 | 0 | 0 | 0 | 0 | 0 | 0 | 0 | -243833.1211 | 0 | 0 | 0 | 0 | 0 | 0 | 0 | 0 | 0 | 0 | 0 | 0 | 0 | 0 | 0
2016-06-08 02:00 | 0 | 0 | 0 | 0 | 0 | 517216.5272 | 39916.8963 | 506870 | 0 | 0 | 0 | 0 | 2071461.7479 | 4116333.3206 | 0 | 0 | 0 | 0 | 0 | 0 | 0 | 0 | 0 | 0 | 0 | 0 | 0 | 0 | 0 | 50263.4236 | 0 | 0 | 0 | 0 | 0 | 0 | 0 | 0 | 0 | 0 | 0 | 0 | 0 | 0 | 0
2016-06-08 03:00 | 0 | 0 | 0 | 0 | 0 | 211836.9007 | 1.9943 | 470978 | 0 | 0 | 0 | 0 | 1812322.6429 | 4116333.3206 | 0 | 0 | 0 | 0 | 0 | 0 | 0 | 0 | 0 | 0 | 0 | 0 | 0 | 0 | 0 | -259139.105 | 0 | 0 | 0 | 0 | 0 | 0 | 0 | 0 | 0 | 0 | 0 | 0 | 0 | 0 | 0
2016-06-08 04:00 | 0 | 0 | 0 | 0 | 0 | 178425.895 | 0 | 437565 | 0 | 0 | 0 | 0 | 1553183.538 | 4116333.3206 | 0 | 0 | 0 | 0 | 0 | 0 | 0 | 0 | 0 | 0 | 0 | 0 | 0 | 0 | 0 | -259139.105 | 0 | 0 | 0 | 0 | 0 | 0 | 0 | 0 | 0 | 0 | 0 | 0 | 0 | 0 | 0
2016-06-08 05:00 | 0 | 0 | 0 | 0 | 0 | 149710.895 | 0 | 408850 | 0 | 0 | 0 | 0 | 1294044.433 | 4116333.3206 | 0 | 0 | 0 | 0 | 0 | 0 | 0 | 0 | 0 | 0 | 0 | 0 | 0 | 0 | 0 | -259139.105 | 0 | 0 | 0 | 0 | 0 | 0 | 0 | 0 | 0 | 0 | 0 | 0 | 0 | 0 | 0
2016-06-08 06:00 | 0 | 0 | 0 | 0 | 0 | 127088.895 | 0 | 386228 | 0 | 0 | 0 | 0 | 1034905.3281 | 4116333.3206 | 0 | 0 | 0 | 0 | 0 | 0 | 0 | 0 | 0 | 0 | 0 | 0 | 0 | 0 | 0 | -259139.105 | 0 | 0 | 0 | 0 | 0 | 0 | 0 | 0 | 0 | 0 | 0 | 0 | 0 | 0 | 0
2016-06-08 07:00 | 0 | 0 | 0 | 0 | 0 | 3404.0859 | 0 | 371486 | 0 | 0 | 0 | 0 | 775766.2231 | 4007390.5115 | 0 | 0 | 0 | 0 | 0 | 0 | 0 | 0 | 0 | 0 | 0 | 0 | 0 | 0 | 0 | -259139.105 | 0 | 108942.8092 | 0 | 0 | 0 | 0 | 0 | 0 | 0 | 0 | 0 | 0 | 0 | 0 | 0
2016-06-08 08:00 | 0 | 0 | 0 | 0 | 0 | 444691.3966 | 0 | 364715 | 0 | 0 | 0 | 0 | 855742.6197 | 4007390.5115 | 0 | 0 | 0 | 0 | 0 | 0 | 0 | 0 | 0 | 0 | 0 | 0 | 0 | 0 | 0 | 79976.3966 | 0 | 0 | 0 | 0 | 0 | 0 | 0 | 0 | 0 | 0 | 0 | 0 | 0 | 0 | 0
2016-06-08 09:00 | 0 | 0 | 0 | 0 | 0 | 111332.895 | 0 | 370472 | 0 | 0 | 0 | 0 | 596603.5148 | 4007390.5115 | 0 | 0 | 0 | 0 | 0 | 0 | 0 | 0 | 0 | 0 | 0 | 0 | 0 | 0 | 0 | -259139.105 | 0 | 0 | 0 | 0 | 0 | 0 | 0 | 0 | 0 | 0 | 0 | 0 | 0 | 0 | 0
2016-06-08 10:00 | 0 | 0 | 0 | 0 | 0 | 123265.895 | 0 | 382405 | 0 | 0 | 0 | 0 | 337464.4098 | 4007390.5115 | 0 | 0 | 0 | 0 | 0 | 0 | 0 | 0 | 0 | 0 | 0 | 0 | 0 | 0 | 0 | -259139.105 | 0 | 0 | 0 | 0 | 0 | 0 | 0 | 0 | 0 | 0 | 0 | 0 | 0 | 0 | 0
2016-06-08 11:00 | 0 | 0 | 0 | 0 | 0 | 141288.4414 | 4.4536 | 400432 | 0 | 0 | 0 | 0 | 78325.3049 | 4007390.5115 | 0 | 0 | 0 | 0 | 0 | 0 | 0 | 0 | 0 | 0 | 0 | 0 | 0 | 0 | 0 | -259139.105 | 0 | 0 | 0 | 0 | 0 | 0 | 0 | 0 | 0 | 0 | 0 | 0 | 0 | 0 | 0
2016-06-08 12:00 | 0 | 0 | 0 | 0 | 0 | 203196.5512 | 121183.0431 | 420465 | 0 | 0 | 0 | 0 | 0 | 3989630.4106 | 0 | 0 | 0 | 0 | 0 | 0 | 0 | 0 | 0 | 0 | 0 | 0 | 0 | 0 | 0 | -78325.3049 | 0 | 17760.1008 | 0 | 0 | 0 | 0 | 0 | 0 | 0 | 0 | 0 | 0 | 0 | 0 | 0
2016-06-08 13:00 | 0 | 0 | 0 | 0 | 0 | 0 | 456246.1745 | 442199 | 0 | 0 | 0 | 0 | 14047.1745 | 3989630.4106 | 0 | 0 | 0 | 0 | 0 | 0 | 0 | 0 | 0 | 0 | 0 | 0 | 0 | 0 | 0 | 14047.1745 | 0 | 0 | 0 | 0 | 0 | 0 | 0 | 0 | 0 | 0 | 0 | 0 | 0 | 0 | 0
2016-06-08 14:00 | 0 | 0 | 0 | 0 | 0 | 0 | 651224.1633 | 465246 | 0 | 0 | 0 | 0 | 200025.3378 | 3989630.4106 | 0 | 0 | 0 | 0 | 0 | 0 | 0 | 0 | 0 | 0 | 0 | 0 | 0 | 0 | 0 | 185978.1633 | 0 | 0 | 0 | 0 | 0 | 0 | 0 | 0 | 0 | 0 | 0 | 0 | 0 | 0 | 0
2016-06-08 15:00 | 0 | 0 | 0 | 0 | 0 | 0 | 743141.4602 | 486017 | 0 | 0 | 0 | 0 | 457149.798 | 3989630.4106 | 0 | 0 | 0 | 0 | 0 | 0 | 0 | 0 | 0 | 0 | 0 | 0 | 0 | 0 | 0 | 257124.4602 | 0 | 0 | 0 | 0 | 0 | 0 | 0 | 0 | 0 | 0 | 0 | 0 | 0 | 0 | 0
2016-06-08 16:00 | 0 | 0 | 0 | 0 | 0 | 0 | 776268.0865 | 502863 | 0 | 0 | 0 | 0 | 716288.9029 | 4003896.3922 | 0 | 0 | 0 | 0 | 0 | 0 | 0 | 0 | 0 | 0 | 0 | 0 | 0 | 0 | 0 | 259139.105 | 14265.9815 | 0 | 0 | 0 | 0 | 0 | 0 | 0 | 0 | 0 | 0 | 0 | 0 | 0 | 0
2016-06-08 17:00 | 0 | 0 | 0 | 0 | 0 | 0 | 792514.0865 | 519109 | 0 | 0 | 0 | 0 | 975428.0079 | 4018162.3737 | 0 | 0 | 0 | 0 | 0 | 0 | 0 | 0 | 0 | 0 | 0 | 0 | 0 | 0 | 0 | 259139.105 | 14265.9815 | 0 | 0 | 0 | 0 | 0 | 0 | 0 | 0 | 0 | 0 | 0 | 0 | 0 | 0
2016-06-08 18:00 | 0 | 0 | 0 | 0 | 0 | 0 | 803252.5381 | 532051 | 0 | 0 | 0 | 0 | 1234567.1128 | 4030224.8068 | 0 | 0 | 0 | 0 | 0 | 0 | 0 | 0 | 0 | 0 | 0 | 0 | 0 | 0 | 0 | 259139.105 | 12062.4331 | 0 | 0 | 0 | 0 | 0 | 0 | 0 | 0 | 0 | 0 | 0 | 0 | 0 | 0
2016-06-08 19:00 | 0 | 0 | 0 | 0 | 0 | 0 | 791742.5425 | 543040 | 0 | 0 | 0 | 0 | 1483269.6553 | 4030224.8068 | 0 | 0 | 0 | 0 | 0 | 0 | 0 | 0 | 0 | 0 | 0 | 0 | 0 | 0 | 0 | 248702.5425 | 0 | 0 | 0 | 0 | 0 | 0 | 0 | 0 | 0 | 0 | 0 | 0 | 0 | 0 | 0
2016-06-08 20:00 | 0 | 0 | 0 | 0 | 0 | 29230.3259 | 781231.7791 | 551323 | 0 | 0 | 0 | 0 | 1742408.7603 | 4030224.8068 | 0 | 0 | 0 | 0 | 0 | 0 | 0 | 0 | 0 | 0 | 0 | 0 | 0 | 0 | 0 | 259139.105 | 0 | 0 | 0 | 0 | 0 | 0 | 0 | 0 | 0 | 0 | 0 | 0 | 0 | 0 | 0
2016-06-08 21:00 | 0 | 0 | 0 | 0 | 0 | 54106.8262 | 760868.2787 | 555836 | 0 | 0 | 0 | 0 | 2001547.8652 | 4030224.8068 | 0 | 0 | 0 | 0 | 0 | 0 | 0 | 0 | 0 | 0 | 0 | 0 | 0 | 0 | 0 | 259139.105 | 0 | 0 | 0 | 0 | 0 | 0 | 0 | 0 | 0 | 0 | 0 | 0 | 0 | 0 | 0
2016-06-08 22:00 | 0 | 0 | 0 | 0 | 0 | 0 | 723172.7713 | 553751 | 0 | 0 | 0 | 0 | 2170969.6365 | 4030224.8068 | 0 | 0 | 0 | 0 | 0 | 0 | 0 | 0 | 0 | 0 | 0 | 0 | 0 | 0 | 0 | 169421.7713 | 0 | 0 | 0 | 0 | 0 | 0 | 0 | 0 | 0 | 0 | 0 | 0 | 0 | 0 | 0
2016-06-08 23:00 | 0 | 0 | 0 | 0 | 0 | 162820.6471 | 640102.4578 | 543784 | 0 | 0 | 0 | 0 | 2430108.7415 | 4030224.8068 | 0 | 0 | 0 | 0 | 0 | 0 | 0 | 0 | 0 | 0 | 0 | 0 | 0 | 0 | 0 | 259139.105 | 0 | 0 | 0 | 0 | 0 | 0 | 0 | 0 | 0 | 0 | 0 | 0 | 0 | 0 | 0
2016-06-09 | 0 | 0 | 0 | 0 | 0 | 7718.7448 | 503392.6025 | 530422 | 0 | 0 | 0 | 0 | 2410798.0887 | 4030224.8068 | 0 | 0 | 0 | 0 | 0 | 0 | 0 | 0 | 0 | 0 | 0 | 0 | 0 | 0 | 0 | -19310.6527 | 0 | 0 | 0 | 0 | 0 | 0 | 0 | 0 | 0 | 0 | 0 | 0 | 0 | 0 | 0
2016-06-09 01:00 | 0 | 0 | 0 | 0 | 0 | 0 | 274368.9204 | 517442 | 0 | 0 | 0 | 0 | 2167725.0092 | 4030224.8068 | 0 | 0 | 0 | 0 | 0 | 0 | 0 | 0 | 0 | 0 | 0 | 0 | 0 | 0 | 0 | -243073.0796 | 0 | 0 | 0 | 0 | 0 | 0 | 0 | 0 | 0 | 0 | 0 | 0 | 0 | 0 | 0
2016-06-09 02:00 | 0 | 0 | 0 | 0 | 0 | 665266.6029 | 36021.1235 | 494403 | 0 | 0 | 0 | 0 | 2374609.7355 | 4030224.8068 | 0 | 0 | 0 | 0 | 0 | 0 | 0 | 0 | 0 | 0 | 0 | 0 | 0 | 0 | 0 | 206884.7264 | 0 | 0 | 0 | 0 | 0 | 0 | 0 | 0 | 0 | 0 | 0 | 0 | 0 | 0 | 0
2016-06-09 03:00 | 0 | 0 | 0 | 0 | 0 | 202364.3554 | 1.5397 | 461505 | 0 | 0 | 0 | 0 | 2115470.6306 | 4030224.8068 | 0 | 0 | 0 | 0 | 0 | 0 | 0 | 0 | 0 | 0 | 0 | 0 | 0 | 0 | 0 | -259139.105 | 0 | 0 | 0 | 0 | 0 | 0 | 0 | 0 | 0 | 0 | 0 | 0 | 0 | 0 | 0
2016-06-09 04:00 | 0 | 0 | 0 | 0 | 0 | 170345.895 | 0 | 429485 | 0 | 0 | 0 | 0 | 1856331.5256 | 4030224.8068 | 0 | 0 | 0 | 0 | 0 | 0 | 0 | 0 | 0 | 0 | 0 | 0 | 0 | 0 | 0 | -259139.105 | 0 | 0 | 0 | 0 | 0 | 0 | 0 | 0 | 0 | 0 | 0 | 0 | 0 | 0 | 0
2016-06-09 05:00 | 0 | 0 | 0 | 0 | 0 | 661988.105 | 0 | 402849 | 0 | 0 | 0 | 0 | 2115470.6306 | 4030224.8068 | 0 | 0 | 0 | 0 | 0 | 0 | 0 | 0 | 0 | 0 | 0 | 0 | 0 | 0 | 0 | 259139.105 | 0 | 0 | 0 | 0 | 0 | 0 | 0 | 0 | 0 | 0 | 0 | 0 | 0 | 0 | 0
2016-06-09 06:00 | 0 | 0 | 0 | 0 | 0 | 123338.895 | 0 | 382478 | 0 | 0 | 0 | 0 | 1856331.5256 | 4030224.8068 | 0 | 0 | 0 | 0 | 0 | 0 | 0 | 0 | 0 | 0 | 0 | 0 | 0 | 0 | 0 | -259139.105 | 0 | 0 | 0 | 0 | 0 | 0 | 0 | 0 | 0 | 0 | 0 | 0 | 0 | 0 | 0
2016-06-09 07:00 | 0 | 0 | 0 | 0 | 0 | 109681.895 | 0 | 368821 | 0 | 0 | 0 | 0 | 1597192.4207 | 4030224.8068 | 0 | 0 | 0 | 0 | 0 | 0 | 0 | 0 | 0 | 0 | 0 | 0 | 0 | 0 | 0 | -259139.105 | 0 | 0 | 0 | 0 | 0 | 0 | 0 | 0 | 0 | 0 | 0 | 0 | 0 | 0 | 0
2016-06-09 08:00 | 0 | 0 | 0 | 0 | 0 | 103569.895 | 0 | 362709 | 0 | 0 | 0 | 0 | 1338053.3157 | 4030224.8068 | 0 | 0 | 0 | 0 | 0 | 0 | 0 | 0 | 0 | 0 | 0 | 0 | 0 | 0 | 0 | -259139.105 | 0 | 0 | 0 | 0 | 0 | 0 | 0 | 0 | 0 | 0 | 0 | 0 | 0 | 0 | 0
2016-06-09 09:00 | 0 | 0 | 0 | 0 | 0 | 107476.895 | 0 | 366616 | 0 | 0 | 0 | 0 | 1078914.2108 | 4030224.8068 | 0 | 0 | 0 | 0 | 0 | 0 | 0 | 0 | 0 | 0 | 0 | 0 | 0 | 0 | 0 | -259139.105 | 0 | 0 | 0 | 0 | 0 | 0 | 0 | 0 | 0 | 0 | 0 | 0 | 0 | 0 | 0
2016-06-09 10:00 | 0 | 0 | 0 | 0 | 0 | 121175.895 | 0 | 380315 | 0 | 0 | 0 | 0 | 819775.1058 | 4030224.8068 | 0 | 0 | 0 | 0 | 0 | 0 | 0 | 0 | 0 | 0 | 0 | 0 | 0 | 0 | 0 | -259139.105 | 0 | 0 | 0 | 0 | 0 | 0 | 0 | 0 | 0 | 0 | 0 | 0 | 0 | 0 | 0
2016-06-09 11:00 | 0 | 0 | 0 | 0 | 0 | 139157.3828 | 7.5123 | 398304 | 0 | 0 | 0 | 0 | 560636.0009 | 4030224.8068 | 0 | 0 | 0 | 0 | 0 | 0 | 0 | 0 | 0 | 0 | 0 | 0 | 0 | 0 | 0 | -259139.105 | 0 | 0 | 0 | 0 | 0 | 0 | 0 | 0 | 0 | 0 | 0 | 0 | 0 | 0 | 0
2016-06-09 12:00 | 0 | 0 | 0 | 0 | 0 | 232694.2911 | 119199.0145 | 419320 | 0 | 0 | 0 | 0 | 493209.3065 | 4030224.8068 | 0 | 0 | 0 | 0 | 0 | 0 | 0 | 0 | 0 | 0 | 0 | 0 | 0 | 0 | 0 | -67426.6944 | 0 | 0 | 0 | 0 | 0 | 0 | 0 | 0 | 0 | 0 | 0 | 0 | 0 | 0 | 0
2016-06-09 13:00 | 0 | 0 | 0 | 0 | 0 | 0 | 449468.3078 | 441583 | 0 | 0 | 0 | 0 | 501094.6143 | 4030224.8068 | 0 | 0 | 0 | 0 | 0 | 0 | 0 | 0 | 0 | 0 | 0 | 0 | 0 | 0 | 0 | 7885.3078 | 0 | 0 | 0 | 0 | 0 | 0 | 0 | 0 | 0 | 0 | 0 | 0 | 0 | 0 | 0
2016-06-09 14:00 | 0 | 0 | 0 | 0 | 0 | 0 | 662328.4159 | 464597 | 0 | 0 | 0 | 0 | 698826.0301 | 4030224.8068 | 0 | 0 | 0 | 0 | 0 | 0 | 0 | 0 | 0 | 0 | 0 | 0 | 0 | 0 | 0 | 197731.4159 | 0 | 0 | 0 | 0 | 0 | 0 | 0 | 0 | 0 | 0 | 0 | 0 | 0 | 0 | 0
2016-06-09 15:00 | 0 | 0 | 0 | 0 | 0 | 0 | 759284.0865 | 485879 | 0 | 0 | 0 | 0 | 957965.1351 | 4044490.7883 | 0 | 0 | 0 | 0 | 0 | 0 | 0 | 0 | 0 | 0 | 0 | 0 | 0 | 0 | 0 | 259139.105 | 14265.9815 | 0 | 0 | 0 | 0 | 0 | 0 | 0 | 0 | 0 | 0 | 0 | 0 | 0 | 0
2016-06-09 16:00 | 0 | 0 | 0 | 0 | 0 | 0 | 779394.0865 | 505989 | 0 | 0 | 0 | 0 | 1217104.24 | 4058756.7699 | 0 | 0 | 0 | 0 | 0 | 0 | 0 | 0 | 0 | 0 | 0 | 0 | 0 | 0 | 0 | 259139.105 | 14265.9815 | 0 | 0 | 0 | 0 | 0 | 0 | 0 | 0 | 0 | 0 | 0 | 0 | 0 | 0
2016-06-09 17:00 | 0 | 0 | 0 | 0 | 0 | 0 | 798172.0865 | 524767 | 0 | 0 | 0 | 0 | 1476243.345 | 4073022.7514 | 0 | 0 | 0 | 0 | 0 | 0 | 0 | 0 | 0 | 0 | 0 | 0 | 0 | 0 | 0 | 259139.105 | 14265.9815 | 0 | 0 | 0 | 0 | 0 | 0 | 0 | 0 | 0 | 0 | 0 | 0 | 0 | 0
2016-06-09 18:00 | 0 | 0 | 0 | 0 | 0 | 0 | 813404.0865 | 539999 | 0 | 0 | 0 | 0 | 1735382.4499 | 4087288.7329 | 0 | 0 | 0 | 0 | 0 | 0 | 0 | 0 | 0 | 0 | 0 | 0 | 0 | 0 | 0 | 259139.105 | 14265.9815 | 0 | 0 | 0 | 0 | 0 | 0 | 0 | 0 | 0 | 0 | 0 | 0 | 0 | 0
2016-06-09 19:00 | 0 | 0 | 0 | 0 | 0 | 0 | 826179.0865 | 552774 | 0 | 0 | 0 | 0 | 1994521.5549 | 4101554.7145 | 0 | 0 | 0 | 0 | 0 | 0 | 0 | 0 | 0 | 0 | 0 | 0 | 0 | 0 | 0 | 259139.105 | 14265.9815 | 0 | 0 | 0 | 0 | 0 | 0 | 0 | 0 | 0 | 0 | 0 | 0 | 0 | 0
2016-06-09 20:00 | 0 | 0 | 0 | 0 | 0 | 0 | 833036.3973 | 560594 | 0 | 0 | 0 | 0 | 2253660.6598 | 4114858.0068 | 0 | 0 | 0 | 0 | 0 | 0 | 0 | 0 | 0 | 0 | 0 | 0 | 0 | 0 | 0 | 259139.105 | 13303.2924 | 0 | 0 | 0 | 0 | 0 | 0 | 0 | 0 | 0 | 0 | 0 | 0 | 0 | 0
2016-06-09 21:00 | 0 | 0 | 0 | 0 | 0 | 8418.0297 | 817567.0752 | 566846 | 0 | 0 | 0 | 0 | 2512799.7648 | 4114858.0068 | 0 | 0 | 0 | 0 | 0 | 0 | 0 | 0 | 0 | 0 | 0 | 0 | 0 | 0 | 0 | 259139.105 | 0 | 0 | 0 | 0 | 0 | 0 | 0 | 0 | 0 | 0 | 0 | 0 | 0 | 0 | 0
2016-06-09 22:00 | 0 | 0 | 0 | 0 | 0 | 0 | 782529.6911 | 564371 | 0 | 0 | 0 | 0 | 2730958.4559 | 4114858.0068 | 0 | 0 | 0 | 0 | 0 | 0 | 0 | 0 | 0 | 0 | 0 | 0 | 0 | 0 | 0 | 218158.6911 | 0 | 0 | 0 | 0 | 0 | 0 | 0 | 0 | 0 | 0 | 0 | 0 | 0 | 0 | 0
2016-06-09 23:00 | 0 | 0 | 0 | 0 | 0 | 0 | 700951.2751 | 554318 | 0 | 0 | 0 | 0 | 2877591.731 | 4114858.0068 | 0 | 0 | 0 | 0 | 0 | 0 | 0 | 0 | 0 | 0 | 0 | 0 | 0 | 0 | 0 | 146633.2751 | 0 | 0 | 0 | 0 | 0 | 0 | 0 | 0 | 0 | 0 | 0 | 0 | 0 | 0 | 0
2016-06-10 | 0 | 0 | 0 | 0 | 0 | 0 | 557495.8136 | 540316 | 0 | 0 | 0 | 0 | 2894771.5446 | 4114858.0068 | 0 | 0 | 0 | 0 | 0 | 0 | 0 | 0 | 0 | 0 | 0 | 0 | 0 | 0 | 0 | 17179.8136 | 0 | 0 | 0 | 0 | 0 | 0 | 0 | 0 | 0 | 0 | 0 | 0 | 0 | 0 | 0
2016-06-10 01:00 | 0 | 0 | 0 | 0 | 0 | 0 | 323625.383 | 530398 | 0 | 0 | 0 | 0 | 2687998.9276 | 4114858.0068 | 0 | 0 | 0 | 0 | 0 | 0 | 0 | 0 | 0 | 0 | 0 | 0 | 0 | 0 | 0 | -206772.617 | 0 | 0 | 0 | 0 | 0 | 0 | 0 | 0 | 0 | 0 | 0 | 0 | 0 | 0 | 0
2016-06-10 02:00 | 0 | 0 | 0 | 0 | 0 | 83116.0735 | 54225.0124 | 505423 | 0 | 0 | 0 | 0 | 2428859.8226 | 4005915.1977 | 0 | 0 | 0 | 0 | 0 | 0 | 0 | 0 | 0 | 0 | 0 | 0 | 0 | 0 | 0 | -259139.105 | 0 | 108942.8092 | 0 | 0 | 0 | 0 | 0 | 0 | 0 | 0 | 0 | 0 | 0 | 0 | 0
2016-06-10 03:00 | 0 | 0 | 0 | 0 | 0 | 719672.9519 | 2.1183 | 473098 | 0 | 0 | 0 | 0 | 2675436.8929 | 4005915.1977 | 0 | 0 | 0 | 0 | 0 | 0 | 0 | 0 | 0 | 0 | 0 | 0 | 0 | 0 | 0 | 246577.0703 | 0 | 0 | 0 | 0 | 0 | 0 | 0 | 0 | 0 | 0 | 0 | 0 | 0 | 0 | 0
2016-06-10 04:00 | 0 | 0 | 0 | 0 | 0 | 179253.895 | 0 | 438393 | 0 | 0 | 0 | 0 | 2416297.7879 | 4005915.1977 | 0 | 0 | 0 | 0 | 0 | 0 | 0 | 0 | 0 | 0 | 0 | 0 | 0 | 0 | 0 | -259139.105 | 0 | 0 | 0 | 0 | 0 | 0 | 0 | 0 | 0 | 0 | 0 | 0 | 0 | 0 | 0
2016-06-10 05:00 | 0 | 0 | 0 | 0 | 0 | 152372.895 | 0 | 411512 | 0 | 0 | 0 | 0 | 2157158.683 | 4005915.1977 | 0 | 0 | 0 | 0 | 0 | 0 | 0 | 0 | 0 | 0 | 0 | 0 | 0 | 0 | 0 | -259139.105 | 0 | 0 | 0 | 0 | 0 | 0 | 0 | 0 | 0 | 0 | 0 | 0 | 0 | 0 | 0
2016-06-10 06:00 | 0 | 0 | 0 | 0 | 0 | 132086.895 | 0 | 391226 | 0 | 0 | 0 | 0 | 1898019.578 | 4005915.1977 | 0 | 0 | 0 | 0 | 0 | 0 | 0 | 0 | 0 | 0 | 0 | 0 | 0 | 0 | 0 | -259139.105 | 0 | 0 | 0 | 0 | 0 | 0 | 0 | 0 | 0 | 0 | 0 | 0 | 0 | 0 | 0
2016-06-10 07:00 | 0 | 0 | 0 | 0 | 0 | 117745.895 | 0 | 376885 | 0 | 0 | 0 | 0 | 1638880.4731 | 4005915.1977 | 0 | 0 | 0 | 0 | 0 | 0 | 0 | 0 | 0 | 0 | 0 | 0 | 0 | 0 | 0 | -259139.105 | 0 | 0 | 0 | 0 | 0 | 0 | 0 | 0 | 0 | 0 | 0 | 0 | 0 | 0 | 0
2016-06-10 08:00 | 0 | 0 | 0 | 0 | 0 | 110406.895 | 0 | 369546 | 0 | 0 | 0 | 0 | 1379741.3681 | 4005915.1977 | 0 | 0 | 0 | 0 | 0 | 0 | 0 | 0 | 0 | 0 | 0 | 0 | 0 | 0 | 0 | -259139.105 | 0 | 0 | 0 | 0 | 0 | 0 | 0 | 0 | 0 | 0 | 0 | 0 | 0 | 0 | 0
2016-06-10 09:00 | 0 | 0 | 0 | 0 | 0 | 113258.895 | 0 | 372398 | 0 | 0 | 0 | 0 | 1120602.2632 | 4005915.1977 | 0 | 0 | 0 | 0 | 0 | 0 | 0 | 0 | 0 | 0 | 0 | 0 | 0 | 0 | 0 | -259139.105 | 0 | 0 | 0 | 0 | 0 | 0 | 0 | 0 | 0 | 0 | 0 | 0 | 0 | 0 | 0
2016-06-10 10:00 | 0 | 0 | 0 | 0 | 0 | 124717.895 | 0 | 383857 | 0 | 0 | 0 | 0 | 861463.1582 | 4005915.1977 | 0 | 0 | 0 | 0 | 0 | 0 | 0 | 0 | 0 | 0 | 0 | 0 | 0 | 0 | 0 | -259139.105 | 0 | 0 | 0 | 0 | 0 | 0 | 0 | 0 | 0 | 0 | 0 | 0 | 0 | 0 | 0
2016-06-10 11:00 | 0 | 0 | 0 | 0 | 0 | 143599.4504 | 9.4446 | 402748 | 0 | 0 | 0 | 0 | 602324.0533 | 4005915.1977 | 0 | 0 | 0 | 0 | 0 | 0 | 0 | 0 | 0 | 0 | 0 | 0 | 0 | 0 | 0 | -259139.105 | 0 | 0 | 0 | 0 | 0 | 0 | 0 | 0 | 0 | 0 | 0 | 0 | 0 | 0 | 0
2016-06-10 12:00 | 0 | 0 | 0 | 0 | 0 | 181916.8102 | 130791.3217 | 426829 | 0 | 0 | 0 | 0 | 488203.1852 | 4005915.1977 | 0 | 0 | 0 | 0 | 0 | 0 | 0 | 0 | 0 | 0 | 0 | 0 | 0 | 0 | 0 | -114120.8681 | 0 | 0 | 0 | 0 | 0 | 0 | 0 | 0 | 0 | 0 | 0 | 0 | 0 | 0 | 0
2016-06-10 13:00 | 0 | 0 | 0 | 0 | 0 | 0 | 442434.9718 | 454646 | 0 | 0 | 0 | 0 | 475992.157 | 4005915.1977 | 0 | 0 | 0 | 0 | 0 | 0 | 0 | 0 | 0 | 0 | 0 | 0 | 0 | 0 | 0 | -12211.0282 | 0 | 0 | 0 | 0 | 0 | 0 | 0 | 0 | 0 | 0 | 0 | 0 | 0 | 0 | 0
2016-06-10 14:00 | 0 | 0 | 0 | 0 | 0 | 0 | 608482.5941 | 482301 | 0 | 0 | 0 | 0 | 602173.751 | 4005915.1977 | 0 | 0 | 0 | 0 | 0 | 0 | 0 | 0 | 0 | 0 | 0 | 0 | 0 | 0 | 0 | 126181.5941 | 0 | 0 | 0 | 0 | 0 | 0 | 0 | 0 | 0 | 0 | 0 | 0 | 0 | 0 | 0
2016-06-10 15:00 | 0 | 0 | 0 | 0 | 0 | 0 | 704078.6745 | 508873 | 0 | 0 | 0 | 0 | 797379.4255 | 4005915.1977 | 0 | 0 | 0 | 0 | 0 | 0 | 0 | 0 | 0 | 0 | 0 | 0 | 0 | 0 | 0 | 195205.6745 | 0 | 0 | 0 | 0 | 0 | 0 | 0 | 0 | 0 | 0 | 0 | 0 | 0 | 0 | 0
2016-06-10 16:00 | 0 | 0 | 0 | 0 | 0 | 0 | 754308.8459 | 531905 | 0 | 0 | 0 | 0 | 1019783.2715 | 4005915.1977 | 0 | 0 | 0 | 0 | 0 | 0 | 0 | 0 | 0 | 0 | 0 | 0 | 0 | 0 | 0 | 222403.8459 | 0 | 0 | 0 | 0 | 0 | 0 | 0 | 0 | 0 | 0 | 0 | 0 | 0 | 0 | 0
2016-06-10 17:00 | 0 | 0 | 0 | 0 | 0 | 40890.6961 | 769270.4089 | 551022 | 0 | 0 | 0 | 0 | 1278922.3764 | 4005915.1977 | 0 | 0 | 0 | 0 | 0 | 0 | 0 | 0 | 0 | 0 | 0 | 0 | 0 | 0 | 0 | 259139.105 | 0 | 0 | 0 | 0 | 0 | 0 | 0 | 0 | 0 | 0 | 0 | 0 | 0 | 0 | 0
2016-06-10 18:00 | 0 | 0 | 0 | 0 | 0 | 0 | 767180.3124 | 567314 | 0 | 0 | 0 | 0 | 1478788.6889 | 4005915.1977 | 0 | 0 | 0 | 0 | 0 | 0 | 0 | 0 | 0 | 0 | 0 | 0 | 0 | 0 | 0 | 199866.3124 | 0 | 0 | 0 | 0 | 0 | 0 | 0 | 0 | 0 | 0 | 0 | 0 | 0 | 0 | 0
2016-06-10 19:00 | 0 | 0 | 0 | 0 | 0 | 0 | 757911.9538 | 579868 | 0 | 0 | 0 | 0 | 1656832.6427 | 4005915.1977 | 0 | 0 | 0 | 0 | 0 | 0 | 0 | 0 | 0 | 0 | 0 | 0 | 0 | 0 | 0 | 178043.9538 | 0 | 0 | 0 | 0 | 0 | 0 | 0 | 0 | 0 | 0 | 0 | 0 | 0 | 0 | 0
2016-06-10 20:00 | 0 | 0 | 0 | 0 | 0 | 0 | 740784.8378 | 589997 | 0 | 0 | 0 | 0 | 1807620.4805 | 4005915.1977 | 0 | 0 | 0 | 0 | 0 | 0 | 0 | 0 | 0 | 0 | 0 | 0 | 0 | 0 | 0 | 150787.8378 | 0 | 0 | 0 | 0 | 0 | 0 | 0 | 0 | 0 | 0 | 0 | 0 | 0 | 0 | 0
2016-06-10 21:00 | 0 | 0 | 0 | 0 | 0 | 0 | 706550.0344 | 593420 | 0 | 0 | 0 | 0 | 1920750.5149 | 4005915.1977 | 0 | 0 | 0 | 0 | 0 | 0 | 0 | 0 | 0 | 0 | 0 | 0 | 0 | 0 | 0 | 113130.0344 | 0 | 0 | 0 | 0 | 0 | 0 | 0 | 0 | 0 | 0 | 0 | 0 | 0 | 0 | 0
2016-06-10 22:00 | 0 | 0 | 0 | 0 | 0 | 0 | 650480.6341 | 587600 | 0 | 0 | 0 | 0 | 1983631.149 | 4005915.1977 | 0 | 0 | 0 | 0 | 0 | 0 | 0 | 0 | 0 | 0 | 0 | 0 | 0 | 0 | 0 | 62880.6341 | 0 | 0 | 0 | 0 | 0 | 0 | 0 | 0 | 0 | 0 | 0 | 0 | 0 | 0 | 0
2016-06-10 23:00 | 0 | 0 | 0 | 0 | 0 | 0 | 555334.7937 | 573688 | 0 | 0 | 0 | 0 | 1965277.9427 | 4005915.1977 | 0 | 0 | 0 | 0 | 0 | 0 | 0 | 0 | 0 | 0 | 0 | 0 | 0 | 0 | 0 | -18353.2063 | 0 | 0 | 0 | 0 | 0 | 0 | 0 | 0 | 0 | 0 | 0 | 0 | 0 | 0 | 0
2016-06-11 | 0 | 0 | 0 | 0 | 0 | 0 | 418591.7572 | 556480 | 0 | 0 | 0 | 0 | 1827389.6999 | 4005915.1977 | 0 | 0 | 0 | 0 | 0 | 0 | 0 | 0 | 0 | 0 | 0 | 0 | 0 | 0 | 0 | -137888.2428 | 0 | 0 | 0 | 0 | 0 | 0 | 0 | 0 | 0 | 0 | 0 | 0 | 0 | 0 | 0
2016-06-11 01:00 | 0 | 0 | 0 | 0 | 0 | 578811.5796 | 221063.5254 | 540736 | 0 | 0 | 0 | 0 | 2086528.8049 | 4005915.1977 | 0 | 0 | 0 | 0 | 0 | 0 | 0 | 0 | 0 | 0 | 0 | 0 | 0 | 0 | 0 | 259139.105 | 0 | 0 | 0 | 0 | 0 | 0 | 0 | 0 | 0 | 0 | 0 | 0 | 0 | 0 | 0
2016-06-11 02:00 | 0 | 0 | 0 | 0 | 0 | 224863.3289 | 33636.5661 | 517639 | 0 | 0 | 0 | 0 | 1827389.6999 | 4005915.1977 | 0 | 0 | 0 | 0 | 0 | 0 | 0 | 0 | 0 | 0 | 0 | 0 | 0 | 0 | 0 | -259139.105 | 0 | 0 | 0 | 0 | 0 | 0 | 0 | 0 | 0 | 0 | 0 | 0 | 0 | 0 | 0
2016-06-11 03:00 | 0 | 0 | 0 | 0 | 0 | 694973.8616 | 2.7073 | 486640 | 0 | 0 | 0 | 0 | 2035726.2689 | 4005915.1977 | 0 | 0 | 0 | 0 | 0 | 0 | 0 | 0 | 0 | 0 | 0 | 0 | 0 | 0 | 0 | 208336.5689 | 0 | 0 | 0 | 0 | 0 | 0 | 0 | 0 | 0 | 0 | 0 | 0 | 0 | 0 | 0
2016-06-11 04:00 | 0 | 0 | 0 | 0 | 0 | 196091.895 | 0 | 455231 | 0 | 0 | 0 | 0 | 1776587.1639 | 4005915.1977 | 0 | 0 | 0 | 0 | 0 | 0 | 0 | 0 | 0 | 0 | 0 | 0 | 0 | 0 | 0 | -259139.105 | 0 | 0 | 0 | 0 | 0 | 0 | 0 | 0 | 0 | 0 | 0 | 0 | 0 | 0 | 0
2016-06-11 05:00 | 0 | 0 | 0 | 0 | 0 | 167313.895 | 0 | 426453 | 0 | 0 | 0 | 0 | 1517448.059 | 4005915.1977 | 0 | 0 | 0 | 0 | 0 | 0 | 0 | 0 | 0 | 0 | 0 | 0 | 0 | 0 | 0 | -259139.105 | 0 | 0 | 0 | 0 | 0 | 0 | 0 | 0 | 0 | 0 | 0 | 0 | 0 | 0 | 0
2016-06-11 06:00 | 0 | 0 | 0 | 0 | 0 | 600563.5759 | 0 | 405689 | 0 | 0 | 0 | 0 | 1712322.6349 | 4005915.1977 | 0 | 0 | 0 | 0 | 0 | 0 | 0 | 0 | 0 | 0 | 0 | 0 | 0 | 0 | 0 | 194874.5759 | 0 | 0 | 0 | 0 | 0 | 0 | 0 | 0 | 0 | 0 | 0 | 0 | 0 | 0 | 0
2016-06-11 07:00 | 0 | 0 | 0 | 0 | 0 | 563286.4346 | 0 | 388245 | 0 | 0 | 0 | 0 | 1887364.0695 | 4005915.1977 | 0 | 0 | 0 | 0 | 0 | 0 | 0 | 0 | 0 | 0 | 0 | 0 | 0 | 0 | 0 | 175041.4346 | 0 | 0 | 0 | 0 | 0 | 0 | 0 | 0 | 0 | 0 | 0 | 0 | 0 | 0 | 0
2016-06-11 08:00 | 0 | 0 | 0 | 0 | 0 | 116832.895 | 0 | 375972 | 0 | 0 | 0 | 0 | 1628224.9646 | 4005915.1977 | 0 | 0 | 0 | 0 | 0 | 0 | 0 | 0 | 0 | 0 | 0 | 0 | 0 | 0 | 0 | -259139.105 | 0 | 0 | 0 | 0 | 0 | 0 | 0 | 0 | 0 | 0 | 0 | 0 | 0 | 0 | 0
2016-06-11 09:00 | 0 | 0 | 0 | 0 | 0 | 112916.895 | 0 | 372056 | 0 | 0 | 0 | 0 | 1369085.8596 | 4005915.1977 | 0 | 0 | 0 | 0 | 0 | 0 | 0 | 0 | 0 | 0 | 0 | 0 | 0 | 0 | 0 | -259139.105 | 0 | 0 | 0 | 0 | 0 | 0 | 0 | 0 | 0 | 0 | 0 | 0 | 0 | 0 | 0
2016-06-11 10:00 | 0 | 0 | 0 | 0 | 0 | 113333.895 | 0 | 372473 | 0 | 0 | 0 | 0 | 1109946.7547 | 4005915.1977 | 0 | 0 | 0 | 0 | 0 | 0 | 0 | 0 | 0 | 0 | 0 | 0 | 0 | 0 | 0 | -259139.105 | 0 | 0 | 0 | 0 | 0 | 0 | 0 | 0 | 0 | 0 | 0 | 0 | 0 | 0 | 0
2016-06-11 11:00 | 0 | 0 | 0 | 0 | 0 | 123242.5974 | 8.2976 | 382390 | 0 | 0 | 0 | 0 | 850807.6497 | 4005915.1977 | 0 | 0 | 0 | 0 | 0 | 0 | 0 | 0 | 0 | 0 | 0 | 0 | 0 | 0 | 0 | -259139.105 | 0 | 0 | 0 | 0 | 0 | 0 | 0 | 0 | 0 | 0 | 0 | 0 | 0 | 0 | 0
2016-06-11 12:00 | 0 | 0 | 0 | 0 | 0 | 251209.9131 | 95192.0063 | 405494 | 0 | 0 | 0 | 0 | 791715.5691 | 4005915.1977 | 0 | 0 | 0 | 0 | 0 | 0 | 0 | 0 | 0 | 0 | 0 | 0 | 0 | 0 | 0 | -59092.0806 | 0 | 0 | 0 | 0 | 0 | 0 | 0 | 0 | 0 | 0 | 0 | 0 | 0 | 0 | 0
2016-06-11 13:00 | 0 | 0 | 0 | 0 | 0 | 0 | 318881.2107 | 438077 | 0 | 0 | 0 | 0 | 672519.7798 | 4005915.1977 | 0 | 0 | 0 | 0 | 0 | 0 | 0 | 0 | 0 | 0 | 0 | 0 | 0 | 0 | 0 | -119195.7893 | 0 | 0 | 0 | 0 | 0 | 0 | 0 | 0 | 0 | 0 | 0 | 0 | 0 | 0 | 0
2016-06-11 14:00 | 0 | 0 | 0 | 0 | 0 | 229772.6872 | 502706.4178 | 473340 | 0 | 0 | 0 | 0 | 931658.8847 | 4005915.1977 | 0 | 0 | 0 | 0 | 0 | 0 | 0 | 0 | 0 | 0 | 0 | 0 | 0 | 0 | 0 | 259139.105 | 0 | 0 | 0 | 0 | 0 | 0 | 0 | 0 | 0 | 0 | 0 | 0 | 0 | 0 | 0
2016-06-11 15:00 | 0 | 0 | 0 | 0 | 0 | 0 | 619889.4047 | 506666 | 0 | 0 | 0 | 0 | 1044882.2894 | 4005915.1977 | 0 | 0 | 0 | 0 | 0 | 0 | 0 | 0 | 0 | 0 | 0 | 0 | 0 | 0 | 0 | 113223.4047 | 0 | 0 | 0 | 0 | 0 | 0 | 0 | 0 | 0 | 0 | 0 | 0 | 0 | 0 | 0
2016-06-11 16:00 | 0 | 0 | 0 | 0 | 0 | 0 | 684380.649 | 534752 | 0 | 0 | 0 | 0 | 1194510.9384 | 4005915.1977 | 0 | 0 | 0 | 0 | 0 | 0 | 0 | 0 | 0 | 0 | 0 | 0 | 0 | 0 | 0 | 149628.649 | 0 | 0 | 0 | 0 | 0 | 0 | 0 | 0 | 0 | 0 | 0 | 0 | 0 | 0 | 0
2016-06-11 17:00 | 0 | 0 | 0 | 0 | 0 | 0 | 705765.0699 | 555285 | 0 | 0 | 0 | 0 | 1344991.0082 | 4005915.1977 | 0 | 0 | 0 | 0 | 0 | 0 | 0 | 0 | 0 | 0 | 0 | 0 | 0 | 0 | 0 | 150480.0699 | 0 | 0 | 0 | 0 | 0 | 0 | 0 | 0 | 0 | 0 | 0 | 0 | 0 | 0 | 0
2016-06-11 18:00 | 0 | 0 | 0 | 0 | 0 | 0 | 699831.2513 | 571006 | 0 | 0 | 0 | 0 | 1473816.2595 | 4005915.1977 | 0 | 0 | 0 | 0 | 0 | 0 | 0 | 0 | 0 | 0 | 0 | 0 | 0 | 0 | 0 | 128825.2513 | 0 | 0 | 0 | 0 | 0 | 0 | 0 | 0 | 0 | 0 | 0 | 0 | 0 | 0 | 0
2016-06-11 19:00 | 0 | 0 | 0 | 0 | 0 | 155644.8577 | 686005.2472 | 582511 | 0 | 0 | 0 | 0 | 1732955.3645 | 4005915.1977 | 0 | 0 | 0 | 0 | 0 | 0 | 0 | 0 | 0 | 0 | 0 | 0 | 0 | 0 | 0 | 259139.105 | 0 | 0 | 0 | 0 | 0 | 0 | 0 | 0 | 0 | 0 | 0 | 0 | 0 | 0 | 0
2016-06-11 20:00 | 0 | 0 | 0 | 0 | 0 | 0 | 662331.5582 | 590597 | 0 | 0 | 0 | 0 | 1804689.9227 | 4005915.1977 | 0 | 0 | 0 | 0 | 0 | 0 | 0 | 0 | 0 | 0 | 0 | 0 | 0 | 0 | 0 | 71734.5582 | 0 | 0 | 0 | 0 | 0 | 0 | 0 | 0 | 0 | 0 | 0 | 0 | 0 | 0 | 0
2016-06-11 21:00 | 0 | 0 | 0 | 0 | 0 | 0 | 625122.3157 | 595049 | 0 | 0 | 0 | 0 | 1834763.2384 | 4005915.1977 | 0 | 0 | 0 | 0 | 0 | 0 | 0 | 0 | 0 | 0 | 0 | 0 | 0 | 0 | 0 | 30073.3157 | 0 | 0 | 0 | 0 | 0 | 0 | 0 | 0 | 0 | 0 | 0 | 0 | 0 | 0 | 0
2016-06-11 22:00 | 0 | 0 | 0 | 0 | 0 | 0 | 568302.1798 | 591829 | 0 | 0 | 0 | 0 | 1811236.4182 | 4005915.1977 | 0 | 0 | 0 | 0 | 0 | 0 | 0 | 0 | 0 | 0 | 0 | 0 | 0 | 0 | 0 | -23526.8202 | 0 | 0 | 0 | 0 | 0 | 0 | 0 | 0 | 0 | 0 | 0 | 0 | 0 | 0 | 0
2016-06-11 23:00 | 0 | 0 | 0 | 0 | 0 | 0 | 487448.1372 | 580903 | 0 | 0 | 0 | 0 | 1703515.5738 | 4020181.1792 | 0 | 0 | 0 | 0 | 0 | 0 | 0 | 0 | 0 | 0 | 0 | 0 | 0 | 0 | 0 | -107720.8444 | 14265.9815 | 0 | 0 | 0 | 0 | 0 | 0 | 0 | 0 | 0 | 0 | 0 | 0 | 0 | 0
2016-06-12 | 0 | 0 | 0 | 0 | 0 | 0 | 370704.2562 | 566512 | 0 | 0 | 0 | 0 | 1507707.83 | 4020181.1792 | 0 | 0 | 0 | 0 | 0 | 0 | 0 | 0 | 0 | 0 | 0 | 0 | 0 | 0 | 0 | -195807.7438 | 0 | 0 | 0 | 0 | 0 | 0 | 0 | 0 | 0 | 0 | 0 | 0 | 0 | 0 | 0
2016-06-12 01:00 | 0 | 0 | 0 | 0 | 0 | 601918.8728 | 210061.2322 | 552841 | 0 | 0 | 0 | 0 | 1766846.935 | 4020181.1792 | 0 | 0 | 0 | 0 | 0 | 0 | 0 | 0 | 0 | 0 | 0 | 0 | 0 | 0 | 0 | 259139.105 | 0 | 0 | 0 | 0 | 0 | 0 | 0 | 0 | 0 | 0 | 0 | 0 | 0 | 0 | 0
2016-06-12 02:00 | 0 | 0 | 0 | 0 | 0 | 567324.6315 | 25598.6392 | 531300 | 0 | 0 | 0 | 0 | 1828470.2057 | 4020181.1792 | 0 | 0 | 0 | 0 | 0 | 0 | 0 | 0 | 0 | 0 | 0 | 0 | 0 | 0 | 0 | 61623.2707 | 0 | 0 | 0 | 0 | 0 | 0 | 0 | 0 | 0 | 0 | 0 | 0 | 0 | 0 | 0
2016-06-12 03:00 | 0 | 0 | 0 | 0 | 0 | 746373.8414 | 1.6533 | 501243 | 0 | 0 | 0 | 0 | 2073602.7004 | 4020181.1792 | 0 | 0 | 0 | 0 | 0 | 0 | 0 | 0 | 0 | 0 | 0 | 0 | 0 | 0 | 0 | 245132.4947 | 0 | 0 | 0 | 0 | 0 | 0 | 0 | 0 | 0 | 0 | 0 | 0 | 0 | 0 | 0
2016-06-12 04:00 | 0 | 0 | 0 | 0 | 0 | 211547.895 | 0 | 470687 | 0 | 0 | 0 | 0 | 1814463.5954 | 4020181.1792 | 0 | 0 | 0 | 0 | 0 | 0 | 0 | 0 | 0 | 0 | 0 | 0 | 0 | 0 | 0 | -259139.105 | 0 | 0 | 0 | 0 | 0 | 0 | 0 | 0 | 0 | 0 | 0 | 0 | 0 | 0 | 0
2016-06-12 05:00 | 0 | 0 | 0 | 0 | 0 | 182914.895 | 0 | 442054 | 0 | 0 | 0 | 0 | 1555324.4905 | 4020181.1792 | 0 | 0 | 0 | 0 | 0 | 0 | 0 | 0 | 0 | 0 | 0 | 0 | 0 | 0 | 0 | -259139.105 | 0 | 0 | 0 | 0 | 0 | 0 | 0 | 0 | 0 | 0 | 0 | 0 | 0 | 0 | 0
2016-06-12 06:00 | 0 | 0 | 0 | 0 | 0 | 159071.895 | 0 | 418211 | 0 | 0 | 0 | 0 | 1296185.3855 | 4020181.1792 | 0 | 0 | 0 | 0 | 0 | 0 | 0 | 0 | 0 | 0 | 0 | 0 | 0 | 0 | 0 | -259139.105 | 0 | 0 | 0 | 0 | 0 | 0 | 0 | 0 | 0 | 0 | 0 | 0 | 0 | 0 | 0
2016-06-12 07:00 | 0 | 0 | 0 | 0 | 0 | 141288.895 | 0 | 400428 | 0 | 0 | 0 | 0 | 1037046.2806 | 4020181.1792 | 0 | 0 | 0 | 0 | 0 | 0 | 0 | 0 | 0 | 0 | 0 | 0 | 0 | 0 | 0 | -259139.105 | 0 | 0 | 0 | 0 | 0 | 0 | 0 | 0 | 0 | 0 | 0 | 0 | 0 | 0 | 0
2016-06-12 08:00 | 0 | 0 | 0 | 0 | 0 | 128427.895 | 0 | 387567 | 0 | 0 | 0 | 0 | 777907.1756 | 4020181.1792 | 0 | 0 | 0 | 0 | 0 | 0 | 0 | 0 | 0 | 0 | 0 | 0 | 0 | 0 | 0 | -259139.105 | 0 | 0 | 0 | 0 | 0 | 0 | 0 | 0 | 0 | 0 | 0 | 0 | 0 | 0 | 0
2016-06-12 09:00 | 0 | 0 | 0 | 0 | 0 | 120880.895 | 0 | 380020 | 0 | 0 | 0 | 0 | 518768.0707 | 4020181.1792 | 0 | 0 | 0 | 0 | 0 | 0 | 0 | 0 | 0 | 0 | 0 | 0 | 0 | 0 | 0 | -259139.105 | 0 | 0 | 0 | 0 | 0 | 0 | 0 | 0 | 0 | 0 | 0 | 0 | 0 | 0 | 0
2016-06-12 10:00 | 0 | 0 | 0 | 0 | 0 | 117070.895 | 0 | 376210 | 0 | 0 | 0 | 0 | 259628.9657 | 4020181.1792 | 0 | 0 | 0 | 0 | 0 | 0 | 0 | 0 | 0 | 0 | 0 | 0 | 0 | 0 | 0 | -259139.105 | 0 | 0 | 0 | 0 | 0 | 0 | 0 | 0 | 0 | 0 | 0 | 0 | 0 | 0 | 0
2016-06-12 11:00 | 0 | 0 | 0 | 0 | 0 | 393649.2691 | 3.8956 | 384024 | 0 | 0 | 0 | 0 | 269258.1305 | 4020181.1792 | 0 | 0 | 0 | 0 | 0 | 0 | 0 | 0 | 0 | 0 | 0 | 0 | 0 | 0 | 0 | 9629.1647 | 0 | 0 | 0 | 0 | 0 | 0 | 0 | 0 | 0 | 0 | 0 | 0 | 0 | 0 | 0
2016-06-12 12:00 | 0 | 0 | 0 | 0 | 0 | 41381.331 | 107437.5641 | 407958 | 0 | 0 | 0 | 0 | 10119.0255 | 4020181.1792 | 0 | 0 | 0 | 0 | 0 | 0 | 0 | 0 | 0 | 0 | 0 | 0 | 0 | 0 | 0 | -259139.105 | 0 | 0 | 0 | 0 | 0 | 0 | 0 | 0 | 0 | 0 | 0 | 0 | 0 | 0 | 0
2016-06-12 13:00 | 0 | 0 | 0 | 0 | 0 | 0 | 427558.9745 | 437678 | 0 | 0 | 0 | 0 | 0 | 4020181.1792 | 0 | 0 | 0 | 0 | 0 | 0 | 0 | 0 | 0 | 0 | 0 | 0 | 0 | 0 | 0 | -10119.0255 | 0 | 0 | 0 | 0 | 0 | 0 | 0 | 0 | 0 | 0 | 0 | 0 | 0 | 0 | 0
2016-06-12 14:00 | 0 | 0 | 0 | 0 | 0 | 0 | 632692.0175 | 468012 | 0 | 0 | 0 | 0 | 164680.0175 | 4020181.1792 | 0 | 0 | 0 | 0 | 0 | 0 | 0 | 0 | 0 | 0 | 0 | 0 | 0 | 0 | 0 | 164680.0175 | 0 | 0 | 0 | 0 | 0 | 0 | 0 | 0 | 0 | 0 | 0 | 0 | 0 | 0 | 0
2016-06-12 15:00 | 0 | 0 | 0 | 0 | 0 | 0 | 743171.4536 | 494687 | 0 | 0 | 0 | 0 | 413164.4711 | 4020181.1792 | 0 | 0 | 0 | 0 | 0 | 0 | 0 | 0 | 0 | 0 | 0 | 0 | 0 | 0 | 0 | 248484.4536 | 0 | 0 | 0 | 0 | 0 | 0 | 0 | 0 | 0 | 0 | 0 | 0 | 0 | 0 | 0
2016-06-12 16:00 | 0 | 0 | 0 | 0 | 0 | 0 | 790827.0865 | 517422 | 0 | 0 | 0 | 0 | 672303.576 | 4034447.1607 | 0 | 0 | 0 | 0 | 0 | 0 | 0 | 0 | 0 | 0 | 0 | 0 | 0 | 0 | 0 | 259139.105 | 14265.9815 | 0 | 0 | 0 | 0 | 0 | 0 | 0 | 0 | 0 | 0 | 0 | 0 | 0 | 0
2016-06-12 17:00 | 0 | 0 | 0 | 0 | 0 | 0 | 807892.0865 | 534487 | 0 | 0 | 0 | 0 | 931442.681 | 4048713.1423 | 0 | 0 | 0 | 0 | 0 | 0 | 0 | 0 | 0 | 0 | 0 | 0 | 0 | 0 | 0 | 259139.105 | 14265.9815 | 0 | 0 | 0 | 0 | 0 | 0 | 0 | 0 | 0 | 0 | 0 | 0 | 0 | 0
2016-06-12 18:00 | 0 | 0 | 0 | 0 | 0 | 0 | 806581.7317 | 545621 | 0 | 0 | 0 | 0 | 1190581.7859 | 4050534.769 | 0 | 0 | 0 | 0 | 0 | 0 | 0 | 0 | 0 | 0 | 0 | 0 | 0 | 0 | 0 | 259139.105 | 1821.6267 | 0 | 0 | 0 | 0 | 0 | 0 | 0 | 0 | 0 | 0 | 0 | 0 | 0 | 0
2016-06-12 19:00 | 0 | 0 | 0 | 0 | 0 | 0 | 796731.0873 | 552724 | 0 | 0 | 0 | 0 | 1434588.8732 | 4050534.769 | 0 | 0 | 0 | 0 | 0 | 0 | 0 | 0 | 0 | 0 | 0 | 0 | 0 | 0 | 0 | 244007.0873 | 0 | 0 | 0 | 0 | 0 | 0 | 0 | 0 | 0 | 0 | 0 | 0 | 0 | 0 | 0
2016-06-12 20:00 | 0 | 0 | 0 | 0 | 0 | 0 | 787280.2235 | 556947 | 0 | 0 | 0 | 0 | 1664922.0967 | 4050534.769 | 0 | 0 | 0 | 0 | 0 | 0 | 0 | 0 | 0 | 0 | 0 | 0 | 0 | 0 | 0 | 230333.2235 | 0 | 0 | 0 | 0 | 0 | 0 | 0 | 0 | 0 | 0 | 0 | 0 | 0 | 0 | 0
2016-06-12 21:00 | 0 | 0 | 0 | 0 | 0 | 0 | 769225.9376 | 558748 | 0 | 0 | 0 | 0 | 1875400.0343 | 4050534.769 | 0 | 0 | 0 | 0 | 0 | 0 | 0 | 0 | 0 | 0 | 0 | 0 | 0 | 0 | 0 | 210477.9376 | 0 | 0 | 0 | 0 | 0 | 0 | 0 | 0 | 0 | 0 | 0 | 0 | 0 | 0 | 0
2016-06-12 22:00 | 0 | 0 | 0 | 0 | 0 | 28150.5049 | 732674.7382 | 554207 | 0 | 0 | 0 | 0 | 2082018.2773 | 4050534.769 | 0 | 0 | 0 | 0 | 0 | 0 | 0 | 0 | 0 | 0 | 0 | 0 | 0 | 0 | 0 | 206618.243 | 0 | 0 | 0 | 0 | 0 | 0 | 0 | 0 | 0 | 0 | 0 | 0 | 0 | 0 | 0
2016-06-12 23:00 | 0 | 0 | 0 | 0 | 0 | 0 | 655599.8089 | 543277 | 0 | 0 | 0 | 0 | 2194341.0863 | 4050534.769 | 0 | 0 | 0 | 0 | 0 | 0 | 0 | 0 | 0 | 0 | 0 | 0 | 0 | 0 | 0 | 112322.8089 | 0 | 0 | 0 | 0 | 0 | 0 | 0 | 0 | 0 | 0 | 0 | 0 | 0 | 0 | 0
2016-06-13 | 0 | 0 | 0 | 0 | 0 | 0 | 544417.2075 | 530139 | 0 | 0 | 0 | 0 | 2208619.2937 | 4050534.769 | 0 | 0 | 0 | 0 | 0 | 0 | 0 | 0 | 0 | 0 | 0 | 0 | 0 | 0 | 0 | 14278.2075 | 0 | 0 | 0 | 0 | 0 | 0 | 0 | 0 | 0 | 0 | 0 | 0 | 0 | 0 | 0
2016-06-13 01:00 | 0 | 0 | 0 | 0 | 0 | 0 | 313662.2857 | 519068 | 0 | 0 | 0 | 0 | 2003213.5795 | 4050534.769 | 0 | 0 | 0 | 0 | 0 | 0 | 0 | 0 | 0 | 0 | 0 | 0 | 0 | 0 | 0 | -205405.7143 | 0 | 0 | 0 | 0 | 0 | 0 | 0 | 0 | 0 | 0 | 0 | 0 | 0 | 0 | 0
2016-06-13 02:00 | 0 | 0 | 0 | 0 | 0 | 474537.1119 | 37060.2192 | 498816 | 0 | 0 | 0 | 0 | 2124937.7198 | 3941591.9598 | 0 | 0 | 0 | 0 | 0 | 0 | 0 | 0 | 0 | 0 | 0 | 0 | 0 | 0 | 0 | 121724.1403 | 0 | 108942.8092 | 0 | 0 | 0 | 0 | 0 | 0 | 0 | 0 | 0 | 0 | 0 | 0 | 0
2016-06-13 03:00 | 0 | 0 | 0 | 0 | 0 | 451320.0372 | 2.8313 | 469138 | 0 | 0 | 0 | 0 | 2107122.5883 | 3941591.9598 | 0 | 0 | 0 | 0 | 0 | 0 | 0 | 0 | 0 | 0 | 0 | 0 | 0 | 0 | 0 | -17815.1315 | 0 | 0 | 0 | 0 | 0 | 0 | 0 | 0 | 0 | 0 | 0 | 0 | 0 | 0 | 0
2016-06-13 04:00 | 0 | 0 | 0 | 0 | 0 | 180571.895 | 0 | 439711 | 0 | 0 | 0 | 0 | 1847983.4833 | 3941591.9598 | 0 | 0 | 0 | 0 | 0 | 0 | 0 | 0 | 0 | 0 | 0 | 0 | 0 | 0 | 0 | -259139.105 | 0 | 0 | 0 | 0 | 0 | 0 | 0 | 0 | 0 | 0 | 0 | 0 | 0 | 0 | 0
2016-06-13 05:00 | 0 | 0 | 0 | 0 | 0 | 156067.895 | 0 | 415207 | 0 | 0 | 0 | 0 | 1588844.3784 | 3941591.9598 | 0 | 0 | 0 | 0 | 0 | 0 | 0 | 0 | 0 | 0 | 0 | 0 | 0 | 0 | 0 | -259139.105 | 0 | 0 | 0 | 0 | 0 | 0 | 0 | 0 | 0 | 0 | 0 | 0 | 0 | 0 | 0
2016-06-13 06:00 | 0 | 0 | 0 | 0 | 0 | 135377.895 | 0 | 394517 | 0 | 0 | 0 | 0 | 1329705.2734 | 3941591.9598 | 0 | 0 | 0 | 0 | 0 | 0 | 0 | 0 | 0 | 0 | 0 | 0 | 0 | 0 | 0 | -259139.105 | 0 | 0 | 0 | 0 | 0 | 0 | 0 | 0 | 0 | 0 | 0 | 0 | 0 | 0 | 0
2016-06-13 07:00 | 0 | 0 | 0 | 0 | 0 | 121499.895 | 0 | 380639 | 0 | 0 | 0 | 0 | 1070566.1685 | 3941591.9598 | 0 | 0 | 0 | 0 | 0 | 0 | 0 | 0 | 0 | 0 | 0 | 0 | 0 | 0 | 0 | -259139.105 | 0 | 0 | 0 | 0 | 0 | 0 | 0 | 0 | 0 | 0 | 0 | 0 | 0 | 0 | 0
2016-06-13 08:00 | 0 | 0 | 0 | 0 | 0 | 115419.895 | 0 | 374559 | 0 | 0 | 0 | 0 | 811427.0635 | 3941591.9598 | 0 | 0 | 0 | 0 | 0 | 0 | 0 | 0 | 0 | 0 | 0 | 0 | 0 | 0 | 0 | -259139.105 | 0 | 0 | 0 | 0 | 0 | 0 | 0 | 0 | 0 | 0 | 0 | 0 | 0 | 0 | 0
2016-06-13 09:00 | 0 | 0 | 0 | 0 | 0 | 242372.2221 | 0 | 379564 | 0 | 0 | 0 | 0 | 674235.2857 | 3941591.9598 | 0 | 0 | 0 | 0 | 0 | 0 | 0 | 0 | 0 | 0 | 0 | 0 | 0 | 0 | 0 | -137191.7779 | 0 | 0 | 0 | 0 | 0 | 0 | 0 | 0 | 0 | 0 | 0 | 0 | 0 | 0 | 0
2016-06-13 10:00 | 0 | 0 | 0 | 0 | 0 | 26113.0859 | 0 | 394195 | 0 | 0 | 0 | 0 | 415096.1807 | 3832649.1507 | 0 | 0 | 0 | 0 | 0 | 0 | 0 | 0 | 0 | 0 | 0 | 0 | 0 | 0 | 0 | -259139.105 | 0 | 108942.8092 | 0 | 0 | 0 | 0 | 0 | 0 | 0 | 0 | 0 | 0 | 0 | 0 | 0
2016-06-13 11:00 | 0 | 0 | 0 | 0 | 0 | 184557.846 | 4.1333 | 416210 | 0 | 0 | 0 | 0 | 183448.1601 | 3832649.1507 | 0 | 0 | 0 | 0 | 0 | 0 | 0 | 0 | 0 | 0 | 0 | 0 | 0 | 0 | 0 | -231648.0206 | 0 | 0 | 0 | 0 | 0 | 0 | 0 | 0 | 0 | 0 | 0 | 0 | 0 | 0 | 0
2016-06-13 12:00 | 0 | 0 | 0 | 0 | 0 | 110942.6629 | 146150.1771 | 440541 | 0 | 0 | 0 | 0 | 0 | 3832649.1507 | 0 | 0 | 0 | 0 | 0 | 0 | 0 | 0 | 0 | 0 | 0 | 0 | 0 | 0 | 0 | -183448.1601 | 0 | 0 | 0 | 0 | 0 | 0 | 0 | 0 | 0 | 0 | 0 | 0 | 0 | 0 | 0
2016-06-13 13:00 | 0 | 0 | 0 | 0 | 0 | 0 | 482500.2652 | 467299 | 0 | 0 | 0 | 0 | 15201.2652 | 3832649.1507 | 0 | 0 | 0 | 0 | 0 | 0 | 0 | 0 | 0 | 0 | 0 | 0 | 0 | 0 | 0 | 15201.2652 | 0 | 0 | 0 | 0 | 0 | 0 | 0 | 0 | 0 | 0 | 0 | 0 | 0 | 0 | 0
2016-06-13 14:00 | 0 | 0 | 0 | 0 | 0 | 0 | 689535.5386 | 495712 | 0 | 0 | 0 | 0 | 209024.8038 | 3832649.1507 | 0 | 0 | 0 | 0 | 0 | 0 | 0 | 0 | 0 | 0 | 0 | 0 | 0 | 0 | 0 | 193823.5386 | 0 | 0 | 0 | 0 | 0 | 0 | 0 | 0 | 0 | 0 | 0 | 0 | 0 | 0 | 0
2016-06-13 15:00 | 0 | 0 | 0 | 0 | 0 | 0 | 789339.8957 | 522570 | 0 | 0 | 0 | 0 | 468163.9088 | 3840279.9415 | 0 | 0 | 0 | 0 | 0 | 0 | 0 | 0 | 0 | 0 | 0 | 0 | 0 | 0 | 0 | 259139.105 | 7630.7908 | 0 | 0 | 0 | 0 | 0 | 0 | 0 | 0 | 0 | 0 | 0 | 0 | 0 | 0
2016-06-13 16:00 | 0 | 0 | 0 | 0 | 0 | 0 | 818989.0865 | 545584 | 0 | 0 | 0 | 0 | 727303.0137 | 3854545.923 | 0 | 0 | 0 | 0 | 0 | 0 | 0 | 0 | 0 | 0 | 0 | 0 | 0 | 0 | 0 | 259139.105 | 14265.9815 | 0 | 0 | 0 | 0 | 0 | 0 | 0 | 0 | 0 | 0 | 0 | 0 | 0 | 0
2016-06-13 17:00 | 0 | 0 | 0 | 0 | 0 | 0 | 832467.2337 | 565469 | 0 | 0 | 0 | 0 | 986442.1187 | 3862405.0518 | 0 | 0 | 0 | 0 | 0 | 0 | 0 | 0 | 0 | 0 | 0 | 0 | 0 | 0 | 0 | 259139.105 | 7859.1288 | 0 | 0 | 0 | 0 | 0 | 0 | 0 | 0 | 0 | 0 | 0 | 0 | 0 | 0
2016-06-13 18:00 | 0 | 0 | 0 | 0 | 0 | 0 | 821417.6224 | 580343 | 0 | 0 | 0 | 0 | 1227516.7411 | 3862405.0518 | 0 | 0 | 0 | 0 | 0 | 0 | 0 | 0 | 0 | 0 | 0 | 0 | 0 | 0 | 0 | 241074.6224 | 0 | 0 | 0 | 0 | 0 | 0 | 0 | 0 | 0 | 0 | 0 | 0 | 0 | 0 | 0
2016-06-13 19:00 | 0 | 0 | 0 | 0 | 0 | 0 | 809982.9864 | 589658 | 0 | 0 | 0 | 0 | 1447841.7275 | 3862405.0518 | 0 | 0 | 0 | 0 | 0 | 0 | 0 | 0 | 0 | 0 | 0 | 0 | 0 | 0 | 0 | 220324.9864 | 0 | 0 | 0 | 0 | 0 | 0 | 0 | 0 | 0 | 0 | 0 | 0 | 0 | 0 | 0
2016-06-13 20:00 | 0 | 0 | 0 | 0 | 0 | 16140.2317 | 803080.7475 | 595279 | 0 | 0 | 0 | 0 | 1671783.7067 | 3862405.0518 | 0 | 0 | 0 | 0 | 0 | 0 | 0 | 0 | 0 | 0 | 0 | 0 | 0 | 0 | 0 | 223941.9792 | 0 | 0 | 0 | 0 | 0 | 0 | 0 | 0 | 0 | 0 | 0 | 0 | 0 | 0 | 0
2016-06-13 21:00 | 0 | 0 | 0 | 0 | 0 | 0 | 792230.3316 | 596967 | 0 | 0 | 0 | 0 | 1867047.0384 | 3862405.0518 | 0 | 0 | 0 | 0 | 0 | 0 | 0 | 0 | 0 | 0 | 0 | 0 | 0 | 0 | 0 | 195263.3316 | 0 | 0 | 0 | 0 | 0 | 0 | 0 | 0 | 0 | 0 | 0 | 0 | 0 | 0 | 0
2016-06-13 22:00 | 0 | 0 | 0 | 0 | 0 | 0 | 758214.1647 | 591091 | 0 | 0 | 0 | 0 | 2034170.203 | 3862405.0518 | 0 | 0 | 0 | 0 | 0 | 0 | 0 | 0 | 0 | 0 | 0 | 0 | 0 | 0 | 0 | 167123.1647 | 0 | 0 | 0 | 0 | 0 | 0 | 0 | 0 | 0 | 0 | 0 | 0 | 0 | 0 | 0
2016-06-13 23:00 | 0 | 0 | 0 | 0 | 0 | 0 | 672245.8504 | 579889 | 0 | 0 | 0 | 0 | 2126527.0534 | 3862405.0518 | 0 | 0 | 0 | 0 | 0 | 0 | 0 | 0 | 0 | 0 | 0 | 0 | 0 | 0 | 0 | 92356.8504 | 0 | 0 | 0 | 0 | 0 | 0 | 0 | 0 | 0 | 0 | 0 | 0 | 0 | 0 | 0
2016-06-14 | 0 | 0 | 0 | 0 | 0 | 0 | 556174.9152 | 565632 | 0 | 0 | 0 | 0 | 2117069.9686 | 3862405.0518 | 0 | 0 | 0 | 0 | 0 | 0 | 0 | 0 | 0 | 0 | 0 | 0 | 0 | 0 | 0 | -9457.0848 | 0 | 0 | 0 | 0 | 0 | 0 | 0 | 0 | 0 | 0 | 0 | 0 | 0 | 0 | 0
2016-06-14 01:00 | 0 | 0 | 0 | 0 | 0 | 0 | 304620.4871 | 551948 | 0 | 0 | 0 | 0 | 1869742.4557 | 3862405.0518 | 0 | 0 | 0 | 0 | 0 | 0 | 0 | 0 | 0 | 0 | 0 | 0 | 0 | 0 | 0 | -247327.5129 | 0 | 0 | 0 | 0 | 0 | 0 | 0 | 0 | 0 | 0 | 0 | 0 | 0 | 0 | 0
2016-06-14 02:00 | 0 | 0 | 0 | 0 | 0 | 466886.0551 | 42356.499 | 527027 | 0 | 0 | 0 | 0 | 1851958.0098 | 3862405.0518 | 0 | 0 | 0 | 0 | 0 | 0 | 0 | 0 | 0 | 0 | 0 | 0 | 0 | 0 | 0 | -17784.4459 | 0 | 0 | 0 | 0 | 0 | 0 | 0 | 0 | 0 | 0 | 0 | 0 | 0 | 0 | 0
2016-06-14 03:00 | 0 | 0 | 0 | 0 | 0 | 232715.895 | 0 | 491855 | 0 | 0 | 0 | 0 | 1592818.9049 | 3862405.0518 | 0 | 0 | 0 | 0 | 0 | 0 | 0 | 0 | 0 | 0 | 0 | 0 | 0 | 0 | 0 | -259139.105 | 0 | 0 | 0 | 0 | 0 | 0 | 0 | 0 | 0 | 0 | 0 | 0 | 0 | 0 | 0
2016-06-14 04:00 | 0 | 0 | 0 | 0 | 0 | 446232.7942 | 0 | 458318 | 0 | 0 | 0 | 0 | 1580733.699 | 3862405.0518 | 0 | 0 | 0 | 0 | 0 | 0 | 0 | 0 | 0 | 0 | 0 | 0 | 0 | 0 | 0 | -12085.2058 | 0 | 0 | 0 | 0 | 0 | 0 | 0 | 0 | 0 | 0 | 0 | 0 | 0 | 0 | 0
2016-06-14 05:00 | 0 | 0 | 0 | 0 | 0 | 170554.895 | 0 | 429694 | 0 | 0 | 0 | 0 | 1321594.5941 | 3862405.0518 | 0 | 0 | 0 | 0 | 0 | 0 | 0 | 0 | 0 | 0 | 0 | 0 | 0 | 0 | 0 | -259139.105 | 0 | 0 | 0 | 0 | 0 | 0 | 0 | 0 | 0 | 0 | 0 | 0 | 0 | 0 | 0
2016-06-14 06:00 | 0 | 0 | 0 | 0 | 0 | 149470.895 | 0 | 408610 | 0 | 0 | 0 | 0 | 1062455.4891 | 3862405.0518 | 0 | 0 | 0 | 0 | 0 | 0 | 0 | 0 | 0 | 0 | 0 | 0 | 0 | 0 | 0 | -259139.105 | 0 | 0 | 0 | 0 | 0 | 0 | 0 | 0 | 0 | 0 | 0 | 0 | 0 | 0 | 0
2016-06-14 07:00 | 0 | 0 | 0 | 0 | 0 | 133866.895 | 0 | 393006 | 0 | 0 | 0 | 0 | 803316.3842 | 3862405.0518 | 0 | 0 | 0 | 0 | 0 | 0 | 0 | 0 | 0 | 0 | 0 | 0 | 0 | 0 | 0 | -259139.105 | 0 | 0 | 0 | 0 | 0 | 0 | 0 | 0 | 0 | 0 | 0 | 0 | 0 | 0 | 0
2016-06-14 08:00 | 0 | 0 | 0 | 0 | 0 | 127122.895 | 0 | 386262 | 0 | 0 | 0 | 0 | 544177.2792 | 3862405.0518 | 0 | 0 | 0 | 0 | 0 | 0 | 0 | 0 | 0 | 0 | 0 | 0 | 0 | 0 | 0 | -259139.105 | 0 | 0 | 0 | 0 | 0 | 0 | 0 | 0 | 0 | 0 | 0 | 0 | 0 | 0 | 0
2016-06-14 09:00 | 0 | 0 | 0 | 0 | 0 | 317817.4344 | 0 | 390262 | 0 | 0 | 0 | 0 | 471732.7136 | 3862405.0518 | 0 | 0 | 0 | 0 | 0 | 0 | 0 | 0 | 0 | 0 | 0 | 0 | 0 | 0 | 0 | -72444.5656 | 0 | 0 | 0 | 0 | 0 | 0 | 0 | 0 | 0 | 0 | 0 | 0 | 0 | 0 | 0
2016-06-14 10:00 | 0 | 0 | 0 | 0 | 0 | 145870.895 | 0 | 405010 | 0 | 0 | 0 | 0 | 212593.6087 | 3862405.0518 | 0 | 0 | 0 | 0 | 0 | 0 | 0 | 0 | 0 | 0 | 0 | 0 | 0 | 0 | 0 | -259139.105 | 0 | 0 | 0 | 0 | 0 | 0 | 0 | 0 | 0 | 0 | 0 | 0 | 0 | 0 | 0
2016-06-14 11:00 | 0 | 0 | 0 | 0 | 0 | 289016.4817 | 13.6399 | 425599 | 0 | 0 | 0 | 0 | 76024.7303 | 3862405.0518 | 0 | 0 | 0 | 0 | 0 | 0 | 0 | 0 | 0 | 0 | 0 | 0 | 0 | 0 | 0 | -136568.8784 | 0 | 0 | 0 | 0 | 0 | 0 | 0 | 0 | 0 | 0 | 0 | 0 | 0 | 0 | 0
2016-06-14 12:00 | 0 | 0 | 0 | 0 | 0 | 201605.2604 | 172058.0093 | 449688 | 0 | 0 | 0 | 0 | 0 | 3862405.0518 | 0 | 0 | 0 | 0 | 0 | 0 | 0 | 0 | 0 | 0 | 0 | 0 | 0 | 0 | 0 | -76024.7303 | 0 | 0 | 0 | 0 | 0 | 0 | 0 | 0 | 0 | 0 | 0 | 0 | 0 | 0 | 0
2016-06-14 13:00 | 0 | 0 | 0 | 0 | 0 | 0 | 569413.2767 | 476353 | 0 | 0 | 0 | 0 | 93060.2767 | 3862405.0518 | 0 | 0 | 0 | 0 | 0 | 0 | 0 | 0 | 0 | 0 | 0 | 0 | 0 | 0 | 0 | 93060.2767 | 0 | 0 | 0 | 0 | 0 | 0 | 0 | 0 | 0 | 0 | 0 | 0 | 0 | 0 | 0
2016-06-14 14:00 | 0 | 0 | 0 | 0 | 0 | 0 | 725614.7496 | 503944 | 0 | 0 | 0 | 0 | 308389.3062 | 3868746.7719 | 0 | 0 | 0 | 0 | 0 | 0 | 0 | 0 | 0 | 0 | 0 | 0 | 0 | 0 | 0 | 215329.0295 | 6341.7201 | 0 | 0 | 0 | 0 | 0 | 0 | 0 | 0 | 0 | 0 | 0 | 0 | 0 | 0
2016-06-14 15:00 | 0 | 0 | 0 | 0 | 0 | 0 | 804332.0865 | 530927 | 0 | 0 | 0 | 0 | 567528.4111 | 3883012.7534 | 0 | 0 | 0 | 0 | 0 | 0 | 0 | 0 | 0 | 0 | 0 | 0 | 0 | 0 | 0 | 259139.105 | 14265.9815 | 0 | 0 | 0 | 0 | 0 | 0 | 0 | 0 | 0 | 0 | 0 | 0 | 0 | 0
2016-06-14 16:00 | 0 | 0 | 0 | 0 | 0 | 0 | 827357.0865 | 553952 | 0 | 0 | 0 | 0 | 826667.5161 | 3897278.7349 | 0 | 0 | 0 | 0 | 0 | 0 | 0 | 0 | 0 | 0 | 0 | 0 | 0 | 0 | 0 | 259139.105 | 14265.9815 | 0 | 0 | 0 | 0 | 0 | 0 | 0 | 0 | 0 | 0 | 0 | 0 | 0 | 0
2016-06-14 17:00 | 0 | 0 | 0 | 0 | 0 | 0 | 846654.0865 | 573249 | 0 | 0 | 0 | 0 | 1085806.621 | 3911544.7165 | 0 | 0 | 0 | 0 | 0 | 0 | 0 | 0 | 0 | 0 | 0 | 0 | 0 | 0 | 0 | 259139.105 | 14265.9815 | 0 | 0 | 0 | 0 | 0 | 0 | 0 | 0 | 0 | 0 | 0 | 0 | 0 | 0
2016-06-14 18:00 | 0 | 0 | 0 | 0 | 0 | 0 | 860486.0865 | 587081 | 0 | 0 | 0 | 0 | 1344945.726 | 3925810.698 | 0 | 0 | 0 | 0 | 0 | 0 | 0 | 0 | 0 | 0 | 0 | 0 | 0 | 0 | 0 | 259139.105 | 14265.9815 | 0 | 0 | 0 | 0 | 0 | 0 | 0 | 0 | 0 | 0 | 0 | 0 | 0 | 0
2016-06-14 19:00 | 0 | 0 | 0 | 0 | 0 | 0 | 868056.0619 | 595687 | 0 | 0 | 0 | 0 | 1604084.8309 | 3939040.655 | 0 | 0 | 0 | 0 | 0 | 0 | 0 | 0 | 0 | 0 | 0 | 0 | 0 | 0 | 0 | 259139.105 | 13229.957 | 0 | 0 | 0 | 0 | 0 | 0 | 0 | 0 | 0 | 0 | 0 | 0 | 0 | 0
2016-06-14 20:00 | 0 | 0 | 0 | 0 | 0 | 0 | 859639.0147 | 601822 | 0 | 0 | 0 | 0 | 1861901.8456 | 3939040.655 | 0 | 0 | 0 | 0 | 0 | 0 | 0 | 0 | 0 | 0 | 0 | 0 | 0 | 0 | 0 | 257817.0147 | 0 | 0 | 0 | 0 | 0 | 0 | 0 | 0 | 0 | 0 | 0 | 0 | 0 | 0 | 0
2016-06-14 21:00 | 0 | 0 | 0 | 0 | 0 | 0 | 844313.8344 | 603737 | 0 | 0 | 0 | 0 | 2102478.68 | 3939040.655 | 0 | 0 | 0 | 0 | 0 | 0 | 0 | 0 | 0 | 0 | 0 | 0 | 0 | 0 | 0 | 240576.8344 | 0 | 0 | 0 | 0 | 0 | 0 | 0 | 0 | 0 | 0 | 0 | 0 | 0 | 0 | 0
2016-06-14 22:00 | 0 | 0 | 0 | 0 | 0 | 0 | 812210.1371 | 597600 | 0 | 0 | 0 | 0 | 2317088.8171 | 3939040.655 | 0 | 0 | 0 | 0 | 0 | 0 | 0 | 0 | 0 | 0 | 0 | 0 | 0 | 0 | 0 | 214610.1371 | 0 | 0 | 0 | 0 | 0 | 0 | 0 | 0 | 0 | 0 | 0 | 0 | 0 | 0 | 0
2016-06-14 23:00 | 0 | 0 | 0 | 0 | 0 | 0 | 725971.1656 | 585548 | 0 | 0 | 0 | 0 | 2457511.9827 | 3939040.655 | 0 | 0 | 0 | 0 | 0 | 0 | 0 | 0 | 0 | 0 | 0 | 0 | 0 | 0 | 0 | 140423.1656 | 0 | 0 | 0 | 0 | 0 | 0 | 0 | 0 | 0 | 0 | 0 | 0 | 0 | 0 | 0
2016-06-15 | 0 | 0 | 0 | 0 | 0 | 0 | 572467.4298 | 570965 | 0 | 0 | 0 | 0 | 2459014.4125 | 3939040.655 | 0 | 0 | 0 | 0 | 0 | 0 | 0 | 0 | 0 | 0 | 0 | 0 | 0 | 0 | 0 | 1502.4298 | 0 | 0 | 0 | 0 | 0 | 0 | 0 | 0 | 0 | 0 | 0 | 0 | 0 | 0 | 0
2016-06-15 01:00 | 0 | 0 | 0 | 0 | 0 | 0 | 311391.2021 | 557325 | 0 | 0 | 0 | 0 | 2213080.6146 | 3939040.655 | 0 | 0 | 0 | 0 | 0 | 0 | 0 | 0 | 0 | 0 | 0 | 0 | 0 | 0 | 0 | -245933.7979 | 0 | 0 | 0 | 0 | 0 | 0 | 0 | 0 | 0 | 0 | 0 | 0 | 0 | 0 | 0
2016-06-15 02:00 | 0 | 0 | 0 | 0 | 0 | 460143.421 | 38320.2526 | 532471 | 0 | 0 | 0 | 0 | 2179073.2882 | 3939040.655 | 0 | 0 | 0 | 0 | 0 | 0 | 0 | 0 | 0 | 0 | 0 | 0 | 0 | 0 | 0 | -34007.3264 | 0 | 0 | 0 | 0 | 0 | 0 | 0 | 0 | 0 | 0 | 0 | 0 | 0 | 0 | 0
2016-06-15 03:00 | 0 | 0 | 0 | 0 | 0 | 239548.1981 | 2.697 | 498690 | 0 | 0 | 0 | 0 | 1919934.1833 | 3939040.655 | 0 | 0 | 0 | 0 | 0 | 0 | 0 | 0 | 0 | 0 | 0 | 0 | 0 | 0 | 0 | -259139.105 | 0 | 0 | 0 | 0 | 0 | 0 | 0 | 0 | 0 | 0 | 0 | 0 | 0 | 0 | 0
2016-06-15 04:00 | 0 | 0 | 0 | 0 | 0 | 207071.895 | 0 | 466211 | 0 | 0 | 0 | 0 | 1660795.0783 | 3939040.655 | 0 | 0 | 0 | 0 | 0 | 0 | 0 | 0 | 0 | 0 | 0 | 0 | 0 | 0 | 0 | -259139.105 | 0 | 0 | 0 | 0 | 0 | 0 | 0 | 0 | 0 | 0 | 0 | 0 | 0 | 0 | 0
2016-06-15 05:00 | 0 | 0 | 0 | 0 | 0 | 179002.895 | 0 | 438142 | 0 | 0 | 0 | 0 | 1401655.9734 | 3939040.655 | 0 | 0 | 0 | 0 | 0 | 0 | 0 | 0 | 0 | 0 | 0 | 0 | 0 | 0 | 0 | -259139.105 | 0 | 0 | 0 | 0 | 0 | 0 | 0 | 0 | 0 | 0 | 0 | 0 | 0 | 0 | 0
2016-06-15 06:00 | 0 | 0 | 0 | 0 | 0 | 157960.895 | 0 | 417100 | 0 | 0 | 0 | 0 | 1142516.8684 | 3939040.655 | 0 | 0 | 0 | 0 | 0 | 0 | 0 | 0 | 0 | 0 | 0 | 0 | 0 | 0 | 0 | -259139.105 | 0 | 0 | 0 | 0 | 0 | 0 | 0 | 0 | 0 | 0 | 0 | 0 | 0 | 0 | 0
2016-06-15 07:00 | 0 | 0 | 0 | 0 | 0 | 142972.895 | 0 | 402112 | 0 | 0 | 0 | 0 | 883377.7635 | 3939040.655 | 0 | 0 | 0 | 0 | 0 | 0 | 0 | 0 | 0 | 0 | 0 | 0 | 0 | 0 | 0 | -259139.105 | 0 | 0 | 0 | 0 | 0 | 0 | 0 | 0 | 0 | 0 | 0 | 0 | 0 | 0 | 0
2016-06-15 08:00 | 0 | 0 | 0 | 0 | 0 | 26677.0859 | 0 | 394759 | 0 | 0 | 0 | 0 | 624238.6585 | 3830097.8458 | 0 | 0 | 0 | 0 | 0 | 0 | 0 | 0 | 0 | 0 | 0 | 0 | 0 | 0 | 0 | -259139.105 | 0 | 108942.8092 | 0 | 0 | 0 | 0 | 0 | 0 | 0 | 0 | 0 | 0 | 0 | 0 | 0
2016-06-15 09:00 | 0 | 0 | 0 | 0 | 0 | 139374.895 | 0 | 398514 | 0 | 0 | 0 | 0 | 365099.5536 | 3830097.8458 | 0 | 0 | 0 | 0 | 0 | 0 | 0 | 0 | 0 | 0 | 0 | 0 | 0 | 0 | 0 | -259139.105 | 0 | 0 | 0 | 0 | 0 | 0 | 0 | 0 | 0 | 0 | 0 | 0 | 0 | 0 | 0
2016-06-15 10:00 | 0 | 0 | 0 | 0 | 0 | 154544.895 | 0 | 413684 | 0 | 0 | 0 | 0 | 105960.4486 | 3830097.8458 | 0 | 0 | 0 | 0 | 0 | 0 | 0 | 0 | 0 | 0 | 0 | 0 | 0 | 0 | 0 | -259139.105 | 0 | 0 | 0 | 0 | 0 | 0 | 0 | 0 | 0 | 0 | 0 | 0 | 0 | 0 | 0
2016-06-15 11:00 | 0 | 0 | 0 | 0 | 0 | 409547.546 | 18.0832 | 433725 | 0 | 0 | 0 | 0 | 81801.0779 | 3830097.8458 | 0 | 0 | 0 | 0 | 0 | 0 | 0 | 0 | 0 | 0 | 0 | 0 | 0 | 0 | 0 | -24159.3707 | 0 | 0 | 0 | 0 | 0 | 0 | 0 | 0 | 0 | 0 | 0 | 0 | 0 | 0 | 0
2016-06-15 12:00 | 0 | 0 | 0 | 0 | 0 | 220673.2223 | 155735.6998 | 458210 | 0 | 0 | 0 | 0 | 0 | 3830097.8458 | 0 | 0 | 0 | 0 | 0 | 0 | 0 | 0 | 0 | 0 | 0 | 0 | 0 | 0 | 0 | -81801.0779 | 0 | 0 | 0 | 0 | 0 | 0 | 0 | 0 | 0 | 0 | 0 | 0 | 0 | 0 | 0
2016-06-15 13:00 | 0 | 0 | 0 | 0 | 0 | 0 | 542199.0953 | 486171 | 0 | 0 | 0 | 0 | 41762.1137 | 3844363.8274 | 0 | 0 | 0 | 0 | 0 | 0 | 0 | 0 | 0 | 0 | 0 | 0 | 0 | 0 | 0 | 41762.1137 | 14265.9815 | 0 | 0 | 0 | 0 | 0 | 0 | 0 | 0 | 0 | 0 | 0 | 0 | 0 | 0
2016-06-15 14:00 | 0 | 0 | 0 | 0 | 0 | 0 | 707519.7268 | 515729 | 0 | 0 | 0 | 0 | 219286.859 | 3858629.8089 | 0 | 0 | 0 | 0 | 0 | 0 | 0 | 0 | 0 | 0 | 0 | 0 | 0 | 0 | 0 | 177524.7452 | 14265.9815 | 0 | 0 | 0 | 0 | 0 | 0 | 0 | 0 | 0 | 0 | 0 | 0 | 0 | 0
2016-06-15 15:00 | 0 | 0 | 0 | 0 | 0 | 0 | 817605.0865 | 544200 | 0 | 0 | 0 | 0 | 478425.9639 | 3872895.7904 | 0 | 0 | 0 | 0 | 0 | 0 | 0 | 0 | 0 | 0 | 0 | 0 | 0 | 0 | 0 | 259139.105 | 14265.9815 | 0 | 0 | 0 | 0 | 0 | 0 | 0 | 0 | 0 | 0 | 0 | 0 | 0 | 0
2016-06-15 16:00 | 0 | 0 | 0 | 0 | 0 | 0 | 842433.0865 | 569028 | 0 | 0 | 0 | 0 | 737565.0689 | 3887161.772 | 0 | 0 | 0 | 0 | 0 | 0 | 0 | 0 | 0 | 0 | 0 | 0 | 0 | 0 | 0 | 259139.105 | 14265.9815 | 0 | 0 | 0 | 0 | 0 | 0 | 0 | 0 | 0 | 0 | 0 | 0 | 0 | 0
2016-06-15 17:00 | 0 | 0 | 0 | 0 | 0 | 0 | 864354.0865 | 590949 | 0 | 0 | 0 | 0 | 996704.1738 | 3901427.7535 | 0 | 0 | 0 | 0 | 0 | 0 | 0 | 0 | 0 | 0 | 0 | 0 | 0 | 0 | 0 | 259139.105 | 14265.9815 | 0 | 0 | 0 | 0 | 0 | 0 | 0 | 0 | 0 | 0 | 0 | 0 | 0 | 0
2016-06-15 18:00 | 0 | 0 | 0 | 0 | 0 | 0 | 878185.3904 | 608682 | 0 | 0 | 0 | 0 | 1251941.5827 | 3915693.735 | 0 | 0 | 0 | 0 | 0 | 0 | 0 | 0 | 0 | 0 | 0 | 0 | 0 | 0 | 0 | 255237.4089 | 14265.9815 | 0 | 0 | 0 | 0 | 0 | 0 | 0 | 0 | 0 | 0 | 0 | 0 | 0 | 0
2016-06-15 19:00 | 0 | 0 | 0 | 0 | 0 | 0 | 871397.7888 | 621100 | 0 | 0 | 0 | 0 | 1487973.3899 | 3929959.7165 | 0 | 0 | 0 | 0 | 0 | 0 | 0 | 0 | 0 | 0 | 0 | 0 | 0 | 0 | 0 | 236031.8072 | 14265.9815 | 0 | 0 | 0 | 0 | 0 | 0 | 0 | 0 | 0 | 0 | 0 | 0 | 0 | 0
2016-06-15 20:00 | 0 | 0 | 0 | 0 | 0 | 0 | 870314.6847 | 629859 | 0 | 0 | 0 | 0 | 1714163.0931 | 3944225.6981 | 0 | 0 | 0 | 0 | 0 | 0 | 0 | 0 | 0 | 0 | 0 | 0 | 0 | 0 | 0 | 226189.7031 | 14265.9815 | 0 | 0 | 0 | 0 | 0 | 0 | 0 | 0 | 0 | 0 | 0 | 0 | 0 | 0
2016-06-15 21:00 | 0 | 0 | 0 | 0 | 0 | 0 | 864764.8565 | 632024 | 0 | 0 | 0 | 0 | 1932637.968 | 3958491.6796 | 0 | 0 | 0 | 0 | 0 | 0 | 0 | 0 | 0 | 0 | 0 | 0 | 0 | 0 | 0 | 218474.875 | 14265.9815 | 0 | 0 | 0 | 0 | 0 | 0 | 0 | 0 | 0 | 0 | 0 | 0 | 0 | 0
2016-06-15 22:00 | 0 | 0 | 0 | 0 | 0 | 0 | 835378.4601 | 626813 | 0 | 0 | 0 | 0 | 2126937.4466 | 3972757.6611 | 0 | 0 | 0 | 0 | 0 | 0 | 0 | 0 | 0 | 0 | 0 | 0 | 0 | 0 | 0 | 194299.4786 | 14265.9815 | 0 | 0 | 0 | 0 | 0 | 0 | 0 | 0 | 0 | 0 | 0 | 0 | 0 | 0
2016-06-15 23:00 | 0 | 0 | 0 | 0 | 0 | 0 | 767086.2663 | 613147 | 0 | 0 | 0 | 0 | 2266610.7314 | 3987023.6427 | 0 | 0 | 0 | 0 | 0 | 0 | 0 | 0 | 0 | 0 | 0 | 0 | 0 | 0 | 0 | 139673.2847 | 14265.9815 | 0 | 0 | 0 | 0 | 0 | 0 | 0 | 0 | 0 | 0 | 0 | 0 | 0 | 0
2016-06-16 | 0 | 0 | 0 | 0 | 0 | 0 | 614269.6658 | 596583 | 0 | 0 | 0 | 0 | 2270031.4156 | 4001289.6242 | 0 | 0 | 0 | 0 | 0 | 0 | 0 | 0 | 0 | 0 | 0 | 0 | 0 | 0 | 0 | 3420.6842 | 14265.9815 | 0 | 0 | 0 | 0 | 0 | 0 | 0 | 0 | 0 | 0 | 0 | 0 | 0 | 0
2016-06-16 01:00 | 0 | 0 | 0 | 0 | 0 | 0 | 351710.0367 | 579747 | 0 | 0 | 0 | 0 | 2027728.4708 | 4015555.6057 | 0 | 0 | 0 | 0 | 0 | 0 | 0 | 0 | 0 | 0 | 0 | 0 | 0 | 0 | 0 | -242302.9448 | 14265.9815 | 0 | 0 | 0 | 0 | 0 | 0 | 0 | 0 | 0 | 0 | 0 | 0 | 0 | 0
2016-06-16 02:00 | 0 | 0 | 0 | 0 | 0 | 644193.6402 | 49187.4198 | 552876 | 0 | 0 | 0 | 0 | 2153967.5492 | 4029821.5873 | 0 | 0 | 0 | 0 | 0 | 0 | 0 | 0 | 0 | 0 | 0 | 0 | 0 | 0 | 0 | 126239.0784 | 14265.9815 | 0 | 0 | 0 | 0 | 0 | 0 | 0 | 0 | 0 | 0 | 0 | 0 | 0 | 0
2016-06-16 03:00 | 0 | 0 | 0 | 0 | 0 | 257667.7561 | 2.139 | 516809 | 0 | 0 | 0 | 0 | 1894828.4442 | 4029821.5873 | 0 | 0 | 0 | 0 | 0 | 0 | 0 | 0 | 0 | 0 | 0 | 0 | 0 | 0 | 0 | -259139.105 | 0 | 0 | 0 | 0 | 0 | 0 | 0 | 0 | 0 | 0 | 0 | 0 | 0 | 0 | 0
2016-06-16 04:00 | 0 | 0 | 0 | 0 | 0 | 223154.895 | 0 | 482294 | 0 | 0 | 0 | 0 | 1635689.3393 | 4029821.5873 | 0 | 0 | 0 | 0 | 0 | 0 | 0 | 0 | 0 | 0 | 0 | 0 | 0 | 0 | 0 | -259139.105 | 0 | 0 | 0 | 0 | 0 | 0 | 0 | 0 | 0 | 0 | 0 | 0 | 0 | 0 | 0
2016-06-16 05:00 | 0 | 0 | 0 | 0 | 0 | 193554.895 | 0 | 452694 | 0 | 0 | 0 | 0 | 1376550.2343 | 4029821.5873 | 0 | 0 | 0 | 0 | 0 | 0 | 0 | 0 | 0 | 0 | 0 | 0 | 0 | 0 | 0 | -259139.105 | 0 | 0 | 0 | 0 | 0 | 0 | 0 | 0 | 0 | 0 | 0 | 0 | 0 | 0 | 0
2016-06-16 06:00 | 0 | 0 | 0 | 0 | 0 | 170439.895 | 0 | 429579 | 0 | 0 | 0 | 0 | 1117411.1294 | 4029821.5873 | 0 | 0 | 0 | 0 | 0 | 0 | 0 | 0 | 0 | 0 | 0 | 0 | 0 | 0 | 0 | -259139.105 | 0 | 0 | 0 | 0 | 0 | 0 | 0 | 0 | 0 | 0 | 0 | 0 | 0 | 0 | 0
2016-06-16 07:00 | 0 | 0 | 0 | 0 | 0 | 153770.895 | 0 | 412910 | 0 | 0 | 0 | 0 | 858272.0244 | 4029821.5873 | 0 | 0 | 0 | 0 | 0 | 0 | 0 | 0 | 0 | 0 | 0 | 0 | 0 | 0 | 0 | -259139.105 | 0 | 0 | 0 | 0 | 0 | 0 | 0 | 0 | 0 | 0 | 0 | 0 | 0 | 0 | 0
2016-06-16 08:00 | 0 | 0 | 0 | 0 | 0 | 145833.895 | 0 | 404973 | 0 | 0 | 0 | 0 | 599132.9195 | 4029821.5873 | 0 | 0 | 0 | 0 | 0 | 0 | 0 | 0 | 0 | 0 | 0 | 0 | 0 | 0 | 0 | -259139.105 | 0 | 0 | 0 | 0 | 0 | 0 | 0 | 0 | 0 | 0 | 0 | 0 | 0 | 0 | 0
2016-06-16 09:00 | 0 | 0 | 0 | 0 | 0 | 149365.895 | 0 | 408505 | 0 | 0 | 0 | 0 | 339993.8145 | 4029821.5873 | 0 | 0 | 0 | 0 | 0 | 0 | 0 | 0 | 0 | 0 | 0 | 0 | 0 | 0 | 0 | -259139.105 | 0 | 0 | 0 | 0 | 0 | 0 | 0 | 0 | 0 | 0 | 0 | 0 | 0 | 0 | 0
2016-06-16 10:00 | 0 | 0 | 0 | 0 | 0 | 163099.895 | 0 | 422239 | 0 | 0 | 0 | 0 | 80854.7096 | 4029821.5873 | 0 | 0 | 0 | 0 | 0 | 0 | 0 | 0 | 0 | 0 | 0 | 0 | 0 | 0 | 0 | -259139.105 | 0 | 0 | 0 | 0 | 0 | 0 | 0 | 0 | 0 | 0 | 0 | 0 | 0 | 0 | 0
2016-06-16 11:00 | 0 | 0 | 0 | 0 | 0 | 459390.1047 | 17.2566 | 442317 | 0 | 0 | 0 | 0 | 83679.0893 | 4044087.5688 | 0 | 0 | 0 | 0 | 0 | 0 | 0 | 0 | 0 | 0 | 0 | 0 | 0 | 0 | 0 | 2824.3797 | 14265.9815 | 0 | 0 | 0 | 0 | 0 | 0 | 0 | 0 | 0 | 0 | 0 | 0 | 0 | 0
2016-06-16 12:00 | 0 | 0 | 0 | 0 | 0 | 336649.2828 | 166767.4935 | 467491 | 0 | 0 | 0 | 0 | 105338.884 | 4058353.5503 | 0 | 0 | 0 | 0 | 0 | 0 | 0 | 0 | 0 | 0 | 0 | 0 | 0 | 0 | 0 | 21659.7947 | 14265.9815 | 0 | 0 | 0 | 0 | 0 | 0 | 0 | 0 | 0 | 0 | 0 | 0 | 0 | 0
2016-06-16 13:00 | 0 | 0 | 0 | 0 | 0 | 0 | 577559.0716 | 494771 | 0 | 0 | 0 | 0 | 173860.974 | 4072619.5319 | 0 | 0 | 0 | 0 | 0 | 0 | 0 | 0 | 0 | 0 | 0 | 0 | 0 | 0 | 0 | 68522.09 | 14265.9815 | 0 | 0 | 0 | 0 | 0 | 0 | 0 | 0 | 0 | 0 | 0 | 0 | 0 | 0
2016-06-16 14:00 | 0 | 0 | 0 | 0 | 0 | 0 | 733622.1789 | 523244 | 0 | 0 | 0 | 0 | 369973.1713 | 4086885.5134 | 0 | 0 | 0 | 0 | 0 | 0 | 0 | 0 | 0 | 0 | 0 | 0 | 0 | 0 | 0 | 196112.1973 | 14265.9815 | 0 | 0 | 0 | 0 | 0 | 0 | 0 | 0 | 0 | 0 | 0 | 0 | 0 | 0
2016-06-16 15:00 | 0 | 0 | 0 | 0 | 0 | 0 | 823962.0865 | 550557 | 0 | 0 | 0 | 0 | 629112.2763 | 4101151.4949 | 0 | 0 | 0 | 0 | 0 | 0 | 0 | 0 | 0 | 0 | 0 | 0 | 0 | 0 | 0 | 259139.105 | 14265.9815 | 0 | 0 | 0 | 0 | 0 | 0 | 0 | 0 | 0 | 0 | 0 | 0 | 0 | 0
2016-06-16 16:00 | 0 | 0 | 0 | 0 | 0 | 0 | 846898.0865 | 573493 | 0 | 0 | 0 | 0 | 888251.3812 | 4115417.4765 | 0 | 0 | 0 | 0 | 0 | 0 | 0 | 0 | 0 | 0 | 0 | 0 | 0 | 0 | 0 | 259139.105 | 14265.9815 | 0 | 0 | 0 | 0 | 0 | 0 | 0 | 0 | 0 | 0 | 0 | 0 | 0 | 0
2016-06-16 17:00 | 0 | 0 | 0 | 0 | 0 | 0 | 866719.0865 | 593314 | 0 | 0 | 0 | 0 | 1147390.4862 | 4129683.458 | 0 | 0 | 0 | 0 | 0 | 0 | 0 | 0 | 0 | 0 | 0 | 0 | 0 | 0 | 0 | 259139.105 | 14265.9815 | 0 | 0 | 0 | 0 | 0 | 0 | 0 | 0 | 0 | 0 | 0 | 0 | 0 | 0
2016-06-16 18:00 | 0 | 0 | 0 | 0 | 0 | 0 | 881732.0865 | 608327 | 0 | 0 | 0 | 0 | 1406529.5911 | 4143949.4395 | 0 | 0 | 0 | 0 | 0 | 0 | 0 | 0 | 0 | 0 | 0 | 0 | 0 | 0 | 0 | 259139.105 | 14265.9815 | 0 | 0 | 0 | 0 | 0 | 0 | 0 | 0 | 0 | 0 | 0 | 0 | 0 | 0
2016-06-16 19:00 | 0 | 0 | 0 | 0 | 0 | 0 | 888704.7005 | 617141 | 0 | 0 | 0 | 0 | 1663827.3101 | 4158215.4211 | 0 | 0 | 0 | 0 | 0 | 0 | 0 | 0 | 0 | 0 | 0 | 0 | 0 | 0 | 0 | 257297.719 | 14265.9815 | 0 | 0 | 0 | 0 | 0 | 0 | 0 | 0 | 0 | 0 | 0 | 0 | 0 | 0
2016-06-16 20:00 | 0 | 0 | 0 | 0 | 0 | 0 | 886931.8674 | 622344 | 0 | 0 | 0 | 0 | 1914149.1959 | 4172481.4026 | 0 | 0 | 0 | 0 | 0 | 0 | 0 | 0 | 0 | 0 | 0 | 0 | 0 | 0 | 0 | 250321.8858 | 14265.9815 | 0 | 0 | 0 | 0 | 0 | 0 | 0 | 0 | 0 | 0 | 0 | 0 | 0 | 0
2016-06-16 21:00 | 0 | 0 | 0 | 0 | 0 | 0 | 880185.9801 | 623112 | 0 | 0 | 0 | 0 | 2156957.1945 | 4186747.3841 | 0 | 0 | 0 | 0 | 0 | 0 | 0 | 0 | 0 | 0 | 0 | 0 | 0 | 0 | 0 | 242807.9986 | 14265.9815 | 0 | 0 | 0 | 0 | 0 | 0 | 0 | 0 | 0 | 0 | 0 | 0 | 0 | 0
2016-06-16 22:00 | 0 | 0 | 0 | 0 | 0 | 0 | 851005.1217 | 617203 | 0 | 0 | 0 | 0 | 2376493.3347 | 4201013.3657 | 0 | 0 | 0 | 0 | 0 | 0 | 0 | 0 | 0 | 0 | 0 | 0 | 0 | 0 | 0 | 219536.1402 | 14265.9815 | 0 | 0 | 0 | 0 | 0 | 0 | 0 | 0 | 0 | 0 | 0 | 0 | 0 | 0
2016-06-16 23:00 | 0 | 0 | 0 | 0 | 0 | 81798.3329 | 782951.772 | 605611 | 0 | 0 | 0 | 0 | 2635632.4397 | 4201013.3657 | 0 | 0 | 0 | 0 | 0 | 0 | 0 | 0 | 0 | 0 | 0 | 0 | 0 | 0 | 0 | 259139.105 | 0 | 0 | 0 | 0 | 0 | 0 | 0 | 0 | 0 | 0 | 0 | 0 | 0 | 0 | 0
2016-06-17 | 0 | 0 | 0 | 0 | 0 | 227892.2261 | 622799.8788 | 591553 | 0 | 0 | 0 | 0 | 2894771.5446 | 4201013.3657 | 0 | 0 | 0 | 0 | 0 | 0 | 0 | 0 | 0 | 0 | 0 | 0 | 0 | 0 | 0 | 259139.105 | 0 | 0 | 0 | 0 | 0 | 0 | 0 | 0 | 0 | 0 | 0 | 0 | 0 | 0 | 0
2016-06-17 01:00 | 0 | 0 | 0 | 0 | 0 | 0 | 368460.3584 | 575723 | 0 | 0 | 0 | 0 | 2687508.903 | 4201013.3657 | 0 | 0 | 0 | 0 | 0 | 0 | 0 | 0 | 0 | 0 | 0 | 0 | 0 | 0 | 0 | -207262.6416 | 0 | 0 | 0 | 0 | 0 | 0 | 0 | 0 | 0 | 0 | 0 | 0 | 0 | 0 | 0
2016-06-17 02:00 | 0 | 0 | 0 | 0 | 0 | 238848.2165 | 51603.6786 | 549591 | 0 | 0 | 0 | 0 | 2428369.7981 | 4201013.3657 | 0 | 0 | 0 | 0 | 0 | 0 | 0 | 0 | 0 | 0 | 0 | 0 | 0 | 0 | 0 | -259139.105 | 0 | 0 | 0 | 0 | 0 | 0 | 0 | 0 | 0 | 0 | 0 | 0 | 0 | 0 | 0
2016-06-17 03:00 | 0 | 0 | 0 | 0 | 0 | 256576.0557 | 1.8393 | 515717 | 0 | 0 | 0 | 0 | 2169230.6931 | 4201013.3657 | 0 | 0 | 0 | 0 | 0 | 0 | 0 | 0 | 0 | 0 | 0 | 0 | 0 | 0 | 0 | -259139.105 | 0 | 0 | 0 | 0 | 0 | 0 | 0 | 0 | 0 | 0 | 0 | 0 | 0 | 0 | 0
2016-06-17 04:00 | 0 | 0 | 0 | 0 | 0 | 224577.895 | 0 | 483717 | 0 | 0 | 0 | 0 | 1910091.5882 | 4201013.3657 | 0 | 0 | 0 | 0 | 0 | 0 | 0 | 0 | 0 | 0 | 0 | 0 | 0 | 0 | 0 | -259139.105 | 0 | 0 | 0 | 0 | 0 | 0 | 0 | 0 | 0 | 0 | 0 | 0 | 0 | 0 | 0
2016-06-17 05:00 | 0 | 0 | 0 | 0 | 0 | 195139.895 | 0 | 454279 | 0 | 0 | 0 | 0 | 1650952.4832 | 4201013.3657 | 0 | 0 | 0 | 0 | 0 | 0 | 0 | 0 | 0 | 0 | 0 | 0 | 0 | 0 | 0 | -259139.105 | 0 | 0 | 0 | 0 | 0 | 0 | 0 | 0 | 0 | 0 | 0 | 0 | 0 | 0 | 0
2016-06-17 06:00 | 0 | 0 | 0 | 0 | 0 | 169108.895 | 0 | 428248 | 0 | 0 | 0 | 0 | 1391813.3783 | 4201013.3657 | 0 | 0 | 0 | 0 | 0 | 0 | 0 | 0 | 0 | 0 | 0 | 0 | 0 | 0 | 0 | -259139.105 | 0 | 0 | 0 | 0 | 0 | 0 | 0 | 0 | 0 | 0 | 0 | 0 | 0 | 0 | 0
2016-06-17 07:00 | 0 | 0 | 0 | 0 | 0 | 152612.895 | 0 | 411752 | 0 | 0 | 0 | 0 | 1132674.2733 | 4201013.3657 | 0 | 0 | 0 | 0 | 0 | 0 | 0 | 0 | 0 | 0 | 0 | 0 | 0 | 0 | 0 | -259139.105 | 0 | 0 | 0 | 0 | 0 | 0 | 0 | 0 | 0 | 0 | 0 | 0 | 0 | 0 | 0
2016-06-17 08:00 | 0 | 0 | 0 | 0 | 0 | 144360.895 | 0 | 403500 | 0 | 0 | 0 | 0 | 873535.1684 | 4201013.3657 | 0 | 0 | 0 | 0 | 0 | 0 | 0 | 0 | 0 | 0 | 0 | 0 | 0 | 0 | 0 | -259139.105 | 0 | 0 | 0 | 0 | 0 | 0 | 0 | 0 | 0 | 0 | 0 | 0 | 0 | 0 | 0
2016-06-17 09:00 | 0 | 0 | 0 | 0 | 0 | 146373.895 | 0 | 405513 | 0 | 0 | 0 | 0 | 614396.0634 | 4201013.3657 | 0 | 0 | 0 | 0 | 0 | 0 | 0 | 0 | 0 | 0 | 0 | 0 | 0 | 0 | 0 | -259139.105 | 0 | 0 | 0 | 0 | 0 | 0 | 0 | 0 | 0 | 0 | 0 | 0 | 0 | 0 | 0
2016-06-17 10:00 | 0 | 0 | 0 | 0 | 0 | 157504.895 | 0 | 416644 | 0 | 0 | 0 | 0 | 355256.9585 | 4201013.3657 | 0 | 0 | 0 | 0 | 0 | 0 | 0 | 0 | 0 | 0 | 0 | 0 | 0 | 0 | 0 | -259139.105 | 0 | 0 | 0 | 0 | 0 | 0 | 0 | 0 | 0 | 0 | 0 | 0 | 0 | 0 | 0
2016-06-17 11:00 | 0 | 0 | 0 | 0 | 0 | 462535.7168 | 17.1532 | 434301 | 0 | 0 | 0 | 0 | 383508.8284 | 4201013.3657 | 0 | 0 | 0 | 0 | 0 | 0 | 0 | 0 | 0 | 0 | 0 | 0 | 0 | 0 | 0 | 28251.87 | 0 | 0 | 0 | 0 | 0 | 0 | 0 | 0 | 0 | 0 | 0 | 0 | 0 | 0 | 0
2016-06-17 12:00 | 0 | 0 | 0 | 0 | 0 | 264082.9502 | 162301.4183 | 459290 | 0 | 0 | 0 | 0 | 350603.197 | 4201013.3657 | 0 | 0 | 0 | 0 | 0 | 0 | 0 | 0 | 0 | 0 | 0 | 0 | 0 | 0 | 0 | -32905.6315 | 0 | 0 | 0 | 0 | 0 | 0 | 0 | 0 | 0 | 0 | 0 | 0 | 0 | 0 | 0
2016-06-17 13:00 | 0 | 0 | 0 | 0 | 0 | 0 | 571486.748 | 488911 | 0 | 0 | 0 | 0 | 433178.9449 | 4201013.3657 | 0 | 0 | 0 | 0 | 0 | 0 | 0 | 0 | 0 | 0 | 0 | 0 | 0 | 0 | 0 | 82575.748 | 0 | 0 | 0 | 0 | 0 | 0 | 0 | 0 | 0 | 0 | 0 | 0 | 0 | 0 | 0
2016-06-17 14:00 | 0 | 0 | 0 | 0 | 0 | 0 | 731215.8008 | 518595 | 0 | 0 | 0 | 0 | 631533.7641 | 4215279.3472 | 0 | 0 | 0 | 0 | 0 | 0 | 0 | 0 | 0 | 0 | 0 | 0 | 0 | 0 | 0 | 198354.8192 | 14265.9815 | 0 | 0 | 0 | 0 | 0 | 0 | 0 | 0 | 0 | 0 | 0 | 0 | 0 | 0
2016-06-17 15:00 | 0 | 0 | 0 | 0 | 0 | 0 | 819146.0865 | 545741 | 0 | 0 | 0 | 0 | 890672.8691 | 4229545.3287 | 0 | 0 | 0 | 0 | 0 | 0 | 0 | 0 | 0 | 0 | 0 | 0 | 0 | 0 | 0 | 259139.105 | 14265.9815 | 0 | 0 | 0 | 0 | 0 | 0 | 0 | 0 | 0 | 0 | 0 | 0 | 0 | 0
2016-06-17 16:00 | 0 | 0 | 0 | 0 | 0 | 0 | 840895.0865 | 567490 | 0 | 0 | 0 | 0 | 1149811.9741 | 4243811.3103 | 0 | 0 | 0 | 0 | 0 | 0 | 0 | 0 | 0 | 0 | 0 | 0 | 0 | 0 | 0 | 259139.105 | 14265.9815 | 0 | 0 | 0 | 0 | 0 | 0 | 0 | 0 | 0 | 0 | 0 | 0 | 0 | 0
2016-06-17 17:00 | 0 | 0 | 0 | 0 | 0 | 0 | 857954.0865 | 584549 | 0 | 0 | 0 | 0 | 1408951.079 | 4258077.2918 | 0 | 0 | 0 | 0 | 0 | 0 | 0 | 0 | 0 | 0 | 0 | 0 | 0 | 0 | 0 | 259139.105 | 14265.9815 | 0 | 0 | 0 | 0 | 0 | 0 | 0 | 0 | 0 | 0 | 0 | 0 | 0 | 0
2016-06-17 18:00 | 0 | 0 | 0 | 0 | 0 | 0 | 870696.0865 | 597291 | 0 | 0 | 0 | 0 | 1668090.184 | 4272343.2733 | 0 | 0 | 0 | 0 | 0 | 0 | 0 | 0 | 0 | 0 | 0 | 0 | 0 | 0 | 0 | 259139.105 | 14265.9815 | 0 | 0 | 0 | 0 | 0 | 0 | 0 | 0 | 0 | 0 | 0 | 0 | 0 | 0
2016-06-17 19:00 | 0 | 0 | 0 | 0 | 0 | 0 | 880013.0865 | 606608 | 0 | 0 | 0 | 0 | 1927229.2889 | 4286609.2549 | 0 | 0 | 0 | 0 | 0 | 0 | 0 | 0 | 0 | 0 | 0 | 0 | 0 | 0 | 0 | 259139.105 | 14265.9815 | 0 | 0 | 0 | 0 | 0 | 0 | 0 | 0 | 0 | 0 | 0 | 0 | 0 | 0
2016-06-17 20:00 | 0 | 0 | 0 | 0 | 0 | 0 | 879508.5446 | 612181 | 0 | 0 | 0 | 0 | 2186368.3939 | 4294797.6945 | 0 | 0 | 0 | 0 | 0 | 0 | 0 | 0 | 0 | 0 | 0 | 0 | 0 | 0 | 0 | 259139.105 | 8188.4396 | 0 | 0 | 0 | 0 | 0 | 0 | 0 | 0 | 0 | 0 | 0 | 0 | 0 | 0
2016-06-17 21:00 | 0 | 0 | 0 | 0 | 0 | 0 | 872078.4658 | 612561 | 0 | 0 | 0 | 0 | 2445507.4988 | 4295176.0554 | 0 | 0 | 0 | 0 | 0 | 0 | 0 | 0 | 0 | 0 | 0 | 0 | 0 | 0 | 0 | 259139.105 | 378.3609 | 0 | 0 | 0 | 0 | 0 | 0 | 0 | 0 | 0 | 0 | 0 | 0 | 0 | 0
2016-06-17 22:00 | 0 | 0 | 0 | 0 | 0 | 0 | 841133.0389 | 604742 | 0 | 0 | 0 | 0 | 2681898.5377 | 4295176.0554 | 0 | 0 | 0 | 0 | 0 | 0 | 0 | 0 | 0 | 0 | 0 | 0 | 0 | 0 | 0 | 236391.0389 | 0 | 0 | 0 | 0 | 0 | 0 | 0 | 0 | 0 | 0 | 0 | 0 | 0 | 0 | 0
2016-06-17 23:00 | 0 | 0 | 0 | 0 | 0 | 0 | 766995.4131 | 590018 | 0 | 0 | 0 | 0 | 2858875.9508 | 4295176.0554 | 0 | 0 | 0 | 0 | 0 | 0 | 0 | 0 | 0 | 0 | 0 | 0 | 0 | 0 | 0 | 176977.4131 | 0 | 0 | 0 | 0 | 0 | 0 | 0 | 0 | 0 | 0 | 0 | 0 | 0 | 0 | 0
2016-06-18 | 0 | 0 | 0 | 0 | 0 | 0 | 607278.5938 | 571383 | 0 | 0 | 0 | 0 | 2894771.5446 | 4295176.0554 | 0 | 0 | 0 | 0 | 0 | 0 | 0 | 0 | 0 | 0 | 0 | 0 | 0 | 0 | 0 | 35895.5938 | 0 | 0 | 0 | 0 | 0 | 0 | 0 | 0 | 0 | 0 | 0 | 0 | 0 | 0 | 0
2016-06-18 01:00 | 0 | 0 | 0 | 0 | 0 | 35894.7994 | 338124.6252 | 554508 | 0 | 0 | 0 | 0 | 2714282.9692 | 4295176.0554 | 0 | 0 | 0 | 0 | 0 | 0 | 0 | 0 | 0 | 0 | 0 | 0 | 0 | 0 | 0 | -180488.5754 | 0 | 0 | 0 | 0 | 0 | 0 | 0 | 0 | 0 | 0 | 0 | 0 | 0 | 0 | 0
2016-06-18 02:00 | 0 | 0 | 0 | 0 | 0 | 551828.8439 | 49812.9224 | 530096 | 0 | 0 | 0 | 0 | 2894771.5446 | 4186233.2462 | 0 | 0 | 0 | 0 | 0 | 0 | 0 | 0 | 0 | 0 | 0 | 0 | 0 | 0 | 0 | 180488.5754 | 0 | 108942.8092 | 0 | 0 | 0 | 0 | 0 | 0 | 0 | 0 | 0 | 0 | 0 | 0 | 0
2016-06-18 03:00 | 0 | 0 | 0 | 0 | 0 | 238344.0436 | 0.85146 | 497484 | 0 | 0 | 0 | 0 | 2635632.4397 | 4186233.2462 | 0 | 0 | 0 | 0 | 0 | 0 | 0 | 0 | 0 | 0 | 0 | 0 | 0 | 0 | 0 | -259139.105 | 0 | 0 | 0 | 0 | 0 | 0 | 0 | 0 | 0 | 0 | 0 | 0 | 0 | 0 | 0
2016-06-18 04:00 | 0 | 0 | 0 | 0 | 0 | 206619.895 | 0 | 465759 | 0 | 0 | 0 | 0 | 2376493.3347 | 4186233.2462 | 0 | 0 | 0 | 0 | 0 | 0 | 0 | 0 | 0 | 0 | 0 | 0 | 0 | 0 | 0 | -259139.105 | 0 | 0 | 0 | 0 | 0 | 0 | 0 | 0 | 0 | 0 | 0 | 0 | 0 | 0 | 0
2016-06-18 05:00 | 0 | 0 | 0 | 0 | 0 | 176985.895 | 0 | 436125 | 0 | 0 | 0 | 0 | 2117354.2298 | 4186233.2462 | 0 | 0 | 0 | 0 | 0 | 0 | 0 | 0 | 0 | 0 | 0 | 0 | 0 | 0 | 0 | -259139.105 | 0 | 0 | 0 | 0 | 0 | 0 | 0 | 0 | 0 | 0 | 0 | 0 | 0 | 0 | 0
2016-06-18 06:00 | 0 | 0 | 0 | 0 | 0 | 151767.895 | 0 | 410907 | 0 | 0 | 0 | 0 | 1858215.1248 | 4186233.2462 | 0 | 0 | 0 | 0 | 0 | 0 | 0 | 0 | 0 | 0 | 0 | 0 | 0 | 0 | 0 | -259139.105 | 0 | 0 | 0 | 0 | 0 | 0 | 0 | 0 | 0 | 0 | 0 | 0 | 0 | 0 | 0
2016-06-18 07:00 | 0 | 0 | 0 | 0 | 0 | 134028.895 | 0 | 393168 | 0 | 0 | 0 | 0 | 1599076.0199 | 4186233.2462 | 0 | 0 | 0 | 0 | 0 | 0 | 0 | 0 | 0 | 0 | 0 | 0 | 0 | 0 | 0 | -259139.105 | 0 | 0 | 0 | 0 | 0 | 0 | 0 | 0 | 0 | 0 | 0 | 0 | 0 | 0 | 0
2016-06-18 08:00 | 0 | 0 | 0 | 0 | 0 | 122618.895 | 0 | 381758 | 0 | 0 | 0 | 0 | 1339936.9149 | 4186233.2462 | 0 | 0 | 0 | 0 | 0 | 0 | 0 | 0 | 0 | 0 | 0 | 0 | 0 | 0 | 0 | -259139.105 | 0 | 0 | 0 | 0 | 0 | 0 | 0 | 0 | 0 | 0 | 0 | 0 | 0 | 0 | 0
2016-06-18 09:00 | 0 | 0 | 0 | 0 | 0 | 117087.895 | 0 | 376227 | 0 | 0 | 0 | 0 | 1080797.81 | 4186233.2462 | 0 | 0 | 0 | 0 | 0 | 0 | 0 | 0 | 0 | 0 | 0 | 0 | 0 | 0 | 0 | -259139.105 | 0 | 0 | 0 | 0 | 0 | 0 | 0 | 0 | 0 | 0 | 0 | 0 | 0 | 0 | 0
2016-06-18 10:00 | 0 | 0 | 0 | 0 | 0 | 116690.895 | 0 | 375830 | 0 | 0 | 0 | 0 | 821658.705 | 4186233.2462 | 0 | 0 | 0 | 0 | 0 | 0 | 0 | 0 | 0 | 0 | 0 | 0 | 0 | 0 | 0 | -259139.105 | 0 | 0 | 0 | 0 | 0 | 0 | 0 | 0 | 0 | 0 | 0 | 0 | 0 | 0 | 0
2016-06-18 11:00 | 0 | 0 | 0 | 0 | 0 | 245958.4061 | 9.0519 | 384738 | 0 | 0 | 0 | 0 | 682888.1631 | 4186233.2462 | 0 | 0 | 0 | 0 | 0 | 0 | 0 | 0 | 0 | 0 | 0 | 0 | 0 | 0 | 0 | -138770.5419 | 0 | 0 | 0 | 0 | 0 | 0 | 0 | 0 | 0 | 0 | 0 | 0 | 0 | 0 | 0
2016-06-18 12:00 | 0 | 0 | 0 | 0 | 0 | 0 | 168053.5574 | 405325 | 0 | 0 | 0 | 0 | 445616.7205 | 4186233.2462 | 0 | 0 | 0 | 0 | 0 | 0 | 0 | 0 | 0 | 0 | 0 | 0 | 0 | 0 | 0 | -237271.4426 | 0 | 0 | 0 | 0 | 0 | 0 | 0 | 0 | 0 | 0 | 0 | 0 | 0 | 0 | 0
2016-06-18 13:00 | 0 | 0 | 0 | 0 | 0 | 0 | 555935.0377 | 432021 | 0 | 0 | 0 | 0 | 555264.7766 | 4200499.2277 | 0 | 0 | 0 | 0 | 0 | 0 | 0 | 0 | 0 | 0 | 0 | 0 | 0 | 0 | 0 | 109648.0562 | 14265.9815 | 0 | 0 | 0 | 0 | 0 | 0 | 0 | 0 | 0 | 0 | 0 | 0 | 0 | 0
2016-06-18 14:00 | 0 | 0 | 0 | 0 | 0 | 0 | 710654.0505 | 460821 | 0 | 0 | 0 | 0 | 799484.821 | 4206112.2339 | 0 | 0 | 0 | 0 | 0 | 0 | 0 | 0 | 0 | 0 | 0 | 0 | 0 | 0 | 0 | 244220.0444 | 5613.0061 | 0 | 0 | 0 | 0 | 0 | 0 | 0 | 0 | 0 | 0 | 0 | 0 | 0 | 0
2016-06-18 15:00 | 0 | 0 | 0 | 0 | 0 | 0 | 763059.0865 | 489654 | 0 | 0 | 0 | 0 | 1058623.9259 | 4220378.2154 | 0 | 0 | 0 | 0 | 0 | 0 | 0 | 0 | 0 | 0 | 0 | 0 | 0 | 0 | 0 | 259139.105 | 14265.9815 | 0 | 0 | 0 | 0 | 0 | 0 | 0 | 0 | 0 | 0 | 0 | 0 | 0 | 0
2016-06-18 16:00 | 0 | 0 | 0 | 0 | 0 | 0 | 788036.0865 | 514631 | 0 | 0 | 0 | 0 | 1317763.0309 | 4234644.1969 | 0 | 0 | 0 | 0 | 0 | 0 | 0 | 0 | 0 | 0 | 0 | 0 | 0 | 0 | 0 | 259139.105 | 14265.9815 | 0 | 0 | 0 | 0 | 0 | 0 | 0 | 0 | 0 | 0 | 0 | 0 | 0 | 0
2016-06-18 17:00 | 0 | 0 | 0 | 0 | 0 | 0 | 808011.0865 | 534606 | 0 | 0 | 0 | 0 | 1576902.1358 | 4248910.1785 | 0 | 0 | 0 | 0 | 0 | 0 | 0 | 0 | 0 | 0 | 0 | 0 | 0 | 0 | 0 | 259139.105 | 14265.9815 | 0 | 0 | 0 | 0 | 0 | 0 | 0 | 0 | 0 | 0 | 0 | 0 | 0 | 0
2016-06-18 18:00 | 0 | 0 | 0 | 0 | 0 | 0 | 824596.0865 | 551191 | 0 | 0 | 0 | 0 | 1836041.2408 | 4263176.16 | 0 | 0 | 0 | 0 | 0 | 0 | 0 | 0 | 0 | 0 | 0 | 0 | 0 | 0 | 0 | 259139.105 | 14265.9815 | 0 | 0 | 0 | 0 | 0 | 0 | 0 | 0 | 0 | 0 | 0 | 0 | 0 | 0
2016-06-18 19:00 | 0 | 0 | 0 | 0 | 0 | 0 | 836948.1216 | 564545 | 0 | 0 | 0 | 0 | 2094178.3809 | 4277442.1415 | 0 | 0 | 0 | 0 | 0 | 0 | 0 | 0 | 0 | 0 | 0 | 0 | 0 | 0 | 0 | 258137.1401 | 14265.9815 | 0 | 0 | 0 | 0 | 0 | 0 | 0 | 0 | 0 | 0 | 0 | 0 | 0 | 0
2016-06-18 20:00 | 0 | 0 | 0 | 0 | 0 | 0 | 828237.5114 | 574478 | 0 | 0 | 0 | 0 | 2347937.8923 | 4277442.1415 | 0 | 0 | 0 | 0 | 0 | 0 | 0 | 0 | 0 | 0 | 0 | 0 | 0 | 0 | 0 | 253759.5114 | 0 | 0 | 0 | 0 | 0 | 0 | 0 | 0 | 0 | 0 | 0 | 0 | 0 | 0 | 0
2016-06-18 21:00 | 0 | 0 | 0 | 0 | 0 | 0 | 810380.6126 | 579685 | 0 | 0 | 0 | 0 | 2578633.5048 | 4277442.1415 | 0 | 0 | 0 | 0 | 0 | 0 | 0 | 0 | 0 | 0 | 0 | 0 | 0 | 0 | 0 | 230695.6126 | 0 | 0 | 0 | 0 | 0 | 0 | 0 | 0 | 0 | 0 | 0 | 0 | 0 | 0 | 0
2016-06-18 22:00 | 0 | 0 | 0 | 0 | 0 | 0 | 776229.6781 | 575841 | 0 | 0 | 0 | 0 | 2779022.183 | 4277442.1415 | 0 | 0 | 0 | 0 | 0 | 0 | 0 | 0 | 0 | 0 | 0 | 0 | 0 | 0 | 0 | 200388.6781 | 0 | 0 | 0 | 0 | 0 | 0 | 0 | 0 | 0 | 0 | 0 | 0 | 0 | 0 | 0
2016-06-18 23:00 | 0 | 0 | 0 | 0 | 0 | 0 | 692723.3432 | 562708 | 0 | 0 | 0 | 0 | 2894771.5446 | 4291708.1231 | 0 | 0 | 0 | 0 | 0 | 0 | 0 | 0 | 0 | 0 | 0 | 0 | 0 | 0 | 0 | 115749.3617 | 14265.9815 | 0 | 0 | 0 | 0 | 0 | 0 | 0 | 0 | 0 | 0 | 0 | 0 | 0 | 0
2016-06-19 | 0 | 0 | 0 | 0 | 0 | 0 | 534061.6518 | 545617 | 0 | 0 | 0 | 0 | 2883216.1964 | 4291708.1231 | 0 | 0 | 0 | 0 | 0 | 0 | 0 | 0 | 0 | 0 | 0 | 0 | 0 | 0 | 0 | -11555.3482 | 0 | 0 | 0 | 0 | 0 | 0 | 0 | 0 | 0 | 0 | 0 | 0 | 0 | 0 | 0
2016-06-19 01:00 | 0 | 0 | 0 | 0 | 0 | 0 | 292360.1228 | 531539 | 0 | 0 | 0 | 0 | 2644037.3192 | 4291708.1231 | 0 | 0 | 0 | 0 | 0 | 0 | 0 | 0 | 0 | 0 | 0 | 0 | 0 | 0 | 0 | -239178.8772 | 0 | 0 | 0 | 0 | 0 | 0 | 0 | 0 | 0 | 0 | 0 | 0 | 0 | 0 | 0
2016-06-19 02:00 | 0 | 0 | 0 | 0 | 0 | 394955.5055 | 49101.787 | 511308 | 0 | 0 | 0 | 0 | 2576786.6117 | 4291708.1231 | 0 | 0 | 0 | 0 | 0 | 0 | 0 | 0 | 0 | 0 | 0 | 0 | 0 | 0 | 0 | -67250.7075 | 0 | 0 | 0 | 0 | 0 | 0 | 0 | 0 | 0 | 0 | 0 | 0 | 0 | 0 | 0
2016-06-19 03:00 | 0 | 0 | 0 | 0 | 0 | 222583.6377 | 4.2573 | 481727 | 0 | 0 | 0 | 0 | 2317647.5067 | 4291708.1231 | 0 | 0 | 0 | 0 | 0 | 0 | 0 | 0 | 0 | 0 | 0 | 0 | 0 | 0 | 0 | -259139.105 | 0 | 0 | 0 | 0 | 0 | 0 | 0 | 0 | 0 | 0 | 0 | 0 | 0 | 0 | 0
2016-06-19 04:00 | 0 | 0 | 0 | 0 | 0 | 191823.895 | 0 | 450963 | 0 | 0 | 0 | 0 | 2058508.4018 | 4291708.1231 | 0 | 0 | 0 | 0 | 0 | 0 | 0 | 0 | 0 | 0 | 0 | 0 | 0 | 0 | 0 | -259139.105 | 0 | 0 | 0 | 0 | 0 | 0 | 0 | 0 | 0 | 0 | 0 | 0 | 0 | 0 | 0
2016-06-19 05:00 | 0 | 0 | 0 | 0 | 0 | 164640.895 | 0 | 423780 | 0 | 0 | 0 | 0 | 1799369.2968 | 4291708.1231 | 0 | 0 | 0 | 0 | 0 | 0 | 0 | 0 | 0 | 0 | 0 | 0 | 0 | 0 | 0 | -259139.105 | 0 | 0 | 0 | 0 | 0 | 0 | 0 | 0 | 0 | 0 | 0 | 0 | 0 | 0 | 0
2016-06-19 06:00 | 0 | 0 | 0 | 0 | 0 | 141492.895 | 0 | 400632 | 0 | 0 | 0 | 0 | 1540230.1919 | 4291708.1231 | 0 | 0 | 0 | 0 | 0 | 0 | 0 | 0 | 0 | 0 | 0 | 0 | 0 | 0 | 0 | -259139.105 | 0 | 0 | 0 | 0 | 0 | 0 | 0 | 0 | 0 | 0 | 0 | 0 | 0 | 0 | 0
2016-06-19 07:00 | 0 | 0 | 0 | 0 | 0 | 124604.895 | 0 | 383744 | 0 | 0 | 0 | 0 | 1281091.0869 | 4291708.1231 | 0 | 0 | 0 | 0 | 0 | 0 | 0 | 0 | 0 | 0 | 0 | 0 | 0 | 0 | 0 | -259139.105 | 0 | 0 | 0 | 0 | 0 | 0 | 0 | 0 | 0 | 0 | 0 | 0 | 0 | 0 | 0
2016-06-19 08:00 | 0 | 0 | 0 | 0 | 0 | 112863.895 | 0 | 372003 | 0 | 0 | 0 | 0 | 1021951.982 | 4291708.1231 | 0 | 0 | 0 | 0 | 0 | 0 | 0 | 0 | 0 | 0 | 0 | 0 | 0 | 0 | 0 | -259139.105 | 0 | 0 | 0 | 0 | 0 | 0 | 0 | 0 | 0 | 0 | 0 | 0 | 0 | 0 | 0
2016-06-19 09:00 | 0 | 0 | 0 | 0 | 0 | 105488.895 | 0 | 364628 | 0 | 0 | 0 | 0 | 762812.877 | 4291708.1231 | 0 | 0 | 0 | 0 | 0 | 0 | 0 | 0 | 0 | 0 | 0 | 0 | 0 | 0 | 0 | -259139.105 | 0 | 0 | 0 | 0 | 0 | 0 | 0 | 0 | 0 | 0 | 0 | 0 | 0 | 0 | 0
2016-06-19 10:00 | 0 | 0 | 0 | 0 | 0 | 102344.895 | 0 | 361484 | 0 | 0 | 0 | 0 | 503673.7721 | 4291708.1231 | 0 | 0 | 0 | 0 | 0 | 0 | 0 | 0 | 0 | 0 | 0 | 0 | 0 | 0 | 0 | -259139.105 | 0 | 0 | 0 | 0 | 0 | 0 | 0 | 0 | 0 | 0 | 0 | 0 | 0 | 0 | 0
2016-06-19 11:00 | 0 | 0 | 0 | 0 | 0 | 108153.4985 | 15.3966 | 367308 | 0 | 0 | 0 | 0 | 244534.6671 | 4291708.1231 | 0 | 0 | 0 | 0 | 0 | 0 | 0 | 0 | 0 | 0 | 0 | 0 | 0 | 0 | 0 | -259139.105 | 0 | 0 | 0 | 0 | 0 | 0 | 0 | 0 | 0 | 0 | 0 | 0 | 0 | 0 | 0
2016-06-19 12:00 | 0 | 0 | 0 | 0 | 0 | 0 | 142639.3329 | 387174 | 0 | 0 | 0 | 0 | 0 | 4291708.1231 | 0 | 0 | 0 | 0 | 0 | 0 | 0 | 0 | 0 | 0 | 0 | 0 | 0 | 0 | 0 | -244534.6671 | 0 | 0 | 0 | 0 | 0 | 0 | 0 | 0 | 0 | 0 | 0 | 0 | 0 | 0 | 0
2016-06-19 13:00 | 0 | 0 | 0 | 0 | 0 | 0 | 477682.8021 | 415881 | 0 | 0 | 0 | 0 | 61801.8021 | 4291708.1231 | 0 | 0 | 0 | 0 | 0 | 0 | 0 | 0 | 0 | 0 | 0 | 0 | 0 | 0 | 0 | 61801.8021 | 0 | 0 | 0 | 0 | 0 | 0 | 0 | 0 | 0 | 0 | 0 | 0 | 0 | 0 | 0
2016-06-19 14:00 | 0 | 0 | 0 | 0 | 0 | 0 | 658972.4302 | 447988 | 0 | 0 | 0 | 0 | 272786.2323 | 4291708.1231 | 0 | 0 | 0 | 0 | 0 | 0 | 0 | 0 | 0 | 0 | 0 | 0 | 0 | 0 | 0 | 210984.4302 | 0 | 0 | 0 | 0 | 0 | 0 | 0 | 0 | 0 | 0 | 0 | 0 | 0 | 0 | 0
2016-06-19 15:00 | 0 | 0 | 0 | 0 | 0 | 0 | 752440.0865 | 479035 | 0 | 0 | 0 | 0 | 531925.3372 | 4305974.1046 | 0 | 0 | 0 | 0 | 0 | 0 | 0 | 0 | 0 | 0 | 0 | 0 | 0 | 0 | 0 | 259139.105 | 14265.9815 | 0 | 0 | 0 | 0 | 0 | 0 | 0 | 0 | 0 | 0 | 0 | 0 | 0 | 0
2016-06-19 16:00 | 0 | 0 | 0 | 0 | 0 | 0 | 780052.0865 | 506647 | 0 | 0 | 0 | 0 | 791064.4422 | 4320240.0861 | 0 | 0 | 0 | 0 | 0 | 0 | 0 | 0 | 0 | 0 | 0 | 0 | 0 | 0 | 0 | 259139.105 | 14265.9815 | 0 | 0 | 0 | 0 | 0 | 0 | 0 | 0 | 0 | 0 | 0 | 0 | 0 | 0
2016-06-19 17:00 | 0 | 0 | 0 | 0 | 0 | 0 | 804079.0865 | 530674 | 0 | 0 | 0 | 0 | 1050203.5471 | 4334506.0677 | 0 | 0 | 0 | 0 | 0 | 0 | 0 | 0 | 0 | 0 | 0 | 0 | 0 | 0 | 0 | 259139.105 | 14265.9815 | 0 | 0 | 0 | 0 | 0 | 0 | 0 | 0 | 0 | 0 | 0 | 0 | 0 | 0
2016-06-19 18:00 | 0 | 0 | 0 | 0 | 0 | 0 | 823651.0865 | 550246 | 0 | 0 | 0 | 0 | 1309342.6521 | 4348772.0492 | 0 | 0 | 0 | 0 | 0 | 0 | 0 | 0 | 0 | 0 | 0 | 0 | 0 | 0 | 0 | 259139.105 | 14265.9815 | 0 | 0 | 0 | 0 | 0 | 0 | 0 | 0 | 0 | 0 | 0 | 0 | 0 | 0
2016-06-19 19:00 | 0 | 0 | 0 | 0 | 0 | 0 | 826970.2902 | 567009 | 0 | 0 | 0 | 0 | 1568481.757 | 4349594.2344 | 0 | 0 | 0 | 0 | 0 | 0 | 0 | 0 | 0 | 0 | 0 | 0 | 0 | 0 | 0 | 259139.105 | 822.1852 | 0 | 0 | 0 | 0 | 0 | 0 | 0 | 0 | 0 | 0 | 0 | 0 | 0 | 0
2016-06-19 20:00 | 0 | 0 | 0 | 0 | 0 | 0 | 822378.7454 | 580864 | 0 | 0 | 0 | 0 | 1809996.5025 | 4349594.2344 | 0 | 0 | 0 | 0 | 0 | 0 | 0 | 0 | 0 | 0 | 0 | 0 | 0 | 0 | 0 | 241514.7454 | 0 | 0 | 0 | 0 | 0 | 0 | 0 | 0 | 0 | 0 | 0 | 0 | 0 | 0 | 0
2016-06-19 21:00 | 0 | 0 | 0 | 0 | 0 | 0 | 808139.9894 | 590387 | 0 | 0 | 0 | 0 | 2027749.4918 | 4349594.2344 | 0 | 0 | 0 | 0 | 0 | 0 | 0 | 0 | 0 | 0 | 0 | 0 | 0 | 0 | 0 | 217752.9894 | 0 | 0 | 0 | 0 | 0 | 0 | 0 | 0 | 0 | 0 | 0 | 0 | 0 | 0 | 0
2016-06-19 22:00 | 0 | 0 | 0 | 0 | 0 | 0 | 776673.8774 | 591563 | 0 | 0 | 0 | 0 | 2212860.3692 | 4349594.2344 | 0 | 0 | 0 | 0 | 0 | 0 | 0 | 0 | 0 | 0 | 0 | 0 | 0 | 0 | 0 | 185110.8774 | 0 | 0 | 0 | 0 | 0 | 0 | 0 | 0 | 0 | 0 | 0 | 0 | 0 | 0 | 0
2016-06-19 23:00 | 0 | 0 | 0 | 0 | 0 | 0 | 706300.7929 | 584623 | 0 | 0 | 0 | 0 | 2334538.1621 | 4349594.2344 | 0 | 0 | 0 | 0 | 0 | 0 | 0 | 0 | 0 | 0 | 0 | 0 | 0 | 0 | 0 | 121677.7929 | 0 | 0 | 0 | 0 | 0 | 0 | 0 | 0 | 0 | 0 | 0 | 0 | 0 | 0 | 0
2016-06-20 | 0 | 0 | 0 | 0 | 0 | 58899.0152 | 558539.1077 | 571899 | 0 | 0 | 0 | 0 | 2380077.2851 | 4349594.2344 | 0 | 0 | 0 | 0 | 0 | 0 | 0 | 0 | 0 | 0 | 0 | 0 | 0 | 0 | 0 | 45539.123 | 0 | 0 | 0 | 0 | 0 | 0 | 0 | 0 | 0 | 0 | 0 | 0 | 0 | 0 | 0
2016-06-20 01:00 | 0 | 0 | 0 | 0 | 0 | 0 | 344474.521 | 560612 | 0 | 0 | 0 | 0 | 2163939.8061 | 4349594.2344 | 0 | 0 | 0 | 0 | 0 | 0 | 0 | 0 | 0 | 0 | 0 | 0 | 0 | 0 | 0 | -216137.479 | 0 | 0 | 0 | 0 | 0 | 0 | 0 | 0 | 0 | 0 | 0 | 0 | 0 | 0 | 0
2016-06-20 02:00 | 0 | 0 | 0 | 0 | 0 | 641748.2877 | 47077.0081 | 538629 | 0 | 0 | 0 | 0 | 2423078.9111 | 4240651.4253 | 0 | 0 | 0 | 0 | 0 | 0 | 0 | 0 | 0 | 0 | 0 | 0 | 0 | 0 | 0 | 259139.105 | 0 | 108942.8092 | 0 | 0 | 0 | 0 | 0 | 0 | 0 | 0 | 0 | 0 | 0 | 0 | 0
2016-06-20 03:00 | 0 | 0 | 0 | 0 | 0 | 765541.6066 | 1.4983 | 506404 | 0 | 0 | 0 | 0 | 2682218.016 | 4240651.4253 | 0 | 0 | 0 | 0 | 0 | 0 | 0 | 0 | 0 | 0 | 0 | 0 | 0 | 0 | 0 | 259139.105 | 0 | 0 | 0 | 0 | 0 | 0 | 0 | 0 | 0 | 0 | 0 | 0 | 0 | 0 | 0
2016-06-20 04:00 | 0 | 0 | 0 | 0 | 0 | 213648.895 | 0 | 472788 | 0 | 0 | 0 | 0 | 2423078.9111 | 4240651.4253 | 0 | 0 | 0 | 0 | 0 | 0 | 0 | 0 | 0 | 0 | 0 | 0 | 0 | 0 | 0 | -259139.105 | 0 | 0 | 0 | 0 | 0 | 0 | 0 | 0 | 0 | 0 | 0 | 0 | 0 | 0 | 0
2016-06-20 05:00 | 0 | 0 | 0 | 0 | 0 | 185240.895 | 0 | 444380 | 0 | 0 | 0 | 0 | 2163939.8061 | 4240651.4253 | 0 | 0 | 0 | 0 | 0 | 0 | 0 | 0 | 0 | 0 | 0 | 0 | 0 | 0 | 0 | -259139.105 | 0 | 0 | 0 | 0 | 0 | 0 | 0 | 0 | 0 | 0 | 0 | 0 | 0 | 0 | 0
2016-06-20 06:00 | 0 | 0 | 0 | 0 | 0 | 160934.895 | 0 | 420074 | 0 | 0 | 0 | 0 | 1904800.7011 | 4240651.4253 | 0 | 0 | 0 | 0 | 0 | 0 | 0 | 0 | 0 | 0 | 0 | 0 | 0 | 0 | 0 | -259139.105 | 0 | 0 | 0 | 0 | 0 | 0 | 0 | 0 | 0 | 0 | 0 | 0 | 0 | 0 | 0
2016-06-20 07:00 | 0 | 0 | 0 | 0 | 0 | 144128.895 | 0 | 403268 | 0 | 0 | 0 | 0 | 1645661.5962 | 4240651.4253 | 0 | 0 | 0 | 0 | 0 | 0 | 0 | 0 | 0 | 0 | 0 | 0 | 0 | 0 | 0 | -259139.105 | 0 | 0 | 0 | 0 | 0 | 0 | 0 | 0 | 0 | 0 | 0 | 0 | 0 | 0 | 0
2016-06-20 08:00 | 0 | 0 | 0 | 0 | 0 | 135536.895 | 0 | 394676 | 0 | 0 | 0 | 0 | 1386522.4912 | 4240651.4253 | 0 | 0 | 0 | 0 | 0 | 0 | 0 | 0 | 0 | 0 | 0 | 0 | 0 | 0 | 0 | -259139.105 | 0 | 0 | 0 | 0 | 0 | 0 | 0 | 0 | 0 | 0 | 0 | 0 | 0 | 0 | 0
2016-06-20 09:00 | 0 | 0 | 0 | 0 | 0 | 138191.895 | 0 | 397331 | 0 | 0 | 0 | 0 | 1127383.3863 | 4240651.4253 | 0 | 0 | 0 | 0 | 0 | 0 | 0 | 0 | 0 | 0 | 0 | 0 | 0 | 0 | 0 | -259139.105 | 0 | 0 | 0 | 0 | 0 | 0 | 0 | 0 | 0 | 0 | 0 | 0 | 0 | 0 | 0
2016-06-20 10:00 | 0 | 0 | 0 | 0 | 0 | 151539.895 | 0 | 410679 | 0 | 0 | 0 | 0 | 868244.2813 | 4240651.4253 | 0 | 0 | 0 | 0 | 0 | 0 | 0 | 0 | 0 | 0 | 0 | 0 | 0 | 0 | 0 | -259139.105 | 0 | 0 | 0 | 0 | 0 | 0 | 0 | 0 | 0 | 0 | 0 | 0 | 0 | 0 | 0
2016-06-20 11:00 | 0 | 0 | 0 | 0 | 0 | 393455.7398 | 17.1532 | 433379 | 0 | 0 | 0 | 0 | 828338.1744 | 4240651.4253 | 0 | 0 | 0 | 0 | 0 | 0 | 0 | 0 | 0 | 0 | 0 | 0 | 0 | 0 | 0 | -39906.107 | 0 | 0 | 0 | 0 | 0 | 0 | 0 | 0 | 0 | 0 | 0 | 0 | 0 | 0 | 0
2016-06-20 12:00 | 0 | 0 | 0 | 0 | 0 | 224650.9002 | 168025.4788 | 461784 | 0 | 0 | 0 | 0 | 759230.5533 | 4240651.4253 | 0 | 0 | 0 | 0 | 0 | 0 | 0 | 0 | 0 | 0 | 0 | 0 | 0 | 0 | 0 | -69107.621 | 0 | 0 | 0 | 0 | 0 | 0 | 0 | 0 | 0 | 0 | 0 | 0 | 0 | 0 | 0
2016-06-20 13:00 | 0 | 0 | 0 | 0 | 0 | 0 | 531703.6488 | 494530 | 0 | 0 | 0 | 0 | 796404.2021 | 4240651.4253 | 0 | 0 | 0 | 0 | 0 | 0 | 0 | 0 | 0 | 0 | 0 | 0 | 0 | 0 | 0 | 37173.6488 | 0 | 0 | 0 | 0 | 0 | 0 | 0 | 0 | 0 | 0 | 0 | 0 | 0 | 0 | 0
2016-06-20 14:00 | 0 | 0 | 0 | 0 | 0 | 0 | 717827.7236 | 529278 | 0 | 0 | 0 | 0 | 984953.9258 | 4240651.4253 | 0 | 0 | 0 | 0 | 0 | 0 | 0 | 0 | 0 | 0 | 0 | 0 | 0 | 0 | 0 | 188549.7236 | 0 | 0 | 0 | 0 | 0 | 0 | 0 | 0 | 0 | 0 | 0 | 0 | 0 | 0 | 0
2016-06-20 15:00 | 0 | 0 | 0 | 0 | 0 | 0 | 807485.0359 | 563124 | 0 | 0 | 0 | 0 | 1229314.9617 | 4240651.4253 | 0 | 0 | 0 | 0 | 0 | 0 | 0 | 0 | 0 | 0 | 0 | 0 | 0 | 0 | 0 | 244361.0359 | 0 | 0 | 0 | 0 | 0 | 0 | 0 | 0 | 0 | 0 | 0 | 0 | 0 | 0 | 0
2016-06-20 16:00 | 0 | 0 | 0 | 0 | 0 | 0 | 851363.5559 | 592728 | 0 | 0 | 0 | 0 | 1487950.5176 | 4240651.4253 | 0 | 0 | 0 | 0 | 0 | 0 | 0 | 0 | 0 | 0 | 0 | 0 | 0 | 0 | 0 | 258635.5559 | 0 | 0 | 0 | 0 | 0 | 0 | 0 | 0 | 0 | 0 | 0 | 0 | 0 | 0 | 0
2016-06-20 17:00 | 0 | 0 | 0 | 0 | 0 | 0 | 857336.3092 | 618309 | 0 | 0 | 0 | 0 | 1726977.8267 | 4240651.4253 | 0 | 0 | 0 | 0 | 0 | 0 | 0 | 0 | 0 | 0 | 0 | 0 | 0 | 0 | 0 | 239027.3092 | 0 | 0 | 0 | 0 | 0 | 0 | 0 | 0 | 0 | 0 | 0 | 0 | 0 | 0 | 0
2016-06-20 18:00 | 0 | 0 | 0 | 0 | 0 | 0 | 850475.9634 | 637952 | 0 | 0 | 0 | 0 | 1939501.7901 | 4240651.4253 | 0 | 0 | 0 | 0 | 0 | 0 | 0 | 0 | 0 | 0 | 0 | 0 | 0 | 0 | 0 | 212523.9634 | 0 | 0 | 0 | 0 | 0 | 0 | 0 | 0 | 0 | 0 | 0 | 0 | 0 | 0 | 0
2016-06-20 19:00 | 0 | 0 | 0 | 0 | 0 | 0 | 842596.0538 | 653245 | 0 | 0 | 0 | 0 | 2128852.844 | 4240651.4253 | 0 | 0 | 0 | 0 | 0 | 0 | 0 | 0 | 0 | 0 | 0 | 0 | 0 | 0 | 0 | 189351.0538 | 0 | 0 | 0 | 0 | 0 | 0 | 0 | 0 | 0 | 0 | 0 | 0 | 0 | 0 | 0
2016-06-20 20:00 | 0 | 0 | 0 | 0 | 0 | 0 | 840821.9528 | 664302 | 0 | 0 | 0 | 0 | 2305372.7968 | 4240651.4253 | 0 | 0 | 0 | 0 | 0 | 0 | 0 | 0 | 0 | 0 | 0 | 0 | 0 | 0 | 0 | 176519.9528 | 0 | 0 | 0 | 0 | 0 | 0 | 0 | 0 | 0 | 0 | 0 | 0 | 0 | 0 | 0
2016-06-20 21:00 | 0 | 0 | 0 | 0 | 0 | 0 | 833925.6628 | 668915 | 0 | 0 | 0 | 0 | 2470383.4595 | 4240651.4253 | 0 | 0 | 0 | 0 | 0 | 0 | 0 | 0 | 0 | 0 | 0 | 0 | 0 | 0 | 0 | 165010.6628 | 0 | 0 | 0 | 0 | 0 | 0 | 0 | 0 | 0 | 0 | 0 | 0 | 0 | 0 | 0
2016-06-20 22:00 | 0 | 0 | 0 | 0 | 0 | 0 | 809672.8231 | 664906 | 0 | 0 | 0 | 0 | 2615150.2826 | 4240651.4253 | 0 | 0 | 0 | 0 | 0 | 0 | 0 | 0 | 0 | 0 | 0 | 0 | 0 | 0 | 0 | 144766.8231 | 0 | 0 | 0 | 0 | 0 | 0 | 0 | 0 | 0 | 0 | 0 | 0 | 0 | 0 | 0
2016-06-20 23:00 | 0 | 0 | 0 | 0 | 0 | 176826.6492 | 733709.4557 | 651397 | 0 | 0 | 0 | 0 | 2874289.3875 | 4240651.4253 | 0 | 0 | 0 | 0 | 0 | 0 | 0 | 0 | 0 | 0 | 0 | 0 | 0 | 0 | 0 | 259139.105 | 0 | 0 | 0 | 0 | 0 | 0 | 0 | 0 | 0 | 0 | 0 | 0 | 0 | 0 | 0
2016-06-21 | 0 | 0 | 0 | 0 | 0 | 0 | 599078.4274 | 631507 | 0 | 0 | 0 | 0 | 2841860.8149 | 4240651.4253 | 0 | 0 | 0 | 0 | 0 | 0 | 0 | 0 | 0 | 0 | 0 | 0 | 0 | 0 | 0 | -32428.5726 | 0 | 0 | 0 | 0 | 0 | 0 | 0 | 0 | 0 | 0 | 0 | 0 | 0 | 0 | 0
2016-06-21 01:00 | 0 | 0 | 0 | 0 | 0 | 328691.7124 | 337023.0173 | 612804 | 0 | 0 | 0 | 0 | 2894771.5446 | 4240651.4253 | 0 | 0 | 0 | 0 | 0 | 0 | 0 | 0 | 0 | 0 | 0 | 0 | 0 | 0 | 0 | 52910.7297 | 0 | 0 | 0 | 0 | 0 | 0 | 0 | 0 | 0 | 0 | 0 | 0 | 0 | 0 | 0
2016-06-21 02:00 | 0 | 0 | 0 | 0 | 0 | 499029.104 | 50252.9532 | 581995 | 0 | 0 | 0 | 0 | 2862058.6018 | 4240651.4253 | 0 | 0 | 0 | 0 | 0 | 0 | 0 | 0 | 0 | 0 | 0 | 0 | 0 | 0 | 0 | -32712.9428 | 0 | 0 | 0 | 0 | 0 | 0 | 0 | 0 | 0 | 0 | 0 | 0 | 0 | 0 | 0
2016-06-21 03:00 | 0 | 0 | 0 | 0 | 0 | 295074.5746 | 1.302 | 539949 | 0 | 0 | 0 | 0 | 2602919.4969 | 4254917.4068 | 0 | 0 | 0 | 0 | 0 | 0 | 0 | 0 | 0 | 0 | 0 | 0 | 0 | 0 | 0 | -259139.105 | 14265.9815 | 0 | 0 | 0 | 0 | 0 | 0 | 0 | 0 | 0 | 0 | 0 | 0 | 0 | 0
2016-06-21 04:00 | 0 | 0 | 0 | 0 | 0 | 544195.9143 | 0 | 501362 | 0 | 0 | 0 | 0 | 2645753.4112 | 4254917.4068 | 0 | 0 | 0 | 0 | 0 | 0 | 0 | 0 | 0 | 0 | 0 | 0 | 0 | 0 | 0 | 42833.9143 | 0 | 0 | 0 | 0 | 0 | 0 | 0 | 0 | 0 | 0 | 0 | 0 | 0 | 0 | 0
2016-06-21 05:00 | 0 | 0 | 0 | 0 | 0 | 520281.9544 | 0 | 469238 | 0 | 0 | 0 | 0 | 2696797.3656 | 4254917.4068 | 0 | 0 | 0 | 0 | 0 | 0 | 0 | 0 | 0 | 0 | 0 | 0 | 0 | 0 | 0 | 51043.9544 | 0 | 0 | 0 | 0 | 0 | 0 | 0 | 0 | 0 | 0 | 0 | 0 | 0 | 0 | 0
2016-06-21 06:00 | 0 | 0 | 0 | 0 | 0 | 182818.895 | 0 | 441958 | 0 | 0 | 0 | 0 | 2437658.2606 | 4254917.4068 | 0 | 0 | 0 | 0 | 0 | 0 | 0 | 0 | 0 | 0 | 0 | 0 | 0 | 0 | 0 | -259139.105 | 0 | 0 | 0 | 0 | 0 | 0 | 0 | 0 | 0 | 0 | 0 | 0 | 0 | 0 | 0
2016-06-21 07:00 | 0 | 0 | 0 | 0 | 0 | 163485.895 | 0 | 422625 | 0 | 0 | 0 | 0 | 2178519.1557 | 4254917.4068 | 0 | 0 | 0 | 0 | 0 | 0 | 0 | 0 | 0 | 0 | 0 | 0 | 0 | 0 | 0 | -259139.105 | 0 | 0 | 0 | 0 | 0 | 0 | 0 | 0 | 0 | 0 | 0 | 0 | 0 | 0 | 0
2016-06-21 08:00 | 0 | 0 | 0 | 0 | 0 | 153565.895 | 0 | 412705 | 0 | 0 | 0 | 0 | 1919380.0507 | 4254917.4068 | 0 | 0 | 0 | 0 | 0 | 0 | 0 | 0 | 0 | 0 | 0 | 0 | 0 | 0 | 0 | -259139.105 | 0 | 0 | 0 | 0 | 0 | 0 | 0 | 0 | 0 | 0 | 0 | 0 | 0 | 0 | 0
2016-06-21 09:00 | 0 | 0 | 0 | 0 | 0 | 169380.8766 | 0 | 414254 | 0 | 0 | 0 | 0 | 1660240.9458 | 4269183.3883 | 0 | 0 | 0 | 0 | 0 | 0 | 0 | 0 | 0 | 0 | 0 | 0 | 0 | 0 | 0 | -259139.105 | 14265.9815 | 0 | 0 | 0 | 0 | 0 | 0 | 0 | 0 | 0 | 0 | 0 | 0 | 0 | 0
2016-06-21 10:00 | 0 | 0 | 0 | 0 | 0 | 168347.895 | 0 | 427487 | 0 | 0 | 0 | 0 | 1401101.8408 | 4269183.3883 | 0 | 0 | 0 | 0 | 0 | 0 | 0 | 0 | 0 | 0 | 0 | 0 | 0 | 0 | 0 | -259139.105 | 0 | 0 | 0 | 0 | 0 | 0 | 0 | 0 | 0 | 0 | 0 | 0 | 0 | 0 | 0
2016-06-21 11:00 | 0 | 0 | 0 | 0 | 0 | 188113.3251 | 14.5699 | 447267 | 0 | 0 | 0 | 0 | 1141962.7359 | 4269183.3883 | 0 | 0 | 0 | 0 | 0 | 0 | 0 | 0 | 0 | 0 | 0 | 0 | 0 | 0 | 0 | -259139.105 | 0 | 0 | 0 | 0 | 0 | 0 | 0 | 0 | 0 | 0 | 0 | 0 | 0 | 0 | 0
2016-06-21 12:00 | 0 | 0 | 0 | 0 | 0 | 187854.5403 | 145190.2393 | 470193 | 0 | 0 | 0 | 0 | 995733.577 | 4278264.3268 | 0 | 0 | 0 | 0 | 0 | 0 | 0 | 0 | 0 | 0 | 0 | 0 | 0 | 0 | 0 | -146229.1588 | 9080.9384 | 0 | 0 | 0 | 0 | 0 | 0 | 0 | 0 | 0 | 0 | 0 | 0 | 0 | 0
2016-06-21 13:00 | 0 | 0 | 0 | 0 | 0 | 0 | 460124.452 | 498042 | 0 | 0 | 0 | 0 | 957816.0291 | 4278264.3268 | 0 | 0 | 0 | 0 | 0 | 0 | 0 | 0 | 0 | 0 | 0 | 0 | 0 | 0 | 0 | -37917.548 | 0 | 0 | 0 | 0 | 0 | 0 | 0 | 0 | 0 | 0 | 0 | 0 | 0 | 0 | 0
2016-06-21 14:00 | 0 | 0 | 0 | 0 | 0 | 0 | 668740.9923 | 529549 | 0 | 0 | 0 | 0 | 1097008.0213 | 4278264.3268 | 0 | 0 | 0 | 0 | 0 | 0 | 0 | 0 | 0 | 0 | 0 | 0 | 0 | 0 | 0 | 139191.9923 | 0 | 0 | 0 | 0 | 0 | 0 | 0 | 0 | 0 | 0 | 0 | 0 | 0 | 0 | 0
2016-06-21 15:00 | 0 | 0 | 0 | 0 | 0 | 0 | 758770.2174 | 560715 | 0 | 0 | 0 | 0 | 1280797.2572 | 4292530.3083 | 0 | 0 | 0 | 0 | 0 | 0 | 0 | 0 | 0 | 0 | 0 | 0 | 0 | 0 | 0 | 183789.2359 | 14265.9815 | 0 | 0 | 0 | 0 | 0 | 0 | 0 | 0 | 0 | 0 | 0 | 0 | 0 | 0
2016-06-21 16:00 | 0 | 0 | 0 | 0 | 0 | 0 | 812976.8924 | 586867 | 0 | 0 | 0 | 0 | 1506907.1496 | 4292530.3083 | 0 | 0 | 0 | 0 | 0 | 0 | 0 | 0 | 0 | 0 | 0 | 0 | 0 | 0 | 0 | 226109.8924 | 0 | 0 | 0 | 0 | 0 | 0 | 0 | 0 | 0 | 0 | 0 | 0 | 0 | 0 | 0
2016-06-21 17:00 | 0 | 0 | 0 | 0 | 0 | 0 | 826693.2264 | 609939 | 0 | 0 | 0 | 0 | 1723661.3759 | 4292530.3083 | 0 | 0 | 0 | 0 | 0 | 0 | 0 | 0 | 0 | 0 | 0 | 0 | 0 | 0 | 0 | 216754.2264 | 0 | 0 | 0 | 0 | 0 | 0 | 0 | 0 | 0 | 0 | 0 | 0 | 0 | 0 | 0
2016-06-21 18:00 | 0 | 0 | 0 | 0 | 0 | 0 | 827121.8534 | 627655 | 0 | 0 | 0 | 0 | 1923128.2293 | 4292530.3083 | 0 | 0 | 0 | 0 | 0 | 0 | 0 | 0 | 0 | 0 | 0 | 0 | 0 | 0 | 0 | 199466.8534 | 0 | 0 | 0 | 0 | 0 | 0 | 0 | 0 | 0 | 0 | 0 | 0 | 0 | 0 | 0
2016-06-21 19:00 | 0 | 0 | 0 | 0 | 0 | 0 | 820238.8199 | 640291 | 0 | 0 | 0 | 0 | 2103076.0492 | 4292530.3083 | 0 | 0 | 0 | 0 | 0 | 0 | 0 | 0 | 0 | 0 | 0 | 0 | 0 | 0 | 0 | 179947.8199 | 0 | 0 | 0 | 0 | 0 | 0 | 0 | 0 | 0 | 0 | 0 | 0 | 0 | 0 | 0
2016-06-21 20:00 | 0 | 0 | 0 | 0 | 0 | 0 | 813957.0751 | 649707 | 0 | 0 | 0 | 0 | 2267326.1243 | 4292530.3083 | 0 | 0 | 0 | 0 | 0 | 0 | 0 | 0 | 0 | 0 | 0 | 0 | 0 | 0 | 0 | 164250.0751 | 0 | 0 | 0 | 0 | 0 | 0 | 0 | 0 | 0 | 0 | 0 | 0 | 0 | 0 | 0
2016-06-21 21:00 | 0 | 0 | 0 | 0 | 0 | 0 | 801527.643 | 653434 | 0 | 0 | 0 | 0 | 2415419.7673 | 4292530.3083 | 0 | 0 | 0 | 0 | 0 | 0 | 0 | 0 | 0 | 0 | 0 | 0 | 0 | 0 | 0 | 148093.643 | 0 | 0 | 0 | 0 | 0 | 0 | 0 | 0 | 0 | 0 | 0 | 0 | 0 | 0 | 0
2016-06-21 22:00 | 0 | 0 | 0 | 0 | 0 | 0 | 768491.17 | 648117 | 0 | 0 | 0 | 0 | 2535793.9373 | 4292530.3083 | 0 | 0 | 0 | 0 | 0 | 0 | 0 | 0 | 0 | 0 | 0 | 0 | 0 | 0 | 0 | 120374.17 | 0 | 0 | 0 | 0 | 0 | 0 | 0 | 0 | 0 | 0 | 0 | 0 | 0 | 0 | 0
2016-06-21 23:00 | 0 | 0 | 0 | 0 | 0 | 207391.1896 | 686698.9153 | 634951 | 0 | 0 | 0 | 0 | 2794933.0422 | 4292530.3083 | 0 | 0 | 0 | 0 | 0 | 0 | 0 | 0 | 0 | 0 | 0 | 0 | 0 | 0 | 0 | 259139.105 | 0 | 0 | 0 | 0 | 0 | 0 | 0 | 0 | 0 | 0 | 0 | 0 | 0 | 0 | 0
2016-06-22 | 0 | 0 | 0 | 0 | 0 | 176784.1593 | 541011.3431 | 617957 | 0 | 0 | 0 | 0 | 2894771.5446 | 4292530.3083 | 0 | 0 | 0 | 0 | 0 | 0 | 0 | 0 | 0 | 0 | 0 | 0 | 0 | 0 | 0 | 99838.5024 | 0 | 0 | 0 | 0 | 0 | 0 | 0 | 0 | 0 | 0 | 0 | 0 | 0 | 0 | 0
2016-06-22 01:00 | 0 | 0 | 0 | 0 | 0 | 53207.9424 | 287520.9527 | 599868 | 0 | 0 | 0 | 0 | 2635632.4397 | 4292530.3083 | 0 | 0 | 0 | 0 | 0 | 0 | 0 | 0 | 0 | 0 | 0 | 0 | 0 | 0 | 0 | -259139.105 | 0 | 0 | 0 | 0 | 0 | 0 | 0 | 0 | 0 | 0 | 0 | 0 | 0 | 0 | 0
2016-06-22 02:00 | 0 | 0 | 0 | 0 | 0 | 263023.8429 | 49736.0522 | 571899 | 0 | 0 | 0 | 0 | 2376493.3347 | 4292530.3083 | 0 | 0 | 0 | 0 | 0 | 0 | 0 | 0 | 0 | 0 | 0 | 0 | 0 | 0 | 0 | -259139.105 | 0 | 0 | 0 | 0 | 0 | 0 | 0 | 0 | 0 | 0 | 0 | 0 | 0 | 0 | 0
2016-06-22 03:00 | 0 | 0 | 0 | 0 | 0 | 273759.9477 | 3.9473 | 532903 | 0 | 0 | 0 | 0 | 2117354.2298 | 4292530.3083 | 0 | 0 | 0 | 0 | 0 | 0 | 0 | 0 | 0 | 0 | 0 | 0 | 0 | 0 | 0 | -259139.105 | 0 | 0 | 0 | 0 | 0 | 0 | 0 | 0 | 0 | 0 | 0 | 0 | 0 | 0 | 0
2016-06-22 04:00 | 0 | 0 | 0 | 0 | 0 | 236346.895 | 0 | 495486 | 0 | 0 | 0 | 0 | 1858215.1248 | 4292530.3083 | 0 | 0 | 0 | 0 | 0 | 0 | 0 | 0 | 0 | 0 | 0 | 0 | 0 | 0 | 0 | -259139.105 | 0 | 0 | 0 | 0 | 0 | 0 | 0 | 0 | 0 | 0 | 0 | 0 | 0 | 0 | 0
2016-06-22 05:00 | 0 | 0 | 0 | 0 | 0 | 723920.105 | 0 | 464781 | 0 | 0 | 0 | 0 | 2117354.2298 | 4292530.3083 | 0 | 0 | 0 | 0 | 0 | 0 | 0 | 0 | 0 | 0 | 0 | 0 | 0 | 0 | 0 | 259139.105 | 0 | 0 | 0 | 0 | 0 | 0 | 0 | 0 | 0 | 0 | 0 | 0 | 0 | 0 | 0
2016-06-22 06:00 | 0 | 0 | 0 | 0 | 0 | 180588.895 | 0 | 439728 | 0 | 0 | 0 | 0 | 1858215.1248 | 4292530.3083 | 0 | 0 | 0 | 0 | 0 | 0 | 0 | 0 | 0 | 0 | 0 | 0 | 0 | 0 | 0 | -259139.105 | 0 | 0 | 0 | 0 | 0 | 0 | 0 | 0 | 0 | 0 | 0 | 0 | 0 | 0 | 0
2016-06-22 07:00 | 0 | 0 | 0 | 0 | 0 | 163187.895 | 0 | 422327 | 0 | 0 | 0 | 0 | 1599076.0199 | 4292530.3083 | 0 | 0 | 0 | 0 | 0 | 0 | 0 | 0 | 0 | 0 | 0 | 0 | 0 | 0 | 0 | -259139.105 | 0 | 0 | 0 | 0 | 0 | 0 | 0 | 0 | 0 | 0 | 0 | 0 | 0 | 0 | 0
2016-06-22 08:00 | 0 | 0 | 0 | 0 | 0 | 152183.895 | 0 | 411323 | 0 | 0 | 0 | 0 | 1339936.9149 | 4292530.3083 | 0 | 0 | 0 | 0 | 0 | 0 | 0 | 0 | 0 | 0 | 0 | 0 | 0 | 0 | 0 | -259139.105 | 0 | 0 | 0 | 0 | 0 | 0 | 0 | 0 | 0 | 0 | 0 | 0 | 0 | 0 | 0
2016-06-22 09:00 | 0 | 0 | 0 | 0 | 0 | 153485.895 | 0 | 412625 | 0 | 0 | 0 | 0 | 1080797.81 | 4292530.3083 | 0 | 0 | 0 | 0 | 0 | 0 | 0 | 0 | 0 | 0 | 0 | 0 | 0 | 0 | 0 | -259139.105 | 0 | 0 | 0 | 0 | 0 | 0 | 0 | 0 | 0 | 0 | 0 | 0 | 0 | 0 | 0
2016-06-22 10:00 | 0 | 0 | 0 | 0 | 0 | 165523.895 | 0 | 424663 | 0 | 0 | 0 | 0 | 821658.705 | 4292530.3083 | 0 | 0 | 0 | 0 | 0 | 0 | 0 | 0 | 0 | 0 | 0 | 0 | 0 | 0 | 0 | -259139.105 | 0 | 0 | 0 | 0 | 0 | 0 | 0 | 0 | 0 | 0 | 0 | 0 | 0 | 0 | 0
2016-06-22 11:00 | 0 | 0 | 0 | 0 | 0 | 592808.0533 | 16.8432 | 445447 | 0 | 0 | 0 | 0 | 969036.6015 | 4292530.3083 | 0 | 0 | 0 | 0 | 0 | 0 | 0 | 0 | 0 | 0 | 0 | 0 | 0 | 0 | 0 | 147377.8965 | 0 | 0 | 0 | 0 | 0 | 0 | 0 | 0 | 0 | 0 | 0 | 0 | 0 | 0 | 0
2016-06-22 12:00 | 0 | 0 | 0 | 0 | 0 | 66786.9453 | 143862.9498 | 469789 | 0 | 0 | 0 | 0 | 709897.4966 | 4292530.3083 | 0 | 0 | 0 | 0 | 0 | 0 | 0 | 0 | 0 | 0 | 0 | 0 | 0 | 0 | 0 | -259139.105 | 0 | 0 | 0 | 0 | 0 | 0 | 0 | 0 | 0 | 0 | 0 | 0 | 0 | 0 | 0
2016-06-22 13:00 | 0 | 0 | 0 | 0 | 0 | 234518.2169 | 457237.5119 | 498029 | 0 | 0 | 0 | 0 | 903624.2254 | 4292530.3083 | 0 | 0 | 0 | 0 | 0 | 0 | 0 | 0 | 0 | 0 | 0 | 0 | 0 | 0 | 0 | 193726.7288 | 0 | 0 | 0 | 0 | 0 | 0 | 0 | 0 | 0 | 0 | 0 | 0 | 0 | 0 | 0
2016-06-22 14:00 | 0 | 0 | 0 | 0 | 0 | 0 | 666777.5093 | 528101 | 0 | 0 | 0 | 0 | 1042300.7347 | 4292530.3083 | 0 | 0 | 0 | 0 | 0 | 0 | 0 | 0 | 0 | 0 | 0 | 0 | 0 | 0 | 0 | 138676.5093 | 0 | 0 | 0 | 0 | 0 | 0 | 0 | 0 | 0 | 0 | 0 | 0 | 0 | 0 | 0
2016-06-22 15:00 | 0 | 0 | 0 | 0 | 0 | 0 | 749116.1551 | 557079 | 0 | 0 | 0 | 0 | 1234337.8898 | 4292530.3083 | 0 | 0 | 0 | 0 | 0 | 0 | 0 | 0 | 0 | 0 | 0 | 0 | 0 | 0 | 0 | 192037.1551 | 0 | 0 | 0 | 0 | 0 | 0 | 0 | 0 | 0 | 0 | 0 | 0 | 0 | 0 | 0
2016-06-22 16:00 | 0 | 0 | 0 | 0 | 0 | 0 | 802388.9993 | 582091 | 0 | 0 | 0 | 0 | 1454635.8892 | 4292530.3083 | 0 | 0 | 0 | 0 | 0 | 0 | 0 | 0 | 0 | 0 | 0 | 0 | 0 | 0 | 0 | 220297.9993 | 0 | 0 | 0 | 0 | 0 | 0 | 0 | 0 | 0 | 0 | 0 | 0 | 0 | 0 | 0
2016-06-22 17:00 | 0 | 0 | 0 | 0 | 0 | 0 | 815146.3742 | 604925 | 0 | 0 | 0 | 0 | 1664857.2633 | 4292530.3083 | 0 | 0 | 0 | 0 | 0 | 0 | 0 | 0 | 0 | 0 | 0 | 0 | 0 | 0 | 0 | 210221.3742 | 0 | 0 | 0 | 0 | 0 | 0 | 0 | 0 | 0 | 0 | 0 | 0 | 0 | 0 | 0
2016-06-22 18:00 | 0 | 0 | 0 | 0 | 0 | 0 | 810725.7933 | 623197 | 0 | 0 | 0 | 0 | 1852386.0566 | 4292530.3083 | 0 | 0 | 0 | 0 | 0 | 0 | 0 | 0 | 0 | 0 | 0 | 0 | 0 | 0 | 0 | 187528.7933 | 0 | 0 | 0 | 0 | 0 | 0 | 0 | 0 | 0 | 0 | 0 | 0 | 0 | 0 | 0
2016-06-22 19:00 | 0 | 0 | 0 | 0 | 0 | 0 | 797534.7716 | 636797 | 0 | 0 | 0 | 0 | 2013123.8282 | 4292530.3083 | 0 | 0 | 0 | 0 | 0 | 0 | 0 | 0 | 0 | 0 | 0 | 0 | 0 | 0 | 0 | 160737.7716 | 0 | 0 | 0 | 0 | 0 | 0 | 0 | 0 | 0 | 0 | 0 | 0 | 0 | 0 | 0
2016-06-22 20:00 | 0 | 0 | 0 | 0 | 0 | 0 | 786941.3874 | 648742 | 0 | 0 | 0 | 0 | 2151323.2156 | 4292530.3083 | 0 | 0 | 0 | 0 | 0 | 0 | 0 | 0 | 0 | 0 | 0 | 0 | 0 | 0 | 0 | 138199.3874 | 0 | 0 | 0 | 0 | 0 | 0 | 0 | 0 | 0 | 0 | 0 | 0 | 0 | 0 | 0
2016-06-22 21:00 | 0 | 0 | 0 | 0 | 0 | 0 | 771211.6278 | 653933 | 0 | 0 | 0 | 0 | 2268601.8434 | 4292530.3083 | 0 | 0 | 0 | 0 | 0 | 0 | 0 | 0 | 0 | 0 | 0 | 0 | 0 | 0 | 0 | 117278.6278 | 0 | 0 | 0 | 0 | 0 | 0 | 0 | 0 | 0 | 0 | 0 | 0 | 0 | 0 | 0
2016-06-22 22:00 | 0 | 0 | 0 | 0 | 0 | 0 | 734889.0229 | 651094 | 0 | 0 | 0 | 0 | 2352396.8663 | 4292530.3083 | 0 | 0 | 0 | 0 | 0 | 0 | 0 | 0 | 0 | 0 | 0 | 0 | 0 | 0 | 0 | 83795.0229 | 0 | 0 | 0 | 0 | 0 | 0 | 0 | 0 | 0 | 0 | 0 | 0 | 0 | 0 | 0
2016-06-22 23:00 | 0 | 0 | 0 | 0 | 0 | 0 | 659660.2661 | 640266 | 0 | 0 | 0 | 0 | 2371791.1324 | 4292530.3083 | 0 | 0 | 0 | 0 | 0 | 0 | 0 | 0 | 0 | 0 | 0 | 0 | 0 | 0 | 0 | 19394.2661 | 0 | 0 | 0 | 0 | 0 | 0 | 0 | 0 | 0 | 0 | 0 | 0 | 0 | 0 | 0
2016-06-23 | 0 | 0 | 0 | 0 | 0 | 0 | 532208.1437 | 623630 | 0 | 0 | 0 | 0 | 2266103.2946 | 4306796.2898 | 0 | 0 | 0 | 0 | 0 | 0 | 0 | 0 | 0 | 0 | 0 | 0 | 0 | 0 | 0 | -105687.8378 | 14265.9815 | 0 | 0 | 0 | 0 | 0 | 0 | 0 | 0 | 0 | 0 | 0 | 0 | 0 | 0
2016-06-23 01:00 | 0 | 0 | 0 | 0 | 0 | 47655.0243 | 300678.8707 | 607473 | 0 | 0 | 0 | 0 | 2006964.1897 | 4306796.2898 | 0 | 0 | 0 | 0 | 0 | 0 | 0 | 0 | 0 | 0 | 0 | 0 | 0 | 0 | 0 | -259139.105 | 0 | 0 | 0 | 0 | 0 | 0 | 0 | 0 | 0 | 0 | 0 | 0 | 0 | 0 | 0
2016-06-23 02:00 | 0 | 0 | 0 | 0 | 0 | 597512.969 | 51821.8552 | 579275 | 0 | 0 | 0 | 0 | 2077024.0138 | 4306796.2898 | 0 | 0 | 0 | 0 | 0 | 0 | 0 | 0 | 0 | 0 | 0 | 0 | 0 | 0 | 0 | 70059.8242 | 0 | 0 | 0 | 0 | 0 | 0 | 0 | 0 | 0 | 0 | 0 | 0 | 0 | 0 | 0
2016-06-23 03:00 | 0 | 0 | 0 | 0 | 0 | 281983.7307 | 4.1643 | 541127 | 0 | 0 | 0 | 0 | 1817884.9089 | 4306796.2898 | 0 | 0 | 0 | 0 | 0 | 0 | 0 | 0 | 0 | 0 | 0 | 0 | 0 | 0 | 0 | -259139.105 | 0 | 0 | 0 | 0 | 0 | 0 | 0 | 0 | 0 | 0 | 0 | 0 | 0 | 0 | 0
2016-06-23 04:00 | 0 | 0 | 0 | 0 | 0 | 602870.1812 | 0 | 505365 | 0 | 0 | 0 | 0 | 1915390.0901 | 4306796.2898 | 0 | 0 | 0 | 0 | 0 | 0 | 0 | 0 | 0 | 0 | 0 | 0 | 0 | 0 | 0 | 97505.1812 | 0 | 0 | 0 | 0 | 0 | 0 | 0 | 0 | 0 | 0 | 0 | 0 | 0 | 0 | 0
2016-06-23 05:00 | 0 | 0 | 0 | 0 | 0 | 215778.895 | 0 | 474918 | 0 | 0 | 0 | 0 | 1656250.9851 | 4306796.2898 | 0 | 0 | 0 | 0 | 0 | 0 | 0 | 0 | 0 | 0 | 0 | 0 | 0 | 0 | 0 | -259139.105 | 0 | 0 | 0 | 0 | 0 | 0 | 0 | 0 | 0 | 0 | 0 | 0 | 0 | 0 | 0
2016-06-23 06:00 | 0 | 0 | 0 | 0 | 0 | 190474.895 | 0 | 449614 | 0 | 0 | 0 | 0 | 1397111.8802 | 4306796.2898 | 0 | 0 | 0 | 0 | 0 | 0 | 0 | 0 | 0 | 0 | 0 | 0 | 0 | 0 | 0 | -259139.105 | 0 | 0 | 0 | 0 | 0 | 0 | 0 | 0 | 0 | 0 | 0 | 0 | 0 | 0 | 0
2016-06-23 07:00 | 0 | 0 | 0 | 0 | 0 | 171835.895 | 0 | 430975 | 0 | 0 | 0 | 0 | 1137972.7752 | 4306796.2898 | 0 | 0 | 0 | 0 | 0 | 0 | 0 | 0 | 0 | 0 | 0 | 0 | 0 | 0 | 0 | -259139.105 | 0 | 0 | 0 | 0 | 0 | 0 | 0 | 0 | 0 | 0 | 0 | 0 | 0 | 0 | 0
2016-06-23 08:00 | 0 | 0 | 0 | 0 | 0 | 444719.0645 | 0 | 420920 | 0 | 0 | 0 | 0 | 1161771.8397 | 4306796.2898 | 0 | 0 | 0 | 0 | 0 | 0 | 0 | 0 | 0 | 0 | 0 | 0 | 0 | 0 | 0 | 23799.0645 | 0 | 0 | 0 | 0 | 0 | 0 | 0 | 0 | 0 | 0 | 0 | 0 | 0 | 0 | 0
2016-06-23 09:00 | 0 | 0 | 0 | 0 | 0 | 163496.895 | 0 | 422636 | 0 | 0 | 0 | 0 | 902632.7348 | 4306796.2898 | 0 | 0 | 0 | 0 | 0 | 0 | 0 | 0 | 0 | 0 | 0 | 0 | 0 | 0 | 0 | -259139.105 | 0 | 0 | 0 | 0 | 0 | 0 | 0 | 0 | 0 | 0 | 0 | 0 | 0 | 0 | 0
2016-06-23 10:00 | 0 | 0 | 0 | 0 | 0 | 176484.895 | 0 | 435624 | 0 | 0 | 0 | 0 | 643493.6298 | 4306796.2898 | 0 | 0 | 0 | 0 | 0 | 0 | 0 | 0 | 0 | 0 | 0 | 0 | 0 | 0 | 0 | -259139.105 | 0 | 0 | 0 | 0 | 0 | 0 | 0 | 0 | 0 | 0 | 0 | 0 | 0 | 0 | 0
2016-06-23 11:00 | 0 | 0 | 0 | 0 | 0 | 283013.2199 | 1.9117 | 453506 | 0 | 0 | 0 | 0 | 473002.7614 | 4306796.2898 | 0 | 0 | 0 | 0 | 0 | 0 | 0 | 0 | 0 | 0 | 0 | 0 | 0 | 0 | 0 | -170490.8685 | 0 | 0 | 0 | 0 | 0 | 0 | 0 | 0 | 0 | 0 | 0 | 0 | 0 | 0 | 0
2016-06-23 12:00 | 0 | 0 | 0 | 0 | 0 | 177447.3868 | 118053.4954 | 476162 | 0 | 0 | 0 | 0 | 292341.6435 | 4306796.2898 | 0 | 0 | 0 | 0 | 0 | 0 | 0 | 0 | 0 | 0 | 0 | 0 | 0 | 0 | 0 | -180661.1178 | 0 | 0 | 0 | 0 | 0 | 0 | 0 | 0 | 0 | 0 | 0 | 0 | 0 | 0 | 0
2016-06-23 13:00 | 0 | 0 | 0 | 0 | 0 | 198151.4823 | 446651.329 | 503574 | 0 | 0 | 0 | 0 | 433570.4549 | 4306796.2898 | 0 | 0 | 0 | 0 | 0 | 0 | 0 | 0 | 0 | 0 | 0 | 0 | 0 | 0 | 0 | 141228.8113 | 0 | 0 | 0 | 0 | 0 | 0 | 0 | 0 | 0 | 0 | 0 | 0 | 0 | 0 | 0
2016-06-23 14:00 | 0 | 0 | 0 | 0 | 0 | 0 | 640231.3219 | 533806 | 0 | 0 | 0 | 0 | 539995.7768 | 4306796.2898 | 0 | 0 | 0 | 0 | 0 | 0 | 0 | 0 | 0 | 0 | 0 | 0 | 0 | 0 | 0 | 106425.3219 | 0 | 0 | 0 | 0 | 0 | 0 | 0 | 0 | 0 | 0 | 0 | 0 | 0 | 0 | 0
2016-06-23 15:00 | 0 | 0 | 0 | 0 | 0 | 0 | 728337.4465 | 562667 | 0 | 0 | 0 | 0 | 705666.2233 | 4306796.2898 | 0 | 0 | 0 | 0 | 0 | 0 | 0 | 0 | 0 | 0 | 0 | 0 | 0 | 0 | 0 | 165670.4465 | 0 | 0 | 0 | 0 | 0 | 0 | 0 | 0 | 0 | 0 | 0 | 0 | 0 | 0 | 0
2016-06-23 16:00 | 0 | 0 | 0 | 0 | 0 | 0 | 772272.7819 | 586908 | 0 | 0 | 0 | 0 | 891031.0053 | 4306796.2898 | 0 | 0 | 0 | 0 | 0 | 0 | 0 | 0 | 0 | 0 | 0 | 0 | 0 | 0 | 0 | 185364.7819 | 0 | 0 | 0 | 0 | 0 | 0 | 0 | 0 | 0 | 0 | 0 | 0 | 0 | 0 | 0
2016-06-23 17:00 | 0 | 0 | 0 | 0 | 0 | 0 | 786191.6159 | 609543 | 0 | 0 | 0 | 0 | 1067679.6212 | 4306796.2898 | 0 | 0 | 0 | 0 | 0 | 0 | 0 | 0 | 0 | 0 | 0 | 0 | 0 | 0 | 0 | 176648.6159 | 0 | 0 | 0 | 0 | 0 | 0 | 0 | 0 | 0 | 0 | 0 | 0 | 0 | 0 | 0
2016-06-23 18:00 | 0 | 0 | 0 | 0 | 0 | 106034.9617 | 779677.1432 | 626573 | 0 | 0 | 0 | 0 | 1326818.7262 | 4306796.2898 | 0 | 0 | 0 | 0 | 0 | 0 | 0 | 0 | 0 | 0 | 0 | 0 | 0 | 0 | 0 | 259139.105 | 0 | 0 | 0 | 0 | 0 | 0 | 0 | 0 | 0 | 0 | 0 | 0 | 0 | 0 | 0
2016-06-23 19:00 | 0 | 0 | 0 | 0 | 0 | 0 | 768792.0706 | 639206 | 0 | 0 | 0 | 0 | 1456404.7967 | 4306796.2898 | 0 | 0 | 0 | 0 | 0 | 0 | 0 | 0 | 0 | 0 | 0 | 0 | 0 | 0 | 0 | 129586.0706 | 0 | 0 | 0 | 0 | 0 | 0 | 0 | 0 | 0 | 0 | 0 | 0 | 0 | 0 | 0
2016-06-23 20:00 | 0 | 0 | 0 | 0 | 0 | 0 | 758554.2418 | 646663 | 0 | 0 | 0 | 0 | 1554030.057 | 4321062.2714 | 0 | 0 | 0 | 0 | 0 | 0 | 0 | 0 | 0 | 0 | 0 | 0 | 0 | 0 | 0 | 97625.2602 | 14265.9815 | 0 | 0 | 0 | 0 | 0 | 0 | 0 | 0 | 0 | 0 | 0 | 0 | 0 | 0
2016-06-23 21:00 | 0 | 0 | 0 | 0 | 0 | 0 | 738873.9677 | 648522 | 0 | 0 | 0 | 0 | 1644382.0247 | 4321062.2714 | 0 | 0 | 0 | 0 | 0 | 0 | 0 | 0 | 0 | 0 | 0 | 0 | 0 | 0 | 0 | 90351.9677 | 0 | 0 | 0 | 0 | 0 | 0 | 0 | 0 | 0 | 0 | 0 | 0 | 0 | 0 | 0
2016-06-23 22:00 | 0 | 0 | 0 | 0 | 0 | 0 | 704205.9359 | 641842 | 0 | 0 | 0 | 0 | 1706745.9606 | 4321062.2714 | 0 | 0 | 0 | 0 | 0 | 0 | 0 | 0 | 0 | 0 | 0 | 0 | 0 | 0 | 0 | 62363.9359 | 0 | 0 | 0 | 0 | 0 | 0 | 0 | 0 | 0 | 0 | 0 | 0 | 0 | 0 | 0
2016-06-23 23:00 | 0 | 0 | 0 | 0 | 0 | 0 | 630199.0704 | 627035 | 0 | 0 | 0 | 0 | 1695644.0495 | 4335328.2529 | 0 | 0 | 0 | 0 | 0 | 0 | 0 | 0 | 0 | 0 | 0 | 0 | 0 | 0 | 0 | -11101.9112 | 14265.9815 | 0 | 0 | 0 | 0 | 0 | 0 | 0 | 0 | 0 | 0 | 0 | 0 | 0 | 0
2016-06-24 | 0 | 0 | 0 | 0 | 0 | 0 | 505323.362 | 610069 | 0 | 0 | 0 | 0 | 1576632.43 | 4349594.2344 | 0 | 0 | 0 | 0 | 0 | 0 | 0 | 0 | 0 | 0 | 0 | 0 | 0 | 0 | 0 | -119011.6195 | 14265.9815 | 0 | 0 | 0 | 0 | 0 | 0 | 0 | 0 | 0 | 0 | 0 | 0 | 0 | 0
2016-06-24 01:00 | 0 | 0 | 0 | 0 | 0 | 442344.8369 | 307164.8226 | 593801 | 0 | 0 | 0 | 0 | 1732341.0895 | 4349594.2344 | 0 | 0 | 0 | 0 | 0 | 0 | 0 | 0 | 0 | 0 | 0 | 0 | 0 | 0 | 0 | 155708.6595 | 0 | 0 | 0 | 0 | 0 | 0 | 0 | 0 | 0 | 0 | 0 | 0 | 0 | 0 | 0
2016-06-24 02:00 | 0 | 0 | 0 | 0 | 0 | 594183.7235 | 48989.5005 | 567900 | 0 | 0 | 0 | 0 | 1807614.3135 | 4349594.2344 | 0 | 0 | 0 | 0 | 0 | 0 | 0 | 0 | 0 | 0 | 0 | 0 | 0 | 0 | 0 | 75273.224 | 0 | 0 | 0 | 0 | 0 | 0 | 0 | 0 | 0 | 0 | 0 | 0 | 0 | 0 | 0
2016-06-24 03:00 | 0 | 0 | 0 | 0 | 0 | 271326.8134 | 4.0816 | 530470 | 0 | 0 | 0 | 0 | 1548475.2086 | 4349594.2344 | 0 | 0 | 0 | 0 | 0 | 0 | 0 | 0 | 0 | 0 | 0 | 0 | 0 | 0 | 0 | -259139.105 | 0 | 0 | 0 | 0 | 0 | 0 | 0 | 0 | 0 | 0 | 0 | 0 | 0 | 0 | 0
2016-06-24 04:00 | 0 | 0 | 0 | 0 | 0 | 603205.383 | 0 | 495549 | 0 | 0 | 0 | 0 | 1656131.5915 | 4349594.2344 | 0 | 0 | 0 | 0 | 0 | 0 | 0 | 0 | 0 | 0 | 0 | 0 | 0 | 0 | 0 | 107656.383 | 0 | 0 | 0 | 0 | 0 | 0 | 0 | 0 | 0 | 0 | 0 | 0 | 0 | 0 | 0
2016-06-24 05:00 | 0 | 0 | 0 | 0 | 0 | 205799.895 | 0 | 464939 | 0 | 0 | 0 | 0 | 1396992.4866 | 4349594.2344 | 0 | 0 | 0 | 0 | 0 | 0 | 0 | 0 | 0 | 0 | 0 | 0 | 0 | 0 | 0 | -259139.105 | 0 | 0 | 0 | 0 | 0 | 0 | 0 | 0 | 0 | 0 | 0 | 0 | 0 | 0 | 0
2016-06-24 06:00 | 0 | 0 | 0 | 0 | 0 | 180385.895 | 0 | 439525 | 0 | 0 | 0 | 0 | 1137853.3816 | 4349594.2344 | 0 | 0 | 0 | 0 | 0 | 0 | 0 | 0 | 0 | 0 | 0 | 0 | 0 | 0 | 0 | -259139.105 | 0 | 0 | 0 | 0 | 0 | 0 | 0 | 0 | 0 | 0 | 0 | 0 | 0 | 0 | 0
2016-06-24 07:00 | 0 | 0 | 0 | 0 | 0 | 501882.9817 | 0 | 421376 | 0 | 0 | 0 | 0 | 1218360.3634 | 4349594.2344 | 0 | 0 | 0 | 0 | 0 | 0 | 0 | 0 | 0 | 0 | 0 | 0 | 0 | 0 | 0 | 80506.9817 | 0 | 0 | 0 | 0 | 0 | 0 | 0 | 0 | 0 | 0 | 0 | 0 | 0 | 0 | 0
2016-06-24 08:00 | 0 | 0 | 0 | 0 | 0 | 152945.895 | 0 | 412085 | 0 | 0 | 0 | 0 | 959221.2584 | 4349594.2344 | 0 | 0 | 0 | 0 | 0 | 0 | 0 | 0 | 0 | 0 | 0 | 0 | 0 | 0 | 0 | -259139.105 | 0 | 0 | 0 | 0 | 0 | 0 | 0 | 0 | 0 | 0 | 0 | 0 | 0 | 0 | 0
2016-06-24 09:00 | 0 | 0 | 0 | 0 | 0 | 154295.895 | 0 | 413435 | 0 | 0 | 0 | 0 | 700082.1535 | 4349594.2344 | 0 | 0 | 0 | 0 | 0 | 0 | 0 | 0 | 0 | 0 | 0 | 0 | 0 | 0 | 0 | -259139.105 | 0 | 0 | 0 | 0 | 0 | 0 | 0 | 0 | 0 | 0 | 0 | 0 | 0 | 0 | 0
2016-06-24 10:00 | 0 | 0 | 0 | 0 | 0 | 165104.895 | 0 | 424244 | 0 | 0 | 0 | 0 | 440943.0485 | 4349594.2344 | 0 | 0 | 0 | 0 | 0 | 0 | 0 | 0 | 0 | 0 | 0 | 0 | 0 | 0 | 0 | -259139.105 | 0 | 0 | 0 | 0 | 0 | 0 | 0 | 0 | 0 | 0 | 0 | 0 | 0 | 0 | 0
2016-06-24 11:00 | 0 | 0 | 0 | 0 | 0 | 366998.1829 | 2.635 | 440458 | 0 | 0 | 0 | 0 | 367485.8664 | 4349594.2344 | 0 | 0 | 0 | 0 | 0 | 0 | 0 | 0 | 0 | 0 | 0 | 0 | 0 | 0 | 0 | -73457.1821 | 0 | 0 | 0 | 0 | 0 | 0 | 0 | 0 | 0 | 0 | 0 | 0 | 0 | 0 | 0
2016-06-24 12:00 | 0 | 0 | 0 | 0 | 0 | 230943.5607 | 110695.8105 | 463708 | 0 | 0 | 0 | 0 | 245417.2376 | 4349594.2344 | 0 | 0 | 0 | 0 | 0 | 0 | 0 | 0 | 0 | 0 | 0 | 0 | 0 | 0 | 0 | -122068.6288 | 0 | 0 | 0 | 0 | 0 | 0 | 0 | 0 | 0 | 0 | 0 | 0 | 0 | 0 | 0
2016-06-24 13:00 | 0 | 0 | 0 | 0 | 0 | 0 | 435556.3206 | 493073 | 0 | 0 | 0 | 0 | 187900.5582 | 4349594.2344 | 0 | 0 | 0 | 0 | 0 | 0 | 0 | 0 | 0 | 0 | 0 | 0 | 0 | 0 | 0 | -57516.6794 | 0 | 0 | 0 | 0 | 0 | 0 | 0 | 0 | 0 | 0 | 0 | 0 | 0 | 0 | 0
2016-06-24 14:00 | 0 | 0 | 0 | 0 | 0 | 0 | 630675.9982 | 525878 | 0 | 0 | 0 | 0 | 292698.5564 | 4349594.2344 | 0 | 0 | 0 | 0 | 0 | 0 | 0 | 0 | 0 | 0 | 0 | 0 | 0 | 0 | 0 | 104797.9982 | 0 | 0 | 0 | 0 | 0 | 0 | 0 | 0 | 0 | 0 | 0 | 0 | 0 | 0 | 0
2016-06-24 15:00 | 0 | 0 | 0 | 0 | 0 | 0 | 735691.6615 | 555545 | 0 | 0 | 0 | 0 | 472845.2179 | 4349594.2344 | 0 | 0 | 0 | 0 | 0 | 0 | 0 | 0 | 0 | 0 | 0 | 0 | 0 | 0 | 0 | 180146.6615 | 0 | 0 | 0 | 0 | 0 | 0 | 0 | 0 | 0 | 0 | 0 | 0 | 0 | 0 | 0
2016-06-24 16:00 | 0 | 0 | 0 | 0 | 0 | 0 | 792196.329 | 580705 | 0 | 0 | 0 | 0 | 684336.5468 | 4349594.2344 | 0 | 0 | 0 | 0 | 0 | 0 | 0 | 0 | 0 | 0 | 0 | 0 | 0 | 0 | 0 | 211491.329 | 0 | 0 | 0 | 0 | 0 | 0 | 0 | 0 | 0 | 0 | 0 | 0 | 0 | 0 | 0
2016-06-24 17:00 | 0 | 0 | 0 | 0 | 0 | 0 | 817296.9926 | 602435 | 0 | 0 | 0 | 0 | 899198.5394 | 4349594.2344 | 0 | 0 | 0 | 0 | 0 | 0 | 0 | 0 | 0 | 0 | 0 | 0 | 0 | 0 | 0 | 214861.9926 | 0 | 0 | 0 | 0 | 0 | 0 | 0 | 0 | 0 | 0 | 0 | 0 | 0 | 0 | 0
2016-06-24 18:00 | 0 | 0 | 0 | 0 | 0 | 0 | 812802.2281 | 619693 | 0 | 0 | 0 | 0 | 1092307.7675 | 4349594.2344 | 0 | 0 | 0 | 0 | 0 | 0 | 0 | 0 | 0 | 0 | 0 | 0 | 0 | 0 | 0 | 193109.2281 | 0 | 0 | 0 | 0 | 0 | 0 | 0 | 0 | 0 | 0 | 0 | 0 | 0 | 0 | 0
2016-06-24 19:00 | 0 | 0 | 0 | 0 | 0 | 0 | 800830.5185 | 630709 | 0 | 0 | 0 | 0 | 1262429.286 | 4349594.2344 | 0 | 0 | 0 | 0 | 0 | 0 | 0 | 0 | 0 | 0 | 0 | 0 | 0 | 0 | 0 | 170121.5185 | 0 | 0 | 0 | 0 | 0 | 0 | 0 | 0 | 0 | 0 | 0 | 0 | 0 | 0 | 0
2016-06-24 20:00 | 0 | 0 | 0 | 0 | 0 | 0 | 787518.9819 | 638495 | 0 | 0 | 0 | 0 | 1411453.2679 | 4349594.2344 | 0 | 0 | 0 | 0 | 0 | 0 | 0 | 0 | 0 | 0 | 0 | 0 | 0 | 0 | 0 | 149023.9819 | 0 | 0 | 0 | 0 | 0 | 0 | 0 | 0 | 0 | 0 | 0 | 0 | 0 | 0 | 0
2016-06-24 21:00 | 0 | 0 | 0 | 0 | 0 | 0 | 765104.7859 | 640690 | 0 | 0 | 0 | 0 | 1535868.0538 | 4349594.2344 | 0 | 0 | 0 | 0 | 0 | 0 | 0 | 0 | 0 | 0 | 0 | 0 | 0 | 0 | 0 | 124414.7859 | 0 | 0 | 0 | 0 | 0 | 0 | 0 | 0 | 0 | 0 | 0 | 0 | 0 | 0 | 0
2016-06-24 22:00 | 0 | 0 | 0 | 0 | 0 | 0 | 722691.1129 | 633972 | 0 | 0 | 0 | 0 | 1624587.1667 | 4349594.2344 | 0 | 0 | 0 | 0 | 0 | 0 | 0 | 0 | 0 | 0 | 0 | 0 | 0 | 0 | 0 | 88719.1129 | 0 | 0 | 0 | 0 | 0 | 0 | 0 | 0 | 0 | 0 | 0 | 0 | 0 | 0 | 0
2016-06-24 23:00 | 0 | 0 | 0 | 0 | 0 | 0 | 643529.3246 | 618931 | 0 | 0 | 0 | 0 | 1649185.4913 | 4349594.2344 | 0 | 0 | 0 | 0 | 0 | 0 | 0 | 0 | 0 | 0 | 0 | 0 | 0 | 0 | 0 | 24598.3246 | 0 | 0 | 0 | 0 | 0 | 0 | 0 | 0 | 0 | 0 | 0 | 0 | 0 | 0 | 0
2016-06-25 | 0 | 0 | 0 | 0 | 0 | 0 | 505516.1384 | 599867 | 0 | 0 | 0 | 0 | 1554834.6297 | 4349594.2344 | 0 | 0 | 0 | 0 | 0 | 0 | 0 | 0 | 0 | 0 | 0 | 0 | 0 | 0 | 0 | -94350.8616 | 0 | 0 | 0 | 0 | 0 | 0 | 0 | 0 | 0 | 0 | 0 | 0 | 0 | 0 | 0
2016-06-25 01:00 | 0 | 0 | 0 | 0 | 0 | 23675.5463 | 299518.3488 | 582333 | 0 | 0 | 0 | 0 | 1295695.5248 | 4349594.2344 | 0 | 0 | 0 | 0 | 0 | 0 | 0 | 0 | 0 | 0 | 0 | 0 | 0 | 0 | 0 | -259139.105 | 0 | 0 | 0 | 0 | 0 | 0 | 0 | 0 | 0 | 0 | 0 | 0 | 0 | 0 | 0
2016-06-25 02:00 | 0 | 0 | 0 | 0 | 0 | 255610.1803 | 42236.7148 | 556986 | 0 | 0 | 0 | 0 | 1036556.4198 | 4349594.2344 | 0 | 0 | 0 | 0 | 0 | 0 | 0 | 0 | 0 | 0 | 0 | 0 | 0 | 0 | 0 | -259139.105 | 14265.9815 | 14265.9815 | 0 | 0 | 0 | 0 | 0 | 0 | 0 | 0 | 0 | 0 | 0 | 0 | 0
2016-06-25 03:00 | 0 | 0 | 0 | 0 | 0 | 264305.0614 | 3.8336 | 523448 | 0 | 0 | 0 | 0 | 777417.3149 | 4349594.2344 | 0 | 0 | 0 | 0 | 0 | 0 | 0 | 0 | 0 | 0 | 0 | 0 | 0 | 0 | 0 | -259139.105 | 0 | 0 | 0 | 0 | 0 | 0 | 0 | 0 | 0 | 0 | 0 | 0 | 0 | 0 | 0
2016-06-25 04:00 | 0 | 0 | 0 | 0 | 0 | 747878.105 | 0 | 488739 | 0 | 0 | 0 | 0 | 1036556.4198 | 4349594.2344 | 0 | 0 | 0 | 0 | 0 | 0 | 0 | 0 | 0 | 0 | 0 | 0 | 0 | 0 | 0 | 259139.105 | 0 | 0 | 0 | 0 | 0 | 0 | 0 | 0 | 0 | 0 | 0 | 0 | 0 | 0 | 0
2016-06-25 05:00 | 0 | 0 | 0 | 0 | 0 | 717899.105 | 0 | 458760 | 0 | 0 | 0 | 0 | 1295695.5248 | 4349594.2344 | 0 | 0 | 0 | 0 | 0 | 0 | 0 | 0 | 0 | 0 | 0 | 0 | 0 | 0 | 0 | 259139.105 | 0 | 0 | 0 | 0 | 0 | 0 | 0 | 0 | 0 | 0 | 0 | 0 | 0 | 0 | 0
2016-06-25 06:00 | 0 | 0 | 0 | 0 | 0 | 175226.895 | 0 | 434366 | 0 | 0 | 0 | 0 | 1036556.4198 | 4349594.2344 | 0 | 0 | 0 | 0 | 0 | 0 | 0 | 0 | 0 | 0 | 0 | 0 | 0 | 0 | 0 | -259139.105 | 0 | 0 | 0 | 0 | 0 | 0 | 0 | 0 | 0 | 0 | 0 | 0 | 0 | 0 | 0
2016-06-25 07:00 | 0 | 0 | 0 | 0 | 0 | 156288.895 | 0 | 415428 | 0 | 0 | 0 | 0 | 777417.3149 | 4349594.2344 | 0 | 0 | 0 | 0 | 0 | 0 | 0 | 0 | 0 | 0 | 0 | 0 | 0 | 0 | 0 | -259139.105 | 0 | 0 | 0 | 0 | 0 | 0 | 0 | 0 | 0 | 0 | 0 | 0 | 0 | 0 | 0
2016-06-25 08:00 | 0 | 0 | 0 | 0 | 0 | 144334.895 | 0 | 403474 | 0 | 0 | 0 | 0 | 518278.2099 | 4349594.2344 | 0 | 0 | 0 | 0 | 0 | 0 | 0 | 0 | 0 | 0 | 0 | 0 | 0 | 0 | 0 | -259139.105 | 0 | 0 | 0 | 0 | 0 | 0 | 0 | 0 | 0 | 0 | 0 | 0 | 0 | 0 | 0
2016-06-25 09:00 | 0 | 0 | 0 | 0 | 0 | 139066.895 | 0 | 398206 | 0 | 0 | 0 | 0 | 259139.105 | 4349594.2344 | 0 | 0 | 0 | 0 | 0 | 0 | 0 | 0 | 0 | 0 | 0 | 0 | 0 | 0 | 0 | -259139.105 | 0 | 0 | 0 | 0 | 0 | 0 | 0 | 0 | 0 | 0 | 0 | 0 | 0 | 0 | 0
2016-06-25 10:00 | 0 | 0 | 0 | 0 | 0 | 137297.895 | 0 | 396437 | 0 | 0 | 0 | 0 | 0 | 4349594.2344 | 0 | 0 | 0 | 0 | 0 | 0 | 0 | 0 | 0 | 0 | 0 | 0 | 0 | 0 | 0 | -259139.105 | 0 | 0 | 0 | 0 | 0 | 0 | 0 | 0 | 0 | 0 | 0 | 0 | 0 | 0 | 0
2016-06-25 11:00 | 0 | 0 | 0 | 0 | 0 | 406201.1111 | 9.8889 | 406211 | 0 | 0 | 0 | 0 | 0 | 4349594.2344 | 0 | 0 | 0 | 0 | 0 | 0 | 0 | 0 | 0 | 0 | 0 | 0 | 0 | 0 | 0 | 0 | 0 | 0 | 0 | 0 | 0 | 0 | 0 | 0 | 0 | 0 | 0 | 0 | 0 | 0 | 0
2016-06-25 12:00 | 0 | 0 | 0 | 0 | 0 | 470495.1777 | 109307.252 | 429393 | 0 | 0 | 0 | 0 | 150409.4296 | 4349594.2344 | 0 | 0 | 0 | 0 | 0 | 0 | 0 | 0 | 0 | 0 | 0 | 0 | 0 | 0 | 0 | 150409.4296 | 0 | 0 | 0 | 0 | 0 | 0 | 0 | 0 | 0 | 0 | 0 | 0 | 0 | 0 | 0
2016-06-25 13:00 | 0 | 0 | 0 | 0 | 0 | 0 | 434916.6893 | 460277 | 0 | 0 | 0 | 0 | 125049.119 | 4349594.2344 | 0 | 0 | 0 | 0 | 0 | 0 | 0 | 0 | 0 | 0 | 0 | 0 | 0 | 0 | 0 | -25360.3107 | 0 | 0 | 0 | 0 | 0 | 0 | 0 | 0 | 0 | 0 | 0 | 0 | 0 | 0 | 0
2016-06-25 14:00 | 0 | 0 | 0 | 0 | 0 | 113328.93 | 642112.1749 | 496302 | 0 | 0 | 0 | 0 | 384188.2239 | 4349594.2344 | 0 | 0 | 0 | 0 | 0 | 0 | 0 | 0 | 0 | 0 | 0 | 0 | 0 | 0 | 0 | 259139.105 | 0 | 0 | 0 | 0 | 0 | 0 | 0 | 0 | 0 | 0 | 0 | 0 | 0 | 0 | 0
2016-06-25 15:00 | 0 | 0 | 0 | 0 | 0 | 40574.013 | 748103.092 | 529538 | 0 | 0 | 0 | 0 | 643327.3289 | 4349594.2344 | 0 | 0 | 0 | 0 | 0 | 0 | 0 | 0 | 0 | 0 | 0 | 0 | 0 | 0 | 0 | 259139.105 | 0 | 0 | 0 | 0 | 0 | 0 | 0 | 0 | 0 | 0 | 0 | 0 | 0 | 0 | 0
2016-06-25 16:00 | 0 | 0 | 0 | 0 | 0 | 16045.1406 | 799633.9644 | 556540 | 0 | 0 | 0 | 0 | 902466.4338 | 4349594.2344 | 0 | 0 | 0 | 0 | 0 | 0 | 0 | 0 | 0 | 0 | 0 | 0 | 0 | 0 | 0 | 259139.105 | 0 | 0 | 0 | 0 | 0 | 0 | 0 | 0 | 0 | 0 | 0 | 0 | 0 | 0 | 0
2016-06-25 17:00 | 0 | 0 | 0 | 0 | 0 | 0 | 815658.9249 | 577439 | 0 | 0 | 0 | 0 | 1140686.3587 | 4349594.2344 | 0 | 0 | 0 | 0 | 0 | 0 | 0 | 0 | 0 | 0 | 0 | 0 | 0 | 0 | 0 | 238219.9249 | 0 | 0 | 0 | 0 | 0 | 0 | 0 | 0 | 0 | 0 | 0 | 0 | 0 | 0 | 0
2016-06-25 18:00 | 0 | 0 | 0 | 0 | 0 | 40549.3025 | 811514.9232 | 594128 | 0 | 0 | 0 | 0 | 1398622.5844 | 4349594.2344 | 0 | 0 | 0 | 0 | 0 | 0 | 0 | 0 | 0 | 0 | 0 | 0 | 0 | 0 | 0 | 257936.2257 | 0 | 0 | 0 | 0 | 0 | 0 | 0 | 0 | 0 | 0 | 0 | 0 | 0 | 0 | 0
2016-06-25 19:00 | 0 | 0 | 0 | 0 | 0 | 71786.2969 | 794978.808 | 607626 | 0 | 0 | 0 | 0 | 1657761.6893 | 4349594.2344 | 0 | 0 | 0 | 0 | 0 | 0 | 0 | 0 | 0 | 0 | 0 | 0 | 0 | 0 | 0 | 259139.105 | 0 | 0 | 0 | 0 | 0 | 0 | 0 | 0 | 0 | 0 | 0 | 0 | 0 | 0 | 0
2016-06-25 20:00 | 0 | 0 | 0 | 0 | 0 | 0 | 777932.6088 | 617969 | 0 | 0 | 0 | 0 | 1817725.2981 | 4349594.2344 | 0 | 0 | 0 | 0 | 0 | 0 | 0 | 0 | 0 | 0 | 0 | 0 | 0 | 0 | 0 | 159963.6088 | 0 | 0 | 0 | 0 | 0 | 0 | 0 | 0 | 0 | 0 | 0 | 0 | 0 | 0 | 0
2016-06-25 21:00 | 0 | 0 | 0 | 0 | 0 | 130827.8351 | 750629.2698 | 622318 | 0 | 0 | 0 | 0 | 2076864.403 | 4349594.2344 | 0 | 0 | 0 | 0 | 0 | 0 | 0 | 0 | 0 | 0 | 0 | 0 | 0 | 0 | 0 | 259139.105 | 0 | 0 | 0 | 0 | 0 | 0 | 0 | 0 | 0 | 0 | 0 | 0 | 0 | 0 | 0
2016-06-25 22:00 | 0 | 0 | 0 | 0 | 0 | 0 | 700403.8207 | 618800 | 0 | 0 | 0 | 0 | 2158468.2238 | 4349594.2344 | 0 | 0 | 0 | 0 | 0 | 0 | 0 | 0 | 0 | 0 | 0 | 0 | 0 | 0 | 0 | 81603.8207 | 0 | 0 | 0 | 0 | 0 | 0 | 0 | 0 | 0 | 0 | 0 | 0 | 0 | 0 | 0
2016-06-25 23:00 | 0 | 0 | 0 | 0 | 0 | 249515.9406 | 616599.1644 | 606976 | 0 | 0 | 0 | 0 | 2417607.3287 | 4349594.2344 | 0 | 0 | 0 | 0 | 0 | 0 | 0 | 0 | 0 | 0 | 0 | 0 | 0 | 0 | 0 | 259139.105 | 0 | 0 | 0 | 0 | 0 | 0 | 0 | 0 | 0 | 0 | 0 | 0 | 0 | 0 | 0
2016-06-26 | 0 | 0 | 0 | 0 | 0 | 0 | 489795.657 | 589083 | 0 | 0 | 0 | 0 | 2318319.9857 | 4349594.2344 | 0 | 0 | 0 | 0 | 0 | 0 | 0 | 0 | 0 | 0 | 0 | 0 | 0 | 0 | 0 | -99287.343 | 0 | 0 | 0 | 0 | 0 | 0 | 0 | 0 | 0 | 0 | 0 | 0 | 0 | 0 | 0
2016-06-26 01:00 | 0 | 0 | 0 | 0 | 0 | 536617.9697 | 297165.1353 | 574644 | 0 | 0 | 0 | 0 | 2577459.0906 | 4349594.2344 | 0 | 0 | 0 | 0 | 0 | 0 | 0 | 0 | 0 | 0 | 0 | 0 | 0 | 0 | 0 | 259139.105 | 0 | 0 | 0 | 0 | 0 | 0 | 0 | 0 | 0 | 0 | 0 | 0 | 0 | 0 | 0
2016-06-26 02:00 | 0 | 0 | 0 | 0 | 0 | 639158.91 | 54626.8267 | 551576 | 0 | 0 | 0 | 0 | 2719668.8273 | 4349594.2344 | 0 | 0 | 0 | 0 | 0 | 0 | 0 | 0 | 0 | 0 | 0 | 0 | 0 | 0 | 0 | 142209.7366 | 0 | 0 | 0 | 0 | 0 | 0 | 0 | 0 | 0 | 0 | 0 | 0 | 0 | 0 | 0
2016-06-26 03:00 | 0 | 0 | 0 | 0 | 0 | 585188.5705 | 3.3376 | 519032 | 0 | 0 | 0 | 0 | 2894771.5446 | 4240651.4253 | 0 | 0 | 0 | 0 | 0 | 0 | 0 | 0 | 0 | 0 | 0 | 0 | 0 | 0 | 0 | 175102.7173 | 0 | 108942.8092 | 0 | 0 | 0 | 0 | 0 | 0 | 0 | 0 | 0 | 0 | 0 | 0 | 0
2016-06-26 04:00 | 0 | 0 | 0 | 0 | 0 | 118308.0859 | 0 | 486390 | 0 | 0 | 0 | 0 | 2635632.4397 | 4131708.6161 | 0 | 0 | 0 | 0 | 0 | 0 | 0 | 0 | 0 | 0 | 0 | 0 | 0 | 0 | 0 | -259139.105 | 0 | 108942.8092 | 0 | 0 | 0 | 0 | 0 | 0 | 0 | 0 | 0 | 0 | 0 | 0 | 0
2016-06-26 05:00 | 0 | 0 | 0 | 0 | 0 | 199889.895 | 0 | 459029 | 0 | 0 | 0 | 0 | 2376493.3347 | 4131708.6161 | 0 | 0 | 0 | 0 | 0 | 0 | 0 | 0 | 0 | 0 | 0 | 0 | 0 | 0 | 0 | -259139.105 | 0 | 0 | 0 | 0 | 0 | 0 | 0 | 0 | 0 | 0 | 0 | 0 | 0 | 0 | 0
2016-06-26 06:00 | 0 | 0 | 0 | 0 | 0 | 448798.1474 | 0 | 434515 | 0 | 0 | 0 | 0 | 2390776.4821 | 4131708.6161 | 0 | 0 | 0 | 0 | 0 | 0 | 0 | 0 | 0 | 0 | 0 | 0 | 0 | 0 | 0 | 14283.1474 | 0 | 0 | 0 | 0 | 0 | 0 | 0 | 0 | 0 | 0 | 0 | 0 | 0 | 0 | 0
2016-06-26 07:00 | 0 | 0 | 0 | 0 | 0 | 156362.895 | 0 | 415502 | 0 | 0 | 0 | 0 | 2131637.3771 | 4131708.6161 | 0 | 0 | 0 | 0 | 0 | 0 | 0 | 0 | 0 | 0 | 0 | 0 | 0 | 0 | 0 | -259139.105 | 0 | 0 | 0 | 0 | 0 | 0 | 0 | 0 | 0 | 0 | 0 | 0 | 0 | 0 | 0
2016-06-26 08:00 | 0 | 0 | 0 | 0 | 0 | 34036.0859 | 0 | 402118 | 0 | 0 | 0 | 0 | 1872498.2722 | 4022765.807 | 0 | 0 | 0 | 0 | 0 | 0 | 0 | 0 | 0 | 0 | 0 | 0 | 0 | 0 | 0 | -259139.105 | 0 | 108942.8092 | 0 | 0 | 0 | 0 | 0 | 0 | 0 | 0 | 0 | 0 | 0 | 0 | 0
2016-06-26 09:00 | 0 | 0 | 0 | 0 | 0 | 413269.3018 | 0 | 393992 | 0 | 0 | 0 | 0 | 1978208.9276 | 3936332.4534 | 0 | 0 | 0 | 0 | 0 | 0 | 0 | 0 | 0 | 0 | 0 | 0 | 0 | 0 | 0 | 105710.6554 | 0 | 86433.3536 | 0 | 0 | 0 | 0 | 0 | 0 | 0 | 0 | 0 | 0 | 0 | 0 | 0
2016-06-26 10:00 | 0 | 0 | 0 | 0 | 0 | 130129.895 | 0 | 389269 | 0 | 0 | 0 | 0 | 1719069.8226 | 3936332.4534 | 0 | 0 | 0 | 0 | 0 | 0 | 0 | 0 | 0 | 0 | 0 | 0 | 0 | 0 | 0 | -259139.105 | 0 | 0 | 0 | 0 | 0 | 0 | 0 | 0 | 0 | 0 | 0 | 0 | 0 | 0 | 0
2016-06-26 11:00 | 0 | 0 | 0 | 0 | 0 | 136181.1464 | 2.7486 | 395323 | 0 | 0 | 0 | 0 | 1459930.7177 | 3936332.4534 | 0 | 0 | 0 | 0 | 0 | 0 | 0 | 0 | 0 | 0 | 0 | 0 | 0 | 0 | 0 | -259139.105 | 0 | 0 | 0 | 0 | 0 | 0 | 0 | 0 | 0 | 0 | 0 | 0 | 0 | 0 | 0
2016-06-26 12:00 | 0 | 0 | 0 | 0 | 0 | 115463.2834 | 96471.4022 | 417009 | 0 | 0 | 0 | 0 | 1254856.4032 | 3936332.4534 | 0 | 0 | 0 | 0 | 0 | 0 | 0 | 0 | 0 | 0 | 0 | 0 | 0 | 0 | 0 | -205074.3144 | 0 | 0 | 0 | 0 | 0 | 0 | 0 | 0 | 0 | 0 | 0 | 0 | 0 | 0 | 0
2016-06-26 13:00 | 0 | 0 | 0 | 0 | 0 | 0 | 428074.4609 | 448690 | 0 | 0 | 0 | 0 | 1343183.6732 | 3827389.6442 | 0 | 0 | 0 | 0 | 0 | 0 | 0 | 0 | 0 | 0 | 0 | 0 | 0 | 0 | 0 | 88327.27 | 0 | 108942.8092 | 0 | 0 | 0 | 0 | 0 | 0 | 0 | 0 | 0 | 0 | 0 | 0 | 0
2016-06-26 14:00 | 0 | 0 | 0 | 0 | 0 | 0 | 596559.4621 | 482510 | 0 | 0 | 0 | 0 | 1457233.1354 | 3827389.6442 | 0 | 0 | 0 | 0 | 0 | 0 | 0 | 0 | 0 | 0 | 0 | 0 | 0 | 0 | 0 | 114049.4621 | 0 | 0 | 0 | 0 | 0 | 0 | 0 | 0 | 0 | 0 | 0 | 0 | 0 | 0 | 0
2016-06-26 15:00 | 0 | 0 | 0 | 0 | 0 | 0 | 706436.0781 | 515606 | 0 | 0 | 0 | 0 | 1648063.2135 | 3827389.6442 | 0 | 0 | 0 | 0 | 0 | 0 | 0 | 0 | 0 | 0 | 0 | 0 | 0 | 0 | 0 | 190830.0781 | 0 | 0 | 0 | 0 | 0 | 0 | 0 | 0 | 0 | 0 | 0 | 0 | 0 | 0 | 0
2016-06-26 16:00 | 0 | 0 | 0 | 0 | 0 | 0 | 757158.4003 | 545152 | 0 | 0 | 0 | 0 | 1860069.6138 | 3827389.6442 | 0 | 0 | 0 | 0 | 0 | 0 | 0 | 0 | 0 | 0 | 0 | 0 | 0 | 0 | 0 | 212006.4003 | 0 | 0 | 0 | 0 | 0 | 0 | 0 | 0 | 0 | 0 | 0 | 0 | 0 | 0 | 0
2016-06-26 17:00 | 0 | 0 | 0 | 0 | 0 | 0 | 770325.6307 | 569377 | 0 | 0 | 0 | 0 | 2119208.7187 | 3769199.17 | 0 | 0 | 0 | 0 | 0 | 0 | 0 | 0 | 0 | 0 | 0 | 0 | 0 | 0 | 0 | 259139.105 | 0 | 58190.4742 | 0 | 0 | 0 | 0 | 0 | 0 | 0 | 0 | 0 | 0 | 0 | 0 | 0
2016-06-26 18:00 | 0 | 0 | 0 | 0 | 0 | 0 | 763573.7243 | 587630 | 0 | 0 | 0 | 0 | 2378347.8237 | 3686003.7893 | 0 | 0 | 0 | 0 | 0 | 0 | 0 | 0 | 0 | 0 | 0 | 0 | 0 | 0 | 0 | 259139.105 | 0 | 83195.3806 | 0 | 0 | 0 | 0 | 0 | 0 | 0 | 0 | 0 | 0 | 0 | 0 | 0
2016-06-26 19:00 | 0 | 0 | 0 | 0 | 0 | 0 | 747745.4194 | 600551 | 0 | 0 | 0 | 0 | 2525542.2431 | 3686003.7893 | 0 | 0 | 0 | 0 | 0 | 0 | 0 | 0 | 0 | 0 | 0 | 0 | 0 | 0 | 0 | 147194.4194 | 0 | 0 | 0 | 0 | 0 | 0 | 0 | 0 | 0 | 0 | 0 | 0 | 0 | 0 | 0
2016-06-26 20:00 | 0 | 0 | 0 | 0 | 0 | 0 | 732020.8924 | 611011 | 0 | 0 | 0 | 0 | 2646552.1355 | 3686003.7893 | 0 | 0 | 0 | 0 | 0 | 0 | 0 | 0 | 0 | 0 | 0 | 0 | 0 | 0 | 0 | 121009.8924 | 0 | 0 | 0 | 0 | 0 | 0 | 0 | 0 | 0 | 0 | 0 | 0 | 0 | 0 | 0
2016-06-26 21:00 | 0 | 0 | 0 | 0 | 0 | 0 | 707026.8372 | 618377 | 0 | 0 | 0 | 0 | 2844144.7818 | 3577060.9802 | 0 | 0 | 0 | 0 | 0 | 0 | 0 | 0 | 0 | 0 | 0 | 0 | 0 | 0 | 0 | 197592.6463 | 0 | 108942.8092 | 0 | 0 | 0 | 0 | 0 | 0 | 0 | 0 | 0 | 0 | 0 | 0 | 0
2016-06-26 22:00 | 0 | 0 | 0 | 0 | 0 | 0 | 668291.7628 | 617665 | 0 | 0 | 0 | 0 | 2894771.5446 | 3577060.9802 | 0 | 0 | 0 | 0 | 0 | 0 | 0 | 0 | 0 | 0 | 0 | 0 | 0 | 0 | 0 | 50626.7628 | 0 | 0 | 0 | 0 | 0 | 0 | 0 | 0 | 0 | 0 | 0 | 0 | 0 | 0 | 0
2016-06-26 23:00 | 0 | 0 | 0 | 0 | 0 | 9326.6025 | 598169.3975 | 607496 | 0 | 0 | 0 | 0 | 2894771.5446 | 3577060.9802 | 0 | 0 | 0 | 0 | 0 | 0 | 0 | 0 | 0 | 0 | 0 | 0 | 0 | 0 | 0 | 0 | 0 | 0 | 0 | 0 | 0 | 0 | 0 | 0 | 0 | 0 | 0 | 0 | 0 | 0 | 0
2016-06-27 | 0 | 0 | 0 | 0 | 0 | 0 | 463210.1639 | 592599 | 0 | 0 | 0 | 0 | 2765382.7085 | 3577060.9802 | 0 | 0 | 0 | 0 | 0 | 0 | 0 | 0 | 0 | 0 | 0 | 0 | 0 | 0 | 0 | -129388.8361 | 0 | 0 | 0 | 0 | 0 | 0 | 0 | 0 | 0 | 0 | 0 | 0 | 0 | 0 | 0
2016-06-27 01:00 | 0 | 0 | 0 | 0 | 0 | 35613.7333 | 284064.1618 | 578817 | 0 | 0 | 0 | 0 | 2506243.6036 | 3577060.9802 | 0 | 0 | 0 | 0 | 0 | 0 | 0 | 0 | 0 | 0 | 0 | 0 | 0 | 0 | 0 | -259139.105 | 0 | 0 | 0 | 0 | 0 | 0 | 0 | 0 | 0 | 0 | 0 | 0 | 0 | 0 | 0
2016-06-27 02:00 | 0 | 0 | 0 | 0 | 0 | 445894.6615 | 52959.3732 | 554582 | 0 | 0 | 0 | 0 | 2450515.6383 | 3577060.9802 | 0 | 0 | 0 | 0 | 0 | 0 | 0 | 0 | 0 | 0 | 0 | 0 | 0 | 0 | 0 | -55727.9653 | 0 | 0 | 0 | 0 | 0 | 0 | 0 | 0 | 0 | 0 | 0 | 0 | 0 | 0 | 0
2016-06-27 03:00 | 0 | 0 | 0 | 0 | 0 | 472488.8825 | 2.387 | 522357 | 0 | 0 | 0 | 0 | 2400649.9078 | 3577060.9802 | 0 | 0 | 0 | 0 | 0 | 0 | 0 | 0 | 0 | 0 | 0 | 0 | 0 | 0 | 0 | -49865.7305 | 0 | 0 | 0 | 0 | 0 | 0 | 0 | 0 | 0 | 0 | 0 | 0 | 0 | 0 | 0
2016-06-27 04:00 | 0 | 0 | 0 | 0 | 0 | 458586.7661 | 0 | 487380 | 0 | 0 | 0 | 0 | 2371856.6739 | 3577060.9802 | 0 | 0 | 0 | 0 | 0 | 0 | 0 | 0 | 0 | 0 | 0 | 0 | 0 | 0 | 0 | -28793.2339 | 0 | 0 | 0 | 0 | 0 | 0 | 0 | 0 | 0 | 0 | 0 | 0 | 0 | 0 | 0
2016-06-27 05:00 | 0 | 0 | 0 | 0 | 0 | 198749.895 | 0 | 457889 | 0 | 0 | 0 | 0 | 2112717.5689 | 3577060.9802 | 0 | 0 | 0 | 0 | 0 | 0 | 0 | 0 | 0 | 0 | 0 | 0 | 0 | 0 | 0 | -259139.105 | 0 | 0 | 0 | 0 | 0 | 0 | 0 | 0 | 0 | 0 | 0 | 0 | 0 | 0 | 0
2016-06-27 06:00 | 0 | 0 | 0 | 0 | 0 | 380316.5654 | 0 | 434252 | 0 | 0 | 0 | 0 | 2167724.9435 | 3468118.171 | 0 | 0 | 0 | 0 | 0 | 0 | 0 | 0 | 0 | 0 | 0 | 0 | 0 | 0 | 0 | 55007.3746 | 0 | 108942.8092 | 0 | 0 | 0 | 0 | 0 | 0 | 0 | 0 | 0 | 0 | 0 | 0 | 0
2016-06-27 07:00 | 0 | 0 | 0 | 0 | 0 | 158388.895 | 0 | 417528 | 0 | 0 | 0 | 0 | 1908585.8386 | 3468118.171 | 0 | 0 | 0 | 0 | 0 | 0 | 0 | 0 | 0 | 0 | 0 | 0 | 0 | 0 | 0 | -259139.105 | 0 | 0 | 0 | 0 | 0 | 0 | 0 | 0 | 0 | 0 | 0 | 0 | 0 | 0 | 0
2016-06-27 08:00 | 0 | 0 | 0 | 0 | 0 | 297295.562 | 0 | 409693 | 0 | 0 | 0 | 0 | 1796188.4005 | 3468118.171 | 0 | 0 | 0 | 0 | 0 | 0 | 0 | 0 | 0 | 0 | 0 | 0 | 0 | 0 | 0 | -112397.438 | 0 | 0 | 0 | 0 | 0 | 0 | 0 | 0 | 0 | 0 | 0 | 0 | 0 | 0 | 0
2016-06-27 09:00 | 0 | 0 | 0 | 0 | 0 | 256886.3575 | 0 | 412485 | 0 | 0 | 0 | 0 | 1640589.758 | 3468118.171 | 0 | 0 | 0 | 0 | 0 | 0 | 0 | 0 | 0 | 0 | 0 | 0 | 0 | 0 | 0 | -155598.6425 | 0 | 0 | 0 | 0 | 0 | 0 | 0 | 0 | 0 | 0 | 0 | 0 | 0 | 0 | 0
2016-06-27 10:00 | 0 | 0 | 0 | 0 | 0 | 222354.0257 | 0 | 425260 | 0 | 0 | 0 | 0 | 1437683.7837 | 3468118.171 | 0 | 0 | 0 | 0 | 0 | 0 | 0 | 0 | 0 | 0 | 0 | 0 | 0 | 0 | 0 | -202905.9743 | 0 | 0 | 0 | 0 | 0 | 0 | 0 | 0 | 0 | 0 | 0 | 0 | 0 | 0 | 0
2016-06-27 11:00 | 0 | 0 | 0 | 0 | 0 | 158007.6176 | 14.0532 | 445867 | 0 | 0 | 0 | 0 | 1258781.2637 | 3359175.3619 | 0 | 0 | 0 | 0 | 0 | 0 | 0 | 0 | 0 | 0 | 0 | 0 | 0 | 0 | 0 | -178902.52 | 0 | 108942.8092 | 0 | 0 | 0 | 0 | 0 | 0 | 0 | 0 | 0 | 0 | 0 | 0 | 0
2016-06-27 12:00 | 0 | 0 | 0 | 0 | 0 | 93141.146 | 136667.2988 | 473347 | 0 | 0 | 0 | 0 | 1015242.7085 | 3359175.3619 | 0 | 0 | 0 | 0 | 0 | 0 | 0 | 0 | 0 | 0 | 0 | 0 | 0 | 0 | 0 | -243538.5552 | 0 | 0 | 0 | 0 | 0 | 0 | 0 | 0 | 0 | 0 | 0 | 0 | 0 | 0 | 0
2016-06-27 13:00 | 0 | 0 | 0 | 0 | 0 | 0 | 448885.1096 | 505702 | 0 | 0 | 0 | 0 | 958425.8181 | 3359175.3619 | 0 | 0 | 0 | 0 | 0 | 0 | 0 | 0 | 0 | 0 | 0 | 0 | 0 | 0 | 0 | -56816.8904 | 0 | 0 | 0 | 0 | 0 | 0 | 0 | 0 | 0 | 0 | 0 | 0 | 0 | 0 | 0
2016-06-27 14:00 | 0 | 0 | 0 | 0 | 0 | 109282.8785 | 625561.5622 | 541134 | 0 | 0 | 0 | 0 | 1152136.2588 | 3359175.3619 | 0 | 0 | 0 | 0 | 0 | 0 | 0 | 0 | 0 | 0 | 0 | 0 | 0 | 0 | 0 | 193710.4407 | 0 | 0 | 0 | 0 | 0 | 0 | 0 | 0 | 0 | 0 | 0 | 0 | 0 | 0 | 0
2016-06-27 15:00 | 0 | 0 | 0 | 0 | 0 | 103683.4924 | 730853.6125 | 575398 | 0 | 0 | 0 | 0 | 1411275.3637 | 3359175.3619 | 0 | 0 | 0 | 0 | 0 | 0 | 0 | 0 | 0 | 0 | 0 | 0 | 0 | 0 | 0 | 259139.105 | 0 | 0 | 0 | 0 | 0 | 0 | 0 | 0 | 0 | 0 | 0 | 0 | 0 | 0 | 0
2016-06-27 16:00 | 0 | 0 | 0 | 0 | 0 | 89347.2826 | 774897.8223 | 605106 | 0 | 0 | 0 | 0 | 1670414.4687 | 3359175.3619 | 0 | 0 | 0 | 0 | 0 | 0 | 0 | 0 | 0 | 0 | 0 | 0 | 0 | 0 | 0 | 259139.105 | 0 | 0 | 0 | 0 | 0 | 0 | 0 | 0 | 0 | 0 | 0 | 0 | 0 | 0 | 0
2016-06-27 17:00 | 0 | 0 | 0 | 0 | 0 | 96350.637 | 793004.4679 | 630216 | 0 | 0 | 0 | 0 | 1929553.5736 | 3359175.3619 | 0 | 0 | 0 | 0 | 0 | 0 | 0 | 0 | 0 | 0 | 0 | 0 | 0 | 0 | 0 | 259139.105 | 0 | 0 | 0 | 0 | 0 | 0 | 0 | 0 | 0 | 0 | 0 | 0 | 0 | 0 | 0
2016-06-27 18:00 | 0 | 0 | 0 | 0 | 0 | 75027.4763 | 788159.3417 | 649665 | 0 | 0 | 0 | 0 | 2143075.3916 | 3359175.3619 | 0 | 0 | 0 | 0 | 0 | 0 | 0 | 0 | 0 | 0 | 0 | 0 | 0 | 0 | 0 | 213521.818 | 0 | 0 | 0 | 0 | 0 | 0 | 0 | 0 | 0 | 0 | 0 | 0 | 0 | 0 | 0
2016-06-27 19:00 | 0 | 0 | 0 | 0 | 0 | 113032.7702 | 776716.0887 | 662709 | 0 | 0 | 0 | 0 | 2370115.2506 | 3359175.3619 | 0 | 0 | 0 | 0 | 0 | 0 | 0 | 0 | 0 | 0 | 0 | 0 | 0 | 0 | 0 | 227039.859 | 0 | 0 | 0 | 0 | 0 | 0 | 0 | 0 | 0 | 0 | 0 | 0 | 0 | 0 | 0
2016-06-27 20:00 | 0 | 0 | 0 | 0 | 0 | 0 | 766478.0367 | 670215 | 0 | 0 | 0 | 0 | 2466378.2874 | 3359175.3619 | 0 | 0 | 0 | 0 | 0 | 0 | 0 | 0 | 0 | 0 | 0 | 0 | 0 | 0 | 0 | 96263.0367 | 0 | 0 | 0 | 0 | 0 | 0 | 0 | 0 | 0 | 0 | 0 | 0 | 0 | 0 | 0
2016-06-27 21:00 | 0 | 0 | 0 | 0 | 0 | 109775.5343 | 746712.0947 | 671047 | 0 | 0 | 0 | 0 | 2651818.9164 | 3359175.3619 | 0 | 0 | 0 | 0 | 0 | 0 | 0 | 0 | 0 | 0 | 0 | 0 | 0 | 0 | 0 | 185440.629 | 0 | 0 | 0 | 0 | 0 | 0 | 0 | 0 | 0 | 0 | 0 | 0 | 0 | 0 | 0
2016-06-27 22:00 | 0 | 0 | 0 | 0 | 0 | 0 | 708532.1596 | 663408 | 0 | 0 | 0 | 0 | 2696943.076 | 3359175.3619 | 0 | 0 | 0 | 0 | 0 | 0 | 0 | 0 | 0 | 0 | 0 | 0 | 0 | 0 | 0 | 45124.1596 | 0 | 0 | 0 | 0 | 0 | 0 | 0 | 0 | 0 | 0 | 0 | 0 | 0 | 0 | 0
2016-06-27 23:00 | 0 | 0 | 0 | 0 | 0 | 115291.0177 | 622992.6418 | 649398 | 0 | 0 | 0 | 0 | 2894771.5446 | 3250232.5527 | 0 | 0 | 0 | 0 | 0 | 0 | 0 | 0 | 0 | 0 | 0 | 0 | 0 | 0 | 0 | 197828.4686 | 0 | 108942.8092 | 0 | 0 | 0 | 0 | 0 | 0 | 0 | 0 | 0 | 0 | 0 | 0 | 0
2016-06-28 | 0 | 0 | 0 | 0 | 0 | 140277.6302 | 483175.0182 | 630972 | 0 | 0 | 0 | 0 | 2894771.5446 | 3242713.2011 | 0 | 0 | 0 | 0 | 0 | 0 | 0 | 0 | 0 | 0 | 0 | 0 | 0 | 0 | 0 | 0 | 0 | 7519.3516 | 0 | 0 | 0 | 0 | 0 | 0 | 0 | 0 | 0 | 0 | 0 | 0 | 0
2016-06-28 01:00 | 0 | 0 | 0 | 0 | 0 | 239263.3506 | 270727.9453 | 611553 | 0 | 0 | 0 | 0 | 2793209.8405 | 3242713.2011 | 0 | 0 | 0 | 0 | 0 | 0 | 0 | 0 | 0 | 0 | 0 | 0 | 0 | 0 | 0 | -101561.7041 | 0 | 0 | 0 | 0 | 0 | 0 | 0 | 0 | 0 | 0 | 0 | 0 | 0 | 0 | 0
2016-06-28 02:00 | 0 | 0 | 0 | 0 | 0 | 381136.3377 | 41163.7807 | 582436 | 0 | 0 | 0 | 0 | 2742016.768 | 3133770.392 | 0 | 0 | 0 | 0 | 0 | 0 | 0 | 0 | 0 | 0 | 0 | 0 | 0 | 0 | 0 | -51193.0724 | 0 | 108942.8092 | 0 | 0 | 0 | 0 | 0 | 0 | 0 | 0 | 0 | 0 | 0 | 0 | 0
2016-06-28 03:00 | 0 | 0 | 0 | 0 | 0 | 436979.9546 | 2.5317 | 542570 | 0 | 0 | 0 | 0 | 2745372.0634 | 3024827.5828 | 0 | 0 | 0 | 0 | 0 | 0 | 0 | 0 | 0 | 0 | 0 | 0 | 0 | 0 | 0 | 3355.2954 | 0 | 108942.8092 | 0 | 0 | 0 | 0 | 0 | 0 | 0 | 0 | 0 | 0 | 0 | 0 | 0
2016-06-28 04:00 | 0 | 0 | 0 | 0 | 0 | 421661.9595 | 0 | 505108 | 0 | 0 | 0 | 0 | 2661926.0229 | 3024827.5828 | 0 | 0 | 0 | 0 | 0 | 0 | 0 | 0 | 0 | 0 | 0 | 0 | 0 | 0 | 0 | -83446.0405 | 0 | 0 | 0 | 0 | 0 | 0 | 0 | 0 | 0 | 0 | 0 | 0 | 0 | 0 | 0
2016-06-28 05:00 | 0 | 0 | 0 | 0 | 0 | 385752.3441 | 0 | 472652 | 0 | 0 | 0 | 0 | 2575026.367 | 3024827.5828 | 0 | 0 | 0 | 0 | 0 | 0 | 0 | 0 | 0 | 0 | 0 | 0 | 0 | 0 | 0 | -86899.6559 | 0 | 0 | 0 | 0 | 0 | 0 | 0 | 0 | 0 | 0 | 0 | 0 | 0 | 0 | 0
2016-06-28 06:00 | 0 | 0 | 0 | 0 | 0 | 344158.8201 | 0 | 447155 | 0 | 0 | 0 | 0 | 2580972.9962 | 2915884.7737 | 0 | 0 | 0 | 0 | 0 | 0 | 0 | 0 | 0 | 0 | 0 | 0 | 0 | 0 | 0 | 5946.6292 | 0 | 108942.8092 | 0 | 0 | 0 | 0 | 0 | 0 | 0 | 0 | 0 | 0 | 0 | 0 | 0
2016-06-28 07:00 | 0 | 0 | 0 | 0 | 0 | 300457.2336 | 0 | 428315 | 0 | 0 | 0 | 0 | 2453115.2298 | 2915884.7737 | 0 | 0 | 0 | 0 | 0 | 0 | 0 | 0 | 0 | 0 | 0 | 0 | 0 | 0 | 0 | -127857.7664 | 0 | 0 | 0 | 0 | 0 | 0 | 0 | 0 | 0 | 0 | 0 | 0 | 0 | 0 | 0
2016-06-28 08:00 | 0 | 0 | 0 | 0 | 0 | 262179.8614 | 0 | 418966 | 0 | 0 | 0 | 0 | 2296329.0913 | 2915884.7737 | 0 | 0 | 0 | 0 | 0 | 0 | 0 | 0 | 0 | 0 | 0 | 0 | 0 | 0 | 0 | -156786.1386 | 0 | 0 | 0 | 0 | 0 | 0 | 0 | 0 | 0 | 0 | 0 | 0 | 0 | 0 | 0
2016-06-28 09:00 | 0 | 0 | 0 | 0 | 0 | 219521.162 | 0 | 421131 | 0 | 0 | 0 | 0 | 2094719.2533 | 2915884.7737 | 0 | 0 | 0 | 0 | 0 | 0 | 0 | 0 | 0 | 0 | 0 | 0 | 0 | 0 | 0 | -201609.838 | 0 | 0 | 0 | 0 | 0 | 0 | 0 | 0 | 0 | 0 | 0 | 0 | 0 | 0 | 0
2016-06-28 10:00 | 0 | 0 | 0 | 0 | 0 | 190340.5868 | 0 | 432714 | 0 | 0 | 0 | 0 | 1961288.6492 | 2806941.9645 | 0 | 0 | 0 | 0 | 0 | 0 | 0 | 0 | 0 | 0 | 0 | 0 | 0 | 0 | 0 | -133430.604 | 0 | 108942.8092 | 0 | 0 | 0 | 0 | 0 | 0 | 0 | 0 | 0 | 0 | 0 | 0 | 0
2016-06-28 11:00 | 0 | 0 | 0 | 0 | 0 | 155681.9969 | 5.1976 | 450973 | 0 | 0 | 0 | 0 | 1774945.653 | 2697999.1554 | 0 | 0 | 0 | 0 | 0 | 0 | 0 | 0 | 0 | 0 | 0 | 0 | 0 | 0 | 0 | -186342.9963 | 0 | 108942.8092 | 0 | 0 | 0 | 0 | 0 | 0 | 0 | 0 | 0 | 0 | 0 | 0 | 0
2016-06-28 12:00 | 0 | 0 | 0 | 0 | 0 | 0 | 130723.1594 | 473234 | 0 | 0 | 0 | 0 | 1515806.548 | 2614627.4197 | 0 | 0 | 0 | 0 | 0 | 0 | 0 | 0 | 0 | 0 | 0 | 0 | 0 | 0 | 0 | -259139.105 | 0 | 83371.7357 | 0 | 0 | 0 | 0 | 0 | 0 | 0 | 0 | 0 | 0 | 0 | 0 | 0
2016-06-28 13:00 | 0 | 0 | 0 | 0 | 0 | 0 | 412352.9089 | 500024 | 0 | 0 | 0 | 0 | 1537078.2661 | 2505684.6105 | 0 | 0 | 0 | 0 | 0 | 0 | 0 | 0 | 0 | 0 | 0 | 0 | 0 | 0 | 0 | 21271.7181 | 0 | 108942.8092 | 0 | 0 | 0 | 0 | 0 | 0 | 0 | 0 | 0 | 0 | 0 | 0 | 0
2016-06-28 14:00 | 0 | 0 | 0 | 0 | 0 | 0 | 596543.4311 | 529073 | 0 | 0 | 0 | 0 | 1604548.6972 | 2505684.6105 | 0 | 0 | 0 | 0 | 0 | 0 | 0 | 0 | 0 | 0 | 0 | 0 | 0 | 0 | 0 | 67470.4311 | 0 | 0 | 0 | 0 | 0 | 0 | 0 | 0 | 0 | 0 | 0 | 0 | 0 | 0 | 0
2016-06-28 15:00 | 0 | 0 | 0 | 0 | 0 | 0 | 714536.697 | 556879 | 0 | 0 | 0 | 0 | 1762206.3941 | 2505684.6105 | 0 | 0 | 0 | 0 | 0 | 0 | 0 | 0 | 0 | 0 | 0 | 0 | 0 | 0 | 0 | 157657.697 | 0 | 0 | 0 | 0 | 0 | 0 | 0 | 0 | 0 | 0 | 0 | 0 | 0 | 0 | 0
2016-06-28 16:00 | 0 | 0 | 0 | 0 | 0 | 11998.954 | 763360.4044 | 580836 | 0 | 0 | 0 | 0 | 1956729.7526 | 2505684.6105 | 0 | 0 | 0 | 0 | 0 | 0 | 0 | 0 | 0 | 0 | 0 | 0 | 0 | 0 | 0 | 194523.3584 | 0 | 0 | 0 | 0 | 0 | 0 | 0 | 0 | 0 | 0 | 0 | 0 | 0 | 0 | 0
2016-06-28 17:00 | 0 | 0 | 0 | 0 | 0 | 0 | 780207.3256 | 601203 | 0 | 0 | 0 | 0 | 2135734.0781 | 2505684.6105 | 0 | 0 | 0 | 0 | 0 | 0 | 0 | 0 | 0 | 0 | 0 | 0 | 0 | 0 | 0 | 179004.3256 | 0 | 0 | 0 | 0 | 0 | 0 | 0 | 0 | 0 | 0 | 0 | 0 | 0 | 0 | 0
2016-06-28 18:00 | 0 | 0 | 0 | 0 | 0 | 0 | 776649.7492 | 616276 | 0 | 0 | 0 | 0 | 2296107.8273 | 2505684.6105 | 0 | 0 | 0 | 0 | 0 | 0 | 0 | 0 | 0 | 0 | 0 | 0 | 0 | 0 | 0 | 160373.7492 | 0 | 0 | 0 | 0 | 0 | 0 | 0 | 0 | 0 | 0 | 0 | 0 | 0 | 0 | 0
2016-06-28 19:00 | 0 | 0 | 0 | 0 | 0 | 0 | 764511.5644 | 624529 | 0 | 0 | 0 | 0 | 2436090.3917 | 2505684.6105 | 0 | 0 | 0 | 0 | 0 | 0 | 0 | 0 | 0 | 0 | 0 | 0 | 0 | 0 | 0 | 139982.5644 | 0 | 0 | 0 | 0 | 0 | 0 | 0 | 0 | 0 | 0 | 0 | 0 | 0 | 0 | 0
2016-06-28 20:00 | 0 | 0 | 0 | 0 | 0 | 0 | 749591.0225 | 628520 | 0 | 0 | 0 | 0 | 2557161.4141 | 2505684.6105 | 0 | 0 | 0 | 0 | 0 | 0 | 0 | 0 | 0 | 0 | 0 | 0 | 0 | 0 | 0 | 121071.0225 | 0 | 0 | 0 | 0 | 0 | 0 | 0 | 0 | 0 | 0 | 0 | 0 | 0 | 0 | 0
2016-06-28 21:00 | 0 | 0 | 0 | 0 | 0 | 0 | 715675.8549 | 628828 | 0 | 0 | 0 | 0 | 2752952.0782 | 2396741.8014 | 0 | 0 | 0 | 0 | 0 | 0 | 0 | 0 | 0 | 0 | 0 | 0 | 0 | 0 | 0 | 195790.6641 | 0 | 108942.8092 | 0 | 0 | 0 | 0 | 0 | 0 | 0 | 0 | 0 | 0 | 0 | 0 | 0
2016-06-28 22:00 | 0 | 0 | 0 | 0 | 0 | 0 | 664947.1044 | 621537 | 0 | 0 | 0 | 0 | 2796362.1826 | 2396741.8014 | 0 | 0 | 0 | 0 | 0 | 0 | 0 | 0 | 0 | 0 | 0 | 0 | 0 | 0 | 0 | 43410.1044 | 0 | 0 | 0 | 0 | 0 | 0 | 0 | 0 | 0 | 0 | 0 | 0 | 0 | 0 | 0
2016-06-28 23:00 | 0 | 0 | 0 | 0 | 0 | 0 | 579190.3606 | 607995 | 0 | 0 | 0 | 0 | 2767557.5432 | 2396741.8014 | 0 | 0 | 0 | 0 | 0 | 0 | 0 | 0 | 0 | 0 | 0 | 0 | 0 | 0 | 0 | -28804.6394 | 0 | 0 | 0 | 0 | 0 | 0 | 0 | 0 | 0 | 0 | 0 | 0 | 0 | 0 | 0
2016-06-29 | 0 | 0 | 0 | 0 | 0 | 0 | 437119.9464 | 591546 | 0 | 0 | 0 | 0 | 2613131.4896 | 2396741.8014 | 0 | 0 | 0 | 0 | 0 | 0 | 0 | 0 | 0 | 0 | 0 | 0 | 0 | 0 | 0 | -154426.0536 | 0 | 0 | 0 | 0 | 0 | 0 | 0 | 0 | 0 | 0 | 0 | 0 | 0 | 0 | 0
2016-06-29 01:00 | 0 | 0 | 0 | 0 | 0 | 221186.475 | 231118.8914 | 574649 | 0 | 0 | 0 | 0 | 2490787.8561 | 2396741.8014 | 0 | 0 | 0 | 0 | 0 | 0 | 0 | 0 | 0 | 0 | 0 | 0 | 0 | 0 | 0 | -122343.6336 | 0 | 0 | 0 | 0 | 0 | 0 | 0 | 0 | 0 | 0 | 0 | 0 | 0 | 0 | 0
2016-06-29 02:00 | 0 | 0 | 0 | 0 | 0 | 347253.2235 | 37512.9765 | 547945 | 0 | 0 | 0 | 0 | 2436551.8652 | 2287798.9922 | 0 | 0 | 0 | 0 | 0 | 0 | 0 | 0 | 0 | 0 | 0 | 0 | 0 | 0 | 0 | -54235.9908 | 0 | 108942.8092 | 0 | 0 | 0 | 0 | 0 | 0 | 0 | 0 | 0 | 0 | 0 | 0 | 0
2016-06-29 03:00 | 0 | 0 | 0 | 0 | 0 | 374333.3644 | 2.2733 | 513219 | 0 | 0 | 0 | 0 | 2297668.5029 | 2287798.9922 | 0 | 0 | 0 | 0 | 0 | 0 | 0 | 0 | 0 | 0 | 0 | 0 | 0 | 0 | 0 | -138883.3623 | 0 | 0 | 0 | 0 | 0 | 0 | 0 | 0 | 0 | 0 | 0 | 0 | 0 | 0 | 0
2016-06-29 04:00 | 0 | 0 | 0 | 0 | 0 | 356354.8519 | 0 | 478698 | 0 | 0 | 0 | 0 | 2284268.1639 | 2178856.1831 | 0 | 0 | 0 | 0 | 0 | 0 | 0 | 0 | 0 | 0 | 0 | 0 | 0 | 0 | 0 | -13400.339 | 0 | 108942.8092 | 0 | 0 | 0 | 0 | 0 | 0 | 0 | 0 | 0 | 0 | 0 | 0 | 0
2016-06-29 05:00 | 0 | 0 | 0 | 0 | 0 | 331076.3069 | 0 | 449349 | 0 | 0 | 0 | 0 | 2165995.4709 | 2178856.1831 | 0 | 0 | 0 | 0 | 0 | 0 | 0 | 0 | 0 | 0 | 0 | 0 | 0 | 0 | 0 | -118272.6931 | 0 | 0 | 0 | 0 | 0 | 0 | 0 | 0 | 0 | 0 | 0 | 0 | 0 | 0 | 0
2016-06-29 06:00 | 0 | 0 | 0 | 0 | 0 | 56715.0859 | 0 | 424797 | 0 | 0 | 0 | 0 | 1906856.3659 | 2069913.3739 | 0 | 0 | 0 | 0 | 0 | 0 | 0 | 0 | 0 | 0 | 0 | 0 | 0 | 0 | 0 | -259139.105 | 0 | 108942.8092 | 0 | 0 | 0 | 0 | 0 | 0 | 0 | 0 | 0 | 0 | 0 | 0 | 0
2016-06-29 07:00 | 0 | 0 | 0 | 0 | 0 | 282532.0534 | 0 | 407843 | 0 | 0 | 0 | 0 | 1781545.4193 | 2069913.3739 | 0 | 0 | 0 | 0 | 0 | 0 | 0 | 0 | 0 | 0 | 0 | 0 | 0 | 0 | 0 | -125310.9466 | 0 | 0 | 0 | 0 | 0 | 0 | 0 | 0 | 0 | 0 | 0 | 0 | 0 | 0 | 0
2016-06-29 08:00 | 0 | 0 | 0 | 0 | 0 | 264646.1573 | 0 | 399379 | 0 | 0 | 0 | 0 | 1646812.5766 | 2069913.3739 | 0 | 0 | 0 | 0 | 0 | 0 | 0 | 0 | 0 | 0 | 0 | 0 | 0 | 0 | 0 | -134732.8427 | 0 | 0 | 0 | 0 | 0 | 0 | 0 | 0 | 0 | 0 | 0 | 0 | 0 | 0 | 0
2016-06-29 09:00 | 0 | 0 | 0 | 0 | 0 | 232356.2845 | 0 | 401264 | 0 | 0 | 0 | 0 | 1477904.8611 | 2069913.3739 | 0 | 0 | 0 | 0 | 0 | 0 | 0 | 0 | 0 | 0 | 0 | 0 | 0 | 0 | 0 | -168907.7155 | 0 | 0 | 0 | 0 | 0 | 0 | 0 | 0 | 0 | 0 | 0 | 0 | 0 | 0 | 0
2016-06-29 10:00 | 0 | 0 | 0 | 0 | 0 | 154083.895 | 0 | 413223 | 0 | 0 | 0 | 0 | 1218765.7561 | 2069913.3739 | 0 | 0 | 0 | 0 | 0 | 0 | 0 | 0 | 0 | 0 | 0 | 0 | 0 | 0 | 0 | -259139.105 | 0 | 0 | 0 | 0 | 0 | 0 | 0 | 0 | 0 | 0 | 0 | 0 | 0 | 0 | 0
2016-06-29 11:00 | 0 | 0 | 0 | 0 | 0 | 157073.6697 | 3.968 | 432696 | 0 | 0 | 0 | 0 | 1052090.203 | 1960970.5648 | 0 | 0 | 0 | 0 | 0 | 0 | 0 | 0 | 0 | 0 | 0 | 0 | 0 | 0 | 0 | -166675.5532 | 0 | 108942.8092 | 0 | 0 | 0 | 0 | 0 | 0 | 0 | 0 | 0 | 0 | 0 | 0 | 0
2016-06-29 12:00 | 0 | 0 | 0 | 0 | 0 | 70078.8535 | 111643.1179 | 456995 | 0 | 0 | 0 | 0 | 885759.9835 | 1852027.7556 | 0 | 0 | 0 | 0 | 0 | 0 | 0 | 0 | 0 | 0 | 0 | 0 | 0 | 0 | 0 | -166330.2195 | 0 | 108942.8092 | 0 | 0 | 0 | 0 | 0 | 0 | 0 | 0 | 0 | 0 | 0 | 0 | 0
2016-06-29 13:00 | 0 | 0 | 0 | 0 | 0 | 0 | 379179.9644 | 482516 | 0 | 0 | 0 | 0 | 782423.9479 | 1852027.7556 | 0 | 0 | 0 | 0 | 0 | 0 | 0 | 0 | 0 | 0 | 0 | 0 | 0 | 0 | 0 | -103336.0356 | 0 | 0 | 0 | 0 | 0 | 0 | 0 | 0 | 0 | 0 | 0 | 0 | 0 | 0 | 0
2016-06-29 14:00 | 0 | 0 | 0 | 0 | 0 | 0 | 554472.1395 | 511202 | 0 | 0 | 0 | 0 | 825694.0874 | 1852027.7556 | 0 | 0 | 0 | 0 | 0 | 0 | 0 | 0 | 0 | 0 | 0 | 0 | 0 | 0 | 0 | 43270.1395 | 0 | 0 | 0 | 0 | 0 | 0 | 0 | 0 | 0 | 0 | 0 | 0 | 0 | 0 | 0
2016-06-29 15:00 | 0 | 0 | 0 | 0 | 0 | 0 | 651051.9739 | 540055 | 0 | 0 | 0 | 0 | 936691.0613 | 1852027.7556 | 0 | 0 | 0 | 0 | 0 | 0 | 0 | 0 | 0 | 0 | 0 | 0 | 0 | 0 | 0 | 110996.9739 | 0 | 0 | 0 | 0 | 0 | 0 | 0 | 0 | 0 | 0 | 0 | 0 | 0 | 0 | 0
2016-06-29 16:00 | 0 | 0 | 0 | 0 | 0 | 0 | 703972.6562 | 565473 | 0 | 0 | 0 | 0 | 1075190.7175 | 1852027.7556 | 0 | 0 | 0 | 0 | 0 | 0 | 0 | 0 | 0 | 0 | 0 | 0 | 0 | 0 | 0 | 138499.6562 | 0 | 0 | 0 | 0 | 0 | 0 | 0 | 0 | 0 | 0 | 0 | 0 | 0 | 0 | 0
2016-06-29 17:00 | 0 | 0 | 0 | 0 | 0 | 0 | 724993.4288 | 588208 | 0 | 0 | 0 | 0 | 1211976.1464 | 1852027.7556 | 0 | 0 | 0 | 0 | 0 | 0 | 0 | 0 | 0 | 0 | 0 | 0 | 0 | 0 | 0 | 136785.4288 | 0 | 0 | 0 | 0 | 0 | 0 | 0 | 0 | 0 | 0 | 0 | 0 | 0 | 0 | 0
2016-06-29 18:00 | 0 | 0 | 0 | 0 | 0 | 0 | 725741.393 | 607375 | 0 | 0 | 0 | 0 | 1330342.5394 | 1852027.7556 | 0 | 0 | 0 | 0 | 0 | 0 | 0 | 0 | 0 | 0 | 0 | 0 | 0 | 0 | 0 | 118366.393 | 0 | 0 | 0 | 0 | 0 | 0 | 0 | 0 | 0 | 0 | 0 | 0 | 0 | 0 | 0
2016-06-29 19:00 | 0 | 0 | 0 | 0 | 0 | 0 | 716541.2681 | 621004 | 0 | 0 | 0 | 0 | 1425879.8075 | 1852027.7556 | 0 | 0 | 0 | 0 | 0 | 0 | 0 | 0 | 0 | 0 | 0 | 0 | 0 | 0 | 0 | 95537.2681 | 0 | 0 | 0 | 0 | 0 | 0 | 0 | 0 | 0 | 0 | 0 | 0 | 0 | 0 | 0
2016-06-29 20:00 | 0 | 0 | 0 | 0 | 0 | 0 | 705044.2129 | 630653 | 0 | 0 | 0 | 0 | 1500271.0204 | 1852027.7556 | 0 | 0 | 0 | 0 | 0 | 0 | 0 | 0 | 0 | 0 | 0 | 0 | 0 | 0 | 0 | 74391.2129 | 0 | 0 | 0 | 0 | 0 | 0 | 0 | 0 | 0 | 0 | 0 | 0 | 0 | 0 | 0
2016-06-29 21:00 | 0 | 0 | 0 | 0 | 0 | 0 | 683589.4824 | 634465 | 0 | 0 | 0 | 0 | 1658338.3119 | 1743084.9465 | 0 | 0 | 0 | 0 | 0 | 0 | 0 | 0 | 0 | 0 | 0 | 0 | 0 | 0 | 0 | 158067.2915 | 0 | 108942.8092 | 0 | 0 | 0 | 0 | 0 | 0 | 0 | 0 | 0 | 0 | 0 | 0 | 0
2016-06-29 22:00 | 0 | 0 | 0 | 0 | 0 | 0 | 639660.6735 | 629556 | 0 | 0 | 0 | 0 | 1668442.9854 | 1743084.9465 | 0 | 0 | 0 | 0 | 0 | 0 | 0 | 0 | 0 | 0 | 0 | 0 | 0 | 0 | 0 | 10104.6735 | 0 | 0 | 0 | 0 | 0 | 0 | 0 | 0 | 0 | 0 | 0 | 0 | 0 | 0 | 0
2016-06-29 23:00 | 0 | 0 | 0 | 0 | 0 | 0 | 554637.4046 | 616067 | 0 | 0 | 0 | 0 | 1607013.39 | 1743084.9465 | 0 | 0 | 0 | 0 | 0 | 0 | 0 | 0 | 0 | 0 | 0 | 0 | 0 | 0 | 0 | -61429.5954 | 0 | 0 | 0 | 0 | 0 | 0 | 0 | 0 | 0 | 0 | 0 | 0 | 0 | 0 | 0
2016-06-30 | 0 | 0 | 0 | 0 | 0 | 0 | 409097.4152 | 597182 | 0 | 0 | 0 | 0 | 1418928.8052 | 1743084.9465 | 0 | 0 | 0 | 0 | 0 | 0 | 0 | 0 | 0 | 0 | 0 | 0 | 0 | 0 | 0 | -188084.5848 | 0 | 0 | 0 | 0 | 0 | 0 | 0 | 0 | 0 | 0 | 0 | 0 | 0 | 0 | 0
2016-06-30 01:00 | 0 | 0 | 0 | 0 | 0 | 208085.8226 | 204259.6774 | 580014 | 0 | 0 | 0 | 0 | 1251260.3053 | 1743084.9465 | 0 | 0 | 0 | 0 | 0 | 0 | 0 | 0 | 0 | 0 | 0 | 0 | 0 | 0 | 0 | -167668.5 | 0 | 0 | 0 | 0 | 0 | 0 | 0 | 0 | 0 | 0 | 0 | 0 | 0 | 0 | 0
2016-06-30 02:00 | 0 | 0 | 0 | 0 | 0 | 332230.0117 | 43005.7981 | 553545 | 0 | 0 | 0 | 0 | 1181893.9242 | 1634142.1373 | 0 | 0 | 0 | 0 | 0 | 0 | 0 | 0 | 0 | 0 | 0 | 0 | 0 | 0 | 0 | -69366.3811 | 0 | 108942.8092 | 0 | 0 | 0 | 0 | 0 | 0 | 0 | 0 | 0 | 0 | 0 | 0 | 0
2016-06-30 03:00 | 0 | 0 | 0 | 0 | 0 | 376677.4653 | 2.139 | 516726 | 0 | 0 | 0 | 0 | 1041847.5285 | 1634142.1373 | 0 | 0 | 0 | 0 | 0 | 0 | 0 | 0 | 0 | 0 | 0 | 0 | 0 | 0 | 0 | -140046.3957 | 0 | 0 | 0 | 0 | 0 | 0 | 0 | 0 | 0 | 0 | 0 | 0 | 0 | 0 | 0
2016-06-30 04:00 | 0 | 0 | 0 | 0 | 0 | 362320.9 | 0 | 480169 | 0 | 0 | 0 | 0 | 923999.4286 | 1634142.1373 | 0 | 0 | 0 | 0 | 0 | 0 | 0 | 0 | 0 | 0 | 0 | 0 | 0 | 0 | 0 | -117848.1 | 0 | 0 | 0 | 0 | 0 | 0 | 0 | 0 | 0 | 0 | 0 | 0 | 0 | 0 | 0
2016-06-30 05:00 | 0 | 0 | 0 | 0 | 0 | 334623.9779 | 0 | 449511 | 0 | 0 | 0 | 0 | 918055.2156 | 1525199.3281 | 0 | 0 | 0 | 0 | 0 | 0 | 0 | 0 | 0 | 0 | 0 | 0 | 0 | 0 | 0 | -5944.2129 | 0 | 108942.8092 | 0 | 0 | 0 | 0 | 0 | 0 | 0 | 0 | 0 | 0 | 0 | 0 | 0
2016-06-30 06:00 | 0 | 0 | 0 | 0 | 0 | 307601.3825 | 0 | 424274 | 0 | 0 | 0 | 0 | 910325.4073 | 1416256.519 | 0 | 0 | 0 | 0 | 0 | 0 | 0 | 0 | 0 | 0 | 0 | 0 | 0 | 0 | 0 | -7729.8084 | 0 | 108942.8092 | 0 | 0 | 0 | 0 | 0 | 0 | 0 | 0 | 0 | 0 | 0 | 0 | 0
2016-06-30 07:00 | 0 | 0 | 0 | 0 | 0 | 286117.9973 | 0 | 406855 | 0 | 0 | 0 | 0 | 789588.4045 | 1416256.519 | 0 | 0 | 0 | 0 | 0 | 0 | 0 | 0 | 0 | 0 | 0 | 0 | 0 | 0 | 0 | -120737.0027 | 0 | 0 | 0 | 0 | 0 | 0 | 0 | 0 | 0 | 0 | 0 | 0 | 0 | 0 | 0
2016-06-30 08:00 | 0 | 0 | 0 | 0 | 0 | 272338.703 | 0 | 398026 | 0 | 0 | 0 | 0 | 663901.1075 | 1416256.519 | 0 | 0 | 0 | 0 | 0 | 0 | 0 | 0 | 0 | 0 | 0 | 0 | 0 | 0 | 0 | -125687.297 | 0 | 0 | 0 | 0 | 0 | 0 | 0 | 0 | 0 | 0 | 0 | 0 | 0 | 0 | 0
2016-06-30 09:00 | 0 | 0 | 0 | 0 | 0 | 250128.7881 | 0 | 399538 | 0 | 0 | 0 | 0 | 623434.7047 | 1307313.7098 | 0 | 0 | 0 | 0 | 0 | 0 | 0 | 0 | 0 | 0 | 0 | 0 | 0 | 0 | 0 | -40466.4028 | 0 | 108942.8092 | 0 | 0 | 0 | 0 | 0 | 0 | 0 | 0 | 0 | 0 | 0 | 0 | 0
2016-06-30 10:00 | 0 | 0 | 0 | 0 | 0 | 229131.6788 | 0 | 410455 | 0 | 0 | 0 | 0 | 551054.1927 | 1198370.9007 | 0 | 0 | 0 | 0 | 0 | 0 | 0 | 0 | 0 | 0 | 0 | 0 | 0 | 0 | 0 | -72380.512 | 0 | 108942.8092 | 0 | 0 | 0 | 0 | 0 | 0 | 0 | 0 | 0 | 0 | 0 | 0 | 0
2016-06-30 11:00 | 0 | 0 | 0 | 0 | 0 | 190377.9475 | 2.077 | 428603 | 0 | 0 | 0 | 0 | 312831.2172 | 1198370.9007 | 0 | 0 | 0 | 0 | 0 | 0 | 0 | 0 | 0 | 0 | 0 | 0 | 0 | 0 | 0 | -238222.9755 | 0 | 0 | 0 | 0 | 0 | 0 | 0 | 0 | 0 | 0 | 0 | 0 | 0 | 0 | 0
2016-06-30 12:00 | 0 | 0 | 0 | 0 | 0 | 114387.2314 | 84748.8751 | 452042 | 0 | 0 | 0 | 0 | 59925.3237 | 1198370.9007 | 0 | 0 | 0 | 0 | 0 | 0 | 0 | 0 | 0 | 0 | 0 | 0 | 0 | 0 | 0 | -252905.8935 | 0 | 0 | 0 | 0 | 0 | 0 | 0 | 0 | 0 | 0 | 0 | 0 | 0 | 0 | 0
2016-06-30 13:00 | 0 | 0 | 0 | 0 | 0 | 0 | 311028.8672 | 479897 | 0 | 0 | 0 | 0 | 0 | 1089428.0915 | 0 | 0 | 0 | 0 | 0 | 0 | 0 | 0 | 0 | 0 | 0 | 0 | 0 | 0 | 0 | -59925.3237 | 0 | 108942.8092 | 0 | 0 | 0 | 0 | 0 | 0 | 0 | 0 | 0 | 0 | 0 | 0 | 0
2016-06-30 14:00 | 0 | 0 | 0 | 0 | 0 | 157349.7216 | 491522.474 | 509011 | 0 | 0 | 0 | 0 | 139861.1956 | 1089428.0915 | 0 | 0 | 0 | 0 | 0 | 0 | 0 | 0 | 0 | 0 | 0 | 0 | 0 | 0 | 0 | 139861.1956 | 0 | 0 | 0 | 0 | 0 | 0 | 0 | 0 | 0 | 0 | 0 | 0 | 0 | 0 | 0
2016-06-30 15:00 | 0 | 0 | 0 | 0 | 0 | 0 | 591112.142 | 536971 | 0 | 0 | 0 | 0 | 302945.1468 | 980485.2824 | 0 | 0 | 0 | 0 | 0 | 0 | 0 | 0 | 0 | 0 | 0 | 0 | 0 | 0 | 0 | 163083.9512 | 0 | 108942.8092 | 0 | 0 | 0 | 0 | 0 | 0 | 0 | 0 | 0 | 0 | 0 | 0 | 0
2016-06-30 16:00 | 0 | 0 | 0 | 0 | 0 | 159518.3154 | 646515.368 | 561106 | 0 | 0 | 0 | 0 | 547872.8302 | 980485.2824 | 0 | 0 | 0 | 0 | 0 | 0 | 0 | 0 | 0 | 0 | 0 | 0 | 0 | 0 | 0 | 244927.6834 | 0 | 0 | 0 | 0 | 0 | 0 | 0 | 0 | 0 | 0 | 0 | 0 | 0 | 0 | 0
2016-06-30 17:00 | 0 | 0 | 0 | 0 | 0 | 66829.3291 | 665473.9667 | 582107 | 0 | 0 | 0 | 0 | 807011.9351 | 871542.4732 | 0 | 0 | 0 | 0 | 0 | 0 | 0 | 0 | 0 | 0 | 0 | 0 | 0 | 0 | 0 | 259139.105 | 0 | 108942.8092 | 0 | 0 | 0 | 0 | 0 | 0 | 0 | 0 | 0 | 0 | 0 | 0 | 0
2016-06-30 18:00 | 0 | 0 | 0 | 0 | 0 | 0 | 654711.4786 | 600446 | 0 | 0 | 0 | 0 | 861277.4138 | 871542.4732 | 0 | 0 | 0 | 0 | 0 | 0 | 0 | 0 | 0 | 0 | 0 | 0 | 0 | 0 | 0 | 54265.4786 | 0 | 0 | 0 | 0 | 0 | 0 | 0 | 0 | 0 | 0 | 0 | 0 | 0 | 0 | 0
2016-06-30 19:00 | 0 | 0 | 0 | 0 | 0 | 0 | 632444.5947 | 614080 | 0 | 0 | 0 | 0 | 988584.8176 | 762599.6641 | 0 | 0 | 0 | 0 | 0 | 0 | 0 | 0 | 0 | 0 | 0 | 0 | 0 | 0 | 0 | 127307.4038 | 0 | 108942.8092 | 0 | 0 | 0 | 0 | 0 | 0 | 0 | 0 | 0 | 0 | 0 | 0 | 0
2016-06-30 20:00 | 0 | 0 | 0 | 0 | 0 | 178342.6747 | 603746.1108 | 623589 | 0 | 0 | 0 | 0 | 1147084.603 | 762599.6641 | 0 | 0 | 0 | 0 | 0 | 0 | 0 | 0 | 0 | 0 | 0 | 0 | 0 | 0 | 0 | 158499.7854 | 0 | 0 | 0 | 0 | 0 | 0 | 0 | 0 | 0 | 0 | 0 | 0 | 0 | 0 | 0
2016-06-30 21:00 | 0 | 0 | 0 | 0 | 0 | 0 | 558837.7257 | 626709 | 0 | 0 | 0 | 0 | 1188156.1379 | 653656.8549 | 0 | 0 | 0 | 0 | 0 | 0 | 0 | 0 | 0 | 0 | 0 | 0 | 0 | 0 | 0 | 41071.5349 | 0 | 108942.8092 | 0 | 0 | 0 | 0 | 0 | 0 | 0 | 0 | 0 | 0 | 0 | 0 | 0
2016-06-30 22:00 | 0 | 0 | 0 | 0 | 0 | 207861.5636 | 497783.6608 | 620594 | 0 | 0 | 0 | 0 | 1273207.3622 | 653656.8549 | 0 | 0 | 0 | 0 | 0 | 0 | 0 | 0 | 0 | 0 | 0 | 0 | 0 | 0 | 0 | 85051.2244 | 0 | 0 | 0 | 0 | 0 | 0 | 0 | 0 | 0 | 0 | 0 | 0 | 0 | 0 | 0
2016-06-30 23:00 | 0 | 0 | 0 | 0 | 0 | 0 | 416697.6994 | 607167 | 0 | 0 | 0 | 0 | 1082738.0616 | 653656.8549 | 0 | 0 | 0 | 0 | 0 | 0 | 0 | 0 | 0 | 0 | 0 | 0 | 0 | 0 | 0 | -190469.3006 | 0 | 0 | 0 | 0 | 0 | 0 | 0 | 0 | 0 | 0 | 0 | 0 | 0 | 0 | 0
2016-07-01 | 0 | 0 | 0 | 0 | 0 | 258167.8998 | 301450.4651 | 590202 | 0 | 0 | 0 | 0 | 1052154.4264 | 653656.8549 | 0 | 0 | 0 | 0 | 0 | 0 | 0 | 0 | 0 | 0 | 0 | 0 | 0 | 0 | 0 | -30583.6352 | 0 | 0 | 0 | 0 | 0 | 0 | 0 | 0 | 0 | 0 | 0 | 0 | 0 | 0 | 0
2016-07-01 01:00 | 0 | 0 | 0 | 0 | 0 | 370447.1036 | 164527.3611 | 574790 | 0 | 0 | 0 | 0 | 1012338.8911 | 653656.8549 | 0 | 0 | 0 | 0 | 0 | 0 | 0 | 0 | 0 | 0 | 0 | 0 | 0 | 0 | 0 | -39815.5353 | 0 | 0 | 0 | 0 | 0 | 0 | 0 | 0 | 0 | 0 | 0 | 0 | 0 | 0 | 0
2016-07-01 02:00 | 0 | 0 | 0 | 0 | 0 | 521078.222 | 49198.2284 | 549953 | 0 | 0 | 0 | 0 | 1141605.1506 | 544714.0458 | 0 | 0 | 0 | 0 | 0 | 0 | 0 | 0 | 0 | 0 | 0 | 0 | 0 | 0 | 0 | 129266.2595 | 0 | 108942.8092 | 0 | 0 | 0 | 0 | 0 | 0 | 0 | 0 | 0 | 0 | 0 | 0 | 0
2016-07-01 03:00 | 0 | 0 | 0 | 0 | 0 | 543557.6469 | 2.418 | 515518 | 0 | 0 | 0 | 0 | 1169647.2155 | 544714.0458 | 0 | 0 | 0 | 0 | 0 | 0 | 0 | 0 | 0 | 0 | 0 | 0 | 0 | 0 | 0 | 28042.0649 | 0 | 0 | 0 | 0 | 0 | 0 | 0 | 0 | 0 | 0 | 0 | 0 | 0 | 0 | 0
2016-07-01 04:00 | 0 | 0 | 0 | 0 | 0 | 221277.895 | 0 | 480417 | 0 | 0 | 0 | 0 | 910508.1105 | 544714.0458 | 0 | 0 | 0 | 0 | 0 | 0 | 0 | 0 | 0 | 0 | 0 | 0 | 0 | 0 | 0 | -259139.105 | 0 | 0 | 0 | 0 | 0 | 0 | 0 | 0 | 0 | 0 | 0 | 0 | 0 | 0 | 0
2016-07-01 05:00 | 0 | 0 | 0 | 0 | 0 | 470656.6258 | 0 | 450190 | 0 | 0 | 0 | 0 | 1039917.5455 | 435771.2366 | 0 | 0 | 0 | 0 | 0 | 0 | 0 | 0 | 0 | 0 | 0 | 0 | 0 | 0 | 0 | 129409.435 | 0 | 108942.8092 | 0 | 0 | 0 | 0 | 0 | 0 | 0 | 0 | 0 | 0 | 0 | 0 | 0
2016-07-01 06:00 | 0 | 0 | 0 | 0 | 0 | 431395.8596 | 0 | 426366 | 0 | 0 | 0 | 0 | 1044947.4051 | 435771.2366 | 0 | 0 | 0 | 0 | 0 | 0 | 0 | 0 | 0 | 0 | 0 | 0 | 0 | 0 | 0 | 5029.8596 | 0 | 0 | 0 | 0 | 0 | 0 | 0 | 0 | 0 | 0 | 0 | 0 | 0 | 0 | 0
2016-07-01 07:00 | 0 | 0 | 0 | 0 | 0 | 396328.3148 | 0 | 409213 | 0 | 0 | 0 | 0 | 1141005.529 | 326828.4275 | 0 | 0 | 0 | 0 | 0 | 0 | 0 | 0 | 0 | 0 | 0 | 0 | 0 | 0 | 0 | 96058.124 | 0 | 108942.8092 | 0 | 0 | 0 | 0 | 0 | 0 | 0 | 0 | 0 | 0 | 0 | 0 | 0
2016-07-01 08:00 | 0 | 0 | 0 | 0 | 0 | 372720.8375 | 0 | 400250 | 0 | 0 | 0 | 0 | 1113476.3665 | 326828.4275 | 0 | 0 | 0 | 0 | 0 | 0 | 0 | 0 | 0 | 0 | 0 | 0 | 0 | 0 | 0 | -27529.1625 | 0 | 0 | 0 | 0 | 0 | 0 | 0 | 0 | 0 | 0 | 0 | 0 | 0 | 0 | 0
2016-07-01 09:00 | 0 | 0 | 0 | 0 | 0 | 343522.4252 | 0 | 401487 | 0 | 0 | 0 | 0 | 1055511.7917 | 326828.4275 | 0 | 0 | 0 | 0 | 0 | 0 | 0 | 0 | 0 | 0 | 0 | 0 | 0 | 0 | 0 | -57964.5748 | 0 | 0 | 0 | 0 | 0 | 0 | 0 | 0 | 0 | 0 | 0 | 0 | 0 | 0 | 0
2016-07-01 10:00 | 0 | 0 | 0 | 0 | 0 | 311006.4317 | 0 | 412287 | 0 | 0 | 0 | 0 | 954231.2234 | 326828.4275 | 0 | 0 | 0 | 0 | 0 | 0 | 0 | 0 | 0 | 0 | 0 | 0 | 0 | 0 | 0 | -101280.5683 | 0 | 0 | 0 | 0 | 0 | 0 | 0 | 0 | 0 | 0 | 0 | 0 | 0 | 0 | 0
2016-07-01 11:00 | 0 | 0 | 0 | 0 | 0 | 238446.8482 | 0 | 428746 | 0 | 0 | 0 | 0 | 763932.0717 | 326828.4275 | 0 | 0 | 0 | 0 | 0 | 0 | 0 | 0 | 0 | 0 | 0 | 0 | 0 | 0 | 0 | -190299.1518 | 0 | 0 | 0 | 0 | 0 | 0 | 0 | 0 | 0 | 0 | 0 | 0 | 0 | 0 | 0
2016-07-01 12:00 | 0 | 0 | 0 | 0 | 0 | 153180.0869 | 70979.9355 | 450070 | 0 | 0 | 0 | 0 | 646964.9032 | 217885.6183 | 0 | 0 | 0 | 0 | 0 | 0 | 0 | 0 | 0 | 0 | 0 | 0 | 0 | 0 | 0 | -116967.1685 | 0 | 108942.8092 | 0 | 0 | 0 | 0 | 0 | 0 | 0 | 0 | 0 | 0 | 0 | 0 | 0
2016-07-01 13:00 | 0 | 0 | 0 | 0 | 0 | 178271.5423 | 298241.9247 | 478324 | 0 | 0 | 0 | 0 | 645154.3702 | 217885.6183 | 0 | 0 | 0 | 0 | 0 | 0 | 0 | 0 | 0 | 0 | 0 | 0 | 0 | 0 | 0 | -1810.5329 | 0 | 0 | 0 | 0 | 0 | 0 | 0 | 0 | 0 | 0 | 0 | 0 | 0 | 0 | 0
2016-07-01 14:00 | 0 | 0 | 0 | 0 | 0 | 0 | 501932.299 | 508012 | 0 | 0 | 0 | 0 | 639074.6693 | 217885.6183 | 0 | 0 | 0 | 0 | 0 | 0 | 0 | 0 | 0 | 0 | 0 | 0 | 0 | 0 | 0 | -6079.701 | 0 | 0 | 0 | 0 | 0 | 0 | 0 | 0 | 0 | 0 | 0 | 0 | 0 | 0 | 0
2016-07-01 15:00 | 0 | 0 | 0 | 0 | 0 | 0 | 619065.8454 | 535615 | 0 | 0 | 0 | 0 | 722525.5146 | 217885.6183 | 0 | 0 | 0 | 0 | 0 | 0 | 0 | 0 | 0 | 0 | 0 | 0 | 0 | 0 | 0 | 83450.8454 | 0 | 0 | 0 | 0 | 0 | 0 | 0 | 0 | 0 | 0 | 0 | 0 | 0 | 0 | 0
2016-07-01 16:00 | 0 | 0 | 0 | 0 | 0 | 40170.8692 | 669211.4266 | 559186 | 0 | 0 | 0 | 0 | 981664.6196 | 108942.8092 | 0 | 0 | 0 | 0 | 0 | 0 | 0 | 0 | 0 | 0 | 0 | 0 | 0 | 0 | 0 | 259139.105 | 0 | 108942.8092 | 0 | 0 | 0 | 0 | 0 | 0 | 0 | 0 | 0 | 0 | 0 | 0 | 0
2016-07-01 17:00 | 0 | 0 | 0 | 0 | 0 | 143589.0636 | 687411.9841 | 579245 | 0 | 0 | 0 | 0 | 1233420.6673 | 108942.8092 | 0 | 0 | 0 | 0 | 0 | 0 | 0 | 0 | 0 | 0 | 0 | 0 | 0 | 0 | 0 | 251756.0477 | 0 | 0 | 0 | 0 | 0 | 0 | 0 | 0 | 0 | 0 | 0 | 0 | 0 | 0 | 0
2016-07-01 18:00 | 0 | 0 | 0 | 0 | 0 | 146130.6901 | 677190.6999 | 595305 | 0 | 0 | 0 | 0 | 1461437.0572 | 108942.8092 | 0 | 0 | 0 | 0 | 0 | 0 | 0 | 0 | 0 | 0 | 0 | 0 | 0 | 0 | 0 | 228016.3899 | 0 | 0 | 0 | 0 | 0 | 0 | 0 | 0 | 0 | 0 | 0 | 0 | 0 | 0 | 0
2016-07-01 19:00 | 0 | 0 | 0 | 0 | 0 | 0 | 652847.5526 | 605699 | 0 | 0 | 0 | 0 | 1508585.6098 | 108942.8092 | 0 | 0 | 0 | 0 | 0 | 0 | 0 | 0 | 0 | 0 | 0 | 0 | 0 | 0 | 0 | 47148.5526 | 0 | 0 | 0 | 0 | 0 | 0 | 0 | 0 | 0 | 0 | 0 | 0 | 0 | 0 | 0
2016-07-01 20:00 | 0 | 0 | 0 | 0 | 0 | 0 | 616636.5233 | 611337 | 0 | 0 | 0 | 0 | 1513885.1331 | 108942.8092 | 0 | 0 | 0 | 0 | 0 | 0 | 0 | 0 | 0 | 0 | 0 | 0 | 0 | 0 | 0 | 5299.5233 | 0 | 0 | 0 | 0 | 0 | 0 | 0 | 0 | 0 | 0 | 0 | 0 | 0 | 0 | 0
2016-07-01 21:00 | 0 | 0 | 0 | 0 | 0 | 0 | 557620.44 | 611951 | 0 | 0 | 0 | 0 | 1568497.3823 | 0 | 0 | 0 | 0 | 0 | 0 | 0 | 0 | 0 | 0 | 0 | 0 | 0 | 0 | 0 | 0 | 54612.2492 | 0 | 108942.8092 | 0 | 0 | 0 | 0 | 0 | 0 | 0 | 0 | 0 | 0 | 0 | 0 | 0
2016-07-01 22:00 | 0 | 0 | 0 | 0 | 0 | 189380.7195 | 491939.4151 | 605031 | 0 | 0 | 0 | 0 | 1644786.5169 | 0 | 0 | 0 | 0 | 0 | 0 | 0 | 0 | 0 | 0 | 0 | 0 | 0 | 0 | 0 | 0 | 76289.1346 | 0 | 0 | 0 | 0 | 0 | 0 | 0 | 0 | 0 | 0 | 0 | 0 | 0 | 0 | 0
2016-07-01 23:00 | 0 | 0 | 0 | 0 | 0 | 201989.5913 | 406202.9845 | 590638 | 0 | 0 | 0 | 0 | 1662341.0927 | 0 | 0 | 0 | 0 | 0 | 0 | 0 | 0 | 0 | 0 | 0 | 0 | 0 | 0 | 0 | 0 | 17554.5758 | 0 | 0 | 0 | 0 | 0 | 0 | 0 | 0 | 0 | 0 | 0 | 0 | 0 | 0 | 0
2016-07-02 | 0 | 0 | 0 | 0 | 0 | 160107.7204 | 301545.6541 | 571712 | 0 | 0 | 0 | 0 | 1552282.4672 | 0 | 0 | 0 | 0 | 0 | 0 | 0 | 0 | 0 | 0 | 0 | 0 | 0 | 0 | 0 | 0 | -110058.6255 | 0 | 0 | 0 | 0 | 0 | 0 | 0 | 0 | 0 | 0 | 0 | 0 | 0 | 0 | 0
2016-07-02 01:00 | 0 | 0 | 0 | 0 | 0 | 291304.9718 | 174054.0555 | 554807 | 0 | 0 | 0 | 0 | 1462834.4945 | 0 | 0 | 0 | 0 | 0 | 0 | 0 | 0 | 0 | 0 | 0 | 0 | 0 | 0 | 0 | 0 | -89447.9727 | 0 | 0 | 0 | 0 | 0 | 0 | 0 | 0 | 0 | 0 | 0 | 0 | 0 | 0 | 0
2016-07-02 02:00 | 0 | 0 | 0 | 0 | 0 | 369097.0107 | 38199.0393 | 531328 | 0 | 0 | 0 | 0 | 1338802.5445 | 0 | 0 | 0 | 0 | 0 | 0 | 0 | 0 | 0 | 0 | 0 | 0 | 0 | 0 | 0 | 0 | -124031.95 | 0 | 0 | 0 | 0 | 0 | 0 | 0 | 0 | 0 | 0 | 0 | 0 | 0 | 0 | 0
2016-07-02 03:00 | 0 | 0 | 0 | 0 | 0 | 405174.065 | 2.0253 | 499376 | 0 | 0 | 0 | 0 | 1244602.6349 | 0 | 0 | 0 | 0 | 0 | 0 | 0 | 0 | 0 | 0 | 0 | 0 | 0 | 0 | 0 | 0 | -94199.9096 | 0 | 0 | 0 | 0 | 0 | 0 | 0 | 0 | 0 | 0 | 0 | 0 | 0 | 0 | 0
2016-07-02 04:00 | 0 | 0 | 0 | 0 | 0 | 207495.895 | 0 | 466635 | 0 | 0 | 0 | 0 | 985463.5299 | 0 | 0 | 0 | 0 | 0 | 0 | 0 | 0 | 0 | 0 | 0 | 0 | 0 | 0 | 0 | 0 | -259139.105 | 0 | 0 | 0 | 0 | 0 | 0 | 0 | 0 | 0 | 0 | 0 | 0 | 0 | 0 | 0
2016-07-02 05:00 | 0 | 0 | 0 | 0 | 0 | 370784.9772 | 0 | 439718 | 0 | 0 | 0 | 0 | 916530.5071 | 0 | 0 | 0 | 0 | 0 | 0 | 0 | 0 | 0 | 0 | 0 | 0 | 0 | 0 | 0 | 0 | -68933.0228 | 0 | 0 | 0 | 0 | 0 | 0 | 0 | 0 | 0 | 0 | 0 | 0 | 0 | 0 | 0
2016-07-02 06:00 | 0 | 0 | 0 | 0 | 0 | 350787.8638 | 0 | 416966 | 0 | 0 | 0 | 0 | 850352.3709 | 0 | 0 | 0 | 0 | 0 | 0 | 0 | 0 | 0 | 0 | 0 | 0 | 0 | 0 | 0 | 0 | -66178.1362 | 0 | 0 | 0 | 0 | 0 | 0 | 0 | 0 | 0 | 0 | 0 | 0 | 0 | 0 | 0
2016-07-02 07:00 | 0 | 0 | 0 | 0 | 0 | 325561.1336 | 0 | 399240 | 0 | 0 | 0 | 0 | 776673.5045 | 0 | 0 | 0 | 0 | 0 | 0 | 0 | 0 | 0 | 0 | 0 | 0 | 0 | 0 | 0 | 0 | -73678.8664 | 0 | 0 | 0 | 0 | 0 | 0 | 0 | 0 | 0 | 0 | 0 | 0 | 0 | 0 | 0
2016-07-02 08:00 | 0 | 0 | 0 | 0 | 0 | 128030.895 | 0 | 387170 | 0 | 0 | 0 | 0 | 517534.3995 | 0 | 0 | 0 | 0 | 0 | 0 | 0 | 0 | 0 | 0 | 0 | 0 | 0 | 0 | 0 | 0 | -259139.105 | 0 | 0 | 0 | 0 | 0 | 0 | 0 | 0 | 0 | 0 | 0 | 0 | 0 | 0 | 0
2016-07-02 09:00 | 0 | 0 | 0 | 0 | 0 | 283747.2567 | 0 | 380581 | 0 | 0 | 0 | 0 | 420700.6562 | 0 | 0 | 0 | 0 | 0 | 0 | 0 | 0 | 0 | 0 | 0 | 0 | 0 | 0 | 0 | 0 | -96833.7433 | 0 | 0 | 0 | 0 | 0 | 0 | 0 | 0 | 0 | 0 | 0 | 0 | 0 | 0 | 0
2016-07-02 10:00 | 0 | 0 | 0 | 0 | 0 | 264967.8613 | 0 | 378094 | 0 | 0 | 0 | 0 | 307574.5175 | 0 | 0 | 0 | 0 | 0 | 0 | 0 | 0 | 0 | 0 | 0 | 0 | 0 | 0 | 0 | 0 | -113126.1387 | 0 | 0 | 0 | 0 | 0 | 0 | 0 | 0 | 0 | 0 | 0 | 0 | 0 | 0 | 0
2016-07-02 11:00 | 0 | 0 | 0 | 0 | 0 | 230678.2569 | 5.828 | 383661 | 0 | 0 | 0 | 0 | 154597.6023 | 0 | 0 | 0 | 0 | 0 | 0 | 0 | 0 | 0 | 0 | 0 | 0 | 0 | 0 | 0 | 0 | -152976.9152 | 0 | 0 | 0 | 0 | 0 | 0 | 0 | 0 | 0 | 0 | 0 | 0 | 0 | 0 | 0
2016-07-02 12:00 | 0 | 0 | 0 | 0 | 0 | 144634.7485 | 101383.6492 | 400616 | 0 | 0 | 0 | 0 | 0 | 0 | 0 | 0 | 0 | 0 | 0 | 0 | 0 | 0 | 0 | 0 | 0 | 0 | 0 | 0 | 0 | -154597.6023 | 0 | 0 | 0 | 0 | 0 | 0 | 0 | 0 | 0 | 0 | 0 | 0 | 0 | 0 | 0
2016-07-02 13:00 | 0 | 0 | 0 | 0 | 0 | 34296.8391 | 392173.1609 | 426470 | 0 | 0 | 0 | 0 | 0 | 0 | 0 | 0 | 0 | 0 | 0 | 0 | 0 | 0 | 0 | 0 | 0 | 0 | 0 | 0 | 0 | 0 | 0 | 0 | 0 | 0 | 0 | 0 | 0 | 0 | 0 | 0 | 0 | 0 | 0 | 0 | 0
2016-07-02 14:00 | 0 | 0 | 0 | 0 | 0 | 96304.0328 | 606903.1335 | 455527 | 0 | 0 | 0 | 0 | 247680.1663 | 0 | 0 | 0 | 0 | 0 | 0 | 0 | 0 | 0 | 0 | 0 | 0 | 0 | 0 | 0 | 0 | 247680.1663 | 0 | 0 | 0 | 0 | 0 | 0 | 0 | 0 | 0 | 0 | 0 | 0 | 0 | 0 | 0
2016-07-02 15:00 | 0 | 0 | 0 | 0 | 0 | 0 | 719465.5681 | 483095 | 0 | 0 | 0 | 0 | 484050.7345 | 0 | 0 | 0 | 0 | 0 | 0 | 0 | 0 | 0 | 0 | 0 | 0 | 0 | 0 | 0 | 0 | 236370.5681 | 0 | 0 | 0 | 0 | 0 | 0 | 0 | 0 | 0 | 0 | 0 | 0 | 0 | 0 | 0
2016-07-02 16:00 | 0 | 0 | 0 | 0 | 0 | 0 | 760145.0058 | 505288 | 0 | 0 | 0 | 0 | 738907.7403 | 0 | 0 | 0 | 0 | 0 | 0 | 0 | 0 | 0 | 0 | 0 | 0 | 0 | 0 | 0 | 0 | 254857.0058 | 0 | 0 | 0 | 0 | 0 | 0 | 0 | 0 | 0 | 0 | 0 | 0 | 0 | 0 | 0
2016-07-02 17:00 | 0 | 0 | 0 | 0 | 0 | 0 | 765819.1587 | 521550 | 0 | 0 | 0 | 0 | 983176.899 | 0 | 0 | 0 | 0 | 0 | 0 | 0 | 0 | 0 | 0 | 0 | 0 | 0 | 0 | 0 | 0 | 244269.1587 | 0 | 0 | 0 | 0 | 0 | 0 | 0 | 0 | 0 | 0 | 0 | 0 | 0 | 0 | 0
2016-07-02 18:00 | 0 | 0 | 0 | 0 | 0 | 0 | 753696.603 | 534147 | 0 | 0 | 0 | 0 | 1202726.502 | 0 | 0 | 0 | 0 | 0 | 0 | 0 | 0 | 0 | 0 | 0 | 0 | 0 | 0 | 0 | 0 | 219549.603 | 0 | 0 | 0 | 0 | 0 | 0 | 0 | 0 | 0 | 0 | 0 | 0 | 0 | 0 | 0
2016-07-02 19:00 | 0 | 0 | 0 | 0 | 0 | 0 | 736581.9644 | 543318 | 0 | 0 | 0 | 0 | 1395990.4664 | 0 | 0 | 0 | 0 | 0 | 0 | 0 | 0 | 0 | 0 | 0 | 0 | 0 | 0 | 0 | 0 | 193263.9644 | 0 | 0 | 0 | 0 | 0 | 0 | 0 | 0 | 0 | 0 | 0 | 0 | 0 | 0 | 0
2016-07-02 20:00 | 0 | 0 | 0 | 0 | 0 | 0 | 715123.7454 | 550529 | 0 | 0 | 0 | 0 | 1560585.2118 | 0 | 0 | 0 | 0 | 0 | 0 | 0 | 0 | 0 | 0 | 0 | 0 | 0 | 0 | 0 | 0 | 164594.7454 | 0 | 0 | 0 | 0 | 0 | 0 | 0 | 0 | 0 | 0 | 0 | 0 | 0 | 0 | 0
2016-07-02 21:00 | 0 | 0 | 0 | 0 | 0 | 0 | 679401.6625 | 553668 | 0 | 0 | 0 | 0 | 1686318.8742 | 0 | 0 | 0 | 0 | 0 | 0 | 0 | 0 | 0 | 0 | 0 | 0 | 0 | 0 | 0 | 0 | 125733.6625 | 0 | 0 | 0 | 0 | 0 | 0 | 0 | 0 | 0 | 0 | 0 | 0 | 0 | 0 | 0
2016-07-02 22:00 | 0 | 0 | 0 | 0 | 0 | 0 | 634316.2985 | 551163 | 0 | 0 | 0 | 0 | 1769472.1728 | 0 | 0 | 0 | 0 | 0 | 0 | 0 | 0 | 0 | 0 | 0 | 0 | 0 | 0 | 0 | 0 | 83153.2985 | 0 | 0 | 0 | 0 | 0 | 0 | 0 | 0 | 0 | 0 | 0 | 0 | 0 | 0 | 0
2016-07-02 23:00 | 0 | 0 | 0 | 0 | 0 | 0 | 558358.4771 | 541555 | 0 | 0 | 0 | 0 | 1786275.6499 | 0 | 0 | 0 | 0 | 0 | 0 | 0 | 0 | 0 | 0 | 0 | 0 | 0 | 0 | 0 | 0 | 16803.4771 | 0 | 0 | 0 | 0 | 0 | 0 | 0 | 0 | 0 | 0 | 0 | 0 | 0 | 0 | 0
2016-07-03 | 0 | 0 | 0 | 0 | 0 | 267944.7331 | 444744.3381 | 529567 | 0 | 0 | 0 | 0 | 1969397.721 | 0 | 0 | 0 | 0 | 0 | 0 | 0 | 0 | 0 | 0 | 0 | 0 | 0 | 0 | 0 | 0 | 183122.0712 | 0 | 0 | 0 | 0 | 0 | 0 | 0 | 0 | 0 | 0 | 0 | 0 | 0 | 0 | 0
2016-07-03 01:00 | 0 | 0 | 0 | 0 | 0 | 0 | 267666.0443 | 519482 | 0 | 0 | 0 | 0 | 1717581.7654 | 0 | 0 | 0 | 0 | 0 | 0 | 0 | 0 | 0 | 0 | 0 | 0 | 0 | 0 | 0 | 0 | -251815.9557 | 0 | 0 | 0 | 0 | 0 | 0 | 0 | 0 | 0 | 0 | 0 | 0 | 0 | 0 | 0
2016-07-03 02:00 | 0 | 0 | 0 | 0 | 0 | 448440.4251 | 40646.4084 | 501337 | 0 | 0 | 0 | 0 | 1705331.599 | 0 | 0 | 0 | 0 | 0 | 0 | 0 | 0 | 0 | 0 | 0 | 0 | 0 | 0 | 0 | 0 | -12250.1664 | 0 | 0 | 0 | 0 | 0 | 0 | 0 | 0 | 0 | 0 | 0 | 0 | 0 | 0 | 0
2016-07-03 03:00 | 0 | 0 | 0 | 0 | 0 | 215901.2314 | 1.6637 | 475042 | 0 | 0 | 0 | 0 | 1446192.494 | 0 | 0 | 0 | 0 | 0 | 0 | 0 | 0 | 0 | 0 | 0 | 0 | 0 | 0 | 0 | 0 | -259139.105 | 0 | 0 | 0 | 0 | 0 | 0 | 0 | 0 | 0 | 0 | 0 | 0 | 0 | 0 | 0
2016-07-03 04:00 | 0 | 0 | 0 | 0 | 0 | 188502.895 | 0 | 447642 | 0 | 0 | 0 | 0 | 1187053.3891 | 0 | 0 | 0 | 0 | 0 | 0 | 0 | 0 | 0 | 0 | 0 | 0 | 0 | 0 | 0 | 0 | -259139.105 | 0 | 0 | 0 | 0 | 0 | 0 | 0 | 0 | 0 | 0 | 0 | 0 | 0 | 0 | 0
2016-07-03 05:00 | 0 | 0 | 0 | 0 | 0 | 456962.945 | 0 | 423652 | 0 | 0 | 0 | 0 | 1220364.334 | 0 | 0 | 0 | 0 | 0 | 0 | 0 | 0 | 0 | 0 | 0 | 0 | 0 | 0 | 0 | 0 | 33310.945 | 0 | 0 | 0 | 0 | 0 | 0 | 0 | 0 | 0 | 0 | 0 | 0 | 0 | 0 | 0
2016-07-03 06:00 | 0 | 0 | 0 | 0 | 0 | 159959.8766 | 0 | 404833 | 0 | 0 | 0 | 0 | 961225.2291 | 14265.9815 | 0 | 0 | 0 | 0 | 0 | 0 | 0 | 0 | 0 | 0 | 0 | 0 | 0 | 0 | 0 | -259139.105 | 14265.9815 | 0 | 0 | 0 | 0 | 0 | 0 | 0 | 0 | 0 | 0 | 0 | 0 | 0 | 0
2016-07-03 07:00 | 0 | 0 | 0 | 0 | 0 | 130075.895 | 0 | 389215 | 0 | 0 | 0 | 0 | 702086.1241 | 14265.9815 | 0 | 0 | 0 | 0 | 0 | 0 | 0 | 0 | 0 | 0 | 0 | 0 | 0 | 0 | 0 | -259139.105 | 0 | 0 | 0 | 0 | 0 | 0 | 0 | 0 | 0 | 0 | 0 | 0 | 0 | 0 | 0
2016-07-03 08:00 | 0 | 0 | 0 | 0 | 0 | 453477.1907 | 0 | 378146 | 0 | 0 | 0 | 0 | 777417.3149 | 14265.9815 | 0 | 0 | 0 | 0 | 0 | 0 | 0 | 0 | 0 | 0 | 0 | 0 | 0 | 0 | 0 | 75331.1907 | 0 | 0 | 0 | 0 | 0 | 0 | 0 | 0 | 0 | 0 | 0 | 0 | 0 | 0 | 0
2016-07-03 09:00 | 0 | 0 | 0 | 0 | 0 | 113201.895 | 0 | 372341 | 0 | 0 | 0 | 0 | 518278.2099 | 14265.9815 | 0 | 0 | 0 | 0 | 0 | 0 | 0 | 0 | 0 | 0 | 0 | 0 | 0 | 0 | 0 | -259139.105 | 0 | 0 | 0 | 0 | 0 | 0 | 0 | 0 | 0 | 0 | 0 | 0 | 0 | 0 | 0
2016-07-03 10:00 | 0 | 0 | 0 | 0 | 0 | 109750.895 | 0 | 368890 | 0 | 0 | 0 | 0 | 259139.105 | 14265.9815 | 0 | 0 | 0 | 0 | 0 | 0 | 0 | 0 | 0 | 0 | 0 | 0 | 0 | 0 | 0 | -259139.105 | 0 | 0 | 0 | 0 | 0 | 0 | 0 | 0 | 0 | 0 | 0 | 0 | 0 | 0 | 0
2016-07-03 11:00 | 0 | 0 | 0 | 0 | 0 | 112562.9064 | 3.9886 | 371706 | 0 | 0 | 0 | 0 | 0 | 14265.9815 | 0 | 0 | 0 | 0 | 0 | 0 | 0 | 0 | 0 | 0 | 0 | 0 | 0 | 0 | 0 | -259139.105 | 0 | 0 | 0 | 0 | 0 | 0 | 0 | 0 | 0 | 0 | 0 | 0 | 0 | 0 | 0
2016-07-03 12:00 | 0 | 0 | 0 | 0 | 0 | 252486.3879 | 137277.2622 | 386611 | 0 | 0 | 0 | 0 | 3152.6502 | 14265.9815 | 0 | 0 | 0 | 0 | 0 | 0 | 0 | 0 | 0 | 0 | 0 | 0 | 0 | 0 | 0 | 3152.6502 | 0 | 0 | 0 | 0 | 0 | 0 | 0 | 0 | 0 | 0 | 0 | 0 | 0 | 0 | 0
2016-07-03 13:00 | 0 | 0 | 0 | 0 | 0 | 11462.4793 | 501578.8104 | 411545 | 0 | 0 | 0 | 0 | 104648.9398 | 14265.9815 | 0 | 0 | 0 | 0 | 0 | 0 | 0 | 0 | 0 | 0 | 0 | 0 | 0 | 0 | 0 | 101496.2896 | 0 | 0 | 0 | 0 | 0 | 0 | 0 | 0 | 0 | 0 | 0 | 0 | 0 | 0 | 0
2016-07-03 14:00 | 0 | 0 | 0 | 0 | 0 | 0 | 694026.736 | 439309 | 0 | 0 | 0 | 0 | 359366.6758 | 14265.9815 | 0 | 0 | 0 | 0 | 0 | 0 | 0 | 0 | 0 | 0 | 0 | 0 | 0 | 0 | 0 | 254717.736 | 0 | 0 | 0 | 0 | 0 | 0 | 0 | 0 | 0 | 0 | 0 | 0 | 0 | 0 | 0
2016-07-03 15:00 | 0 | 0 | 0 | 0 | 0 | 0 | 738248.0865 | 464843 | 0 | 0 | 0 | 0 | 618505.7807 | 28531.9631 | 0 | 0 | 0 | 0 | 0 | 0 | 0 | 0 | 0 | 0 | 0 | 0 | 0 | 0 | 0 | 259139.105 | 14265.9815 | 0 | 0 | 0 | 0 | 0 | 0 | 0 | 0 | 0 | 0 | 0 | 0 | 0 | 0
2016-07-03 16:00 | 0 | 0 | 0 | 0 | 0 | 0 | 761870.0865 | 488465 | 0 | 0 | 0 | 0 | 877644.8857 | 42797.9446 | 0 | 0 | 0 | 0 | 0 | 0 | 0 | 0 | 0 | 0 | 0 | 0 | 0 | 0 | 0 | 259139.105 | 14265.9815 | 0 | 0 | 0 | 0 | 0 | 0 | 0 | 0 | 0 | 0 | 0 | 0 | 0 | 0
2016-07-03 17:00 | 0 | 0 | 0 | 0 | 0 | 0 | 779948.0865 | 506543 | 0 | 0 | 0 | 0 | 1136783.9906 | 57063.9261 | 0 | 0 | 0 | 0 | 0 | 0 | 0 | 0 | 0 | 0 | 0 | 0 | 0 | 0 | 0 | 259139.105 | 14265.9815 | 0 | 0 | 0 | 0 | 0 | 0 | 0 | 0 | 0 | 0 | 0 | 0 | 0 | 0
2016-07-03 18:00 | 0 | 0 | 0 | 0 | 0 | 0 | 794239.0865 | 520834 | 0 | 0 | 0 | 0 | 1395923.0956 | 71329.9077 | 0 | 0 | 0 | 0 | 0 | 0 | 0 | 0 | 0 | 0 | 0 | 0 | 0 | 0 | 0 | 259139.105 | 14265.9815 | 0 | 0 | 0 | 0 | 0 | 0 | 0 | 0 | 0 | 0 | 0 | 0 | 0 | 0
2016-07-03 19:00 | 0 | 0 | 0 | 0 | 0 | 0 | 804495.0865 | 531090 | 0 | 0 | 0 | 0 | 1655062.2005 | 85595.8892 | 0 | 0 | 0 | 0 | 0 | 0 | 0 | 0 | 0 | 0 | 0 | 0 | 0 | 0 | 0 | 259139.105 | 14265.9815 | 0 | 0 | 0 | 0 | 0 | 0 | 0 | 0 | 0 | 0 | 0 | 0 | 0 | 0
2016-07-03 20:00 | 0 | 0 | 0 | 0 | 0 | 0 | 811551.0865 | 538146 | 0 | 0 | 0 | 0 | 1914201.3055 | 99861.8707 | 0 | 0 | 0 | 0 | 0 | 0 | 0 | 0 | 0 | 0 | 0 | 0 | 0 | 0 | 0 | 259139.105 | 14265.9815 | 0 | 0 | 0 | 0 | 0 | 0 | 0 | 0 | 0 | 0 | 0 | 0 | 0 | 0
2016-07-03 21:00 | 0 | 0 | 0 | 0 | 0 | 0 | 808894.6475 | 542328 | 0 | 0 | 0 | 0 | 2173340.4104 | 107289.4132 | 0 | 0 | 0 | 0 | 0 | 0 | 0 | 0 | 0 | 0 | 0 | 0 | 0 | 0 | 0 | 259139.105 | 7427.5425 | 0 | 0 | 0 | 0 | 0 | 0 | 0 | 0 | 0 | 0 | 0 | 0 | 0 | 0
2016-07-03 22:00 | 0 | 0 | 0 | 0 | 0 | 0 | 781746.9017 | 540729 | 0 | 0 | 0 | 0 | 2414358.3122 | 107289.4132 | 0 | 0 | 0 | 0 | 0 | 0 | 0 | 0 | 0 | 0 | 0 | 0 | 0 | 0 | 0 | 241017.9017 | 0 | 0 | 0 | 0 | 0 | 0 | 0 | 0 | 0 | 0 | 0 | 0 | 0 | 0 | 0
2016-07-03 23:00 | 0 | 0 | 0 | 0 | 0 | 0 | 713376.5398 | 532210 | 0 | 0 | 0 | 0 | 2595524.8519 | 107289.4132 | 0 | 0 | 0 | 0 | 0 | 0 | 0 | 0 | 0 | 0 | 0 | 0 | 0 | 0 | 0 | 181166.5398 | 0 | 0 | 0 | 0 | 0 | 0 | 0 | 0 | 0 | 0 | 0 | 0 | 0 | 0 | 0
2016-07-04 | 0 | 0 | 0 | 0 | 0 | 0 | 576955.3132 | 521496 | 0 | 0 | 0 | 0 | 2758273.5784 | 0 | 0 | 0 | 0 | 0 | 0 | 0 | 0 | 0 | 0 | 0 | 0 | 0 | 0 | 0 | 0 | 162748.7265 | 0 | 107289.4132 | 0 | 0 | 0 | 0 | 0 | 0 | 0 | 0 | 0 | 0 | 0 | 0 | 0
2016-07-04 01:00 | 0 | 0 | 0 | 0 | 0 | 0 | 336095.4268 | 511466 | 0 | 0 | 0 | 0 | 2582903.0052 | 0 | 0 | 0 | 0 | 0 | 0 | 0 | 0 | 0 | 0 | 0 | 0 | 0 | 0 | 0 | 0 | -175370.5732 | 0 | 0 | 0 | 0 | 0 | 0 | 0 | 0 | 0 | 0 | 0 | 0 | 0 | 0 | 0
2016-07-04 02:00 | 0 | 0 | 0 | 0 | 0 | 433979.6711 | 45968.9729 | 495426 | 0 | 0 | 0 | 0 | 2567425.6493 | 0 | 0 | 0 | 0 | 0 | 0 | 0 | 0 | 0 | 0 | 0 | 0 | 0 | 0 | 0 | 0 | -15477.356 | 0 | 0 | 0 | 0 | 0 | 0 | 0 | 0 | 0 | 0 | 0 | 0 | 0 | 0 | 0
2016-07-04 03:00 | 0 | 0 | 0 | 0 | 0 | 212810.3737 | 2.5213 | 471952 | 0 | 0 | 0 | 0 | 2308286.5443 | 0 | 0 | 0 | 0 | 0 | 0 | 0 | 0 | 0 | 0 | 0 | 0 | 0 | 0 | 0 | 0 | -259139.105 | 0 | 0 | 0 | 0 | 0 | 0 | 0 | 0 | 0 | 0 | 0 | 0 | 0 | 0 | 0
2016-07-04 04:00 | 0 | 0 | 0 | 0 | 0 | 185546.895 | 0 | 444686 | 0 | 0 | 0 | 0 | 2049147.4393 | 0 | 0 | 0 | 0 | 0 | 0 | 0 | 0 | 0 | 0 | 0 | 0 | 0 | 0 | 0 | 0 | -259139.105 | 0 | 0 | 0 | 0 | 0 | 0 | 0 | 0 | 0 | 0 | 0 | 0 | 0 | 0 | 0
2016-07-04 05:00 | 0 | 0 | 0 | 0 | 0 | 161810.895 | 0 | 420950 | 0 | 0 | 0 | 0 | 1790008.3344 | 0 | 0 | 0 | 0 | 0 | 0 | 0 | 0 | 0 | 0 | 0 | 0 | 0 | 0 | 0 | 0 | -259139.105 | 0 | 0 | 0 | 0 | 0 | 0 | 0 | 0 | 0 | 0 | 0 | 0 | 0 | 0 | 0
2016-07-04 06:00 | 0 | 0 | 0 | 0 | 0 | 155885.8766 | 0 | 400759 | 0 | 0 | 0 | 0 | 1530869.2294 | 14265.9815 | 0 | 0 | 0 | 0 | 0 | 0 | 0 | 0 | 0 | 0 | 0 | 0 | 0 | 0 | 0 | -259139.105 | 14265.9815 | 0 | 0 | 0 | 0 | 0 | 0 | 0 | 0 | 0 | 0 | 0 | 0 | 0 | 0
2016-07-04 07:00 | 0 | 0 | 0 | 0 | 0 | 126683.895 | 0 | 385823 | 0 | 0 | 0 | 0 | 1271730.1245 | 14265.9815 | 0 | 0 | 0 | 0 | 0 | 0 | 0 | 0 | 0 | 0 | 0 | 0 | 0 | 0 | 0 | -259139.105 | 0 | 0 | 0 | 0 | 0 | 0 | 0 | 0 | 0 | 0 | 0 | 0 | 0 | 0 | 0
2016-07-04 08:00 | 0 | 0 | 0 | 0 | 0 | 118808.895 | 0 | 377948 | 0 | 0 | 0 | 0 | 1012591.0195 | 14265.9815 | 0 | 0 | 0 | 0 | 0 | 0 | 0 | 0 | 0 | 0 | 0 | 0 | 0 | 0 | 0 | -259139.105 | 0 | 0 | 0 | 0 | 0 | 0 | 0 | 0 | 0 | 0 | 0 | 0 | 0 | 0 | 0
2016-07-04 09:00 | 0 | 0 | 0 | 0 | 0 | 115883.895 | 0 | 375023 | 0 | 0 | 0 | 0 | 753451.9146 | 14265.9815 | 0 | 0 | 0 | 0 | 0 | 0 | 0 | 0 | 0 | 0 | 0 | 0 | 0 | 0 | 0 | -259139.105 | 0 | 0 | 0 | 0 | 0 | 0 | 0 | 0 | 0 | 0 | 0 | 0 | 0 | 0 | 0
2016-07-04 10:00 | 0 | 0 | 0 | 0 | 0 | 114486.895 | 0 | 373626 | 0 | 0 | 0 | 0 | 494312.8096 | 14265.9815 | 0 | 0 | 0 | 0 | 0 | 0 | 0 | 0 | 0 | 0 | 0 | 0 | 0 | 0 | 0 | -259139.105 | 0 | 0 | 0 | 0 | 0 | 0 | 0 | 0 | 0 | 0 | 0 | 0 | 0 | 0 | 0
2016-07-04 11:00 | 0 | 0 | 0 | 0 | 0 | 330042.6535 | 12.1933 | 376666 | 0 | 0 | 0 | 0 | 447701.6564 | 14265.9815 | 0 | 0 | 0 | 0 | 0 | 0 | 0 | 0 | 0 | 0 | 0 | 0 | 0 | 0 | 0 | -46611.1532 | 0 | 0 | 0 | 0 | 0 | 0 | 0 | 0 | 0 | 0 | 0 | 0 | 0 | 0 | 0
2016-07-04 12:00 | 0 | 0 | 0 | 0 | 0 | 0 | 177639.633 | 392312 | 0 | 0 | 0 | 0 | 233029.2894 | 14265.9815 | 0 | 0 | 0 | 0 | 0 | 0 | 0 | 0 | 0 | 0 | 0 | 0 | 0 | 0 | 0 | -214672.367 | 0 | 0 | 0 | 0 | 0 | 0 | 0 | 0 | 0 | 0 | 0 | 0 | 0 | 0 | 0
2016-07-04 13:00 | 0 | 0 | 0 | 0 | 0 | 0 | 549709.7972 | 418892 | 0 | 0 | 0 | 0 | 363847.0866 | 14265.9815 | 0 | 0 | 0 | 0 | 0 | 0 | 0 | 0 | 0 | 0 | 0 | 0 | 0 | 0 | 0 | 130817.7972 | 0 | 0 | 0 | 0 | 0 | 0 | 0 | 0 | 0 | 0 | 0 | 0 | 0 | 0 | 0
2016-07-04 14:00 | 0 | 0 | 0 | 0 | 0 | 0 | 716176.3488 | 450265 | 0 | 0 | 0 | 0 | 622986.1915 | 21038.2253 | 0 | 0 | 0 | 0 | 0 | 0 | 0 | 0 | 0 | 0 | 0 | 0 | 0 | 0 | 0 | 259139.105 | 6772.2438 | 0 | 0 | 0 | 0 | 0 | 0 | 0 | 0 | 0 | 0 | 0 | 0 | 0 | 0
2016-07-04 15:00 | 0 | 0 | 0 | 0 | 0 | 0 | 753117.0865 | 479712 | 0 | 0 | 0 | 0 | 882125.2965 | 35304.2069 | 0 | 0 | 0 | 0 | 0 | 0 | 0 | 0 | 0 | 0 | 0 | 0 | 0 | 0 | 0 | 259139.105 | 14265.9815 | 0 | 0 | 0 | 0 | 0 | 0 | 0 | 0 | 0 | 0 | 0 | 0 | 0 | 0
2016-07-04 16:00 | 0 | 0 | 0 | 0 | 0 | 0 | 778530.0865 | 505125 | 0 | 0 | 0 | 0 | 1141264.4014 | 49570.1884 | 0 | 0 | 0 | 0 | 0 | 0 | 0 | 0 | 0 | 0 | 0 | 0 | 0 | 0 | 0 | 259139.105 | 14265.9815 | 0 | 0 | 0 | 0 | 0 | 0 | 0 | 0 | 0 | 0 | 0 | 0 | 0 | 0
2016-07-04 17:00 | 0 | 0 | 0 | 0 | 0 | 0 | 798121.0865 | 524716 | 0 | 0 | 0 | 0 | 1400403.5064 | 63836.1699 | 0 | 0 | 0 | 0 | 0 | 0 | 0 | 0 | 0 | 0 | 0 | 0 | 0 | 0 | 0 | 259139.105 | 14265.9815 | 0 | 0 | 0 | 0 | 0 | 0 | 0 | 0 | 0 | 0 | 0 | 0 | 0 | 0
2016-07-04 18:00 | 0 | 0 | 0 | 0 | 0 | 0 | 813197.0865 | 539792 | 0 | 0 | 0 | 0 | 1659542.6113 | 78102.1515 | 0 | 0 | 0 | 0 | 0 | 0 | 0 | 0 | 0 | 0 | 0 | 0 | 0 | 0 | 0 | 259139.105 | 14265.9815 | 0 | 0 | 0 | 0 | 0 | 0 | 0 | 0 | 0 | 0 | 0 | 0 | 0 | 0
2016-07-04 19:00 | 0 | 0 | 0 | 0 | 0 | 0 | 824207.0865 | 550802 | 0 | 0 | 0 | 0 | 1918681.7163 | 92368.133 | 0 | 0 | 0 | 0 | 0 | 0 | 0 | 0 | 0 | 0 | 0 | 0 | 0 | 0 | 0 | 259139.105 | 14265.9815 | 0 | 0 | 0 | 0 | 0 | 0 | 0 | 0 | 0 | 0 | 0 | 0 | 0 | 0
2016-07-04 20:00 | 0 | 0 | 0 | 0 | 0 | 0 | 832996.0865 | 559591 | 0 | 0 | 0 | 0 | 2177820.8213 | 106634.1145 | 0 | 0 | 0 | 0 | 0 | 0 | 0 | 0 | 0 | 0 | 0 | 0 | 0 | 0 | 0 | 259139.105 | 14265.9815 | 0 | 0 | 0 | 0 | 0 | 0 | 0 | 0 | 0 | 0 | 0 | 0 | 0 | 0
2016-07-04 21:00 | 0 | 0 | 0 | 0 | 0 | 0 | 830918.865 | 564260 | 0 | 0 | 0 | 0 | 2436959.9262 | 114153.8746 | 0 | 0 | 0 | 0 | 0 | 0 | 0 | 0 | 0 | 0 | 0 | 0 | 0 | 0 | 0 | 259139.105 | 7519.76 | 0 | 0 | 0 | 0 | 0 | 0 | 0 | 0 | 0 | 0 | 0 | 0 | 0 | 0
2016-07-04 22:00 | 0 | 0 | 0 | 0 | 0 | 0 | 798806.3183 | 562347 | 0 | 0 | 0 | 0 | 2678630.3099 | 108942.8092 | 0 | 0 | 0 | 0 | 0 | 0 | 0 | 0 | 0 | 0 | 0 | 0 | 0 | 0 | 0 | 241670.3837 | 0 | 5211.0654 | 0 | 0 | 0 | 0 | 0 | 0 | 0 | 0 | 0 | 0 | 0 | 0 | 0
2016-07-04 23:00 | 0 | 0 | 0 | 0 | 0 | 0 | 728139.1181 | 553619 | 0 | 0 | 0 | 0 | 2853150.428 | 108942.8092 | 0 | 0 | 0 | 0 | 0 | 0 | 0 | 0 | 0 | 0 | 0 | 0 | 0 | 0 | 0 | 174520.1181 | 0 | 0 | 0 | 0 | 0 | 0 | 0 | 0 | 0 | 0 | 0 | 0 | 0 | 0 | 0
2016-07-05 | 0 | 0 | 0 | 0 | 0 | 0 | 583450.1166 | 541829 | 0 | 0 | 0 | 0 | 2894771.5446 | 108942.8092 | 0 | 0 | 0 | 0 | 0 | 0 | 0 | 0 | 0 | 0 | 0 | 0 | 0 | 0 | 0 | 41621.1166 | 0 | 0 | 0 | 0 | 0 | 0 | 0 | 0 | 0 | 0 | 0 | 0 | 0 | 0 | 0
2016-07-05 01:00 | 0 | 0 | 0 | 0 | 0 | 109427.9836 | 335574.3295 | 528918 | 0 | 0 | 0 | 0 | 2810855.8577 | 108942.8092 | 0 | 0 | 0 | 0 | 0 | 0 | 0 | 0 | 0 | 0 | 0 | 0 | 0 | 0 | 0 | -83915.6869 | 0 | 0 | 0 | 0 | 0 | 0 | 0 | 0 | 0 | 0 | 0 | 0 | 0 | 0 | 0
2016-07-05 02:00 | 0 | 0 | 0 | 0 | 0 | 444918.6556 | 42297.2222 | 512243 | 0 | 0 | 0 | 0 | 2894771.5446 | 0 | 0 | 0 | 0 | 0 | 0 | 0 | 0 | 0 | 0 | 0 | 0 | 0 | 0 | 0 | 0 | 83915.6869 | 0 | 108942.8092 | 0 | 0 | 0 | 0 | 0 | 0 | 0 | 0 | 0 | 0 | 0 | 0 | 0
2016-07-05 03:00 | 0 | 0 | 0 | 0 | 0 | 229873.4071 | 1.488 | 489014 | 0 | 0 | 0 | 0 | 2635632.4397 | 0 | 0 | 0 | 0 | 0 | 0 | 0 | 0 | 0 | 0 | 0 | 0 | 0 | 0 | 0 | 0 | -259139.105 | 0 | 0 | 0 | 0 | 0 | 0 | 0 | 0 | 0 | 0 | 0 | 0 | 0 | 0 | 0
2016-07-05 04:00 | 0 | 0 | 0 | 0 | 0 | 204285.895 | 0 | 463425 | 0 | 0 | 0 | 0 | 2376493.3347 | 0 | 0 | 0 | 0 | 0 | 0 | 0 | 0 | 0 | 0 | 0 | 0 | 0 | 0 | 0 | 0 | -259139.105 | 0 | 0 | 0 | 0 | 0 | 0 | 0 | 0 | 0 | 0 | 0 | 0 | 0 | 0 | 0
2016-07-05 05:00 | 0 | 0 | 0 | 0 | 0 | 179877.895 | 0 | 439017 | 0 | 0 | 0 | 0 | 2117354.2298 | 0 | 0 | 0 | 0 | 0 | 0 | 0 | 0 | 0 | 0 | 0 | 0 | 0 | 0 | 0 | 0 | -259139.105 | 0 | 0 | 0 | 0 | 0 | 0 | 0 | 0 | 0 | 0 | 0 | 0 | 0 | 0 | 0
2016-07-05 06:00 | 0 | 0 | 0 | 0 | 0 | 161488.895 | 0 | 420628 | 0 | 0 | 0 | 0 | 1858215.1248 | 0 | 0 | 0 | 0 | 0 | 0 | 0 | 0 | 0 | 0 | 0 | 0 | 0 | 0 | 0 | 0 | -259139.105 | 0 | 0 | 0 | 0 | 0 | 0 | 0 | 0 | 0 | 0 | 0 | 0 | 0 | 0 | 0
2016-07-05 07:00 | 0 | 0 | 0 | 0 | 0 | 148064.895 | 0 | 407204 | 0 | 0 | 0 | 0 | 1599076.0199 | 0 | 0 | 0 | 0 | 0 | 0 | 0 | 0 | 0 | 0 | 0 | 0 | 0 | 0 | 0 | 0 | -259139.105 | 0 | 0 | 0 | 0 | 0 | 0 | 0 | 0 | 0 | 0 | 0 | 0 | 0 | 0 | 0
2016-07-05 08:00 | 0 | 0 | 0 | 0 | 0 | 141733.895 | 0 | 400873 | 0 | 0 | 0 | 0 | 1339936.9149 | 0 | 0 | 0 | 0 | 0 | 0 | 0 | 0 | 0 | 0 | 0 | 0 | 0 | 0 | 0 | 0 | -259139.105 | 0 | 0 | 0 | 0 | 0 | 0 | 0 | 0 | 0 | 0 | 0 | 0 | 0 | 0 | 0
2016-07-05 09:00 | 0 | 0 | 0 | 0 | 0 | 145588.895 | 0 | 404728 | 0 | 0 | 0 | 0 | 1080797.81 | 0 | 0 | 0 | 0 | 0 | 0 | 0 | 0 | 0 | 0 | 0 | 0 | 0 | 0 | 0 | 0 | -259139.105 | 0 | 0 | 0 | 0 | 0 | 0 | 0 | 0 | 0 | 0 | 0 | 0 | 0 | 0 | 0
2016-07-05 10:00 | 0 | 0 | 0 | 0 | 0 | 159455.895 | 0 | 418595 | 0 | 0 | 0 | 0 | 821658.705 | 0 | 0 | 0 | 0 | 0 | 0 | 0 | 0 | 0 | 0 | 0 | 0 | 0 | 0 | 0 | 0 | -259139.105 | 0 | 0 | 0 | 0 | 0 | 0 | 0 | 0 | 0 | 0 | 0 | 0 | 0 | 0 | 0
2016-07-05 11:00 | 0 | 0 | 0 | 0 | 0 | 407414.4214 | 5.2803 | 438717 | 0 | 0 | 0 | 0 | 790361.4067 | 0 | 0 | 0 | 0 | 0 | 0 | 0 | 0 | 0 | 0 | 0 | 0 | 0 | 0 | 0 | 0 | -31297.2983 | 0 | 0 | 0 | 0 | 0 | 0 | 0 | 0 | 0 | 0 | 0 | 0 | 0 | 0 | 0
2016-07-05 12:00 | 0 | 0 | 0 | 0 | 0 | 241218.8645 | 157664.6397 | 466482 | 0 | 0 | 0 | 0 | 722762.9108 | 0 | 0 | 0 | 0 | 0 | 0 | 0 | 0 | 0 | 0 | 0 | 0 | 0 | 0 | 0 | 0 | -67598.4958 | 0 | 0 | 0 | 0 | 0 | 0 | 0 | 0 | 0 | 0 | 0 | 0 | 0 | 0 | 0
2016-07-05 13:00 | 0 | 0 | 0 | 0 | 0 | 0 | 529304.6745 | 498721 | 0 | 0 | 0 | 0 | 753346.5853 | 0 | 0 | 0 | 0 | 0 | 0 | 0 | 0 | 0 | 0 | 0 | 0 | 0 | 0 | 0 | 0 | 30583.6745 | 0 | 0 | 0 | 0 | 0 | 0 | 0 | 0 | 0 | 0 | 0 | 0 | 0 | 0 | 0
2016-07-05 14:00 | 0 | 0 | 0 | 0 | 0 | 0 | 700621.2203 | 532131 | 0 | 0 | 0 | 0 | 921836.8056 | 0 | 0 | 0 | 0 | 0 | 0 | 0 | 0 | 0 | 0 | 0 | 0 | 0 | 0 | 0 | 0 | 168490.2203 | 0 | 0 | 0 | 0 | 0 | 0 | 0 | 0 | 0 | 0 | 0 | 0 | 0 | 0 | 0
2016-07-05 15:00 | 0 | 0 | 0 | 0 | 0 | 0 | 796518.8482 | 562591 | 0 | 0 | 0 | 0 | 1141498.6722 | 14265.9815 | 0 | 0 | 0 | 0 | 0 | 0 | 0 | 0 | 0 | 0 | 0 | 0 | 0 | 0 | 0 | 219661.8666 | 14265.9815 | 0 | 0 | 0 | 0 | 0 | 0 | 0 | 0 | 0 | 0 | 0 | 0 | 0 | 0
2016-07-05 16:00 | 0 | 0 | 0 | 0 | 0 | 0 | 850443.0364 | 588617 | 0 | 0 | 0 | 0 | 1400637.7772 | 16952.913 | 0 | 0 | 0 | 0 | 0 | 0 | 0 | 0 | 0 | 0 | 0 | 0 | 0 | 0 | 0 | 259139.105 | 2686.9315 | 0 | 0 | 0 | 0 | 0 | 0 | 0 | 0 | 0 | 0 | 0 | 0 | 0 | 0
2016-07-05 17:00 | 0 | 0 | 0 | 0 | 0 | 0 | 858524.39 | 611568 | 0 | 0 | 0 | 0 | 1647594.1671 | 16952.913 | 0 | 0 | 0 | 0 | 0 | 0 | 0 | 0 | 0 | 0 | 0 | 0 | 0 | 0 | 0 | 246956.39 | 0 | 0 | 0 | 0 | 0 | 0 | 0 | 0 | 0 | 0 | 0 | 0 | 0 | 0 | 0
2016-07-05 18:00 | 0 | 0 | 0 | 0 | 0 | 0 | 852926.198 | 630490 | 0 | 0 | 0 | 0 | 1870030.3651 | 16952.913 | 0 | 0 | 0 | 0 | 0 | 0 | 0 | 0 | 0 | 0 | 0 | 0 | 0 | 0 | 0 | 222436.198 | 0 | 0 | 0 | 0 | 0 | 0 | 0 | 0 | 0 | 0 | 0 | 0 | 0 | 0 | 0
2016-07-05 19:00 | 0 | 0 | 0 | 0 | 0 | 0 | 846455.2438 | 645161 | 0 | 0 | 0 | 0 | 2071324.6089 | 16952.913 | 0 | 0 | 0 | 0 | 0 | 0 | 0 | 0 | 0 | 0 | 0 | 0 | 0 | 0 | 0 | 201294.2438 | 0 | 0 | 0 | 0 | 0 | 0 | 0 | 0 | 0 | 0 | 0 | 0 | 0 | 0 | 0
2016-07-05 20:00 | 0 | 0 | 0 | 0 | 0 | 0 | 845047.2401 | 655847 | 0 | 0 | 0 | 0 | 2260524.849 | 16952.913 | 0 | 0 | 0 | 0 | 0 | 0 | 0 | 0 | 0 | 0 | 0 | 0 | 0 | 0 | 0 | 189200.2401 | 0 | 0 | 0 | 0 | 0 | 0 | 0 | 0 | 0 | 0 | 0 | 0 | 0 | 0 | 0
2016-07-05 21:00 | 0 | 0 | 0 | 0 | 0 | 0 | 838043.3673 | 660906 | 0 | 0 | 0 | 0 | 2437662.2163 | 16952.913 | 0 | 0 | 0 | 0 | 0 | 0 | 0 | 0 | 0 | 0 | 0 | 0 | 0 | 0 | 0 | 177137.3673 | 0 | 0 | 0 | 0 | 0 | 0 | 0 | 0 | 0 | 0 | 0 | 0 | 0 | 0 | 0
2016-07-05 22:00 | 0 | 0 | 0 | 0 | 0 | 0 | 810064.8806 | 659394 | 0 | 0 | 0 | 0 | 2588333.0969 | 16952.913 | 0 | 0 | 0 | 0 | 0 | 0 | 0 | 0 | 0 | 0 | 0 | 0 | 0 | 0 | 0 | 150670.8806 | 0 | 0 | 0 | 0 | 0 | 0 | 0 | 0 | 0 | 0 | 0 | 0 | 0 | 0 | 0
2016-07-05 23:00 | 0 | 0 | 0 | 0 | 0 | 0 | 731070.2629 | 648330 | 0 | 0 | 0 | 0 | 2671073.3598 | 16952.913 | 0 | 0 | 0 | 0 | 0 | 0 | 0 | 0 | 0 | 0 | 0 | 0 | 0 | 0 | 0 | 82740.2629 | 0 | 0 | 0 | 0 | 0 | 0 | 0 | 0 | 0 | 0 | 0 | 0 | 0 | 0 | 0
2016-07-06 | 0 | 0 | 0 | 0 | 0 | 0 | 591083.6129 | 631841 | 0 | 0 | 0 | 0 | 2623921.9658 | 23346.92 | 0 | 0 | 0 | 0 | 0 | 0 | 0 | 0 | 0 | 0 | 0 | 0 | 0 | 0 | 0 | -47151.394 | 6394.0069 | 0 | 0 | 0 | 0 | 0 | 0 | 0 | 0 | 0 | 0 | 0 | 0 | 0 | 0
2016-07-06 01:00 | 0 | 0 | 0 | 0 | 0 | 254258.9704 | 344204.9777 | 615342 | 0 | 0 | 0 | 0 | 2607043.914 | 23346.92 | 0 | 0 | 0 | 0 | 0 | 0 | 0 | 0 | 0 | 0 | 0 | 0 | 0 | 0 | 0 | -16878.0518 | 0 | 0 | 0 | 0 | 0 | 0 | 0 | 0 | 0 | 0 | 0 | 0 | 0 | 0 | 0
2016-07-06 02:00 | 0 | 0 | 0 | 0 | 0 | 490140.7736 | 39809.667 | 588636 | 0 | 0 | 0 | 0 | 2548358.3546 | 23346.92 | 0 | 0 | 0 | 0 | 0 | 0 | 0 | 0 | 0 | 0 | 0 | 0 | 0 | 0 | 0 | -58685.5594 | 0 | 0 | 0 | 0 | 0 | 0 | 0 | 0 | 0 | 0 | 0 | 0 | 0 | 0 | 0
2016-07-06 03:00 | 0 | 0 | 0 | 0 | 0 | 291734.2521 | 1.643 | 550875 | 0 | 0 | 0 | 0 | 2289219.2497 | 23346.92 | 0 | 0 | 0 | 0 | 0 | 0 | 0 | 0 | 0 | 0 | 0 | 0 | 0 | 0 | 0 | -259139.105 | 0 | 0 | 0 | 0 | 0 | 0 | 0 | 0 | 0 | 0 | 0 | 0 | 0 | 0 | 0
2016-07-06 04:00 | 0 | 0 | 0 | 0 | 0 | 254155.895 | 0 | 513295 | 0 | 0 | 0 | 0 | 2030080.1447 | 23346.92 | 0 | 0 | 0 | 0 | 0 | 0 | 0 | 0 | 0 | 0 | 0 | 0 | 0 | 0 | 0 | -259139.105 | 0 | 0 | 0 | 0 | 0 | 0 | 0 | 0 | 0 | 0 | 0 | 0 | 0 | 0 | 0
2016-07-06 05:00 | 0 | 0 | 0 | 0 | 0 | 471067.5653 | 0 | 482780 | 0 | 0 | 0 | 0 | 2018367.71 | 23346.92 | 0 | 0 | 0 | 0 | 0 | 0 | 0 | 0 | 0 | 0 | 0 | 0 | 0 | 0 | 0 | -11712.4347 | 0 | 0 | 0 | 0 | 0 | 0 | 0 | 0 | 0 | 0 | 0 | 0 | 0 | 0 | 0
2016-07-06 06:00 | 0 | 0 | 0 | 0 | 0 | 197771.895 | 0 | 456911 | 0 | 0 | 0 | 0 | 1759228.605 | 23346.92 | 0 | 0 | 0 | 0 | 0 | 0 | 0 | 0 | 0 | 0 | 0 | 0 | 0 | 0 | 0 | -259139.105 | 0 | 0 | 0 | 0 | 0 | 0 | 0 | 0 | 0 | 0 | 0 | 0 | 0 | 0 | 0
2016-07-06 07:00 | 0 | 0 | 0 | 0 | 0 | 440985.5874 | 0 | 438013 | 0 | 0 | 0 | 0 | 1762201.1925 | 23346.92 | 0 | 0 | 0 | 0 | 0 | 0 | 0 | 0 | 0 | 0 | 0 | 0 | 0 | 0 | 0 | 2972.5874 | 0 | 0 | 0 | 0 | 0 | 0 | 0 | 0 | 0 | 0 | 0 | 0 | 0 | 0 | 0
2016-07-06 08:00 | 0 | 0 | 0 | 0 | 0 | 169797.895 | 0 | 428937 | 0 | 0 | 0 | 0 | 1503062.0875 | 23346.92 | 0 | 0 | 0 | 0 | 0 | 0 | 0 | 0 | 0 | 0 | 0 | 0 | 0 | 0 | 0 | -259139.105 | 0 | 0 | 0 | 0 | 0 | 0 | 0 | 0 | 0 | 0 | 0 | 0 | 0 | 0 | 0
2016-07-06 09:00 | 0 | 0 | 0 | 0 | 0 | 171568.895 | 0 | 430708 | 0 | 0 | 0 | 0 | 1243922.9826 | 23346.92 | 0 | 0 | 0 | 0 | 0 | 0 | 0 | 0 | 0 | 0 | 0 | 0 | 0 | 0 | 0 | -259139.105 | 0 | 0 | 0 | 0 | 0 | 0 | 0 | 0 | 0 | 0 | 0 | 0 | 0 | 0 | 0
2016-07-06 10:00 | 0 | 0 | 0 | 0 | 0 | 186016.895 | 0 | 445156 | 0 | 0 | 0 | 0 | 984783.8776 | 23346.92 | 0 | 0 | 0 | 0 | 0 | 0 | 0 | 0 | 0 | 0 | 0 | 0 | 0 | 0 | 0 | -259139.105 | 0 | 0 | 0 | 0 | 0 | 0 | 0 | 0 | 0 | 0 | 0 | 0 | 0 | 0 | 0
2016-07-06 11:00 | 0 | 0 | 0 | 0 | 0 | 342573.9401 | 9.6616 | 463770 | 0 | 0 | 0 | 0 | 863597.4793 | 23346.92 | 0 | 0 | 0 | 0 | 0 | 0 | 0 | 0 | 0 | 0 | 0 | 0 | 0 | 0 | 0 | -121186.3983 | 0 | 0 | 0 | 0 | 0 | 0 | 0 | 0 | 0 | 0 | 0 | 0 | 0 | 0 | 0
2016-07-06 12:00 | 0 | 0 | 0 | 0 | 0 | 214114.0566 | 155959.8273 | 489145 | 0 | 0 | 0 | 0 | 744526.3633 | 23346.92 | 0 | 0 | 0 | 0 | 0 | 0 | 0 | 0 | 0 | 0 | 0 | 0 | 0 | 0 | 0 | -119071.1161 | 0 | 0 | 0 | 0 | 0 | 0 | 0 | 0 | 0 | 0 | 0 | 0 | 0 | 0 | 0
2016-07-06 13:00 | 0 | 0 | 0 | 0 | 0 | 0 | 535262.6822 | 520664 | 0 | 0 | 0 | 0 | 744859.064 | 37612.9015 | 0 | 0 | 0 | 0 | 0 | 0 | 0 | 0 | 0 | 0 | 0 | 0 | 0 | 0 | 0 | 332.7007 | 14265.9815 | 0 | 0 | 0 | 0 | 0 | 0 | 0 | 0 | 0 | 0 | 0 | 0 | 0 | 0
2016-07-06 14:00 | 0 | 0 | 0 | 0 | 0 | 0 | 691716.6226 | 555412 | 0 | 0 | 0 | 0 | 881163.6865 | 37612.9015 | 0 | 0 | 0 | 0 | 0 | 0 | 0 | 0 | 0 | 0 | 0 | 0 | 0 | 0 | 0 | 136304.6226 | 0 | 0 | 0 | 0 | 0 | 0 | 0 | 0 | 0 | 0 | 0 | 0 | 0 | 0 | 0
2016-07-06 15:00 | 0 | 0 | 0 | 0 | 0 | 0 | 799749.5141 | 588346 | 0 | 0 | 0 | 0 | 1092567.2006 | 37612.9015 | 0 | 0 | 0 | 0 | 0 | 0 | 0 | 0 | 0 | 0 | 0 | 0 | 0 | 0 | 0 | 211403.5141 | 0 | 0 | 0 | 0 | 0 | 0 | 0 | 0 | 0 | 0 | 0 | 0 | 0 | 0 | 0
2016-07-06 16:00 | 0 | 0 | 0 | 0 | 0 | 30206.8895 | 844861.2154 | 615929 | 0 | 0 | 0 | 0 | 1351706.3056 | 37612.9015 | 0 | 0 | 0 | 0 | 0 | 0 | 0 | 0 | 0 | 0 | 0 | 0 | 0 | 0 | 0 | 259139.105 | 0 | 0 | 0 | 0 | 0 | 0 | 0 | 0 | 0 | 0 | 0 | 0 | 0 | 0 | 0
2016-07-06 17:00 | 0 | 0 | 0 | 0 | 0 | 0 | 858473.7198 | 637138 | 0 | 0 | 0 | 0 | 1573042.0253 | 37612.9015 | 0 | 0 | 0 | 0 | 0 | 0 | 0 | 0 | 0 | 0 | 0 | 0 | 0 | 0 | 0 | 221335.7198 | 0 | 0 | 0 | 0 | 0 | 0 | 0 | 0 | 0 | 0 | 0 | 0 | 0 | 0 | 0
2016-07-06 18:00 | 0 | 0 | 0 | 0 | 0 | 0 | 852699.1472 | 653810 | 0 | 0 | 0 | 0 | 1771931.1725 | 37612.9015 | 0 | 0 | 0 | 0 | 0 | 0 | 0 | 0 | 0 | 0 | 0 | 0 | 0 | 0 | 0 | 198889.1472 | 0 | 0 | 0 | 0 | 0 | 0 | 0 | 0 | 0 | 0 | 0 | 0 | 0 | 0 | 0
2016-07-06 19:00 | 0 | 0 | 0 | 0 | 0 | 0 | 844220.2801 | 665008 | 0 | 0 | 0 | 0 | 1951143.4526 | 37612.9015 | 0 | 0 | 0 | 0 | 0 | 0 | 0 | 0 | 0 | 0 | 0 | 0 | 0 | 0 | 0 | 179212.2801 | 0 | 0 | 0 | 0 | 0 | 0 | 0 | 0 | 0 | 0 | 0 | 0 | 0 | 0 | 0
2016-07-06 20:00 | 0 | 0 | 0 | 0 | 0 | 0 | 840312.1084 | 672372 | 0 | 0 | 0 | 0 | 2119083.561 | 37612.9015 | 0 | 0 | 0 | 0 | 0 | 0 | 0 | 0 | 0 | 0 | 0 | 0 | 0 | 0 | 0 | 167940.1084 | 0 | 0 | 0 | 0 | 0 | 0 | 0 | 0 | 0 | 0 | 0 | 0 | 0 | 0 | 0
2016-07-06 21:00 | 0 | 0 | 0 | 0 | 0 | 0 | 831212.8433 | 676348 | 0 | 0 | 0 | 0 | 2259682.4228 | 51878.883 | 0 | 0 | 0 | 0 | 0 | 0 | 0 | 0 | 0 | 0 | 0 | 0 | 0 | 0 | 0 | 140598.8618 | 14265.9815 | 0 | 0 | 0 | 0 | 0 | 0 | 0 | 0 | 0 | 0 | 0 | 0 | 0 | 0
2016-07-06 22:00 | 0 | 0 | 0 | 0 | 0 | 0 | 803617.8934 | 672541 | 0 | 0 | 0 | 0 | 2376493.3347 | 66144.8646 | 0 | 0 | 0 | 0 | 0 | 0 | 0 | 0 | 0 | 0 | 0 | 0 | 0 | 0 | 0 | 116810.9119 | 14265.9815 | 0 | 0 | 0 | 0 | 0 | 0 | 0 | 0 | 0 | 0 | 0 | 0 | 0 | 0
2016-07-06 23:00 | 0 | 0 | 0 | 0 | 0 | 193440.0622 | 725066.0427 | 659367 | 0 | 0 | 0 | 0 | 2635632.4397 | 66144.8646 | 0 | 0 | 0 | 0 | 0 | 0 | 0 | 0 | 0 | 0 | 0 | 0 | 0 | 0 | 0 | 259139.105 | 0 | 0 | 0 | 0 | 0 | 0 | 0 | 0 | 0 | 0 | 0 | 0 | 0 | 0 | 0
2016-07-07 | 0 | 0 | 0 | 0 | 0 | 321278.8698 | 578954.2352 | 641094 | 0 | 0 | 0 | 0 | 2894771.5446 | 66144.8646 | 0 | 0 | 0 | 0 | 0 | 0 | 0 | 0 | 0 | 0 | 0 | 0 | 0 | 0 | 0 | 259139.105 | 0 | 0 | 0 | 0 | 0 | 0 | 0 | 0 | 0 | 0 | 0 | 0 | 0 | 0 | 0
2016-07-07 01:00 | 0 | 0 | 0 | 0 | 0 | 42014.6598 | 322041.2353 | 623195 | 0 | 0 | 0 | 0 | 2635632.4397 | 66144.8646 | 0 | 0 | 0 | 0 | 0 | 0 | 0 | 0 | 0 | 0 | 0 | 0 | 0 | 0 | 0 | -259139.105 | 0 | 0 | 0 | 0 | 0 | 0 | 0 | 0 | 0 | 0 | 0 | 0 | 0 | 0 | 0
2016-07-07 02:00 | 0 | 0 | 0 | 0 | 0 | 292861.914 | 43021.981 | 595023 | 0 | 0 | 0 | 0 | 2376493.3347 | 66144.8646 | 0 | 0 | 0 | 0 | 0 | 0 | 0 | 0 | 0 | 0 | 0 | 0 | 0 | 0 | 0 | -259139.105 | 0 | 0 | 0 | 0 | 0 | 0 | 0 | 0 | 0 | 0 | 0 | 0 | 0 | 0 | 0
2016-07-07 03:00 | 0 | 0 | 0 | 0 | 0 | 656076.5573 | 1.1677 | 556249 | 0 | 0 | 0 | 0 | 2476322.0596 | 66144.8646 | 0 | 0 | 0 | 0 | 0 | 0 | 0 | 0 | 0 | 0 | 0 | 0 | 0 | 0 | 0 | 99828.7249 | 0 | 0 | 0 | 0 | 0 | 0 | 0 | 0 | 0 | 0 | 0 | 0 | 0 | 0 | 0
2016-07-07 04:00 | 0 | 0 | 0 | 0 | 0 | 260111.895 | 0 | 519251 | 0 | 0 | 0 | 0 | 2217182.9547 | 66144.8646 | 0 | 0 | 0 | 0 | 0 | 0 | 0 | 0 | 0 | 0 | 0 | 0 | 0 | 0 | 0 | -259139.105 | 0 | 0 | 0 | 0 | 0 | 0 | 0 | 0 | 0 | 0 | 0 | 0 | 0 | 0 | 0
2016-07-07 05:00 | 0 | 0 | 0 | 0 | 0 | 227878.895 | 0 | 487018 | 0 | 0 | 0 | 0 | 1958043.8497 | 66144.8646 | 0 | 0 | 0 | 0 | 0 | 0 | 0 | 0 | 0 | 0 | 0 | 0 | 0 | 0 | 0 | -259139.105 | 0 | 0 | 0 | 0 | 0 | 0 | 0 | 0 | 0 | 0 | 0 | 0 | 0 | 0 | 0
2016-07-07 06:00 | 0 | 0 | 0 | 0 | 0 | 201389.895 | 0 | 460529 | 0 | 0 | 0 | 0 | 1698904.7448 | 66144.8646 | 0 | 0 | 0 | 0 | 0 | 0 | 0 | 0 | 0 | 0 | 0 | 0 | 0 | 0 | 0 | -259139.105 | 0 | 0 | 0 | 0 | 0 | 0 | 0 | 0 | 0 | 0 | 0 | 0 | 0 | 0 | 0
2016-07-07 07:00 | 0 | 0 | 0 | 0 | 0 | 527194.391 | 0 | 441619 | 0 | 0 | 0 | 0 | 1784480.1358 | 66144.8646 | 0 | 0 | 0 | 0 | 0 | 0 | 0 | 0 | 0 | 0 | 0 | 0 | 0 | 0 | 0 | 85575.391 | 0 | 0 | 0 | 0 | 0 | 0 | 0 | 0 | 0 | 0 | 0 | 0 | 0 | 0 | 0
2016-07-07 08:00 | 0 | 0 | 0 | 0 | 0 | 173130.895 | 0 | 432270 | 0 | 0 | 0 | 0 | 1525341.0309 | 66144.8646 | 0 | 0 | 0 | 0 | 0 | 0 | 0 | 0 | 0 | 0 | 0 | 0 | 0 | 0 | 0 | -259139.105 | 0 | 0 | 0 | 0 | 0 | 0 | 0 | 0 | 0 | 0 | 0 | 0 | 0 | 0 | 0
2016-07-07 09:00 | 0 | 0 | 0 | 0 | 0 | 175538.895 | 0 | 434678 | 0 | 0 | 0 | 0 | 1266201.9259 | 66144.8646 | 0 | 0 | 0 | 0 | 0 | 0 | 0 | 0 | 0 | 0 | 0 | 0 | 0 | 0 | 0 | -259139.105 | 0 | 0 | 0 | 0 | 0 | 0 | 0 | 0 | 0 | 0 | 0 | 0 | 0 | 0 | 0
2016-07-07 10:00 | 0 | 0 | 0 | 0 | 0 | 188192.895 | 0 | 447332 | 0 | 0 | 0 | 0 | 1007062.821 | 66144.8646 | 0 | 0 | 0 | 0 | 0 | 0 | 0 | 0 | 0 | 0 | 0 | 0 | 0 | 0 | 0 | -259139.105 | 0 | 0 | 0 | 0 | 0 | 0 | 0 | 0 | 0 | 0 | 0 | 0 | 0 | 0 | 0
2016-07-07 11:00 | 0 | 0 | 0 | 0 | 0 | 208046.1151 | 11.7799 | 467197 | 0 | 0 | 0 | 0 | 747923.716 | 66144.8646 | 0 | 0 | 0 | 0 | 0 | 0 | 0 | 0 | 0 | 0 | 0 | 0 | 0 | 0 | 0 | -259139.105 | 0 | 0 | 0 | 0 | 0 | 0 | 0 | 0 | 0 | 0 | 0 | 0 | 0 | 0 | 0
2016-07-07 12:00 | 0 | 0 | 0 | 0 | 0 | 325899.0302 | 135125.9784 | 491641 | 0 | 0 | 0 | 0 | 717307.7246 | 66144.8646 | 0 | 0 | 0 | 0 | 0 | 0 | 0 | 0 | 0 | 0 | 0 | 0 | 0 | 0 | 0 | -30615.9914 | 0 | 0 | 0 | 0 | 0 | 0 | 0 | 0 | 0 | 0 | 0 | 0 | 0 | 0 | 0
2016-07-07 13:00 | 0 | 0 | 0 | 0 | 0 | 0 | 515049.9504 | 521731 | 0 | 0 | 0 | 0 | 710626.675 | 66144.8646 | 0 | 0 | 0 | 0 | 0 | 0 | 0 | 0 | 0 | 0 | 0 | 0 | 0 | 0 | 0 | -6681.0496 | 0 | 0 | 0 | 0 | 0 | 0 | 0 | 0 | 0 | 0 | 0 | 0 | 0 | 0 | 0
2016-07-07 14:00 | 0 | 0 | 0 | 0 | 0 | 131294.1021 | 683009.0028 | 555164 | 0 | 0 | 0 | 0 | 969765.78 | 66144.8646 | 0 | 0 | 0 | 0 | 0 | 0 | 0 | 0 | 0 | 0 | 0 | 0 | 0 | 0 | 0 | 259139.105 | 0 | 0 | 0 | 0 | 0 | 0 | 0 | 0 | 0 | 0 | 0 | 0 | 0 | 0 | 0
2016-07-07 15:00 | 0 | 0 | 0 | 0 | 0 | 0 | 789183.787 | 587617 | 0 | 0 | 0 | 0 | 1171332.5669 | 66144.8646 | 0 | 0 | 0 | 0 | 0 | 0 | 0 | 0 | 0 | 0 | 0 | 0 | 0 | 0 | 0 | 201566.787 | 0 | 0 | 0 | 0 | 0 | 0 | 0 | 0 | 0 | 0 | 0 | 0 | 0 | 0 | 0
2016-07-07 16:00 | 0 | 0 | 0 | 0 | 0 | 32446.2556 | 840896.8493 | 614204 | 0 | 0 | 0 | 0 | 1430471.6719 | 66144.8646 | 0 | 0 | 0 | 0 | 0 | 0 | 0 | 0 | 0 | 0 | 0 | 0 | 0 | 0 | 0 | 259139.105 | 0 | 0 | 0 | 0 | 0 | 0 | 0 | 0 | 0 | 0 | 0 | 0 | 0 | 0 | 0
2016-07-07 17:00 | 0 | 0 | 0 | 0 | 0 | 0 | 854330.5437 | 635168 | 0 | 0 | 0 | 0 | 1649634.2156 | 66144.8646 | 0 | 0 | 0 | 0 | 0 | 0 | 0 | 0 | 0 | 0 | 0 | 0 | 0 | 0 | 0 | 219162.5437 | 0 | 0 | 0 | 0 | 0 | 0 | 0 | 0 | 0 | 0 | 0 | 0 | 0 | 0 | 0
2016-07-07 18:00 | 0 | 0 | 0 | 0 | 0 | 0 | 846486.0628 | 654364 | 0 | 0 | 0 | 0 | 1841756.2783 | 66144.8646 | 0 | 0 | 0 | 0 | 0 | 0 | 0 | 0 | 0 | 0 | 0 | 0 | 0 | 0 | 0 | 192122.0628 | 0 | 0 | 0 | 0 | 0 | 0 | 0 | 0 | 0 | 0 | 0 | 0 | 0 | 0 | 0
2016-07-07 19:00 | 0 | 0 | 0 | 0 | 0 | 0 | 835231.8745 | 664473 | 0 | 0 | 0 | 0 | 2012515.1528 | 66144.8646 | 0 | 0 | 0 | 0 | 0 | 0 | 0 | 0 | 0 | 0 | 0 | 0 | 0 | 0 | 0 | 170758.8745 | 0 | 0 | 0 | 0 | 0 | 0 | 0 | 0 | 0 | 0 | 0 | 0 | 0 | 0 | 0
2016-07-07 20:00 | 0 | 0 | 0 | 0 | 0 | 0 | 828911.3086 | 671071 | 0 | 0 | 0 | 0 | 2170355.4614 | 66144.8646 | 0 | 0 | 0 | 0 | 0 | 0 | 0 | 0 | 0 | 0 | 0 | 0 | 0 | 0 | 0 | 157840.3086 | 0 | 0 | 0 | 0 | 0 | 0 | 0 | 0 | 0 | 0 | 0 | 0 | 0 | 0 | 0
2016-07-07 21:00 | 0 | 0 | 0 | 0 | 0 | 64524.8821 | 815341.9912 | 673729 | 0 | 0 | 0 | 0 | 2376493.3347 | 66144.8646 | 0 | 0 | 0 | 0 | 0 | 0 | 0 | 0 | 0 | 0 | 0 | 0 | 0 | 0 | 0 | 206137.8733 | 0 | 0 | 0 | 0 | 0 | 0 | 0 | 0 | 0 | 0 | 0 | 0 | 0 | 0 | 0
2016-07-07 22:00 | 0 | 0 | 0 | 0 | 0 | 144939.4466 | 782268.6583 | 668069 | 0 | 0 | 0 | 0 | 2635632.4397 | 66144.8646 | 0 | 0 | 0 | 0 | 0 | 0 | 0 | 0 | 0 | 0 | 0 | 0 | 0 | 0 | 0 | 259139.105 | 0 | 0 | 0 | 0 | 0 | 0 | 0 | 0 | 0 | 0 | 0 | 0 | 0 | 0 | 0
2016-07-07 23:00 | 0 | 0 | 0 | 0 | 0 | 220789.6042 | 692995.5008 | 654646 | 0 | 0 | 0 | 0 | 2894771.5446 | 66144.8646 | 0 | 0 | 0 | 0 | 0 | 0 | 0 | 0 | 0 | 0 | 0 | 0 | 0 | 0 | 0 | 259139.105 | 0 | 0 | 0 | 0 | 0 | 0 | 0 | 0 | 0 | 0 | 0 | 0 | 0 | 0 | 0
2016-07-08 | 0 | 0 | 0 | 0 | 0 | 0 | 567383.0388 | 638410 | 0 | 0 | 0 | 0 | 2809478.6019 | 80410.8461 | 0 | 0 | 0 | 0 | 0 | 0 | 0 | 0 | 0 | 0 | 0 | 0 | 0 | 0 | 0 | -85292.9427 | 14265.9815 | 0 | 0 | 0 | 0 | 0 | 0 | 0 | 0 | 0 | 0 | 0 | 0 | 0 | 0
2016-07-08 01:00 | 0 | 0 | 0 | 0 | 0 | 357064.0418 | 321896.8217 | 621532 | 0 | 0 | 0 | 0 | 2852641.4838 | 94676.8276 | 0 | 0 | 0 | 0 | 0 | 0 | 0 | 0 | 0 | 0 | 0 | 0 | 0 | 0 | 0 | 43162.882 | 14265.9815 | 0 | 0 | 0 | 0 | 0 | 0 | 0 | 0 | 0 | 0 | 0 | 0 | 0 | 0
2016-07-08 02:00 | 0 | 0 | 0 | 0 | 0 | 499770.723 | 41287.5102 | 593605 | 0 | 0 | 0 | 0 | 2894771.5446 | 0 | 0 | 0 | 0 | 0 | 0 | 0 | 0 | 0 | 0 | 0 | 0 | 0 | 0 | 0 | 0 | 42130.0608 | 14265.9815 | 108942.8092 | 0 | 0 | 0 | 0 | 0 | 0 | 0 | 0 | 0 | 0 | 0 | 0 | 0
2016-07-08 03:00 | 0 | 0 | 0 | 0 | 0 | 296718.057 | 0.83803 | 555858 | 0 | 0 | 0 | 0 | 2635632.4397 | 0 | 0 | 0 | 0 | 0 | 0 | 0 | 0 | 0 | 0 | 0 | 0 | 0 | 0 | 0 | 0 | -259139.105 | 0 | 0 | 0 | 0 | 0 | 0 | 0 | 0 | 0 | 0 | 0 | 0 | 0 | 0 | 0
2016-07-08 04:00 | 0 | 0 | 0 | 0 | 0 | 259464.895 | 0 | 518604 | 0 | 0 | 0 | 0 | 2376493.3347 | 0 | 0 | 0 | 0 | 0 | 0 | 0 | 0 | 0 | 0 | 0 | 0 | 0 | 0 | 0 | 0 | -259139.105 | 0 | 0 | 0 | 0 | 0 | 0 | 0 | 0 | 0 | 0 | 0 | 0 | 0 | 0 | 0
2016-07-08 05:00 | 0 | 0 | 0 | 0 | 0 | 450776.3268 | 0 | 488114 | 0 | 0 | 0 | 0 | 2339155.6615 | 0 | 0 | 0 | 0 | 0 | 0 | 0 | 0 | 0 | 0 | 0 | 0 | 0 | 0 | 0 | 0 | -37337.6732 | 0 | 0 | 0 | 0 | 0 | 0 | 0 | 0 | 0 | 0 | 0 | 0 | 0 | 0 | 0
2016-07-08 06:00 | 0 | 0 | 0 | 0 | 0 | 419354.7341 | 0 | 461874 | 0 | 0 | 0 | 0 | 2296636.3955 | 0 | 0 | 0 | 0 | 0 | 0 | 0 | 0 | 0 | 0 | 0 | 0 | 0 | 0 | 0 | 0 | -42519.2659 | 0 | 0 | 0 | 0 | 0 | 0 | 0 | 0 | 0 | 0 | 0 | 0 | 0 | 0 | 0
2016-07-08 07:00 | 0 | 0 | 0 | 0 | 0 | 399984.0917 | 0 | 442742 | 0 | 0 | 0 | 0 | 2253878.4872 | 0 | 0 | 0 | 0 | 0 | 0 | 0 | 0 | 0 | 0 | 0 | 0 | 0 | 0 | 0 | 0 | -42757.9083 | 0 | 0 | 0 | 0 | 0 | 0 | 0 | 0 | 0 | 0 | 0 | 0 | 0 | 0 | 0
2016-07-08 08:00 | 0 | 0 | 0 | 0 | 0 | 173638.895 | 0 | 432778 | 0 | 0 | 0 | 0 | 1994739.3823 | 0 | 0 | 0 | 0 | 0 | 0 | 0 | 0 | 0 | 0 | 0 | 0 | 0 | 0 | 0 | 0 | -259139.105 | 0 | 0 | 0 | 0 | 0 | 0 | 0 | 0 | 0 | 0 | 0 | 0 | 0 | 0 | 0
2016-07-08 09:00 | 0 | 0 | 0 | 0 | 0 | 364437.3139 | 0 | 434603 | 0 | 0 | 0 | 0 | 1924573.6962 | 0 | 0 | 0 | 0 | 0 | 0 | 0 | 0 | 0 | 0 | 0 | 0 | 0 | 0 | 0 | 0 | -70165.6861 | 0 | 0 | 0 | 0 | 0 | 0 | 0 | 0 | 0 | 0 | 0 | 0 | 0 | 0 | 0
2016-07-08 10:00 | 0 | 0 | 0 | 0 | 0 | 187601.895 | 0 | 446741 | 0 | 0 | 0 | 0 | 1665434.5913 | 0 | 0 | 0 | 0 | 0 | 0 | 0 | 0 | 0 | 0 | 0 | 0 | 0 | 0 | 0 | 0 | -259139.105 | 0 | 0 | 0 | 0 | 0 | 0 | 0 | 0 | 0 | 0 | 0 | 0 | 0 | 0 | 0
2016-07-08 11:00 | 0 | 0 | 0 | 0 | 0 | 220067.8666 | 0.010013 | 464941 | 0 | 0 | 0 | 0 | 1406295.4863 | 14265.9815 | 0 | 0 | 0 | 0 | 0 | 0 | 0 | 0 | 0 | 0 | 0 | 0 | 0 | 0 | 0 | -259139.105 | 14265.9815 | 0 | 0 | 0 | 0 | 0 | 0 | 0 | 0 | 0 | 0 | 0 | 0 | 0 | 0
2016-07-08 12:00 | 0 | 0 | 0 | 0 | 0 | 186569.8691 | 99847.3642 | 491037 | 0 | 0 | 0 | 0 | 1187409.7381 | 28531.9631 | 0 | 0 | 0 | 0 | 0 | 0 | 0 | 0 | 0 | 0 | 0 | 0 | 0 | 0 | 0 | -218885.7482 | 14265.9815 | 0 | 0 | 0 | 0 | 0 | 0 | 0 | 0 | 0 | 0 | 0 | 0 | 0 | 0
2016-07-08 13:00 | 0 | 0 | 0 | 0 | 0 | 176992.0026 | 451517.842 | 523699 | 0 | 0 | 0 | 0 | 1277954.6012 | 42797.9446 | 0 | 0 | 0 | 0 | 0 | 0 | 0 | 0 | 0 | 0 | 0 | 0 | 0 | 0 | 0 | 90544.8631 | 14265.9815 | 0 | 0 | 0 | 0 | 0 | 0 | 0 | 0 | 0 | 0 | 0 | 0 | 0 | 0
2016-07-08 14:00 | 0 | 0 | 0 | 0 | 0 | 0 | 641031.4289 | 557938 | 0 | 0 | 0 | 0 | 1346782.0485 | 57063.9261 | 0 | 0 | 0 | 0 | 0 | 0 | 0 | 0 | 0 | 0 | 0 | 0 | 0 | 0 | 0 | 68827.4473 | 14265.9815 | 0 | 0 | 0 | 0 | 0 | 0 | 0 | 0 | 0 | 0 | 0 | 0 | 0 | 0
2016-07-08 15:00 | 0 | 0 | 0 | 0 | 0 | 0 | 751075.7693 | 591140 | 0 | 0 | 0 | 0 | 1492451.8363 | 71329.9077 | 0 | 0 | 0 | 0 | 0 | 0 | 0 | 0 | 0 | 0 | 0 | 0 | 0 | 0 | 0 | 145669.7877 | 14265.9815 | 0 | 0 | 0 | 0 | 0 | 0 | 0 | 0 | 0 | 0 | 0 | 0 | 0 | 0
2016-07-08 16:00 | 0 | 0 | 0 | 0 | 0 | 77854.0348 | 812239.0517 | 616688 | 0 | 0 | 0 | 0 | 1751590.9412 | 85595.8892 | 0 | 0 | 0 | 0 | 0 | 0 | 0 | 0 | 0 | 0 | 0 | 0 | 0 | 0 | 0 | 259139.105 | 14265.9815 | 0 | 0 | 0 | 0 | 0 | 0 | 0 | 0 | 0 | 0 | 0 | 0 | 0 | 0
2016-07-08 17:00 | 0 | 0 | 0 | 0 | 0 | 84587.5527 | 826123.5337 | 637306 | 0 | 0 | 0 | 0 | 2010730.0462 | 99861.8707 | 0 | 0 | 0 | 0 | 0 | 0 | 0 | 0 | 0 | 0 | 0 | 0 | 0 | 0 | 0 | 259139.105 | 14265.9815 | 0 | 0 | 0 | 0 | 0 | 0 | 0 | 0 | 0 | 0 | 0 | 0 | 0 | 0
2016-07-08 18:00 | 0 | 0 | 0 | 0 | 0 | 102981.36 | 822579.7264 | 652156 | 0 | 0 | 0 | 0 | 2269869.1511 | 114127.8523 | 0 | 0 | 0 | 0 | 0 | 0 | 0 | 0 | 0 | 0 | 0 | 0 | 0 | 0 | 0 | 259139.105 | 14265.9815 | 0 | 0 | 0 | 0 | 0 | 0 | 0 | 0 | 0 | 0 | 0 | 0 | 0 | 0
2016-07-08 19:00 | 0 | 0 | 0 | 0 | 0 | 0 | 812943.6678 | 661112 | 0 | 0 | 0 | 0 | 2407434.8374 | 128393.8338 | 0 | 0 | 0 | 0 | 0 | 0 | 0 | 0 | 0 | 0 | 0 | 0 | 0 | 0 | 0 | 137565.6863 | 14265.9815 | 0 | 0 | 0 | 0 | 0 | 0 | 0 | 0 | 0 | 0 | 0 | 0 | 0 | 0
2016-07-08 20:00 | 0 | 0 | 0 | 0 | 0 | 0 | 805531.4119 | 666277 | 0 | 0 | 0 | 0 | 2532423.2678 | 142659.8153 | 0 | 0 | 0 | 0 | 0 | 0 | 0 | 0 | 0 | 0 | 0 | 0 | 0 | 0 | 0 | 124988.4304 | 14265.9815 | 0 | 0 | 0 | 0 | 0 | 0 | 0 | 0 | 0 | 0 | 0 | 0 | 0 | 0
2016-07-08 21:00 | 0 | 0 | 0 | 0 | 0 | 0 | 787359.1645 | 666264 | 0 | 0 | 0 | 0 | 2639252.4508 | 156925.7969 | 0 | 0 | 0 | 0 | 0 | 0 | 0 | 0 | 0 | 0 | 0 | 0 | 0 | 0 | 0 | 106829.183 | 14265.9815 | 0 | 0 | 0 | 0 | 0 | 0 | 0 | 0 | 0 | 0 | 0 | 0 | 0 | 0
2016-07-08 22:00 | 0 | 0 | 0 | 0 | 0 | 0 | 756934.3834 | 657650 | 0 | 0 | 0 | 0 | 2724270.8526 | 171191.7784 | 0 | 0 | 0 | 0 | 0 | 0 | 0 | 0 | 0 | 0 | 0 | 0 | 0 | 0 | 0 | 85018.4018 | 14265.9815 | 0 | 0 | 0 | 0 | 0 | 0 | 0 | 0 | 0 | 0 | 0 | 0 | 0 | 0
2016-07-08 23:00 | 0 | 0 | 0 | 0 | 0 | 0 | 670085.6654 | 641615 | 0 | 0 | 0 | 0 | 2738475.5365 | 185457.7599 | 0 | 0 | 0 | 0 | 0 | 0 | 0 | 0 | 0 | 0 | 0 | 0 | 0 | 0 | 0 | 14204.6839 | 14265.9815 | 0 | 0 | 0 | 0 | 0 | 0 | 0 | 0 | 0 | 0 | 0 | 0 | 0 | 0
2016-07-09 | 0 | 0 | 0 | 0 | 0 | 167311.4669 | 558807.8068 | 621080 | 0 | 0 | 0 | 0 | 2829248.8286 | 199723.7415 | 0 | 0 | 0 | 0 | 0 | 0 | 0 | 0 | 0 | 0 | 0 | 0 | 0 | 0 | 0 | 90773.2921 | 14265.9815 | 0 | 0 | 0 | 0 | 0 | 0 | 0 | 0 | 0 | 0 | 0 | 0 | 0 | 0
2016-07-09 01:00 | 0 | 0 | 0 | 0 | 0 | 360273.2888 | 320170.4087 | 600655 | 0 | 0 | 0 | 0 | 2894771.5446 | 213989.723 | 0 | 0 | 0 | 0 | 0 | 0 | 0 | 0 | 0 | 0 | 0 | 0 | 0 | 0 | 0 | 65522.716 | 14265.9815 | 0 | 0 | 0 | 0 | 0 | 0 | 0 | 0 | 0 | 0 | 0 | 0 | 0 | 0
2016-07-09 02:00 | 0 | 0 | 0 | 0 | 0 | 491476.4244 | 41436.1222 | 573074 | 0 | 0 | 0 | 0 | 2840344.1096 | 228255.7045 | 0 | 0 | 0 | 0 | 0 | 0 | 0 | 0 | 0 | 0 | 0 | 0 | 0 | 0 | 0 | -54427.435 | 14265.9815 | 0 | 0 | 0 | 0 | 0 | 0 | 0 | 0 | 0 | 0 | 0 | 0 | 0 | 0
2016-07-09 03:00 | 0 | 0 | 0 | 0 | 0 | 292152.6306 | 0.24593 | 537026 | 0 | 0 | 0 | 0 | 2581205.0047 | 242521.686 | 0 | 0 | 0 | 0 | 0 | 0 | 0 | 0 | 0 | 0 | 0 | 0 | 0 | 0 | 0 | -259139.105 | 14265.9815 | 0 | 0 | 0 | 0 | 0 | 0 | 0 | 0 | 0 | 0 | 0 | 0 | 0 | 0
2016-07-09 04:00 | 0 | 0 | 0 | 0 | 0 | 258184.8766 | 0 | 503058 | 0 | 0 | 0 | 0 | 2322065.8997 | 256787.6676 | 0 | 0 | 0 | 0 | 0 | 0 | 0 | 0 | 0 | 0 | 0 | 0 | 0 | 0 | 0 | -259139.105 | 14265.9815 | 0 | 0 | 0 | 0 | 0 | 0 | 0 | 0 | 0 | 0 | 0 | 0 | 0 | 0
2016-07-09 05:00 | 0 | 0 | 0 | 0 | 0 | 227359.8766 | 0 | 472233 | 0 | 0 | 0 | 0 | 2062926.7948 | 271053.6491 | 0 | 0 | 0 | 0 | 0 | 0 | 0 | 0 | 0 | 0 | 0 | 0 | 0 | 0 | 0 | -259139.105 | 14265.9815 | 0 | 0 | 0 | 0 | 0 | 0 | 0 | 0 | 0 | 0 | 0 | 0 | 0 | 0
2016-07-09 06:00 | 0 | 0 | 0 | 0 | 0 | 202110.8766 | 0 | 446984 | 0 | 0 | 0 | 0 | 1803787.6898 | 285319.6306 | 0 | 0 | 0 | 0 | 0 | 0 | 0 | 0 | 0 | 0 | 0 | 0 | 0 | 0 | 0 | -259139.105 | 14265.9815 | 0 | 0 | 0 | 0 | 0 | 0 | 0 | 0 | 0 | 0 | 0 | 0 | 0 | 0
2016-07-09 07:00 | 0 | 0 | 0 | 0 | 0 | 348611.103 | 0 | 427811 | 0 | 0 | 0 | 0 | 1710321.8113 | 299585.6122 | 0 | 0 | 0 | 0 | 0 | 0 | 0 | 0 | 0 | 0 | 0 | 0 | 0 | 0 | 0 | -93465.8786 | 14265.9815 | 0 | 0 | 0 | 0 | 0 | 0 | 0 | 0 | 0 | 0 | 0 | 0 | 0 | 0
2016-07-09 08:00 | 0 | 0 | 0 | 0 | 0 | 170228.8766 | 0 | 415102 | 0 | 0 | 0 | 0 | 1451182.7063 | 313851.5937 | 0 | 0 | 0 | 0 | 0 | 0 | 0 | 0 | 0 | 0 | 0 | 0 | 0 | 0 | 0 | -259139.105 | 14265.9815 | 0 | 0 | 0 | 0 | 0 | 0 | 0 | 0 | 0 | 0 | 0 | 0 | 0 | 0
2016-07-09 09:00 | 0 | 0 | 0 | 0 | 0 | 369319.8905 | 0 | 408303 | 0 | 0 | 0 | 0 | 1397933.6152 | 328117.5752 | 0 | 0 | 0 | 0 | 0 | 0 | 0 | 0 | 0 | 0 | 0 | 0 | 0 | 0 | 0 | -53249.0911 | 14265.9815 | 0 | 0 | 0 | 0 | 0 | 0 | 0 | 0 | 0 | 0 | 0 | 0 | 0 | 0
2016-07-09 10:00 | 0 | 0 | 0 | 0 | 0 | 348579.7256 | 0 | 405812 | 0 | 0 | 0 | 0 | 1326435.3593 | 342383.5568 | 0 | 0 | 0 | 0 | 0 | 0 | 0 | 0 | 0 | 0 | 0 | 0 | 0 | 0 | 0 | -71498.2559 | 14265.9815 | 0 | 0 | 0 | 0 | 0 | 0 | 0 | 0 | 0 | 0 | 0 | 0 | 0 | 0
2016-07-09 11:00 | 0 | 0 | 0 | 0 | 0 | 167214.261 | 7.6156 | 412095 | 0 | 0 | 0 | 0 | 1067296.2544 | 356649.5383 | 0 | 0 | 0 | 0 | 0 | 0 | 0 | 0 | 0 | 0 | 0 | 0 | 0 | 0 | 0 | -259139.105 | 14265.9815 | 0 | 0 | 0 | 0 | 0 | 0 | 0 | 0 | 0 | 0 | 0 | 0 | 0 | 0
2016-07-09 12:00 | 0 | 0 | 0 | 0 | 0 | 61262.0996 | 125393.777 | 431529 | 0 | 0 | 0 | 0 | 808157.1494 | 370915.5198 | 0 | 0 | 0 | 0 | 0 | 0 | 0 | 0 | 0 | 0 | 0 | 0 | 0 | 0 | 0 | -259139.105 | 14265.9815 | 0 | 0 | 0 | 0 | 0 | 0 | 0 | 0 | 0 | 0 | 0 | 0 | 0 | 0
2016-07-09 13:00 | 0 | 0 | 0 | 0 | 0 | 0 | 506483.3798 | 461399 | 0 | 0 | 0 | 0 | 838975.5476 | 385181.5014 | 0 | 0 | 0 | 0 | 0 | 0 | 0 | 0 | 0 | 0 | 0 | 0 | 0 | 0 | 0 | 30818.3982 | 14265.9815 | 0 | 0 | 0 | 0 | 0 | 0 | 0 | 0 | 0 | 0 | 0 | 0 | 0 | 0
2016-07-09 14:00 | 0 | 0 | 0 | 0 | 0 | 0 | 667012.1664 | 494489 | 0 | 0 | 0 | 0 | 997232.7326 | 399447.4829 | 0 | 0 | 0 | 0 | 0 | 0 | 0 | 0 | 0 | 0 | 0 | 0 | 0 | 0 | 0 | 158257.1849 | 14265.9815 | 0 | 0 | 0 | 0 | 0 | 0 | 0 | 0 | 0 | 0 | 0 | 0 | 0 | 0
2016-07-09 15:00 | 0 | 0 | 0 | 0 | 0 | 0 | 774316.4831 | 525257 | 0 | 0 | 0 | 0 | 1232026.2341 | 413713.4644 | 0 | 0 | 0 | 0 | 0 | 0 | 0 | 0 | 0 | 0 | 0 | 0 | 0 | 0 | 0 | 234793.5015 | 14265.9815 | 0 | 0 | 0 | 0 | 0 | 0 | 0 | 0 | 0 | 0 | 0 | 0 | 0 | 0
2016-07-09 16:00 | 0 | 0 | 0 | 0 | 0 | 0 | 823600.0865 | 550195 | 0 | 0 | 0 | 0 | 1491165.339 | 427979.446 | 0 | 0 | 0 | 0 | 0 | 0 | 0 | 0 | 0 | 0 | 0 | 0 | 0 | 0 | 0 | 259139.105 | 14265.9815 | 0 | 0 | 0 | 0 | 0 | 0 | 0 | 0 | 0 | 0 | 0 | 0 | 0 | 0
2016-07-09 17:00 | 0 | 0 | 0 | 0 | 0 | 0 | 843127.0865 | 569722 | 0 | 0 | 0 | 0 | 1750304.444 | 442245.4275 | 0 | 0 | 0 | 0 | 0 | 0 | 0 | 0 | 0 | 0 | 0 | 0 | 0 | 0 | 0 | 259139.105 | 14265.9815 | 0 | 0 | 0 | 0 | 0 | 0 | 0 | 0 | 0 | 0 | 0 | 0 | 0 | 0
2016-07-09 18:00 | 0 | 0 | 0 | 0 | 0 | 0 | 840770.5427 | 583892 | 0 | 0 | 0 | 0 | 1992917.0052 | 456511.409 | 0 | 0 | 0 | 0 | 0 | 0 | 0 | 0 | 0 | 0 | 0 | 0 | 0 | 0 | 0 | 242612.5612 | 14265.9815 | 0 | 0 | 0 | 0 | 0 | 0 | 0 | 0 | 0 | 0 | 0 | 0 | 0 | 0
2016-07-09 19:00 | 0 | 0 | 0 | 0 | 0 | 0 | 831542.8951 | 595393 | 0 | 0 | 0 | 0 | 2214800.9188 | 470777.3906 | 0 | 0 | 0 | 0 | 0 | 0 | 0 | 0 | 0 | 0 | 0 | 0 | 0 | 0 | 0 | 221883.9136 | 14265.9815 | 0 | 0 | 0 | 0 | 0 | 0 | 0 | 0 | 0 | 0 | 0 | 0 | 0 | 0
2016-07-09 20:00 | 0 | 0 | 0 | 0 | 0 | 0 | 826596.0513 | 603013 | 0 | 0 | 0 | 0 | 2424117.9885 | 485043.3721 | 0 | 0 | 0 | 0 | 0 | 0 | 0 | 0 | 0 | 0 | 0 | 0 | 0 | 0 | 0 | 209317.0698 | 14265.9815 | 0 | 0 | 0 | 0 | 0 | 0 | 0 | 0 | 0 | 0 | 0 | 0 | 0 | 0
2016-07-09 21:00 | 0 | 0 | 0 | 0 | 0 | 0 | 814923.0185 | 605780 | 0 | 0 | 0 | 0 | 2618995.0255 | 499309.3536 | 0 | 0 | 0 | 0 | 0 | 0 | 0 | 0 | 0 | 0 | 0 | 0 | 0 | 0 | 0 | 194877.037 | 14265.9815 | 0 | 0 | 0 | 0 | 0 | 0 | 0 | 0 | 0 | 0 | 0 | 0 | 0 | 0
2016-07-09 22:00 | 0 | 0 | 0 | 0 | 0 | 0 | 786835.0189 | 600420 | 0 | 0 | 0 | 0 | 2791144.0628 | 513575.3352 | 0 | 0 | 0 | 0 | 0 | 0 | 0 | 0 | 0 | 0 | 0 | 0 | 0 | 0 | 0 | 172149.0373 | 14265.9815 | 0 | 0 | 0 | 0 | 0 | 0 | 0 | 0 | 0 | 0 | 0 | 0 | 0 | 0
2016-07-09 23:00 | 0 | 0 | 0 | 0 | 0 | 0 | 706443.4633 | 588550 | 0 | 0 | 0 | 0 | 2894771.5446 | 527841.3167 | 0 | 0 | 0 | 0 | 0 | 0 | 0 | 0 | 0 | 0 | 0 | 0 | 0 | 0 | 0 | 103627.4818 | 14265.9815 | 0 | 0 | 0 | 0 | 0 | 0 | 0 | 0 | 0 | 0 | 0 | 0 | 0 | 0
2016-07-10 | 0 | 0 | 0 | 0 | 0 | 0 | 572729.344 | 572382 | 0 | 0 | 0 | 0 | 2880852.907 | 542107.2982 | 0 | 0 | 0 | 0 | 0 | 0 | 0 | 0 | 0 | 0 | 0 | 0 | 0 | 0 | 0 | -13918.6376 | 14265.9815 | 0 | 0 | 0 | 0 | 0 | 0 | 0 | 0 | 0 | 0 | 0 | 0 | 0 | 0
2016-07-10 01:00 | 0 | 0 | 0 | 0 | 0 | 5397.4291 | 306759.4475 | 557030 | 0 | 0 | 0 | 0 | 2621713.8021 | 556373.2798 | 0 | 0 | 0 | 0 | 0 | 0 | 0 | 0 | 0 | 0 | 0 | 0 | 0 | 0 | 0 | -259139.105 | 14265.9815 | 0 | 0 | 0 | 0 | 0 | 0 | 0 | 0 | 0 | 0 | 0 | 0 | 0 | 0
2016-07-10 02:00 | 0 | 0 | 0 | 0 | 0 | 252685.7697 | 37176.1068 | 534735 | 0 | 0 | 0 | 0 | 2362574.6971 | 570639.2613 | 0 | 0 | 0 | 0 | 0 | 0 | 0 | 0 | 0 | 0 | 0 | 0 | 0 | 0 | 0 | -259139.105 | 14265.9815 | 0 | 0 | 0 | 0 | 0 | 0 | 0 | 0 | 0 | 0 | 0 | 0 | 0 | 0
2016-07-10 03:00 | 0 | 0 | 0 | 0 | 0 | 259763.5645 | 0.31206 | 504637 | 0 | 0 | 0 | 0 | 2103435.5922 | 584905.2428 | 0 | 0 | 0 | 0 | 0 | 0 | 0 | 0 | 0 | 0 | 0 | 0 | 0 | 0 | 0 | -259139.105 | 14265.9815 | 0 | 0 | 0 | 0 | 0 | 0 | 0 | 0 | 0 | 0 | 0 | 0 | 0 | 0
2016-07-10 04:00 | 0 | 0 | 0 | 0 | 0 | 227991.8766 | 0 | 472865 | 0 | 0 | 0 | 0 | 1844296.4872 | 599171.2244 | 0 | 0 | 0 | 0 | 0 | 0 | 0 | 0 | 0 | 0 | 0 | 0 | 0 | 0 | 0 | -259139.105 | 14265.9815 | 0 | 0 | 0 | 0 | 0 | 0 | 0 | 0 | 0 | 0 | 0 | 0 | 0 | 0
2016-07-10 05:00 | 0 | 0 | 0 | 0 | 0 | 200294.8766 | 0 | 445168 | 0 | 0 | 0 | 0 | 1585157.3823 | 613437.2059 | 0 | 0 | 0 | 0 | 0 | 0 | 0 | 0 | 0 | 0 | 0 | 0 | 0 | 0 | 0 | -259139.105 | 14265.9815 | 0 | 0 | 0 | 0 | 0 | 0 | 0 | 0 | 0 | 0 | 0 | 0 | 0 | 0
2016-07-10 06:00 | 0 | 0 | 0 | 0 | 0 | 178168.8766 | 0 | 423042 | 0 | 0 | 0 | 0 | 1326018.2773 | 627703.1874 | 0 | 0 | 0 | 0 | 0 | 0 | 0 | 0 | 0 | 0 | 0 | 0 | 0 | 0 | 0 | -259139.105 | 14265.9815 | 0 | 0 | 0 | 0 | 0 | 0 | 0 | 0 | 0 | 0 | 0 | 0 | 0 | 0
2016-07-10 07:00 | 0 | 0 | 0 | 0 | 0 | 160515.8766 | 0 | 405389 | 0 | 0 | 0 | 0 | 1066879.1724 | 641969.169 | 0 | 0 | 0 | 0 | 0 | 0 | 0 | 0 | 0 | 0 | 0 | 0 | 0 | 0 | 0 | -259139.105 | 14265.9815 | 0 | 0 | 0 | 0 | 0 | 0 | 0 | 0 | 0 | 0 | 0 | 0 | 0 | 0
2016-07-10 08:00 | 0 | 0 | 0 | 0 | 0 | 148121.8766 | 0 | 392995 | 0 | 0 | 0 | 0 | 807740.0674 | 656235.1505 | 0 | 0 | 0 | 0 | 0 | 0 | 0 | 0 | 0 | 0 | 0 | 0 | 0 | 0 | 0 | -259139.105 | 14265.9815 | 0 | 0 | 0 | 0 | 0 | 0 | 0 | 0 | 0 | 0 | 0 | 0 | 0 | 0
2016-07-10 09:00 | 0 | 0 | 0 | 0 | 0 | 141167.8766 | 0 | 386041 | 0 | 0 | 0 | 0 | 548600.9625 | 670501.132 | 0 | 0 | 0 | 0 | 0 | 0 | 0 | 0 | 0 | 0 | 0 | 0 | 0 | 0 | 0 | -259139.105 | 14265.9815 | 0 | 0 | 0 | 0 | 0 | 0 | 0 | 0 | 0 | 0 | 0 | 0 | 0 | 0
2016-07-10 10:00 | 0 | 0 | 0 | 0 | 0 | 137541.8766 | 0 | 382415 | 0 | 0 | 0 | 0 | 289461.8575 | 684767.1136 | 0 | 0 | 0 | 0 | 0 | 0 | 0 | 0 | 0 | 0 | 0 | 0 | 0 | 0 | 0 | -259139.105 | 14265.9815 | 0 | 0 | 0 | 0 | 0 | 0 | 0 | 0 | 0 | 0 | 0 | 0 | 0 | 0
2016-07-10 11:00 | 0 | 0 | 0 | 0 | 0 | 197804.8473 | 6.5616 | 387490 | 0 | 0 | 0 | 0 | 85517.2849 | 699033.0951 | 0 | 0 | 0 | 0 | 0 | 0 | 0 | 0 | 0 | 0 | 0 | 0 | 0 | 0 | 0 | -203944.5726 | 14265.9815 | 0 | 0 | 0 | 0 | 0 | 0 | 0 | 0 | 0 | 0 | 0 | 0 | 0 | 0
2016-07-10 12:00 | 0 | 0 | 0 | 0 | 0 | 227836.1856 | 108615.511 | 407703 | 0 | 0 | 0 | 0 | 0 | 713299.0766 | 0 | 0 | 0 | 0 | 0 | 0 | 0 | 0 | 0 | 0 | 0 | 0 | 0 | 0 | 0 | -85517.2849 | 14265.9815 | 0 | 0 | 0 | 0 | 0 | 0 | 0 | 0 | 0 | 0 | 0 | 0 | 0 | 0
2016-07-10 13:00 | 0 | 0 | 0 | 0 | 0 | 0 | 495728.0268 | 435099 | 0 | 0 | 0 | 0 | 46363.0453 | 727565.0581 | 0 | 0 | 0 | 0 | 0 | 0 | 0 | 0 | 0 | 0 | 0 | 0 | 0 | 0 | 0 | 46363.0453 | 14265.9815 | 0 | 0 | 0 | 0 | 0 | 0 | 0 | 0 | 0 | 0 | 0 | 0 | 0 | 0
2016-07-10 14:00 | 0 | 0 | 0 | 0 | 0 | 0 | 704014.9782 | 466139 | 0 | 0 | 0 | 0 | 269973.042 | 741831.0397 | 0 | 0 | 0 | 0 | 0 | 0 | 0 | 0 | 0 | 0 | 0 | 0 | 0 | 0 | 0 | 223609.9967 | 14265.9815 | 0 | 0 | 0 | 0 | 0 | 0 | 0 | 0 | 0 | 0 | 0 | 0 | 0 | 0
2016-07-10 15:00 | 0 | 0 | 0 | 0 | 0 | 0 | 769952.0865 | 496547 | 0 | 0 | 0 | 0 | 529112.1469 | 756097.0212 | 0 | 0 | 0 | 0 | 0 | 0 | 0 | 0 | 0 | 0 | 0 | 0 | 0 | 0 | 0 | 259139.105 | 14265.9815 | 0 | 0 | 0 | 0 | 0 | 0 | 0 | 0 | 0 | 0 | 0 | 0 | 0 | 0
2016-07-10 16:00 | 0 | 0 | 0 | 0 | 0 | 0 | 797607.0865 | 524202 | 0 | 0 | 0 | 0 | 788251.2519 | 770363.0027 | 0 | 0 | 0 | 0 | 0 | 0 | 0 | 0 | 0 | 0 | 0 | 0 | 0 | 0 | 0 | 259139.105 | 14265.9815 | 0 | 0 | 0 | 0 | 0 | 0 | 0 | 0 | 0 | 0 | 0 | 0 | 0 | 0
2016-07-10 17:00 | 0 | 0 | 0 | 0 | 0 | 0 | 821029.0865 | 547624 | 0 | 0 | 0 | 0 | 1047390.3568 | 784628.9843 | 0 | 0 | 0 | 0 | 0 | 0 | 0 | 0 | 0 | 0 | 0 | 0 | 0 | 0 | 0 | 259139.105 | 14265.9815 | 0 | 0 | 0 | 0 | 0 | 0 | 0 | 0 | 0 | 0 | 0 | 0 | 0 | 0
2016-07-10 18:00 | 0 | 0 | 0 | 0 | 0 | 0 | 840203.0865 | 566798 | 0 | 0 | 0 | 0 | 1306529.4618 | 798894.9658 | 0 | 0 | 0 | 0 | 0 | 0 | 0 | 0 | 0 | 0 | 0 | 0 | 0 | 0 | 0 | 259139.105 | 14265.9815 | 0 | 0 | 0 | 0 | 0 | 0 | 0 | 0 | 0 | 0 | 0 | 0 | 0 | 0
2016-07-10 19:00 | 0 | 0 | 0 | 0 | 0 | 0 | 855103.0865 | 581698 | 0 | 0 | 0 | 0 | 1565668.5667 | 813160.9473 | 0 | 0 | 0 | 0 | 0 | 0 | 0 | 0 | 0 | 0 | 0 | 0 | 0 | 0 | 0 | 259139.105 | 14265.9815 | 0 | 0 | 0 | 0 | 0 | 0 | 0 | 0 | 0 | 0 | 0 | 0 | 0 | 0
2016-07-10 20:00 | 0 | 0 | 0 | 0 | 0 | 4539.01 | 861461.0765 | 592595 | 0 | 0 | 0 | 0 | 1824807.6717 | 827426.9289 | 0 | 0 | 0 | 0 | 0 | 0 | 0 | 0 | 0 | 0 | 0 | 0 | 0 | 0 | 0 | 259139.105 | 14265.9815 | 0 | 0 | 0 | 0 | 0 | 0 | 0 | 0 | 0 | 0 | 0 | 0 | 0 | 0
2016-07-10 21:00 | 0 | 0 | 0 | 0 | 0 | 16990.6769 | 856197.4096 | 599783 | 0 | 0 | 0 | 0 | 2083946.7766 | 841692.9104 | 0 | 0 | 0 | 0 | 0 | 0 | 0 | 0 | 0 | 0 | 0 | 0 | 0 | 0 | 0 | 259139.105 | 14265.9815 | 0 | 0 | 0 | 0 | 0 | 0 | 0 | 0 | 0 | 0 | 0 | 0 | 0 | 0
2016-07-10 22:00 | 0 | 0 | 0 | 0 | 0 | 0 | 833180.1196 | 600387 | 0 | 0 | 0 | 0 | 2302473.9147 | 855958.8919 | 0 | 0 | 0 | 0 | 0 | 0 | 0 | 0 | 0 | 0 | 0 | 0 | 0 | 0 | 0 | 218527.1381 | 14265.9815 | 0 | 0 | 0 | 0 | 0 | 0 | 0 | 0 | 0 | 0 | 0 | 0 | 0 | 0
2016-07-10 23:00 | 0 | 0 | 0 | 0 | 0 | 113157.9382 | 751480.1482 | 591233 | 0 | 0 | 0 | 0 | 2561613.0196 | 870224.8735 | 0 | 0 | 0 | 0 | 0 | 0 | 0 | 0 | 0 | 0 | 0 | 0 | 0 | 0 | 0 | 259139.105 | 14265.9815 | 0 | 0 | 0 | 0 | 0 | 0 | 0 | 0 | 0 | 0 | 0 | 0 | 0 | 0
2016-07-11 | 0 | 0 | 0 | 0 | 0 | 0 | 618113.6638 | 576878 | 0 | 0 | 0 | 0 | 2588582.7019 | 884490.855 | 0 | 0 | 0 | 0 | 0 | 0 | 0 | 0 | 0 | 0 | 0 | 0 | 0 | 0 | 0 | 26969.6822 | 14265.9815 | 0 | 0 | 0 | 0 | 0 | 0 | 0 | 0 | 0 | 0 | 0 | 0 | 0 | 0
2016-07-11 01:00 | 0 | 0 | 0 | 0 | 0 | 0 | 336688.0686 | 564175 | 0 | 0 | 0 | 0 | 2346829.789 | 898756.8365 | 0 | 0 | 0 | 0 | 0 | 0 | 0 | 0 | 0 | 0 | 0 | 0 | 0 | 0 | 0 | -241752.9129 | 14265.9815 | 0 | 0 | 0 | 0 | 0 | 0 | 0 | 0 | 0 | 0 | 0 | 0 | 0 | 0
2016-07-11 02:00 | 0 | 0 | 0 | 0 | 0 | 245223.1813 | 51568.6953 | 541665 | 0 | 0 | 0 | 0 | 2087690.684 | 913022.8181 | 0 | 0 | 0 | 0 | 0 | 0 | 0 | 0 | 0 | 0 | 0 | 0 | 0 | 0 | 0 | -259139.105 | 14265.9815 | 0 | 0 | 0 | 0 | 0 | 0 | 0 | 0 | 0 | 0 | 0 | 0 | 0 | 0
2016-07-11 03:00 | 0 | 0 | 0 | 0 | 0 | 264887.6885 | 0.18807 | 509761 | 0 | 0 | 0 | 0 | 1828551.5791 | 927288.7996 | 0 | 0 | 0 | 0 | 0 | 0 | 0 | 0 | 0 | 0 | 0 | 0 | 0 | 0 | 0 | -259139.105 | 14265.9815 | 0 | 0 | 0 | 0 | 0 | 0 | 0 | 0 | 0 | 0 | 0 | 0 | 0 | 0
2016-07-11 04:00 | 0 | 0 | 0 | 0 | 0 | 232654.8766 | 0 | 477528 | 0 | 0 | 0 | 0 | 1569412.4741 | 941554.7811 | 0 | 0 | 0 | 0 | 0 | 0 | 0 | 0 | 0 | 0 | 0 | 0 | 0 | 0 | 0 | -259139.105 | 14265.9815 | 0 | 0 | 0 | 0 | 0 | 0 | 0 | 0 | 0 | 0 | 0 | 0 | 0 | 0
2016-07-11 05:00 | 0 | 0 | 0 | 0 | 0 | 723947.0865 | 0 | 450542 | 0 | 0 | 0 | 0 | 1828551.5791 | 955820.7627 | 0 | 0 | 0 | 0 | 0 | 0 | 0 | 0 | 0 | 0 | 0 | 0 | 0 | 0 | 0 | 259139.105 | 14265.9815 | 0 | 0 | 0 | 0 | 0 | 0 | 0 | 0 | 0 | 0 | 0 | 0 | 0 | 0
2016-07-11 06:00 | 0 | 0 | 0 | 0 | 0 | 183772.8766 | 0 | 428646 | 0 | 0 | 0 | 0 | 1569412.4741 | 970086.7442 | 0 | 0 | 0 | 0 | 0 | 0 | 0 | 0 | 0 | 0 | 0 | 0 | 0 | 0 | 0 | -259139.105 | 14265.9815 | 0 | 0 | 0 | 0 | 0 | 0 | 0 | 0 | 0 | 0 | 0 | 0 | 0 | 0
2016-07-11 07:00 | 0 | 0 | 0 | 0 | 0 | 167976.8766 | 0 | 412850 | 0 | 0 | 0 | 0 | 1310273.3692 | 984352.7257 | 0 | 0 | 0 | 0 | 0 | 0 | 0 | 0 | 0 | 0 | 0 | 0 | 0 | 0 | 0 | -259139.105 | 14265.9815 | 0 | 0 | 0 | 0 | 0 | 0 | 0 | 0 | 0 | 0 | 0 | 0 | 0 | 0
2016-07-11 08:00 | 0 | 0 | 0 | 0 | 0 | 161227.8766 | 0 | 406101 | 0 | 0 | 0 | 0 | 1051134.2642 | 998618.7073 | 0 | 0 | 0 | 0 | 0 | 0 | 0 | 0 | 0 | 0 | 0 | 0 | 0 | 0 | 0 | -259139.105 | 14265.9815 | 0 | 0 | 0 | 0 | 0 | 0 | 0 | 0 | 0 | 0 | 0 | 0 | 0 | 0
2016-07-11 09:00 | 0 | 0 | 0 | 0 | 0 | 166102.8766 | 0 | 410976 | 0 | 0 | 0 | 0 | 791995.1593 | 1012884.6888 | 0 | 0 | 0 | 0 | 0 | 0 | 0 | 0 | 0 | 0 | 0 | 0 | 0 | 0 | 0 | -259139.105 | 14265.9815 | 0 | 0 | 0 | 0 | 0 | 0 | 0 | 0 | 0 | 0 | 0 | 0 | 0 | 0
2016-07-11 10:00 | 0 | 0 | 0 | 0 | 0 | 179868.8766 | 0 | 424742 | 0 | 0 | 0 | 0 | 532856.0543 | 1027150.6703 | 0 | 0 | 0 | 0 | 0 | 0 | 0 | 0 | 0 | 0 | 0 | 0 | 0 | 0 | 0 | -259139.105 | 14265.9815 | 0 | 0 | 0 | 0 | 0 | 0 | 0 | 0 | 0 | 0 | 0 | 0 | 0 | 0
2016-07-11 11:00 | 0 | 0 | 0 | 0 | 0 | 198259.997 | 5.8796 | 443139 | 0 | 0 | 0 | 0 | 273716.9494 | 1041416.6519 | 0 | 0 | 0 | 0 | 0 | 0 | 0 | 0 | 0 | 0 | 0 | 0 | 0 | 0 | 0 | -259139.105 | 14265.9815 | 0 | 0 | 0 | 0 | 0 | 0 | 0 | 0 | 0 | 0 | 0 | 0 | 0 | 0
2016-07-11 12:00 | 0 | 0 | 0 | 0 | 0 | 578490.0457 | 128278.3456 | 469783 | 0 | 0 | 0 | 0 | 496436.3592 | 1055682.6334 | 0 | 0 | 0 | 0 | 0 | 0 | 0 | 0 | 0 | 0 | 0 | 0 | 0 | 0 | 0 | 222719.4099 | 14265.9815 | 0 | 0 | 0 | 0 | 0 | 0 | 0 | 0 | 0 | 0 | 0 | 0 | 0 | 0
2016-07-11 13:00 | 0 | 0 | 0 | 0 | 0 | 0 | 507329.7394 | 501025 | 0 | 0 | 0 | 0 | 488475.1171 | 1069948.6149 | 0 | 0 | 0 | 0 | 0 | 0 | 0 | 0 | 0 | 0 | 0 | 0 | 0 | 0 | 0 | -7961.2421 | 14265.9815 | 0 | 0 | 0 | 0 | 0 | 0 | 0 | 0 | 0 | 0 | 0 | 0 | 0 | 0
2016-07-11 14:00 | 0 | 0 | 0 | 0 | 0 | 0 | 718206.41 | 535818 | 0 | 0 | 0 | 0 | 656597.5455 | 1084214.5965 | 0 | 0 | 0 | 0 | 0 | 0 | 0 | 0 | 0 | 0 | 0 | 0 | 0 | 0 | 0 | 168122.4284 | 14265.9815 | 0 | 0 | 0 | 0 | 0 | 0 | 0 | 0 | 0 | 0 | 0 | 0 | 0 | 0
2016-07-11 15:00 | 0 | 0 | 0 | 0 | 0 | 0 | 828742.7906 | 568424 | 0 | 0 | 0 | 0 | 902650.3546 | 1098480.578 | 0 | 0 | 0 | 0 | 0 | 0 | 0 | 0 | 0 | 0 | 0 | 0 | 0 | 0 | 0 | 246052.8091 | 14265.9815 | 0 | 0 | 0 | 0 | 0 | 0 | 0 | 0 | 0 | 0 | 0 | 0 | 0 | 0
2016-07-11 16:00 | 0 | 0 | 0 | 0 | 0 | 0 | 870228.0865 | 596823 | 0 | 0 | 0 | 0 | 1161789.4595 | 1112746.5595 | 0 | 0 | 0 | 0 | 0 | 0 | 0 | 0 | 0 | 0 | 0 | 0 | 0 | 0 | 0 | 259139.105 | 14265.9815 | 0 | 0 | 0 | 0 | 0 | 0 | 0 | 0 | 0 | 0 | 0 | 0 | 0 | 0
2016-07-11 17:00 | 0 | 0 | 0 | 0 | 0 | 4044.3342 | 890408.7523 | 621048 | 0 | 0 | 0 | 0 | 1420928.5645 | 1127012.5411 | 0 | 0 | 0 | 0 | 0 | 0 | 0 | 0 | 0 | 0 | 0 | 0 | 0 | 0 | 0 | 259139.105 | 14265.9815 | 0 | 0 | 0 | 0 | 0 | 0 | 0 | 0 | 0 | 0 | 0 | 0 | 0 | 0
2016-07-11 18:00 | 0 | 0 | 0 | 0 | 0 | 29002.3288 | 884945.7577 | 640543 | 0 | 0 | 0 | 0 | 1680067.6694 | 1141278.5226 | 0 | 0 | 0 | 0 | 0 | 0 | 0 | 0 | 0 | 0 | 0 | 0 | 0 | 0 | 0 | 259139.105 | 14265.9815 | 0 | 0 | 0 | 0 | 0 | 0 | 0 | 0 | 0 | 0 | 0 | 0 | 0 | 0
2016-07-11 19:00 | 0 | 0 | 0 | 0 | 0 | 50683.8355 | 877157.251 | 654436 | 0 | 0 | 0 | 0 | 1939206.7744 | 1155544.5041 | 0 | 0 | 0 | 0 | 0 | 0 | 0 | 0 | 0 | 0 | 0 | 0 | 0 | 0 | 0 | 259139.105 | 14265.9815 | 0 | 0 | 0 | 0 | 0 | 0 | 0 | 0 | 0 | 0 | 0 | 0 | 0 | 0
2016-07-11 20:00 | 0 | 0 | 0 | 0 | 0 | 61627.1519 | 875392.9346 | 663615 | 0 | 0 | 0 | 0 | 2198345.8793 | 1169810.4856 | 0 | 0 | 0 | 0 | 0 | 0 | 0 | 0 | 0 | 0 | 0 | 0 | 0 | 0 | 0 | 259139.105 | 14265.9815 | 0 | 0 | 0 | 0 | 0 | 0 | 0 | 0 | 0 | 0 | 0 | 0 | 0 | 0
2016-07-11 21:00 | 0 | 0 | 0 | 0 | 0 | 70886.9695 | 869300.117 | 666782 | 0 | 0 | 0 | 0 | 2457484.9843 | 1184076.4672 | 0 | 0 | 0 | 0 | 0 | 0 | 0 | 0 | 0 | 0 | 0 | 0 | 0 | 0 | 0 | 259139.105 | 14265.9815 | 0 | 0 | 0 | 0 | 0 | 0 | 0 | 0 | 0 | 0 | 0 | 0 | 0 | 0
2016-07-11 22:00 | 0 | 0 | 0 | 0 | 0 | 0 | 844461.0742 | 661340 | 0 | 0 | 0 | 0 | 2626340.0769 | 1198342.4487 | 0 | 0 | 0 | 0 | 0 | 0 | 0 | 0 | 0 | 0 | 0 | 0 | 0 | 0 | 0 | 168855.0926 | 14265.9815 | 0 | 0 | 0 | 0 | 0 | 0 | 0 | 0 | 0 | 0 | 0 | 0 | 0 | 0
2016-07-11 23:00 | 0 | 0 | 0 | 0 | 0 | 0 | 768766.378 | 647838 | 0 | 0 | 0 | 0 | 2733002.4733 | 1212608.4302 | 0 | 0 | 0 | 0 | 0 | 0 | 0 | 0 | 0 | 0 | 0 | 0 | 0 | 0 | 0 | 106662.3964 | 14265.9815 | 0 | 0 | 0 | 0 | 0 | 0 | 0 | 0 | 0 | 0 | 0 | 0 | 0 | 0
2016-07-12 | 0 | 0 | 0 | 0 | 0 | 0 | 607067.2124 | 629895 | 0 | 0 | 0 | 0 | 2695908.7042 | 1226874.4118 | 0 | 0 | 0 | 0 | 0 | 0 | 0 | 0 | 0 | 0 | 0 | 0 | 0 | 0 | 0 | -37093.7691 | 14265.9815 | 0 | 0 | 0 | 0 | 0 | 0 | 0 | 0 | 0 | 0 | 0 | 0 | 0 | 0
2016-07-12 01:00 | 0 | 0 | 0 | 0 | 0 | 28502.7182 | 338391.1584 | 611767 | 0 | 0 | 0 | 0 | 2436769.5992 | 1241140.3933 | 0 | 0 | 0 | 0 | 0 | 0 | 0 | 0 | 0 | 0 | 0 | 0 | 0 | 0 | 0 | -259139.105 | 14265.9815 | 0 | 0 | 0 | 0 | 0 | 0 | 0 | 0 | 0 | 0 | 0 | 0 | 0 | 0
2016-07-12 02:00 | 0 | 0 | 0 | 0 | 0 | 301510.4489 | 37063.4277 | 583447 | 0 | 0 | 0 | 0 | 2177630.4943 | 1255406.3748 | 0 | 0 | 0 | 0 | 0 | 0 | 0 | 0 | 0 | 0 | 0 | 0 | 0 | 0 | 0 | -259139.105 | 14265.9815 | 0 | 0 | 0 | 0 | 0 | 0 | 0 | 0 | 0 | 0 | 0 | 0 | 0 | 0
2016-07-12 03:00 | 0 | 0 | 0 | 0 | 0 | 818297.0724 | 0.014053 | 544892 | 0 | 0 | 0 | 0 | 2436769.5992 | 1269672.3564 | 0 | 0 | 0 | 0 | 0 | 0 | 0 | 0 | 0 | 0 | 0 | 0 | 0 | 0 | 0 | 259139.105 | 14265.9815 | 0 | 0 | 0 | 0 | 0 | 0 | 0 | 0 | 0 | 0 | 0 | 0 | 0 | 0
2016-07-12 04:00 | 0 | 0 | 0 | 0 | 0 | 264148.8766 | 0 | 509022 | 0 | 0 | 0 | 0 | 2177630.4943 | 1283938.3379 | 0 | 0 | 0 | 0 | 0 | 0 | 0 | 0 | 0 | 0 | 0 | 0 | 0 | 0 | 0 | -259139.105 | 14265.9815 | 0 | 0 | 0 | 0 | 0 | 0 | 0 | 0 | 0 | 0 | 0 | 0 | 0 | 0
2016-07-12 05:00 | 0 | 0 | 0 | 0 | 0 | 232440.8766 | 0 | 477314 | 0 | 0 | 0 | 0 | 1918491.3893 | 1298204.3194 | 0 | 0 | 0 | 0 | 0 | 0 | 0 | 0 | 0 | 0 | 0 | 0 | 0 | 0 | 0 | -259139.105 | 14265.9815 | 0 | 0 | 0 | 0 | 0 | 0 | 0 | 0 | 0 | 0 | 0 | 0 | 0 | 0
2016-07-12 06:00 | 0 | 0 | 0 | 0 | 0 | 205624.8766 | 0 | 450498 | 0 | 0 | 0 | 0 | 1659352.2844 | 1312470.301 | 0 | 0 | 0 | 0 | 0 | 0 | 0 | 0 | 0 | 0 | 0 | 0 | 0 | 0 | 0 | -259139.105 | 14265.9815 | 0 | 0 | 0 | 0 | 0 | 0 | 0 | 0 | 0 | 0 | 0 | 0 | 0 | 0
2016-07-12 07:00 | 0 | 0 | 0 | 0 | 0 | 186830.8766 | 0 | 431704 | 0 | 0 | 0 | 0 | 1400213.1794 | 1326736.2825 | 0 | 0 | 0 | 0 | 0 | 0 | 0 | 0 | 0 | 0 | 0 | 0 | 0 | 0 | 0 | -259139.105 | 14265.9815 | 0 | 0 | 0 | 0 | 0 | 0 | 0 | 0 | 0 | 0 | 0 | 0 | 0 | 0
2016-07-12 08:00 | 0 | 0 | 0 | 0 | 0 | 177125.8766 | 0 | 421999 | 0 | 0 | 0 | 0 | 1141074.0745 | 1341002.264 | 0 | 0 | 0 | 0 | 0 | 0 | 0 | 0 | 0 | 0 | 0 | 0 | 0 | 0 | 0 | -259139.105 | 14265.9815 | 0 | 0 | 0 | 0 | 0 | 0 | 0 | 0 | 0 | 0 | 0 | 0 | 0 | 0
2016-07-12 09:00 | 0 | 0 | 0 | 0 | 0 | 178113.8766 | 0 | 422987 | 0 | 0 | 0 | 0 | 881934.9695 | 1355268.2456 | 0 | 0 | 0 | 0 | 0 | 0 | 0 | 0 | 0 | 0 | 0 | 0 | 0 | 0 | 0 | -259139.105 | 14265.9815 | 0 | 0 | 0 | 0 | 0 | 0 | 0 | 0 | 0 | 0 | 0 | 0 | 0 | 0
2016-07-12 10:00 | 0 | 0 | 0 | 0 | 0 | 191155.8766 | 0 | 436029 | 0 | 0 | 0 | 0 | 622795.8646 | 1369534.2271 | 0 | 0 | 0 | 0 | 0 | 0 | 0 | 0 | 0 | 0 | 0 | 0 | 0 | 0 | 0 | -259139.105 | 14265.9815 | 0 | 0 | 0 | 0 | 0 | 0 | 0 | 0 | 0 | 0 | 0 | 0 | 0 | 0
2016-07-12 11:00 | 0 | 0 | 0 | 0 | 0 | 211620.0509 | 4.8256 | 456498 | 0 | 0 | 0 | 0 | 363656.7596 | 1383800.2086 | 0 | 0 | 0 | 0 | 0 | 0 | 0 | 0 | 0 | 0 | 0 | 0 | 0 | 0 | 0 | -259139.105 | 14265.9815 | 0 | 0 | 0 | 0 | 0 | 0 | 0 | 0 | 0 | 0 | 0 | 0 | 0 | 0
2016-07-12 12:00 | 0 | 0 | 0 | 0 | 0 | 443349.8122 | 130257.9846 | 482934 | 0 | 0 | 0 | 0 | 440064.5749 | 1398066.1902 | 0 | 0 | 0 | 0 | 0 | 0 | 0 | 0 | 0 | 0 | 0 | 0 | 0 | 0 | 0 | 76407.8153 | 14265.9815 | 0 | 0 | 0 | 0 | 0 | 0 | 0 | 0 | 0 | 0 | 0 | 0 | 0 | 0
2016-07-12 13:00 | 0 | 0 | 0 | 0 | 0 | 0 | 510538.9824 | 512658 | 0 | 0 | 0 | 0 | 423679.5758 | 1412332.1717 | 0 | 0 | 0 | 0 | 0 | 0 | 0 | 0 | 0 | 0 | 0 | 0 | 0 | 0 | 0 | -16384.9991 | 14265.9815 | 0 | 0 | 0 | 0 | 0 | 0 | 0 | 0 | 0 | 0 | 0 | 0 | 0 | 0
2016-07-12 14:00 | 0 | 0 | 0 | 0 | 0 | 110629.6083 | 709264.4782 | 546489 | 0 | 0 | 0 | 0 | 682818.6807 | 1426598.1532 | 0 | 0 | 0 | 0 | 0 | 0 | 0 | 0 | 0 | 0 | 0 | 0 | 0 | 0 | 0 | 259139.105 | 14265.9815 | 0 | 0 | 0 | 0 | 0 | 0 | 0 | 0 | 0 | 0 | 0 | 0 | 0 | 0
2016-07-12 15:00 | 0 | 0 | 0 | 0 | 0 | 0 | 825574.6141 | 578718 | 0 | 0 | 0 | 0 | 915409.3133 | 1440864.1348 | 0 | 0 | 0 | 0 | 0 | 0 | 0 | 0 | 0 | 0 | 0 | 0 | 0 | 0 | 0 | 232590.6325 | 14265.9815 | 0 | 0 | 0 | 0 | 0 | 0 | 0 | 0 | 0 | 0 | 0 | 0 | 0 | 0
2016-07-12 16:00 | 0 | 0 | 0 | 0 | 0 | 0 | 872391.9296 | 607314 | 0 | 0 | 0 | 0 | 1166221.2614 | 1455130.1163 | 0 | 0 | 0 | 0 | 0 | 0 | 0 | 0 | 0 | 0 | 0 | 0 | 0 | 0 | 0 | 250811.9481 | 14265.9815 | 0 | 0 | 0 | 0 | 0 | 0 | 0 | 0 | 0 | 0 | 0 | 0 | 0 | 0
2016-07-12 17:00 | 0 | 0 | 0 | 0 | 0 | 0 | 880752.4787 | 630683 | 0 | 0 | 0 | 0 | 1402024.7585 | 1469396.0978 | 0 | 0 | 0 | 0 | 0 | 0 | 0 | 0 | 0 | 0 | 0 | 0 | 0 | 0 | 0 | 235803.4972 | 14265.9815 | 0 | 0 | 0 | 0 | 0 | 0 | 0 | 0 | 0 | 0 | 0 | 0 | 0 | 0
2016-07-12 18:00 | 0 | 0 | 0 | 0 | 0 | 45706.3176 | 876324.7689 | 648626 | 0 | 0 | 0 | 0 | 1661163.8635 | 1483662.0794 | 0 | 0 | 0 | 0 | 0 | 0 | 0 | 0 | 0 | 0 | 0 | 0 | 0 | 0 | 0 | 259139.105 | 14265.9815 | 0 | 0 | 0 | 0 | 0 | 0 | 0 | 0 | 0 | 0 | 0 | 0 | 0 | 0
2016-07-12 19:00 | 0 | 0 | 0 | 0 | 0 | 0 | 868831.2967 | 661644 | 0 | 0 | 0 | 0 | 1854085.1786 | 1497928.0609 | 0 | 0 | 0 | 0 | 0 | 0 | 0 | 0 | 0 | 0 | 0 | 0 | 0 | 0 | 0 | 192921.3151 | 14265.9815 | 0 | 0 | 0 | 0 | 0 | 0 | 0 | 0 | 0 | 0 | 0 | 0 | 0 | 0
2016-07-12 20:00 | 0 | 0 | 0 | 0 | 0 | 75106.3545 | 868709.732 | 670411 | 0 | 0 | 0 | 0 | 2113224.2836 | 1512194.0424 | 0 | 0 | 0 | 0 | 0 | 0 | 0 | 0 | 0 | 0 | 0 | 0 | 0 | 0 | 0 | 259139.105 | 14265.9815 | 0 | 0 | 0 | 0 | 0 | 0 | 0 | 0 | 0 | 0 | 0 | 0 | 0 | 0
2016-07-12 21:00 | 0 | 0 | 0 | 0 | 0 | 0 | 864330.7136 | 673446 | 0 | 0 | 0 | 0 | 2289843.0156 | 1526460.024 | 0 | 0 | 0 | 0 | 0 | 0 | 0 | 0 | 0 | 0 | 0 | 0 | 0 | 0 | 0 | 176618.732 | 14265.9815 | 0 | 0 | 0 | 0 | 0 | 0 | 0 | 0 | 0 | 0 | 0 | 0 | 0 | 0
2016-07-12 22:00 | 0 | 0 | 0 | 0 | 0 | 0 | 839429.0987 | 669508 | 0 | 0 | 0 | 0 | 2445498.1328 | 1540726.0055 | 0 | 0 | 0 | 0 | 0 | 0 | 0 | 0 | 0 | 0 | 0 | 0 | 0 | 0 | 0 | 155655.1172 | 14265.9815 | 0 | 0 | 0 | 0 | 0 | 0 | 0 | 0 | 0 | 0 | 0 | 0 | 0 | 0
2016-07-12 23:00 | 0 | 0 | 0 | 0 | 0 | 162952.8875 | 766748.199 | 656296 | 0 | 0 | 0 | 0 | 2704637.2377 | 1554991.987 | 0 | 0 | 0 | 0 | 0 | 0 | 0 | 0 | 0 | 0 | 0 | 0 | 0 | 0 | 0 | 259139.105 | 14265.9815 | 0 | 0 | 0 | 0 | 0 | 0 | 0 | 0 | 0 | 0 | 0 | 0 | 0 | 0
2016-07-13 | 0 | 0 | 0 | 0 | 0 | 0 | 584104.1835 | 638843 | 0 | 0 | 0 | 0 | 2635632.4397 | 1569257.9686 | 0 | 0 | 0 | 0 | 0 | 0 | 0 | 0 | 0 | 0 | 0 | 0 | 0 | 0 | 0 | -69004.7981 | 14265.9815 | 0 | 0 | 0 | 0 | 0 | 0 | 0 | 0 | 0 | 0 | 0 | 0 | 0 | 0
2016-07-13 01:00 | 0 | 0 | 0 | 0 | 0 | 588508.9634 | 305556.1231 | 620660 | 0 | 0 | 0 | 0 | 2894771.5446 | 1583523.9501 | 0 | 0 | 0 | 0 | 0 | 0 | 0 | 0 | 0 | 0 | 0 | 0 | 0 | 0 | 0 | 259139.105 | 14265.9815 | 0 | 0 | 0 | 0 | 0 | 0 | 0 | 0 | 0 | 0 | 0 | 0 | 0 | 0
2016-07-13 02:00 | 0 | 0 | 0 | 0 | 0 | 312073.2057 | 35750.6709 | 592697 | 0 | 0 | 0 | 0 | 2635632.4397 | 1597789.9316 | 0 | 0 | 0 | 0 | 0 | 0 | 0 | 0 | 0 | 0 | 0 | 0 | 0 | 0 | 0 | -259139.105 | 14265.9815 | 0 | 0 | 0 | 0 | 0 | 0 | 0 | 0 | 0 | 0 | 0 | 0 | 0 | 0
2016-07-13 03:00 | 0 | 0 | 0 | 0 | 0 | 503302.6964 | 0 | 554697 | 0 | 0 | 0 | 0 | 2569972.1546 | 1612055.9131 | 0 | 0 | 0 | 0 | 0 | 0 | 0 | 0 | 0 | 0 | 0 | 0 | 0 | 0 | 0 | -65660.2851 | 14265.9815 | 0 | 0 | 0 | 0 | 0 | 0 | 0 | 0 | 0 | 0 | 0 | 0 | 0 | 0
2016-07-13 04:00 | 0 | 0 | 0 | 0 | 0 | 764304.9423 | 0 | 517724 | 0 | 0 | 0 | 0 | 2802287.1154 | 1626321.8947 | 0 | 0 | 0 | 0 | 0 | 0 | 0 | 0 | 0 | 0 | 0 | 0 | 0 | 0 | 0 | 232314.9608 | 14265.9815 | 0 | 0 | 0 | 0 | 0 | 0 | 0 | 0 | 0 | 0 | 0 | 0 | 0 | 0
2016-07-13 05:00 | 0 | 0 | 0 | 0 | 0 | 240505.8766 | 0 | 485379 | 0 | 0 | 0 | 0 | 2543148.0104 | 1640587.8762 | 0 | 0 | 0 | 0 | 0 | 0 | 0 | 0 | 0 | 0 | 0 | 0 | 0 | 0 | 0 | -259139.105 | 14265.9815 | 0 | 0 | 0 | 0 | 0 | 0 | 0 | 0 | 0 | 0 | 0 | 0 | 0 | 0
2016-07-13 06:00 | 0 | 0 | 0 | 0 | 0 | 215043.8766 | 0 | 459917 | 0 | 0 | 0 | 0 | 2284008.9055 | 1654853.8577 | 0 | 0 | 0 | 0 | 0 | 0 | 0 | 0 | 0 | 0 | 0 | 0 | 0 | 0 | 0 | -259139.105 | 14265.9815 | 0 | 0 | 0 | 0 | 0 | 0 | 0 | 0 | 0 | 0 | 0 | 0 | 0 | 0
2016-07-13 07:00 | 0 | 0 | 0 | 0 | 0 | 197060.8766 | 0 | 441934 | 0 | 0 | 0 | 0 | 2024869.8005 | 1669119.8393 | 0 | 0 | 0 | 0 | 0 | 0 | 0 | 0 | 0 | 0 | 0 | 0 | 0 | 0 | 0 | -259139.105 | 14265.9815 | 0 | 0 | 0 | 0 | 0 | 0 | 0 | 0 | 0 | 0 | 0 | 0 | 0 | 0
2016-07-13 08:00 | 0 | 0 | 0 | 0 | 0 | 187802.8766 | 0 | 432676 | 0 | 0 | 0 | 0 | 1765730.6956 | 1683385.8208 | 0 | 0 | 0 | 0 | 0 | 0 | 0 | 0 | 0 | 0 | 0 | 0 | 0 | 0 | 0 | -259139.105 | 14265.9815 | 0 | 0 | 0 | 0 | 0 | 0 | 0 | 0 | 0 | 0 | 0 | 0 | 0 | 0
2016-07-13 09:00 | 0 | 0 | 0 | 0 | 0 | 190959.8766 | 0 | 435833 | 0 | 0 | 0 | 0 | 1506591.5906 | 1697651.8023 | 0 | 0 | 0 | 0 | 0 | 0 | 0 | 0 | 0 | 0 | 0 | 0 | 0 | 0 | 0 | -259139.105 | 14265.9815 | 0 | 0 | 0 | 0 | 0 | 0 | 0 | 0 | 0 | 0 | 0 | 0 | 0 | 0
2016-07-13 10:00 | 0 | 0 | 0 | 0 | 0 | 204077.8766 | 0 | 448951 | 0 | 0 | 0 | 0 | 1247452.4857 | 1711917.7839 | 0 | 0 | 0 | 0 | 0 | 0 | 0 | 0 | 0 | 0 | 0 | 0 | 0 | 0 | 0 | -259139.105 | 14265.9815 | 0 | 0 | 0 | 0 | 0 | 0 | 0 | 0 | 0 | 0 | 0 | 0 | 0 | 0
2016-07-13 11:00 | 0 | 0 | 0 | 0 | 0 | 224672.3196 | 4.557 | 469550 | 0 | 0 | 0 | 0 | 988313.3807 | 1726183.7654 | 0 | 0 | 0 | 0 | 0 | 0 | 0 | 0 | 0 | 0 | 0 | 0 | 0 | 0 | 0 | -259139.105 | 14265.9815 | 0 | 0 | 0 | 0 | 0 | 0 | 0 | 0 | 0 | 0 | 0 | 0 | 0 | 0
2016-07-13 12:00 | 0 | 0 | 0 | 0 | 0 | 389576.9102 | 130025.6876 | 496070 | 0 | 0 | 0 | 0 | 997579.997 | 1740449.7469 | 0 | 0 | 0 | 0 | 0 | 0 | 0 | 0 | 0 | 0 | 0 | 0 | 0 | 0 | 0 | 9266.6163 | 14265.9815 | 0 | 0 | 0 | 0 | 0 | 0 | 0 | 0 | 0 | 0 | 0 | 0 | 0 | 0
2016-07-13 13:00 | 0 | 0 | 0 | 0 | 0 | 0 | 503704.7168 | 525443 | 0 | 0 | 0 | 0 | 961575.7322 | 1754715.7285 | 0 | 0 | 0 | 0 | 0 | 0 | 0 | 0 | 0 | 0 | 0 | 0 | 0 | 0 | 0 | -36004.2648 | 14265.9815 | 0 | 0 | 0 | 0 | 0 | 0 | 0 | 0 | 0 | 0 | 0 | 0 | 0 | 0
2016-07-13 14:00 | 0 | 0 | 0 | 0 | 0 | 0 | 720848.4413 | 559810 | 0 | 0 | 0 | 0 | 1108348.192 | 1768981.71 | 0 | 0 | 0 | 0 | 0 | 0 | 0 | 0 | 0 | 0 | 0 | 0 | 0 | 0 | 0 | 146772.4598 | 14265.9815 | 0 | 0 | 0 | 0 | 0 | 0 | 0 | 0 | 0 | 0 | 0 | 0 | 0 | 0
2016-07-13 15:00 | 0 | 0 | 0 | 0 | 0 | 46338.4248 | 821965.6617 | 594899 | 0 | 0 | 0 | 0 | 1367487.297 | 1783247.6915 | 0 | 0 | 0 | 0 | 0 | 0 | 0 | 0 | 0 | 0 | 0 | 0 | 0 | 0 | 0 | 259139.105 | 14265.9815 | 0 | 0 | 0 | 0 | 0 | 0 | 0 | 0 | 0 | 0 | 0 | 0 | 0 | 0
2016-07-13 16:00 | 0 | 0 | 0 | 0 | 0 | 0 | 871950.9223 | 625088 | 0 | 0 | 0 | 0 | 1600084.2378 | 1797513.6731 | 0 | 0 | 0 | 0 | 0 | 0 | 0 | 0 | 0 | 0 | 0 | 0 | 0 | 0 | 0 | 232596.9408 | 14265.9815 | 0 | 0 | 0 | 0 | 0 | 0 | 0 | 0 | 0 | 0 | 0 | 0 | 0 | 0
2016-07-13 17:00 | 0 | 0 | 0 | 0 | 0 | 0 | 879100.9302 | 649828 | 0 | 0 | 0 | 0 | 1815091.1865 | 1811779.6546 | 0 | 0 | 0 | 0 | 0 | 0 | 0 | 0 | 0 | 0 | 0 | 0 | 0 | 0 | 0 | 215006.9487 | 14265.9815 | 0 | 0 | 0 | 0 | 0 | 0 | 0 | 0 | 0 | 0 | 0 | 0 | 0 | 0
2016-07-13 18:00 | 0 | 0 | 0 | 0 | 0 | 0 | 872324.0556 | 668009 | 0 | 0 | 0 | 0 | 2005140.2605 | 1826045.6361 | 0 | 0 | 0 | 0 | 0 | 0 | 0 | 0 | 0 | 0 | 0 | 0 | 0 | 0 | 0 | 190049.074 | 14265.9815 | 0 | 0 | 0 | 0 | 0 | 0 | 0 | 0 | 0 | 0 | 0 | 0 | 0 | 0
2016-07-13 19:00 | 0 | 0 | 0 | 0 | 0 | 0 | 864504.5935 | 679325 | 0 | 0 | 0 | 0 | 2176053.8725 | 1840311.6177 | 0 | 0 | 0 | 0 | 0 | 0 | 0 | 0 | 0 | 0 | 0 | 0 | 0 | 0 | 0 | 170913.612 | 14265.9815 | 0 | 0 | 0 | 0 | 0 | 0 | 0 | 0 | 0 | 0 | 0 | 0 | 0 | 0
2016-07-13 20:00 | 0 | 0 | 0 | 0 | 0 | 0 | 864051.8301 | 684178 | 0 | 0 | 0 | 0 | 2341661.721 | 1854577.5992 | 0 | 0 | 0 | 0 | 0 | 0 | 0 | 0 | 0 | 0 | 0 | 0 | 0 | 0 | 0 | 165607.8485 | 14265.9815 | 0 | 0 | 0 | 0 | 0 | 0 | 0 | 0 | 0 | 0 | 0 | 0 | 0 | 0
2016-07-13 21:00 | 0 | 0 | 0 | 0 | 0 | 0 | 858182.6575 | 685078 | 0 | 0 | 0 | 0 | 2500500.397 | 1868843.5807 | 0 | 0 | 0 | 0 | 0 | 0 | 0 | 0 | 0 | 0 | 0 | 0 | 0 | 0 | 0 | 158838.6759 | 14265.9815 | 0 | 0 | 0 | 0 | 0 | 0 | 0 | 0 | 0 | 0 | 0 | 0 | 0 | 0
2016-07-13 22:00 | 0 | 0 | 0 | 0 | 0 | 0 | 834004.704 | 679696 | 0 | 0 | 0 | 0 | 2640543.1194 | 1883109.5623 | 0 | 0 | 0 | 0 | 0 | 0 | 0 | 0 | 0 | 0 | 0 | 0 | 0 | 0 | 0 | 140042.7224 | 14265.9815 | 0 | 0 | 0 | 0 | 0 | 0 | 0 | 0 | 0 | 0 | 0 | 0 | 0 | 0
2016-07-13 23:00 | 0 | 0 | 0 | 0 | 0 | 0 | 764744.6374 | 666990 | 0 | 0 | 0 | 0 | 2724031.7753 | 1897375.5438 | 0 | 0 | 0 | 0 | 0 | 0 | 0 | 0 | 0 | 0 | 0 | 0 | 0 | 0 | 0 | 83488.6559 | 14265.9815 | 0 | 0 | 0 | 0 | 0 | 0 | 0 | 0 | 0 | 0 | 0 | 0 | 0 | 0
2016-07-14 | 0 | 0 | 0 | 0 | 0 | 0 | 579140.9201 | 650042 | 0 | 0 | 0 | 0 | 2638864.7139 | 1911641.5253 | 0 | 0 | 0 | 0 | 0 | 0 | 0 | 0 | 0 | 0 | 0 | 0 | 0 | 0 | 0 | -85167.0614 | 14265.9815 | 0 | 0 | 0 | 0 | 0 | 0 | 0 | 0 | 0 | 0 | 0 | 0 | 0 | 0
2016-07-14 01:00 | 0 | 0 | 0 | 0 | 0 | 537842.2093 | 308252.9383 | 631894 | 0 | 0 | 0 | 0 | 2838799.88 | 1925907.5069 | 0 | 0 | 0 | 0 | 0 | 0 | 0 | 0 | 0 | 0 | 0 | 0 | 0 | 0 | 0 | 199935.1661 | 14265.9815 | 0 | 0 | 0 | 0 | 0 | 0 | 0 | 0 | 0 | 0 | 0 | 0 | 0 | 0
2016-07-14 02:00 | 0 | 0 | 0 | 0 | 0 | 592769.0191 | 38244.5666 | 602801 | 0 | 0 | 0 | 0 | 2852746.4842 | 1940173.4884 | 0 | 0 | 0 | 0 | 0 | 0 | 0 | 0 | 0 | 0 | 0 | 0 | 0 | 0 | 0 | 13946.6042 | 14265.9815 | 0 | 0 | 0 | 0 | 0 | 0 | 0 | 0 | 0 | 0 | 0 | 0 | 0 | 0
2016-07-14 03:00 | 0 | 0 | 0 | 0 | 0 | 589697.0921 | 0 | 564675 | 0 | 0 | 0 | 0 | 2863502.5948 | 1954439.4699 | 0 | 0 | 0 | 0 | 0 | 0 | 0 | 0 | 0 | 0 | 0 | 0 | 0 | 0 | 0 | 10756.1106 | 14265.9815 | 0 | 0 | 0 | 0 | 0 | 0 | 0 | 0 | 0 | 0 | 0 | 0 | 0 | 0
2016-07-14 04:00 | 0 | 0 | 0 | 0 | 0 | 571587.9313 | 0 | 526053 | 0 | 0 | 0 | 0 | 2894771.5446 | 1968705.4515 | 0 | 0 | 0 | 0 | 0 | 0 | 0 | 0 | 0 | 0 | 0 | 0 | 0 | 0 | 0 | 31268.9498 | 14265.9815 | 0 | 0 | 0 | 0 | 0 | 0 | 0 | 0 | 0 | 0 | 0 | 0 | 0 | 0
2016-07-14 05:00 | 0 | 0 | 0 | 0 | 0 | 249088.8766 | 0 | 493962 | 0 | 0 | 0 | 0 | 2635632.4397 | 1982971.433 | 0 | 0 | 0 | 0 | 0 | 0 | 0 | 0 | 0 | 0 | 0 | 0 | 0 | 0 | 0 | -259139.105 | 14265.9815 | 0 | 0 | 0 | 0 | 0 | 0 | 0 | 0 | 0 | 0 | 0 | 0 | 0 | 0
2016-07-14 06:00 | 0 | 0 | 0 | 0 | 0 | 222179.8766 | 0 | 467053 | 0 | 0 | 0 | 0 | 2376493.3347 | 1997237.4145 | 0 | 0 | 0 | 0 | 0 | 0 | 0 | 0 | 0 | 0 | 0 | 0 | 0 | 0 | 0 | -259139.105 | 14265.9815 | 0 | 0 | 0 | 0 | 0 | 0 | 0 | 0 | 0 | 0 | 0 | 0 | 0 | 0
2016-07-14 07:00 | 0 | 0 | 0 | 0 | 0 | 202493.8766 | 0 | 447367 | 0 | 0 | 0 | 0 | 2117354.2298 | 2011503.3961 | 0 | 0 | 0 | 0 | 0 | 0 | 0 | 0 | 0 | 0 | 0 | 0 | 0 | 0 | 0 | -259139.105 | 14265.9815 | 0 | 0 | 0 | 0 | 0 | 0 | 0 | 0 | 0 | 0 | 0 | 0 | 0 | 0
2016-07-14 08:00 | 0 | 0 | 0 | 0 | 0 | 192872.8766 | 0 | 437746 | 0 | 0 | 0 | 0 | 1858215.1248 | 2025769.3776 | 0 | 0 | 0 | 0 | 0 | 0 | 0 | 0 | 0 | 0 | 0 | 0 | 0 | 0 | 0 | -259139.105 | 14265.9815 | 0 | 0 | 0 | 0 | 0 | 0 | 0 | 0 | 0 | 0 | 0 | 0 | 0 | 0
2016-07-14 09:00 | 0 | 0 | 0 | 0 | 0 | 462145.7483 | 0 | 439448 | 0 | 0 | 0 | 0 | 1866646.8916 | 2040035.3591 | 0 | 0 | 0 | 0 | 0 | 0 | 0 | 0 | 0 | 0 | 0 | 0 | 0 | 0 | 0 | 8431.7668 | 14265.9815 | 0 | 0 | 0 | 0 | 0 | 0 | 0 | 0 | 0 | 0 | 0 | 0 | 0 | 0
2016-07-14 10:00 | 0 | 0 | 0 | 0 | 0 | 208272.8766 | 0 | 453146 | 0 | 0 | 0 | 0 | 1607507.7866 | 2054301.3407 | 0 | 0 | 0 | 0 | 0 | 0 | 0 | 0 | 0 | 0 | 0 | 0 | 0 | 0 | 0 | -259139.105 | 14265.9815 | 0 | 0 | 0 | 0 | 0 | 0 | 0 | 0 | 0 | 0 | 0 | 0 | 0 | 0
2016-07-14 11:00 | 0 | 0 | 0 | 0 | 0 | 379010.6342 | 0 | 473437 | 0 | 0 | 0 | 0 | 1498815.4393 | 2068567.3222 | 0 | 0 | 0 | 0 | 0 | 0 | 0 | 0 | 0 | 0 | 0 | 0 | 0 | 0 | 0 | -108692.3473 | 14265.9815 | 0 | 0 | 0 | 0 | 0 | 0 | 0 | 0 | 0 | 0 | 0 | 0 | 0 | 0
2016-07-14 12:00 | 0 | 0 | 0 | 0 | 0 | 233914.0496 | 110793.5849 | 498162 | 0 | 0 | 0 | 0 | 1331095.0923 | 2082833.3037 | 0 | 0 | 0 | 0 | 0 | 0 | 0 | 0 | 0 | 0 | 0 | 0 | 0 | 0 | 0 | -167720.347 | 14265.9815 | 0 | 0 | 0 | 0 | 0 | 0 | 0 | 0 | 0 | 0 | 0 | 0 | 0 | 0
2016-07-14 13:00 | 0 | 0 | 0 | 0 | 0 | 0 | 502861.1719 | 527954 | 0 | 0 | 0 | 0 | 1291736.2826 | 2097099.2852 | 0 | 0 | 0 | 0 | 0 | 0 | 0 | 0 | 0 | 0 | 0 | 0 | 0 | 0 | 0 | -39358.8096 | 14265.9815 | 0 | 0 | 0 | 0 | 0 | 0 | 0 | 0 | 0 | 0 | 0 | 0 | 0 | 0
2016-07-14 14:00 | 0 | 0 | 0 | 0 | 0 | 0 | 706928.6474 | 563662 | 0 | 0 | 0 | 0 | 1420736.9485 | 2111365.2668 | 0 | 0 | 0 | 0 | 0 | 0 | 0 | 0 | 0 | 0 | 0 | 0 | 0 | 0 | 0 | 129000.6658 | 14265.9815 | 0 | 0 | 0 | 0 | 0 | 0 | 0 | 0 | 0 | 0 | 0 | 0 | 0 | 0
2016-07-14 15:00 | 0 | 0 | 0 | 0 | 0 | 0 | 810982.0335 | 597192 | 0 | 0 | 0 | 0 | 1620261.0004 | 2125631.2483 | 0 | 0 | 0 | 0 | 0 | 0 | 0 | 0 | 0 | 0 | 0 | 0 | 0 | 0 | 0 | 199524.052 | 14265.9815 | 0 | 0 | 0 | 0 | 0 | 0 | 0 | 0 | 0 | 0 | 0 | 0 | 0 | 0
2016-07-14 16:00 | 0 | 0 | 0 | 0 | 0 | 0 | 855916.4439 | 624767 | 0 | 0 | 0 | 0 | 1837144.4628 | 2139897.2298 | 0 | 0 | 0 | 0 | 0 | 0 | 0 | 0 | 0 | 0 | 0 | 0 | 0 | 0 | 0 | 216883.4624 | 14265.9815 | 0 | 0 | 0 | 0 | 0 | 0 | 0 | 0 | 0 | 0 | 0 | 0 | 0 | 0
2016-07-14 17:00 | 0 | 0 | 0 | 0 | 0 | 0 | 863133.9373 | 645953 | 0 | 0 | 0 | 0 | 2040059.4186 | 2154163.2114 | 0 | 0 | 0 | 0 | 0 | 0 | 0 | 0 | 0 | 0 | 0 | 0 | 0 | 0 | 0 | 202914.9558 | 14265.9815 | 0 | 0 | 0 | 0 | 0 | 0 | 0 | 0 | 0 | 0 | 0 | 0 | 0 | 0
2016-07-14 18:00 | 0 | 0 | 0 | 0 | 0 | 0 | 856678.8055 | 661070 | 0 | 0 | 0 | 0 | 2221402.2426 | 2168429.1929 | 0 | 0 | 0 | 0 | 0 | 0 | 0 | 0 | 0 | 0 | 0 | 0 | 0 | 0 | 0 | 181342.8239 | 14265.9815 | 0 | 0 | 0 | 0 | 0 | 0 | 0 | 0 | 0 | 0 | 0 | 0 | 0 | 0
2016-07-14 19:00 | 0 | 0 | 0 | 0 | 0 | 0 | 849466.3671 | 671398 | 0 | 0 | 0 | 0 | 2385204.6281 | 2182695.1744 | 0 | 0 | 0 | 0 | 0 | 0 | 0 | 0 | 0 | 0 | 0 | 0 | 0 | 0 | 0 | 163802.3855 | 14265.9815 | 0 | 0 | 0 | 0 | 0 | 0 | 0 | 0 | 0 | 0 | 0 | 0 | 0 | 0
2016-07-14 20:00 | 0 | 0 | 0 | 0 | 0 | 0 | 849654.4904 | 676307 | 0 | 0 | 0 | 0 | 2544286.1369 | 2196961.156 | 0 | 0 | 0 | 0 | 0 | 0 | 0 | 0 | 0 | 0 | 0 | 0 | 0 | 0 | 0 | 159081.5089 | 14265.9815 | 0 | 0 | 0 | 0 | 0 | 0 | 0 | 0 | 0 | 0 | 0 | 0 | 0 | 0
2016-07-14 21:00 | 0 | 0 | 0 | 0 | 0 | 0 | 843207.0857 | 677747 | 0 | 0 | 0 | 0 | 2695480.2411 | 2211227.1375 | 0 | 0 | 0 | 0 | 0 | 0 | 0 | 0 | 0 | 0 | 0 | 0 | 0 | 0 | 0 | 151194.1042 | 14265.9815 | 0 | 0 | 0 | 0 | 0 | 0 | 0 | 0 | 0 | 0 | 0 | 0 | 0 | 0
2016-07-14 22:00 | 0 | 0 | 0 | 0 | 0 | 0 | 821930.7043 | 673278 | 0 | 0 | 0 | 0 | 2829866.9639 | 2225493.119 | 0 | 0 | 0 | 0 | 0 | 0 | 0 | 0 | 0 | 0 | 0 | 0 | 0 | 0 | 0 | 134386.7227 | 14265.9815 | 0 | 0 | 0 | 0 | 0 | 0 | 0 | 0 | 0 | 0 | 0 | 0 | 0 | 0
2016-07-14 23:00 | 0 | 0 | 0 | 0 | 0 | 0 | 739884.5623 | 660714 | 0 | 0 | 0 | 0 | 2894771.5446 | 2239759.1006 | 0 | 0 | 0 | 0 | 0 | 0 | 0 | 0 | 0 | 0 | 0 | 0 | 0 | 0 | 0 | 64904.5807 | 14265.9815 | 0 | 0 | 0 | 0 | 0 | 0 | 0 | 0 | 0 | 0 | 0 | 0 | 0 | 0
2016-07-15 | 0 | 0 | 0 | 0 | 0 | 76072.4383 | 578801.2945 | 643060 | 0 | 0 | 0 | 0 | 2892319.2959 | 2254025.0821 | 0 | 0 | 0 | 0 | 0 | 0 | 0 | 0 | 0 | 0 | 0 | 0 | 0 | 0 | 0 | -2452.2487 | 14265.9815 | 0 | 0 | 0 | 0 | 0 | 0 | 0 | 0 | 0 | 0 | 0 | 0 | 0 | 0
2016-07-15 01:00 | 0 | 0 | 0 | 0 | 0 | 346996.2511 | 295889.9792 | 626168 | 0 | 0 | 0 | 0 | 2894771.5446 | 2268291.0636 | 0 | 0 | 0 | 0 | 0 | 0 | 0 | 0 | 0 | 0 | 0 | 0 | 0 | 0 | 0 | 2452.2487 | 14265.9815 | 0 | 0 | 0 | 0 | 0 | 0 | 0 | 0 | 0 | 0 | 0 | 0 | 0 | 0
2016-07-15 02:00 | 0 | 0 | 0 | 0 | 0 | 431716.9063 | 33764.4486 | 596932 | 0 | 0 | 0 | 0 | 2749054.918 | 2282557.0452 | 0 | 0 | 0 | 0 | 0 | 0 | 0 | 0 | 0 | 0 | 0 | 0 | 0 | 0 | 0 | -145716.6266 | 14265.9815 | 0 | 0 | 0 | 0 | 0 | 0 | 0 | 0 | 0 | 0 | 0 | 0 | 0 | 0
2016-07-15 03:00 | 0 | 0 | 0 | 0 | 0 | 427083.6771 | 0 | 557655 | 0 | 0 | 0 | 0 | 2604217.6136 | 2296823.0267 | 0 | 0 | 0 | 0 | 0 | 0 | 0 | 0 | 0 | 0 | 0 | 0 | 0 | 0 | 0 | -144837.3044 | 14265.9815 | 0 | 0 | 0 | 0 | 0 | 0 | 0 | 0 | 0 | 0 | 0 | 0 | 0 | 0
2016-07-15 04:00 | 0 | 0 | 0 | 0 | 0 | 389967.4638 | 0 | 520968 | 0 | 0 | 0 | 0 | 2458951.0958 | 2311089.0082 | 0 | 0 | 0 | 0 | 0 | 0 | 0 | 0 | 0 | 0 | 0 | 0 | 0 | 0 | 0 | -145266.5177 | 14265.9815 | 0 | 0 | 0 | 0 | 0 | 0 | 0 | 0 | 0 | 0 | 0 | 0 | 0 | 0
2016-07-15 05:00 | 0 | 0 | 0 | 0 | 0 | 243545.8766 | 0 | 488419 | 0 | 0 | 0 | 0 | 2199811.9909 | 2325354.9898 | 0 | 0 | 0 | 0 | 0 | 0 | 0 | 0 | 0 | 0 | 0 | 0 | 0 | 0 | 0 | -259139.105 | 14265.9815 | 0 | 0 | 0 | 0 | 0 | 0 | 0 | 0 | 0 | 0 | 0 | 0 | 0 | 0
2016-07-15 06:00 | 0 | 0 | 0 | 0 | 0 | 318418.2341 | 0 | 461753 | 0 | 0 | 0 | 0 | 2042211.2434 | 2339620.9713 | 0 | 0 | 0 | 0 | 0 | 0 | 0 | 0 | 0 | 0 | 0 | 0 | 0 | 0 | 0 | -157600.7474 | 14265.9815 | 0 | 0 | 0 | 0 | 0 | 0 | 0 | 0 | 0 | 0 | 0 | 0 | 0 | 0
2016-07-15 07:00 | 0 | 0 | 0 | 0 | 0 | 197217.8766 | 0 | 442091 | 0 | 0 | 0 | 0 | 1783072.1385 | 2353886.9528 | 0 | 0 | 0 | 0 | 0 | 0 | 0 | 0 | 0 | 0 | 0 | 0 | 0 | 0 | 0 | -259139.105 | 14265.9815 | 0 | 0 | 0 | 0 | 0 | 0 | 0 | 0 | 0 | 0 | 0 | 0 | 0 | 0
2016-07-15 08:00 | 0 | 0 | 0 | 0 | 0 | 186955.8766 | 0 | 431829 | 0 | 0 | 0 | 0 | 1523933.0335 | 2368152.9344 | 0 | 0 | 0 | 0 | 0 | 0 | 0 | 0 | 0 | 0 | 0 | 0 | 0 | 0 | 0 | -259139.105 | 14265.9815 | 0 | 0 | 0 | 0 | 0 | 0 | 0 | 0 | 0 | 0 | 0 | 0 | 0 | 0
2016-07-15 09:00 | 0 | 0 | 0 | 0 | 0 | 224043.5276 | 0 | 432607 | 0 | 0 | 0 | 0 | 1301103.5796 | 2382418.9159 | 0 | 0 | 0 | 0 | 0 | 0 | 0 | 0 | 0 | 0 | 0 | 0 | 0 | 0 | 0 | -222829.454 | 14265.9815 | 0 | 0 | 0 | 0 | 0 | 0 | 0 | 0 | 0 | 0 | 0 | 0 | 0 | 0
2016-07-15 10:00 | 0 | 0 | 0 | 0 | 0 | 202065.578 | 0 | 444406 | 0 | 0 | 0 | 0 | 1044497.176 | 2396684.8974 | 0 | 0 | 0 | 0 | 0 | 0 | 0 | 0 | 0 | 0 | 0 | 0 | 0 | 0 | 0 | -256606.4035 | 14265.9815 | 0 | 0 | 0 | 0 | 0 | 0 | 0 | 0 | 0 | 0 | 0 | 0 | 0 | 0
2016-07-15 11:00 | 0 | 0 | 0 | 0 | 0 | 164630.4175 | 1.953 | 462733 | 0 | 0 | 0 | 0 | 785358.0711 | 2357723.3729 | 0 | 0 | 0 | 0 | 0 | 0 | 0 | 0 | 0 | 0 | 0 | 0 | 0 | 0 | 0 | -259139.105 | 0 | 38961.5245 | 0 | 0 | 0 | 0 | 0 | 0 | 0 | 0 | 0 | 0 | 0 | 0 | 0
2016-07-15 12:00 | 0 | 0 | 0 | 0 | 0 | 89476.7606 | 108819.6365 | 487020 | 0 | 0 | 0 | 0 | 526218.9661 | 2328138.8749 | 0 | 0 | 0 | 0 | 0 | 0 | 0 | 0 | 0 | 0 | 0 | 0 | 0 | 0 | 0 | -259139.105 | 0 | 29584.498 | 0 | 0 | 0 | 0 | 0 | 0 | 0 | 0 | 0 | 0 | 0 | 0 | 0
2016-07-15 13:00 | 0 | 0 | 0 | 0 | 0 | 0 | 476653.3215 | 517382 | 0 | 0 | 0 | 0 | 471224.3061 | 2342404.8565 | 0 | 0 | 0 | 0 | 0 | 0 | 0 | 0 | 0 | 0 | 0 | 0 | 0 | 0 | 0 | -54994.66 | 14265.9815 | 0 | 0 | 0 | 0 | 0 | 0 | 0 | 0 | 0 | 0 | 0 | 0 | 0 | 0
2016-07-15 14:00 | 0 | 0 | 0 | 0 | 0 | 0 | 695056.7085 | 548705 | 0 | 0 | 0 | 0 | 603310.0331 | 2356670.838 | 0 | 0 | 0 | 0 | 0 | 0 | 0 | 0 | 0 | 0 | 0 | 0 | 0 | 0 | 0 | 132085.727 | 14265.9815 | 0 | 0 | 0 | 0 | 0 | 0 | 0 | 0 | 0 | 0 | 0 | 0 | 0 | 0
2016-07-15 15:00 | 0 | 0 | 0 | 0 | 0 | 0 | 794356.5149 | 577335 | 0 | 0 | 0 | 0 | 806065.5665 | 2370936.8195 | 0 | 0 | 0 | 0 | 0 | 0 | 0 | 0 | 0 | 0 | 0 | 0 | 0 | 0 | 0 | 202755.5334 | 14265.9815 | 0 | 0 | 0 | 0 | 0 | 0 | 0 | 0 | 0 | 0 | 0 | 0 | 0 | 0
2016-07-15 16:00 | 0 | 0 | 0 | 0 | 0 | 34369.2082 | 840336.8783 | 601301 | 0 | 0 | 0 | 0 | 1065204.6714 | 2385202.8011 | 0 | 0 | 0 | 0 | 0 | 0 | 0 | 0 | 0 | 0 | 0 | 0 | 0 | 0 | 0 | 259139.105 | 14265.9815 | 0 | 0 | 0 | 0 | 0 | 0 | 0 | 0 | 0 | 0 | 0 | 0 | 0 | 0
2016-07-15 17:00 | 0 | 0 | 0 | 0 | 0 | 0 | 849871.8651 | 623336 | 0 | 0 | 0 | 0 | 1277474.555 | 2399468.7826 | 0 | 0 | 0 | 0 | 0 | 0 | 0 | 0 | 0 | 0 | 0 | 0 | 0 | 0 | 0 | 212269.8836 | 14265.9815 | 0 | 0 | 0 | 0 | 0 | 0 | 0 | 0 | 0 | 0 | 0 | 0 | 0 | 0
2016-07-15 18:00 | 0 | 0 | 0 | 0 | 0 | 0 | 845540.8189 | 640286 | 0 | 0 | 0 | 0 | 1468463.3924 | 2413734.7641 | 0 | 0 | 0 | 0 | 0 | 0 | 0 | 0 | 0 | 0 | 0 | 0 | 0 | 0 | 0 | 190988.8374 | 14265.9815 | 0 | 0 | 0 | 0 | 0 | 0 | 0 | 0 | 0 | 0 | 0 | 0 | 0 | 0
2016-07-15 19:00 | 0 | 0 | 0 | 0 | 0 | 0 | 837417.3201 | 650704 | 0 | 0 | 0 | 0 | 1640910.731 | 2428000.7457 | 0 | 0 | 0 | 0 | 0 | 0 | 0 | 0 | 0 | 0 | 0 | 0 | 0 | 0 | 0 | 172447.3386 | 14265.9815 | 0 | 0 | 0 | 0 | 0 | 0 | 0 | 0 | 0 | 0 | 0 | 0 | 0 | 0
2016-07-15 20:00 | 0 | 0 | 0 | 0 | 0 | 0 | 834020.023 | 657165 | 0 | 0 | 0 | 0 | 1803499.7725 | 2442266.7272 | 0 | 0 | 0 | 0 | 0 | 0 | 0 | 0 | 0 | 0 | 0 | 0 | 0 | 0 | 0 | 162589.0415 | 14265.9815 | 0 | 0 | 0 | 0 | 0 | 0 | 0 | 0 | 0 | 0 | 0 | 0 | 0 | 0
2016-07-15 21:00 | 0 | 0 | 0 | 0 | 0 | 0 | 824050.8044 | 657587 | 0 | 0 | 0 | 0 | 1955697.5954 | 2456532.7087 | 0 | 0 | 0 | 0 | 0 | 0 | 0 | 0 | 0 | 0 | 0 | 0 | 0 | 0 | 0 | 152197.8229 | 14265.9815 | 0 | 0 | 0 | 0 | 0 | 0 | 0 | 0 | 0 | 0 | 0 | 0 | 0 | 0
2016-07-15 22:00 | 0 | 0 | 0 | 0 | 0 | 0 | 791758.2574 | 648192 | 0 | 0 | 0 | 0 | 2084997.8712 | 2470798.6903 | 0 | 0 | 0 | 0 | 0 | 0 | 0 | 0 | 0 | 0 | 0 | 0 | 0 | 0 | 0 | 129300.2758 | 14265.9815 | 0 | 0 | 0 | 0 | 0 | 0 | 0 | 0 | 0 | 0 | 0 | 0 | 0 | 0
2016-07-15 23:00 | 0 | 0 | 0 | 0 | 0 | 0 | 704262.7834 | 630495 | 0 | 0 | 0 | 0 | 2144499.673 | 2485064.6718 | 0 | 0 | 0 | 0 | 0 | 0 | 0 | 0 | 0 | 0 | 0 | 0 | 0 | 0 | 0 | 59501.8018 | 14265.9815 | 0 | 0 | 0 | 0 | 0 | 0 | 0 | 0 | 0 | 0 | 0 | 0 | 0 | 0
2016-07-16 | 0 | 0 | 0 | 0 | 0 | 149550.9036 | 545530.9104 | 610563 | 0 | 0 | 0 | 0 | 2214752.5055 | 2499330.6533 | 0 | 0 | 0 | 0 | 0 | 0 | 0 | 0 | 0 | 0 | 0 | 0 | 0 | 0 | 0 | 70252.8325 | 14265.9815 | 0 | 0 | 0 | 0 | 0 | 0 | 0 | 0 | 0 | 0 | 0 | 0 | 0 | 0
2016-07-16 01:00 | 0 | 0 | 0 | 0 | 0 | 274021.9881 | 265921.4376 | 593282 | 0 | 0 | 0 | 0 | 2147147.9496 | 2513596.6349 | 0 | 0 | 0 | 0 | 0 | 0 | 0 | 0 | 0 | 0 | 0 | 0 | 0 | 0 | 0 | -67604.5559 | 14265.9815 | 0 | 0 | 0 | 0 | 0 | 0 | 0 | 0 | 0 | 0 | 0 | 0 | 0 | 0
2016-07-16 02:00 | 0 | 0 | 0 | 0 | 0 | 294089.4393 | 27971.4373 | 566934 | 0 | 0 | 0 | 0 | 1888008.8447 | 2527862.6164 | 0 | 0 | 0 | 0 | 0 | 0 | 0 | 0 | 0 | 0 | 0 | 0 | 0 | 0 | 0 | -259139.105 | 14265.9815 | 0 | 0 | 0 | 0 | 0 | 0 | 0 | 0 | 0 | 0 | 0 | 0 | 0 | 0
2016-07-16 03:00 | 0 | 0 | 0 | 0 | 0 | 286522.8766 | 0 | 531396 | 0 | 0 | 0 | 0 | 1628869.7397 | 2542128.5979 | 0 | 0 | 0 | 0 | 0 | 0 | 0 | 0 | 0 | 0 | 0 | 0 | 0 | 0 | 0 | -259139.105 | 14265.9815 | 0 | 0 | 0 | 0 | 0 | 0 | 0 | 0 | 0 | 0 | 0 | 0 | 0 | 0
2016-07-16 04:00 | 0 | 0 | 0 | 0 | 0 | 438090.2469 | 0 | 495930 | 0 | 0 | 0 | 0 | 1556764.0051 | 2556394.5794 | 0 | 0 | 0 | 0 | 0 | 0 | 0 | 0 | 0 | 0 | 0 | 0 | 0 | 0 | 0 | -72105.7346 | 14265.9815 | 0 | 0 | 0 | 0 | 0 | 0 | 0 | 0 | 0 | 0 | 0 | 0 | 0 | 0
2016-07-16 05:00 | 0 | 0 | 0 | 0 | 0 | 411232.2736 | 0 | 465615 | 0 | 0 | 0 | 0 | 1488115.2972 | 2570660.561 | 0 | 0 | 0 | 0 | 0 | 0 | 0 | 0 | 0 | 0 | 0 | 0 | 0 | 0 | 0 | -68648.708 | 14265.9815 | 0 | 0 | 0 | 0 | 0 | 0 | 0 | 0 | 0 | 0 | 0 | 0 | 0 | 0
2016-07-16 06:00 | 0 | 0 | 0 | 0 | 0 | 196696.8766 | 0 | 441570 | 0 | 0 | 0 | 0 | 1228976.1922 | 2584926.5425 | 0 | 0 | 0 | 0 | 0 | 0 | 0 | 0 | 0 | 0 | 0 | 0 | 0 | 0 | 0 | -259139.105 | 14265.9815 | 0 | 0 | 0 | 0 | 0 | 0 | 0 | 0 | 0 | 0 | 0 | 0 | 0 | 0
2016-07-16 07:00 | 0 | 0 | 0 | 0 | 0 | 177505.8766 | 0 | 422379 | 0 | 0 | 0 | 0 | 969837.0873 | 2599192.524 | 0 | 0 | 0 | 0 | 0 | 0 | 0 | 0 | 0 | 0 | 0 | 0 | 0 | 0 | 0 | -259139.105 | 14265.9815 | 0 | 0 | 0 | 0 | 0 | 0 | 0 | 0 | 0 | 0 | 0 | 0 | 0 | 0
2016-07-16 08:00 | 0 | 0 | 0 | 0 | 0 | 356165.4697 | 0 | 410187 | 0 | 0 | 0 | 0 | 901549.5755 | 2613458.5056 | 0 | 0 | 0 | 0 | 0 | 0 | 0 | 0 | 0 | 0 | 0 | 0 | 0 | 0 | 0 | -68287.5118 | 14265.9815 | 0 | 0 | 0 | 0 | 0 | 0 | 0 | 0 | 0 | 0 | 0 | 0 | 0 | 0
2016-07-16 09:00 | 0 | 0 | 0 | 0 | 0 | 159559.8766 | 0 | 404433 | 0 | 0 | 0 | 0 | 642410.4705 | 2627724.4871 | 0 | 0 | 0 | 0 | 0 | 0 | 0 | 0 | 0 | 0 | 0 | 0 | 0 | 0 | 0 | -259139.105 | 14265.9815 | 0 | 0 | 0 | 0 | 0 | 0 | 0 | 0 | 0 | 0 | 0 | 0 | 0 | 0
2016-07-16 10:00 | 0 | 0 | 0 | 0 | 0 | 279548.6517 | 0 | 403956 | 0 | 0 | 0 | 0 | 503737.1406 | 2641990.4686 | 0 | 0 | 0 | 0 | 0 | 0 | 0 | 0 | 0 | 0 | 0 | 0 | 0 | 0 | 0 | -138673.3299 | 14265.9815 | 0 | 0 | 0 | 0 | 0 | 0 | 0 | 0 | 0 | 0 | 0 | 0 | 0 | 0
2016-07-16 11:00 | 0 | 0 | 0 | 0 | 0 | 237258.3915 | 0 | 411897 | 0 | 0 | 0 | 0 | 314832.5507 | 2656256.4502 | 0 | 0 | 0 | 0 | 0 | 0 | 0 | 0 | 0 | 0 | 0 | 0 | 0 | 0 | 0 | -188904.59 | 14265.9815 | 0 | 0 | 0 | 0 | 0 | 0 | 0 | 0 | 0 | 0 | 0 | 0 | 0 | 0
2016-07-16 12:00 | 0 | 0 | 0 | 0 | 0 | 166050.9405 | 94440.9556 | 431408 | 0 | 0 | 0 | 0 | 129650.4652 | 2670522.4317 | 0 | 0 | 0 | 0 | 0 | 0 | 0 | 0 | 0 | 0 | 0 | 0 | 0 | 0 | 0 | -185182.0854 | 14265.9815 | 0 | 0 | 0 | 0 | 0 | 0 | 0 | 0 | 0 | 0 | 0 | 0 | 0 | 0
2016-07-16 13:00 | 0 | 0 | 0 | 0 | 0 | 0 | 425564.997 | 460733 | 0 | 0 | 0 | 0 | 80216.4807 | 2684788.4132 | 0 | 0 | 0 | 0 | 0 | 0 | 0 | 0 | 0 | 0 | 0 | 0 | 0 | 0 | 0 | -49433.9845 | 14265.9815 | 0 | 0 | 0 | 0 | 0 | 0 | 0 | 0 | 0 | 0 | 0 | 0 | 0 | 0
2016-07-16 14:00 | 0 | 0 | 0 | 0 | 0 | 116632.3235 | 649772.763 | 493000 | 0 | 0 | 0 | 0 | 339355.5857 | 2699054.3948 | 0 | 0 | 0 | 0 | 0 | 0 | 0 | 0 | 0 | 0 | 0 | 0 | 0 | 0 | 0 | 259139.105 | 14265.9815 | 0 | 0 | 0 | 0 | 0 | 0 | 0 | 0 | 0 | 0 | 0 | 0 | 0 | 0
2016-07-16 15:00 | 0 | 0 | 0 | 0 | 0 | 29570.1626 | 768005.9239 | 524171 | 0 | 0 | 0 | 0 | 598494.6906 | 2713320.3763 | 0 | 0 | 0 | 0 | 0 | 0 | 0 | 0 | 0 | 0 | 0 | 0 | 0 | 0 | 0 | 259139.105 | 14265.9815 | 0 | 0 | 0 | 0 | 0 | 0 | 0 | 0 | 0 | 0 | 0 | 0 | 0 | 0
2016-07-16 16:00 | 0 | 0 | 0 | 0 | 0 | 0 | 823932.0865 | 550527 | 0 | 0 | 0 | 0 | 857633.7956 | 2727586.3578 | 0 | 0 | 0 | 0 | 0 | 0 | 0 | 0 | 0 | 0 | 0 | 0 | 0 | 0 | 0 | 259139.105 | 14265.9815 | 0 | 0 | 0 | 0 | 0 | 0 | 0 | 0 | 0 | 0 | 0 | 0 | 0 | 0
2016-07-16 17:00 | 0 | 0 | 0 | 0 | 0 | 1504.839 | 844317.2475 | 572417 | 0 | 0 | 0 | 0 | 1116772.9005 | 2741852.3394 | 0 | 0 | 0 | 0 | 0 | 0 | 0 | 0 | 0 | 0 | 0 | 0 | 0 | 0 | 0 | 259139.105 | 14265.9815 | 0 | 0 | 0 | 0 | 0 | 0 | 0 | 0 | 0 | 0 | 0 | 0 | 0 | 0
2016-07-16 18:00 | 0 | 0 | 0 | 0 | 0 | 0 | 842193.8056 | 589029 | 0 | 0 | 0 | 0 | 1355671.7246 | 2756118.3209 | 0 | 0 | 0 | 0 | 0 | 0 | 0 | 0 | 0 | 0 | 0 | 0 | 0 | 0 | 0 | 238898.824 | 14265.9815 | 0 | 0 | 0 | 0 | 0 | 0 | 0 | 0 | 0 | 0 | 0 | 0 | 0 | 0
2016-07-16 19:00 | 0 | 0 | 0 | 0 | 0 | 0 | 834368.933 | 600006 | 0 | 0 | 0 | 0 | 1575768.6761 | 2770384.3024 | 0 | 0 | 0 | 0 | 0 | 0 | 0 | 0 | 0 | 0 | 0 | 0 | 0 | 0 | 0 | 220096.9515 | 14265.9815 | 0 | 0 | 0 | 0 | 0 | 0 | 0 | 0 | 0 | 0 | 0 | 0 | 0 | 0
2016-07-16 20:00 | 0 | 0 | 0 | 0 | 0 | 0 | 830230.9526 | 606513 | 0 | 0 | 0 | 0 | 1785220.6471 | 2784650.284 | 0 | 0 | 0 | 0 | 0 | 0 | 0 | 0 | 0 | 0 | 0 | 0 | 0 | 0 | 0 | 209451.971 | 14265.9815 | 0 | 0 | 0 | 0 | 0 | 0 | 0 | 0 | 0 | 0 | 0 | 0 | 0 | 0
2016-07-16 21:00 | 0 | 0 | 0 | 0 | 0 | 0 | 821027.5747 | 608656 | 0 | 0 | 0 | 0 | 1983326.2403 | 2798916.2655 | 0 | 0 | 0 | 0 | 0 | 0 | 0 | 0 | 0 | 0 | 0 | 0 | 0 | 0 | 0 | 198105.5932 | 14265.9815 | 0 | 0 | 0 | 0 | 0 | 0 | 0 | 0 | 0 | 0 | 0 | 0 | 0 | 0
2016-07-16 22:00 | 0 | 0 | 0 | 0 | 0 | 0 | 793650.1163 | 603469 | 0 | 0 | 0 | 0 | 2159241.375 | 2813182.247 | 0 | 0 | 0 | 0 | 0 | 0 | 0 | 0 | 0 | 0 | 0 | 0 | 0 | 0 | 0 | 175915.1348 | 14265.9815 | 0 | 0 | 0 | 0 | 0 | 0 | 0 | 0 | 0 | 0 | 0 | 0 | 0 | 0
2016-07-16 23:00 | 0 | 0 | 0 | 0 | 0 | 52823.5699 | 713390.6323 | 591077 | 0 | 0 | 0 | 0 | 2320112.5957 | 2827448.2286 | 0 | 0 | 0 | 0 | 0 | 0 | 0 | 0 | 0 | 0 | 0 | 0 | 0 | 0 | 0 | 160871.2207 | 14265.9815 | 0 | 0 | 0 | 0 | 0 | 0 | 0 | 0 | 0 | 0 | 0 | 0 | 0 | 0
2016-07-17 | 0 | 0 | 0 | 0 | 0 | 0 | 556480.9566 | 575707 | 0 | 0 | 0 | 0 | 2286620.5707 | 2841714.2101 | 0 | 0 | 0 | 0 | 0 | 0 | 0 | 0 | 0 | 0 | 0 | 0 | 0 | 0 | 0 | -33492.025 | 14265.9815 | 0 | 0 | 0 | 0 | 0 | 0 | 0 | 0 | 0 | 0 | 0 | 0 | 0 | 0
2016-07-17 01:00 | 0 | 0 | 0 | 0 | 0 | 550851.9168 | 282899.1697 | 560346 | 0 | 0 | 0 | 0 | 2545759.6757 | 2855980.1916 | 0 | 0 | 0 | 0 | 0 | 0 | 0 | 0 | 0 | 0 | 0 | 0 | 0 | 0 | 0 | 259139.105 | 14265.9815 | 0 | 0 | 0 | 0 | 0 | 0 | 0 | 0 | 0 | 0 | 0 | 0 | 0 | 0
2016-07-17 02:00 | 0 | 0 | 0 | 0 | 0 | 707391.2157 | 25782.5745 | 538670 | 0 | 0 | 0 | 0 | 2725997.4842 | 2870246.1732 | 0 | 0 | 0 | 0 | 0 | 0 | 0 | 0 | 0 | 0 | 0 | 0 | 0 | 0 | 0 | 180237.8086 | 14265.9815 | 0 | 0 | 0 | 0 | 0 | 0 | 0 | 0 | 0 | 0 | 0 | 0 | 0 | 0
2016-07-17 03:00 | 0 | 0 | 0 | 0 | 0 | 691532.0419 | 0 | 508492 | 0 | 0 | 0 | 0 | 2894771.5446 | 2884512.1547 | 0 | 0 | 0 | 0 | 0 | 0 | 0 | 0 | 0 | 0 | 0 | 0 | 0 | 0 | 0 | 168774.0604 | 14265.9815 | 0 | 0 | 0 | 0 | 0 | 0 | 0 | 0 | 0 | 0 | 0 | 0 | 0 | 0
2016-07-17 04:00 | 0 | 0 | 0 | 0 | 0 | 232608.8766 | 0 | 477482 | 0 | 0 | 0 | 0 | 2635632.4397 | 2898778.1362 | 0 | 0 | 0 | 0 | 0 | 0 | 0 | 0 | 0 | 0 | 0 | 0 | 0 | 0 | 0 | -259139.105 | 14265.9815 | 0 | 0 | 0 | 0 | 0 | 0 | 0 | 0 | 0 | 0 | 0 | 0 | 0 | 0
2016-07-17 05:00 | 0 | 0 | 0 | 0 | 0 | 206161.8766 | 0 | 451035 | 0 | 0 | 0 | 0 | 2376493.3347 | 2913044.1178 | 0 | 0 | 0 | 0 | 0 | 0 | 0 | 0 | 0 | 0 | 0 | 0 | 0 | 0 | 0 | -259139.105 | 14265.9815 | 0 | 0 | 0 | 0 | 0 | 0 | 0 | 0 | 0 | 0 | 0 | 0 | 0 | 0
2016-07-17 06:00 | 0 | 0 | 0 | 0 | 0 | 184769.8766 | 0 | 429643 | 0 | 0 | 0 | 0 | 2117354.2298 | 2927310.0993 | 0 | 0 | 0 | 0 | 0 | 0 | 0 | 0 | 0 | 0 | 0 | 0 | 0 | 0 | 0 | -259139.105 | 14265.9815 | 0 | 0 | 0 | 0 | 0 | 0 | 0 | 0 | 0 | 0 | 0 | 0 | 0 | 0
2016-07-17 07:00 | 0 | 0 | 0 | 0 | 0 | 553930.4156 | 0 | 411588 | 0 | 0 | 0 | 0 | 2245430.6638 | 2941576.0808 | 0 | 0 | 0 | 0 | 0 | 0 | 0 | 0 | 0 | 0 | 0 | 0 | 0 | 0 | 0 | 128076.434 | 14265.9815 | 0 | 0 | 0 | 0 | 0 | 0 | 0 | 0 | 0 | 0 | 0 | 0 | 0 | 0
2016-07-17 08:00 | 0 | 0 | 0 | 0 | 0 | 154944.8766 | 0 | 399818 | 0 | 0 | 0 | 0 | 1986291.5588 | 2955842.0624 | 0 | 0 | 0 | 0 | 0 | 0 | 0 | 0 | 0 | 0 | 0 | 0 | 0 | 0 | 0 | -259139.105 | 14265.9815 | 0 | 0 | 0 | 0 | 0 | 0 | 0 | 0 | 0 | 0 | 0 | 0 | 0 | 0
2016-07-17 09:00 | 0 | 0 | 0 | 0 | 0 | 147748.8766 | 0 | 392622 | 0 | 0 | 0 | 0 | 1727152.4539 | 2970108.0439 | 0 | 0 | 0 | 0 | 0 | 0 | 0 | 0 | 0 | 0 | 0 | 0 | 0 | 0 | 0 | -259139.105 | 14265.9815 | 0 | 0 | 0 | 0 | 0 | 0 | 0 | 0 | 0 | 0 | 0 | 0 | 0 | 0
2016-07-17 10:00 | 0 | 0 | 0 | 0 | 0 | 142653.8766 | 0 | 387527 | 0 | 0 | 0 | 0 | 1468013.3489 | 2984374.0254 | 0 | 0 | 0 | 0 | 0 | 0 | 0 | 0 | 0 | 0 | 0 | 0 | 0 | 0 | 0 | -259139.105 | 14265.9815 | 0 | 0 | 0 | 0 | 0 | 0 | 0 | 0 | 0 | 0 | 0 | 0 | 0 | 0
2016-07-17 11:00 | 0 | 0 | 0 | 0 | 0 | 146767.0592 | 0.81736 | 391641 | 0 | 0 | 0 | 0 | 1208874.244 | 2998640.007 | 0 | 0 | 0 | 0 | 0 | 0 | 0 | 0 | 0 | 0 | 0 | 0 | 0 | 0 | 0 | -259139.105 | 14265.9815 | 0 | 0 | 0 | 0 | 0 | 0 | 0 | 0 | 0 | 0 | 0 | 0 | 0 | 0
2016-07-17 12:00 | 0 | 0 | 0 | 0 | 0 | 212510.5281 | 109908.0136 | 411311 | 0 | 0 | 0 | 0 | 1105715.8042 | 3012905.9885 | 0 | 0 | 0 | 0 | 0 | 0 | 0 | 0 | 0 | 0 | 0 | 0 | 0 | 0 | 0 | -103158.4398 | 14265.9815 | 0 | 0 | 0 | 0 | 0 | 0 | 0 | 0 | 0 | 0 | 0 | 0 | 0 | 0
2016-07-17 13:00 | 0 | 0 | 0 | 0 | 0 | 0 | 448259.8033 | 444110 | 0 | 0 | 0 | 0 | 1095599.626 | 3027171.97 | 0 | 0 | 0 | 0 | 0 | 0 | 0 | 0 | 0 | 0 | 0 | 0 | 0 | 0 | 0 | -10116.1782 | 14265.9815 | 0 | 0 | 0 | 0 | 0 | 0 | 0 | 0 | 0 | 0 | 0 | 0 | 0 | 0
2016-07-17 14:00 | 0 | 0 | 0 | 0 | 0 | 0 | 668395.9913 | 479639 | 0 | 0 | 0 | 0 | 1270090.6358 | 3041437.9515 | 0 | 0 | 0 | 0 | 0 | 0 | 0 | 0 | 0 | 0 | 0 | 0 | 0 | 0 | 0 | 174491.0098 | 14265.9815 | 0 | 0 | 0 | 0 | 0 | 0 | 0 | 0 | 0 | 0 | 0 | 0 | 0 | 0
2016-07-17 15:00 | 0 | 0 | 0 | 0 | 0 | 0 | 765781.3193 | 514092 | 0 | 0 | 0 | 0 | 1507513.9736 | 3055703.9331 | 0 | 0 | 0 | 0 | 0 | 0 | 0 | 0 | 0 | 0 | 0 | 0 | 0 | 0 | 0 | 237423.3378 | 14265.9815 | 0 | 0 | 0 | 0 | 0 | 0 | 0 | 0 | 0 | 0 | 0 | 0 | 0 | 0
2016-07-17 16:00 | 0 | 0 | 0 | 0 | 0 | 0 | 815468.5365 | 545689 | 0 | 0 | 0 | 0 | 1763027.5285 | 3069969.9146 | 0 | 0 | 0 | 0 | 0 | 0 | 0 | 0 | 0 | 0 | 0 | 0 | 0 | 0 | 0 | 255513.5549 | 14265.9815 | 0 | 0 | 0 | 0 | 0 | 0 | 0 | 0 | 0 | 0 | 0 | 0 | 0 | 0
2016-07-17 17:00 | 0 | 0 | 0 | 0 | 0 | 0 | 831200.026 | 571375 | 0 | 0 | 0 | 0 | 2008586.5729 | 3084235.8961 | 0 | 0 | 0 | 0 | 0 | 0 | 0 | 0 | 0 | 0 | 0 | 0 | 0 | 0 | 0 | 245559.0444 | 14265.9815 | 0 | 0 | 0 | 0 | 0 | 0 | 0 | 0 | 0 | 0 | 0 | 0 | 0 | 0
2016-07-17 18:00 | 0 | 0 | 0 | 0 | 0 | 0 | 827201.1953 | 591889 | 0 | 0 | 0 | 0 | 2229632.7867 | 3098501.8777 | 0 | 0 | 0 | 0 | 0 | 0 | 0 | 0 | 0 | 0 | 0 | 0 | 0 | 0 | 0 | 221046.2138 | 14265.9815 | 0 | 0 | 0 | 0 | 0 | 0 | 0 | 0 | 0 | 0 | 0 | 0 | 0 | 0
2016-07-17 19:00 | 0 | 0 | 0 | 0 | 0 | 0 | 815495.1312 | 607872 | 0 | 0 | 0 | 0 | 2422989.9364 | 3112767.8592 | 0 | 0 | 0 | 0 | 0 | 0 | 0 | 0 | 0 | 0 | 0 | 0 | 0 | 0 | 0 | 193357.1497 | 14265.9815 | 0 | 0 | 0 | 0 | 0 | 0 | 0 | 0 | 0 | 0 | 0 | 0 | 0 | 0
2016-07-17 20:00 | 0 | 0 | 0 | 0 | 0 | 0 | 807470.6003 | 620128 | 0 | 0 | 0 | 0 | 2596066.5552 | 3127033.8407 | 0 | 0 | 0 | 0 | 0 | 0 | 0 | 0 | 0 | 0 | 0 | 0 | 0 | 0 | 0 | 173076.6188 | 14265.9815 | 0 | 0 | 0 | 0 | 0 | 0 | 0 | 0 | 0 | 0 | 0 | 0 | 0 | 0
2016-07-17 21:00 | 0 | 0 | 0 | 0 | 0 | 0 | 791561.9987 | 628734 | 0 | 0 | 0 | 0 | 2744628.5723 | 3141299.8223 | 0 | 0 | 0 | 0 | 0 | 0 | 0 | 0 | 0 | 0 | 0 | 0 | 0 | 0 | 0 | 148562.0171 | 14265.9815 | 0 | 0 | 0 | 0 | 0 | 0 | 0 | 0 | 0 | 0 | 0 | 0 | 0 | 0
2016-07-17 22:00 | 0 | 0 | 0 | 0 | 0 | 0 | 755736.5387 | 630088 | 0 | 0 | 0 | 0 | 2856011.1294 | 3155565.8038 | 0 | 0 | 0 | 0 | 0 | 0 | 0 | 0 | 0 | 0 | 0 | 0 | 0 | 0 | 0 | 111382.5571 | 14265.9815 | 0 | 0 | 0 | 0 | 0 | 0 | 0 | 0 | 0 | 0 | 0 | 0 | 0 | 0
2016-07-17 23:00 | 0 | 0 | 0 | 0 | 0 | 0 | 675080.3967 | 622054 | 0 | 0 | 0 | 0 | 2894771.5446 | 3169831.7853 | 0 | 0 | 0 | 0 | 0 | 0 | 0 | 0 | 0 | 0 | 0 | 0 | 0 | 0 | 0 | 38760.4152 | 14265.9815 | 0 | 0 | 0 | 0 | 0 | 0 | 0 | 0 | 0 | 0 | 0 | 0 | 0 | 0
2016-07-18 | 0 | 0 | 0 | 0 | 0 | 2354.2058 | 524380.5494 | 608973 | 0 | 0 | 0 | 0 | 2798267.3183 | 3184097.7669 | 0 | 0 | 0 | 0 | 0 | 0 | 0 | 0 | 0 | 0 | 0 | 0 | 0 | 0 | 0 | -96504.2263 | 14265.9815 | 0 | 0 | 0 | 0 | 0 | 0 | 0 | 0 | 0 | 0 | 0 | 0 | 0 | 0
2016-07-18 01:00 | 0 | 0 | 0 | 0 | 0 | 442329.7036 | 264164.5042 | 595724 | 0 | 0 | 0 | 0 | 2894771.5446 | 3198363.7484 | 0 | 0 | 0 | 0 | 0 | 0 | 0 | 0 | 0 | 0 | 0 | 0 | 0 | 0 | 0 | 96504.2263 | 14265.9815 | 0 | 0 | 0 | 0 | 0 | 0 | 0 | 0 | 0 | 0 | 0 | 0 | 0 | 0
2016-07-18 02:00 | 0 | 0 | 0 | 0 | 0 | 521124.6482 | 29950.1597 | 572179 | 0 | 0 | 0 | 0 | 2859401.3711 | 3212629.7299 | 0 | 0 | 0 | 0 | 0 | 0 | 0 | 0 | 0 | 0 | 0 | 0 | 0 | 0 | 0 | -35370.1735 | 14265.9815 | 0 | 0 | 0 | 0 | 0 | 0 | 0 | 0 | 0 | 0 | 0 | 0 | 0 | 0
2016-07-18 03:00 | 0 | 0 | 0 | 0 | 0 | 295128.8766 | 0 | 540002 | 0 | 0 | 0 | 0 | 2600262.2661 | 3226895.7115 | 0 | 0 | 0 | 0 | 0 | 0 | 0 | 0 | 0 | 0 | 0 | 0 | 0 | 0 | 0 | -259139.105 | 14265.9815 | 0 | 0 | 0 | 0 | 0 | 0 | 0 | 0 | 0 | 0 | 0 | 0 | 0 | 0
2016-07-18 04:00 | 0 | 0 | 0 | 0 | 0 | 261932.8766 | 0 | 506806 | 0 | 0 | 0 | 0 | 2341123.1612 | 3241161.693 | 0 | 0 | 0 | 0 | 0 | 0 | 0 | 0 | 0 | 0 | 0 | 0 | 0 | 0 | 0 | -259139.105 | 14265.9815 | 0 | 0 | 0 | 0 | 0 | 0 | 0 | 0 | 0 | 0 | 0 | 0 | 0 | 0
2016-07-18 05:00 | 0 | 0 | 0 | 0 | 0 | 233062.8766 | 0 | 477936 | 0 | 0 | 0 | 0 | 2081984.0562 | 3255427.6745 | 0 | 0 | 0 | 0 | 0 | 0 | 0 | 0 | 0 | 0 | 0 | 0 | 0 | 0 | 0 | -259139.105 | 14265.9815 | 0 | 0 | 0 | 0 | 0 | 0 | 0 | 0 | 0 | 0 | 0 | 0 | 0 | 0
2016-07-18 06:00 | 0 | 0 | 0 | 0 | 0 | 434938.4781 | 0 | 455072 | 0 | 0 | 0 | 0 | 2047584.5528 | 3269693.6561 | 0 | 0 | 0 | 0 | 0 | 0 | 0 | 0 | 0 | 0 | 0 | 0 | 0 | 0 | 0 | -34399.5034 | 14265.9815 | 0 | 0 | 0 | 0 | 0 | 0 | 0 | 0 | 0 | 0 | 0 | 0 | 0 | 0
2016-07-18 07:00 | 0 | 0 | 0 | 0 | 0 | 430502.9814 | 0 | 438275 | 0 | 0 | 0 | 0 | 2025546.5526 | 3283959.6376 | 0 | 0 | 0 | 0 | 0 | 0 | 0 | 0 | 0 | 0 | 0 | 0 | 0 | 0 | 0 | -22038.0002 | 14265.9815 | 0 | 0 | 0 | 0 | 0 | 0 | 0 | 0 | 0 | 0 | 0 | 0 | 0 | 0
2016-07-18 08:00 | 0 | 0 | 0 | 0 | 0 | 185161.8766 | 0 | 430035 | 0 | 0 | 0 | 0 | 1766407.4477 | 3298225.6191 | 0 | 0 | 0 | 0 | 0 | 0 | 0 | 0 | 0 | 0 | 0 | 0 | 0 | 0 | 0 | -259139.105 | 14265.9815 | 0 | 0 | 0 | 0 | 0 | 0 | 0 | 0 | 0 | 0 | 0 | 0 | 0 | 0
2016-07-18 09:00 | 0 | 0 | 0 | 0 | 0 | 384006.099 | 0 | 432780 | 0 | 0 | 0 | 0 | 1703367.5651 | 3312491.6007 | 0 | 0 | 0 | 0 | 0 | 0 | 0 | 0 | 0 | 0 | 0 | 0 | 0 | 0 | 0 | -63039.8826 | 14265.9815 | 0 | 0 | 0 | 0 | 0 | 0 | 0 | 0 | 0 | 0 | 0 | 0 | 0 | 0
2016-07-18 10:00 | 0 | 0 | 0 | 0 | 0 | 201272.8766 | 0 | 446146 | 0 | 0 | 0 | 0 | 1444228.4601 | 3326757.5822 | 0 | 0 | 0 | 0 | 0 | 0 | 0 | 0 | 0 | 0 | 0 | 0 | 0 | 0 | 0 | -259139.105 | 14265.9815 | 0 | 0 | 0 | 0 | 0 | 0 | 0 | 0 | 0 | 0 | 0 | 0 | 0 | 0
2016-07-18 11:00 | 0 | 0 | 0 | 0 | 0 | 221716.4312 | 0.44536 | 466590 | 0 | 0 | 0 | 0 | 1185089.3552 | 3341023.5637 | 0 | 0 | 0 | 0 | 0 | 0 | 0 | 0 | 0 | 0 | 0 | 0 | 0 | 0 | 0 | -259139.105 | 14265.9815 | 0 | 0 | 0 | 0 | 0 | 0 | 0 | 0 | 0 | 0 | 0 | 0 | 0 | 0
2016-07-18 12:00 | 0 | 0 | 0 | 0 | 0 | 183457.7716 | 79116.3664 | 495607 | 0 | 0 | 0 | 0 | 937790.5117 | 3355289.5453 | 0 | 0 | 0 | 0 | 0 | 0 | 0 | 0 | 0 | 0 | 0 | 0 | 0 | 0 | 0 | -247298.8435 | 14265.9815 | 0 | 0 | 0 | 0 | 0 | 0 | 0 | 0 | 0 | 0 | 0 | 0 | 0 | 0
2016-07-18 13:00 | 0 | 0 | 0 | 0 | 0 | 176465.5011 | 373805.8286 | 530189 | 0 | 0 | 0 | 0 | 943606.8599 | 3369555.5268 | 0 | 0 | 0 | 0 | 0 | 0 | 0 | 0 | 0 | 0 | 0 | 0 | 0 | 0 | 0 | 5816.3483 | 14265.9815 | 0 | 0 | 0 | 0 | 0 | 0 | 0 | 0 | 0 | 0 | 0 | 0 | 0 | 0
2016-07-18 14:00 | 0 | 0 | 0 | 0 | 0 | 227483.0016 | 580954.3433 | 567488 | 0 | 0 | 0 | 0 | 1170290.2233 | 3383821.5083 | 0 | 0 | 0 | 0 | 0 | 0 | 0 | 0 | 0 | 0 | 0 | 0 | 0 | 0 | 0 | 226683.3634 | 14265.9815 | 0 | 0 | 0 | 0 | 0 | 0 | 0 | 0 | 0 | 0 | 0 | 0 | 0 | 0
2016-07-18 15:00 | 0 | 0 | 0 | 0 | 0 | 0 | 693078.9533 | 602663 | 0 | 0 | 0 | 0 | 1246440.1951 | 3398087.4899 | 0 | 0 | 0 | 0 | 0 | 0 | 0 | 0 | 0 | 0 | 0 | 0 | 0 | 0 | 0 | 76149.9717 | 14265.9815 | 0 | 0 | 0 | 0 | 0 | 0 | 0 | 0 | 0 | 0 | 0 | 0 | 0 | 0
2016-07-18 16:00 | 0 | 0 | 0 | 0 | 0 | 0 | 753528.2131 | 632805 | 0 | 0 | 0 | 0 | 1352897.4266 | 3412353.4714 | 0 | 0 | 0 | 0 | 0 | 0 | 0 | 0 | 0 | 0 | 0 | 0 | 0 | 0 | 0 | 106457.2316 | 14265.9815 | 0 | 0 | 0 | 0 | 0 | 0 | 0 | 0 | 0 | 0 | 0 | 0 | 0 | 0
2016-07-18 17:00 | 0 | 0 | 0 | 0 | 0 | 0 | 778276.1144 | 655699 | 0 | 0 | 0 | 0 | 1461208.5595 | 3426619.4529 | 0 | 0 | 0 | 0 | 0 | 0 | 0 | 0 | 0 | 0 | 0 | 0 | 0 | 0 | 0 | 108311.1329 | 14265.9815 | 0 | 0 | 0 | 0 | 0 | 0 | 0 | 0 | 0 | 0 | 0 | 0 | 0 | 0
2016-07-18 18:00 | 0 | 0 | 0 | 0 | 0 | 0 | 775770.5638 | 671854 | 0 | 0 | 0 | 0 | 1550859.1418 | 3440885.4345 | 0 | 0 | 0 | 0 | 0 | 0 | 0 | 0 | 0 | 0 | 0 | 0 | 0 | 0 | 0 | 89650.5823 | 14265.9815 | 0 | 0 | 0 | 0 | 0 | 0 | 0 | 0 | 0 | 0 | 0 | 0 | 0 | 0
2016-07-18 19:00 | 0 | 0 | 0 | 0 | 0 | 0 | 761627.3037 | 678778 | 0 | 0 | 0 | 0 | 1619442.464 | 3455151.416 | 0 | 0 | 0 | 0 | 0 | 0 | 0 | 0 | 0 | 0 | 0 | 0 | 0 | 0 | 0 | 68583.3221 | 14265.9815 | 0 | 0 | 0 | 0 | 0 | 0 | 0 | 0 | 0 | 0 | 0 | 0 | 0 | 0
2016-07-18 20:00 | 0 | 0 | 0 | 0 | 0 | 0 | 746177.2666 | 679882 | 0 | 0 | 0 | 0 | 1671471.749 | 3469417.3975 | 0 | 0 | 0 | 0 | 0 | 0 | 0 | 0 | 0 | 0 | 0 | 0 | 0 | 0 | 0 | 52029.285 | 14265.9815 | 0 | 0 | 0 | 0 | 0 | 0 | 0 | 0 | 0 | 0 | 0 | 0 | 0 | 0
2016-07-18 21:00 | 0 | 0 | 0 | 0 | 0 | 0 | 719535.0904 | 677977 | 0 | 0 | 0 | 0 | 1698763.8578 | 3483683.379 | 0 | 0 | 0 | 0 | 0 | 0 | 0 | 0 | 0 | 0 | 0 | 0 | 0 | 0 | 0 | 27292.1088 | 14265.9815 | 0 | 0 | 0 | 0 | 0 | 0 | 0 | 0 | 0 | 0 | 0 | 0 | 0 | 0
2016-07-18 22:00 | 0 | 0 | 0 | 0 | 0 | 0 | 679435.8697 | 673385 | 0 | 0 | 0 | 0 | 1690548.746 | 3497949.3606 | 0 | 0 | 0 | 0 | 0 | 0 | 0 | 0 | 0 | 0 | 0 | 0 | 0 | 0 | 0 | -8215.1118 | 14265.9815 | 0 | 0 | 0 | 0 | 0 | 0 | 0 | 0 | 0 | 0 | 0 | 0 | 0 | 0
2016-07-18 23:00 | 0 | 0 | 0 | 0 | 0 | 0 | 597301.2481 | 662839 | 0 | 0 | 0 | 0 | 1610745.0126 | 3512215.3421 | 0 | 0 | 0 | 0 | 0 | 0 | 0 | 0 | 0 | 0 | 0 | 0 | 0 | 0 | 0 | -79803.7335 | 14265.9815 | 0 | 0 | 0 | 0 | 0 | 0 | 0 | 0 | 0 | 0 | 0 | 0 | 0 | 0
2016-07-19 | 0 | 0 | 0 | 0 | 0 | 0 | 451609.7472 | 645707 | 0 | 0 | 0 | 0 | 1402381.7782 | 3526481.3236 | 0 | 0 | 0 | 0 | 0 | 0 | 0 | 0 | 0 | 0 | 0 | 0 | 0 | 0 | 0 | -208363.2344 | 14265.9815 | 0 | 0 | 0 | 0 | 0 | 0 | 0 | 0 | 0 | 0 | 0 | 0 | 0 | 0
2016-07-19 01:00 | 0 | 0 | 0 | 0 | 0 | 540015.9226 | 224079.1674 | 626926 | 0 | 0 | 0 | 0 | 1525284.8866 | 3540747.3052 | 0 | 0 | 0 | 0 | 0 | 0 | 0 | 0 | 0 | 0 | 0 | 0 | 0 | 0 | 0 | 122903.1084 | 14265.9815 | 0 | 0 | 0 | 0 | 0 | 0 | 0 | 0 | 0 | 0 | 0 | 0 | 0 | 0
2016-07-19 02:00 | 0 | 0 | 0 | 0 | 0 | 633556.1266 | 36005.3332 | 597364 | 0 | 0 | 0 | 0 | 1583216.365 | 3555013.2867 | 0 | 0 | 0 | 0 | 0 | 0 | 0 | 0 | 0 | 0 | 0 | 0 | 0 | 0 | 0 | 57931.4783 | 14265.9815 | 0 | 0 | 0 | 0 | 0 | 0 | 0 | 0 | 0 | 0 | 0 | 0 | 0 | 0
2016-07-19 03:00 | 0 | 0 | 0 | 0 | 0 | 625440.0279 | 0 | 558734 | 0 | 0 | 0 | 0 | 1635656.4114 | 3569279.2682 | 0 | 0 | 0 | 0 | 0 | 0 | 0 | 0 | 0 | 0 | 0 | 0 | 0 | 0 | 0 | 52440.0464 | 14265.9815 | 0 | 0 | 0 | 0 | 0 | 0 | 0 | 0 | 0 | 0 | 0 | 0 | 0 | 0
2016-07-19 04:00 | 0 | 0 | 0 | 0 | 0 | 597330.2288 | 0 | 520670 | 0 | 0 | 0 | 0 | 1698050.6586 | 3583545.2498 | 0 | 0 | 0 | 0 | 0 | 0 | 0 | 0 | 0 | 0 | 0 | 0 | 0 | 0 | 0 | 62394.2473 | 14265.9815 | 0 | 0 | 0 | 0 | 0 | 0 | 0 | 0 | 0 | 0 | 0 | 0 | 0 | 0
2016-07-19 05:00 | 0 | 0 | 0 | 0 | 0 | 558049.8569 | 0 | 488298 | 0 | 0 | 0 | 0 | 1753536.534 | 3597811.2313 | 0 | 0 | 0 | 0 | 0 | 0 | 0 | 0 | 0 | 0 | 0 | 0 | 0 | 0 | 0 | 55485.8754 | 14265.9815 | 0 | 0 | 0 | 0 | 0 | 0 | 0 | 0 | 0 | 0 | 0 | 0 | 0 | 0
2016-07-19 06:00 | 0 | 0 | 0 | 0 | 0 | 519791.5552 | 0 | 461564 | 0 | 0 | 0 | 0 | 1797498.1077 | 3612077.2128 | 0 | 0 | 0 | 0 | 0 | 0 | 0 | 0 | 0 | 0 | 0 | 0 | 0 | 0 | 0 | 43961.5737 | 14265.9815 | 0 | 0 | 0 | 0 | 0 | 0 | 0 | 0 | 0 | 0 | 0 | 0 | 0 | 0
2016-07-19 07:00 | 0 | 0 | 0 | 0 | 0 | 197974.8766 | 0 | 442848 | 0 | 0 | 0 | 0 | 1538359.0028 | 3626343.1944 | 0 | 0 | 0 | 0 | 0 | 0 | 0 | 0 | 0 | 0 | 0 | 0 | 0 | 0 | 0 | -259139.105 | 14265.9815 | 0 | 0 | 0 | 0 | 0 | 0 | 0 | 0 | 0 | 0 | 0 | 0 | 0 | 0
2016-07-19 08:00 | 0 | 0 | 0 | 0 | 0 | 188437.8766 | 0 | 433311 | 0 | 0 | 0 | 0 | 1279219.8978 | 3640609.1759 | 0 | 0 | 0 | 0 | 0 | 0 | 0 | 0 | 0 | 0 | 0 | 0 | 0 | 0 | 0 | -259139.105 | 14265.9815 | 0 | 0 | 0 | 0 | 0 | 0 | 0 | 0 | 0 | 0 | 0 | 0 | 0 | 0
2016-07-19 09:00 | 0 | 0 | 0 | 0 | 0 | 456465.5948 | 0 | 435488 | 0 | 0 | 0 | 0 | 1285931.5111 | 3654875.1574 | 0 | 0 | 0 | 0 | 0 | 0 | 0 | 0 | 0 | 0 | 0 | 0 | 0 | 0 | 0 | 6711.6133 | 14265.9815 | 0 | 0 | 0 | 0 | 0 | 0 | 0 | 0 | 0 | 0 | 0 | 0 | 0 | 0
2016-07-19 10:00 | 0 | 0 | 0 | 0 | 0 | 427622.065 | 0 | 448967 | 0 | 0 | 0 | 0 | 1250320.5945 | 3669141.139 | 0 | 0 | 0 | 0 | 0 | 0 | 0 | 0 | 0 | 0 | 0 | 0 | 0 | 0 | 0 | -35610.9166 | 14265.9815 | 0 | 0 | 0 | 0 | 0 | 0 | 0 | 0 | 0 | 0 | 0 | 0 | 0 | 0
2016-07-19 11:00 | 0 | 0 | 0 | 0 | 0 | 223757.7951 | 0.081529 | 468631 | 0 | 0 | 0 | 0 | 991181.4896 | 3683407.1205 | 0 | 0 | 0 | 0 | 0 | 0 | 0 | 0 | 0 | 0 | 0 | 0 | 0 | 0 | 0 | -259139.105 | 14265.9815 | 0 | 0 | 0 | 0 | 0 | 0 | 0 | 0 | 0 | 0 | 0 | 0 | 0 | 0
2016-07-19 12:00 | 0 | 0 | 0 | 0 | 0 | 205838.3223 | 84381.9656 | 495509 | 0 | 0 | 0 | 0 | 771626.796 | 3697673.102 | 0 | 0 | 0 | 0 | 0 | 0 | 0 | 0 | 0 | 0 | 0 | 0 | 0 | 0 | 0 | -219554.6936 | 14265.9815 | 0 | 0 | 0 | 0 | 0 | 0 | 0 | 0 | 0 | 0 | 0 | 0 | 0 | 0
2016-07-19 13:00 | 0 | 0 | 0 | 0 | 0 | 179257.7752 | 417430.6029 | 525717 | 0 | 0 | 0 | 0 | 828332.1925 | 3711939.0836 | 0 | 0 | 0 | 0 | 0 | 0 | 0 | 0 | 0 | 0 | 0 | 0 | 0 | 0 | 0 | 56705.3966 | 14265.9815 | 0 | 0 | 0 | 0 | 0 | 0 | 0 | 0 | 0 | 0 | 0 | 0 | 0 | 0
2016-07-19 14:00 | 0 | 0 | 0 | 0 | 0 | 196175.6267 | 638398.4598 | 561169 | 0 | 0 | 0 | 0 | 1087471.2975 | 3726205.0651 | 0 | 0 | 0 | 0 | 0 | 0 | 0 | 0 | 0 | 0 | 0 | 0 | 0 | 0 | 0 | 259139.105 | 14265.9815 | 0 | 0 | 0 | 0 | 0 | 0 | 0 | 0 | 0 | 0 | 0 | 0 | 0 | 0
2016-07-19 15:00 | 0 | 0 | 0 | 0 | 0 | 129641.5304 | 738697.5561 | 594934 | 0 | 0 | 0 | 0 | 1346610.4024 | 3740471.0466 | 0 | 0 | 0 | 0 | 0 | 0 | 0 | 0 | 0 | 0 | 0 | 0 | 0 | 0 | 0 | 259139.105 | 14265.9815 | 0 | 0 | 0 | 0 | 0 | 0 | 0 | 0 | 0 | 0 | 0 | 0 | 0 | 0
2016-07-19 16:00 | 0 | 0 | 0 | 0 | 0 | 0 | 792160.6699 | 622824 | 0 | 0 | 0 | 0 | 1501681.0908 | 3754737.0282 | 0 | 0 | 0 | 0 | 0 | 0 | 0 | 0 | 0 | 0 | 0 | 0 | 0 | 0 | 0 | 155070.6884 | 14265.9815 | 0 | 0 | 0 | 0 | 0 | 0 | 0 | 0 | 0 | 0 | 0 | 0 | 0 | 0
2016-07-19 17:00 | 0 | 0 | 0 | 0 | 0 | 0 | 798473.2482 | 644321 | 0 | 0 | 0 | 0 | 1641567.3574 | 3769003.0097 | 0 | 0 | 0 | 0 | 0 | 0 | 0 | 0 | 0 | 0 | 0 | 0 | 0 | 0 | 0 | 139886.2666 | 14265.9815 | 0 | 0 | 0 | 0 | 0 | 0 | 0 | 0 | 0 | 0 | 0 | 0 | 0 | 0
2016-07-19 18:00 | 0 | 0 | 0 | 0 | 0 | 0 | 785221.069 | 659831 | 0 | 0 | 0 | 0 | 1752691.4449 | 3783268.9912 | 0 | 0 | 0 | 0 | 0 | 0 | 0 | 0 | 0 | 0 | 0 | 0 | 0 | 0 | 0 | 111124.0875 | 14265.9815 | 0 | 0 | 0 | 0 | 0 | 0 | 0 | 0 | 0 | 0 | 0 | 0 | 0 | 0
2016-07-19 19:00 | 0 | 0 | 0 | 0 | 0 | 0 | 768833.8397 | 669705 | 0 | 0 | 0 | 0 | 1837554.3031 | 3797534.9728 | 0 | 0 | 0 | 0 | 0 | 0 | 0 | 0 | 0 | 0 | 0 | 0 | 0 | 0 | 0 | 84862.8582 | 14265.9815 | 0 | 0 | 0 | 0 | 0 | 0 | 0 | 0 | 0 | 0 | 0 | 0 | 0 | 0
2016-07-19 20:00 | 0 | 0 | 0 | 0 | 0 | 0 | 754160.2887 | 676736 | 0 | 0 | 0 | 0 | 1900712.6103 | 3811800.9543 | 0 | 0 | 0 | 0 | 0 | 0 | 0 | 0 | 0 | 0 | 0 | 0 | 0 | 0 | 0 | 63158.3072 | 14265.9815 | 0 | 0 | 0 | 0 | 0 | 0 | 0 | 0 | 0 | 0 | 0 | 0 | 0 | 0
2016-07-19 21:00 | 0 | 0 | 0 | 0 | 0 | 0 | 727127.638 | 678202 | 0 | 0 | 0 | 0 | 1935372.2667 | 3826066.9358 | 0 | 0 | 0 | 0 | 0 | 0 | 0 | 0 | 0 | 0 | 0 | 0 | 0 | 0 | 0 | 34659.6565 | 14265.9815 | 0 | 0 | 0 | 0 | 0 | 0 | 0 | 0 | 0 | 0 | 0 | 0 | 0 | 0
2016-07-19 22:00 | 0 | 0 | 0 | 0 | 0 | 94395.5323 | 682944.5036 | 671340 | 0 | 0 | 0 | 0 | 2027106.3211 | 3840332.9174 | 0 | 0 | 0 | 0 | 0 | 0 | 0 | 0 | 0 | 0 | 0 | 0 | 0 | 0 | 0 | 91734.0544 | 14265.9815 | 0 | 0 | 0 | 0 | 0 | 0 | 0 | 0 | 0 | 0 | 0 | 0 | 0 | 0
2016-07-19 23:00 | 0 | 0 | 0 | 0 | 0 | 0 | 594297.4862 | 655422 | 0 | 0 | 0 | 0 | 1951715.8258 | 3854598.8989 | 0 | 0 | 0 | 0 | 0 | 0 | 0 | 0 | 0 | 0 | 0 | 0 | 0 | 0 | 0 | -75390.4953 | 14265.9815 | 0 | 0 | 0 | 0 | 0 | 0 | 0 | 0 | 0 | 0 | 0 | 0 | 0 | 0
2016-07-20 | 0 | 0 | 0 | 0 | 0 | 365436.1334 | 446707.1835 | 636565 | 0 | 0 | 0 | 0 | 2113028.1612 | 3868864.8804 | 0 | 0 | 0 | 0 | 0 | 0 | 0 | 0 | 0 | 0 | 0 | 0 | 0 | 0 | 0 | 161312.3353 | 14265.9815 | 0 | 0 | 0 | 0 | 0 | 0 | 0 | 0 | 0 | 0 | 0 | 0 | 0 | 0
2016-07-20 01:00 | 0 | 0 | 0 | 0 | 0 | 525573.5958 | 233365.1328 | 618519 | 0 | 0 | 0 | 0 | 2239181.9083 | 3883130.862 | 0 | 0 | 0 | 0 | 0 | 0 | 0 | 0 | 0 | 0 | 0 | 0 | 0 | 0 | 0 | 126153.7471 | 14265.9815 | 0 | 0 | 0 | 0 | 0 | 0 | 0 | 0 | 0 | 0 | 0 | 0 | 0 | 0
2016-07-20 02:00 | 0 | 0 | 0 | 0 | 0 | 629050.2178 | 31594.9689 | 589729 | 0 | 0 | 0 | 0 | 2295832.1134 | 3897396.8435 | 0 | 0 | 0 | 0 | 0 | 0 | 0 | 0 | 0 | 0 | 0 | 0 | 0 | 0 | 0 | 56650.2051 | 14265.9815 | 0 | 0 | 0 | 0 | 0 | 0 | 0 | 0 | 0 | 0 | 0 | 0 | 0 | 0
2016-07-20 03:00 | 0 | 0 | 0 | 0 | 0 | 619974.2207 | 0 | 552048 | 0 | 0 | 0 | 0 | 2349492.3526 | 3911662.825 | 0 | 0 | 0 | 0 | 0 | 0 | 0 | 0 | 0 | 0 | 0 | 0 | 0 | 0 | 0 | 53660.2392 | 14265.9815 | 0 | 0 | 0 | 0 | 0 | 0 | 0 | 0 | 0 | 0 | 0 | 0 | 0 | 0
2016-07-20 04:00 | 0 | 0 | 0 | 0 | 0 | 587522.5776 | 0 | 514405 | 0 | 0 | 0 | 0 | 2408343.9487 | 3925928.8065 | 0 | 0 | 0 | 0 | 0 | 0 | 0 | 0 | 0 | 0 | 0 | 0 | 0 | 0 | 0 | 58851.5961 | 14265.9815 | 0 | 0 | 0 | 0 | 0 | 0 | 0 | 0 | 0 | 0 | 0 | 0 | 0 | 0
2016-07-20 05:00 | 0 | 0 | 0 | 0 | 0 | 564209.9406 | 0 | 482657 | 0 | 0 | 0 | 0 | 2475630.9077 | 3940194.7881 | 0 | 0 | 0 | 0 | 0 | 0 | 0 | 0 | 0 | 0 | 0 | 0 | 0 | 0 | 0 | 67286.959 | 14265.9815 | 0 | 0 | 0 | 0 | 0 | 0 | 0 | 0 | 0 | 0 | 0 | 0 | 0 | 0
2016-07-20 06:00 | 0 | 0 | 0 | 0 | 0 | 211465.8766 | 0 | 456339 | 0 | 0 | 0 | 0 | 2216491.8028 | 3954460.7696 | 0 | 0 | 0 | 0 | 0 | 0 | 0 | 0 | 0 | 0 | 0 | 0 | 0 | 0 | 0 | -259139.105 | 14265.9815 | 0 | 0 | 0 | 0 | 0 | 0 | 0 | 0 | 0 | 0 | 0 | 0 | 0 | 0
2016-07-20 07:00 | 0 | 0 | 0 | 0 | 0 | 520959.8181 | 0 | 437311 | 0 | 0 | 0 | 0 | 2285874.6394 | 3968726.7511 | 0 | 0 | 0 | 0 | 0 | 0 | 0 | 0 | 0 | 0 | 0 | 0 | 0 | 0 | 0 | 69382.8366 | 14265.9815 | 0 | 0 | 0 | 0 | 0 | 0 | 0 | 0 | 0 | 0 | 0 | 0 | 0 | 0
2016-07-20 08:00 | 0 | 0 | 0 | 0 | 0 | 182532.8766 | 0 | 427406 | 0 | 0 | 0 | 0 | 2026735.5344 | 3982992.7327 | 0 | 0 | 0 | 0 | 0 | 0 | 0 | 0 | 0 | 0 | 0 | 0 | 0 | 0 | 0 | -259139.105 | 14265.9815 | 0 | 0 | 0 | 0 | 0 | 0 | 0 | 0 | 0 | 0 | 0 | 0 | 0 | 0
2016-07-20 09:00 | 0 | 0 | 0 | 0 | 0 | 471265.3798 | 0 | 429429 | 0 | 0 | 0 | 0 | 2054305.9327 | 3997258.7142 | 0 | 0 | 0 | 0 | 0 | 0 | 0 | 0 | 0 | 0 | 0 | 0 | 0 | 0 | 0 | 27570.3983 | 14265.9815 | 0 | 0 | 0 | 0 | 0 | 0 | 0 | 0 | 0 | 0 | 0 | 0 | 0 | 0
2016-07-20 10:00 | 0 | 0 | 0 | 0 | 0 | 196942.8766 | 0 | 441816 | 0 | 0 | 0 | 0 | 1795166.8278 | 4011524.6957 | 0 | 0 | 0 | 0 | 0 | 0 | 0 | 0 | 0 | 0 | 0 | 0 | 0 | 0 | 0 | -259139.105 | 14265.9815 | 0 | 0 | 0 | 0 | 0 | 0 | 0 | 0 | 0 | 0 | 0 | 0 | 0 | 0
2016-07-20 11:00 | 0 | 0 | 0 | 0 | 0 | 201441.8599 | 0.035133 | 460581 | 0 | 0 | 0 | 0 | 1536027.7228 | 4011524.6957 | 0 | 0 | 0 | 0 | 0 | 0 | 0 | 0 | 0 | 0 | 0 | 0 | 0 | 0 | 0 | -259139.105 | 0 | 0 | 0 | 0 | 0 | 0 | 0 | 0 | 0 | 0 | 0 | 0 | 0 | 0 | 0
2016-07-20 12:00 | 0 | 0 | 0 | 0 | 0 | 247181.7038 | 92363.9224 | 486874 | 0 | 0 | 0 | 0 | 1374433.3674 | 4025790.6773 | 0 | 0 | 0 | 0 | 0 | 0 | 0 | 0 | 0 | 0 | 0 | 0 | 0 | 0 | 0 | -161594.3554 | 14265.9815 | 0 | 0 | 0 | 0 | 0 | 0 | 0 | 0 | 0 | 0 | 0 | 0 | 0 | 0
2016-07-20 13:00 | 0 | 0 | 0 | 0 | 0 | 254086.4922 | 415522.7584 | 517655 | 0 | 0 | 0 | 0 | 1512121.6365 | 4040056.6588 | 0 | 0 | 0 | 0 | 0 | 0 | 0 | 0 | 0 | 0 | 0 | 0 | 0 | 0 | 0 | 137688.2691 | 14265.9815 | 0 | 0 | 0 | 0 | 0 | 0 | 0 | 0 | 0 | 0 | 0 | 0 | 0 | 0
2016-07-20 14:00 | 0 | 0 | 0 | 0 | 0 | 0 | 642134.1879 | 552701 | 0 | 0 | 0 | 0 | 1587288.8429 | 4054322.6403 | 0 | 0 | 0 | 0 | 0 | 0 | 0 | 0 | 0 | 0 | 0 | 0 | 0 | 0 | 0 | 75167.2063 | 14265.9815 | 0 | 0 | 0 | 0 | 0 | 0 | 0 | 0 | 0 | 0 | 0 | 0 | 0 | 0
2016-07-20 15:00 | 0 | 0 | 0 | 0 | 0 | 0 | 731813.0057 | 587835 | 0 | 0 | 0 | 0 | 1717000.867 | 4068588.6219 | 0 | 0 | 0 | 0 | 0 | 0 | 0 | 0 | 0 | 0 | 0 | 0 | 0 | 0 | 0 | 129712.0242 | 14265.9815 | 0 | 0 | 0 | 0 | 0 | 0 | 0 | 0 | 0 | 0 | 0 | 0 | 0 | 0
2016-07-20 16:00 | 0 | 0 | 0 | 0 | 0 | 0 | 780547.6424 | 618472 | 0 | 0 | 0 | 0 | 1864810.5279 | 4082854.6034 | 0 | 0 | 0 | 0 | 0 | 0 | 0 | 0 | 0 | 0 | 0 | 0 | 0 | 0 | 0 | 147809.6609 | 14265.9815 | 0 | 0 | 0 | 0 | 0 | 0 | 0 | 0 | 0 | 0 | 0 | 0 | 0 | 0
2016-07-20 17:00 | 0 | 0 | 0 | 0 | 0 | 0 | 787430.3339 | 645401 | 0 | 0 | 0 | 0 | 1992573.8802 | 4097120.5849 | 0 | 0 | 0 | 0 | 0 | 0 | 0 | 0 | 0 | 0 | 0 | 0 | 0 | 0 | 0 | 127763.3523 | 14265.9815 | 0 | 0 | 0 | 0 | 0 | 0 | 0 | 0 | 0 | 0 | 0 | 0 | 0 | 0
2016-07-20 18:00 | 0 | 0 | 0 | 0 | 0 | 0 | 775658.7269 | 666420 | 0 | 0 | 0 | 0 | 2087546.6256 | 4111386.5665 | 0 | 0 | 0 | 0 | 0 | 0 | 0 | 0 | 0 | 0 | 0 | 0 | 0 | 0 | 0 | 94972.7454 | 14265.9815 | 0 | 0 | 0 | 0 | 0 | 0 | 0 | 0 | 0 | 0 | 0 | 0 | 0 | 0
2016-07-20 19:00 | 0 | 0 | 0 | 0 | 0 | 0 | 757877.4676 | 681326 | 0 | 0 | 0 | 0 | 2149832.1116 | 4125652.548 | 0 | 0 | 0 | 0 | 0 | 0 | 0 | 0 | 0 | 0 | 0 | 0 | 0 | 0 | 0 | 62285.486 | 14265.9815 | 0 | 0 | 0 | 0 | 0 | 0 | 0 | 0 | 0 | 0 | 0 | 0 | 0 | 0
2016-07-20 20:00 | 0 | 0 | 0 | 0 | 0 | 0 | 739550.3813 | 691916 | 0 | 0 | 0 | 0 | 2183200.5114 | 4139918.5295 | 0 | 0 | 0 | 0 | 0 | 0 | 0 | 0 | 0 | 0 | 0 | 0 | 0 | 0 | 0 | 33368.3998 | 14265.9815 | 0 | 0 | 0 | 0 | 0 | 0 | 0 | 0 | 0 | 0 | 0 | 0 | 0 | 0
2016-07-20 21:00 | 0 | 0 | 0 | 0 | 0 | 0 | 708389.2712 | 696978 | 0 | 0 | 0 | 0 | 2180345.8011 | 4154184.5111 | 0 | 0 | 0 | 0 | 0 | 0 | 0 | 0 | 0 | 0 | 0 | 0 | 0 | 0 | 0 | -2854.7103 | 14265.9815 | 0 | 0 | 0 | 0 | 0 | 0 | 0 | 0 | 0 | 0 | 0 | 0 | 0 | 0
2016-07-20 22:00 | 0 | 0 | 0 | 0 | 0 | 0 | 655988.7996 | 691384 | 0 | 0 | 0 | 0 | 2130684.6191 | 4168450.4926 | 0 | 0 | 0 | 0 | 0 | 0 | 0 | 0 | 0 | 0 | 0 | 0 | 0 | 0 | 0 | -49661.182 | 14265.9815 | 0 | 0 | 0 | 0 | 0 | 0 | 0 | 0 | 0 | 0 | 0 | 0 | 0 | 0
2016-07-20 23:00 | 0 | 0 | 0 | 0 | 0 | 0 | 567398.5738 | 678219 | 0 | 0 | 0 | 0 | 2005598.2114 | 4182716.4741 | 0 | 0 | 0 | 0 | 0 | 0 | 0 | 0 | 0 | 0 | 0 | 0 | 0 | 0 | 0 | -125086.4077 | 14265.9815 | 0 | 0 | 0 | 0 | 0 | 0 | 0 | 0 | 0 | 0 | 0 | 0 | 0 | 0
2016-07-21 | 0 | 0 | 0 | 0 | 0 | 0 | 428976.0229 | 659397 | 0 | 0 | 0 | 0 | 1760911.2528 | 4196982.4557 | 0 | 0 | 0 | 0 | 0 | 0 | 0 | 0 | 0 | 0 | 0 | 0 | 0 | 0 | 0 | -244686.9586 | 14265.9815 | 0 | 0 | 0 | 0 | 0 | 0 | 0 | 0 | 0 | 0 | 0 | 0 | 0 | 0
2016-07-21 01:00 | 0 | 0 | 0 | 0 | 0 | 584567.6541 | 225544.4174 | 640391 | 0 | 0 | 0 | 0 | 1916366.3427 | 4211248.4372 | 0 | 0 | 0 | 0 | 0 | 0 | 0 | 0 | 0 | 0 | 0 | 0 | 0 | 0 | 0 | 155455.0899 | 14265.9815 | 0 | 0 | 0 | 0 | 0 | 0 | 0 | 0 | 0 | 0 | 0 | 0 | 0 | 0
2016-07-21 02:00 | 0 | 0 | 0 | 0 | 0 | 673276.3942 | 22248.8948 | 611187 | 0 | 0 | 0 | 0 | 1986438.6501 | 4225514.4187 | 0 | 0 | 0 | 0 | 0 | 0 | 0 | 0 | 0 | 0 | 0 | 0 | 0 | 0 | 0 | 70072.3074 | 14265.9815 | 0 | 0 | 0 | 0 | 0 | 0 | 0 | 0 | 0 | 0 | 0 | 0 | 0 | 0
2016-07-21 03:00 | 0 | 0 | 0 | 0 | 0 | 683239.6118 | 0 | 572027 | 0 | 0 | 0 | 0 | 2083385.2804 | 4239780.4003 | 0 | 0 | 0 | 0 | 0 | 0 | 0 | 0 | 0 | 0 | 0 | 0 | 0 | 0 | 0 | 96946.6303 | 14265.9815 | 0 | 0 | 0 | 0 | 0 | 0 | 0 | 0 | 0 | 0 | 0 | 0 | 0 | 0
2016-07-21 04:00 | 0 | 0 | 0 | 0 | 0 | 663320.9448 | 0 | 533254 | 0 | 0 | 0 | 0 | 2199186.2437 | 4254046.3818 | 0 | 0 | 0 | 0 | 0 | 0 | 0 | 0 | 0 | 0 | 0 | 0 | 0 | 0 | 0 | 115800.9633 | 14265.9815 | 0 | 0 | 0 | 0 | 0 | 0 | 0 | 0 | 0 | 0 | 0 | 0 | 0 | 0
2016-07-21 05:00 | 0 | 0 | 0 | 0 | 0 | 637623.2681 | 0 | 498740 | 0 | 0 | 0 | 0 | 2323803.5302 | 4268312.3633 | 0 | 0 | 0 | 0 | 0 | 0 | 0 | 0 | 0 | 0 | 0 | 0 | 0 | 0 | 0 | 124617.2865 | 14265.9815 | 0 | 0 | 0 | 0 | 0 | 0 | 0 | 0 | 0 | 0 | 0 | 0 | 0 | 0
2016-07-21 06:00 | 0 | 0 | 0 | 0 | 0 | 611133.79 | 0 | 470257 | 0 | 0 | 0 | 0 | 2450414.3387 | 4282578.3449 | 0 | 0 | 0 | 0 | 0 | 0 | 0 | 0 | 0 | 0 | 0 | 0 | 0 | 0 | 0 | 126610.8085 | 14265.9815 | 0 | 0 | 0 | 0 | 0 | 0 | 0 | 0 | 0 | 0 | 0 | 0 | 0 | 0
2016-07-21 07:00 | 0 | 0 | 0 | 0 | 0 | 204875.8766 | 0 | 449749 | 0 | 0 | 0 | 0 | 2191275.2337 | 4296844.3264 | 0 | 0 | 0 | 0 | 0 | 0 | 0 | 0 | 0 | 0 | 0 | 0 | 0 | 0 | 0 | -259139.105 | 14265.9815 | 0 | 0 | 0 | 0 | 0 | 0 | 0 | 0 | 0 | 0 | 0 | 0 | 0 | 0
2016-07-21 08:00 | 0 | 0 | 0 | 0 | 0 | 541347.1961 | 0 | 438554 | 0 | 0 | 0 | 0 | 2279802.4483 | 4311110.3079 | 0 | 0 | 0 | 0 | 0 | 0 | 0 | 0 | 0 | 0 | 0 | 0 | 0 | 0 | 0 | 88527.2146 | 14265.9815 | 0 | 0 | 0 | 0 | 0 | 0 | 0 | 0 | 0 | 0 | 0 | 0 | 0 | 0
2016-07-21 09:00 | 0 | 0 | 0 | 0 | 0 | 491030.5139 | 0 | 440488 | 0 | 0 | 0 | 0 | 2316078.9807 | 4325376.2895 | 0 | 0 | 0 | 0 | 0 | 0 | 0 | 0 | 0 | 0 | 0 | 0 | 0 | 0 | 0 | 36276.5324 | 14265.9815 | 0 | 0 | 0 | 0 | 0 | 0 | 0 | 0 | 0 | 0 | 0 | 0 | 0 | 0
2016-07-21 10:00 | 0 | 0 | 0 | 0 | 0 | 208461.8766 | 0 | 453335 | 0 | 0 | 0 | 0 | 2056939.8758 | 4339642.271 | 0 | 0 | 0 | 0 | 0 | 0 | 0 | 0 | 0 | 0 | 0 | 0 | 0 | 0 | 0 | -259139.105 | 14265.9815 | 0 | 0 | 0 | 0 | 0 | 0 | 0 | 0 | 0 | 0 | 0 | 0 | 0 | 0
2016-07-21 11:00 | 0 | 0 | 0 | 0 | 0 | 366990.6807 | 0 | 472775 | 0 | 0 | 0 | 0 | 1951155.5565 | 4339642.271 | 0 | 0 | 0 | 0 | 0 | 0 | 0 | 0 | 0 | 0 | 0 | 0 | 0 | 0 | 0 | -105784.3193 | 0 | 0 | 0 | 0 | 0 | 0 | 0 | 0 | 0 | 0 | 0 | 0 | 0 | 0 | 0
2016-07-21 12:00 | 0 | 0 | 0 | 0 | 0 | 203477.4415 | 96887.7801 | 499350 | 0 | 0 | 0 | 0 | 1770750.7778 | 4321062.2714 | 0 | 0 | 0 | 0 | 0 | 0 | 0 | 0 | 0 | 0 | 0 | 0 | 0 | 0 | 0 | -180404.7787 | 0 | 18579.9996 | 0 | 0 | 0 | 0 | 0 | 0 | 0 | 0 | 0 | 0 | 0 | 0 | 0
2016-07-21 13:00 | 0 | 0 | 0 | 0 | 0 | 211358.6021 | 424147.1819 | 533096 | 0 | 0 | 0 | 0 | 1873160.5617 | 4321062.2714 | 0 | 0 | 0 | 0 | 0 | 0 | 0 | 0 | 0 | 0 | 0 | 0 | 0 | 0 | 0 | 102409.7839 | 0 | 0 | 0 | 0 | 0 | 0 | 0 | 0 | 0 | 0 | 0 | 0 | 0 | 0 | 0
2016-07-21 14:00 | 0 | 0 | 0 | 0 | 0 | 0 | 660467.0308 | 571530 | 0 | 0 | 0 | 0 | 1962097.5925 | 4321062.2714 | 0 | 0 | 0 | 0 | 0 | 0 | 0 | 0 | 0 | 0 | 0 | 0 | 0 | 0 | 0 | 88937.0308 | 0 | 0 | 0 | 0 | 0 | 0 | 0 | 0 | 0 | 0 | 0 | 0 | 0 | 0 | 0
2016-07-21 15:00 | 0 | 0 | 0 | 0 | 0 | 0 | 758737.2512 | 609171 | 0 | 0 | 0 | 0 | 2111663.8437 | 4321062.2714 | 0 | 0 | 0 | 0 | 0 | 0 | 0 | 0 | 0 | 0 | 0 | 0 | 0 | 0 | 0 | 149566.2512 | 0 | 0 | 0 | 0 | 0 | 0 | 0 | 0 | 0 | 0 | 0 | 0 | 0 | 0 | 0
2016-07-21 16:00 | 0 | 0 | 0 | 0 | 0 | 0 | 796843.663 | 640721 | 0 | 0 | 0 | 0 | 2267786.5067 | 4321062.2714 | 0 | 0 | 0 | 0 | 0 | 0 | 0 | 0 | 0 | 0 | 0 | 0 | 0 | 0 | 0 | 156122.663 | 0 | 0 | 0 | 0 | 0 | 0 | 0 | 0 | 0 | 0 | 0 | 0 | 0 | 0 | 0
2016-07-21 17:00 | 0 | 0 | 0 | 0 | 0 | 0 | 809986.4026 | 668011 | 0 | 0 | 0 | 0 | 2409761.9093 | 4321062.2714 | 0 | 0 | 0 | 0 | 0 | 0 | 0 | 0 | 0 | 0 | 0 | 0 | 0 | 0 | 0 | 141975.4026 | 0 | 0 | 0 | 0 | 0 | 0 | 0 | 0 | 0 | 0 | 0 | 0 | 0 | 0 | 0
2016-07-21 18:00 | 0 | 0 | 0 | 0 | 0 | 0 | 798592.5612 | 687574 | 0 | 0 | 0 | 0 | 2520780.4705 | 4321062.2714 | 0 | 0 | 0 | 0 | 0 | 0 | 0 | 0 | 0 | 0 | 0 | 0 | 0 | 0 | 0 | 111018.5612 | 0 | 0 | 0 | 0 | 0 | 0 | 0 | 0 | 0 | 0 | 0 | 0 | 0 | 0 | 0
2016-07-21 19:00 | 0 | 0 | 0 | 0 | 0 | 0 | 781443.7474 | 699093 | 0 | 0 | 0 | 0 | 2603131.218 | 4321062.2714 | 0 | 0 | 0 | 0 | 0 | 0 | 0 | 0 | 0 | 0 | 0 | 0 | 0 | 0 | 0 | 82350.7474 | 0 | 0 | 0 | 0 | 0 | 0 | 0 | 0 | 0 | 0 | 0 | 0 | 0 | 0 | 0
2016-07-21 20:00 | 0 | 0 | 0 | 0 | 0 | 200173.8669 | 765961.238 | 706996 | 0 | 0 | 0 | 0 | 2862270.3229 | 4321062.2714 | 0 | 0 | 0 | 0 | 0 | 0 | 0 | 0 | 0 | 0 | 0 | 0 | 0 | 0 | 0 | 259139.105 | 0 | 0 | 0 | 0 | 0 | 0 | 0 | 0 | 0 | 0 | 0 | 0 | 0 | 0 | 0
2016-07-21 21:00 | 0 | 0 | 0 | 0 | 0 | 0 | 740656.2217 | 708155 | 0 | 0 | 0 | 0 | 2894771.5446 | 4321062.2714 | 0 | 0 | 0 | 0 | 0 | 0 | 0 | 0 | 0 | 0 | 0 | 0 | 0 | 0 | 0 | 32501.2217 | 0 | 0 | 0 | 0 | 0 | 0 | 0 | 0 | 0 | 0 | 0 | 0 | 0 | 0 | 0
2016-07-21 22:00 | 0 | 0 | 0 | 0 | 0 | 0 | 694821.9274 | 703672 | 0 | 0 | 0 | 0 | 2885921.472 | 4321062.2714 | 0 | 0 | 0 | 0 | 0 | 0 | 0 | 0 | 0 | 0 | 0 | 0 | 0 | 0 | 0 | -8850.0726 | 0 | 0 | 0 | 0 | 0 | 0 | 0 | 0 | 0 | 0 | 0 | 0 | 0 | 0 | 0
2016-07-21 23:00 | 0 | 0 | 0 | 0 | 0 | 0 | 607989.6766 | 690274 | 0 | 0 | 0 | 0 | 2803637.1486 | 4321062.2714 | 0 | 0 | 0 | 0 | 0 | 0 | 0 | 0 | 0 | 0 | 0 | 0 | 0 | 0 | 0 | -82284.3234 | 0 | 0 | 0 | 0 | 0 | 0 | 0 | 0 | 0 | 0 | 0 | 0 | 0 | 0 | 0
2016-07-22 | 0 | 0 | 0 | 0 | 0 | 254263.6439 | 466546.7448 | 672875 | 0 | 0 | 0 | 0 | 2851572.5372 | 4321062.2714 | 0 | 0 | 0 | 0 | 0 | 0 | 0 | 0 | 0 | 0 | 0 | 0 | 0 | 0 | 0 | 47935.3887 | 0 | 0 | 0 | 0 | 0 | 0 | 0 | 0 | 0 | 0 | 0 | 0 | 0 | 0 | 0
2016-07-22 01:00 | 0 | 0 | 0 | 0 | 0 | 390178.7732 | 227894.0886 | 654666 | 0 | 0 | 0 | 0 | 2814979.399 | 4321062.2714 | 0 | 0 | 0 | 0 | 0 | 0 | 0 | 0 | 0 | 0 | 0 | 0 | 0 | 0 | 0 | -36593.1382 | 0 | 0 | 0 | 0 | 0 | 0 | 0 | 0 | 0 | 0 | 0 | 0 | 0 | 0 | 0
2016-07-22 02:00 | 0 | 0 | 0 | 0 | 0 | 488097.8727 | 22653.8782 | 622878 | 0 | 0 | 0 | 0 | 2702853.15 | 4321062.2714 | 0 | 0 | 0 | 0 | 0 | 0 | 0 | 0 | 0 | 0 | 0 | 0 | 0 | 0 | 0 | -112126.249 | 0 | 0 | 0 | 0 | 0 | 0 | 0 | 0 | 0 | 0 | 0 | 0 | 0 | 0 | 0
2016-07-22 03:00 | 0 | 0 | 0 | 0 | 0 | 518216.431 | 0 | 585323 | 0 | 0 | 0 | 0 | 2635746.5811 | 4321062.2714 | 0 | 0 | 0 | 0 | 0 | 0 | 0 | 0 | 0 | 0 | 0 | 0 | 0 | 0 | 0 | -67106.569 | 0 | 0 | 0 | 0 | 0 | 0 | 0 | 0 | 0 | 0 | 0 | 0 | 0 | 0 | 0
2016-07-22 04:00 | 0 | 0 | 0 | 0 | 0 | 302919.8766 | 0 | 547793 | 0 | 0 | 0 | 0 | 2376607.4761 | 4335328.2529 | 0 | 0 | 0 | 0 | 0 | 0 | 0 | 0 | 0 | 0 | 0 | 0 | 0 | 0 | 0 | -259139.105 | 14265.9815 | 0 | 0 | 0 | 0 | 0 | 0 | 0 | 0 | 0 | 0 | 0 | 0 | 0 | 0
2016-07-22 05:00 | 0 | 0 | 0 | 0 | 0 | 504290.1947 | 0 | 512625 | 0 | 0 | 0 | 0 | 2354006.6893 | 4349594.2344 | 0 | 0 | 0 | 0 | 0 | 0 | 0 | 0 | 0 | 0 | 0 | 0 | 0 | 0 | 0 | -22600.7868 | 14265.9815 | 0 | 0 | 0 | 0 | 0 | 0 | 0 | 0 | 0 | 0 | 0 | 0 | 0 | 0
2016-07-22 06:00 | 0 | 0 | 0 | 0 | 0 | 224190.895 | 0 | 483330 | 0 | 0 | 0 | 0 | 2094867.5843 | 4349594.2344 | 0 | 0 | 0 | 0 | 0 | 0 | 0 | 0 | 0 | 0 | 0 | 0 | 0 | 0 | 0 | -259139.105 | 0 | 0 | 0 | 0 | 0 | 0 | 0 | 0 | 0 | 0 | 0 | 0 | 0 | 0 | 0
2016-07-22 07:00 | 0 | 0 | 0 | 0 | 0 | 459956.8757 | 0 | 462741 | 0 | 0 | 0 | 0 | 2092083.46 | 4349594.2344 | 0 | 0 | 0 | 0 | 0 | 0 | 0 | 0 | 0 | 0 | 0 | 0 | 0 | 0 | 0 | -2784.1243 | 0 | 0 | 0 | 0 | 0 | 0 | 0 | 0 | 0 | 0 | 0 | 0 | 0 | 0 | 0
2016-07-22 08:00 | 0 | 0 | 0 | 0 | 0 | 441508.0708 | 0 | 451233 | 0 | 0 | 0 | 0 | 2082358.5308 | 4349594.2344 | 0 | 0 | 0 | 0 | 0 | 0 | 0 | 0 | 0 | 0 | 0 | 0 | 0 | 0 | 0 | -9724.9292 | 0 | 0 | 0 | 0 | 0 | 0 | 0 | 0 | 0 | 0 | 0 | 0 | 0 | 0 | 0
2016-07-22 09:00 | 0 | 0 | 0 | 0 | 0 | 192670.895 | 0 | 451810 | 0 | 0 | 0 | 0 | 1823219.4259 | 4349594.2344 | 0 | 0 | 0 | 0 | 0 | 0 | 0 | 0 | 0 | 0 | 0 | 0 | 0 | 0 | 0 | -259139.105 | 0 | 0 | 0 | 0 | 0 | 0 | 0 | 0 | 0 | 0 | 0 | 0 | 0 | 0 | 0
2016-07-22 10:00 | 0 | 0 | 0 | 0 | 0 | 384913.7824 | 0 | 463057 | 0 | 0 | 0 | 0 | 1745076.2082 | 4349594.2344 | 0 | 0 | 0 | 0 | 0 | 0 | 0 | 0 | 0 | 0 | 0 | 0 | 0 | 0 | 0 | -78143.2176 | 0 | 0 | 0 | 0 | 0 | 0 | 0 | 0 | 0 | 0 | 0 | 0 | 0 | 0 | 0
2016-07-22 11:00 | 0 | 0 | 0 | 0 | 0 | 346961.8522 | 0 | 480339 | 0 | 0 | 0 | 0 | 1611699.0605 | 4349594.2344 | 0 | 0 | 0 | 0 | 0 | 0 | 0 | 0 | 0 | 0 | 0 | 0 | 0 | 0 | 0 | -133377.1478 | 0 | 0 | 0 | 0 | 0 | 0 | 0 | 0 | 0 | 0 | 0 | 0 | 0 | 0 | 0
2016-07-22 12:00 | 0 | 0 | 0 | 0 | 0 | 191299.5789 | 87142.7831 | 506206 | 0 | 0 | 0 | 0 | 1383935.4225 | 4349594.2344 | 0 | 0 | 0 | 0 | 0 | 0 | 0 | 0 | 0 | 0 | 0 | 0 | 0 | 0 | 0 | -227763.638 | 0 | 0 | 0 | 0 | 0 | 0 | 0 | 0 | 0 | 0 | 0 | 0 | 0 | 0 | 0
2016-07-22 13:00 | 0 | 0 | 0 | 0 | 0 | 0 | 405235.2596 | 540344 | 0 | 0 | 0 | 0 | 1248826.6821 | 4349594.2344 | 0 | 0 | 0 | 0 | 0 | 0 | 0 | 0 | 0 | 0 | 0 | 0 | 0 | 0 | 0 | -135108.7404 | 0 | 0 | 0 | 0 | 0 | 0 | 0 | 0 | 0 | 0 | 0 | 0 | 0 | 0 | 0
2016-07-22 14:00 | 0 | 0 | 0 | 0 | 0 | 0 | 616559.6314 | 574745 | 0 | 0 | 0 | 0 | 1290641.3134 | 4349594.2344 | 0 | 0 | 0 | 0 | 0 | 0 | 0 | 0 | 0 | 0 | 0 | 0 | 0 | 0 | 0 | 41814.6314 | 0 | 0 | 0 | 0 | 0 | 0 | 0 | 0 | 0 | 0 | 0 | 0 | 0 | 0 | 0
2016-07-22 15:00 | 0 | 0 | 0 | 0 | 0 | 0 | 733607.1626 | 611626 | 0 | 0 | 0 | 0 | 1412622.476 | 4349594.2344 | 0 | 0 | 0 | 0 | 0 | 0 | 0 | 0 | 0 | 0 | 0 | 0 | 0 | 0 | 0 | 121981.1626 | 0 | 0 | 0 | 0 | 0 | 0 | 0 | 0 | 0 | 0 | 0 | 0 | 0 | 0 | 0
2016-07-22 16:00 | 0 | 0 | 0 | 0 | 0 | 0 | 789584.1959 | 643805 | 0 | 0 | 0 | 0 | 1558401.6719 | 4349594.2344 | 0 | 0 | 0 | 0 | 0 | 0 | 0 | 0 | 0 | 0 | 0 | 0 | 0 | 0 | 0 | 145779.1959 | 0 | 0 | 0 | 0 | 0 | 0 | 0 | 0 | 0 | 0 | 0 | 0 | 0 | 0 | 0
2016-07-22 17:00 | 0 | 0 | 0 | 0 | 0 | 0 | 807355.7109 | 669636 | 0 | 0 | 0 | 0 | 1696121.3828 | 4349594.2344 | 0 | 0 | 0 | 0 | 0 | 0 | 0 | 0 | 0 | 0 | 0 | 0 | 0 | 0 | 0 | 137719.7109 | 0 | 0 | 0 | 0 | 0 | 0 | 0 | 0 | 0 | 0 | 0 | 0 | 0 | 0 | 0
2016-07-22 18:00 | 0 | 0 | 0 | 0 | 0 | 152218.7064 | 796458.3986 | 689538 | 0 | 0 | 0 | 0 | 1955260.4878 | 4349594.2344 | 0 | 0 | 0 | 0 | 0 | 0 | 0 | 0 | 0 | 0 | 0 | 0 | 0 | 0 | 0 | 259139.105 | 0 | 0 | 0 | 0 | 0 | 0 | 0 | 0 | 0 | 0 | 0 | 0 | 0 | 0 | 0
2016-07-22 19:00 | 0 | 0 | 0 | 0 | 0 | 0 | 778943.1031 | 702510 | 0 | 0 | 0 | 0 | 2031693.5908 | 4349594.2344 | 0 | 0 | 0 | 0 | 0 | 0 | 0 | 0 | 0 | 0 | 0 | 0 | 0 | 0 | 0 | 76433.1031 | 0 | 0 | 0 | 0 | 0 | 0 | 0 | 0 | 0 | 0 | 0 | 0 | 0 | 0 | 0
2016-07-22 20:00 | 0 | 0 | 0 | 0 | 0 | 0 | 766036.4229 | 709819 | 0 | 0 | 0 | 0 | 2087911.0137 | 4349594.2344 | 0 | 0 | 0 | 0 | 0 | 0 | 0 | 0 | 0 | 0 | 0 | 0 | 0 | 0 | 0 | 56217.4229 | 0 | 0 | 0 | 0 | 0 | 0 | 0 | 0 | 0 | 0 | 0 | 0 | 0 | 0 | 0
2016-07-22 21:00 | 0 | 0 | 0 | 0 | 0 | 113604.9094 | 743595.6001 | 711442 | 0 | 0 | 0 | 0 | 2233669.5232 | 4349594.2344 | 0 | 0 | 0 | 0 | 0 | 0 | 0 | 0 | 0 | 0 | 0 | 0 | 0 | 0 | 0 | 145758.5095 | 0 | 0 | 0 | 0 | 0 | 0 | 0 | 0 | 0 | 0 | 0 | 0 | 0 | 0 | 0
2016-07-22 22:00 | 0 | 0 | 0 | 0 | 0 | 229871.5163 | 706748.305 | 706132 | 0 | 0 | 0 | 0 | 2464157.3445 | 4349594.2344 | 0 | 0 | 0 | 0 | 0 | 0 | 0 | 0 | 0 | 0 | 0 | 0 | 0 | 0 | 0 | 230487.8213 | 0 | 0 | 0 | 0 | 0 | 0 | 0 | 0 | 0 | 0 | 0 | 0 | 0 | 0 | 0
2016-07-22 23:00 | 0 | 0 | 0 | 0 | 0 | 0 | 624931.3042 | 692225 | 0 | 0 | 0 | 0 | 2396863.6487 | 4349594.2344 | 0 | 0 | 0 | 0 | 0 | 0 | 0 | 0 | 0 | 0 | 0 | 0 | 0 | 0 | 0 | -67293.6958 | 0 | 0 | 0 | 0 | 0 | 0 | 0 | 0 | 0 | 0 | 0 | 0 | 0 | 0 | 0
2016-07-23 | 0 | 0 | 0 | 0 | 0 | 0 | 483154.6214 | 671763 | 0 | 0 | 0 | 0 | 2208255.2701 | 4349594.2344 | 0 | 0 | 0 | 0 | 0 | 0 | 0 | 0 | 0 | 0 | 0 | 0 | 0 | 0 | 0 | -188608.3786 | 0 | 0 | 0 | 0 | 0 | 0 | 0 | 0 | 0 | 0 | 0 | 0 | 0 | 0 | 0
2016-07-23 01:00 | 0 | 0 | 0 | 0 | 0 | 489858.78 | 223774.9085 | 651983 | 0 | 0 | 0 | 0 | 2269905.9586 | 4349594.2344 | 0 | 0 | 0 | 0 | 0 | 0 | 0 | 0 | 0 | 0 | 0 | 0 | 0 | 0 | 0 | 61650.6885 | 0 | 0 | 0 | 0 | 0 | 0 | 0 | 0 | 0 | 0 | 0 | 0 | 0 | 0 | 0
2016-07-23 02:00 | 0 | 0 | 0 | 0 | 0 | 626182.2551 | 17623.4652 | 622735 | 0 | 0 | 0 | 0 | 2290976.6788 | 4349594.2344 | 0 | 0 | 0 | 0 | 0 | 0 | 0 | 0 | 0 | 0 | 0 | 0 | 0 | 0 | 0 | 21070.7202 | 0 | 0 | 0 | 0 | 0 | 0 | 0 | 0 | 0 | 0 | 0 | 0 | 0 | 0 | 0
2016-07-23 03:00 | 0 | 0 | 0 | 0 | 0 | 657769.5561 | 0 | 585435 | 0 | 0 | 0 | 0 | 2363311.235 | 4349594.2344 | 0 | 0 | 0 | 0 | 0 | 0 | 0 | 0 | 0 | 0 | 0 | 0 | 0 | 0 | 0 | 72334.5561 | 0 | 0 | 0 | 0 | 0 | 0 | 0 | 0 | 0 | 0 | 0 | 0 | 0 | 0 | 0
2016-07-23 04:00 | 0 | 0 | 0 | 0 | 0 | 289160.895 | 0 | 548300 | 0 | 0 | 0 | 0 | 2104172.13 | 4349594.2344 | 0 | 0 | 0 | 0 | 0 | 0 | 0 | 0 | 0 | 0 | 0 | 0 | 0 | 0 | 0 | -259139.105 | 0 | 0 | 0 | 0 | 0 | 0 | 0 | 0 | 0 | 0 | 0 | 0 | 0 | 0 | 0
2016-07-23 05:00 | 0 | 0 | 0 | 0 | 0 | 254635.895 | 0 | 513775 | 0 | 0 | 0 | 0 | 1845033.0251 | 4349594.2344 | 0 | 0 | 0 | 0 | 0 | 0 | 0 | 0 | 0 | 0 | 0 | 0 | 0 | 0 | 0 | -259139.105 | 0 | 0 | 0 | 0 | 0 | 0 | 0 | 0 | 0 | 0 | 0 | 0 | 0 | 0 | 0
2016-07-23 06:00 | 0 | 0 | 0 | 0 | 0 | 590916.1225 | 0 | 485017 | 0 | 0 | 0 | 0 | 1950932.1476 | 4349594.2344 | 0 | 0 | 0 | 0 | 0 | 0 | 0 | 0 | 0 | 0 | 0 | 0 | 0 | 0 | 0 | 105899.1225 | 0 | 0 | 0 | 0 | 0 | 0 | 0 | 0 | 0 | 0 | 0 | 0 | 0 | 0 | 0
2016-07-23 07:00 | 0 | 0 | 0 | 0 | 0 | 203256.895 | 0 | 462396 | 0 | 0 | 0 | 0 | 1691793.0427 | 4349594.2344 | 0 | 0 | 0 | 0 | 0 | 0 | 0 | 0 | 0 | 0 | 0 | 0 | 0 | 0 | 0 | -259139.105 | 0 | 0 | 0 | 0 | 0 | 0 | 0 | 0 | 0 | 0 | 0 | 0 | 0 | 0 | 0
2016-07-23 08:00 | 0 | 0 | 0 | 0 | 0 | 544687.3238 | 0 | 446904 | 0 | 0 | 0 | 0 | 1789576.3664 | 4349594.2344 | 0 | 0 | 0 | 0 | 0 | 0 | 0 | 0 | 0 | 0 | 0 | 0 | 0 | 0 | 0 | 97783.3238 | 0 | 0 | 0 | 0 | 0 | 0 | 0 | 0 | 0 | 0 | 0 | 0 | 0 | 0 | 0
2016-07-23 09:00 | 0 | 0 | 0 | 0 | 0 | 179612.895 | 0 | 438752 | 0 | 0 | 0 | 0 | 1530437.2615 | 4349594.2344 | 0 | 0 | 0 | 0 | 0 | 0 | 0 | 0 | 0 | 0 | 0 | 0 | 0 | 0 | 0 | -259139.105 | 0 | 0 | 0 | 0 | 0 | 0 | 0 | 0 | 0 | 0 | 0 | 0 | 0 | 0 | 0
2016-07-23 10:00 | 0 | 0 | 0 | 0 | 0 | 177598.895 | 0 | 436738 | 0 | 0 | 0 | 0 | 1271298.1565 | 4349594.2344 | 0 | 0 | 0 | 0 | 0 | 0 | 0 | 0 | 0 | 0 | 0 | 0 | 0 | 0 | 0 | -259139.105 | 0 | 0 | 0 | 0 | 0 | 0 | 0 | 0 | 0 | 0 | 0 | 0 | 0 | 0 | 0
2016-07-23 11:00 | 0 | 0 | 0 | 0 | 0 | 461313.7425 | 0 | 444141 | 0 | 0 | 0 | 0 | 1288470.899 | 4349594.2344 | 0 | 0 | 0 | 0 | 0 | 0 | 0 | 0 | 0 | 0 | 0 | 0 | 0 | 0 | 0 | 17172.7425 | 0 | 0 | 0 | 0 | 0 | 0 | 0 | 0 | 0 | 0 | 0 | 0 | 0 | 0 | 0
2016-07-23 12:00 | 0 | 0 | 0 | 0 | 0 | 320270.8156 | 79853.3432 | 469768 | 0 | 0 | 0 | 0 | 1218827.0578 | 4349594.2344 | 0 | 0 | 0 | 0 | 0 | 0 | 0 | 0 | 0 | 0 | 0 | 0 | 0 | 0 | 0 | -69643.8412 | 0 | 0 | 0 | 0 | 0 | 0 | 0 | 0 | 0 | 0 | 0 | 0 | 0 | 0 | 0
2016-07-23 13:00 | 0 | 0 | 0 | 0 | 0 | 0 | 445258.8903 | 507074 | 0 | 0 | 0 | 0 | 1157011.9482 | 4349594.2344 | 0 | 0 | 0 | 0 | 0 | 0 | 0 | 0 | 0 | 0 | 0 | 0 | 0 | 0 | 0 | -61815.1097 | 0 | 0 | 0 | 0 | 0 | 0 | 0 | 0 | 0 | 0 | 0 | 0 | 0 | 0 | 0
2016-07-23 14:00 | 0 | 0 | 0 | 0 | 0 | 0 | 665219.8406 | 548202 | 0 | 0 | 0 | 0 | 1274029.7888 | 4349594.2344 | 0 | 0 | 0 | 0 | 0 | 0 | 0 | 0 | 0 | 0 | 0 | 0 | 0 | 0 | 0 | 117017.8406 | 0 | 0 | 0 | 0 | 0 | 0 | 0 | 0 | 0 | 0 | 0 | 0 | 0 | 0 | 0
2016-07-23 15:00 | 0 | 0 | 0 | 0 | 0 | 54809.0854 | 792115.0196 | 587785 | 0 | 0 | 0 | 0 | 1533168.8937 | 4349594.2344 | 0 | 0 | 0 | 0 | 0 | 0 | 0 | 0 | 0 | 0 | 0 | 0 | 0 | 0 | 0 | 259139.105 | 0 | 0 | 0 | 0 | 0 | 0 | 0 | 0 | 0 | 0 | 0 | 0 | 0 | 0 | 0
2016-07-23 16:00 | 0 | 0 | 0 | 0 | 0 | 0 | 833325.8331 | 621140 | 0 | 0 | 0 | 0 | 1745354.7269 | 4349594.2344 | 0 | 0 | 0 | 0 | 0 | 0 | 0 | 0 | 0 | 0 | 0 | 0 | 0 | 0 | 0 | 212185.8331 | 0 | 0 | 0 | 0 | 0 | 0 | 0 | 0 | 0 | 0 | 0 | 0 | 0 | 0 | 0
2016-07-23 17:00 | 0 | 0 | 0 | 0 | 0 | 0 | 844790.8748 | 644617 | 0 | 0 | 0 | 0 | 1945528.6017 | 4349594.2344 | 0 | 0 | 0 | 0 | 0 | 0 | 0 | 0 | 0 | 0 | 0 | 0 | 0 | 0 | 0 | 200173.8748 | 0 | 0 | 0 | 0 | 0 | 0 | 0 | 0 | 0 | 0 | 0 | 0 | 0 | 0 | 0
2016-07-23 18:00 | 0 | 0 | 0 | 0 | 0 | 81171.6956 | 840333.4094 | 662366 | 0 | 0 | 0 | 0 | 2204667.7067 | 4349594.2344 | 0 | 0 | 0 | 0 | 0 | 0 | 0 | 0 | 0 | 0 | 0 | 0 | 0 | 0 | 0 | 259139.105 | 0 | 0 | 0 | 0 | 0 | 0 | 0 | 0 | 0 | 0 | 0 | 0 | 0 | 0 | 0
2016-07-23 19:00 | 0 | 0 | 0 | 0 | 0 | 0 | 831255.4422 | 673513 | 0 | 0 | 0 | 0 | 2362410.1489 | 4349594.2344 | 0 | 0 | 0 | 0 | 0 | 0 | 0 | 0 | 0 | 0 | 0 | 0 | 0 | 0 | 0 | 157742.4422 | 0 | 0 | 0 | 0 | 0 | 0 | 0 | 0 | 0 | 0 | 0 | 0 | 0 | 0 | 0
2016-07-23 20:00 | 0 | 0 | 0 | 0 | 0 | 113035.8076 | 827089.2974 | 680986 | 0 | 0 | 0 | 0 | 2621549.2539 | 4349594.2344 | 0 | 0 | 0 | 0 | 0 | 0 | 0 | 0 | 0 | 0 | 0 | 0 | 0 | 0 | 0 | 259139.105 | 0 | 0 | 0 | 0 | 0 | 0 | 0 | 0 | 0 | 0 | 0 | 0 | 0 | 0 | 0
2016-07-23 21:00 | 0 | 0 | 0 | 0 | 0 | 0 | 814773.243 | 683097 | 0 | 0 | 0 | 0 | 2753225.4969 | 4349594.2344 | 0 | 0 | 0 | 0 | 0 | 0 | 0 | 0 | 0 | 0 | 0 | 0 | 0 | 0 | 0 | 131676.243 | 0 | 0 | 0 | 0 | 0 | 0 | 0 | 0 | 0 | 0 | 0 | 0 | 0 | 0 | 0
2016-07-23 22:00 | 0 | 0 | 0 | 0 | 0 | 0 | 781656.8163 | 677117 | 0 | 0 | 0 | 0 | 2857765.3132 | 4349594.2344 | 0 | 0 | 0 | 0 | 0 | 0 | 0 | 0 | 0 | 0 | 0 | 0 | 0 | 0 | 0 | 104539.8163 | 0 | 0 | 0 | 0 | 0 | 0 | 0 | 0 | 0 | 0 | 0 | 0 | 0 | 0 | 0
2016-07-23 23:00 | 0 | 0 | 0 | 0 | 0 | 0 | 698905.2315 | 661899 | 0 | 0 | 0 | 0 | 2894771.5446 | 4349594.2344 | 0 | 0 | 0 | 0 | 0 | 0 | 0 | 0 | 0 | 0 | 0 | 0 | 0 | 0 | 0 | 37006.2315 | 0 | 0 | 0 | 0 | 0 | 0 | 0 | 0 | 0 | 0 | 0 | 0 | 0 | 0 | 0
2016-07-24 | 0 | 0 | 0 | 0 | 0 | 0 | 543478.3341 | 643422 | 0 | 0 | 0 | 0 | 2794827.8787 | 4349594.2344 | 0 | 0 | 0 | 0 | 0 | 0 | 0 | 0 | 0 | 0 | 0 | 0 | 0 | 0 | 0 | -99943.6659 | 0 | 0 | 0 | 0 | 0 | 0 | 0 | 0 | 0 | 0 | 0 | 0 | 0 | 0 | 0
2016-07-24 01:00 | 0 | 0 | 0 | 0 | 0 | 342182.9621 | 270837.5936 | 626308 | 0 | 0 | 0 | 0 | 2781540.4344 | 4349594.2344 | 0 | 0 | 0 | 0 | 0 | 0 | 0 | 0 | 0 | 0 | 0 | 0 | 0 | 0 | 0 | -13287.4443 | 0 | 0 | 0 | 0 | 0 | 0 | 0 | 0 | 0 | 0 | 0 | 0 | 0 | 0 | 0
2016-07-24 02:00 | 0 | 0 | 0 | 0 | 0 | 692485.7945 | 19979.3157 | 599234 | 0 | 0 | 0 | 0 | 2894771.5446 | 4349594.2344 | 0 | 0 | 0 | 0 | 0 | 0 | 0 | 0 | 0 | 0 | 0 | 0 | 0 | 0 | 0 | 113231.1102 | 0 | 0 | 0 | 0 | 0 | 0 | 0 | 0 | 0 | 0 | 0 | 0 | 0 | 0 | 0
2016-07-24 03:00 | 0 | 0 | 0 | 0 | 0 | 306277.895 | 0 | 565417 | 0 | 0 | 0 | 0 | 2635632.4397 | 4349594.2344 | 0 | 0 | 0 | 0 | 0 | 0 | 0 | 0 | 0 | 0 | 0 | 0 | 0 | 0 | 0 | -259139.105 | 0 | 0 | 0 | 0 | 0 | 0 | 0 | 0 | 0 | 0 | 0 | 0 | 0 | 0 | 0
2016-07-24 04:00 | 0 | 0 | 0 | 0 | 0 | 635962.2803 | 0 | 531046 | 0 | 0 | 0 | 0 | 2740548.72 | 4349594.2344 | 0 | 0 | 0 | 0 | 0 | 0 | 0 | 0 | 0 | 0 | 0 | 0 | 0 | 0 | 0 | 104916.2803 | 0 | 0 | 0 | 0 | 0 | 0 | 0 | 0 | 0 | 0 | 0 | 0 | 0 | 0 | 0
2016-07-24 05:00 | 0 | 0 | 0 | 0 | 0 | 240225.895 | 0 | 499365 | 0 | 0 | 0 | 0 | 2481409.615 | 4349594.2344 | 0 | 0 | 0 | 0 | 0 | 0 | 0 | 0 | 0 | 0 | 0 | 0 | 0 | 0 | 0 | -259139.105 | 0 | 0 | 0 | 0 | 0 | 0 | 0 | 0 | 0 | 0 | 0 | 0 | 0 | 0 | 0
2016-07-24 06:00 | 0 | 0 | 0 | 0 | 0 | 213558.895 | 0 | 472698 | 0 | 0 | 0 | 0 | 2222270.5101 | 4349594.2344 | 0 | 0 | 0 | 0 | 0 | 0 | 0 | 0 | 0 | 0 | 0 | 0 | 0 | 0 | 0 | -259139.105 | 0 | 0 | 0 | 0 | 0 | 0 | 0 | 0 | 0 | 0 | 0 | 0 | 0 | 0 | 0
2016-07-24 07:00 | 0 | 0 | 0 | 0 | 0 | 192299.895 | 0 | 451439 | 0 | 0 | 0 | 0 | 1963131.4051 | 4349594.2344 | 0 | 0 | 0 | 0 | 0 | 0 | 0 | 0 | 0 | 0 | 0 | 0 | 0 | 0 | 0 | -259139.105 | 0 | 0 | 0 | 0 | 0 | 0 | 0 | 0 | 0 | 0 | 0 | 0 | 0 | 0 | 0
2016-07-24 08:00 | 0 | 0 | 0 | 0 | 0 | 448208.6639 | 0 | 436259 | 0 | 0 | 0 | 0 | 1975081.069 | 4349594.2344 | 0 | 0 | 0 | 0 | 0 | 0 | 0 | 0 | 0 | 0 | 0 | 0 | 0 | 0 | 0 | 11949.6639 | 0 | 0 | 0 | 0 | 0 | 0 | 0 | 0 | 0 | 0 | 0 | 0 | 0 | 0 | 0
2016-07-24 09:00 | 0 | 0 | 0 | 0 | 0 | 408553.806 | 0 | 427100 | 0 | 0 | 0 | 0 | 1956534.875 | 4349594.2344 | 0 | 0 | 0 | 0 | 0 | 0 | 0 | 0 | 0 | 0 | 0 | 0 | 0 | 0 | 0 | -18546.194 | 0 | 0 | 0 | 0 | 0 | 0 | 0 | 0 | 0 | 0 | 0 | 0 | 0 | 0 | 0
2016-07-24 10:00 | 0 | 0 | 0 | 0 | 0 | 163142.895 | 0 | 422282 | 0 | 0 | 0 | 0 | 1697395.7701 | 4349594.2344 | 0 | 0 | 0 | 0 | 0 | 0 | 0 | 0 | 0 | 0 | 0 | 0 | 0 | 0 | 0 | -259139.105 | 0 | 0 | 0 | 0 | 0 | 0 | 0 | 0 | 0 | 0 | 0 | 0 | 0 | 0 | 0
2016-07-24 11:00 | 0 | 0 | 0 | 0 | 0 | 346200.9968 | 0 | 426061 | 0 | 0 | 0 | 0 | 1617535.7669 | 4349594.2344 | 0 | 0 | 0 | 0 | 0 | 0 | 0 | 0 | 0 | 0 | 0 | 0 | 0 | 0 | 0 | -79860.0032 | 0 | 0 | 0 | 0 | 0 | 0 | 0 | 0 | 0 | 0 | 0 | 0 | 0 | 0 | 0
2016-07-24 12:00 | 0 | 0 | 0 | 0 | 0 | 188782.0214 | 70125.923 | 447059 | 0 | 0 | 0 | 0 | 1429384.7113 | 4349594.2344 | 0 | 0 | 0 | 0 | 0 | 0 | 0 | 0 | 0 | 0 | 0 | 0 | 0 | 0 | 0 | -188151.0556 | 0 | 0 | 0 | 0 | 0 | 0 | 0 | 0 | 0 | 0 | 0 | 0 | 0 | 0 | 0
2016-07-24 13:00 | 0 | 0 | 0 | 0 | 0 | 201729.807 | 391841.0404 | 480914 | 0 | 0 | 0 | 0 | 1542041.5587 | 4349594.2344 | 0 | 0 | 0 | 0 | 0 | 0 | 0 | 0 | 0 | 0 | 0 | 0 | 0 | 0 | 0 | 112656.8474 | 0 | 0 | 0 | 0 | 0 | 0 | 0 | 0 | 0 | 0 | 0 | 0 | 0 | 0 | 0
2016-07-24 14:00 | 0 | 0 | 0 | 0 | 0 | 138730.8004 | 605465.3442 | 520133 | 0 | 0 | 0 | 0 | 1766104.7033 | 4349594.2344 | 0 | 0 | 0 | 0 | 0 | 0 | 0 | 0 | 0 | 0 | 0 | 0 | 0 | 0 | 0 | 224063.1446 | 0 | 0 | 0 | 0 | 0 | 0 | 0 | 0 | 0 | 0 | 0 | 0 | 0 | 0 | 0
2016-07-24 15:00 | 0 | 0 | 0 | 0 | 0 | 0 | 739621.3151 | 558015 | 0 | 0 | 0 | 0 | 1947711.0183 | 4349594.2344 | 0 | 0 | 0 | 0 | 0 | 0 | 0 | 0 | 0 | 0 | 0 | 0 | 0 | 0 | 0 | 181606.3151 | 0 | 0 | 0 | 0 | 0 | 0 | 0 | 0 | 0 | 0 | 0 | 0 | 0 | 0 | 0
2016-07-24 16:00 | 0 | 0 | 0 | 0 | 0 | 54317.8368 | 796064.2681 | 591243 | 0 | 0 | 0 | 0 | 2206850.1233 | 4349594.2344 | 0 | 0 | 0 | 0 | 0 | 0 | 0 | 0 | 0 | 0 | 0 | 0 | 0 | 0 | 0 | 259139.105 | 0 | 0 | 0 | 0 | 0 | 0 | 0 | 0 | 0 | 0 | 0 | 0 | 0 | 0 | 0
2016-07-24 17:00 | 0 | 0 | 0 | 0 | 0 | 0 | 804339.1999 | 618086 | 0 | 0 | 0 | 0 | 2393103.3232 | 4349594.2344 | 0 | 0 | 0 | 0 | 0 | 0 | 0 | 0 | 0 | 0 | 0 | 0 | 0 | 0 | 0 | 186253.1999 | 0 | 0 | 0 | 0 | 0 | 0 | 0 | 0 | 0 | 0 | 0 | 0 | 0 | 0 | 0
2016-07-24 18:00 | 0 | 0 | 0 | 0 | 0 | 0 | 792906.6708 | 639300 | 0 | 0 | 0 | 0 | 2546709.994 | 4349594.2344 | 0 | 0 | 0 | 0 | 0 | 0 | 0 | 0 | 0 | 0 | 0 | 0 | 0 | 0 | 0 | 153606.6708 | 0 | 0 | 0 | 0 | 0 | 0 | 0 | 0 | 0 | 0 | 0 | 0 | 0 | 0 | 0
2016-07-24 19:00 | 0 | 0 | 0 | 0 | 0 | 0 | 775318.906 | 654798 | 0 | 0 | 0 | 0 | 2667230.9 | 4349594.2344 | 0 | 0 | 0 | 0 | 0 | 0 | 0 | 0 | 0 | 0 | 0 | 0 | 0 | 0 | 0 | 120520.906 | 0 | 0 | 0 | 0 | 0 | 0 | 0 | 0 | 0 | 0 | 0 | 0 | 0 | 0 | 0
2016-07-24 20:00 | 0 | 0 | 0 | 0 | 0 | 0 | 759862.3641 | 666727 | 0 | 0 | 0 | 0 | 2760366.2642 | 4349594.2344 | 0 | 0 | 0 | 0 | 0 | 0 | 0 | 0 | 0 | 0 | 0 | 0 | 0 | 0 | 0 | 93135.3641 | 0 | 0 | 0 | 0 | 0 | 0 | 0 | 0 | 0 | 0 | 0 | 0 | 0 | 0 | 0
2016-07-24 21:00 | 0 | 0 | 0 | 0 | 0 | 0 | 743747.4577 | 674628 | 0 | 0 | 0 | 0 | 2829485.7219 | 4349594.2344 | 0 | 0 | 0 | 0 | 0 | 0 | 0 | 0 | 0 | 0 | 0 | 0 | 0 | 0 | 0 | 69119.4577 | 0 | 0 | 0 | 0 | 0 | 0 | 0 | 0 | 0 | 0 | 0 | 0 | 0 | 0 | 0
2016-07-24 22:00 | 0 | 0 | 0 | 0 | 0 | 0 | 707494.1168 | 674912 | 0 | 0 | 0 | 0 | 2862067.8387 | 4349594.2344 | 0 | 0 | 0 | 0 | 0 | 0 | 0 | 0 | 0 | 0 | 0 | 0 | 0 | 0 | 0 | 32582.1168 | 0 | 0 | 0 | 0 | 0 | 0 | 0 | 0 | 0 | 0 | 0 | 0 | 0 | 0 | 0
2016-07-24 23:00 | 0 | 0 | 0 | 0 | 0 | 0 | 628189.8255 | 664359 | 0 | 0 | 0 | 0 | 2825898.6642 | 4349594.2344 | 0 | 0 | 0 | 0 | 0 | 0 | 0 | 0 | 0 | 0 | 0 | 0 | 0 | 0 | 0 | -36169.1745 | 0 | 0 | 0 | 0 | 0 | 0 | 0 | 0 | 0 | 0 | 0 | 0 | 0 | 0 | 0
2016-07-25 | 0 | 0 | 0 | 0 | 0 | 241406.043 | 476920.8374 | 649454 | 0 | 0 | 0 | 0 | 2894771.5446 | 4349594.2344 | 0 | 0 | 0 | 0 | 0 | 0 | 0 | 0 | 0 | 0 | 0 | 0 | 0 | 0 | 0 | 68872.8804 | 0 | 0 | 0 | 0 | 0 | 0 | 0 | 0 | 0 | 0 | 0 | 0 | 0 | 0 | 0
2016-07-25 01:00 | 0 | 0 | 0 | 0 | 0 | 353560.1321 | 238900.9739 | 634444 | 0 | 0 | 0 | 0 | 2852788.6506 | 4349594.2344 | 0 | 0 | 0 | 0 | 0 | 0 | 0 | 0 | 0 | 0 | 0 | 0 | 0 | 0 | 0 | -41982.894 | 0 | 0 | 0 | 0 | 0 | 0 | 0 | 0 | 0 | 0 | 0 | 0 | 0 | 0 | 0
2016-07-25 02:00 | 0 | 0 | 0 | 0 | 0 | 431661.1334 | 17555.7947 | 605194 | 0 | 0 | 0 | 0 | 2773320.6435 | 4273085.1696 | 0 | 0 | 0 | 0 | 0 | 0 | 0 | 0 | 0 | 0 | 0 | 0 | 0 | 0 | 0 | -79468.0071 | 0 | 76509.0649 | 0 | 0 | 0 | 0 | 0 | 0 | 0 | 0 | 0 | 0 | 0 | 0 | 0
2016-07-25 03:00 | 0 | 0 | 0 | 0 | 0 | 431292.559 | 0 | 570238 | 0 | 0 | 0 | 0 | 2634375.2026 | 4273085.1696 | 0 | 0 | 0 | 0 | 0 | 0 | 0 | 0 | 0 | 0 | 0 | 0 | 0 | 0 | 0 | -138945.441 | 0 | 0 | 0 | 0 | 0 | 0 | 0 | 0 | 0 | 0 | 0 | 0 | 0 | 0 | 0
2016-07-25 04:00 | 0 | 0 | 0 | 0 | 0 | 423221.0381 | 0 | 536805 | 0 | 0 | 0 | 0 | 2520791.2407 | 4273085.1696 | 0 | 0 | 0 | 0 | 0 | 0 | 0 | 0 | 0 | 0 | 0 | 0 | 0 | 0 | 0 | -113583.9619 | 0 | 0 | 0 | 0 | 0 | 0 | 0 | 0 | 0 | 0 | 0 | 0 | 0 | 0 | 0
2016-07-25 05:00 | 0 | 0 | 0 | 0 | 0 | 416607.0067 | 0 | 505415 | 0 | 0 | 0 | 0 | 2431983.2474 | 4273085.1696 | 0 | 0 | 0 | 0 | 0 | 0 | 0 | 0 | 0 | 0 | 0 | 0 | 0 | 0 | 0 | -88807.9933 | 0 | 0 | 0 | 0 | 0 | 0 | 0 | 0 | 0 | 0 | 0 | 0 | 0 | 0 | 0
2016-07-25 06:00 | 0 | 0 | 0 | 0 | 0 | 409789.6302 | 0 | 479358 | 0 | 0 | 0 | 0 | 2362414.8777 | 4273085.1696 | 0 | 0 | 0 | 0 | 0 | 0 | 0 | 0 | 0 | 0 | 0 | 0 | 0 | 0 | 0 | -69568.3698 | 0 | 0 | 0 | 0 | 0 | 0 | 0 | 0 | 0 | 0 | 0 | 0 | 0 | 0 | 0
2016-07-25 07:00 | 0 | 0 | 0 | 0 | 0 | 400356.4021 | 0 | 460062 | 0 | 0 | 0 | 0 | 2302709.2797 | 4273085.1696 | 0 | 0 | 0 | 0 | 0 | 0 | 0 | 0 | 0 | 0 | 0 | 0 | 0 | 0 | 0 | -59705.5979 | 0 | 0 | 0 | 0 | 0 | 0 | 0 | 0 | 0 | 0 | 0 | 0 | 0 | 0 | 0
2016-07-25 08:00 | 0 | 0 | 0 | 0 | 0 | 389295.0026 | 0 | 450411 | 0 | 0 | 0 | 0 | 2241593.2823 | 4273085.1696 | 0 | 0 | 0 | 0 | 0 | 0 | 0 | 0 | 0 | 0 | 0 | 0 | 0 | 0 | 0 | -61115.9974 | 0 | 0 | 0 | 0 | 0 | 0 | 0 | 0 | 0 | 0 | 0 | 0 | 0 | 0 | 0
2016-07-25 09:00 | 0 | 0 | 0 | 0 | 0 | 339950.4533 | 0 | 451810 | 0 | 0 | 0 | 0 | 2129733.7356 | 4273085.1696 | 0 | 0 | 0 | 0 | 0 | 0 | 0 | 0 | 0 | 0 | 0 | 0 | 0 | 0 | 0 | -111859.5467 | 0 | 0 | 0 | 0 | 0 | 0 | 0 | 0 | 0 | 0 | 0 | 0 | 0 | 0 | 0
2016-07-25 10:00 | 0 | 0 | 0 | 0 | 0 | 287500.4794 | 0 | 464579 | 0 | 0 | 0 | 0 | 1952655.215 | 4273085.1696 | 0 | 0 | 0 | 0 | 0 | 0 | 0 | 0 | 0 | 0 | 0 | 0 | 0 | 0 | 0 | -177078.5206 | 0 | 0 | 0 | 0 | 0 | 0 | 0 | 0 | 0 | 0 | 0 | 0 | 0 | 0 | 0
2016-07-25 11:00 | 0 | 0 | 0 | 0 | 0 | 243615.3214 | 0 | 484904 | 0 | 0 | 0 | 0 | 1711366.5365 | 4273085.1696 | 0 | 0 | 0 | 0 | 0 | 0 | 0 | 0 | 0 | 0 | 0 | 0 | 0 | 0 | 0 | -241288.6786 | 0 | 0 | 0 | 0 | 0 | 0 | 0 | 0 | 0 | 0 | 0 | 0 | 0 | 0 | 0
2016-07-25 12:00 | 0 | 0 | 0 | 0 | 0 | 123781.2813 | 66417.6494 | 513142 | 0 | 0 | 0 | 0 | 1452227.4315 | 4209281.2052 | 0 | 0 | 0 | 0 | 0 | 0 | 0 | 0 | 0 | 0 | 0 | 0 | 0 | 0 | 0 | -259139.105 | 0 | 63803.9644 | 0 | 0 | 0 | 0 | 0 | 0 | 0 | 0 | 0 | 0 | 0 | 0 | 0
2016-07-25 13:00 | 0 | 0 | 0 | 0 | 0 | 85167.2189 | 347584.5925 | 546585 | 0 | 0 | 0 | 0 | 1338394.243 | 4209281.2052 | 0 | 0 | 0 | 0 | 0 | 0 | 0 | 0 | 0 | 0 | 0 | 0 | 0 | 0 | 0 | -113833.1886 | 0 | 0 | 0 | 0 | 0 | 0 | 0 | 0 | 0 | 0 | 0 | 0 | 0 | 0 | 0
2016-07-25 14:00 | 0 | 0 | 0 | 0 | 0 | 124281.5793 | 587373.4524 | 584999 | 0 | 0 | 0 | 0 | 1465050.2747 | 4209281.2052 | 0 | 0 | 0 | 0 | 0 | 0 | 0 | 0 | 0 | 0 | 0 | 0 | 0 | 0 | 0 | 126656.0317 | 0 | 0 | 0 | 0 | 0 | 0 | 0 | 0 | 0 | 0 | 0 | 0 | 0 | 0 | 0
2016-07-25 15:00 | 0 | 0 | 0 | 0 | 0 | 133092.0054 | 709807.8334 | 623644 | 0 | 0 | 0 | 0 | 1684306.1135 | 4209281.2052 | 0 | 0 | 0 | 0 | 0 | 0 | 0 | 0 | 0 | 0 | 0 | 0 | 0 | 0 | 0 | 219255.8389 | 0 | 0 | 0 | 0 | 0 | 0 | 0 | 0 | 0 | 0 | 0 | 0 | 0 | 0 | 0
2016-07-25 16:00 | 0 | 0 | 0 | 0 | 0 | 133802.5205 | 759629.0452 | 655225 | 0 | 0 | 0 | 0 | 1922512.6792 | 4209281.2052 | 0 | 0 | 0 | 0 | 0 | 0 | 0 | 0 | 0 | 0 | 0 | 0 | 0 | 0 | 0 | 238206.5657 | 0 | 0 | 0 | 0 | 0 | 0 | 0 | 0 | 0 | 0 | 0 | 0 | 0 | 0 | 0
2016-07-25 17:00 | 0 | 0 | 0 | 0 | 0 | 132958.1892 | 767869.7025 | 680782 | 0 | 0 | 0 | 0 | 2142558.5709 | 4209281.2052 | 0 | 0 | 0 | 0 | 0 | 0 | 0 | 0 | 0 | 0 | 0 | 0 | 0 | 0 | 0 | 220045.8917 | 0 | 0 | 0 | 0 | 0 | 0 | 0 | 0 | 0 | 0 | 0 | 0 | 0 | 0 | 0
2016-07-25 18:00 | 0 | 0 | 0 | 0 | 0 | 131614.3351 | 763442.3131 | 699429 | 0 | 0 | 0 | 0 | 2338186.2191 | 4209281.2052 | 0 | 0 | 0 | 0 | 0 | 0 | 0 | 0 | 0 | 0 | 0 | 0 | 0 | 0 | 0 | 195627.6482 | 0 | 0 | 0 | 0 | 0 | 0 | 0 | 0 | 0 | 0 | 0 | 0 | 0 | 0 | 0
2016-07-25 19:00 | 0 | 0 | 0 | 0 | 0 | 129992.0484 | 744464.1421 | 711269 | 0 | 0 | 0 | 0 | 2501373.4096 | 4209281.2052 | 0 | 0 | 0 | 0 | 0 | 0 | 0 | 0 | 0 | 0 | 0 | 0 | 0 | 0 | 0 | 163187.1906 | 0 | 0 | 0 | 0 | 0 | 0 | 0 | 0 | 0 | 0 | 0 | 0 | 0 | 0 | 0
2016-07-25 20:00 | 0 | 0 | 0 | 0 | 0 | 129725.2592 | 731214.785 | 716310 | 0 | 0 | 0 | 0 | 2646003.4538 | 4209281.2052 | 0 | 0 | 0 | 0 | 0 | 0 | 0 | 0 | 0 | 0 | 0 | 0 | 0 | 0 | 0 | 144630.0442 | 0 | 0 | 0 | 0 | 0 | 0 | 0 | 0 | 0 | 0 | 0 | 0 | 0 | 0 | 0
2016-07-25 21:00 | 0 | 0 | 0 | 0 | 0 | 135428.5683 | 701868.8992 | 716023 | 0 | 0 | 0 | 0 | 2767277.9212 | 4209281.2052 | 0 | 0 | 0 | 0 | 0 | 0 | 0 | 0 | 0 | 0 | 0 | 0 | 0 | 0 | 0 | 121274.4674 | 0 | 0 | 0 | 0 | 0 | 0 | 0 | 0 | 0 | 0 | 0 | 0 | 0 | 0 | 0
2016-07-25 22:00 | 0 | 0 | 0 | 0 | 0 | 145808.485 | 653200.8501 | 709531 | 0 | 0 | 0 | 0 | 2856756.2563 | 4209281.2052 | 0 | 0 | 0 | 0 | 0 | 0 | 0 | 0 | 0 | 0 | 0 | 0 | 0 | 0 | 0 | 89478.335 | 0 | 0 | 0 | 0 | 0 | 0 | 0 | 0 | 0 | 0 | 0 | 0 | 0 | 0 | 0
2016-07-25 23:00 | 0 | 0 | 0 | 0 | 0 | 167247.6606 | 565195.6278 | 694428 | 0 | 0 | 0 | 0 | 2894771.5446 | 4209281.2052 | 0 | 0 | 0 | 0 | 0 | 0 | 0 | 0 | 0 | 0 | 0 | 0 | 0 | 0 | 0 | 38015.2883 | 0 | 0 | 0 | 0 | 0 | 0 | 0 | 0 | 0 | 0 | 0 | 0 | 0 | 0 | 0
2016-07-26 | 0 | 0 | 0 | 0 | 0 | 220102.2221 | 423935.6217 | 676132 | 0 | 0 | 0 | 0 | 2862677.3884 | 4209281.2052 | 0 | 0 | 0 | 0 | 0 | 0 | 0 | 0 | 0 | 0 | 0 | 0 | 0 | 0 | 0 | -32094.1562 | 0 | 0 | 0 | 0 | 0 | 0 | 0 | 0 | 0 | 0 | 0 | 0 | 0 | 0 | 0
2016-07-26 01:00 | 0 | 0 | 0 | 0 | 0 | 365045.0066 | 211662.3161 | 655962 | 0 | 0 | 0 | 0 | 2783422.7111 | 4209281.2052 | 0 | 0 | 0 | 0 | 0 | 0 | 0 | 0 | 0 | 0 | 0 | 0 | 0 | 0 | 0 | -79254.6773 | 0 | 0 | 0 | 0 | 0 | 0 | 0 | 0 | 0 | 0 | 0 | 0 | 0 | 0 | 0
2016-07-26 02:00 | 0 | 0 | 0 | 0 | 0 | 483225.9403 | 17973.0076 | 623004 | 0 | 0 | 0 | 0 | 2770560.4681 | 4100338.3961 | 0 | 0 | 0 | 0 | 0 | 0 | 0 | 0 | 0 | 0 | 0 | 0 | 0 | 0 | 0 | -12862.243 | 0 | 108942.8092 | 0 | 0 | 0 | 0 | 0 | 0 | 0 | 0 | 0 | 0 | 0 | 0 | 0
2016-07-26 03:00 | 0 | 0 | 0 | 0 | 0 | 498408.5897 | 0 | 581261 | 0 | 0 | 0 | 0 | 2687708.0578 | 4100338.3961 | 0 | 0 | 0 | 0 | 0 | 0 | 0 | 0 | 0 | 0 | 0 | 0 | 0 | 0 | 0 | -82852.4103 | 0 | 0 | 0 | 0 | 0 | 0 | 0 | 0 | 0 | 0 | 0 | 0 | 0 | 0 | 0
2016-07-26 04:00 | 0 | 0 | 0 | 0 | 0 | 484290.6886 | 0 | 543580 | 0 | 0 | 0 | 0 | 2628418.7464 | 4100338.3961 | 0 | 0 | 0 | 0 | 0 | 0 | 0 | 0 | 0 | 0 | 0 | 0 | 0 | 0 | 0 | -59289.3114 | 0 | 0 | 0 | 0 | 0 | 0 | 0 | 0 | 0 | 0 | 0 | 0 | 0 | 0 | 0
2016-07-26 05:00 | 0 | 0 | 0 | 0 | 0 | 451819.9951 | 0 | 508876 | 0 | 0 | 0 | 0 | 2571362.7415 | 4100338.3961 | 0 | 0 | 0 | 0 | 0 | 0 | 0 | 0 | 0 | 0 | 0 | 0 | 0 | 0 | 0 | -57056.0049 | 0 | 0 | 0 | 0 | 0 | 0 | 0 | 0 | 0 | 0 | 0 | 0 | 0 | 0 | 0
2016-07-26 06:00 | 0 | 0 | 0 | 0 | 0 | 412615.3599 | 0 | 480696 | 0 | 0 | 0 | 0 | 2503282.1013 | 4100338.3961 | 0 | 0 | 0 | 0 | 0 | 0 | 0 | 0 | 0 | 0 | 0 | 0 | 0 | 0 | 0 | -68080.6401 | 0 | 0 | 0 | 0 | 0 | 0 | 0 | 0 | 0 | 0 | 0 | 0 | 0 | 0 | 0
2016-07-26 07:00 | 0 | 0 | 0 | 0 | 0 | 374940.1668 | 0 | 460391 | 0 | 0 | 0 | 0 | 2417831.2681 | 4100338.3961 | 0 | 0 | 0 | 0 | 0 | 0 | 0 | 0 | 0 | 0 | 0 | 0 | 0 | 0 | 0 | -85450.8332 | 0 | 0 | 0 | 0 | 0 | 0 | 0 | 0 | 0 | 0 | 0 | 0 | 0 | 0 | 0
2016-07-26 08:00 | 0 | 0 | 0 | 0 | 0 | 348713.1798 | 0 | 449809 | 0 | 0 | 0 | 0 | 2316735.4479 | 4100338.3961 | 0 | 0 | 0 | 0 | 0 | 0 | 0 | 0 | 0 | 0 | 0 | 0 | 0 | 0 | 0 | -101095.8202 | 0 | 0 | 0 | 0 | 0 | 0 | 0 | 0 | 0 | 0 | 0 | 0 | 0 | 0 | 0
2016-07-26 09:00 | 0 | 0 | 0 | 0 | 0 | 315298.5895 | 0 | 451638 | 0 | 0 | 0 | 0 | 2180396.0374 | 4100338.3961 | 0 | 0 | 0 | 0 | 0 | 0 | 0 | 0 | 0 | 0 | 0 | 0 | 0 | 0 | 0 | -136339.4105 | 0 | 0 | 0 | 0 | 0 | 0 | 0 | 0 | 0 | 0 | 0 | 0 | 0 | 0 | 0
2016-07-26 10:00 | 0 | 0 | 0 | 0 | 0 | 286381.1425 | 0 | 465570 | 0 | 0 | 0 | 0 | 2001207.1798 | 4100338.3961 | 0 | 0 | 0 | 0 | 0 | 0 | 0 | 0 | 0 | 0 | 0 | 0 | 0 | 0 | 0 | -179188.8575 | 0 | 0 | 0 | 0 | 0 | 0 | 0 | 0 | 0 | 0 | 0 | 0 | 0 | 0 | 0
2016-07-26 11:00 | 0 | 0 | 0 | 0 | 0 | 248240.9085 | 0 | 484569 | 0 | 0 | 0 | 0 | 1764879.0883 | 4100338.3961 | 0 | 0 | 0 | 0 | 0 | 0 | 0 | 0 | 0 | 0 | 0 | 0 | 0 | 0 | 0 | -236328.0915 | 0 | 0 | 0 | 0 | 0 | 0 | 0 | 0 | 0 | 0 | 0 | 0 | 0 | 0 | 0
2016-07-26 12:00 | 0 | 0 | 0 | 0 | 0 | 129918.6865 | 54212.7675 | 509911 | 0 | 0 | 0 | 0 | 1548042.3514 | 3991395.5869 | 0 | 0 | 0 | 0 | 0 | 0 | 0 | 0 | 0 | 0 | 0 | 0 | 0 | 0 | 0 | -216836.7369 | 0 | 108942.8092 | 0 | 0 | 0 | 0 | 0 | 0 | 0 | 0 | 0 | 0 | 0 | 0 | 0
2016-07-26 13:00 | 0 | 0 | 0 | 0 | 0 | 85771.6887 | 317874.9344 | 540417 | 0 | 0 | 0 | 0 | 1411271.9745 | 3991395.5869 | 0 | 0 | 0 | 0 | 0 | 0 | 0 | 0 | 0 | 0 | 0 | 0 | 0 | 0 | 0 | -136770.3769 | 0 | 0 | 0 | 0 | 0 | 0 | 0 | 0 | 0 | 0 | 0 | 0 | 0 | 0 | 0
2016-07-26 14:00 | 0 | 0 | 0 | 0 | 0 | 123222.4586 | 566740.1856 | 576926 | 0 | 0 | 0 | 0 | 1524308.6187 | 3991395.5869 | 0 | 0 | 0 | 0 | 0 | 0 | 0 | 0 | 0 | 0 | 0 | 0 | 0 | 0 | 0 | 113036.6442 | 0 | 0 | 0 | 0 | 0 | 0 | 0 | 0 | 0 | 0 | 0 | 0 | 0 | 0 | 0
2016-07-26 15:00 | 0 | 0 | 0 | 0 | 0 | 130679.6059 | 689828.3421 | 612758 | 0 | 0 | 0 | 0 | 1732058.5667 | 3991395.5869 | 0 | 0 | 0 | 0 | 0 | 0 | 0 | 0 | 0 | 0 | 0 | 0 | 0 | 0 | 0 | 207749.948 | 0 | 0 | 0 | 0 | 0 | 0 | 0 | 0 | 0 | 0 | 0 | 0 | 0 | 0 | 0
2016-07-26 16:00 | 0 | 0 | 0 | 0 | 0 | 119636.9078 | 754832.4005 | 643650 | 0 | 0 | 0 | 0 | 1962877.875 | 3991395.5869 | 0 | 0 | 0 | 0 | 0 | 0 | 0 | 0 | 0 | 0 | 0 | 0 | 0 | 0 | 0 | 230819.3083 | 0 | 0 | 0 | 0 | 0 | 0 | 0 | 0 | 0 | 0 | 0 | 0 | 0 | 0 | 0
2016-07-26 17:00 | 0 | 0 | 0 | 0 | 0 | 112061.5086 | 769821.0697 | 669322 | 0 | 0 | 0 | 0 | 2175438.4534 | 3991395.5869 | 0 | 0 | 0 | 0 | 0 | 0 | 0 | 0 | 0 | 0 | 0 | 0 | 0 | 0 | 0 | 212560.5783 | 0 | 0 | 0 | 0 | 0 | 0 | 0 | 0 | 0 | 0 | 0 | 0 | 0 | 0 | 0
2016-07-26 18:00 | 0 | 0 | 0 | 0 | 0 | 105009.7982 | 761389.5776 | 688128 | 0 | 0 | 0 | 0 | 2353709.8291 | 3991395.5869 | 0 | 0 | 0 | 0 | 0 | 0 | 0 | 0 | 0 | 0 | 0 | 0 | 0 | 0 | 0 | 178271.3757 | 0 | 0 | 0 | 0 | 0 | 0 | 0 | 0 | 0 | 0 | 0 | 0 | 0 | 0 | 0
2016-07-26 19:00 | 0 | 0 | 0 | 0 | 0 | 99153.8945 | 742242.932 | 700540 | 0 | 0 | 0 | 0 | 2494566.6556 | 3991395.5869 | 0 | 0 | 0 | 0 | 0 | 0 | 0 | 0 | 0 | 0 | 0 | 0 | 0 | 0 | 0 | 140856.8265 | 0 | 0 | 0 | 0 | 0 | 0 | 0 | 0 | 0 | 0 | 0 | 0 | 0 | 0 | 0
2016-07-26 20:00 | 0 | 0 | 0 | 0 | 0 | 97874.8619 | 723416.3439 | 708679 | 0 | 0 | 0 | 0 | 2607178.8615 | 3991395.5869 | 0 | 0 | 0 | 0 | 0 | 0 | 0 | 0 | 0 | 0 | 0 | 0 | 0 | 0 | 0 | 112612.2058 | 0 | 0 | 0 | 0 | 0 | 0 | 0 | 0 | 0 | 0 | 0 | 0 | 0 | 0 | 0
2016-07-26 21:00 | 0 | 0 | 0 | 0 | 0 | 107152.7507 | 692330.7007 | 711359 | 0 | 0 | 0 | 0 | 2695303.3129 | 3991395.5869 | 0 | 0 | 0 | 0 | 0 | 0 | 0 | 0 | 0 | 0 | 0 | 0 | 0 | 0 | 0 | 88124.4514 | 0 | 0 | 0 | 0 | 0 | 0 | 0 | 0 | 0 | 0 | 0 | 0 | 0 | 0 | 0
2016-07-26 22:00 | 0 | 0 | 0 | 0 | 0 | 129005.2704 | 647902.4499 | 706608 | 0 | 0 | 0 | 0 | 2765603.0332 | 3991395.5869 | 0 | 0 | 0 | 0 | 0 | 0 | 0 | 0 | 0 | 0 | 0 | 0 | 0 | 0 | 0 | 70299.7203 | 0 | 0 | 0 | 0 | 0 | 0 | 0 | 0 | 0 | 0 | 0 | 0 | 0 | 0 | 0
2016-07-26 23:00 | 0 | 0 | 0 | 0 | 0 | 164130.4996 | 569752.7369 | 691752 | 0 | 0 | 0 | 0 | 2807734.2697 | 3991395.5869 | 0 | 0 | 0 | 0 | 0 | 0 | 0 | 0 | 0 | 0 | 0 | 0 | 0 | 0 | 0 | 42131.2366 | 0 | 0 | 0 | 0 | 0 | 0 | 0 | 0 | 0 | 0 | 0 | 0 | 0 | 0 | 0
2016-07-27 | 0 | 0 | 0 | 0 | 0 | 224189.5433 | 434120.6237 | 673003 | 0 | 0 | 0 | 0 | 2793041.4368 | 3991395.5869 | 0 | 0 | 0 | 0 | 0 | 0 | 0 | 0 | 0 | 0 | 0 | 0 | 0 | 0 | 0 | -14692.833 | 0 | 0 | 0 | 0 | 0 | 0 | 0 | 0 | 0 | 0 | 0 | 0 | 0 | 0 | 0
2016-07-27 01:00 | 0 | 0 | 0 | 0 | 0 | 354103.0463 | 230233.9453 | 653739 | 0 | 0 | 0 | 0 | 2723639.4283 | 3991395.5869 | 0 | 0 | 0 | 0 | 0 | 0 | 0 | 0 | 0 | 0 | 0 | 0 | 0 | 0 | 0 | -69402.0084 | 0 | 0 | 0 | 0 | 0 | 0 | 0 | 0 | 0 | 0 | 0 | 0 | 0 | 0 | 0
2016-07-27 02:00 | 0 | 0 | 0 | 0 | 0 | 434021.279 | 14944.0015 | 621186 | 0 | 0 | 0 | 0 | 2660361.518 | 3882452.7777 | 0 | 0 | 0 | 0 | 0 | 0 | 0 | 0 | 0 | 0 | 0 | 0 | 0 | 0 | 0 | -63277.9104 | 0 | 108942.8092 | 0 | 0 | 0 | 0 | 0 | 0 | 0 | 0 | 0 | 0 | 0 | 0 | 0
2016-07-27 03:00 | 0 | 0 | 0 | 0 | 0 | 405426.1311 | 0 | 580774 | 0 | 0 | 0 | 0 | 2593956.4582 | 3773509.9686 | 0 | 0 | 0 | 0 | 0 | 0 | 0 | 0 | 0 | 0 | 0 | 0 | 0 | 0 | 0 | -66405.0598 | 0 | 108942.8092 | 0 | 0 | 0 | 0 | 0 | 0 | 0 | 0 | 0 | 0 | 0 | 0 | 0
2016-07-27 04:00 | 0 | 0 | 0 | 0 | 0 | 356398.3853 | 0 | 542329 | 0 | 0 | 0 | 0 | 2408025.8436 | 3773509.9686 | 0 | 0 | 0 | 0 | 0 | 0 | 0 | 0 | 0 | 0 | 0 | 0 | 0 | 0 | 0 | -185930.6147 | 0 | 0 | 0 | 0 | 0 | 0 | 0 | 0 | 0 | 0 | 0 | 0 | 0 | 0 | 0
2016-07-27 05:00 | 0 | 0 | 0 | 0 | 0 | 311458.2608 | 0 | 507273 | 0 | 0 | 0 | 0 | 2212211.1044 | 3773509.9686 | 0 | 0 | 0 | 0 | 0 | 0 | 0 | 0 | 0 | 0 | 0 | 0 | 0 | 0 | 0 | -195814.7392 | 0 | 0 | 0 | 0 | 0 | 0 | 0 | 0 | 0 | 0 | 0 | 0 | 0 | 0 | 0
2016-07-27 06:00 | 0 | 0 | 0 | 0 | 0 | 264281.5121 | 0 | 480502 | 0 | 0 | 0 | 0 | 1995990.6165 | 3773509.9686 | 0 | 0 | 0 | 0 | 0 | 0 | 0 | 0 | 0 | 0 | 0 | 0 | 0 | 0 | 0 | -216220.4879 | 0 | 0 | 0 | 0 | 0 | 0 | 0 | 0 | 0 | 0 | 0 | 0 | 0 | 0 | 0
2016-07-27 07:00 | 0 | 0 | 0 | 0 | 0 | 222878.0715 | 0 | 460678 | 0 | 0 | 0 | 0 | 1867133.4971 | 3664567.1594 | 0 | 0 | 0 | 0 | 0 | 0 | 0 | 0 | 0 | 0 | 0 | 0 | 0 | 0 | 0 | -128857.1194 | 0 | 108942.8092 | 0 | 0 | 0 | 0 | 0 | 0 | 0 | 0 | 0 | 0 | 0 | 0 | 0
2016-07-27 08:00 | 0 | 0 | 0 | 0 | 0 | 188616.141 | 0 | 450024 | 0 | 0 | 0 | 0 | 1714668.4472 | 3555624.3503 | 0 | 0 | 0 | 0 | 0 | 0 | 0 | 0 | 0 | 0 | 0 | 0 | 0 | 0 | 0 | -152465.0499 | 0 | 108942.8092 | 0 | 0 | 0 | 0 | 0 | 0 | 0 | 0 | 0 | 0 | 0 | 0 | 0
2016-07-27 09:00 | 0 | 0 | 0 | 0 | 0 | 161273.4951 | 0 | 451869 | 0 | 0 | 0 | 0 | 1533015.7515 | 3446681.5411 | 0 | 0 | 0 | 0 | 0 | 0 | 0 | 0 | 0 | 0 | 0 | 0 | 0 | 0 | 0 | -181652.6958 | 0 | 108942.8092 | 0 | 0 | 0 | 0 | 0 | 0 | 0 | 0 | 0 | 0 | 0 | 0 | 0
2016-07-27 10:00 | 0 | 0 | 0 | 0 | 0 | 146312.313 | 0 | 463705 | 0 | 0 | 0 | 0 | 1324565.8736 | 3337738.732 | 0 | 0 | 0 | 0 | 0 | 0 | 0 | 0 | 0 | 0 | 0 | 0 | 0 | 0 | 0 | -208449.8779 | 0 | 108942.8092 | 0 | 0 | 0 | 0 | 0 | 0 | 0 | 0 | 0 | 0 | 0 | 0 | 0
2016-07-27 11:00 | 0 | 0 | 0 | 0 | 0 | 128519.2595 | 0 | 482751 | 0 | 0 | 0 | 0 | 1079276.9422 | 3228795.9228 | 0 | 0 | 0 | 0 | 0 | 0 | 0 | 0 | 0 | 0 | 0 | 0 | 0 | 0 | 0 | -245288.9314 | 0 | 108942.8092 | 0 | 0 | 0 | 0 | 0 | 0 | 0 | 0 | 0 | 0 | 0 | 0 | 0
2016-07-27 12:00 | 0 | 0 | 0 | 10483.3517 | 0 | 69090.4199 | 58379.3143 | 506035 | 0 | 0 | 0 | 0 | 820137.8373 | 3119853.1137 | 0 | 0 | 0 | 0 | 0 | 0 | 0 | 0 | 0 | 0 | 0 | 0 | 0 | 0 | 0 | -259139.105 | 0 | 108942.8092 | 0 | 0 | 0 | 0 | 0 | 0 | 0 | 0 | 0 | 0 | 0 | 0 | 0
2016-07-27 13:00 | 0 | 0 | 0 | 0 | 0 | 54711.3552 | 409649.7149 | 535215 | 0 | 0 | 0 | 0 | 749283.9074 | 3119853.1137 | 0 | 0 | 0 | 0 | 0 | 0 | 0 | 0 | 0 | 0 | 0 | 0 | 0 | 0 | 0 | -70853.9299 | 0 | 0 | 0 | 0 | 0 | 0 | 0 | 0 | 0 | 0 | 0 | 0 | 0 | 0 | 0
2016-07-27 14:00 | 0 | 0 | 0 | 0 | 0 | 67547.534 | 648959.6909 | 571253 | 0 | 0 | 0 | 0 | 894538.1323 | 3119853.1137 | 0 | 0 | 0 | 0 | 0 | 0 | 0 | 0 | 0 | 0 | 0 | 0 | 0 | 0 | 0 | 145254.2249 | 0 | 0 | 0 | 0 | 0 | 0 | 0 | 0 | 0 | 0 | 0 | 0 | 0 | 0 | 0
2016-07-27 15:00 | 0 | 0 | 0 | 0 | 0 | 66421.9523 | 752804.9909 | 606150 | 0 | 0 | 0 | 0 | 1107615.0754 | 3119853.1137 | 0 | 0 | 0 | 0 | 0 | 0 | 0 | 0 | 0 | 0 | 0 | 0 | 0 | 0 | 0 | 213076.9431 | 0 | 0 | 0 | 0 | 0 | 0 | 0 | 0 | 0 | 0 | 0 | 0 | 0 | 0 | 0
2016-07-27 16:00 | 0 | 0 | 0 | 0 | 0 | 62937.5134 | 809475.1497 | 636932 | 0 | 0 | 0 | 0 | 1343095.7385 | 3119853.1137 | 0 | 0 | 0 | 0 | 0 | 0 | 0 | 0 | 0 | 0 | 0 | 0 | 0 | 0 | 0 | 235480.6631 | 0 | 0 | 0 | 0 | 0 | 0 | 0 | 0 | 0 | 0 | 0 | 0 | 0 | 0 | 0
2016-07-27 17:00 | 0 | 0 | 0 | 0 | 0 | 61753.1979 | 822459.845 | 663231 | 0 | 0 | 0 | 0 | 1564077.7814 | 3119853.1137 | 0 | 0 | 0 | 0 | 0 | 0 | 0 | 0 | 0 | 0 | 0 | 0 | 0 | 0 | 0 | 220982.0429 | 0 | 0 | 0 | 0 | 0 | 0 | 0 | 0 | 0 | 0 | 0 | 0 | 0 | 0 | 0
2016-07-27 18:00 | 0 | 0 | 0 | 0 | 0 | 62689.2434 | 815595.8909 | 683972 | 0 | 0 | 0 | 0 | 1758390.9157 | 3119853.1137 | 0 | 0 | 0 | 0 | 0 | 0 | 0 | 0 | 0 | 0 | 0 | 0 | 0 | 0 | 0 | 194313.1343 | 0 | 0 | 0 | 0 | 0 | 0 | 0 | 0 | 0 | 0 | 0 | 0 | 0 | 0 | 0
2016-07-27 19:00 | 0 | 0 | 0 | 0 | 0 | 65140.0429 | 803441.5593 | 697747 | 0 | 0 | 0 | 0 | 1929225.5179 | 3119853.1137 | 0 | 0 | 0 | 0 | 0 | 0 | 0 | 0 | 0 | 0 | 0 | 0 | 0 | 0 | 0 | 170834.6022 | 0 | 0 | 0 | 0 | 0 | 0 | 0 | 0 | 0 | 0 | 0 | 0 | 0 | 0 | 0
2016-07-27 20:00 | 0 | 0 | 0 | 0 | 0 | 68857.2103 | 795965.9058 | 707014 | 0 | 0 | 0 | 0 | 2087034.634 | 3119853.1137 | 0 | 0 | 0 | 0 | 0 | 0 | 0 | 0 | 0 | 0 | 0 | 0 | 0 | 0 | 0 | 157809.1161 | 0 | 0 | 0 | 0 | 0 | 0 | 0 | 0 | 0 | 0 | 0 | 0 | 0 | 0 | 0
2016-07-27 21:00 | 0 | 0 | 0 | 0 | 0 | 73452.3066 | 784093.7261 | 710613 | 0 | 0 | 0 | 0 | 2233967.6667 | 3119853.1137 | 0 | 0 | 0 | 0 | 0 | 0 | 0 | 0 | 0 | 0 | 0 | 0 | 0 | 0 | 0 | 146933.0328 | 0 | 0 | 0 | 0 | 0 | 0 | 0 | 0 | 0 | 0 | 0 | 0 | 0 | 0 | 0
2016-07-27 22:00 | 0 | 0 | 0 | 0 | 0 | 80832.2759 | 754150.9939 | 705857 | 0 | 0 | 0 | 0 | 2363093.9366 | 3119853.1137 | 0 | 0 | 0 | 0 | 0 | 0 | 0 | 0 | 0 | 0 | 0 | 0 | 0 | 0 | 0 | 129126.2699 | 0 | 0 | 0 | 0 | 0 | 0 | 0 | 0 | 0 | 0 | 0 | 0 | 0 | 0 | 0
2016-07-27 23:00 | 0 | 0 | 0 | 0 | 0 | 95381.5713 | 668738.2012 | 690397 | 0 | 0 | 0 | 0 | 2436816.7091 | 3119853.1137 | 0 | 0 | 0 | 0 | 0 | 0 | 0 | 0 | 0 | 0 | 0 | 0 | 0 | 0 | 0 | 73722.7725 | 0 | 0 | 0 | 0 | 0 | 0 | 0 | 0 | 0 | 0 | 0 | 0 | 0 | 0 | 0
2016-07-28 | 0 | 0 | 0 | 0 | 0 | 127841.1507 | 525808.1574 | 671829 | 0 | 0 | 0 | 0 | 2527579.8263 | 3010910.3045 | 0 | 0 | 0 | 0 | 0 | 0 | 0 | 0 | 0 | 0 | 0 | 0 | 0 | 0 | 0 | 90763.1172 | 0 | 108942.8092 | 0 | 0 | 0 | 0 | 0 | 0 | 0 | 0 | 0 | 0 | 0 | 0 | 0
2016-07-28 01:00 | 0 | 0 | 0 | 0 | 0 | 228665.7857 | 232177.1182 | 653940 | 0 | 0 | 0 | 0 | 2443425.5393 | 2901967.4954 | 0 | 0 | 0 | 0 | 0 | 0 | 0 | 0 | 0 | 0 | 0 | 0 | 0 | 0 | 0 | -84154.287 | 0 | 108942.8092 | 0 | 0 | 0 | 0 | 0 | 0 | 0 | 0 | 0 | 0 | 0 | 0 | 0
2016-07-28 02:00 | 0 | 0 | 0 | 0 | 0 | 319814.4371 | 13268.3022 | 622504 | 0 | 0 | 0 | 0 | 2262947.0878 | 2793024.6862 | 0 | 0 | 0 | 0 | 0 | 0 | 0 | 0 | 0 | 0 | 0 | 0 | 0 | 0 | 0 | -180478.4515 | 0 | 108942.8092 | 0 | 0 | 0 | 0 | 0 | 0 | 0 | 0 | 0 | 0 | 0 | 0 | 0
2016-07-28 03:00 | 0 | 0 | 0 | 0 | 0 | 314243.0208 | 0 | 581709 | 0 | 0 | 0 | 0 | 2104423.9177 | 2684081.8771 | 0 | 0 | 0 | 0 | 0 | 0 | 0 | 0 | 0 | 0 | 0 | 0 | 0 | 0 | 0 | -158523.1701 | 0 | 108942.8092 | 0 | 0 | 0 | 0 | 0 | 0 | 0 | 0 | 0 | 0 | 0 | 0 | 0
2016-07-28 04:00 | 0 | 0 | 0 | 0 | 0 | 277622.145 | 0 | 544970 | 0 | 0 | 0 | 0 | 1946018.8719 | 2575139.0679 | 0 | 0 | 0 | 0 | 0 | 0 | 0 | 0 | 0 | 0 | 0 | 0 | 0 | 0 | 0 | -158405.0458 | 0 | 108942.8092 | 0 | 0 | 0 | 0 | 0 | 0 | 0 | 0 | 0 | 0 | 0 | 0 | 0
2016-07-28 05:00 | 0 | 0 | 0 | 0 | 0 | 243145.3461 | 0 | 511693 | 0 | 0 | 0 | 0 | 1786414.0271 | 2466196.2588 | 0 | 0 | 0 | 0 | 0 | 0 | 0 | 0 | 0 | 0 | 0 | 0 | 0 | 0 | 0 | -159604.8447 | 0 | 108942.8092 | 0 | 0 | 0 | 0 | 0 | 0 | 0 | 0 | 0 | 0 | 0 | 0 | 0
2016-07-28 06:00 | 0 | 0 | 0 | 0 | 0 | 213962.0451 | 0 | 484090 | 0 | 0 | 0 | 0 | 1527274.9222 | 2455207.4089 | 0 | 0 | 0 | 0 | 0 | 0 | 0 | 0 | 0 | 0 | 0 | 0 | 0 | 0 | 0 | -259139.105 | 0 | 10988.8499 | 0 | 0 | 0 | 0 | 0 | 0 | 0 | 0 | 0 | 0 | 0 | 0 | 0
2016-07-28 07:00 | 0 | 0 | 0 | 0 | 0 | 193058.7827 | 0 | 463557 | 0 | 0 | 0 | 0 | 1365719.5141 | 2346264.5997 | 0 | 0 | 0 | 0 | 0 | 0 | 0 | 0 | 0 | 0 | 0 | 0 | 0 | 0 | 0 | -161555.4081 | 0 | 108942.8092 | 0 | 0 | 0 | 0 | 0 | 0 | 0 | 0 | 0 | 0 | 0 | 0 | 0
2016-07-28 08:00 | 0 | 0 | 0 | 0 | 0 | 181985.5388 | 0 | 452595 | 0 | 0 | 0 | 0 | 1204052.8621 | 2237321.7905 | 0 | 0 | 0 | 0 | 0 | 0 | 0 | 0 | 0 | 0 | 0 | 0 | 0 | 0 | 0 | -161666.652 | 0 | 108942.8092 | 0 | 0 | 0 | 0 | 0 | 0 | 0 | 0 | 0 | 0 | 0 | 0 | 0
2016-07-28 09:00 | 0 | 0 | 0 | 0 | 0 | 166871.354 | 0 | 454199 | 0 | 0 | 0 | 0 | 1025668.0252 | 2128378.9814 | 0 | 0 | 0 | 0 | 0 | 0 | 0 | 0 | 0 | 0 | 0 | 0 | 0 | 0 | 0 | -178384.8368 | 0 | 108942.8092 | 0 | 0 | 0 | 0 | 0 | 0 | 0 | 0 | 0 | 0 | 0 | 0 | 0
2016-07-28 10:00 | 0 | 0 | 0 | 0 | 0 | 156197.5563 | 0 | 466476 | 0 | 0 | 0 | 0 | 824332.3907 | 2019436.1722 | 0 | 0 | 0 | 0 | 0 | 0 | 0 | 0 | 0 | 0 | 0 | 0 | 0 | 0 | 0 | -201335.6345 | 0 | 108942.8092 | 0 | 0 | 0 | 0 | 0 | 0 | 0 | 0 | 0 | 0 | 0 | 0 | 0
2016-07-28 11:00 | 0 | 0 | 0 | 0 | 0 | 138190.6867 | 0 | 484847 | 0 | 0 | 0 | 0 | 572352.905 | 1924759.3446 | 0 | 0 | 0 | 0 | 0 | 0 | 0 | 0 | 0 | 0 | 0 | 0 | 0 | 0 | 0 | -251979.4857 | 14265.9815 | 108942.8092 | 0 | 0 | 0 | 0 | 0 | 0 | 0 | 0 | 0 | 0 | 0 | 0 | 0
2016-07-28 12:00 | 0 | 0 | 0 | 0 | 0 | 74747.8709 | 76510.1656 | 508526 | 0 | 0 | 0 | 0 | 321076.5558 | 1818767.7304 | 0 | 0 | 0 | 0 | 0 | 0 | 0 | 0 | 0 | 0 | 0 | 0 | 0 | 0 | 0 | -251276.3493 | 2951.1949 | 108942.8092 | 0 | 0 | 0 | 0 | 0 | 0 | 0 | 0 | 0 | 0 | 0 | 0 | 0
2016-07-28 13:00 | 0 | 0 | 0 | 0 | 0 | 62921.9329 | 420759.4121 | 538216 | 0 | 0 | 0 | 0 | 266541.9008 | 1818767.7304 | 0 | 0 | 0 | 0 | 0 | 0 | 0 | 0 | 0 | 0 | 0 | 0 | 0 | 0 | 0 | -54534.655 | 0 | 0 | 0 | 0 | 0 | 0 | 0 | 0 | 0 | 0 | 0 | 0 | 0 | 0 | 0
2016-07-28 14:00 | 0 | 0 | 0 | 0 | 0 | 80025.7884 | 657794.8149 | 571509 | 0 | 0 | 0 | 0 | 432853.5041 | 1818767.7304 | 0 | 0 | 0 | 0 | 0 | 0 | 0 | 0 | 0 | 0 | 0 | 0 | 0 | 0 | 0 | 166311.6033 | 0 | 0 | 0 | 0 | 0 | 0 | 0 | 0 | 0 | 0 | 0 | 0 | 0 | 0 | 0
2016-07-28 15:00 | 0 | 0 | 0 | 0 | 0 | 94097.3543 | 764927.3017 | 604417 | 0 | 0 | 0 | 0 | 687461.16 | 1818767.7304 | 0 | 0 | 0 | 0 | 0 | 0 | 0 | 0 | 0 | 0 | 0 | 0 | 0 | 0 | 0 | 254607.6559 | 0 | 0 | 0 | 0 | 0 | 0 | 0 | 0 | 0 | 0 | 0 | 0 | 0 | 0 | 0
2016-07-28 16:00 | 0 | 0 | 0 | 0 | 0 | 97476.25 | 806232.8765 | 631869 | 0 | 0 | 0 | 0 | 946600.2649 | 1831468.7519 | 0 | 0 | 0 | 0 | 0 | 0 | 0 | 0 | 0 | 0 | 0 | 0 | 0 | 0 | 0 | 259139.105 | 12701.0215 | 0 | 0 | 0 | 0 | 0 | 0 | 0 | 0 | 0 | 0 | 0 | 0 | 0 | 0
2016-07-28 17:00 | 0 | 0 | 0 | 0 | 0 | 94466.5928 | 826316.5344 | 655351 | 0 | 0 | 0 | 0 | 1205739.3699 | 1837761.7741 | 0 | 0 | 0 | 0 | 0 | 0 | 0 | 0 | 0 | 0 | 0 | 0 | 0 | 0 | 0 | 259139.105 | 6293.0222 | 0 | 0 | 0 | 0 | 0 | 0 | 0 | 0 | 0 | 0 | 0 | 0 | 0 | 0
2016-07-28 18:00 | 0 | 0 | 0 | 0 | 0 | 86446.4075 | 819225.517 | 672844 | 0 | 0 | 0 | 0 | 1438567.2944 | 1837761.7741 | 0 | 0 | 0 | 0 | 0 | 0 | 0 | 0 | 0 | 0 | 0 | 0 | 0 | 0 | 0 | 232827.9245 | 0 | 0 | 0 | 0 | 0 | 0 | 0 | 0 | 0 | 0 | 0 | 0 | 0 | 0 | 0
2016-07-28 19:00 | 0 | 0 | 0 | 0 | 0 | 78323.4499 | 810548.8681 | 682884 | 0 | 0 | 0 | 0 | 1644555.6124 | 1837761.7741 | 0 | 0 | 0 | 0 | 0 | 0 | 0 | 0 | 0 | 0 | 0 | 0 | 0 | 0 | 0 | 205988.318 | 0 | 0 | 0 | 0 | 0 | 0 | 0 | 0 | 0 | 0 | 0 | 0 | 0 | 0 | 0
2016-07-28 20:00 | 0 | 0 | 0 | 0 | 0 | 72852.4332 | 807566.0611 | 687430 | 0 | 0 | 0 | 0 | 1837544.1067 | 1837761.7741 | 0 | 0 | 0 | 0 | 0 | 0 | 0 | 0 | 0 | 0 | 0 | 0 | 0 | 0 | 0 | 192988.4943 | 0 | 0 | 0 | 0 | 0 | 0 | 0 | 0 | 0 | 0 | 0 | 0 | 0 | 0 | 0
2016-07-28 21:00 | 0 | 0 | 0 | 0 | 0 | 72401.7974 | 798474.6669 | 685827 | 0 | 0 | 0 | 0 | 2022593.571 | 1837761.7741 | 0 | 0 | 0 | 0 | 0 | 0 | 0 | 0 | 0 | 0 | 0 | 0 | 0 | 0 | 0 | 185049.4643 | 0 | 0 | 0 | 0 | 0 | 0 | 0 | 0 | 0 | 0 | 0 | 0 | 0 | 0 | 0
2016-07-28 22:00 | 0 | 0 | 0 | 0 | 0 | 79836.5513 | 768047.4595 | 677578 | 0 | 0 | 0 | 0 | 2192899.5818 | 1837761.7741 | 0 | 0 | 0 | 0 | 0 | 0 | 0 | 0 | 0 | 0 | 0 | 0 | 0 | 0 | 0 | 170306.0108 | 0 | 0 | 0 | 0 | 0 | 0 | 0 | 0 | 0 | 0 | 0 | 0 | 0 | 0 | 0
2016-07-28 23:00 | 0 | 0 | 0 | 0 | 0 | 96255.352 | 682180.6355 | 662885 | 0 | 0 | 0 | 0 | 2308450.5694 | 1837761.7741 | 0 | 0 | 0 | 0 | 0 | 0 | 0 | 0 | 0 | 0 | 0 | 0 | 0 | 0 | 0 | 115550.9875 | 0 | 0 | 0 | 0 | 0 | 0 | 0 | 0 | 0 | 0 | 0 | 0 | 0 | 0 | 0
2016-07-29 | 0 | 0 | 0 | 0 | 0 | 135531.6157 | 531221.5151 | 647637 | 0 | 0 | 0 | 0 | 2422243.5278 | 1743084.9465 | 0 | 0 | 0 | 0 | 0 | 0 | 0 | 0 | 0 | 0 | 0 | 0 | 0 | 0 | 0 | 113792.9585 | 14265.9815 | 108942.8092 | 0 | 0 | 0 | 0 | 0 | 0 | 0 | 0 | 0 | 0 | 0 | 0 | 0
2016-07-29 01:00 | 0 | 0 | 0 | 0 | 0 | 251020.4989 | 228056.261 | 630930 | 0 | 0 | 0 | 0 | 2379333.0969 | 1634142.1373 | 0 | 0 | 0 | 0 | 0 | 0 | 0 | 0 | 0 | 0 | 0 | 0 | 0 | 0 | 0 | -42910.4309 | 0 | 108942.8092 | 0 | 0 | 0 | 0 | 0 | 0 | 0 | 0 | 0 | 0 | 0 | 0 | 0
2016-07-29 02:00 | 0 | 0 | 0 | 0 | 0 | 336236.1057 | 12146.283 | 601375 | 0 | 0 | 0 | 0 | 2235283.2947 | 1525199.3281 | 0 | 0 | 0 | 0 | 0 | 0 | 0 | 0 | 0 | 0 | 0 | 0 | 0 | 0 | 0 | -144049.8022 | 0 | 108942.8092 | 0 | 0 | 0 | 0 | 0 | 0 | 0 | 0 | 0 | 0 | 0 | 0 | 0
2016-07-29 03:00 | 0 | 0 | 0 | 0 | 0 | 329207.7099 | 0 | 565258 | 0 | 0 | 0 | 0 | 1999233.0045 | 1525199.3281 | 0 | 0 | 0 | 0 | 0 | 0 | 0 | 0 | 0 | 0 | 0 | 0 | 0 | 0 | 0 | -236050.2901 | 0 | 0 | 0 | 0 | 0 | 0 | 0 | 0 | 0 | 0 | 0 | 0 | 0 | 0 | 0
2016-07-29 04:00 | 0 | 0 | 0 | 0 | 0 | 293398.7692 | 0 | 530970 | 0 | 0 | 0 | 0 | 1761661.7737 | 1525199.3281 | 0 | 0 | 0 | 0 | 0 | 0 | 0 | 0 | 0 | 0 | 0 | 0 | 0 | 0 | 0 | -237571.2308 | 0 | 0 | 0 | 0 | 0 | 0 | 0 | 0 | 0 | 0 | 0 | 0 | 0 | 0 | 0
2016-07-29 05:00 | 0 | 0 | 0 | 0 | 0 | 251688.98 | 0 | 499706 | 0 | 0 | 0 | 0 | 1622587.5629 | 1416256.519 | 0 | 0 | 0 | 0 | 0 | 0 | 0 | 0 | 0 | 0 | 0 | 0 | 0 | 0 | 0 | -139074.2108 | 0 | 108942.8092 | 0 | 0 | 0 | 0 | 0 | 0 | 0 | 0 | 0 | 0 | 0 | 0 | 0
2016-07-29 06:00 | 0 | 0 | 0 | 0 | 0 | 212068.2479 | 0 | 473385 | 0 | 0 | 0 | 0 | 1470213.6199 | 1307313.7098 | 0 | 0 | 0 | 0 | 0 | 0 | 0 | 0 | 0 | 0 | 0 | 0 | 0 | 0 | 0 | -152373.943 | 0 | 108942.8092 | 0 | 0 | 0 | 0 | 0 | 0 | 0 | 0 | 0 | 0 | 0 | 0 | 0
2016-07-29 07:00 | 0 | 0 | 0 | 0 | 0 | 184610.9842 | 0 | 453827 | 0 | 0 | 0 | 0 | 1309940.4133 | 1198370.9007 | 0 | 0 | 0 | 0 | 0 | 0 | 0 | 0 | 0 | 0 | 0 | 0 | 0 | 0 | 0 | -160273.2066 | 0 | 108942.8092 | 0 | 0 | 0 | 0 | 0 | 0 | 0 | 0 | 0 | 0 | 0 | 0 | 0
2016-07-29 08:00 | 0 | 0 | 0 | 0 | 0 | 164357.5915 | 0 | 443185 | 0 | 0 | 0 | 0 | 1140055.814 | 1089428.0915 | 0 | 0 | 0 | 0 | 0 | 0 | 0 | 0 | 0 | 0 | 0 | 0 | 0 | 0 | 0 | -169884.5993 | 0 | 108942.8092 | 0 | 0 | 0 | 0 | 0 | 0 | 0 | 0 | 0 | 0 | 0 | 0 | 0
2016-07-29 09:00 | 0 | 0 | 0 | 0 | 0 | 143107.588 | 0 | 444954 | 0 | 0 | 0 | 0 | 947152.2112 | 980485.2824 | 0 | 0 | 0 | 0 | 0 | 0 | 0 | 0 | 0 | 0 | 0 | 0 | 0 | 0 | 0 | -192903.6028 | 0 | 108942.8092 | 0 | 0 | 0 | 0 | 0 | 0 | 0 | 0 | 0 | 0 | 0 | 0 | 0
2016-07-29 10:00 | 0 | 0 | 0 | 0 | 0 | 126863.7473 | 0 | 456762 | 0 | 0 | 0 | 0 | 726196.7676 | 871542.4732 | 0 | 0 | 0 | 0 | 0 | 0 | 0 | 0 | 0 | 0 | 0 | 0 | 0 | 0 | 0 | -220955.4435 | 0 | 108942.8092 | 0 | 0 | 0 | 0 | 0 | 0 | 0 | 0 | 0 | 0 | 0 | 0 | 0
2016-07-29 11:00 | 0 | 0 | 0 | 0 | 0 | 106661.8023 | 0 | 471010 | 0 | 0 | 0 | 0 | 470791.3791 | 762599.6641 | 0 | 0 | 0 | 0 | 0 | 0 | 0 | 0 | 0 | 0 | 0 | 0 | 0 | 0 | 0 | -255405.3885 | 0 | 108942.8092 | 0 | 0 | 0 | 0 | 0 | 0 | 0 | 0 | 0 | 0 | 0 | 0 | 0
2016-07-29 12:00 | 0 | 0 | 0 | 23747.3284 | 0 | 55538.8107 | 45093.9467 | 492462 | 0 | 0 | 0 | 0 | 211652.2742 | 653656.8549 | 0 | 0 | 0 | 0 | 0 | 0 | 0 | 0 | 0 | 0 | 0 | 0 | 0 | 0 | 0 | -259139.105 | 0 | 108942.8092 | 0 | 0 | 0 | 0 | 0 | 0 | 0 | 0 | 0 | 0 | 0 | 0 | 0
2016-07-29 13:00 | 0 | 0 | 0 | 0 | 0 | 38366.9378 | 355874.0395 | 519661 | 0 | 0 | 0 | 0 | 86232.2514 | 653656.8549 | 0 | 0 | 0 | 0 | 0 | 0 | 0 | 0 | 0 | 0 | 0 | 0 | 0 | 0 | 0 | -125420.0228 | 0 | 0 | 0 | 0 | 0 | 0 | 0 | 0 | 0 | 0 | 0 | 0 | 0 | 0 | 0
2016-07-29 14:00 | 0 | 0 | 0 | 0 | 0 | 37575.3215 | 596825.3608 | 550570 | 0 | 0 | 0 | 0 | 170062.9338 | 653656.8549 | 0 | 0 | 0 | 0 | 0 | 0 | 0 | 0 | 0 | 0 | 0 | 0 | 0 | 0 | 0 | 83830.6824 | 0 | 0 | 0 | 0 | 0 | 0 | 0 | 0 | 0 | 0 | 0 | 0 | 0 | 0 | 0
2016-07-29 15:00 | 0 | 0 | 0 | 0 | 0 | 35137.8429 | 716630.0515 | 581314 | 0 | 0 | 0 | 0 | 340516.8281 | 653656.8549 | 0 | 0 | 0 | 0 | 0 | 0 | 0 | 0 | 0 | 0 | 0 | 0 | 0 | 0 | 0 | 170453.8944 | 0 | 0 | 0 | 0 | 0 | 0 | 0 | 0 | 0 | 0 | 0 | 0 | 0 | 0 | 0
2016-07-29 16:00 | 0 | 0 | 0 | 0 | 0 | 35588.5147 | 762633.8259 | 607866 | 0 | 0 | 0 | 0 | 530873.1686 | 653656.8549 | 0 | 0 | 0 | 0 | 0 | 0 | 0 | 0 | 0 | 0 | 0 | 0 | 0 | 0 | 0 | 190356.3405 | 0 | 0 | 0 | 0 | 0 | 0 | 0 | 0 | 0 | 0 | 0 | 0 | 0 | 0 | 0
2016-07-29 17:00 | 0 | 0 | 0 | 0 | 0 | 40345.3222 | 781892.2526 | 630198 | 0 | 0 | 0 | 0 | 722912.7434 | 653656.8549 | 0 | 0 | 0 | 0 | 0 | 0 | 0 | 0 | 0 | 0 | 0 | 0 | 0 | 0 | 0 | 192039.5748 | 0 | 0 | 0 | 0 | 0 | 0 | 0 | 0 | 0 | 0 | 0 | 0 | 0 | 0 | 0
2016-07-29 18:00 | 0 | 0 | 0 | 0 | 0 | 47152.1957 | 780217.9967 | 648328 | 0 | 0 | 0 | 0 | 901954.9359 | 653656.8549 | 0 | 0 | 0 | 0 | 0 | 0 | 0 | 0 | 0 | 0 | 0 | 0 | 0 | 0 | 0 | 179042.1924 | 0 | 0 | 0 | 0 | 0 | 0 | 0 | 0 | 0 | 0 | 0 | 0 | 0 | 0 | 0
2016-07-29 19:00 | 0 | 0 | 0 | 0 | 0 | 54392.6221 | 772205.2065 | 661198 | 0 | 0 | 0 | 0 | 1067354.7645 | 653656.8549 | 0 | 0 | 0 | 0 | 0 | 0 | 0 | 0 | 0 | 0 | 0 | 0 | 0 | 0 | 0 | 165399.8286 | 0 | 0 | 0 | 0 | 0 | 0 | 0 | 0 | 0 | 0 | 0 | 0 | 0 | 0 | 0
2016-07-29 20:00 | 0 | 0 | 0 | 0 | 0 | 62341.57 | 762392.8603 | 670462 | 0 | 0 | 0 | 0 | 1221627.1948 | 653656.8549 | 0 | 0 | 0 | 0 | 0 | 0 | 0 | 0 | 0 | 0 | 0 | 0 | 0 | 0 | 0 | 154272.4303 | 0 | 0 | 0 | 0 | 0 | 0 | 0 | 0 | 0 | 0 | 0 | 0 | 0 | 0 | 0
2016-07-29 21:00 | 0 | 0 | 0 | 0 | 0 | 67467.6291 | 741289.7574 | 673061 | 0 | 0 | 0 | 0 | 1466266.3905 | 544714.0458 | 0 | 0 | 0 | 0 | 0 | 0 | 0 | 0 | 0 | 0 | 0 | 0 | 0 | 0 | 0 | 244639.1957 | 0 | 108942.8092 | 0 | 0 | 0 | 0 | 0 | 0 | 0 | 0 | 0 | 0 | 0 | 0 | 0
2016-07-29 22:00 | 0 | 0 | 0 | 0 | 0 | 70536.8864 | 705045.6306 | 665364 | 0 | 0 | 0 | 0 | 1576484.9075 | 544714.0458 | 0 | 0 | 0 | 0 | 0 | 0 | 0 | 0 | 0 | 0 | 0 | 0 | 0 | 0 | 0 | 110218.517 | 0 | 0 | 0 | 0 | 0 | 0 | 0 | 0 | 0 | 0 | 0 | 0 | 0 | 0 | 0
2016-07-29 23:00 | 0 | 0 | 0 | 0 | 0 | 77834.5241 | 614221.6088 | 647298 | 0 | 0 | 0 | 0 | 1621243.0404 | 544714.0458 | 0 | 0 | 0 | 0 | 0 | 0 | 0 | 0 | 0 | 0 | 0 | 0 | 0 | 0 | 0 | 44758.133 | 0 | 0 | 0 | 0 | 0 | 0 | 0 | 0 | 0 | 0 | 0 | 0 | 0 | 0 | 0
2016-07-30 | 0 | 0 | 0 | 0 | 0 | 108613.5172 | 463111.444 | 628330 | 0 | 0 | 0 | 0 | 1564638.0016 | 544714.0458 | 0 | 0 | 0 | 0 | 0 | 0 | 0 | 0 | 0 | 0 | 0 | 0 | 0 | 0 | 0 | -56605.0388 | 0 | 0 | 0 | 0 | 0 | 0 | 0 | 0 | 0 | 0 | 0 | 0 | 0 | 0 | 0
2016-07-30 01:00 | 0 | 0 | 0 | 0 | 0 | 220532.6481 | 204726.8392 | 610732 | 0 | 0 | 0 | 0 | 1488108.2981 | 435771.2366 | 0 | 0 | 0 | 0 | 0 | 0 | 0 | 0 | 0 | 0 | 0 | 0 | 0 | 0 | 0 | -76529.7035 | 0 | 108942.8092 | 0 | 0 | 0 | 0 | 0 | 0 | 0 | 0 | 0 | 0 | 0 | 0 | 0
2016-07-30 02:00 | 0 | 0 | 0 | 0 | 0 | 338916.5908 | 11630.6984 | 582387 | 0 | 0 | 0 | 0 | 1365211.3964 | 326828.4275 | 0 | 0 | 0 | 0 | 0 | 0 | 0 | 0 | 0 | 0 | 0 | 0 | 0 | 0 | 0 | -122896.9016 | 0 | 108942.8092 | 0 | 0 | 0 | 0 | 0 | 0 | 0 | 0 | 0 | 0 | 0 | 0 | 0
2016-07-30 03:00 | 0 | 0 | 0 | 0 | 0 | 367917.9468 | 0 | 546078 | 0 | 0 | 0 | 0 | 1187051.3432 | 326828.4275 | 0 | 0 | 0 | 0 | 0 | 0 | 0 | 0 | 0 | 0 | 0 | 0 | 0 | 0 | 0 | -178160.0532 | 0 | 0 | 0 | 0 | 0 | 0 | 0 | 0 | 0 | 0 | 0 | 0 | 0 | 0 | 0
2016-07-30 04:00 | 0 | 0 | 0 | 0 | 0 | 362284.9508 | 0 | 511269 | 0 | 0 | 0 | 0 | 1038067.294 | 326828.4275 | 0 | 0 | 0 | 0 | 0 | 0 | 0 | 0 | 0 | 0 | 0 | 0 | 0 | 0 | 0 | -148984.0492 | 0 | 0 | 0 | 0 | 0 | 0 | 0 | 0 | 0 | 0 | 0 | 0 | 0 | 0 | 0
2016-07-30 05:00 | 0 | 0 | 0 | 0 | 0 | 346853.9314 | 0 | 481131 | 0 | 0 | 0 | 0 | 1012733.0345 | 217885.6183 | 0 | 0 | 0 | 0 | 0 | 0 | 0 | 0 | 0 | 0 | 0 | 0 | 0 | 0 | 0 | -25334.2595 | 0 | 108942.8092 | 0 | 0 | 0 | 0 | 0 | 0 | 0 | 0 | 0 | 0 | 0 | 0 | 0
2016-07-30 06:00 | 0 | 0 | 0 | 0 | 0 | 333497.0208 | 0 | 455364 | 0 | 0 | 0 | 0 | 890866.0553 | 217885.6183 | 0 | 0 | 0 | 0 | 0 | 0 | 0 | 0 | 0 | 0 | 0 | 0 | 0 | 0 | 0 | -121866.9792 | 0 | 0 | 0 | 0 | 0 | 0 | 0 | 0 | 0 | 0 | 0 | 0 | 0 | 0 | 0
2016-07-30 07:00 | 0 | 0 | 0 | 0 | 0 | 318019.193 | 0 | 436572 | 0 | 0 | 0 | 0 | 772313.2484 | 217885.6183 | 0 | 0 | 0 | 0 | 0 | 0 | 0 | 0 | 0 | 0 | 0 | 0 | 0 | 0 | 0 | -118552.807 | 0 | 0 | 0 | 0 | 0 | 0 | 0 | 0 | 0 | 0 | 0 | 0 | 0 | 0 | 0
2016-07-30 08:00 | 0 | 0 | 0 | 0 | 0 | 297921.4959 | 0 | 424111 | 0 | 0 | 0 | 0 | 646123.7442 | 217885.6183 | 0 | 0 | 0 | 0 | 0 | 0 | 0 | 0 | 0 | 0 | 0 | 0 | 0 | 0 | 0 | -126189.5041 | 0 | 0 | 0 | 0 | 0 | 0 | 0 | 0 | 0 | 0 | 0 | 0 | 0 | 0 | 0
2016-07-30 09:00 | 0 | 0 | 0 | 0 | 0 | 256921.4475 | 0 | 418253 | 0 | 0 | 0 | 0 | 484792.1917 | 217885.6183 | 0 | 0 | 0 | 0 | 0 | 0 | 0 | 0 | 0 | 0 | 0 | 0 | 0 | 0 | 0 | -161331.5525 | 0 | 0 | 0 | 0 | 0 | 0 | 0 | 0 | 0 | 0 | 0 | 0 | 0 | 0 | 0
2016-07-30 10:00 | 0 | 0 | 0 | 0 | 0 | 220031.92 | 0 | 418195 | 0 | 0 | 0 | 0 | 286629.1117 | 217885.6183 | 0 | 0 | 0 | 0 | 0 | 0 | 0 | 0 | 0 | 0 | 0 | 0 | 0 | 0 | 0 | -198163.08 | 0 | 0 | 0 | 0 | 0 | 0 | 0 | 0 | 0 | 0 | 0 | 0 | 0 | 0 | 0
2016-07-30 11:00 | 0 | 0 | 0 | 0 | 0 | 191178.6283 | 0 | 424007 | 0 | 0 | 0 | 0 | 162743.5492 | 108942.8092 | 0 | 0 | 0 | 0 | 0 | 0 | 0 | 0 | 0 | 0 | 0 | 0 | 0 | 0 | 0 | -123885.5625 | 0 | 108942.8092 | 0 | 0 | 0 | 0 | 0 | 0 | 0 | 0 | 0 | 0 | 0 | 0 | 0
2016-07-30 12:00 | 0 | 0 | 0 | 0 | 0 | 114081.3289 | 61155.5407 | 444413 | 0 | 0 | 0 | 0 | 2510.228 | 0 | 0 | 0 | 0 | 0 | 0 | 0 | 0 | 0 | 0 | 0 | 0 | 0 | 0 | 0 | 0 | -160233.3212 | 0 | 108942.8092 | 0 | 0 | 0 | 0 | 0 | 0 | 0 | 0 | 0 | 0 | 0 | 0 | 0
2016-07-30 13:00 | 0 | 0 | 0 | 0 | 0 | 113322.9412 | 357827.8308 | 473661 | 0 | 0 | 0 | 0 | 0 | 0 | 0 | 0 | 0 | 0 | 0 | 0 | 0 | 0 | 0 | 0 | 0 | 0 | 0 | 0 | 0 | -2510.228 | 0 | 0 | 0 | 0 | 0 | 0 | 0 | 0 | 0 | 0 | 0 | 0 | 0 | 0 | 0
2016-07-30 14:00 | 0 | 0 | 0 | 0 | 0 | 0 | 589064.2105 | 507186 | 0 | 0 | 0 | 0 | 67612.2289 | 14265.9815 | 0 | 0 | 0 | 0 | 0 | 0 | 0 | 0 | 0 | 0 | 0 | 0 | 0 | 0 | 0 | 67612.2289 | 14265.9815 | 0 | 0 | 0 | 0 | 0 | 0 | 0 | 0 | 0 | 0 | 0 | 0 | 0 | 0
2016-07-30 15:00 | 0 | 0 | 0 | 0 | 0 | 99712.9439 | 713458.1426 | 539766 | 0 | 0 | 0 | 0 | 326751.3339 | 28531.9631 | 0 | 0 | 0 | 0 | 0 | 0 | 0 | 0 | 0 | 0 | 0 | 0 | 0 | 0 | 0 | 259139.105 | 14265.9815 | 0 | 0 | 0 | 0 | 0 | 0 | 0 | 0 | 0 | 0 | 0 | 0 | 0 | 0
2016-07-30 16:00 | 0 | 0 | 0 | 0 | 0 | 75155.608 | 765261.4785 | 567012 | 0 | 0 | 0 | 0 | 585890.4388 | 42797.9446 | 0 | 0 | 0 | 0 | 0 | 0 | 0 | 0 | 0 | 0 | 0 | 0 | 0 | 0 | 0 | 259139.105 | 14265.9815 | 0 | 0 | 0 | 0 | 0 | 0 | 0 | 0 | 0 | 0 | 0 | 0 | 0 | 0
2016-07-30 17:00 | 0 | 0 | 0 | 0 | 0 | 0 | 776049.5558 | 587831 | 0 | 0 | 0 | 0 | 759843.0131 | 57063.9261 | 0 | 0 | 0 | 0 | 0 | 0 | 0 | 0 | 0 | 0 | 0 | 0 | 0 | 0 | 0 | 173952.5743 | 14265.9815 | 0 | 0 | 0 | 0 | 0 | 0 | 0 | 0 | 0 | 0 | 0 | 0 | 0 | 0
2016-07-30 18:00 | 0 | 0 | 0 | 0 | 0 | 109487.0112 | 766642.0753 | 602724 | 0 | 0 | 0 | 0 | 1018982.1181 | 71329.9077 | 0 | 0 | 0 | 0 | 0 | 0 | 0 | 0 | 0 | 0 | 0 | 0 | 0 | 0 | 0 | 259139.105 | 14265.9815 | 0 | 0 | 0 | 0 | 0 | 0 | 0 | 0 | 0 | 0 | 0 | 0 | 0 | 0
2016-07-30 19:00 | 0 | 0 | 0 | 0 | 0 | 120924.5928 | 749367.2731 | 612872 | 0 | 0 | 0 | 0 | 1262136.0025 | 85595.8892 | 0 | 0 | 0 | 0 | 0 | 0 | 0 | 0 | 0 | 0 | 0 | 0 | 0 | 0 | 0 | 243153.8844 | 14265.9815 | 0 | 0 | 0 | 0 | 0 | 0 | 0 | 0 | 0 | 0 | 0 | 0 | 0 | 0
2016-07-30 20:00 | 0 | 0 | 0 | 0 | 0 | 122823.4616 | 730074.7601 | 620163 | 0 | 0 | 0 | 0 | 1480605.2426 | 99861.8707 | 0 | 0 | 0 | 0 | 0 | 0 | 0 | 0 | 0 | 0 | 0 | 0 | 0 | 0 | 0 | 218469.2401 | 14265.9815 | 0 | 0 | 0 | 0 | 0 | 0 | 0 | 0 | 0 | 0 | 0 | 0 | 0 | 0
2016-07-30 21:00 | 0 | 0 | 0 | 0 | 0 | 131041.0703 | 699157.7403 | 621612 | 0 | 0 | 0 | 0 | 1674926.0717 | 114127.8523 | 0 | 0 | 0 | 0 | 0 | 0 | 0 | 0 | 0 | 0 | 0 | 0 | 0 | 0 | 0 | 194320.8291 | 14265.9815 | 0 | 0 | 0 | 0 | 0 | 0 | 0 | 0 | 0 | 0 | 0 | 0 | 0 | 0
2016-07-30 22:00 | 0 | 0 | 0 | 0 | 0 | 0 | 649541.0488 | 615579 | 0 | 0 | 0 | 0 | 1694622.1389 | 128393.8338 | 0 | 0 | 0 | 0 | 0 | 0 | 0 | 0 | 0 | 0 | 0 | 0 | 0 | 0 | 0 | 19696.0672 | 14265.9815 | 0 | 0 | 0 | 0 | 0 | 0 | 0 | 0 | 0 | 0 | 0 | 0 | 0 | 0
2016-07-30 23:00 | 0 | 0 | 0 | 0 | 0 | 190740.3431 | 558410.4503 | 599767 | 0 | 0 | 0 | 0 | 1829739.9508 | 142659.8153 | 0 | 0 | 0 | 0 | 0 | 0 | 0 | 0 | 0 | 0 | 0 | 0 | 0 | 0 | 0 | 135117.8119 | 14265.9815 | 0 | 0 | 0 | 0 | 0 | 0 | 0 | 0 | 0 | 0 | 0 | 0 | 0 | 0
2016-07-31 | 0 | 0 | 0 | 0 | 0 | 0 | 411801.8874 | 586029 | 0 | 0 | 0 | 0 | 1641246.8567 | 156925.7969 | 0 | 0 | 0 | 0 | 0 | 0 | 0 | 0 | 0 | 0 | 0 | 0 | 0 | 0 | 0 | -188493.0941 | 14265.9815 | 0 | 0 | 0 | 0 | 0 | 0 | 0 | 0 | 0 | 0 | 0 | 0 | 0 | 0
2016-07-31 01:00 | 0 | 0 | 0 | 0 | 0 | 499669.409 | 180187.1986 | 573461 | 0 | 0 | 0 | 0 | 1733376.4828 | 171191.7784 | 0 | 0 | 0 | 0 | 0 | 0 | 0 | 0 | 0 | 0 | 0 | 0 | 0 | 0 | 0 | 92129.6262 | 14265.9815 | 0 | 0 | 0 | 0 | 0 | 0 | 0 | 0 | 0 | 0 | 0 | 0 | 0 | 0
2016-07-31 02:00 | 0 | 0 | 0 | 0 | 0 | 647338.9709 | 11181.6725 | 550364 | 0 | 0 | 0 | 0 | 1827267.1447 | 185457.7599 | 0 | 0 | 0 | 0 | 0 | 0 | 0 | 0 | 0 | 0 | 0 | 0 | 0 | 0 | 0 | 93890.6619 | 14265.9815 | 0 | 0 | 0 | 0 | 0 | 0 | 0 | 0 | 0 | 0 | 0 | 0 | 0 | 0
2016-07-31 03:00 | 0 | 0 | 0 | 0 | 0 | 277489.8766 | 0 | 522363 | 0 | 0 | 0 | 0 | 1568128.0398 | 199723.7415 | 0 | 0 | 0 | 0 | 0 | 0 | 0 | 0 | 0 | 0 | 0 | 0 | 0 | 0 | 0 | -259139.105 | 14265.9815 | 0 | 0 | 0 | 0 | 0 | 0 | 0 | 0 | 0 | 0 | 0 | 0 | 0 | 0
2016-07-31 04:00 | 0 | 0 | 0 | 0 | 0 | 598130.9576 | 0 | 492477 | 0 | 0 | 0 | 0 | 1659516.0159 | 213989.723 | 0 | 0 | 0 | 0 | 0 | 0 | 0 | 0 | 0 | 0 | 0 | 0 | 0 | 0 | 0 | 91387.9761 | 14265.9815 | 0 | 0 | 0 | 0 | 0 | 0 | 0 | 0 | 0 | 0 | 0 | 0 | 0 | 0
2016-07-31 05:00 | 0 | 0 | 0 | 0 | 0 | 220697.8766 | 0 | 465571 | 0 | 0 | 0 | 0 | 1400376.9109 | 228255.7045 | 0 | 0 | 0 | 0 | 0 | 0 | 0 | 0 | 0 | 0 | 0 | 0 | 0 | 0 | 0 | -259139.105 | 14265.9815 | 0 | 0 | 0 | 0 | 0 | 0 | 0 | 0 | 0 | 0 | 0 | 0 | 0 | 0
2016-07-31 06:00 | 0 | 0 | 0 | 0 | 0 | 529859.0276 | 0 | 442492 | 0 | 0 | 0 | 0 | 1473477.957 | 242521.686 | 0 | 0 | 0 | 0 | 0 | 0 | 0 | 0 | 0 | 0 | 0 | 0 | 0 | 0 | 0 | 73101.0461 | 14265.9815 | 0 | 0 | 0 | 0 | 0 | 0 | 0 | 0 | 0 | 0 | 0 | 0 | 0 | 0
2016-07-31 07:00 | 0 | 0 | 0 | 0 | 0 | 259734.1178 | 0 | 424682 | 0 | 0 | 0 | 0 | 1294264.0933 | 256787.6676 | 0 | 0 | 0 | 0 | 0 | 0 | 0 | 0 | 0 | 0 | 0 | 0 | 0 | 0 | 0 | -179213.8637 | 14265.9815 | 0 | 0 | 0 | 0 | 0 | 0 | 0 | 0 | 0 | 0 | 0 | 0 | 0 | 0
2016-07-31 08:00 | 0 | 0 | 0 | 0 | 0 | 167357.8766 | 0 | 412231 | 0 | 0 | 0 | 0 | 1035124.9884 | 271053.6491 | 0 | 0 | 0 | 0 | 0 | 0 | 0 | 0 | 0 | 0 | 0 | 0 | 0 | 0 | 0 | -259139.105 | 14265.9815 | 0 | 0 | 0 | 0 | 0 | 0 | 0 | 0 | 0 | 0 | 0 | 0 | 0 | 0
2016-07-31 09:00 | 0 | 0 | 0 | 0 | 0 | 471159.8266 | 0 | 405962 | 0 | 0 | 0 | 0 | 1086056.8335 | 285319.6306 | 0 | 0 | 0 | 0 | 0 | 0 | 0 | 0 | 0 | 0 | 0 | 0 | 0 | 0 | 0 | 50931.8451 | 14265.9815 | 0 | 0 | 0 | 0 | 0 | 0 | 0 | 0 | 0 | 0 | 0 | 0 | 0 | 0
2016-07-31 10:00 | 0 | 0 | 0 | 0 | 0 | 159232.8766 | 0 | 404106 | 0 | 0 | 0 | 0 | 826917.7285 | 299585.6122 | 0 | 0 | 0 | 0 | 0 | 0 | 0 | 0 | 0 | 0 | 0 | 0 | 0 | 0 | 0 | -259139.105 | 14265.9815 | 0 | 0 | 0 | 0 | 0 | 0 | 0 | 0 | 0 | 0 | 0 | 0 | 0 | 0
2016-07-31 11:00 | 0 | 0 | 0 | 0 | 0 | 392679.6 | 0 | 406223 | 0 | 0 | 0 | 0 | 799108.3469 | 313851.5937 | 0 | 0 | 0 | 0 | 0 | 0 | 0 | 0 | 0 | 0 | 0 | 0 | 0 | 0 | 0 | -27809.3816 | 14265.9815 | 0 | 0 | 0 | 0 | 0 | 0 | 0 | 0 | 0 | 0 | 0 | 0 | 0 | 0
2016-07-31 12:00 | 0 | 0 | 0 | 0 | 0 | 248555.5494 | 62678.3274 | 424927 | 0 | 0 | 0 | 0 | 671149.2422 | 328117.5752 | 0 | 0 | 0 | 0 | 0 | 0 | 0 | 0 | 0 | 0 | 0 | 0 | 0 | 0 | 0 | -127959.1047 | 14265.9815 | 0 | 0 | 0 | 0 | 0 | 0 | 0 | 0 | 0 | 0 | 0 | 0 | 0 | 0
2016-07-31 13:00 | 0 | 0 | 0 | 0 | 0 | 217088.9489 | 317130.8679 | 454237 | 0 | 0 | 0 | 0 | 736866.0774 | 342383.5568 | 0 | 0 | 0 | 0 | 0 | 0 | 0 | 0 | 0 | 0 | 0 | 0 | 0 | 0 | 0 | 65716.8352 | 14265.9815 | 0 | 0 | 0 | 0 | 0 | 0 | 0 | 0 | 0 | 0 | 0 | 0 | 0 | 0
2016-07-31 14:00 | 0 | 0 | 0 | 0 | 0 | 204199.4277 | 557456.6588 | 488251 | 0 | 0 | 0 | 0 | 996005.1824 | 356649.5383 | 0 | 0 | 0 | 0 | 0 | 0 | 0 | 0 | 0 | 0 | 0 | 0 | 0 | 0 | 0 | 259139.105 | 14265.9815 | 0 | 0 | 0 | 0 | 0 | 0 | 0 | 0 | 0 | 0 | 0 | 0 | 0 | 0
2016-07-31 15:00 | 0 | 0 | 0 | 0 | 0 | 0 | 692472.4411 | 521252 | 0 | 0 | 0 | 0 | 1152959.642 | 370915.5198 | 0 | 0 | 0 | 0 | 0 | 0 | 0 | 0 | 0 | 0 | 0 | 0 | 0 | 0 | 0 | 156954.4596 | 14265.9815 | 0 | 0 | 0 | 0 | 0 | 0 | 0 | 0 | 0 | 0 | 0 | 0 | 0 | 0
2016-07-31 16:00 | 0 | 0 | 0 | 0 | 0 | 0 | 738053.651 | 552152 | 0 | 0 | 0 | 0 | 1324595.3115 | 385181.5014 | 0 | 0 | 0 | 0 | 0 | 0 | 0 | 0 | 0 | 0 | 0 | 0 | 0 | 0 | 0 | 171635.6695 | 14265.9815 | 0 | 0 | 0 | 0 | 0 | 0 | 0 | 0 | 0 | 0 | 0 | 0 | 0 | 0
2016-07-31 17:00 | 0 | 0 | 0 | 0 | 0 | 0 | 746661.936 | 577859 | 0 | 0 | 0 | 0 | 1479132.266 | 399447.4829 | 0 | 0 | 0 | 0 | 0 | 0 | 0 | 0 | 0 | 0 | 0 | 0 | 0 | 0 | 0 | 154536.9545 | 14265.9815 | 0 | 0 | 0 | 0 | 0 | 0 | 0 | 0 | 0 | 0 | 0 | 0 | 0 | 0
2016-07-31 18:00 | 0 | 0 | 0 | 0 | 0 | 143630.2202 | 727909.8663 | 598135 | 0 | 0 | 0 | 0 | 1738271.3709 | 413713.4644 | 0 | 0 | 0 | 0 | 0 | 0 | 0 | 0 | 0 | 0 | 0 | 0 | 0 | 0 | 0 | 259139.105 | 14265.9815 | 0 | 0 | 0 | 0 | 0 | 0 | 0 | 0 | 0 | 0 | 0 | 0 | 0 | 0
2016-07-31 19:00 | 0 | 0 | 0 | 0 | 0 | 0 | 705124.4559 | 611955 | 0 | 0 | 0 | 0 | 1817174.8453 | 427979.446 | 0 | 0 | 0 | 0 | 0 | 0 | 0 | 0 | 0 | 0 | 0 | 0 | 0 | 0 | 0 | 78903.4744 | 14265.9815 | 0 | 0 | 0 | 0 | 0 | 0 | 0 | 0 | 0 | 0 | 0 | 0 | 0 | 0
2016-07-31 20:00 | 0 | 0 | 0 | 0 | 0 | 214419.9166 | 680510.1699 | 621525 | 0 | 0 | 0 | 0 | 2076313.9502 | 442245.4275 | 0 | 0 | 0 | 0 | 0 | 0 | 0 | 0 | 0 | 0 | 0 | 0 | 0 | 0 | 0 | 259139.105 | 14265.9815 | 0 | 0 | 0 | 0 | 0 | 0 | 0 | 0 | 0 | 0 | 0 | 0 | 0 | 0
2016-07-31 21:00 | 0 | 0 | 0 | 0 | 0 | 0 | 644536.6972 | 625838 | 0 | 0 | 0 | 0 | 2080746.6659 | 456511.409 | 0 | 0 | 0 | 0 | 0 | 0 | 0 | 0 | 0 | 0 | 0 | 0 | 0 | 0 | 0 | 4432.7157 | 14265.9815 | 0 | 0 | 0 | 0 | 0 | 0 | 0 | 0 | 0 | 0 | 0 | 0 | 0 | 0
2016-07-31 22:00 | 0 | 0 | 0 | 0 | 0 | 0 | 593692.9271 | 622856 | 0 | 0 | 0 | 0 | 2037317.6114 | 470777.3906 | 0 | 0 | 0 | 0 | 0 | 0 | 0 | 0 | 0 | 0 | 0 | 0 | 0 | 0 | 0 | -43429.0544 | 14265.9815 | 0 | 0 | 0 | 0 | 0 | 0 | 0 | 0 | 0 | 0 | 0 | 0 | 0 | 0
2016-07-31 23:00 | 0 | 0 | 0 | 0 | 0 | 0 | 511704.1202 | 612704 | 0 | 0 | 0 | 0 | 1922051.7501 | 485043.3721 | 0 | 0 | 0 | 0 | 0 | 0 | 0 | 0 | 0 | 0 | 0 | 0 | 0 | 0 | 0 | -115265.8613 | 14265.9815 | 0 | 0 | 0 | 0 | 0 | 0 | 0 | 0 | 0 | 0 | 0 | 0 | 0 | 0
2016-08-01 | 0 | 0 | 0 | 0 | 0 | 0 | 375101.3744 | 600594 | 0 | 0 | 0 | 0 | 1682293.143 | 499309.3536 | 0 | 0 | 0 | 0 | 0 | 0 | 0 | 0 | 0 | 0 | 0 | 0 | 0 | 0 | 0 | -239758.6072 | 14265.9815 | 0 | 0 | 0 | 0 | 0 | 0 | 0 | 0 | 0 | 0 | 0 | 0 | 0 | 0
2016-08-01 01:00 | 0 | 0 | 0 | 0 | 0 | 677112.3666 | 174938.3176 | 586283 | 0 | 0 | 0 | 0 | 1933794.8456 | 513575.3352 | 0 | 0 | 0 | 0 | 0 | 0 | 0 | 0 | 0 | 0 | 0 | 0 | 0 | 0 | 0 | 251501.7026 | 14265.9815 | 0 | 0 | 0 | 0 | 0 | 0 | 0 | 0 | 0 | 0 | 0 | 0 | 0 | 0
2016-08-01 02:00 | 0 | 0 | 0 | 0 | 0 | 751533.7512 | 9491.2947 | 562283 | 0 | 0 | 0 | 0 | 2118270.9099 | 527841.3167 | 0 | 0 | 0 | 0 | 0 | 0 | 0 | 0 | 0 | 0 | 0 | 0 | 0 | 0 | 0 | 184476.0643 | 14265.9815 | 0 | 0 | 0 | 0 | 0 | 0 | 0 | 0 | 0 | 0 | 0 | 0 | 0 | 0
2016-08-01 03:00 | 0 | 0 | 0 | 0 | 0 | 708604.5955 | 0 | 529962 | 0 | 0 | 0 | 0 | 2282647.5239 | 542107.2982 | 0 | 0 | 0 | 0 | 0 | 0 | 0 | 0 | 0 | 0 | 0 | 0 | 0 | 0 | 0 | 164376.6139 | 14265.9815 | 0 | 0 | 0 | 0 | 0 | 0 | 0 | 0 | 0 | 0 | 0 | 0 | 0 | 0
2016-08-01 04:00 | 0 | 0 | 0 | 0 | 0 | 645553.8087 | 0 | 496993 | 0 | 0 | 0 | 0 | 2416942.351 | 556373.2798 | 0 | 0 | 0 | 0 | 0 | 0 | 0 | 0 | 0 | 0 | 0 | 0 | 0 | 0 | 0 | 134294.8272 | 14265.9815 | 0 | 0 | 0 | 0 | 0 | 0 | 0 | 0 | 0 | 0 | 0 | 0 | 0 | 0
2016-08-01 05:00 | 0 | 0 | 0 | 0 | 0 | 593654.3062 | 0 | 468458 | 0 | 0 | 0 | 0 | 2527872.6757 | 570639.2613 | 0 | 0 | 0 | 0 | 0 | 0 | 0 | 0 | 0 | 0 | 0 | 0 | 0 | 0 | 0 | 110930.3246 | 14265.9815 | 0 | 0 | 0 | 0 | 0 | 0 | 0 | 0 | 0 | 0 | 0 | 0 | 0 | 0
2016-08-01 06:00 | 0 | 0 | 0 | 0 | 0 | 201290.8766 | 0 | 446164 | 0 | 0 | 0 | 0 | 2268733.5707 | 584905.2428 | 0 | 0 | 0 | 0 | 0 | 0 | 0 | 0 | 0 | 0 | 0 | 0 | 0 | 0 | 0 | -259139.105 | 14265.9815 | 0 | 0 | 0 | 0 | 0 | 0 | 0 | 0 | 0 | 0 | 0 | 0 | 0 | 0
2016-08-01 07:00 | 0 | 0 | 0 | 0 | 0 | 185329.8766 | 0 | 430203 | 0 | 0 | 0 | 0 | 2009594.4658 | 599171.2244 | 0 | 0 | 0 | 0 | 0 | 0 | 0 | 0 | 0 | 0 | 0 | 0 | 0 | 0 | 0 | -259139.105 | 14265.9815 | 0 | 0 | 0 | 0 | 0 | 0 | 0 | 0 | 0 | 0 | 0 | 0 | 0 | 0
2016-08-01 08:00 | 0 | 0 | 0 | 0 | 0 | 178578.8766 | 0 | 423452 | 0 | 0 | 0 | 0 | 1750455.3608 | 613437.2059 | 0 | 0 | 0 | 0 | 0 | 0 | 0 | 0 | 0 | 0 | 0 | 0 | 0 | 0 | 0 | -259139.105 | 14265.9815 | 0 | 0 | 0 | 0 | 0 | 0 | 0 | 0 | 0 | 0 | 0 | 0 | 0 | 0
2016-08-01 09:00 | 0 | 0 | 0 | 0 | 0 | 442588.1175 | 0 | 426831 | 0 | 0 | 0 | 0 | 1751946.4968 | 627703.1874 | 0 | 0 | 0 | 0 | 0 | 0 | 0 | 0 | 0 | 0 | 0 | 0 | 0 | 0 | 0 | 1491.1359 | 14265.9815 | 0 | 0 | 0 | 0 | 0 | 0 | 0 | 0 | 0 | 0 | 0 | 0 | 0 | 0
2016-08-01 10:00 | 0 | 0 | 0 | 0 | 0 | 418972.3728 | 0 | 441975 | 0 | 0 | 0 | 0 | 1714677.888 | 641969.169 | 0 | 0 | 0 | 0 | 0 | 0 | 0 | 0 | 0 | 0 | 0 | 0 | 0 | 0 | 0 | -37268.6088 | 14265.9815 | 0 | 0 | 0 | 0 | 0 | 0 | 0 | 0 | 0 | 0 | 0 | 0 | 0 | 0
2016-08-01 11:00 | 0 | 0 | 0 | 0 | 0 | 380836.294 | 0 | 460070 | 0 | 0 | 0 | 0 | 1621178.2005 | 656235.1505 | 0 | 0 | 0 | 0 | 0 | 0 | 0 | 0 | 0 | 0 | 0 | 0 | 0 | 0 | 0 | -93499.6875 | 14265.9815 | 0 | 0 | 0 | 0 | 0 | 0 | 0 | 0 | 0 | 0 | 0 | 0 | 0 | 0
2016-08-01 12:00 | 0 | 0 | 0 | 0 | 0 | 270611.2202 | 54048.5006 | 483963 | 0 | 0 | 0 | 0 | 1447608.9397 | 670501.132 | 0 | 0 | 0 | 0 | 0 | 0 | 0 | 0 | 0 | 0 | 0 | 0 | 0 | 0 | 0 | -173569.2607 | 14265.9815 | 0 | 0 | 0 | 0 | 0 | 0 | 0 | 0 | 0 | 0 | 0 | 0 | 0 | 0
2016-08-01 13:00 | 0 | 0 | 0 | 0 | 0 | 277972.052 | 314334.5454 | 514411 | 0 | 0 | 0 | 0 | 1511238.5556 | 684767.1136 | 0 | 0 | 0 | 0 | 0 | 0 | 0 | 0 | 0 | 0 | 0 | 0 | 0 | 0 | 0 | 63629.6159 | 14265.9815 | 0 | 0 | 0 | 0 | 0 | 0 | 0 | 0 | 0 | 0 | 0 | 0 | 0 | 0
2016-08-01 14:00 | 0 | 0 | 0 | 0 | 0 | 0 | 557413.7375 | 548025 | 0 | 0 | 0 | 0 | 1506361.3115 | 699033.0951 | 0 | 0 | 0 | 0 | 0 | 0 | 0 | 0 | 0 | 0 | 0 | 0 | 0 | 0 | 0 | -4877.2441 | 14265.9815 | 0 | 0 | 0 | 0 | 0 | 0 | 0 | 0 | 0 | 0 | 0 | 0 | 0 | 0
2016-08-01 15:00 | 0 | 0 | 0 | 0 | 0 | 0 | 678300.5413 | 581008 | 0 | 0 | 0 | 0 | 1589387.8713 | 713299.0766 | 0 | 0 | 0 | 0 | 0 | 0 | 0 | 0 | 0 | 0 | 0 | 0 | 0 | 0 | 0 | 83026.5598 | 14265.9815 | 0 | 0 | 0 | 0 | 0 | 0 | 0 | 0 | 0 | 0 | 0 | 0 | 0 | 0
2016-08-01 16:00 | 0 | 0 | 0 | 0 | 0 | 0 | 734447.965 | 609100 | 0 | 0 | 0 | 0 | 1700469.8548 | 727565.0581 | 0 | 0 | 0 | 0 | 0 | 0 | 0 | 0 | 0 | 0 | 0 | 0 | 0 | 0 | 0 | 111081.9835 | 14265.9815 | 0 | 0 | 0 | 0 | 0 | 0 | 0 | 0 | 0 | 0 | 0 | 0 | 0 | 0
2016-08-01 17:00 | 0 | 0 | 0 | 0 | 0 | 0 | 750029.9259 | 633495 | 0 | 0 | 0 | 0 | 1802738.7991 | 741831.0397 | 0 | 0 | 0 | 0 | 0 | 0 | 0 | 0 | 0 | 0 | 0 | 0 | 0 | 0 | 0 | 102268.9444 | 14265.9815 | 0 | 0 | 0 | 0 | 0 | 0 | 0 | 0 | 0 | 0 | 0 | 0 | 0 | 0
2016-08-01 18:00 | 0 | 0 | 0 | 0 | 0 | 0 | 742191.4992 | 652822 | 0 | 0 | 0 | 0 | 1877842.3168 | 756097.0212 | 0 | 0 | 0 | 0 | 0 | 0 | 0 | 0 | 0 | 0 | 0 | 0 | 0 | 0 | 0 | 75103.5177 | 14265.9815 | 0 | 0 | 0 | 0 | 0 | 0 | 0 | 0 | 0 | 0 | 0 | 0 | 0 | 0
2016-08-01 19:00 | 0 | 0 | 0 | 0 | 0 | 0 | 723148.9686 | 666006 | 0 | 0 | 0 | 0 | 1920719.3039 | 770363.0027 | 0 | 0 | 0 | 0 | 0 | 0 | 0 | 0 | 0 | 0 | 0 | 0 | 0 | 0 | 0 | 42876.987 | 14265.9815 | 0 | 0 | 0 | 0 | 0 | 0 | 0 | 0 | 0 | 0 | 0 | 0 | 0 | 0
2016-08-01 20:00 | 0 | 0 | 0 | 0 | 0 | 247442.7798 | 700572.3067 | 674610 | 0 | 0 | 0 | 0 | 2179858.4088 | 784628.9843 | 0 | 0 | 0 | 0 | 0 | 0 | 0 | 0 | 0 | 0 | 0 | 0 | 0 | 0 | 0 | 259139.105 | 14265.9815 | 0 | 0 | 0 | 0 | 0 | 0 | 0 | 0 | 0 | 0 | 0 | 0 | 0 | 0
2016-08-01 21:00 | 0 | 0 | 0 | 0 | 0 | 285850.6511 | 664599.4354 | 677045 | 0 | 0 | 0 | 0 | 2438997.5138 | 798894.9658 | 0 | 0 | 0 | 0 | 0 | 0 | 0 | 0 | 0 | 0 | 0 | 0 | 0 | 0 | 0 | 259139.105 | 14265.9815 | 0 | 0 | 0 | 0 | 0 | 0 | 0 | 0 | 0 | 0 | 0 | 0 | 0 | 0
2016-08-01 22:00 | 0 | 0 | 0 | 0 | 0 | 288155.0585 | 612477.5838 | 670787 | 0 | 0 | 0 | 0 | 2654577.1745 | 813160.9473 | 0 | 0 | 0 | 0 | 0 | 0 | 0 | 0 | 0 | 0 | 0 | 0 | 0 | 0 | 0 | 215579.6608 | 14265.9815 | 0 | 0 | 0 | 0 | 0 | 0 | 0 | 0 | 0 | 0 | 0 | 0 | 0 | 0
2016-08-01 23:00 | 0 | 0 | 0 | 0 | 0 | 289580.3308 | 521078.5312 | 657844 | 0 | 0 | 0 | 0 | 2793126.0551 | 827426.9289 | 0 | 0 | 0 | 0 | 0 | 0 | 0 | 0 | 0 | 0 | 0 | 0 | 0 | 0 | 0 | 138548.8805 | 14265.9815 | 0 | 0 | 0 | 0 | 0 | 0 | 0 | 0 | 0 | 0 | 0 | 0 | 0 | 0
2016-08-02 | 0 | 0 | 0 | 0 | 0 | 347958.112 | 377259.7241 | 641335 | 0 | 0 | 0 | 0 | 2862742.9097 | 841692.9104 | 0 | 0 | 0 | 0 | 0 | 0 | 0 | 0 | 0 | 0 | 0 | 0 | 0 | 0 | 0 | 69616.8546 | 14265.9815 | 0 | 0 | 0 | 0 | 0 | 0 | 0 | 0 | 0 | 0 | 0 | 0 | 0 | 0
2016-08-02 01:00 | 0 | 0 | 0 | 0 | 0 | 491694.9518 | 177316.6646 | 622717 | 0 | 0 | 0 | 0 | 2894771.5446 | 855958.8919 | 0 | 0 | 0 | 0 | 0 | 0 | 0 | 0 | 0 | 0 | 0 | 0 | 0 | 0 | 0 | 32028.6349 | 14265.9815 | 0 | 0 | 0 | 0 | 0 | 0 | 0 | 0 | 0 | 0 | 0 | 0 | 0 | 0
2016-08-02 02:00 | 0 | 0 | 0 | 0 | 0 | 557733.0324 | 8309.1101 | 592757 | 0 | 0 | 0 | 0 | 2853790.7056 | 870224.8735 | 0 | 0 | 0 | 0 | 0 | 0 | 0 | 0 | 0 | 0 | 0 | 0 | 0 | 0 | 0 | -40980.8391 | 14265.9815 | 0 | 0 | 0 | 0 | 0 | 0 | 0 | 0 | 0 | 0 | 0 | 0 | 0 | 0
2016-08-02 03:00 | 0 | 0 | 0 | 0 | 0 | 552274.3602 | 0 | 554537 | 0 | 0 | 0 | 0 | 2837262.0842 | 884490.855 | 0 | 0 | 0 | 0 | 0 | 0 | 0 | 0 | 0 | 0 | 0 | 0 | 0 | 0 | 0 | -16528.6213 | 14265.9815 | 0 | 0 | 0 | 0 | 0 | 0 | 0 | 0 | 0 | 0 | 0 | 0 | 0 | 0
2016-08-02 04:00 | 0 | 0 | 0 | 0 | 0 | 512844.9208 | 0 | 516692 | 0 | 0 | 0 | 0 | 2819149.0235 | 898756.8365 | 0 | 0 | 0 | 0 | 0 | 0 | 0 | 0 | 0 | 0 | 0 | 0 | 0 | 0 | 0 | -18113.0608 | 14265.9815 | 0 | 0 | 0 | 0 | 0 | 0 | 0 | 0 | 0 | 0 | 0 | 0 | 0 | 0
2016-08-02 05:00 | 0 | 0 | 0 | 0 | 0 | 469729.6229 | 0 | 485217 | 0 | 0 | 0 | 0 | 2789395.6648 | 913022.8181 | 0 | 0 | 0 | 0 | 0 | 0 | 0 | 0 | 0 | 0 | 0 | 0 | 0 | 0 | 0 | -29753.3587 | 14265.9815 | 0 | 0 | 0 | 0 | 0 | 0 | 0 | 0 | 0 | 0 | 0 | 0 | 0 | 0
2016-08-02 06:00 | 0 | 0 | 0 | 0 | 0 | 435063.5178 | 0 | 459636 | 0 | 0 | 0 | 0 | 2750557.2011 | 927288.7996 | 0 | 0 | 0 | 0 | 0 | 0 | 0 | 0 | 0 | 0 | 0 | 0 | 0 | 0 | 0 | -38838.4637 | 14265.9815 | 0 | 0 | 0 | 0 | 0 | 0 | 0 | 0 | 0 | 0 | 0 | 0 | 0 | 0
2016-08-02 07:00 | 0 | 0 | 0 | 0 | 0 | 417867.0519 | 0 | 441125 | 0 | 0 | 0 | 0 | 2713033.2715 | 941554.7811 | 0 | 0 | 0 | 0 | 0 | 0 | 0 | 0 | 0 | 0 | 0 | 0 | 0 | 0 | 0 | -37523.9297 | 14265.9815 | 0 | 0 | 0 | 0 | 0 | 0 | 0 | 0 | 0 | 0 | 0 | 0 | 0 | 0
2016-08-02 08:00 | 0 | 0 | 0 | 0 | 0 | 407346.8861 | 0 | 432409 | 0 | 0 | 0 | 0 | 2673705.176 | 955820.7627 | 0 | 0 | 0 | 0 | 0 | 0 | 0 | 0 | 0 | 0 | 0 | 0 | 0 | 0 | 0 | -39328.0955 | 14265.9815 | 0 | 0 | 0 | 0 | 0 | 0 | 0 | 0 | 0 | 0 | 0 | 0 | 0 | 0
2016-08-02 09:00 | 0 | 0 | 0 | 0 | 0 | 371858.282 | 0 | 435990 | 0 | 0 | 0 | 0 | 2595307.4764 | 970086.7442 | 0 | 0 | 0 | 0 | 0 | 0 | 0 | 0 | 0 | 0 | 0 | 0 | 0 | 0 | 0 | -78397.6996 | 14265.9815 | 0 | 0 | 0 | 0 | 0 | 0 | 0 | 0 | 0 | 0 | 0 | 0 | 0 | 0
2016-08-02 10:00 | 0 | 0 | 0 | 0 | 0 | 327143.999 | 0 | 451272 | 0 | 0 | 0 | 0 | 2456913.4939 | 984352.7257 | 0 | 0 | 0 | 0 | 0 | 0 | 0 | 0 | 0 | 0 | 0 | 0 | 0 | 0 | 0 | -138393.9825 | 14265.9815 | 0 | 0 | 0 | 0 | 0 | 0 | 0 | 0 | 0 | 0 | 0 | 0 | 0 | 0
2016-08-02 11:00 | 0 | 0 | 0 | 0 | 0 | 279225.5653 | 0 | 468913 | 0 | 0 | 0 | 0 | 2252960.0777 | 998618.7073 | 0 | 0 | 0 | 0 | 0 | 0 | 0 | 0 | 0 | 0 | 0 | 0 | 0 | 0 | 0 | -203953.4162 | 14265.9815 | 0 | 0 | 0 | 0 | 0 | 0 | 0 | 0 | 0 | 0 | 0 | 0 | 0 | 0
2016-08-02 12:00 | 0 | 0 | 0 | 0 | 0 | 160977.0433 | 49853.652 | 489949 | 0 | 0 | 0 | 0 | 1993820.9727 | 978639.5075 | 0 | 0 | 0 | 0 | 0 | 0 | 0 | 0 | 0 | 0 | 0 | 0 | 0 | 0 | 0 | -259139.105 | 0 | 19979.1997 | 0 | 0 | 0 | 0 | 0 | 0 | 0 | 0 | 0 | 0 | 0 | 0 | 0
2016-08-02 13:00 | 0 | 0 | 0 | 0 | 0 | 120572.7513 | 330695.5912 | 517096 | 0 | 0 | 0 | 0 | 1913727.3337 | 992905.4891 | 0 | 0 | 0 | 0 | 0 | 0 | 0 | 0 | 0 | 0 | 0 | 0 | 0 | 0 | 0 | -80093.6391 | 14265.9815 | 0 | 0 | 0 | 0 | 0 | 0 | 0 | 0 | 0 | 0 | 0 | 0 | 0 | 0
2016-08-02 14:00 | 0 | 0 | 0 | 0 | 0 | 129721.045 | 570723.2714 | 549361 | 0 | 0 | 0 | 0 | 2050544.6685 | 1007171.4706 | 0 | 0 | 0 | 0 | 0 | 0 | 0 | 0 | 0 | 0 | 0 | 0 | 0 | 0 | 0 | 136817.3349 | 14265.9815 | 0 | 0 | 0 | 0 | 0 | 0 | 0 | 0 | 0 | 0 | 0 | 0 | 0 | 0
2016-08-02 15:00 | 0 | 0 | 0 | 0 | 0 | 115938.3367 | 694061.1778 | 581580 | 0 | 0 | 0 | 0 | 2264698.2015 | 1021437.4521 | 0 | 0 | 0 | 0 | 0 | 0 | 0 | 0 | 0 | 0 | 0 | 0 | 0 | 0 | 0 | 214153.533 | 14265.9815 | 0 | 0 | 0 | 0 | 0 | 0 | 0 | 0 | 0 | 0 | 0 | 0 | 0 | 0
2016-08-02 16:00 | 0 | 0 | 0 | 0 | 0 | 91305.0852 | 739333.0913 | 609773 | 0 | 0 | 0 | 0 | 2471297.3965 | 1035703.4337 | 0 | 0 | 0 | 0 | 0 | 0 | 0 | 0 | 0 | 0 | 0 | 0 | 0 | 0 | 0 | 206599.195 | 14265.9815 | 0 | 0 | 0 | 0 | 0 | 0 | 0 | 0 | 0 | 0 | 0 | 0 | 0 | 0
2016-08-02 17:00 | 0 | 0 | 0 | 0 | 0 | 79636.9663 | 742103.6706 | 634098 | 0 | 0 | 0 | 0 | 2644674.0518 | 1049969.4152 | 0 | 0 | 0 | 0 | 0 | 0 | 0 | 0 | 0 | 0 | 0 | 0 | 0 | 0 | 0 | 173376.6553 | 14265.9815 | 0 | 0 | 0 | 0 | 0 | 0 | 0 | 0 | 0 | 0 | 0 | 0 | 0 | 0
2016-08-02 18:00 | 0 | 0 | 0 | 0 | 0 | 77222.7733 | 723897.7305 | 653280 | 0 | 0 | 0 | 0 | 2778248.5741 | 1064235.3967 | 0 | 0 | 0 | 0 | 0 | 0 | 0 | 0 | 0 | 0 | 0 | 0 | 0 | 0 | 0 | 133574.5223 | 14265.9815 | 0 | 0 | 0 | 0 | 0 | 0 | 0 | 0 | 0 | 0 | 0 | 0 | 0 | 0
2016-08-02 19:00 | 0 | 0 | 0 | 0 | 0 | 81228.1191 | 694040.8357 | 663366 | 0 | 0 | 0 | 0 | 2875885.5474 | 1078501.3783 | 0 | 0 | 0 | 0 | 0 | 0 | 0 | 0 | 0 | 0 | 0 | 0 | 0 | 0 | 0 | 97636.9733 | 14265.9815 | 0 | 0 | 0 | 0 | 0 | 0 | 0 | 0 | 0 | 0 | 0 | 0 | 0 | 0
2016-08-02 20:00 | 0 | 0 | 0 | 0 | 0 | 6190.4099 | 661139.0269 | 670381 | 0 | 0 | 0 | 0 | 2858568.0026 | 1092767.3598 | 0 | 0 | 0 | 0 | 0 | 0 | 0 | 0 | 0 | 0 | 0 | 0 | 0 | 0 | 0 | -17317.5448 | 14265.9815 | 0 | 0 | 0 | 0 | 0 | 0 | 0 | 0 | 0 | 0 | 0 | 0 | 0 | 0
2016-08-02 21:00 | 0 | 0 | 0 | 0 | 0 | 100314.1861 | 620798.7652 | 672154 | 0 | 0 | 0 | 0 | 2893260.9724 | 1107033.3413 | 0 | 0 | 0 | 0 | 0 | 0 | 0 | 0 | 0 | 0 | 0 | 0 | 0 | 0 | 0 | 34692.9698 | 14265.9815 | 0 | 0 | 0 | 0 | 0 | 0 | 0 | 0 | 0 | 0 | 0 | 0 | 0 | 0
2016-08-02 22:00 | 0 | 0 | 0 | 0 | 0 | 114551.3303 | 567787.2235 | 666562 | 0 | 0 | 0 | 0 | 2894771.5446 | 1121299.3229 | 0 | 0 | 0 | 0 | 0 | 0 | 0 | 0 | 0 | 0 | 0 | 0 | 0 | 0 | 0 | 1510.5722 | 14265.9815 | 0 | 0 | 0 | 0 | 0 | 0 | 0 | 0 | 0 | 0 | 0 | 0 | 0 | 0
2016-08-02 23:00 | 0 | 0 | 0 | 0 | 0 | 141804.6876 | 490908.9094 | 652378 | 0 | 0 | 0 | 0 | 2860841.1601 | 1135565.3044 | 0 | 0 | 0 | 0 | 0 | 0 | 0 | 0 | 0 | 0 | 0 | 0 | 0 | 0 | 0 | -33930.3845 | 14265.9815 | 0 | 0 | 0 | 0 | 0 | 0 | 0 | 0 | 0 | 0 | 0 | 0 | 0 | 0
2016-08-03 | 0 | 0 | 0 | 0 | 0 | 199991.8183 | 365067.0407 | 635814 | 0 | 0 | 0 | 0 | 2775820.0375 | 1149831.2859 | 0 | 0 | 0 | 0 | 0 | 0 | 0 | 0 | 0 | 0 | 0 | 0 | 0 | 0 | 0 | -85021.1226 | 14265.9815 | 0 | 0 | 0 | 0 | 0 | 0 | 0 | 0 | 0 | 0 | 0 | 0 | 0 | 0
2016-08-03 01:00 | 0 | 0 | 0 | 0 | 0 | 355181.2945 | 180305.9248 | 617329 | 0 | 0 | 0 | 0 | 2679712.2752 | 1164097.2675 | 0 | 0 | 0 | 0 | 0 | 0 | 0 | 0 | 0 | 0 | 0 | 0 | 0 | 0 | 0 | -96107.7623 | 14265.9815 | 0 | 0 | 0 | 0 | 0 | 0 | 0 | 0 | 0 | 0 | 0 | 0 | 0 | 0
2016-08-03 02:00 | 0 | 0 | 0 | 0 | 0 | 451277.9581 | 8256.088 | 587534 | 0 | 0 | 0 | 0 | 2537446.3399 | 1178363.249 | 0 | 0 | 0 | 0 | 0 | 0 | 0 | 0 | 0 | 0 | 0 | 0 | 0 | 0 | 0 | -142265.9354 | 14265.9815 | 0 | 0 | 0 | 0 | 0 | 0 | 0 | 0 | 0 | 0 | 0 | 0 | 0 | 0
2016-08-03 03:00 | 0 | 0 | 0 | 0 | 0 | 467292.9484 | 0 | 548730 | 0 | 0 | 0 | 0 | 2441743.3068 | 1192629.2305 | 0 | 0 | 0 | 0 | 0 | 0 | 0 | 0 | 0 | 0 | 0 | 0 | 0 | 0 | 0 | -95703.0331 | 14265.9815 | 0 | 0 | 0 | 0 | 0 | 0 | 0 | 0 | 0 | 0 | 0 | 0 | 0 | 0
2016-08-03 04:00 | 0 | 0 | 0 | 0 | 0 | 452852.5292 | 0 | 512360 | 0 | 0 | 0 | 0 | 2367969.8544 | 1206895.2121 | 0 | 0 | 0 | 0 | 0 | 0 | 0 | 0 | 0 | 0 | 0 | 0 | 0 | 0 | 0 | -73773.4524 | 14265.9815 | 0 | 0 | 0 | 0 | 0 | 0 | 0 | 0 | 0 | 0 | 0 | 0 | 0 | 0
2016-08-03 05:00 | 0 | 0 | 0 | 0 | 0 | 434361.5072 | 0 | 481561 | 0 | 0 | 0 | 0 | 2306504.3801 | 1221161.1936 | 0 | 0 | 0 | 0 | 0 | 0 | 0 | 0 | 0 | 0 | 0 | 0 | 0 | 0 | 0 | -61465.4743 | 14265.9815 | 0 | 0 | 0 | 0 | 0 | 0 | 0 | 0 | 0 | 0 | 0 | 0 | 0 | 0
2016-08-03 06:00 | 0 | 0 | 0 | 0 | 0 | 421445.8167 | 0 | 456311 | 0 | 0 | 0 | 0 | 2257373.2153 | 1235427.1751 | 0 | 0 | 0 | 0 | 0 | 0 | 0 | 0 | 0 | 0 | 0 | 0 | 0 | 0 | 0 | -49131.1648 | 14265.9815 | 0 | 0 | 0 | 0 | 0 | 0 | 0 | 0 | 0 | 0 | 0 | 0 | 0 | 0
2016-08-03 07:00 | 0 | 0 | 0 | 0 | 0 | 402345.3586 | 0 | 438423 | 0 | 0 | 0 | 0 | 2207029.5923 | 1249693.1567 | 0 | 0 | 0 | 0 | 0 | 0 | 0 | 0 | 0 | 0 | 0 | 0 | 0 | 0 | 0 | -50343.623 | 14265.9815 | 0 | 0 | 0 | 0 | 0 | 0 | 0 | 0 | 0 | 0 | 0 | 0 | 0 | 0
2016-08-03 08:00 | 0 | 0 | 0 | 0 | 0 | 383797.6864 | 0 | 429382 | 0 | 0 | 0 | 0 | 2147179.2971 | 1263959.1382 | 0 | 0 | 0 | 0 | 0 | 0 | 0 | 0 | 0 | 0 | 0 | 0 | 0 | 0 | 0 | -59850.2951 | 14265.9815 | 0 | 0 | 0 | 0 | 0 | 0 | 0 | 0 | 0 | 0 | 0 | 0 | 0 | 0
2016-08-03 09:00 | 0 | 0 | 0 | 0 | 0 | 361334.141 | 0 | 432012 | 0 | 0 | 0 | 0 | 2062235.4566 | 1278225.1197 | 0 | 0 | 0 | 0 | 0 | 0 | 0 | 0 | 0 | 0 | 0 | 0 | 0 | 0 | 0 | -84943.8405 | 14265.9815 | 0 | 0 | 0 | 0 | 0 | 0 | 0 | 0 | 0 | 0 | 0 | 0 | 0 | 0
2016-08-03 10:00 | 0 | 0 | 0 | 0 | 0 | 344159.4903 | 0 | 446890 | 0 | 0 | 0 | 0 | 1945238.9654 | 1292491.1013 | 0 | 0 | 0 | 0 | 0 | 0 | 0 | 0 | 0 | 0 | 0 | 0 | 0 | 0 | 0 | -116996.4913 | 14265.9815 | 0 | 0 | 0 | 0 | 0 | 0 | 0 | 0 | 0 | 0 | 0 | 0 | 0 | 0
2016-08-03 11:00 | 0 | 0 | 0 | 0 | 0 | 332549.8431 | 0 | 465284 | 0 | 0 | 0 | 0 | 1798238.8269 | 1306757.0828 | 0 | 0 | 0 | 0 | 0 | 0 | 0 | 0 | 0 | 0 | 0 | 0 | 0 | 0 | 0 | -147000.1384 | 14265.9815 | 0 | 0 | 0 | 0 | 0 | 0 | 0 | 0 | 0 | 0 | 0 | 0 | 0 | 0
2016-08-03 12:00 | 0 | 0 | 0 | 0 | 0 | 233096.8641 | 40603.915 | 486959 | 0 | 0 | 0 | 0 | 1570714.6245 | 1321023.0643 | 0 | 0 | 0 | 0 | 0 | 0 | 0 | 0 | 0 | 0 | 0 | 0 | 0 | 0 | 0 | -227524.2024 | 14265.9815 | 0 | 0 | 0 | 0 | 0 | 0 | 0 | 0 | 0 | 0 | 0 | 0 | 0 | 0
2016-08-03 13:00 | 0 | 0 | 0 | 0 | 0 | 14090.8807 | 286495.1899 | 514567 | 0 | 0 | 0 | 0 | 1342467.7136 | 1335289.0459 | 0 | 0 | 0 | 0 | 0 | 0 | 0 | 0 | 0 | 0 | 0 | 0 | 0 | 0 | 0 | -228246.9109 | 14265.9815 | 0 | 0 | 0 | 0 | 0 | 0 | 0 | 0 | 0 | 0 | 0 | 0 | 0 | 0
2016-08-03 14:00 | 0 | 0 | 0 | 0 | 0 | 0 | 506955.1554 | 547136 | 0 | 0 | 0 | 0 | 1288020.8874 | 1349555.0274 | 0 | 0 | 0 | 0 | 0 | 0 | 0 | 0 | 0 | 0 | 0 | 0 | 0 | 0 | 0 | -54446.8262 | 14265.9815 | 0 | 0 | 0 | 0 | 0 | 0 | 0 | 0 | 0 | 0 | 0 | 0 | 0 | 0
2016-08-03 15:00 | 0 | 0 | 0 | 0 | 0 | 0 | 647195.9407 | 580434 | 0 | 0 | 0 | 0 | 1340516.8466 | 1363821.0089 | 0 | 0 | 0 | 0 | 0 | 0 | 0 | 0 | 0 | 0 | 0 | 0 | 0 | 0 | 0 | 52495.9592 | 14265.9815 | 0 | 0 | 0 | 0 | 0 | 0 | 0 | 0 | 0 | 0 | 0 | 0 | 0 | 0
2016-08-03 16:00 | 0 | 0 | 0 | 0 | 0 | 0 | 711812.4572 | 610440 | 0 | 0 | 0 | 0 | 1427623.3223 | 1378086.9904 | 0 | 0 | 0 | 0 | 0 | 0 | 0 | 0 | 0 | 0 | 0 | 0 | 0 | 0 | 0 | 87106.4757 | 14265.9815 | 0 | 0 | 0 | 0 | 0 | 0 | 0 | 0 | 0 | 0 | 0 | 0 | 0 | 0
2016-08-03 17:00 | 0 | 0 | 0 | 0 | 0 | 0 | 720129.1096 | 636024 | 0 | 0 | 0 | 0 | 1497462.4503 | 1392352.972 | 0 | 0 | 0 | 0 | 0 | 0 | 0 | 0 | 0 | 0 | 0 | 0 | 0 | 0 | 0 | 69839.128 | 14265.9815 | 0 | 0 | 0 | 0 | 0 | 0 | 0 | 0 | 0 | 0 | 0 | 0 | 0 | 0
2016-08-03 18:00 | 0 | 0 | 0 | 0 | 0 | 0 | 706339.1676 | 656420 | 0 | 0 | 0 | 0 | 1533115.6364 | 1406618.9535 | 0 | 0 | 0 | 0 | 0 | 0 | 0 | 0 | 0 | 0 | 0 | 0 | 0 | 0 | 0 | 35653.186 | 14265.9815 | 0 | 0 | 0 | 0 | 0 | 0 | 0 | 0 | 0 | 0 | 0 | 0 | 0 | 0
2016-08-03 19:00 | 0 | 0 | 0 | 0 | 0 | 0 | 682070.055 | 671477 | 0 | 0 | 0 | 0 | 1529442.7099 | 1420884.935 | 0 | 0 | 0 | 0 | 0 | 0 | 0 | 0 | 0 | 0 | 0 | 0 | 0 | 0 | 0 | -3672.9265 | 14265.9815 | 0 | 0 | 0 | 0 | 0 | 0 | 0 | 0 | 0 | 0 | 0 | 0 | 0 | 0
2016-08-03 20:00 | 0 | 0 | 0 | 0 | 0 | 0 | 653216.538 | 681036 | 0 | 0 | 0 | 0 | 1487357.2664 | 1435150.9166 | 0 | 0 | 0 | 0 | 0 | 0 | 0 | 0 | 0 | 0 | 0 | 0 | 0 | 0 | 0 | -42085.4435 | 14265.9815 | 0 | 0 | 0 | 0 | 0 | 0 | 0 | 0 | 0 | 0 | 0 | 0 | 0 | 0
2016-08-03 21:00 | 0 | 0 | 0 | 0 | 0 | 0 | 615761.8525 | 683380 | 0 | 0 | 0 | 0 | 1405473.1374 | 1449416.8981 | 0 | 0 | 0 | 0 | 0 | 0 | 0 | 0 | 0 | 0 | 0 | 0 | 0 | 0 | 0 | -81884.129 | 14265.9815 | 0 | 0 | 0 | 0 | 0 | 0 | 0 | 0 | 0 | 0 | 0 | 0 | 0 | 0
2016-08-03 22:00 | 0 | 0 | 0 | 0 | 0 | 0 | 568184.9354 | 677806 | 0 | 0 | 0 | 0 | 1281586.0913 | 1463682.8796 | 0 | 0 | 0 | 0 | 0 | 0 | 0 | 0 | 0 | 0 | 0 | 0 | 0 | 0 | 0 | -123887.0461 | 14265.9815 | 0 | 0 | 0 | 0 | 0 | 0 | 0 | 0 | 0 | 0 | 0 | 0 | 0 | 0
2016-08-03 23:00 | 0 | 0 | 0 | 0 | 0 | 0 | 478208.2756 | 663640 | 0 | 0 | 0 | 0 | 1081888.3854 | 1477948.8612 | 0 | 0 | 0 | 0 | 0 | 0 | 0 | 0 | 0 | 0 | 0 | 0 | 0 | 0 | 0 | -199697.7059 | 14265.9815 | 0 | 0 | 0 | 0 | 0 | 0 | 0 | 0 | 0 | 0 | 0 | 0 | 0 | 0
2016-08-04 | 0 | 0 | 0 | 0 | 0 | 559257.278 | 343559.3284 | 647265 | 0 | 0 | 0 | 0 | 1323174.0102 | 1492214.8427 | 0 | 0 | 0 | 0 | 0 | 0 | 0 | 0 | 0 | 0 | 0 | 0 | 0 | 0 | 0 | 241285.6249 | 14265.9815 | 0 | 0 | 0 | 0 | 0 | 0 | 0 | 0 | 0 | 0 | 0 | 0 | 0 | 0
2016-08-04 01:00 | 0 | 0 | 0 | 0 | 0 | 706594.2309 | 160370.6949 | 629193 | 0 | 0 | 0 | 0 | 1546679.9545 | 1506480.8242 | 0 | 0 | 0 | 0 | 0 | 0 | 0 | 0 | 0 | 0 | 0 | 0 | 0 | 0 | 0 | 223505.9443 | 14265.9815 | 0 | 0 | 0 | 0 | 0 | 0 | 0 | 0 | 0 | 0 | 0 | 0 | 0 | 0
2016-08-04 02:00 | 0 | 0 | 0 | 0 | 0 | 763510.0892 | 7792.1956 | 597187 | 0 | 0 | 0 | 0 | 1706529.2578 | 1520746.8058 | 0 | 0 | 0 | 0 | 0 | 0 | 0 | 0 | 0 | 0 | 0 | 0 | 0 | 0 | 0 | 159849.3033 | 14265.9815 | 0 | 0 | 0 | 0 | 0 | 0 | 0 | 0 | 0 | 0 | 0 | 0 | 0 | 0
2016-08-04 03:00 | 0 | 0 | 0 | 0 | 0 | 313483.8766 | 0 | 558357 | 0 | 0 | 0 | 0 | 1447390.1528 | 1535012.7873 | 0 | 0 | 0 | 0 | 0 | 0 | 0 | 0 | 0 | 0 | 0 | 0 | 0 | 0 | 0 | -259139.105 | 14265.9815 | 0 | 0 | 0 | 0 | 0 | 0 | 0 | 0 | 0 | 0 | 0 | 0 | 0 | 0
2016-08-04 04:00 | 0 | 0 | 0 | 0 | 0 | 703137.5599 | 0 | 521327 | 0 | 0 | 0 | 0 | 1614934.7312 | 1549278.7688 | 0 | 0 | 0 | 0 | 0 | 0 | 0 | 0 | 0 | 0 | 0 | 0 | 0 | 0 | 0 | 167544.5784 | 14265.9815 | 0 | 0 | 0 | 0 | 0 | 0 | 0 | 0 | 0 | 0 | 0 | 0 | 0 | 0
2016-08-04 05:00 | 0 | 0 | 0 | 0 | 0 | 245675.8766 | 0 | 490549 | 0 | 0 | 0 | 0 | 1355795.6263 | 1563544.7504 | 0 | 0 | 0 | 0 | 0 | 0 | 0 | 0 | 0 | 0 | 0 | 0 | 0 | 0 | 0 | -259139.105 | 14265.9815 | 0 | 0 | 0 | 0 | 0 | 0 | 0 | 0 | 0 | 0 | 0 | 0 | 0 | 0
2016-08-04 06:00 | 0 | 0 | 0 | 0 | 0 | 642331.1956 | 0 | 462055 | 0 | 0 | 0 | 0 | 1521805.8404 | 1577810.7319 | 0 | 0 | 0 | 0 | 0 | 0 | 0 | 0 | 0 | 0 | 0 | 0 | 0 | 0 | 0 | 166010.2141 | 14265.9815 | 0 | 0 | 0 | 0 | 0 | 0 | 0 | 0 | 0 | 0 | 0 | 0 | 0 | 0
2016-08-04 07:00 | 0 | 0 | 0 | 0 | 0 | 198158.8766 | 0 | 443032 | 0 | 0 | 0 | 0 | 1262666.7354 | 1592076.7134 | 0 | 0 | 0 | 0 | 0 | 0 | 0 | 0 | 0 | 0 | 0 | 0 | 0 | 0 | 0 | -259139.105 | 14265.9815 | 0 | 0 | 0 | 0 | 0 | 0 | 0 | 0 | 0 | 0 | 0 | 0 | 0 | 0
2016-08-04 08:00 | 0 | 0 | 0 | 0 | 0 | 585911.097 | 0 | 433845 | 0 | 0 | 0 | 0 | 1400466.8509 | 1606342.695 | 0 | 0 | 0 | 0 | 0 | 0 | 0 | 0 | 0 | 0 | 0 | 0 | 0 | 0 | 0 | 137800.1155 | 14265.9815 | 0 | 0 | 0 | 0 | 0 | 0 | 0 | 0 | 0 | 0 | 0 | 0 | 0 | 0
2016-08-04 09:00 | 0 | 0 | 0 | 0 | 0 | 192122.8766 | 0 | 436996 | 0 | 0 | 0 | 0 | 1141327.746 | 1620608.6765 | 0 | 0 | 0 | 0 | 0 | 0 | 0 | 0 | 0 | 0 | 0 | 0 | 0 | 0 | 0 | -259139.105 | 14265.9815 | 0 | 0 | 0 | 0 | 0 | 0 | 0 | 0 | 0 | 0 | 0 | 0 | 0 | 0
2016-08-04 10:00 | 0 | 0 | 0 | 0 | 0 | 527936.3461 | 0 | 452952 | 0 | 0 | 0 | 0 | 1202046.1106 | 1634874.658 | 0 | 0 | 0 | 0 | 0 | 0 | 0 | 0 | 0 | 0 | 0 | 0 | 0 | 0 | 0 | 60718.3646 | 14265.9815 | 0 | 0 | 0 | 0 | 0 | 0 | 0 | 0 | 0 | 0 | 0 | 0 | 0 | 0
2016-08-04 11:00 | 0 | 0 | 0 | 0 | 0 | 495572.3941 | 0 | 471032 | 0 | 0 | 0 | 0 | 1212320.5231 | 1649140.6396 | 0 | 0 | 0 | 0 | 0 | 0 | 0 | 0 | 0 | 0 | 0 | 0 | 0 | 0 | 0 | 10274.4125 | 14265.9815 | 0 | 0 | 0 | 0 | 0 | 0 | 0 | 0 | 0 | 0 | 0 | 0 | 0 | 0
2016-08-04 12:00 | 0 | 0 | 0 | 0 | 0 | 384778.0676 | 43710.1952 | 492757 | 0 | 0 | 0 | 0 | 1133785.8044 | 1663406.6211 | 0 | 0 | 0 | 0 | 0 | 0 | 0 | 0 | 0 | 0 | 0 | 0 | 0 | 0 | 0 | -78534.7187 | 14265.9815 | 0 | 0 | 0 | 0 | 0 | 0 | 0 | 0 | 0 | 0 | 0 | 0 | 0 | 0
2016-08-04 13:00 | 0 | 0 | 0 | 0 | 0 | 409970.5049 | 284987.6562 | 520777 | 0 | 0 | 0 | 0 | 1293700.984 | 1677672.6026 | 0 | 0 | 0 | 0 | 0 | 0 | 0 | 0 | 0 | 0 | 0 | 0 | 0 | 0 | 0 | 159915.1796 | 14265.9815 | 0 | 0 | 0 | 0 | 0 | 0 | 0 | 0 | 0 | 0 | 0 | 0 | 0 | 0
2016-08-04 14:00 | 0 | 0 | 0 | 0 | 0 | 0 | 516400.8298 | 554967 | 0 | 0 | 0 | 0 | 1240868.8322 | 1691938.5842 | 0 | 0 | 0 | 0 | 0 | 0 | 0 | 0 | 0 | 0 | 0 | 0 | 0 | 0 | 0 | -52832.1518 | 14265.9815 | 0 | 0 | 0 | 0 | 0 | 0 | 0 | 0 | 0 | 0 | 0 | 0 | 0 | 0
2016-08-04 15:00 | 0 | 0 | 0 | 0 | 0 | 0 | 652205.1995 | 588187 | 0 | 0 | 0 | 0 | 1290621.0502 | 1706204.5657 | 0 | 0 | 0 | 0 | 0 | 0 | 0 | 0 | 0 | 0 | 0 | 0 | 0 | 0 | 0 | 49752.218 | 14265.9815 | 0 | 0 | 0 | 0 | 0 | 0 | 0 | 0 | 0 | 0 | 0 | 0 | 0 | 0
2016-08-04 16:00 | 0 | 0 | 0 | 0 | 0 | 0 | 720965.3354 | 616495 | 0 | 0 | 0 | 0 | 1380825.404 | 1720470.5472 | 0 | 0 | 0 | 0 | 0 | 0 | 0 | 0 | 0 | 0 | 0 | 0 | 0 | 0 | 0 | 90204.3539 | 14265.9815 | 0 | 0 | 0 | 0 | 0 | 0 | 0 | 0 | 0 | 0 | 0 | 0 | 0 | 0
2016-08-04 17:00 | 0 | 0 | 0 | 0 | 0 | 0 | 735533.6028 | 640288 | 0 | 0 | 0 | 0 | 1461805.0253 | 1734736.5288 | 0 | 0 | 0 | 0 | 0 | 0 | 0 | 0 | 0 | 0 | 0 | 0 | 0 | 0 | 0 | 80979.6213 | 14265.9815 | 0 | 0 | 0 | 0 | 0 | 0 | 0 | 0 | 0 | 0 | 0 | 0 | 0 | 0
2016-08-04 18:00 | 0 | 0 | 0 | 0 | 0 | 209138.313 | 722724.7735 | 658458 | 0 | 0 | 0 | 0 | 1720944.1303 | 1749002.5103 | 0 | 0 | 0 | 0 | 0 | 0 | 0 | 0 | 0 | 0 | 0 | 0 | 0 | 0 | 0 | 259139.105 | 14265.9815 | 0 | 0 | 0 | 0 | 0 | 0 | 0 | 0 | 0 | 0 | 0 | 0 | 0 | 0
2016-08-04 19:00 | 0 | 0 | 0 | 0 | 0 | 243790.6447 | 699769.4418 | 670155 | 0 | 0 | 0 | 0 | 1980083.2352 | 1763268.4918 | 0 | 0 | 0 | 0 | 0 | 0 | 0 | 0 | 0 | 0 | 0 | 0 | 0 | 0 | 0 | 259139.105 | 14265.9815 | 0 | 0 | 0 | 0 | 0 | 0 | 0 | 0 | 0 | 0 | 0 | 0 | 0 | 0
2016-08-04 20:00 | 0 | 0 | 0 | 0 | 0 | 273798.1049 | 676605.9816 | 676999 | 0 | 0 | 0 | 0 | 2239222.3402 | 1777534.4734 | 0 | 0 | 0 | 0 | 0 | 0 | 0 | 0 | 0 | 0 | 0 | 0 | 0 | 0 | 0 | 259139.105 | 14265.9815 | 0 | 0 | 0 | 0 | 0 | 0 | 0 | 0 | 0 | 0 | 0 | 0 | 0 | 0
2016-08-04 21:00 | 0 | 0 | 0 | 0 | 0 | 310263.7122 | 641655.3742 | 678514 | 0 | 0 | 0 | 0 | 2498361.4451 | 1791800.4549 | 0 | 0 | 0 | 0 | 0 | 0 | 0 | 0 | 0 | 0 | 0 | 0 | 0 | 0 | 0 | 259139.105 | 14265.9815 | 0 | 0 | 0 | 0 | 0 | 0 | 0 | 0 | 0 | 0 | 0 | 0 | 0 | 0
2016-08-04 22:00 | 0 | 0 | 0 | 0 | 0 | 345724.6946 | 587587.6869 | 672659 | 0 | 0 | 0 | 0 | 2744748.8451 | 1806066.4364 | 0 | 0 | 0 | 0 | 0 | 0 | 0 | 0 | 0 | 0 | 0 | 0 | 0 | 0 | 0 | 246387.4 | 14265.9815 | 0 | 0 | 0 | 0 | 0 | 0 | 0 | 0 | 0 | 0 | 0 | 0 | 0 | 0
2016-08-04 23:00 | 0 | 0 | 0 | 0 | 0 | 331435.2055 | 490432.4756 | 657579 | 0 | 0 | 0 | 0 | 2894771.5446 | 1820332.4179 | 0 | 0 | 0 | 0 | 0 | 0 | 0 | 0 | 0 | 0 | 0 | 0 | 0 | 0 | 0 | 150022.6995 | 14265.9815 | 0 | 0 | 0 | 0 | 0 | 0 | 0 | 0 | 0 | 0 | 0 | 0 | 0 | 0
2016-08-05 | 0 | 0 | 0 | 0 | 0 | 311677.972 | 343680.0096 | 641092 | 0 | 0 | 0 | 0 | 2894771.5446 | 1834598.3995 | 0 | 0 | 0 | 0 | 0 | 0 | 0 | 0 | 0 | 0 | 0 | 0 | 0 | 0 | 0 | 0 | 14265.9815 | 0 | 0 | 0 | 0 | 0 | 0 | 0 | 0 | 0 | 0 | 0 | 0 | 0 | 0
2016-08-05 01:00 | 0 | 0 | 0 | 0 | 0 | 431713.7074 | 145444.8024 | 623479 | 0 | 0 | 0 | 0 | 2834185.0729 | 1848864.381 | 0 | 0 | 0 | 0 | 0 | 0 | 0 | 0 | 0 | 0 | 0 | 0 | 0 | 0 | 0 | -60586.4717 | 14265.9815 | 0 | 0 | 0 | 0 | 0 | 0 | 0 | 0 | 0 | 0 | 0 | 0 | 0 | 0
2016-08-05 02:00 | 0 | 0 | 0 | 0 | 0 | 490816.3657 | 7045.9106 | 592327 | 0 | 0 | 0 | 0 | 2725454.3677 | 1863130.3625 | 0 | 0 | 0 | 0 | 0 | 0 | 0 | 0 | 0 | 0 | 0 | 0 | 0 | 0 | 0 | -108730.7052 | 14265.9815 | 0 | 0 | 0 | 0 | 0 | 0 | 0 | 0 | 0 | 0 | 0 | 0 | 0 | 0
2016-08-05 03:00 | 0 | 0 | 0 | 0 | 0 | 498811.2538 | 0 | 554932 | 0 | 0 | 0 | 0 | 2655067.64 | 1877396.3441 | 0 | 0 | 0 | 0 | 0 | 0 | 0 | 0 | 0 | 0 | 0 | 0 | 0 | 0 | 0 | -70386.7278 | 14265.9815 | 0 | 0 | 0 | 0 | 0 | 0 | 0 | 0 | 0 | 0 | 0 | 0 | 0 | 0
2016-08-05 04:00 | 0 | 0 | 0 | 0 | 0 | 481135.2707 | 0 | 518997 | 0 | 0 | 0 | 0 | 2602939.9292 | 1891662.3256 | 0 | 0 | 0 | 0 | 0 | 0 | 0 | 0 | 0 | 0 | 0 | 0 | 0 | 0 | 0 | -52127.7108 | 14265.9815 | 0 | 0 | 0 | 0 | 0 | 0 | 0 | 0 | 0 | 0 | 0 | 0 | 0 | 0
2016-08-05 05:00 | 0 | 0 | 0 | 0 | 0 | 447452.4187 | 0 | 487155 | 0 | 0 | 0 | 0 | 2548971.3664 | 1905928.3071 | 0 | 0 | 0 | 0 | 0 | 0 | 0 | 0 | 0 | 0 | 0 | 0 | 0 | 0 | 0 | -53968.5628 | 14265.9815 | 0 | 0 | 0 | 0 | 0 | 0 | 0 | 0 | 0 | 0 | 0 | 0 | 0 | 0
2016-08-05 06:00 | 0 | 0 | 0 | 0 | 0 | 411096.2507 | 0 | 461710 | 0 | 0 | 0 | 0 | 2484091.6355 | 1920194.2887 | 0 | 0 | 0 | 0 | 0 | 0 | 0 | 0 | 0 | 0 | 0 | 0 | 0 | 0 | 0 | -64879.7309 | 14265.9815 | 0 | 0 | 0 | 0 | 0 | 0 | 0 | 0 | 0 | 0 | 0 | 0 | 0 | 0
2016-08-05 07:00 | 0 | 0 | 0 | 0 | 0 | 376940.0194 | 0 | 444178 | 0 | 0 | 0 | 0 | 2402587.6734 | 1934460.2702 | 0 | 0 | 0 | 0 | 0 | 0 | 0 | 0 | 0 | 0 | 0 | 0 | 0 | 0 | 0 | -81503.9621 | 14265.9815 | 0 | 0 | 0 | 0 | 0 | 0 | 0 | 0 | 0 | 0 | 0 | 0 | 0 | 0
2016-08-05 08:00 | 0 | 0 | 0 | 0 | 0 | 189903.8766 | 0 | 434777 | 0 | 0 | 0 | 0 | 2143448.5684 | 1948726.2517 | 0 | 0 | 0 | 0 | 0 | 0 | 0 | 0 | 0 | 0 | 0 | 0 | 0 | 0 | 0 | -259139.105 | 14265.9815 | 0 | 0 | 0 | 0 | 0 | 0 | 0 | 0 | 0 | 0 | 0 | 0 | 0 | 0
2016-08-05 09:00 | 0 | 0 | 0 | 0 | 0 | 304295.3576 | 0 | 437450 | 0 | 0 | 0 | 0 | 1996027.9445 | 1962992.2333 | 0 | 0 | 0 | 0 | 0 | 0 | 0 | 0 | 0 | 0 | 0 | 0 | 0 | 0 | 0 | -147420.6239 | 14265.9815 | 0 | 0 | 0 | 0 | 0 | 0 | 0 | 0 | 0 | 0 | 0 | 0 | 0 | 0
2016-08-05 10:00 | 0 | 0 | 0 | 0 | 0 | 206104.8766 | 0 | 450978 | 0 | 0 | 0 | 0 | 1736888.8395 | 1977258.2148 | 0 | 0 | 0 | 0 | 0 | 0 | 0 | 0 | 0 | 0 | 0 | 0 | 0 | 0 | 0 | -259139.105 | 14265.9815 | 0 | 0 | 0 | 0 | 0 | 0 | 0 | 0 | 0 | 0 | 0 | 0 | 0 | 0
2016-08-05 11:00 | 0 | 0 | 0 | 0 | 0 | 214685.3009 | 0 | 467665 | 0 | 0 | 0 | 0 | 1477749.7346 | 1983417.6206 | 0 | 0 | 0 | 0 | 0 | 0 | 0 | 0 | 0 | 0 | 0 | 0 | 0 | 0 | 0 | -259139.105 | 6159.4058 | 0 | 0 | 0 | 0 | 0 | 0 | 0 | 0 | 0 | 0 | 0 | 0 | 0 | 0
2016-08-05 12:00 | 0 | 0 | 0 | 0 | 0 | 134542.7341 | 45911.6078 | 489571 | 0 | 0 | 0 | 0 | 1218610.6296 | 1933440.0675 | 0 | 0 | 0 | 0 | 0 | 0 | 0 | 0 | 0 | 0 | 0 | 0 | 0 | 0 | 0 | -259139.105 | 0 | 49977.5532 | 0 | 0 | 0 | 0 | 0 | 0 | 0 | 0 | 0 | 0 | 0 | 0 | 0
2016-08-05 13:00 | 0 | 0 | 0 | 0 | 0 | 0 | 290035.207 | 517694 | 0 | 0 | 0 | 0 | 976685.8551 | 1947706.049 | 0 | 0 | 0 | 0 | 0 | 0 | 0 | 0 | 0 | 0 | 0 | 0 | 0 | 0 | 0 | -241924.7745 | 14265.9815 | 0 | 0 | 0 | 0 | 0 | 0 | 0 | 0 | 0 | 0 | 0 | 0 | 0 | 0
2016-08-05 14:00 | 0 | 0 | 0 | 0 | 0 | 123325.9432 | 537820.576 | 548878 | 0 | 0 | 0 | 0 | 1074688.3927 | 1961972.0305 | 0 | 0 | 0 | 0 | 0 | 0 | 0 | 0 | 0 | 0 | 0 | 0 | 0 | 0 | 0 | 98002.5376 | 14265.9815 | 0 | 0 | 0 | 0 | 0 | 0 | 0 | 0 | 0 | 0 | 0 | 0 | 0 | 0
2016-08-05 15:00 | 0 | 0 | 0 | 0 | 0 | 112389.0343 | 668771.804 | 579384 | 0 | 0 | 0 | 0 | 1262199.2494 | 1976238.0121 | 0 | 0 | 0 | 0 | 0 | 0 | 0 | 0 | 0 | 0 | 0 | 0 | 0 | 0 | 0 | 187510.8567 | 14265.9815 | 0 | 0 | 0 | 0 | 0 | 0 | 0 | 0 | 0 | 0 | 0 | 0 | 0 | 0
2016-08-05 16:00 | 0 | 0 | 0 | 0 | 0 | 106334.9319 | 722440.5508 | 605984 | 0 | 0 | 0 | 0 | 1470724.7506 | 1990503.9936 | 0 | 0 | 0 | 0 | 0 | 0 | 0 | 0 | 0 | 0 | 0 | 0 | 0 | 0 | 0 | 208525.5012 | 14265.9815 | 0 | 0 | 0 | 0 | 0 | 0 | 0 | 0 | 0 | 0 | 0 | 0 | 0 | 0
2016-08-05 17:00 | 0 | 0 | 0 | 0 | 0 | 107727.582 | 729135.5302 | 629230 | 0 | 0 | 0 | 0 | 1664091.8812 | 2004769.9751 | 0 | 0 | 0 | 0 | 0 | 0 | 0 | 0 | 0 | 0 | 0 | 0 | 0 | 0 | 0 | 193367.1306 | 14265.9815 | 0 | 0 | 0 | 0 | 0 | 0 | 0 | 0 | 0 | 0 | 0 | 0 | 0 | 0
2016-08-05 18:00 | 0 | 0 | 0 | 0 | 0 | 5652.2122 | 712846.1993 | 646679 | 0 | 0 | 0 | 0 | 1721645.3113 | 2019035.9566 | 0 | 0 | 0 | 0 | 0 | 0 | 0 | 0 | 0 | 0 | 0 | 0 | 0 | 0 | 0 | 57553.43 | 14265.9815 | 0 | 0 | 0 | 0 | 0 | 0 | 0 | 0 | 0 | 0 | 0 | 0 | 0 | 0
2016-08-05 19:00 | 0 | 0 | 0 | 0 | 0 | 120555.0712 | 691309.0197 | 657913 | 0 | 0 | 0 | 0 | 1861330.4206 | 2033301.9382 | 0 | 0 | 0 | 0 | 0 | 0 | 0 | 0 | 0 | 0 | 0 | 0 | 0 | 0 | 0 | 139685.1093 | 14265.9815 | 0 | 0 | 0 | 0 | 0 | 0 | 0 | 0 | 0 | 0 | 0 | 0 | 0 | 0
2016-08-05 20:00 | 0 | 0 | 0 | 0 | 0 | 128030.0547 | 668633.7195 | 662883 | 0 | 0 | 0 | 0 | 1980845.2132 | 2047567.9197 | 0 | 0 | 0 | 0 | 0 | 0 | 0 | 0 | 0 | 0 | 0 | 0 | 0 | 0 | 0 | 119514.7926 | 14265.9815 | 0 | 0 | 0 | 0 | 0 | 0 | 0 | 0 | 0 | 0 | 0 | 0 | 0 | 0
2016-08-05 21:00 | 0 | 0 | 0 | 0 | 0 | 136062.5535 | 633008.9729 | 661113 | 0 | 0 | 0 | 0 | 2074537.758 | 2061833.9012 | 0 | 0 | 0 | 0 | 0 | 0 | 0 | 0 | 0 | 0 | 0 | 0 | 0 | 0 | 0 | 93692.5448 | 14265.9815 | 0 | 0 | 0 | 0 | 0 | 0 | 0 | 0 | 0 | 0 | 0 | 0 | 0 | 0
2016-08-05 22:00 | 0 | 0 | 0 | 0 | 0 | 0 | 580855.6658 | 651147 | 0 | 0 | 0 | 0 | 1989980.4423 | 2076099.8828 | 0 | 0 | 0 | 0 | 0 | 0 | 0 | 0 | 0 | 0 | 0 | 0 | 0 | 0 | 0 | -84557.3157 | 14265.9815 | 0 | 0 | 0 | 0 | 0 | 0 | 0 | 0 | 0 | 0 | 0 | 0 | 0 | 0
2016-08-05 23:00 | 0 | 0 | 0 | 0 | 0 | 156407.2562 | 495150.6772 | 634076 | 0 | 0 | 0 | 0 | 1993196.3943 | 2090365.8643 | 0 | 0 | 0 | 0 | 0 | 0 | 0 | 0 | 0 | 0 | 0 | 0 | 0 | 0 | 0 | 3215.952 | 14265.9815 | 0 | 0 | 0 | 0 | 0 | 0 | 0 | 0 | 0 | 0 | 0 | 0 | 0 | 0
2016-08-06 | 0 | 0 | 0 | 0 | 0 | 195469.4307 | 359770.4933 | 616767 | 0 | 0 | 0 | 0 | 1917403.3367 | 2104631.8458 | 0 | 0 | 0 | 0 | 0 | 0 | 0 | 0 | 0 | 0 | 0 | 0 | 0 | 0 | 0 | -75793.0576 | 14265.9815 | 0 | 0 | 0 | 0 | 0 | 0 | 0 | 0 | 0 | 0 | 0 | 0 | 0 | 0
2016-08-06 01:00 | 0 | 0 | 0 | 0 | 0 | 319610.6009 | 161766.3876 | 600353 | 0 | 0 | 0 | 0 | 1784161.3436 | 2118897.8274 | 0 | 0 | 0 | 0 | 0 | 0 | 0 | 0 | 0 | 0 | 0 | 0 | 0 | 0 | 0 | -133241.9931 | 14265.9815 | 0 | 0 | 0 | 0 | 0 | 0 | 0 | 0 | 0 | 0 | 0 | 0 | 0 | 0
2016-08-06 02:00 | 0 | 0 | 0 | 0 | 0 | 410836.8876 | 5890.5356 | 573118 | 0 | 0 | 0 | 0 | 1613504.7853 | 2133163.8089 | 0 | 0 | 0 | 0 | 0 | 0 | 0 | 0 | 0 | 0 | 0 | 0 | 0 | 0 | 0 | -170656.5584 | 14265.9815 | 0 | 0 | 0 | 0 | 0 | 0 | 0 | 0 | 0 | 0 | 0 | 0 | 0 | 0
2016-08-06 03:00 | 0 | 0 | 0 | 0 | 0 | 415366.4702 | 0 | 539577 | 0 | 0 | 0 | 0 | 1475028.2739 | 2147429.7904 | 0 | 0 | 0 | 0 | 0 | 0 | 0 | 0 | 0 | 0 | 0 | 0 | 0 | 0 | 0 | -138476.5114 | 14265.9815 | 0 | 0 | 0 | 0 | 0 | 0 | 0 | 0 | 0 | 0 | 0 | 0 | 0 | 0
2016-08-06 04:00 | 0 | 0 | 0 | 0 | 0 | 401587.709 | 0 | 506865 | 0 | 0 | 0 | 0 | 1355485.0014 | 2161695.772 | 0 | 0 | 0 | 0 | 0 | 0 | 0 | 0 | 0 | 0 | 0 | 0 | 0 | 0 | 0 | -119543.2725 | 14265.9815 | 0 | 0 | 0 | 0 | 0 | 0 | 0 | 0 | 0 | 0 | 0 | 0 | 0 | 0
2016-08-06 05:00 | 0 | 0 | 0 | 0 | 0 | 381502.3574 | 0 | 477499 | 0 | 0 | 0 | 0 | 1245222.3772 | 2175961.7535 | 0 | 0 | 0 | 0 | 0 | 0 | 0 | 0 | 0 | 0 | 0 | 0 | 0 | 0 | 0 | -110262.6242 | 14265.9815 | 0 | 0 | 0 | 0 | 0 | 0 | 0 | 0 | 0 | 0 | 0 | 0 | 0 | 0
2016-08-06 06:00 | 0 | 0 | 0 | 0 | 0 | 364220.2409 | 0 | 453173 | 0 | 0 | 0 | 0 | 1142003.6366 | 2190227.735 | 0 | 0 | 0 | 0 | 0 | 0 | 0 | 0 | 0 | 0 | 0 | 0 | 0 | 0 | 0 | -103218.7406 | 14265.9815 | 0 | 0 | 0 | 0 | 0 | 0 | 0 | 0 | 0 | 0 | 0 | 0 | 0 | 0
2016-08-06 07:00 | 0 | 0 | 0 | 0 | 0 | 345877.8434 | 0 | 435218 | 0 | 0 | 0 | 0 | 1038397.4985 | 2204493.7166 | 0 | 0 | 0 | 0 | 0 | 0 | 0 | 0 | 0 | 0 | 0 | 0 | 0 | 0 | 0 | -103606.1381 | 14265.9815 | 0 | 0 | 0 | 0 | 0 | 0 | 0 | 0 | 0 | 0 | 0 | 0 | 0 | 0
2016-08-06 08:00 | 0 | 0 | 0 | 0 | 0 | 330965.7943 | 0 | 423260 | 0 | 0 | 0 | 0 | 931837.3113 | 2218759.6981 | 0 | 0 | 0 | 0 | 0 | 0 | 0 | 0 | 0 | 0 | 0 | 0 | 0 | 0 | 0 | -106560.1872 | 14265.9815 | 0 | 0 | 0 | 0 | 0 | 0 | 0 | 0 | 0 | 0 | 0 | 0 | 0 | 0
2016-08-06 09:00 | 0 | 0 | 0 | 0 | 0 | 174114.8766 | 0 | 418988 | 0 | 0 | 0 | 0 | 672698.2063 | 2233025.6796 | 0 | 0 | 0 | 0 | 0 | 0 | 0 | 0 | 0 | 0 | 0 | 0 | 0 | 0 | 0 | -259139.105 | 14265.9815 | 0 | 0 | 0 | 0 | 0 | 0 | 0 | 0 | 0 | 0 | 0 | 0 | 0 | 0
2016-08-06 10:00 | 0 | 0 | 0 | 0 | 0 | 269164.8938 | 0 | 419093 | 0 | 0 | 0 | 0 | 508504.1186 | 2247291.6612 | 0 | 0 | 0 | 0 | 0 | 0 | 0 | 0 | 0 | 0 | 0 | 0 | 0 | 0 | 0 | -164194.0877 | 14265.9815 | 0 | 0 | 0 | 0 | 0 | 0 | 0 | 0 | 0 | 0 | 0 | 0 | 0 | 0
2016-08-06 11:00 | 0 | 0 | 0 | 0 | 0 | 239140.0704 | 0 | 424830 | 0 | 0 | 0 | 0 | 308548.2075 | 2261557.6427 | 0 | 0 | 0 | 0 | 0 | 0 | 0 | 0 | 0 | 0 | 0 | 0 | 0 | 0 | 0 | -199955.9112 | 14265.9815 | 0 | 0 | 0 | 0 | 0 | 0 | 0 | 0 | 0 | 0 | 0 | 0 | 0 | 0
2016-08-06 12:00 | 0 | 0 | 0 | 0 | 0 | 142327.0699 | 31909.8328 | 443533 | 0 | 0 | 0 | 0 | 49409.1025 | 2251400.6504 | 0 | 0 | 0 | 0 | 0 | 0 | 0 | 0 | 0 | 0 | 0 | 0 | 0 | 0 | 0 | -259139.105 | 0 | 10156.9923 | 0 | 0 | 0 | 0 | 0 | 0 | 0 | 0 | 0 | 0 | 0 | 0 | 0
2016-08-06 13:00 | 0 | 0 | 0 | 0 | 0 | 120026.5482 | 317556.3309 | 472726 | 0 | 0 | 0 | 0 | 0 | 2265666.6319 | 0 | 0 | 0 | 0 | 0 | 0 | 0 | 0 | 0 | 0 | 0 | 0 | 0 | 0 | 0 | -49409.1025 | 14265.9815 | 0 | 0 | 0 | 0 | 0 | 0 | 0 | 0 | 0 | 0 | 0 | 0 | 0 | 0
2016-08-06 14:00 | 0 | 0 | 0 | 0 | 0 | 139308.0961 | 577787.0286 | 507408 | 0 | 0 | 0 | 0 | 195421.1431 | 2279932.6135 | 0 | 0 | 0 | 0 | 0 | 0 | 0 | 0 | 0 | 0 | 0 | 0 | 0 | 0 | 0 | 195421.1431 | 14265.9815 | 0 | 0 | 0 | 0 | 0 | 0 | 0 | 0 | 0 | 0 | 0 | 0 | 0 | 0
2016-08-06 15:00 | 0 | 0 | 0 | 0 | 0 | 117459.8234 | 697180.2631 | 541235 | 0 | 0 | 0 | 0 | 454560.2481 | 2294198.595 | 0 | 0 | 0 | 0 | 0 | 0 | 0 | 0 | 0 | 0 | 0 | 0 | 0 | 0 | 0 | 259139.105 | 14265.9815 | 0 | 0 | 0 | 0 | 0 | 0 | 0 | 0 | 0 | 0 | 0 | 0 | 0 | 0
2016-08-06 16:00 | 0 | 0 | 0 | 0 | 0 | 96802.3155 | 746416.771 | 569814 | 0 | 0 | 0 | 0 | 713699.353 | 2308464.5765 | 0 | 0 | 0 | 0 | 0 | 0 | 0 | 0 | 0 | 0 | 0 | 0 | 0 | 0 | 0 | 259139.105 | 14265.9815 | 0 | 0 | 0 | 0 | 0 | 0 | 0 | 0 | 0 | 0 | 0 | 0 | 0 | 0
2016-08-06 17:00 | 0 | 0 | 0 | 0 | 0 | 0 | 753107.3278 | 592151 | 0 | 0 | 0 | 0 | 860389.6993 | 2322730.5581 | 0 | 0 | 0 | 0 | 0 | 0 | 0 | 0 | 0 | 0 | 0 | 0 | 0 | 0 | 0 | 146690.3462 | 14265.9815 | 0 | 0 | 0 | 0 | 0 | 0 | 0 | 0 | 0 | 0 | 0 | 0 | 0 | 0
2016-08-06 18:00 | 0 | 0 | 0 | 0 | 0 | 103635.3422 | 737522.4281 | 608053 | 0 | 0 | 0 | 0 | 1079228.4881 | 2336996.5396 | 0 | 0 | 0 | 0 | 0 | 0 | 0 | 0 | 0 | 0 | 0 | 0 | 0 | 0 | 0 | 218838.7888 | 14265.9815 | 0 | 0 | 0 | 0 | 0 | 0 | 0 | 0 | 0 | 0 | 0 | 0 | 0 | 0
2016-08-06 19:00 | 0 | 0 | 0 | 0 | 0 | 0 | 714986.3346 | 619282 | 0 | 0 | 0 | 0 | 1160666.8412 | 2351262.5211 | 0 | 0 | 0 | 0 | 0 | 0 | 0 | 0 | 0 | 0 | 0 | 0 | 0 | 0 | 0 | 81438.3531 | 14265.9815 | 0 | 0 | 0 | 0 | 0 | 0 | 0 | 0 | 0 | 0 | 0 | 0 | 0 | 0
2016-08-06 20:00 | 0 | 0 | 0 | 0 | 0 | 0 | 698635.1612 | 626743 | 0 | 0 | 0 | 0 | 1218293.0208 | 2365528.5027 | 0 | 0 | 0 | 0 | 0 | 0 | 0 | 0 | 0 | 0 | 0 | 0 | 0 | 0 | 0 | 57626.1797 | 14265.9815 | 0 | 0 | 0 | 0 | 0 | 0 | 0 | 0 | 0 | 0 | 0 | 0 | 0 | 0
2016-08-06 21:00 | 0 | 0 | 0 | 0 | 0 | 147097.9405 | 672021.3374 | 629027 | 0 | 0 | 0 | 0 | 1394119.3172 | 2379794.4842 | 0 | 0 | 0 | 0 | 0 | 0 | 0 | 0 | 0 | 0 | 0 | 0 | 0 | 0 | 0 | 175826.2964 | 14265.9815 | 0 | 0 | 0 | 0 | 0 | 0 | 0 | 0 | 0 | 0 | 0 | 0 | 0 | 0
2016-08-06 22:00 | 0 | 0 | 0 | 0 | 0 | 164297.6254 | 632238.4522 | 623131 | 0 | 0 | 0 | 0 | 1553258.4133 | 2394060.4657 | 0 | 0 | 0 | 0 | 0 | 0 | 0 | 0 | 0 | 0 | 0 | 0 | 0 | 0 | 0 | 159139.0961 | 14265.9815 | 0 | 0 | 0 | 0 | 0 | 0 | 0 | 0 | 0 | 0 | 0 | 0 | 0 | 0
2016-08-06 23:00 | 0 | 0 | 0 | 0 | 0 | 0 | 553539.4423 | 609762 | 0 | 0 | 0 | 0 | 1482769.8741 | 2408326.4473 | 0 | 0 | 0 | 0 | 0 | 0 | 0 | 0 | 0 | 0 | 0 | 0 | 0 | 0 | 0 | -70488.5392 | 14265.9815 | 0 | 0 | 0 | 0 | 0 | 0 | 0 | 0 | 0 | 0 | 0 | 0 | 0 | 0
2016-08-07 | 0 | 0 | 0 | 0 | 0 | 0 | 410192.6878 | 594637 | 0 | 0 | 0 | 0 | 1284059.5803 | 2422592.4288 | 0 | 0 | 0 | 0 | 0 | 0 | 0 | 0 | 0 | 0 | 0 | 0 | 0 | 0 | 0 | -198710.2937 | 14265.9815 | 0 | 0 | 0 | 0 | 0 | 0 | 0 | 0 | 0 | 0 | 0 | 0 | 0 | 0
2016-08-07 01:00 | 0 | 0 | 0 | 0 | 0 | 386348.5065 | 191549.0988 | 579373 | 0 | 0 | 0 | 0 | 1268318.2041 | 2436858.4103 | 0 | 0 | 0 | 0 | 0 | 0 | 0 | 0 | 0 | 0 | 0 | 0 | 0 | 0 | 0 | -15741.3763 | 14265.9815 | 0 | 0 | 0 | 0 | 0 | 0 | 0 | 0 | 0 | 0 | 0 | 0 | 0 | 0
2016-08-07 02:00 | 0 | 0 | 0 | 0 | 0 | 463718.9389 | 5043.3648 | 551628 | 0 | 0 | 0 | 0 | 1171186.5263 | 2451124.3918 | 0 | 0 | 0 | 0 | 0 | 0 | 0 | 0 | 0 | 0 | 0 | 0 | 0 | 0 | 0 | -97131.6778 | 14265.9815 | 0 | 0 | 0 | 0 | 0 | 0 | 0 | 0 | 0 | 0 | 0 | 0 | 0 | 0
2016-08-07 03:00 | 0 | 0 | 0 | 0 | 0 | 463091.0505 | 0 | 518395 | 0 | 0 | 0 | 0 | 1101616.5952 | 2465390.3734 | 0 | 0 | 0 | 0 | 0 | 0 | 0 | 0 | 0 | 0 | 0 | 0 | 0 | 0 | 0 | -69569.9311 | 14265.9815 | 0 | 0 | 0 | 0 | 0 | 0 | 0 | 0 | 0 | 0 | 0 | 0 | 0 | 0
2016-08-07 04:00 | 0 | 0 | 0 | 0 | 0 | 439207.5983 | 0 | 487018 | 0 | 0 | 0 | 0 | 1039540.2119 | 2479656.3549 | 0 | 0 | 0 | 0 | 0 | 0 | 0 | 0 | 0 | 0 | 0 | 0 | 0 | 0 | 0 | -62076.3833 | 14265.9815 | 0 | 0 | 0 | 0 | 0 | 0 | 0 | 0 | 0 | 0 | 0 | 0 | 0 | 0
2016-08-07 05:00 | 0 | 0 | 0 | 0 | 0 | 414644.8119 | 0 | 460336 | 0 | 0 | 0 | 0 | 979583.0423 | 2493922.3364 | 0 | 0 | 0 | 0 | 0 | 0 | 0 | 0 | 0 | 0 | 0 | 0 | 0 | 0 | 0 | -59957.1696 | 14265.9815 | 0 | 0 | 0 | 0 | 0 | 0 | 0 | 0 | 0 | 0 | 0 | 0 | 0 | 0
2016-08-07 06:00 | 0 | 0 | 0 | 0 | 0 | 389660.358 | 0 | 436438 | 0 | 0 | 0 | 0 | 918539.4188 | 2508188.318 | 0 | 0 | 0 | 0 | 0 | 0 | 0 | 0 | 0 | 0 | 0 | 0 | 0 | 0 | 0 | -61043.6235 | 14265.9815 | 0 | 0 | 0 | 0 | 0 | 0 | 0 | 0 | 0 | 0 | 0 | 0 | 0 | 0
2016-08-07 07:00 | 0 | 0 | 0 | 0 | 0 | 367078.3368 | 0 | 418176 | 0 | 0 | 0 | 0 | 853175.7741 | 2522454.2995 | 0 | 0 | 0 | 0 | 0 | 0 | 0 | 0 | 0 | 0 | 0 | 0 | 0 | 0 | 0 | -65363.6447 | 14265.9815 | 0 | 0 | 0 | 0 | 0 | 0 | 0 | 0 | 0 | 0 | 0 | 0 | 0 | 0
2016-08-07 08:00 | 0 | 0 | 0 | 0 | 0 | 349816.3651 | 0 | 405109 | 0 | 0 | 0 | 0 | 783617.1576 | 2536720.281 | 0 | 0 | 0 | 0 | 0 | 0 | 0 | 0 | 0 | 0 | 0 | 0 | 0 | 0 | 0 | -69558.6164 | 14265.9815 | 0 | 0 | 0 | 0 | 0 | 0 | 0 | 0 | 0 | 0 | 0 | 0 | 0 | 0
2016-08-07 09:00 | 0 | 0 | 0 | 0 | 0 | 311803.1894 | 0 | 398654 | 0 | 0 | 0 | 0 | 682500.3655 | 2550986.2626 | 0 | 0 | 0 | 0 | 0 | 0 | 0 | 0 | 0 | 0 | 0 | 0 | 0 | 0 | 0 | -101116.7921 | 14265.9815 | 0 | 0 | 0 | 0 | 0 | 0 | 0 | 0 | 0 | 0 | 0 | 0 | 0 | 0
2016-08-07 10:00 | 0 | 0 | 0 | 0 | 0 | 274636.1026 | 0 | 396437 | 0 | 0 | 0 | 0 | 546433.4866 | 2565252.2441 | 0 | 0 | 0 | 0 | 0 | 0 | 0 | 0 | 0 | 0 | 0 | 0 | 0 | 0 | 0 | -136066.8789 | 14265.9815 | 0 | 0 | 0 | 0 | 0 | 0 | 0 | 0 | 0 | 0 | 0 | 0 | 0 | 0
2016-08-07 11:00 | 0 | 0 | 0 | 0 | 0 | 245247.5029 | 0 | 400201 | 0 | 0 | 0 | 0 | 377214.008 | 2579518.2256 | 0 | 0 | 0 | 0 | 0 | 0 | 0 | 0 | 0 | 0 | 0 | 0 | 0 | 0 | 0 | -169219.4786 | 14265.9815 | 0 | 0 | 0 | 0 | 0 | 0 | 0 | 0 | 0 | 0 | 0 | 0 | 0 | 0
2016-08-07 12:00 | 0 | 0 | 0 | 0 | 0 | 146101.6358 | 26988.446 | 417446 | 0 | 0 | 0 | 0 | 118592.1082 | 2593784.2072 | 0 | 0 | 0 | 0 | 0 | 0 | 0 | 0 | 0 | 0 | 0 | 0 | 0 | 0 | 0 | -258621.8997 | 14265.9815 | 0 | 0 | 0 | 0 | 0 | 0 | 0 | 0 | 0 | 0 | 0 | 0 | 0 | 0
2016-08-07 13:00 | 0 | 0 | 0 | 0 | 0 | 0 | 341444.8733 | 445771 | 0 | 0 | 0 | 0 | 0 | 2608050.1887 | 0 | 0 | 0 | 0 | 0 | 0 | 0 | 0 | 0 | 0 | 0 | 0 | 0 | 0 | 0 | -118592.1082 | 14265.9815 | 0 | 0 | 0 | 0 | 0 | 0 | 0 | 0 | 0 | 0 | 0 | 0 | 0 | 0
2016-08-07 14:00 | 0 | 0 | 0 | 0 | 0 | 113245.4039 | 636852.6826 | 476693 | 0 | 0 | 0 | 0 | 259139.105 | 2622316.1702 | 0 | 0 | 0 | 0 | 0 | 0 | 0 | 0 | 0 | 0 | 0 | 0 | 0 | 0 | 0 | 259139.105 | 14265.9815 | 0 | 0 | 0 | 0 | 0 | 0 | 0 | 0 | 0 | 0 | 0 | 0 | 0 | 0
2016-08-07 15:00 | 0 | 0 | 0 | 0 | 0 | 32435.7654 | 749706.3211 | 508737 | 0 | 0 | 0 | 0 | 518278.2099 | 2636582.1518 | 0 | 0 | 0 | 0 | 0 | 0 | 0 | 0 | 0 | 0 | 0 | 0 | 0 | 0 | 0 | 259139.105 | 14265.9815 | 0 | 0 | 0 | 0 | 0 | 0 | 0 | 0 | 0 | 0 | 0 | 0 | 0 | 0
2016-08-07 16:00 | 0 | 0 | 0 | 0 | 0 | 9309.6542 | 801813.4322 | 537718 | 0 | 0 | 0 | 0 | 777417.3149 | 2650848.1333 | 0 | 0 | 0 | 0 | 0 | 0 | 0 | 0 | 0 | 0 | 0 | 0 | 0 | 0 | 0 | 259139.105 | 14265.9815 | 0 | 0 | 0 | 0 | 0 | 0 | 0 | 0 | 0 | 0 | 0 | 0 | 0 | 0
2016-08-07 17:00 | 0 | 0 | 0 | 0 | 0 | 30224.0118 | 805077.0747 | 561896 | 0 | 0 | 0 | 0 | 1036556.4198 | 2665114.1148 | 0 | 0 | 0 | 0 | 0 | 0 | 0 | 0 | 0 | 0 | 0 | 0 | 0 | 0 | 0 | 259139.105 | 14265.9815 | 0 | 0 | 0 | 0 | 0 | 0 | 0 | 0 | 0 | 0 | 0 | 0 | 0 | 0
2016-08-07 18:00 | 0 | 0 | 0 | 0 | 0 | 66529.5985 | 787089.488 | 580214 | 0 | 0 | 0 | 0 | 1295695.5248 | 2679380.0964 | 0 | 0 | 0 | 0 | 0 | 0 | 0 | 0 | 0 | 0 | 0 | 0 | 0 | 0 | 0 | 259139.105 | 14265.9815 | 0 | 0 | 0 | 0 | 0 | 0 | 0 | 0 | 0 | 0 | 0 | 0 | 0 | 0
2016-08-07 19:00 | 0 | 0 | 0 | 0 | 0 | 101857.3712 | 766021.3828 | 594523 | 0 | 0 | 0 | 0 | 1554785.2972 | 2693646.0779 | 0 | 0 | 0 | 0 | 0 | 0 | 0 | 0 | 0 | 0 | 0 | 0 | 0 | 0 | 0 | 259089.7724 | 14265.9815 | 0 | 0 | 0 | 0 | 0 | 0 | 0 | 0 | 0 | 0 | 0 | 0 | 0 | 0
2016-08-07 20:00 | 0 | 0 | 0 | 0 | 0 | 0 | 747272.7592 | 604471 | 0 | 0 | 0 | 0 | 1683321.0749 | 2707912.0594 | 0 | 0 | 0 | 0 | 0 | 0 | 0 | 0 | 0 | 0 | 0 | 0 | 0 | 0 | 0 | 128535.7777 | 14265.9815 | 0 | 0 | 0 | 0 | 0 | 0 | 0 | 0 | 0 | 0 | 0 | 0 | 0 | 0
2016-08-07 21:00 | 0 | 0 | 0 | 0 | 0 | 0 | 724206.6187 | 610725 | 0 | 0 | 0 | 0 | 1782536.7121 | 2722178.041 | 0 | 0 | 0 | 0 | 0 | 0 | 0 | 0 | 0 | 0 | 0 | 0 | 0 | 0 | 0 | 99215.6372 | 14265.9815 | 0 | 0 | 0 | 0 | 0 | 0 | 0 | 0 | 0 | 0 | 0 | 0 | 0 | 0
2016-08-07 22:00 | 0 | 0 | 0 | 0 | 0 | 0 | 685794.6976 | 609226 | 0 | 0 | 0 | 0 | 1844839.4282 | 2736444.0225 | 0 | 0 | 0 | 0 | 0 | 0 | 0 | 0 | 0 | 0 | 0 | 0 | 0 | 0 | 0 | 62302.7161 | 14265.9815 | 0 | 0 | 0 | 0 | 0 | 0 | 0 | 0 | 0 | 0 | 0 | 0 | 0 | 0
2016-08-07 23:00 | 0 | 0 | 0 | 0 | 0 | 24918.7485 | 597094.8338 | 598850 | 0 | 0 | 0 | 0 | 1853737.0289 | 2750710.004 | 0 | 0 | 0 | 0 | 0 | 0 | 0 | 0 | 0 | 0 | 0 | 0 | 0 | 0 | 0 | 8897.6008 | 14265.9815 | 0 | 0 | 0 | 0 | 0 | 0 | 0 | 0 | 0 | 0 | 0 | 0 | 0 | 0
2016-08-08 | 0 | 0 | 0 | 0 | 0 | 247093.6166 | 438999.8642 | 586835 | 0 | 0 | 0 | 0 | 1938729.5282 | 2764975.9856 | 0 | 0 | 0 | 0 | 0 | 0 | 0 | 0 | 0 | 0 | 0 | 0 | 0 | 0 | 0 | 84992.4993 | 14265.9815 | 0 | 0 | 0 | 0 | 0 | 0 | 0 | 0 | 0 | 0 | 0 | 0 | 0 | 0
2016-08-08 01:00 | 0 | 0 | 0 | 0 | 0 | 404630.1956 | 200840.6009 | 573941 | 0 | 0 | 0 | 0 | 1955993.3431 | 2779241.9671 | 0 | 0 | 0 | 0 | 0 | 0 | 0 | 0 | 0 | 0 | 0 | 0 | 0 | 0 | 0 | 17263.8149 | 14265.9815 | 0 | 0 | 0 | 0 | 0 | 0 | 0 | 0 | 0 | 0 | 0 | 0 | 0 | 0
2016-08-08 02:00 | 0 | 0 | 0 | 0 | 0 | 486316.1635 | 5598.718 | 547508 | 0 | 0 | 0 | 0 | 1886134.2431 | 2793507.9486 | 0 | 0 | 0 | 0 | 0 | 0 | 0 | 0 | 0 | 0 | 0 | 0 | 0 | 0 | 0 | -69859.1001 | 14265.9815 | 0 | 0 | 0 | 0 | 0 | 0 | 0 | 0 | 0 | 0 | 0 | 0 | 0 | 0
2016-08-08 03:00 | 0 | 0 | 0 | 0 | 0 | 269728.8766 | 0 | 514602 | 0 | 0 | 0 | 0 | 1626995.1381 | 2807773.9302 | 0 | 0 | 0 | 0 | 0 | 0 | 0 | 0 | 0 | 0 | 0 | 0 | 0 | 0 | 0 | -259139.105 | 14265.9815 | 0 | 0 | 0 | 0 | 0 | 0 | 0 | 0 | 0 | 0 | 0 | 0 | 0 | 0
2016-08-08 04:00 | 0 | 0 | 0 | 0 | 0 | 467363.0345 | 0 | 484360 | 0 | 0 | 0 | 0 | 1595732.1911 | 2822039.9117 | 0 | 0 | 0 | 0 | 0 | 0 | 0 | 0 | 0 | 0 | 0 | 0 | 0 | 0 | 0 | -31262.9471 | 14265.9815 | 0 | 0 | 0 | 0 | 0 | 0 | 0 | 0 | 0 | 0 | 0 | 0 | 0 | 0
2016-08-08 05:00 | 0 | 0 | 0 | 0 | 0 | 442119.4595 | 0 | 456614 | 0 | 0 | 0 | 0 | 1566971.669 | 2836305.8932 | 0 | 0 | 0 | 0 | 0 | 0 | 0 | 0 | 0 | 0 | 0 | 0 | 0 | 0 | 0 | -28760.522 | 14265.9815 | 0 | 0 | 0 | 0 | 0 | 0 | 0 | 0 | 0 | 0 | 0 | 0 | 0 | 0
2016-08-08 06:00 | 0 | 0 | 0 | 0 | 0 | 189936.8766 | 0 | 434810 | 0 | 0 | 0 | 0 | 1307832.5641 | 2850571.8748 | 0 | 0 | 0 | 0 | 0 | 0 | 0 | 0 | 0 | 0 | 0 | 0 | 0 | 0 | 0 | -259139.105 | 14265.9815 | 0 | 0 | 0 | 0 | 0 | 0 | 0 | 0 | 0 | 0 | 0 | 0 | 0 | 0
2016-08-08 07:00 | 0 | 0 | 0 | 0 | 0 | 175175.8766 | 0 | 420049 | 0 | 0 | 0 | 0 | 1048693.4591 | 2864837.8563 | 0 | 0 | 0 | 0 | 0 | 0 | 0 | 0 | 0 | 0 | 0 | 0 | 0 | 0 | 0 | -259139.105 | 14265.9815 | 0 | 0 | 0 | 0 | 0 | 0 | 0 | 0 | 0 | 0 | 0 | 0 | 0 | 0
2016-08-08 08:00 | 0 | 0 | 0 | 0 | 0 | 168734.8766 | 0 | 413608 | 0 | 0 | 0 | 0 | 789554.3542 | 2879103.8378 | 0 | 0 | 0 | 0 | 0 | 0 | 0 | 0 | 0 | 0 | 0 | 0 | 0 | 0 | 0 | -259139.105 | 14265.9815 | 0 | 0 | 0 | 0 | 0 | 0 | 0 | 0 | 0 | 0 | 0 | 0 | 0 | 0
2016-08-08 09:00 | 0 | 0 | 0 | 0 | 0 | 322787.2598 | 0 | 418611 | 0 | 0 | 0 | 0 | 679464.6325 | 2893369.8193 | 0 | 0 | 0 | 0 | 0 | 0 | 0 | 0 | 0 | 0 | 0 | 0 | 0 | 0 | 0 | -110089.7217 | 14265.9815 | 0 | 0 | 0 | 0 | 0 | 0 | 0 | 0 | 0 | 0 | 0 | 0 | 0 | 0
2016-08-08 10:00 | 0 | 0 | 0 | 0 | 0 | 188680.8766 | 0 | 433554 | 0 | 0 | 0 | 0 | 420325.5275 | 2907635.8009 | 0 | 0 | 0 | 0 | 0 | 0 | 0 | 0 | 0 | 0 | 0 | 0 | 0 | 0 | 0 | -259139.105 | 14265.9815 | 0 | 0 | 0 | 0 | 0 | 0 | 0 | 0 | 0 | 0 | 0 | 0 | 0 | 0
2016-08-08 11:00 | 0 | 0 | 0 | 0 | 0 | 300755.3478 | 0 | 451396 | 0 | 0 | 0 | 0 | 255418.8938 | 2921901.7824 | 0 | 0 | 0 | 0 | 0 | 0 | 0 | 0 | 0 | 0 | 0 | 0 | 0 | 0 | 0 | -164906.6337 | 14265.9815 | 0 | 0 | 0 | 0 | 0 | 0 | 0 | 0 | 0 | 0 | 0 | 0 | 0 | 0
2016-08-08 12:00 | 0 | 0 | 0 | 0 | 0 | 208963.7846 | 22627.3032 | 472744 | 0 | 0 | 0 | 0 | 0 | 2936167.7639 | 0 | 0 | 0 | 0 | 0 | 0 | 0 | 0 | 0 | 0 | 0 | 0 | 0 | 0 | 0 | -255418.8938 | 14265.9815 | 0 | 0 | 0 | 0 | 0 | 0 | 0 | 0 | 0 | 0 | 0 | 0 | 0 | 0
2016-08-08 13:00 | 0 | 0 | 0 | 0 | 0 | 206186.7249 | 331463.4748 | 500555 | 0 | 0 | 0 | 0 | 22829.2182 | 2950433.7455 | 0 | 0 | 0 | 0 | 0 | 0 | 0 | 0 | 0 | 0 | 0 | 0 | 0 | 0 | 0 | 22829.2182 | 14265.9815 | 0 | 0 | 0 | 0 | 0 | 0 | 0 | 0 | 0 | 0 | 0 | 0 | 0 | 0
2016-08-08 14:00 | 0 | 0 | 0 | 0 | 0 | 0 | 623132.5925 | 530957 | 0 | 0 | 0 | 0 | 100738.8291 | 2964699.727 | 0 | 0 | 0 | 0 | 0 | 0 | 0 | 0 | 0 | 0 | 0 | 0 | 0 | 0 | 0 | 77909.6109 | 14265.9815 | 0 | 0 | 0 | 0 | 0 | 0 | 0 | 0 | 0 | 0 | 0 | 0 | 0 | 0
2016-08-08 15:00 | 0 | 0 | 0 | 0 | 0 | 0 | 746741.3327 | 562651 | 0 | 0 | 0 | 0 | 270563.1803 | 2978965.7085 | 0 | 0 | 0 | 0 | 0 | 0 | 0 | 0 | 0 | 0 | 0 | 0 | 0 | 0 | 0 | 169824.3512 | 14265.9815 | 0 | 0 | 0 | 0 | 0 | 0 | 0 | 0 | 0 | 0 | 0 | 0 | 0 | 0
2016-08-08 16:00 | 0 | 0 | 0 | 0 | 0 | 0 | 805180.581 | 588832 | 0 | 0 | 0 | 0 | 472645.7797 | 2993231.6901 | 0 | 0 | 0 | 0 | 0 | 0 | 0 | 0 | 0 | 0 | 0 | 0 | 0 | 0 | 0 | 202082.5995 | 14265.9815 | 0 | 0 | 0 | 0 | 0 | 0 | 0 | 0 | 0 | 0 | 0 | 0 | 0 | 0
2016-08-08 17:00 | 0 | 0 | 0 | 0 | 0 | 0 | 808913.267 | 610947 | 0 | 0 | 0 | 0 | 656346.0652 | 3007497.6716 | 0 | 0 | 0 | 0 | 0 | 0 | 0 | 0 | 0 | 0 | 0 | 0 | 0 | 0 | 0 | 183700.2854 | 14265.9815 | 0 | 0 | 0 | 0 | 0 | 0 | 0 | 0 | 0 | 0 | 0 | 0 | 0 | 0
2016-08-08 18:00 | 0 | 0 | 0 | 0 | 0 | 53698.1398 | 795785.0912 | 628214 | 0 | 0 | 0 | 0 | 863349.3146 | 3021763.6531 | 0 | 0 | 0 | 0 | 0 | 0 | 0 | 0 | 0 | 0 | 0 | 0 | 0 | 0 | 0 | 207003.2494 | 14265.9815 | 0 | 0 | 0 | 0 | 0 | 0 | 0 | 0 | 0 | 0 | 0 | 0 | 0 | 0
2016-08-08 19:00 | 0 | 0 | 0 | 0 | 0 | 0 | 781234.9348 | 640296 | 0 | 0 | 0 | 0 | 990022.2679 | 3036029.6347 | 0 | 0 | 0 | 0 | 0 | 0 | 0 | 0 | 0 | 0 | 0 | 0 | 0 | 0 | 0 | 126672.9533 | 14265.9815 | 0 | 0 | 0 | 0 | 0 | 0 | 0 | 0 | 0 | 0 | 0 | 0 | 0 | 0
2016-08-08 20:00 | 0 | 0 | 0 | 0 | 0 | 146651.1864 | 775319.9001 | 648566 | 0 | 0 | 0 | 0 | 1249161.3728 | 3050295.6162 | 0 | 0 | 0 | 0 | 0 | 0 | 0 | 0 | 0 | 0 | 0 | 0 | 0 | 0 | 0 | 259139.105 | 14265.9815 | 0 | 0 | 0 | 0 | 0 | 0 | 0 | 0 | 0 | 0 | 0 | 0 | 0 | 0
2016-08-08 21:00 | 0 | 0 | 0 | 0 | 0 | 0 | 760282.9002 | 651755 | 0 | 0 | 0 | 0 | 1343423.2915 | 3064561.5977 | 0 | 0 | 0 | 0 | 0 | 0 | 0 | 0 | 0 | 0 | 0 | 0 | 0 | 0 | 0 | 94261.9187 | 14265.9815 | 0 | 0 | 0 | 0 | 0 | 0 | 0 | 0 | 0 | 0 | 0 | 0 | 0 | 0
2016-08-08 22:00 | 0 | 0 | 0 | 0 | 0 | 0 | 726359.9775 | 647720 | 0 | 0 | 0 | 0 | 1407797.2875 | 3078827.5793 | 0 | 0 | 0 | 0 | 0 | 0 | 0 | 0 | 0 | 0 | 0 | 0 | 0 | 0 | 0 | 64373.996 | 14265.9815 | 0 | 0 | 0 | 0 | 0 | 0 | 0 | 0 | 0 | 0 | 0 | 0 | 0 | 0
2016-08-08 23:00 | 0 | 0 | 0 | 0 | 0 | 233186.8228 | 642359.2144 | 635421 | 0 | 0 | 0 | 0 | 1633656.3432 | 3093093.5608 | 0 | 0 | 0 | 0 | 0 | 0 | 0 | 0 | 0 | 0 | 0 | 0 | 0 | 0 | 0 | 225859.0557 | 14265.9815 | 0 | 0 | 0 | 0 | 0 | 0 | 0 | 0 | 0 | 0 | 0 | 0 | 0 | 0
2016-08-09 | 0 | 0 | 0 | 0 | 0 | 0 | 485649.3024 | 621949 | 0 | 0 | 0 | 0 | 1483090.6641 | 3107359.5423 | 0 | 0 | 0 | 0 | 0 | 0 | 0 | 0 | 0 | 0 | 0 | 0 | 0 | 0 | 0 | -150565.6791 | 14265.9815 | 0 | 0 | 0 | 0 | 0 | 0 | 0 | 0 | 0 | 0 | 0 | 0 | 0 | 0
2016-08-09 01:00 | 0 | 0 | 0 | 0 | 0 | 439476.8592 | 208279.1332 | 604820 | 0 | 0 | 0 | 0 | 1511760.675 | 3121625.5239 | 0 | 0 | 0 | 0 | 0 | 0 | 0 | 0 | 0 | 0 | 0 | 0 | 0 | 0 | 0 | 28670.0109 | 14265.9815 | 0 | 0 | 0 | 0 | 0 | 0 | 0 | 0 | 0 | 0 | 0 | 0 | 0 | 0
2016-08-09 02:00 | 0 | 0 | 0 | 0 | 0 | 517949.7008 | 4417.1296 | 573048 | 0 | 0 | 0 | 0 | 1446813.5238 | 3135891.5054 | 0 | 0 | 0 | 0 | 0 | 0 | 0 | 0 | 0 | 0 | 0 | 0 | 0 | 0 | 0 | -64947.1512 | 14265.9815 | 0 | 0 | 0 | 0 | 0 | 0 | 0 | 0 | 0 | 0 | 0 | 0 | 0 | 0
2016-08-09 03:00 | 0 | 0 | 0 | 0 | 0 | 499707.2899 | 0 | 534744 | 0 | 0 | 0 | 0 | 1397510.8321 | 3150157.4869 | 0 | 0 | 0 | 0 | 0 | 0 | 0 | 0 | 0 | 0 | 0 | 0 | 0 | 0 | 0 | -49302.6917 | 14265.9815 | 0 | 0 | 0 | 0 | 0 | 0 | 0 | 0 | 0 | 0 | 0 | 0 | 0 | 0
2016-08-09 04:00 | 0 | 0 | 0 | 0 | 0 | 462203.7209 | 0 | 500652 | 0 | 0 | 0 | 0 | 1344796.5715 | 3164423.4685 | 0 | 0 | 0 | 0 | 0 | 0 | 0 | 0 | 0 | 0 | 0 | 0 | 0 | 0 | 0 | -52714.2607 | 14265.9815 | 0 | 0 | 0 | 0 | 0 | 0 | 0 | 0 | 0 | 0 | 0 | 0 | 0 | 0
2016-08-09 05:00 | 0 | 0 | 0 | 0 | 0 | 433418.2416 | 0 | 471436 | 0 | 0 | 0 | 0 | 1292512.8315 | 3178689.45 | 0 | 0 | 0 | 0 | 0 | 0 | 0 | 0 | 0 | 0 | 0 | 0 | 0 | 0 | 0 | -52283.7399 | 14265.9815 | 0 | 0 | 0 | 0 | 0 | 0 | 0 | 0 | 0 | 0 | 0 | 0 | 0 | 0
2016-08-09 06:00 | 0 | 0 | 0 | 0 | 0 | 407477.8445 | 0 | 448168 | 0 | 0 | 0 | 0 | 1237556.6945 | 3192955.4315 | 0 | 0 | 0 | 0 | 0 | 0 | 0 | 0 | 0 | 0 | 0 | 0 | 0 | 0 | 0 | -54956.137 | 14265.9815 | 0 | 0 | 0 | 0 | 0 | 0 | 0 | 0 | 0 | 0 | 0 | 0 | 0 | 0
2016-08-09 07:00 | 0 | 0 | 0 | 0 | 0 | 383755.2973 | 0 | 431015 | 0 | 0 | 0 | 0 | 1176031.0102 | 3207221.4131 | 0 | 0 | 0 | 0 | 0 | 0 | 0 | 0 | 0 | 0 | 0 | 0 | 0 | 0 | 0 | -61525.6843 | 14265.9815 | 0 | 0 | 0 | 0 | 0 | 0 | 0 | 0 | 0 | 0 | 0 | 0 | 0 | 0
2016-08-09 08:00 | 0 | 0 | 0 | 0 | 0 | 362948.9335 | 0 | 423605 | 0 | 0 | 0 | 0 | 1101108.9622 | 3221487.3946 | 0 | 0 | 0 | 0 | 0 | 0 | 0 | 0 | 0 | 0 | 0 | 0 | 0 | 0 | 0 | -74922.048 | 14265.9815 | 0 | 0 | 0 | 0 | 0 | 0 | 0 | 0 | 0 | 0 | 0 | 0 | 0 | 0
2016-08-09 09:00 | 0 | 0 | 0 | 0 | 0 | 183522.8766 | 0 | 428396 | 0 | 0 | 0 | 0 | 841969.8573 | 3235753.3761 | 0 | 0 | 0 | 0 | 0 | 0 | 0 | 0 | 0 | 0 | 0 | 0 | 0 | 0 | 0 | -259139.105 | 14265.9815 | 0 | 0 | 0 | 0 | 0 | 0 | 0 | 0 | 0 | 0 | 0 | 0 | 0 | 0
2016-08-09 10:00 | 0 | 0 | 0 | 0 | 0 | 307844.9011 | 0 | 445945 | 0 | 0 | 0 | 0 | 689603.7769 | 3250019.3577 | 0 | 0 | 0 | 0 | 0 | 0 | 0 | 0 | 0 | 0 | 0 | 0 | 0 | 0 | 0 | -152366.0804 | 14265.9815 | 0 | 0 | 0 | 0 | 0 | 0 | 0 | 0 | 0 | 0 | 0 | 0 | 0 | 0
2016-08-09 11:00 | 0 | 0 | 0 | 0 | 0 | 272245.8054 | 0 | 464137 | 0 | 0 | 0 | 0 | 483446.6007 | 3264285.3392 | 0 | 0 | 0 | 0 | 0 | 0 | 0 | 0 | 0 | 0 | 0 | 0 | 0 | 0 | 0 | -206157.1761 | 14265.9815 | 0 | 0 | 0 | 0 | 0 | 0 | 0 | 0 | 0 | 0 | 0 | 0 | 0 | 0
2016-08-09 12:00 | 0 | 0 | 0 | 0 | 0 | 159021.0233 | 23543.9146 | 484561 | 0 | 0 | 0 | 0 | 224307.4958 | 3221428.382 | 0 | 0 | 0 | 0 | 0 | 0 | 0 | 0 | 0 | 0 | 0 | 0 | 0 | 0 | 0 | -259139.105 | 0 | 42856.9572 | 0 | 0 | 0 | 0 | 0 | 0 | 0 | 0 | 0 | 0 | 0 | 0 | 0
2016-08-09 13:00 | 0 | 0 | 0 | 0 | 0 | 0 | 300783.4858 | 510825 | 0 | 0 | 0 | 0 | 0 | 3235694.3635 | 0 | 0 | 0 | 0 | 0 | 0 | 0 | 0 | 0 | 0 | 0 | 0 | 0 | 0 | 0 | -224307.4958 | 14265.9815 | 0 | 0 | 0 | 0 | 0 | 0 | 0 | 0 | 0 | 0 | 0 | 0 | 0 | 0
2016-08-09 14:00 | 0 | 0 | 0 | 0 | 0 | 0 | 580562.2816 | 544130 | 0 | 0 | 0 | 0 | 22166.3001 | 3249960.345 | 0 | 0 | 0 | 0 | 0 | 0 | 0 | 0 | 0 | 0 | 0 | 0 | 0 | 0 | 0 | 22166.3001 | 14265.9815 | 0 | 0 | 0 | 0 | 0 | 0 | 0 | 0 | 0 | 0 | 0 | 0 | 0 | 0
2016-08-09 15:00 | 0 | 0 | 0 | 0 | 0 | 0 | 705139.6303 | 576327 | 0 | 0 | 0 | 0 | 136712.9488 | 3264226.3266 | 0 | 0 | 0 | 0 | 0 | 0 | 0 | 0 | 0 | 0 | 0 | 0 | 0 | 0 | 0 | 114546.6488 | 14265.9815 | 0 | 0 | 0 | 0 | 0 | 0 | 0 | 0 | 0 | 0 | 0 | 0 | 0 | 0
2016-08-09 16:00 | 0 | 0 | 0 | 0 | 0 | 0 | 751028.2652 | 604939 | 0 | 0 | 0 | 0 | 268536.2325 | 3278492.3081 | 0 | 0 | 0 | 0 | 0 | 0 | 0 | 0 | 0 | 0 | 0 | 0 | 0 | 0 | 0 | 131823.2837 | 14265.9815 | 0 | 0 | 0 | 0 | 0 | 0 | 0 | 0 | 0 | 0 | 0 | 0 | 0 | 0
2016-08-09 17:00 | 0 | 0 | 0 | 0 | 0 | 0 | 768749.9584 | 630306 | 0 | 0 | 0 | 0 | 392714.2093 | 3292758.2896 | 0 | 0 | 0 | 0 | 0 | 0 | 0 | 0 | 0 | 0 | 0 | 0 | 0 | 0 | 0 | 124177.9769 | 14265.9815 | 0 | 0 | 0 | 0 | 0 | 0 | 0 | 0 | 0 | 0 | 0 | 0 | 0 | 0
2016-08-09 18:00 | 0 | 0 | 0 | 0 | 0 | 0 | 767297.9143 | 650268 | 0 | 0 | 0 | 0 | 495478.1421 | 3307024.2712 | 0 | 0 | 0 | 0 | 0 | 0 | 0 | 0 | 0 | 0 | 0 | 0 | 0 | 0 | 0 | 102763.9328 | 14265.9815 | 0 | 0 | 0 | 0 | 0 | 0 | 0 | 0 | 0 | 0 | 0 | 0 | 0 | 0
2016-08-09 19:00 | 0 | 0 | 0 | 0 | 0 | 0 | 755786.5134 | 662438 | 0 | 0 | 0 | 0 | 574560.674 | 3321290.2527 | 0 | 0 | 0 | 0 | 0 | 0 | 0 | 0 | 0 | 0 | 0 | 0 | 0 | 0 | 0 | 79082.5319 | 14265.9815 | 0 | 0 | 0 | 0 | 0 | 0 | 0 | 0 | 0 | 0 | 0 | 0 | 0 | 0
2016-08-09 20:00 | 0 | 0 | 0 | 0 | 0 | 0 | 743291.1025 | 669236 | 0 | 0 | 0 | 0 | 634349.7949 | 3335556.2342 | 0 | 0 | 0 | 0 | 0 | 0 | 0 | 0 | 0 | 0 | 0 | 0 | 0 | 0 | 0 | 59789.1209 | 14265.9815 | 0 | 0 | 0 | 0 | 0 | 0 | 0 | 0 | 0 | 0 | 0 | 0 | 0 | 0
2016-08-09 21:00 | 0 | 0 | 0 | 0 | 0 | 0 | 718786.1248 | 670932 | 0 | 0 | 0 | 0 | 667937.9383 | 3349822.2158 | 0 | 0 | 0 | 0 | 0 | 0 | 0 | 0 | 0 | 0 | 0 | 0 | 0 | 0 | 0 | 33588.1433 | 14265.9815 | 0 | 0 | 0 | 0 | 0 | 0 | 0 | 0 | 0 | 0 | 0 | 0 | 0 | 0
2016-08-09 22:00 | 0 | 0 | 0 | 0 | 0 | 0 | 675629.1428 | 664467 | 0 | 0 | 0 | 0 | 664834.0995 | 3364088.1973 | 0 | 0 | 0 | 0 | 0 | 0 | 0 | 0 | 0 | 0 | 0 | 0 | 0 | 0 | 0 | -3103.8388 | 14265.9815 | 0 | 0 | 0 | 0 | 0 | 0 | 0 | 0 | 0 | 0 | 0 | 0 | 0 | 0
2016-08-09 23:00 | 0 | 0 | 0 | 0 | 0 | 0 | 577598.742 | 651555 | 0 | 0 | 0 | 0 | 576611.86 | 3378354.1788 | 0 | 0 | 0 | 0 | 0 | 0 | 0 | 0 | 0 | 0 | 0 | 0 | 0 | 0 | 0 | -88222.2395 | 14265.9815 | 0 | 0 | 0 | 0 | 0 | 0 | 0 | 0 | 0 | 0 | 0 | 0 | 0 | 0
2016-08-10 | 0 | 0 | 0 | 0 | 0 | 410937.2562 | 428773.775 | 638816 | 0 | 0 | 0 | 0 | 763240.9097 | 3392620.1604 | 0 | 0 | 0 | 0 | 0 | 0 | 0 | 0 | 0 | 0 | 0 | 0 | 0 | 0 | 0 | 186629.0497 | 14265.9815 | 0 | 0 | 0 | 0 | 0 | 0 | 0 | 0 | 0 | 0 | 0 | 0 | 0 | 0
2016-08-10 01:00 | 0 | 0 | 0 | 0 | 0 | 456612.2241 | 198455.1435 | 622333 | 0 | 0 | 0 | 0 | 781709.2958 | 3406886.1419 | 0 | 0 | 0 | 0 | 0 | 0 | 0 | 0 | 0 | 0 | 0 | 0 | 0 | 0 | 0 | 18468.386 | 14265.9815 | 0 | 0 | 0 | 0 | 0 | 0 | 0 | 0 | 0 | 0 | 0 | 0 | 0 | 0
2016-08-10 02:00 | 0 | 0 | 0 | 0 | 0 | 603132.9493 | 4168.505 | 593236 | 0 | 0 | 0 | 0 | 781508.7685 | 3421152.1234 | 0 | 0 | 0 | 0 | 0 | 0 | 0 | 0 | 0 | 0 | 0 | 0 | 0 | 0 | 0 | -200.5273 | 14265.9815 | 0 | 0 | 0 | 0 | 0 | 0 | 0 | 0 | 0 | 0 | 0 | 0 | 0 | 0
2016-08-10 03:00 | 0 | 0 | 0 | 0 | 0 | 593158.1994 | 0 | 555718 | 0 | 0 | 0 | 0 | 804682.9863 | 3435418.105 | 0 | 0 | 0 | 0 | 0 | 0 | 0 | 0 | 0 | 0 | 0 | 0 | 0 | 0 | 0 | 23174.2178 | 14265.9815 | 0 | 0 | 0 | 0 | 0 | 0 | 0 | 0 | 0 | 0 | 0 | 0 | 0 | 0
2016-08-10 04:00 | 0 | 0 | 0 | 0 | 0 | 576101.3013 | 0 | 522030 | 0 | 0 | 0 | 0 | 844488.306 | 3449684.0865 | 0 | 0 | 0 | 0 | 0 | 0 | 0 | 0 | 0 | 0 | 0 | 0 | 0 | 0 | 0 | 39805.3197 | 14265.9815 | 0 | 0 | 0 | 0 | 0 | 0 | 0 | 0 | 0 | 0 | 0 | 0 | 0 | 0
2016-08-10 05:00 | 0 | 0 | 0 | 0 | 0 | 246706.8766 | 0 | 491580 | 0 | 0 | 0 | 0 | 585349.2011 | 3463950.068 | 0 | 0 | 0 | 0 | 0 | 0 | 0 | 0 | 0 | 0 | 0 | 0 | 0 | 0 | 0 | -259139.105 | 14265.9815 | 0 | 0 | 0 | 0 | 0 | 0 | 0 | 0 | 0 | 0 | 0 | 0 | 0 | 0
2016-08-10 06:00 | 0 | 0 | 0 | 0 | 0 | 540110.7457 | 0 | 466906 | 0 | 0 | 0 | 0 | 644287.9653 | 3478216.0496 | 0 | 0 | 0 | 0 | 0 | 0 | 0 | 0 | 0 | 0 | 0 | 0 | 0 | 0 | 0 | 58938.7642 | 14265.9815 | 0 | 0 | 0 | 0 | 0 | 0 | 0 | 0 | 0 | 0 | 0 | 0 | 0 | 0
2016-08-10 07:00 | 0 | 0 | 0 | 0 | 0 | 510362.7934 | 0 | 449880 | 0 | 0 | 0 | 0 | 690504.7771 | 3492482.0311 | 0 | 0 | 0 | 0 | 0 | 0 | 0 | 0 | 0 | 0 | 0 | 0 | 0 | 0 | 0 | 46216.8118 | 14265.9815 | 0 | 0 | 0 | 0 | 0 | 0 | 0 | 0 | 0 | 0 | 0 | 0 | 0 | 0
2016-08-10 08:00 | 0 | 0 | 0 | 0 | 0 | 197220.8766 | 0 | 442094 | 0 | 0 | 0 | 0 | 431365.6721 | 3506748.0126 | 0 | 0 | 0 | 0 | 0 | 0 | 0 | 0 | 0 | 0 | 0 | 0 | 0 | 0 | 0 | -259139.105 | 14265.9815 | 0 | 0 | 0 | 0 | 0 | 0 | 0 | 0 | 0 | 0 | 0 | 0 | 0 | 0
2016-08-10 09:00 | 0 | 0 | 0 | 0 | 0 | 439750.6465 | 0 | 446610 | 0 | 0 | 0 | 0 | 410240.3371 | 3521013.9942 | 0 | 0 | 0 | 0 | 0 | 0 | 0 | 0 | 0 | 0 | 0 | 0 | 0 | 0 | 0 | -21125.3351 | 14265.9815 | 0 | 0 | 0 | 0 | 0 | 0 | 0 | 0 | 0 | 0 | 0 | 0 | 0 | 0
2016-08-10 10:00 | 0 | 0 | 0 | 0 | 0 | 401716.6119 | 0 | 463323 | 0 | 0 | 0 | 0 | 348633.9489 | 3521013.9942 | 0 | 0 | 0 | 0 | 0 | 0 | 0 | 0 | 0 | 0 | 0 | 0 | 0 | 0 | 0 | -61606.3881 | 0 | 0 | 0 | 0 | 0 | 0 | 0 | 0 | 0 | 0 | 0 | 0 | 0 | 0 | 0
2016-08-10 11:00 | 0 | 0 | 0 | 0 | 0 | 374203.7793 | 0 | 482624 | 0 | 0 | 0 | 0 | 240213.7283 | 3521013.9942 | 0 | 0 | 0 | 0 | 0 | 0 | 0 | 0 | 0 | 0 | 0 | 0 | 0 | 0 | 0 | -108420.2207 | 0 | 0 | 0 | 0 | 0 | 0 | 0 | 0 | 0 | 0 | 0 | 0 | 0 | 0 | 0
2016-08-10 12:00 | 0 | 0 | 0 | 0 | 0 | 261541.488 | 25620.4 | 504305 | 0 | 0 | 0 | 0 | 23070.6163 | 3521013.9942 | 0 | 0 | 0 | 0 | 0 | 0 | 0 | 0 | 0 | 0 | 0 | 0 | 0 | 0 | 0 | -217143.112 | 0 | 0 | 0 | 0 | 0 | 0 | 0 | 0 | 0 | 0 | 0 | 0 | 0 | 0 | 0
2016-08-10 13:00 | 0 | 0 | 0 | 0 | 0 | 220808.1068 | 288481.2769 | 532360 | 0 | 0 | 0 | 0 | 0 | 3521013.9942 | 0 | 0 | 0 | 0 | 0 | 0 | 0 | 0 | 0 | 0 | 0 | 0 | 0 | 0 | 0 | -23070.6163 | 0 | 0 | 0 | 0 | 0 | 0 | 0 | 0 | 0 | 0 | 0 | 0 | 0 | 0 | 0
2016-08-10 14:00 | 0 | 0 | 0 | 0 | 0 | 146683.2406 | 570015.0552 | 566502 | 0 | 0 | 0 | 0 | 259139.105 | 3412071.185 | 0 | 0 | 0 | 0 | 0 | 0 | 0 | 0 | 0 | 0 | 0 | 0 | 0 | 0 | 0 | 259139.105 | 0 | 108942.8092 | 0 | 0 | 0 | 0 | 0 | 0 | 0 | 0 | 0 | 0 | 0 | 0 | 0
2016-08-10 15:00 | 0 | 0 | 0 | 0 | 0 | 40149.3618 | 710928.934 | 600882 | 0 | 0 | 0 | 0 | 518278.2099 | 3303128.3759 | 0 | 0 | 0 | 0 | 0 | 0 | 0 | 0 | 0 | 0 | 0 | 0 | 0 | 0 | 0 | 259139.105 | 0 | 108942.8092 | 0 | 0 | 0 | 0 | 0 | 0 | 0 | 0 | 0 | 0 | 0 | 0 | 0
2016-08-10 16:00 | 0 | 0 | 0 | 0 | 0 | 111122.4288 | 778191.6762 | 630175 | 0 | 0 | 0 | 0 | 777417.3149 | 3303128.3759 | 0 | 0 | 0 | 0 | 0 | 0 | 0 | 0 | 0 | 0 | 0 | 0 | 0 | 0 | 0 | 259139.105 | 0 | 0 | 0 | 0 | 0 | 0 | 0 | 0 | 0 | 0 | 0 | 0 | 0 | 0 | 0
2016-08-10 17:00 | 0 | 0 | 0 | 0 | 0 | 129223.3897 | 784234.7153 | 654319 | 0 | 0 | 0 | 0 | 1036556.4198 | 3303128.3759 | 0 | 0 | 0 | 0 | 0 | 0 | 0 | 0 | 0 | 0 | 0 | 0 | 0 | 0 | 0 | 259139.105 | 0 | 0 | 0 | 0 | 0 | 0 | 0 | 0 | 0 | 0 | 0 | 0 | 0 | 0 | 0
2016-08-10 18:00 | 0 | 0 | 0 | 0 | 0 | 0 | 764626.0353 | 672363 | 0 | 0 | 0 | 0 | 1237762.2642 | 3194185.5667 | 0 | 0 | 0 | 0 | 0 | 0 | 0 | 0 | 0 | 0 | 0 | 0 | 0 | 0 | 0 | 201205.8444 | 0 | 108942.8092 | 0 | 0 | 0 | 0 | 0 | 0 | 0 | 0 | 0 | 0 | 0 | 0 | 0
2016-08-10 19:00 | 0 | 0 | 0 | 0 | 0 | 0 | 736582.2372 | 683463 | 0 | 0 | 0 | 0 | 1290881.5014 | 3194185.5667 | 0 | 0 | 0 | 0 | 0 | 0 | 0 | 0 | 0 | 0 | 0 | 0 | 0 | 0 | 0 | 53119.2372 | 0 | 0 | 0 | 0 | 0 | 0 | 0 | 0 | 0 | 0 | 0 | 0 | 0 | 0 | 0
2016-08-10 20:00 | 0 | 0 | 0 | 0 | 0 | 244164.797 | 707089.308 | 692115 | 0 | 0 | 0 | 0 | 1550020.6064 | 3194185.5667 | 0 | 0 | 0 | 0 | 0 | 0 | 0 | 0 | 0 | 0 | 0 | 0 | 0 | 0 | 0 | 259139.105 | 0 | 0 | 0 | 0 | 0 | 0 | 0 | 0 | 0 | 0 | 0 | 0 | 0 | 0 | 0
2016-08-10 21:00 | 0 | 0 | 0 | 0 | 0 | 0 | 668611.1227 | 694043 | 0 | 0 | 0 | 0 | 1633531.5383 | 3085242.7575 | 0 | 0 | 0 | 0 | 0 | 0 | 0 | 0 | 0 | 0 | 0 | 0 | 0 | 0 | 0 | 83510.9319 | 0 | 108942.8092 | 0 | 0 | 0 | 0 | 0 | 0 | 0 | 0 | 0 | 0 | 0 | 0 | 0
2016-08-10 22:00 | 0 | 0 | 0 | 0 | 0 | 333751.2693 | 615021.8356 | 689634 | 0 | 0 | 0 | 0 | 1892670.6432 | 3085242.7575 | 0 | 0 | 0 | 0 | 0 | 0 | 0 | 0 | 0 | 0 | 0 | 0 | 0 | 0 | 0 | 259139.105 | 0 | 0 | 0 | 0 | 0 | 0 | 0 | 0 | 0 | 0 | 0 | 0 | 0 | 0 | 0
2016-08-10 23:00 | 0 | 0 | 0 | 0 | 0 | 0 | 520904.2163 | 676888 | 0 | 0 | 0 | 0 | 1845629.6686 | 2976299.9484 | 0 | 0 | 0 | 0 | 0 | 0 | 0 | 0 | 0 | 0 | 0 | 0 | 0 | 0 | 0 | -47040.9746 | 0 | 108942.8092 | 0 | 0 | 0 | 0 | 0 | 0 | 0 | 0 | 0 | 0 | 0 | 0 | 0
2016-08-11 | 0 | 0 | 0 | 0 | 0 | 504993.3717 | 386130.4524 | 663518 | 0 | 0 | 0 | 0 | 2073235.4928 | 2976299.9484 | 0 | 0 | 0 | 0 | 0 | 0 | 0 | 0 | 0 | 0 | 0 | 0 | 0 | 0 | 0 | 227605.8241 | 0 | 0 | 0 | 0 | 0 | 0 | 0 | 0 | 0 | 0 | 0 | 0 | 0 | 0 | 0
2016-08-11 01:00 | 0 | 0 | 0 | 0 | 0 | 613002.048 | 186078.2189 | 645779 | 0 | 0 | 0 | 0 | 2226536.7596 | 2976299.9484 | 0 | 0 | 0 | 0 | 0 | 0 | 0 | 0 | 0 | 0 | 0 | 0 | 0 | 0 | 0 | 153301.2669 | 0 | 0 | 0 | 0 | 0 | 0 | 0 | 0 | 0 | 0 | 0 | 0 | 0 | 0 | 0
2016-08-11 02:00 | 0 | 0 | 0 | 0 | 0 | 625636.252 | 6046.5803 | 613591 | 0 | 0 | 0 | 0 | 2353571.4012 | 2867357.1392 | 0 | 0 | 0 | 0 | 0 | 0 | 0 | 0 | 0 | 0 | 0 | 0 | 0 | 0 | 0 | 127034.6415 | 0 | 108942.8092 | 0 | 0 | 0 | 0 | 0 | 0 | 0 | 0 | 0 | 0 | 0 | 0 | 0
2016-08-11 03:00 | 0 | 0 | 0 | 0 | 0 | 580994.5628 | 0 | 574880 | 0 | 0 | 0 | 0 | 2468628.7731 | 2758414.3301 | 0 | 0 | 0 | 0 | 0 | 0 | 0 | 0 | 0 | 0 | 0 | 0 | 0 | 0 | 0 | 115057.372 | 0 | 108942.8092 | 0 | 0 | 0 | 0 | 0 | 0 | 0 | 0 | 0 | 0 | 0 | 0 | 0
2016-08-11 04:00 | 0 | 0 | 0 | 0 | 0 | 537452.662 | 0 | 539161 | 0 | 0 | 0 | 0 | 2466649.7428 | 2758685.0224 | 0 | 0 | 0 | 0 | 0 | 0 | 0 | 0 | 0 | 0 | 0 | 0 | 0 | 0 | 0 | -1979.0304 | 270.6924 | 0 | 0 | 0 | 0 | 0 | 0 | 0 | 0 | 0 | 0 | 0 | 0 | 0 | 0
2016-08-11 05:00 | 0 | 0 | 0 | 0 | 0 | 499653.3274 | 0 | 506885 | 0 | 0 | 0 | 0 | 2459418.0702 | 2758685.0224 | 0 | 0 | 0 | 0 | 0 | 0 | 0 | 0 | 0 | 0 | 0 | 0 | 0 | 0 | 0 | -7231.6726 | 0 | 0 | 0 | 0 | 0 | 0 | 0 | 0 | 0 | 0 | 0 | 0 | 0 | 0 | 0
2016-08-11 06:00 | 0 | 0 | 0 | 0 | 0 | 453692.5303 | 0 | 480926 | 0 | 0 | 0 | 0 | 2417918.619 | 2772951.004 | 0 | 0 | 0 | 0 | 0 | 0 | 0 | 0 | 0 | 0 | 0 | 0 | 0 | 0 | 0 | -41499.4513 | 14265.9815 | 0 | 0 | 0 | 0 | 0 | 0 | 0 | 0 | 0 | 0 | 0 | 0 | 0 | 0
2016-08-11 07:00 | 0 | 0 | 0 | 0 | 0 | 415614.7111 | 0 | 463267 | 0 | 0 | 0 | 0 | 2370266.3301 | 2772951.004 | 0 | 0 | 0 | 0 | 0 | 0 | 0 | 0 | 0 | 0 | 0 | 0 | 0 | 0 | 0 | -47652.2889 | 0 | 0 | 0 | 0 | 0 | 0 | 0 | 0 | 0 | 0 | 0 | 0 | 0 | 0 | 0
2016-08-11 08:00 | 0 | 0 | 0 | 0 | 0 | 390229.1736 | 0 | 454853 | 0 | 0 | 0 | 0 | 2305642.5037 | 2772951.004 | 0 | 0 | 0 | 0 | 0 | 0 | 0 | 0 | 0 | 0 | 0 | 0 | 0 | 0 | 0 | -64623.8264 | 0 | 0 | 0 | 0 | 0 | 0 | 0 | 0 | 0 | 0 | 0 | 0 | 0 | 0 | 0
2016-08-11 09:00 | 0 | 0 | 0 | 0 | 0 | 200671.895 | 0 | 459811 | 0 | 0 | 0 | 0 | 2046503.3987 | 2772951.004 | 0 | 0 | 0 | 0 | 0 | 0 | 0 | 0 | 0 | 0 | 0 | 0 | 0 | 0 | 0 | -259139.105 | 0 | 0 | 0 | 0 | 0 | 0 | 0 | 0 | 0 | 0 | 0 | 0 | 0 | 0 | 0
2016-08-11 10:00 | 0 | 0 | 0 | 0 | 0 | 342379.4355 | 0 | 477411 | 0 | 0 | 0 | 0 | 1911471.8342 | 2772951.004 | 0 | 0 | 0 | 0 | 0 | 0 | 0 | 0 | 0 | 0 | 0 | 0 | 0 | 0 | 0 | -135031.5645 | 0 | 0 | 0 | 0 | 0 | 0 | 0 | 0 | 0 | 0 | 0 | 0 | 0 | 0 | 0
2016-08-11 11:00 | 0 | 0 | 0 | 0 | 0 | 332387.8838 | 0 | 496658 | 0 | 0 | 0 | 0 | 1747201.718 | 2772951.004 | 0 | 0 | 0 | 0 | 0 | 0 | 0 | 0 | 0 | 0 | 0 | 0 | 0 | 0 | 0 | -164270.1162 | 0 | 0 | 0 | 0 | 0 | 0 | 0 | 0 | 0 | 0 | 0 | 0 | 0 | 0 | 0
2016-08-11 12:00 | 0 | 0 | 0 | 0 | 0 | 246075.5636 | 24128.0696 | 520056 | 0 | 0 | 0 | 0 | 1497349.3513 | 2772951.004 | 0 | 0 | 0 | 0 | 0 | 0 | 0 | 0 | 0 | 0 | 0 | 0 | 0 | 0 | 0 | -249852.3668 | 0 | 0 | 0 | 0 | 0 | 0 | 0 | 0 | 0 | 0 | 0 | 0 | 0 | 0 | 0
2016-08-11 13:00 | 0 | 0 | 0 | 0 | 0 | 236557.9303 | 290891.8823 | 548905 | 0 | 0 | 0 | 0 | 1475894.164 | 2772951.004 | 0 | 0 | 0 | 0 | 0 | 0 | 0 | 0 | 0 | 0 | 0 | 0 | 0 | 0 | 0 | -21455.1873 | 0 | 0 | 0 | 0 | 0 | 0 | 0 | 0 | 0 | 0 | 0 | 0 | 0 | 0 | 0
2016-08-11 14:00 | 0 | 0 | 0 | 0 | 0 | 0 | 542899.6577 | 584554 | 0 | 0 | 0 | 0 | 1543182.6308 | 2664008.1948 | 0 | 0 | 0 | 0 | 0 | 0 | 0 | 0 | 0 | 0 | 0 | 0 | 0 | 0 | 0 | 67288.4669 | 0 | 108942.8092 | 0 | 0 | 0 | 0 | 0 | 0 | 0 | 0 | 0 | 0 | 0 | 0 | 0
2016-08-11 15:00 | 0 | 0 | 0 | 0 | 0 | 0 | 683236.6457 | 620926 | 0 | 0 | 0 | 0 | 1605493.2766 | 2664008.1948 | 0 | 0 | 0 | 0 | 0 | 0 | 0 | 0 | 0 | 0 | 0 | 0 | 0 | 0 | 0 | 62310.6457 | 0 | 0 | 0 | 0 | 0 | 0 | 0 | 0 | 0 | 0 | 0 | 0 | 0 | 0 | 0
2016-08-11 16:00 | 0 | 0 | 0 | 0 | 0 | 156286.0852 | 753329.0198 | 650476 | 0 | 0 | 0 | 0 | 1864632.3815 | 2664008.1948 | 0 | 0 | 0 | 0 | 0 | 0 | 0 | 0 | 0 | 0 | 0 | 0 | 0 | 0 | 0 | 259139.105 | 0 | 0 | 0 | 0 | 0 | 0 | 0 | 0 | 0 | 0 | 0 | 0 | 0 | 0 | 0
2016-08-11 17:00 | 0 | 0 | 0 | 0 | 0 | 0 | 768710.1433 | 672839 | 0 | 0 | 0 | 0 | 2069446.334 | 2555065.3857 | 0 | 0 | 0 | 0 | 0 | 0 | 0 | 0 | 0 | 0 | 0 | 0 | 0 | 0 | 0 | 204813.9524 | 0 | 108942.8092 | 0 | 0 | 0 | 0 | 0 | 0 | 0 | 0 | 0 | 0 | 0 | 0 | 0
2016-08-11 18:00 | 0 | 0 | 0 | 0 | 0 | 186182.9392 | 764226.1658 | 691270 | 0 | 0 | 0 | 0 | 2328585.4389 | 2555065.3857 | 0 | 0 | 0 | 0 | 0 | 0 | 0 | 0 | 0 | 0 | 0 | 0 | 0 | 0 | 0 | 259139.105 | 0 | 0 | 0 | 0 | 0 | 0 | 0 | 0 | 0 | 0 | 0 | 0 | 0 | 0 | 0
2016-08-11 19:00 | 0 | 0 | 0 | 0 | 0 | 0 | 754468.4681 | 704348 | 0 | 0 | 0 | 0 | 2378705.907 | 2555065.3857 | 0 | 0 | 0 | 0 | 0 | 0 | 0 | 0 | 0 | 0 | 0 | 0 | 0 | 0 | 0 | 50120.4681 | 0 | 0 | 0 | 0 | 0 | 0 | 0 | 0 | 0 | 0 | 0 | 0 | 0 | 0 | 0
2016-08-11 20:00 | 0 | 0 | 0 | 0 | 0 | 0 | 748352.7158 | 711228 | 0 | 0 | 0 | 0 | 2524773.4319 | 2446122.5765 | 0 | 0 | 0 | 0 | 0 | 0 | 0 | 0 | 0 | 0 | 0 | 0 | 0 | 0 | 0 | 146067.5249 | 0 | 108942.8092 | 0 | 0 | 0 | 0 | 0 | 0 | 0 | 0 | 0 | 0 | 0 | 0 | 0
2016-08-11 21:00 | 0 | 0 | 0 | 0 | 0 | 183519.606 | 735160.7465 | 712067 | 0 | 0 | 0 | 0 | 2783912.5369 | 2393596.824 | 0 | 0 | 0 | 0 | 0 | 0 | 0 | 0 | 0 | 0 | 0 | 0 | 0 | 0 | 0 | 259139.105 | 0 | 52525.7525 | 0 | 0 | 0 | 0 | 0 | 0 | 0 | 0 | 0 | 0 | 0 | 0 | 0
2016-08-11 22:00 | 0 | 0 | 0 | 0 | 0 | 0 | 699308.6453 | 705532 | 0 | 0 | 0 | 0 | 2777689.1822 | 2393596.824 | 0 | 0 | 0 | 0 | 0 | 0 | 0 | 0 | 0 | 0 | 0 | 0 | 0 | 0 | 0 | -6223.3547 | 0 | 0 | 0 | 0 | 0 | 0 | 0 | 0 | 0 | 0 | 0 | 0 | 0 | 0 | 0
2016-08-11 23:00 | 0 | 0 | 0 | 0 | 0 | 195651.2187 | 604527.7635 | 693311 | 0 | 0 | 0 | 0 | 2884557.1643 | 2393596.824 | 0 | 0 | 0 | 0 | 0 | 0 | 0 | 0 | 0 | 0 | 0 | 0 | 0 | 0 | 0 | 106867.9822 | 0 | 0 | 0 | 0 | 0 | 0 | 0 | 0 | 0 | 0 | 0 | 0 | 0 | 0 | 0
2016-08-12 | 0 | 0 | 0 | 0 | 0 | 231179.5091 | 458820.8712 | 679786 | 0 | 0 | 0 | 0 | 2894771.5446 | 2393596.824 | 0 | 0 | 0 | 0 | 0 | 0 | 0 | 0 | 0 | 0 | 0 | 0 | 0 | 0 | 0 | 10214.3803 | 0 | 0 | 0 | 0 | 0 | 0 | 0 | 0 | 0 | 0 | 0 | 0 | 0 | 0 | 0
2016-08-12 01:00 | 0 | 0 | 0 | 0 | 0 | 325368.8137 | 208983.3102 | 661145 | 0 | 0 | 0 | 0 | 2767978.6685 | 2393596.824 | 0 | 0 | 0 | 0 | 0 | 0 | 0 | 0 | 0 | 0 | 0 | 0 | 0 | 0 | 0 | -126792.8761 | 0 | 0 | 0 | 0 | 0 | 0 | 0 | 0 | 0 | 0 | 0 | 0 | 0 | 0 | 0
2016-08-12 02:00 | 0 | 0 | 0 | 0 | 0 | 367036.3988 | 2842.5277 | 627372 | 0 | 0 | 0 | 0 | 2619428.4042 | 2284654.0149 | 0 | 0 | 0 | 0 | 0 | 0 | 0 | 0 | 0 | 0 | 0 | 0 | 0 | 0 | 0 | -148550.2643 | 0 | 108942.8092 | 0 | 0 | 0 | 0 | 0 | 0 | 0 | 0 | 0 | 0 | 0 | 0 | 0
2016-08-12 03:00 | 0 | 0 | 0 | 0 | 0 | 351719.6641 | 0 | 587829 | 0 | 0 | 0 | 0 | 2383319.0683 | 2284654.0149 | 0 | 0 | 0 | 0 | 0 | 0 | 0 | 0 | 0 | 0 | 0 | 0 | 0 | 0 | 0 | -236109.3359 | 0 | 0 | 0 | 0 | 0 | 0 | 0 | 0 | 0 | 0 | 0 | 0 | 0 | 0 | 0
2016-08-12 04:00 | 0 | 0 | 0 | 0 | 0 | 318200.99 | 0 | 552138 | 0 | 0 | 0 | 0 | 2149382.0583 | 2284654.0149 | 0 | 0 | 0 | 0 | 0 | 0 | 0 | 0 | 0 | 0 | 0 | 0 | 0 | 0 | 0 | -233937.01 | 0 | 0 | 0 | 0 | 0 | 0 | 0 | 0 | 0 | 0 | 0 | 0 | 0 | 0 | 0
2016-08-12 05:00 | 0 | 0 | 0 | 0 | 0 | 295232.2682 | 0 | 518806 | 0 | 0 | 0 | 0 | 1925808.3265 | 2284654.0149 | 0 | 0 | 0 | 0 | 0 | 0 | 0 | 0 | 0 | 0 | 0 | 0 | 0 | 0 | 0 | -223573.7318 | 0 | 0 | 0 | 0 | 0 | 0 | 0 | 0 | 0 | 0 | 0 | 0 | 0 | 0 | 0
2016-08-12 06:00 | 0 | 0 | 0 | 0 | 0 | 279849.1766 | 0 | 491927 | 0 | 0 | 0 | 0 | 1699464.5215 | 2298919.9964 | 0 | 0 | 0 | 0 | 0 | 0 | 0 | 0 | 0 | 0 | 0 | 0 | 0 | 0 | 0 | -226343.805 | 14265.9815 | 0 | 0 | 0 | 0 | 0 | 0 | 0 | 0 | 0 | 0 | 0 | 0 | 0 | 0
2016-08-12 07:00 | 0 | 0 | 0 | 0 | 0 | 277220.7743 | 0 | 472808 | 0 | 0 | 0 | 0 | 1503877.2958 | 2298919.9964 | 0 | 0 | 0 | 0 | 0 | 0 | 0 | 0 | 0 | 0 | 0 | 0 | 0 | 0 | 0 | -195587.2257 | 0 | 0 | 0 | 0 | 0 | 0 | 0 | 0 | 0 | 0 | 0 | 0 | 0 | 0 | 0
2016-08-12 08:00 | 0 | 0 | 0 | 0 | 0 | 282884.098 | 0 | 463193 | 0 | 0 | 0 | 0 | 1323568.3938 | 2298919.9964 | 0 | 0 | 0 | 0 | 0 | 0 | 0 | 0 | 0 | 0 | 0 | 0 | 0 | 0 | 0 | -180308.902 | 0 | 0 | 0 | 0 | 0 | 0 | 0 | 0 | 0 | 0 | 0 | 0 | 0 | 0 | 0
2016-08-12 09:00 | 0 | 0 | 0 | 0 | 0 | 284773.0549 | 0 | 466210 | 0 | 0 | 0 | 0 | 1142131.4487 | 2298919.9964 | 0 | 0 | 0 | 0 | 0 | 0 | 0 | 0 | 0 | 0 | 0 | 0 | 0 | 0 | 0 | -181436.9451 | 0 | 0 | 0 | 0 | 0 | 0 | 0 | 0 | 0 | 0 | 0 | 0 | 0 | 0 | 0
2016-08-12 10:00 | 0 | 0 | 0 | 0 | 0 | 295932.5814 | 0 | 482275 | 0 | 0 | 0 | 0 | 955789.0301 | 2298919.9964 | 0 | 0 | 0 | 0 | 0 | 0 | 0 | 0 | 0 | 0 | 0 | 0 | 0 | 0 | 0 | -186342.4186 | 0 | 0 | 0 | 0 | 0 | 0 | 0 | 0 | 0 | 0 | 0 | 0 | 0 | 0 | 0
2016-08-12 11:00 | 0 | 0 | 0 | 0 | 0 | 303801.4074 | 0 | 501898 | 0 | 0 | 0 | 0 | 757692.4375 | 2298919.9964 | 0 | 0 | 0 | 0 | 0 | 0 | 0 | 0 | 0 | 0 | 0 | 0 | 0 | 0 | 0 | -198096.5926 | 0 | 0 | 0 | 0 | 0 | 0 | 0 | 0 | 0 | 0 | 0 | 0 | 0 | 0 | 0
2016-08-12 12:00 | 0 | 0 | 0 | 0 | 0 | 223594.9724 | 29897.5913 | 523776 | 0 | 0 | 0 | 0 | 596351.8103 | 2189977.1873 | 0 | 0 | 0 | 0 | 0 | 0 | 0 | 0 | 0 | 0 | 0 | 0 | 0 | 0 | 0 | -161340.6272 | 0 | 108942.8092 | 0 | 0 | 0 | 0 | 0 | 0 | 0 | 0 | 0 | 0 | 0 | 0 | 0
2016-08-12 13:00 | 0 | 0 | 0 | 0 | 0 | 0 | 391851.1722 | 552524 | 0 | 0 | 0 | 0 | 435678.9825 | 2189977.1873 | 0 | 0 | 0 | 0 | 0 | 0 | 0 | 0 | 0 | 0 | 0 | 0 | 0 | 0 | 0 | -160672.8278 | 0 | 0 | 0 | 0 | 0 | 0 | 0 | 0 | 0 | 0 | 0 | 0 | 0 | 0 | 0
2016-08-12 14:00 | 0 | 0 | 0 | 0 | 0 | 0 | 611975.9172 | 585241 | 0 | 0 | 0 | 0 | 462413.8996 | 2189977.1873 | 0 | 0 | 0 | 0 | 0 | 0 | 0 | 0 | 0 | 0 | 0 | 0 | 0 | 0 | 0 | 26734.9172 | 0 | 0 | 0 | 0 | 0 | 0 | 0 | 0 | 0 | 0 | 0 | 0 | 0 | 0 | 0
2016-08-12 15:00 | 0 | 0 | 0 | 0 | 0 | 0 | 759173.2282 | 618102 | 0 | 0 | 0 | 0 | 603485.1279 | 2189977.1873 | 0 | 0 | 0 | 0 | 0 | 0 | 0 | 0 | 0 | 0 | 0 | 0 | 0 | 0 | 0 | 141071.2282 | 0 | 0 | 0 | 0 | 0 | 0 | 0 | 0 | 0 | 0 | 0 | 0 | 0 | 0 | 0
2016-08-12 16:00 | 0 | 0 | 0 | 0 | 0 | 0 | 818705.1079 | 645060 | 0 | 0 | 0 | 0 | 777130.2357 | 2189977.1873 | 0 | 0 | 0 | 0 | 0 | 0 | 0 | 0 | 0 | 0 | 0 | 0 | 0 | 0 | 0 | 173645.1079 | 0 | 0 | 0 | 0 | 0 | 0 | 0 | 0 | 0 | 0 | 0 | 0 | 0 | 0 | 0
2016-08-12 17:00 | 0 | 0 | 0 | 0 | 0 | 99334.4874 | 826989.6175 | 667185 | 0 | 0 | 0 | 0 | 1036269.3407 | 2189977.1873 | 0 | 0 | 0 | 0 | 0 | 0 | 0 | 0 | 0 | 0 | 0 | 0 | 0 | 0 | 0 | 259139.105 | 0 | 0 | 0 | 0 | 0 | 0 | 0 | 0 | 0 | 0 | 0 | 0 | 0 | 0 | 0
2016-08-12 18:00 | 0 | 0 | 0 | 0 | 0 | 0 | 816508.3266 | 683130 | 0 | 0 | 0 | 0 | 1169647.6673 | 2189977.1873 | 0 | 0 | 0 | 0 | 0 | 0 | 0 | 0 | 0 | 0 | 0 | 0 | 0 | 0 | 0 | 133378.3266 | 0 | 0 | 0 | 0 | 0 | 0 | 0 | 0 | 0 | 0 | 0 | 0 | 0 | 0 | 0
2016-08-12 19:00 | 0 | 0 | 0 | 0 | 0 | 63061.8113 | 803266.272 | 691605 | 0 | 0 | 0 | 0 | 1344370.7506 | 2189977.1873 | 0 | 0 | 0 | 0 | 0 | 0 | 0 | 0 | 0 | 0 | 0 | 0 | 0 | 0 | 0 | 174723.0833 | 0 | 0 | 0 | 0 | 0 | 0 | 0 | 0 | 0 | 0 | 0 | 0 | 0 | 0 | 0
2016-08-12 20:00 | 0 | 0 | 0 | 0 | 0 | 0 | 795161.8784 | 693676 | 0 | 0 | 0 | 0 | 1554799.4381 | 2081034.3781 | 0 | 0 | 0 | 0 | 0 | 0 | 0 | 0 | 0 | 0 | 0 | 0 | 0 | 0 | 0 | 210428.6876 | 0 | 108942.8092 | 0 | 0 | 0 | 0 | 0 | 0 | 0 | 0 | 0 | 0 | 0 | 0 | 0
2016-08-12 21:00 | 0 | 0 | 0 | 0 | 0 | 0 | 778701.9473 | 691677 | 0 | 0 | 0 | 0 | 1641824.3855 | 2081034.3781 | 0 | 0 | 0 | 0 | 0 | 0 | 0 | 0 | 0 | 0 | 0 | 0 | 0 | 0 | 0 | 87024.9473 | 0 | 0 | 0 | 0 | 0 | 0 | 0 | 0 | 0 | 0 | 0 | 0 | 0 | 0 | 0
2016-08-12 22:00 | 0 | 0 | 0 | 0 | 0 | 0 | 741134.1725 | 681134 | 0 | 0 | 0 | 0 | 1701824.5579 | 2081034.3781 | 0 | 0 | 0 | 0 | 0 | 0 | 0 | 0 | 0 | 0 | 0 | 0 | 0 | 0 | 0 | 60000.1725 | 0 | 0 | 0 | 0 | 0 | 0 | 0 | 0 | 0 | 0 | 0 | 0 | 0 | 0 | 0
2016-08-12 23:00 | 0 | 0 | 0 | 0 | 0 | 0 | 639480.3983 | 662811 | 0 | 0 | 0 | 0 | 1787436.7654 | 1972091.569 | 0 | 0 | 0 | 0 | 0 | 0 | 0 | 0 | 0 | 0 | 0 | 0 | 0 | 0 | 0 | 85612.2074 | 0 | 108942.8092 | 0 | 0 | 0 | 0 | 0 | 0 | 0 | 0 | 0 | 0 | 0 | 0 | 0
2016-08-13 | 0 | 0 | 0 | 0 | 0 | 0 | 480992.0319 | 647312 | 0 | 0 | 0 | 0 | 1730059.6064 | 1863148.7598 | 0 | 0 | 0 | 0 | 0 | 0 | 0 | 0 | 0 | 0 | 0 | 0 | 0 | 0 | 0 | -57377.159 | 0 | 108942.8092 | 0 | 0 | 0 | 0 | 0 | 0 | 0 | 0 | 0 | 0 | 0 | 0 | 0
2016-08-13 01:00 | 0 | 0 | 0 | 0 | 0 | 272706.372 | 182394.0011 | 628394 | 0 | 0 | 0 | 0 | 1665708.7887 | 1754205.9507 | 0 | 0 | 0 | 0 | 0 | 0 | 0 | 0 | 0 | 0 | 0 | 0 | 0 | 0 | 0 | -64350.8177 | 0 | 108942.8092 | 0 | 0 | 0 | 0 | 0 | 0 | 0 | 0 | 0 | 0 | 0 | 0 | 0
2016-08-13 02:00 | 0 | 0 | 0 | 0 | 0 | 298982.8972 | 2452.1235 | 598858 | 0 | 0 | 0 | 0 | 1477228.6185 | 1645263.1415 | 0 | 0 | 0 | 0 | 0 | 0 | 0 | 0 | 0 | 0 | 0 | 0 | 0 | 0 | 0 | -188480.1701 | 0 | 108942.8092 | 0 | 0 | 0 | 0 | 0 | 0 | 0 | 0 | 0 | 0 | 0 | 0 | 0
2016-08-13 03:00 | 0 | 0 | 0 | 0 | 0 | 303392.9177 | 0 | 564410 | 0 | 0 | 0 | 0 | 1325154.3454 | 1536320.3323 | 0 | 0 | 0 | 0 | 0 | 0 | 0 | 0 | 0 | 0 | 0 | 0 | 0 | 0 | 0 | -152074.2732 | 0 | 108942.8092 | 0 | 0 | 0 | 0 | 0 | 0 | 0 | 0 | 0 | 0 | 0 | 0 | 0
2016-08-13 04:00 | 0 | 0 | 0 | 0 | 0 | 300124.0834 | 0 | 530967 | 0 | 0 | 0 | 0 | 1080045.4472 | 1550586.3139 | 0 | 0 | 0 | 0 | 0 | 0 | 0 | 0 | 0 | 0 | 0 | 0 | 0 | 0 | 0 | -245108.8981 | 14265.9815 | 0 | 0 | 0 | 0 | 0 | 0 | 0 | 0 | 0 | 0 | 0 | 0 | 0 | 0
2016-08-13 05:00 | 0 | 0 | 0 | 0 | 0 | 290544.6765 | 0 | 500597 | 0 | 0 | 0 | 0 | 869993.1237 | 1550586.3139 | 0 | 0 | 0 | 0 | 0 | 0 | 0 | 0 | 0 | 0 | 0 | 0 | 0 | 0 | 0 | -210052.3235 | 0 | 0 | 0 | 0 | 0 | 0 | 0 | 0 | 0 | 0 | 0 | 0 | 0 | 0 | 0
2016-08-13 06:00 | 0 | 0 | 0 | 0 | 0 | 281603.1649 | 0 | 474944 | 0 | 0 | 0 | 0 | 676652.2885 | 1550586.3139 | 0 | 0 | 0 | 0 | 0 | 0 | 0 | 0 | 0 | 0 | 0 | 0 | 0 | 0 | 0 | -193340.8351 | 0 | 0 | 0 | 0 | 0 | 0 | 0 | 0 | 0 | 0 | 0 | 0 | 0 | 0 | 0
2016-08-13 07:00 | 0 | 0 | 0 | 0 | 0 | 197465.895 | 0 | 456605 | 0 | 0 | 0 | 0 | 417513.1836 | 1550586.3139 | 0 | 0 | 0 | 0 | 0 | 0 | 0 | 0 | 0 | 0 | 0 | 0 | 0 | 0 | 0 | -259139.105 | 0 | 0 | 0 | 0 | 0 | 0 | 0 | 0 | 0 | 0 | 0 | 0 | 0 | 0 | 0
2016-08-13 08:00 | 0 | 0 | 0 | 0 | 0 | 282130.7256 | 0 | 444618 | 0 | 0 | 0 | 0 | 255025.9092 | 1550586.3139 | 0 | 0 | 0 | 0 | 0 | 0 | 0 | 0 | 0 | 0 | 0 | 0 | 0 | 0 | 0 | -162487.2744 | 0 | 0 | 0 | 0 | 0 | 0 | 0 | 0 | 0 | 0 | 0 | 0 | 0 | 0 | 0
2016-08-13 09:00 | 0 | 0 | 0 | 0 | 0 | 289046.2972 | 0 | 439691 | 0 | 0 | 0 | 0 | 213324.0156 | 1441643.5047 | 0 | 0 | 0 | 0 | 0 | 0 | 0 | 0 | 0 | 0 | 0 | 0 | 0 | 0 | 0 | -41701.8936 | 0 | 108942.8092 | 0 | 0 | 0 | 0 | 0 | 0 | 0 | 0 | 0 | 0 | 0 | 0 | 0
2016-08-13 10:00 | 0 | 0 | 0 | 0 | 0 | 302807.8434 | 0 | 440900 | 0 | 0 | 0 | 0 | 184174.6682 | 1332700.6956 | 0 | 0 | 0 | 0 | 0 | 0 | 0 | 0 | 0 | 0 | 0 | 0 | 0 | 0 | 0 | -29149.3474 | 0 | 108942.8092 | 0 | 0 | 0 | 0 | 0 | 0 | 0 | 0 | 0 | 0 | 0 | 0 | 0
2016-08-13 11:00 | 0 | 0 | 0 | 0 | 0 | 311341.7435 | 0 | 448811 | 0 | 0 | 0 | 0 | 155648.2209 | 1223757.8864 | 0 | 0 | 0 | 0 | 0 | 0 | 0 | 0 | 0 | 0 | 0 | 0 | 0 | 0 | 0 | -28526.4473 | 0 | 108942.8092 | 0 | 0 | 0 | 0 | 0 | 0 | 0 | 0 | 0 | 0 | 0 | 0 | 0
2016-08-13 12:00 | 0 | 0 | 0 | 0 | 0 | 182168.2231 | 23002.7469 | 469762 | 0 | 0 | 0 | 0 | 0 | 1114815.0773 | 0 | 0 | 0 | 0 | 0 | 0 | 0 | 0 | 0 | 0 | 0 | 0 | 0 | 0 | 0 | -155648.2209 | 0 | 108942.8092 | 0 | 0 | 0 | 0 | 0 | 0 | 0 | 0 | 0 | 0 | 0 | 0 | 0
2016-08-13 13:00 | 0 | 0 | 0 | 0 | 0 | 121630.0545 | 314290.4874 | 498958 | 0 | 0 | 0 | 0 | 0 | 1051777.6191 | 0 | 0 | 0 | 0 | 0 | 0 | 0 | 0 | 0 | 0 | 0 | 0 | 0 | 0 | 0 | 0 | 0 | 63037.4581 | 0 | 0 | 0 | 0 | 0 | 0 | 0 | 0 | 0 | 0 | 0 | 0 | 0
2016-08-13 14:00 | 0 | 0 | 0 | 0 | 0 | 187571.9005 | 577365.452 | 531719 | 0 | 0 | 0 | 0 | 259139.105 | 1025856.8667 | 0 | 0 | 0 | 0 | 0 | 0 | 0 | 0 | 0 | 0 | 0 | 0 | 0 | 0 | 0 | 259139.105 | 0 | 25920.7525 | 0 | 0 | 0 | 0 | 0 | 0 | 0 | 0 | 0 | 0 | 0 | 0 | 0
2016-08-13 15:00 | 0 | 0 | 0 | 0 | 0 | 119202.3203 | 703453.7847 | 563517 | 0 | 0 | 0 | 0 | 518278.2099 | 1025856.8667 | 0 | 0 | 0 | 0 | 0 | 0 | 0 | 0 | 0 | 0 | 0 | 0 | 0 | 0 | 0 | 259139.105 | 0 | 0 | 0 | 0 | 0 | 0 | 0 | 0 | 0 | 0 | 0 | 0 | 0 | 0 | 0
2016-08-13 16:00 | 0 | 0 | 0 | 0 | 0 | 0 | 773184.8849 | 590577 | 0 | 0 | 0 | 0 | 777417.3149 | 949325.6466 | 0 | 0 | 0 | 0 | 0 | 0 | 0 | 0 | 0 | 0 | 0 | 0 | 0 | 0 | 0 | 259139.105 | 0 | 76531.22 | 0 | 0 | 0 | 0 | 0 | 0 | 0 | 0 | 0 | 0 | 0 | 0 | 0
2016-08-13 17:00 | 0 | 0 | 0 | 0 | 0 | 88614.9443 | 780554.1606 | 610030 | 0 | 0 | 0 | 0 | 1036556.4198 | 949325.6466 | 0 | 0 | 0 | 0 | 0 | 0 | 0 | 0 | 0 | 0 | 0 | 0 | 0 | 0 | 0 | 259139.105 | 0 | 0 | 0 | 0 | 0 | 0 | 0 | 0 | 0 | 0 | 0 | 0 | 0 | 0 | 0
2016-08-13 18:00 | 0 | 0 | 0 | 0 | 0 | 113935.1457 | 771123.9593 | 625920 | 0 | 0 | 0 | 0 | 1295695.5248 | 949325.6466 | 0 | 0 | 0 | 0 | 0 | 0 | 0 | 0 | 0 | 0 | 0 | 0 | 0 | 0 | 0 | 259139.105 | 0 | 0 | 0 | 0 | 0 | 0 | 0 | 0 | 0 | 0 | 0 | 0 | 0 | 0 | 0
2016-08-13 19:00 | 0 | 0 | 0 | 0 | 0 | 135288.2466 | 761626.8583 | 637776 | 0 | 0 | 0 | 0 | 1554834.6297 | 949325.6466 | 0 | 0 | 0 | 0 | 0 | 0 | 0 | 0 | 0 | 0 | 0 | 0 | 0 | 0 | 0 | 259139.105 | 0 | 0 | 0 | 0 | 0 | 0 | 0 | 0 | 0 | 0 | 0 | 0 | 0 | 0 | 0
2016-08-13 20:00 | 0 | 0 | 0 | 0 | 0 | 145921.6694 | 758683.4355 | 645466 | 0 | 0 | 0 | 0 | 1813973.7347 | 949325.6466 | 0 | 0 | 0 | 0 | 0 | 0 | 0 | 0 | 0 | 0 | 0 | 0 | 0 | 0 | 0 | 259139.105 | 0 | 0 | 0 | 0 | 0 | 0 | 0 | 0 | 0 | 0 | 0 | 0 | 0 | 0 | 0
2016-08-13 21:00 | 0 | 0 | 0 | 0 | 0 | 0 | 748239.7381 | 647940 | 0 | 0 | 0 | 0 | 1914273.4727 | 949325.6466 | 0 | 0 | 0 | 0 | 0 | 0 | 0 | 0 | 0 | 0 | 0 | 0 | 0 | 0 | 0 | 100299.7381 | 0 | 0 | 0 | 0 | 0 | 0 | 0 | 0 | 0 | 0 | 0 | 0 | 0 | 0 | 0
2016-08-13 22:00 | 0 | 0 | 0 | 0 | 0 | 188771.7704 | 713477.3346 | 643110 | 0 | 0 | 0 | 0 | 2173412.5777 | 949325.6466 | 0 | 0 | 0 | 0 | 0 | 0 | 0 | 0 | 0 | 0 | 0 | 0 | 0 | 0 | 0 | 259139.105 | 0 | 0 | 0 | 0 | 0 | 0 | 0 | 0 | 0 | 0 | 0 | 0 | 0 | 0 | 0
2016-08-13 23:00 | 0 | 0 | 0 | 0 | 0 | 201265.1292 | 621556.2361 | 628592 | 0 | 0 | 0 | 0 | 2367641.9429 | 949325.6466 | 0 | 0 | 0 | 0 | 0 | 0 | 0 | 0 | 0 | 0 | 0 | 0 | 0 | 0 | 0 | 194229.3653 | 0 | 0 | 0 | 0 | 0 | 0 | 0 | 0 | 0 | 0 | 0 | 0 | 0 | 0 | 0
2016-08-14 | 0 | 0 | 0 | 0 | 0 | 228941.3534 | 465985.4231 | 615613 | 0 | 0 | 0 | 0 | 2555898.5287 | 840382.8375 | 0 | 0 | 0 | 0 | 0 | 0 | 0 | 0 | 0 | 0 | 0 | 0 | 0 | 0 | 0 | 188256.5857 | 0 | 108942.8092 | 0 | 0 | 0 | 0 | 0 | 0 | 0 | 0 | 0 | 0 | 0 | 0 | 0
2016-08-14 01:00 | 0 | 0 | 0 | 0 | 0 | 320176.9498 | 180589.6411 | 598889 | 0 | 0 | 0 | 0 | 2457776.1196 | 840382.8375 | 0 | 0 | 0 | 0 | 0 | 0 | 0 | 0 | 0 | 0 | 0 | 0 | 0 | 0 | 0 | -98122.4091 | 0 | 0 | 0 | 0 | 0 | 0 | 0 | 0 | 0 | 0 | 0 | 0 | 0 | 0 | 0
2016-08-14 02:00 | 0 | 0 | 0 | 0 | 0 | 344237.2265 | 1990.7824 | 570370 | 0 | 0 | 0 | 0 | 2233634.1285 | 840382.8375 | 0 | 0 | 0 | 0 | 0 | 0 | 0 | 0 | 0 | 0 | 0 | 0 | 0 | 0 | 0 | -224141.9911 | 0 | 0 | 0 | 0 | 0 | 0 | 0 | 0 | 0 | 0 | 0 | 0 | 0 | 0 | 0
2016-08-14 03:00 | 0 | 0 | 0 | 0 | 0 | 331027.438 | 0 | 539040 | 0 | 0 | 0 | 0 | 2025621.5664 | 840382.8375 | 0 | 0 | 0 | 0 | 0 | 0 | 0 | 0 | 0 | 0 | 0 | 0 | 0 | 0 | 0 | -208012.562 | 0 | 0 | 0 | 0 | 0 | 0 | 0 | 0 | 0 | 0 | 0 | 0 | 0 | 0 | 0
2016-08-14 04:00 | 0 | 0 | 0 | 0 | 0 | 302655.711 | 0 | 506573 | 0 | 0 | 0 | 0 | 1821704.2774 | 840382.8375 | 0 | 0 | 0 | 0 | 0 | 0 | 0 | 0 | 0 | 0 | 0 | 0 | 0 | 0 | 0 | -203917.289 | 0 | 0 | 0 | 0 | 0 | 0 | 0 | 0 | 0 | 0 | 0 | 0 | 0 | 0 | 0
2016-08-14 05:00 | 0 | 0 | 0 | 0 | 0 | 271574.2055 | 0 | 479368 | 0 | 0 | 0 | 0 | 1613910.4828 | 840382.8375 | 0 | 0 | 0 | 0 | 0 | 0 | 0 | 0 | 0 | 0 | 0 | 0 | 0 | 0 | 0 | -207793.7945 | 0 | 0 | 0 | 0 | 0 | 0 | 0 | 0 | 0 | 0 | 0 | 0 | 0 | 0 | 0
2016-08-14 06:00 | 0 | 0 | 0 | 0 | 0 | 252269.3759 | 0 | 454836 | 0 | 0 | 0 | 0 | 1411343.8587 | 840382.8375 | 0 | 0 | 0 | 0 | 0 | 0 | 0 | 0 | 0 | 0 | 0 | 0 | 0 | 0 | 0 | -202566.6241 | 0 | 0 | 0 | 0 | 0 | 0 | 0 | 0 | 0 | 0 | 0 | 0 | 0 | 0 | 0
2016-08-14 07:00 | 0 | 0 | 0 | 0 | 0 | 246169.6615 | 0 | 436168 | 0 | 0 | 0 | 0 | 1221345.5202 | 840382.8375 | 0 | 0 | 0 | 0 | 0 | 0 | 0 | 0 | 0 | 0 | 0 | 0 | 0 | 0 | 0 | -189998.3385 | 0 | 0 | 0 | 0 | 0 | 0 | 0 | 0 | 0 | 0 | 0 | 0 | 0 | 0 | 0
2016-08-14 08:00 | 0 | 0 | 0 | 0 | 0 | 252464.1436 | 0 | 423088 | 0 | 0 | 0 | 0 | 1050721.6638 | 840382.8375 | 0 | 0 | 0 | 0 | 0 | 0 | 0 | 0 | 0 | 0 | 0 | 0 | 0 | 0 | 0 | -170623.8564 | 0 | 0 | 0 | 0 | 0 | 0 | 0 | 0 | 0 | 0 | 0 | 0 | 0 | 0 | 0
2016-08-14 09:00 | 0 | 0 | 0 | 0 | 0 | 255637.7736 | 0 | 416755 | 0 | 0 | 0 | 0 | 889604.4374 | 840382.8375 | 0 | 0 | 0 | 0 | 0 | 0 | 0 | 0 | 0 | 0 | 0 | 0 | 0 | 0 | 0 | -161117.2264 | 0 | 0 | 0 | 0 | 0 | 0 | 0 | 0 | 0 | 0 | 0 | 0 | 0 | 0 | 0
2016-08-14 10:00 | 0 | 0 | 0 | 0 | 0 | 259330.7161 | 0 | 413239 | 0 | 0 | 0 | 0 | 735696.1535 | 840382.8375 | 0 | 0 | 0 | 0 | 0 | 0 | 0 | 0 | 0 | 0 | 0 | 0 | 0 | 0 | 0 | -153908.2839 | 0 | 0 | 0 | 0 | 0 | 0 | 0 | 0 | 0 | 0 | 0 | 0 | 0 | 0 | 0
2016-08-14 11:00 | 0 | 0 | 0 | 0 | 0 | 267031.6551 | 0 | 417707 | 0 | 0 | 0 | 0 | 585020.8086 | 840382.8375 | 0 | 0 | 0 | 0 | 0 | 0 | 0 | 0 | 0 | 0 | 0 | 0 | 0 | 0 | 0 | -150675.3449 | 0 | 0 | 0 | 0 | 0 | 0 | 0 | 0 | 0 | 0 | 0 | 0 | 0 | 0 | 0
2016-08-14 12:00 | 0 | 0 | 0 | 0 | 0 | 183470.5563 | 13767.9456 | 437681 | 0 | 0 | 0 | 0 | 344578.3105 | 840382.8375 | 0 | 0 | 0 | 0 | 0 | 0 | 0 | 0 | 0 | 0 | 0 | 0 | 0 | 0 | 0 | -240442.4981 | 0 | 0 | 0 | 0 | 0 | 0 | 0 | 0 | 0 | 0 | 0 | 0 | 0 | 0 | 0
2016-08-14 13:00 | 0 | 0 | 0 | 0 | 0 | 0 | 290867.1125 | 467631 | 0 | 0 | 0 | 0 | 167814.423 | 840382.8375 | 0 | 0 | 0 | 0 | 0 | 0 | 0 | 0 | 0 | 0 | 0 | 0 | 0 | 0 | 0 | -176763.8875 | 0 | 0 | 0 | 0 | 0 | 0 | 0 | 0 | 0 | 0 | 0 | 0 | 0 | 0 | 0
2016-08-14 14:00 | 0 | 0 | 0 | 0 | 0 | 102187.0414 | 575532.5588 | 499596 | 0 | 0 | 0 | 0 | 426953.5279 | 759367.3327 | 0 | 0 | 0 | 0 | 0 | 0 | 0 | 0 | 0 | 0 | 0 | 0 | 0 | 0 | 0 | 259139.105 | 0 | 81015.5048 | 0 | 0 | 0 | 0 | 0 | 0 | 0 | 0 | 0 | 0 | 0 | 0 | 0
2016-08-14 15:00 | 0 | 0 | 0 | 0 | 0 | 0 | 734666.9972 | 530843 | 0 | 0 | 0 | 0 | 686092.6329 | 704052.225 | 0 | 0 | 0 | 0 | 0 | 0 | 0 | 0 | 0 | 0 | 0 | 0 | 0 | 0 | 0 | 259139.105 | 0 | 55315.1078 | 0 | 0 | 0 | 0 | 0 | 0 | 0 | 0 | 0 | 0 | 0 | 0 | 0
2016-08-14 16:00 | 0 | 0 | 0 | 0 | 0 | 12341.733 | 805687.3719 | 558890 | 0 | 0 | 0 | 0 | 945231.7378 | 704052.225 | 0 | 0 | 0 | 0 | 0 | 0 | 0 | 0 | 0 | 0 | 0 | 0 | 0 | 0 | 0 | 259139.105 | 0 | 0 | 0 | 0 | 0 | 0 | 0 | 0 | 0 | 0 | 0 | 0 | 0 | 0 | 0
2016-08-14 17:00 | 0 | 0 | 0 | 0 | 0 | 24209.3781 | 815890.7269 | 580961 | 0 | 0 | 0 | 0 | 1204370.8428 | 704052.225 | 0 | 0 | 0 | 0 | 0 | 0 | 0 | 0 | 0 | 0 | 0 | 0 | 0 | 0 | 0 | 259139.105 | 0 | 0 | 0 | 0 | 0 | 0 | 0 | 0 | 0 | 0 | 0 | 0 | 0 | 0 | 0
2016-08-14 18:00 | 0 | 0 | 0 | 0 | 0 | 49237.7835 | 807820.3215 | 597919 | 0 | 0 | 0 | 0 | 1463509.9477 | 704052.225 | 0 | 0 | 0 | 0 | 0 | 0 | 0 | 0 | 0 | 0 | 0 | 0 | 0 | 0 | 0 | 259139.105 | 0 | 0 | 0 | 0 | 0 | 0 | 0 | 0 | 0 | 0 | 0 | 0 | 0 | 0 | 0
2016-08-14 19:00 | 0 | 0 | 0 | 0 | 0 | 73009.6068 | 797063.4981 | 610934 | 0 | 0 | 0 | 0 | 1722649.0527 | 704052.225 | 0 | 0 | 0 | 0 | 0 | 0 | 0 | 0 | 0 | 0 | 0 | 0 | 0 | 0 | 0 | 259139.105 | 0 | 0 | 0 | 0 | 0 | 0 | 0 | 0 | 0 | 0 | 0 | 0 | 0 | 0 | 0
2016-08-14 20:00 | 0 | 0 | 0 | 0 | 0 | 86408.7846 | 793648.3204 | 620918 | 0 | 0 | 0 | 0 | 1981788.1576 | 704052.225 | 0 | 0 | 0 | 0 | 0 | 0 | 0 | 0 | 0 | 0 | 0 | 0 | 0 | 0 | 0 | 259139.105 | 0 | 0 | 0 | 0 | 0 | 0 | 0 | 0 | 0 | 0 | 0 | 0 | 0 | 0 | 0
2016-08-14 21:00 | 0 | 0 | 0 | 0 | 0 | 0 | 784376.7316 | 627236 | 0 | 0 | 0 | 0 | 2240927.2626 | 602053.8516 | 0 | 0 | 0 | 0 | 0 | 0 | 0 | 0 | 0 | 0 | 0 | 0 | 0 | 0 | 0 | 259139.105 | 0 | 101998.3734 | 0 | 0 | 0 | 0 | 0 | 0 | 0 | 0 | 0 | 0 | 0 | 0 | 0
2016-08-14 22:00 | 0 | 0 | 0 | 0 | 0 | 0 | 755424.8966 | 625583 | 0 | 0 | 0 | 0 | 2479711.9684 | 493111.0424 | 0 | 0 | 0 | 0 | 0 | 0 | 0 | 0 | 0 | 0 | 0 | 0 | 0 | 0 | 0 | 238784.7058 | 0 | 108942.8092 | 0 | 0 | 0 | 0 | 0 | 0 | 0 | 0 | 0 | 0 | 0 | 0 | 0
2016-08-14 23:00 | 0 | 0 | 0 | 0 | 0 | 95596.0833 | 661051.9908 | 616316 | 0 | 0 | 0 | 0 | 2728986.8516 | 384168.2333 | 0 | 0 | 0 | 0 | 0 | 0 | 0 | 0 | 0 | 0 | 0 | 0 | 0 | 0 | 0 | 249274.8832 | 0 | 108942.8092 | 0 | 0 | 0 | 0 | 0 | 0 | 0 | 0 | 0 | 0 | 0 | 0 | 0
2016-08-15 | 0 | 0 | 0 | 0 | 0 | 264559.7456 | 508847.9474 | 607623 | 0 | 0 | 0 | 0 | 2894771.5446 | 384168.2333 | 0 | 0 | 0 | 0 | 0 | 0 | 0 | 0 | 0 | 0 | 0 | 0 | 0 | 0 | 0 | 165784.693 | 0 | 0 | 0 | 0 | 0 | 0 | 0 | 0 | 0 | 0 | 0 | 0 | 0 | 0 | 0
2016-08-15 01:00 | 0 | 0 | 0 | 0 | 0 | 412801.9752 | 174372.3563 | 594043 | 0 | 0 | 0 | 0 | 2887902.8761 | 384168.2333 | 0 | 0 | 0 | 0 | 0 | 0 | 0 | 0 | 0 | 0 | 0 | 0 | 0 | 0 | 0 | -6868.6685 | 0 | 0 | 0 | 0 | 0 | 0 | 0 | 0 | 0 | 0 | 0 | 0 | 0 | 0 | 0
2016-08-15 02:00 | 0 | 0 | 0 | 0 | 0 | 479240.5992 | 1934.3679 | 565864 | 0 | 0 | 0 | 0 | 2803213.8432 | 384168.2333 | 0 | 0 | 0 | 0 | 0 | 0 | 0 | 0 | 0 | 0 | 0 | 0 | 0 | 0 | 0 | -84689.0329 | 0 | 0 | 0 | 0 | 0 | 0 | 0 | 0 | 0 | 0 | 0 | 0 | 0 | 0 | 0
2016-08-15 03:00 | 0 | 0 | 0 | 0 | 0 | 272663.895 | 0 | 531803 | 0 | 0 | 0 | 0 | 2544074.7383 | 384168.2333 | 0 | 0 | 0 | 0 | 0 | 0 | 0 | 0 | 0 | 0 | 0 | 0 | 0 | 0 | 0 | -259139.105 | 0 | 0 | 0 | 0 | 0 | 0 | 0 | 0 | 0 | 0 | 0 | 0 | 0 | 0 | 0
2016-08-15 04:00 | 0 | 0 | 0 | 0 | 0 | 459267.6867 | 0 | 498640 | 0 | 0 | 0 | 0 | 2504702.425 | 384168.2333 | 0 | 0 | 0 | 0 | 0 | 0 | 0 | 0 | 0 | 0 | 0 | 0 | 0 | 0 | 0 | -39372.3133 | 0 | 0 | 0 | 0 | 0 | 0 | 0 | 0 | 0 | 0 | 0 | 0 | 0 | 0 | 0
2016-08-15 05:00 | 0 | 0 | 0 | 0 | 0 | 418580.9079 | 0 | 471763 | 0 | 0 | 0 | 0 | 2451520.3329 | 384168.2333 | 0 | 0 | 0 | 0 | 0 | 0 | 0 | 0 | 0 | 0 | 0 | 0 | 0 | 0 | 0 | -53182.0921 | 0 | 0 | 0 | 0 | 0 | 0 | 0 | 0 | 0 | 0 | 0 | 0 | 0 | 0 | 0
2016-08-15 06:00 | 0 | 0 | 0 | 0 | 0 | 368031.1321 | 0 | 448691 | 0 | 0 | 0 | 0 | 2356594.4835 | 398434.2148 | 0 | 0 | 0 | 0 | 0 | 0 | 0 | 0 | 0 | 0 | 0 | 0 | 0 | 0 | 0 | -94925.8494 | 14265.9815 | 0 | 0 | 0 | 0 | 0 | 0 | 0 | 0 | 0 | 0 | 0 | 0 | 0 | 0
2016-08-15 07:00 | 0 | 0 | 0 | 0 | 0 | 322712.2984 | 0 | 433241 | 0 | 0 | 0 | 0 | 2246065.7818 | 398434.2148 | 0 | 0 | 0 | 0 | 0 | 0 | 0 | 0 | 0 | 0 | 0 | 0 | 0 | 0 | 0 | -110528.7016 | 0 | 0 | 0 | 0 | 0 | 0 | 0 | 0 | 0 | 0 | 0 | 0 | 0 | 0 | 0
2016-08-15 08:00 | 0 | 0 | 0 | 0 | 0 | 296773.4627 | 0 | 426487 | 0 | 0 | 0 | 0 | 2116352.2446 | 398434.2148 | 0 | 0 | 0 | 0 | 0 | 0 | 0 | 0 | 0 | 0 | 0 | 0 | 0 | 0 | 0 | -129713.5373 | 0 | 0 | 0 | 0 | 0 | 0 | 0 | 0 | 0 | 0 | 0 | 0 | 0 | 0 | 0
2016-08-15 09:00 | 0 | 0 | 0 | 0 | 0 | 185953.8766 | 0 | 430827 | 0 | 0 | 0 | 0 | 1857213.1396 | 412700.1963 | 0 | 0 | 0 | 0 | 0 | 0 | 0 | 0 | 0 | 0 | 0 | 0 | 0 | 0 | 0 | -259139.105 | 14265.9815 | 0 | 0 | 0 | 0 | 0 | 0 | 0 | 0 | 0 | 0 | 0 | 0 | 0 | 0
2016-08-15 10:00 | 0 | 0 | 0 | 0 | 0 | 256296.931 | 0 | 448712 | 0 | 0 | 0 | 0 | 1651058.154 | 426440.113 | 0 | 0 | 0 | 0 | 0 | 0 | 0 | 0 | 0 | 0 | 0 | 0 | 0 | 0 | 0 | -206154.9857 | 13739.9167 | 0 | 0 | 0 | 0 | 0 | 0 | 0 | 0 | 0 | 0 | 0 | 0 | 0 | 0
2016-08-15 11:00 | 0 | 0 | 0 | 0 | 0 | 246585.2103 | 0 | 470395 | 0 | 0 | 0 | 0 | 1412982.3827 | 440706.0945 | 0 | 0 | 0 | 0 | 0 | 0 | 0 | 0 | 0 | 0 | 0 | 0 | 0 | 0 | 0 | -238075.7713 | 14265.9815 | 0 | 0 | 0 | 0 | 0 | 0 | 0 | 0 | 0 | 0 | 0 | 0 | 0 | 0
2016-08-15 12:00 | 0 | 0 | 0 | 0 | 0 | 164397.0538 | 12764.8437 | 491924 | 0 | 0 | 0 | 0 | 1153843.2778 | 385083.097 | 0 | 0 | 0 | 0 | 0 | 0 | 0 | 0 | 0 | 0 | 0 | 0 | 0 | 0 | 0 | -259139.105 | 0 | 55622.9975 | 0 | 0 | 0 | 0 | 0 | 0 | 0 | 0 | 0 | 0 | 0 | 0 | 0
2016-08-15 13:00 | 0 | 0 | 0 | 0 | 0 | 0 | 319682.818 | 518273 | 0 | 0 | 0 | 0 | 940987.1142 | 399349.0785 | 0 | 0 | 0 | 0 | 0 | 0 | 0 | 0 | 0 | 0 | 0 | 0 | 0 | 0 | 0 | -212856.1635 | 14265.9815 | 0 | 0 | 0 | 0 | 0 | 0 | 0 | 0 | 0 | 0 | 0 | 0 | 0 | 0
2016-08-15 14:00 | 0 | 0 | 0 | 0 | 0 | 0 | 612426.5747 | 549237 | 0 | 0 | 0 | 0 | 989910.7074 | 413615.0601 | 0 | 0 | 0 | 0 | 0 | 0 | 0 | 0 | 0 | 0 | 0 | 0 | 0 | 0 | 0 | 48923.5932 | 14265.9815 | 0 | 0 | 0 | 0 | 0 | 0 | 0 | 0 | 0 | 0 | 0 | 0 | 0 | 0
2016-08-15 15:00 | 0 | 0 | 0 | 0 | 0 | 103015.059 | 746825.9518 | 578771 | 0 | 0 | 0 | 0 | 1246714.7367 | 427881.0416 | 0 | 0 | 0 | 0 | 0 | 0 | 0 | 0 | 0 | 0 | 0 | 0 | 0 | 0 | 0 | 256804.0294 | 14265.9815 | 0 | 0 | 0 | 0 | 0 | 0 | 0 | 0 | 0 | 0 | 0 | 0 | 0 | 0
2016-08-15 16:00 | 0 | 0 | 0 | 0 | 0 | 59644.6513 | 817743.4351 | 603983 | 0 | 0 | 0 | 0 | 1505853.8417 | 442147.0231 | 0 | 0 | 0 | 0 | 0 | 0 | 0 | 0 | 0 | 0 | 0 | 0 | 0 | 0 | 0 | 259139.105 | 14265.9815 | 0 | 0 | 0 | 0 | 0 | 0 | 0 | 0 | 0 | 0 | 0 | 0 | 0 | 0
2016-08-15 17:00 | 0 | 0 | 0 | 0 | 0 | 76671.2365 | 821922.85 | 625189 | 0 | 0 | 0 | 0 | 1764992.9466 | 456413.0047 | 0 | 0 | 0 | 0 | 0 | 0 | 0 | 0 | 0 | 0 | 0 | 0 | 0 | 0 | 0 | 259139.105 | 14265.9815 | 0 | 0 | 0 | 0 | 0 | 0 | 0 | 0 | 0 | 0 | 0 | 0 | 0 | 0
2016-08-15 18:00 | 0 | 0 | 0 | 0 | 0 | 94550.3797 | 815283.6041 | 639774 | 0 | 0 | 0 | 0 | 2020786.9489 | 470678.9862 | 0 | 0 | 0 | 0 | 0 | 0 | 0 | 0 | 0 | 0 | 0 | 0 | 0 | 0 | 0 | 255794.0023 | 14265.9815 | 0 | 0 | 0 | 0 | 0 | 0 | 0 | 0 | 0 | 0 | 0 | 0 | 0 | 0
2016-08-15 19:00 | 0 | 0 | 0 | 0 | 0 | 90182.5293 | 806274.1021 | 650054 | 0 | 0 | 0 | 0 | 2252923.5988 | 484944.9677 | 0 | 0 | 0 | 0 | 0 | 0 | 0 | 0 | 0 | 0 | 0 | 0 | 0 | 0 | 0 | 232136.6499 | 14265.9815 | 0 | 0 | 0 | 0 | 0 | 0 | 0 | 0 | 0 | 0 | 0 | 0 | 0 | 0
2016-08-15 20:00 | 0 | 0 | 0 | 0 | 0 | 86018.8033 | 805415.8002 | 657927 | 0 | 0 | 0 | 0 | 2472165.2208 | 499210.9493 | 0 | 0 | 0 | 0 | 0 | 0 | 0 | 0 | 0 | 0 | 0 | 0 | 0 | 0 | 0 | 219241.622 | 14265.9815 | 0 | 0 | 0 | 0 | 0 | 0 | 0 | 0 | 0 | 0 | 0 | 0 | 0 | 0
2016-08-15 21:00 | 0 | 0 | 0 | 0 | 0 | 83374.6526 | 798462.4706 | 659978 | 0 | 0 | 0 | 0 | 2679758.3624 | 513476.9308 | 0 | 0 | 0 | 0 | 0 | 0 | 0 | 0 | 0 | 0 | 0 | 0 | 0 | 0 | 0 | 207593.1416 | 14265.9815 | 0 | 0 | 0 | 0 | 0 | 0 | 0 | 0 | 0 | 0 | 0 | 0 | 0 | 0
2016-08-15 22:00 | 0 | 0 | 0 | 0 | 0 | 0 | 760494.1029 | 653805 | 0 | 0 | 0 | 0 | 2772181.4837 | 527742.9123 | 0 | 0 | 0 | 0 | 0 | 0 | 0 | 0 | 0 | 0 | 0 | 0 | 0 | 0 | 0 | 92423.1213 | 14265.9815 | 0 | 0 | 0 | 0 | 0 | 0 | 0 | 0 | 0 | 0 | 0 | 0 | 0 | 0
2016-08-15 23:00 | 0 | 0 | 0 | 0 | 0 | 103498.6273 | 671792.842 | 641039 | 0 | 0 | 0 | 0 | 2892167.9715 | 542008.8939 | 0 | 0 | 0 | 0 | 0 | 0 | 0 | 0 | 0 | 0 | 0 | 0 | 0 | 0 | 0 | 119986.4877 | 14265.9815 | 0 | 0 | 0 | 0 | 0 | 0 | 0 | 0 | 0 | 0 | 0 | 0 | 0 | 0
2016-08-16 | 0 | 0 | 0 | 0 | 0 | 184129.3306 | 464426.2241 | 631686 | 0 | 0 | 0 | 0 | 2894771.5446 | 556274.8754 | 0 | 0 | 0 | 0 | 0 | 0 | 0 | 0 | 0 | 0 | 0 | 0 | 0 | 0 | 0 | 2603.5731 | 14265.9815 | 0 | 0 | 0 | 0 | 0 | 0 | 0 | 0 | 0 | 0 | 0 | 0 | 0 | 0
2016-08-16 01:00 | 0 | 0 | 0 | 0 | 0 | 375597.7647 | 154324.374 | 615028 | 0 | 0 | 0 | 0 | 2894771.5446 | 471169.0141 | 0 | 0 | 0 | 0 | 0 | 0 | 0 | 0 | 0 | 0 | 0 | 0 | 0 | 0 | 0 | 0 | 0 | 85105.8613 | 0 | 0 | 0 | 0 | 0 | 0 | 0 | 0 | 0 | 0 | 0 | 0 | 0
2016-08-16 02:00 | 0 | 0 | 0 | 0 | 0 | 454037.892 | 1372.6722 | 582698 | 0 | 0 | 0 | 0 | 2876426.9179 | 362226.205 | 0 | 0 | 0 | 0 | 0 | 0 | 0 | 0 | 0 | 0 | 0 | 0 | 0 | 0 | 0 | -18344.6267 | 0 | 108942.8092 | 0 | 0 | 0 | 0 | 0 | 0 | 0 | 0 | 0 | 0 | 0 | 0 | 0
2016-08-16 03:00 | 0 | 0 | 0 | 0 | 0 | 448700.5915 | 0 | 545197 | 0 | 0 | 0 | 0 | 2888873.3186 | 253283.3958 | 0 | 0 | 0 | 0 | 0 | 0 | 0 | 0 | 0 | 0 | 0 | 0 | 0 | 0 | 0 | 12446.4006 | 0 | 108942.8092 | 0 | 0 | 0 | 0 | 0 | 0 | 0 | 0 | 0 | 0 | 0 | 0 | 0
2016-08-16 04:00 | 0 | 0 | 0 | 0 | 0 | 414447.9476 | 0 | 509549 | 0 | 0 | 0 | 0 | 2793772.2662 | 253283.3958 | 0 | 0 | 0 | 0 | 0 | 0 | 0 | 0 | 0 | 0 | 0 | 0 | 0 | 0 | 0 | -95101.0524 | 0 | 0 | 0 | 0 | 0 | 0 | 0 | 0 | 0 | 0 | 0 | 0 | 0 | 0 | 0
2016-08-16 05:00 | 0 | 0 | 0 | 0 | 0 | 372283.3464 | 0 | 478492 | 0 | 0 | 0 | 0 | 2673297.6311 | 267549.3773 | 0 | 0 | 0 | 0 | 0 | 0 | 0 | 0 | 0 | 0 | 0 | 0 | 0 | 0 | 0 | -120474.6351 | 14265.9815 | 0 | 0 | 0 | 0 | 0 | 0 | 0 | 0 | 0 | 0 | 0 | 0 | 0 | 0
2016-08-16 06:00 | 0 | 0 | 0 | 0 | 0 | 333232.3222 | 0 | 454127 | 0 | 0 | 0 | 0 | 2538136.9717 | 281815.3589 | 0 | 0 | 0 | 0 | 0 | 0 | 0 | 0 | 0 | 0 | 0 | 0 | 0 | 0 | 0 | -135160.6594 | 14265.9815 | 0 | 0 | 0 | 0 | 0 | 0 | 0 | 0 | 0 | 0 | 0 | 0 | 0 | 0
2016-08-16 07:00 | 0 | 0 | 0 | 0 | 0 | 303334.3179 | 0 | 437248 | 0 | 0 | 0 | 0 | 2389957.3081 | 296081.3404 | 0 | 0 | 0 | 0 | 0 | 0 | 0 | 0 | 0 | 0 | 0 | 0 | 0 | 0 | 0 | -148179.6636 | 14265.9815 | 0 | 0 | 0 | 0 | 0 | 0 | 0 | 0 | 0 | 0 | 0 | 0 | 0 | 0
2016-08-16 08:00 | 0 | 0 | 0 | 0 | 0 | 288533.6327 | 0 | 429944 | 0 | 0 | 0 | 0 | 2234280.9593 | 310347.3219 | 0 | 0 | 0 | 0 | 0 | 0 | 0 | 0 | 0 | 0 | 0 | 0 | 0 | 0 | 0 | -155676.3488 | 14265.9815 | 0 | 0 | 0 | 0 | 0 | 0 | 0 | 0 | 0 | 0 | 0 | 0 | 0 | 0
2016-08-16 09:00 | 0 | 0 | 0 | 0 | 0 | 268749.6612 | 0 | 434927 | 0 | 0 | 0 | 0 | 2053837.6389 | 324613.3035 | 0 | 0 | 0 | 0 | 0 | 0 | 0 | 0 | 0 | 0 | 0 | 0 | 0 | 0 | 0 | -180443.3204 | 14265.9815 | 0 | 0 | 0 | 0 | 0 | 0 | 0 | 0 | 0 | 0 | 0 | 0 | 0 | 0
2016-08-16 10:00 | 0 | 0 | 0 | 0 | 0 | 248813.9093 | 0 | 453229 | 0 | 0 | 0 | 0 | 1835156.5666 | 338879.285 | 0 | 0 | 0 | 0 | 0 | 0 | 0 | 0 | 0 | 0 | 0 | 0 | 0 | 0 | 0 | -218681.0723 | 14265.9815 | 0 | 0 | 0 | 0 | 0 | 0 | 0 | 0 | 0 | 0 | 0 | 0 | 0 | 0
2016-08-16 11:00 | 0 | 0 | 0 | 0 | 0 | 229699.5291 | 0 | 473966 | 0 | 0 | 0 | 0 | 1576624.1142 | 353145.2665 | 0 | 0 | 0 | 0 | 0 | 0 | 0 | 0 | 0 | 0 | 0 | 0 | 0 | 0 | 0 | -258532.4524 | 14265.9815 | 0 | 0 | 0 | 0 | 0 | 0 | 0 | 0 | 0 | 0 | 0 | 0 | 0 | 0
2016-08-16 12:00 | 0 | 0 | 0 | 0 | 0 | 140596.9094 | 9543.3031 | 495516 | 0 | 0 | 0 | 0 | 1317485.0093 | 266908.584 | 0 | 0 | 0 | 0 | 0 | 0 | 0 | 0 | 0 | 0 | 0 | 0 | 0 | 0 | 0 | -259139.105 | 0 | 86236.6825 | 0 | 0 | 0 | 0 | 0 | 0 | 0 | 0 | 0 | 0 | 0 | 0 | 0
2016-08-16 13:00 | 0 | 0 | 0 | 0 | 0 | 51662.5678 | 292753.2509 | 521078 | 0 | 0 | 0 | 0 | 1126556.8465 | 281174.5655 | 0 | 0 | 0 | 0 | 0 | 0 | 0 | 0 | 0 | 0 | 0 | 0 | 0 | 0 | 0 | -190928.1628 | 14265.9815 | 0 | 0 | 0 | 0 | 0 | 0 | 0 | 0 | 0 | 0 | 0 | 0 | 0 | 0
2016-08-16 14:00 | 0 | 0 | 0 | 0 | 0 | 56246.8271 | 590222.8445 | 551975 | 0 | 0 | 0 | 0 | 1206785.5366 | 295440.5471 | 0 | 0 | 0 | 0 | 0 | 0 | 0 | 0 | 0 | 0 | 0 | 0 | 0 | 0 | 0 | 80228.6901 | 14265.9815 | 0 | 0 | 0 | 0 | 0 | 0 | 0 | 0 | 0 | 0 | 0 | 0 | 0 | 0
2016-08-16 15:00 | 0 | 0 | 0 | 0 | 0 | 60642.6155 | 731464.7271 | 581844 | 0 | 0 | 0 | 0 | 1402782.8976 | 309706.5286 | 0 | 0 | 0 | 0 | 0 | 0 | 0 | 0 | 0 | 0 | 0 | 0 | 0 | 0 | 0 | 195997.361 | 14265.9815 | 0 | 0 | 0 | 0 | 0 | 0 | 0 | 0 | 0 | 0 | 0 | 0 | 0 | 0
2016-08-16 16:00 | 0 | 0 | 0 | 0 | 0 | 53751.3538 | 806734.1494 | 607904 | 0 | 0 | 0 | 0 | 1641098.4193 | 323972.5101 | 0 | 0 | 0 | 0 | 0 | 0 | 0 | 0 | 0 | 0 | 0 | 0 | 0 | 0 | 0 | 238315.5217 | 14265.9815 | 0 | 0 | 0 | 0 | 0 | 0 | 0 | 0 | 0 | 0 | 0 | 0 | 0 | 0
2016-08-16 17:00 | 0 | 0 | 0 | 0 | 0 | 53619.7872 | 815355.4564 | 629406 | 0 | 0 | 0 | 0 | 1866401.6815 | 338238.4917 | 0 | 0 | 0 | 0 | 0 | 0 | 0 | 0 | 0 | 0 | 0 | 0 | 0 | 0 | 0 | 225303.2621 | 14265.9815 | 0 | 0 | 0 | 0 | 0 | 0 | 0 | 0 | 0 | 0 | 0 | 0 | 0 | 0
2016-08-16 18:00 | 0 | 0 | 0 | 0 | 0 | 56886.2928 | 810778.4165 | 645681 | 0 | 0 | 0 | 0 | 2074119.4093 | 352504.4732 | 0 | 0 | 0 | 0 | 0 | 0 | 0 | 0 | 0 | 0 | 0 | 0 | 0 | 0 | 0 | 207717.7278 | 14265.9815 | 0 | 0 | 0 | 0 | 0 | 0 | 0 | 0 | 0 | 0 | 0 | 0 | 0 | 0
2016-08-16 19:00 | 0 | 0 | 0 | 0 | 0 | 62389.8868 | 798777.5742 | 655792 | 0 | 0 | 0 | 0 | 2265228.8888 | 366770.4547 | 0 | 0 | 0 | 0 | 0 | 0 | 0 | 0 | 0 | 0 | 0 | 0 | 0 | 0 | 0 | 191109.4796 | 14265.9815 | 0 | 0 | 0 | 0 | 0 | 0 | 0 | 0 | 0 | 0 | 0 | 0 | 0 | 0
2016-08-16 20:00 | 0 | 0 | 0 | 0 | 0 | 66782.9804 | 791562.9824 | 662781 | 0 | 0 | 0 | 0 | 2446527.8701 | 381036.4363 | 0 | 0 | 0 | 0 | 0 | 0 | 0 | 0 | 0 | 0 | 0 | 0 | 0 | 0 | 0 | 181298.9813 | 14265.9815 | 0 | 0 | 0 | 0 | 0 | 0 | 0 | 0 | 0 | 0 | 0 | 0 | 0 | 0
2016-08-16 21:00 | 0 | 0 | 0 | 0 | 0 | 69357.6143 | 774950.7276 | 666103 | 0 | 0 | 0 | 0 | 2610467.2305 | 395302.4178 | 0 | 0 | 0 | 0 | 0 | 0 | 0 | 0 | 0 | 0 | 0 | 0 | 0 | 0 | 0 | 163939.3604 | 14265.9815 | 0 | 0 | 0 | 0 | 0 | 0 | 0 | 0 | 0 | 0 | 0 | 0 | 0 | 0
2016-08-16 22:00 | 0 | 0 | 0 | 0 | 0 | 72852.4372 | 733782.0924 | 660448 | 0 | 0 | 0 | 0 | 2742387.7785 | 409568.3993 | 0 | 0 | 0 | 0 | 0 | 0 | 0 | 0 | 0 | 0 | 0 | 0 | 0 | 0 | 0 | 131920.548 | 14265.9815 | 0 | 0 | 0 | 0 | 0 | 0 | 0 | 0 | 0 | 0 | 0 | 0 | 0 | 0
2016-08-16 23:00 | 0 | 0 | 0 | 0 | 0 | 84541.7992 | 627315.2261 | 649221 | 0 | 0 | 0 | 0 | 2790757.8222 | 423834.3809 | 0 | 0 | 0 | 0 | 0 | 0 | 0 | 0 | 0 | 0 | 0 | 0 | 0 | 0 | 0 | 48370.0437 | 14265.9815 | 0 | 0 | 0 | 0 | 0 | 0 | 0 | 0 | 0 | 0 | 0 | 0 | 0 | 0
2016-08-17 | 0 | 0 | 0 | 0 | 0 | 150134.9455 | 462873.5733 | 639748 | 0 | 0 | 0 | 0 | 2749752.3595 | 438100.3624 | 0 | 0 | 0 | 0 | 0 | 0 | 0 | 0 | 0 | 0 | 0 | 0 | 0 | 0 | 0 | -41005.4627 | 14265.9815 | 0 | 0 | 0 | 0 | 0 | 0 | 0 | 0 | 0 | 0 | 0 | 0 | 0 | 0
2016-08-17 01:00 | 0 | 0 | 0 | 0 | 0 | 325579.1228 | 156762.871 | 622478 | 0 | 0 | 0 | 0 | 2595350.3717 | 452366.3439 | 0 | 0 | 0 | 0 | 0 | 0 | 0 | 0 | 0 | 0 | 0 | 0 | 0 | 0 | 0 | -154401.9878 | 14265.9815 | 0 | 0 | 0 | 0 | 0 | 0 | 0 | 0 | 0 | 0 | 0 | 0 | 0 | 0
2016-08-17 02:00 | 0 | 0 | 0 | 0 | 0 | 458214.7998 | 1087.8305 | 589902 | 0 | 0 | 0 | 0 | 2450485.0205 | 466632.3254 | 0 | 0 | 0 | 0 | 0 | 0 | 0 | 0 | 0 | 0 | 0 | 0 | 0 | 0 | 0 | -144865.3512 | 14265.9815 | 0 | 0 | 0 | 0 | 0 | 0 | 0 | 0 | 0 | 0 | 0 | 0 | 0 | 0
2016-08-17 03:00 | 0 | 0 | 0 | 0 | 0 | 508279.5659 | 0 | 551696 | 0 | 0 | 0 | 0 | 2392802.6049 | 480898.307 | 0 | 0 | 0 | 0 | 0 | 0 | 0 | 0 | 0 | 0 | 0 | 0 | 0 | 0 | 0 | -57682.4156 | 14265.9815 | 0 | 0 | 0 | 0 | 0 | 0 | 0 | 0 | 0 | 0 | 0 | 0 | 0 | 0
2016-08-17 04:00 | 0 | 0 | 0 | 0 | 0 | 506047.3509 | 0 | 516398 | 0 | 0 | 0 | 0 | 2368185.9743 | 495164.2885 | 0 | 0 | 0 | 0 | 0 | 0 | 0 | 0 | 0 | 0 | 0 | 0 | 0 | 0 | 0 | -24616.6306 | 14265.9815 | 0 | 0 | 0 | 0 | 0 | 0 | 0 | 0 | 0 | 0 | 0 | 0 | 0 | 0
2016-08-17 05:00 | 0 | 0 | 0 | 0 | 0 | 482422.1355 | 0 | 486058 | 0 | 0 | 0 | 0 | 2350284.1283 | 509430.27 | 0 | 0 | 0 | 0 | 0 | 0 | 0 | 0 | 0 | 0 | 0 | 0 | 0 | 0 | 0 | -17901.846 | 14265.9815 | 0 | 0 | 0 | 0 | 0 | 0 | 0 | 0 | 0 | 0 | 0 | 0 | 0 | 0
2016-08-17 06:00 | 0 | 0 | 0 | 0 | 0 | 445694.5953 | 0 | 460748 | 0 | 0 | 0 | 0 | 2320964.7421 | 523696.2516 | 0 | 0 | 0 | 0 | 0 | 0 | 0 | 0 | 0 | 0 | 0 | 0 | 0 | 0 | 0 | -29319.3862 | 14265.9815 | 0 | 0 | 0 | 0 | 0 | 0 | 0 | 0 | 0 | 0 | 0 | 0 | 0 | 0
2016-08-17 07:00 | 0 | 0 | 0 | 0 | 0 | 406330.3825 | 0 | 442708 | 0 | 0 | 0 | 0 | 2270321.1431 | 537962.2331 | 0 | 0 | 0 | 0 | 0 | 0 | 0 | 0 | 0 | 0 | 0 | 0 | 0 | 0 | 0 | -50643.599 | 14265.9815 | 0 | 0 | 0 | 0 | 0 | 0 | 0 | 0 | 0 | 0 | 0 | 0 | 0 | 0
2016-08-17 08:00 | 0 | 0 | 0 | 0 | 0 | 373249.3605 | 0 | 435260 | 0 | 0 | 0 | 0 | 2194044.5221 | 552228.2146 | 0 | 0 | 0 | 0 | 0 | 0 | 0 | 0 | 0 | 0 | 0 | 0 | 0 | 0 | 0 | -76276.621 | 14265.9815 | 0 | 0 | 0 | 0 | 0 | 0 | 0 | 0 | 0 | 0 | 0 | 0 | 0 | 0
2016-08-17 09:00 | 0 | 0 | 0 | 0 | 0 | 342419.1219 | 0 | 439205 | 0 | 0 | 0 | 0 | 2082992.6625 | 566494.1962 | 0 | 0 | 0 | 0 | 0 | 0 | 0 | 0 | 0 | 0 | 0 | 0 | 0 | 0 | 0 | -111051.8597 | 14265.9815 | 0 | 0 | 0 | 0 | 0 | 0 | 0 | 0 | 0 | 0 | 0 | 0 | 0 | 0
2016-08-17 10:00 | 0 | 0 | 0 | 0 | 0 | 312517.4366 | 0 | 458406 | 0 | 0 | 0 | 0 | 1922838.1175 | 580760.1777 | 0 | 0 | 0 | 0 | 0 | 0 | 0 | 0 | 0 | 0 | 0 | 0 | 0 | 0 | 0 | -160154.545 | 14265.9815 | 0 | 0 | 0 | 0 | 0 | 0 | 0 | 0 | 0 | 0 | 0 | 0 | 0 | 0
2016-08-17 11:00 | 0 | 0 | 0 | 0 | 0 | 286640.1665 | 0 | 480095 | 0 | 0 | 0 | 0 | 1715117.3025 | 595026.1592 | 0 | 0 | 0 | 0 | 0 | 0 | 0 | 0 | 0 | 0 | 0 | 0 | 0 | 0 | 0 | -207720.815 | 14265.9815 | 0 | 0 | 0 | 0 | 0 | 0 | 0 | 0 | 0 | 0 | 0 | 0 | 0 | 0
2016-08-17 12:00 | 0 | 0 | 0 | 0 | 0 | 193886.4473 | 12985.679 | 498402 | 0 | 0 | 0 | 0 | 1455978.1975 | 562635.3905 | 0 | 0 | 0 | 0 | 0 | 0 | 0 | 0 | 0 | 0 | 0 | 0 | 0 | 0 | 0 | -259139.105 | 0 | 32390.7687 | 0 | 0 | 0 | 0 | 0 | 0 | 0 | 0 | 0 | 0 | 0 | 0 | 0
2016-08-17 13:00 | 0 | 0 | 0 | 0 | 0 | 7051.8117 | 269357.0649 | 521282 | 0 | 0 | 0 | 0 | 1196839.0926 | 576901.372 | 0 | 0 | 0 | 0 | 0 | 0 | 0 | 0 | 0 | 0 | 0 | 0 | 0 | 0 | 0 | -259139.105 | 14265.9815 | 0 | 0 | 0 | 0 | 0 | 0 | 0 | 0 | 0 | 0 | 0 | 0 | 0 | 0
2016-08-17 14:00 | 0 | 0 | 0 | 0 | 0 | 0 | 575863.4341 | 549024 | 0 | 0 | 0 | 0 | 1209412.5452 | 591167.3536 | 0 | 0 | 0 | 0 | 0 | 0 | 0 | 0 | 0 | 0 | 0 | 0 | 0 | 0 | 0 | 12573.4526 | 14265.9815 | 0 | 0 | 0 | 0 | 0 | 0 | 0 | 0 | 0 | 0 | 0 | 0 | 0 | 0
2016-08-17 15:00 | 0 | 0 | 0 | 0 | 0 | 0 | 711931.2319 | 576883 | 0 | 0 | 0 | 0 | 1330194.7956 | 605433.3351 | 0 | 0 | 0 | 0 | 0 | 0 | 0 | 0 | 0 | 0 | 0 | 0 | 0 | 0 | 0 | 120782.2504 | 14265.9815 | 0 | 0 | 0 | 0 | 0 | 0 | 0 | 0 | 0 | 0 | 0 | 0 | 0 | 0
2016-08-17 16:00 | 0 | 0 | 0 | 0 | 0 | 87093.1174 | 781922.3916 | 602481 | 0 | 0 | 0 | 0 | 1582463.323 | 619699.3166 | 0 | 0 | 0 | 0 | 0 | 0 | 0 | 0 | 0 | 0 | 0 | 0 | 0 | 0 | 0 | 252268.5274 | 14265.9815 | 0 | 0 | 0 | 0 | 0 | 0 | 0 | 0 | 0 | 0 | 0 | 0 | 0 | 0
2016-08-17 17:00 | 0 | 0 | 0 | 0 | 0 | 0 | 786538.7197 | 624699 | 0 | 0 | 0 | 0 | 1730037.0611 | 633965.2982 | 0 | 0 | 0 | 0 | 0 | 0 | 0 | 0 | 0 | 0 | 0 | 0 | 0 | 0 | 0 | 147573.7381 | 14265.9815 | 0 | 0 | 0 | 0 | 0 | 0 | 0 | 0 | 0 | 0 | 0 | 0 | 0 | 0
2016-08-17 18:00 | 0 | 0 | 0 | 0 | 0 | 0 | 774258.5713 | 642586 | 0 | 0 | 0 | 0 | 1847443.6509 | 648231.2797 | 0 | 0 | 0 | 0 | 0 | 0 | 0 | 0 | 0 | 0 | 0 | 0 | 0 | 0 | 0 | 117406.5898 | 14265.9815 | 0 | 0 | 0 | 0 | 0 | 0 | 0 | 0 | 0 | 0 | 0 | 0 | 0 | 0
2016-08-17 19:00 | 0 | 0 | 0 | 0 | 0 | 0 | 756335.8051 | 655492 | 0 | 0 | 0 | 0 | 1934021.4745 | 662497.2612 | 0 | 0 | 0 | 0 | 0 | 0 | 0 | 0 | 0 | 0 | 0 | 0 | 0 | 0 | 0 | 86577.8236 | 14265.9815 | 0 | 0 | 0 | 0 | 0 | 0 | 0 | 0 | 0 | 0 | 0 | 0 | 0 | 0
2016-08-17 20:00 | 0 | 0 | 0 | 0 | 0 | 95343.6455 | 738815.2231 | 665307 | 0 | 0 | 0 | 0 | 2088607.3615 | 676763.2428 | 0 | 0 | 0 | 0 | 0 | 0 | 0 | 0 | 0 | 0 | 0 | 0 | 0 | 0 | 0 | 154585.887 | 14265.9815 | 0 | 0 | 0 | 0 | 0 | 0 | 0 | 0 | 0 | 0 | 0 | 0 | 0 | 0
2016-08-17 21:00 | 0 | 0 | 0 | 0 | 0 | 104968.5704 | 711647.4339 | 668430 | 0 | 0 | 0 | 0 | 2222527.3843 | 691029.2243 | 0 | 0 | 0 | 0 | 0 | 0 | 0 | 0 | 0 | 0 | 0 | 0 | 0 | 0 | 0 | 133920.0228 | 14265.9815 | 0 | 0 | 0 | 0 | 0 | 0 | 0 | 0 | 0 | 0 | 0 | 0 | 0 | 0
2016-08-17 22:00 | 0 | 0 | 0 | 0 | 0 | 123341.8057 | 664174.1791 | 661194 | 0 | 0 | 0 | 0 | 2334583.3876 | 705295.2058 | 0 | 0 | 0 | 0 | 0 | 0 | 0 | 0 | 0 | 0 | 0 | 0 | 0 | 0 | 0 | 112056.0033 | 14265.9815 | 0 | 0 | 0 | 0 | 0 | 0 | 0 | 0 | 0 | 0 | 0 | 0 | 0 | 0
2016-08-17 23:00 | 0 | 0 | 0 | 0 | 0 | 164387.5761 | 569684.1674 | 646276 | 0 | 0 | 0 | 0 | 2408113.1496 | 719561.1874 | 0 | 0 | 0 | 0 | 0 | 0 | 0 | 0 | 0 | 0 | 0 | 0 | 0 | 0 | 0 | 73529.762 | 14265.9815 | 0 | 0 | 0 | 0 | 0 | 0 | 0 | 0 | 0 | 0 | 0 | 0 | 0 | 0
2016-08-18 | 0 | 0 | 0 | 0 | 0 | 230447.6203 | 406132.2244 | 634017 | 0 | 0 | 0 | 0 | 2396410.0128 | 733827.1689 | 0 | 0 | 0 | 0 | 0 | 0 | 0 | 0 | 0 | 0 | 0 | 0 | 0 | 0 | 0 | -11703.1368 | 14265.9815 | 0 | 0 | 0 | 0 | 0 | 0 | 0 | 0 | 0 | 0 | 0 | 0 | 0 | 0
2016-08-18 01:00 | 0 | 0 | 0 | 0 | 0 | 497195.9421 | 141907.4297 | 614945 | 0 | 0 | 0 | 0 | 2406302.403 | 748093.1504 | 0 | 0 | 0 | 0 | 0 | 0 | 0 | 0 | 0 | 0 | 0 | 0 | 0 | 0 | 0 | 9892.3902 | 14265.9815 | 0 | 0 | 0 | 0 | 0 | 0 | 0 | 0 | 0 | 0 | 0 | 0 | 0 | 0
2016-08-18 02:00 | 0 | 0 | 0 | 0 | 0 | 593234.2851 | 903.0459 | 582294 | 0 | 0 | 0 | 0 | 2403879.7525 | 762359.132 | 0 | 0 | 0 | 0 | 0 | 0 | 0 | 0 | 0 | 0 | 0 | 0 | 0 | 0 | 0 | -2422.6505 | 14265.9815 | 0 | 0 | 0 | 0 | 0 | 0 | 0 | 0 | 0 | 0 | 0 | 0 | 0 | 0
2016-08-18 03:00 | 0 | 0 | 0 | 0 | 0 | 599681.7159 | 0 | 543538 | 0 | 0 | 0 | 0 | 2445757.4868 | 776625.1135 | 0 | 0 | 0 | 0 | 0 | 0 | 0 | 0 | 0 | 0 | 0 | 0 | 0 | 0 | 0 | 41877.7343 | 14265.9815 | 0 | 0 | 0 | 0 | 0 | 0 | 0 | 0 | 0 | 0 | 0 | 0 | 0 | 0
2016-08-18 04:00 | 0 | 0 | 0 | 0 | 0 | 568458.2108 | 0 | 507707 | 0 | 0 | 0 | 0 | 2492242.7161 | 790891.095 | 0 | 0 | 0 | 0 | 0 | 0 | 0 | 0 | 0 | 0 | 0 | 0 | 0 | 0 | 0 | 46485.2293 | 14265.9815 | 0 | 0 | 0 | 0 | 0 | 0 | 0 | 0 | 0 | 0 | 0 | 0 | 0 | 0
2016-08-18 05:00 | 0 | 0 | 0 | 0 | 0 | 231813.8766 | 0 | 476687 | 0 | 0 | 0 | 0 | 2233103.6111 | 805157.0766 | 0 | 0 | 0 | 0 | 0 | 0 | 0 | 0 | 0 | 0 | 0 | 0 | 0 | 0 | 0 | -259139.105 | 14265.9815 | 0 | 0 | 0 | 0 | 0 | 0 | 0 | 0 | 0 | 0 | 0 | 0 | 0 | 0
2016-08-18 06:00 | 0 | 0 | 0 | 0 | 0 | 471368.0081 | 0 | 452939 | 0 | 0 | 0 | 0 | 2237266.6377 | 819423.0581 | 0 | 0 | 0 | 0 | 0 | 0 | 0 | 0 | 0 | 0 | 0 | 0 | 0 | 0 | 0 | 4163.0266 | 14265.9815 | 0 | 0 | 0 | 0 | 0 | 0 | 0 | 0 | 0 | 0 | 0 | 0 | 0 | 0
2016-08-18 07:00 | 0 | 0 | 0 | 0 | 0 | 190845.8766 | 0 | 435719 | 0 | 0 | 0 | 0 | 1978127.5328 | 833689.0396 | 0 | 0 | 0 | 0 | 0 | 0 | 0 | 0 | 0 | 0 | 0 | 0 | 0 | 0 | 0 | -259139.105 | 14265.9815 | 0 | 0 | 0 | 0 | 0 | 0 | 0 | 0 | 0 | 0 | 0 | 0 | 0 | 0
2016-08-18 08:00 | 0 | 0 | 0 | 0 | 0 | 394772.9263 | 0 | 427768 | 0 | 0 | 0 | 0 | 1930866.4775 | 847955.0212 | 0 | 0 | 0 | 0 | 0 | 0 | 0 | 0 | 0 | 0 | 0 | 0 | 0 | 0 | 0 | -47261.0553 | 14265.9815 | 0 | 0 | 0 | 0 | 0 | 0 | 0 | 0 | 0 | 0 | 0 | 0 | 0 | 0
2016-08-18 09:00 | 0 | 0 | 0 | 0 | 0 | 363395.0481 | 0 | 433040 | 0 | 0 | 0 | 0 | 1846955.544 | 862221.0027 | 0 | 0 | 0 | 0 | 0 | 0 | 0 | 0 | 0 | 0 | 0 | 0 | 0 | 0 | 0 | -83910.9335 | 14265.9815 | 0 | 0 | 0 | 0 | 0 | 0 | 0 | 0 | 0 | 0 | 0 | 0 | 0 | 0
2016-08-18 10:00 | 0 | 0 | 0 | 0 | 0 | 336709.638 | 0 | 452116 | 0 | 0 | 0 | 0 | 1717283.2005 | 876486.9842 | 0 | 0 | 0 | 0 | 0 | 0 | 0 | 0 | 0 | 0 | 0 | 0 | 0 | 0 | 0 | -129672.3435 | 14265.9815 | 0 | 0 | 0 | 0 | 0 | 0 | 0 | 0 | 0 | 0 | 0 | 0 | 0 | 0
2016-08-18 11:00 | 0 | 0 | 0 | 0 | 0 | 316481.2575 | 0 | 472052 | 0 | 0 | 0 | 0 | 1547446.4764 | 890752.9657 | 0 | 0 | 0 | 0 | 0 | 0 | 0 | 0 | 0 | 0 | 0 | 0 | 0 | 0 | 0 | -169836.7241 | 14265.9815 | 0 | 0 | 0 | 0 | 0 | 0 | 0 | 0 | 0 | 0 | 0 | 0 | 0 | 0
2016-08-18 12:00 | 0 | 0 | 0 | 0 | 0 | 213868.4094 | 11638.1353 | 491223 | 0 | 0 | 0 | 0 | 1288307.3715 | 884175.6154 | 0 | 0 | 0 | 0 | 0 | 0 | 0 | 0 | 0 | 0 | 0 | 0 | 0 | 0 | 0 | -259139.105 | 0 | 6577.3504 | 0 | 0 | 0 | 0 | 0 | 0 | 0 | 0 | 0 | 0 | 0 | 0 | 0
2016-08-18 13:00 | 0 | 0 | 0 | 0 | 0 | 127423.9084 | 217753.9526 | 514763 | 0 | 0 | 0 | 0 | 1104456.2509 | 898441.5969 | 0 | 0 | 0 | 0 | 0 | 0 | 0 | 0 | 0 | 0 | 0 | 0 | 0 | 0 | 0 | -183851.1206 | 14265.9815 | 0 | 0 | 0 | 0 | 0 | 0 | 0 | 0 | 0 | 0 | 0 | 0 | 0 | 0
2016-08-18 14:00 | 0 | 0 | 0 | 0 | 0 | 143856.343 | 527723.043 | 543408 | 0 | 0 | 0 | 0 | 1218361.6554 | 912707.5784 | 0 | 0 | 0 | 0 | 0 | 0 | 0 | 0 | 0 | 0 | 0 | 0 | 0 | 0 | 0 | 113905.4045 | 14265.9815 | 0 | 0 | 0 | 0 | 0 | 0 | 0 | 0 | 0 | 0 | 0 | 0 | 0 | 0
2016-08-18 15:00 | 0 | 0 | 0 | 0 | 0 | 170282.8221 | 676418.2644 | 573296 | 0 | 0 | 0 | 0 | 1477500.7603 | 926973.56 | 0 | 0 | 0 | 0 | 0 | 0 | 0 | 0 | 0 | 0 | 0 | 0 | 0 | 0 | 0 | 259139.105 | 14265.9815 | 0 | 0 | 0 | 0 | 0 | 0 | 0 | 0 | 0 | 0 | 0 | 0 | 0 | 0
2016-08-18 16:00 | 0 | 0 | 0 | 0 | 0 | 132406.0392 | 741193.0473 | 600194 | 0 | 0 | 0 | 0 | 1736639.8653 | 941239.5415 | 0 | 0 | 0 | 0 | 0 | 0 | 0 | 0 | 0 | 0 | 0 | 0 | 0 | 0 | 0 | 259139.105 | 14265.9815 | 0 | 0 | 0 | 0 | 0 | 0 | 0 | 0 | 0 | 0 | 0 | 0 | 0 | 0
2016-08-18 17:00 | 0 | 0 | 0 | 0 | 0 | 154826.3128 | 742543.7737 | 623965 | 0 | 0 | 0 | 0 | 1995778.9702 | 955505.523 | 0 | 0 | 0 | 0 | 0 | 0 | 0 | 0 | 0 | 0 | 0 | 0 | 0 | 0 | 0 | 259139.105 | 14265.9815 | 0 | 0 | 0 | 0 | 0 | 0 | 0 | 0 | 0 | 0 | 0 | 0 | 0 | 0
2016-08-18 18:00 | 0 | 0 | 0 | 0 | 0 | 187066.6849 | 728490.4016 | 642152 | 0 | 0 | 0 | 0 | 2254918.0752 | 969771.5046 | 0 | 0 | 0 | 0 | 0 | 0 | 0 | 0 | 0 | 0 | 0 | 0 | 0 | 0 | 0 | 259139.105 | 14265.9815 | 0 | 0 | 0 | 0 | 0 | 0 | 0 | 0 | 0 | 0 | 0 | 0 | 0 | 0
2016-08-18 19:00 | 0 | 0 | 0 | 0 | 0 | 219643.1427 | 707916.9438 | 654155 | 0 | 0 | 0 | 0 | 2514057.1801 | 984037.4861 | 0 | 0 | 0 | 0 | 0 | 0 | 0 | 0 | 0 | 0 | 0 | 0 | 0 | 0 | 0 | 259139.105 | 14265.9815 | 0 | 0 | 0 | 0 | 0 | 0 | 0 | 0 | 0 | 0 | 0 | 0 | 0 | 0
2016-08-18 20:00 | 0 | 0 | 0 | 0 | 0 | 0 | 687446.6708 | 661159 | 0 | 0 | 0 | 0 | 2526078.8694 | 998303.4676 | 0 | 0 | 0 | 0 | 0 | 0 | 0 | 0 | 0 | 0 | 0 | 0 | 0 | 0 | 0 | 12021.6893 | 14265.9815 | 0 | 0 | 0 | 0 | 0 | 0 | 0 | 0 | 0 | 0 | 0 | 0 | 0 | 0
2016-08-18 21:00 | 0 | 0 | 0 | 0 | 0 | 0 | 659789.7781 | 661487 | 0 | 0 | 0 | 0 | 2510115.666 | 1012569.4491 | 0 | 0 | 0 | 0 | 0 | 0 | 0 | 0 | 0 | 0 | 0 | 0 | 0 | 0 | 0 | -15963.2034 | 14265.9815 | 0 | 0 | 0 | 0 | 0 | 0 | 0 | 0 | 0 | 0 | 0 | 0 | 0 | 0
2016-08-18 22:00 | 0 | 0 | 0 | 0 | 0 | 285104.2085 | 616124.9015 | 652540 | 0 | 0 | 0 | 0 | 2744538.7945 | 1026835.4307 | 0 | 0 | 0 | 0 | 0 | 0 | 0 | 0 | 0 | 0 | 0 | 0 | 0 | 0 | 0 | 234423.1285 | 14265.9815 | 0 | 0 | 0 | 0 | 0 | 0 | 0 | 0 | 0 | 0 | 0 | 0 | 0 | 0
2016-08-18 23:00 | 0 | 0 | 0 | 0 | 0 | 0 | 530317.9526 | 637120 | 0 | 0 | 0 | 0 | 2623470.7655 | 1041101.4122 | 0 | 0 | 0 | 0 | 0 | 0 | 0 | 0 | 0 | 0 | 0 | 0 | 0 | 0 | 0 | -121068.029 | 14265.9815 | 0 | 0 | 0 | 0 | 0 | 0 | 0 | 0 | 0 | 0 | 0 | 0 | 0 | 0
2016-08-19 | 0 | 0 | 0 | 0 | 0 | 376665.0368 | 379920.2779 | 625313 | 0 | 0 | 0 | 0 | 2740477.0987 | 1055367.3937 | 0 | 0 | 0 | 0 | 0 | 0 | 0 | 0 | 0 | 0 | 0 | 0 | 0 | 0 | 0 | 117006.3331 | 14265.9815 | 0 | 0 | 0 | 0 | 0 | 0 | 0 | 0 | 0 | 0 | 0 | 0 | 0 | 0
2016-08-19 01:00 | 0 | 0 | 0 | 0 | 0 | 483171.8668 | 129678.1602 | 608471 | 0 | 0 | 0 | 0 | 2730590.1442 | 1069633.3753 | 0 | 0 | 0 | 0 | 0 | 0 | 0 | 0 | 0 | 0 | 0 | 0 | 0 | 0 | 0 | -9886.9545 | 14265.9815 | 0 | 0 | 0 | 0 | 0 | 0 | 0 | 0 | 0 | 0 | 0 | 0 | 0 | 0
2016-08-19 02:00 | 0 | 0 | 0 | 0 | 0 | 484554.7181 | 850.9404 | 577238 | 0 | 0 | 0 | 0 | 2624491.8211 | 1083899.3568 | 0 | 0 | 0 | 0 | 0 | 0 | 0 | 0 | 0 | 0 | 0 | 0 | 0 | 0 | 0 | -106098.3231 | 14265.9815 | 0 | 0 | 0 | 0 | 0 | 0 | 0 | 0 | 0 | 0 | 0 | 0 | 0 | 0
2016-08-19 03:00 | 0 | 0 | 0 | 0 | 0 | 454660.5879 | 0 | 539195 | 0 | 0 | 0 | 0 | 2525691.4275 | 1098165.3383 | 0 | 0 | 0 | 0 | 0 | 0 | 0 | 0 | 0 | 0 | 0 | 0 | 0 | 0 | 0 | -98800.3936 | 14265.9815 | 0 | 0 | 0 | 0 | 0 | 0 | 0 | 0 | 0 | 0 | 0 | 0 | 0 | 0
2016-08-19 04:00 | 0 | 0 | 0 | 0 | 0 | 421337.9159 | 0 | 504080 | 0 | 0 | 0 | 0 | 2428683.3619 | 1112431.3199 | 0 | 0 | 0 | 0 | 0 | 0 | 0 | 0 | 0 | 0 | 0 | 0 | 0 | 0 | 0 | -97008.0657 | 14265.9815 | 0 | 0 | 0 | 0 | 0 | 0 | 0 | 0 | 0 | 0 | 0 | 0 | 0 | 0
2016-08-19 05:00 | 0 | 0 | 0 | 0 | 0 | 384109.7796 | 0 | 473150 | 0 | 0 | 0 | 0 | 2325377.16 | 1126697.3014 | 0 | 0 | 0 | 0 | 0 | 0 | 0 | 0 | 0 | 0 | 0 | 0 | 0 | 0 | 0 | -103306.2019 | 14265.9815 | 0 | 0 | 0 | 0 | 0 | 0 | 0 | 0 | 0 | 0 | 0 | 0 | 0 | 0
2016-08-19 06:00 | 0 | 0 | 0 | 0 | 0 | 349529.7092 | 0 | 449103 | 0 | 0 | 0 | 0 | 2211537.8876 | 1140963.2829 | 0 | 0 | 0 | 0 | 0 | 0 | 0 | 0 | 0 | 0 | 0 | 0 | 0 | 0 | 0 | -113839.2724 | 14265.9815 | 0 | 0 | 0 | 0 | 0 | 0 | 0 | 0 | 0 | 0 | 0 | 0 | 0 | 0
2016-08-19 07:00 | 0 | 0 | 0 | 0 | 0 | 319189.2595 | 0 | 431993 | 0 | 0 | 0 | 0 | 2084468.1655 | 1155229.2645 | 0 | 0 | 0 | 0 | 0 | 0 | 0 | 0 | 0 | 0 | 0 | 0 | 0 | 0 | 0 | -127069.7221 | 14265.9815 | 0 | 0 | 0 | 0 | 0 | 0 | 0 | 0 | 0 | 0 | 0 | 0 | 0 | 0
2016-08-19 08:00 | 0 | 0 | 0 | 0 | 0 | 179405.8766 | 0 | 424279 | 0 | 0 | 0 | 0 | 1825329.0606 | 1169495.246 | 0 | 0 | 0 | 0 | 0 | 0 | 0 | 0 | 0 | 0 | 0 | 0 | 0 | 0 | 0 | -259139.105 | 14265.9815 | 0 | 0 | 0 | 0 | 0 | 0 | 0 | 0 | 0 | 0 | 0 | 0 | 0 | 0
2016-08-19 09:00 | 0 | 0 | 0 | 0 | 0 | 268919.0866 | 0 | 428643 | 0 | 0 | 0 | 0 | 1651339.1656 | 1183761.2275 | 0 | 0 | 0 | 0 | 0 | 0 | 0 | 0 | 0 | 0 | 0 | 0 | 0 | 0 | 0 | -173989.8949 | 14265.9815 | 0 | 0 | 0 | 0 | 0 | 0 | 0 | 0 | 0 | 0 | 0 | 0 | 0 | 0
2016-08-19 10:00 | 0 | 0 | 0 | 0 | 0 | 251411.4377 | 0 | 445811 | 0 | 0 | 0 | 0 | 1442673.6218 | 1198027.2091 | 0 | 0 | 0 | 0 | 0 | 0 | 0 | 0 | 0 | 0 | 0 | 0 | 0 | 0 | 0 | -208665.5439 | 14265.9815 | 0 | 0 | 0 | 0 | 0 | 0 | 0 | 0 | 0 | 0 | 0 | 0 | 0 | 0
2016-08-19 11:00 | 0 | 0 | 0 | 0 | 0 | 240035.8144 | 0 | 465515 | 0 | 0 | 0 | 0 | 1202928.4546 | 1212293.1906 | 0 | 0 | 0 | 0 | 0 | 0 | 0 | 0 | 0 | 0 | 0 | 0 | 0 | 0 | 0 | -239745.1672 | 14265.9815 | 0 | 0 | 0 | 0 | 0 | 0 | 0 | 0 | 0 | 0 | 0 | 0 | 0 | 0
2016-08-19 12:00 | 0 | 0 | 0 | 0 | 0 | 171879.2243 | 5750.4599 | 485714 | 0 | 0 | 0 | 0 | 943789.3496 | 1163347.9798 | 0 | 0 | 0 | 0 | 0 | 0 | 0 | 0 | 0 | 0 | 0 | 0 | 0 | 0 | 0 | -259139.105 | 0 | 48945.2108 | 0 | 0 | 0 | 0 | 0 | 0 | 0 | 0 | 0 | 0 | 0 | 0 | 0
2016-08-19 13:00 | 0 | 0 | 0 | 0 | 0 | 147507.2665 | 221917.079 | 509916 | 0 | 0 | 0 | 0 | 789031.7137 | 1177613.9613 | 0 | 0 | 0 | 0 | 0 | 0 | 0 | 0 | 0 | 0 | 0 | 0 | 0 | 0 | 0 | -154757.636 | 14265.9815 | 0 | 0 | 0 | 0 | 0 | 0 | 0 | 0 | 0 | 0 | 0 | 0 | 0 | 0
2016-08-19 14:00 | 0 | 0 | 0 | 0 | 0 | 0 | 530693.7291 | 539855 | 0 | 0 | 0 | 0 | 765604.4612 | 1191879.9429 | 0 | 0 | 0 | 0 | 0 | 0 | 0 | 0 | 0 | 0 | 0 | 0 | 0 | 0 | 0 | -23427.2525 | 14265.9815 | 0 | 0 | 0 | 0 | 0 | 0 | 0 | 0 | 0 | 0 | 0 | 0 | 0 | 0
2016-08-19 15:00 | 0 | 0 | 0 | 0 | 0 | 0 | 675067.5432 | 568155 | 0 | 0 | 0 | 0 | 858251.0228 | 1206145.9244 | 0 | 0 | 0 | 0 | 0 | 0 | 0 | 0 | 0 | 0 | 0 | 0 | 0 | 0 | 0 | 92646.5616 | 14265.9815 | 0 | 0 | 0 | 0 | 0 | 0 | 0 | 0 | 0 | 0 | 0 | 0 | 0 | 0
2016-08-19 16:00 | 0 | 0 | 0 | 0 | 0 | 0 | 738665.7452 | 593314 | 0 | 0 | 0 | 0 | 989336.7864 | 1220411.9059 | 0 | 0 | 0 | 0 | 0 | 0 | 0 | 0 | 0 | 0 | 0 | 0 | 0 | 0 | 0 | 131085.7636 | 14265.9815 | 0 | 0 | 0 | 0 | 0 | 0 | 0 | 0 | 0 | 0 | 0 | 0 | 0 | 0
2016-08-19 17:00 | 0 | 0 | 0 | 0 | 0 | 0 | 750720.9425 | 615385 | 0 | 0 | 0 | 0 | 1110406.7474 | 1234677.8875 | 0 | 0 | 0 | 0 | 0 | 0 | 0 | 0 | 0 | 0 | 0 | 0 | 0 | 0 | 0 | 121069.9609 | 14265.9815 | 0 | 0 | 0 | 0 | 0 | 0 | 0 | 0 | 0 | 0 | 0 | 0 | 0 | 0
2016-08-19 18:00 | 0 | 0 | 0 | 0 | 0 | 164414.8076 | 741245.2789 | 632255 | 0 | 0 | 0 | 0 | 1369545.8523 | 1248943.869 | 0 | 0 | 0 | 0 | 0 | 0 | 0 | 0 | 0 | 0 | 0 | 0 | 0 | 0 | 0 | 259139.105 | 14265.9815 | 0 | 0 | 0 | 0 | 0 | 0 | 0 | 0 | 0 | 0 | 0 | 0 | 0 | 0
2016-08-19 19:00 | 0 | 0 | 0 | 0 | 0 | 0 | 723219.5241 | 642342 | 0 | 0 | 0 | 0 | 1436157.3949 | 1263209.8505 | 0 | 0 | 0 | 0 | 0 | 0 | 0 | 0 | 0 | 0 | 0 | 0 | 0 | 0 | 0 | 66611.5426 | 14265.9815 | 0 | 0 | 0 | 0 | 0 | 0 | 0 | 0 | 0 | 0 | 0 | 0 | 0 | 0
2016-08-19 20:00 | 0 | 0 | 0 | 0 | 0 | 0 | 709336.7501 | 647445 | 0 | 0 | 0 | 0 | 1483783.1635 | 1277475.8321 | 0 | 0 | 0 | 0 | 0 | 0 | 0 | 0 | 0 | 0 | 0 | 0 | 0 | 0 | 0 | 47625.7686 | 14265.9815 | 0 | 0 | 0 | 0 | 0 | 0 | 0 | 0 | 0 | 0 | 0 | 0 | 0 | 0
2016-08-19 21:00 | 0 | 0 | 0 | 0 | 0 | 0 | 681693.764 | 645344 | 0 | 0 | 0 | 0 | 1505866.9459 | 1291741.8136 | 0 | 0 | 0 | 0 | 0 | 0 | 0 | 0 | 0 | 0 | 0 | 0 | 0 | 0 | 0 | 22083.7824 | 14265.9815 | 0 | 0 | 0 | 0 | 0 | 0 | 0 | 0 | 0 | 0 | 0 | 0 | 0 | 0
2016-08-19 22:00 | 0 | 0 | 0 | 0 | 0 | 0 | 634685.7025 | 633038 | 0 | 0 | 0 | 0 | 1493248.6669 | 1306007.7951 | 0 | 0 | 0 | 0 | 0 | 0 | 0 | 0 | 0 | 0 | 0 | 0 | 0 | 0 | 0 | -12618.279 | 14265.9815 | 0 | 0 | 0 | 0 | 0 | 0 | 0 | 0 | 0 | 0 | 0 | 0 | 0 | 0
2016-08-19 23:00 | 0 | 0 | 0 | 0 | 0 | 0 | 543999.3963 | 613220 | 0 | 0 | 0 | 0 | 1409762.0817 | 1320273.7766 | 0 | 0 | 0 | 0 | 0 | 0 | 0 | 0 | 0 | 0 | 0 | 0 | 0 | 0 | 0 | -83486.5852 | 14265.9815 | 0 | 0 | 0 | 0 | 0 | 0 | 0 | 0 | 0 | 0 | 0 | 0 | 0 | 0
2016-08-20 | 0 | 0 | 0 | 0 | 0 | 314767.1926 | 392741.0307 | 598060 | 0 | 0 | 0 | 0 | 1504944.3235 | 1334539.7582 | 0 | 0 | 0 | 0 | 0 | 0 | 0 | 0 | 0 | 0 | 0 | 0 | 0 | 0 | 0 | 95182.2418 | 14265.9815 | 0 | 0 | 0 | 0 | 0 | 0 | 0 | 0 | 0 | 0 | 0 | 0 | 0 | 0
2016-08-20 01:00 | 0 | 0 | 0 | 0 | 0 | 375086.2976 | 125359.8219 | 580612 | 0 | 0 | 0 | 0 | 1410512.4614 | 1348805.7397 | 0 | 0 | 0 | 0 | 0 | 0 | 0 | 0 | 0 | 0 | 0 | 0 | 0 | 0 | 0 | -94431.8621 | 14265.9815 | 0 | 0 | 0 | 0 | 0 | 0 | 0 | 0 | 0 | 0 | 0 | 0 | 0 | 0
2016-08-20 02:00 | 0 | 0 | 0 | 0 | 0 | 397907.7112 | 592.8464 | 551582 | 0 | 0 | 0 | 0 | 1243165.0375 | 1363071.7212 | 0 | 0 | 0 | 0 | 0 | 0 | 0 | 0 | 0 | 0 | 0 | 0 | 0 | 0 | 0 | -167347.4239 | 14265.9815 | 0 | 0 | 0 | 0 | 0 | 0 | 0 | 0 | 0 | 0 | 0 | 0 | 0 | 0
2016-08-20 03:00 | 0 | 0 | 0 | 0 | 0 | 388229.397 | 0 | 517337 | 0 | 0 | 0 | 0 | 1099791.453 | 1377337.7028 | 0 | 0 | 0 | 0 | 0 | 0 | 0 | 0 | 0 | 0 | 0 | 0 | 0 | 0 | 0 | -143373.5845 | 14265.9815 | 0 | 0 | 0 | 0 | 0 | 0 | 0 | 0 | 0 | 0 | 0 | 0 | 0 | 0
2016-08-20 04:00 | 0 | 0 | 0 | 0 | 0 | 239407.8766 | 0 | 484281 | 0 | 0 | 0 | 0 | 840652.348 | 1391603.6843 | 0 | 0 | 0 | 0 | 0 | 0 | 0 | 0 | 0 | 0 | 0 | 0 | 0 | 0 | 0 | -259139.105 | 14265.9815 | 0 | 0 | 0 | 0 | 0 | 0 | 0 | 0 | 0 | 0 | 0 | 0 | 0 | 0
2016-08-20 05:00 | 0 | 0 | 0 | 0 | 0 | 365810.9536 | 0 | 457219 | 0 | 0 | 0 | 0 | 734978.32 | 1405869.6658 | 0 | 0 | 0 | 0 | 0 | 0 | 0 | 0 | 0 | 0 | 0 | 0 | 0 | 0 | 0 | -105674.028 | 14265.9815 | 0 | 0 | 0 | 0 | 0 | 0 | 0 | 0 | 0 | 0 | 0 | 0 | 0 | 0
2016-08-20 06:00 | 0 | 0 | 0 | 0 | 0 | 370266.544 | 0 | 434967 | 0 | 0 | 0 | 0 | 656011.8825 | 1420135.6474 | 0 | 0 | 0 | 0 | 0 | 0 | 0 | 0 | 0 | 0 | 0 | 0 | 0 | 0 | 0 | -78966.4375 | 14265.9815 | 0 | 0 | 0 | 0 | 0 | 0 | 0 | 0 | 0 | 0 | 0 | 0 | 0 | 0
2016-08-20 07:00 | 0 | 0 | 0 | 0 | 0 | 382689.4026 | 0 | 418235 | 0 | 0 | 0 | 0 | 606200.3036 | 1434401.6289 | 0 | 0 | 0 | 0 | 0 | 0 | 0 | 0 | 0 | 0 | 0 | 0 | 0 | 0 | 0 | -49811.5789 | 14265.9815 | 0 | 0 | 0 | 0 | 0 | 0 | 0 | 0 | 0 | 0 | 0 | 0 | 0 | 0
2016-08-20 08:00 | 0 | 0 | 0 | 0 | 0 | 163044.8766 | 0 | 407918 | 0 | 0 | 0 | 0 | 347061.1987 | 1448667.6104 | 0 | 0 | 0 | 0 | 0 | 0 | 0 | 0 | 0 | 0 | 0 | 0 | 0 | 0 | 0 | -259139.105 | 14265.9815 | 0 | 0 | 0 | 0 | 0 | 0 | 0 | 0 | 0 | 0 | 0 | 0 | 0 | 0
2016-08-20 09:00 | 0 | 0 | 0 | 0 | 0 | 416816.2765 | 0 | 404022 | 0 | 0 | 0 | 0 | 345589.4937 | 1462933.592 | 0 | 0 | 0 | 0 | 0 | 0 | 0 | 0 | 0 | 0 | 0 | 0 | 0 | 0 | 0 | -1471.705 | 14265.9815 | 0 | 0 | 0 | 0 | 0 | 0 | 0 | 0 | 0 | 0 | 0 | 0 | 0 | 0
2016-08-20 10:00 | 0 | 0 | 0 | 0 | 0 | 161475.8766 | 0 | 406349 | 0 | 0 | 0 | 0 | 86450.3887 | 1477199.5735 | 0 | 0 | 0 | 0 | 0 | 0 | 0 | 0 | 0 | 0 | 0 | 0 | 0 | 0 | 0 | -259139.105 | 14265.9815 | 0 | 0 | 0 | 0 | 0 | 0 | 0 | 0 | 0 | 0 | 0 | 0 | 0 | 0
2016-08-20 11:00 | 0 | 0 | 0 | 0 | 0 | 417089.7477 | 0 | 414084 | 0 | 0 | 0 | 0 | 75190.1549 | 1491465.555 | 0 | 0 | 0 | 0 | 0 | 0 | 0 | 0 | 0 | 0 | 0 | 0 | 0 | 0 | 0 | -11260.2338 | 14265.9815 | 0 | 0 | 0 | 0 | 0 | 0 | 0 | 0 | 0 | 0 | 0 | 0 | 0 | 0
2016-08-20 12:00 | 0 | 0 | 0 | 0 | 0 | 368215.6208 | 4984.2058 | 434124 | 0 | 0 | 0 | 0 | 0 | 1505731.5366 | 0 | 0 | 0 | 0 | 0 | 0 | 0 | 0 | 0 | 0 | 0 | 0 | 0 | 0 | 0 | -75190.1549 | 14265.9815 | 0 | 0 | 0 | 0 | 0 | 0 | 0 | 0 | 0 | 0 | 0 | 0 | 0 | 0
2016-08-20 13:00 | 0 | 0 | 0 | 0 | 0 | 248041.6405 | 227772.341 | 461548 | 0 | 0 | 0 | 0 | 0 | 1519997.5181 | 0 | 0 | 0 | 0 | 0 | 0 | 0 | 0 | 0 | 0 | 0 | 0 | 0 | 0 | 0 | 0 | 14265.9815 | 0 | 0 | 0 | 0 | 0 | 0 | 0 | 0 | 0 | 0 | 0 | 0 | 0 | 0
2016-08-20 14:00 | 0 | 0 | 0 | 0 | 0 | 0 | 529614.2902 | 491914 | 0 | 0 | 0 | 0 | 23434.3086 | 1534263.4996 | 0 | 0 | 0 | 0 | 0 | 0 | 0 | 0 | 0 | 0 | 0 | 0 | 0 | 0 | 0 | 23434.3086 | 14265.9815 | 0 | 0 | 0 | 0 | 0 | 0 | 0 | 0 | 0 | 0 | 0 | 0 | 0 | 0
2016-08-20 15:00 | 0 | 0 | 0 | 0 | 0 | 88712.0592 | 705629.0272 | 520936 | 0 | 0 | 0 | 0 | 282573.4136 | 1548529.4812 | 0 | 0 | 0 | 0 | 0 | 0 | 0 | 0 | 0 | 0 | 0 | 0 | 0 | 0 | 0 | 259139.105 | 14265.9815 | 0 | 0 | 0 | 0 | 0 | 0 | 0 | 0 | 0 | 0 | 0 | 0 | 0 | 0
2016-08-20 16:00 | 0 | 0 | 0 | 0 | 0 | 46928.9778 | 770078.1087 | 543602 | 0 | 0 | 0 | 0 | 541712.5185 | 1562795.4627 | 0 | 0 | 0 | 0 | 0 | 0 | 0 | 0 | 0 | 0 | 0 | 0 | 0 | 0 | 0 | 259139.105 | 14265.9815 | 0 | 0 | 0 | 0 | 0 | 0 | 0 | 0 | 0 | 0 | 0 | 0 | 0 | 0
2016-08-20 17:00 | 0 | 0 | 0 | 0 | 0 | 0 | 778109.9555 | 560233 | 0 | 0 | 0 | 0 | 745323.4925 | 1577061.4442 | 0 | 0 | 0 | 0 | 0 | 0 | 0 | 0 | 0 | 0 | 0 | 0 | 0 | 0 | 0 | 203610.974 | 14265.9815 | 0 | 0 | 0 | 0 | 0 | 0 | 0 | 0 | 0 | 0 | 0 | 0 | 0 | 0
2016-08-20 18:00 | 0 | 0 | 0 | 0 | 0 | 0 | 766363.1473 | 572044 | 0 | 0 | 0 | 0 | 925376.6583 | 1591327.4258 | 0 | 0 | 0 | 0 | 0 | 0 | 0 | 0 | 0 | 0 | 0 | 0 | 0 | 0 | 0 | 180053.1658 | 14265.9815 | 0 | 0 | 0 | 0 | 0 | 0 | 0 | 0 | 0 | 0 | 0 | 0 | 0 | 0
2016-08-20 19:00 | 0 | 0 | 0 | 0 | 0 | 0 | 748120.9055 | 580000 | 0 | 0 | 0 | 0 | 1079231.5823 | 1605593.4073 | 0 | 0 | 0 | 0 | 0 | 0 | 0 | 0 | 0 | 0 | 0 | 0 | 0 | 0 | 0 | 153854.924 | 14265.9815 | 0 | 0 | 0 | 0 | 0 | 0 | 0 | 0 | 0 | 0 | 0 | 0 | 0 | 0
2016-08-20 20:00 | 0 | 0 | 0 | 0 | 0 | 126330.8168 | 734098.2697 | 587024 | 0 | 0 | 0 | 0 | 1338370.6872 | 1619859.3888 | 0 | 0 | 0 | 0 | 0 | 0 | 0 | 0 | 0 | 0 | 0 | 0 | 0 | 0 | 0 | 259139.105 | 14265.9815 | 0 | 0 | 0 | 0 | 0 | 0 | 0 | 0 | 0 | 0 | 0 | 0 | 0 | 0
2016-08-20 21:00 | 0 | 0 | 0 | 0 | 0 | 154865.2863 | 708087.8002 | 589548 | 0 | 0 | 0 | 0 | 1597509.7922 | 1634125.3704 | 0 | 0 | 0 | 0 | 0 | 0 | 0 | 0 | 0 | 0 | 0 | 0 | 0 | 0 | 0 | 259139.105 | 14265.9815 | 0 | 0 | 0 | 0 | 0 | 0 | 0 | 0 | 0 | 0 | 0 | 0 | 0 | 0
2016-08-20 22:00 | 0 | 0 | 0 | 0 | 0 | 0 | 667685.0719 | 583463 | 0 | 0 | 0 | 0 | 1667465.8825 | 1648391.3519 | 0 | 0 | 0 | 0 | 0 | 0 | 0 | 0 | 0 | 0 | 0 | 0 | 0 | 0 | 0 | 69956.0903 | 14265.9815 | 0 | 0 | 0 | 0 | 0 | 0 | 0 | 0 | 0 | 0 | 0 | 0 | 0 | 0
2016-08-20 23:00 | 0 | 0 | 0 | 0 | 0 | 57167.1969 | 570648.5764 | 570525 | 0 | 0 | 0 | 0 | 1710490.6742 | 1662657.3334 | 0 | 0 | 0 | 0 | 0 | 0 | 0 | 0 | 0 | 0 | 0 | 0 | 0 | 0 | 0 | 43024.7917 | 14265.9815 | 0 | 0 | 0 | 0 | 0 | 0 | 0 | 0 | 0 | 0 | 0 | 0 | 0 | 0
2016-08-21 | 0 | 0 | 0 | 0 | 0 | 217453.5761 | 408029.2923 | 560708 | 0 | 0 | 0 | 0 | 1760999.5611 | 1676923.315 | 0 | 0 | 0 | 0 | 0 | 0 | 0 | 0 | 0 | 0 | 0 | 0 | 0 | 0 | 0 | 50508.8868 | 14265.9815 | 0 | 0 | 0 | 0 | 0 | 0 | 0 | 0 | 0 | 0 | 0 | 0 | 0 | 0
2016-08-21 01:00 | 0 | 0 | 0 | 0 | 0 | 282135.9091 | 124594.0586 | 546320 | 0 | 0 | 0 | 0 | 1607143.5473 | 1691189.2965 | 0 | 0 | 0 | 0 | 0 | 0 | 0 | 0 | 0 | 0 | 0 | 0 | 0 | 0 | 0 | -153856.0138 | 14265.9815 | 0 | 0 | 0 | 0 | 0 | 0 | 0 | 0 | 0 | 0 | 0 | 0 | 0 | 0
2016-08-21 02:00 | 0 | 0 | 0 | 0 | 0 | 282539.3624 | 465.6728 | 522016 | 0 | 0 | 0 | 0 | 1353866.601 | 1705455.278 | 0 | 0 | 0 | 0 | 0 | 0 | 0 | 0 | 0 | 0 | 0 | 0 | 0 | 0 | 0 | -253276.9463 | 14265.9815 | 0 | 0 | 0 | 0 | 0 | 0 | 0 | 0 | 0 | 0 | 0 | 0 | 0 | 0
2016-08-21 03:00 | 0 | 0 | 0 | 0 | 0 | 271098.3935 | 0 | 492804 | 0 | 0 | 0 | 0 | 1117895.0129 | 1719721.2596 | 0 | 0 | 0 | 0 | 0 | 0 | 0 | 0 | 0 | 0 | 0 | 0 | 0 | 0 | 0 | -235971.5881 | 14265.9815 | 0 | 0 | 0 | 0 | 0 | 0 | 0 | 0 | 0 | 0 | 0 | 0 | 0 | 0
2016-08-21 04:00 | 0 | 0 | 0 | 0 | 0 | 265305.3777 | 0 | 463664 | 0 | 0 | 0 | 0 | 905270.4091 | 1733987.2411 | 0 | 0 | 0 | 0 | 0 | 0 | 0 | 0 | 0 | 0 | 0 | 0 | 0 | 0 | 0 | -212624.6038 | 14265.9815 | 0 | 0 | 0 | 0 | 0 | 0 | 0 | 0 | 0 | 0 | 0 | 0 | 0 | 0
2016-08-21 05:00 | 0 | 0 | 0 | 0 | 0 | 194849.8766 | 0 | 439723 | 0 | 0 | 0 | 0 | 646131.3042 | 1748253.2226 | 0 | 0 | 0 | 0 | 0 | 0 | 0 | 0 | 0 | 0 | 0 | 0 | 0 | 0 | 0 | -259139.105 | 14265.9815 | 0 | 0 | 0 | 0 | 0 | 0 | 0 | 0 | 0 | 0 | 0 | 0 | 0 | 0
2016-08-21 06:00 | 0 | 0 | 0 | 0 | 0 | 292157.1453 | 0 | 419299 | 0 | 0 | 0 | 0 | 504723.468 | 1762519.2041 | 0 | 0 | 0 | 0 | 0 | 0 | 0 | 0 | 0 | 0 | 0 | 0 | 0 | 0 | 0 | -141407.8362 | 14265.9815 | 0 | 0 | 0 | 0 | 0 | 0 | 0 | 0 | 0 | 0 | 0 | 0 | 0 | 0
2016-08-21 07:00 | 0 | 0 | 0 | 0 | 0 | 320682.3422 | 0 | 403933 | 0 | 0 | 0 | 0 | 407206.8287 | 1776785.1857 | 0 | 0 | 0 | 0 | 0 | 0 | 0 | 0 | 0 | 0 | 0 | 0 | 0 | 0 | 0 | -97516.6393 | 14265.9815 | 0 | 0 | 0 | 0 | 0 | 0 | 0 | 0 | 0 | 0 | 0 | 0 | 0 | 0
2016-08-21 08:00 | 0 | 0 | 0 | 0 | 0 | 354267.8994 | 0 | 393719 | 0 | 0 | 0 | 0 | 353489.7465 | 1791051.1672 | 0 | 0 | 0 | 0 | 0 | 0 | 0 | 0 | 0 | 0 | 0 | 0 | 0 | 0 | 0 | -53717.0821 | 14265.9815 | 0 | 0 | 0 | 0 | 0 | 0 | 0 | 0 | 0 | 0 | 0 | 0 | 0 | 0
2016-08-21 09:00 | 0 | 0 | 0 | 0 | 0 | 359786.4087 | 0 | 388523 | 0 | 0 | 0 | 0 | 310487.1736 | 1805317.1487 | 0 | 0 | 0 | 0 | 0 | 0 | 0 | 0 | 0 | 0 | 0 | 0 | 0 | 0 | 0 | -43002.5729 | 14265.9815 | 0 | 0 | 0 | 0 | 0 | 0 | 0 | 0 | 0 | 0 | 0 | 0 | 0 | 0
2016-08-21 10:00 | 0 | 0 | 0 | 0 | 0 | 362747.2919 | 0 | 389420 | 0 | 0 | 0 | 0 | 269548.484 | 1819583.1303 | 0 | 0 | 0 | 0 | 0 | 0 | 0 | 0 | 0 | 0 | 0 | 0 | 0 | 0 | 0 | -40938.6896 | 14265.9815 | 0 | 0 | 0 | 0 | 0 | 0 | 0 | 0 | 0 | 0 | 0 | 0 | 0 | 0
2016-08-21 11:00 | 0 | 0 | 0 | 0 | 0 | 371519.4131 | 0 | 393384 | 0 | 0 | 0 | 0 | 233417.9156 | 1833849.1118 | 0 | 0 | 0 | 0 | 0 | 0 | 0 | 0 | 0 | 0 | 0 | 0 | 0 | 0 | 0 | -36130.5684 | 14265.9815 | 0 | 0 | 0 | 0 | 0 | 0 | 0 | 0 | 0 | 0 | 0 | 0 | 0 | 0
2016-08-21 12:00 | 0 | 0 | 0 | 0 | 0 | 293032.6426 | 5943.3975 | 409119 | 0 | 0 | 0 | 0 | 109008.9741 | 1848115.0933 | 0 | 0 | 0 | 0 | 0 | 0 | 0 | 0 | 0 | 0 | 0 | 0 | 0 | 0 | 0 | -124408.9415 | 14265.9815 | 0 | 0 | 0 | 0 | 0 | 0 | 0 | 0 | 0 | 0 | 0 | 0 | 0 | 0
2016-08-21 13:00 | 0 | 0 | 0 | 0 | 0 | 115855.2149 | 223634.7925 | 434233 | 0 | 0 | 0 | 0 | 0 | 1862381.0749 | 0 | 0 | 0 | 0 | 0 | 0 | 0 | 0 | 0 | 0 | 0 | 0 | 0 | 0 | 0 | -109008.9741 | 14265.9815 | 0 | 0 | 0 | 0 | 0 | 0 | 0 | 0 | 0 | 0 | 0 | 0 | 0 | 0
2016-08-21 14:00 | 0 | 0 | 0 | 0 | 0 | 0 | 517808.1236 | 460036 | 0 | 0 | 0 | 0 | 43506.142 | 1876647.0564 | 0 | 0 | 0 | 0 | 0 | 0 | 0 | 0 | 0 | 0 | 0 | 0 | 0 | 0 | 0 | 43506.142 | 14265.9815 | 0 | 0 | 0 | 0 | 0 | 0 | 0 | 0 | 0 | 0 | 0 | 0 | 0 | 0
2016-08-21 15:00 | 0 | 0 | 0 | 0 | 0 | 78117.8735 | 681839.213 | 486552 | 0 | 0 | 0 | 0 | 302645.247 | 1890913.0379 | 0 | 0 | 0 | 0 | 0 | 0 | 0 | 0 | 0 | 0 | 0 | 0 | 0 | 0 | 0 | 259139.105 | 14265.9815 | 0 | 0 | 0 | 0 | 0 | 0 | 0 | 0 | 0 | 0 | 0 | 0 | 0 | 0
2016-08-21 16:00 | 0 | 0 | 0 | 0 | 0 | 35689.3043 | 748643.7822 | 510928 | 0 | 0 | 0 | 0 | 561784.3519 | 1905179.0195 | 0 | 0 | 0 | 0 | 0 | 0 | 0 | 0 | 0 | 0 | 0 | 0 | 0 | 0 | 0 | 259139.105 | 14265.9815 | 0 | 0 | 0 | 0 | 0 | 0 | 0 | 0 | 0 | 0 | 0 | 0 | 0 | 0
2016-08-21 17:00 | 0 | 0 | 0 | 0 | 0 | 0 | 755246.5703 | 530086 | 0 | 0 | 0 | 0 | 772678.9407 | 1919445.001 | 0 | 0 | 0 | 0 | 0 | 0 | 0 | 0 | 0 | 0 | 0 | 0 | 0 | 0 | 0 | 210894.5888 | 14265.9815 | 0 | 0 | 0 | 0 | 0 | 0 | 0 | 0 | 0 | 0 | 0 | 0 | 0 | 0
2016-08-21 18:00 | 0 | 0 | 0 | 0 | 0 | 76711.6168 | 741172.4696 | 544479 | 0 | 0 | 0 | 0 | 1031818.0456 | 1933710.9825 | 0 | 0 | 0 | 0 | 0 | 0 | 0 | 0 | 0 | 0 | 0 | 0 | 0 | 0 | 0 | 259139.105 | 14265.9815 | 0 | 0 | 0 | 0 | 0 | 0 | 0 | 0 | 0 | 0 | 0 | 0 | 0 | 0
2016-08-21 19:00 | 0 | 0 | 0 | 0 | 0 | 77842.377 | 716775.7444 | 554802 | 0 | 0 | 0 | 0 | 1257368.1855 | 1947976.9641 | 0 | 0 | 0 | 0 | 0 | 0 | 0 | 0 | 0 | 0 | 0 | 0 | 0 | 0 | 0 | 225550.1398 | 14265.9815 | 0 | 0 | 0 | 0 | 0 | 0 | 0 | 0 | 0 | 0 | 0 | 0 | 0 | 0
2016-08-21 20:00 | 0 | 0 | 0 | 0 | 0 | 138857.3342 | 692908.0173 | 562710 | 0 | 0 | 0 | 0 | 1512157.5554 | 1962242.9456 | 0 | 0 | 0 | 0 | 0 | 0 | 0 | 0 | 0 | 0 | 0 | 0 | 0 | 0 | 0 | 254789.37 | 14265.9815 | 0 | 0 | 0 | 0 | 0 | 0 | 0 | 0 | 0 | 0 | 0 | 0 | 0 | 0
2016-08-21 21:00 | 0 | 0 | 0 | 0 | 0 | 140091.628 | 656934.93 | 569215 | 0 | 0 | 0 | 0 | 1725703.1319 | 1976508.9271 | 0 | 0 | 0 | 0 | 0 | 0 | 0 | 0 | 0 | 0 | 0 | 0 | 0 | 0 | 0 | 213545.5765 | 14265.9815 | 0 | 0 | 0 | 0 | 0 | 0 | 0 | 0 | 0 | 0 | 0 | 0 | 0 | 0
2016-08-21 22:00 | 0 | 0 | 0 | 0 | 0 | 0 | 608250.6845 | 568881 | 0 | 0 | 0 | 0 | 1750806.835 | 1990774.9087 | 0 | 0 | 0 | 0 | 0 | 0 | 0 | 0 | 0 | 0 | 0 | 0 | 0 | 0 | 0 | 25103.703 | 14265.9815 | 0 | 0 | 0 | 0 | 0 | 0 | 0 | 0 | 0 | 0 | 0 | 0 | 0 | 0
2016-08-21 23:00 | 0 | 0 | 0 | 0 | 0 | 0 | 503021.5132 | 561221 | 0 | 0 | 0 | 0 | 1678341.3666 | 2005040.8902 | 0 | 0 | 0 | 0 | 0 | 0 | 0 | 0 | 0 | 0 | 0 | 0 | 0 | 0 | 0 | -72465.4683 | 14265.9815 | 0 | 0 | 0 | 0 | 0 | 0 | 0 | 0 | 0 | 0 | 0 | 0 | 0 | 0
2016-08-22 | 0 | 0 | 0 | 0 | 0 | 287000.1864 | 342441.7546 | 553368 | 0 | 0 | 0 | 0 | 1740149.326 | 2019306.8717 | 0 | 0 | 0 | 0 | 0 | 0 | 0 | 0 | 0 | 0 | 0 | 0 | 0 | 0 | 0 | 61807.9594 | 14265.9815 | 0 | 0 | 0 | 0 | 0 | 0 | 0 | 0 | 0 | 0 | 0 | 0 | 0 | 0
2016-08-22 01:00 | 0 | 0 | 0 | 0 | 0 | 508506.0757 | 108171.937 | 540660 | 0 | 0 | 0 | 0 | 1801901.3572 | 2033572.8533 | 0 | 0 | 0 | 0 | 0 | 0 | 0 | 0 | 0 | 0 | 0 | 0 | 0 | 0 | 0 | 61752.0311 | 14265.9815 | 0 | 0 | 0 | 0 | 0 | 0 | 0 | 0 | 0 | 0 | 0 | 0 | 0 | 0
2016-08-22 02:00 | 0 | 0 | 0 | 0 | 0 | 609614.2377 | 310.8505 | 513972 | 0 | 0 | 0 | 0 | 1883588.4638 | 2047838.8348 | 0 | 0 | 0 | 0 | 0 | 0 | 0 | 0 | 0 | 0 | 0 | 0 | 0 | 0 | 0 | 81687.1067 | 14265.9815 | 0 | 0 | 0 | 0 | 0 | 0 | 0 | 0 | 0 | 0 | 0 | 0 | 0 | 0
2016-08-22 03:00 | 0 | 0 | 0 | 0 | 0 | 660558.3012 | 0 | 480482 | 0 | 0 | 0 | 0 | 2049398.7835 | 2062104.8163 | 0 | 0 | 0 | 0 | 0 | 0 | 0 | 0 | 0 | 0 | 0 | 0 | 0 | 0 | 0 | 165810.3197 | 14265.9815 | 0 | 0 | 0 | 0 | 0 | 0 | 0 | 0 | 0 | 0 | 0 | 0 | 0 | 0
2016-08-22 04:00 | 0 | 0 | 0 | 0 | 0 | 680144.019 | 0 | 450332 | 0 | 0 | 0 | 0 | 2264944.821 | 2076370.7979 | 0 | 0 | 0 | 0 | 0 | 0 | 0 | 0 | 0 | 0 | 0 | 0 | 0 | 0 | 0 | 215546.0375 | 14265.9815 | 0 | 0 | 0 | 0 | 0 | 0 | 0 | 0 | 0 | 0 | 0 | 0 | 0 | 0
2016-08-22 05:00 | 0 | 0 | 0 | 0 | 0 | 179890.8766 | 0 | 424764 | 0 | 0 | 0 | 0 | 2005805.7161 | 2090636.7794 | 0 | 0 | 0 | 0 | 0 | 0 | 0 | 0 | 0 | 0 | 0 | 0 | 0 | 0 | 0 | -259139.105 | 14265.9815 | 0 | 0 | 0 | 0 | 0 | 0 | 0 | 0 | 0 | 0 | 0 | 0 | 0 | 0
2016-08-22 06:00 | 0 | 0 | 0 | 0 | 0 | 669751.7218 | 0 | 405107 | 0 | 0 | 0 | 0 | 2256184.4563 | 2104902.7609 | 0 | 0 | 0 | 0 | 0 | 0 | 0 | 0 | 0 | 0 | 0 | 0 | 0 | 0 | 0 | 250378.7403 | 14265.9815 | 0 | 0 | 0 | 0 | 0 | 0 | 0 | 0 | 0 | 0 | 0 | 0 | 0 | 0
2016-08-22 07:00 | 0 | 0 | 0 | 0 | 0 | 146928.8766 | 0 | 391802 | 0 | 0 | 0 | 0 | 1997045.3514 | 2119168.7425 | 0 | 0 | 0 | 0 | 0 | 0 | 0 | 0 | 0 | 0 | 0 | 0 | 0 | 0 | 0 | -259139.105 | 14265.9815 | 0 | 0 | 0 | 0 | 0 | 0 | 0 | 0 | 0 | 0 | 0 | 0 | 0 | 0
2016-08-22 08:00 | 0 | 0 | 0 | 0 | 0 | 141686.8766 | 0 | 386560 | 0 | 0 | 0 | 0 | 1737906.2464 | 2133434.724 | 0 | 0 | 0 | 0 | 0 | 0 | 0 | 0 | 0 | 0 | 0 | 0 | 0 | 0 | 0 | -259139.105 | 14265.9815 | 0 | 0 | 0 | 0 | 0 | 0 | 0 | 0 | 0 | 0 | 0 | 0 | 0 | 0
2016-08-22 09:00 | 0 | 0 | 0 | 0 | 0 | 610098.4191 | 0 | 392538 | 0 | 0 | 0 | 0 | 1941200.684 | 2147700.7055 | 0 | 0 | 0 | 0 | 0 | 0 | 0 | 0 | 0 | 0 | 0 | 0 | 0 | 0 | 0 | 203294.4376 | 14265.9815 | 0 | 0 | 0 | 0 | 0 | 0 | 0 | 0 | 0 | 0 | 0 | 0 | 0 | 0
2016-08-22 10:00 | 0 | 0 | 0 | 0 | 0 | 166163.8766 | 0 | 411037 | 0 | 0 | 0 | 0 | 1682061.579 | 2161966.6871 | 0 | 0 | 0 | 0 | 0 | 0 | 0 | 0 | 0 | 0 | 0 | 0 | 0 | 0 | 0 | -259139.105 | 14265.9815 | 0 | 0 | 0 | 0 | 0 | 0 | 0 | 0 | 0 | 0 | 0 | 0 | 0 | 0
2016-08-22 11:00 | 0 | 0 | 0 | 0 | 0 | 188117.8766 | 0 | 432991 | 0 | 0 | 0 | 0 | 1422922.4741 | 2176232.6686 | 0 | 0 | 0 | 0 | 0 | 0 | 0 | 0 | 0 | 0 | 0 | 0 | 0 | 0 | 0 | -259139.105 | 14265.9815 | 0 | 0 | 0 | 0 | 0 | 0 | 0 | 0 | 0 | 0 | 0 | 0 | 0 | 0
2016-08-22 12:00 | 0 | 0 | 0 | 0 | 0 | 420796.2011 | 4310.6049 | 452576 | 0 | 0 | 0 | 0 | 1381187.2986 | 2190498.6501 | 0 | 0 | 0 | 0 | 0 | 0 | 0 | 0 | 0 | 0 | 0 | 0 | 0 | 0 | 0 | -41735.1755 | 14265.9815 | 0 | 0 | 0 | 0 | 0 | 0 | 0 | 0 | 0 | 0 | 0 | 0 | 0 | 0
2016-08-22 13:00 | 0 | 0 | 0 | 0 | 0 | 308625.3292 | 189872.2183 | 476225 | 0 | 0 | 0 | 0 | 1389193.8645 | 2204764.6316 | 0 | 0 | 0 | 0 | 0 | 0 | 0 | 0 | 0 | 0 | 0 | 0 | 0 | 0 | 0 | 8006.566 | 14265.9815 | 0 | 0 | 0 | 0 | 0 | 0 | 0 | 0 | 0 | 0 | 0 | 0 | 0 | 0
2016-08-22 14:00 | 0 | 0 | 0 | 0 | 0 | 0 | 444308.6152 | 502924 | 0 | 0 | 0 | 0 | 1316312.4982 | 2219030.6132 | 0 | 0 | 0 | 0 | 0 | 0 | 0 | 0 | 0 | 0 | 0 | 0 | 0 | 0 | 0 | -72881.3663 | 14265.9815 | 0 | 0 | 0 | 0 | 0 | 0 | 0 | 0 | 0 | 0 | 0 | 0 | 0 | 0
2016-08-22 15:00 | 0 | 0 | 0 | 0 | 0 | 0 | 586159.8856 | 527223 | 0 | 0 | 0 | 0 | 1360983.4023 | 2233296.5947 | 0 | 0 | 0 | 0 | 0 | 0 | 0 | 0 | 0 | 0 | 0 | 0 | 0 | 0 | 0 | 44670.9041 | 14265.9815 | 0 | 0 | 0 | 0 | 0 | 0 | 0 | 0 | 0 | 0 | 0 | 0 | 0 | 0
2016-08-22 16:00 | 0 | 0 | 0 | 0 | 0 | 0 | 651777.3093 | 548113 | 0 | 0 | 0 | 0 | 1450381.73 | 2247562.5762 | 0 | 0 | 0 | 0 | 0 | 0 | 0 | 0 | 0 | 0 | 0 | 0 | 0 | 0 | 0 | 89398.3277 | 14265.9815 | 0 | 0 | 0 | 0 | 0 | 0 | 0 | 0 | 0 | 0 | 0 | 0 | 0 | 0
2016-08-22 17:00 | 0 | 0 | 0 | 0 | 0 | 0 | 662819.307 | 567815 | 0 | 0 | 0 | 0 | 1531120.0555 | 2261828.5578 | 0 | 0 | 0 | 0 | 0 | 0 | 0 | 0 | 0 | 0 | 0 | 0 | 0 | 0 | 0 | 80738.3255 | 14265.9815 | 0 | 0 | 0 | 0 | 0 | 0 | 0 | 0 | 0 | 0 | 0 | 0 | 0 | 0
2016-08-22 18:00 | 0 | 0 | 0 | 0 | 0 | 0 | 652926.6837 | 584628 | 0 | 0 | 0 | 0 | 1585152.7577 | 2276094.5393 | 0 | 0 | 0 | 0 | 0 | 0 | 0 | 0 | 0 | 0 | 0 | 0 | 0 | 0 | 0 | 54032.7022 | 14265.9815 | 0 | 0 | 0 | 0 | 0 | 0 | 0 | 0 | 0 | 0 | 0 | 0 | 0 | 0
2016-08-22 19:00 | 0 | 0 | 0 | 0 | 0 | 235990.0379 | 635301.0485 | 597886 | 0 | 0 | 0 | 0 | 1844291.8626 | 2290360.5208 | 0 | 0 | 0 | 0 | 0 | 0 | 0 | 0 | 0 | 0 | 0 | 0 | 0 | 0 | 0 | 259139.105 | 14265.9815 | 0 | 0 | 0 | 0 | 0 | 0 | 0 | 0 | 0 | 0 | 0 | 0 | 0 | 0
2016-08-22 20:00 | 0 | 0 | 0 | 0 | 0 | 0 | 619668.3802 | 606740 | 0 | 0 | 0 | 0 | 1842954.2613 | 2304626.5024 | 0 | 0 | 0 | 0 | 0 | 0 | 0 | 0 | 0 | 0 | 0 | 0 | 0 | 0 | 0 | -1337.6013 | 14265.9815 | 0 | 0 | 0 | 0 | 0 | 0 | 0 | 0 | 0 | 0 | 0 | 0 | 0 | 0
2016-08-22 21:00 | 0 | 0 | 0 | 0 | 0 | 293678.8573 | 590506.2292 | 610780 | 0 | 0 | 0 | 0 | 2102093.3663 | 2318892.4839 | 0 | 0 | 0 | 0 | 0 | 0 | 0 | 0 | 0 | 0 | 0 | 0 | 0 | 0 | 0 | 259139.105 | 14265.9815 | 0 | 0 | 0 | 0 | 0 | 0 | 0 | 0 | 0 | 0 | 0 | 0 | 0 | 0
2016-08-22 22:00 | 0 | 0 | 0 | 0 | 0 | 0 | 541075.5199 | 605164 | 0 | 0 | 0 | 0 | 2023738.9047 | 2333158.4654 | 0 | 0 | 0 | 0 | 0 | 0 | 0 | 0 | 0 | 0 | 0 | 0 | 0 | 0 | 0 | -78354.4616 | 14265.9815 | 0 | 0 | 0 | 0 | 0 | 0 | 0 | 0 | 0 | 0 | 0 | 0 | 0 | 0
2016-08-22 23:00 | 0 | 0 | 0 | 0 | 0 | 0 | 449203.8795 | 590472 | 0 | 0 | 0 | 0 | 1868204.8026 | 2347424.447 | 0 | 0 | 0 | 0 | 0 | 0 | 0 | 0 | 0 | 0 | 0 | 0 | 0 | 0 | 0 | -155534.102 | 14265.9815 | 0 | 0 | 0 | 0 | 0 | 0 | 0 | 0 | 0 | 0 | 0 | 0 | 0 | 0
2016-08-23 | 0 | 0 | 0 | 0 | 0 | 551840.9182 | 299988.1683 | 578424 | 0 | 0 | 0 | 0 | 2127343.9076 | 2361690.4285 | 0 | 0 | 0 | 0 | 0 | 0 | 0 | 0 | 0 | 0 | 0 | 0 | 0 | 0 | 0 | 259139.105 | 14265.9815 | 0 | 0 | 0 | 0 | 0 | 0 | 0 | 0 | 0 | 0 | 0 | 0 | 0 | 0
2016-08-23 01:00 | 0 | 0 | 0 | 0 | 0 | 753582.9157 | 81418.1708 | 561596 | 0 | 0 | 0 | 0 | 2386483.0125 | 2375956.41 | 0 | 0 | 0 | 0 | 0 | 0 | 0 | 0 | 0 | 0 | 0 | 0 | 0 | 0 | 0 | 259139.105 | 14265.9815 | 0 | 0 | 0 | 0 | 0 | 0 | 0 | 0 | 0 | 0 | 0 | 0 | 0 | 0
2016-08-23 02:00 | 0 | 0 | 0 | 0 | 0 | 791945.0943 | 279.3144 | 528809 | 0 | 0 | 0 | 0 | 2635632.4397 | 2390222.3916 | 0 | 0 | 0 | 0 | 0 | 0 | 0 | 0 | 0 | 0 | 0 | 0 | 0 | 0 | 0 | 249149.4271 | 14265.9815 | 0 | 0 | 0 | 0 | 0 | 0 | 0 | 0 | 0 | 0 | 0 | 0 | 0 | 0
2016-08-23 03:00 | 0 | 0 | 0 | 0 | 0 | 765556.0865 | 0 | 492151 | 0 | 0 | 0 | 0 | 2894771.5446 | 2404488.3731 | 0 | 0 | 0 | 0 | 0 | 0 | 0 | 0 | 0 | 0 | 0 | 0 | 0 | 0 | 0 | 259139.105 | 14265.9815 | 0 | 0 | 0 | 0 | 0 | 0 | 0 | 0 | 0 | 0 | 0 | 0 | 0 | 0
2016-08-23 04:00 | 0 | 0 | 0 | 0 | 0 | 214177.8766 | 0 | 459051 | 0 | 0 | 0 | 0 | 2635632.4397 | 2418754.3546 | 0 | 0 | 0 | 0 | 0 | 0 | 0 | 0 | 0 | 0 | 0 | 0 | 0 | 0 | 0 | -259139.105 | 14265.9815 | 0 | 0 | 0 | 0 | 0 | 0 | 0 | 0 | 0 | 0 | 0 | 0 | 0 | 0
2016-08-23 05:00 | 0 | 0 | 0 | 0 | 0 | 705216.0865 | 0 | 431811 | 0 | 0 | 0 | 0 | 2894771.5446 | 2433020.3362 | 0 | 0 | 0 | 0 | 0 | 0 | 0 | 0 | 0 | 0 | 0 | 0 | 0 | 0 | 0 | 259139.105 | 14265.9815 | 0 | 0 | 0 | 0 | 0 | 0 | 0 | 0 | 0 | 0 | 0 | 0 | 0 | 0
2016-08-23 06:00 | 0 | 0 | 0 | 0 | 0 | 165943.8766 | 0 | 410817 | 0 | 0 | 0 | 0 | 2635632.4397 | 2447286.3177 | 0 | 0 | 0 | 0 | 0 | 0 | 0 | 0 | 0 | 0 | 0 | 0 | 0 | 0 | 0 | -259139.105 | 14265.9815 | 0 | 0 | 0 | 0 | 0 | 0 | 0 | 0 | 0 | 0 | 0 | 0 | 0 | 0
2016-08-23 07:00 | 0 | 0 | 0 | 0 | 0 | 152119.8766 | 0 | 396993 | 0 | 0 | 0 | 0 | 2376493.3347 | 2461552.2992 | 0 | 0 | 0 | 0 | 0 | 0 | 0 | 0 | 0 | 0 | 0 | 0 | 0 | 0 | 0 | -259139.105 | 14265.9815 | 0 | 0 | 0 | 0 | 0 | 0 | 0 | 0 | 0 | 0 | 0 | 0 | 0 | 0
2016-08-23 08:00 | 0 | 0 | 0 | 0 | 0 | 664151.0865 | 0 | 390746 | 0 | 0 | 0 | 0 | 2635632.4397 | 2475818.2808 | 0 | 0 | 0 | 0 | 0 | 0 | 0 | 0 | 0 | 0 | 0 | 0 | 0 | 0 | 0 | 259139.105 | 14265.9815 | 0 | 0 | 0 | 0 | 0 | 0 | 0 | 0 | 0 | 0 | 0 | 0 | 0 | 0
2016-08-23 09:00 | 0 | 0 | 0 | 0 | 0 | 152289.8766 | 0 | 397163 | 0 | 0 | 0 | 0 | 2376493.3347 | 2490084.2623 | 0 | 0 | 0 | 0 | 0 | 0 | 0 | 0 | 0 | 0 | 0 | 0 | 0 | 0 | 0 | -259139.105 | 14265.9815 | 0 | 0 | 0 | 0 | 0 | 0 | 0 | 0 | 0 | 0 | 0 | 0 | 0 | 0
2016-08-23 10:00 | 0 | 0 | 0 | 0 | 0 | 171920.8766 | 0 | 416794 | 0 | 0 | 0 | 0 | 2117354.2298 | 2504350.2438 | 0 | 0 | 0 | 0 | 0 | 0 | 0 | 0 | 0 | 0 | 0 | 0 | 0 | 0 | 0 | -259139.105 | 14265.9815 | 0 | 0 | 0 | 0 | 0 | 0 | 0 | 0 | 0 | 0 | 0 | 0 | 0 | 0
2016-08-23 11:00 | 0 | 0 | 0 | 0 | 0 | 192543.8766 | 0 | 437417 | 0 | 0 | 0 | 0 | 1858215.1248 | 2518616.2254 | 0 | 0 | 0 | 0 | 0 | 0 | 0 | 0 | 0 | 0 | 0 | 0 | 0 | 0 | 0 | -259139.105 | 14265.9815 | 0 | 0 | 0 | 0 | 0 | 0 | 0 | 0 | 0 | 0 | 0 | 0 | 0 | 0
2016-08-23 12:00 | 0 | 0 | 0 | 0 | 0 | 576294.1504 | 6038.1381 | 454648 | 0 | 0 | 0 | 0 | 1971633.4317 | 2532882.2069 | 0 | 0 | 0 | 0 | 0 | 0 | 0 | 0 | 0 | 0 | 0 | 0 | 0 | 0 | 0 | 113418.3069 | 14265.9815 | 0 | 0 | 0 | 0 | 0 | 0 | 0 | 0 | 0 | 0 | 0 | 0 | 0 | 0
2016-08-23 13:00 | 0 | 0 | 0 | 0 | 0 | 489713.6446 | 197270.3435 | 477293 | 0 | 0 | 0 | 0 | 2167058.4382 | 2547148.1884 | 0 | 0 | 0 | 0 | 0 | 0 | 0 | 0 | 0 | 0 | 0 | 0 | 0 | 0 | 0 | 195425.0065 | 14265.9815 | 0 | 0 | 0 | 0 | 0 | 0 | 0 | 0 | 0 | 0 | 0 | 0 | 0 | 0
2016-08-23 14:00 | 0 | 0 | 0 | 0 | 0 | 0 | 483990.9939 | 505355 | 0 | 0 | 0 | 0 | 2131428.4506 | 2561414.17 | 0 | 0 | 0 | 0 | 0 | 0 | 0 | 0 | 0 | 0 | 0 | 0 | 0 | 0 | 0 | -35629.9876 | 14265.9815 | 0 | 0 | 0 | 0 | 0 | 0 | 0 | 0 | 0 | 0 | 0 | 0 | 0 | 0
2016-08-23 15:00 | 0 | 0 | 0 | 0 | 0 | 0 | 641809.3678 | 533055 | 0 | 0 | 0 | 0 | 2225916.8369 | 2575680.1515 | 0 | 0 | 0 | 0 | 0 | 0 | 0 | 0 | 0 | 0 | 0 | 0 | 0 | 0 | 0 | 94488.3863 | 14265.9815 | 0 | 0 | 0 | 0 | 0 | 0 | 0 | 0 | 0 | 0 | 0 | 0 | 0 | 0
2016-08-23 16:00 | 0 | 0 | 0 | 0 | 0 | 0 | 723105.1669 | 557774 | 0 | 0 | 0 | 0 | 2376982.0223 | 2589946.133 | 0 | 0 | 0 | 0 | 0 | 0 | 0 | 0 | 0 | 0 | 0 | 0 | 0 | 0 | 0 | 151065.1854 | 14265.9815 | 0 | 0 | 0 | 0 | 0 | 0 | 0 | 0 | 0 | 0 | 0 | 0 | 0 | 0
2016-08-23 17:00 | 0 | 0 | 0 | 0 | 0 | 121810.7934 | 731583.2931 | 579989 | 0 | 0 | 0 | 0 | 2636121.1272 | 2604212.1146 | 0 | 0 | 0 | 0 | 0 | 0 | 0 | 0 | 0 | 0 | 0 | 0 | 0 | 0 | 0 | 259139.105 | 14265.9815 | 0 | 0 | 0 | 0 | 0 | 0 | 0 | 0 | 0 | 0 | 0 | 0 | 0 | 0
2016-08-23 18:00 | 0 | 0 | 0 | 0 | 0 | 1187.5309 | 722113.4461 | 599625 | 0 | 0 | 0 | 0 | 2745531.1227 | 2618478.0961 | 0 | 0 | 0 | 0 | 0 | 0 | 0 | 0 | 0 | 0 | 0 | 0 | 0 | 0 | 0 | 109409.9954 | 14265.9815 | 0 | 0 | 0 | 0 | 0 | 0 | 0 | 0 | 0 | 0 | 0 | 0 | 0 | 0
2016-08-23 19:00 | 0 | 0 | 0 | 0 | 0 | 0 | 700162.1111 | 613462 | 0 | 0 | 0 | 0 | 2817965.2523 | 2632744.0776 | 0 | 0 | 0 | 0 | 0 | 0 | 0 | 0 | 0 | 0 | 0 | 0 | 0 | 0 | 0 | 72434.1296 | 14265.9815 | 0 | 0 | 0 | 0 | 0 | 0 | 0 | 0 | 0 | 0 | 0 | 0 | 0 | 0
2016-08-23 20:00 | 0 | 0 | 0 | 0 | 0 | 0 | 676027.9139 | 623291 | 0 | 0 | 0 | 0 | 2856436.1846 | 2647010.0592 | 0 | 0 | 0 | 0 | 0 | 0 | 0 | 0 | 0 | 0 | 0 | 0 | 0 | 0 | 0 | 38470.9323 | 14265.9815 | 0 | 0 | 0 | 0 | 0 | 0 | 0 | 0 | 0 | 0 | 0 | 0 | 0 | 0
2016-08-23 21:00 | 0 | 0 | 0 | 0 | 0 | 0 | 641941.2637 | 628108 | 0 | 0 | 0 | 0 | 2856003.4668 | 2661276.0407 | 0 | 0 | 0 | 0 | 0 | 0 | 0 | 0 | 0 | 0 | 0 | 0 | 0 | 0 | 0 | -432.7178 | 14265.9815 | 0 | 0 | 0 | 0 | 0 | 0 | 0 | 0 | 0 | 0 | 0 | 0 | 0 | 0
2016-08-23 22:00 | 0 | 0 | 0 | 0 | 0 | 0 | 593756.6265 | 622384 | 0 | 0 | 0 | 0 | 2813110.1118 | 2675542.0222 | 0 | 0 | 0 | 0 | 0 | 0 | 0 | 0 | 0 | 0 | 0 | 0 | 0 | 0 | 0 | -42893.355 | 14265.9815 | 0 | 0 | 0 | 0 | 0 | 0 | 0 | 0 | 0 | 0 | 0 | 0 | 0 | 0
2016-08-23 23:00 | 0 | 0 | 0 | 0 | 0 | 0 | 507703.0338 | 608385 | 0 | 0 | 0 | 0 | 2698162.1641 | 2689808.0037 | 0 | 0 | 0 | 0 | 0 | 0 | 0 | 0 | 0 | 0 | 0 | 0 | 0 | 0 | 0 | -114947.9477 | 14265.9815 | 0 | 0 | 0 | 0 | 0 | 0 | 0 | 0 | 0 | 0 | 0 | 0 | 0 | 0
2016-08-24 | 0 | 0 | 0 | 0 | 0 | 0 | 367780.3705 | 598766 | 0 | 0 | 0 | 0 | 2452910.5531 | 2704073.9853 | 0 | 0 | 0 | 0 | 0 | 0 | 0 | 0 | 0 | 0 | 0 | 0 | 0 | 0 | 0 | -245251.611 | 14265.9815 | 0 | 0 | 0 | 0 | 0 | 0 | 0 | 0 | 0 | 0 | 0 | 0 | 0 | 0
2016-08-24 01:00 | 0 | 0 | 0 | 0 | 0 | 211405.7059 | 125660.1707 | 581939 | 0 | 0 | 0 | 0 | 2193771.4481 | 2718339.9668 | 0 | 0 | 0 | 0 | 0 | 0 | 0 | 0 | 0 | 0 | 0 | 0 | 0 | 0 | 0 | -259139.105 | 14265.9815 | 0 | 0 | 0 | 0 | 0 | 0 | 0 | 0 | 0 | 0 | 0 | 0 | 0 | 0
2016-08-24 02:00 | 0 | 0 | 0 | 0 | 0 | 790341.2138 | 186.6612 | 548730 | 0 | 0 | 0 | 0 | 2421303.3416 | 2732605.9483 | 0 | 0 | 0 | 0 | 0 | 0 | 0 | 0 | 0 | 0 | 0 | 0 | 0 | 0 | 0 | 227531.8935 | 14265.9815 | 0 | 0 | 0 | 0 | 0 | 0 | 0 | 0 | 0 | 0 | 0 | 0 | 0 | 0
2016-08-24 03:00 | 0 | 0 | 0 | 0 | 0 | 766234.0107 | 0 | 510750 | 0 | 0 | 0 | 0 | 2662521.3708 | 2746871.9299 | 0 | 0 | 0 | 0 | 0 | 0 | 0 | 0 | 0 | 0 | 0 | 0 | 0 | 0 | 0 | 241218.0292 | 14265.9815 | 0 | 0 | 0 | 0 | 0 | 0 | 0 | 0 | 0 | 0 | 0 | 0 | 0 | 0
2016-08-24 04:00 | 0 | 0 | 0 | 0 | 0 | 723572.1554 | 0 | 477056 | 0 | 0 | 0 | 0 | 2894771.5446 | 2761137.9114 | 0 | 0 | 0 | 0 | 0 | 0 | 0 | 0 | 0 | 0 | 0 | 0 | 0 | 0 | 0 | 232250.1738 | 14265.9815 | 0 | 0 | 0 | 0 | 0 | 0 | 0 | 0 | 0 | 0 | 0 | 0 | 0 | 0
2016-08-24 05:00 | 0 | 0 | 0 | 0 | 0 | 203005.8766 | 0 | 447879 | 0 | 0 | 0 | 0 | 2635632.4397 | 2775403.8929 | 0 | 0 | 0 | 0 | 0 | 0 | 0 | 0 | 0 | 0 | 0 | 0 | 0 | 0 | 0 | -259139.105 | 14265.9815 | 0 | 0 | 0 | 0 | 0 | 0 | 0 | 0 | 0 | 0 | 0 | 0 | 0 | 0
2016-08-24 06:00 | 0 | 0 | 0 | 0 | 0 | 646812.7415 | 0 | 425903 | 0 | 0 | 0 | 0 | 2842276.1997 | 2789669.8745 | 0 | 0 | 0 | 0 | 0 | 0 | 0 | 0 | 0 | 0 | 0 | 0 | 0 | 0 | 0 | 206643.76 | 14265.9815 | 0 | 0 | 0 | 0 | 0 | 0 | 0 | 0 | 0 | 0 | 0 | 0 | 0 | 0
2016-08-24 07:00 | 0 | 0 | 0 | 0 | 0 | 165773.8766 | 0 | 410647 | 0 | 0 | 0 | 0 | 2583137.0947 | 2803935.856 | 0 | 0 | 0 | 0 | 0 | 0 | 0 | 0 | 0 | 0 | 0 | 0 | 0 | 0 | 0 | -259139.105 | 14265.9815 | 0 | 0 | 0 | 0 | 0 | 0 | 0 | 0 | 0 | 0 | 0 | 0 | 0 | 0
2016-08-24 08:00 | 0 | 0 | 0 | 0 | 0 | 158888.8766 | 0 | 403762 | 0 | 0 | 0 | 0 | 2323997.9898 | 2818201.8375 | 0 | 0 | 0 | 0 | 0 | 0 | 0 | 0 | 0 | 0 | 0 | 0 | 0 | 0 | 0 | -259139.105 | 14265.9815 | 0 | 0 | 0 | 0 | 0 | 0 | 0 | 0 | 0 | 0 | 0 | 0 | 0 | 0
2016-08-24 09:00 | 0 | 0 | 0 | 0 | 0 | 563896.7861 | 0 | 409712 | 0 | 0 | 0 | 0 | 2463916.7943 | 2832467.8191 | 0 | 0 | 0 | 0 | 0 | 0 | 0 | 0 | 0 | 0 | 0 | 0 | 0 | 0 | 0 | 139918.8045 | 14265.9815 | 0 | 0 | 0 | 0 | 0 | 0 | 0 | 0 | 0 | 0 | 0 | 0 | 0 | 0
2016-08-24 10:00 | 0 | 0 | 0 | 0 | 0 | 183908.8766 | 0 | 428782 | 0 | 0 | 0 | 0 | 2204777.6893 | 2846733.8006 | 0 | 0 | 0 | 0 | 0 | 0 | 0 | 0 | 0 | 0 | 0 | 0 | 0 | 0 | 0 | -259139.105 | 14265.9815 | 0 | 0 | 0 | 0 | 0 | 0 | 0 | 0 | 0 | 0 | 0 | 0 | 0 | 0
2016-08-24 11:00 | 0 | 0 | 0 | 0 | 0 | 203112.8766 | 0 | 447986 | 0 | 0 | 0 | 0 | 1945638.5844 | 2860999.7821 | 0 | 0 | 0 | 0 | 0 | 0 | 0 | 0 | 0 | 0 | 0 | 0 | 0 | 0 | 0 | -259139.105 | 14265.9815 | 0 | 0 | 0 | 0 | 0 | 0 | 0 | 0 | 0 | 0 | 0 | 0 | 0 | 0
2016-08-24 12:00 | 0 | 0 | 0 | 0 | 0 | 401936.5547 | 2739.3625 | 465480 | 0 | 0 | 0 | 0 | 1870568.5201 | 2875265.7637 | 0 | 0 | 0 | 0 | 0 | 0 | 0 | 0 | 0 | 0 | 0 | 0 | 0 | 0 | 0 | -75070.0643 | 14265.9815 | 0 | 0 | 0 | 0 | 0 | 0 | 0 | 0 | 0 | 0 | 0 | 0 | 0 | 0
2016-08-24 13:00 | 0 | 0 | 0 | 0 | 0 | 344596.9273 | 180779.9748 | 488202 | 0 | 0 | 0 | 0 | 1893477.4406 | 2889531.7452 | 0 | 0 | 0 | 0 | 0 | 0 | 0 | 0 | 0 | 0 | 0 | 0 | 0 | 0 | 0 | 22908.9205 | 14265.9815 | 0 | 0 | 0 | 0 | 0 | 0 | 0 | 0 | 0 | 0 | 0 | 0 | 0 | 0
2016-08-24 14:00 | 0 | 0 | 0 | 0 | 0 | 0 | 516340.4587 | 516237 | 0 | 0 | 0 | 0 | 1879314.9177 | 2903797.7267 | 0 | 0 | 0 | 0 | 0 | 0 | 0 | 0 | 0 | 0 | 0 | 0 | 0 | 0 | 0 | -14162.5229 | 14265.9815 | 0 | 0 | 0 | 0 | 0 | 0 | 0 | 0 | 0 | 0 | 0 | 0 | 0 | 0
2016-08-24 15:00 | 0 | 0 | 0 | 0 | 0 | 0 | 670646.0871 | 544552 | 0 | 0 | 0 | 0 | 1991143.0233 | 2918063.7083 | 0 | 0 | 0 | 0 | 0 | 0 | 0 | 0 | 0 | 0 | 0 | 0 | 0 | 0 | 0 | 111828.1055 | 14265.9815 | 0 | 0 | 0 | 0 | 0 | 0 | 0 | 0 | 0 | 0 | 0 | 0 | 0 | 0
2016-08-24 16:00 | 0 | 0 | 0 | 0 | 0 | 0 | 760786.7306 | 569357 | 0 | 0 | 0 | 0 | 2168306.7724 | 2932329.6898 | 0 | 0 | 0 | 0 | 0 | 0 | 0 | 0 | 0 | 0 | 0 | 0 | 0 | 0 | 0 | 177163.7491 | 14265.9815 | 0 | 0 | 0 | 0 | 0 | 0 | 0 | 0 | 0 | 0 | 0 | 0 | 0 | 0
2016-08-24 17:00 | 0 | 0 | 0 | 0 | 0 | 91770.1218 | 771069.8047 | 593181 | 0 | 0 | 0 | 0 | 2423699.7174 | 2946595.6713 | 0 | 0 | 0 | 0 | 0 | 0 | 0 | 0 | 0 | 0 | 0 | 0 | 0 | 0 | 0 | 255392.945 | 14265.9815 | 0 | 0 | 0 | 0 | 0 | 0 | 0 | 0 | 0 | 0 | 0 | 0 | 0 | 0
2016-08-24 18:00 | 0 | 0 | 0 | 0 | 0 | 127424.3955 | 760022.691 | 614042 | 0 | 0 | 0 | 0 | 2682838.8223 | 2960861.6529 | 0 | 0 | 0 | 0 | 0 | 0 | 0 | 0 | 0 | 0 | 0 | 0 | 0 | 0 | 0 | 259139.105 | 14265.9815 | 0 | 0 | 0 | 0 | 0 | 0 | 0 | 0 | 0 | 0 | 0 | 0 | 0 | 0
2016-08-24 19:00 | 0 | 0 | 0 | 0 | 0 | 0 | 740915.1103 | 628911 | 0 | 0 | 0 | 0 | 2780576.9511 | 2975127.6344 | 0 | 0 | 0 | 0 | 0 | 0 | 0 | 0 | 0 | 0 | 0 | 0 | 0 | 0 | 0 | 97738.1288 | 14265.9815 | 0 | 0 | 0 | 0 | 0 | 0 | 0 | 0 | 0 | 0 | 0 | 0 | 0 | 0
2016-08-24 20:00 | 0 | 0 | 0 | 0 | 0 | 0 | 726502.8039 | 639660 | 0 | 0 | 0 | 0 | 2853153.7735 | 2989393.6159 | 0 | 0 | 0 | 0 | 0 | 0 | 0 | 0 | 0 | 0 | 0 | 0 | 0 | 0 | 0 | 72576.8224 | 14265.9815 | 0 | 0 | 0 | 0 | 0 | 0 | 0 | 0 | 0 | 0 | 0 | 0 | 0 | 0
2016-08-24 21:00 | 0 | 0 | 0 | 0 | 0 | 0 | 698784.6453 | 644653 | 0 | 0 | 0 | 0 | 2893019.4373 | 3003659.5975 | 0 | 0 | 0 | 0 | 0 | 0 | 0 | 0 | 0 | 0 | 0 | 0 | 0 | 0 | 0 | 39865.6638 | 14265.9815 | 0 | 0 | 0 | 0 | 0 | 0 | 0 | 0 | 0 | 0 | 0 | 0 | 0 | 0
2016-08-24 22:00 | 0 | 0 | 0 | 0 | 0 | 0 | 655115.0888 | 639097 | 0 | 0 | 0 | 0 | 2894771.5446 | 3017925.579 | 0 | 0 | 0 | 0 | 0 | 0 | 0 | 0 | 0 | 0 | 0 | 0 | 0 | 0 | 0 | 1752.1073 | 14265.9815 | 0 | 0 | 0 | 0 | 0 | 0 | 0 | 0 | 0 | 0 | 0 | 0 | 0 | 0
2016-08-24 23:00 | 0 | 0 | 0 | 0 | 0 | 79125.4346 | 561418.547 | 626278 | 0 | 0 | 0 | 0 | 2894771.5446 | 3032191.5605 | 0 | 0 | 0 | 0 | 0 | 0 | 0 | 0 | 0 | 0 | 0 | 0 | 0 | 0 | 0 | 0 | 14265.9815 | 0 | 0 | 0 | 0 | 0 | 0 | 0 | 0 | 0 | 0 | 0 | 0 | 0 | 0
2016-08-25 | 0 | 0 | 0 | 0 | 0 | 229380.7368 | 400274.2448 | 615389 | 0 | 0 | 0 | 0 | 2894771.5446 | 3046457.5421 | 0 | 0 | 0 | 0 | 0 | 0 | 0 | 0 | 0 | 0 | 0 | 0 | 0 | 0 | 0 | 0 | 14265.9815 | 0 | 0 | 0 | 0 | 0 | 0 | 0 | 0 | 0 | 0 | 0 | 0 | 0 | 0
2016-08-25 01:00 | 0 | 0 | 0 | 0 | 0 | 449440.8031 | 121445.9555 | 596882 | 0 | 0 | 0 | 0 | 2854510.3216 | 3060723.5236 | 0 | 0 | 0 | 0 | 0 | 0 | 0 | 0 | 0 | 0 | 0 | 0 | 0 | 0 | 0 | -40261.223 | 14265.9815 | 0 | 0 | 0 | 0 | 0 | 0 | 0 | 0 | 0 | 0 | 0 | 0 | 0 | 0
2016-08-25 02:00 | 0 | 0 | 0 | 0 | 0 | 444048.2368 | 149.1628 | 563679 | 0 | 0 | 0 | 0 | 2720762.7396 | 3074989.5051 | 0 | 0 | 0 | 0 | 0 | 0 | 0 | 0 | 0 | 0 | 0 | 0 | 0 | 0 | 0 | -133747.582 | 14265.9815 | 0 | 0 | 0 | 0 | 0 | 0 | 0 | 0 | 0 | 0 | 0 | 0 | 0 | 0
2016-08-25 03:00 | 0 | 0 | 0 | 0 | 0 | 425544.4432 | 0 | 524938 | 0 | 0 | 0 | 0 | 2607103.2013 | 3089255.4867 | 0 | 0 | 0 | 0 | 0 | 0 | 0 | 0 | 0 | 0 | 0 | 0 | 0 | 0 | 0 | -113659.5384 | 14265.9815 | 0 | 0 | 0 | 0 | 0 | 0 | 0 | 0 | 0 | 0 | 0 | 0 | 0 | 0
2016-08-25 04:00 | 0 | 0 | 0 | 0 | 0 | 407949.1102 | 0 | 489614 | 0 | 0 | 0 | 0 | 2511172.3299 | 3103521.4682 | 0 | 0 | 0 | 0 | 0 | 0 | 0 | 0 | 0 | 0 | 0 | 0 | 0 | 0 | 0 | -95930.8713 | 14265.9815 | 0 | 0 | 0 | 0 | 0 | 0 | 0 | 0 | 0 | 0 | 0 | 0 | 0 | 0
2016-08-25 05:00 | 0 | 0 | 0 | 0 | 0 | 384846.4671 | 0 | 461217 | 0 | 0 | 0 | 0 | 2420535.8155 | 3117787.4497 | 0 | 0 | 0 | 0 | 0 | 0 | 0 | 0 | 0 | 0 | 0 | 0 | 0 | 0 | 0 | -90636.5144 | 14265.9815 | 0 | 0 | 0 | 0 | 0 | 0 | 0 | 0 | 0 | 0 | 0 | 0 | 0 | 0
2016-08-25 06:00 | 0 | 0 | 0 | 0 | 0 | 366269.3026 | 0 | 437953 | 0 | 0 | 0 | 0 | 2334586.1366 | 3132053.4312 | 0 | 0 | 0 | 0 | 0 | 0 | 0 | 0 | 0 | 0 | 0 | 0 | 0 | 0 | 0 | -85949.679 | 14265.9815 | 0 | 0 | 0 | 0 | 0 | 0 | 0 | 0 | 0 | 0 | 0 | 0 | 0 | 0
2016-08-25 07:00 | 0 | 0 | 0 | 0 | 0 | 354664.5448 | 0 | 421820 | 0 | 0 | 0 | 0 | 2253164.6998 | 3146319.4128 | 0 | 0 | 0 | 0 | 0 | 0 | 0 | 0 | 0 | 0 | 0 | 0 | 0 | 0 | 0 | -81421.4368 | 14265.9815 | 0 | 0 | 0 | 0 | 0 | 0 | 0 | 0 | 0 | 0 | 0 | 0 | 0 | 0
2016-08-25 08:00 | 0 | 0 | 0 | 0 | 0 | 351787.5705 | 0 | 415450 | 0 | 0 | 0 | 0 | 2175236.2887 | 3160585.3943 | 0 | 0 | 0 | 0 | 0 | 0 | 0 | 0 | 0 | 0 | 0 | 0 | 0 | 0 | 0 | -77928.411 | 14265.9815 | 0 | 0 | 0 | 0 | 0 | 0 | 0 | 0 | 0 | 0 | 0 | 0 | 0 | 0
2016-08-25 09:00 | 0 | 0 | 0 | 0 | 0 | 336737.7881 | 0 | 420070 | 0 | 0 | 0 | 0 | 2077638.0953 | 3174851.3758 | 0 | 0 | 0 | 0 | 0 | 0 | 0 | 0 | 0 | 0 | 0 | 0 | 0 | 0 | 0 | -97598.1935 | 14265.9815 | 0 | 0 | 0 | 0 | 0 | 0 | 0 | 0 | 0 | 0 | 0 | 0 | 0 | 0
2016-08-25 10:00 | 0 | 0 | 0 | 0 | 0 | 321843.9882 | 0 | 439258 | 0 | 0 | 0 | 0 | 1945958.102 | 3189117.3574 | 0 | 0 | 0 | 0 | 0 | 0 | 0 | 0 | 0 | 0 | 0 | 0 | 0 | 0 | 0 | -131679.9933 | 14265.9815 | 0 | 0 | 0 | 0 | 0 | 0 | 0 | 0 | 0 | 0 | 0 | 0 | 0 | 0
2016-08-25 11:00 | 0 | 0 | 0 | 0 | 0 | 215976.8766 | 0 | 460850 | 0 | 0 | 0 | 0 | 1686818.997 | 3203383.3389 | 0 | 0 | 0 | 0 | 0 | 0 | 0 | 0 | 0 | 0 | 0 | 0 | 0 | 0 | 0 | -259139.105 | 14265.9815 | 0 | 0 | 0 | 0 | 0 | 0 | 0 | 0 | 0 | 0 | 0 | 0 | 0 | 0
2016-08-25 12:00 | 0 | 0 | 0 | 0 | 0 | 228318.5714 | 1532.2447 | 479942 | 0 | 0 | 0 | 0 | 1427679.8921 | 3212431.26 | 0 | 0 | 0 | 0 | 0 | 0 | 0 | 0 | 0 | 0 | 0 | 0 | 0 | 0 | 0 | -259139.105 | 9047.9211 | 0 | 0 | 0 | 0 | 0 | 0 | 0 | 0 | 0 | 0 | 0 | 0 | 0 | 0
2016-08-25 13:00 | 0 | 0 | 0 | 0 | 0 | 210089.1382 | 196587.2164 | 504835 | 0 | 0 | 0 | 0 | 1315255.2651 | 3226697.2415 | 0 | 0 | 0 | 0 | 0 | 0 | 0 | 0 | 0 | 0 | 0 | 0 | 0 | 0 | 0 | -112424.6269 | 14265.9815 | 0 | 0 | 0 | 0 | 0 | 0 | 0 | 0 | 0 | 0 | 0 | 0 | 0 | 0
2016-08-25 14:00 | 0 | 0 | 0 | 0 | 0 | 225768.0545 | 521877.7392 | 535488 | 0 | 0 | 0 | 0 | 1513147.0772 | 3240963.2231 | 0 | 0 | 0 | 0 | 0 | 0 | 0 | 0 | 0 | 0 | 0 | 0 | 0 | 0 | 0 | 197891.8121 | 14265.9815 | 0 | 0 | 0 | 0 | 0 | 0 | 0 | 0 | 0 | 0 | 0 | 0 | 0 | 0
2016-08-25 15:00 | 0 | 0 | 0 | 0 | 0 | 153900.39 | 685329.6965 | 565825 | 0 | 0 | 0 | 0 | 1772286.1822 | 3255229.2046 | 0 | 0 | 0 | 0 | 0 | 0 | 0 | 0 | 0 | 0 | 0 | 0 | 0 | 0 | 0 | 259139.105 | 14265.9815 | 0 | 0 | 0 | 0 | 0 | 0 | 0 | 0 | 0 | 0 | 0 | 0 | 0 | 0
2016-08-25 16:00 | 0 | 0 | 0 | 0 | 0 | 103449.8054 | 756725.4323 | 594468 | 0 | 0 | 0 | 0 | 2023727.4383 | 3269495.1861 | 0 | 0 | 0 | 0 | 0 | 0 | 0 | 0 | 0 | 0 | 0 | 0 | 0 | 0 | 0 | 251441.2562 | 14265.9815 | 0 | 0 | 0 | 0 | 0 | 0 | 0 | 0 | 0 | 0 | 0 | 0 | 0 | 0
2016-08-25 17:00 | 0 | 0 | 0 | 0 | 0 | 137626.9769 | 756267.1096 | 620489 | 0 | 0 | 0 | 0 | 2282866.5433 | 3283761.1677 | 0 | 0 | 0 | 0 | 0 | 0 | 0 | 0 | 0 | 0 | 0 | 0 | 0 | 0 | 0 | 259139.105 | 14265.9815 | 0 | 0 | 0 | 0 | 0 | 0 | 0 | 0 | 0 | 0 | 0 | 0 | 0 | 0
2016-08-25 18:00 | 0 | 0 | 0 | 0 | 0 | 125531.0204 | 746457.9925 | 639768 | 0 | 0 | 0 | 0 | 2500821.5747 | 3298027.1492 | 0 | 0 | 0 | 0 | 0 | 0 | 0 | 0 | 0 | 0 | 0 | 0 | 0 | 0 | 0 | 217955.0314 | 14265.9815 | 0 | 0 | 0 | 0 | 0 | 0 | 0 | 0 | 0 | 0 | 0 | 0 | 0 | 0
2016-08-25 19:00 | 0 | 0 | 0 | 0 | 0 | 114647.0946 | 724951.2681 | 652454 | 0 | 0 | 0 | 0 | 2673699.9558 | 3312293.1307 | 0 | 0 | 0 | 0 | 0 | 0 | 0 | 0 | 0 | 0 | 0 | 0 | 0 | 0 | 0 | 172878.3812 | 14265.9815 | 0 | 0 | 0 | 0 | 0 | 0 | 0 | 0 | 0 | 0 | 0 | 0 | 0 | 0
2016-08-25 20:00 | 0 | 0 | 0 | 0 | 0 | 106178.1261 | 702022.2056 | 659693 | 0 | 0 | 0 | 0 | 2807941.306 | 3326559.1123 | 0 | 0 | 0 | 0 | 0 | 0 | 0 | 0 | 0 | 0 | 0 | 0 | 0 | 0 | 0 | 134241.3502 | 14265.9815 | 0 | 0 | 0 | 0 | 0 | 0 | 0 | 0 | 0 | 0 | 0 | 0 | 0 | 0
2016-08-25 21:00 | 0 | 0 | 0 | 0 | 0 | 98610.6112 | 662935.609 | 660450 | 0 | 0 | 0 | 0 | 2894771.5446 | 3340825.0938 | 0 | 0 | 0 | 0 | 0 | 0 | 0 | 0 | 0 | 0 | 0 | 0 | 0 | 0 | 0 | 86830.2386 | 14265.9815 | 0 | 0 | 0 | 0 | 0 | 0 | 0 | 0 | 0 | 0 | 0 | 0 | 0 | 0
2016-08-25 22:00 | 0 | 0 | 0 | 0 | 0 | 58886.5812 | 607015.4004 | 651636 | 0 | 0 | 0 | 0 | 2894771.5446 | 3355091.0753 | 0 | 0 | 0 | 0 | 0 | 0 | 0 | 0 | 0 | 0 | 0 | 0 | 0 | 0 | 0 | 0 | 14265.9815 | 0 | 0 | 0 | 0 | 0 | 0 | 0 | 0 | 0 | 0 | 0 | 0 | 0 | 0
2016-08-25 23:00 | 0 | 0 | 0 | 0 | 0 | 94277.4637 | 502216.6147 | 636994 | 0 | 0 | 0 | 0 | 2854271.6231 | 3355091.0753 | 0 | 0 | 0 | 0 | 0 | 0 | 0 | 0 | 0 | 0 | 0 | 0 | 0 | 0 | 0 | -40499.9215 | 0 | 0 | 0 | 0 | 0 | 0 | 0 | 0 | 0 | 0 | 0 | 0 | 0 | 0 | 0
2016-08-26 | 0 | 0 | 0 | 0 | 0 | 136683.3299 | 348161.8843 | 625254 | 0 | 0 | 0 | 0 | 2699596.8557 | 3369357.0569 | 0 | 0 | 0 | 0 | 0 | 0 | 0 | 0 | 0 | 0 | 0 | 0 | 0 | 0 | 0 | -154674.7674 | 14265.9815 | 0 | 0 | 0 | 0 | 0 | 0 | 0 | 0 | 0 | 0 | 0 | 0 | 0 | 0
2016-08-26 01:00 | 0 | 0 | 0 | 0 | 0 | 202812.3894 | 115359.2717 | 606013 | 0 | 0 | 0 | 0 | 2520698.326 | 3260414.2477 | 0 | 0 | 0 | 0 | 0 | 0 | 0 | 0 | 0 | 0 | 0 | 0 | 0 | 0 | 0 | -178898.5297 | 0 | 108942.8092 | 0 | 0 | 0 | 0 | 0 | 0 | 0 | 0 | 0 | 0 | 0 | 0 | 0
2016-08-26 02:00 | 0 | 0 | 0 | 0 | 0 | 233922.8702 | 125.48 | 572344 | 0 | 0 | 0 | 0 | 2291345.4853 | 3151471.4386 | 0 | 0 | 0 | 0 | 0 | 0 | 0 | 0 | 0 | 0 | 0 | 0 | 0 | 0 | 0 | -229352.8407 | 0 | 108942.8092 | 0 | 0 | 0 | 0 | 0 | 0 | 0 | 0 | 0 | 0 | 0 | 0 | 0
2016-08-26 03:00 | 0 | 0 | 0 | 0 | 0 | 243104.2024 | 0 | 533346 | 0 | 0 | 0 | 0 | 2110046.4968 | 3042528.6294 | 0 | 0 | 0 | 0 | 0 | 0 | 0 | 0 | 0 | 0 | 0 | 0 | 0 | 0 | 0 | -181298.9885 | 0 | 108942.8092 | 0 | 0 | 0 | 0 | 0 | 0 | 0 | 0 | 0 | 0 | 0 | 0 | 0
2016-08-26 04:00 | 0 | 0 | 0 | 0 | 0 | 247404.9006 | 0 | 497549 | 0 | 0 | 0 | 0 | 1968845.2065 | 2933585.8202 | 0 | 0 | 0 | 0 | 0 | 0 | 0 | 0 | 0 | 0 | 0 | 0 | 0 | 0 | 0 | -141201.2903 | 0 | 108942.8092 | 0 | 0 | 0 | 0 | 0 | 0 | 0 | 0 | 0 | 0 | 0 | 0 | 0
2016-08-26 05:00 | 0 | 0 | 0 | 0 | 0 | 253910.3379 | 0 | 467937 | 0 | 0 | 0 | 0 | 1754818.5444 | 2933585.8202 | 0 | 0 | 0 | 0 | 0 | 0 | 0 | 0 | 0 | 0 | 0 | 0 | 0 | 0 | 0 | -214026.6621 | 0 | 0 | 0 | 0 | 0 | 0 | 0 | 0 | 0 | 0 | 0 | 0 | 0 | 0 | 0
2016-08-26 06:00 | 0 | 0 | 0 | 0 | 0 | 260901.9322 | 0 | 444734 | 0 | 0 | 0 | 0 | 1679929.2858 | 2824643.0111 | 0 | 0 | 0 | 0 | 0 | 0 | 0 | 0 | 0 | 0 | 0 | 0 | 0 | 0 | 0 | -74889.2587 | 0 | 108942.8092 | 0 | 0 | 0 | 0 | 0 | 0 | 0 | 0 | 0 | 0 | 0 | 0 | 0
2016-08-26 07:00 | 0 | 0 | 0 | 0 | 0 | 265166.437 | 0 | 428458 | 0 | 0 | 0 | 0 | 1516637.7228 | 2824643.0111 | 0 | 0 | 0 | 0 | 0 | 0 | 0 | 0 | 0 | 0 | 0 | 0 | 0 | 0 | 0 | -163291.563 | 0 | 0 | 0 | 0 | 0 | 0 | 0 | 0 | 0 | 0 | 0 | 0 | 0 | 0 | 0
2016-08-26 08:00 | 0 | 0 | 0 | 0 | 0 | 261064.5217 | 0 | 420866 | 0 | 0 | 0 | 0 | 1465779.0536 | 2715700.2019 | 0 | 0 | 0 | 0 | 0 | 0 | 0 | 0 | 0 | 0 | 0 | 0 | 0 | 0 | 0 | -50858.6692 | 0 | 108942.8092 | 0 | 0 | 0 | 0 | 0 | 0 | 0 | 0 | 0 | 0 | 0 | 0 | 0
2016-08-26 09:00 | 0 | 0 | 0 | 0 | 0 | 241584.0869 | 0 | 425519 | 0 | 0 | 0 | 0 | 1281844.1405 | 2715700.2019 | 0 | 0 | 0 | 0 | 0 | 0 | 0 | 0 | 0 | 0 | 0 | 0 | 0 | 0 | 0 | -183934.9131 | 0 | 0 | 0 | 0 | 0 | 0 | 0 | 0 | 0 | 0 | 0 | 0 | 0 | 0 | 0
2016-08-26 10:00 | 0 | 0 | 0 | 0 | 0 | 221845.6804 | 0 | 444728 | 0 | 0 | 0 | 0 | 1167904.63 | 2606757.3928 | 0 | 0 | 0 | 0 | 0 | 0 | 0 | 0 | 0 | 0 | 0 | 0 | 0 | 0 | 0 | -113939.5105 | 0 | 108942.8092 | 0 | 0 | 0 | 0 | 0 | 0 | 0 | 0 | 0 | 0 | 0 | 0 | 0
2016-08-26 11:00 | 0 | 0 | 0 | 0 | 0 | 206819.2106 | 0 | 466043 | 0 | 0 | 0 | 0 | 1017623.6498 | 2497814.5836 | 0 | 0 | 0 | 0 | 0 | 0 | 0 | 0 | 0 | 0 | 0 | 0 | 0 | 0 | 0 | -150280.9802 | 0 | 108942.8092 | 0 | 0 | 0 | 0 | 0 | 0 | 0 | 0 | 0 | 0 | 0 | 0 | 0
2016-08-26 12:00 | 0 | 0 | 0 | 0 | 0 | 138194.1247 | 945.6789 | 487524 | 0 | 0 | 0 | 0 | 778182.2626 | 2388871.7745 | 0 | 0 | 0 | 0 | 0 | 0 | 0 | 0 | 0 | 0 | 0 | 0 | 0 | 0 | 0 | -239441.3873 | 0 | 108942.8092 | 0 | 0 | 0 | 0 | 0 | 0 | 0 | 0 | 0 | 0 | 0 | 0 | 0
2016-08-26 13:00 | 0 | 0 | 0 | 0 | 0 | 54950.0054 | 156477.0983 | 514353 | 0 | 0 | 0 | 0 | 584199.1754 | 2279928.9653 | 0 | 0 | 0 | 0 | 0 | 0 | 0 | 0 | 0 | 0 | 0 | 0 | 0 | 0 | 0 | -193983.0871 | 0 | 108942.8092 | 0 | 0 | 0 | 0 | 0 | 0 | 0 | 0 | 0 | 0 | 0 | 0 | 0
2016-08-26 14:00 | 0 | 0 | 0 | 0 | 0 | 63870.7051 | 472717.5527 | 545261 | 0 | 0 | 0 | 0 | 561260.4517 | 2294194.9469 | 0 | 0 | 0 | 0 | 0 | 0 | 0 | 0 | 0 | 0 | 0 | 0 | 0 | 0 | 0 | -22938.7237 | 14265.9815 | 0 | 0 | 0 | 0 | 0 | 0 | 0 | 0 | 0 | 0 | 0 | 0 | 0 | 0
2016-08-26 15:00 | 0 | 0 | 0 | 0 | 0 | 79105.5994 | 628778.2482 | 576723 | 0 | 0 | 0 | 0 | 678155.3178 | 2308460.9284 | 0 | 0 | 0 | 0 | 0 | 0 | 0 | 0 | 0 | 0 | 0 | 0 | 0 | 0 | 0 | 116894.8661 | 14265.9815 | 0 | 0 | 0 | 0 | 0 | 0 | 0 | 0 | 0 | 0 | 0 | 0 | 0 | 0
2016-08-26 16:00 | 0 | 0 | 0 | 0 | 0 | 81111.4937 | 710678.4225 | 603840 | 0 | 0 | 0 | 0 | 866105.2341 | 2308460.9284 | 0 | 0 | 0 | 0 | 0 | 0 | 0 | 0 | 0 | 0 | 0 | 0 | 0 | 0 | 0 | 187949.9163 | 0 | 0 | 0 | 0 | 0 | 0 | 0 | 0 | 0 | 0 | 0 | 0 | 0 | 0 | 0
2016-08-26 17:00 | 0 | 0 | 0 | 0 | 0 | 79824.993 | 722059.8908 | 625441 | 0 | 0 | 0 | 0 | 1042549.1179 | 2308460.9284 | 0 | 0 | 0 | 0 | 0 | 0 | 0 | 0 | 0 | 0 | 0 | 0 | 0 | 0 | 0 | 176443.8838 | 0 | 0 | 0 | 0 | 0 | 0 | 0 | 0 | 0 | 0 | 0 | 0 | 0 | 0 | 0
2016-08-26 18:00 | 0 | 0 | 0 | 0 | 0 | 80328.9311 | 718443.452 | 641847 | 0 | 0 | 0 | 0 | 1185208.5194 | 2322726.9099 | 0 | 0 | 0 | 0 | 0 | 0 | 0 | 0 | 0 | 0 | 0 | 0 | 0 | 0 | 0 | 142659.4015 | 14265.9815 | 0 | 0 | 0 | 0 | 0 | 0 | 0 | 0 | 0 | 0 | 0 | 0 | 0 | 0
2016-08-26 19:00 | 0 | 0 | 0 | 0 | 0 | 83432.6691 | 705920.7963 | 651451 | 0 | 0 | 0 | 0 | 1308845.0034 | 2336992.8915 | 0 | 0 | 0 | 0 | 0 | 0 | 0 | 0 | 0 | 0 | 0 | 0 | 0 | 0 | 0 | 123636.4839 | 14265.9815 | 0 | 0 | 0 | 0 | 0 | 0 | 0 | 0 | 0 | 0 | 0 | 0 | 0 | 0
2016-08-26 20:00 | 0 | 0 | 0 | 0 | 0 | 88880.6813 | 700148.2005 | 655480 | 0 | 0 | 0 | 0 | 1428127.9036 | 2351258.873 | 0 | 0 | 0 | 0 | 0 | 0 | 0 | 0 | 0 | 0 | 0 | 0 | 0 | 0 | 0 | 119282.9002 | 14265.9815 | 0 | 0 | 0 | 0 | 0 | 0 | 0 | 0 | 0 | 0 | 0 | 0 | 0 | 0
2016-08-26 21:00 | 0 | 0 | 0 | 0 | 0 | 91604.4517 | 680115.5042 | 653550 | 0 | 0 | 0 | 0 | 1532031.878 | 2365524.8545 | 0 | 0 | 0 | 0 | 0 | 0 | 0 | 0 | 0 | 0 | 0 | 0 | 0 | 0 | 0 | 103903.9744 | 14265.9815 | 0 | 0 | 0 | 0 | 0 | 0 | 0 | 0 | 0 | 0 | 0 | 0 | 0 | 0
2016-08-26 22:00 | 0 | 0 | 0 | 0 | 0 | 92825.2857 | 646499.8278 | 639815 | 0 | 0 | 0 | 0 | 1631541.9915 | 2365524.8545 | 0 | 0 | 0 | 0 | 0 | 0 | 0 | 0 | 0 | 0 | 0 | 0 | 0 | 0 | 0 | 99510.1135 | 0 | 0 | 0 | 0 | 0 | 0 | 0 | 0 | 0 | 0 | 0 | 0 | 0 | 0 | 0
2016-08-26 23:00 | 0 | 0 | 0 | 0 | 0 | 103454.2466 | 550321.26 | 617267 | 0 | 0 | 0 | 0 | 1762727.3257 | 2270848.0269 | 0 | 0 | 0 | 0 | 0 | 0 | 0 | 0 | 0 | 0 | 0 | 0 | 0 | 0 | 0 | 131185.3342 | 14265.9815 | 108942.8092 | 0 | 0 | 0 | 0 | 0 | 0 | 0 | 0 | 0 | 0 | 0 | 0 | 0
2016-08-27 | 0 | 0 | 0 | 0 | 0 | 163006.8085 | 381423.9366 | 600923 | 0 | 0 | 0 | 0 | 1706235.0708 | 2270848.0269 | 0 | 0 | 0 | 0 | 0 | 0 | 0 | 0 | 0 | 0 | 0 | 0 | 0 | 0 | 0 | -56492.2549 | 0 | 0 | 0 | 0 | 0 | 0 | 0 | 0 | 0 | 0 | 0 | 0 | 0 | 0 | 0
2016-08-27 01:00 | 0 | 0 | 0 | 0 | 0 | 293030.5049 | 111311.8489 | 580016 | 0 | 0 | 0 | 0 | 1632621.0788 | 2168788.3727 | 0 | 0 | 0 | 0 | 0 | 0 | 0 | 0 | 0 | 0 | 0 | 0 | 0 | 0 | 0 | -73613.992 | 6883.155 | 108942.8092 | 0 | 0 | 0 | 0 | 0 | 0 | 0 | 0 | 0 | 0 | 0 | 0 | 0
2016-08-27 02:00 | 0 | 0 | 0 | 0 | 0 | 342788.9316 | 91.1394 | 549444 | 0 | 0 | 0 | 0 | 1534999.959 | 2059845.5636 | 0 | 0 | 0 | 0 | 0 | 0 | 0 | 0 | 0 | 0 | 0 | 0 | 0 | 0 | 0 | -97621.1199 | 0 | 108942.8092 | 0 | 0 | 0 | 0 | 0 | 0 | 0 | 0 | 0 | 0 | 0 | 0 | 0
2016-08-27 03:00 | 0 | 0 | 0 | 0 | 0 | 344759.0666 | 0 | 516865 | 0 | 0 | 0 | 0 | 1362894.0256 | 2059845.5636 | 0 | 0 | 0 | 0 | 0 | 0 | 0 | 0 | 0 | 0 | 0 | 0 | 0 | 0 | 0 | -172105.9334 | 0 | 0 | 0 | 0 | 0 | 0 | 0 | 0 | 0 | 0 | 0 | 0 | 0 | 0 | 0
2016-08-27 04:00 | 0 | 0 | 0 | 0 | 0 | 325579.0758 | 0 | 484549 | 0 | 0 | 0 | 0 | 1203924.1013 | 2059845.5636 | 0 | 0 | 0 | 0 | 0 | 0 | 0 | 0 | 0 | 0 | 0 | 0 | 0 | 0 | 0 | -158969.9242 | 0 | 0 | 0 | 0 | 0 | 0 | 0 | 0 | 0 | 0 | 0 | 0 | 0 | 0 | 0
2016-08-27 05:00 | 0 | 0 | 0 | 0 | 0 | 301430.3077 | 0 | 455263 | 0 | 0 | 0 | 0 | 1050091.4091 | 2059845.5636 | 0 | 0 | 0 | 0 | 0 | 0 | 0 | 0 | 0 | 0 | 0 | 0 | 0 | 0 | 0 | -153832.6923 | 0 | 0 | 0 | 0 | 0 | 0 | 0 | 0 | 0 | 0 | 0 | 0 | 0 | 0 | 0
2016-08-27 06:00 | 0 | 0 | 0 | 0 | 0 | 283771.5446 | 0 | 431590 | 0 | 0 | 0 | 0 | 1011215.7628 | 1950902.7544 | 0 | 0 | 0 | 0 | 0 | 0 | 0 | 0 | 0 | 0 | 0 | 0 | 0 | 0 | 0 | -38875.6462 | 0 | 108942.8092 | 0 | 0 | 0 | 0 | 0 | 0 | 0 | 0 | 0 | 0 | 0 | 0 | 0
2016-08-27 07:00 | 0 | 0 | 0 | 0 | 0 | 271269.8475 | 0 | 414085 | 0 | 0 | 0 | 0 | 868400.6103 | 1950902.7544 | 0 | 0 | 0 | 0 | 0 | 0 | 0 | 0 | 0 | 0 | 0 | 0 | 0 | 0 | 0 | -142815.1525 | 0 | 0 | 0 | 0 | 0 | 0 | 0 | 0 | 0 | 0 | 0 | 0 | 0 | 0 | 0
2016-08-27 08:00 | 0 | 0 | 0 | 0 | 0 | 259670.9714 | 0 | 404444 | 0 | 0 | 0 | 0 | 832570.3908 | 1841959.9453 | 0 | 0 | 0 | 0 | 0 | 0 | 0 | 0 | 0 | 0 | 0 | 0 | 0 | 0 | 0 | -35830.2195 | 0 | 108942.8092 | 0 | 0 | 0 | 0 | 0 | 0 | 0 | 0 | 0 | 0 | 0 | 0 | 0
2016-08-27 09:00 | 0 | 0 | 0 | 0 | 0 | 244387.3811 | 0 | 400736 | 0 | 0 | 0 | 0 | 676221.7719 | 1841959.9453 | 0 | 0 | 0 | 0 | 0 | 0 | 0 | 0 | 0 | 0 | 0 | 0 | 0 | 0 | 0 | -156348.6189 | 0 | 0 | 0 | 0 | 0 | 0 | 0 | 0 | 0 | 0 | 0 | 0 | 0 | 0 | 0
2016-08-27 10:00 | 0 | 0 | 0 | 0 | 0 | 229829.4012 | 0 | 403135 | 0 | 0 | 0 | 0 | 502916.1732 | 1841959.9453 | 0 | 0 | 0 | 0 | 0 | 0 | 0 | 0 | 0 | 0 | 0 | 0 | 0 | 0 | 0 | -173305.5988 | 0 | 0 | 0 | 0 | 0 | 0 | 0 | 0 | 0 | 0 | 0 | 0 | 0 | 0 | 0
2016-08-27 11:00 | 0 | 0 | 0 | 0 | 0 | 216814.3194 | 0 | 411095 | 0 | 0 | 0 | 0 | 308635.4925 | 1841959.9453 | 0 | 0 | 0 | 0 | 0 | 0 | 0 | 0 | 0 | 0 | 0 | 0 | 0 | 0 | 0 | -194280.6806 | 0 | 0 | 0 | 0 | 0 | 0 | 0 | 0 | 0 | 0 | 0 | 0 | 0 | 0 | 0
2016-08-27 12:00 | 0 | 0 | 0 | 0 | 0 | 175364.5725 | 1382.5229 | 431558 | 0 | 0 | 0 | 0 | 162767.3971 | 1733017.1361 | 0 | 0 | 0 | 0 | 0 | 0 | 0 | 0 | 0 | 0 | 0 | 0 | 0 | 0 | 0 | -145868.0955 | 0 | 108942.8092 | 0 | 0 | 0 | 0 | 0 | 0 | 0 | 0 | 0 | 0 | 0 | 0 | 0
2016-08-27 13:00 | 0 | 0 | 0 | 0 | 0 | 94275.1421 | 204380.4609 | 461423 | 0 | 0 | 0 | 0 | 0 | 1733017.1361 | 0 | 0 | 0 | 0 | 0 | 0 | 0 | 0 | 0 | 0 | 0 | 0 | 0 | 0 | 0 | -162767.3971 | 0 | 0 | 0 | 0 | 0 | 0 | 0 | 0 | 0 | 0 | 0 | 0 | 0 | 0 | 0
2016-08-27 14:00 | 0 | 0 | 0 | 0 | 0 | 0 | 542153.9203 | 494132 | 0 | 0 | 0 | 0 | 33755.9388 | 1747283.1177 | 0 | 0 | 0 | 0 | 0 | 0 | 0 | 0 | 0 | 0 | 0 | 0 | 0 | 0 | 0 | 33755.9388 | 14265.9815 | 0 | 0 | 0 | 0 | 0 | 0 | 0 | 0 | 0 | 0 | 0 | 0 | 0 | 0
2016-08-27 15:00 | 0 | 0 | 0 | 0 | 0 | 0 | 687860.8891 | 525588 | 0 | 0 | 0 | 0 | 181762.8463 | 1761549.0992 | 0 | 0 | 0 | 0 | 0 | 0 | 0 | 0 | 0 | 0 | 0 | 0 | 0 | 0 | 0 | 148006.9076 | 14265.9815 | 0 | 0 | 0 | 0 | 0 | 0 | 0 | 0 | 0 | 0 | 0 | 0 | 0 | 0
2016-08-27 16:00 | 0 | 0 | 0 | 0 | 0 | 0 | 758037.8006 | 554105 | 0 | 0 | 0 | 0 | 371429.6654 | 1775815.0807 | 0 | 0 | 0 | 0 | 0 | 0 | 0 | 0 | 0 | 0 | 0 | 0 | 0 | 0 | 0 | 189666.8191 | 14265.9815 | 0 | 0 | 0 | 0 | 0 | 0 | 0 | 0 | 0 | 0 | 0 | 0 | 0 | 0
2016-08-27 17:00 | 0 | 0 | 0 | 0 | 0 | 0 | 760753.1186 | 576251 | 0 | 0 | 0 | 0 | 541665.8025 | 1790081.0623 | 0 | 0 | 0 | 0 | 0 | 0 | 0 | 0 | 0 | 0 | 0 | 0 | 0 | 0 | 0 | 170236.1371 | 14265.9815 | 0 | 0 | 0 | 0 | 0 | 0 | 0 | 0 | 0 | 0 | 0 | 0 | 0 | 0
2016-08-27 18:00 | 0 | 0 | 0 | 0 | 0 | 0 | 747773.7026 | 591311 | 0 | 0 | 0 | 0 | 683862.5235 | 1804347.0438 | 0 | 0 | 0 | 0 | 0 | 0 | 0 | 0 | 0 | 0 | 0 | 0 | 0 | 0 | 0 | 142196.721 | 14265.9815 | 0 | 0 | 0 | 0 | 0 | 0 | 0 | 0 | 0 | 0 | 0 | 0 | 0 | 0
2016-08-27 19:00 | 0 | 0 | 0 | 0 | 0 | 0 | 731386.7977 | 600803 | 0 | 0 | 0 | 0 | 800180.3397 | 1818613.0253 | 0 | 0 | 0 | 0 | 0 | 0 | 0 | 0 | 0 | 0 | 0 | 0 | 0 | 0 | 0 | 116317.8162 | 14265.9815 | 0 | 0 | 0 | 0 | 0 | 0 | 0 | 0 | 0 | 0 | 0 | 0 | 0 | 0
2016-08-27 20:00 | 0 | 0 | 0 | 0 | 0 | 0 | 719811.684 | 606858 | 0 | 0 | 0 | 0 | 898868.0422 | 1832879.0068 | 0 | 0 | 0 | 0 | 0 | 0 | 0 | 0 | 0 | 0 | 0 | 0 | 0 | 0 | 0 | 98687.7025 | 14265.9815 | 0 | 0 | 0 | 0 | 0 | 0 | 0 | 0 | 0 | 0 | 0 | 0 | 0 | 0
2016-08-27 21:00 | 0 | 0 | 0 | 0 | 0 | 0 | 696905.6772 | 604271 | 0 | 0 | 0 | 0 | 977236.7378 | 1847144.9884 | 0 | 0 | 0 | 0 | 0 | 0 | 0 | 0 | 0 | 0 | 0 | 0 | 0 | 0 | 0 | 78368.6956 | 14265.9815 | 0 | 0 | 0 | 0 | 0 | 0 | 0 | 0 | 0 | 0 | 0 | 0 | 0 | 0
2016-08-27 22:00 | 0 | 0 | 0 | 0 | 0 | 0 | 651889.5182 | 598870 | 0 | 0 | 0 | 0 | 1015990.2745 | 1861410.9699 | 0 | 0 | 0 | 0 | 0 | 0 | 0 | 0 | 0 | 0 | 0 | 0 | 0 | 0 | 0 | 38753.5367 | 14265.9815 | 0 | 0 | 0 | 0 | 0 | 0 | 0 | 0 | 0 | 0 | 0 | 0 | 0 | 0
2016-08-27 23:00 | 0 | 0 | 0 | 0 | 0 | 0 | 547175.3114 | 582528 | 0 | 0 | 0 | 0 | 966371.6043 | 1875676.9514 | 0 | 0 | 0 | 0 | 0 | 0 | 0 | 0 | 0 | 0 | 0 | 0 | 0 | 0 | 0 | -49618.6701 | 14265.9815 | 0 | 0 | 0 | 0 | 0 | 0 | 0 | 0 | 0 | 0 | 0 | 0 | 0 | 0
2016-08-28 | 0 | 0 | 0 | 0 | 0 | 212195.9564 | 383804.6128 | 569917 | 0 | 0 | 0 | 0 | 978189.192 | 1889942.933 | 0 | 0 | 0 | 0 | 0 | 0 | 0 | 0 | 0 | 0 | 0 | 0 | 0 | 0 | 0 | 11817.5877 | 14265.9815 | 0 | 0 | 0 | 0 | 0 | 0 | 0 | 0 | 0 | 0 | 0 | 0 | 0 | 0
2016-08-28 01:00 | 0 | 0 | 0 | 0 | 0 | 400005.6168 | 111314.5583 | 553360 | 0 | 0 | 0 | 0 | 921883.3856 | 1904208.9145 | 0 | 0 | 0 | 0 | 0 | 0 | 0 | 0 | 0 | 0 | 0 | 0 | 0 | 0 | 0 | -56305.8064 | 14265.9815 | 0 | 0 | 0 | 0 | 0 | 0 | 0 | 0 | 0 | 0 | 0 | 0 | 0 | 0
2016-08-28 02:00 | 0 | 0 | 0 | 0 | 0 | 504253.6863 | 72.2295 | 527742 | 0 | 0 | 0 | 0 | 884201.3199 | 1918474.896 | 0 | 0 | 0 | 0 | 0 | 0 | 0 | 0 | 0 | 0 | 0 | 0 | 0 | 0 | 0 | -37682.0657 | 14265.9815 | 0 | 0 | 0 | 0 | 0 | 0 | 0 | 0 | 0 | 0 | 0 | 0 | 0 | 0
2016-08-28 03:00 | 0 | 0 | 0 | 0 | 0 | 567947.3668 | 0 | 498208 | 0 | 0 | 0 | 0 | 939674.7051 | 1932740.8776 | 0 | 0 | 0 | 0 | 0 | 0 | 0 | 0 | 0 | 0 | 0 | 0 | 0 | 0 | 0 | 55473.3852 | 14265.9815 | 0 | 0 | 0 | 0 | 0 | 0 | 0 | 0 | 0 | 0 | 0 | 0 | 0 | 0
2016-08-28 04:00 | 0 | 0 | 0 | 0 | 0 | 583668.8762 | 0 | 468879 | 0 | 0 | 0 | 0 | 1040198.5998 | 1947006.8591 | 0 | 0 | 0 | 0 | 0 | 0 | 0 | 0 | 0 | 0 | 0 | 0 | 0 | 0 | 0 | 100523.8947 | 14265.9815 | 0 | 0 | 0 | 0 | 0 | 0 | 0 | 0 | 0 | 0 | 0 | 0 | 0 | 0
2016-08-28 05:00 | 0 | 0 | 0 | 0 | 0 | 578929.4916 | 0 | 442377 | 0 | 0 | 0 | 0 | 1162485.1099 | 1961272.8406 | 0 | 0 | 0 | 0 | 0 | 0 | 0 | 0 | 0 | 0 | 0 | 0 | 0 | 0 | 0 | 122286.5101 | 14265.9815 | 0 | 0 | 0 | 0 | 0 | 0 | 0 | 0 | 0 | 0 | 0 | 0 | 0 | 0
2016-08-28 06:00 | 0 | 0 | 0 | 0 | 0 | 561241.037 | 0 | 421597 | 0 | 0 | 0 | 0 | 1287863.1654 | 1975538.8222 | 0 | 0 | 0 | 0 | 0 | 0 | 0 | 0 | 0 | 0 | 0 | 0 | 0 | 0 | 0 | 125378.0555 | 14265.9815 | 0 | 0 | 0 | 0 | 0 | 0 | 0 | 0 | 0 | 0 | 0 | 0 | 0 | 0
2016-08-28 07:00 | 0 | 0 | 0 | 0 | 0 | 161602.8766 | 0 | 406476 | 0 | 0 | 0 | 0 | 1028724.0604 | 1989804.8037 | 0 | 0 | 0 | 0 | 0 | 0 | 0 | 0 | 0 | 0 | 0 | 0 | 0 | 0 | 0 | -259139.105 | 14265.9815 | 0 | 0 | 0 | 0 | 0 | 0 | 0 | 0 | 0 | 0 | 0 | 0 | 0 | 0
2016-08-28 08:00 | 0 | 0 | 0 | 0 | 0 | 508081.6234 | 0 | 395549 | 0 | 0 | 0 | 0 | 1126990.7022 | 2004070.7852 | 0 | 0 | 0 | 0 | 0 | 0 | 0 | 0 | 0 | 0 | 0 | 0 | 0 | 0 | 0 | 98266.6418 | 14265.9815 | 0 | 0 | 0 | 0 | 0 | 0 | 0 | 0 | 0 | 0 | 0 | 0 | 0 | 0
2016-08-28 09:00 | 0 | 0 | 0 | 0 | 0 | 469806.7259 | 0 | 390437 | 0 | 0 | 0 | 0 | 1192094.4466 | 2018336.7668 | 0 | 0 | 0 | 0 | 0 | 0 | 0 | 0 | 0 | 0 | 0 | 0 | 0 | 0 | 0 | 65103.7444 | 14265.9815 | 0 | 0 | 0 | 0 | 0 | 0 | 0 | 0 | 0 | 0 | 0 | 0 | 0 | 0
2016-08-28 10:00 | 0 | 0 | 0 | 0 | 0 | 145401.8766 | 0 | 390275 | 0 | 0 | 0 | 0 | 932955.3417 | 2032602.7483 | 0 | 0 | 0 | 0 | 0 | 0 | 0 | 0 | 0 | 0 | 0 | 0 | 0 | 0 | 0 | -259139.105 | 14265.9815 | 0 | 0 | 0 | 0 | 0 | 0 | 0 | 0 | 0 | 0 | 0 | 0 | 0 | 0
2016-08-28 11:00 | 0 | 0 | 0 | 0 | 0 | 394235.2426 | 0 | 394254 | 0 | 0 | 0 | 0 | 918670.6027 | 2046868.7298 | 0 | 0 | 0 | 0 | 0 | 0 | 0 | 0 | 0 | 0 | 0 | 0 | 0 | 0 | 0 | -14284.7389 | 14265.9815 | 0 | 0 | 0 | 0 | 0 | 0 | 0 | 0 | 0 | 0 | 0 | 0 | 0 | 0
2016-08-28 12:00 | 0 | 0 | 0 | 0 | 0 | 296741.8367 | 1151.1321 | 413566 | 0 | 0 | 0 | 0 | 788731.59 | 2061134.7114 | 0 | 0 | 0 | 0 | 0 | 0 | 0 | 0 | 0 | 0 | 0 | 0 | 0 | 0 | 0 | -129939.0127 | 14265.9815 | 0 | 0 | 0 | 0 | 0 | 0 | 0 | 0 | 0 | 0 | 0 | 0 | 0 | 0
2016-08-28 13:00 | 0 | 0 | 0 | 0 | 0 | 146813.9904 | 175588.2625 | 444935 | 0 | 0 | 0 | 0 | 651932.8613 | 2075400.6929 | 0 | 0 | 0 | 0 | 0 | 0 | 0 | 0 | 0 | 0 | 0 | 0 | 0 | 0 | 0 | -136798.7287 | 14265.9815 | 0 | 0 | 0 | 0 | 0 | 0 | 0 | 0 | 0 | 0 | 0 | 0 | 0 | 0
2016-08-28 14:00 | 0 | 0 | 0 | 0 | 0 | 0 | 531971.4065 | 478450 | 0 | 0 | 0 | 0 | 691188.2863 | 2089666.6744 | 0 | 0 | 0 | 0 | 0 | 0 | 0 | 0 | 0 | 0 | 0 | 0 | 0 | 0 | 0 | 39255.425 | 14265.9815 | 0 | 0 | 0 | 0 | 0 | 0 | 0 | 0 | 0 | 0 | 0 | 0 | 0 | 0
2016-08-28 15:00 | 0 | 0 | 0 | 0 | 0 | 0 | 724596.7016 | 511645 | 0 | 0 | 0 | 0 | 889874.0064 | 2103932.656 | 0 | 0 | 0 | 0 | 0 | 0 | 0 | 0 | 0 | 0 | 0 | 0 | 0 | 0 | 0 | 198685.7201 | 14265.9815 | 0 | 0 | 0 | 0 | 0 | 0 | 0 | 0 | 0 | 0 | 0 | 0 | 0 | 0
2016-08-28 16:00 | 0 | 0 | 0 | 0 | 0 | 51836.6992 | 765661.3873 | 544093 | 0 | 0 | 0 | 0 | 1149013.1113 | 2118198.6375 | 0 | 0 | 0 | 0 | 0 | 0 | 0 | 0 | 0 | 0 | 0 | 0 | 0 | 0 | 0 | 259139.105 | 14265.9815 | 0 | 0 | 0 | 0 | 0 | 0 | 0 | 0 | 0 | 0 | 0 | 0 | 0 | 0
2016-08-28 17:00 | 0 | 0 | 0 | 0 | 0 | 80893.1894 | 763129.8971 | 570618 | 0 | 0 | 0 | 0 | 1408152.2163 | 2132464.619 | 0 | 0 | 0 | 0 | 0 | 0 | 0 | 0 | 0 | 0 | 0 | 0 | 0 | 0 | 0 | 259139.105 | 14265.9815 | 0 | 0 | 0 | 0 | 0 | 0 | 0 | 0 | 0 | 0 | 0 | 0 | 0 | 0
2016-08-28 18:00 | 0 | 0 | 0 | 0 | 0 | 113317.7949 | 751336.2916 | 591249 | 0 | 0 | 0 | 0 | 1667291.3212 | 2146730.6006 | 0 | 0 | 0 | 0 | 0 | 0 | 0 | 0 | 0 | 0 | 0 | 0 | 0 | 0 | 0 | 259139.105 | 14265.9815 | 0 | 0 | 0 | 0 | 0 | 0 | 0 | 0 | 0 | 0 | 0 | 0 | 0 | 0
2016-08-28 19:00 | 0 | 0 | 0 | 0 | 0 | 146220.7904 | 731960.2961 | 604776 | 0 | 0 | 0 | 0 | 1926430.4262 | 2160996.5821 | 0 | 0 | 0 | 0 | 0 | 0 | 0 | 0 | 0 | 0 | 0 | 0 | 0 | 0 | 0 | 259139.105 | 14265.9815 | 0 | 0 | 0 | 0 | 0 | 0 | 0 | 0 | 0 | 0 | 0 | 0 | 0 | 0
2016-08-28 20:00 | 0 | 0 | 0 | 0 | 0 | 171184.6281 | 717284.4583 | 615064 | 0 | 0 | 0 | 0 | 2185569.5311 | 2175262.5636 | 0 | 0 | 0 | 0 | 0 | 0 | 0 | 0 | 0 | 0 | 0 | 0 | 0 | 0 | 0 | 259139.105 | 14265.9815 | 0 | 0 | 0 | 0 | 0 | 0 | 0 | 0 | 0 | 0 | 0 | 0 | 0 | 0
2016-08-28 21:00 | 0 | 0 | 0 | 0 | 0 | 193422.5807 | 691934.2805 | 618991 | 0 | 0 | 0 | 0 | 2437669.4108 | 2189528.5452 | 0 | 0 | 0 | 0 | 0 | 0 | 0 | 0 | 0 | 0 | 0 | 0 | 0 | 0 | 0 | 252099.8796 | 14265.9815 | 0 | 0 | 0 | 0 | 0 | 0 | 0 | 0 | 0 | 0 | 0 | 0 | 0 | 0
2016-08-28 22:00 | 0 | 0 | 0 | 0 | 0 | 210370.1395 | 653132.0936 | 613165 | 0 | 0 | 0 | 0 | 2673740.6623 | 2203794.5267 | 0 | 0 | 0 | 0 | 0 | 0 | 0 | 0 | 0 | 0 | 0 | 0 | 0 | 0 | 0 | 236071.2516 | 14265.9815 | 0 | 0 | 0 | 0 | 0 | 0 | 0 | 0 | 0 | 0 | 0 | 0 | 0 | 0
2016-08-28 23:00 | 0 | 0 | 0 | 0 | 0 | 128969.1304 | 563632.4184 | 600665 | 0 | 0 | 0 | 0 | 2751411.2296 | 2218060.5082 | 0 | 0 | 0 | 0 | 0 | 0 | 0 | 0 | 0 | 0 | 0 | 0 | 0 | 0 | 0 | 77670.5672 | 14265.9815 | 0 | 0 | 0 | 0 | 0 | 0 | 0 | 0 | 0 | 0 | 0 | 0 | 0 | 0
2016-08-29 | 0 | 0 | 0 | 0 | 0 | 340471.9763 | 408458.3202 | 591304 | 0 | 0 | 0 | 0 | 2894771.5446 | 2232326.4898 | 0 | 0 | 0 | 0 | 0 | 0 | 0 | 0 | 0 | 0 | 0 | 0 | 0 | 0 | 0 | 143360.3151 | 14265.9815 | 0 | 0 | 0 | 0 | 0 | 0 | 0 | 0 | 0 | 0 | 0 | 0 | 0 | 0
2016-08-29 01:00 | 0 | 0 | 0 | 0 | 0 | 458403.3927 | 110305.1531 | 573739 | 0 | 0 | 0 | 0 | 2889741.0904 | 2232326.4898 | 0 | 0 | 0 | 0 | 0 | 0 | 0 | 0 | 0 | 0 | 0 | 0 | 0 | 0 | 0 | -5030.4542 | 0 | 0 | 0 | 0 | 0 | 0 | 0 | 0 | 0 | 0 | 0 | 0 | 0 | 0 | 0
2016-08-29 02:00 | 0 | 0 | 0 | 0 | 0 | 488053.223 | 57.763 | 542108 | 0 | 0 | 0 | 0 | 2835744.0763 | 2232326.4898 | 0 | 0 | 0 | 0 | 0 | 0 | 0 | 0 | 0 | 0 | 0 | 0 | 0 | 0 | 0 | -53997.0141 | 0 | 0 | 0 | 0 | 0 | 0 | 0 | 0 | 0 | 0 | 0 | 0 | 0 | 0 | 0
2016-08-29 03:00 | 0 | 0 | 0 | 0 | 0 | 468923.1784 | 0 | 506758 | 0 | 0 | 0 | 0 | 2797909.2547 | 2232326.4898 | 0 | 0 | 0 | 0 | 0 | 0 | 0 | 0 | 0 | 0 | 0 | 0 | 0 | 0 | 0 | -37834.8216 | 0 | 0 | 0 | 0 | 0 | 0 | 0 | 0 | 0 | 0 | 0 | 0 | 0 | 0 | 0
2016-08-29 04:00 | 0 | 0 | 0 | 0 | 0 | 444771.7586 | 0 | 473517 | 0 | 0 | 0 | 0 | 2769164.0133 | 2232326.4898 | 0 | 0 | 0 | 0 | 0 | 0 | 0 | 0 | 0 | 0 | 0 | 0 | 0 | 0 | 0 | -28745.2414 | 0 | 0 | 0 | 0 | 0 | 0 | 0 | 0 | 0 | 0 | 0 | 0 | 0 | 0 | 0
2016-08-29 05:00 | 0 | 0 | 0 | 0 | 0 | 418055.0636 | 0 | 446810 | 0 | 0 | 0 | 0 | 2740409.0769 | 2232326.4898 | 0 | 0 | 0 | 0 | 0 | 0 | 0 | 0 | 0 | 0 | 0 | 0 | 0 | 0 | 0 | -28754.9364 | 0 | 0 | 0 | 0 | 0 | 0 | 0 | 0 | 0 | 0 | 0 | 0 | 0 | 0 | 0
2016-08-29 06:00 | 0 | 0 | 0 | 0 | 0 | 386041.0916 | 0 | 426452 | 0 | 0 | 0 | 0 | 2699998.1685 | 2232326.4898 | 0 | 0 | 0 | 0 | 0 | 0 | 0 | 0 | 0 | 0 | 0 | 0 | 0 | 0 | 0 | -40410.9084 | 0 | 0 | 0 | 0 | 0 | 0 | 0 | 0 | 0 | 0 | 0 | 0 | 0 | 0 | 0
2016-08-29 07:00 | 0 | 0 | 0 | 0 | 0 | 345977.6959 | 0 | 412154 | 0 | 0 | 0 | 0 | 2633821.8644 | 2232326.4898 | 0 | 0 | 0 | 0 | 0 | 0 | 0 | 0 | 0 | 0 | 0 | 0 | 0 | 0 | 0 | -66176.3041 | 0 | 0 | 0 | 0 | 0 | 0 | 0 | 0 | 0 | 0 | 0 | 0 | 0 | 0 | 0
2016-08-29 08:00 | 0 | 0 | 0 | 0 | 0 | 308969.4795 | 0 | 407216 | 0 | 0 | 0 | 0 | 2535575.3439 | 2232326.4898 | 0 | 0 | 0 | 0 | 0 | 0 | 0 | 0 | 0 | 0 | 0 | 0 | 0 | 0 | 0 | -98246.5205 | 0 | 0 | 0 | 0 | 0 | 0 | 0 | 0 | 0 | 0 | 0 | 0 | 0 | 0 | 0
2016-08-29 09:00 | 0 | 0 | 0 | 0 | 0 | 267913.3191 | 0 | 414170 | 0 | 0 | 0 | 0 | 2389318.6631 | 2232326.4898 | 0 | 0 | 0 | 0 | 0 | 0 | 0 | 0 | 0 | 0 | 0 | 0 | 0 | 0 | 0 | -146256.6809 | 0 | 0 | 0 | 0 | 0 | 0 | 0 | 0 | 0 | 0 | 0 | 0 | 0 | 0 | 0
2016-08-29 10:00 | 0 | 0 | 0 | 0 | 0 | 237285.2442 | 0 | 436856 | 0 | 0 | 0 | 0 | 2189747.9073 | 2232326.4898 | 0 | 0 | 0 | 0 | 0 | 0 | 0 | 0 | 0 | 0 | 0 | 0 | 0 | 0 | 0 | -199570.7558 | 0 | 0 | 0 | 0 | 0 | 0 | 0 | 0 | 0 | 0 | 0 | 0 | 0 | 0 | 0
2016-08-29 11:00 | 0 | 0 | 0 | 0 | 0 | 212998.4717 | 0 | 457948 | 0 | 0 | 0 | 0 | 1930608.8023 | 2246516.0665 | 0 | 0 | 0 | 0 | 0 | 0 | 0 | 0 | 0 | 0 | 0 | 0 | 0 | 0 | 0 | -259139.105 | 14189.5767 | 0 | 0 | 0 | 0 | 0 | 0 | 0 | 0 | 0 | 0 | 0 | 0 | 0 | 0
2016-08-29 12:00 | 0 | 0 | 0 | 0 | 0 | 159379.9649 | 362.2296 | 478038 | 0 | 0 | 0 | 0 | 1671469.6974 | 2187359.3658 | 0 | 0 | 0 | 0 | 0 | 0 | 0 | 0 | 0 | 0 | 0 | 0 | 0 | 0 | 0 | -259139.105 | 0 | 59156.7006 | 0 | 0 | 0 | 0 | 0 | 0 | 0 | 0 | 0 | 0 | 0 | 0 | 0
2016-08-29 13:00 | 0 | 0 | 0 | 0 | 0 | 93942.7231 | 119772.4695 | 505765 | 0 | 0 | 0 | 0 | 1488362.6991 | 2078416.5567 | 0 | 0 | 0 | 0 | 0 | 0 | 0 | 0 | 0 | 0 | 0 | 0 | 0 | 0 | 0 | -183106.9983 | 0 | 108942.8092 | 0 | 0 | 0 | 0 | 0 | 0 | 0 | 0 | 0 | 0 | 0 | 0 | 0
2016-08-29 14:00 | 0 | 0 | 0 | 0 | 0 | 98457.7385 | 470365.8314 | 537954 | 0 | 0 | 0 | 0 | 1504966.2874 | 2092682.5382 | 0 | 0 | 0 | 0 | 0 | 0 | 0 | 0 | 0 | 0 | 0 | 0 | 0 | 0 | 0 | 16603.5883 | 14265.9815 | 0 | 0 | 0 | 0 | 0 | 0 | 0 | 0 | 0 | 0 | 0 | 0 | 0 | 0
2016-08-29 15:00 | 0 | 0 | 0 | 0 | 0 | 101511.9514 | 661616.5829 | 569735 | 0 | 0 | 0 | 0 | 1684093.8403 | 2106948.5198 | 0 | 0 | 0 | 0 | 0 | 0 | 0 | 0 | 0 | 0 | 0 | 0 | 0 | 0 | 0 | 179127.5529 | 14265.9815 | 0 | 0 | 0 | 0 | 0 | 0 | 0 | 0 | 0 | 0 | 0 | 0 | 0 | 0
2016-08-29 16:00 | 0 | 0 | 0 | 0 | 0 | 101815.0751 | 703195.7961 | 599965 | 0 | 0 | 0 | 0 | 1889139.7114 | 2106948.5198 | 0 | 0 | 0 | 0 | 0 | 0 | 0 | 0 | 0 | 0 | 0 | 0 | 0 | 0 | 0 | 205045.8711 | 0 | 0 | 0 | 0 | 0 | 0 | 0 | 0 | 0 | 0 | 0 | 0 | 0 | 0 | 0
2016-08-29 17:00 | 0 | 0 | 0 | 0 | 0 | 100894.1289 | 710671.2357 | 625021 | 0 | 0 | 0 | 0 | 2075684.076 | 2106948.5198 | 0 | 0 | 0 | 0 | 0 | 0 | 0 | 0 | 0 | 0 | 0 | 0 | 0 | 0 | 0 | 186544.3646 | 0 | 0 | 0 | 0 | 0 | 0 | 0 | 0 | 0 | 0 | 0 | 0 | 0 | 0 | 0
2016-08-29 18:00 | 0 | 0 | 0 | 0 | 0 | 99515.7839 | 703412.339 | 643308 | 0 | 0 | 0 | 0 | 2221038.2174 | 2121214.5013 | 0 | 0 | 0 | 0 | 0 | 0 | 0 | 0 | 0 | 0 | 0 | 0 | 0 | 0 | 0 | 145354.1413 | 14265.9815 | 0 | 0 | 0 | 0 | 0 | 0 | 0 | 0 | 0 | 0 | 0 | 0 | 0 | 0
2016-08-29 19:00 | 0 | 0 | 0 | 0 | 0 | 97049.7091 | 688900.8528 | 654056 | 0 | 0 | 0 | 0 | 2338666.7978 | 2135480.4828 | 0 | 0 | 0 | 0 | 0 | 0 | 0 | 0 | 0 | 0 | 0 | 0 | 0 | 0 | 0 | 117628.5804 | 14265.9815 | 0 | 0 | 0 | 0 | 0 | 0 | 0 | 0 | 0 | 0 | 0 | 0 | 0 | 0
2016-08-29 20:00 | 0 | 0 | 0 | 0 | 0 | 93803.8654 | 676328.2833 | 659447 | 0 | 0 | 0 | 0 | 2449351.9465 | 2135480.4828 | 0 | 0 | 0 | 0 | 0 | 0 | 0 | 0 | 0 | 0 | 0 | 0 | 0 | 0 | 0 | 110685.1487 | 0 | 0 | 0 | 0 | 0 | 0 | 0 | 0 | 0 | 0 | 0 | 0 | 0 | 0 | 0
2016-08-29 21:00 | 0 | 0 | 0 | 0 | 0 | 89674.9843 | 652345.3889 | 660975 | 0 | 0 | 0 | 0 | 2530397.3196 | 2135480.4828 | 0 | 0 | 0 | 0 | 0 | 0 | 0 | 0 | 0 | 0 | 0 | 0 | 0 | 0 | 0 | 81045.3732 | 0 | 0 | 0 | 0 | 0 | 0 | 0 | 0 | 0 | 0 | 0 | 0 | 0 | 0 | 0
2016-08-29 22:00 | 0 | 0 | 0 | 0 | 0 | 89595.3685 | 612346.5198 | 653722 | 0 | 0 | 0 | 0 | 2578617.2079 | 2135480.4828 | 0 | 0 | 0 | 0 | 0 | 0 | 0 | 0 | 0 | 0 | 0 | 0 | 0 | 0 | 0 | 48219.8883 | 0 | 0 | 0 | 0 | 0 | 0 | 0 | 0 | 0 | 0 | 0 | 0 | 0 | 0 | 0
2016-08-29 23:00 | 0 | 0 | 0 | 0 | 0 | 97539.7611 | 521771.4894 | 638313 | 0 | 0 | 0 | 0 | 2559615.4585 | 2135480.4828 | 0 | 0 | 0 | 0 | 0 | 0 | 0 | 0 | 0 | 0 | 0 | 0 | 0 | 0 | 0 | -19001.7495 | 0 | 0 | 0 | 0 | 0 | 0 | 0 | 0 | 0 | 0 | 0 | 0 | 0 | 0 | 0
2016-08-30 | 0 | 0 | 0 | 0 | 0 | 136990.7808 | 361175.5262 | 627299 | 0 | 0 | 0 | 0 | 2539425.5745 | 2026537.6737 | 0 | 0 | 0 | 0 | 0 | 0 | 0 | 0 | 0 | 0 | 0 | 0 | 0 | 0 | 0 | -20189.8839 | 0 | 108942.8092 | 0 | 0 | 0 | 0 | 0 | 0 | 0 | 0 | 0 | 0 | 0 | 0 | 0
2016-08-30 01:00 | 0 | 0 | 0 | 0 | 0 | 242306.8125 | 90386.2292 | 604806 | 0 | 0 | 0 | 0 | 2376255.4253 | 1917594.8645 | 0 | 0 | 0 | 0 | 0 | 0 | 0 | 0 | 0 | 0 | 0 | 0 | 0 | 0 | 0 | -163170.1492 | 0 | 108942.8092 | 0 | 0 | 0 | 0 | 0 | 0 | 0 | 0 | 0 | 0 | 0 | 0 | 0
2016-08-30 02:00 | 0 | 0 | 0 | 0 | 0 | 299650.7731 | 39.0597 | 566777 | 0 | 0 | 0 | 0 | 2218111.0673 | 1808652.0554 | 0 | 0 | 0 | 0 | 0 | 0 | 0 | 0 | 0 | 0 | 0 | 0 | 0 | 0 | 0 | -158144.358 | 0 | 108942.8092 | 0 | 0 | 0 | 0 | 0 | 0 | 0 | 0 | 0 | 0 | 0 | 0 | 0
2016-08-30 03:00 | 0 | 0 | 0 | 0 | 0 | 302778.356 | 0 | 525022 | 0 | 0 | 0 | 0 | 1995867.4233 | 1808652.0554 | 0 | 0 | 0 | 0 | 0 | 0 | 0 | 0 | 0 | 0 | 0 | 0 | 0 | 0 | 0 | -222243.644 | 0 | 0 | 0 | 0 | 0 | 0 | 0 | 0 | 0 | 0 | 0 | 0 | 0 | 0 | 0
2016-08-30 04:00 | 0 | 0 | 0 | 0 | 0 | 285738.2797 | 0 | 488171 | 0 | 0 | 0 | 0 | 1793434.7031 | 1808652.0554 | 0 | 0 | 0 | 0 | 0 | 0 | 0 | 0 | 0 | 0 | 0 | 0 | 0 | 0 | 0 | -202432.7203 | 0 | 0 | 0 | 0 | 0 | 0 | 0 | 0 | 0 | 0 | 0 | 0 | 0 | 0 | 0
2016-08-30 05:00 | 0 | 0 | 0 | 0 | 0 | 260578.9759 | 0 | 457494 | 0 | 0 | 0 | 0 | 1691196.5066 | 1713975.2277 | 0 | 0 | 0 | 0 | 0 | 0 | 0 | 0 | 0 | 0 | 0 | 0 | 0 | 0 | 0 | -102238.1965 | 14265.9815 | 108942.8092 | 0 | 0 | 0 | 0 | 0 | 0 | 0 | 0 | 0 | 0 | 0 | 0 | 0
2016-08-30 06:00 | 0 | 0 | 0 | 0 | 0 | 235710.8973 | 0 | 433597 | 0 | 0 | 0 | 0 | 1602253.213 | 1605032.4186 | 0 | 0 | 0 | 0 | 0 | 0 | 0 | 0 | 0 | 0 | 0 | 0 | 0 | 0 | 0 | -88943.2936 | 0 | 108942.8092 | 0 | 0 | 0 | 0 | 0 | 0 | 0 | 0 | 0 | 0 | 0 | 0 | 0
2016-08-30 07:00 | 0 | 0 | 0 | 0 | 0 | 212225.4198 | 0 | 417950 | 0 | 0 | 0 | 0 | 1396528.6328 | 1605032.4186 | 0 | 0 | 0 | 0 | 0 | 0 | 0 | 0 | 0 | 0 | 0 | 0 | 0 | 0 | 0 | -205724.5802 | 0 | 0 | 0 | 0 | 0 | 0 | 0 | 0 | 0 | 0 | 0 | 0 | 0 | 0 | 0
2016-08-30 08:00 | 0 | 0 | 0 | 0 | 0 | 193737.8648 | 0 | 410177 | 0 | 0 | 0 | 0 | 1289032.3067 | 1496089.6094 | 0 | 0 | 0 | 0 | 0 | 0 | 0 | 0 | 0 | 0 | 0 | 0 | 0 | 0 | 0 | -107496.326 | 0 | 108942.8092 | 0 | 0 | 0 | 0 | 0 | 0 | 0 | 0 | 0 | 0 | 0 | 0 | 0
2016-08-30 09:00 | 0 | 0 | 0 | 0 | 0 | 181525.3693 | 0 | 416385 | 0 | 0 | 0 | 0 | 1054172.6761 | 1496089.6094 | 0 | 0 | 0 | 0 | 0 | 0 | 0 | 0 | 0 | 0 | 0 | 0 | 0 | 0 | 0 | -234859.6307 | 0 | 0 | 0 | 0 | 0 | 0 | 0 | 0 | 0 | 0 | 0 | 0 | 0 | 0 | 0
2016-08-30 10:00 | 0 | 0 | 0 | 0 | 0 | 175602.1034 | 0 | 437575 | 0 | 0 | 0 | 0 | 901142.5886 | 1387146.8003 | 0 | 0 | 0 | 0 | 0 | 0 | 0 | 0 | 0 | 0 | 0 | 0 | 0 | 0 | 0 | -153030.0875 | 0 | 108942.8092 | 0 | 0 | 0 | 0 | 0 | 0 | 0 | 0 | 0 | 0 | 0 | 0 | 0
2016-08-30 11:00 | 0 | 0 | 0 | 0 | 0 | 170273.3533 | 0 | 456389 | 0 | 0 | 0 | 0 | 723969.7511 | 1278203.9911 | 0 | 0 | 0 | 0 | 0 | 0 | 0 | 0 | 0 | 0 | 0 | 0 | 0 | 0 | 0 | -177172.8375 | 0 | 108942.8092 | 0 | 0 | 0 | 0 | 0 | 0 | 0 | 0 | 0 | 0 | 0 | 0 | 0
2016-08-30 12:00 | 0 | 0 | 0 | 0 | 0 | 140578.4161 | 557.2503 | 474287 | 0 | 0 | 0 | 0 | 499761.2267 | 1169261.182 | 0 | 0 | 0 | 0 | 0 | 0 | 0 | 0 | 0 | 0 | 0 | 0 | 0 | 0 | 0 | -224208.5243 | 0 | 108942.8092 | 0 | 0 | 0 | 0 | 0 | 0 | 0 | 0 | 0 | 0 | 0 | 0 | 0
2016-08-30 13:00 | 0 | 0 | 0 | 0 | 0 | 69320.6898 | 136110.5186 | 498228 | 0 | 0 | 0 | 0 | 315907.2443 | 1060318.3728 | 0 | 0 | 0 | 0 | 0 | 0 | 0 | 0 | 0 | 0 | 0 | 0 | 0 | 0 | 0 | -183853.9825 | 0 | 108942.8092 | 0 | 0 | 0 | 0 | 0 | 0 | 0 | 0 | 0 | 0 | 0 | 0 | 0
2016-08-30 14:00 | 0 | 0 | 0 | 0 | 0 | 63890.1576 | 477587.6679 | 528147 | 0 | 0 | 0 | 0 | 321189.2713 | 1068367.1713 | 0 | 0 | 0 | 0 | 0 | 0 | 0 | 0 | 0 | 0 | 0 | 0 | 0 | 0 | 0 | 5282.027 | 8048.7985 | 0 | 0 | 0 | 0 | 0 | 0 | 0 | 0 | 0 | 0 | 0 | 0 | 0 | 0
2016-08-30 15:00 | 0 | 0 | 0 | 0 | 0 | 78634.2247 | 663515.0676 | 558262 | 0 | 0 | 0 | 0 | 505076.5636 | 1068367.1713 | 0 | 0 | 0 | 0 | 0 | 0 | 0 | 0 | 0 | 0 | 0 | 0 | 0 | 0 | 0 | 183887.2923 | 0 | 0 | 0 | 0 | 0 | 0 | 0 | 0 | 0 | 0 | 0 | 0 | 0 | 0 | 0
2016-08-30 16:00 | 0 | 0 | 0 | 0 | 0 | 79128.8821 | 709902.1782 | 585627 | 0 | 0 | 0 | 0 | 708480.6239 | 1068367.1713 | 0 | 0 | 0 | 0 | 0 | 0 | 0 | 0 | 0 | 0 | 0 | 0 | 0 | 0 | 0 | 203404.0603 | 0 | 0 | 0 | 0 | 0 | 0 | 0 | 0 | 0 | 0 | 0 | 0 | 0 | 0 | 0
2016-08-30 17:00 | 0 | 0 | 0 | 0 | 0 | 77066.7187 | 717153.106 | 610613 | 0 | 0 | 0 | 0 | 892087.4485 | 1068367.1713 | 0 | 0 | 0 | 0 | 0 | 0 | 0 | 0 | 0 | 0 | 0 | 0 | 0 | 0 | 0 | 183606.8247 | 0 | 0 | 0 | 0 | 0 | 0 | 0 | 0 | 0 | 0 | 0 | 0 | 0 | 0 | 0
2016-08-30 18:00 | 0 | 0 | 0 | 0 | 0 | 77946.7642 | 708487.4703 | 629443 | 0 | 0 | 0 | 0 | 1151226.5535 | 966219.3008 | 0 | 0 | 0 | 0 | 0 | 0 | 0 | 0 | 0 | 0 | 0 | 0 | 0 | 0 | 0 | 259139.105 | 6794.9387 | 108942.8092 | 0 | 0 | 0 | 0 | 0 | 0 | 0 | 0 | 0 | 0 | 0 | 0 | 0
2016-08-30 19:00 | 0 | 0 | 0 | 0 | 0 | 81623.5011 | 694783.9154 | 642942 | 0 | 0 | 0 | 0 | 1284691.97 | 966219.3008 | 0 | 0 | 0 | 0 | 0 | 0 | 0 | 0 | 0 | 0 | 0 | 0 | 0 | 0 | 0 | 133465.4165 | 0 | 0 | 0 | 0 | 0 | 0 | 0 | 0 | 0 | 0 | 0 | 0 | 0 | 0 | 0
2016-08-30 20:00 | 0 | 0 | 0 | 0 | 0 | 85938.0642 | 686506.2867 | 651700 | 0 | 0 | 0 | 0 | 1405436.3209 | 966219.3008 | 0 | 0 | 0 | 0 | 0 | 0 | 0 | 0 | 0 | 0 | 0 | 0 | 0 | 0 | 0 | 120744.3509 | 0 | 0 | 0 | 0 | 0 | 0 | 0 | 0 | 0 | 0 | 0 | 0 | 0 | 0 | 0
2016-08-30 21:00 | 0 | 0 | 0 | 0 | 0 | 90670.4948 | 668355.3175 | 654714 | 0 | 0 | 0 | 0 | 1509748.1332 | 966219.3008 | 0 | 0 | 0 | 0 | 0 | 0 | 0 | 0 | 0 | 0 | 0 | 0 | 0 | 0 | 0 | 104311.8123 | 0 | 0 | 0 | 0 | 0 | 0 | 0 | 0 | 0 | 0 | 0 | 0 | 0 | 0 | 0
2016-08-30 22:00 | 0 | 0 | 0 | 0 | 0 | 100703.3663 | 634712.6124 | 646260 | 0 | 0 | 0 | 0 | 1707846.9211 | 857276.4917 | 0 | 0 | 0 | 0 | 0 | 0 | 0 | 0 | 0 | 0 | 0 | 0 | 0 | 0 | 0 | 198098.7879 | 0 | 108942.8092 | 0 | 0 | 0 | 0 | 0 | 0 | 0 | 0 | 0 | 0 | 0 | 0 | 0
2016-08-30 23:00 | 0 | 0 | 0 | 0 | 0 | 126060.1186 | 537704.1531 | 631370 | 0 | 0 | 0 | 0 | 1725975.2113 | 871542.4732 | 0 | 0 | 0 | 0 | 0 | 0 | 0 | 0 | 0 | 0 | 0 | 0 | 0 | 0 | 0 | 18128.2902 | 14265.9815 | 0 | 0 | 0 | 0 | 0 | 0 | 0 | 0 | 0 | 0 | 0 | 0 | 0 | 0
2016-08-31 | 0 | 0 | 0 | 0 | 0 | 198071.2373 | 365582.2119 | 620327 | 0 | 0 | 0 | 0 | 1778244.4697 | 762599.6641 | 0 | 0 | 0 | 0 | 0 | 0 | 0 | 0 | 0 | 0 | 0 | 0 | 0 | 0 | 0 | 52269.2584 | 0 | 108942.8092 | 0 | 0 | 0 | 0 | 0 | 0 | 0 | 0 | 0 | 0 | 0 | 0 | 0
2016-08-31 01:00 | 0 | 0 | 0 | 0 | 0 | 322859.1394 | 87654.8088 | 599178 | 0 | 0 | 0 | 0 | 1589580.4179 | 762599.6641 | 0 | 0 | 0 | 0 | 0 | 0 | 0 | 0 | 0 | 0 | 0 | 0 | 0 | 0 | 0 | -188664.0518 | 0 | 0 | 0 | 0 | 0 | 0 | 0 | 0 | 0 | 0 | 0 | 0 | 0 | 0 | 0
2016-08-31 02:00 | 0 | 0 | 0 | 0 | 0 | 372007.5356 | 22.3199 | 562468 | 0 | 0 | 0 | 0 | 1399142.2734 | 762599.6641 | 0 | 0 | 0 | 0 | 0 | 0 | 0 | 0 | 0 | 0 | 0 | 0 | 0 | 0 | 0 | -190438.1445 | 0 | 0 | 0 | 0 | 0 | 0 | 0 | 0 | 0 | 0 | 0 | 0 | 0 | 0 | 0
2016-08-31 03:00 | 0 | 0 | 0 | 0 | 0 | 366376.7873 | 0 | 522581 | 0 | 0 | 0 | 0 | 1242938.0606 | 762599.6641 | 0 | 0 | 0 | 0 | 0 | 0 | 0 | 0 | 0 | 0 | 0 | 0 | 0 | 0 | 0 | -156204.2127 | 0 | 0 | 0 | 0 | 0 | 0 | 0 | 0 | 0 | 0 | 0 | 0 | 0 | 0 | 0
2016-08-31 04:00 | 0 | 0 | 0 | 0 | 0 | 344548.5715 | 0 | 487285 | 0 | 0 | 0 | 0 | 1209144.4413 | 653656.8549 | 0 | 0 | 0 | 0 | 0 | 0 | 0 | 0 | 0 | 0 | 0 | 0 | 0 | 0 | 0 | -33793.6194 | 0 | 108942.8092 | 0 | 0 | 0 | 0 | 0 | 0 | 0 | 0 | 0 | 0 | 0 | 0 | 0
2016-08-31 05:00 | 0 | 0 | 0 | 0 | 0 | 314018.8197 | 0 | 460254 | 0 | 0 | 0 | 0 | 1062909.261 | 653656.8549 | 0 | 0 | 0 | 0 | 0 | 0 | 0 | 0 | 0 | 0 | 0 | 0 | 0 | 0 | 0 | -146235.1803 | 0 | 0 | 0 | 0 | 0 | 0 | 0 | 0 | 0 | 0 | 0 | 0 | 0 | 0 | 0
2016-08-31 06:00 | 0 | 0 | 0 | 0 | 0 | 288203.5783 | 0 | 436830 | 0 | 0 | 0 | 0 | 1023225.6485 | 544714.0458 | 0 | 0 | 0 | 0 | 0 | 0 | 0 | 0 | 0 | 0 | 0 | 0 | 0 | 0 | 0 | -39683.6125 | 0 | 108942.8092 | 0 | 0 | 0 | 0 | 0 | 0 | 0 | 0 | 0 | 0 | 0 | 0 | 0
2016-08-31 07:00 | 0 | 0 | 0 | 0 | 0 | 267977.8126 | 0 | 423222 | 0 | 0 | 0 | 0 | 867981.461 | 544714.0458 | 0 | 0 | 0 | 0 | 0 | 0 | 0 | 0 | 0 | 0 | 0 | 0 | 0 | 0 | 0 | -155244.1874 | 0 | 0 | 0 | 0 | 0 | 0 | 0 | 0 | 0 | 0 | 0 | 0 | 0 | 0 | 0
2016-08-31 08:00 | 0 | 0 | 0 | 0 | 0 | 248596.086 | 0 | 416224 | 0 | 0 | 0 | 0 | 809296.3562 | 435771.2366 | 0 | 0 | 0 | 0 | 0 | 0 | 0 | 0 | 0 | 0 | 0 | 0 | 0 | 0 | 0 | -58685.1048 | 0 | 108942.8092 | 0 | 0 | 0 | 0 | 0 | 0 | 0 | 0 | 0 | 0 | 0 | 0 | 0
2016-08-31 09:00 | 0 | 0 | 0 | 0 | 0 | 230728.2572 | 0 | 422535 | 0 | 0 | 0 | 0 | 617489.6133 | 435771.2366 | 0 | 0 | 0 | 0 | 0 | 0 | 0 | 0 | 0 | 0 | 0 | 0 | 0 | 0 | 0 | -191806.7428 | 0 | 0 | 0 | 0 | 0 | 0 | 0 | 0 | 0 | 0 | 0 | 0 | 0 | 0 | 0
2016-08-31 10:00 | 0 | 0 | 0 | 0 | 0 | 218025.8356 | 0 | 442793 | 0 | 0 | 0 | 0 | 501665.2581 | 326828.4275 | 0 | 0 | 0 | 0 | 0 | 0 | 0 | 0 | 0 | 0 | 0 | 0 | 0 | 0 | 0 | -115824.3552 | 0 | 108942.8092 | 0 | 0 | 0 | 0 | 0 | 0 | 0 | 0 | 0 | 0 | 0 | 0 | 0
2016-08-31 11:00 | 0 | 0 | 0 | 0 | 0 | 211982.0122 | 0 | 462873 | 0 | 0 | 0 | 0 | 359717.0795 | 217885.6183 | 0 | 0 | 0 | 0 | 0 | 0 | 0 | 0 | 0 | 0 | 0 | 0 | 0 | 0 | 0 | -141948.1786 | 0 | 108942.8092 | 0 | 0 | 0 | 0 | 0 | 0 | 0 | 0 | 0 | 0 | 0 | 0 | 0
2016-08-31 12:00 | 0 | 0 | 0 | 0 | 0 | 177502.8366 | 409.0289 | 481439 | 0 | 0 | 0 | 0 | 165132.7542 | 108942.8092 | 0 | 0 | 0 | 0 | 0 | 0 | 0 | 0 | 0 | 0 | 0 | 0 | 0 | 0 | 0 | -194584.3253 | 0 | 108942.8092 | 0 | 0 | 0 | 0 | 0 | 0 | 0 | 0 | 0 | 0 | 0 | 0 | 0
2016-08-31 13:00 | 0 | 0 | 0 | 0 | 0 | 91565.6947 | 137806.7419 | 503448 | 0 | 0 | 0 | 0 | 0 | 0 | 0 | 0 | 0 | 0 | 0 | 0 | 0 | 0 | 0 | 0 | 0 | 0 | 0 | 0 | 0 | -165132.7542 | 0 | 108942.8092 | 0 | 0 | 0 | 0 | 0 | 0 | 0 | 0 | 0 | 0 | 0 | 0 | 0
2016-08-31 14:00 | 0 | 0 | 0 | 0 | 0 | 77295.7081 | 476020.8997 | 531164 | 0 | 0 | 0 | 0 | 22152.6079 | 0 | 0 | 0 | 0 | 0 | 0 | 0 | 0 | 0 | 0 | 0 | 0 | 0 | 0 | 0 | 0 | 22152.6079 | 0 | 0 | 0 | 0 | 0 | 0 | 0 | 0 | 0 | 0 | 0 | 0 | 0 | 0 | 0
2016-08-31 15:00 | 0 | 0 | 0 | 0 | 0 | 111797.2021 | 689722.5728 | 558056 | 0 | 0 | 0 | 0 | 265616.3828 | 0 | 0 | 0 | 0 | 0 | 0 | 0 | 0 | 0 | 0 | 0 | 0 | 0 | 0 | 0 | 0 | 243463.7749 | 0 | 0 | 0 | 0 | 0 | 0 | 0 | 0 | 0 | 0 | 0 | 0 | 0 | 0 | 0
2016-08-31 16:00 | 0 | 0 | 0 | 0 | 0 | 104806.2297 | 737763.8752 | 583431 | 0 | 0 | 0 | 0 | 524755.4877 | 0 | 0 | 0 | 0 | 0 | 0 | 0 | 0 | 0 | 0 | 0 | 0 | 0 | 0 | 0 | 0 | 259139.105 | 0 | 0 | 0 | 0 | 0 | 0 | 0 | 0 | 0 | 0 | 0 | 0 | 0 | 0 | 0
2016-08-31 17:00 | 0 | 0 | 0 | 0 | 0 | 126641.5569 | 738547.5481 | 606050 | 0 | 0 | 0 | 0 | 783894.5927 | 0 | 0 | 0 | 0 | 0 | 0 | 0 | 0 | 0 | 0 | 0 | 0 | 0 | 0 | 0 | 0 | 259139.105 | 0 | 0 | 0 | 0 | 0 | 0 | 0 | 0 | 0 | 0 | 0 | 0 | 0 | 0 | 0
2016-08-31 18:00 | 0 | 0 | 0 | 0 | 0 | 155305.4436 | 726490.6613 | 622657 | 0 | 0 | 0 | 0 | 1043033.6976 | 0 | 0 | 0 | 0 | 0 | 0 | 0 | 0 | 0 | 0 | 0 | 0 | 0 | 0 | 0 | 0 | 259139.105 | 0 | 0 | 0 | 0 | 0 | 0 | 0 | 0 | 0 | 0 | 0 | 0 | 0 | 0 | 0
2016-08-31 19:00 | 0 | 0 | 0 | 0 | 0 | 172717.2629 | 711111.1694 | 632821 | 0 | 0 | 0 | 0 | 1294041.1299 | 0 | 0 | 0 | 0 | 0 | 0 | 0 | 0 | 0 | 0 | 0 | 0 | 0 | 0 | 0 | 0 | 251007.4323 | 0 | 0 | 0 | 0 | 0 | 0 | 0 | 0 | 0 | 0 | 0 | 0 | 0 | 0 | 0
2016-08-31 20:00 | 0 | 0 | 0 | 0 | 0 | 0 | 699188.425 | 640752 | 0 | 0 | 0 | 0 | 1352477.5549 | 0 | 0 | 0 | 0 | 0 | 0 | 0 | 0 | 0 | 0 | 0 | 0 | 0 | 0 | 0 | 0 | 58436.425 | 0 | 0 | 0 | 0 | 0 | 0 | 0 | 0 | 0 | 0 | 0 | 0 | 0 | 0 | 0
2016-08-31 21:00 | 0 | 0 | 0 | 0 | 0 | 0 | 679802.1768 | 640375 | 0 | 0 | 0 | 0 | 1391904.7317 | 0 | 0 | 0 | 0 | 0 | 0 | 0 | 0 | 0 | 0 | 0 | 0 | 0 | 0 | 0 | 0 | 39427.1768 | 0 | 0 | 0 | 0 | 0 | 0 | 0 | 0 | 0 | 0 | 0 | 0 | 0 | 0 | 0
2016-08-31 22:00 | 0 | 0 | 0 | 0 | 0 | 0 | 638022.1852 | 631718 | 0 | 0 | 0 | 0 | 1398208.9169 | 0 | 0 | 0 | 0 | 0 | 0 | 0 | 0 | 0 | 0 | 0 | 0 | 0 | 0 | 0 | 0 | 6304.1852 | 0 | 0 | 0 | 0 | 0 | 0 | 0 | 0 | 0 | 0 | 0 | 0 | 0 | 0 | 0
2016-08-31 23:00 | 0 | 0 | 0 | 0 | 0 | 227180.7619 | 539136.8409 | 619018 | 0 | 0 | 0 | 0 | 1545508.5197 | 0 | 0 | 0 | 0 | 0 | 0 | 0 | 0 | 0 | 0 | 0 | 0 | 0 | 0 | 0 | 0 | 147299.6028 | 0 | 0 | 0 | 0 | 0 | 0 | 0 | 0 | 0 | 0 | 0 | 0 | 0 | 0 | 0
2016-09-01 | 0 | 0 | 0 | 0 | 0 | 317311.2397 | 363316.9417 | 609097 | 0 | 0 | 0 | 0 | 1617039.7012 | 0 | 0 | 0 | 0 | 0 | 0 | 0 | 0 | 0 | 0 | 0 | 0 | 0 | 0 | 0 | 0 | 71531.1814 | 0 | 0 | 0 | 0 | 0 | 0 | 0 | 0 | 0 | 0 | 0 | 0 | 0 | 0 | 0
2016-09-01 01:00 | 0 | 0 | 0 | 0 | 0 | 419906.0776 | 87196.4034 | 588286 | 0 | 0 | 0 | 0 | 1535856.1822 | 0 | 0 | 0 | 0 | 0 | 0 | 0 | 0 | 0 | 0 | 0 | 0 | 0 | 0 | 0 | 0 | -81183.5189 | 0 | 0 | 0 | 0 | 0 | 0 | 0 | 0 | 0 | 0 | 0 | 0 | 0 | 0 | 0
2016-09-01 02:00 | 0 | 0 | 0 | 0 | 0 | 428203.9053 | 30.1731 | 555048 | 0 | 0 | 0 | 0 | 1409042.2606 | 0 | 0 | 0 | 0 | 0 | 0 | 0 | 0 | 0 | 0 | 0 | 0 | 0 | 0 | 0 | 0 | -126813.9216 | 0 | 0 | 0 | 0 | 0 | 0 | 0 | 0 | 0 | 0 | 0 | 0 | 0 | 0 | 0
2016-09-01 03:00 | 0 | 0 | 0 | 0 | 0 | 415562.4922 | 0 | 516859 | 0 | 0 | 0 | 0 | 1307745.7528 | 0 | 0 | 0 | 0 | 0 | 0 | 0 | 0 | 0 | 0 | 0 | 0 | 0 | 0 | 0 | 0 | -101296.5078 | 0 | 0 | 0 | 0 | 0 | 0 | 0 | 0 | 0 | 0 | 0 | 0 | 0 | 0 | 0
2016-09-01 04:00 | 0 | 0 | 0 | 0 | 0 | 406578.2344 | 0 | 482326 | 0 | 0 | 0 | 0 | 1231997.9872 | 0 | 0 | 0 | 0 | 0 | 0 | 0 | 0 | 0 | 0 | 0 | 0 | 0 | 0 | 0 | 0 | -75747.7656 | 0 | 0 | 0 | 0 | 0 | 0 | 0 | 0 | 0 | 0 | 0 | 0 | 0 | 0 | 0
2016-09-01 05:00 | 0 | 0 | 0 | 0 | 0 | 387628.2222 | 0 | 453317 | 0 | 0 | 0 | 0 | 1166309.2094 | 0 | 0 | 0 | 0 | 0 | 0 | 0 | 0 | 0 | 0 | 0 | 0 | 0 | 0 | 0 | 0 | -65688.7778 | 0 | 0 | 0 | 0 | 0 | 0 | 0 | 0 | 0 | 0 | 0 | 0 | 0 | 0 | 0
2016-09-01 06:00 | 0 | 0 | 0 | 0 | 0 | 172137.895 | 0 | 431277 | 0 | 0 | 0 | 0 | 907170.1045 | 0 | 0 | 0 | 0 | 0 | 0 | 0 | 0 | 0 | 0 | 0 | 0 | 0 | 0 | 0 | 0 | -259139.105 | 0 | 0 | 0 | 0 | 0 | 0 | 0 | 0 | 0 | 0 | 0 | 0 | 0 | 0 | 0
2016-09-01 07:00 | 0 | 0 | 0 | 0 | 0 | 350926.7555 | 0 | 415650 | 0 | 0 | 0 | 0 | 841192.3176 | 1254.5423 | 0 | 0 | 0 | 0 | 0 | 0 | 0 | 0 | 0 | 0 | 0 | 0 | 0 | 0 | 0 | -65977.7868 | 1254.5423 | 0 | 0 | 0 | 0 | 0 | 0 | 0 | 0 | 0 | 0 | 0 | 0 | 0 | 0
2016-09-01 08:00 | 0 | 0 | 0 | 0 | 0 | 338513.2715 | 0 | 408914 | 0 | 0 | 0 | 0 | 770791.5891 | 1254.5423 | 0 | 0 | 0 | 0 | 0 | 0 | 0 | 0 | 0 | 0 | 0 | 0 | 0 | 0 | 0 | -70400.7285 | 0 | 0 | 0 | 0 | 0 | 0 | 0 | 0 | 0 | 0 | 0 | 0 | 0 | 0 | 0
2016-09-01 09:00 | 0 | 0 | 0 | 0 | 0 | 320207.5085 | 0 | 414048 | 0 | 0 | 0 | 0 | 676951.0976 | 1254.5423 | 0 | 0 | 0 | 0 | 0 | 0 | 0 | 0 | 0 | 0 | 0 | 0 | 0 | 0 | 0 | -93840.4915 | 0 | 0 | 0 | 0 | 0 | 0 | 0 | 0 | 0 | 0 | 0 | 0 | 0 | 0 | 0
2016-09-01 10:00 | 0 | 0 | 0 | 0 | 0 | 310387.0147 | 0 | 435041 | 0 | 0 | 0 | 0 | 552297.1123 | 1254.5423 | 0 | 0 | 0 | 0 | 0 | 0 | 0 | 0 | 0 | 0 | 0 | 0 | 0 | 0 | 0 | -124653.9853 | 0 | 0 | 0 | 0 | 0 | 0 | 0 | 0 | 0 | 0 | 0 | 0 | 0 | 0 | 0
2016-09-01 11:00 | 0 | 0 | 0 | 0 | 0 | 306128.7346 | 0 | 454300 | 0 | 0 | 0 | 0 | 404125.8469 | 1254.5423 | 0 | 0 | 0 | 0 | 0 | 0 | 0 | 0 | 0 | 0 | 0 | 0 | 0 | 0 | 0 | -148171.2654 | 0 | 0 | 0 | 0 | 0 | 0 | 0 | 0 | 0 | 0 | 0 | 0 | 0 | 0 | 0
2016-09-01 12:00 | 0 | 0 | 0 | 0 | 0 | 251279.2269 | 526.3766 | 469139 | 0 | 0 | 0 | 0 | 186792.4504 | 1254.5423 | 0 | 0 | 0 | 0 | 0 | 0 | 0 | 0 | 0 | 0 | 0 | 0 | 0 | 0 | 0 | -217333.3965 | 0 | 0 | 0 | 0 | 0 | 0 | 0 | 0 | 0 | 0 | 0 | 0 | 0 | 0 | 0
2016-09-01 13:00 | 0 | 0 | 0 | 0 | 0 | 145965.6879 | 157330.8617 | 490089 | 0 | 0 | 0 | 0 | 0 | 1254.5423 | 0 | 0 | 0 | 0 | 0 | 0 | 0 | 0 | 0 | 0 | 0 | 0 | 0 | 0 | 0 | -186792.4504 | 0 | 0 | 0 | 0 | 0 | 0 | 0 | 0 | 0 | 0 | 0 | 0 | 0 | 0 | 0
2016-09-01 14:00 | 0 | 0 | 0 | 0 | 0 | 0 | 513517.4577 | 514772 | 0 | 0 | 0 | 0 | 0 | 0 | 0 | 0 | 0 | 0 | 0 | 0 | 0 | 0 | 0 | 0 | 0 | 0 | 0 | 0 | 0 | 0 | 0 | 1254.5423 | 0 | 0 | 0 | 0 | 0 | 0 | 0 | 0 | 0 | 0 | 0 | 0 | 0
2016-09-01 15:00 | 0 | 0 | 0 | 0 | 0 | 117611.7497 | 680436.3552 | 538909 | 0 | 0 | 0 | 0 | 259139.105 | 0 | 0 | 0 | 0 | 0 | 0 | 0 | 0 | 0 | 0 | 0 | 0 | 0 | 0 | 0 | 0 | 259139.105 | 0 | 0 | 0 | 0 | 0 | 0 | 0 | 0 | 0 | 0 | 0 | 0 | 0 | 0 | 0
2016-09-01 16:00 | 0 | 0 | 0 | 0 | 0 | 78924.6427 | 739440.4622 | 559226 | 0 | 0 | 0 | 0 | 518278.2099 | 0 | 0 | 0 | 0 | 0 | 0 | 0 | 0 | 0 | 0 | 0 | 0 | 0 | 0 | 0 | 0 | 259139.105 | 0 | 0 | 0 | 0 | 0 | 0 | 0 | 0 | 0 | 0 | 0 | 0 | 0 | 0 | 0
2016-09-01 17:00 | 0 | 0 | 0 | 0 | 0 | 55774.5903 | 731816.9613 | 577014 | 0 | 0 | 0 | 0 | 728855.7615 | 0 | 0 | 0 | 0 | 0 | 0 | 0 | 0 | 0 | 0 | 0 | 0 | 0 | 0 | 0 | 0 | 210577.5516 | 0 | 0 | 0 | 0 | 0 | 0 | 0 | 0 | 0 | 0 | 0 | 0 | 0 | 0 | 0
2016-09-01 18:00 | 0 | 0 | 0 | 0 | 0 | 0 | 713319.063 | 588812 | 0 | 0 | 0 | 0 | 853362.8245 | 0 | 0 | 0 | 0 | 0 | 0 | 0 | 0 | 0 | 0 | 0 | 0 | 0 | 0 | 0 | 0 | 124507.063 | 0 | 0 | 0 | 0 | 0 | 0 | 0 | 0 | 0 | 0 | 0 | 0 | 0 | 0 | 0
2016-09-01 19:00 | 0 | 0 | 0 | 0 | 0 | 163369.9217 | 691600.1832 | 595831 | 0 | 0 | 0 | 0 | 1112501.9295 | 0 | 0 | 0 | 0 | 0 | 0 | 0 | 0 | 0 | 0 | 0 | 0 | 0 | 0 | 0 | 0 | 259139.105 | 0 | 0 | 0 | 0 | 0 | 0 | 0 | 0 | 0 | 0 | 0 | 0 | 0 | 0 | 0
2016-09-01 20:00 | 0 | 0 | 0 | 0 | 0 | 0 | 677337.8973 | 599406 | 0 | 0 | 0 | 0 | 1190433.8267 | 0 | 0 | 0 | 0 | 0 | 0 | 0 | 0 | 0 | 0 | 0 | 0 | 0 | 0 | 0 | 0 | 77931.8973 | 0 | 0 | 0 | 0 | 0 | 0 | 0 | 0 | 0 | 0 | 0 | 0 | 0 | 0 | 0
2016-09-01 21:00 | 0 | 0 | 0 | 0 | 0 | 0 | 652225.2905 | 599573 | 0 | 0 | 0 | 0 | 1243086.1172 | 0 | 0 | 0 | 0 | 0 | 0 | 0 | 0 | 0 | 0 | 0 | 0 | 0 | 0 | 0 | 0 | 52652.2905 | 0 | 0 | 0 | 0 | 0 | 0 | 0 | 0 | 0 | 0 | 0 | 0 | 0 | 0 | 0
2016-09-01 22:00 | 0 | 0 | 0 | 0 | 0 | 0 | 606914.0951 | 590983 | 0 | 0 | 0 | 0 | 1259017.2123 | 0 | 0 | 0 | 0 | 0 | 0 | 0 | 0 | 0 | 0 | 0 | 0 | 0 | 0 | 0 | 0 | 15931.0951 | 0 | 0 | 0 | 0 | 0 | 0 | 0 | 0 | 0 | 0 | 0 | 0 | 0 | 0 | 0
2016-09-01 23:00 | 0 | 0 | 0 | 0 | 0 | 0 | 506791.7844 | 579268 | 0 | 0 | 0 | 0 | 1186540.9966 | 0 | 0 | 0 | 0 | 0 | 0 | 0 | 0 | 0 | 0 | 0 | 0 | 0 | 0 | 0 | 0 | -72476.2156 | 0 | 0 | 0 | 0 | 0 | 0 | 0 | 0 | 0 | 0 | 0 | 0 | 0 | 0 | 0
2016-09-02 | 0 | 0 | 0 | 0 | 0 | 0 | 334922.6434 | 570677 | 0 | 0 | 0 | 0 | 950786.64 | 0 | 0 | 0 | 0 | 0 | 0 | 0 | 0 | 0 | 0 | 0 | 0 | 0 | 0 | 0 | 0 | -235754.3566 | 0 | 0 | 0 | 0 | 0 | 0 | 0 | 0 | 0 | 0 | 0 | 0 | 0 | 0 | 0
2016-09-02 01:00 | 0 | 0 | 0 | 0 | 0 | 617323.3871 | 86828.4554 | 555203 | 0 | 0 | 0 | 0 | 1099735.4825 | 0 | 0 | 0 | 0 | 0 | 0 | 0 | 0 | 0 | 0 | 0 | 0 | 0 | 0 | 0 | 0 | 148948.8425 | 0 | 0 | 0 | 0 | 0 | 0 | 0 | 0 | 0 | 0 | 0 | 0 | 0 | 0 | 0
2016-09-02 02:00 | 0 | 0 | 0 | 0 | 0 | 264909.5419 | 23.3532 | 524072 | 0 | 0 | 0 | 0 | 840596.3776 | 0 | 0 | 0 | 0 | 0 | 0 | 0 | 0 | 0 | 0 | 0 | 0 | 0 | 0 | 0 | 0 | -259139.105 | 0 | 0 | 0 | 0 | 0 | 0 | 0 | 0 | 0 | 0 | 0 | 0 | 0 | 0 | 0
2016-09-02 03:00 | 0 | 0 | 0 | 0 | 0 | 602920.7216 | 0 | 489864 | 0 | 0 | 0 | 0 | 939387.1177 | 14265.9815 | 0 | 0 | 0 | 0 | 0 | 0 | 0 | 0 | 0 | 0 | 0 | 0 | 0 | 0 | 0 | 98790.7401 | 14265.9815 | 0 | 0 | 0 | 0 | 0 | 0 | 0 | 0 | 0 | 0 | 0 | 0 | 0 | 0
2016-09-02 04:00 | 0 | 0 | 0 | 0 | 0 | 560882.7406 | 0 | 458419 | 0 | 0 | 0 | 0 | 1036556.4198 | 19560.42 | 0 | 0 | 0 | 0 | 0 | 0 | 0 | 0 | 0 | 0 | 0 | 0 | 0 | 0 | 0 | 97169.3021 | 5294.4385 | 0 | 0 | 0 | 0 | 0 | 0 | 0 | 0 | 0 | 0 | 0 | 0 | 0 | 0
2016-09-02 05:00 | 0 | 0 | 0 | 0 | 0 | 187820.8766 | 0 | 432694 | 0 | 0 | 0 | 0 | 777417.3149 | 33826.4015 | 0 | 0 | 0 | 0 | 0 | 0 | 0 | 0 | 0 | 0 | 0 | 0 | 0 | 0 | 0 | -259139.105 | 14265.9815 | 0 | 0 | 0 | 0 | 0 | 0 | 0 | 0 | 0 | 0 | 0 | 0 | 0 | 0
2016-09-02 06:00 | 0 | 0 | 0 | 0 | 0 | 152430.895 | 0 | 411570 | 0 | 0 | 0 | 0 | 518278.2099 | 33826.4015 | 0 | 0 | 0 | 0 | 0 | 0 | 0 | 0 | 0 | 0 | 0 | 0 | 0 | 0 | 0 | -259139.105 | 0 | 0 | 0 | 0 | 0 | 0 | 0 | 0 | 0 | 0 | 0 | 0 | 0 | 0 | 0
2016-09-02 07:00 | 0 | 0 | 0 | 0 | 0 | 152169.8766 | 0 | 397043 | 0 | 0 | 0 | 0 | 259139.105 | 48092.3831 | 0 | 0 | 0 | 0 | 0 | 0 | 0 | 0 | 0 | 0 | 0 | 0 | 0 | 0 | 0 | -259139.105 | 14265.9815 | 0 | 0 | 0 | 0 | 0 | 0 | 0 | 0 | 0 | 0 | 0 | 0 | 0 | 0
2016-09-02 08:00 | 0 | 0 | 0 | 0 | 0 | 145927.8766 | 0 | 390801 | 0 | 0 | 0 | 0 | 0 | 62358.3646 | 0 | 0 | 0 | 0 | 0 | 0 | 0 | 0 | 0 | 0 | 0 | 0 | 0 | 0 | 0 | -259139.105 | 14265.9815 | 0 | 0 | 0 | 0 | 0 | 0 | 0 | 0 | 0 | 0 | 0 | 0 | 0 | 0
2016-09-02 09:00 | 0 | 0 | 0 | 0 | 0 | 442947.2521 | 0 | 395237 | 0 | 0 | 0 | 0 | 47710.2521 | 62358.3646 | 0 | 0 | 0 | 0 | 0 | 0 | 0 | 0 | 0 | 0 | 0 | 0 | 0 | 0 | 0 | 47710.2521 | 0 | 0 | 0 | 0 | 0 | 0 | 0 | 0 | 0 | 0 | 0 | 0 | 0 | 0 | 0
2016-09-02 10:00 | 0 | 0 | 0 | 0 | 0 | 425620.6739 | 0 | 411279 | 0 | 0 | 0 | 0 | 62051.9261 | 62358.3646 | 0 | 0 | 0 | 0 | 0 | 0 | 0 | 0 | 0 | 0 | 0 | 0 | 0 | 0 | 0 | 14341.6739 | 0 | 0 | 0 | 0 | 0 | 0 | 0 | 0 | 0 | 0 | 0 | 0 | 0 | 0 | 0
2016-09-02 11:00 | 0 | 0 | 0 | 0 | 0 | 415221.9579 | 0 | 429471 | 0 | 0 | 0 | 0 | 33536.9024 | 76624.3461 | 0 | 0 | 0 | 0 | 0 | 0 | 0 | 0 | 0 | 0 | 0 | 0 | 0 | 0 | 0 | -28515.0237 | 14265.9815 | 0 | 0 | 0 | 0 | 0 | 0 | 0 | 0 | 0 | 0 | 0 | 0 | 0 | 0
2016-09-02 12:00 | 0 | 0 | 0 | 0 | 0 | 348499.8778 | 441.524 | 443622 | 0 | 0 | 0 | 0 | 0 | 15480.6503 | 0 | 0 | 0 | 0 | 0 | 0 | 0 | 0 | 0 | 0 | 0 | 0 | 0 | 0 | 0 | -33536.9024 | 0 | 61143.6958 | 0 | 0 | 0 | 0 | 0 | 0 | 0 | 0 | 0 | 0 | 0 | 0 | 0
2016-09-02 13:00 | 0 | 0 | 0 | 0 | 0 | 308258.4043 | 138159.9454 | 461899 | 0 | 0 | 0 | 0 | 0 | 0 | 0 | 0 | 0 | 0 | 0 | 0 | 0 | 0 | 0 | 0 | 0 | 0 | 0 | 0 | 0 | 0 | 0 | 15480.6503 | 0 | 0 | 0 | 0 | 0 | 0 | 0 | 0 | 0 | 0 | 0 | 0 | 0
2016-09-02 14:00 | 0 | 0 | 0 | 0 | 0 | 0 | 518741.0564 | 482422 | 0 | 0 | 0 | 0 | 36319.0564 | 0 | 0 | 0 | 0 | 0 | 0 | 0 | 0 | 0 | 0 | 0 | 0 | 0 | 0 | 0 | 0 | 36319.0564 | 0 | 0 | 0 | 0 | 0 | 0 | 0 | 0 | 0 | 0 | 0 | 0 | 0 | 0 | 0
2016-09-02 15:00 | 0 | 0 | 0 | 0 | 0 | 0 | 686188.3858 | 500856 | 0 | 0 | 0 | 0 | 221651.4422 | 0 | 0 | 0 | 0 | 0 | 0 | 0 | 0 | 0 | 0 | 0 | 0 | 0 | 0 | 0 | 0 | 185332.3858 | 0 | 0 | 0 | 0 | 0 | 0 | 0 | 0 | 0 | 0 | 0 | 0 | 0 | 0 | 0
2016-09-02 16:00 | 0 | 0 | 0 | 0 | 0 | 0 | 769275.5972 | 516563 | 0 | 0 | 0 | 0 | 474364.0394 | 0 | 0 | 0 | 0 | 0 | 0 | 0 | 0 | 0 | 0 | 0 | 0 | 0 | 0 | 0 | 0 | 252712.5972 | 0 | 0 | 0 | 0 | 0 | 0 | 0 | 0 | 0 | 0 | 0 | 0 | 0 | 0 | 0
2016-09-02 17:00 | 0 | 0 | 0 | 0 | 0 | 0 | 762493.8266 | 531791 | 0 | 0 | 0 | 0 | 705066.866 | 0 | 0 | 0 | 0 | 0 | 0 | 0 | 0 | 0 | 0 | 0 | 0 | 0 | 0 | 0 | 0 | 230702.8266 | 0 | 0 | 0 | 0 | 0 | 0 | 0 | 0 | 0 | 0 | 0 | 0 | 0 | 0 | 0
2016-09-02 18:00 | 0 | 0 | 0 | 0 | 0 | 0 | 738950.3306 | 544019 | 0 | 0 | 0 | 0 | 899998.1966 | 0 | 0 | 0 | 0 | 0 | 0 | 0 | 0 | 0 | 0 | 0 | 0 | 0 | 0 | 0 | 0 | 194931.3306 | 0 | 0 | 0 | 0 | 0 | 0 | 0 | 0 | 0 | 0 | 0 | 0 | 0 | 0 | 0
2016-09-02 19:00 | 0 | 0 | 0 | 0 | 0 | 0 | 717289.4576 | 551969 | 0 | 0 | 0 | 0 | 1065318.6541 | 0 | 0 | 0 | 0 | 0 | 0 | 0 | 0 | 0 | 0 | 0 | 0 | 0 | 0 | 0 | 0 | 165320.4576 | 0 | 0 | 0 | 0 | 0 | 0 | 0 | 0 | 0 | 0 | 0 | 0 | 0 | 0 | 0
2016-09-02 20:00 | 0 | 0 | 0 | 0 | 0 | 0 | 708860.1024 | 557436 | 0 | 0 | 0 | 0 | 1216742.7565 | 0 | 0 | 0 | 0 | 0 | 0 | 0 | 0 | 0 | 0 | 0 | 0 | 0 | 0 | 0 | 0 | 151424.1024 | 0 | 0 | 0 | 0 | 0 | 0 | 0 | 0 | 0 | 0 | 0 | 0 | 0 | 0 | 0
2016-09-02 21:00 | 0 | 0 | 0 | 0 | 0 | 0 | 691296.6652 | 558648 | 0 | 0 | 0 | 0 | 1349391.4217 | 0 | 0 | 0 | 0 | 0 | 0 | 0 | 0 | 0 | 0 | 0 | 0 | 0 | 0 | 0 | 0 | 132648.6652 | 0 | 0 | 0 | 0 | 0 | 0 | 0 | 0 | 0 | 0 | 0 | 0 | 0 | 0 | 0
2016-09-02 22:00 | 0 | 0 | 0 | 0 | 0 | 0 | 648087.3441 | 549446 | 0 | 0 | 0 | 0 | 1448032.7658 | 0 | 0 | 0 | 0 | 0 | 0 | 0 | 0 | 0 | 0 | 0 | 0 | 0 | 0 | 0 | 0 | 98641.3441 | 0 | 0 | 0 | 0 | 0 | 0 | 0 | 0 | 0 | 0 | 0 | 0 | 0 | 0 | 0
2016-09-02 23:00 | 0 | 0 | 0 | 0 | 0 | 246022.7326 | 548946.3724 | 535830 | 0 | 0 | 0 | 0 | 1707171.8708 | 0 | 0 | 0 | 0 | 0 | 0 | 0 | 0 | 0 | 0 | 0 | 0 | 0 | 0 | 0 | 0 | 259139.105 | 0 | 0 | 0 | 0 | 0 | 0 | 0 | 0 | 0 | 0 | 0 | 0 | 0 | 0 | 0
2016-09-03 | 0 | 0 | 0 | 0 | 0 | 0 | 375489.5508 | 525082 | 0 | 0 | 0 | 0 | 1557579.4215 | 0 | 0 | 0 | 0 | 0 | 0 | 0 | 0 | 0 | 0 | 0 | 0 | 0 | 0 | 0 | 0 | -149592.4492 | 0 | 0 | 0 | 0 | 0 | 0 | 0 | 0 | 0 | 0 | 0 | 0 | 0 | 0 | 0
2016-09-03 01:00 | 0 | 0 | 0 | 0 | 0 | 463429.8919 | 79164.943 | 509780 | 0 | 0 | 0 | 0 | 1590394.2565 | 0 | 0 | 0 | 0 | 0 | 0 | 0 | 0 | 0 | 0 | 0 | 0 | 0 | 0 | 0 | 0 | 32814.8349 | 0 | 0 | 0 | 0 | 0 | 0 | 0 | 0 | 0 | 0 | 0 | 0 | 0 | 0 | 0
2016-09-03 02:00 | 0 | 0 | 0 | 0 | 0 | 730658.7998 | 11.9866 | 484607 | 0 | 0 | 0 | 0 | 1836458.0429 | 0 | 0 | 0 | 0 | 0 | 0 | 0 | 0 | 0 | 0 | 0 | 0 | 0 | 0 | 0 | 0 | 246063.7864 | 0 | 0 | 0 | 0 | 0 | 0 | 0 | 0 | 0 | 0 | 0 | 0 | 0 | 0 | 0
2016-09-03 03:00 | 0 | 0 | 0 | 0 | 0 | 196259.895 | 0 | 455399 | 0 | 0 | 0 | 0 | 1577318.9379 | 0 | 0 | 0 | 0 | 0 | 0 | 0 | 0 | 0 | 0 | 0 | 0 | 0 | 0 | 0 | 0 | -259139.105 | 0 | 0 | 0 | 0 | 0 | 0 | 0 | 0 | 0 | 0 | 0 | 0 | 0 | 0 | 0
2016-09-03 04:00 | 0 | 0 | 0 | 0 | 0 | 169270.895 | 0 | 428410 | 0 | 0 | 0 | 0 | 1318179.833 | 0 | 0 | 0 | 0 | 0 | 0 | 0 | 0 | 0 | 0 | 0 | 0 | 0 | 0 | 0 | 0 | -259139.105 | 0 | 0 | 0 | 0 | 0 | 0 | 0 | 0 | 0 | 0 | 0 | 0 | 0 | 0 | 0
2016-09-03 05:00 | 0 | 0 | 0 | 0 | 0 | 146399.895 | 0 | 405539 | 0 | 0 | 0 | 0 | 1059040.728 | 0 | 0 | 0 | 0 | 0 | 0 | 0 | 0 | 0 | 0 | 0 | 0 | 0 | 0 | 0 | 0 | -259139.105 | 0 | 0 | 0 | 0 | 0 | 0 | 0 | 0 | 0 | 0 | 0 | 0 | 0 | 0 | 0
2016-09-03 06:00 | 0 | 0 | 0 | 0 | 0 | 623889.8529 | 0 | 386607 | 0 | 0 | 0 | 0 | 1295695.5248 | 628.0561 | 0 | 0 | 0 | 0 | 0 | 0 | 0 | 0 | 0 | 0 | 0 | 0 | 0 | 0 | 0 | 236654.7967 | 628.0561 | 0 | 0 | 0 | 0 | 0 | 0 | 0 | 0 | 0 | 0 | 0 | 0 | 0 | 0
2016-09-03 07:00 | 0 | 0 | 0 | 0 | 0 | 113401.895 | 0 | 372541 | 0 | 0 | 0 | 0 | 1036556.4198 | 628.0561 | 0 | 0 | 0 | 0 | 0 | 0 | 0 | 0 | 0 | 0 | 0 | 0 | 0 | 0 | 0 | -259139.105 | 0 | 0 | 0 | 0 | 0 | 0 | 0 | 0 | 0 | 0 | 0 | 0 | 0 | 0 | 0
2016-09-03 08:00 | 0 | 0 | 0 | 0 | 0 | 104355.895 | 0 | 363495 | 0 | 0 | 0 | 0 | 777417.3149 | 628.0561 | 0 | 0 | 0 | 0 | 0 | 0 | 0 | 0 | 0 | 0 | 0 | 0 | 0 | 0 | 0 | -259139.105 | 0 | 0 | 0 | 0 | 0 | 0 | 0 | 0 | 0 | 0 | 0 | 0 | 0 | 0 | 0
2016-09-03 09:00 | 0 | 0 | 0 | 0 | 0 | 100821.895 | 0 | 359961 | 0 | 0 | 0 | 0 | 518278.2099 | 628.0561 | 0 | 0 | 0 | 0 | 0 | 0 | 0 | 0 | 0 | 0 | 0 | 0 | 0 | 0 | 0 | -259139.105 | 0 | 0 | 0 | 0 | 0 | 0 | 0 | 0 | 0 | 0 | 0 | 0 | 0 | 0 | 0
2016-09-03 10:00 | 0 | 0 | 0 | 0 | 0 | 103338.895 | 0 | 362478 | 0 | 0 | 0 | 0 | 259139.105 | 628.0561 | 0 | 0 | 0 | 0 | 0 | 0 | 0 | 0 | 0 | 0 | 0 | 0 | 0 | 0 | 0 | -259139.105 | 0 | 0 | 0 | 0 | 0 | 0 | 0 | 0 | 0 | 0 | 0 | 0 | 0 | 0 | 0
2016-09-03 11:00 | 0 | 0 | 0 | 0 | 0 | 106335.895 | 0 | 365475 | 0 | 0 | 0 | 0 | 0 | 628.0561 | 0 | 0 | 0 | 0 | 0 | 0 | 0 | 0 | 0 | 0 | 0 | 0 | 0 | 0 | 0 | -259139.105 | 0 | 0 | 0 | 0 | 0 | 0 | 0 | 0 | 0 | 0 | 0 | 0 | 0 | 0 | 0
2016-09-03 12:00 | 0 | 0 | 0 | 0 | 0 | 377255.5006 | 278.4433 | 378162 | 0 | 0 | 0 | 0 | 0 | 0 | 0 | 0 | 0 | 0 | 0 | 0 | 0 | 0 | 0 | 0 | 0 | 0 | 0 | 0 | 0 | 0 | 0 | 628.0561 | 0 | 0 | 0 | 0 | 0 | 0 | 0 | 0 | 0 | 0 | 0 | 0 | 0
2016-09-03 13:00 | 0 | 0 | 0 | 0 | 0 | 251208.2185 | 147738.7815 | 398947 | 0 | 0 | 0 | 0 | 0 | 0 | 0 | 0 | 0 | 0 | 0 | 0 | 0 | 0 | 0 | 0 | 0 | 0 | 0 | 0 | 0 | 0 | 0 | 0 | 0 | 0 | 0 | 0 | 0 | 0 | 0 | 0 | 0 | 0 | 0 | 0 | 0
2016-09-03 14:00 | 0 | 0 | 0 | 0 | 0 | 0 | 480437.6666 | 422857 | 0 | 0 | 0 | 0 | 57580.6666 | 0 | 0 | 0 | 0 | 0 | 0 | 0 | 0 | 0 | 0 | 0 | 0 | 0 | 0 | 0 | 0 | 57580.6666 | 0 | 0 | 0 | 0 | 0 | 0 | 0 | 0 | 0 | 0 | 0 | 0 | 0 | 0 | 0
2016-09-03 15:00 | 0 | 0 | 0 | 0 | 0 | 0 | 678150.3318 | 445178 | 0 | 0 | 0 | 0 | 290552.9983 | 0 | 0 | 0 | 0 | 0 | 0 | 0 | 0 | 0 | 0 | 0 | 0 | 0 | 0 | 0 | 0 | 232972.3318 | 0 | 0 | 0 | 0 | 0 | 0 | 0 | 0 | 0 | 0 | 0 | 0 | 0 | 0 | 0
2016-09-03 16:00 | 0 | 0 | 0 | 0 | 0 | 0 | 737567.5493 | 465906 | 0 | 0 | 0 | 0 | 549692.1033 | 12522.4444 | 0 | 0 | 0 | 0 | 0 | 0 | 0 | 0 | 0 | 0 | 0 | 0 | 0 | 0 | 0 | 259139.105 | 12522.4444 | 0 | 0 | 0 | 0 | 0 | 0 | 0 | 0 | 0 | 0 | 0 | 0 | 0 | 0
2016-09-03 17:00 | 0 | 0 | 0 | 0 | 0 | 0 | 740169.6199 | 482753 | 0 | 0 | 0 | 0 | 807108.7232 | 12522.4444 | 0 | 0 | 0 | 0 | 0 | 0 | 0 | 0 | 0 | 0 | 0 | 0 | 0 | 0 | 0 | 257416.6199 | 0 | 0 | 0 | 0 | 0 | 0 | 0 | 0 | 0 | 0 | 0 | 0 | 0 | 0 | 0
2016-09-03 18:00 | 0 | 0 | 0 | 0 | 0 | 0 | 732232.8339 | 496541 | 0 | 0 | 0 | 0 | 1042800.5571 | 12522.4444 | 0 | 0 | 0 | 0 | 0 | 0 | 0 | 0 | 0 | 0 | 0 | 0 | 0 | 0 | 0 | 235691.8339 | 0 | 0 | 0 | 0 | 0 | 0 | 0 | 0 | 0 | 0 | 0 | 0 | 0 | 0 | 0
2016-09-03 19:00 | 0 | 0 | 0 | 0 | 0 | 0 | 722488.616 | 507892 | 0 | 0 | 0 | 0 | 1269919.6175 | 0 | 0 | 0 | 0 | 0 | 0 | 0 | 0 | 0 | 0 | 0 | 0 | 0 | 0 | 0 | 0 | 227119.0604 | 0 | 12522.4444 | 0 | 0 | 0 | 0 | 0 | 0 | 0 | 0 | 0 | 0 | 0 | 0 | 0
2016-09-03 20:00 | 0 | 0 | 0 | 0 | 0 | 0 | 720122.5934 | 516890 | 0 | 0 | 0 | 0 | 1473152.2109 | 0 | 0 | 0 | 0 | 0 | 0 | 0 | 0 | 0 | 0 | 0 | 0 | 0 | 0 | 0 | 0 | 203232.5934 | 0 | 0 | 0 | 0 | 0 | 0 | 0 | 0 | 0 | 0 | 0 | 0 | 0 | 0 | 0
2016-09-03 21:00 | 0 | 0 | 0 | 0 | 0 | 0 | 708894.8717 | 521120 | 0 | 0 | 0 | 0 | 1660927.0827 | 0 | 0 | 0 | 0 | 0 | 0 | 0 | 0 | 0 | 0 | 0 | 0 | 0 | 0 | 0 | 0 | 187774.8717 | 0 | 0 | 0 | 0 | 0 | 0 | 0 | 0 | 0 | 0 | 0 | 0 | 0 | 0 | 0
2016-09-03 22:00 | 0 | 0 | 0 | 0 | 0 | 0 | 669011.9367 | 517258 | 0 | 0 | 0 | 0 | 1812681.0194 | 0 | 0 | 0 | 0 | 0 | 0 | 0 | 0 | 0 | 0 | 0 | 0 | 0 | 0 | 0 | 0 | 151753.9367 | 0 | 0 | 0 | 0 | 0 | 0 | 0 | 0 | 0 | 0 | 0 | 0 | 0 | 0 | 0
2016-09-03 23:00 | 0 | 0 | 0 | 0 | 0 | 0 | 569935.3609 | 507028 | 0 | 0 | 0 | 0 | 1875588.3802 | 0 | 0 | 0 | 0 | 0 | 0 | 0 | 0 | 0 | 0 | 0 | 0 | 0 | 0 | 0 | 0 | 62907.3609 | 0 | 0 | 0 | 0 | 0 | 0 | 0 | 0 | 0 | 0 | 0 | 0 | 0 | 0 | 0
2016-09-04 | 0 | 0 | 0 | 0 | 0 | 0 | 375884.9677 | 497324 | 0 | 0 | 0 | 0 | 1754149.3479 | 0 | 0 | 0 | 0 | 0 | 0 | 0 | 0 | 0 | 0 | 0 | 0 | 0 | 0 | 0 | 0 | -121439.0323 | 0 | 0 | 0 | 0 | 0 | 0 | 0 | 0 | 0 | 0 | 0 | 0 | 0 | 0 | 0
2016-09-04 01:00 | 0 | 0 | 0 | 0 | 0 | 656882.8437 | 71744.1705 | 483109 | 0 | 0 | 0 | 0 | 1999667.3621 | 0 | 0 | 0 | 0 | 0 | 0 | 0 | 0 | 0 | 0 | 0 | 0 | 0 | 0 | 0 | 0 | 245518.0142 | 0 | 0 | 0 | 0 | 0 | 0 | 0 | 0 | 0 | 0 | 0 | 0 | 0 | 0 | 0
2016-09-04 02:00 | 0 | 0 | 0 | 0 | 0 | 201623.8385 | 11.0566 | 460774 | 0 | 0 | 0 | 0 | 1740528.2572 | 0 | 0 | 0 | 0 | 0 | 0 | 0 | 0 | 0 | 0 | 0 | 0 | 0 | 0 | 0 | 0 | -259139.105 | 0 | 0 | 0 | 0 | 0 | 0 | 0 | 0 | 0 | 0 | 0 | 0 | 0 | 0 | 0
2016-09-04 03:00 | 0 | 0 | 0 | 0 | 0 | 176181.895 | 0 | 435321 | 0 | 0 | 0 | 0 | 1481389.1522 | 0 | 0 | 0 | 0 | 0 | 0 | 0 | 0 | 0 | 0 | 0 | 0 | 0 | 0 | 0 | 0 | -259139.105 | 0 | 0 | 0 | 0 | 0 | 0 | 0 | 0 | 0 | 0 | 0 | 0 | 0 | 0 | 0
2016-09-04 04:00 | 0 | 0 | 0 | 0 | 0 | 165984.8766 | 0 | 410858 | 0 | 0 | 0 | 0 | 1222250.0473 | 14265.9815 | 0 | 0 | 0 | 0 | 0 | 0 | 0 | 0 | 0 | 0 | 0 | 0 | 0 | 0 | 0 | -259139.105 | 14265.9815 | 0 | 0 | 0 | 0 | 0 | 0 | 0 | 0 | 0 | 0 | 0 | 0 | 0 | 0
2016-09-04 05:00 | 0 | 0 | 0 | 0 | 0 | 130139.895 | 0 | 389279 | 0 | 0 | 0 | 0 | 963110.9423 | 14265.9815 | 0 | 0 | 0 | 0 | 0 | 0 | 0 | 0 | 0 | 0 | 0 | 0 | 0 | 0 | 0 | -259139.105 | 0 | 0 | 0 | 0 | 0 | 0 | 0 | 0 | 0 | 0 | 0 | 0 | 0 | 0 | 0
2016-09-04 06:00 | 0 | 0 | 0 | 0 | 0 | 445584.4775 | 0 | 372139 | 0 | 0 | 0 | 0 | 1036556.4198 | 14265.9815 | 0 | 0 | 0 | 0 | 0 | 0 | 0 | 0 | 0 | 0 | 0 | 0 | 0 | 0 | 0 | 73445.4775 | 0 | 0 | 0 | 0 | 0 | 0 | 0 | 0 | 0 | 0 | 0 | 0 | 0 | 0 | 0
2016-09-04 07:00 | 0 | 0 | 0 | 0 | 0 | 100565.895 | 0 | 359705 | 0 | 0 | 0 | 0 | 777417.3149 | 14265.9815 | 0 | 0 | 0 | 0 | 0 | 0 | 0 | 0 | 0 | 0 | 0 | 0 | 0 | 0 | 0 | -259139.105 | 0 | 0 | 0 | 0 | 0 | 0 | 0 | 0 | 0 | 0 | 0 | 0 | 0 | 0 | 0
2016-09-04 08:00 | 0 | 0 | 0 | 0 | 0 | 92871.895 | 0 | 352011 | 0 | 0 | 0 | 0 | 518278.2099 | 14265.9815 | 0 | 0 | 0 | 0 | 0 | 0 | 0 | 0 | 0 | 0 | 0 | 0 | 0 | 0 | 0 | -259139.105 | 0 | 0 | 0 | 0 | 0 | 0 | 0 | 0 | 0 | 0 | 0 | 0 | 0 | 0 | 0
2016-09-04 09:00 | 0 | 0 | 0 | 0 | 0 | 89203.895 | 0 | 348343 | 0 | 0 | 0 | 0 | 259139.105 | 14265.9815 | 0 | 0 | 0 | 0 | 0 | 0 | 0 | 0 | 0 | 0 | 0 | 0 | 0 | 0 | 0 | -259139.105 | 0 | 0 | 0 | 0 | 0 | 0 | 0 | 0 | 0 | 0 | 0 | 0 | 0 | 0 | 0
2016-09-04 10:00 | 0 | 0 | 0 | 0 | 0 | 88520.895 | 0 | 347660 | 0 | 0 | 0 | 0 | 0 | 14265.9815 | 0 | 0 | 0 | 0 | 0 | 0 | 0 | 0 | 0 | 0 | 0 | 0 | 0 | 0 | 0 | -259139.105 | 0 | 0 | 0 | 0 | 0 | 0 | 0 | 0 | 0 | 0 | 0 | 0 | 0 | 0 | 0
2016-09-04 11:00 | 0 | 0 | 0 | 0 | 0 | 350404 | 0 | 350404 | 0 | 0 | 0 | 0 | 0 | 14265.9815 | 0 | 0 | 0 | 0 | 0 | 0 | 0 | 0 | 0 | 0 | 0 | 0 | 0 | 0 | 0 | 0 | 0 | 0 | 0 | 0 | 0 | 0 | 0 | 0 | 0 | 0 | 0 | 0 | 0 | 0 | 0
2016-09-04 12:00 | 0 | 0 | 0 | 0 | 0 | 380917.5322 | 193.0626 | 362722 | 0 | 0 | 0 | 0 | 18388.5948 | 14265.9815 | 0 | 0 | 0 | 0 | 0 | 0 | 0 | 0 | 0 | 0 | 0 | 0 | 0 | 0 | 0 | 18388.5948 | 0 | 0 | 0 | 0 | 0 | 0 | 0 | 0 | 0 | 0 | 0 | 0 | 0 | 0 | 0
2016-09-04 13:00 | 0 | 0 | 0 | 0 | 0 | 203626.0107 | 163591.3944 | 385606 | 0 | 0 | 0 | 0 | 0 | 14265.9815 | 0 | 0 | 0 | 0 | 0 | 0 | 0 | 0 | 0 | 0 | 0 | 0 | 0 | 0 | 0 | -18388.5948 | 0 | 0 | 0 | 0 | 0 | 0 | 0 | 0 | 0 | 0 | 0 | 0 | 0 | 0 | 0
2016-09-04 14:00 | 0 | 0 | 0 | 0 | 0 | 0 | 546596.8706 | 411518 | 0 | 0 | 0 | 0 | 120812.8891 | 28531.9631 | 0 | 0 | 0 | 0 | 0 | 0 | 0 | 0 | 0 | 0 | 0 | 0 | 0 | 0 | 0 | 120812.8891 | 14265.9815 | 0 | 0 | 0 | 0 | 0 | 0 | 0 | 0 | 0 | 0 | 0 | 0 | 0 | 0
2016-09-04 15:00 | 0 | 0 | 0 | 0 | 0 | 0 | 710379.0865 | 436974 | 0 | 0 | 0 | 0 | 379951.994 | 42797.9446 | 0 | 0 | 0 | 0 | 0 | 0 | 0 | 0 | 0 | 0 | 0 | 0 | 0 | 0 | 0 | 259139.105 | 14265.9815 | 0 | 0 | 0 | 0 | 0 | 0 | 0 | 0 | 0 | 0 | 0 | 0 | 0 | 0
2016-09-04 16:00 | 0 | 0 | 0 | 0 | 0 | 0 | 735256.0865 | 461851 | 0 | 0 | 0 | 0 | 639091.099 | 57063.9261 | 0 | 0 | 0 | 0 | 0 | 0 | 0 | 0 | 0 | 0 | 0 | 0 | 0 | 0 | 0 | 259139.105 | 14265.9815 | 0 | 0 | 0 | 0 | 0 | 0 | 0 | 0 | 0 | 0 | 0 | 0 | 0 | 0
2016-09-04 17:00 | 0 | 0 | 0 | 0 | 0 | 0 | 756502.0865 | 483097 | 0 | 0 | 0 | 0 | 898230.2039 | 71329.9077 | 0 | 0 | 0 | 0 | 0 | 0 | 0 | 0 | 0 | 0 | 0 | 0 | 0 | 0 | 0 | 259139.105 | 14265.9815 | 0 | 0 | 0 | 0 | 0 | 0 | 0 | 0 | 0 | 0 | 0 | 0 | 0 | 0
2016-09-04 18:00 | 0 | 0 | 0 | 0 | 0 | 0 | 773049.0865 | 499644 | 0 | 0 | 0 | 0 | 1157369.3089 | 85595.8892 | 0 | 0 | 0 | 0 | 0 | 0 | 0 | 0 | 0 | 0 | 0 | 0 | 0 | 0 | 0 | 259139.105 | 14265.9815 | 0 | 0 | 0 | 0 | 0 | 0 | 0 | 0 | 0 | 0 | 0 | 0 | 0 | 0
2016-09-04 19:00 | 0 | 0 | 0 | 0 | 0 | 0 | 785968.0865 | 512563 | 0 | 0 | 0 | 0 | 1416508.4138 | 99861.8707 | 0 | 0 | 0 | 0 | 0 | 0 | 0 | 0 | 0 | 0 | 0 | 0 | 0 | 0 | 0 | 259139.105 | 14265.9815 | 0 | 0 | 0 | 0 | 0 | 0 | 0 | 0 | 0 | 0 | 0 | 0 | 0 | 0
2016-09-04 20:00 | 0 | 0 | 0 | 0 | 0 | 0 | 795108.9111 | 522026 | 0 | 0 | 0 | 0 | 1675325.3434 | 114127.8523 | 0 | 0 | 0 | 0 | 0 | 0 | 0 | 0 | 0 | 0 | 0 | 0 | 0 | 0 | 0 | 258816.9296 | 14265.9815 | 0 | 0 | 0 | 0 | 0 | 0 | 0 | 0 | 0 | 0 | 0 | 0 | 0 | 0
2016-09-04 21:00 | 0 | 0 | 0 | 0 | 0 | 0 | 795741.1221 | 526330 | 0 | 0 | 0 | 0 | 1930470.484 | 128393.8338 | 0 | 0 | 0 | 0 | 0 | 0 | 0 | 0 | 0 | 0 | 0 | 0 | 0 | 0 | 0 | 255145.1405 | 14265.9815 | 0 | 0 | 0 | 0 | 0 | 0 | 0 | 0 | 0 | 0 | 0 | 0 | 0 | 0
2016-09-04 22:00 | 0 | 0 | 0 | 0 | 0 | 0 | 765157.4256 | 521745 | 0 | 0 | 0 | 0 | 2159616.928 | 142659.8153 | 0 | 0 | 0 | 0 | 0 | 0 | 0 | 0 | 0 | 0 | 0 | 0 | 0 | 0 | 0 | 229146.4441 | 14265.9815 | 0 | 0 | 0 | 0 | 0 | 0 | 0 | 0 | 0 | 0 | 0 | 0 | 0 | 0
2016-09-04 23:00 | 0 | 0 | 0 | 0 | 0 | 0 | 659179.6204 | 509010 | 0 | 0 | 0 | 0 | 2295520.5669 | 156925.7969 | 0 | 0 | 0 | 0 | 0 | 0 | 0 | 0 | 0 | 0 | 0 | 0 | 0 | 0 | 0 | 135903.6389 | 14265.9815 | 0 | 0 | 0 | 0 | 0 | 0 | 0 | 0 | 0 | 0 | 0 | 0 | 0 | 0
2016-09-05 | 0 | 0 | 0 | 0 | 0 | 0 | 437944.0069 | 499706 | 0 | 0 | 0 | 0 | 2219492.5923 | 171191.7784 | 0 | 0 | 0 | 0 | 0 | 0 | 0 | 0 | 0 | 0 | 0 | 0 | 0 | 0 | 0 | -76027.9746 | 14265.9815 | 0 | 0 | 0 | 0 | 0 | 0 | 0 | 0 | 0 | 0 | 0 | 0 | 0 | 0
2016-09-05 01:00 | 0 | 0 | 0 | 0 | 0 | 680529.6838 | 78370.4027 | 485495 | 0 | 0 | 0 | 0 | 2478631.6972 | 185457.7599 | 0 | 0 | 0 | 0 | 0 | 0 | 0 | 0 | 0 | 0 | 0 | 0 | 0 | 0 | 0 | 259139.105 | 14265.9815 | 0 | 0 | 0 | 0 | 0 | 0 | 0 | 0 | 0 | 0 | 0 | 0 | 0 | 0
2016-09-05 02:00 | 0 | 0 | 0 | 0 | 0 | 217850.5467 | 13.3299 | 462737 | 0 | 0 | 0 | 0 | 2219492.5923 | 199723.7415 | 0 | 0 | 0 | 0 | 0 | 0 | 0 | 0 | 0 | 0 | 0 | 0 | 0 | 0 | 0 | -259139.105 | 14265.9815 | 0 | 0 | 0 | 0 | 0 | 0 | 0 | 0 | 0 | 0 | 0 | 0 | 0 | 0
2016-09-05 03:00 | 0 | 0 | 0 | 0 | 0 | 177949.895 | 0 | 437089 | 0 | 0 | 0 | 0 | 1960353.4873 | 199723.7415 | 0 | 0 | 0 | 0 | 0 | 0 | 0 | 0 | 0 | 0 | 0 | 0 | 0 | 0 | 0 | -259139.105 | 0 | 0 | 0 | 0 | 0 | 0 | 0 | 0 | 0 | 0 | 0 | 0 | 0 | 0 | 0
2016-09-05 04:00 | 0 | 0 | 0 | 0 | 0 | 153235.895 | 0 | 412375 | 0 | 0 | 0 | 0 | 1701214.3824 | 199723.7415 | 0 | 0 | 0 | 0 | 0 | 0 | 0 | 0 | 0 | 0 | 0 | 0 | 0 | 0 | 0 | -259139.105 | 0 | 0 | 0 | 0 | 0 | 0 | 0 | 0 | 0 | 0 | 0 | 0 | 0 | 0 | 0
2016-09-05 05:00 | 0 | 0 | 0 | 0 | 0 | 516935.3338 | 0 | 389910 | 0 | 0 | 0 | 0 | 1813973.7347 | 213989.723 | 0 | 0 | 0 | 0 | 0 | 0 | 0 | 0 | 0 | 0 | 0 | 0 | 0 | 0 | 0 | 112759.3523 | 14265.9815 | 0 | 0 | 0 | 0 | 0 | 0 | 0 | 0 | 0 | 0 | 0 | 0 | 0 | 0
2016-09-05 06:00 | 0 | 0 | 0 | 0 | 0 | 114233.895 | 0 | 373373 | 0 | 0 | 0 | 0 | 1554834.6297 | 213989.723 | 0 | 0 | 0 | 0 | 0 | 0 | 0 | 0 | 0 | 0 | 0 | 0 | 0 | 0 | 0 | -259139.105 | 0 | 0 | 0 | 0 | 0 | 0 | 0 | 0 | 0 | 0 | 0 | 0 | 0 | 0 | 0
2016-09-05 07:00 | 0 | 0 | 0 | 0 | 0 | 102489.895 | 0 | 361629 | 0 | 0 | 0 | 0 | 1295695.5248 | 213989.723 | 0 | 0 | 0 | 0 | 0 | 0 | 0 | 0 | 0 | 0 | 0 | 0 | 0 | 0 | 0 | -259139.105 | 0 | 0 | 0 | 0 | 0 | 0 | 0 | 0 | 0 | 0 | 0 | 0 | 0 | 0 | 0
2016-09-05 08:00 | 0 | 0 | 0 | 0 | 0 | 95761.895 | 0 | 354901 | 0 | 0 | 0 | 0 | 1036556.4198 | 213989.723 | 0 | 0 | 0 | 0 | 0 | 0 | 0 | 0 | 0 | 0 | 0 | 0 | 0 | 0 | 0 | -259139.105 | 0 | 0 | 0 | 0 | 0 | 0 | 0 | 0 | 0 | 0 | 0 | 0 | 0 | 0 | 0
2016-09-05 09:00 | 0 | 0 | 0 | 0 | 0 | 94057.895 | 0 | 353197 | 0 | 0 | 0 | 0 | 777417.3149 | 213989.723 | 0 | 0 | 0 | 0 | 0 | 0 | 0 | 0 | 0 | 0 | 0 | 0 | 0 | 0 | 0 | -259139.105 | 0 | 0 | 0 | 0 | 0 | 0 | 0 | 0 | 0 | 0 | 0 | 0 | 0 | 0 | 0
2016-09-05 10:00 | 0 | 0 | 0 | 0 | 0 | 97473.895 | 0 | 356613 | 0 | 0 | 0 | 0 | 518278.2099 | 213989.723 | 0 | 0 | 0 | 0 | 0 | 0 | 0 | 0 | 0 | 0 | 0 | 0 | 0 | 0 | 0 | -259139.105 | 0 | 0 | 0 | 0 | 0 | 0 | 0 | 0 | 0 | 0 | 0 | 0 | 0 | 0 | 0
2016-09-05 11:00 | 0 | 0 | 0 | 0 | 0 | 100365.895 | 0 | 359505 | 0 | 0 | 0 | 0 | 259139.105 | 213989.723 | 0 | 0 | 0 | 0 | 0 | 0 | 0 | 0 | 0 | 0 | 0 | 0 | 0 | 0 | 0 | -259139.105 | 0 | 0 | 0 | 0 | 0 | 0 | 0 | 0 | 0 | 0 | 0 | 0 | 0 | 0 | 0
2016-09-05 12:00 | 0 | 0 | 0 | 0 | 0 | 126633.1723 | 149.7042 | 371656 | 0 | 0 | 0 | 0 | 0 | 228255.7045 | 0 | 0 | 0 | 0 | 0 | 0 | 0 | 0 | 0 | 0 | 0 | 0 | 0 | 0 | 0 | -259139.105 | 14265.9815 | 0 | 0 | 0 | 0 | 0 | 0 | 0 | 0 | 0 | 0 | 0 | 0 | 0 | 0
2016-09-05 13:00 | 0 | 0 | 0 | 0 | 0 | 298724.8037 | 162908.135 | 397428 | 0 | 0 | 0 | 0 | 49938.9572 | 242521.686 | 0 | 0 | 0 | 0 | 0 | 0 | 0 | 0 | 0 | 0 | 0 | 0 | 0 | 0 | 0 | 49938.9572 | 14265.9815 | 0 | 0 | 0 | 0 | 0 | 0 | 0 | 0 | 0 | 0 | 0 | 0 | 0 | 0
2016-09-05 14:00 | 0 | 0 | 0 | 0 | 0 | 0 | 591854.1512 | 429589 | 0 | 0 | 0 | 0 | 197938.1269 | 256787.6676 | 0 | 0 | 0 | 0 | 0 | 0 | 0 | 0 | 0 | 0 | 0 | 0 | 0 | 0 | 0 | 147999.1696 | 14265.9815 | 0 | 0 | 0 | 0 | 0 | 0 | 0 | 0 | 0 | 0 | 0 | 0 | 0 | 0
2016-09-05 15:00 | 0 | 0 | 0 | 0 | 0 | 0 | 734995.0865 | 461590 | 0 | 0 | 0 | 0 | 457077.2318 | 271053.6491 | 0 | 0 | 0 | 0 | 0 | 0 | 0 | 0 | 0 | 0 | 0 | 0 | 0 | 0 | 0 | 259139.105 | 14265.9815 | 0 | 0 | 0 | 0 | 0 | 0 | 0 | 0 | 0 | 0 | 0 | 0 | 0 | 0
2016-09-05 16:00 | 0 | 0 | 0 | 0 | 0 | 0 | 763558.0865 | 490153 | 0 | 0 | 0 | 0 | 716216.3368 | 285319.6306 | 0 | 0 | 0 | 0 | 0 | 0 | 0 | 0 | 0 | 0 | 0 | 0 | 0 | 0 | 0 | 259139.105 | 14265.9815 | 0 | 0 | 0 | 0 | 0 | 0 | 0 | 0 | 0 | 0 | 0 | 0 | 0 | 0
2016-09-05 17:00 | 0 | 0 | 0 | 0 | 0 | 0 | 787234.0865 | 513829 | 0 | 0 | 0 | 0 | 975355.4417 | 299585.6122 | 0 | 0 | 0 | 0 | 0 | 0 | 0 | 0 | 0 | 0 | 0 | 0 | 0 | 0 | 0 | 259139.105 | 14265.9815 | 0 | 0 | 0 | 0 | 0 | 0 | 0 | 0 | 0 | 0 | 0 | 0 | 0 | 0
2016-09-05 18:00 | 0 | 0 | 0 | 0 | 0 | 0 | 806208.0865 | 532803 | 0 | 0 | 0 | 0 | 1234494.5467 | 313851.5937 | 0 | 0 | 0 | 0 | 0 | 0 | 0 | 0 | 0 | 0 | 0 | 0 | 0 | 0 | 0 | 259139.105 | 14265.9815 | 0 | 0 | 0 | 0 | 0 | 0 | 0 | 0 | 0 | 0 | 0 | 0 | 0 | 0
2016-09-05 19:00 | 0 | 0 | 0 | 0 | 0 | 0 | 803869.7172 | 547506 | 0 | 0 | 0 | 0 | 1490858.2639 | 313851.5937 | 0 | 0 | 0 | 0 | 0 | 0 | 0 | 0 | 0 | 0 | 0 | 0 | 0 | 0 | 0 | 256363.7172 | 0 | 0 | 0 | 0 | 0 | 0 | 0 | 0 | 0 | 0 | 0 | 0 | 0 | 0 | 0
2016-09-05 20:00 | 0 | 0 | 0 | 0 | 0 | 0 | 803676.3219 | 559333 | 0 | 0 | 0 | 0 | 1735201.5858 | 313851.5937 | 0 | 0 | 0 | 0 | 0 | 0 | 0 | 0 | 0 | 0 | 0 | 0 | 0 | 0 | 0 | 244343.3219 | 0 | 0 | 0 | 0 | 0 | 0 | 0 | 0 | 0 | 0 | 0 | 0 | 0 | 0 | 0
2016-09-05 21:00 | 0 | 0 | 0 | 0 | 0 | 0 | 799742.0121 | 567243 | 0 | 0 | 0 | 0 | 1967700.5979 | 313851.5937 | 0 | 0 | 0 | 0 | 0 | 0 | 0 | 0 | 0 | 0 | 0 | 0 | 0 | 0 | 0 | 232499.0121 | 0 | 0 | 0 | 0 | 0 | 0 | 0 | 0 | 0 | 0 | 0 | 0 | 0 | 0 | 0
2016-09-05 22:00 | 0 | 0 | 0 | 0 | 0 | 0 | 769717.0953 | 566801 | 0 | 0 | 0 | 0 | 2156350.7117 | 328117.5752 | 0 | 0 | 0 | 0 | 0 | 0 | 0 | 0 | 0 | 0 | 0 | 0 | 0 | 0 | 0 | 188650.1138 | 14265.9815 | 0 | 0 | 0 | 0 | 0 | 0 | 0 | 0 | 0 | 0 | 0 | 0 | 0 | 0
2016-09-05 23:00 | 0 | 0 | 0 | 0 | 0 | 0 | 662319.2678 | 558791 | 0 | 0 | 0 | 0 | 2259878.9795 | 328117.5752 | 0 | 0 | 0 | 0 | 0 | 0 | 0 | 0 | 0 | 0 | 0 | 0 | 0 | 0 | 0 | 103528.2678 | 0 | 0 | 0 | 0 | 0 | 0 | 0 | 0 | 0 | 0 | 0 | 0 | 0 | 0 | 0
2016-09-06 | 0 | 0 | 0 | 0 | 0 | 0 | 429861.0269 | 553560 | 0 | 0 | 0 | 0 | 2136180.0064 | 328117.5752 | 0 | 0 | 0 | 0 | 0 | 0 | 0 | 0 | 0 | 0 | 0 | 0 | 0 | 0 | 0 | -123698.9731 | 0 | 0 | 0 | 0 | 0 | 0 | 0 | 0 | 0 | 0 | 0 | 0 | 0 | 0 | 0
2016-09-06 01:00 | 0 | 0 | 0 | 0 | 0 | 621755.5709 | 73360.1405 | 536653 | 0 | 0 | 0 | 0 | 2280376.7363 | 342383.5568 | 0 | 0 | 0 | 0 | 0 | 0 | 0 | 0 | 0 | 0 | 0 | 0 | 0 | 0 | 0 | 144196.7298 | 14265.9815 | 0 | 0 | 0 | 0 | 0 | 0 | 0 | 0 | 0 | 0 | 0 | 0 | 0 | 0
2016-09-06 02:00 | 0 | 0 | 0 | 0 | 0 | 246270.9408 | 6.9543 | 505417 | 0 | 0 | 0 | 0 | 2021237.6313 | 342383.5568 | 0 | 0 | 0 | 0 | 0 | 0 | 0 | 0 | 0 | 0 | 0 | 0 | 0 | 0 | 0 | -259139.105 | 0 | 0 | 0 | 0 | 0 | 0 | 0 | 0 | 0 | 0 | 0 | 0 | 0 | 0 | 0
2016-09-06 03:00 | 0 | 0 | 0 | 0 | 0 | 592527.7832 | 0 | 471840 | 0 | 0 | 0 | 0 | 2141925.4145 | 342383.5568 | 0 | 0 | 0 | 0 | 0 | 0 | 0 | 0 | 0 | 0 | 0 | 0 | 0 | 0 | 0 | 120687.7832 | 0 | 0 | 0 | 0 | 0 | 0 | 0 | 0 | 0 | 0 | 0 | 0 | 0 | 0 | 0
2016-09-06 04:00 | 0 | 0 | 0 | 0 | 0 | 182760.895 | 0 | 441900 | 0 | 0 | 0 | 0 | 1882786.3095 | 342383.5568 | 0 | 0 | 0 | 0 | 0 | 0 | 0 | 0 | 0 | 0 | 0 | 0 | 0 | 0 | 0 | -259139.105 | 0 | 0 | 0 | 0 | 0 | 0 | 0 | 0 | 0 | 0 | 0 | 0 | 0 | 0 | 0
2016-09-06 05:00 | 0 | 0 | 0 | 0 | 0 | 157327.895 | 0 | 416467 | 0 | 0 | 0 | 0 | 1623647.2046 | 342383.5568 | 0 | 0 | 0 | 0 | 0 | 0 | 0 | 0 | 0 | 0 | 0 | 0 | 0 | 0 | 0 | -259139.105 | 0 | 0 | 0 | 0 | 0 | 0 | 0 | 0 | 0 | 0 | 0 | 0 | 0 | 0 | 0
2016-09-06 06:00 | 0 | 0 | 0 | 0 | 0 | 138591.895 | 0 | 397731 | 0 | 0 | 0 | 0 | 1364508.0996 | 342383.5568 | 0 | 0 | 0 | 0 | 0 | 0 | 0 | 0 | 0 | 0 | 0 | 0 | 0 | 0 | 0 | -259139.105 | 0 | 0 | 0 | 0 | 0 | 0 | 0 | 0 | 0 | 0 | 0 | 0 | 0 | 0 | 0
2016-09-06 07:00 | 0 | 0 | 0 | 0 | 0 | 126423.895 | 0 | 385563 | 0 | 0 | 0 | 0 | 1105368.9947 | 342383.5568 | 0 | 0 | 0 | 0 | 0 | 0 | 0 | 0 | 0 | 0 | 0 | 0 | 0 | 0 | 0 | -259139.105 | 0 | 0 | 0 | 0 | 0 | 0 | 0 | 0 | 0 | 0 | 0 | 0 | 0 | 0 | 0
2016-09-06 08:00 | 0 | 0 | 0 | 0 | 0 | 122641.895 | 0 | 381781 | 0 | 0 | 0 | 0 | 846229.8897 | 342383.5568 | 0 | 0 | 0 | 0 | 0 | 0 | 0 | 0 | 0 | 0 | 0 | 0 | 0 | 0 | 0 | -259139.105 | 0 | 0 | 0 | 0 | 0 | 0 | 0 | 0 | 0 | 0 | 0 | 0 | 0 | 0 | 0
2016-09-06 09:00 | 0 | 0 | 0 | 0 | 0 | 131274.895 | 0 | 390414 | 0 | 0 | 0 | 0 | 587090.7848 | 342383.5568 | 0 | 0 | 0 | 0 | 0 | 0 | 0 | 0 | 0 | 0 | 0 | 0 | 0 | 0 | 0 | -259139.105 | 0 | 0 | 0 | 0 | 0 | 0 | 0 | 0 | 0 | 0 | 0 | 0 | 0 | 0 | 0
2016-09-06 10:00 | 0 | 0 | 0 | 0 | 0 | 472311.3047 | 0 | 414539 | 0 | 0 | 0 | 0 | 644863.0895 | 342383.5568 | 0 | 0 | 0 | 0 | 0 | 0 | 0 | 0 | 0 | 0 | 0 | 0 | 0 | 0 | 0 | 57772.3047 | 0 | 0 | 0 | 0 | 0 | 0 | 0 | 0 | 0 | 0 | 0 | 0 | 0 | 0 | 0
2016-09-06 11:00 | 0 | 0 | 0 | 0 | 0 | 177993.895 | 0 | 437133 | 0 | 0 | 0 | 0 | 385723.9846 | 342383.5568 | 0 | 0 | 0 | 0 | 0 | 0 | 0 | 0 | 0 | 0 | 0 | 0 | 0 | 0 | 0 | -259139.105 | 0 | 0 | 0 | 0 | 0 | 0 | 0 | 0 | 0 | 0 | 0 | 0 | 0 | 0 | 0
2016-09-06 12:00 | 0 | 0 | 0 | 0 | 0 | 411912.62 | 106.6693 | 457047 | 0 | 0 | 0 | 0 | 326430.2923 | 356649.5383 | 0 | 0 | 0 | 0 | 0 | 0 | 0 | 0 | 0 | 0 | 0 | 0 | 0 | 0 | 0 | -59293.6922 | 14265.9815 | 0 | 0 | 0 | 0 | 0 | 0 | 0 | 0 | 0 | 0 | 0 | 0 | 0 | 0
2016-09-06 13:00 | 0 | 0 | 0 | 0 | 0 | 383722.854 | 144978.0353 | 482950 | 0 | 0 | 0 | 0 | 357915.2002 | 370915.5198 | 0 | 0 | 0 | 0 | 0 | 0 | 0 | 0 | 0 | 0 | 0 | 0 | 0 | 0 | 0 | 31484.9078 | 14265.9815 | 0 | 0 | 0 | 0 | 0 | 0 | 0 | 0 | 0 | 0 | 0 | 0 | 0 | 0
2016-09-06 14:00 | 0 | 0 | 0 | 0 | 0 | 0 | 549036.0372 | 513254 | 0 | 0 | 0 | 0 | 379431.2559 | 385181.5014 | 0 | 0 | 0 | 0 | 0 | 0 | 0 | 0 | 0 | 0 | 0 | 0 | 0 | 0 | 0 | 21516.0557 | 14265.9815 | 0 | 0 | 0 | 0 | 0 | 0 | 0 | 0 | 0 | 0 | 0 | 0 | 0 | 0
2016-09-06 15:00 | 0 | 0 | 0 | 0 | 0 | 0 | 739290.6505 | 543266 | 0 | 0 | 0 | 0 | 561189.9248 | 399447.4829 | 0 | 0 | 0 | 0 | 0 | 0 | 0 | 0 | 0 | 0 | 0 | 0 | 0 | 0 | 0 | 181758.669 | 14265.9815 | 0 | 0 | 0 | 0 | 0 | 0 | 0 | 0 | 0 | 0 | 0 | 0 | 0 | 0
2016-09-06 16:00 | 0 | 0 | 0 | 0 | 0 | 0 | 755959.2733 | 570498 | 0 | 0 | 0 | 0 | 739797.5011 | 406301.1799 | 0 | 0 | 0 | 0 | 0 | 0 | 0 | 0 | 0 | 0 | 0 | 0 | 0 | 0 | 0 | 178607.5763 | 6853.697 | 0 | 0 | 0 | 0 | 0 | 0 | 0 | 0 | 0 | 0 | 0 | 0 | 0 | 0
2016-09-06 17:00 | 0 | 0 | 0 | 0 | 0 | 0 | 750018.9478 | 596132 | 0 | 0 | 0 | 0 | 893684.449 | 406301.1799 | 0 | 0 | 0 | 0 | 0 | 0 | 0 | 0 | 0 | 0 | 0 | 0 | 0 | 0 | 0 | 153886.9478 | 0 | 0 | 0 | 0 | 0 | 0 | 0 | 0 | 0 | 0 | 0 | 0 | 0 | 0 | 0
2016-09-06 18:00 | 0 | 0 | 0 | 0 | 0 | 0 | 727536.8519 | 616338 | 0 | 0 | 0 | 0 | 1004883.3008 | 406301.1799 | 0 | 0 | 0 | 0 | 0 | 0 | 0 | 0 | 0 | 0 | 0 | 0 | 0 | 0 | 0 | 111198.8519 | 0 | 0 | 0 | 0 | 0 | 0 | 0 | 0 | 0 | 0 | 0 | 0 | 0 | 0 | 0
2016-09-06 19:00 | 0 | 0 | 0 | 0 | 0 | 0 | 700293.6247 | 630808 | 0 | 0 | 0 | 0 | 1060102.944 | 420567.1614 | 0 | 0 | 0 | 0 | 0 | 0 | 0 | 0 | 0 | 0 | 0 | 0 | 0 | 0 | 0 | 55219.6432 | 14265.9815 | 0 | 0 | 0 | 0 | 0 | 0 | 0 | 0 | 0 | 0 | 0 | 0 | 0 | 0
2016-09-06 20:00 | 0 | 0 | 0 | 0 | 0 | 0 | 674359.4385 | 640366 | 0 | 0 | 0 | 0 | 1079830.4009 | 434833.143 | 0 | 0 | 0 | 0 | 0 | 0 | 0 | 0 | 0 | 0 | 0 | 0 | 0 | 0 | 0 | 19727.4569 | 14265.9815 | 0 | 0 | 0 | 0 | 0 | 0 | 0 | 0 | 0 | 0 | 0 | 0 | 0 | 0
2016-09-06 21:00 | 0 | 0 | 0 | 0 | 0 | 0 | 638659.8087 | 643927 | 0 | 0 | 0 | 0 | 1074563.2097 | 434833.143 | 0 | 0 | 0 | 0 | 0 | 0 | 0 | 0 | 0 | 0 | 0 | 0 | 0 | 0 | 0 | -5267.1913 | 0 | 0 | 0 | 0 | 0 | 0 | 0 | 0 | 0 | 0 | 0 | 0 | 0 | 0 | 0
2016-09-06 22:00 | 0 | 0 | 0 | 0 | 0 | 0 | 584236.7345 | 637359 | 0 | 0 | 0 | 0 | 1021440.9442 | 434833.143 | 0 | 0 | 0 | 0 | 0 | 0 | 0 | 0 | 0 | 0 | 0 | 0 | 0 | 0 | 0 | -53122.2655 | 0 | 0 | 0 | 0 | 0 | 0 | 0 | 0 | 0 | 0 | 0 | 0 | 0 | 0 | 0
2016-09-06 23:00 | 0 | 0 | 0 | 0 | 0 | 0 | 483871.3037 | 624075 | 0 | 0 | 0 | 0 | 881237.2479 | 434833.143 | 0 | 0 | 0 | 0 | 0 | 0 | 0 | 0 | 0 | 0 | 0 | 0 | 0 | 0 | 0 | -140203.6963 | 0 | 0 | 0 | 0 | 0 | 0 | 0 | 0 | 0 | 0 | 0 | 0 | 0 | 0 | 0
2016-09-07 | 0 | 0 | 0 | 0 | 0 | 419686.3278 | 326162.8396 | 613268 | 0 | 0 | 0 | 0 | 1013818.4153 | 434833.143 | 0 | 0 | 0 | 0 | 0 | 0 | 0 | 0 | 0 | 0 | 0 | 0 | 0 | 0 | 0 | 132581.1674 | 0 | 0 | 0 | 0 | 0 | 0 | 0 | 0 | 0 | 0 | 0 | 0 | 0 | 0 | 0
2016-09-07 01:00 | 0 | 0 | 0 | 0 | 0 | 475861.2994 | 67866.6007 | 590777 | 0 | 0 | 0 | 0 | 966769.3154 | 434833.143 | 0 | 0 | 0 | 0 | 0 | 0 | 0 | 0 | 0 | 0 | 0 | 0 | 0 | 0 | 0 | -47049.0999 | 0 | 0 | 0 | 0 | 0 | 0 | 0 | 0 | 0 | 0 | 0 | 0 | 0 | 0 | 0
2016-09-07 02:00 | 0 | 0 | 0 | 0 | 0 | 296188.3978 | 5.4973 | 555333 | 0 | 0 | 0 | 0 | 707630.2105 | 434833.143 | 0 | 0 | 0 | 0 | 0 | 0 | 0 | 0 | 0 | 0 | 0 | 0 | 0 | 0 | 0 | -259139.105 | 0 | 0 | 0 | 0 | 0 | 0 | 0 | 0 | 0 | 0 | 0 | 0 | 0 | 0 | 0
2016-09-07 03:00 | 0 | 0 | 0 | 0 | 0 | 500524.7825 | 0 | 518248 | 0 | 0 | 0 | 0 | 689906.993 | 434833.143 | 0 | 0 | 0 | 0 | 0 | 0 | 0 | 0 | 0 | 0 | 0 | 0 | 0 | 0 | 0 | -17723.2175 | 0 | 0 | 0 | 0 | 0 | 0 | 0 | 0 | 0 | 0 | 0 | 0 | 0 | 0 | 0
2016-09-07 04:00 | 0 | 0 | 0 | 0 | 0 | 224003.895 | 0 | 483143 | 0 | 0 | 0 | 0 | 430767.888 | 434833.143 | 0 | 0 | 0 | 0 | 0 | 0 | 0 | 0 | 0 | 0 | 0 | 0 | 0 | 0 | 0 | -259139.105 | 0 | 0 | 0 | 0 | 0 | 0 | 0 | 0 | 0 | 0 | 0 | 0 | 0 | 0 | 0
2016-09-07 05:00 | 0 | 0 | 0 | 0 | 0 | 194457.895 | 0 | 453597 | 0 | 0 | 0 | 0 | 171628.7831 | 434833.143 | 0 | 0 | 0 | 0 | 0 | 0 | 0 | 0 | 0 | 0 | 0 | 0 | 0 | 0 | 0 | -259139.105 | 0 | 0 | 0 | 0 | 0 | 0 | 0 | 0 | 0 | 0 | 0 | 0 | 0 | 0 | 0
2016-09-07 06:00 | 0 | 0 | 0 | 0 | 0 | 474875.1405 | 0 | 430734 | 0 | 0 | 0 | 0 | 215769.9236 | 434833.143 | 0 | 0 | 0 | 0 | 0 | 0 | 0 | 0 | 0 | 0 | 0 | 0 | 0 | 0 | 0 | 44141.1405 | 0 | 0 | 0 | 0 | 0 | 0 | 0 | 0 | 0 | 0 | 0 | 0 | 0 | 0 | 0
2016-09-07 07:00 | 0 | 0 | 0 | 0 | 0 | 458605.1814 | 0 | 415236 | 0 | 0 | 0 | 0 | 259139.105 | 434833.143 | 0 | 0 | 0 | 0 | 0 | 0 | 0 | 0 | 0 | 0 | 0 | 0 | 0 | 0 | 0 | 43369.1814 | 0 | 0 | 0 | 0 | 0 | 0 | 0 | 0 | 0 | 0 | 0 | 0 | 0 | 0 | 0
2016-09-07 08:00 | 0 | 0 | 0 | 0 | 0 | 149863.895 | 0 | 409003 | 0 | 0 | 0 | 0 | 0 | 434833.143 | 0 | 0 | 0 | 0 | 0 | 0 | 0 | 0 | 0 | 0 | 0 | 0 | 0 | 0 | 0 | -259139.105 | 0 | 0 | 0 | 0 | 0 | 0 | 0 | 0 | 0 | 0 | 0 | 0 | 0 | 0 | 0
2016-09-07 09:00 | 0 | 0 | 0 | 0 | 0 | 426870.6042 | 0 | 416585 | 0 | 0 | 0 | 0 | 119228.4133 | 325890.3338 | 0 | 0 | 0 | 0 | 0 | 0 | 0 | 0 | 0 | 0 | 0 | 0 | 0 | 0 | 0 | 119228.4133 | 0 | 108942.8092 | 0 | 0 | 0 | 0 | 0 | 0 | 0 | 0 | 0 | 0 | 0 | 0 | 0
2016-09-07 10:00 | 0 | 0 | 0 | 0 | 0 | 422953.4186 | 0 | 440038 | 0 | 0 | 0 | 0 | 141912.8797 | 286121.2861 | 0 | 0 | 0 | 0 | 0 | 0 | 0 | 0 | 0 | 0 | 0 | 0 | 0 | 0 | 0 | 22684.4664 | 0 | 39769.0477 | 0 | 0 | 0 | 0 | 0 | 0 | 0 | 0 | 0 | 0 | 0 | 0 | 0
2016-09-07 11:00 | 0 | 0 | 0 | 0 | 0 | 411411.0667 | 0 | 460425 | 0 | 0 | 0 | 0 | 92898.9464 | 286121.2861 | 0 | 0 | 0 | 0 | 0 | 0 | 0 | 0 | 0 | 0 | 0 | 0 | 0 | 0 | 0 | -49013.9333 | 0 | 0 | 0 | 0 | 0 | 0 | 0 | 0 | 0 | 0 | 0 | 0 | 0 | 0 | 0
2016-09-07 12:00 | 0 | 0 | 0 | 0 | 0 | 379795.5925 | 31.4131 | 478984 | 0 | 0 | 0 | 0 | 102684.7612 | 177178.4769 | 0 | 0 | 0 | 0 | 0 | 0 | 0 | 0 | 0 | 0 | 0 | 0 | 0 | 0 | 0 | 9785.8148 | 0 | 108942.8092 | 0 | 0 | 0 | 0 | 0 | 0 | 0 | 0 | 0 | 0 | 0 | 0 | 0
2016-09-07 13:00 | 0 | 0 | 0 | 0 | 0 | 320185.2181 | 79781.0207 | 502651 | 0 | 0 | 0 | 0 | 0 | 177178.4769 | 0 | 0 | 0 | 0 | 0 | 0 | 0 | 0 | 0 | 0 | 0 | 0 | 0 | 0 | 0 | -102684.7612 | 0 | 0 | 0 | 0 | 0 | 0 | 0 | 0 | 0 | 0 | 0 | 0 | 0 | 0 | 0
2016-09-07 14:00 | 0 | 0 | 0 | 0 | 0 | 405373.7611 | 394311.9157 | 531556 | 0 | 0 | 0 | 0 | 259139.105 | 186169.0488 | 0 | 0 | 0 | 0 | 0 | 0 | 0 | 0 | 0 | 0 | 0 | 0 | 0 | 0 | 0 | 259139.105 | 8990.5718 | 0 | 0 | 0 | 0 | 0 | 0 | 0 | 0 | 0 | 0 | 0 | 0 | 0 | 0
2016-09-07 15:00 | 0 | 0 | 0 | 0 | 0 | 0 | 588998.1251 | 561068 | 0 | 0 | 0 | 0 | 287069.23 | 186169.0488 | 0 | 0 | 0 | 0 | 0 | 0 | 0 | 0 | 0 | 0 | 0 | 0 | 0 | 0 | 0 | 27930.1251 | 0 | 0 | 0 | 0 | 0 | 0 | 0 | 0 | 0 | 0 | 0 | 0 | 0 | 0 | 0
2016-09-07 16:00 | 0 | 0 | 0 | 0 | 0 | 0 | 634716.8769 | 589066 | 0 | 0 | 0 | 0 | 332720.107 | 186169.0488 | 0 | 0 | 0 | 0 | 0 | 0 | 0 | 0 | 0 | 0 | 0 | 0 | 0 | 0 | 0 | 45650.8769 | 0 | 0 | 0 | 0 | 0 | 0 | 0 | 0 | 0 | 0 | 0 | 0 | 0 | 0 | 0
2016-09-07 17:00 | 0 | 0 | 0 | 0 | 0 | 220370.2325 | 651642.8724 | 612874 | 0 | 0 | 0 | 0 | 591859.2119 | 186169.0488 | 0 | 0 | 0 | 0 | 0 | 0 | 0 | 0 | 0 | 0 | 0 | 0 | 0 | 0 | 0 | 259139.105 | 0 | 0 | 0 | 0 | 0 | 0 | 0 | 0 | 0 | 0 | 0 | 0 | 0 | 0 | 0
2016-09-07 18:00 | 0 | 0 | 0 | 0 | 0 | 0 | 653608.577 | 631647 | 0 | 0 | 0 | 0 | 613820.7889 | 186169.0488 | 0 | 0 | 0 | 0 | 0 | 0 | 0 | 0 | 0 | 0 | 0 | 0 | 0 | 0 | 0 | 21961.577 | 0 | 0 | 0 | 0 | 0 | 0 | 0 | 0 | 0 | 0 | 0 | 0 | 0 | 0 | 0
2016-09-07 19:00 | 0 | 0 | 0 | 0 | 0 | 258908.8137 | 645160.2913 | 644930 | 0 | 0 | 0 | 0 | 872959.8939 | 186169.0488 | 0 | 0 | 0 | 0 | 0 | 0 | 0 | 0 | 0 | 0 | 0 | 0 | 0 | 0 | 0 | 259139.105 | 0 | 0 | 0 | 0 | 0 | 0 | 0 | 0 | 0 | 0 | 0 | 0 | 0 | 0 | 0
2016-09-07 20:00 | 0 | 0 | 0 | 0 | 0 | 291110.2468 | 635649.8397 | 653355 | 0 | 0 | 0 | 0 | 1132098.9988 | 200435.0303 | 0 | 0 | 0 | 0 | 0 | 0 | 0 | 0 | 0 | 0 | 0 | 0 | 0 | 0 | 0 | 259139.105 | 14265.9815 | 0 | 0 | 0 | 0 | 0 | 0 | 0 | 0 | 0 | 0 | 0 | 0 | 0 | 0
2016-09-07 21:00 | 0 | 0 | 0 | 0 | 0 | 0 | 613186.82 | 656020 | 0 | 0 | 0 | 0 | 1089265.8188 | 200435.0303 | 0 | 0 | 0 | 0 | 0 | 0 | 0 | 0 | 0 | 0 | 0 | 0 | 0 | 0 | 0 | -42833.18 | 0 | 0 | 0 | 0 | 0 | 0 | 0 | 0 | 0 | 0 | 0 | 0 | 0 | 0 | 0
2016-09-07 22:00 | 0 | 0 | 0 | 0 | 0 | 0 | 573239.0499 | 648378 | 0 | 0 | 0 | 0 | 1014126.8688 | 200435.0303 | 0 | 0 | 0 | 0 | 0 | 0 | 0 | 0 | 0 | 0 | 0 | 0 | 0 | 0 | 0 | -75138.9501 | 0 | 0 | 0 | 0 | 0 | 0 | 0 | 0 | 0 | 0 | 0 | 0 | 0 | 0 | 0
2016-09-07 23:00 | 0 | 0 | 0 | 0 | 0 | 0 | 483072.9689 | 635022 | 0 | 0 | 0 | 0 | 862177.8377 | 200435.0303 | 0 | 0 | 0 | 0 | 0 | 0 | 0 | 0 | 0 | 0 | 0 | 0 | 0 | 0 | 0 | -151949.0311 | 0 | 0 | 0 | 0 | 0 | 0 | 0 | 0 | 0 | 0 | 0 | 0 | 0 | 0 | 0
2016-09-08 | 0 | 0 | 0 | 0 | 0 | 538466.6808 | 323864.441 | 623500 | 0 | 0 | 0 | 0 | 1101008.9595 | 200435.0303 | 0 | 0 | 0 | 0 | 0 | 0 | 0 | 0 | 0 | 0 | 0 | 0 | 0 | 0 | 0 | 238831.1218 | 0 | 0 | 0 | 0 | 0 | 0 | 0 | 0 | 0 | 0 | 0 | 0 | 0 | 0 | 0
2016-09-08 01:00 | 0 | 0 | 0 | 0 | 0 | 625207.9186 | 55901.4207 | 600621 | 0 | 0 | 0 | 0 | 1181497.2988 | 200435.0303 | 0 | 0 | 0 | 0 | 0 | 0 | 0 | 0 | 0 | 0 | 0 | 0 | 0 | 0 | 0 | 80488.3392 | 0 | 0 | 0 | 0 | 0 | 0 | 0 | 0 | 0 | 0 | 0 | 0 | 0 | 0 | 0
2016-09-08 02:00 | 0 | 0 | 0 | 0 | 0 | 616685.5978 | 2.4077 | 564849 | 0 | 0 | 0 | 0 | 1233336.3042 | 200435.0303 | 0 | 0 | 0 | 0 | 0 | 0 | 0 | 0 | 0 | 0 | 0 | 0 | 0 | 0 | 0 | 51839.0055 | 0 | 0 | 0 | 0 | 0 | 0 | 0 | 0 | 0 | 0 | 0 | 0 | 0 | 0 | 0
2016-09-08 03:00 | 0 | 0 | 0 | 0 | 0 | 266467.895 | 0 | 525607 | 0 | 0 | 0 | 0 | 974197.1993 | 200435.0303 | 0 | 0 | 0 | 0 | 0 | 0 | 0 | 0 | 0 | 0 | 0 | 0 | 0 | 0 | 0 | -259139.105 | 0 | 0 | 0 | 0 | 0 | 0 | 0 | 0 | 0 | 0 | 0 | 0 | 0 | 0 | 0
2016-09-08 04:00 | 0 | 0 | 0 | 0 | 0 | 570127.898 | 0 | 490421 | 0 | 0 | 0 | 0 | 1053904.0973 | 200435.0303 | 0 | 0 | 0 | 0 | 0 | 0 | 0 | 0 | 0 | 0 | 0 | 0 | 0 | 0 | 0 | 79706.898 | 0 | 0 | 0 | 0 | 0 | 0 | 0 | 0 | 0 | 0 | 0 | 0 | 0 | 0 | 0
2016-09-08 05:00 | 0 | 0 | 0 | 0 | 0 | 202024.895 | 0 | 461164 | 0 | 0 | 0 | 0 | 794764.9923 | 200435.0303 | 0 | 0 | 0 | 0 | 0 | 0 | 0 | 0 | 0 | 0 | 0 | 0 | 0 | 0 | 0 | -259139.105 | 0 | 0 | 0 | 0 | 0 | 0 | 0 | 0 | 0 | 0 | 0 | 0 | 0 | 0 | 0
2016-09-08 06:00 | 0 | 0 | 0 | 0 | 0 | 519737.9379 | 0 | 438309 | 0 | 0 | 0 | 0 | 876193.9302 | 200435.0303 | 0 | 0 | 0 | 0 | 0 | 0 | 0 | 0 | 0 | 0 | 0 | 0 | 0 | 0 | 0 | 81428.9379 | 0 | 0 | 0 | 0 | 0 | 0 | 0 | 0 | 0 | 0 | 0 | 0 | 0 | 0 | 0
2016-09-08 07:00 | 0 | 0 | 0 | 0 | 0 | 163883.895 | 0 | 423023 | 0 | 0 | 0 | 0 | 617054.8253 | 200435.0303 | 0 | 0 | 0 | 0 | 0 | 0 | 0 | 0 | 0 | 0 | 0 | 0 | 0 | 0 | 0 | -259139.105 | 0 | 0 | 0 | 0 | 0 | 0 | 0 | 0 | 0 | 0 | 0 | 0 | 0 | 0 | 0
2016-09-08 08:00 | 0 | 0 | 0 | 0 | 0 | 470265.0529 | 0 | 416468 | 0 | 0 | 0 | 0 | 670851.8782 | 200435.0303 | 0 | 0 | 0 | 0 | 0 | 0 | 0 | 0 | 0 | 0 | 0 | 0 | 0 | 0 | 0 | 53797.0529 | 0 | 0 | 0 | 0 | 0 | 0 | 0 | 0 | 0 | 0 | 0 | 0 | 0 | 0 | 0
2016-09-08 09:00 | 0 | 0 | 0 | 0 | 0 | 165021.895 | 0 | 424161 | 0 | 0 | 0 | 0 | 411712.7732 | 200435.0303 | 0 | 0 | 0 | 0 | 0 | 0 | 0 | 0 | 0 | 0 | 0 | 0 | 0 | 0 | 0 | -259139.105 | 0 | 0 | 0 | 0 | 0 | 0 | 0 | 0 | 0 | 0 | 0 | 0 | 0 | 0 | 0
2016-09-08 10:00 | 0 | 0 | 0 | 0 | 0 | 419163.9655 | 0 | 448419 | 0 | 0 | 0 | 0 | 368191.7572 | 214701.0118 | 0 | 0 | 0 | 0 | 0 | 0 | 0 | 0 | 0 | 0 | 0 | 0 | 0 | 0 | 0 | -43521.016 | 14265.9815 | 0 | 0 | 0 | 0 | 0 | 0 | 0 | 0 | 0 | 0 | 0 | 0 | 0 | 0
2016-09-08 11:00 | 0 | 0 | 0 | 0 | 0 | 413446.7265 | 0 | 469557 | 0 | 0 | 0 | 0 | 312081.4837 | 214701.0118 | 0 | 0 | 0 | 0 | 0 | 0 | 0 | 0 | 0 | 0 | 0 | 0 | 0 | 0 | 0 | -56110.2735 | 0 | 0 | 0 | 0 | 0 | 0 | 0 | 0 | 0 | 0 | 0 | 0 | 0 | 0 | 0
2016-09-08 12:00 | 0 | 0 | 0 | 0 | 0 | 377893.5909 | 50.943 | 484677 | 0 | 0 | 0 | 0 | 205349.0176 | 214701.0118 | 0 | 0 | 0 | 0 | 0 | 0 | 0 | 0 | 0 | 0 | 0 | 0 | 0 | 0 | 0 | -106732.4661 | 0 | 0 | 0 | 0 | 0 | 0 | 0 | 0 | 0 | 0 | 0 | 0 | 0 | 0 | 0
2016-09-08 13:00 | 0 | 0 | 0 | 0 | 0 | 249487.7349 | 124687.7338 | 506377 | 0 | 0 | 0 | 0 | 73147.4863 | 214701.0118 | 0 | 0 | 0 | 0 | 0 | 0 | 0 | 0 | 0 | 0 | 0 | 0 | 0 | 0 | 0 | -132201.5313 | 0 | 0 | 0 | 0 | 0 | 0 | 0 | 0 | 0 | 0 | 0 | 0 | 0 | 0 | 0
2016-09-08 14:00 | 0 | 0 | 0 | 0 | 0 | 660.4562 | 545785.2028 | 535641 | 0 | 0 | 0 | 0 | 83952.1453 | 214701.0118 | 0 | 0 | 0 | 0 | 0 | 0 | 0 | 0 | 0 | 0 | 0 | 0 | 0 | 0 | 0 | 10804.659 | 0 | 0 | 0 | 0 | 0 | 0 | 0 | 0 | 0 | 0 | 0 | 0 | 0 | 0 | 0
2016-09-08 15:00 | 0 | 0 | 0 | 0 | 0 | 0 | 761692.3495 | 564311 | 0 | 0 | 0 | 0 | 281333.4948 | 214701.0118 | 0 | 0 | 0 | 0 | 0 | 0 | 0 | 0 | 0 | 0 | 0 | 0 | 0 | 0 | 0 | 197381.3495 | 0 | 0 | 0 | 0 | 0 | 0 | 0 | 0 | 0 | 0 | 0 | 0 | 0 | 0 | 0
2016-09-08 16:00 | 0 | 0 | 0 | 0 | 0 | 0 | 804121.8014 | 591052 | 0 | 0 | 0 | 0 | 494403.2962 | 214701.0118 | 0 | 0 | 0 | 0 | 0 | 0 | 0 | 0 | 0 | 0 | 0 | 0 | 0 | 0 | 0 | 213069.8014 | 0 | 0 | 0 | 0 | 0 | 0 | 0 | 0 | 0 | 0 | 0 | 0 | 0 | 0 | 0
2016-09-08 17:00 | 0 | 0 | 0 | 0 | 0 | 0 | 804547.8275 | 614819 | 0 | 0 | 0 | 0 | 684132.1237 | 214701.0118 | 0 | 0 | 0 | 0 | 0 | 0 | 0 | 0 | 0 | 0 | 0 | 0 | 0 | 0 | 0 | 189728.8275 | 0 | 0 | 0 | 0 | 0 | 0 | 0 | 0 | 0 | 0 | 0 | 0 | 0 | 0 | 0
2016-09-08 18:00 | 0 | 0 | 0 | 0 | 0 | 0 | 791617.9171 | 633513 | 0 | 0 | 0 | 0 | 842237.0409 | 214701.0118 | 0 | 0 | 0 | 0 | 0 | 0 | 0 | 0 | 0 | 0 | 0 | 0 | 0 | 0 | 0 | 158104.9171 | 0 | 0 | 0 | 0 | 0 | 0 | 0 | 0 | 0 | 0 | 0 | 0 | 0 | 0 | 0
2016-09-08 19:00 | 0 | 0 | 0 | 0 | 0 | 0 | 781470.1159 | 646581 | 0 | 0 | 0 | 0 | 977126.1567 | 214701.0118 | 0 | 0 | 0 | 0 | 0 | 0 | 0 | 0 | 0 | 0 | 0 | 0 | 0 | 0 | 0 | 134889.1159 | 0 | 0 | 0 | 0 | 0 | 0 | 0 | 0 | 0 | 0 | 0 | 0 | 0 | 0 | 0
2016-09-08 20:00 | 0 | 0 | 0 | 0 | 0 | 0 | 783670.2596 | 654955 | 0 | 0 | 0 | 0 | 1105841.4163 | 214701.0118 | 0 | 0 | 0 | 0 | 0 | 0 | 0 | 0 | 0 | 0 | 0 | 0 | 0 | 0 | 0 | 128715.2596 | 0 | 0 | 0 | 0 | 0 | 0 | 0 | 0 | 0 | 0 | 0 | 0 | 0 | 0 | 0
2016-09-08 21:00 | 0 | 0 | 0 | 0 | 0 | 0 | 777888.1705 | 657602 | 0 | 0 | 0 | 0 | 1226127.5868 | 214701.0118 | 0 | 0 | 0 | 0 | 0 | 0 | 0 | 0 | 0 | 0 | 0 | 0 | 0 | 0 | 0 | 120286.1705 | 0 | 0 | 0 | 0 | 0 | 0 | 0 | 0 | 0 | 0 | 0 | 0 | 0 | 0 | 0
2016-09-08 22:00 | 0 | 0 | 0 | 0 | 0 | 0 | 746206.3433 | 649221 | 0 | 0 | 0 | 0 | 1323112.9302 | 214701.0118 | 0 | 0 | 0 | 0 | 0 | 0 | 0 | 0 | 0 | 0 | 0 | 0 | 0 | 0 | 0 | 96985.3433 | 0 | 0 | 0 | 0 | 0 | 0 | 0 | 0 | 0 | 0 | 0 | 0 | 0 | 0 | 0
2016-09-08 23:00 | 0 | 0 | 0 | 0 | 0 | 0 | 641854.2638 | 636235 | 0 | 0 | 0 | 0 | 1328732.194 | 214701.0118 | 0 | 0 | 0 | 0 | 0 | 0 | 0 | 0 | 0 | 0 | 0 | 0 | 0 | 0 | 0 | 5619.2638 | 0 | 0 | 0 | 0 | 0 | 0 | 0 | 0 | 0 | 0 | 0 | 0 | 0 | 0 | 0
2016-09-09 | 0 | 0 | 0 | 0 | 0 | 0 | 439632.5619 | 625267 | 0 | 0 | 0 | 0 | 1143097.7559 | 214701.0118 | 0 | 0 | 0 | 0 | 0 | 0 | 0 | 0 | 0 | 0 | 0 | 0 | 0 | 0 | 0 | -185634.4381 | 0 | 0 | 0 | 0 | 0 | 0 | 0 | 0 | 0 | 0 | 0 | 0 | 0 | 0 | 0
2016-09-09 01:00 | 0 | 0 | 0 | 0 | 0 | 552043.4982 | 61383.2136 | 601889 | 0 | 0 | 0 | 0 | 1154635.4677 | 214701.0118 | 0 | 0 | 0 | 0 | 0 | 0 | 0 | 0 | 0 | 0 | 0 | 0 | 0 | 0 | 0 | 11537.7118 | 0 | 0 | 0 | 0 | 0 | 0 | 0 | 0 | 0 | 0 | 0 | 0 | 0 | 0 | 0
2016-09-09 02:00 | 0 | 0 | 0 | 0 | 0 | 583837.9835 | 1.0127 | 564918 | 0 | 0 | 0 | 0 | 1173556.4638 | 214701.0118 | 0 | 0 | 0 | 0 | 0 | 0 | 0 | 0 | 0 | 0 | 0 | 0 | 0 | 0 | 0 | 18920.9962 | 0 | 0 | 0 | 0 | 0 | 0 | 0 | 0 | 0 | 0 | 0 | 0 | 0 | 0 | 0
2016-09-09 03:00 | 0 | 0 | 0 | 0 | 0 | 267790.895 | 0 | 526930 | 0 | 0 | 0 | 0 | 914417.3589 | 214701.0118 | 0 | 0 | 0 | 0 | 0 | 0 | 0 | 0 | 0 | 0 | 0 | 0 | 0 | 0 | 0 | -259139.105 | 0 | 0 | 0 | 0 | 0 | 0 | 0 | 0 | 0 | 0 | 0 | 0 | 0 | 0 | 0
2016-09-09 04:00 | 0 | 0 | 0 | 0 | 0 | 561935.1484 | 0 | 491451 | 0 | 0 | 0 | 0 | 984901.5073 | 214701.0118 | 0 | 0 | 0 | 0 | 0 | 0 | 0 | 0 | 0 | 0 | 0 | 0 | 0 | 0 | 0 | 70484.1484 | 0 | 0 | 0 | 0 | 0 | 0 | 0 | 0 | 0 | 0 | 0 | 0 | 0 | 0 | 0
2016-09-09 05:00 | 0 | 0 | 0 | 0 | 0 | 202508.895 | 0 | 461648 | 0 | 0 | 0 | 0 | 725762.4024 | 214701.0118 | 0 | 0 | 0 | 0 | 0 | 0 | 0 | 0 | 0 | 0 | 0 | 0 | 0 | 0 | 0 | -259139.105 | 0 | 0 | 0 | 0 | 0 | 0 | 0 | 0 | 0 | 0 | 0 | 0 | 0 | 0 | 0
2016-09-09 06:00 | 0 | 0 | 0 | 0 | 0 | 503368.5383 | 0 | 438210 | 0 | 0 | 0 | 0 | 790920.9407 | 214701.0118 | 0 | 0 | 0 | 0 | 0 | 0 | 0 | 0 | 0 | 0 | 0 | 0 | 0 | 0 | 0 | 65158.5383 | 0 | 0 | 0 | 0 | 0 | 0 | 0 | 0 | 0 | 0 | 0 | 0 | 0 | 0 | 0
2016-09-09 07:00 | 0 | 0 | 0 | 0 | 0 | 163283.895 | 0 | 422423 | 0 | 0 | 0 | 0 | 531781.8357 | 214701.0118 | 0 | 0 | 0 | 0 | 0 | 0 | 0 | 0 | 0 | 0 | 0 | 0 | 0 | 0 | 0 | -259139.105 | 0 | 0 | 0 | 0 | 0 | 0 | 0 | 0 | 0 | 0 | 0 | 0 | 0 | 0 | 0
2016-09-09 08:00 | 0 | 0 | 0 | 0 | 0 | 459671.002 | 0 | 415921 | 0 | 0 | 0 | 0 | 575531.8377 | 214701.0118 | 0 | 0 | 0 | 0 | 0 | 0 | 0 | 0 | 0 | 0 | 0 | 0 | 0 | 0 | 0 | 43750.002 | 0 | 0 | 0 | 0 | 0 | 0 | 0 | 0 | 0 | 0 | 0 | 0 | 0 | 0 | 0
2016-09-09 09:00 | 0 | 0 | 0 | 0 | 0 | 164078.895 | 0 | 423218 | 0 | 0 | 0 | 0 | 316392.7327 | 214701.0118 | 0 | 0 | 0 | 0 | 0 | 0 | 0 | 0 | 0 | 0 | 0 | 0 | 0 | 0 | 0 | -259139.105 | 0 | 0 | 0 | 0 | 0 | 0 | 0 | 0 | 0 | 0 | 0 | 0 | 0 | 0 | 0
2016-09-09 10:00 | 0 | 0 | 0 | 0 | 0 | 186914.895 | 0 | 446054 | 0 | 0 | 0 | 0 | 57253.6278 | 214701.0118 | 0 | 0 | 0 | 0 | 0 | 0 | 0 | 0 | 0 | 0 | 0 | 0 | 0 | 0 | 0 | -259139.105 | 0 | 0 | 0 | 0 | 0 | 0 | 0 | 0 | 0 | 0 | 0 | 0 | 0 | 0 | 0
2016-09-09 11:00 | 0 | 0 | 0 | 0 | 0 | 413011.0309 | 0 | 467381 | 0 | 0 | 0 | 0 | 2883.6587 | 214701.0118 | 0 | 0 | 0 | 0 | 0 | 0 | 0 | 0 | 0 | 0 | 0 | 0 | 0 | 0 | 0 | -54369.9691 | 0 | 0 | 0 | 0 | 0 | 0 | 0 | 0 | 0 | 0 | 0 | 0 | 0 | 0 | 0
2016-09-09 12:00 | 0 | 0 | 0 | 0 | 0 | 371114.7624 | 51.7697 | 482993 | 0 | 0 | 0 | 0 | 0 | 105758.2027 | 0 | 0 | 0 | 0 | 0 | 0 | 0 | 0 | 0 | 0 | 0 | 0 | 0 | 0 | 0 | -2883.6587 | 0 | 108942.8092 | 0 | 0 | 0 | 0 | 0 | 0 | 0 | 0 | 0 | 0 | 0 | 0 | 0
2016-09-09 13:00 | 0 | 0 | 0 | 0 | 0 | 260194.9991 | 140488.7982 | 506442 | 0 | 0 | 0 | 0 | 0 | 0 | 0 | 0 | 0 | 0 | 0 | 0 | 0 | 0 | 0 | 0 | 0 | 0 | 0 | 0 | 0 | 0 | 0 | 105758.2027 | 0 | 0 | 0 | 0 | 0 | 0 | 0 | 0 | 0 | 0 | 0 | 0 | 0
2016-09-09 14:00 | 0 | 0 | 0 | 0 | 0 | 0 | 581886.6964 | 534724 | 0 | 0 | 0 | 0 | 32896.7149 | 14265.9815 | 0 | 0 | 0 | 0 | 0 | 0 | 0 | 0 | 0 | 0 | 0 | 0 | 0 | 0 | 0 | 32896.7149 | 14265.9815 | 0 | 0 | 0 | 0 | 0 | 0 | 0 | 0 | 0 | 0 | 0 | 0 | 0 | 0
2016-09-09 15:00 | 0 | 0 | 0 | 0 | 0 | 0 | 788286.0307 | 563014 | 0 | 0 | 0 | 0 | 243902.764 | 28531.9631 | 0 | 0 | 0 | 0 | 0 | 0 | 0 | 0 | 0 | 0 | 0 | 0 | 0 | 0 | 0 | 211006.0491 | 14265.9815 | 0 | 0 | 0 | 0 | 0 | 0 | 0 | 0 | 0 | 0 | 0 | 0 | 0 | 0
2016-09-09 16:00 | 0 | 0 | 0 | 0 | 0 | 0 | 817510.0046 | 588325 | 0 | 0 | 0 | 0 | 458821.7871 | 42797.9446 | 0 | 0 | 0 | 0 | 0 | 0 | 0 | 0 | 0 | 0 | 0 | 0 | 0 | 0 | 0 | 214919.023 | 14265.9815 | 0 | 0 | 0 | 0 | 0 | 0 | 0 | 0 | 0 | 0 | 0 | 0 | 0 | 0
2016-09-09 17:00 | 0 | 0 | 0 | 0 | 0 | 0 | 814037.4235 | 611508 | 0 | 0 | 0 | 0 | 647085.229 | 57063.9261 | 0 | 0 | 0 | 0 | 0 | 0 | 0 | 0 | 0 | 0 | 0 | 0 | 0 | 0 | 0 | 188263.4419 | 14265.9815 | 0 | 0 | 0 | 0 | 0 | 0 | 0 | 0 | 0 | 0 | 0 | 0 | 0 | 0
2016-09-09 18:00 | 0 | 0 | 0 | 0 | 0 | 0 | 800560.2756 | 629152 | 0 | 0 | 0 | 0 | 804227.5231 | 71329.9077 | 0 | 0 | 0 | 0 | 0 | 0 | 0 | 0 | 0 | 0 | 0 | 0 | 0 | 0 | 0 | 157142.2941 | 14265.9815 | 0 | 0 | 0 | 0 | 0 | 0 | 0 | 0 | 0 | 0 | 0 | 0 | 0 | 0
2016-09-09 19:00 | 0 | 0 | 0 | 0 | 0 | 0 | 789267.7499 | 640895 | 0 | 0 | 0 | 0 | 938334.2915 | 85595.8892 | 0 | 0 | 0 | 0 | 0 | 0 | 0 | 0 | 0 | 0 | 0 | 0 | 0 | 0 | 0 | 134106.7684 | 14265.9815 | 0 | 0 | 0 | 0 | 0 | 0 | 0 | 0 | 0 | 0 | 0 | 0 | 0 | 0
2016-09-09 20:00 | 0 | 0 | 0 | 0 | 0 | 0 | 791453.675 | 647977 | 0 | 0 | 0 | 0 | 1067544.985 | 99861.8707 | 0 | 0 | 0 | 0 | 0 | 0 | 0 | 0 | 0 | 0 | 0 | 0 | 0 | 0 | 0 | 129210.6935 | 14265.9815 | 0 | 0 | 0 | 0 | 0 | 0 | 0 | 0 | 0 | 0 | 0 | 0 | 0 | 0
2016-09-09 21:00 | 0 | 0 | 0 | 0 | 0 | 0 | 788788.4651 | 647514 | 0 | 0 | 0 | 0 | 1194553.4685 | 114127.8523 | 0 | 0 | 0 | 0 | 0 | 0 | 0 | 0 | 0 | 0 | 0 | 0 | 0 | 0 | 0 | 127008.4836 | 14265.9815 | 0 | 0 | 0 | 0 | 0 | 0 | 0 | 0 | 0 | 0 | 0 | 0 | 0 | 0
2016-09-09 22:00 | 0 | 0 | 0 | 0 | 0 | 0 | 758273.5892 | 635007 | 0 | 0 | 0 | 0 | 1303554.0762 | 128393.8338 | 0 | 0 | 0 | 0 | 0 | 0 | 0 | 0 | 0 | 0 | 0 | 0 | 0 | 0 | 0 | 109000.6077 | 14265.9815 | 0 | 0 | 0 | 0 | 0 | 0 | 0 | 0 | 0 | 0 | 0 | 0 | 0 | 0
2016-09-09 23:00 | 0 | 0 | 0 | 0 | 0 | 0 | 653201.9795 | 616608 | 0 | 0 | 0 | 0 | 1325882.0742 | 142659.8153 | 0 | 0 | 0 | 0 | 0 | 0 | 0 | 0 | 0 | 0 | 0 | 0 | 0 | 0 | 0 | 22327.998 | 14265.9815 | 0 | 0 | 0 | 0 | 0 | 0 | 0 | 0 | 0 | 0 | 0 | 0 | 0 | 0
2016-09-10 | 0 | 0 | 0 | 0 | 0 | 0 | 425538.8384 | 602141 | 0 | 0 | 0 | 0 | 1135013.931 | 156925.7969 | 0 | 0 | 0 | 0 | 0 | 0 | 0 | 0 | 0 | 0 | 0 | 0 | 0 | 0 | 0 | -190868.1432 | 14265.9815 | 0 | 0 | 0 | 0 | 0 | 0 | 0 | 0 | 0 | 0 | 0 | 0 | 0 | 0
2016-09-10 01:00 | 0 | 0 | 0 | 0 | 0 | 258297.2295 | 61853.6655 | 579290 | 0 | 0 | 0 | 0 | 875874.8261 | 156925.7969 | 0 | 0 | 0 | 0 | 0 | 0 | 0 | 0 | 0 | 0 | 0 | 0 | 0 | 0 | 0 | -259139.105 | 0 | 0 | 0 | 0 | 0 | 0 | 0 | 0 | 0 | 0 | 0 | 0 | 0 | 0 | 0
2016-09-10 02:00 | 0 | 0 | 0 | 0 | 0 | 289411.3371 | 0.558 | 548551 | 0 | 0 | 0 | 0 | 616735.7211 | 156925.7969 | 0 | 0 | 0 | 0 | 0 | 0 | 0 | 0 | 0 | 0 | 0 | 0 | 0 | 0 | 0 | -259139.105 | 0 | 0 | 0 | 0 | 0 | 0 | 0 | 0 | 0 | 0 | 0 | 0 | 0 | 0 | 0
2016-09-10 03:00 | 0 | 0 | 0 | 0 | 0 | 256223.895 | 0 | 515363 | 0 | 0 | 0 | 0 | 357596.6162 | 156925.7969 | 0 | 0 | 0 | 0 | 0 | 0 | 0 | 0 | 0 | 0 | 0 | 0 | 0 | 0 | 0 | -259139.105 | 0 | 0 | 0 | 0 | 0 | 0 | 0 | 0 | 0 | 0 | 0 | 0 | 0 | 0 | 0
2016-09-10 04:00 | 0 | 0 | 0 | 0 | 0 | 637575.4354 | 0 | 482675 | 0 | 0 | 0 | 0 | 498231.07 | 171191.7784 | 0 | 0 | 0 | 0 | 0 | 0 | 0 | 0 | 0 | 0 | 0 | 0 | 0 | 0 | 0 | 140634.4539 | 14265.9815 | 0 | 0 | 0 | 0 | 0 | 0 | 0 | 0 | 0 | 0 | 0 | 0 | 0 | 0
2016-09-10 05:00 | 0 | 0 | 0 | 0 | 0 | 640687.3688 | 0 | 452595 | 0 | 0 | 0 | 0 | 686323.4389 | 171191.7784 | 0 | 0 | 0 | 0 | 0 | 0 | 0 | 0 | 0 | 0 | 0 | 0 | 0 | 0 | 0 | 188092.3688 | 0 | 0 | 0 | 0 | 0 | 0 | 0 | 0 | 0 | 0 | 0 | 0 | 0 | 0 | 0
2016-09-10 06:00 | 0 | 0 | 0 | 0 | 0 | 571142.3129 | 0 | 429718 | 0 | 0 | 0 | 0 | 813481.7702 | 185457.7599 | 0 | 0 | 0 | 0 | 0 | 0 | 0 | 0 | 0 | 0 | 0 | 0 | 0 | 0 | 0 | 127158.3314 | 14265.9815 | 0 | 0 | 0 | 0 | 0 | 0 | 0 | 0 | 0 | 0 | 0 | 0 | 0 | 0
2016-09-10 07:00 | 0 | 0 | 0 | 0 | 0 | 635777.6496 | 0 | 412703 | 0 | 0 | 0 | 0 | 1036556.4198 | 185457.7599 | 0 | 0 | 0 | 0 | 0 | 0 | 0 | 0 | 0 | 0 | 0 | 0 | 0 | 0 | 0 | 223074.6496 | 0 | 0 | 0 | 0 | 0 | 0 | 0 | 0 | 0 | 0 | 0 | 0 | 0 | 0 | 0
2016-09-10 08:00 | 0 | 0 | 0 | 0 | 0 | 142952.895 | 0 | 402092 | 0 | 0 | 0 | 0 | 777417.3149 | 185457.7599 | 0 | 0 | 0 | 0 | 0 | 0 | 0 | 0 | 0 | 0 | 0 | 0 | 0 | 0 | 0 | -259139.105 | 0 | 0 | 0 | 0 | 0 | 0 | 0 | 0 | 0 | 0 | 0 | 0 | 0 | 0 | 0
2016-09-10 09:00 | 0 | 0 | 0 | 0 | 0 | 139560.895 | 0 | 398700 | 0 | 0 | 0 | 0 | 518278.2099 | 185457.7599 | 0 | 0 | 0 | 0 | 0 | 0 | 0 | 0 | 0 | 0 | 0 | 0 | 0 | 0 | 0 | -259139.105 | 0 | 0 | 0 | 0 | 0 | 0 | 0 | 0 | 0 | 0 | 0 | 0 | 0 | 0 | 0
2016-09-10 10:00 | 0 | 0 | 0 | 0 | 0 | 142607.895 | 0 | 401747 | 0 | 0 | 0 | 0 | 259139.105 | 185457.7599 | 0 | 0 | 0 | 0 | 0 | 0 | 0 | 0 | 0 | 0 | 0 | 0 | 0 | 0 | 0 | -259139.105 | 0 | 0 | 0 | 0 | 0 | 0 | 0 | 0 | 0 | 0 | 0 | 0 | 0 | 0 | 0
2016-09-10 11:00 | 0 | 0 | 0 | 0 | 0 | 149300.895 | 0 | 408440 | 0 | 0 | 0 | 0 | 0 | 185457.7599 | 0 | 0 | 0 | 0 | 0 | 0 | 0 | 0 | 0 | 0 | 0 | 0 | 0 | 0 | 0 | -259139.105 | 0 | 0 | 0 | 0 | 0 | 0 | 0 | 0 | 0 | 0 | 0 | 0 | 0 | 0 | 0
2016-09-10 12:00 | 0 | 0 | 0 | 0 | 0 | 473198.6033 | 37.4064 | 426216 | 0 | 0 | 0 | 0 | 32754.0282 | 199723.7415 | 0 | 0 | 0 | 0 | 0 | 0 | 0 | 0 | 0 | 0 | 0 | 0 | 0 | 0 | 0 | 32754.0282 | 14265.9815 | 0 | 0 | 0 | 0 | 0 | 0 | 0 | 0 | 0 | 0 | 0 | 0 | 0 | 0
2016-09-10 13:00 | 0 | 0 | 0 | 0 | 0 | 318925.087 | 126713.7072 | 452245 | 0 | 0 | 0 | 0 | 11881.8408 | 213989.723 | 0 | 0 | 0 | 0 | 0 | 0 | 0 | 0 | 0 | 0 | 0 | 0 | 0 | 0 | 0 | -20872.1874 | 14265.9815 | 0 | 0 | 0 | 0 | 0 | 0 | 0 | 0 | 0 | 0 | 0 | 0 | 0 | 0
2016-09-10 14:00 | 0 | 0 | 0 | 0 | 0 | 0 | 535404.6913 | 482481 | 0 | 0 | 0 | 0 | 64805.5321 | 213989.723 | 0 | 0 | 0 | 0 | 0 | 0 | 0 | 0 | 0 | 0 | 0 | 0 | 0 | 0 | 0 | 52923.6913 | 0 | 0 | 0 | 0 | 0 | 0 | 0 | 0 | 0 | 0 | 0 | 0 | 0 | 0 | 0
2016-09-10 15:00 | 0 | 0 | 0 | 0 | 0 | 0 | 759941.3826 | 511554 | 0 | 0 | 0 | 0 | 313192.9147 | 213989.723 | 0 | 0 | 0 | 0 | 0 | 0 | 0 | 0 | 0 | 0 | 0 | 0 | 0 | 0 | 0 | 248387.3826 | 0 | 0 | 0 | 0 | 0 | 0 | 0 | 0 | 0 | 0 | 0 | 0 | 0 | 0 | 0
2016-09-10 16:00 | 0 | 0 | 0 | 0 | 0 | 0 | 802958.2528 | 535911 | 0 | 0 | 0 | 0 | 572332.0196 | 221897.8709 | 0 | 0 | 0 | 0 | 0 | 0 | 0 | 0 | 0 | 0 | 0 | 0 | 0 | 0 | 0 | 259139.105 | 7908.1479 | 0 | 0 | 0 | 0 | 0 | 0 | 0 | 0 | 0 | 0 | 0 | 0 | 0 | 0
2016-09-10 17:00 | 0 | 0 | 0 | 0 | 0 | 0 | 800193.9851 | 554524 | 0 | 0 | 0 | 0 | 818002.0047 | 221897.8709 | 0 | 0 | 0 | 0 | 0 | 0 | 0 | 0 | 0 | 0 | 0 | 0 | 0 | 0 | 0 | 245669.9851 | 0 | 0 | 0 | 0 | 0 | 0 | 0 | 0 | 0 | 0 | 0 | 0 | 0 | 0 | 0
2016-09-10 18:00 | 0 | 0 | 0 | 0 | 0 | 0 | 787738.5349 | 567796 | 0 | 0 | 0 | 0 | 1037944.5397 | 221897.8709 | 0 | 0 | 0 | 0 | 0 | 0 | 0 | 0 | 0 | 0 | 0 | 0 | 0 | 0 | 0 | 219942.5349 | 0 | 0 | 0 | 0 | 0 | 0 | 0 | 0 | 0 | 0 | 0 | 0 | 0 | 0 | 0
2016-09-10 19:00 | 0 | 0 | 0 | 0 | 0 | 0 | 779954.7072 | 576545 | 0 | 0 | 0 | 0 | 1241354.2468 | 221897.8709 | 0 | 0 | 0 | 0 | 0 | 0 | 0 | 0 | 0 | 0 | 0 | 0 | 0 | 0 | 0 | 203409.7072 | 0 | 0 | 0 | 0 | 0 | 0 | 0 | 0 | 0 | 0 | 0 | 0 | 0 | 0 | 0
2016-09-10 20:00 | 0 | 0 | 0 | 0 | 0 | 0 | 785653.7332 | 581338 | 0 | 0 | 0 | 0 | 1445669.98 | 221897.8709 | 0 | 0 | 0 | 0 | 0 | 0 | 0 | 0 | 0 | 0 | 0 | 0 | 0 | 0 | 0 | 204315.7332 | 0 | 0 | 0 | 0 | 0 | 0 | 0 | 0 | 0 | 0 | 0 | 0 | 0 | 0 | 0
2016-09-10 21:00 | 0 | 0 | 0 | 0 | 0 | 0 | 787539.0471 | 580827 | 0 | 0 | 0 | 0 | 1652382.0271 | 221897.8709 | 0 | 0 | 0 | 0 | 0 | 0 | 0 | 0 | 0 | 0 | 0 | 0 | 0 | 0 | 0 | 206712.0471 | 0 | 0 | 0 | 0 | 0 | 0 | 0 | 0 | 0 | 0 | 0 | 0 | 0 | 0 | 0
2016-09-10 22:00 | 0 | 0 | 0 | 0 | 0 | 0 | 760047.3689 | 572569 | 0 | 0 | 0 | 0 | 1839860.396 | 221897.8709 | 0 | 0 | 0 | 0 | 0 | 0 | 0 | 0 | 0 | 0 | 0 | 0 | 0 | 0 | 0 | 187478.3689 | 0 | 0 | 0 | 0 | 0 | 0 | 0 | 0 | 0 | 0 | 0 | 0 | 0 | 0 | 0
2016-09-10 23:00 | 0 | 0 | 0 | 0 | 0 | 0 | 654659.9818 | 561112 | 0 | 0 | 0 | 0 | 1919142.3962 | 236163.8524 | 0 | 0 | 0 | 0 | 0 | 0 | 0 | 0 | 0 | 0 | 0 | 0 | 0 | 0 | 0 | 79282.0002 | 14265.9815 | 0 | 0 | 0 | 0 | 0 | 0 | 0 | 0 | 0 | 0 | 0 | 0 | 0 | 0
2016-09-11 | 0 | 0 | 0 | 0 | 0 | 0 | 415221.1892 | 551027 | 0 | 0 | 0 | 0 | 1783336.5854 | 236163.8524 | 0 | 0 | 0 | 0 | 0 | 0 | 0 | 0 | 0 | 0 | 0 | 0 | 0 | 0 | 0 | -135805.8108 | 0 | 0 | 0 | 0 | 0 | 0 | 0 | 0 | 0 | 0 | 0 | 0 | 0 | 0 | 0
2016-09-11 01:00 | 0 | 0 | 0 | 0 | 0 | 355318.1466 | 55247.422 | 533658 | 0 | 0 | 0 | 0 | 1660244.154 | 236163.8524 | 0 | 0 | 0 | 0 | 0 | 0 | 0 | 0 | 0 | 0 | 0 | 0 | 0 | 0 | 0 | -123092.4314 | 0 | 0 | 0 | 0 | 0 | 0 | 0 | 0 | 0 | 0 | 0 | 0 | 0 | 0 | 0
2016-09-11 02:00 | 0 | 0 | 0 | 0 | 0 | 247781.829 | 0.06603 | 506921 | 0 | 0 | 0 | 0 | 1401105.049 | 236163.8524 | 0 | 0 | 0 | 0 | 0 | 0 | 0 | 0 | 0 | 0 | 0 | 0 | 0 | 0 | 0 | -259139.105 | 0 | 0 | 0 | 0 | 0 | 0 | 0 | 0 | 0 | 0 | 0 | 0 | 0 | 0 | 0
2016-09-11 03:00 | 0 | 0 | 0 | 0 | 0 | 218139.895 | 0 | 477279 | 0 | 0 | 0 | 0 | 1141965.9441 | 236163.8524 | 0 | 0 | 0 | 0 | 0 | 0 | 0 | 0 | 0 | 0 | 0 | 0 | 0 | 0 | 0 | -259139.105 | 0 | 0 | 0 | 0 | 0 | 0 | 0 | 0 | 0 | 0 | 0 | 0 | 0 | 0 | 0
2016-09-11 04:00 | 0 | 0 | 0 | 0 | 0 | 188853.895 | 0 | 447993 | 0 | 0 | 0 | 0 | 882826.8391 | 236163.8524 | 0 | 0 | 0 | 0 | 0 | 0 | 0 | 0 | 0 | 0 | 0 | 0 | 0 | 0 | 0 | -259139.105 | 0 | 0 | 0 | 0 | 0 | 0 | 0 | 0 | 0 | 0 | 0 | 0 | 0 | 0 | 0
2016-09-11 05:00 | 0 | 0 | 0 | 0 | 0 | 162977.895 | 0 | 422117 | 0 | 0 | 0 | 0 | 623687.7342 | 236163.8524 | 0 | 0 | 0 | 0 | 0 | 0 | 0 | 0 | 0 | 0 | 0 | 0 | 0 | 0 | 0 | -259139.105 | 0 | 0 | 0 | 0 | 0 | 0 | 0 | 0 | 0 | 0 | 0 | 0 | 0 | 0 | 0
2016-09-11 06:00 | 0 | 0 | 0 | 0 | 0 | 143218.895 | 0 | 402358 | 0 | 0 | 0 | 0 | 364548.6292 | 236163.8524 | 0 | 0 | 0 | 0 | 0 | 0 | 0 | 0 | 0 | 0 | 0 | 0 | 0 | 0 | 0 | -259139.105 | 0 | 0 | 0 | 0 | 0 | 0 | 0 | 0 | 0 | 0 | 0 | 0 | 0 | 0 | 0
2016-09-11 07:00 | 0 | 0 | 0 | 0 | 0 | 141844.8766 | 0 | 386718 | 0 | 0 | 0 | 0 | 105409.5243 | 250429.8339 | 0 | 0 | 0 | 0 | 0 | 0 | 0 | 0 | 0 | 0 | 0 | 0 | 0 | 0 | 0 | -259139.105 | 14265.9815 | 0 | 0 | 0 | 0 | 0 | 0 | 0 | 0 | 0 | 0 | 0 | 0 | 0 | 0
2016-09-11 08:00 | 0 | 0 | 0 | 0 | 0 | 635426.105 | 0 | 376287 | 0 | 0 | 0 | 0 | 364548.6292 | 250429.8339 | 0 | 0 | 0 | 0 | 0 | 0 | 0 | 0 | 0 | 0 | 0 | 0 | 0 | 0 | 0 | 259139.105 | 0 | 0 | 0 | 0 | 0 | 0 | 0 | 0 | 0 | 0 | 0 | 0 | 0 | 0 | 0
2016-09-11 09:00 | 0 | 0 | 0 | 0 | 0 | 623322.5727 | 0 | 371742 | 0 | 0 | 0 | 0 | 601863.2204 | 264695.8154 | 0 | 0 | 0 | 0 | 0 | 0 | 0 | 0 | 0 | 0 | 0 | 0 | 0 | 0 | 0 | 237314.5912 | 14265.9815 | 0 | 0 | 0 | 0 | 0 | 0 | 0 | 0 | 0 | 0 | 0 | 0 | 0 | 0
2016-09-11 10:00 | 0 | 0 | 0 | 0 | 0 | 113480.895 | 0 | 372620 | 0 | 0 | 0 | 0 | 342724.1155 | 264695.8154 | 0 | 0 | 0 | 0 | 0 | 0 | 0 | 0 | 0 | 0 | 0 | 0 | 0 | 0 | 0 | -259139.105 | 0 | 0 | 0 | 0 | 0 | 0 | 0 | 0 | 0 | 0 | 0 | 0 | 0 | 0 | 0
2016-09-11 11:00 | 0 | 0 | 0 | 0 | 0 | 116735.895 | 0 | 375875 | 0 | 0 | 0 | 0 | 83585.0105 | 264695.8154 | 0 | 0 | 0 | 0 | 0 | 0 | 0 | 0 | 0 | 0 | 0 | 0 | 0 | 0 | 0 | -259139.105 | 0 | 0 | 0 | 0 | 0 | 0 | 0 | 0 | 0 | 0 | 0 | 0 | 0 | 0 | 0
2016-09-11 12:00 | 0 | 0 | 0 | 0 | 0 | 536158.6331 | 59.8296 | 389538 | 0 | 0 | 0 | 0 | 230265.4733 | 264695.8154 | 0 | 0 | 0 | 0 | 0 | 0 | 0 | 0 | 0 | 0 | 0 | 0 | 0 | 0 | 0 | 146680.4628 | 0 | 0 | 0 | 0 | 0 | 0 | 0 | 0 | 0 | 0 | 0 | 0 | 0 | 0 | 0
2016-09-11 13:00 | 0 | 0 | 0 | 0 | 0 | 335670.345 | 136665.7963 | 412784 | 0 | 0 | 0 | 0 | 275551.6331 | 278961.797 | 0 | 0 | 0 | 0 | 0 | 0 | 0 | 0 | 0 | 0 | 0 | 0 | 0 | 0 | 0 | 45286.1598 | 14265.9815 | 0 | 0 | 0 | 0 | 0 | 0 | 0 | 0 | 0 | 0 | 0 | 0 | 0 | 0
2016-09-11 14:00 | 0 | 0 | 0 | 0 | 0 | 0 | 574536.9516 | 437043 | 0 | 0 | 0 | 0 | 413045.5847 | 278961.797 | 0 | 0 | 0 | 0 | 0 | 0 | 0 | 0 | 0 | 0 | 0 | 0 | 0 | 0 | 0 | 137493.9516 | 0 | 0 | 0 | 0 | 0 | 0 | 0 | 0 | 0 | 0 | 0 | 0 | 0 | 0 | 0
2016-09-11 15:00 | 0 | 0 | 0 | 0 | 0 | 0 | 733325.0865 | 459920 | 0 | 0 | 0 | 0 | 672184.6897 | 293227.7785 | 0 | 0 | 0 | 0 | 0 | 0 | 0 | 0 | 0 | 0 | 0 | 0 | 0 | 0 | 0 | 259139.105 | 14265.9815 | 0 | 0 | 0 | 0 | 0 | 0 | 0 | 0 | 0 | 0 | 0 | 0 | 0 | 0
2016-09-11 16:00 | 0 | 0 | 0 | 0 | 0 | 0 | 756385.0865 | 482980 | 0 | 0 | 0 | 0 | 931323.7946 | 307493.76 | 0 | 0 | 0 | 0 | 0 | 0 | 0 | 0 | 0 | 0 | 0 | 0 | 0 | 0 | 0 | 259139.105 | 14265.9815 | 0 | 0 | 0 | 0 | 0 | 0 | 0 | 0 | 0 | 0 | 0 | 0 | 0 | 0
2016-09-11 17:00 | 0 | 0 | 0 | 0 | 0 | 0 | 776639.0865 | 503234 | 0 | 0 | 0 | 0 | 1190462.8996 | 321759.7416 | 0 | 0 | 0 | 0 | 0 | 0 | 0 | 0 | 0 | 0 | 0 | 0 | 0 | 0 | 0 | 259139.105 | 14265.9815 | 0 | 0 | 0 | 0 | 0 | 0 | 0 | 0 | 0 | 0 | 0 | 0 | 0 | 0
2016-09-11 18:00 | 0 | 0 | 0 | 0 | 0 | 0 | 781115.1258 | 519746 | 0 | 0 | 0 | 0 | 1449602.0045 | 323989.7624 | 0 | 0 | 0 | 0 | 0 | 0 | 0 | 0 | 0 | 0 | 0 | 0 | 0 | 0 | 0 | 259139.105 | 2230.0208 | 0 | 0 | 0 | 0 | 0 | 0 | 0 | 0 | 0 | 0 | 0 | 0 | 0 | 0
2016-09-11 19:00 | 0 | 0 | 0 | 0 | 0 | 0 | 766386.454 | 532370 | 0 | 0 | 0 | 0 | 1671053.9445 | 336554.2765 | 0 | 0 | 0 | 0 | 0 | 0 | 0 | 0 | 0 | 0 | 0 | 0 | 0 | 0 | 0 | 221451.9399 | 12564.5141 | 0 | 0 | 0 | 0 | 0 | 0 | 0 | 0 | 0 | 0 | 0 | 0 | 0 | 0
2016-09-11 20:00 | 0 | 0 | 0 | 0 | 0 | 0 | 763879.4971 | 542155 | 0 | 0 | 0 | 0 | 1892778.4415 | 336554.2765 | 0 | 0 | 0 | 0 | 0 | 0 | 0 | 0 | 0 | 0 | 0 | 0 | 0 | 0 | 0 | 221724.4971 | 0 | 0 | 0 | 0 | 0 | 0 | 0 | 0 | 0 | 0 | 0 | 0 | 0 | 0 | 0
2016-09-11 21:00 | 0 | 0 | 0 | 0 | 0 | 0 | 756093.6047 | 547828 | 0 | 0 | 0 | 0 | 2101044.0462 | 336554.2765 | 0 | 0 | 0 | 0 | 0 | 0 | 0 | 0 | 0 | 0 | 0 | 0 | 0 | 0 | 0 | 208265.6047 | 0 | 0 | 0 | 0 | 0 | 0 | 0 | 0 | 0 | 0 | 0 | 0 | 0 | 0 | 0
2016-09-11 22:00 | 0 | 0 | 0 | 0 | 0 | 0 | 718996.8243 | 543941 | 0 | 0 | 0 | 0 | 2261833.889 | 350820.258 | 0 | 0 | 0 | 0 | 0 | 0 | 0 | 0 | 0 | 0 | 0 | 0 | 0 | 0 | 0 | 160789.8428 | 14265.9815 | 0 | 0 | 0 | 0 | 0 | 0 | 0 | 0 | 0 | 0 | 0 | 0 | 0 | 0
2016-09-11 23:00 | 0 | 0 | 0 | 0 | 0 | 0 | 598181.4275 | 534700 | 0 | 0 | 0 | 0 | 2311049.3349 | 365086.2396 | 0 | 0 | 0 | 0 | 0 | 0 | 0 | 0 | 0 | 0 | 0 | 0 | 0 | 0 | 0 | 49215.4459 | 14265.9815 | 0 | 0 | 0 | 0 | 0 | 0 | 0 | 0 | 0 | 0 | 0 | 0 | 0 | 0
2016-09-12 | 0 | 0 | 0 | 0 | 0 | 0 | 370758.3767 | 527731 | 0 | 0 | 0 | 0 | 2139810.7301 | 379352.2211 | 0 | 0 | 0 | 0 | 0 | 0 | 0 | 0 | 0 | 0 | 0 | 0 | 0 | 0 | 0 | -171238.6048 | 14265.9815 | 0 | 0 | 0 | 0 | 0 | 0 | 0 | 0 | 0 | 0 | 0 | 0 | 0 | 0
2016-09-12 01:00 | 0 | 0 | 0 | 0 | 0 | 730834.8845 | 52182.202 | 509612 | 0 | 0 | 0 | 0 | 2398949.8351 | 393618.2026 | 0 | 0 | 0 | 0 | 0 | 0 | 0 | 0 | 0 | 0 | 0 | 0 | 0 | 0 | 0 | 259139.105 | 14265.9815 | 0 | 0 | 0 | 0 | 0 | 0 | 0 | 0 | 0 | 0 | 0 | 0 | 0 | 0
2016-09-12 02:00 | 0 | 0 | 0 | 0 | 0 | 717441.6046 | 0 | 480759 | 0 | 0 | 0 | 0 | 2635632.4397 | 393618.2026 | 0 | 0 | 0 | 0 | 0 | 0 | 0 | 0 | 0 | 0 | 0 | 0 | 0 | 0 | 0 | 236682.6046 | 0 | 0 | 0 | 0 | 0 | 0 | 0 | 0 | 0 | 0 | 0 | 0 | 0 | 0 | 0
2016-09-12 03:00 | 0 | 0 | 0 | 0 | 0 | 723132.0865 | 0 | 449727 | 0 | 0 | 0 | 0 | 2894771.5446 | 407884.1842 | 0 | 0 | 0 | 0 | 0 | 0 | 0 | 0 | 0 | 0 | 0 | 0 | 0 | 0 | 0 | 259139.105 | 14265.9815 | 0 | 0 | 0 | 0 | 0 | 0 | 0 | 0 | 0 | 0 | 0 | 0 | 0 | 0
2016-09-12 04:00 | 0 | 0 | 0 | 0 | 0 | 161453.895 | 0 | 420593 | 0 | 0 | 0 | 0 | 2635632.4397 | 407884.1842 | 0 | 0 | 0 | 0 | 0 | 0 | 0 | 0 | 0 | 0 | 0 | 0 | 0 | 0 | 0 | -259139.105 | 0 | 0 | 0 | 0 | 0 | 0 | 0 | 0 | 0 | 0 | 0 | 0 | 0 | 0 | 0
2016-09-12 05:00 | 0 | 0 | 0 | 0 | 0 | 136621.895 | 0 | 395761 | 0 | 0 | 0 | 0 | 2376493.3347 | 407884.1842 | 0 | 0 | 0 | 0 | 0 | 0 | 0 | 0 | 0 | 0 | 0 | 0 | 0 | 0 | 0 | -259139.105 | 0 | 0 | 0 | 0 | 0 | 0 | 0 | 0 | 0 | 0 | 0 | 0 | 0 | 0 | 0
2016-09-12 06:00 | 0 | 0 | 0 | 0 | 0 | 118550.895 | 0 | 377690 | 0 | 0 | 0 | 0 | 2117354.2298 | 407884.1842 | 0 | 0 | 0 | 0 | 0 | 0 | 0 | 0 | 0 | 0 | 0 | 0 | 0 | 0 | 0 | -259139.105 | 0 | 0 | 0 | 0 | 0 | 0 | 0 | 0 | 0 | 0 | 0 | 0 | 0 | 0 | 0
2016-09-12 07:00 | 0 | 0 | 0 | 0 | 0 | 625413.105 | 0 | 366274 | 0 | 0 | 0 | 0 | 2376493.3347 | 407884.1842 | 0 | 0 | 0 | 0 | 0 | 0 | 0 | 0 | 0 | 0 | 0 | 0 | 0 | 0 | 0 | 259139.105 | 0 | 0 | 0 | 0 | 0 | 0 | 0 | 0 | 0 | 0 | 0 | 0 | 0 | 0 | 0
2016-09-12 08:00 | 0 | 0 | 0 | 0 | 0 | 104081.895 | 0 | 363221 | 0 | 0 | 0 | 0 | 2117354.2298 | 407884.1842 | 0 | 0 | 0 | 0 | 0 | 0 | 0 | 0 | 0 | 0 | 0 | 0 | 0 | 0 | 0 | -259139.105 | 0 | 0 | 0 | 0 | 0 | 0 | 0 | 0 | 0 | 0 | 0 | 0 | 0 | 0 | 0
2016-09-12 09:00 | 0 | 0 | 0 | 0 | 0 | 467995.0458 | 0 | 371835 | 0 | 0 | 0 | 0 | 2213514.2756 | 407884.1842 | 0 | 0 | 0 | 0 | 0 | 0 | 0 | 0 | 0 | 0 | 0 | 0 | 0 | 0 | 0 | 96160.0458 | 0 | 0 | 0 | 0 | 0 | 0 | 0 | 0 | 0 | 0 | 0 | 0 | 0 | 0 | 0
2016-09-12 10:00 | 0 | 0 | 0 | 0 | 0 | 136177.895 | 0 | 395317 | 0 | 0 | 0 | 0 | 1954375.1706 | 407884.1842 | 0 | 0 | 0 | 0 | 0 | 0 | 0 | 0 | 0 | 0 | 0 | 0 | 0 | 0 | 0 | -259139.105 | 0 | 0 | 0 | 0 | 0 | 0 | 0 | 0 | 0 | 0 | 0 | 0 | 0 | 0 | 0
2016-09-12 11:00 | 0 | 0 | 0 | 0 | 0 | 158026.895 | 0 | 417166 | 0 | 0 | 0 | 0 | 1695236.0657 | 407884.1842 | 0 | 0 | 0 | 0 | 0 | 0 | 0 | 0 | 0 | 0 | 0 | 0 | 0 | 0 | 0 | -259139.105 | 0 | 0 | 0 | 0 | 0 | 0 | 0 | 0 | 0 | 0 | 0 | 0 | 0 | 0 | 0
2016-09-12 12:00 | 0 | 0 | 0 | 0 | 0 | 515497.774 | 26.0398 | 432034 | 0 | 0 | 0 | 0 | 1778725.8795 | 407884.1842 | 0 | 0 | 0 | 0 | 0 | 0 | 0 | 0 | 0 | 0 | 0 | 0 | 0 | 0 | 0 | 83489.8138 | 0 | 0 | 0 | 0 | 0 | 0 | 0 | 0 | 0 | 0 | 0 | 0 | 0 | 0 | 0
2016-09-12 13:00 | 0 | 0 | 0 | 0 | 0 | 418207.2581 | 87721.011 | 452760 | 0 | 0 | 0 | 0 | 1831894.1486 | 407884.1842 | 0 | 0 | 0 | 0 | 0 | 0 | 0 | 0 | 0 | 0 | 0 | 0 | 0 | 0 | 0 | 53168.2691 | 0 | 0 | 0 | 0 | 0 | 0 | 0 | 0 | 0 | 0 | 0 | 0 | 0 | 0 | 0
2016-09-12 14:00 | 0 | 0 | 0 | 0 | 0 | 0 | 474007.0824 | 476402 | 0 | 0 | 0 | 0 | 1829499.231 | 407884.1842 | 0 | 0 | 0 | 0 | 0 | 0 | 0 | 0 | 0 | 0 | 0 | 0 | 0 | 0 | 0 | -2394.9176 | 0 | 0 | 0 | 0 | 0 | 0 | 0 | 0 | 0 | 0 | 0 | 0 | 0 | 0 | 0
2016-09-12 15:00 | 0 | 0 | 0 | 0 | 0 | 0 | 673640.5014 | 499707 | 0 | 0 | 0 | 0 | 2003432.7324 | 407884.1842 | 0 | 0 | 0 | 0 | 0 | 0 | 0 | 0 | 0 | 0 | 0 | 0 | 0 | 0 | 0 | 173933.5014 | 0 | 0 | 0 | 0 | 0 | 0 | 0 | 0 | 0 | 0 | 0 | 0 | 0 | 0 | 0
2016-09-12 16:00 | 0 | 0 | 0 | 0 | 0 | 0 | 731618.5677 | 521331 | 0 | 0 | 0 | 0 | 2213720.3002 | 407884.1842 | 0 | 0 | 0 | 0 | 0 | 0 | 0 | 0 | 0 | 0 | 0 | 0 | 0 | 0 | 0 | 210287.5677 | 0 | 0 | 0 | 0 | 0 | 0 | 0 | 0 | 0 | 0 | 0 | 0 | 0 | 0 | 0
2016-09-12 17:00 | 0 | 0 | 0 | 0 | 0 | 0 | 733489.0668 | 542091 | 0 | 0 | 0 | 0 | 2405118.3669 | 407884.1842 | 0 | 0 | 0 | 0 | 0 | 0 | 0 | 0 | 0 | 0 | 0 | 0 | 0 | 0 | 0 | 191398.0668 | 0 | 0 | 0 | 0 | 0 | 0 | 0 | 0 | 0 | 0 | 0 | 0 | 0 | 0 | 0
2016-09-12 18:00 | 0 | 0 | 0 | 0 | 0 | 0 | 718130.9038 | 559929 | 0 | 0 | 0 | 0 | 2563320.2707 | 407884.1842 | 0 | 0 | 0 | 0 | 0 | 0 | 0 | 0 | 0 | 0 | 0 | 0 | 0 | 0 | 0 | 158201.9038 | 0 | 0 | 0 | 0 | 0 | 0 | 0 | 0 | 0 | 0 | 0 | 0 | 0 | 0 | 0
2016-09-12 19:00 | 0 | 0 | 0 | 0 | 0 | 0 | 695548.695 | 572163 | 0 | 0 | 0 | 0 | 2686705.9657 | 407884.1842 | 0 | 0 | 0 | 0 | 0 | 0 | 0 | 0 | 0 | 0 | 0 | 0 | 0 | 0 | 0 | 123385.695 | 0 | 0 | 0 | 0 | 0 | 0 | 0 | 0 | 0 | 0 | 0 | 0 | 0 | 0 | 0
2016-09-12 20:00 | 0 | 0 | 0 | 0 | 0 | 0 | 679525.6317 | 580272 | 0 | 0 | 0 | 0 | 2785959.5974 | 407884.1842 | 0 | 0 | 0 | 0 | 0 | 0 | 0 | 0 | 0 | 0 | 0 | 0 | 0 | 0 | 0 | 99253.6317 | 0 | 0 | 0 | 0 | 0 | 0 | 0 | 0 | 0 | 0 | 0 | 0 | 0 | 0 | 0
2016-09-12 21:00 | 0 | 0 | 0 | 0 | 0 | 0 | 656313.1443 | 582208 | 0 | 0 | 0 | 0 | 2860064.7417 | 407884.1842 | 0 | 0 | 0 | 0 | 0 | 0 | 0 | 0 | 0 | 0 | 0 | 0 | 0 | 0 | 0 | 74105.1443 | 0 | 0 | 0 | 0 | 0 | 0 | 0 | 0 | 0 | 0 | 0 | 0 | 0 | 0 | 0
2016-09-12 22:00 | 0 | 0 | 0 | 0 | 0 | 0 | 608423.8029 | 573717 | 0 | 0 | 0 | 0 | 2894771.5446 | 407884.1842 | 0 | 0 | 0 | 0 | 0 | 0 | 0 | 0 | 0 | 0 | 0 | 0 | 0 | 0 | 0 | 34706.8029 | 0 | 0 | 0 | 0 | 0 | 0 | 0 | 0 | 0 | 0 | 0 | 0 | 0 | 0 | 0
2016-09-12 23:00 | 0 | 0 | 0 | 0 | 0 | 0 | 501761.9975 | 562447 | 0 | 0 | 0 | 0 | 2834086.5421 | 407884.1842 | 0 | 0 | 0 | 0 | 0 | 0 | 0 | 0 | 0 | 0 | 0 | 0 | 0 | 0 | 0 | -60685.0025 | 0 | 0 | 0 | 0 | 0 | 0 | 0 | 0 | 0 | 0 | 0 | 0 | 0 | 0 | 0
2016-09-13 | 0 | 0 | 0 | 0 | 0 | 221111.5729 | 317796.1019 | 553340 | 0 | 0 | 0 | 0 | 2819654.217 | 407884.1842 | 0 | 0 | 0 | 0 | 0 | 0 | 0 | 0 | 0 | 0 | 0 | 0 | 0 | 0 | 0 | -14432.3251 | 0 | 0 | 0 | 0 | 0 | 0 | 0 | 0 | 0 | 0 | 0 | 0 | 0 | 0 | 0
2016-09-13 01:00 | 0 | 0 | 0 | 0 | 0 | 541694.8985 | 44551.4089 | 531862 | 0 | 0 | 0 | 0 | 2874038.5243 | 407884.1842 | 0 | 0 | 0 | 0 | 0 | 0 | 0 | 0 | 0 | 0 | 0 | 0 | 0 | 0 | 0 | 54384.3074 | 0 | 0 | 0 | 0 | 0 | 0 | 0 | 0 | 0 | 0 | 0 | 0 | 0 | 0 | 0
2016-09-13 02:00 | 0 | 0 | 0 | 0 | 0 | 520537.0203 | 0 | 499804 | 0 | 0 | 0 | 0 | 2894771.5446 | 407884.1842 | 0 | 0 | 0 | 0 | 0 | 0 | 0 | 0 | 0 | 0 | 0 | 0 | 0 | 0 | 0 | 20733.0203 | 0 | 0 | 0 | 0 | 0 | 0 | 0 | 0 | 0 | 0 | 0 | 0 | 0 | 0 | 0
2016-09-13 03:00 | 0 | 0 | 0 | 0 | 0 | 204580.895 | 0 | 463720 | 0 | 0 | 0 | 0 | 2635632.4397 | 407884.1842 | 0 | 0 | 0 | 0 | 0 | 0 | 0 | 0 | 0 | 0 | 0 | 0 | 0 | 0 | 0 | -259139.105 | 0 | 0 | 0 | 0 | 0 | 0 | 0 | 0 | 0 | 0 | 0 | 0 | 0 | 0 | 0
2016-09-13 04:00 | 0 | 0 | 0 | 0 | 0 | 473398.5345 | 0 | 431172 | 0 | 0 | 0 | 0 | 2677858.9741 | 407884.1842 | 0 | 0 | 0 | 0 | 0 | 0 | 0 | 0 | 0 | 0 | 0 | 0 | 0 | 0 | 0 | 42226.5345 | 0 | 0 | 0 | 0 | 0 | 0 | 0 | 0 | 0 | 0 | 0 | 0 | 0 | 0 | 0
2016-09-13 05:00 | 0 | 0 | 0 | 0 | 0 | 443572.0577 | 0 | 406107 | 0 | 0 | 0 | 0 | 2715324.0318 | 407884.1842 | 0 | 0 | 0 | 0 | 0 | 0 | 0 | 0 | 0 | 0 | 0 | 0 | 0 | 0 | 0 | 37465.0577 | 0 | 0 | 0 | 0 | 0 | 0 | 0 | 0 | 0 | 0 | 0 | 0 | 0 | 0 | 0
2016-09-13 06:00 | 0 | 0 | 0 | 0 | 0 | 418805.5761 | 0 | 388315 | 0 | 0 | 0 | 0 | 2745814.6079 | 407884.1842 | 0 | 0 | 0 | 0 | 0 | 0 | 0 | 0 | 0 | 0 | 0 | 0 | 0 | 0 | 0 | 30490.5761 | 0 | 0 | 0 | 0 | 0 | 0 | 0 | 0 | 0 | 0 | 0 | 0 | 0 | 0 | 0
2016-09-13 07:00 | 0 | 0 | 0 | 0 | 0 | 395408.5399 | 0 | 376303 | 0 | 0 | 0 | 0 | 2764920.1479 | 407884.1842 | 0 | 0 | 0 | 0 | 0 | 0 | 0 | 0 | 0 | 0 | 0 | 0 | 0 | 0 | 0 | 19105.5399 | 0 | 0 | 0 | 0 | 0 | 0 | 0 | 0 | 0 | 0 | 0 | 0 | 0 | 0 | 0
2016-09-13 08:00 | 0 | 0 | 0 | 0 | 0 | 114244.895 | 0 | 373384 | 0 | 0 | 0 | 0 | 2505781.0429 | 407884.1842 | 0 | 0 | 0 | 0 | 0 | 0 | 0 | 0 | 0 | 0 | 0 | 0 | 0 | 0 | 0 | -259139.105 | 0 | 0 | 0 | 0 | 0 | 0 | 0 | 0 | 0 | 0 | 0 | 0 | 0 | 0 | 0
2016-09-13 09:00 | 0 | 0 | 0 | 0 | 0 | 338814.5276 | 0 | 381489 | 0 | 0 | 0 | 0 | 2463106.5705 | 407884.1842 | 0 | 0 | 0 | 0 | 0 | 0 | 0 | 0 | 0 | 0 | 0 | 0 | 0 | 0 | 0 | -42674.4724 | 0 | 0 | 0 | 0 | 0 | 0 | 0 | 0 | 0 | 0 | 0 | 0 | 0 | 0 | 0
2016-09-13 10:00 | 0 | 0 | 0 | 0 | 0 | 146112.895 | 0 | 405252 | 0 | 0 | 0 | 0 | 2203967.4656 | 407884.1842 | 0 | 0 | 0 | 0 | 0 | 0 | 0 | 0 | 0 | 0 | 0 | 0 | 0 | 0 | 0 | -259139.105 | 0 | 0 | 0 | 0 | 0 | 0 | 0 | 0 | 0 | 0 | 0 | 0 | 0 | 0 | 0
2016-09-13 11:00 | 0 | 0 | 0 | 0 | 0 | 168820.895 | 0 | 427960 | 0 | 0 | 0 | 0 | 1944828.3606 | 407884.1842 | 0 | 0 | 0 | 0 | 0 | 0 | 0 | 0 | 0 | 0 | 0 | 0 | 0 | 0 | 0 | -259139.105 | 0 | 0 | 0 | 0 | 0 | 0 | 0 | 0 | 0 | 0 | 0 | 0 | 0 | 0 | 0
2016-09-13 12:00 | 0 | 0 | 0 | 0 | 0 | 243117.4481 | 3.751 | 443105 | 0 | 0 | 0 | 0 | 1744844.5598 | 407884.1842 | 0 | 0 | 0 | 0 | 0 | 0 | 0 | 0 | 0 | 0 | 0 | 0 | 0 | 0 | 0 | -199983.8009 | 0 | 0 | 0 | 0 | 0 | 0 | 0 | 0 | 0 | 0 | 0 | 0 | 0 | 0 | 0
2016-09-13 13:00 | 0 | 0 | 0 | 0 | 0 | 198190.8705 | 102049.9176 | 463253 | 0 | 0 | 0 | 0 | 1581832.3479 | 407884.1842 | 0 | 0 | 0 | 0 | 0 | 0 | 0 | 0 | 0 | 0 | 0 | 0 | 0 | 0 | 0 | -163012.2119 | 0 | 0 | 0 | 0 | 0 | 0 | 0 | 0 | 0 | 0 | 0 | 0 | 0 | 0 | 0
2016-09-13 14:00 | 0 | 0 | 0 | 0 | 0 | 0 | 503898.4066 | 485936 | 0 | 0 | 0 | 0 | 1599794.7545 | 407884.1842 | 0 | 0 | 0 | 0 | 0 | 0 | 0 | 0 | 0 | 0 | 0 | 0 | 0 | 0 | 0 | 17962.4066 | 0 | 0 | 0 | 0 | 0 | 0 | 0 | 0 | 0 | 0 | 0 | 0 | 0 | 0 | 0
2016-09-13 15:00 | 0 | 0 | 0 | 0 | 0 | 17424.3087 | 707660.2964 | 507323 | 0 | 0 | 0 | 0 | 1817556.3596 | 407884.1842 | 0 | 0 | 0 | 0 | 0 | 0 | 0 | 0 | 0 | 0 | 0 | 0 | 0 | 0 | 0 | 217761.6051 | 0 | 0 | 0 | 0 | 0 | 0 | 0 | 0 | 0 | 0 | 0 | 0 | 0 | 0 | 0
2016-09-13 16:00 | 0 | 0 | 0 | 0 | 0 | 0 | 759450.7684 | 529282 | 0 | 0 | 0 | 0 | 2047725.128 | 407884.1842 | 0 | 0 | 0 | 0 | 0 | 0 | 0 | 0 | 0 | 0 | 0 | 0 | 0 | 0 | 0 | 230168.7684 | 0 | 0 | 0 | 0 | 0 | 0 | 0 | 0 | 0 | 0 | 0 | 0 | 0 | 0 | 0
2016-09-13 17:00 | 0 | 0 | 0 | 0 | 0 | 0 | 754191.9323 | 549796 | 0 | 0 | 0 | 0 | 2252121.0603 | 407884.1842 | 0 | 0 | 0 | 0 | 0 | 0 | 0 | 0 | 0 | 0 | 0 | 0 | 0 | 0 | 0 | 204395.9323 | 0 | 0 | 0 | 0 | 0 | 0 | 0 | 0 | 0 | 0 | 0 | 0 | 0 | 0 | 0
2016-09-13 18:00 | 0 | 0 | 0 | 0 | 0 | 0 | 731734.909 | 566080 | 0 | 0 | 0 | 0 | 2417775.9693 | 407884.1842 | 0 | 0 | 0 | 0 | 0 | 0 | 0 | 0 | 0 | 0 | 0 | 0 | 0 | 0 | 0 | 165654.909 | 0 | 0 | 0 | 0 | 0 | 0 | 0 | 0 | 0 | 0 | 0 | 0 | 0 | 0 | 0
2016-09-13 19:00 | 0 | 0 | 0 | 0 | 0 | 0 | 711549.8404 | 577699 | 0 | 0 | 0 | 0 | 2551626.8096 | 407884.1842 | 0 | 0 | 0 | 0 | 0 | 0 | 0 | 0 | 0 | 0 | 0 | 0 | 0 | 0 | 0 | 133850.8404 | 0 | 0 | 0 | 0 | 0 | 0 | 0 | 0 | 0 | 0 | 0 | 0 | 0 | 0 | 0
2016-09-13 20:00 | 0 | 0 | 0 | 0 | 0 | 98202.0304 | 699145.8354 | 585213 | 0 | 0 | 0 | 0 | 2763761.6754 | 407884.1842 | 0 | 0 | 0 | 0 | 0 | 0 | 0 | 0 | 0 | 0 | 0 | 0 | 0 | 0 | 0 | 212134.8658 | 0 | 0 | 0 | 0 | 0 | 0 | 0 | 0 | 0 | 0 | 0 | 0 | 0 | 0 | 0
2016-09-13 21:00 | 0 | 0 | 0 | 0 | 0 | 0 | 674888.325 | 586393 | 0 | 0 | 0 | 0 | 2852257.0004 | 407884.1842 | 0 | 0 | 0 | 0 | 0 | 0 | 0 | 0 | 0 | 0 | 0 | 0 | 0 | 0 | 0 | 88495.325 | 0 | 0 | 0 | 0 | 0 | 0 | 0 | 0 | 0 | 0 | 0 | 0 | 0 | 0 | 0
2016-09-13 22:00 | 0 | 0 | 0 | 0 | 0 | 0 | 618928.5442 | 576414 | 0 | 0 | 0 | 0 | 2894771.5446 | 407884.1842 | 0 | 0 | 0 | 0 | 0 | 0 | 0 | 0 | 0 | 0 | 0 | 0 | 0 | 0 | 0 | 42514.5442 | 0 | 0 | 0 | 0 | 0 | 0 | 0 | 0 | 0 | 0 | 0 | 0 | 0 | 0 | 0
2016-09-13 23:00 | 0 | 0 | 0 | 0 | 0 | 0 | 484240.5806 | 564411 | 0 | 0 | 0 | 0 | 2814601.1252 | 407884.1842 | 0 | 0 | 0 | 0 | 0 | 0 | 0 | 0 | 0 | 0 | 0 | 0 | 0 | 0 | 0 | -80170.4194 | 0 | 0 | 0 | 0 | 0 | 0 | 0 | 0 | 0 | 0 | 0 | 0 | 0 | 0 | 0
2016-09-14 | 0 | 0 | 0 | 0 | 0 | 0 | 263699.654 | 557510 | 0 | 0 | 0 | 0 | 2555462.0202 | 373212.9431 | 0 | 0 | 0 | 0 | 0 | 0 | 0 | 0 | 0 | 0 | 0 | 0 | 0 | 0 | 0 | -259139.105 | 0 | 34671.2411 | 0 | 0 | 0 | 0 | 0 | 0 | 0 | 0 | 0 | 0 | 0 | 0 | 0
2016-09-14 01:00 | 0 | 0 | 0 | 0 | 0 | 242313.4153 | 32032.6199 | 538277 | 0 | 0 | 0 | 0 | 2400473.8646 | 264270.1339 | 0 | 0 | 0 | 0 | 0 | 0 | 0 | 0 | 0 | 0 | 0 | 0 | 0 | 0 | 0 | -154988.1556 | 0 | 108942.8092 | 0 | 0 | 0 | 0 | 0 | 0 | 0 | 0 | 0 | 0 | 0 | 0 | 0
2016-09-14 02:00 | 0 | 0 | 0 | 0 | 0 | 248423.5647 | 0 | 509253 | 0 | 0 | 0 | 0 | 2248587.2385 | 155327.3248 | 0 | 0 | 0 | 0 | 0 | 0 | 0 | 0 | 0 | 0 | 0 | 0 | 0 | 0 | 0 | -151886.6261 | 0 | 108942.8092 | 0 | 0 | 0 | 0 | 0 | 0 | 0 | 0 | 0 | 0 | 0 | 0 | 0
2016-09-14 03:00 | 0 | 0 | 0 | 0 | 0 | 256815.1451 | 0 | 473004 | 0 | 0 | 0 | 0 | 2032398.3836 | 155327.3248 | 0 | 0 | 0 | 0 | 0 | 0 | 0 | 0 | 0 | 0 | 0 | 0 | 0 | 0 | 0 | -216188.8549 | 0 | 0 | 0 | 0 | 0 | 0 | 0 | 0 | 0 | 0 | 0 | 0 | 0 | 0 | 0
2016-09-14 04:00 | 0 | 0 | 0 | 0 | 0 | 179598.895 | 0 | 438738 | 0 | 0 | 0 | 0 | 1773259.2787 | 155327.3248 | 0 | 0 | 0 | 0 | 0 | 0 | 0 | 0 | 0 | 0 | 0 | 0 | 0 | 0 | 0 | -259139.105 | 0 | 0 | 0 | 0 | 0 | 0 | 0 | 0 | 0 | 0 | 0 | 0 | 0 | 0 | 0
2016-09-14 05:00 | 0 | 0 | 0 | 0 | 0 | 286905.0012 | 0 | 411716 | 0 | 0 | 0 | 0 | 1648448.2799 | 155327.3248 | 0 | 0 | 0 | 0 | 0 | 0 | 0 | 0 | 0 | 0 | 0 | 0 | 0 | 0 | 0 | -124810.9988 | 0 | 0 | 0 | 0 | 0 | 0 | 0 | 0 | 0 | 0 | 0 | 0 | 0 | 0 | 0
2016-09-14 06:00 | 0 | 0 | 0 | 0 | 0 | 293430.0201 | 0 | 392440 | 0 | 0 | 0 | 0 | 1549438.3 | 155327.3248 | 0 | 0 | 0 | 0 | 0 | 0 | 0 | 0 | 0 | 0 | 0 | 0 | 0 | 0 | 0 | -99009.9799 | 0 | 0 | 0 | 0 | 0 | 0 | 0 | 0 | 0 | 0 | 0 | 0 | 0 | 0 | 0
2016-09-14 07:00 | 0 | 0 | 0 | 0 | 0 | 298442.9359 | 0 | 381027 | 0 | 0 | 0 | 0 | 1466854.2359 | 155327.3248 | 0 | 0 | 0 | 0 | 0 | 0 | 0 | 0 | 0 | 0 | 0 | 0 | 0 | 0 | 0 | -82584.0641 | 0 | 0 | 0 | 0 | 0 | 0 | 0 | 0 | 0 | 0 | 0 | 0 | 0 | 0 | 0
2016-09-14 08:00 | 0 | 0 | 0 | 0 | 0 | 118084.895 | 0 | 377224 | 0 | 0 | 0 | 0 | 1207715.1309 | 155327.3248 | 0 | 0 | 0 | 0 | 0 | 0 | 0 | 0 | 0 | 0 | 0 | 0 | 0 | 0 | 0 | -259139.105 | 0 | 0 | 0 | 0 | 0 | 0 | 0 | 0 | 0 | 0 | 0 | 0 | 0 | 0 | 0
2016-09-14 09:00 | 0 | 0 | 0 | 0 | 0 | 278853.731 | 0 | 385772 | 0 | 0 | 0 | 0 | 1100796.862 | 155327.3248 | 0 | 0 | 0 | 0 | 0 | 0 | 0 | 0 | 0 | 0 | 0 | 0 | 0 | 0 | 0 | -106918.269 | 0 | 0 | 0 | 0 | 0 | 0 | 0 | 0 | 0 | 0 | 0 | 0 | 0 | 0 | 0
2016-09-14 10:00 | 0 | 0 | 0 | 0 | 0 | 151478.895 | 0 | 410618 | 0 | 0 | 0 | 0 | 841657.757 | 155327.3248 | 0 | 0 | 0 | 0 | 0 | 0 | 0 | 0 | 0 | 0 | 0 | 0 | 0 | 0 | 0 | -259139.105 | 0 | 0 | 0 | 0 | 0 | 0 | 0 | 0 | 0 | 0 | 0 | 0 | 0 | 0 | 0
2016-09-14 11:00 | 0 | 0 | 0 | 0 | 0 | 174858.895 | 0 | 433998 | 0 | 0 | 0 | 0 | 582518.6521 | 155327.3248 | 0 | 0 | 0 | 0 | 0 | 0 | 0 | 0 | 0 | 0 | 0 | 0 | 0 | 0 | 0 | -259139.105 | 0 | 0 | 0 | 0 | 0 | 0 | 0 | 0 | 0 | 0 | 0 | 0 | 0 | 0 | 0
2016-09-14 12:00 | 0 | 0 | 0 | 0 | 0 | 213122.8963 | 12.9166 | 451544 | 0 | 0 | 0 | 0 | 344110.465 | 155327.3248 | 0 | 0 | 0 | 0 | 0 | 0 | 0 | 0 | 0 | 0 | 0 | 0 | 0 | 0 | 0 | -238408.1871 | 0 | 0 | 0 | 0 | 0 | 0 | 0 | 0 | 0 | 0 | 0 | 0 | 0 | 0 | 0
2016-09-14 13:00 | 0 | 0 | 0 | 0 | 0 | 117033.5757 | 64804.7432 | 472214 | 0 | 0 | 0 | 0 | 162677.593 | 46384.5156 | 0 | 0 | 0 | 0 | 0 | 0 | 0 | 0 | 0 | 0 | 0 | 0 | 0 | 0 | 0 | -181432.8719 | 0 | 108942.8092 | 0 | 0 | 0 | 0 | 0 | 0 | 0 | 0 | 0 | 0 | 0 | 0 | 0
2016-09-14 14:00 | 0 | 0 | 0 | 0 | 0 | 136277.1838 | 430680.9603 | 496004 | 0 | 0 | 0 | 0 | 233631.7371 | 46384.5156 | 0 | 0 | 0 | 0 | 0 | 0 | 0 | 0 | 0 | 0 | 0 | 0 | 0 | 0 | 0 | 70954.1441 | 0 | 0 | 0 | 0 | 0 | 0 | 0 | 0 | 0 | 0 | 0 | 0 | 0 | 0 | 0
2016-09-14 15:00 | 0 | 0 | 0 | 0 | 0 | 0 | 665512.92 | 519969 | 0 | 0 | 0 | 0 | 379175.6571 | 46384.5156 | 0 | 0 | 0 | 0 | 0 | 0 | 0 | 0 | 0 | 0 | 0 | 0 | 0 | 0 | 0 | 145543.92 | 0 | 0 | 0 | 0 | 0 | 0 | 0 | 0 | 0 | 0 | 0 | 0 | 0 | 0 | 0
2016-09-14 16:00 | 0 | 0 | 0 | 0 | 0 | 0 | 723875.9552 | 542546 | 0 | 0 | 0 | 0 | 560505.6123 | 46384.5156 | 0 | 0 | 0 | 0 | 0 | 0 | 0 | 0 | 0 | 0 | 0 | 0 | 0 | 0 | 0 | 181329.9552 | 0 | 0 | 0 | 0 | 0 | 0 | 0 | 0 | 0 | 0 | 0 | 0 | 0 | 0 | 0
2016-09-14 17:00 | 0 | 0 | 0 | 0 | 0 | 0 | 732425.5597 | 563715 | 0 | 0 | 0 | 0 | 729216.172 | 46384.5156 | 0 | 0 | 0 | 0 | 0 | 0 | 0 | 0 | 0 | 0 | 0 | 0 | 0 | 0 | 0 | 168710.5597 | 0 | 0 | 0 | 0 | 0 | 0 | 0 | 0 | 0 | 0 | 0 | 0 | 0 | 0 | 0
2016-09-14 18:00 | 0 | 0 | 0 | 0 | 0 | 0 | 725628.0815 | 579326 | 0 | 0 | 0 | 0 | 875518.2536 | 46384.5156 | 0 | 0 | 0 | 0 | 0 | 0 | 0 | 0 | 0 | 0 | 0 | 0 | 0 | 0 | 0 | 146302.0815 | 0 | 0 | 0 | 0 | 0 | 0 | 0 | 0 | 0 | 0 | 0 | 0 | 0 | 0 | 0
2016-09-14 19:00 | 0 | 0 | 0 | 0 | 0 | 36478.987 | 716215.765 | 590339 | 0 | 0 | 0 | 0 | 1037874.0056 | 46384.5156 | 0 | 0 | 0 | 0 | 0 | 0 | 0 | 0 | 0 | 0 | 0 | 0 | 0 | 0 | 0 | 162355.752 | 0 | 0 | 0 | 0 | 0 | 0 | 0 | 0 | 0 | 0 | 0 | 0 | 0 | 0 | 0
2016-09-14 20:00 | 0 | 0 | 0 | 0 | 0 | 139056.1305 | 717246.9744 | 597164 | 0 | 0 | 0 | 0 | 1297013.1106 | 46384.5156 | 0 | 0 | 0 | 0 | 0 | 0 | 0 | 0 | 0 | 0 | 0 | 0 | 0 | 0 | 0 | 259139.105 | 0 | 0 | 0 | 0 | 0 | 0 | 0 | 0 | 0 | 0 | 0 | 0 | 0 | 0 | 0
2016-09-14 21:00 | 0 | 0 | 0 | 0 | 0 | 150823.0308 | 704761.0742 | 596445 | 0 | 0 | 0 | 0 | 1556152.2155 | 46384.5156 | 0 | 0 | 0 | 0 | 0 | 0 | 0 | 0 | 0 | 0 | 0 | 0 | 0 | 0 | 0 | 259139.105 | 0 | 0 | 0 | 0 | 0 | 0 | 0 | 0 | 0 | 0 | 0 | 0 | 0 | 0 | 0
2016-09-14 22:00 | 0 | 0 | 0 | 0 | 0 | 0 | 661766.9413 | 585395 | 0 | 0 | 0 | 0 | 1632524.1568 | 46384.5156 | 0 | 0 | 0 | 0 | 0 | 0 | 0 | 0 | 0 | 0 | 0 | 0 | 0 | 0 | 0 | 76371.9413 | 0 | 0 | 0 | 0 | 0 | 0 | 0 | 0 | 0 | 0 | 0 | 0 | 0 | 0 | 0
2016-09-14 23:00 | 0 | 0 | 0 | 0 | 0 | 0 | 553238.0922 | 572760 | 0 | 0 | 0 | 0 | 1613002.249 | 46384.5156 | 0 | 0 | 0 | 0 | 0 | 0 | 0 | 0 | 0 | 0 | 0 | 0 | 0 | 0 | 0 | -19521.9078 | 0 | 0 | 0 | 0 | 0 | 0 | 0 | 0 | 0 | 0 | 0 | 0 | 0 | 0 | 0
2016-09-15 | 0 | 0 | 0 | 0 | 0 | 302426.5605 | 348791.0128 | 562942 | 0 | 0 | 0 | 0 | 1701277.8223 | 46384.5156 | 0 | 0 | 0 | 0 | 0 | 0 | 0 | 0 | 0 | 0 | 0 | 0 | 0 | 0 | 0 | 88275.5733 | 0 | 0 | 0 | 0 | 0 | 0 | 0 | 0 | 0 | 0 | 0 | 0 | 0 | 0 | 0
2016-09-15 01:00 | 0 | 0 | 0 | 0 | 0 | 434587.3748 | 37672.6172 | 541029 | 0 | 0 | 0 | 0 | 1632508.8143 | 46384.5156 | 0 | 0 | 0 | 0 | 0 | 0 | 0 | 0 | 0 | 0 | 0 | 0 | 0 | 0 | 0 | -68769.008 | 0 | 0 | 0 | 0 | 0 | 0 | 0 | 0 | 0 | 0 | 0 | 0 | 0 | 0 | 0
2016-09-15 02:00 | 0 | 0 | 0 | 0 | 0 | 449538.657 | 0 | 508860 | 0 | 0 | 0 | 0 | 1573187.4713 | 46384.5156 | 0 | 0 | 0 | 0 | 0 | 0 | 0 | 0 | 0 | 0 | 0 | 0 | 0 | 0 | 0 | -59321.343 | 0 | 0 | 0 | 0 | 0 | 0 | 0 | 0 | 0 | 0 | 0 | 0 | 0 | 0 | 0
2016-09-15 03:00 | 0 | 0 | 0 | 0 | 0 | 430079.6604 | 0 | 471861 | 0 | 0 | 0 | 0 | 1531406.1317 | 46384.5156 | 0 | 0 | 0 | 0 | 0 | 0 | 0 | 0 | 0 | 0 | 0 | 0 | 0 | 0 | 0 | -41781.3396 | 0 | 0 | 0 | 0 | 0 | 0 | 0 | 0 | 0 | 0 | 0 | 0 | 0 | 0 | 0
2016-09-15 04:00 | 0 | 0 | 0 | 0 | 0 | 406419.508 | 0 | 437274 | 0 | 0 | 0 | 0 | 1500551.6397 | 46384.5156 | 0 | 0 | 0 | 0 | 0 | 0 | 0 | 0 | 0 | 0 | 0 | 0 | 0 | 0 | 0 | -30854.492 | 0 | 0 | 0 | 0 | 0 | 0 | 0 | 0 | 0 | 0 | 0 | 0 | 0 | 0 | 0
2016-09-15 05:00 | 0 | 0 | 0 | 0 | 0 | 386909.4168 | 0 | 409873 | 0 | 0 | 0 | 0 | 1477588.0564 | 46384.5156 | 0 | 0 | 0 | 0 | 0 | 0 | 0 | 0 | 0 | 0 | 0 | 0 | 0 | 0 | 0 | -22963.5832 | 0 | 0 | 0 | 0 | 0 | 0 | 0 | 0 | 0 | 0 | 0 | 0 | 0 | 0 | 0
2016-09-15 06:00 | 0 | 0 | 0 | 0 | 0 | 131256.895 | 0 | 390396 | 0 | 0 | 0 | 0 | 1218448.9515 | 46384.5156 | 0 | 0 | 0 | 0 | 0 | 0 | 0 | 0 | 0 | 0 | 0 | 0 | 0 | 0 | 0 | -259139.105 | 0 | 0 | 0 | 0 | 0 | 0 | 0 | 0 | 0 | 0 | 0 | 0 | 0 | 0 | 0
2016-09-15 07:00 | 0 | 0 | 0 | 0 | 0 | 357446.0097 | 0 | 377710 | 0 | 0 | 0 | 0 | 1198184.9612 | 46384.5156 | 0 | 0 | 0 | 0 | 0 | 0 | 0 | 0 | 0 | 0 | 0 | 0 | 0 | 0 | 0 | -20263.9903 | 0 | 0 | 0 | 0 | 0 | 0 | 0 | 0 | 0 | 0 | 0 | 0 | 0 | 0 | 0
2016-09-15 08:00 | 0 | 0 | 0 | 0 | 0 | 113717.895 | 0 | 372857 | 0 | 0 | 0 | 0 | 939045.8563 | 46384.5156 | 0 | 0 | 0 | 0 | 0 | 0 | 0 | 0 | 0 | 0 | 0 | 0 | 0 | 0 | 0 | -259139.105 | 0 | 0 | 0 | 0 | 0 | 0 | 0 | 0 | 0 | 0 | 0 | 0 | 0 | 0 | 0
2016-09-15 09:00 | 0 | 0 | 0 | 0 | 0 | 324939.543 | 0 | 380669 | 0 | 0 | 0 | 0 | 869050.4177 | 60650.4971 | 0 | 0 | 0 | 0 | 0 | 0 | 0 | 0 | 0 | 0 | 0 | 0 | 0 | 0 | 0 | -69995.4386 | 14265.9815 | 0 | 0 | 0 | 0 | 0 | 0 | 0 | 0 | 0 | 0 | 0 | 0 | 0 | 0
2016-09-15 10:00 | 0 | 0 | 0 | 0 | 0 | 145936.895 | 0 | 405076 | 0 | 0 | 0 | 0 | 609911.3128 | 60650.4971 | 0 | 0 | 0 | 0 | 0 | 0 | 0 | 0 | 0 | 0 | 0 | 0 | 0 | 0 | 0 | -259139.105 | 0 | 0 | 0 | 0 | 0 | 0 | 0 | 0 | 0 | 0 | 0 | 0 | 0 | 0 | 0
2016-09-15 11:00 | 0 | 0 | 0 | 0 | 0 | 167465.895 | 0 | 426605 | 0 | 0 | 0 | 0 | 350772.2078 | 60650.4971 | 0 | 0 | 0 | 0 | 0 | 0 | 0 | 0 | 0 | 0 | 0 | 0 | 0 | 0 | 0 | -259139.105 | 0 | 0 | 0 | 0 | 0 | 0 | 0 | 0 | 0 | 0 | 0 | 0 | 0 | 0 | 0
2016-09-15 12:00 | 0 | 0 | 0 | 0 | 0 | 288909.4901 | 8.6076 | 441383 | 0 | 0 | 0 | 0 | 198307.3055 | 60650.4971 | 0 | 0 | 0 | 0 | 0 | 0 | 0 | 0 | 0 | 0 | 0 | 0 | 0 | 0 | 0 | -152464.9023 | 0 | 0 | 0 | 0 | 0 | 0 | 0 | 0 | 0 | 0 | 0 | 0 | 0 | 0 | 0
2016-09-15 13:00 | 0 | 0 | 0 | 0 | 0 | 190534.6863 | 72379.0082 | 461221 | 0 | 0 | 0 | 0 | 0 | 60650.4971 | 0 | 0 | 0 | 0 | 0 | 0 | 0 | 0 | 0 | 0 | 0 | 0 | 0 | 0 | 0 | -198307.3055 | 0 | 0 | 0 | 0 | 0 | 0 | 0 | 0 | 0 | 0 | 0 | 0 | 0 | 0 | 0
2016-09-15 14:00 | 0 | 0 | 0 | 0 | 0 | 0 | 498130.7377 | 483767 | 0 | 0 | 0 | 0 | 14363.7377 | 60650.4971 | 0 | 0 | 0 | 0 | 0 | 0 | 0 | 0 | 0 | 0 | 0 | 0 | 0 | 0 | 0 | 14363.7377 | 0 | 0 | 0 | 0 | 0 | 0 | 0 | 0 | 0 | 0 | 0 | 0 | 0 | 0 | 0
2016-09-15 15:00 | 0 | 0 | 0 | 0 | 0 | 0 | 733142.302 | 506225 | 0 | 0 | 0 | 0 | 241281.0396 | 60650.4971 | 0 | 0 | 0 | 0 | 0 | 0 | 0 | 0 | 0 | 0 | 0 | 0 | 0 | 0 | 0 | 226917.302 | 0 | 0 | 0 | 0 | 0 | 0 | 0 | 0 | 0 | 0 | 0 | 0 | 0 | 0 | 0
2016-09-15 16:00 | 0 | 0 | 0 | 0 | 0 | 0 | 760146.095 | 526880 | 0 | 0 | 0 | 0 | 474547.1346 | 60650.4971 | 0 | 0 | 0 | 0 | 0 | 0 | 0 | 0 | 0 | 0 | 0 | 0 | 0 | 0 | 0 | 233266.095 | 0 | 0 | 0 | 0 | 0 | 0 | 0 | 0 | 0 | 0 | 0 | 0 | 0 | 0 | 0
2016-09-15 17:00 | 0 | 0 | 0 | 0 | 0 | 0 | 755676.4476 | 546504 | 0 | 0 | 0 | 0 | 683719.5822 | 60650.4971 | 0 | 0 | 0 | 0 | 0 | 0 | 0 | 0 | 0 | 0 | 0 | 0 | 0 | 0 | 0 | 209172.4476 | 0 | 0 | 0 | 0 | 0 | 0 | 0 | 0 | 0 | 0 | 0 | 0 | 0 | 0 | 0
2016-09-15 18:00 | 0 | 0 | 0 | 0 | 0 | 0 | 741738.9693 | 561739 | 0 | 0 | 0 | 0 | 863719.5515 | 60650.4971 | 0 | 0 | 0 | 0 | 0 | 0 | 0 | 0 | 0 | 0 | 0 | 0 | 0 | 0 | 0 | 179999.9693 | 0 | 0 | 0 | 0 | 0 | 0 | 0 | 0 | 0 | 0 | 0 | 0 | 0 | 0 | 0
2016-09-15 19:00 | 0 | 0 | 0 | 0 | 0 | 0 | 727638.7245 | 572572 | 0 | 0 | 0 | 0 | 1018786.276 | 60650.4971 | 0 | 0 | 0 | 0 | 0 | 0 | 0 | 0 | 0 | 0 | 0 | 0 | 0 | 0 | 0 | 155066.7245 | 0 | 0 | 0 | 0 | 0 | 0 | 0 | 0 | 0 | 0 | 0 | 0 | 0 | 0 | 0
2016-09-15 20:00 | 0 | 0 | 0 | 0 | 0 | 0 | 728030.7634 | 579275 | 0 | 0 | 0 | 0 | 1167542.0394 | 60650.4971 | 0 | 0 | 0 | 0 | 0 | 0 | 0 | 0 | 0 | 0 | 0 | 0 | 0 | 0 | 0 | 148755.7634 | 0 | 0 | 0 | 0 | 0 | 0 | 0 | 0 | 0 | 0 | 0 | 0 | 0 | 0 | 0
2016-09-15 21:00 | 0 | 0 | 0 | 0 | 0 | 0 | 727176.3883 | 579583 | 0 | 0 | 0 | 0 | 1315135.4277 | 60650.4971 | 0 | 0 | 0 | 0 | 0 | 0 | 0 | 0 | 0 | 0 | 0 | 0 | 0 | 0 | 0 | 147593.3883 | 0 | 0 | 0 | 0 | 0 | 0 | 0 | 0 | 0 | 0 | 0 | 0 | 0 | 0 | 0
2016-09-15 22:00 | 0 | 0 | 0 | 0 | 0 | 0 | 704507.2003 | 570244 | 0 | 0 | 0 | 0 | 1449398.628 | 60650.4971 | 0 | 0 | 0 | 0 | 0 | 0 | 0 | 0 | 0 | 0 | 0 | 0 | 0 | 0 | 0 | 134263.2003 | 0 | 0 | 0 | 0 | 0 | 0 | 0 | 0 | 0 | 0 | 0 | 0 | 0 | 0 | 0
2016-09-15 23:00 | 0 | 0 | 0 | 0 | 0 | 0 | 613645.4403 | 559133 | 0 | 0 | 0 | 0 | 1503911.0683 | 60650.4971 | 0 | 0 | 0 | 0 | 0 | 0 | 0 | 0 | 0 | 0 | 0 | 0 | 0 | 0 | 0 | 54512.4403 | 0 | 0 | 0 | 0 | 0 | 0 | 0 | 0 | 0 | 0 | 0 | 0 | 0 | 0 | 0
2016-09-16 | 0 | 0 | 0 | 0 | 0 | 395285.3447 | 386050.3996 | 552439 | 0 | 0 | 0 | 0 | 1732807.8126 | 60650.4971 | 0 | 0 | 0 | 0 | 0 | 0 | 0 | 0 | 0 | 0 | 0 | 0 | 0 | 0 | 0 | 228896.7443 | 0 | 0 | 0 | 0 | 0 | 0 | 0 | 0 | 0 | 0 | 0 | 0 | 0 | 0 | 0
2016-09-16 01:00 | 0 | 0 | 0 | 0 | 0 | 469565.8671 | 32139.1166 | 532841 | 0 | 0 | 0 | 0 | 1701671.7963 | 60650.4971 | 0 | 0 | 0 | 0 | 0 | 0 | 0 | 0 | 0 | 0 | 0 | 0 | 0 | 0 | 0 | -31136.0163 | 0 | 0 | 0 | 0 | 0 | 0 | 0 | 0 | 0 | 0 | 0 | 0 | 0 | 0 | 0
2016-09-16 02:00 | 0 | 0 | 0 | 0 | 0 | 479442.653 | 0 | 502456 | 0 | 0 | 0 | 0 | 1678658.4493 | 60650.4971 | 0 | 0 | 0 | 0 | 0 | 0 | 0 | 0 | 0 | 0 | 0 | 0 | 0 | 0 | 0 | -23013.347 | 0 | 0 | 0 | 0 | 0 | 0 | 0 | 0 | 0 | 0 | 0 | 0 | 0 | 0 | 0
2016-09-16 03:00 | 0 | 0 | 0 | 0 | 0 | 467096.6983 | 0 | 467791 | 0 | 0 | 0 | 0 | 1677964.1476 | 60650.4971 | 0 | 0 | 0 | 0 | 0 | 0 | 0 | 0 | 0 | 0 | 0 | 0 | 0 | 0 | 0 | -694.3017 | 0 | 0 | 0 | 0 | 0 | 0 | 0 | 0 | 0 | 0 | 0 | 0 | 0 | 0 | 0
2016-09-16 04:00 | 0 | 0 | 0 | 0 | 0 | 394101.9948 | 0 | 435036 | 0 | 0 | 0 | 0 | 1637030.1424 | 60650.4971 | 0 | 0 | 0 | 0 | 0 | 0 | 0 | 0 | 0 | 0 | 0 | 0 | 0 | 0 | 0 | -40934.0052 | 0 | 0 | 0 | 0 | 0 | 0 | 0 | 0 | 0 | 0 | 0 | 0 | 0 | 0 | 0
2016-09-16 05:00 | 0 | 0 | 0 | 0 | 0 | 149158.895 | 0 | 408298 | 0 | 0 | 0 | 0 | 1377891.0374 | 60650.4971 | 0 | 0 | 0 | 0 | 0 | 0 | 0 | 0 | 0 | 0 | 0 | 0 | 0 | 0 | 0 | -259139.105 | 0 | 0 | 0 | 0 | 0 | 0 | 0 | 0 | 0 | 0 | 0 | 0 | 0 | 0 | 0
2016-09-16 06:00 | 0 | 0 | 0 | 0 | 0 | 130184.895 | 0 | 389324 | 0 | 0 | 0 | 0 | 1118751.9325 | 60650.4971 | 0 | 0 | 0 | 0 | 0 | 0 | 0 | 0 | 0 | 0 | 0 | 0 | 0 | 0 | 0 | -259139.105 | 0 | 0 | 0 | 0 | 0 | 0 | 0 | 0 | 0 | 0 | 0 | 0 | 0 | 0 | 0
2016-09-16 07:00 | 0 | 0 | 0 | 0 | 0 | 381690.9543 | 0 | 376567 | 0 | 0 | 0 | 0 | 1123875.8867 | 60650.4971 | 0 | 0 | 0 | 0 | 0 | 0 | 0 | 0 | 0 | 0 | 0 | 0 | 0 | 0 | 0 | 5123.9543 | 0 | 0 | 0 | 0 | 0 | 0 | 0 | 0 | 0 | 0 | 0 | 0 | 0 | 0 | 0
2016-09-16 08:00 | 0 | 0 | 0 | 0 | 0 | 113138.895 | 0 | 372278 | 0 | 0 | 0 | 0 | 864736.7818 | 60650.4971 | 0 | 0 | 0 | 0 | 0 | 0 | 0 | 0 | 0 | 0 | 0 | 0 | 0 | 0 | 0 | -259139.105 | 0 | 0 | 0 | 0 | 0 | 0 | 0 | 0 | 0 | 0 | 0 | 0 | 0 | 0 | 0
2016-09-16 09:00 | 0 | 0 | 0 | 0 | 0 | 347292.5257 | 0 | 379772 | 0 | 0 | 0 | 0 | 832257.3075 | 60650.4971 | 0 | 0 | 0 | 0 | 0 | 0 | 0 | 0 | 0 | 0 | 0 | 0 | 0 | 0 | 0 | -32479.4743 | 0 | 0 | 0 | 0 | 0 | 0 | 0 | 0 | 0 | 0 | 0 | 0 | 0 | 0 | 0
2016-09-16 10:00 | 0 | 0 | 0 | 0 | 0 | 144625.895 | 0 | 403765 | 0 | 0 | 0 | 0 | 573118.2026 | 60650.4971 | 0 | 0 | 0 | 0 | 0 | 0 | 0 | 0 | 0 | 0 | 0 | 0 | 0 | 0 | 0 | -259139.105 | 0 | 0 | 0 | 0 | 0 | 0 | 0 | 0 | 0 | 0 | 0 | 0 | 0 | 0 | 0
2016-09-16 11:00 | 0 | 0 | 0 | 0 | 0 | 167294.895 | 0 | 426434 | 0 | 0 | 0 | 0 | 313979.0976 | 60650.4971 | 0 | 0 | 0 | 0 | 0 | 0 | 0 | 0 | 0 | 0 | 0 | 0 | 0 | 0 | 0 | -259139.105 | 0 | 0 | 0 | 0 | 0 | 0 | 0 | 0 | 0 | 0 | 0 | 0 | 0 | 0 | 0
2016-09-16 12:00 | 0 | 0 | 0 | 0 | 0 | 305633.161 | 4.619 | 441129 | 0 | 0 | 0 | 0 | 178487.8776 | 60650.4971 | 0 | 0 | 0 | 0 | 0 | 0 | 0 | 0 | 0 | 0 | 0 | 0 | 0 | 0 | 0 | -135491.2201 | 0 | 0 | 0 | 0 | 0 | 0 | 0 | 0 | 0 | 0 | 0 | 0 | 0 | 0 | 0
2016-09-16 13:00 | 0 | 0 | 0 | 0 | 0 | 201592.3017 | 80866.8207 | 460947 | 0 | 0 | 0 | 0 | 0 | 60650.4971 | 0 | 0 | 0 | 0 | 0 | 0 | 0 | 0 | 0 | 0 | 0 | 0 | 0 | 0 | 0 | -178487.8776 | 0 | 0 | 0 | 0 | 0 | 0 | 0 | 0 | 0 | 0 | 0 | 0 | 0 | 0 | 0
2016-09-16 14:00 | 0 | 0 | 0 | 0 | 0 | 0 | 522082.0165 | 482425 | 0 | 0 | 0 | 0 | 39657.0165 | 60650.4971 | 0 | 0 | 0 | 0 | 0 | 0 | 0 | 0 | 0 | 0 | 0 | 0 | 0 | 0 | 0 | 39657.0165 | 0 | 0 | 0 | 0 | 0 | 0 | 0 | 0 | 0 | 0 | 0 | 0 | 0 | 0 | 0
2016-09-16 15:00 | 0 | 0 | 0 | 0 | 0 | 0 | 776630.0865 | 503225 | 0 | 0 | 0 | 0 | 298796.1214 | 74916.4787 | 0 | 0 | 0 | 0 | 0 | 0 | 0 | 0 | 0 | 0 | 0 | 0 | 0 | 0 | 0 | 259139.105 | 14265.9815 | 0 | 0 | 0 | 0 | 0 | 0 | 0 | 0 | 0 | 0 | 0 | 0 | 0 | 0
2016-09-16 16:00 | 0 | 0 | 0 | 0 | 0 | 0 | 795409.0865 | 522004 | 0 | 0 | 0 | 0 | 557935.2264 | 89182.4602 | 0 | 0 | 0 | 0 | 0 | 0 | 0 | 0 | 0 | 0 | 0 | 0 | 0 | 0 | 0 | 259139.105 | 14265.9815 | 0 | 0 | 0 | 0 | 0 | 0 | 0 | 0 | 0 | 0 | 0 | 0 | 0 | 0
2016-09-16 17:00 | 0 | 0 | 0 | 0 | 0 | 0 | 812655.0865 | 539250 | 0 | 0 | 0 | 0 | 817074.3313 | 103448.4417 | 0 | 0 | 0 | 0 | 0 | 0 | 0 | 0 | 0 | 0 | 0 | 0 | 0 | 0 | 0 | 259139.105 | 14265.9815 | 0 | 0 | 0 | 0 | 0 | 0 | 0 | 0 | 0 | 0 | 0 | 0 | 0 | 0
2016-09-16 18:00 | 0 | 0 | 0 | 0 | 0 | 10189.256 | 795676.843 | 552449 | 0 | 0 | 0 | 0 | 1070491.4303 | 103448.4417 | 0 | 0 | 0 | 0 | 0 | 0 | 0 | 0 | 0 | 0 | 0 | 0 | 0 | 0 | 0 | 253417.099 | 0 | 0 | 0 | 0 | 0 | 0 | 0 | 0 | 0 | 0 | 0 | 0 | 0 | 0 | 0
2016-09-16 19:00 | 0 | 0 | 0 | 0 | 0 | 0 | 784080.8085 | 562395 | 0 | 0 | 0 | 0 | 1292177.2388 | 103448.4417 | 0 | 0 | 0 | 0 | 0 | 0 | 0 | 0 | 0 | 0 | 0 | 0 | 0 | 0 | 0 | 221685.8085 | 0 | 0 | 0 | 0 | 0 | 0 | 0 | 0 | 0 | 0 | 0 | 0 | 0 | 0 | 0
2016-09-16 20:00 | 0 | 0 | 0 | 0 | 0 | 0 | 788305.7775 | 568008 | 0 | 0 | 0 | 0 | 1512475.0163 | 103448.4417 | 0 | 0 | 0 | 0 | 0 | 0 | 0 | 0 | 0 | 0 | 0 | 0 | 0 | 0 | 0 | 220297.7775 | 0 | 0 | 0 | 0 | 0 | 0 | 0 | 0 | 0 | 0 | 0 | 0 | 0 | 0 | 0
2016-09-16 21:00 | 0 | 0 | 0 | 0 | 0 | 0 | 787756.2379 | 566868 | 0 | 0 | 0 | 0 | 1733363.2542 | 103448.4417 | 0 | 0 | 0 | 0 | 0 | 0 | 0 | 0 | 0 | 0 | 0 | 0 | 0 | 0 | 0 | 220888.2379 | 0 | 0 | 0 | 0 | 0 | 0 | 0 | 0 | 0 | 0 | 0 | 0 | 0 | 0 | 0
2016-09-16 22:00 | 0 | 0 | 0 | 0 | 0 | 0 | 754837.4669 | 556300 | 0 | 0 | 0 | 0 | 1931900.7212 | 103448.4417 | 0 | 0 | 0 | 0 | 0 | 0 | 0 | 0 | 0 | 0 | 0 | 0 | 0 | 0 | 0 | 198537.4669 | 0 | 0 | 0 | 0 | 0 | 0 | 0 | 0 | 0 | 0 | 0 | 0 | 0 | 0 | 0
2016-09-16 23:00 | 0 | 0 | 0 | 0 | 0 | 157822.118 | 645296.987 | 543980 | 0 | 0 | 0 | 0 | 2191039.8261 | 103448.4417 | 0 | 0 | 0 | 0 | 0 | 0 | 0 | 0 | 0 | 0 | 0 | 0 | 0 | 0 | 0 | 259139.105 | 0 | 0 | 0 | 0 | 0 | 0 | 0 | 0 | 0 | 0 | 0 | 0 | 0 | 0 | 0
2016-09-17 | 0 | 0 | 0 | 0 | 0 | 0 | 391766.4043 | 533857 | 0 | 0 | 0 | 0 | 2048949.2304 | 103448.4417 | 0 | 0 | 0 | 0 | 0 | 0 | 0 | 0 | 0 | 0 | 0 | 0 | 0 | 0 | 0 | -142090.5957 | 0 | 0 | 0 | 0 | 0 | 0 | 0 | 0 | 0 | 0 | 0 | 0 | 0 | 0 | 0
2016-09-17 01:00 | 0 | 0 | 0 | 0 | 0 | 260219.3901 | 32678.6651 | 514936 | 0 | 0 | 0 | 0 | 1826911.2855 | 103448.4417 | 0 | 0 | 0 | 0 | 0 | 0 | 0 | 0 | 0 | 0 | 0 | 0 | 0 | 0 | 0 | -222037.9448 | 0 | 0 | 0 | 0 | 0 | 0 | 0 | 0 | 0 | 0 | 0 | 0 | 0 | 0 | 0
2016-09-17 02:00 | 0 | 0 | 0 | 0 | 0 | 274674.7536 | 0 | 491140 | 0 | 0 | 0 | 0 | 1610446.0392 | 103448.4417 | 0 | 0 | 0 | 0 | 0 | 0 | 0 | 0 | 0 | 0 | 0 | 0 | 0 | 0 | 0 | -216465.2464 | 0 | 0 | 0 | 0 | 0 | 0 | 0 | 0 | 0 | 0 | 0 | 0 | 0 | 0 | 0
2016-09-17 03:00 | 0 | 0 | 0 | 0 | 0 | 202321.895 | 0 | 461461 | 0 | 0 | 0 | 0 | 1351306.9342 | 103448.4417 | 0 | 0 | 0 | 0 | 0 | 0 | 0 | 0 | 0 | 0 | 0 | 0 | 0 | 0 | 0 | -259139.105 | 0 | 0 | 0 | 0 | 0 | 0 | 0 | 0 | 0 | 0 | 0 | 0 | 0 | 0 | 0
2016-09-17 04:00 | 0 | 0 | 0 | 0 | 0 | 291327.8113 | 0 | 432146 | 0 | 0 | 0 | 0 | 1210488.7455 | 103448.4417 | 0 | 0 | 0 | 0 | 0 | 0 | 0 | 0 | 0 | 0 | 0 | 0 | 0 | 0 | 0 | -140818.1887 | 0 | 0 | 0 | 0 | 0 | 0 | 0 | 0 | 0 | 0 | 0 | 0 | 0 | 0 | 0
2016-09-17 05:00 | 0 | 0 | 0 | 0 | 0 | 308947.3592 | 0 | 407483 | 0 | 0 | 0 | 0 | 1111953.1047 | 103448.4417 | 0 | 0 | 0 | 0 | 0 | 0 | 0 | 0 | 0 | 0 | 0 | 0 | 0 | 0 | 0 | -98535.6408 | 0 | 0 | 0 | 0 | 0 | 0 | 0 | 0 | 0 | 0 | 0 | 0 | 0 | 0 | 0
2016-09-17 06:00 | 0 | 0 | 0 | 0 | 0 | 128984.895 | 0 | 388124 | 0 | 0 | 0 | 0 | 852813.9997 | 103448.4417 | 0 | 0 | 0 | 0 | 0 | 0 | 0 | 0 | 0 | 0 | 0 | 0 | 0 | 0 | 0 | -259139.105 | 0 | 0 | 0 | 0 | 0 | 0 | 0 | 0 | 0 | 0 | 0 | 0 | 0 | 0 | 0
2016-09-17 07:00 | 0 | 0 | 0 | 0 | 0 | 340614.0499 | 0 | 375365 | 0 | 0 | 0 | 0 | 818063.0497 | 103448.4417 | 0 | 0 | 0 | 0 | 0 | 0 | 0 | 0 | 0 | 0 | 0 | 0 | 0 | 0 | 0 | -34750.9501 | 0 | 0 | 0 | 0 | 0 | 0 | 0 | 0 | 0 | 0 | 0 | 0 | 0 | 0 | 0
2016-09-17 08:00 | 0 | 0 | 0 | 0 | 0 | 108603.895 | 0 | 367743 | 0 | 0 | 0 | 0 | 558923.9447 | 103448.4417 | 0 | 0 | 0 | 0 | 0 | 0 | 0 | 0 | 0 | 0 | 0 | 0 | 0 | 0 | 0 | -259139.105 | 0 | 0 | 0 | 0 | 0 | 0 | 0 | 0 | 0 | 0 | 0 | 0 | 0 | 0 | 0
2016-09-17 09:00 | 0 | 0 | 0 | 0 | 0 | 361195.5384 | 0 | 366707 | 0 | 0 | 0 | 0 | 553412.4831 | 103448.4417 | 0 | 0 | 0 | 0 | 0 | 0 | 0 | 0 | 0 | 0 | 0 | 0 | 0 | 0 | 0 | -5511.4616 | 0 | 0 | 0 | 0 | 0 | 0 | 0 | 0 | 0 | 0 | 0 | 0 | 0 | 0 | 0
2016-09-17 10:00 | 0 | 0 | 0 | 0 | 0 | 112871.895 | 0 | 372011 | 0 | 0 | 0 | 0 | 294273.3782 | 103448.4417 | 0 | 0 | 0 | 0 | 0 | 0 | 0 | 0 | 0 | 0 | 0 | 0 | 0 | 0 | 0 | -259139.105 | 0 | 0 | 0 | 0 | 0 | 0 | 0 | 0 | 0 | 0 | 0 | 0 | 0 | 0 | 0
2016-09-17 11:00 | 0 | 0 | 0 | 0 | 0 | 120838.895 | 0 | 379978 | 0 | 0 | 0 | 0 | 35134.2732 | 103448.4417 | 0 | 0 | 0 | 0 | 0 | 0 | 0 | 0 | 0 | 0 | 0 | 0 | 0 | 0 | 0 | -259139.105 | 0 | 0 | 0 | 0 | 0 | 0 | 0 | 0 | 0 | 0 | 0 | 0 | 0 | 0 | 0
2016-09-17 12:00 | 0 | 0 | 0 | 0 | 0 | 360564.7301 | 2.9966 | 395702 | 0 | 0 | 0 | 0 | 0 | 103448.4417 | 0 | 0 | 0 | 0 | 0 | 0 | 0 | 0 | 0 | 0 | 0 | 0 | 0 | 0 | 0 | -35134.2732 | 0 | 0 | 0 | 0 | 0 | 0 | 0 | 0 | 0 | 0 | 0 | 0 | 0 | 0 | 0
2016-09-17 13:00 | 0 | 0 | 0 | 0 | 0 | 224123.5304 | 90474.0278 | 418046 | 0 | 0 | 0 | 0 | 0 | 0 | 0 | 0 | 0 | 0 | 0 | 0 | 0 | 0 | 0 | 0 | 0 | 0 | 0 | 0 | 0 | 0 | 0 | 103448.4417 | 0 | 0 | 0 | 0 | 0 | 0 | 0 | 0 | 0 | 0 | 0 | 0 | 0
2016-09-17 14:00 | 0 | 0 | 0 | 0 | 0 | 0 | 511632.2947 | 442054 | 0 | 0 | 0 | 0 | 69578.2947 | 0 | 0 | 0 | 0 | 0 | 0 | 0 | 0 | 0 | 0 | 0 | 0 | 0 | 0 | 0 | 0 | 69578.2947 | 0 | 0 | 0 | 0 | 0 | 0 | 0 | 0 | 0 | 0 | 0 | 0 | 0 | 0 | 0
2016-09-17 15:00 | 0 | 0 | 0 | 0 | 0 | 0 | 738471.0865 | 465066 | 0 | 0 | 0 | 0 | 328717.3997 | 14265.9815 | 0 | 0 | 0 | 0 | 0 | 0 | 0 | 0 | 0 | 0 | 0 | 0 | 0 | 0 | 0 | 259139.105 | 14265.9815 | 0 | 0 | 0 | 0 | 0 | 0 | 0 | 0 | 0 | 0 | 0 | 0 | 0 | 0
2016-09-17 16:00 | 0 | 0 | 0 | 0 | 0 | 0 | 758748.0865 | 485343 | 0 | 0 | 0 | 0 | 587856.5046 | 28531.9631 | 0 | 0 | 0 | 0 | 0 | 0 | 0 | 0 | 0 | 0 | 0 | 0 | 0 | 0 | 0 | 259139.105 | 14265.9815 | 0 | 0 | 0 | 0 | 0 | 0 | 0 | 0 | 0 | 0 | 0 | 0 | 0 | 0
2016-09-17 17:00 | 0 | 0 | 0 | 0 | 0 | 0 | 775869.0865 | 502464 | 0 | 0 | 0 | 0 | 846995.6096 | 42797.9446 | 0 | 0 | 0 | 0 | 0 | 0 | 0 | 0 | 0 | 0 | 0 | 0 | 0 | 0 | 0 | 259139.105 | 14265.9815 | 0 | 0 | 0 | 0 | 0 | 0 | 0 | 0 | 0 | 0 | 0 | 0 | 0 | 0
2016-09-17 18:00 | 0 | 0 | 0 | 0 | 0 | 0 | 770817.2731 | 516397 | 0 | 0 | 0 | 0 | 1101415.8827 | 42797.9446 | 0 | 0 | 0 | 0 | 0 | 0 | 0 | 0 | 0 | 0 | 0 | 0 | 0 | 0 | 0 | 254420.2731 | 0 | 0 | 0 | 0 | 0 | 0 | 0 | 0 | 0 | 0 | 0 | 0 | 0 | 0 | 0
2016-09-17 19:00 | 0 | 0 | 0 | 0 | 0 | 0 | 761869.688 | 526818 | 0 | 0 | 0 | 0 | 1336467.5707 | 42797.9446 | 0 | 0 | 0 | 0 | 0 | 0 | 0 | 0 | 0 | 0 | 0 | 0 | 0 | 0 | 0 | 235051.688 | 0 | 0 | 0 | 0 | 0 | 0 | 0 | 0 | 0 | 0 | 0 | 0 | 0 | 0 | 0
2016-09-17 20:00 | 0 | 0 | 0 | 0 | 0 | 0 | 767285.2075 | 535561 | 0 | 0 | 0 | 0 | 1568191.7782 | 42797.9446 | 0 | 0 | 0 | 0 | 0 | 0 | 0 | 0 | 0 | 0 | 0 | 0 | 0 | 0 | 0 | 231724.2075 | 0 | 0 | 0 | 0 | 0 | 0 | 0 | 0 | 0 | 0 | 0 | 0 | 0 | 0 | 0
2016-09-17 21:00 | 0 | 0 | 0 | 0 | 0 | 0 | 766210.6831 | 539564 | 0 | 0 | 0 | 0 | 1827330.8831 | 10305.5227 | 0 | 0 | 0 | 0 | 0 | 0 | 0 | 0 | 0 | 0 | 0 | 0 | 0 | 0 | 0 | 259139.105 | 0 | 32492.4219 | 0 | 0 | 0 | 0 | 0 | 0 | 0 | 0 | 0 | 0 | 0 | 0 | 0
2016-09-17 22:00 | 0 | 0 | 0 | 0 | 0 | 0 | 739544.8778 | 535724 | 0 | 0 | 0 | 0 | 2031151.7609 | 10305.5227 | 0 | 0 | 0 | 0 | 0 | 0 | 0 | 0 | 0 | 0 | 0 | 0 | 0 | 0 | 0 | 203820.8778 | 0 | 0 | 0 | 0 | 0 | 0 | 0 | 0 | 0 | 0 | 0 | 0 | 0 | 0 | 0
2016-09-17 23:00 | 0 | 0 | 0 | 0 | 0 | 0 | 617750.0971 | 528480 | 0 | 0 | 0 | 0 | 2120421.858 | 10305.5227 | 0 | 0 | 0 | 0 | 0 | 0 | 0 | 0 | 0 | 0 | 0 | 0 | 0 | 0 | 0 | 89270.0971 | 0 | 0 | 0 | 0 | 0 | 0 | 0 | 0 | 0 | 0 | 0 | 0 | 0 | 0 | 0
2016-09-18 | 0 | 0 | 0 | 0 | 0 | 0 | 364264.2688 | 521396 | 0 | 0 | 0 | 0 | 1963290.1268 | 10305.5227 | 0 | 0 | 0 | 0 | 0 | 0 | 0 | 0 | 0 | 0 | 0 | 0 | 0 | 0 | 0 | -157131.7312 | 0 | 0 | 0 | 0 | 0 | 0 | 0 | 0 | 0 | 0 | 0 | 0 | 0 | 0 | 0
2016-09-18 01:00 | 0 | 0 | 0 | 0 | 0 | 470957.0987 | 29382.5761 | 504388 | 0 | 0 | 0 | 0 | 1959241.8016 | 10305.5227 | 0 | 0 | 0 | 0 | 0 | 0 | 0 | 0 | 0 | 0 | 0 | 0 | 0 | 0 | 0 | -4048.3252 | 0 | 0 | 0 | 0 | 0 | 0 | 0 | 0 | 0 | 0 | 0 | 0 | 0 | 0 | 0
2016-09-18 02:00 | 0 | 0 | 0 | 0 | 0 | 235730.8766 | 0 | 480604 | 0 | 0 | 0 | 0 | 1700102.6967 | 24571.5043 | 0 | 0 | 0 | 0 | 0 | 0 | 0 | 0 | 0 | 0 | 0 | 0 | 0 | 0 | 0 | -259139.105 | 14265.9815 | 0 | 0 | 0 | 0 | 0 | 0 | 0 | 0 | 0 | 0 | 0 | 0 | 0 | 0
2016-09-18 03:00 | 0 | 0 | 0 | 0 | 0 | 208830.8766 | 0 | 453704 | 0 | 0 | 0 | 0 | 1440963.5917 | 38837.4858 | 0 | 0 | 0 | 0 | 0 | 0 | 0 | 0 | 0 | 0 | 0 | 0 | 0 | 0 | 0 | -259139.105 | 14265.9815 | 0 | 0 | 0 | 0 | 0 | 0 | 0 | 0 | 0 | 0 | 0 | 0 | 0 | 0
2016-09-18 04:00 | 0 | 0 | 0 | 0 | 0 | 181942.8766 | 0 | 426816 | 0 | 0 | 0 | 0 | 1181824.4868 | 53103.4673 | 0 | 0 | 0 | 0 | 0 | 0 | 0 | 0 | 0 | 0 | 0 | 0 | 0 | 0 | 0 | -259139.105 | 14265.9815 | 0 | 0 | 0 | 0 | 0 | 0 | 0 | 0 | 0 | 0 | 0 | 0 | 0 | 0
2016-09-18 05:00 | 0 | 0 | 0 | 0 | 0 | 258102.933 | 0 | 403371 | 0 | 0 | 0 | 0 | 1036556.4198 | 53103.4673 | 0 | 0 | 0 | 0 | 0 | 0 | 0 | 0 | 0 | 0 | 0 | 0 | 0 | 0 | 0 | -145268.067 | 0 | 0 | 0 | 0 | 0 | 0 | 0 | 0 | 0 | 0 | 0 | 0 | 0 | 0 | 0
2016-09-18 06:00 | 0 | 0 | 0 | 0 | 0 | 657987.0865 | 0 | 384582 | 0 | 0 | 0 | 0 | 1295695.5248 | 67369.4489 | 0 | 0 | 0 | 0 | 0 | 0 | 0 | 0 | 0 | 0 | 0 | 0 | 0 | 0 | 0 | 259139.105 | 14265.9815 | 0 | 0 | 0 | 0 | 0 | 0 | 0 | 0 | 0 | 0 | 0 | 0 | 0 | 0
2016-09-18 07:00 | 0 | 0 | 0 | 0 | 0 | 125824.8766 | 0 | 370698 | 0 | 0 | 0 | 0 | 1036556.4198 | 81635.4304 | 0 | 0 | 0 | 0 | 0 | 0 | 0 | 0 | 0 | 0 | 0 | 0 | 0 | 0 | 0 | -259139.105 | 14265.9815 | 0 | 0 | 0 | 0 | 0 | 0 | 0 | 0 | 0 | 0 | 0 | 0 | 0 | 0
2016-09-18 08:00 | 0 | 0 | 0 | 0 | 0 | 103382.895 | 0 | 362522 | 0 | 0 | 0 | 0 | 777417.3149 | 81635.4304 | 0 | 0 | 0 | 0 | 0 | 0 | 0 | 0 | 0 | 0 | 0 | 0 | 0 | 0 | 0 | -259139.105 | 0 | 0 | 0 | 0 | 0 | 0 | 0 | 0 | 0 | 0 | 0 | 0 | 0 | 0 | 0
2016-09-18 09:00 | 0 | 0 | 0 | 0 | 0 | 115285.8766 | 0 | 360159 | 0 | 0 | 0 | 0 | 518278.2099 | 95901.4119 | 0 | 0 | 0 | 0 | 0 | 0 | 0 | 0 | 0 | 0 | 0 | 0 | 0 | 0 | 0 | -259139.105 | 14265.9815 | 0 | 0 | 0 | 0 | 0 | 0 | 0 | 0 | 0 | 0 | 0 | 0 | 0 | 0
2016-09-18 10:00 | 0 | 0 | 0 | 0 | 0 | 103882.895 | 0 | 363022 | 0 | 0 | 0 | 0 | 259139.105 | 95901.4119 | 0 | 0 | 0 | 0 | 0 | 0 | 0 | 0 | 0 | 0 | 0 | 0 | 0 | 0 | 0 | -259139.105 | 0 | 0 | 0 | 0 | 0 | 0 | 0 | 0 | 0 | 0 | 0 | 0 | 0 | 0 | 0
2016-09-18 11:00 | 0 | 0 | 0 | 0 | 0 | 109492.895 | 0 | 368632 | 0 | 0 | 0 | 0 | 0 | 95901.4119 | 0 | 0 | 0 | 0 | 0 | 0 | 0 | 0 | 0 | 0 | 0 | 0 | 0 | 0 | 0 | -259139.105 | 0 | 0 | 0 | 0 | 0 | 0 | 0 | 0 | 0 | 0 | 0 | 0 | 0 | 0 | 0
2016-09-18 12:00 | 0 | 0 | 0 | 0 | 0 | 552326.7262 | 0 | 383070 | 0 | 0 | 0 | 0 | 169256.7262 | 95901.4119 | 0 | 0 | 0 | 0 | 0 | 0 | 0 | 0 | 0 | 0 | 0 | 0 | 0 | 0 | 0 | 169256.7262 | 0 | 0 | 0 | 0 | 0 | 0 | 0 | 0 | 0 | 0 | 0 | 0 | 0 | 0 | 0
2016-09-18 13:00 | 0 | 0 | 0 | 0 | 0 | 413396.4121 | 91365.4292 | 407510 | 0 | 0 | 0 | 0 | 266508.5675 | 95901.4119 | 0 | 0 | 0 | 0 | 0 | 0 | 0 | 0 | 0 | 0 | 0 | 0 | 0 | 0 | 0 | 97251.8413 | 0 | 0 | 0 | 0 | 0 | 0 | 0 | 0 | 0 | 0 | 0 | 0 | 0 | 0 | 0
2016-09-18 14:00 | 0 | 0 | 0 | 0 | 0 | 0 | 525705.7072 | 433739 | 0 | 0 | 0 | 0 | 358475.2746 | 95901.4119 | 0 | 0 | 0 | 0 | 0 | 0 | 0 | 0 | 0 | 0 | 0 | 0 | 0 | 0 | 0 | 91966.7072 | 0 | 0 | 0 | 0 | 0 | 0 | 0 | 0 | 0 | 0 | 0 | 0 | 0 | 0 | 0
2016-09-18 15:00 | 0 | 0 | 0 | 0 | 0 | 0 | 733684.0865 | 460279 | 0 | 0 | 0 | 0 | 617614.3796 | 110167.3935 | 0 | 0 | 0 | 0 | 0 | 0 | 0 | 0 | 0 | 0 | 0 | 0 | 0 | 0 | 0 | 259139.105 | 14265.9815 | 0 | 0 | 0 | 0 | 0 | 0 | 0 | 0 | 0 | 0 | 0 | 0 | 0 | 0
2016-09-18 16:00 | 0 | 0 | 0 | 0 | 0 | 0 | 759768.0865 | 486363 | 0 | 0 | 0 | 0 | 876753.4845 | 124433.375 | 0 | 0 | 0 | 0 | 0 | 0 | 0 | 0 | 0 | 0 | 0 | 0 | 0 | 0 | 0 | 259139.105 | 14265.9815 | 0 | 0 | 0 | 0 | 0 | 0 | 0 | 0 | 0 | 0 | 0 | 0 | 0 | 0
2016-09-18 17:00 | 0 | 0 | 0 | 0 | 0 | 0 | 783541.0865 | 510136 | 0 | 0 | 0 | 0 | 1135892.5895 | 138699.3565 | 0 | 0 | 0 | 0 | 0 | 0 | 0 | 0 | 0 | 0 | 0 | 0 | 0 | 0 | 0 | 259139.105 | 14265.9815 | 0 | 0 | 0 | 0 | 0 | 0 | 0 | 0 | 0 | 0 | 0 | 0 | 0 | 0
2016-09-18 18:00 | 0 | 0 | 0 | 0 | 0 | 0 | 772048.6451 | 529340 | 0 | 0 | 0 | 0 | 1395031.6944 | 122268.8967 | 0 | 0 | 0 | 0 | 0 | 0 | 0 | 0 | 0 | 0 | 0 | 0 | 0 | 0 | 0 | 259139.105 | 0 | 16430.4598 | 0 | 0 | 0 | 0 | 0 | 0 | 0 | 0 | 0 | 0 | 0 | 0 | 0
2016-09-18 19:00 | 0 | 0 | 0 | 0 | 0 | 0 | 760700.3662 | 544013 | 0 | 0 | 0 | 0 | 1611719.0607 | 122268.8967 | 0 | 0 | 0 | 0 | 0 | 0 | 0 | 0 | 0 | 0 | 0 | 0 | 0 | 0 | 0 | 216687.3662 | 0 | 0 | 0 | 0 | 0 | 0 | 0 | 0 | 0 | 0 | 0 | 0 | 0 | 0 | 0
2016-09-18 20:00 | 0 | 0 | 0 | 0 | 0 | 0 | 764381.6969 | 556485 | 0 | 0 | 0 | 0 | 1819615.7576 | 122268.8967 | 0 | 0 | 0 | 0 | 0 | 0 | 0 | 0 | 0 | 0 | 0 | 0 | 0 | 0 | 0 | 207896.6969 | 0 | 0 | 0 | 0 | 0 | 0 | 0 | 0 | 0 | 0 | 0 | 0 | 0 | 0 | 0
2016-09-18 21:00 | 0 | 0 | 0 | 0 | 0 | 0 | 766885.7802 | 565678 | 0 | 0 | 0 | 0 | 2020823.5378 | 122268.8967 | 0 | 0 | 0 | 0 | 0 | 0 | 0 | 0 | 0 | 0 | 0 | 0 | 0 | 0 | 0 | 201207.7802 | 0 | 0 | 0 | 0 | 0 | 0 | 0 | 0 | 0 | 0 | 0 | 0 | 0 | 0 | 0
2016-09-18 22:00 | 0 | 0 | 0 | 0 | 0 | 0 | 745494.4742 | 566590 | 0 | 0 | 0 | 0 | 2199728.0121 | 122268.8967 | 0 | 0 | 0 | 0 | 0 | 0 | 0 | 0 | 0 | 0 | 0 | 0 | 0 | 0 | 0 | 178904.4742 | 0 | 0 | 0 | 0 | 0 | 0 | 0 | 0 | 0 | 0 | 0 | 0 | 0 | 0 | 0
2016-09-18 23:00 | 0 | 0 | 0 | 0 | 0 | 0 | 632055.1307 | 564433 | 0 | 0 | 0 | 0 | 2267350.1428 | 122268.8967 | 0 | 0 | 0 | 0 | 0 | 0 | 0 | 0 | 0 | 0 | 0 | 0 | 0 | 0 | 0 | 67622.1307 | 0 | 0 | 0 | 0 | 0 | 0 | 0 | 0 | 0 | 0 | 0 | 0 | 0 | 0 | 0
2016-09-19 | 0 | 0 | 0 | 0 | 0 | 0 | 368599.7955 | 558678 | 0 | 0 | 0 | 0 | 2077271.9383 | 122268.8967 | 0 | 0 | 0 | 0 | 0 | 0 | 0 | 0 | 0 | 0 | 0 | 0 | 0 | 0 | 0 | -190078.2045 | 0 | 0 | 0 | 0 | 0 | 0 | 0 | 0 | 0 | 0 | 0 | 0 | 0 | 0 | 0
2016-09-19 01:00 | 0 | 0 | 0 | 0 | 0 | 658812.2872 | 31658.9173 | 538138 | 0 | 0 | 0 | 0 | 2336411.0432 | 15462.9962 | 0 | 0 | 0 | 0 | 0 | 0 | 0 | 0 | 0 | 0 | 0 | 0 | 0 | 0 | 0 | 259139.105 | 0 | 106805.9005 | 0 | 0 | 0 | 0 | 0 | 0 | 0 | 0 | 0 | 0 | 0 | 0 | 0
2016-09-19 02:00 | 0 | 0 | 0 | 0 | 0 | 249646.895 | 0 | 508786 | 0 | 0 | 0 | 0 | 2077271.9383 | 15462.9962 | 0 | 0 | 0 | 0 | 0 | 0 | 0 | 0 | 0 | 0 | 0 | 0 | 0 | 0 | 0 | -259139.105 | 0 | 0 | 0 | 0 | 0 | 0 | 0 | 0 | 0 | 0 | 0 | 0 | 0 | 0 | 0
2016-09-19 03:00 | 0 | 0 | 0 | 0 | 0 | 216250.895 | 0 | 475390 | 0 | 0 | 0 | 0 | 1818132.8333 | 15462.9962 | 0 | 0 | 0 | 0 | 0 | 0 | 0 | 0 | 0 | 0 | 0 | 0 | 0 | 0 | 0 | -259139.105 | 0 | 0 | 0 | 0 | 0 | 0 | 0 | 0 | 0 | 0 | 0 | 0 | 0 | 0 | 0
2016-09-19 04:00 | 0 | 0 | 0 | 0 | 0 | 702305.105 | 0 | 443166 | 0 | 0 | 0 | 0 | 2077271.9383 | 15462.9962 | 0 | 0 | 0 | 0 | 0 | 0 | 0 | 0 | 0 | 0 | 0 | 0 | 0 | 0 | 0 | 259139.105 | 0 | 0 | 0 | 0 | 0 | 0 | 0 | 0 | 0 | 0 | 0 | 0 | 0 | 0 | 0
2016-09-19 05:00 | 0 | 0 | 0 | 0 | 0 | 157606.895 | 0 | 416746 | 0 | 0 | 0 | 0 | 1818132.8333 | 15462.9962 | 0 | 0 | 0 | 0 | 0 | 0 | 0 | 0 | 0 | 0 | 0 | 0 | 0 | 0 | 0 | -259139.105 | 0 | 0 | 0 | 0 | 0 | 0 | 0 | 0 | 0 | 0 | 0 | 0 | 0 | 0 | 0
2016-09-19 06:00 | 0 | 0 | 0 | 0 | 0 | 138564.895 | 0 | 397704 | 0 | 0 | 0 | 0 | 1558993.7284 | 15462.9962 | 0 | 0 | 0 | 0 | 0 | 0 | 0 | 0 | 0 | 0 | 0 | 0 | 0 | 0 | 0 | -259139.105 | 0 | 0 | 0 | 0 | 0 | 0 | 0 | 0 | 0 | 0 | 0 | 0 | 0 | 0 | 0
2016-09-19 07:00 | 0 | 0 | 0 | 0 | 0 | 645298.105 | 0 | 386159 | 0 | 0 | 0 | 0 | 1818132.8333 | 15462.9962 | 0 | 0 | 0 | 0 | 0 | 0 | 0 | 0 | 0 | 0 | 0 | 0 | 0 | 0 | 0 | 259139.105 | 0 | 0 | 0 | 0 | 0 | 0 | 0 | 0 | 0 | 0 | 0 | 0 | 0 | 0 | 0
2016-09-19 08:00 | 0 | 0 | 0 | 0 | 0 | 642459.105 | 0 | 383320 | 0 | 0 | 0 | 0 | 2077271.9383 | 15462.9962 | 0 | 0 | 0 | 0 | 0 | 0 | 0 | 0 | 0 | 0 | 0 | 0 | 0 | 0 | 0 | 259139.105 | 0 | 0 | 0 | 0 | 0 | 0 | 0 | 0 | 0 | 0 | 0 | 0 | 0 | 0 | 0
2016-09-19 09:00 | 0 | 0 | 0 | 0 | 0 | 134694.895 | 0 | 393834 | 0 | 0 | 0 | 0 | 1818132.8333 | 15462.9962 | 0 | 0 | 0 | 0 | 0 | 0 | 0 | 0 | 0 | 0 | 0 | 0 | 0 | 0 | 0 | -259139.105 | 0 | 0 | 0 | 0 | 0 | 0 | 0 | 0 | 0 | 0 | 0 | 0 | 0 | 0 | 0
2016-09-19 10:00 | 0 | 0 | 0 | 0 | 0 | 160511.895 | 0 | 419651 | 0 | 0 | 0 | 0 | 1558993.7284 | 15462.9962 | 0 | 0 | 0 | 0 | 0 | 0 | 0 | 0 | 0 | 0 | 0 | 0 | 0 | 0 | 0 | -259139.105 | 0 | 0 | 0 | 0 | 0 | 0 | 0 | 0 | 0 | 0 | 0 | 0 | 0 | 0 | 0
2016-09-19 11:00 | 0 | 0 | 0 | 0 | 0 | 184078.895 | 0 | 443218 | 0 | 0 | 0 | 0 | 1299854.6234 | 15462.9962 | 0 | 0 | 0 | 0 | 0 | 0 | 0 | 0 | 0 | 0 | 0 | 0 | 0 | 0 | 0 | -259139.105 | 0 | 0 | 0 | 0 | 0 | 0 | 0 | 0 | 0 | 0 | 0 | 0 | 0 | 0 | 0
2016-09-19 12:00 | 0 | 0 | 0 | 0 | 0 | 200945.675 | 0.2201 | 460085 | 0 | 0 | 0 | 0 | 1040715.5185 | 15462.9962 | 0 | 0 | 0 | 0 | 0 | 0 | 0 | 0 | 0 | 0 | 0 | 0 | 0 | 0 | 0 | -259139.105 | 0 | 0 | 0 | 0 | 0 | 0 | 0 | 0 | 0 | 0 | 0 | 0 | 0 | 0 | 0
2016-09-19 13:00 | 0 | 0 | 0 | 0 | 0 | 313225.3359 | 112582.5442 | 481042 | 0 | 0 | 0 | 0 | 985481.3985 | 15462.9962 | 0 | 0 | 0 | 0 | 0 | 0 | 0 | 0 | 0 | 0 | 0 | 0 | 0 | 0 | 0 | -55234.1199 | 0 | 0 | 0 | 0 | 0 | 0 | 0 | 0 | 0 | 0 | 0 | 0 | 0 | 0 | 0
2016-09-19 14:00 | 0 | 0 | 0 | 0 | 0 | 0 | 532732.0507 | 505348 | 0 | 0 | 0 | 0 | 1012865.4492 | 15462.9962 | 0 | 0 | 0 | 0 | 0 | 0 | 0 | 0 | 0 | 0 | 0 | 0 | 0 | 0 | 0 | 27384.0507 | 0 | 0 | 0 | 0 | 0 | 0 | 0 | 0 | 0 | 0 | 0 | 0 | 0 | 0 | 0
2016-09-19 15:00 | 0 | 0 | 0 | 0 | 0 | 0 | 737411.6472 | 529849 | 0 | 0 | 0 | 0 | 1220428.0964 | 15462.9962 | 0 | 0 | 0 | 0 | 0 | 0 | 0 | 0 | 0 | 0 | 0 | 0 | 0 | 0 | 0 | 207562.6472 | 0 | 0 | 0 | 0 | 0 | 0 | 0 | 0 | 0 | 0 | 0 | 0 | 0 | 0 | 0
2016-09-19 16:00 | 0 | 0 | 0 | 0 | 0 | 31533.3089 | 766039.7998 | 553897 | 0 | 0 | 0 | 0 | 1479567.2014 | 0 | 0 | 0 | 0 | 0 | 0 | 0 | 0 | 0 | 0 | 0 | 0 | 0 | 0 | 0 | 0 | 259139.105 | 0 | 15462.9962 | 0 | 0 | 0 | 0 | 0 | 0 | 0 | 0 | 0 | 0 | 0 | 0 | 0
2016-09-19 17:00 | 0 | 0 | 0 | 0 | 0 | 0 | 755019.6817 | 575743 | 0 | 0 | 0 | 0 | 1658843.8831 | 0 | 0 | 0 | 0 | 0 | 0 | 0 | 0 | 0 | 0 | 0 | 0 | 0 | 0 | 0 | 0 | 179276.6817 | 0 | 0 | 0 | 0 | 0 | 0 | 0 | 0 | 0 | 0 | 0 | 0 | 0 | 0 | 0
2016-09-19 18:00 | 0 | 0 | 0 | 0 | 0 | 0 | 737774.6218 | 594099 | 0 | 0 | 0 | 0 | 1802519.5049 | 0 | 0 | 0 | 0 | 0 | 0 | 0 | 0 | 0 | 0 | 0 | 0 | 0 | 0 | 0 | 0 | 143675.6218 | 0 | 0 | 0 | 0 | 0 | 0 | 0 | 0 | 0 | 0 | 0 | 0 | 0 | 0 | 0
2016-09-19 19:00 | 0 | 0 | 0 | 0 | 0 | 0 | 723643.8308 | 607306 | 0 | 0 | 0 | 0 | 1918857.3357 | 0 | 0 | 0 | 0 | 0 | 0 | 0 | 0 | 0 | 0 | 0 | 0 | 0 | 0 | 0 | 0 | 116337.8308 | 0 | 0 | 0 | 0 | 0 | 0 | 0 | 0 | 0 | 0 | 0 | 0 | 0 | 0 | 0
2016-09-19 20:00 | 0 | 0 | 0 | 0 | 0 | 0 | 719987.5655 | 616818 | 0 | 0 | 0 | 0 | 2022026.9012 | 0 | 0 | 0 | 0 | 0 | 0 | 0 | 0 | 0 | 0 | 0 | 0 | 0 | 0 | 0 | 0 | 103169.5655 | 0 | 0 | 0 | 0 | 0 | 0 | 0 | 0 | 0 | 0 | 0 | 0 | 0 | 0 | 0
2016-09-19 21:00 | 0 | 0 | 0 | 0 | 0 | 0 | 707438.5528 | 618763 | 0 | 0 | 0 | 0 | 2110702.454 | 0 | 0 | 0 | 0 | 0 | 0 | 0 | 0 | 0 | 0 | 0 | 0 | 0 | 0 | 0 | 0 | 88675.5528 | 0 | 0 | 0 | 0 | 0 | 0 | 0 | 0 | 0 | 0 | 0 | 0 | 0 | 0 | 0
2016-09-19 22:00 | 0 | 0 | 0 | 0 | 0 | 0 | 660551.3451 | 612028 | 0 | 0 | 0 | 0 | 2159225.799 | 0 | 0 | 0 | 0 | 0 | 0 | 0 | 0 | 0 | 0 | 0 | 0 | 0 | 0 | 0 | 0 | 48523.3451 | 0 | 0 | 0 | 0 | 0 | 0 | 0 | 0 | 0 | 0 | 0 | 0 | 0 | 0 | 0
2016-09-19 23:00 | 0 | 0 | 0 | 0 | 0 | 0 | 524875.2204 | 600923 | 0 | 0 | 0 | 0 | 2083178.0195 | 0 | 0 | 0 | 0 | 0 | 0 | 0 | 0 | 0 | 0 | 0 | 0 | 0 | 0 | 0 | 0 | -76047.7796 | 0 | 0 | 0 | 0 | 0 | 0 | 0 | 0 | 0 | 0 | 0 | 0 | 0 | 0 | 0
2016-09-20 | 0 | 0 | 0 | 0 | 0 | 379591.2942 | 239574.6233 | 588349 | 0 | 0 | 0 | 0 | 2113994.9369 | 0 | 0 | 0 | 0 | 0 | 0 | 0 | 0 | 0 | 0 | 0 | 0 | 0 | 0 | 0 | 0 | 30816.9175 | 0 | 0 | 0 | 0 | 0 | 0 | 0 | 0 | 0 | 0 | 0 | 0 | 0 | 0 | 0
2016-09-20 01:00 | 0 | 0 | 0 | 0 | 0 | 471018.6673 | 21511.5129 | 564326 | 0 | 0 | 0 | 0 | 2042199.1171 | 0 | 0 | 0 | 0 | 0 | 0 | 0 | 0 | 0 | 0 | 0 | 0 | 0 | 0 | 0 | 0 | -71795.8198 | 0 | 0 | 0 | 0 | 0 | 0 | 0 | 0 | 0 | 0 | 0 | 0 | 0 | 0 | 0
2016-09-20 02:00 | 0 | 0 | 0 | 0 | 0 | 271641.895 | 0 | 530781 | 0 | 0 | 0 | 0 | 1783060.0122 | 0 | 0 | 0 | 0 | 0 | 0 | 0 | 0 | 0 | 0 | 0 | 0 | 0 | 0 | 0 | 0 | -259139.105 | 0 | 0 | 0 | 0 | 0 | 0 | 0 | 0 | 0 | 0 | 0 | 0 | 0 | 0 | 0
2016-09-20 03:00 | 0 | 0 | 0 | 0 | 0 | 534759.1151 | 0 | 491276 | 0 | 0 | 0 | 0 | 1826543.1273 | 0 | 0 | 0 | 0 | 0 | 0 | 0 | 0 | 0 | 0 | 0 | 0 | 0 | 0 | 0 | 0 | 43483.1151 | 0 | 0 | 0 | 0 | 0 | 0 | 0 | 0 | 0 | 0 | 0 | 0 | 0 | 0 | 0
2016-09-20 04:00 | 0 | 0 | 0 | 0 | 0 | 195405.895 | 0 | 454545 | 0 | 0 | 0 | 0 | 1567404.0223 | 0 | 0 | 0 | 0 | 0 | 0 | 0 | 0 | 0 | 0 | 0 | 0 | 0 | 0 | 0 | 0 | -259139.105 | 0 | 0 | 0 | 0 | 0 | 0 | 0 | 0 | 0 | 0 | 0 | 0 | 0 | 0 | 0
2016-09-20 05:00 | 0 | 0 | 0 | 0 | 0 | 514615.6939 | 0 | 425252 | 0 | 0 | 0 | 0 | 1656767.7162 | 0 | 0 | 0 | 0 | 0 | 0 | 0 | 0 | 0 | 0 | 0 | 0 | 0 | 0 | 0 | 0 | 89363.6939 | 0 | 0 | 0 | 0 | 0 | 0 | 0 | 0 | 0 | 0 | 0 | 0 | 0 | 0 | 0
2016-09-20 06:00 | 0 | 0 | 0 | 0 | 0 | 145168.895 | 0 | 404308 | 0 | 0 | 0 | 0 | 1397628.6113 | 0 | 0 | 0 | 0 | 0 | 0 | 0 | 0 | 0 | 0 | 0 | 0 | 0 | 0 | 0 | 0 | -259139.105 | 0 | 0 | 0 | 0 | 0 | 0 | 0 | 0 | 0 | 0 | 0 | 0 | 0 | 0 | 0
2016-09-20 07:00 | 0 | 0 | 0 | 0 | 0 | 468672.2947 | 0 | 390534 | 0 | 0 | 0 | 0 | 1475766.9059 | 0 | 0 | 0 | 0 | 0 | 0 | 0 | 0 | 0 | 0 | 0 | 0 | 0 | 0 | 0 | 0 | 78138.2947 | 0 | 0 | 0 | 0 | 0 | 0 | 0 | 0 | 0 | 0 | 0 | 0 | 0 | 0 | 0
2016-09-20 08:00 | 0 | 0 | 0 | 0 | 0 | 348617.4341 | 0 | 385650 | 0 | 0 | 0 | 0 | 1438734.34 | 0 | 0 | 0 | 0 | 0 | 0 | 0 | 0 | 0 | 0 | 0 | 0 | 0 | 0 | 0 | 0 | -37032.5659 | 0 | 0 | 0 | 0 | 0 | 0 | 0 | 0 | 0 | 0 | 0 | 0 | 0 | 0 | 0
2016-09-20 09:00 | 0 | 0 | 0 | 0 | 0 | 466228.9343 | 0 | 393778 | 0 | 0 | 0 | 0 | 1511185.2744 | 0 | 0 | 0 | 0 | 0 | 0 | 0 | 0 | 0 | 0 | 0 | 0 | 0 | 0 | 0 | 0 | 72450.9343 | 0 | 0 | 0 | 0 | 0 | 0 | 0 | 0 | 0 | 0 | 0 | 0 | 0 | 0 | 0
2016-09-20 10:00 | 0 | 0 | 0 | 0 | 0 | 159436.895 | 0 | 418576 | 0 | 0 | 0 | 0 | 1252046.1694 | 0 | 0 | 0 | 0 | 0 | 0 | 0 | 0 | 0 | 0 | 0 | 0 | 0 | 0 | 0 | 0 | -259139.105 | 0 | 0 | 0 | 0 | 0 | 0 | 0 | 0 | 0 | 0 | 0 | 0 | 0 | 0 | 0
2016-09-20 11:00 | 0 | 0 | 0 | 0 | 0 | 442357.4916 | 0 | 441938 | 0 | 0 | 0 | 0 | 1252465.661 | 0 | 0 | 0 | 0 | 0 | 0 | 0 | 0 | 0 | 0 | 0 | 0 | 0 | 0 | 0 | 0 | 419.4916 | 0 | 0 | 0 | 0 | 0 | 0 | 0 | 0 | 0 | 0 | 0 | 0 | 0 | 0 | 0
2016-09-20 12:00 | 0 | 0 | 0 | 0 | 0 | 402577.855 | 0 | 456999 | 0 | 0 | 0 | 0 | 1198044.516 | 0 | 0 | 0 | 0 | 0 | 0 | 0 | 0 | 0 | 0 | 0 | 0 | 0 | 0 | 0 | 0 | -54421.145 | 0 | 0 | 0 | 0 | 0 | 0 | 0 | 0 | 0 | 0 | 0 | 0 | 0 | 0 | 0
2016-09-20 13:00 | 0 | 0 | 0 | 0 | 0 | 223203.8406 | 80565.7817 | 477501 | 0 | 0 | 0 | 0 | 1024313.1382 | 0 | 0 | 0 | 0 | 0 | 0 | 0 | 0 | 0 | 0 | 0 | 0 | 0 | 0 | 0 | 0 | -173731.3778 | 0 | 0 | 0 | 0 | 0 | 0 | 0 | 0 | 0 | 0 | 0 | 0 | 0 | 0 | 0
2016-09-20 14:00 | 0 | 0 | 0 | 0 | 0 | 0 | 305193.2539 | 501755 | 0 | 0 | 0 | 0 | 827751.3921 | 0 | 0 | 0 | 0 | 0 | 0 | 0 | 0 | 0 | 0 | 0 | 0 | 0 | 0 | 0 | 0 | -196561.7461 | 0 | 0 | 0 | 0 | 0 | 0 | 0 | 0 | 0 | 0 | 0 | 0 | 0 | 0 | 0
2016-09-20 15:00 | 0 | 0 | 0 | 0 | 0 | 0 | 483862.5328 | 527500 | 0 | 0 | 0 | 0 | 784113.9249 | 0 | 0 | 0 | 0 | 0 | 0 | 0 | 0 | 0 | 0 | 0 | 0 | 0 | 0 | 0 | 0 | -43637.4672 | 0 | 0 | 0 | 0 | 0 | 0 | 0 | 0 | 0 | 0 | 0 | 0 | 0 | 0 | 0
2016-09-20 16:00 | 0 | 0 | 0 | 0 | 0 | 194815.6999 | 559665.2902 | 551934 | 0 | 0 | 0 | 0 | 986660.915 | 0 | 0 | 0 | 0 | 0 | 0 | 0 | 0 | 0 | 0 | 0 | 0 | 0 | 0 | 0 | 0 | 202546.9901 | 0 | 0 | 0 | 0 | 0 | 0 | 0 | 0 | 0 | 0 | 0 | 0 | 0 | 0 | 0
2016-09-20 17:00 | 0 | 0 | 0 | 0 | 0 | 0 | 582577.7089 | 575250 | 0 | 0 | 0 | 0 | 993988.6238 | 0 | 0 | 0 | 0 | 0 | 0 | 0 | 0 | 0 | 0 | 0 | 0 | 0 | 0 | 0 | 0 | 7327.7089 | 0 | 0 | 0 | 0 | 0 | 0 | 0 | 0 | 0 | 0 | 0 | 0 | 0 | 0 | 0
2016-09-20 18:00 | 0 | 0 | 0 | 0 | 0 | 0 | 588930.5631 | 593606 | 0 | 0 | 0 | 0 | 989313.1869 | 0 | 0 | 0 | 0 | 0 | 0 | 0 | 0 | 0 | 0 | 0 | 0 | 0 | 0 | 0 | 0 | -4675.4369 | 0 | 0 | 0 | 0 | 0 | 0 | 0 | 0 | 0 | 0 | 0 | 0 | 0 | 0 | 0
2016-09-20 19:00 | 0 | 0 | 0 | 0 | 0 | 0 | 580761.5194 | 607109 | 0 | 0 | 0 | 0 | 962965.7063 | 0 | 0 | 0 | 0 | 0 | 0 | 0 | 0 | 0 | 0 | 0 | 0 | 0 | 0 | 0 | 0 | -26347.4806 | 0 | 0 | 0 | 0 | 0 | 0 | 0 | 0 | 0 | 0 | 0 | 0 | 0 | 0 | 0
2016-09-20 20:00 | 0 | 0 | 0 | 0 | 0 | 0 | 564271.7552 | 615912 | 0 | 0 | 0 | 0 | 911325.4615 | 0 | 0 | 0 | 0 | 0 | 0 | 0 | 0 | 0 | 0 | 0 | 0 | 0 | 0 | 0 | 0 | -51640.2448 | 0 | 0 | 0 | 0 | 0 | 0 | 0 | 0 | 0 | 0 | 0 | 0 | 0 | 0 | 0
2016-09-20 21:00 | 0 | 0 | 0 | 0 | 0 | 0 | 531907.7536 | 617397 | 0 | 0 | 0 | 0 | 825836.2151 | 0 | 0 | 0 | 0 | 0 | 0 | 0 | 0 | 0 | 0 | 0 | 0 | 0 | 0 | 0 | 0 | -85489.2464 | 0 | 0 | 0 | 0 | 0 | 0 | 0 | 0 | 0 | 0 | 0 | 0 | 0 | 0 | 0
2016-09-20 22:00 | 0 | 0 | 0 | 0 | 0 | 257661.44 | 478665.314 | 608226 | 0 | 0 | 0 | 0 | 953936.969 | 0 | 0 | 0 | 0 | 0 | 0 | 0 | 0 | 0 | 0 | 0 | 0 | 0 | 0 | 0 | 0 | 128100.754 | 0 | 0 | 0 | 0 | 0 | 0 | 0 | 0 | 0 | 0 | 0 | 0 | 0 | 0 | 0
2016-09-20 23:00 | 0 | 0 | 0 | 0 | 0 | 353882.1301 | 371173.9755 | 595605 | 0 | 0 | 0 | 0 | 1083388.0747 | 0 | 0 | 0 | 0 | 0 | 0 | 0 | 0 | 0 | 0 | 0 | 0 | 0 | 0 | 0 | 0 | 129451.1057 | 0 | 0 | 0 | 0 | 0 | 0 | 0 | 0 | 0 | 0 | 0 | 0 | 0 | 0 | 0
2016-09-21 | 0 | 0 | 0 | 0 | 0 | 547197.2651 | 185020.1502 | 584391 | 0 | 0 | 0 | 0 | 1231214.4901 | 0 | 0 | 0 | 0 | 0 | 0 | 0 | 0 | 0 | 0 | 0 | 0 | 0 | 0 | 0 | 0 | 147826.4153 | 0 | 0 | 0 | 0 | 0 | 0 | 0 | 0 | 0 | 0 | 0 | 0 | 0 | 0 | 0
2016-09-21 01:00 | 0 | 0 | 0 | 0 | 0 | 658365.8536 | 21981.1247 | 559930 | 0 | 0 | 0 | 0 | 1351631.4683 | 0 | 0 | 0 | 0 | 0 | 0 | 0 | 0 | 0 | 0 | 0 | 0 | 0 | 0 | 0 | 0 | 120416.9783 | 0 | 0 | 0 | 0 | 0 | 0 | 0 | 0 | 0 | 0 | 0 | 0 | 0 | 0 | 0
2016-09-21 02:00 | 0 | 0 | 0 | 0 | 0 | 267041.895 | 0 | 526181 | 0 | 0 | 0 | 0 | 1092492.3634 | 0 | 0 | 0 | 0 | 0 | 0 | 0 | 0 | 0 | 0 | 0 | 0 | 0 | 0 | 0 | 0 | -259139.105 | 0 | 0 | 0 | 0 | 0 | 0 | 0 | 0 | 0 | 0 | 0 | 0 | 0 | 0 | 0
2016-09-21 03:00 | 0 | 0 | 0 | 0 | 0 | 663616.2202 | 0 | 487926 | 0 | 0 | 0 | 0 | 1268182.5836 | 0 | 0 | 0 | 0 | 0 | 0 | 0 | 0 | 0 | 0 | 0 | 0 | 0 | 0 | 0 | 0 | 175690.2202 | 0 | 0 | 0 | 0 | 0 | 0 | 0 | 0 | 0 | 0 | 0 | 0 | 0 | 0 | 0
2016-09-21 04:00 | 0 | 0 | 0 | 0 | 0 | 192863.895 | 0 | 452003 | 0 | 0 | 0 | 0 | 1009043.4786 | 0 | 0 | 0 | 0 | 0 | 0 | 0 | 0 | 0 | 0 | 0 | 0 | 0 | 0 | 0 | 0 | -259139.105 | 0 | 0 | 0 | 0 | 0 | 0 | 0 | 0 | 0 | 0 | 0 | 0 | 0 | 0 | 0
2016-09-21 05:00 | 0 | 0 | 0 | 0 | 0 | 590808.2627 | 0 | 423398 | 0 | 0 | 0 | 0 | 1176453.7413 | 0 | 0 | 0 | 0 | 0 | 0 | 0 | 0 | 0 | 0 | 0 | 0 | 0 | 0 | 0 | 0 | 167410.2627 | 0 | 0 | 0 | 0 | 0 | 0 | 0 | 0 | 0 | 0 | 0 | 0 | 0 | 0 | 0
2016-09-21 06:00 | 0 | 0 | 0 | 0 | 0 | 143598.895 | 0 | 402738 | 0 | 0 | 0 | 0 | 917314.6364 | 0 | 0 | 0 | 0 | 0 | 0 | 0 | 0 | 0 | 0 | 0 | 0 | 0 | 0 | 0 | 0 | -259139.105 | 0 | 0 | 0 | 0 | 0 | 0 | 0 | 0 | 0 | 0 | 0 | 0 | 0 | 0 | 0
2016-09-21 07:00 | 0 | 0 | 0 | 0 | 0 | 550669.6306 | 0 | 389346 | 0 | 0 | 0 | 0 | 1078638.267 | 0 | 0 | 0 | 0 | 0 | 0 | 0 | 0 | 0 | 0 | 0 | 0 | 0 | 0 | 0 | 0 | 161323.6306 | 0 | 0 | 0 | 0 | 0 | 0 | 0 | 0 | 0 | 0 | 0 | 0 | 0 | 0 | 0
2016-09-21 08:00 | 0 | 0 | 0 | 0 | 0 | 124825.895 | 0 | 383965 | 0 | 0 | 0 | 0 | 819499.162 | 0 | 0 | 0 | 0 | 0 | 0 | 0 | 0 | 0 | 0 | 0 | 0 | 0 | 0 | 0 | 0 | -259139.105 | 0 | 0 | 0 | 0 | 0 | 0 | 0 | 0 | 0 | 0 | 0 | 0 | 0 | 0 | 0
2016-09-21 09:00 | 0 | 0 | 0 | 0 | 0 | 509568.2253 | 0 | 391881 | 0 | 0 | 0 | 0 | 937186.3873 | 0 | 0 | 0 | 0 | 0 | 0 | 0 | 0 | 0 | 0 | 0 | 0 | 0 | 0 | 0 | 0 | 117687.2253 | 0 | 0 | 0 | 0 | 0 | 0 | 0 | 0 | 0 | 0 | 0 | 0 | 0 | 0 | 0
2016-09-21 10:00 | 0 | 0 | 0 | 0 | 0 | 157472.895 | 0 | 416612 | 0 | 0 | 0 | 0 | 678047.2823 | 0 | 0 | 0 | 0 | 0 | 0 | 0 | 0 | 0 | 0 | 0 | 0 | 0 | 0 | 0 | 0 | -259139.105 | 0 | 0 | 0 | 0 | 0 | 0 | 0 | 0 | 0 | 0 | 0 | 0 | 0 | 0 | 0
2016-09-21 11:00 | 0 | 0 | 0 | 0 | 0 | 457426.9666 | 0 | 439838 | 0 | 0 | 0 | 0 | 695636.2489 | 0 | 0 | 0 | 0 | 0 | 0 | 0 | 0 | 0 | 0 | 0 | 0 | 0 | 0 | 0 | 0 | 17588.9666 | 0 | 0 | 0 | 0 | 0 | 0 | 0 | 0 | 0 | 0 | 0 | 0 | 0 | 0 | 0
2016-09-21 12:00 | 0 | 0 | 0 | 0 | 0 | 439106.0602 | 0 | 454962 | 0 | 0 | 0 | 0 | 679780.3092 | 0 | 0 | 0 | 0 | 0 | 0 | 0 | 0 | 0 | 0 | 0 | 0 | 0 | 0 | 0 | 0 | -15855.9398 | 0 | 0 | 0 | 0 | 0 | 0 | 0 | 0 | 0 | 0 | 0 | 0 | 0 | 0 | 0
2016-09-21 13:00 | 0 | 0 | 0 | 0 | 0 | 167103.5281 | 48988.367 | 475231 | 0 | 0 | 0 | 0 | 420641.2042 | 0 | 0 | 0 | 0 | 0 | 0 | 0 | 0 | 0 | 0 | 0 | 0 | 0 | 0 | 0 | 0 | -259139.105 | 0 | 0 | 0 | 0 | 0 | 0 | 0 | 0 | 0 | 0 | 0 | 0 | 0 | 0 | 0
2016-09-21 14:00 | 0 | 0 | 0 | 0 | 0 | 301581.9941 | 311209.5764 | 497212 | 0 | 0 | 0 | 0 | 536220.7746 | 0 | 0 | 0 | 0 | 0 | 0 | 0 | 0 | 0 | 0 | 0 | 0 | 0 | 0 | 0 | 0 | 115579.5704 | 0 | 0 | 0 | 0 | 0 | 0 | 0 | 0 | 0 | 0 | 0 | 0 | 0 | 0 | 0
2016-09-21 15:00 | 0 | 0 | 0 | 0 | 0 | 0 | 507532.2642 | 521302 | 0 | 0 | 0 | 0 | 522451.0388 | 0 | 0 | 0 | 0 | 0 | 0 | 0 | 0 | 0 | 0 | 0 | 0 | 0 | 0 | 0 | 0 | -13769.7358 | 0 | 0 | 0 | 0 | 0 | 0 | 0 | 0 | 0 | 0 | 0 | 0 | 0 | 0 | 0
2016-09-21 16:00 | 0 | 0 | 0 | 0 | 0 | 0 | 604139.7245 | 544593 | 0 | 0 | 0 | 0 | 581997.7634 | 0 | 0 | 0 | 0 | 0 | 0 | 0 | 0 | 0 | 0 | 0 | 0 | 0 | 0 | 0 | 0 | 59546.7245 | 0 | 0 | 0 | 0 | 0 | 0 | 0 | 0 | 0 | 0 | 0 | 0 | 0 | 0 | 0
2016-09-21 17:00 | 0 | 0 | 0 | 0 | 0 | 0 | 638552.8563 | 566369 | 0 | 0 | 0 | 0 | 654181.6197 | 0 | 0 | 0 | 0 | 0 | 0 | 0 | 0 | 0 | 0 | 0 | 0 | 0 | 0 | 0 | 0 | 72183.8563 | 0 | 0 | 0 | 0 | 0 | 0 | 0 | 0 | 0 | 0 | 0 | 0 | 0 | 0 | 0
2016-09-21 18:00 | 0 | 0 | 0 | 0 | 0 | 0 | 637062.4758 | 584246 | 0 | 0 | 0 | 0 | 706998.0955 | 0 | 0 | 0 | 0 | 0 | 0 | 0 | 0 | 0 | 0 | 0 | 0 | 0 | 0 | 0 | 0 | 52816.4758 | 0 | 0 | 0 | 0 | 0 | 0 | 0 | 0 | 0 | 0 | 0 | 0 | 0 | 0 | 0
2016-09-21 19:00 | 0 | 0 | 0 | 0 | 0 | 0 | 621192.3139 | 596829 | 0 | 0 | 0 | 0 | 731361.4094 | 0 | 0 | 0 | 0 | 0 | 0 | 0 | 0 | 0 | 0 | 0 | 0 | 0 | 0 | 0 | 0 | 24363.3139 | 0 | 0 | 0 | 0 | 0 | 0 | 0 | 0 | 0 | 0 | 0 | 0 | 0 | 0 | 0
2016-09-21 20:00 | 0 | 0 | 0 | 0 | 0 | 0 | 612882.2759 | 604822 | 0 | 0 | 0 | 0 | 739421.6853 | 0 | 0 | 0 | 0 | 0 | 0 | 0 | 0 | 0 | 0 | 0 | 0 | 0 | 0 | 0 | 0 | 8060.2759 | 0 | 0 | 0 | 0 | 0 | 0 | 0 | 0 | 0 | 0 | 0 | 0 | 0 | 0 | 0
2016-09-21 21:00 | 0 | 0 | 0 | 0 | 0 | 0 | 588221.5036 | 605721 | 0 | 0 | 0 | 0 | 721922.1889 | 0 | 0 | 0 | 0 | 0 | 0 | 0 | 0 | 0 | 0 | 0 | 0 | 0 | 0 | 0 | 0 | -17499.4964 | 0 | 0 | 0 | 0 | 0 | 0 | 0 | 0 | 0 | 0 | 0 | 0 | 0 | 0 | 0
2016-09-21 22:00 | 0 | 0 | 0 | 0 | 0 | 0 | 538192.4351 | 596355 | 0 | 0 | 0 | 0 | 663759.624 | 0 | 0 | 0 | 0 | 0 | 0 | 0 | 0 | 0 | 0 | 0 | 0 | 0 | 0 | 0 | 0 | -58162.5649 | 0 | 0 | 0 | 0 | 0 | 0 | 0 | 0 | 0 | 0 | 0 | 0 | 0 | 0 | 0
2016-09-21 23:00 | 0 | 0 | 0 | 0 | 0 | 0 | 425801.5906 | 584985 | 0 | 0 | 0 | 0 | 504576.2147 | 0 | 0 | 0 | 0 | 0 | 0 | 0 | 0 | 0 | 0 | 0 | 0 | 0 | 0 | 0 | 0 | -159183.4094 | 0 | 0 | 0 | 0 | 0 | 0 | 0 | 0 | 0 | 0 | 0 | 0 | 0 | 0 | 0
2016-09-22 | 0 | 0 | 0 | 0 | 0 | 559354.2748 | 234673.342 | 573454 | 0 | 0 | 0 | 0 | 725149.8314 | 0 | 0 | 0 | 0 | 0 | 0 | 0 | 0 | 0 | 0 | 0 | 0 | 0 | 0 | 0 | 0 | 220573.6168 | 0 | 0 | 0 | 0 | 0 | 0 | 0 | 0 | 0 | 0 | 0 | 0 | 0 | 0 | 0
2016-09-22 01:00 | 0 | 0 | 0 | 0 | 0 | 624761.0549 | 19298.528 | 548664 | 0 | 0 | 0 | 0 | 820545.4143 | 0 | 0 | 0 | 0 | 0 | 0 | 0 | 0 | 0 | 0 | 0 | 0 | 0 | 0 | 0 | 0 | 95395.5829 | 0 | 0 | 0 | 0 | 0 | 0 | 0 | 0 | 0 | 0 | 0 | 0 | 0 | 0 | 0
2016-09-22 02:00 | 0 | 0 | 0 | 0 | 0 | 257234.895 | 0 | 516374 | 0 | 0 | 0 | 0 | 561406.3094 | 0 | 0 | 0 | 0 | 0 | 0 | 0 | 0 | 0 | 0 | 0 | 0 | 0 | 0 | 0 | 0 | -259139.105 | 0 | 0 | 0 | 0 | 0 | 0 | 0 | 0 | 0 | 0 | 0 | 0 | 0 | 0 | 0
2016-09-22 03:00 | 0 | 0 | 0 | 0 | 0 | 603774.0035 | 0 | 479292 | 0 | 0 | 0 | 0 | 685888.3129 | 0 | 0 | 0 | 0 | 0 | 0 | 0 | 0 | 0 | 0 | 0 | 0 | 0 | 0 | 0 | 0 | 124482.0035 | 0 | 0 | 0 | 0 | 0 | 0 | 0 | 0 | 0 | 0 | 0 | 0 | 0 | 0 | 0
2016-09-22 04:00 | 0 | 0 | 0 | 0 | 0 | 184162.895 | 0 | 443302 | 0 | 0 | 0 | 0 | 426749.2079 | 0 | 0 | 0 | 0 | 0 | 0 | 0 | 0 | 0 | 0 | 0 | 0 | 0 | 0 | 0 | 0 | -259139.105 | 0 | 0 | 0 | 0 | 0 | 0 | 0 | 0 | 0 | 0 | 0 | 0 | 0 | 0 | 0
2016-09-22 05:00 | 0 | 0 | 0 | 0 | 0 | 555081.9587 | 0 | 415188 | 0 | 0 | 0 | 0 | 566643.1666 | 0 | 0 | 0 | 0 | 0 | 0 | 0 | 0 | 0 | 0 | 0 | 0 | 0 | 0 | 0 | 0 | 139893.9587 | 0 | 0 | 0 | 0 | 0 | 0 | 0 | 0 | 0 | 0 | 0 | 0 | 0 | 0 | 0
2016-09-22 06:00 | 0 | 0 | 0 | 0 | 0 | 150292.8766 | 0 | 395166 | 0 | 0 | 0 | 0 | 307504.0617 | 14265.9815 | 0 | 0 | 0 | 0 | 0 | 0 | 0 | 0 | 0 | 0 | 0 | 0 | 0 | 0 | 0 | -259139.105 | 14265.9815 | 0 | 0 | 0 | 0 | 0 | 0 | 0 | 0 | 0 | 0 | 0 | 0 | 0 | 0
2016-09-22 07:00 | 0 | 0 | 0 | 0 | 0 | 505718.776 | 0 | 382311 | 0 | 0 | 0 | 0 | 430911.8377 | 14265.9815 | 0 | 0 | 0 | 0 | 0 | 0 | 0 | 0 | 0 | 0 | 0 | 0 | 0 | 0 | 0 | 123407.776 | 0 | 0 | 0 | 0 | 0 | 0 | 0 | 0 | 0 | 0 | 0 | 0 | 0 | 0 | 0
2016-09-22 08:00 | 0 | 0 | 0 | 0 | 0 | 118411.895 | 0 | 377551 | 0 | 0 | 0 | 0 | 171772.7327 | 14265.9815 | 0 | 0 | 0 | 0 | 0 | 0 | 0 | 0 | 0 | 0 | 0 | 0 | 0 | 0 | 0 | -259139.105 | 0 | 0 | 0 | 0 | 0 | 0 | 0 | 0 | 0 | 0 | 0 | 0 | 0 | 0 | 0
2016-09-22 09:00 | 0 | 0 | 0 | 0 | 0 | 453413.9886 | 0 | 385422 | 0 | 0 | 0 | 0 | 239764.7214 | 14265.9815 | 0 | 0 | 0 | 0 | 0 | 0 | 0 | 0 | 0 | 0 | 0 | 0 | 0 | 0 | 0 | 67991.9886 | 0 | 0 | 0 | 0 | 0 | 0 | 0 | 0 | 0 | 0 | 0 | 0 | 0 | 0 | 0
2016-09-22 10:00 | 0 | 0 | 0 | 0 | 0 | 415225.889 | 0 | 410280 | 0 | 0 | 0 | 0 | 244710.6104 | 14265.9815 | 0 | 0 | 0 | 0 | 0 | 0 | 0 | 0 | 0 | 0 | 0 | 0 | 0 | 0 | 0 | 4945.889 | 0 | 0 | 0 | 0 | 0 | 0 | 0 | 0 | 0 | 0 | 0 | 0 | 0 | 0 | 0
2016-09-22 11:00 | 0 | 0 | 0 | 0 | 0 | 390461.556 | 0 | 433417 | 0 | 0 | 0 | 0 | 201755.1664 | 14265.9815 | 0 | 0 | 0 | 0 | 0 | 0 | 0 | 0 | 0 | 0 | 0 | 0 | 0 | 0 | 0 | -42955.444 | 0 | 0 | 0 | 0 | 0 | 0 | 0 | 0 | 0 | 0 | 0 | 0 | 0 | 0 | 0
2016-09-22 12:00 | 0 | 0 | 0 | 0 | 0 | 361789.3531 | 0 | 449577 | 0 | 0 | 0 | 0 | 128233.501 | 0 | 0 | 0 | 0 | 0 | 0 | 0 | 0 | 0 | 0 | 0 | 0 | 0 | 0 | 0 | 0 | -73521.6653 | 0 | 14265.9815 | 0 | 0 | 0 | 0 | 0 | 0 | 0 | 0 | 0 | 0 | 0 | 0 | 0
2016-09-22 13:00 | 0 | 0 | 0 | 0 | 0 | 267148.1994 | 74122.2995 | 469504 | 0 | 0 | 0 | 0 | 0 | 0 | 0 | 0 | 0 | 0 | 0 | 0 | 0 | 0 | 0 | 0 | 0 | 0 | 0 | 0 | 0 | -128233.501 | 0 | 0 | 0 | 0 | 0 | 0 | 0 | 0 | 0 | 0 | 0 | 0 | 0 | 0 | 0
2016-09-22 14:00 | 0 | 0 | 0 | 0 | 0 | 92765.6041 | 399997.3959 | 492763 | 0 | 0 | 0 | 0 | 0 | 0 | 0 | 0 | 0 | 0 | 0 | 0 | 0 | 0 | 0 | 0 | 0 | 0 | 0 | 0 | 0 | 0 | 0 | 0 | 0 | 0 | 0 | 0 | 0 | 0 | 0 | 0 | 0 | 0 | 0 | 0 | 0
2016-09-22 15:00 | 0 | 0 | 0 | 0 | 0 | 0 | 646802.1916 | 517230 | 0 | 0 | 0 | 0 | 129572.1916 | 0 | 0 | 0 | 0 | 0 | 0 | 0 | 0 | 0 | 0 | 0 | 0 | 0 | 0 | 0 | 0 | 129572.1916 | 0 | 0 | 0 | 0 | 0 | 0 | 0 | 0 | 0 | 0 | 0 | 0 | 0 | 0 | 0
2016-09-22 16:00 | 0 | 0 | 0 | 0 | 0 | 85855.073 | 714097.032 | 540813 | 0 | 0 | 0 | 0 | 388711.2965 | 0 | 0 | 0 | 0 | 0 | 0 | 0 | 0 | 0 | 0 | 0 | 0 | 0 | 0 | 0 | 0 | 259139.105 | 0 | 0 | 0 | 0 | 0 | 0 | 0 | 0 | 0 | 0 | 0 | 0 | 0 | 0 | 0
2016-09-22 17:00 | 0 | 0 | 0 | 0 | 0 | 99559.1174 | 721732.9876 | 562153 | 0 | 0 | 0 | 0 | 647850.4015 | 0 | 0 | 0 | 0 | 0 | 0 | 0 | 0 | 0 | 0 | 0 | 0 | 0 | 0 | 0 | 0 | 259139.105 | 0 | 0 | 0 | 0 | 0 | 0 | 0 | 0 | 0 | 0 | 0 | 0 | 0 | 0 | 0
2016-09-22 18:00 | 0 | 0 | 0 | 0 | 0 | 0 | 714548.3384 | 578833 | 0 | 0 | 0 | 0 | 783565.7399 | 0 | 0 | 0 | 0 | 0 | 0 | 0 | 0 | 0 | 0 | 0 | 0 | 0 | 0 | 0 | 0 | 135715.3384 | 0 | 0 | 0 | 0 | 0 | 0 | 0 | 0 | 0 | 0 | 0 | 0 | 0 | 0 | 0
2016-09-22 19:00 | 0 | 0 | 0 | 0 | 0 | 0 | 704916.1248 | 591220 | 0 | 0 | 0 | 0 | 897261.8647 | 0 | 0 | 0 | 0 | 0 | 0 | 0 | 0 | 0 | 0 | 0 | 0 | 0 | 0 | 0 | 0 | 113696.1248 | 0 | 0 | 0 | 0 | 0 | 0 | 0 | 0 | 0 | 0 | 0 | 0 | 0 | 0 | 0
2016-09-22 20:00 | 0 | 0 | 0 | 0 | 0 | 0 | 703860.9856 | 599241 | 0 | 0 | 0 | 0 | 1001881.8504 | 0 | 0 | 0 | 0 | 0 | 0 | 0 | 0 | 0 | 0 | 0 | 0 | 0 | 0 | 0 | 0 | 104619.9856 | 0 | 0 | 0 | 0 | 0 | 0 | 0 | 0 | 0 | 0 | 0 | 0 | 0 | 0 | 0
2016-09-22 21:00 | 0 | 0 | 0 | 0 | 0 | 0 | 693960.7591 | 599315 | 0 | 0 | 0 | 0 | 1096527.6095 | 0 | 0 | 0 | 0 | 0 | 0 | 0 | 0 | 0 | 0 | 0 | 0 | 0 | 0 | 0 | 0 | 94645.7591 | 0 | 0 | 0 | 0 | 0 | 0 | 0 | 0 | 0 | 0 | 0 | 0 | 0 | 0 | 0
2016-09-22 22:00 | 0 | 0 | 0 | 0 | 0 | 0 | 660521.3011 | 586693 | 0 | 0 | 0 | 0 | 1170355.9106 | 0 | 0 | 0 | 0 | 0 | 0 | 0 | 0 | 0 | 0 | 0 | 0 | 0 | 0 | 0 | 0 | 73828.3011 | 0 | 0 | 0 | 0 | 0 | 0 | 0 | 0 | 0 | 0 | 0 | 0 | 0 | 0 | 0
2016-09-22 23:00 | 0 | 0 | 0 | 0 | 0 | 0 | 543337.6456 | 574124 | 0 | 0 | 0 | 0 | 1139569.5562 | 0 | 0 | 0 | 0 | 0 | 0 | 0 | 0 | 0 | 0 | 0 | 0 | 0 | 0 | 0 | 0 | -30786.3544 | 0 | 0 | 0 | 0 | 0 | 0 | 0 | 0 | 0 | 0 | 0 | 0 | 0 | 0 | 0
2016-09-23 | 0 | 0 | 0 | 0 | 0 | 554237.7529 | 268376.3521 | 563475 | 0 | 0 | 0 | 0 | 1398708.6612 | 0 | 0 | 0 | 0 | 0 | 0 | 0 | 0 | 0 | 0 | 0 | 0 | 0 | 0 | 0 | 0 | 259139.105 | 0 | 0 | 0 | 0 | 0 | 0 | 0 | 0 | 0 | 0 | 0 | 0 | 0 | 0 | 0
2016-09-23 01:00 | 0 | 0 | 0 | 0 | 0 | 653563.2199 | 19594.8572 | 540989 | 0 | 0 | 0 | 0 | 1530877.7383 | 0 | 0 | 0 | 0 | 0 | 0 | 0 | 0 | 0 | 0 | 0 | 0 | 0 | 0 | 0 | 0 | 132169.0771 | 0 | 0 | 0 | 0 | 0 | 0 | 0 | 0 | 0 | 0 | 0 | 0 | 0 | 0 | 0
2016-09-23 02:00 | 0 | 0 | 0 | 0 | 0 | 578471.5472 | 0 | 510591 | 0 | 0 | 0 | 0 | 1598758.2855 | 0 | 0 | 0 | 0 | 0 | 0 | 0 | 0 | 0 | 0 | 0 | 0 | 0 | 0 | 0 | 0 | 67880.5472 | 0 | 0 | 0 | 0 | 0 | 0 | 0 | 0 | 0 | 0 | 0 | 0 | 0 | 0 | 0
2016-09-23 03:00 | 0 | 0 | 0 | 0 | 0 | 637386.1533 | 0 | 474484 | 0 | 0 | 0 | 0 | 1761660.4388 | 0 | 0 | 0 | 0 | 0 | 0 | 0 | 0 | 0 | 0 | 0 | 0 | 0 | 0 | 0 | 0 | 162902.1533 | 0 | 0 | 0 | 0 | 0 | 0 | 0 | 0 | 0 | 0 | 0 | 0 | 0 | 0 | 0
2016-09-23 04:00 | 0 | 0 | 0 | 0 | 0 | 181359.895 | 0 | 440499 | 0 | 0 | 0 | 0 | 1502521.3338 | 0 | 0 | 0 | 0 | 0 | 0 | 0 | 0 | 0 | 0 | 0 | 0 | 0 | 0 | 0 | 0 | -259139.105 | 0 | 0 | 0 | 0 | 0 | 0 | 0 | 0 | 0 | 0 | 0 | 0 | 0 | 0 | 0
2016-09-23 05:00 | 0 | 0 | 0 | 0 | 0 | 582850.2362 | 0 | 411698 | 0 | 0 | 0 | 0 | 1673673.5701 | 0 | 0 | 0 | 0 | 0 | 0 | 0 | 0 | 0 | 0 | 0 | 0 | 0 | 0 | 0 | 0 | 171152.2362 | 0 | 0 | 0 | 0 | 0 | 0 | 0 | 0 | 0 | 0 | 0 | 0 | 0 | 0 | 0
2016-09-23 06:00 | 0 | 0 | 0 | 0 | 0 | 562915.2445 | 0 | 392249 | 0 | 0 | 0 | 0 | 1844339.8146 | 0 | 0 | 0 | 0 | 0 | 0 | 0 | 0 | 0 | 0 | 0 | 0 | 0 | 0 | 0 | 0 | 170666.2445 | 0 | 0 | 0 | 0 | 0 | 0 | 0 | 0 | 0 | 0 | 0 | 0 | 0 | 0 | 0
2016-09-23 07:00 | 0 | 0 | 0 | 0 | 0 | 543013.3443 | 0 | 380374 | 0 | 0 | 0 | 0 | 2006979.1589 | 0 | 0 | 0 | 0 | 0 | 0 | 0 | 0 | 0 | 0 | 0 | 0 | 0 | 0 | 0 | 0 | 162639.3443 | 0 | 0 | 0 | 0 | 0 | 0 | 0 | 0 | 0 | 0 | 0 | 0 | 0 | 0 | 0
2016-09-23 08:00 | 0 | 0 | 0 | 0 | 0 | 116936.895 | 0 | 376076 | 0 | 0 | 0 | 0 | 1747840.054 | 0 | 0 | 0 | 0 | 0 | 0 | 0 | 0 | 0 | 0 | 0 | 0 | 0 | 0 | 0 | 0 | -259139.105 | 0 | 0 | 0 | 0 | 0 | 0 | 0 | 0 | 0 | 0 | 0 | 0 | 0 | 0 | 0
2016-09-23 09:00 | 0 | 0 | 0 | 0 | 0 | 123608.895 | 0 | 382748 | 0 | 0 | 0 | 0 | 1488700.949 | 0 | 0 | 0 | 0 | 0 | 0 | 0 | 0 | 0 | 0 | 0 | 0 | 0 | 0 | 0 | 0 | -259139.105 | 0 | 0 | 0 | 0 | 0 | 0 | 0 | 0 | 0 | 0 | 0 | 0 | 0 | 0 | 0
2016-09-23 10:00 | 0 | 0 | 0 | 0 | 0 | 147029.895 | 0 | 406169 | 0 | 0 | 0 | 0 | 1229561.844 | 0 | 0 | 0 | 0 | 0 | 0 | 0 | 0 | 0 | 0 | 0 | 0 | 0 | 0 | 0 | 0 | -259139.105 | 0 | 0 | 0 | 0 | 0 | 0 | 0 | 0 | 0 | 0 | 0 | 0 | 0 | 0 | 0
2016-09-23 11:00 | 0 | 0 | 0 | 0 | 0 | 169946.895 | 0 | 429086 | 0 | 0 | 0 | 0 | 970422.7391 | 0 | 0 | 0 | 0 | 0 | 0 | 0 | 0 | 0 | 0 | 0 | 0 | 0 | 0 | 0 | 0 | -259139.105 | 0 | 0 | 0 | 0 | 0 | 0 | 0 | 0 | 0 | 0 | 0 | 0 | 0 | 0 | 0
2016-09-23 12:00 | 0 | 0 | 0 | 0 | 0 | 471671.956 | 0 | 445632 | 0 | 0 | 0 | 0 | 996462.6951 | 0 | 0 | 0 | 0 | 0 | 0 | 0 | 0 | 0 | 0 | 0 | 0 | 0 | 0 | 0 | 0 | 26039.956 | 0 | 0 | 0 | 0 | 0 | 0 | 0 | 0 | 0 | 0 | 0 | 0 | 0 | 0 | 0
2016-09-23 13:00 | 0 | 0 | 0 | 0 | 0 | 358703.7842 | 71469.1857 | 468144 | 0 | 0 | 0 | 0 | 958491.6651 | 0 | 0 | 0 | 0 | 0 | 0 | 0 | 0 | 0 | 0 | 0 | 0 | 0 | 0 | 0 | 0 | -37971.0301 | 0 | 0 | 0 | 0 | 0 | 0 | 0 | 0 | 0 | 0 | 0 | 0 | 0 | 0 | 0
2016-09-23 14:00 | 0 | 0 | 0 | 0 | 0 | 0 | 440712.1713 | 491424 | 0 | 0 | 0 | 0 | 907779.8363 | 0 | 0 | 0 | 0 | 0 | 0 | 0 | 0 | 0 | 0 | 0 | 0 | 0 | 0 | 0 | 0 | -50711.8287 | 0 | 0 | 0 | 0 | 0 | 0 | 0 | 0 | 0 | 0 | 0 | 0 | 0 | 0 | 0
2016-09-23 15:00 | 0 | 0 | 0 | 0 | 0 | 0 | 674002.5264 | 515169 | 0 | 0 | 0 | 0 | 1066613.3627 | 0 | 0 | 0 | 0 | 0 | 0 | 0 | 0 | 0 | 0 | 0 | 0 | 0 | 0 | 0 | 0 | 158833.5264 | 0 | 0 | 0 | 0 | 0 | 0 | 0 | 0 | 0 | 0 | 0 | 0 | 0 | 0 | 0
2016-09-23 16:00 | 0 | 0 | 0 | 0 | 0 | 0 | 761867.9634 | 536671 | 0 | 0 | 0 | 0 | 1291810.3261 | 0 | 0 | 0 | 0 | 0 | 0 | 0 | 0 | 0 | 0 | 0 | 0 | 0 | 0 | 0 | 0 | 225196.9634 | 0 | 0 | 0 | 0 | 0 | 0 | 0 | 0 | 0 | 0 | 0 | 0 | 0 | 0 | 0
2016-09-23 17:00 | 0 | 0 | 0 | 0 | 0 | 0 | 763443.3443 | 556404 | 0 | 0 | 0 | 0 | 1498849.6705 | 0 | 0 | 0 | 0 | 0 | 0 | 0 | 0 | 0 | 0 | 0 | 0 | 0 | 0 | 0 | 0 | 207039.3443 | 0 | 0 | 0 | 0 | 0 | 0 | 0 | 0 | 0 | 0 | 0 | 0 | 0 | 0 | 0
2016-09-23 18:00 | 0 | 0 | 0 | 0 | 0 | 0 | 753032.3527 | 571875 | 0 | 0 | 0 | 0 | 1680007.0231 | 0 | 0 | 0 | 0 | 0 | 0 | 0 | 0 | 0 | 0 | 0 | 0 | 0 | 0 | 0 | 0 | 181157.3527 | 0 | 0 | 0 | 0 | 0 | 0 | 0 | 0 | 0 | 0 | 0 | 0 | 0 | 0 | 0
2016-09-23 19:00 | 0 | 0 | 0 | 0 | 0 | 0 | 745640.9855 | 582063 | 0 | 0 | 0 | 0 | 1843585.0086 | 0 | 0 | 0 | 0 | 0 | 0 | 0 | 0 | 0 | 0 | 0 | 0 | 0 | 0 | 0 | 0 | 163577.9855 | 0 | 0 | 0 | 0 | 0 | 0 | 0 | 0 | 0 | 0 | 0 | 0 | 0 | 0 | 0
2016-09-23 20:00 | 0 | 0 | 0 | 0 | 0 | 0 | 751428.5956 | 588232 | 0 | 0 | 0 | 0 | 2006781.6042 | 0 | 0 | 0 | 0 | 0 | 0 | 0 | 0 | 0 | 0 | 0 | 0 | 0 | 0 | 0 | 0 | 163196.5956 | 0 | 0 | 0 | 0 | 0 | 0 | 0 | 0 | 0 | 0 | 0 | 0 | 0 | 0 | 0
2016-09-23 21:00 | 0 | 0 | 0 | 0 | 0 | 0 | 751446.2376 | 586369 | 0 | 0 | 0 | 0 | 2171858.8418 | 0 | 0 | 0 | 0 | 0 | 0 | 0 | 0 | 0 | 0 | 0 | 0 | 0 | 0 | 0 | 0 | 165077.2376 | 0 | 0 | 0 | 0 | 0 | 0 | 0 | 0 | 0 | 0 | 0 | 0 | 0 | 0 | 0
2016-09-23 22:00 | 0 | 0 | 0 | 0 | 0 | 0 | 711715.9073 | 572867 | 0 | 0 | 0 | 0 | 2310707.7491 | 0 | 0 | 0 | 0 | 0 | 0 | 0 | 0 | 0 | 0 | 0 | 0 | 0 | 0 | 0 | 0 | 138848.9073 | 0 | 0 | 0 | 0 | 0 | 0 | 0 | 0 | 0 | 0 | 0 | 0 | 0 | 0 | 0
2016-09-23 23:00 | 0 | 0 | 0 | 0 | 0 | 258264.6494 | 571542.437 | 556402 | 0 | 0 | 0 | 0 | 2569846.8541 | 14265.9815 | 0 | 0 | 0 | 0 | 0 | 0 | 0 | 0 | 0 | 0 | 0 | 0 | 0 | 0 | 0 | 259139.105 | 14265.9815 | 0 | 0 | 0 | 0 | 0 | 0 | 0 | 0 | 0 | 0 | 0 | 0 | 0 | 0
2016-09-24 | 0 | 0 | 0 | 0 | 0 | 532804.9897 | 282361.0968 | 541761 | 0 | 0 | 0 | 0 | 2828985.959 | 28531.9631 | 0 | 0 | 0 | 0 | 0 | 0 | 0 | 0 | 0 | 0 | 0 | 0 | 0 | 0 | 0 | 259139.105 | 14265.9815 | 0 | 0 | 0 | 0 | 0 | 0 | 0 | 0 | 0 | 0 | 0 | 0 | 0 | 0
2016-09-24 01:00 | 0 | 0 | 0 | 0 | 0 | 246416.8641 | 14934.031 | 520490 | 0 | 0 | 0 | 0 | 2569846.8541 | 28531.9631 | 0 | 0 | 0 | 0 | 0 | 0 | 0 | 0 | 0 | 0 | 0 | 0 | 0 | 0 | 0 | -259139.105 | 0 | 0 | 0 | 0 | 0 | 0 | 0 | 0 | 0 | 0 | 0 | 0 | 0 | 0 | 0
2016-09-24 02:00 | 0 | 0 | 0 | 0 | 0 | 250992.8766 | 0 | 495866 | 0 | 0 | 0 | 0 | 2310707.7491 | 42797.9446 | 0 | 0 | 0 | 0 | 0 | 0 | 0 | 0 | 0 | 0 | 0 | 0 | 0 | 0 | 0 | -259139.105 | 14265.9815 | 0 | 0 | 0 | 0 | 0 | 0 | 0 | 0 | 0 | 0 | 0 | 0 | 0 | 0
2016-09-24 03:00 | 0 | 0 | 0 | 0 | 0 | 724742.105 | 0 | 465603 | 0 | 0 | 0 | 0 | 2569846.8541 | 42797.9446 | 0 | 0 | 0 | 0 | 0 | 0 | 0 | 0 | 0 | 0 | 0 | 0 | 0 | 0 | 0 | 259139.105 | 0 | 0 | 0 | 0 | 0 | 0 | 0 | 0 | 0 | 0 | 0 | 0 | 0 | 0 | 0
2016-09-24 04:00 | 0 | 0 | 0 | 0 | 0 | 190963.8766 | 0 | 435837 | 0 | 0 | 0 | 0 | 2310707.7491 | 57063.9261 | 0 | 0 | 0 | 0 | 0 | 0 | 0 | 0 | 0 | 0 | 0 | 0 | 0 | 0 | 0 | -259139.105 | 14265.9815 | 0 | 0 | 0 | 0 | 0 | 0 | 0 | 0 | 0 | 0 | 0 | 0 | 0 | 0
2016-09-24 05:00 | 0 | 0 | 0 | 0 | 0 | 151637.895 | 0 | 410777 | 0 | 0 | 0 | 0 | 2051568.6442 | 57063.9261 | 0 | 0 | 0 | 0 | 0 | 0 | 0 | 0 | 0 | 0 | 0 | 0 | 0 | 0 | 0 | -259139.105 | 0 | 0 | 0 | 0 | 0 | 0 | 0 | 0 | 0 | 0 | 0 | 0 | 0 | 0 | 0
2016-09-24 06:00 | 0 | 0 | 0 | 0 | 0 | 146006.8766 | 0 | 390880 | 0 | 0 | 0 | 0 | 1792429.5392 | 71329.9077 | 0 | 0 | 0 | 0 | 0 | 0 | 0 | 0 | 0 | 0 | 0 | 0 | 0 | 0 | 0 | -259139.105 | 14265.9815 | 0 | 0 | 0 | 0 | 0 | 0 | 0 | 0 | 0 | 0 | 0 | 0 | 0 | 0
2016-09-24 07:00 | 0 | 0 | 0 | 0 | 0 | 636101.105 | 0 | 376962 | 0 | 0 | 0 | 0 | 2051568.6442 | 71329.9077 | 0 | 0 | 0 | 0 | 0 | 0 | 0 | 0 | 0 | 0 | 0 | 0 | 0 | 0 | 0 | 259139.105 | 0 | 0 | 0 | 0 | 0 | 0 | 0 | 0 | 0 | 0 | 0 | 0 | 0 | 0 | 0
2016-09-24 08:00 | 0 | 0 | 0 | 0 | 0 | 109814.895 | 0 | 368954 | 0 | 0 | 0 | 0 | 1792429.5392 | 71329.9077 | 0 | 0 | 0 | 0 | 0 | 0 | 0 | 0 | 0 | 0 | 0 | 0 | 0 | 0 | 0 | -259139.105 | 0 | 0 | 0 | 0 | 0 | 0 | 0 | 0 | 0 | 0 | 0 | 0 | 0 | 0 | 0
2016-09-24 09:00 | 0 | 0 | 0 | 0 | 0 | 108110.895 | 0 | 367250 | 0 | 0 | 0 | 0 | 1533290.4343 | 71329.9077 | 0 | 0 | 0 | 0 | 0 | 0 | 0 | 0 | 0 | 0 | 0 | 0 | 0 | 0 | 0 | -259139.105 | 0 | 0 | 0 | 0 | 0 | 0 | 0 | 0 | 0 | 0 | 0 | 0 | 0 | 0 | 0
2016-09-24 10:00 | 0 | 0 | 0 | 0 | 0 | 127599.8766 | 0 | 372473 | 0 | 0 | 0 | 0 | 1274151.3293 | 85595.8892 | 0 | 0 | 0 | 0 | 0 | 0 | 0 | 0 | 0 | 0 | 0 | 0 | 0 | 0 | 0 | -259139.105 | 14265.9815 | 0 | 0 | 0 | 0 | 0 | 0 | 0 | 0 | 0 | 0 | 0 | 0 | 0 | 0
2016-09-24 11:00 | 0 | 0 | 0 | 0 | 0 | 135863.8766 | 0 | 380737 | 0 | 0 | 0 | 0 | 1015012.2244 | 99861.8707 | 0 | 0 | 0 | 0 | 0 | 0 | 0 | 0 | 0 | 0 | 0 | 0 | 0 | 0 | 0 | -259139.105 | 14265.9815 | 0 | 0 | 0 | 0 | 0 | 0 | 0 | 0 | 0 | 0 | 0 | 0 | 0 | 0
2016-09-24 12:00 | 0 | 0 | 0 | 0 | 0 | 514988.9266 | 0 | 396108 | 0 | 0 | 0 | 0 | 1119627.1694 | 114127.8523 | 0 | 0 | 0 | 0 | 0 | 0 | 0 | 0 | 0 | 0 | 0 | 0 | 0 | 0 | 0 | 104614.945 | 14265.9815 | 0 | 0 | 0 | 0 | 0 | 0 | 0 | 0 | 0 | 0 | 0 | 0 | 0 | 0
2016-09-24 13:00 | 0 | 0 | 0 | 0 | 0 | 403309.6292 | 49644.3703 | 419312 | 0 | 0 | 0 | 0 | 1139003.1873 | 128393.8338 | 0 | 0 | 0 | 0 | 0 | 0 | 0 | 0 | 0 | 0 | 0 | 0 | 0 | 0 | 0 | 19376.0179 | 14265.9815 | 0 | 0 | 0 | 0 | 0 | 0 | 0 | 0 | 0 | 0 | 0 | 0 | 0 | 0
2016-09-24 14:00 | 0 | 0 | 0 | 0 | 0 | 0 | 425949.1972 | 445085 | 0 | 0 | 0 | 0 | 1105601.403 | 142659.8153 | 0 | 0 | 0 | 0 | 0 | 0 | 0 | 0 | 0 | 0 | 0 | 0 | 0 | 0 | 0 | -33401.7843 | 14265.9815 | 0 | 0 | 0 | 0 | 0 | 0 | 0 | 0 | 0 | 0 | 0 | 0 | 0 | 0
2016-09-24 15:00 | 0 | 0 | 0 | 0 | 0 | 0 | 708892.866 | 469931 | 0 | 0 | 0 | 0 | 1330297.2875 | 156925.7969 | 0 | 0 | 0 | 0 | 0 | 0 | 0 | 0 | 0 | 0 | 0 | 0 | 0 | 0 | 0 | 224695.8845 | 14265.9815 | 0 | 0 | 0 | 0 | 0 | 0 | 0 | 0 | 0 | 0 | 0 | 0 | 0 | 0
2016-09-24 16:00 | 0 | 0 | 0 | 0 | 0 | 0 | 764278.0865 | 490873 | 0 | 0 | 0 | 0 | 1589436.3924 | 171191.7784 | 0 | 0 | 0 | 0 | 0 | 0 | 0 | 0 | 0 | 0 | 0 | 0 | 0 | 0 | 0 | 259139.105 | 14265.9815 | 0 | 0 | 0 | 0 | 0 | 0 | 0 | 0 | 0 | 0 | 0 | 0 | 0 | 0
2016-09-24 17:00 | 0 | 0 | 0 | 0 | 0 | 0 | 766119.1055 | 506967 | 0 | 0 | 0 | 0 | 1834322.5164 | 185457.7599 | 0 | 0 | 0 | 0 | 0 | 0 | 0 | 0 | 0 | 0 | 0 | 0 | 0 | 0 | 0 | 244886.124 | 14265.9815 | 0 | 0 | 0 | 0 | 0 | 0 | 0 | 0 | 0 | 0 | 0 | 0 | 0 | 0
2016-09-24 18:00 | 0 | 0 | 0 | 0 | 0 | 0 | 751265.8766 | 518027 | 0 | 0 | 0 | 0 | 2053295.4115 | 199723.7415 | 0 | 0 | 0 | 0 | 0 | 0 | 0 | 0 | 0 | 0 | 0 | 0 | 0 | 0 | 0 | 218972.8951 | 14265.9815 | 0 | 0 | 0 | 0 | 0 | 0 | 0 | 0 | 0 | 0 | 0 | 0 | 0 | 0
2016-09-24 19:00 | 0 | 0 | 0 | 0 | 0 | 0 | 740962.8955 | 526151 | 0 | 0 | 0 | 0 | 2253841.3255 | 213989.723 | 0 | 0 | 0 | 0 | 0 | 0 | 0 | 0 | 0 | 0 | 0 | 0 | 0 | 0 | 0 | 200545.914 | 14265.9815 | 0 | 0 | 0 | 0 | 0 | 0 | 0 | 0 | 0 | 0 | 0 | 0 | 0 | 0
2016-09-24 20:00 | 0 | 0 | 0 | 0 | 0 | 0 | 743337.0493 | 531570 | 0 | 0 | 0 | 0 | 2451342.3932 | 228255.7045 | 0 | 0 | 0 | 0 | 0 | 0 | 0 | 0 | 0 | 0 | 0 | 0 | 0 | 0 | 0 | 197501.0678 | 14265.9815 | 0 | 0 | 0 | 0 | 0 | 0 | 0 | 0 | 0 | 0 | 0 | 0 | 0 | 0
2016-09-24 21:00 | 0 | 0 | 0 | 0 | 0 | 0 | 738286.4481 | 531513 | 0 | 0 | 0 | 0 | 2643849.8599 | 242521.686 | 0 | 0 | 0 | 0 | 0 | 0 | 0 | 0 | 0 | 0 | 0 | 0 | 0 | 0 | 0 | 192507.4666 | 14265.9815 | 0 | 0 | 0 | 0 | 0 | 0 | 0 | 0 | 0 | 0 | 0 | 0 | 0 | 0
2016-09-24 22:00 | 0 | 0 | 0 | 0 | 0 | 0 | 712164.5137 | 524247 | 0 | 0 | 0 | 0 | 2817501.392 | 256787.6676 | 0 | 0 | 0 | 0 | 0 | 0 | 0 | 0 | 0 | 0 | 0 | 0 | 0 | 0 | 0 | 173651.5322 | 14265.9815 | 0 | 0 | 0 | 0 | 0 | 0 | 0 | 0 | 0 | 0 | 0 | 0 | 0 | 0
2016-09-24 23:00 | 0 | 0 | 0 | 0 | 0 | 0 | 606524.1341 | 514988 | 0 | 0 | 0 | 0 | 2894771.5446 | 271053.6491 | 0 | 0 | 0 | 0 | 0 | 0 | 0 | 0 | 0 | 0 | 0 | 0 | 0 | 0 | 0 | 77270.1526 | 14265.9815 | 0 | 0 | 0 | 0 | 0 | 0 | 0 | 0 | 0 | 0 | 0 | 0 | 0 | 0
2016-09-25 | 0 | 0 | 0 | 0 | 0 | 0 | 305685.1122 | 507029 | 0 | 0 | 0 | 0 | 2679161.6753 | 285319.6306 | 0 | 0 | 0 | 0 | 0 | 0 | 0 | 0 | 0 | 0 | 0 | 0 | 0 | 0 | 0 | -215609.8693 | 14265.9815 | 0 | 0 | 0 | 0 | 0 | 0 | 0 | 0 | 0 | 0 | 0 | 0 | 0 | 0
2016-09-25 01:00 | 0 | 0 | 0 | 0 | 0 | 605094.5539 | 22707.4769 | 488250 | 0 | 0 | 0 | 0 | 2804447.7246 | 299585.6122 | 0 | 0 | 0 | 0 | 0 | 0 | 0 | 0 | 0 | 0 | 0 | 0 | 0 | 0 | 0 | 125286.0493 | 14265.9815 | 0 | 0 | 0 | 0 | 0 | 0 | 0 | 0 | 0 | 0 | 0 | 0 | 0 | 0
2016-09-25 02:00 | 0 | 0 | 0 | 0 | 0 | 220383.8766 | 0 | 465257 | 0 | 0 | 0 | 0 | 2545308.6197 | 313851.5937 | 0 | 0 | 0 | 0 | 0 | 0 | 0 | 0 | 0 | 0 | 0 | 0 | 0 | 0 | 0 | -259139.105 | 14265.9815 | 0 | 0 | 0 | 0 | 0 | 0 | 0 | 0 | 0 | 0 | 0 | 0 | 0 | 0
2016-09-25 03:00 | 0 | 0 | 0 | 0 | 0 | 193526.8766 | 0 | 438400 | 0 | 0 | 0 | 0 | 2286169.5147 | 328117.5752 | 0 | 0 | 0 | 0 | 0 | 0 | 0 | 0 | 0 | 0 | 0 | 0 | 0 | 0 | 0 | -259139.105 | 14265.9815 | 0 | 0 | 0 | 0 | 0 | 0 | 0 | 0 | 0 | 0 | 0 | 0 | 0 | 0
2016-09-25 04:00 | 0 | 0 | 0 | 0 | 0 | 167897.8766 | 0 | 412771 | 0 | 0 | 0 | 0 | 2027030.4098 | 342383.5568 | 0 | 0 | 0 | 0 | 0 | 0 | 0 | 0 | 0 | 0 | 0 | 0 | 0 | 0 | 0 | -259139.105 | 14265.9815 | 0 | 0 | 0 | 0 | 0 | 0 | 0 | 0 | 0 | 0 | 0 | 0 | 0 | 0
2016-09-25 05:00 | 0 | 0 | 0 | 0 | 0 | 144837.8766 | 0 | 389711 | 0 | 0 | 0 | 0 | 1767891.3048 | 356649.5383 | 0 | 0 | 0 | 0 | 0 | 0 | 0 | 0 | 0 | 0 | 0 | 0 | 0 | 0 | 0 | -259139.105 | 14265.9815 | 0 | 0 | 0 | 0 | 0 | 0 | 0 | 0 | 0 | 0 | 0 | 0 | 0 | 0
2016-09-25 06:00 | 0 | 0 | 0 | 0 | 0 | 112739.895 | 0 | 371879 | 0 | 0 | 0 | 0 | 1508752.1998 | 356649.5383 | 0 | 0 | 0 | 0 | 0 | 0 | 0 | 0 | 0 | 0 | 0 | 0 | 0 | 0 | 0 | -259139.105 | 0 | 0 | 0 | 0 | 0 | 0 | 0 | 0 | 0 | 0 | 0 | 0 | 0 | 0 | 0
2016-09-25 07:00 | 0 | 0 | 0 | 0 | 0 | 114202.8766 | 0 | 359076 | 0 | 0 | 0 | 0 | 1249613.0949 | 370915.5198 | 0 | 0 | 0 | 0 | 0 | 0 | 0 | 0 | 0 | 0 | 0 | 0 | 0 | 0 | 0 | -259139.105 | 14265.9815 | 0 | 0 | 0 | 0 | 0 | 0 | 0 | 0 | 0 | 0 | 0 | 0 | 0 | 0
2016-09-25 08:00 | 0 | 0 | 0 | 0 | 0 | 572144.3373 | 0 | 351230 | 0 | 0 | 0 | 0 | 1456261.4507 | 385181.5014 | 0 | 0 | 0 | 0 | 0 | 0 | 0 | 0 | 0 | 0 | 0 | 0 | 0 | 0 | 0 | 206648.3558 | 14265.9815 | 0 | 0 | 0 | 0 | 0 | 0 | 0 | 0 | 0 | 0 | 0 | 0 | 0 | 0
2016-09-25 09:00 | 0 | 0 | 0 | 0 | 0 | 103068.8766 | 0 | 347942 | 0 | 0 | 0 | 0 | 1197122.3457 | 399447.4829 | 0 | 0 | 0 | 0 | 0 | 0 | 0 | 0 | 0 | 0 | 0 | 0 | 0 | 0 | 0 | -259139.105 | 14265.9815 | 0 | 0 | 0 | 0 | 0 | 0 | 0 | 0 | 0 | 0 | 0 | 0 | 0 | 0
2016-09-25 10:00 | 0 | 0 | 0 | 0 | 0 | 104630.8766 | 0 | 349504 | 0 | 0 | 0 | 0 | 937983.2408 | 413713.4644 | 0 | 0 | 0 | 0 | 0 | 0 | 0 | 0 | 0 | 0 | 0 | 0 | 0 | 0 | 0 | -259139.105 | 14265.9815 | 0 | 0 | 0 | 0 | 0 | 0 | 0 | 0 | 0 | 0 | 0 | 0 | 0 | 0
2016-09-25 11:00 | 0 | 0 | 0 | 0 | 0 | 95962.895 | 0 | 355102 | 0 | 0 | 0 | 0 | 678844.1358 | 413713.4644 | 0 | 0 | 0 | 0 | 0 | 0 | 0 | 0 | 0 | 0 | 0 | 0 | 0 | 0 | 0 | -259139.105 | 0 | 0 | 0 | 0 | 0 | 0 | 0 | 0 | 0 | 0 | 0 | 0 | 0 | 0 | 0
2016-09-25 12:00 | 0 | 0 | 0 | 0 | 0 | 122829.8766 | 0 | 367703 | 0 | 0 | 0 | 0 | 419705.0309 | 427979.446 | 0 | 0 | 0 | 0 | 0 | 0 | 0 | 0 | 0 | 0 | 0 | 0 | 0 | 0 | 0 | -259139.105 | 14265.9815 | 0 | 0 | 0 | 0 | 0 | 0 | 0 | 0 | 0 | 0 | 0 | 0 | 0 | 0
2016-09-25 13:00 | 0 | 0 | 0 | 0 | 0 | 563703.2678 | 42360.9558 | 389629 | 0 | 0 | 0 | 0 | 621874.2729 | 442245.4275 | 0 | 0 | 0 | 0 | 0 | 0 | 0 | 0 | 0 | 0 | 0 | 0 | 0 | 0 | 0 | 202169.242 | 14265.9815 | 0 | 0 | 0 | 0 | 0 | 0 | 0 | 0 | 0 | 0 | 0 | 0 | 0 | 0
2016-09-25 14:00 | 0 | 0 | 0 | 0 | 0 | 0 | 425371.2896 | 411035 | 0 | 0 | 0 | 0 | 621944.581 | 456511.409 | 0 | 0 | 0 | 0 | 0 | 0 | 0 | 0 | 0 | 0 | 0 | 0 | 0 | 0 | 0 | 70.3081 | 14265.9815 | 0 | 0 | 0 | 0 | 0 | 0 | 0 | 0 | 0 | 0 | 0 | 0 | 0 | 0
2016-09-25 15:00 | 0 | 0 | 0 | 0 | 0 | 0 | 706702.0865 | 433297 | 0 | 0 | 0 | 0 | 881083.6859 | 470777.3906 | 0 | 0 | 0 | 0 | 0 | 0 | 0 | 0 | 0 | 0 | 0 | 0 | 0 | 0 | 0 | 259139.105 | 14265.9815 | 0 | 0 | 0 | 0 | 0 | 0 | 0 | 0 | 0 | 0 | 0 | 0 | 0 | 0
2016-09-25 16:00 | 0 | 0 | 0 | 0 | 0 | 0 | 728899.0865 | 455494 | 0 | 0 | 0 | 0 | 1140222.7909 | 485043.3721 | 0 | 0 | 0 | 0 | 0 | 0 | 0 | 0 | 0 | 0 | 0 | 0 | 0 | 0 | 0 | 259139.105 | 14265.9815 | 0 | 0 | 0 | 0 | 0 | 0 | 0 | 0 | 0 | 0 | 0 | 0 | 0 | 0
2016-09-25 17:00 | 0 | 0 | 0 | 0 | 0 | 0 | 747857.0865 | 474452 | 0 | 0 | 0 | 0 | 1399361.8958 | 499309.3536 | 0 | 0 | 0 | 0 | 0 | 0 | 0 | 0 | 0 | 0 | 0 | 0 | 0 | 0 | 0 | 259139.105 | 14265.9815 | 0 | 0 | 0 | 0 | 0 | 0 | 0 | 0 | 0 | 0 | 0 | 0 | 0 | 0
2016-09-25 18:00 | 0 | 0 | 0 | 0 | 0 | 27685.0832 | 735044.0033 | 489324 | 0 | 0 | 0 | 0 | 1658501.0008 | 513575.3352 | 0 | 0 | 0 | 0 | 0 | 0 | 0 | 0 | 0 | 0 | 0 | 0 | 0 | 0 | 0 | 259139.105 | 14265.9815 | 0 | 0 | 0 | 0 | 0 | 0 | 0 | 0 | 0 | 0 | 0 | 0 | 0 | 0
2016-09-25 19:00 | 0 | 0 | 0 | 0 | 0 | 54929.4393 | 717954.6472 | 499479 | 0 | 0 | 0 | 0 | 1917640.1057 | 527841.3167 | 0 | 0 | 0 | 0 | 0 | 0 | 0 | 0 | 0 | 0 | 0 | 0 | 0 | 0 | 0 | 259139.105 | 14265.9815 | 0 | 0 | 0 | 0 | 0 | 0 | 0 | 0 | 0 | 0 | 0 | 0 | 0 | 0
2016-09-25 20:00 | 0 | 0 | 0 | 0 | 0 | 0 | 714456.1595 | 506893 | 0 | 0 | 0 | 0 | 2110937.2837 | 542107.2982 | 0 | 0 | 0 | 0 | 0 | 0 | 0 | 0 | 0 | 0 | 0 | 0 | 0 | 0 | 0 | 193297.178 | 14265.9815 | 0 | 0 | 0 | 0 | 0 | 0 | 0 | 0 | 0 | 0 | 0 | 0 | 0 | 0
2016-09-25 21:00 | 0 | 0 | 0 | 0 | 0 | 0 | 703095.5293 | 512205 | 0 | 0 | 0 | 0 | 2287561.8314 | 556373.2798 | 0 | 0 | 0 | 0 | 0 | 0 | 0 | 0 | 0 | 0 | 0 | 0 | 0 | 0 | 0 | 176624.5477 | 14265.9815 | 0 | 0 | 0 | 0 | 0 | 0 | 0 | 0 | 0 | 0 | 0 | 0 | 0 | 0
2016-09-25 22:00 | 0 | 0 | 0 | 0 | 0 | 0 | 669956.4262 | 510048 | 0 | 0 | 0 | 0 | 2433204.2761 | 570639.2613 | 0 | 0 | 0 | 0 | 0 | 0 | 0 | 0 | 0 | 0 | 0 | 0 | 0 | 0 | 0 | 145642.4447 | 14265.9815 | 0 | 0 | 0 | 0 | 0 | 0 | 0 | 0 | 0 | 0 | 0 | 0 | 0 | 0
2016-09-25 23:00 | 0 | 0 | 0 | 0 | 0 | 0 | 540172.0111 | 508980 | 0 | 0 | 0 | 0 | 2450130.3057 | 584905.2428 | 0 | 0 | 0 | 0 | 0 | 0 | 0 | 0 | 0 | 0 | 0 | 0 | 0 | 0 | 0 | 16926.0296 | 14265.9815 | 0 | 0 | 0 | 0 | 0 | 0 | 0 | 0 | 0 | 0 | 0 | 0 | 0 | 0
2016-09-26 | 0 | 0 | 0 | 0 | 0 | 0 | 281339.702 | 507252 | 0 | 0 | 0 | 0 | 2209952.0261 | 599171.2244 | 0 | 0 | 0 | 0 | 0 | 0 | 0 | 0 | 0 | 0 | 0 | 0 | 0 | 0 | 0 | -240178.2796 | 14265.9815 | 0 | 0 | 0 | 0 | 0 | 0 | 0 | 0 | 0 | 0 | 0 | 0 | 0 | 0
2016-09-26 01:00 | 0 | 0 | 0 | 0 | 0 | 709499.4302 | 11651.9219 | 488879 | 0 | 0 | 0 | 0 | 2427958.3967 | 613437.2059 | 0 | 0 | 0 | 0 | 0 | 0 | 0 | 0 | 0 | 0 | 0 | 0 | 0 | 0 | 0 | 218006.3706 | 14265.9815 | 0 | 0 | 0 | 0 | 0 | 0 | 0 | 0 | 0 | 0 | 0 | 0 | 0 | 0
2016-09-26 02:00 | 0 | 0 | 0 | 0 | 0 | 204398.895 | 0 | 463538 | 0 | 0 | 0 | 0 | 2168819.2917 | 613437.2059 | 0 | 0 | 0 | 0 | 0 | 0 | 0 | 0 | 0 | 0 | 0 | 0 | 0 | 0 | 0 | -259139.105 | 0 | 0 | 0 | 0 | 0 | 0 | 0 | 0 | 0 | 0 | 0 | 0 | 0 | 0 | 0
2016-09-26 03:00 | 0 | 0 | 0 | 0 | 0 | 173594.895 | 0 | 432734 | 0 | 0 | 0 | 0 | 1909680.1868 | 613437.2059 | 0 | 0 | 0 | 0 | 0 | 0 | 0 | 0 | 0 | 0 | 0 | 0 | 0 | 0 | 0 | -259139.105 | 0 | 0 | 0 | 0 | 0 | 0 | 0 | 0 | 0 | 0 | 0 | 0 | 0 | 0 | 0
2016-09-26 04:00 | 0 | 0 | 0 | 0 | 0 | 145764.895 | 0 | 404904 | 0 | 0 | 0 | 0 | 1650541.0818 | 613437.2059 | 0 | 0 | 0 | 0 | 0 | 0 | 0 | 0 | 0 | 0 | 0 | 0 | 0 | 0 | 0 | -259139.105 | 0 | 0 | 0 | 0 | 0 | 0 | 0 | 0 | 0 | 0 | 0 | 0 | 0 | 0 | 0
2016-09-26 05:00 | 0 | 0 | 0 | 0 | 0 | 122788.895 | 0 | 381928 | 0 | 0 | 0 | 0 | 1391401.9769 | 613437.2059 | 0 | 0 | 0 | 0 | 0 | 0 | 0 | 0 | 0 | 0 | 0 | 0 | 0 | 0 | 0 | -259139.105 | 0 | 0 | 0 | 0 | 0 | 0 | 0 | 0 | 0 | 0 | 0 | 0 | 0 | 0 | 0
2016-09-26 06:00 | 0 | 0 | 0 | 0 | 0 | 120239.8766 | 0 | 365113 | 0 | 0 | 0 | 0 | 1132262.8719 | 627703.1874 | 0 | 0 | 0 | 0 | 0 | 0 | 0 | 0 | 0 | 0 | 0 | 0 | 0 | 0 | 0 | -259139.105 | 14265.9815 | 0 | 0 | 0 | 0 | 0 | 0 | 0 | 0 | 0 | 0 | 0 | 0 | 0 | 0
2016-09-26 07:00 | 0 | 0 | 0 | 0 | 0 | 629333.0865 | 0 | 355928 | 0 | 0 | 0 | 0 | 1391401.9769 | 641969.169 | 0 | 0 | 0 | 0 | 0 | 0 | 0 | 0 | 0 | 0 | 0 | 0 | 0 | 0 | 0 | 259139.105 | 14265.9815 | 0 | 0 | 0 | 0 | 0 | 0 | 0 | 0 | 0 | 0 | 0 | 0 | 0 | 0
2016-09-26 08:00 | 0 | 0 | 0 | 0 | 0 | 95135.895 | 0 | 354275 | 0 | 0 | 0 | 0 | 1132262.8719 | 641969.169 | 0 | 0 | 0 | 0 | 0 | 0 | 0 | 0 | 0 | 0 | 0 | 0 | 0 | 0 | 0 | -259139.105 | 0 | 0 | 0 | 0 | 0 | 0 | 0 | 0 | 0 | 0 | 0 | 0 | 0 | 0 | 0
2016-09-26 09:00 | 0 | 0 | 0 | 0 | 0 | 105142.895 | 0 | 364282 | 0 | 0 | 0 | 0 | 873123.767 | 641969.169 | 0 | 0 | 0 | 0 | 0 | 0 | 0 | 0 | 0 | 0 | 0 | 0 | 0 | 0 | 0 | -259139.105 | 0 | 0 | 0 | 0 | 0 | 0 | 0 | 0 | 0 | 0 | 0 | 0 | 0 | 0 | 0
2016-09-26 10:00 | 0 | 0 | 0 | 0 | 0 | 128917.895 | 0 | 388057 | 0 | 0 | 0 | 0 | 613984.662 | 641969.169 | 0 | 0 | 0 | 0 | 0 | 0 | 0 | 0 | 0 | 0 | 0 | 0 | 0 | 0 | 0 | -259139.105 | 0 | 0 | 0 | 0 | 0 | 0 | 0 | 0 | 0 | 0 | 0 | 0 | 0 | 0 | 0
2016-09-26 11:00 | 0 | 0 | 0 | 0 | 0 | 153330.895 | 0 | 412470 | 0 | 0 | 0 | 0 | 354845.5571 | 641969.169 | 0 | 0 | 0 | 0 | 0 | 0 | 0 | 0 | 0 | 0 | 0 | 0 | 0 | 0 | 0 | -259139.105 | 0 | 0 | 0 | 0 | 0 | 0 | 0 | 0 | 0 | 0 | 0 | 0 | 0 | 0 | 0
2016-09-26 12:00 | 0 | 0 | 0 | 0 | 0 | 182320.8766 | 0 | 427194 | 0 | 0 | 0 | 0 | 95706.4521 | 656235.1505 | 0 | 0 | 0 | 0 | 0 | 0 | 0 | 0 | 0 | 0 | 0 | 0 | 0 | 0 | 0 | -259139.105 | 14265.9815 | 0 | 0 | 0 | 0 | 0 | 0 | 0 | 0 | 0 | 0 | 0 | 0 | 0 | 0
2016-09-26 13:00 | 0 | 0 | 0 | 0 | 0 | 422043.1765 | 43093.9667 | 441798 | 0 | 0 | 0 | 0 | 104779.6138 | 670501.132 | 0 | 0 | 0 | 0 | 0 | 0 | 0 | 0 | 0 | 0 | 0 | 0 | 0 | 0 | 0 | 9073.1616 | 14265.9815 | 0 | 0 | 0 | 0 | 0 | 0 | 0 | 0 | 0 | 0 | 0 | 0 | 0 | 0
2016-09-26 14:00 | 0 | 0 | 0 | 0 | 0 | 0 | 379928.1405 | 457712 | 0 | 0 | 0 | 0 | 12729.7727 | 684767.1136 | 0 | 0 | 0 | 0 | 0 | 0 | 0 | 0 | 0 | 0 | 0 | 0 | 0 | 0 | 0 | -92049.8411 | 14265.9815 | 0 | 0 | 0 | 0 | 0 | 0 | 0 | 0 | 0 | 0 | 0 | 0 | 0 | 0
2016-09-26 15:00 | 0 | 0 | 0 | 0 | 0 | 0 | 666851.0346 | 473022 | 0 | 0 | 0 | 0 | 192292.8258 | 699033.0951 | 0 | 0 | 0 | 0 | 0 | 0 | 0 | 0 | 0 | 0 | 0 | 0 | 0 | 0 | 0 | 179563.0531 | 14265.9815 | 0 | 0 | 0 | 0 | 0 | 0 | 0 | 0 | 0 | 0 | 0 | 0 | 0 | 0
2016-09-26 16:00 | 0 | 0 | 0 | 0 | 0 | 44138.7467 | 715800.3398 | 486534 | 0 | 0 | 0 | 0 | 451431.9307 | 713299.0766 | 0 | 0 | 0 | 0 | 0 | 0 | 0 | 0 | 0 | 0 | 0 | 0 | 0 | 0 | 0 | 259139.105 | 14265.9815 | 0 | 0 | 0 | 0 | 0 | 0 | 0 | 0 | 0 | 0 | 0 | 0 | 0 | 0
2016-09-26 17:00 | 0 | 0 | 0 | 0 | 0 | 0 | 716364.6457 | 498321 | 0 | 0 | 0 | 0 | 655209.5949 | 727565.0581 | 0 | 0 | 0 | 0 | 0 | 0 | 0 | 0 | 0 | 0 | 0 | 0 | 0 | 0 | 0 | 203777.6642 | 14265.9815 | 0 | 0 | 0 | 0 | 0 | 0 | 0 | 0 | 0 | 0 | 0 | 0 | 0 | 0
2016-09-26 18:00 | 0 | 0 | 0 | 0 | 0 | 0 | 703578.0422 | 506525 | 0 | 0 | 0 | 0 | 837996.6556 | 741831.0397 | 0 | 0 | 0 | 0 | 0 | 0 | 0 | 0 | 0 | 0 | 0 | 0 | 0 | 0 | 0 | 182787.0607 | 14265.9815 | 0 | 0 | 0 | 0 | 0 | 0 | 0 | 0 | 0 | 0 | 0 | 0 | 0 | 0
2016-09-26 19:00 | 0 | 0 | 0 | 0 | 0 | 0 | 688291.5941 | 511847 | 0 | 0 | 0 | 0 | 1000175.2682 | 756097.0212 | 0 | 0 | 0 | 0 | 0 | 0 | 0 | 0 | 0 | 0 | 0 | 0 | 0 | 0 | 0 | 162178.6126 | 14265.9815 | 0 | 0 | 0 | 0 | 0 | 0 | 0 | 0 | 0 | 0 | 0 | 0 | 0 | 0
2016-09-26 20:00 | 0 | 0 | 0 | 0 | 0 | 0 | 682702.5357 | 516288 | 0 | 0 | 0 | 0 | 1152323.8223 | 770363.0027 | 0 | 0 | 0 | 0 | 0 | 0 | 0 | 0 | 0 | 0 | 0 | 0 | 0 | 0 | 0 | 152148.5542 | 14265.9815 | 0 | 0 | 0 | 0 | 0 | 0 | 0 | 0 | 0 | 0 | 0 | 0 | 0 | 0
2016-09-26 21:00 | 0 | 0 | 0 | 0 | 0 | 0 | 669432.2909 | 516610 | 0 | 0 | 0 | 0 | 1290880.1317 | 784628.9843 | 0 | 0 | 0 | 0 | 0 | 0 | 0 | 0 | 0 | 0 | 0 | 0 | 0 | 0 | 0 | 138556.3094 | 14265.9815 | 0 | 0 | 0 | 0 | 0 | 0 | 0 | 0 | 0 | 0 | 0 | 0 | 0 | 0
2016-09-26 22:00 | 0 | 0 | 0 | 0 | 0 | 0 | 637201.8013 | 513497 | 0 | 0 | 0 | 0 | 1400318.9515 | 798894.9658 | 0 | 0 | 0 | 0 | 0 | 0 | 0 | 0 | 0 | 0 | 0 | 0 | 0 | 0 | 0 | 109438.8198 | 14265.9815 | 0 | 0 | 0 | 0 | 0 | 0 | 0 | 0 | 0 | 0 | 0 | 0 | 0 | 0
2016-09-26 23:00 | 0 | 0 | 0 | 0 | 0 | 0 | 515984.9023 | 512918 | 0 | 0 | 0 | 0 | 1389119.8723 | 813160.9473 | 0 | 0 | 0 | 0 | 0 | 0 | 0 | 0 | 0 | 0 | 0 | 0 | 0 | 0 | 0 | -11199.0792 | 14265.9815 | 0 | 0 | 0 | 0 | 0 | 0 | 0 | 0 | 0 | 0 | 0 | 0 | 0 | 0
2016-09-27 | 0 | 0 | 0 | 0 | 0 | 451610.1401 | 246119.5864 | 510195 | 0 | 0 | 0 | 0 | 1562388.6173 | 827426.9289 | 0 | 0 | 0 | 0 | 0 | 0 | 0 | 0 | 0 | 0 | 0 | 0 | 0 | 0 | 0 | 173268.745 | 14265.9815 | 0 | 0 | 0 | 0 | 0 | 0 | 0 | 0 | 0 | 0 | 0 | 0 | 0 | 0
2016-09-27 01:00 | 0 | 0 | 0 | 0 | 0 | 446230.0374 | 12630.7768 | 488881 | 0 | 0 | 0 | 0 | 1518102.4499 | 841692.9104 | 0 | 0 | 0 | 0 | 0 | 0 | 0 | 0 | 0 | 0 | 0 | 0 | 0 | 0 | 0 | -44286.1674 | 14265.9815 | 0 | 0 | 0 | 0 | 0 | 0 | 0 | 0 | 0 | 0 | 0 | 0 | 0 | 0
2016-09-27 02:00 | 0 | 0 | 0 | 0 | 0 | 433091.0351 | 0 | 462918 | 0 | 0 | 0 | 0 | 1474009.5035 | 855958.8919 | 0 | 0 | 0 | 0 | 0 | 0 | 0 | 0 | 0 | 0 | 0 | 0 | 0 | 0 | 0 | -44092.9465 | 14265.9815 | 0 | 0 | 0 | 0 | 0 | 0 | 0 | 0 | 0 | 0 | 0 | 0 | 0 | 0
2016-09-27 03:00 | 0 | 0 | 0 | 0 | 0 | 425692.9876 | 0 | 433838 | 0 | 0 | 0 | 0 | 1451598.5095 | 870224.8735 | 0 | 0 | 0 | 0 | 0 | 0 | 0 | 0 | 0 | 0 | 0 | 0 | 0 | 0 | 0 | -22410.9939 | 14265.9815 | 0 | 0 | 0 | 0 | 0 | 0 | 0 | 0 | 0 | 0 | 0 | 0 | 0 | 0
2016-09-27 04:00 | 0 | 0 | 0 | 0 | 0 | 435543.7911 | 0 | 403286 | 0 | 0 | 0 | 0 | 1469590.3191 | 884490.855 | 0 | 0 | 0 | 0 | 0 | 0 | 0 | 0 | 0 | 0 | 0 | 0 | 0 | 0 | 0 | 17991.8096 | 14265.9815 | 0 | 0 | 0 | 0 | 0 | 0 | 0 | 0 | 0 | 0 | 0 | 0 | 0 | 0
2016-09-27 05:00 | 0 | 0 | 0 | 0 | 0 | 456014.5289 | 0 | 380547 | 0 | 0 | 0 | 0 | 1545057.848 | 884490.855 | 0 | 0 | 0 | 0 | 0 | 0 | 0 | 0 | 0 | 0 | 0 | 0 | 0 | 0 | 0 | 75467.5289 | 0 | 0 | 0 | 0 | 0 | 0 | 0 | 0 | 0 | 0 | 0 | 0 | 0 | 0 | 0
2016-09-27 06:00 | 0 | 0 | 0 | 0 | 0 | 119371.8766 | 0 | 364245 | 0 | 0 | 0 | 0 | 1285918.7431 | 898756.8365 | 0 | 0 | 0 | 0 | 0 | 0 | 0 | 0 | 0 | 0 | 0 | 0 | 0 | 0 | 0 | -259139.105 | 14265.9815 | 0 | 0 | 0 | 0 | 0 | 0 | 0 | 0 | 0 | 0 | 0 | 0 | 0 | 0
2016-09-27 07:00 | 0 | 0 | 0 | 0 | 0 | 95047.895 | 0 | 354187 | 0 | 0 | 0 | 0 | 1026779.6381 | 898756.8365 | 0 | 0 | 0 | 0 | 0 | 0 | 0 | 0 | 0 | 0 | 0 | 0 | 0 | 0 | 0 | -259139.105 | 0 | 0 | 0 | 0 | 0 | 0 | 0 | 0 | 0 | 0 | 0 | 0 | 0 | 0 | 0
2016-09-27 08:00 | 0 | 0 | 0 | 0 | 0 | 106740.8766 | 0 | 351614 | 0 | 0 | 0 | 0 | 767640.5332 | 913022.8181 | 0 | 0 | 0 | 0 | 0 | 0 | 0 | 0 | 0 | 0 | 0 | 0 | 0 | 0 | 0 | -259139.105 | 14265.9815 | 0 | 0 | 0 | 0 | 0 | 0 | 0 | 0 | 0 | 0 | 0 | 0 | 0 | 0
2016-09-27 09:00 | 0 | 0 | 0 | 0 | 0 | 516036.441 | 0 | 360380 | 0 | 0 | 0 | 0 | 909030.9926 | 927288.7996 | 0 | 0 | 0 | 0 | 0 | 0 | 0 | 0 | 0 | 0 | 0 | 0 | 0 | 0 | 0 | 141390.4594 | 14265.9815 | 0 | 0 | 0 | 0 | 0 | 0 | 0 | 0 | 0 | 0 | 0 | 0 | 0 | 0
2016-09-27 10:00 | 0 | 0 | 0 | 0 | 0 | 125239.895 | 0 | 384379 | 0 | 0 | 0 | 0 | 649891.8877 | 927288.7996 | 0 | 0 | 0 | 0 | 0 | 0 | 0 | 0 | 0 | 0 | 0 | 0 | 0 | 0 | 0 | -259139.105 | 0 | 0 | 0 | 0 | 0 | 0 | 0 | 0 | 0 | 0 | 0 | 0 | 0 | 0 | 0
2016-09-27 11:00 | 0 | 0 | 0 | 0 | 0 | 148984.895 | 0 | 408124 | 0 | 0 | 0 | 0 | 390752.7827 | 927288.7996 | 0 | 0 | 0 | 0 | 0 | 0 | 0 | 0 | 0 | 0 | 0 | 0 | 0 | 0 | 0 | -259139.105 | 0 | 0 | 0 | 0 | 0 | 0 | 0 | 0 | 0 | 0 | 0 | 0 | 0 | 0 | 0
2016-09-27 12:00 | 0 | 0 | 0 | 0 | 0 | 176657.8766 | 0 | 421531 | 0 | 0 | 0 | 0 | 131613.6778 | 941554.7811 | 0 | 0 | 0 | 0 | 0 | 0 | 0 | 0 | 0 | 0 | 0 | 0 | 0 | 0 | 0 | -259139.105 | 14265.9815 | 0 | 0 | 0 | 0 | 0 | 0 | 0 | 0 | 0 | 0 | 0 | 0 | 0 | 0
2016-09-27 13:00 | 0 | 0 | 0 | 0 | 0 | 354860.3067 | 41843.2456 | 436094 | 0 | 0 | 0 | 0 | 77957.2486 | 955820.7627 | 0 | 0 | 0 | 0 | 0 | 0 | 0 | 0 | 0 | 0 | 0 | 0 | 0 | 0 | 0 | -53656.4292 | 14265.9815 | 0 | 0 | 0 | 0 | 0 | 0 | 0 | 0 | 0 | 0 | 0 | 0 | 0 | 0
2016-09-27 14:00 | 0 | 0 | 0 | 0 | 0 | 0 | 419629.9674 | 449971 | 0 | 0 | 0 | 0 | 33350.2345 | 970086.7442 | 0 | 0 | 0 | 0 | 0 | 0 | 0 | 0 | 0 | 0 | 0 | 0 | 0 | 0 | 0 | -44607.0141 | 14265.9815 | 0 | 0 | 0 | 0 | 0 | 0 | 0 | 0 | 0 | 0 | 0 | 0 | 0 | 0
2016-09-27 15:00 | 0 | 0 | 0 | 0 | 0 | 0 | 710224.6268 | 464478 | 0 | 0 | 0 | 0 | 264830.8797 | 984352.7257 | 0 | 0 | 0 | 0 | 0 | 0 | 0 | 0 | 0 | 0 | 0 | 0 | 0 | 0 | 0 | 231480.6452 | 14265.9815 | 0 | 0 | 0 | 0 | 0 | 0 | 0 | 0 | 0 | 0 | 0 | 0 | 0 | 0
2016-09-27 16:00 | 0 | 0 | 0 | 0 | 0 | 0 | 751518.0865 | 478113 | 0 | 0 | 0 | 0 | 523969.9847 | 998618.7073 | 0 | 0 | 0 | 0 | 0 | 0 | 0 | 0 | 0 | 0 | 0 | 0 | 0 | 0 | 0 | 259139.105 | 14265.9815 | 0 | 0 | 0 | 0 | 0 | 0 | 0 | 0 | 0 | 0 | 0 | 0 | 0 | 0
2016-09-27 17:00 | 0 | 0 | 0 | 0 | 0 | 7903.5397 | 756363.5468 | 490862 | 0 | 0 | 0 | 0 | 783109.0896 | 1012884.6888 | 0 | 0 | 0 | 0 | 0 | 0 | 0 | 0 | 0 | 0 | 0 | 0 | 0 | 0 | 0 | 259139.105 | 14265.9815 | 0 | 0 | 0 | 0 | 0 | 0 | 0 | 0 | 0 | 0 | 0 | 0 | 0 | 0
2016-09-27 18:00 | 0 | 0 | 0 | 0 | 0 | 0 | 740273.276 | 502725 | 0 | 0 | 0 | 0 | 1006391.3841 | 1027150.6703 | 0 | 0 | 0 | 0 | 0 | 0 | 0 | 0 | 0 | 0 | 0 | 0 | 0 | 0 | 0 | 223282.2945 | 14265.9815 | 0 | 0 | 0 | 0 | 0 | 0 | 0 | 0 | 0 | 0 | 0 | 0 | 0 | 0
2016-09-27 19:00 | 0 | 0 | 0 | 0 | 0 | 58382.7284 | 726941.3581 | 511919 | 0 | 0 | 0 | 0 | 1265530.489 | 1041416.6519 | 0 | 0 | 0 | 0 | 0 | 0 | 0 | 0 | 0 | 0 | 0 | 0 | 0 | 0 | 0 | 259139.105 | 14265.9815 | 0 | 0 | 0 | 0 | 0 | 0 | 0 | 0 | 0 | 0 | 0 | 0 | 0 | 0
2016-09-27 20:00 | 0 | 0 | 0 | 0 | 0 | 0 | 725602.6896 | 518483 | 0 | 0 | 0 | 0 | 1458384.1971 | 1055682.6334 | 0 | 0 | 0 | 0 | 0 | 0 | 0 | 0 | 0 | 0 | 0 | 0 | 0 | 0 | 0 | 192853.7081 | 14265.9815 | 0 | 0 | 0 | 0 | 0 | 0 | 0 | 0 | 0 | 0 | 0 | 0 | 0 | 0
2016-09-27 21:00 | 0 | 0 | 0 | 0 | 0 | 0 | 718740.4921 | 520523 | 0 | 0 | 0 | 0 | 1642335.7077 | 1069948.6149 | 0 | 0 | 0 | 0 | 0 | 0 | 0 | 0 | 0 | 0 | 0 | 0 | 0 | 0 | 0 | 183951.5106 | 14265.9815 | 0 | 0 | 0 | 0 | 0 | 0 | 0 | 0 | 0 | 0 | 0 | 0 | 0 | 0
2016-09-27 22:00 | 0 | 0 | 0 | 0 | 0 | 0 | 679618.443 | 516150 | 0 | 0 | 0 | 0 | 1791538.1692 | 1084214.5965 | 0 | 0 | 0 | 0 | 0 | 0 | 0 | 0 | 0 | 0 | 0 | 0 | 0 | 0 | 0 | 149202.4615 | 14265.9815 | 0 | 0 | 0 | 0 | 0 | 0 | 0 | 0 | 0 | 0 | 0 | 0 | 0 | 0
2016-09-27 23:00 | 0 | 0 | 0 | 0 | 0 | 0 | 543986.7845 | 514287 | 0 | 0 | 0 | 0 | 1806971.9722 | 1098480.578 | 0 | 0 | 0 | 0 | 0 | 0 | 0 | 0 | 0 | 0 | 0 | 0 | 0 | 0 | 0 | 15433.803 | 14265.9815 | 0 | 0 | 0 | 0 | 0 | 0 | 0 | 0 | 0 | 0 | 0 | 0 | 0 | 0
2016-09-28 | 0 | 0 | 0 | 0 | 0 | 360956.7942 | 239274.6352 | 509353 | 0 | 0 | 0 | 0 | 1883584.42 | 1112746.5595 | 0 | 0 | 0 | 0 | 0 | 0 | 0 | 0 | 0 | 0 | 0 | 0 | 0 | 0 | 0 | 76612.4478 | 14265.9815 | 0 | 0 | 0 | 0 | 0 | 0 | 0 | 0 | 0 | 0 | 0 | 0 | 0 | 0
2016-09-28 01:00 | 0 | 0 | 0 | 0 | 0 | 410128.6351 | 10013.6817 | 490346 | 0 | 0 | 0 | 0 | 1799114.7553 | 1127012.5411 | 0 | 0 | 0 | 0 | 0 | 0 | 0 | 0 | 0 | 0 | 0 | 0 | 0 | 0 | 0 | -84469.6648 | 14265.9815 | 0 | 0 | 0 | 0 | 0 | 0 | 0 | 0 | 0 | 0 | 0 | 0 | 0 | 0
2016-09-28 02:00 | 0 | 0 | 0 | 0 | 0 | 203720.895 | 0 | 462860 | 0 | 0 | 0 | 0 | 1539975.6503 | 1127012.5411 | 0 | 0 | 0 | 0 | 0 | 0 | 0 | 0 | 0 | 0 | 0 | 0 | 0 | 0 | 0 | -259139.105 | 0 | 0 | 0 | 0 | 0 | 0 | 0 | 0 | 0 | 0 | 0 | 0 | 0 | 0 | 0
2016-09-28 03:00 | 0 | 0 | 0 | 0 | 0 | 464736.3447 | 0 | 429862 | 0 | 0 | 0 | 0 | 1560584.0135 | 1141278.5226 | 0 | 0 | 0 | 0 | 0 | 0 | 0 | 0 | 0 | 0 | 0 | 0 | 0 | 0 | 0 | 20608.3632 | 14265.9815 | 0 | 0 | 0 | 0 | 0 | 0 | 0 | 0 | 0 | 0 | 0 | 0 | 0 | 0
2016-09-28 04:00 | 0 | 0 | 0 | 0 | 0 | 460009.1536 | 0 | 400207 | 0 | 0 | 0 | 0 | 1620386.1671 | 1141278.5226 | 0 | 0 | 0 | 0 | 0 | 0 | 0 | 0 | 0 | 0 | 0 | 0 | 0 | 0 | 0 | 59802.1536 | 0 | 0 | 0 | 0 | 0 | 0 | 0 | 0 | 0 | 0 | 0 | 0 | 0 | 0 | 0
2016-09-28 05:00 | 0 | 0 | 0 | 0 | 0 | 118161.895 | 0 | 377301 | 0 | 0 | 0 | 0 | 1361247.0622 | 1141278.5226 | 0 | 0 | 0 | 0 | 0 | 0 | 0 | 0 | 0 | 0 | 0 | 0 | 0 | 0 | 0 | -259139.105 | 0 | 0 | 0 | 0 | 0 | 0 | 0 | 0 | 0 | 0 | 0 | 0 | 0 | 0 | 0
2016-09-28 06:00 | 0 | 0 | 0 | 0 | 0 | 450417.8523 | 0 | 361628 | 0 | 0 | 0 | 0 | 1450036.9145 | 1141278.5226 | 0 | 0 | 0 | 0 | 0 | 0 | 0 | 0 | 0 | 0 | 0 | 0 | 0 | 0 | 0 | 88789.8523 | 0 | 0 | 0 | 0 | 0 | 0 | 0 | 0 | 0 | 0 | 0 | 0 | 0 | 0 | 0
2016-09-28 07:00 | 0 | 0 | 0 | 0 | 0 | 106261.8766 | 0 | 351135 | 0 | 0 | 0 | 0 | 1190897.8095 | 1155544.5041 | 0 | 0 | 0 | 0 | 0 | 0 | 0 | 0 | 0 | 0 | 0 | 0 | 0 | 0 | 0 | -259139.105 | 14265.9815 | 0 | 0 | 0 | 0 | 0 | 0 | 0 | 0 | 0 | 0 | 0 | 0 | 0 | 0
2016-09-28 08:00 | 0 | 0 | 0 | 0 | 0 | 103574.8766 | 0 | 348448 | 0 | 0 | 0 | 0 | 931758.7046 | 1169810.4856 | 0 | 0 | 0 | 0 | 0 | 0 | 0 | 0 | 0 | 0 | 0 | 0 | 0 | 0 | 0 | -259139.105 | 14265.9815 | 0 | 0 | 0 | 0 | 0 | 0 | 0 | 0 | 0 | 0 | 0 | 0 | 0 | 0
2016-09-28 09:00 | 0 | 0 | 0 | 0 | 0 | 112359.8766 | 0 | 357233 | 0 | 0 | 0 | 0 | 672619.5996 | 1184076.4672 | 0 | 0 | 0 | 0 | 0 | 0 | 0 | 0 | 0 | 0 | 0 | 0 | 0 | 0 | 0 | -259139.105 | 14265.9815 | 0 | 0 | 0 | 0 | 0 | 0 | 0 | 0 | 0 | 0 | 0 | 0 | 0 | 0
2016-09-28 10:00 | 0 | 0 | 0 | 0 | 0 | 414738.1316 | 0 | 380412 | 0 | 0 | 0 | 0 | 692679.7497 | 1198342.4487 | 0 | 0 | 0 | 0 | 0 | 0 | 0 | 0 | 0 | 0 | 0 | 0 | 0 | 0 | 0 | 20060.15 | 14265.9815 | 0 | 0 | 0 | 0 | 0 | 0 | 0 | 0 | 0 | 0 | 0 | 0 | 0 | 0
2016-09-28 11:00 | 0 | 0 | 0 | 0 | 0 | 244141.3172 | 0 | 404373 | 0 | 0 | 0 | 0 | 532448.0669 | 1198342.4487 | 0 | 0 | 0 | 0 | 0 | 0 | 0 | 0 | 0 | 0 | 0 | 0 | 0 | 0 | 0 | -160231.6828 | 0 | 0 | 0 | 0 | 0 | 0 | 0 | 0 | 0 | 0 | 0 | 0 | 0 | 0 | 0
2016-09-28 12:00 | 0 | 0 | 0 | 0 | 0 | 366163.9644 | 0 | 417225 | 0 | 0 | 0 | 0 | 467121.0498 | 1212608.4302 | 0 | 0 | 0 | 0 | 0 | 0 | 0 | 0 | 0 | 0 | 0 | 0 | 0 | 0 | 0 | -65327.0171 | 14265.9815 | 0 | 0 | 0 | 0 | 0 | 0 | 0 | 0 | 0 | 0 | 0 | 0 | 0 | 0
2016-09-28 13:00 | 0 | 0 | 0 | 0 | 0 | 211537.3541 | 48183.7444 | 433252 | 0 | 0 | 0 | 0 | 279324.1668 | 1226874.4118 | 0 | 0 | 0 | 0 | 0 | 0 | 0 | 0 | 0 | 0 | 0 | 0 | 0 | 0 | 0 | -187796.883 | 14265.9815 | 0 | 0 | 0 | 0 | 0 | 0 | 0 | 0 | 0 | 0 | 0 | 0 | 0 | 0
2016-09-28 14:00 | 0 | 0 | 0 | 0 | 0 | 0 | 407438.6448 | 448706 | 0 | 0 | 0 | 0 | 223790.8301 | 1241140.3933 | 0 | 0 | 0 | 0 | 0 | 0 | 0 | 0 | 0 | 0 | 0 | 0 | 0 | 0 | 0 | -55533.3367 | 14265.9815 | 0 | 0 | 0 | 0 | 0 | 0 | 0 | 0 | 0 | 0 | 0 | 0 | 0 | 0
2016-09-28 15:00 | 0 | 0 | 0 | 0 | 0 | 0 | 683823.6662 | 463538 | 0 | 0 | 0 | 0 | 429810.5148 | 1255406.3748 | 0 | 0 | 0 | 0 | 0 | 0 | 0 | 0 | 0 | 0 | 0 | 0 | 0 | 0 | 0 | 206019.6847 | 14265.9815 | 0 | 0 | 0 | 0 | 0 | 0 | 0 | 0 | 0 | 0 | 0 | 0 | 0 | 0
2016-09-28 16:00 | 0 | 0 | 0 | 0 | 0 | 0 | 742973.6097 | 478083 | 0 | 0 | 0 | 0 | 680435.143 | 1269672.3564 | 0 | 0 | 0 | 0 | 0 | 0 | 0 | 0 | 0 | 0 | 0 | 0 | 0 | 0 | 0 | 250624.6282 | 14265.9815 | 0 | 0 | 0 | 0 | 0 | 0 | 0 | 0 | 0 | 0 | 0 | 0 | 0 | 0
2016-09-28 17:00 | 0 | 0 | 0 | 0 | 0 | 0 | 740628.0377 | 491792 | 0 | 0 | 0 | 0 | 915005.1992 | 1283938.3379 | 0 | 0 | 0 | 0 | 0 | 0 | 0 | 0 | 0 | 0 | 0 | 0 | 0 | 0 | 0 | 234570.0562 | 14265.9815 | 0 | 0 | 0 | 0 | 0 | 0 | 0 | 0 | 0 | 0 | 0 | 0 | 0 | 0
2016-09-28 18:00 | 0 | 0 | 0 | 0 | 0 | 0 | 721645.8699 | 503207 | 0 | 0 | 0 | 0 | 1119178.0875 | 1298204.3194 | 0 | 0 | 0 | 0 | 0 | 0 | 0 | 0 | 0 | 0 | 0 | 0 | 0 | 0 | 0 | 204172.8883 | 14265.9815 | 0 | 0 | 0 | 0 | 0 | 0 | 0 | 0 | 0 | 0 | 0 | 0 | 0 | 0
2016-09-28 19:00 | 0 | 0 | 0 | 0 | 0 | 0 | 701899.6314 | 513287 | 0 | 0 | 0 | 0 | 1293524.7374 | 1312470.301 | 0 | 0 | 0 | 0 | 0 | 0 | 0 | 0 | 0 | 0 | 0 | 0 | 0 | 0 | 0 | 174346.6498 | 14265.9815 | 0 | 0 | 0 | 0 | 0 | 0 | 0 | 0 | 0 | 0 | 0 | 0 | 0 | 0
2016-09-28 20:00 | 0 | 0 | 0 | 0 | 0 | 0 | 691285.7223 | 521245 | 0 | 0 | 0 | 0 | 1449299.4781 | 1326736.2825 | 0 | 0 | 0 | 0 | 0 | 0 | 0 | 0 | 0 | 0 | 0 | 0 | 0 | 0 | 0 | 155774.7407 | 14265.9815 | 0 | 0 | 0 | 0 | 0 | 0 | 0 | 0 | 0 | 0 | 0 | 0 | 0 | 0
2016-09-28 21:00 | 0 | 0 | 0 | 0 | 0 | 0 | 664246.5854 | 525594 | 0 | 0 | 0 | 0 | 1573686.0819 | 1341002.264 | 0 | 0 | 0 | 0 | 0 | 0 | 0 | 0 | 0 | 0 | 0 | 0 | 0 | 0 | 0 | 124386.6038 | 14265.9815 | 0 | 0 | 0 | 0 | 0 | 0 | 0 | 0 | 0 | 0 | 0 | 0 | 0 | 0
2016-09-28 22:00 | 0 | 0 | 0 | 0 | 0 | 0 | 598039.4856 | 522849 | 0 | 0 | 0 | 0 | 1634610.586 | 1355268.2456 | 0 | 0 | 0 | 0 | 0 | 0 | 0 | 0 | 0 | 0 | 0 | 0 | 0 | 0 | 0 | 60924.5041 | 14265.9815 | 0 | 0 | 0 | 0 | 0 | 0 | 0 | 0 | 0 | 0 | 0 | 0 | 0 | 0
2016-09-28 23:00 | 0 | 0 | 0 | 0 | 0 | 0 | 447147.6317 | 519181 | 0 | 0 | 0 | 0 | 1548311.2362 | 1369534.2271 | 0 | 0 | 0 | 0 | 0 | 0 | 0 | 0 | 0 | 0 | 0 | 0 | 0 | 0 | 0 | -86299.3498 | 14265.9815 | 0 | 0 | 0 | 0 | 0 | 0 | 0 | 0 | 0 | 0 | 0 | 0 | 0 | 0
2016-09-29 | 0 | 0 | 0 | 0 | 0 | 508372.1394 | 176508.8377 | 510516 | 0 | 0 | 0 | 0 | 1708410.2318 | 1383800.2086 | 0 | 0 | 0 | 0 | 0 | 0 | 0 | 0 | 0 | 0 | 0 | 0 | 0 | 0 | 0 | 160098.9956 | 14265.9815 | 0 | 0 | 0 | 0 | 0 | 0 | 0 | 0 | 0 | 0 | 0 | 0 | 0 | 0
2016-09-29 01:00 | 0 | 0 | 0 | 0 | 0 | 237321.6926 | 8581.184 | 490776 | 0 | 0 | 0 | 0 | 1449271.1268 | 1398066.1902 | 0 | 0 | 0 | 0 | 0 | 0 | 0 | 0 | 0 | 0 | 0 | 0 | 0 | 0 | 0 | -259139.105 | 14265.9815 | 0 | 0 | 0 | 0 | 0 | 0 | 0 | 0 | 0 | 0 | 0 | 0 | 0 | 0
2016-09-29 02:00 | 0 | 0 | 0 | 0 | 0 | 625943.95 | 0 | 463586 | 0 | 0 | 0 | 0 | 1597363.0953 | 1412332.1717 | 0 | 0 | 0 | 0 | 0 | 0 | 0 | 0 | 0 | 0 | 0 | 0 | 0 | 0 | 0 | 148091.9684 | 14265.9815 | 0 | 0 | 0 | 0 | 0 | 0 | 0 | 0 | 0 | 0 | 0 | 0 | 0 | 0
2016-09-29 03:00 | 0 | 0 | 0 | 0 | 0 | 186288.8766 | 0 | 431162 | 0 | 0 | 0 | 0 | 1338223.9903 | 1426598.1532 | 0 | 0 | 0 | 0 | 0 | 0 | 0 | 0 | 0 | 0 | 0 | 0 | 0 | 0 | 0 | -259139.105 | 14265.9815 | 0 | 0 | 0 | 0 | 0 | 0 | 0 | 0 | 0 | 0 | 0 | 0 | 0 | 0
2016-09-29 04:00 | 0 | 0 | 0 | 0 | 0 | 143251.895 | 0 | 402391 | 0 | 0 | 0 | 0 | 1079084.8854 | 1426598.1532 | 0 | 0 | 0 | 0 | 0 | 0 | 0 | 0 | 0 | 0 | 0 | 0 | 0 | 0 | 0 | -259139.105 | 0 | 0 | 0 | 0 | 0 | 0 | 0 | 0 | 0 | 0 | 0 | 0 | 0 | 0 | 0
2016-09-29 05:00 | 0 | 0 | 0 | 0 | 0 | 529786.1638 | 0 | 379998 | 0 | 0 | 0 | 0 | 1214607.0676 | 1440864.1348 | 0 | 0 | 0 | 0 | 0 | 0 | 0 | 0 | 0 | 0 | 0 | 0 | 0 | 0 | 0 | 135522.1823 | 14265.9815 | 0 | 0 | 0 | 0 | 0 | 0 | 0 | 0 | 0 | 0 | 0 | 0 | 0 | 0
2016-09-29 06:00 | 0 | 0 | 0 | 0 | 0 | 118126.8766 | 0 | 363000 | 0 | 0 | 0 | 0 | 955467.9627 | 1455130.1163 | 0 | 0 | 0 | 0 | 0 | 0 | 0 | 0 | 0 | 0 | 0 | 0 | 0 | 0 | 0 | -259139.105 | 14265.9815 | 0 | 0 | 0 | 0 | 0 | 0 | 0 | 0 | 0 | 0 | 0 | 0 | 0 | 0
2016-09-29 07:00 | 0 | 0 | 0 | 0 | 0 | 93066.895 | 0 | 352206 | 0 | 0 | 0 | 0 | 696328.8577 | 1455130.1163 | 0 | 0 | 0 | 0 | 0 | 0 | 0 | 0 | 0 | 0 | 0 | 0 | 0 | 0 | 0 | -259139.105 | 0 | 0 | 0 | 0 | 0 | 0 | 0 | 0 | 0 | 0 | 0 | 0 | 0 | 0 | 0
2016-09-29 08:00 | 0 | 0 | 0 | 0 | 0 | 457786.1283 | 0 | 349223 | 0 | 0 | 0 | 0 | 804891.986 | 1455130.1163 | 0 | 0 | 0 | 0 | 0 | 0 | 0 | 0 | 0 | 0 | 0 | 0 | 0 | 0 | 0 | 108563.1283 | 0 | 0 | 0 | 0 | 0 | 0 | 0 | 0 | 0 | 0 | 0 | 0 | 0 | 0 | 0
2016-09-29 09:00 | 0 | 0 | 0 | 0 | 0 | 421649.671 | 0 | 357698 | 0 | 0 | 0 | 0 | 868843.657 | 1455130.1163 | 0 | 0 | 0 | 0 | 0 | 0 | 0 | 0 | 0 | 0 | 0 | 0 | 0 | 0 | 0 | 63951.671 | 0 | 0 | 0 | 0 | 0 | 0 | 0 | 0 | 0 | 0 | 0 | 0 | 0 | 0 | 0
2016-09-29 10:00 | 0 | 0 | 0 | 0 | 0 | 135955.8766 | 0 | 380829 | 0 | 0 | 0 | 0 | 609704.552 | 1469396.0978 | 0 | 0 | 0 | 0 | 0 | 0 | 0 | 0 | 0 | 0 | 0 | 0 | 0 | 0 | 0 | -259139.105 | 14265.9815 | 0 | 0 | 0 | 0 | 0 | 0 | 0 | 0 | 0 | 0 | 0 | 0 | 0 | 0
2016-09-29 11:00 | 0 | 0 | 0 | 0 | 0 | 160408.8766 | 0 | 405282 | 0 | 0 | 0 | 0 | 350565.4471 | 1483662.0794 | 0 | 0 | 0 | 0 | 0 | 0 | 0 | 0 | 0 | 0 | 0 | 0 | 0 | 0 | 0 | -259139.105 | 14265.9815 | 0 | 0 | 0 | 0 | 0 | 0 | 0 | 0 | 0 | 0 | 0 | 0 | 0 | 0
2016-09-29 12:00 | 0 | 0 | 0 | 0 | 0 | 352422.569 | 0 | 418930 | 0 | 0 | 0 | 0 | 269792.0345 | 1497928.0609 | 0 | 0 | 0 | 0 | 0 | 0 | 0 | 0 | 0 | 0 | 0 | 0 | 0 | 0 | 0 | -80773.4126 | 14265.9815 | 0 | 0 | 0 | 0 | 0 | 0 | 0 | 0 | 0 | 0 | 0 | 0 | 0 | 0
2016-09-29 13:00 | 0 | 0 | 0 | 0 | 0 | 222635.148 | 44054.6195 | 433174 | 0 | 0 | 0 | 0 | 89041.8205 | 1512194.0424 | 0 | 0 | 0 | 0 | 0 | 0 | 0 | 0 | 0 | 0 | 0 | 0 | 0 | 0 | 0 | -180750.214 | 14265.9815 | 0 | 0 | 0 | 0 | 0 | 0 | 0 | 0 | 0 | 0 | 0 | 0 | 0 | 0
2016-09-29 14:00 | 0 | 0 | 0 | 0 | 0 | 0 | 371700.161 | 446476 | 0 | 0 | 0 | 0 | 0 | 1526460.024 | 0 | 0 | 0 | 0 | 0 | 0 | 0 | 0 | 0 | 0 | 0 | 0 | 0 | 0 | 0 | -89041.8205 | 14265.9815 | 0 | 0 | 0 | 0 | 0 | 0 | 0 | 0 | 0 | 0 | 0 | 0 | 0 | 0
2016-09-29 15:00 | 0 | 0 | 0 | 0 | 0 | 0 | 608241.8248 | 457915 | 0 | 0 | 0 | 0 | 136060.8433 | 1540726.0055 | 0 | 0 | 0 | 0 | 0 | 0 | 0 | 0 | 0 | 0 | 0 | 0 | 0 | 0 | 0 | 136060.8433 | 14265.9815 | 0 | 0 | 0 | 0 | 0 | 0 | 0 | 0 | 0 | 0 | 0 | 0 | 0 | 0
2016-09-29 16:00 | 0 | 0 | 0 | 0 | 0 | 0 | 685128.733 | 467097 | 0 | 0 | 0 | 0 | 339826.5948 | 1554991.987 | 0 | 0 | 0 | 0 | 0 | 0 | 0 | 0 | 0 | 0 | 0 | 0 | 0 | 0 | 0 | 203765.7515 | 14265.9815 | 0 | 0 | 0 | 0 | 0 | 0 | 0 | 0 | 0 | 0 | 0 | 0 | 0 | 0
2016-09-29 17:00 | 0 | 0 | 0 | 0 | 0 | 0 | 684603.833 | 476837 | 0 | 0 | 0 | 0 | 533327.4463 | 1569257.9686 | 0 | 0 | 0 | 0 | 0 | 0 | 0 | 0 | 0 | 0 | 0 | 0 | 0 | 0 | 0 | 193500.8515 | 14265.9815 | 0 | 0 | 0 | 0 | 0 | 0 | 0 | 0 | 0 | 0 | 0 | 0 | 0 | 0
2016-09-29 18:00 | 0 | 0 | 0 | 0 | 0 | 0 | 656332.4706 | 484414 | 0 | 0 | 0 | 0 | 690979.9354 | 1583523.9501 | 0 | 0 | 0 | 0 | 0 | 0 | 0 | 0 | 0 | 0 | 0 | 0 | 0 | 0 | 0 | 157652.4891 | 14265.9815 | 0 | 0 | 0 | 0 | 0 | 0 | 0 | 0 | 0 | 0 | 0 | 0 | 0 | 0
2016-09-29 19:00 | 0 | 0 | 0 | 0 | 0 | 0 | 629823.3796 | 490997 | 0 | 0 | 0 | 0 | 815540.3335 | 1597789.9316 | 0 | 0 | 0 | 0 | 0 | 0 | 0 | 0 | 0 | 0 | 0 | 0 | 0 | 0 | 0 | 124560.3981 | 14265.9815 | 0 | 0 | 0 | 0 | 0 | 0 | 0 | 0 | 0 | 0 | 0 | 0 | 0 | 0
2016-09-29 20:00 | 0 | 0 | 0 | 0 | 0 | 0 | 614811.2157 | 496619 | 0 | 0 | 0 | 0 | 919466.5677 | 1612055.9131 | 0 | 0 | 0 | 0 | 0 | 0 | 0 | 0 | 0 | 0 | 0 | 0 | 0 | 0 | 0 | 103926.2342 | 14265.9815 | 0 | 0 | 0 | 0 | 0 | 0 | 0 | 0 | 0 | 0 | 0 | 0 | 0 | 0
2016-09-29 21:00 | 0 | 0 | 0 | 0 | 0 | 0 | 585446.8768 | 498650 | 0 | 0 | 0 | 0 | 991997.463 | 1626321.8947 | 0 | 0 | 0 | 0 | 0 | 0 | 0 | 0 | 0 | 0 | 0 | 0 | 0 | 0 | 0 | 72530.8953 | 14265.9815 | 0 | 0 | 0 | 0 | 0 | 0 | 0 | 0 | 0 | 0 | 0 | 0 | 0 | 0
2016-09-29 22:00 | 0 | 0 | 0 | 0 | 0 | 0 | 534066.6613 | 496050 | 0 | 0 | 0 | 0 | 1015748.1427 | 1640587.8762 | 0 | 0 | 0 | 0 | 0 | 0 | 0 | 0 | 0 | 0 | 0 | 0 | 0 | 0 | 0 | 23750.6798 | 14265.9815 | 0 | 0 | 0 | 0 | 0 | 0 | 0 | 0 | 0 | 0 | 0 | 0 | 0 | 0
2016-09-29 23:00 | 0 | 0 | 0 | 0 | 0 | 332269.3619 | 416858.8312 | 495047 | 0 | 0 | 0 | 0 | 1255563.3543 | 1654853.8577 | 0 | 0 | 0 | 0 | 0 | 0 | 0 | 0 | 0 | 0 | 0 | 0 | 0 | 0 | 0 | 239815.2116 | 14265.9815 | 0 | 0 | 0 | 0 | 0 | 0 | 0 | 0 | 0 | 0 | 0 | 0 | 0 | 0
2016-09-30 | 0 | 0 | 0 | 0 | 0 | 516906.1305 | 188532.6333 | 490559 | 0 | 0 | 0 | 0 | 1456177.1366 | 1669119.8393 | 0 | 0 | 0 | 0 | 0 | 0 | 0 | 0 | 0 | 0 | 0 | 0 | 0 | 0 | 0 | 200613.7823 | 14265.9815 | 0 | 0 | 0 | 0 | 0 | 0 | 0 | 0 | 0 | 0 | 0 | 0 | 0 | 0
2016-09-30 01:00 | 0 | 0 | 0 | 0 | 0 | 626200.1562 | 7200.1377 | 474123 | 0 | 0 | 0 | 0 | 1615454.4304 | 1669119.8393 | 0 | 0 | 0 | 0 | 0 | 0 | 0 | 0 | 0 | 0 | 0 | 0 | 0 | 0 | 0 | 159277.2939 | 0 | 0 | 0 | 0 | 0 | 0 | 0 | 0 | 0 | 0 | 0 | 0 | 0 | 0 | 0
2016-09-30 02:00 | 0 | 0 | 0 | 0 | 0 | 637193.1541 | 0 | 449269 | 0 | 0 | 0 | 0 | 1789112.603 | 1683385.8208 | 0 | 0 | 0 | 0 | 0 | 0 | 0 | 0 | 0 | 0 | 0 | 0 | 0 | 0 | 0 | 173658.1726 | 14265.9815 | 0 | 0 | 0 | 0 | 0 | 0 | 0 | 0 | 0 | 0 | 0 | 0 | 0 | 0
2016-09-30 03:00 | 0 | 0 | 0 | 0 | 0 | 159488.895 | 0 | 418628 | 0 | 0 | 0 | 0 | 1529973.4981 | 1683385.8208 | 0 | 0 | 0 | 0 | 0 | 0 | 0 | 0 | 0 | 0 | 0 | 0 | 0 | 0 | 0 | -259139.105 | 0 | 0 | 0 | 0 | 0 | 0 | 0 | 0 | 0 | 0 | 0 | 0 | 0 | 0 | 0
2016-09-30 04:00 | 0 | 0 | 0 | 0 | 0 | 439488.4137 | 0 | 390352 | 0 | 0 | 0 | 0 | 1579109.9117 | 1683385.8208 | 0 | 0 | 0 | 0 | 0 | 0 | 0 | 0 | 0 | 0 | 0 | 0 | 0 | 0 | 0 | 49136.4137 | 0 | 0 | 0 | 0 | 0 | 0 | 0 | 0 | 0 | 0 | 0 | 0 | 0 | 0 | 0
2016-09-30 05:00 | 0 | 0 | 0 | 0 | 0 | 124565.8766 | 0 | 369439 | 0 | 0 | 0 | 0 | 1319970.8068 | 1697651.8023 | 0 | 0 | 0 | 0 | 0 | 0 | 0 | 0 | 0 | 0 | 0 | 0 | 0 | 0 | 0 | -259139.105 | 14265.9815 | 0 | 0 | 0 | 0 | 0 | 0 | 0 | 0 | 0 | 0 | 0 | 0 | 0 | 0
2016-09-30 06:00 | 0 | 0 | 0 | 0 | 0 | 459066.9043 | 0 | 355595 | 0 | 0 | 0 | 0 | 1423442.7111 | 1697651.8023 | 0 | 0 | 0 | 0 | 0 | 0 | 0 | 0 | 0 | 0 | 0 | 0 | 0 | 0 | 0 | 103471.9043 | 0 | 0 | 0 | 0 | 0 | 0 | 0 | 0 | 0 | 0 | 0 | 0 | 0 | 0 | 0
2016-09-30 07:00 | 0 | 0 | 0 | 0 | 0 | 101129.8766 | 0 | 346003 | 0 | 0 | 0 | 0 | 1164303.6062 | 1711917.7839 | 0 | 0 | 0 | 0 | 0 | 0 | 0 | 0 | 0 | 0 | 0 | 0 | 0 | 0 | 0 | -259139.105 | 14265.9815 | 0 | 0 | 0 | 0 | 0 | 0 | 0 | 0 | 0 | 0 | 0 | 0 | 0 | 0
2016-09-30 08:00 | 0 | 0 | 0 | 0 | 0 | 401015.1354 | 0 | 343264 | 0 | 0 | 0 | 0 | 1222054.7415 | 1711917.7839 | 0 | 0 | 0 | 0 | 0 | 0 | 0 | 0 | 0 | 0 | 0 | 0 | 0 | 0 | 0 | 57751.1354 | 0 | 0 | 0 | 0 | 0 | 0 | 0 | 0 | 0 | 0 | 0 | 0 | 0 | 0 | 0
2016-09-30 09:00 | 0 | 0 | 0 | 0 | 0 | 106598.8766 | 0 | 351472 | 0 | 0 | 0 | 0 | 962915.6366 | 1726183.7654 | 0 | 0 | 0 | 0 | 0 | 0 | 0 | 0 | 0 | 0 | 0 | 0 | 0 | 0 | 0 | -259139.105 | 14265.9815 | 0 | 0 | 0 | 0 | 0 | 0 | 0 | 0 | 0 | 0 | 0 | 0 | 0 | 0
2016-09-30 10:00 | 0 | 0 | 0 | 0 | 0 | 127996.8766 | 0 | 372870 | 0 | 0 | 0 | 0 | 703776.5316 | 1740449.7469 | 0 | 0 | 0 | 0 | 0 | 0 | 0 | 0 | 0 | 0 | 0 | 0 | 0 | 0 | 0 | -259139.105 | 14265.9815 | 0 | 0 | 0 | 0 | 0 | 0 | 0 | 0 | 0 | 0 | 0 | 0 | 0 | 0
2016-09-30 11:00 | 0 | 0 | 0 | 0 | 0 | 137445.895 | 0 | 396585 | 0 | 0 | 0 | 0 | 444637.4267 | 1740449.7469 | 0 | 0 | 0 | 0 | 0 | 0 | 0 | 0 | 0 | 0 | 0 | 0 | 0 | 0 | 0 | -259139.105 | 0 | 0 | 0 | 0 | 0 | 0 | 0 | 0 | 0 | 0 | 0 | 0 | 0 | 0 | 0
2016-09-30 12:00 | 0 | 0 | 0 | 0 | 0 | 316764.2314 | 0 | 410605 | 0 | 0 | 0 | 0 | 336530.6765 | 1754715.7285 | 0 | 0 | 0 | 0 | 0 | 0 | 0 | 0 | 0 | 0 | 0 | 0 | 0 | 0 | 0 | -108106.7502 | 14265.9815 | 0 | 0 | 0 | 0 | 0 | 0 | 0 | 0 | 0 | 0 | 0 | 0 | 0 | 0
2016-09-30 13:00 | 0 | 0 | 0 | 0 | 0 | 230889.8123 | 28742.3083 | 425358 | 0 | 0 | 0 | 0 | 156538.8156 | 1768981.71 | 0 | 0 | 0 | 0 | 0 | 0 | 0 | 0 | 0 | 0 | 0 | 0 | 0 | 0 | 0 | -179991.8609 | 14265.9815 | 0 | 0 | 0 | 0 | 0 | 0 | 0 | 0 | 0 | 0 | 0 | 0 | 0 | 0
2016-09-30 14:00 | 0 | 0 | 0 | 0 | 0 | 0 | 296151.1659 | 438424 | 0 | 0 | 0 | 0 | 0 | 1783247.6915 | 0 | 0 | 0 | 0 | 0 | 0 | 0 | 0 | 0 | 0 | 0 | 0 | 0 | 0 | 0 | -156538.8156 | 14265.9815 | 0 | 0 | 0 | 0 | 0 | 0 | 0 | 0 | 0 | 0 | 0 | 0 | 0 | 0
2016-09-30 15:00 | 0 | 0 | 0 | 0 | 0 | 0 | 577606.0011 | 449478 | 0 | 0 | 0 | 0 | 113862.0196 | 1797513.6731 | 0 | 0 | 0 | 0 | 0 | 0 | 0 | 0 | 0 | 0 | 0 | 0 | 0 | 0 | 0 | 113862.0196 | 14265.9815 | 0 | 0 | 0 | 0 | 0 | 0 | 0 | 0 | 0 | 0 | 0 | 0 | 0 | 0
2016-09-30 16:00 | 0 | 0 | 0 | 0 | 0 | 0 | 685261.716 | 458534 | 0 | 0 | 0 | 0 | 326323.754 | 1811779.6546 | 0 | 0 | 0 | 0 | 0 | 0 | 0 | 0 | 0 | 0 | 0 | 0 | 0 | 0 | 0 | 212461.7345 | 14265.9815 | 0 | 0 | 0 | 0 | 0 | 0 | 0 | 0 | 0 | 0 | 0 | 0 | 0 | 0
2016-09-30 17:00 | 0 | 0 | 0 | 0 | 0 | 0 | 693875.3671 | 466904 | 0 | 0 | 0 | 0 | 539029.1396 | 1826045.6361 | 0 | 0 | 0 | 0 | 0 | 0 | 0 | 0 | 0 | 0 | 0 | 0 | 0 | 0 | 0 | 212705.3855 | 14265.9815 | 0 | 0 | 0 | 0 | 0 | 0 | 0 | 0 | 0 | 0 | 0 | 0 | 0 | 0
2016-09-30 18:00 | 0 | 0 | 0 | 0 | 0 | 0 | 679561.0046 | 473293 | 0 | 0 | 0 | 0 | 731031.1626 | 1840311.6177 | 0 | 0 | 0 | 0 | 0 | 0 | 0 | 0 | 0 | 0 | 0 | 0 | 0 | 0 | 0 | 192002.023 | 14265.9815 | 0 | 0 | 0 | 0 | 0 | 0 | 0 | 0 | 0 | 0 | 0 | 0 | 0 | 0
2016-09-30 19:00 | 0 | 0 | 0 | 0 | 0 | 22603.4864 | 669148.2036 | 477889 | 0 | 0 | 0 | 0 | 930627.871 | 1854577.5992 | 0 | 0 | 0 | 0 | 0 | 0 | 0 | 0 | 0 | 0 | 0 | 0 | 0 | 0 | 0 | 199596.7084 | 14265.9815 | 0 | 0 | 0 | 0 | 0 | 0 | 0 | 0 | 0 | 0 | 0 | 0 | 0 | 0
2016-09-30 20:00 | 0 | 0 | 0 | 0 | 0 | 0 | 672316.3057 | 481571 | 0 | 0 | 0 | 0 | 1107107.1952 | 1868843.5807 | 0 | 0 | 0 | 0 | 0 | 0 | 0 | 0 | 0 | 0 | 0 | 0 | 0 | 0 | 0 | 176479.3242 | 14265.9815 | 0 | 0 | 0 | 0 | 0 | 0 | 0 | 0 | 0 | 0 | 0 | 0 | 0 | 0
2016-09-30 21:00 | 0 | 0 | 0 | 0 | 0 | 0 | 670490.2118 | 481980 | 0 | 0 | 0 | 0 | 1295617.407 | 1868843.5807 | 0 | 0 | 0 | 0 | 0 | 0 | 0 | 0 | 0 | 0 | 0 | 0 | 0 | 0 | 0 | 188510.2118 | 0 | 0 | 0 | 0 | 0 | 0 | 0 | 0 | 0 | 0 | 0 | 0 | 0 | 0 | 0
2016-09-30 22:00 | 0 | 0 | 0 | 0 | 0 | 0 | 642210.901 | 477094 | 0 | 0 | 0 | 0 | 1446468.3264 | 1883109.5623 | 0 | 0 | 0 | 0 | 0 | 0 | 0 | 0 | 0 | 0 | 0 | 0 | 0 | 0 | 0 | 150850.9195 | 14265.9815 | 0 | 0 | 0 | 0 | 0 | 0 | 0 | 0 | 0 | 0 | 0 | 0 | 0 | 0
2016-09-30 23:00 | 0 | 0 | 0 | 0 | 0 | 0 | 525142.3023 | 471788 | 0 | 0 | 0 | 0 | 1485556.6472 | 1897375.5438 | 0 | 0 | 0 | 0 | 0 | 0 | 0 | 0 | 0 | 0 | 0 | 0 | 0 | 0 | 0 | 39088.3208 | 14265.9815 | 0 | 0 | 0 | 0 | 0 | 0 | 0 | 0 | 0 | 0 | 0 | 0 | 0 | 0
2016-10-01 | 0 | 0 | 0 | 0 | 0 | 0 | 251161.889 | 464160 | 0 | 0 | 0 | 0 | 1258292.5547 | 1911641.5253 | 0 | 0 | 0 | 0 | 0 | 0 | 0 | 0 | 0 | 0 | 0 | 0 | 0 | 0 | 0 | -227264.0926 | 14265.9815 | 0 | 0 | 0 | 0 | 0 | 0 | 0 | 0 | 0 | 0 | 0 | 0 | 0 | 0
2016-10-01 01:00 | 0 | 0 | 0 | 0 | 0 | 499972.6907 | 14738.2052 | 449071 | 0 | 0 | 0 | 0 | 1309666.4691 | 1925907.5069 | 0 | 0 | 0 | 0 | 0 | 0 | 0 | 0 | 0 | 0 | 0 | 0 | 0 | 0 | 0 | 51373.9144 | 14265.9815 | 0 | 0 | 0 | 0 | 0 | 0 | 0 | 0 | 0 | 0 | 0 | 0 | 0 | 0
2016-10-01 02:00 | 0 | 0 | 0 | 0 | 0 | 498245.8412 | 0 | 429616 | 0 | 0 | 0 | 0 | 1378296.3103 | 1925907.5069 | 0 | 0 | 0 | 0 | 0 | 0 | 0 | 0 | 0 | 0 | 0 | 0 | 0 | 0 | 0 | 68629.8412 | 0 | 0 | 0 | 0 | 0 | 0 | 0 | 0 | 0 | 0 | 0 | 0 | 0 | 0 | 0
2016-10-01 03:00 | 0 | 0 | 0 | 0 | 0 | 158859.8766 | 0 | 403733 | 0 | 0 | 0 | 0 | 1119157.2053 | 1940173.4884 | 0 | 0 | 0 | 0 | 0 | 0 | 0 | 0 | 0 | 0 | 0 | 0 | 0 | 0 | 0 | -259139.105 | 14265.9815 | 0 | 0 | 0 | 0 | 0 | 0 | 0 | 0 | 0 | 0 | 0 | 0 | 0 | 0
2016-10-01 04:00 | 0 | 0 | 0 | 0 | 0 | 415703.9906 | 0 | 379347 | 0 | 0 | 0 | 0 | 1155514.196 | 1940173.4884 | 0 | 0 | 0 | 0 | 0 | 0 | 0 | 0 | 0 | 0 | 0 | 0 | 0 | 0 | 0 | 36356.9906 | 0 | 0 | 0 | 0 | 0 | 0 | 0 | 0 | 0 | 0 | 0 | 0 | 0 | 0 | 0
2016-10-01 05:00 | 0 | 0 | 0 | 0 | 0 | 363176.1915 | 0 | 360029 | 0 | 0 | 0 | 0 | 1144395.4059 | 1954439.4699 | 0 | 0 | 0 | 0 | 0 | 0 | 0 | 0 | 0 | 0 | 0 | 0 | 0 | 0 | 0 | -11118.79 | 14265.9815 | 0 | 0 | 0 | 0 | 0 | 0 | 0 | 0 | 0 | 0 | 0 | 0 | 0 | 0
2016-10-01 06:00 | 0 | 0 | 0 | 0 | 0 | 321653.3767 | 0 | 345957 | 0 | 0 | 0 | 0 | 1120091.7827 | 1954439.4699 | 0 | 0 | 0 | 0 | 0 | 0 | 0 | 0 | 0 | 0 | 0 | 0 | 0 | 0 | 0 | -24303.6233 | 0 | 0 | 0 | 0 | 0 | 0 | 0 | 0 | 0 | 0 | 0 | 0 | 0 | 0 | 0
2016-10-01 07:00 | 0 | 0 | 0 | 0 | 0 | 91107.8766 | 0 | 335981 | 0 | 0 | 0 | 0 | 860952.6777 | 1968705.4515 | 0 | 0 | 0 | 0 | 0 | 0 | 0 | 0 | 0 | 0 | 0 | 0 | 0 | 0 | 0 | -259139.105 | 14265.9815 | 0 | 0 | 0 | 0 | 0 | 0 | 0 | 0 | 0 | 0 | 0 | 0 | 0 | 0
2016-10-01 08:00 | 0 | 0 | 0 | 0 | 0 | 267363.713 | 0 | 330386 | 0 | 0 | 0 | 0 | 783664.4092 | 1982971.433 | 0 | 0 | 0 | 0 | 0 | 0 | 0 | 0 | 0 | 0 | 0 | 0 | 0 | 0 | 0 | -77288.2685 | 14265.9815 | 0 | 0 | 0 | 0 | 0 | 0 | 0 | 0 | 0 | 0 | 0 | 0 | 0 | 0
2016-10-01 09:00 | 0 | 0 | 0 | 0 | 0 | 248961.7495 | 0 | 329674 | 0 | 0 | 0 | 0 | 688686.1772 | 1997237.4145 | 0 | 0 | 0 | 0 | 0 | 0 | 0 | 0 | 0 | 0 | 0 | 0 | 0 | 0 | 0 | -94978.232 | 14265.9815 | 0 | 0 | 0 | 0 | 0 | 0 | 0 | 0 | 0 | 0 | 0 | 0 | 0 | 0
2016-10-01 10:00 | 0 | 0 | 0 | 0 | 0 | 76616.895 | 0 | 335756 | 0 | 0 | 0 | 0 | 429547.0723 | 1997237.4145 | 0 | 0 | 0 | 0 | 0 | 0 | 0 | 0 | 0 | 0 | 0 | 0 | 0 | 0 | 0 | -259139.105 | 0 | 0 | 0 | 0 | 0 | 0 | 0 | 0 | 0 | 0 | 0 | 0 | 0 | 0 | 0
2016-10-01 11:00 | 0 | 0 | 0 | 0 | 0 | 235849.2758 | 0 | 344879 | 0 | 0 | 0 | 0 | 320517.3481 | 1997237.4145 | 0 | 0 | 0 | 0 | 0 | 0 | 0 | 0 | 0 | 0 | 0 | 0 | 0 | 0 | 0 | -109029.7242 | 0 | 0 | 0 | 0 | 0 | 0 | 0 | 0 | 0 | 0 | 0 | 0 | 0 | 0 | 0
2016-10-01 12:00 | 0 | 0 | 0 | 0 | 0 | 228834.2858 | 0 | 358481 | 0 | 0 | 0 | 0 | 190870.6339 | 1997237.4145 | 0 | 0 | 0 | 0 | 0 | 0 | 0 | 0 | 0 | 0 | 0 | 0 | 0 | 0 | 0 | -129646.7142 | 0 | 0 | 0 | 0 | 0 | 0 | 0 | 0 | 0 | 0 | 0 | 0 | 0 | 0 | 0
2016-10-01 13:00 | 0 | 0 | 0 | 0 | 0 | 158867.6995 | 39828.6482 | 375301 | 0 | 0 | 0 | 0 | 0 | 2011503.3961 | 0 | 0 | 0 | 0 | 0 | 0 | 0 | 0 | 0 | 0 | 0 | 0 | 0 | 0 | 0 | -190870.6339 | 14265.9815 | 0 | 0 | 0 | 0 | 0 | 0 | 0 | 0 | 0 | 0 | 0 | 0 | 0 | 0
2016-10-01 14:00 | 0 | 0 | 0 | 0 | 0 | 0 | 412966.2617 | 391050 | 0 | 0 | 0 | 0 | 7650.2801 | 2025769.3776 | 0 | 0 | 0 | 0 | 0 | 0 | 0 | 0 | 0 | 0 | 0 | 0 | 0 | 0 | 0 | 7650.2801 | 14265.9815 | 0 | 0 | 0 | 0 | 0 | 0 | 0 | 0 | 0 | 0 | 0 | 0 | 0 | 0
2016-10-01 15:00 | 0 | 0 | 0 | 0 | 0 | 0 | 678733.0865 | 405328 | 0 | 0 | 0 | 0 | 266789.3851 | 2040035.3591 | 0 | 0 | 0 | 0 | 0 | 0 | 0 | 0 | 0 | 0 | 0 | 0 | 0 | 0 | 0 | 259139.105 | 14265.9815 | 0 | 0 | 0 | 0 | 0 | 0 | 0 | 0 | 0 | 0 | 0 | 0 | 0 | 0
2016-10-01 16:00 | 0 | 0 | 0 | 0 | 0 | 0 | 690149.0865 | 416744 | 0 | 0 | 0 | 0 | 525928.49 | 2054301.3407 | 0 | 0 | 0 | 0 | 0 | 0 | 0 | 0 | 0 | 0 | 0 | 0 | 0 | 0 | 0 | 259139.105 | 14265.9815 | 0 | 0 | 0 | 0 | 0 | 0 | 0 | 0 | 0 | 0 | 0 | 0 | 0 | 0
2016-10-01 17:00 | 0 | 0 | 0 | 0 | 0 | 0 | 699441.0865 | 426036 | 0 | 0 | 0 | 0 | 785067.595 | 2068567.3222 | 0 | 0 | 0 | 0 | 0 | 0 | 0 | 0 | 0 | 0 | 0 | 0 | 0 | 0 | 0 | 259139.105 | 14265.9815 | 0 | 0 | 0 | 0 | 0 | 0 | 0 | 0 | 0 | 0 | 0 | 0 | 0 | 0
2016-10-01 18:00 | 0 | 0 | 0 | 0 | 0 | 0 | 707779.0865 | 434374 | 0 | 0 | 0 | 0 | 1044206.6999 | 2082833.3037 | 0 | 0 | 0 | 0 | 0 | 0 | 0 | 0 | 0 | 0 | 0 | 0 | 0 | 0 | 0 | 259139.105 | 14265.9815 | 0 | 0 | 0 | 0 | 0 | 0 | 0 | 0 | 0 | 0 | 0 | 0 | 0 | 0
2016-10-01 19:00 | 0 | 0 | 0 | 0 | 0 | 0 | 714713.0865 | 441308 | 0 | 0 | 0 | 0 | 1303345.8049 | 2097099.2852 | 0 | 0 | 0 | 0 | 0 | 0 | 0 | 0 | 0 | 0 | 0 | 0 | 0 | 0 | 0 | 259139.105 | 14265.9815 | 0 | 0 | 0 | 0 | 0 | 0 | 0 | 0 | 0 | 0 | 0 | 0 | 0 | 0
2016-10-01 20:00 | 0 | 0 | 0 | 0 | 0 | 0 | 719847.0865 | 446442 | 0 | 0 | 0 | 0 | 1562484.9098 | 2111365.2668 | 0 | 0 | 0 | 0 | 0 | 0 | 0 | 0 | 0 | 0 | 0 | 0 | 0 | 0 | 0 | 259139.105 | 14265.9815 | 0 | 0 | 0 | 0 | 0 | 0 | 0 | 0 | 0 | 0 | 0 | 0 | 0 | 0
2016-10-01 21:00 | 0 | 0 | 0 | 0 | 0 | 0 | 722964.0865 | 449559 | 0 | 0 | 0 | 0 | 1821624.0148 | 2125631.2483 | 0 | 0 | 0 | 0 | 0 | 0 | 0 | 0 | 0 | 0 | 0 | 0 | 0 | 0 | 0 | 259139.105 | 14265.9815 | 0 | 0 | 0 | 0 | 0 | 0 | 0 | 0 | 0 | 0 | 0 | 0 | 0 | 0
2016-10-01 22:00 | 0 | 0 | 0 | 0 | 0 | 0 | 719343.8919 | 447957 | 0 | 0 | 0 | 0 | 2078744.9251 | 2139897.2298 | 0 | 0 | 0 | 0 | 0 | 0 | 0 | 0 | 0 | 0 | 0 | 0 | 0 | 0 | 0 | 257120.9103 | 14265.9815 | 0 | 0 | 0 | 0 | 0 | 0 | 0 | 0 | 0 | 0 | 0 | 0 | 0 | 0
2016-10-01 23:00 | 0 | 0 | 0 | 0 | 0 | 0 | 596270.1554 | 447614 | 0 | 0 | 0 | 0 | 2213135.099 | 2154163.2114 | 0 | 0 | 0 | 0 | 0 | 0 | 0 | 0 | 0 | 0 | 0 | 0 | 0 | 0 | 0 | 134390.1739 | 14265.9815 | 0 | 0 | 0 | 0 | 0 | 0 | 0 | 0 | 0 | 0 | 0 | 0 | 0 | 0
2016-10-02 | 0 | 0 | 0 | 0 | 0 | 0 | 261430.203 | 444225 | 0 | 0 | 0 | 0 | 2016074.3205 | 2168429.1929 | 0 | 0 | 0 | 0 | 0 | 0 | 0 | 0 | 0 | 0 | 0 | 0 | 0 | 0 | 0 | -197060.7785 | 14265.9815 | 0 | 0 | 0 | 0 | 0 | 0 | 0 | 0 | 0 | 0 | 0 | 0 | 0 | 0
2016-10-02 01:00 | 0 | 0 | 0 | 0 | 0 | 483262.5157 | 5023.7161 | 431609 | 0 | 0 | 0 | 0 | 2072751.5523 | 2168429.1929 | 0 | 0 | 0 | 0 | 0 | 0 | 0 | 0 | 0 | 0 | 0 | 0 | 0 | 0 | 0 | 56677.2318 | 0 | 0 | 0 | 0 | 0 | 0 | 0 | 0 | 0 | 0 | 0 | 0 | 0 | 0 | 0
2016-10-02 02:00 | 0 | 0 | 0 | 0 | 0 | 169498.8766 | 0 | 414372 | 0 | 0 | 0 | 0 | 1813612.4473 | 2182695.1744 | 0 | 0 | 0 | 0 | 0 | 0 | 0 | 0 | 0 | 0 | 0 | 0 | 0 | 0 | 0 | -259139.105 | 14265.9815 | 0 | 0 | 0 | 0 | 0 | 0 | 0 | 0 | 0 | 0 | 0 | 0 | 0 | 0
2016-10-02 03:00 | 0 | 0 | 0 | 0 | 0 | 525931.8792 | 0 | 392285 | 0 | 0 | 0 | 0 | 1932993.345 | 2196961.156 | 0 | 0 | 0 | 0 | 0 | 0 | 0 | 0 | 0 | 0 | 0 | 0 | 0 | 0 | 0 | 119380.8977 | 14265.9815 | 0 | 0 | 0 | 0 | 0 | 0 | 0 | 0 | 0 | 0 | 0 | 0 | 0 | 0
2016-10-02 04:00 | 0 | 0 | 0 | 0 | 0 | 208261.8305 | 0 | 369627 | 0 | 0 | 0 | 0 | 1757362.1939 | 2211227.1375 | 0 | 0 | 0 | 0 | 0 | 0 | 0 | 0 | 0 | 0 | 0 | 0 | 0 | 0 | 0 | -175631.1511 | 14265.9815 | 0 | 0 | 0 | 0 | 0 | 0 | 0 | 0 | 0 | 0 | 0 | 0 | 0 | 0
2016-10-02 05:00 | 0 | 0 | 0 | 0 | 0 | 92925.895 | 0 | 352065 | 0 | 0 | 0 | 0 | 1498223.089 | 2211227.1375 | 0 | 0 | 0 | 0 | 0 | 0 | 0 | 0 | 0 | 0 | 0 | 0 | 0 | 0 | 0 | -259139.105 | 0 | 0 | 0 | 0 | 0 | 0 | 0 | 0 | 0 | 0 | 0 | 0 | 0 | 0 | 0
2016-10-02 06:00 | 0 | 0 | 0 | 0 | 0 | 79169.895 | 0 | 338309 | 0 | 0 | 0 | 0 | 1239083.984 | 2211227.1375 | 0 | 0 | 0 | 0 | 0 | 0 | 0 | 0 | 0 | 0 | 0 | 0 | 0 | 0 | 0 | -259139.105 | 0 | 0 | 0 | 0 | 0 | 0 | 0 | 0 | 0 | 0 | 0 | 0 | 0 | 0 | 0
2016-10-02 07:00 | 0 | 0 | 0 | 0 | 0 | 83941.8766 | 0 | 328815 | 0 | 0 | 0 | 0 | 979944.8791 | 2225493.119 | 0 | 0 | 0 | 0 | 0 | 0 | 0 | 0 | 0 | 0 | 0 | 0 | 0 | 0 | 0 | -259139.105 | 14265.9815 | 0 | 0 | 0 | 0 | 0 | 0 | 0 | 0 | 0 | 0 | 0 | 0 | 0 | 0
2016-10-02 08:00 | 0 | 0 | 0 | 0 | 0 | 78056.8766 | 0 | 322930 | 0 | 0 | 0 | 0 | 720805.7741 | 2239759.1006 | 0 | 0 | 0 | 0 | 0 | 0 | 0 | 0 | 0 | 0 | 0 | 0 | 0 | 0 | 0 | -259139.105 | 14265.9815 | 0 | 0 | 0 | 0 | 0 | 0 | 0 | 0 | 0 | 0 | 0 | 0 | 0 | 0
2016-10-02 09:00 | 0 | 0 | 0 | 0 | 0 | 358921.2054 | 0 | 321307 | 0 | 0 | 0 | 0 | 744153.998 | 2254025.0821 | 0 | 0 | 0 | 0 | 0 | 0 | 0 | 0 | 0 | 0 | 0 | 0 | 0 | 0 | 0 | 23348.2238 | 14265.9815 | 0 | 0 | 0 | 0 | 0 | 0 | 0 | 0 | 0 | 0 | 0 | 0 | 0 | 0
2016-10-02 10:00 | 0 | 0 | 0 | 0 | 0 | 64934.895 | 0 | 324074 | 0 | 0 | 0 | 0 | 485014.893 | 2254025.0821 | 0 | 0 | 0 | 0 | 0 | 0 | 0 | 0 | 0 | 0 | 0 | 0 | 0 | 0 | 0 | -259139.105 | 0 | 0 | 0 | 0 | 0 | 0 | 0 | 0 | 0 | 0 | 0 | 0 | 0 | 0 | 0
2016-10-02 11:00 | 0 | 0 | 0 | 0 | 0 | 85785.8766 | 0 | 330659 | 0 | 0 | 0 | 0 | 225875.7881 | 2268291.0636 | 0 | 0 | 0 | 0 | 0 | 0 | 0 | 0 | 0 | 0 | 0 | 0 | 0 | 0 | 0 | -259139.105 | 14265.9815 | 0 | 0 | 0 | 0 | 0 | 0 | 0 | 0 | 0 | 0 | 0 | 0 | 0 | 0
2016-10-02 12:00 | 0 | 0 | 0 | 0 | 0 | 278118.5729 | 0 | 341997 | 0 | 0 | 0 | 0 | 147731.3795 | 2282557.0452 | 0 | 0 | 0 | 0 | 0 | 0 | 0 | 0 | 0 | 0 | 0 | 0 | 0 | 0 | 0 | -78144.4086 | 14265.9815 | 0 | 0 | 0 | 0 | 0 | 0 | 0 | 0 | 0 | 0 | 0 | 0 | 0 | 0
2016-10-02 13:00 | 0 | 0 | 0 | 0 | 0 | 184363.1454 | 42511.4567 | 360340 | 0 | 0 | 0 | 0 | 0 | 2296823.0267 | 0 | 0 | 0 | 0 | 0 | 0 | 0 | 0 | 0 | 0 | 0 | 0 | 0 | 0 | 0 | -147731.3795 | 14265.9815 | 0 | 0 | 0 | 0 | 0 | 0 | 0 | 0 | 0 | 0 | 0 | 0 | 0 | 0
2016-10-02 14:00 | 0 | 0 | 0 | 0 | 0 | 0 | 404869.4 | 377856 | 0 | 0 | 0 | 0 | 12747.4184 | 2311089.0082 | 0 | 0 | 0 | 0 | 0 | 0 | 0 | 0 | 0 | 0 | 0 | 0 | 0 | 0 | 0 | 12747.4184 | 14265.9815 | 0 | 0 | 0 | 0 | 0 | 0 | 0 | 0 | 0 | 0 | 0 | 0 | 0 | 0
2016-10-02 15:00 | 0 | 0 | 0 | 0 | 0 | 0 | 667713.0865 | 394308 | 0 | 0 | 0 | 0 | 271886.5234 | 2325354.9898 | 0 | 0 | 0 | 0 | 0 | 0 | 0 | 0 | 0 | 0 | 0 | 0 | 0 | 0 | 0 | 259139.105 | 14265.9815 | 0 | 0 | 0 | 0 | 0 | 0 | 0 | 0 | 0 | 0 | 0 | 0 | 0 | 0
2016-10-02 16:00 | 0 | 0 | 0 | 0 | 0 | 0 | 682663.0865 | 409258 | 0 | 0 | 0 | 0 | 531025.6283 | 2339620.9713 | 0 | 0 | 0 | 0 | 0 | 0 | 0 | 0 | 0 | 0 | 0 | 0 | 0 | 0 | 0 | 259139.105 | 14265.9815 | 0 | 0 | 0 | 0 | 0 | 0 | 0 | 0 | 0 | 0 | 0 | 0 | 0 | 0
2016-10-02 17:00 | 0 | 0 | 0 | 0 | 0 | 0 | 695787.0865 | 422382 | 0 | 0 | 0 | 0 | 790164.7333 | 2353886.9528 | 0 | 0 | 0 | 0 | 0 | 0 | 0 | 0 | 0 | 0 | 0 | 0 | 0 | 0 | 0 | 259139.105 | 14265.9815 | 0 | 0 | 0 | 0 | 0 | 0 | 0 | 0 | 0 | 0 | 0 | 0 | 0 | 0
2016-10-02 18:00 | 0 | 0 | 0 | 0 | 0 | 0 | 706155.0865 | 432750 | 0 | 0 | 0 | 0 | 1049303.8382 | 2368152.9344 | 0 | 0 | 0 | 0 | 0 | 0 | 0 | 0 | 0 | 0 | 0 | 0 | 0 | 0 | 0 | 259139.105 | 14265.9815 | 0 | 0 | 0 | 0 | 0 | 0 | 0 | 0 | 0 | 0 | 0 | 0 | 0 | 0
2016-10-02 19:00 | 0 | 0 | 0 | 0 | 0 | 0 | 714228.0865 | 440823 | 0 | 0 | 0 | 0 | 1308442.9432 | 2382418.9159 | 0 | 0 | 0 | 0 | 0 | 0 | 0 | 0 | 0 | 0 | 0 | 0 | 0 | 0 | 0 | 259139.105 | 14265.9815 | 0 | 0 | 0 | 0 | 0 | 0 | 0 | 0 | 0 | 0 | 0 | 0 | 0 | 0
2016-10-02 20:00 | 0 | 0 | 0 | 0 | 0 | 0 | 720823.0865 | 447418 | 0 | 0 | 0 | 0 | 1567582.0481 | 2396684.8974 | 0 | 0 | 0 | 0 | 0 | 0 | 0 | 0 | 0 | 0 | 0 | 0 | 0 | 0 | 0 | 259139.105 | 14265.9815 | 0 | 0 | 0 | 0 | 0 | 0 | 0 | 0 | 0 | 0 | 0 | 0 | 0 | 0
2016-10-02 21:00 | 0 | 0 | 0 | 0 | 0 | 0 | 725847.0865 | 452442 | 0 | 0 | 0 | 0 | 1826721.1531 | 2410950.879 | 0 | 0 | 0 | 0 | 0 | 0 | 0 | 0 | 0 | 0 | 0 | 0 | 0 | 0 | 0 | 259139.105 | 14265.9815 | 0 | 0 | 0 | 0 | 0 | 0 | 0 | 0 | 0 | 0 | 0 | 0 | 0 | 0
2016-10-02 22:00 | 0 | 0 | 0 | 0 | 0 | 0 | 705702.8037 | 453706 | 0 | 0 | 0 | 0 | 2064451.9752 | 2425216.8605 | 0 | 0 | 0 | 0 | 0 | 0 | 0 | 0 | 0 | 0 | 0 | 0 | 0 | 0 | 0 | 237730.8221 | 14265.9815 | 0 | 0 | 0 | 0 | 0 | 0 | 0 | 0 | 0 | 0 | 0 | 0 | 0 | 0
2016-10-02 23:00 | 0 | 0 | 0 | 0 | 0 | 0 | 572221.6416 | 455845 | 0 | 0 | 0 | 0 | 2166562.6353 | 2439482.842 | 0 | 0 | 0 | 0 | 0 | 0 | 0 | 0 | 0 | 0 | 0 | 0 | 0 | 0 | 0 | 102110.6601 | 14265.9815 | 0 | 0 | 0 | 0 | 0 | 0 | 0 | 0 | 0 | 0 | 0 | 0 | 0 | 0
2016-10-03 | 0 | 0 | 0 | 0 | 0 | 0 | 228894.4573 | 454506 | 0 | 0 | 0 | 0 | 1926685.1111 | 2453748.8236 | 0 | 0 | 0 | 0 | 0 | 0 | 0 | 0 | 0 | 0 | 0 | 0 | 0 | 0 | 0 | -239877.5242 | 14265.9815 | 0 | 0 | 0 | 0 | 0 | 0 | 0 | 0 | 0 | 0 | 0 | 0 | 0 | 0
2016-10-03 01:00 | 0 | 0 | 0 | 0 | 0 | 635747.1789 | 4491.0382 | 440665 | 0 | 0 | 0 | 0 | 2111992.3467 | 2468014.8051 | 0 | 0 | 0 | 0 | 0 | 0 | 0 | 0 | 0 | 0 | 0 | 0 | 0 | 0 | 0 | 185307.2356 | 14265.9815 | 0 | 0 | 0 | 0 | 0 | 0 | 0 | 0 | 0 | 0 | 0 | 0 | 0 | 0
2016-10-03 02:00 | 0 | 0 | 0 | 0 | 0 | 175074.8766 | 0 | 419948 | 0 | 0 | 0 | 0 | 1852853.2417 | 2482280.7866 | 0 | 0 | 0 | 0 | 0 | 0 | 0 | 0 | 0 | 0 | 0 | 0 | 0 | 0 | 0 | -259139.105 | 14265.9815 | 0 | 0 | 0 | 0 | 0 | 0 | 0 | 0 | 0 | 0 | 0 | 0 | 0 | 0
2016-10-03 03:00 | 0 | 0 | 0 | 0 | 0 | 666693.0865 | 0 | 393288 | 0 | 0 | 0 | 0 | 2111992.3467 | 2496546.7682 | 0 | 0 | 0 | 0 | 0 | 0 | 0 | 0 | 0 | 0 | 0 | 0 | 0 | 0 | 0 | 259139.105 | 14265.9815 | 0 | 0 | 0 | 0 | 0 | 0 | 0 | 0 | 0 | 0 | 0 | 0 | 0 | 0
2016-10-03 04:00 | 0 | 0 | 0 | 0 | 0 | 125354.8766 | 0 | 370228 | 0 | 0 | 0 | 0 | 1852853.2417 | 2510812.7497 | 0 | 0 | 0 | 0 | 0 | 0 | 0 | 0 | 0 | 0 | 0 | 0 | 0 | 0 | 0 | -259139.105 | 14265.9815 | 0 | 0 | 0 | 0 | 0 | 0 | 0 | 0 | 0 | 0 | 0 | 0 | 0 | 0
2016-10-03 05:00 | 0 | 0 | 0 | 0 | 0 | 92929.895 | 0 | 352069 | 0 | 0 | 0 | 0 | 1593714.1368 | 2510812.7497 | 0 | 0 | 0 | 0 | 0 | 0 | 0 | 0 | 0 | 0 | 0 | 0 | 0 | 0 | 0 | -259139.105 | 0 | 0 | 0 | 0 | 0 | 0 | 0 | 0 | 0 | 0 | 0 | 0 | 0 | 0 | 0
2016-10-03 06:00 | 0 | 0 | 0 | 0 | 0 | 80771.895 | 0 | 339911 | 0 | 0 | 0 | 0 | 1334575.0318 | 2510812.7497 | 0 | 0 | 0 | 0 | 0 | 0 | 0 | 0 | 0 | 0 | 0 | 0 | 0 | 0 | 0 | -259139.105 | 0 | 0 | 0 | 0 | 0 | 0 | 0 | 0 | 0 | 0 | 0 | 0 | 0 | 0 | 0
2016-10-03 07:00 | 0 | 0 | 0 | 0 | 0 | 88036.8766 | 0 | 332910 | 0 | 0 | 0 | 0 | 1075435.9269 | 2525078.7312 | 0 | 0 | 0 | 0 | 0 | 0 | 0 | 0 | 0 | 0 | 0 | 0 | 0 | 0 | 0 | -259139.105 | 14265.9815 | 0 | 0 | 0 | 0 | 0 | 0 | 0 | 0 | 0 | 0 | 0 | 0 | 0 | 0
2016-10-03 08:00 | 0 | 0 | 0 | 0 | 0 | 577770.7344 | 0 | 333017 | 0 | 0 | 0 | 0 | 1305923.6798 | 2539344.7127 | 0 | 0 | 0 | 0 | 0 | 0 | 0 | 0 | 0 | 0 | 0 | 0 | 0 | 0 | 0 | 230487.7529 | 14265.9815 | 0 | 0 | 0 | 0 | 0 | 0 | 0 | 0 | 0 | 0 | 0 | 0 | 0 | 0
2016-10-03 09:00 | 0 | 0 | 0 | 0 | 0 | 84657.895 | 0 | 343797 | 0 | 0 | 0 | 0 | 1046784.5748 | 2539344.7127 | 0 | 0 | 0 | 0 | 0 | 0 | 0 | 0 | 0 | 0 | 0 | 0 | 0 | 0 | 0 | -259139.105 | 0 | 0 | 0 | 0 | 0 | 0 | 0 | 0 | 0 | 0 | 0 | 0 | 0 | 0 | 0
2016-10-03 10:00 | 0 | 0 | 0 | 0 | 0 | 122574.8766 | 0 | 367448 | 0 | 0 | 0 | 0 | 787645.4699 | 2553610.6943 | 0 | 0 | 0 | 0 | 0 | 0 | 0 | 0 | 0 | 0 | 0 | 0 | 0 | 0 | 0 | -259139.105 | 14265.9815 | 0 | 0 | 0 | 0 | 0 | 0 | 0 | 0 | 0 | 0 | 0 | 0 | 0 | 0
2016-10-03 11:00 | 0 | 0 | 0 | 0 | 0 | 133276.895 | 0 | 392416 | 0 | 0 | 0 | 0 | 528506.3649 | 2553610.6943 | 0 | 0 | 0 | 0 | 0 | 0 | 0 | 0 | 0 | 0 | 0 | 0 | 0 | 0 | 0 | -259139.105 | 0 | 0 | 0 | 0 | 0 | 0 | 0 | 0 | 0 | 0 | 0 | 0 | 0 | 0 | 0
2016-10-03 12:00 | 0 | 0 | 0 | 0 | 0 | 162633.8766 | 0 | 407507 | 0 | 0 | 0 | 0 | 269367.26 | 2567876.6758 | 0 | 0 | 0 | 0 | 0 | 0 | 0 | 0 | 0 | 0 | 0 | 0 | 0 | 0 | 0 | -259139.105 | 14265.9815 | 0 | 0 | 0 | 0 | 0 | 0 | 0 | 0 | 0 | 0 | 0 | 0 | 0 | 0
2016-10-03 13:00 | 0 | 0 | 0 | 0 | 0 | 453792.7879 | 29833.3422 | 422920 | 0 | 0 | 0 | 0 | 315807.4085 | 2582142.6573 | 0 | 0 | 0 | 0 | 0 | 0 | 0 | 0 | 0 | 0 | 0 | 0 | 0 | 0 | 0 | 46440.1485 | 14265.9815 | 0 | 0 | 0 | 0 | 0 | 0 | 0 | 0 | 0 | 0 | 0 | 0 | 0 | 0
2016-10-03 14:00 | 0 | 0 | 0 | 0 | 0 | 0 | 357870.316 | 438778 | 0 | 0 | 0 | 0 | 220633.743 | 2596408.6389 | 0 | 0 | 0 | 0 | 0 | 0 | 0 | 0 | 0 | 0 | 0 | 0 | 0 | 0 | 0 | -95173.6655 | 14265.9815 | 0 | 0 | 0 | 0 | 0 | 0 | 0 | 0 | 0 | 0 | 0 | 0 | 0 | 0
2016-10-03 15:00 | 0 | 0 | 0 | 0 | 0 | 0 | 664602.2605 | 452970 | 0 | 0 | 0 | 0 | 418000.022 | 2610674.6204 | 0 | 0 | 0 | 0 | 0 | 0 | 0 | 0 | 0 | 0 | 0 | 0 | 0 | 0 | 0 | 197366.279 | 14265.9815 | 0 | 0 | 0 | 0 | 0 | 0 | 0 | 0 | 0 | 0 | 0 | 0 | 0 | 0
2016-10-03 16:00 | 0 | 0 | 0 | 0 | 0 | 0 | 731377.9783 | 466381 | 0 | 0 | 0 | 0 | 668731.0188 | 2624940.6019 | 0 | 0 | 0 | 0 | 0 | 0 | 0 | 0 | 0 | 0 | 0 | 0 | 0 | 0 | 0 | 250730.9967 | 14265.9815 | 0 | 0 | 0 | 0 | 0 | 0 | 0 | 0 | 0 | 0 | 0 | 0 | 0 | 0
2016-10-03 17:00 | 0 | 0 | 0 | 0 | 0 | 0 | 731053.7855 | 478612 | 0 | 0 | 0 | 0 | 906906.8227 | 2639206.5835 | 0 | 0 | 0 | 0 | 0 | 0 | 0 | 0 | 0 | 0 | 0 | 0 | 0 | 0 | 0 | 238175.8039 | 14265.9815 | 0 | 0 | 0 | 0 | 0 | 0 | 0 | 0 | 0 | 0 | 0 | 0 | 0 | 0
2016-10-03 18:00 | 0 | 0 | 0 | 0 | 0 | 0 | 719600.2695 | 488215 | 0 | 0 | 0 | 0 | 1124026.1107 | 2653472.565 | 0 | 0 | 0 | 0 | 0 | 0 | 0 | 0 | 0 | 0 | 0 | 0 | 0 | 0 | 0 | 217119.288 | 14265.9815 | 0 | 0 | 0 | 0 | 0 | 0 | 0 | 0 | 0 | 0 | 0 | 0 | 0 | 0
2016-10-03 19:00 | 0 | 0 | 0 | 0 | 0 | 52896.0842 | 714813.0023 | 494304 | 0 | 0 | 0 | 0 | 1383165.2156 | 2667738.5465 | 0 | 0 | 0 | 0 | 0 | 0 | 0 | 0 | 0 | 0 | 0 | 0 | 0 | 0 | 0 | 259139.105 | 14265.9815 | 0 | 0 | 0 | 0 | 0 | 0 | 0 | 0 | 0 | 0 | 0 | 0 | 0 | 0
2016-10-03 20:00 | 0 | 0 | 0 | 0 | 0 | 47441.5614 | 723298.5251 | 497335 | 0 | 0 | 0 | 0 | 1642304.3206 | 2682004.5281 | 0 | 0 | 0 | 0 | 0 | 0 | 0 | 0 | 0 | 0 | 0 | 0 | 0 | 0 | 0 | 259139.105 | 14265.9815 | 0 | 0 | 0 | 0 | 0 | 0 | 0 | 0 | 0 | 0 | 0 | 0 | 0 | 0
2016-10-03 21:00 | 0 | 0 | 0 | 0 | 0 | 46791.8496 | 723934.2369 | 497321 | 0 | 0 | 0 | 0 | 1901443.4256 | 2696270.5096 | 0 | 0 | 0 | 0 | 0 | 0 | 0 | 0 | 0 | 0 | 0 | 0 | 0 | 0 | 0 | 259139.105 | 14265.9815 | 0 | 0 | 0 | 0 | 0 | 0 | 0 | 0 | 0 | 0 | 0 | 0 | 0 | 0
2016-10-03 22:00 | 0 | 0 | 0 | 0 | 0 | 60130.3531 | 707171.7334 | 493897 | 0 | 0 | 0 | 0 | 2160582.5305 | 2710536.4911 | 0 | 0 | 0 | 0 | 0 | 0 | 0 | 0 | 0 | 0 | 0 | 0 | 0 | 0 | 0 | 259139.105 | 14265.9815 | 0 | 0 | 0 | 0 | 0 | 0 | 0 | 0 | 0 | 0 | 0 | 0 | 0 | 0
2016-10-03 23:00 | 0 | 0 | 0 | 0 | 0 | 186573.2258 | 580381.8607 | 493550 | 0 | 0 | 0 | 0 | 2419721.6355 | 2724802.4727 | 0 | 0 | 0 | 0 | 0 | 0 | 0 | 0 | 0 | 0 | 0 | 0 | 0 | 0 | 0 | 259139.105 | 14265.9815 | 0 | 0 | 0 | 0 | 0 | 0 | 0 | 0 | 0 | 0 | 0 | 0 | 0 | 0
2016-10-04 | 0 | 0 | 0 | 0 | 0 | 0 | 237254.5714 | 488761 | 0 | 0 | 0 | 0 | 2160582.5305 | 2732435.149 | 0 | 0 | 0 | 0 | 0 | 0 | 0 | 0 | 0 | 0 | 0 | 0 | 0 | 0 | 0 | -259139.105 | 7632.6763 | 0 | 0 | 0 | 0 | 0 | 0 | 0 | 0 | 0 | 0 | 0 | 0 | 0 | 0
2016-10-04 01:00 | 0 | 0 | 0 | 0 | 0 | 742139.9565 | 2898.13 | 471633 | 0 | 0 | 0 | 0 | 2419721.6355 | 2746701.1305 | 0 | 0 | 0 | 0 | 0 | 0 | 0 | 0 | 0 | 0 | 0 | 0 | 0 | 0 | 0 | 259139.105 | 14265.9815 | 0 | 0 | 0 | 0 | 0 | 0 | 0 | 0 | 0 | 0 | 0 | 0 | 0 | 0
2016-10-04 02:00 | 0 | 0 | 0 | 0 | 0 | 201478.8766 | 0 | 446352 | 0 | 0 | 0 | 0 | 2160582.5305 | 2760967.1121 | 0 | 0 | 0 | 0 | 0 | 0 | 0 | 0 | 0 | 0 | 0 | 0 | 0 | 0 | 0 | -259139.105 | 14265.9815 | 0 | 0 | 0 | 0 | 0 | 0 | 0 | 0 | 0 | 0 | 0 | 0 | 0 | 0
2016-10-04 03:00 | 0 | 0 | 0 | 0 | 0 | 690052.0865 | 0 | 416647 | 0 | 0 | 0 | 0 | 2419721.6355 | 2775233.0936 | 0 | 0 | 0 | 0 | 0 | 0 | 0 | 0 | 0 | 0 | 0 | 0 | 0 | 0 | 0 | 259139.105 | 14265.9815 | 0 | 0 | 0 | 0 | 0 | 0 | 0 | 0 | 0 | 0 | 0 | 0 | 0 | 0
2016-10-04 04:00 | 0 | 0 | 0 | 0 | 0 | 144049.8766 | 0 | 388923 | 0 | 0 | 0 | 0 | 2160582.5305 | 2789499.0751 | 0 | 0 | 0 | 0 | 0 | 0 | 0 | 0 | 0 | 0 | 0 | 0 | 0 | 0 | 0 | -259139.105 | 14265.9815 | 0 | 0 | 0 | 0 | 0 | 0 | 0 | 0 | 0 | 0 | 0 | 0 | 0 | 0
2016-10-04 05:00 | 0 | 0 | 0 | 0 | 0 | 121242.8766 | 0 | 366116 | 0 | 0 | 0 | 0 | 1901443.4256 | 2803765.0567 | 0 | 0 | 0 | 0 | 0 | 0 | 0 | 0 | 0 | 0 | 0 | 0 | 0 | 0 | 0 | -259139.105 | 14265.9815 | 0 | 0 | 0 | 0 | 0 | 0 | 0 | 0 | 0 | 0 | 0 | 0 | 0 | 0
2016-10-04 06:00 | 0 | 0 | 0 | 0 | 0 | 92039.895 | 0 | 351179 | 0 | 0 | 0 | 0 | 1642304.3206 | 2803765.0567 | 0 | 0 | 0 | 0 | 0 | 0 | 0 | 0 | 0 | 0 | 0 | 0 | 0 | 0 | 0 | -259139.105 | 0 | 0 | 0 | 0 | 0 | 0 | 0 | 0 | 0 | 0 | 0 | 0 | 0 | 0 | 0
2016-10-04 07:00 | 0 | 0 | 0 | 0 | 0 | 83518.895 | 0 | 342658 | 0 | 0 | 0 | 0 | 1383165.2156 | 2803765.0567 | 0 | 0 | 0 | 0 | 0 | 0 | 0 | 0 | 0 | 0 | 0 | 0 | 0 | 0 | 0 | -259139.105 | 0 | 0 | 0 | 0 | 0 | 0 | 0 | 0 | 0 | 0 | 0 | 0 | 0 | 0 | 0
2016-10-04 08:00 | 0 | 0 | 0 | 0 | 0 | 81860.895 | 0 | 341000 | 0 | 0 | 0 | 0 | 1124026.1107 | 2803765.0567 | 0 | 0 | 0 | 0 | 0 | 0 | 0 | 0 | 0 | 0 | 0 | 0 | 0 | 0 | 0 | -259139.105 | 0 | 0 | 0 | 0 | 0 | 0 | 0 | 0 | 0 | 0 | 0 | 0 | 0 | 0 | 0
2016-10-04 09:00 | 0 | 0 | 0 | 0 | 0 | 91572.895 | 0 | 350712 | 0 | 0 | 0 | 0 | 864887.0057 | 2803765.0567 | 0 | 0 | 0 | 0 | 0 | 0 | 0 | 0 | 0 | 0 | 0 | 0 | 0 | 0 | 0 | -259139.105 | 0 | 0 | 0 | 0 | 0 | 0 | 0 | 0 | 0 | 0 | 0 | 0 | 0 | 0 | 0
2016-10-04 10:00 | 0 | 0 | 0 | 0 | 0 | 116338.895 | 0 | 375478 | 0 | 0 | 0 | 0 | 605747.9008 | 2803765.0567 | 0 | 0 | 0 | 0 | 0 | 0 | 0 | 0 | 0 | 0 | 0 | 0 | 0 | 0 | 0 | -259139.105 | 0 | 0 | 0 | 0 | 0 | 0 | 0 | 0 | 0 | 0 | 0 | 0 | 0 | 0 | 0
2016-10-04 11:00 | 0 | 0 | 0 | 0 | 0 | 140958.895 | 0 | 400098 | 0 | 0 | 0 | 0 | 346608.7958 | 2803765.0567 | 0 | 0 | 0 | 0 | 0 | 0 | 0 | 0 | 0 | 0 | 0 | 0 | 0 | 0 | 0 | -259139.105 | 0 | 0 | 0 | 0 | 0 | 0 | 0 | 0 | 0 | 0 | 0 | 0 | 0 | 0 | 0
2016-10-04 12:00 | 0 | 0 | 0 | 0 | 0 | 513855.9959 | 0 | 413981 | 0 | 0 | 0 | 0 | 432217.8102 | 2818031.0382 | 0 | 0 | 0 | 0 | 0 | 0 | 0 | 0 | 0 | 0 | 0 | 0 | 0 | 0 | 0 | 85609.0144 | 14265.9815 | 0 | 0 | 0 | 0 | 0 | 0 | 0 | 0 | 0 | 0 | 0 | 0 | 0 | 0
2016-10-04 13:00 | 0 | 0 | 0 | 0 | 0 | 672582.4715 | 29277.6149 | 428455 | 0 | 0 | 0 | 0 | 691356.9152 | 2832297.0197 | 0 | 0 | 0 | 0 | 0 | 0 | 0 | 0 | 0 | 0 | 0 | 0 | 0 | 0 | 0 | 259139.105 | 14265.9815 | 0 | 0 | 0 | 0 | 0 | 0 | 0 | 0 | 0 | 0 | 0 | 0 | 0 | 0
2016-10-04 14:00 | 0 | 0 | 0 | 0 | 0 | 0 | 406531.8438 | 442417 | 0 | 0 | 0 | 0 | 641205.7775 | 2846563.0013 | 0 | 0 | 0 | 0 | 0 | 0 | 0 | 0 | 0 | 0 | 0 | 0 | 0 | 0 | 0 | -50151.1377 | 14265.9815 | 0 | 0 | 0 | 0 | 0 | 0 | 0 | 0 | 0 | 0 | 0 | 0 | 0 | 0
2016-10-04 15:00 | 0 | 0 | 0 | 0 | 0 | 0 | 728858.0865 | 455453 | 0 | 0 | 0 | 0 | 900344.8824 | 2860828.9828 | 0 | 0 | 0 | 0 | 0 | 0 | 0 | 0 | 0 | 0 | 0 | 0 | 0 | 0 | 0 | 259139.105 | 14265.9815 | 0 | 0 | 0 | 0 | 0 | 0 | 0 | 0 | 0 | 0 | 0 | 0 | 0 | 0
2016-10-04 16:00 | 0 | 0 | 0 | 0 | 0 | 0 | 741691.0865 | 468286 | 0 | 0 | 0 | 0 | 1159483.9874 | 2875094.9643 | 0 | 0 | 0 | 0 | 0 | 0 | 0 | 0 | 0 | 0 | 0 | 0 | 0 | 0 | 0 | 259139.105 | 14265.9815 | 0 | 0 | 0 | 0 | 0 | 0 | 0 | 0 | 0 | 0 | 0 | 0 | 0 | 0
2016-10-04 17:00 | 0 | 0 | 0 | 0 | 0 | 0 | 754104.0865 | 480699 | 0 | 0 | 0 | 0 | 1418623.0923 | 2889360.9459 | 0 | 0 | 0 | 0 | 0 | 0 | 0 | 0 | 0 | 0 | 0 | 0 | 0 | 0 | 0 | 259139.105 | 14265.9815 | 0 | 0 | 0 | 0 | 0 | 0 | 0 | 0 | 0 | 0 | 0 | 0 | 0 | 0
2016-10-04 18:00 | 0 | 0 | 0 | 0 | 0 | 0 | 763932.0865 | 490527 | 0 | 0 | 0 | 0 | 1677762.1973 | 2903626.9274 | 0 | 0 | 0 | 0 | 0 | 0 | 0 | 0 | 0 | 0 | 0 | 0 | 0 | 0 | 0 | 259139.105 | 14265.9815 | 0 | 0 | 0 | 0 | 0 | 0 | 0 | 0 | 0 | 0 | 0 | 0 | 0 | 0
2016-10-04 19:00 | 0 | 0 | 0 | 0 | 0 | 0 | 759841.6036 | 497249 | 0 | 0 | 0 | 0 | 1926088.8193 | 2917892.9089 | 0 | 0 | 0 | 0 | 0 | 0 | 0 | 0 | 0 | 0 | 0 | 0 | 0 | 0 | 0 | 248326.622 | 14265.9815 | 0 | 0 | 0 | 0 | 0 | 0 | 0 | 0 | 0 | 0 | 0 | 0 | 0 | 0
2016-10-04 20:00 | 0 | 0 | 0 | 0 | 0 | 0 | 766916.4308 | 502525 | 0 | 0 | 0 | 0 | 2176214.2685 | 2932158.8905 | 0 | 0 | 0 | 0 | 0 | 0 | 0 | 0 | 0 | 0 | 0 | 0 | 0 | 0 | 0 | 250125.4492 | 14265.9815 | 0 | 0 | 0 | 0 | 0 | 0 | 0 | 0 | 0 | 0 | 0 | 0 | 0 | 0
2016-10-04 21:00 | 0 | 0 | 0 | 0 | 0 | 3666.9516 | 773149.1349 | 503411 | 0 | 0 | 0 | 0 | 2435353.3735 | 2946424.872 | 0 | 0 | 0 | 0 | 0 | 0 | 0 | 0 | 0 | 0 | 0 | 0 | 0 | 0 | 0 | 259139.105 | 14265.9815 | 0 | 0 | 0 | 0 | 0 | 0 | 0 | 0 | 0 | 0 | 0 | 0 | 0 | 0
2016-10-04 22:00 | 0 | 0 | 0 | 0 | 0 | 15352.3472 | 757035.7393 | 498983 | 0 | 0 | 0 | 0 | 2694492.4784 | 2960690.8535 | 0 | 0 | 0 | 0 | 0 | 0 | 0 | 0 | 0 | 0 | 0 | 0 | 0 | 0 | 0 | 259139.105 | 14265.9815 | 0 | 0 | 0 | 0 | 0 | 0 | 0 | 0 | 0 | 0 | 0 | 0 | 0 | 0
2016-10-04 23:00 | 0 | 0 | 0 | 0 | 0 | 0 | 607329.6856 | 498935 | 0 | 0 | 0 | 0 | 2788621.1825 | 2974956.8351 | 0 | 0 | 0 | 0 | 0 | 0 | 0 | 0 | 0 | 0 | 0 | 0 | 0 | 0 | 0 | 94128.7041 | 14265.9815 | 0 | 0 | 0 | 0 | 0 | 0 | 0 | 0 | 0 | 0 | 0 | 0 | 0 | 0
2016-10-05 | 0 | 0 | 0 | 0 | 0 | 7718.138 | 242558.7385 | 495150 | 0 | 0 | 0 | 0 | 2529482.0776 | 2989222.8166 | 0 | 0 | 0 | 0 | 0 | 0 | 0 | 0 | 0 | 0 | 0 | 0 | 0 | 0 | 0 | -259139.105 | 14265.9815 | 0 | 0 | 0 | 0 | 0 | 0 | 0 | 0 | 0 | 0 | 0 | 0 | 0 | 0
2016-10-05 01:00 | 0 | 0 | 0 | 0 | 0 | 667365.7068 | 2814.1567 | 478735 | 0 | 0 | 0 | 0 | 2706660.9596 | 3003488.7981 | 0 | 0 | 0 | 0 | 0 | 0 | 0 | 0 | 0 | 0 | 0 | 0 | 0 | 0 | 0 | 177178.882 | 14265.9815 | 0 | 0 | 0 | 0 | 0 | 0 | 0 | 0 | 0 | 0 | 0 | 0 | 0 | 0
2016-10-05 02:00 | 0 | 0 | 0 | 0 | 0 | 655979.5665 | 0 | 453603 | 0 | 0 | 0 | 0 | 2894771.5446 | 3017754.7797 | 0 | 0 | 0 | 0 | 0 | 0 | 0 | 0 | 0 | 0 | 0 | 0 | 0 | 0 | 0 | 188110.585 | 14265.9815 | 0 | 0 | 0 | 0 | 0 | 0 | 0 | 0 | 0 | 0 | 0 | 0 | 0 | 0
2016-10-05 03:00 | 0 | 0 | 0 | 0 | 0 | 180720.8766 | 0 | 425594 | 0 | 0 | 0 | 0 | 2635632.4397 | 3032020.7612 | 0 | 0 | 0 | 0 | 0 | 0 | 0 | 0 | 0 | 0 | 0 | 0 | 0 | 0 | 0 | -259139.105 | 14265.9815 | 0 | 0 | 0 | 0 | 0 | 0 | 0 | 0 | 0 | 0 | 0 | 0 | 0 | 0
2016-10-05 04:00 | 0 | 0 | 0 | 0 | 0 | 138411.895 | 0 | 397551 | 0 | 0 | 0 | 0 | 2376493.3347 | 3032020.7612 | 0 | 0 | 0 | 0 | 0 | 0 | 0 | 0 | 0 | 0 | 0 | 0 | 0 | 0 | 0 | -259139.105 | 0 | 0 | 0 | 0 | 0 | 0 | 0 | 0 | 0 | 0 | 0 | 0 | 0 | 0 | 0
2016-10-05 05:00 | 0 | 0 | 0 | 0 | 0 | 117951.895 | 0 | 377091 | 0 | 0 | 0 | 0 | 2117354.2298 | 3032020.7612 | 0 | 0 | 0 | 0 | 0 | 0 | 0 | 0 | 0 | 0 | 0 | 0 | 0 | 0 | 0 | -259139.105 | 0 | 0 | 0 | 0 | 0 | 0 | 0 | 0 | 0 | 0 | 0 | 0 | 0 | 0 | 0
2016-10-05 06:00 | 0 | 0 | 0 | 0 | 0 | 116675.8766 | 0 | 361549 | 0 | 0 | 0 | 0 | 1858215.1248 | 3046286.7427 | 0 | 0 | 0 | 0 | 0 | 0 | 0 | 0 | 0 | 0 | 0 | 0 | 0 | 0 | 0 | -259139.105 | 14265.9815 | 0 | 0 | 0 | 0 | 0 | 0 | 0 | 0 | 0 | 0 | 0 | 0 | 0 | 0
2016-10-05 07:00 | 0 | 0 | 0 | 0 | 0 | 599246.0003 | 0 | 352193 | 0 | 0 | 0 | 0 | 2091002.1436 | 3060552.7243 | 0 | 0 | 0 | 0 | 0 | 0 | 0 | 0 | 0 | 0 | 0 | 0 | 0 | 0 | 0 | 232787.0188 | 14265.9815 | 0 | 0 | 0 | 0 | 0 | 0 | 0 | 0 | 0 | 0 | 0 | 0 | 0 | 0
2016-10-05 08:00 | 0 | 0 | 0 | 0 | 0 | 90350.895 | 0 | 349490 | 0 | 0 | 0 | 0 | 1831863.0387 | 3060552.7243 | 0 | 0 | 0 | 0 | 0 | 0 | 0 | 0 | 0 | 0 | 0 | 0 | 0 | 0 | 0 | -259139.105 | 0 | 0 | 0 | 0 | 0 | 0 | 0 | 0 | 0 | 0 | 0 | 0 | 0 | 0 | 0
2016-10-05 09:00 | 0 | 0 | 0 | 0 | 0 | 98645.895 | 0 | 357785 | 0 | 0 | 0 | 0 | 1572723.9337 | 3060552.7243 | 0 | 0 | 0 | 0 | 0 | 0 | 0 | 0 | 0 | 0 | 0 | 0 | 0 | 0 | 0 | -259139.105 | 0 | 0 | 0 | 0 | 0 | 0 | 0 | 0 | 0 | 0 | 0 | 0 | 0 | 0 | 0
2016-10-05 10:00 | 0 | 0 | 0 | 0 | 0 | 136957.8766 | 0 | 381831 | 0 | 0 | 0 | 0 | 1313584.8288 | 3074818.7058 | 0 | 0 | 0 | 0 | 0 | 0 | 0 | 0 | 0 | 0 | 0 | 0 | 0 | 0 | 0 | -259139.105 | 14265.9815 | 0 | 0 | 0 | 0 | 0 | 0 | 0 | 0 | 0 | 0 | 0 | 0 | 0 | 0
2016-10-05 11:00 | 0 | 0 | 0 | 0 | 0 | 147083.895 | 0 | 406223 | 0 | 0 | 0 | 0 | 1054445.7238 | 3074818.7058 | 0 | 0 | 0 | 0 | 0 | 0 | 0 | 0 | 0 | 0 | 0 | 0 | 0 | 0 | 0 | -259139.105 | 0 | 0 | 0 | 0 | 0 | 0 | 0 | 0 | 0 | 0 | 0 | 0 | 0 | 0 | 0
2016-10-05 12:00 | 0 | 0 | 0 | 0 | 0 | 174143.8766 | 0 | 419017 | 0 | 0 | 0 | 0 | 795306.6189 | 3089084.6873 | 0 | 0 | 0 | 0 | 0 | 0 | 0 | 0 | 0 | 0 | 0 | 0 | 0 | 0 | 0 | -259139.105 | 14265.9815 | 0 | 0 | 0 | 0 | 0 | 0 | 0 | 0 | 0 | 0 | 0 | 0 | 0 | 0
2016-10-05 13:00 | 0 | 0 | 0 | 0 | 0 | 426219.223 | 27835.2263 | 432725 | 0 | 0 | 0 | 0 | 802370.0866 | 3103350.6689 | 0 | 0 | 0 | 0 | 0 | 0 | 0 | 0 | 0 | 0 | 0 | 0 | 0 | 0 | 0 | 7063.4677 | 14265.9815 | 0 | 0 | 0 | 0 | 0 | 0 | 0 | 0 | 0 | 0 | 0 | 0 | 0 | 0
2016-10-05 14:00 | 0 | 0 | 0 | 0 | 0 | 0 | 399213.7457 | 447305 | 0 | 0 | 0 | 0 | 740012.8508 | 3117616.6504 | 0 | 0 | 0 | 0 | 0 | 0 | 0 | 0 | 0 | 0 | 0 | 0 | 0 | 0 | 0 | -62357.2358 | 14265.9815 | 0 | 0 | 0 | 0 | 0 | 0 | 0 | 0 | 0 | 0 | 0 | 0 | 0 | 0
2016-10-05 15:00 | 0 | 0 | 0 | 0 | 0 | 0 | 733814.0865 | 460409 | 0 | 0 | 0 | 0 | 999151.9557 | 3131882.6319 | 0 | 0 | 0 | 0 | 0 | 0 | 0 | 0 | 0 | 0 | 0 | 0 | 0 | 0 | 0 | 259139.105 | 14265.9815 | 0 | 0 | 0 | 0 | 0 | 0 | 0 | 0 | 0 | 0 | 0 | 0 | 0 | 0
2016-10-05 16:00 | 0 | 0 | 0 | 0 | 0 | 0 | 746600.0865 | 473195 | 0 | 0 | 0 | 0 | 1258291.0607 | 3146148.6134 | 0 | 0 | 0 | 0 | 0 | 0 | 0 | 0 | 0 | 0 | 0 | 0 | 0 | 0 | 0 | 259139.105 | 14265.9815 | 0 | 0 | 0 | 0 | 0 | 0 | 0 | 0 | 0 | 0 | 0 | 0 | 0 | 0
2016-10-05 17:00 | 0 | 0 | 0 | 0 | 0 | 0 | 759718.0865 | 486313 | 0 | 0 | 0 | 0 | 1517430.1656 | 3160414.595 | 0 | 0 | 0 | 0 | 0 | 0 | 0 | 0 | 0 | 0 | 0 | 0 | 0 | 0 | 0 | 259139.105 | 14265.9815 | 0 | 0 | 0 | 0 | 0 | 0 | 0 | 0 | 0 | 0 | 0 | 0 | 0 | 0
2016-10-05 18:00 | 0 | 0 | 0 | 0 | 0 | 0 | 757482.0124 | 498180 | 0 | 0 | 0 | 0 | 1762466.1965 | 3174680.5765 | 0 | 0 | 0 | 0 | 0 | 0 | 0 | 0 | 0 | 0 | 0 | 0 | 0 | 0 | 0 | 245036.0309 | 14265.9815 | 0 | 0 | 0 | 0 | 0 | 0 | 0 | 0 | 0 | 0 | 0 | 0 | 0 | 0
2016-10-05 19:00 | 0 | 0 | 0 | 0 | 0 | 0 | 742819.9778 | 507295 | 0 | 0 | 0 | 0 | 1983725.1928 | 3188946.558 | 0 | 0 | 0 | 0 | 0 | 0 | 0 | 0 | 0 | 0 | 0 | 0 | 0 | 0 | 0 | 221258.9963 | 14265.9815 | 0 | 0 | 0 | 0 | 0 | 0 | 0 | 0 | 0 | 0 | 0 | 0 | 0 | 0
2016-10-05 20:00 | 0 | 0 | 0 | 0 | 0 | 0 | 748026.4946 | 513946 | 0 | 0 | 0 | 0 | 2203539.7058 | 3203212.5396 | 0 | 0 | 0 | 0 | 0 | 0 | 0 | 0 | 0 | 0 | 0 | 0 | 0 | 0 | 0 | 219814.513 | 14265.9815 | 0 | 0 | 0 | 0 | 0 | 0 | 0 | 0 | 0 | 0 | 0 | 0 | 0 | 0
2016-10-05 21:00 | 0 | 0 | 0 | 0 | 0 | 0 | 753923.5215 | 515936 | 0 | 0 | 0 | 0 | 2427261.2458 | 3217478.5211 | 0 | 0 | 0 | 0 | 0 | 0 | 0 | 0 | 0 | 0 | 0 | 0 | 0 | 0 | 0 | 223721.54 | 14265.9815 | 0 | 0 | 0 | 0 | 0 | 0 | 0 | 0 | 0 | 0 | 0 | 0 | 0 | 0
2016-10-05 22:00 | 0 | 0 | 0 | 0 | 0 | 0 | 733947.2407 | 511466 | 0 | 0 | 0 | 0 | 2635476.505 | 3231744.5026 | 0 | 0 | 0 | 0 | 0 | 0 | 0 | 0 | 0 | 0 | 0 | 0 | 0 | 0 | 0 | 208215.2592 | 14265.9815 | 0 | 0 | 0 | 0 | 0 | 0 | 0 | 0 | 0 | 0 | 0 | 0 | 0 | 0
2016-10-05 23:00 | 0 | 0 | 0 | 0 | 0 | 0 | 580728.0117 | 509137 | 0 | 0 | 0 | 0 | 2692801.5352 | 3246010.4842 | 0 | 0 | 0 | 0 | 0 | 0 | 0 | 0 | 0 | 0 | 0 | 0 | 0 | 0 | 0 | 57325.0302 | 14265.9815 | 0 | 0 | 0 | 0 | 0 | 0 | 0 | 0 | 0 | 0 | 0 | 0 | 0 | 0
2016-10-06 | 0 | 0 | 0 | 0 | 0 | 358038.053 | 222583.4859 | 502299 | 0 | 0 | 0 | 0 | 2756858.0925 | 3260276.4657 | 0 | 0 | 0 | 0 | 0 | 0 | 0 | 0 | 0 | 0 | 0 | 0 | 0 | 0 | 0 | 64056.5573 | 14265.9815 | 0 | 0 | 0 | 0 | 0 | 0 | 0 | 0 | 0 | 0 | 0 | 0 | 0 | 0
2016-10-06 01:00 | 0 | 0 | 0 | 0 | 0 | 630506.685 | 2956.7486 | 481284 | 0 | 0 | 0 | 0 | 2894771.5446 | 3274542.4472 | 0 | 0 | 0 | 0 | 0 | 0 | 0 | 0 | 0 | 0 | 0 | 0 | 0 | 0 | 0 | 137913.4521 | 14265.9815 | 0 | 0 | 0 | 0 | 0 | 0 | 0 | 0 | 0 | 0 | 0 | 0 | 0 | 0
2016-10-06 02:00 | 0 | 0 | 0 | 0 | 0 | 213576.8766 | 0 | 458450 | 0 | 0 | 0 | 0 | 2635632.4397 | 3288808.4288 | 0 | 0 | 0 | 0 | 0 | 0 | 0 | 0 | 0 | 0 | 0 | 0 | 0 | 0 | 0 | -259139.105 | 14265.9815 | 0 | 0 | 0 | 0 | 0 | 0 | 0 | 0 | 0 | 0 | 0 | 0 | 0 | 0
2016-10-06 03:00 | 0 | 0 | 0 | 0 | 0 | 517853.8901 | 0 | 429111 | 0 | 0 | 0 | 0 | 2710109.3482 | 3303074.4103 | 0 | 0 | 0 | 0 | 0 | 0 | 0 | 0 | 0 | 0 | 0 | 0 | 0 | 0 | 0 | 74476.9086 | 14265.9815 | 0 | 0 | 0 | 0 | 0 | 0 | 0 | 0 | 0 | 0 | 0 | 0 | 0 | 0
2016-10-06 04:00 | 0 | 0 | 0 | 0 | 0 | 159016.8766 | 0 | 403890 | 0 | 0 | 0 | 0 | 2450970.2433 | 3317340.3918 | 0 | 0 | 0 | 0 | 0 | 0 | 0 | 0 | 0 | 0 | 0 | 0 | 0 | 0 | 0 | -259139.105 | 14265.9815 | 0 | 0 | 0 | 0 | 0 | 0 | 0 | 0 | 0 | 0 | 0 | 0 | 0 | 0
2016-10-06 05:00 | 0 | 0 | 0 | 0 | 0 | 136878.8766 | 0 | 381752 | 0 | 0 | 0 | 0 | 2191831.1383 | 3331606.3734 | 0 | 0 | 0 | 0 | 0 | 0 | 0 | 0 | 0 | 0 | 0 | 0 | 0 | 0 | 0 | -259139.105 | 14265.9815 | 0 | 0 | 0 | 0 | 0 | 0 | 0 | 0 | 0 | 0 | 0 | 0 | 0 | 0
2016-10-06 06:00 | 0 | 0 | 0 | 0 | 0 | 107137.895 | 0 | 366277 | 0 | 0 | 0 | 0 | 1932692.0334 | 3331606.3734 | 0 | 0 | 0 | 0 | 0 | 0 | 0 | 0 | 0 | 0 | 0 | 0 | 0 | 0 | 0 | -259139.105 | 0 | 0 | 0 | 0 | 0 | 0 | 0 | 0 | 0 | 0 | 0 | 0 | 0 | 0 | 0
2016-10-06 07:00 | 0 | 0 | 0 | 0 | 0 | 111210.8766 | 0 | 356084 | 0 | 0 | 0 | 0 | 1673552.9284 | 3345872.3549 | 0 | 0 | 0 | 0 | 0 | 0 | 0 | 0 | 0 | 0 | 0 | 0 | 0 | 0 | 0 | -259139.105 | 14265.9815 | 0 | 0 | 0 | 0 | 0 | 0 | 0 | 0 | 0 | 0 | 0 | 0 | 0 | 0
2016-10-06 08:00 | 0 | 0 | 0 | 0 | 0 | 524246.4565 | 0 | 353626 | 0 | 0 | 0 | 0 | 1829907.4034 | 3360138.3364 | 0 | 0 | 0 | 0 | 0 | 0 | 0 | 0 | 0 | 0 | 0 | 0 | 0 | 0 | 0 | 156354.475 | 14265.9815 | 0 | 0 | 0 | 0 | 0 | 0 | 0 | 0 | 0 | 0 | 0 | 0 | 0 | 0
2016-10-06 09:00 | 0 | 0 | 0 | 0 | 0 | 103618.895 | 0 | 362758 | 0 | 0 | 0 | 0 | 1570768.2984 | 3360138.3364 | 0 | 0 | 0 | 0 | 0 | 0 | 0 | 0 | 0 | 0 | 0 | 0 | 0 | 0 | 0 | -259139.105 | 0 | 0 | 0 | 0 | 0 | 0 | 0 | 0 | 0 | 0 | 0 | 0 | 0 | 0 | 0
2016-10-06 10:00 | 0 | 0 | 0 | 0 | 0 | 141053.8766 | 0 | 385927 | 0 | 0 | 0 | 0 | 1311629.1935 | 3374404.318 | 0 | 0 | 0 | 0 | 0 | 0 | 0 | 0 | 0 | 0 | 0 | 0 | 0 | 0 | 0 | -259139.105 | 14265.9815 | 0 | 0 | 0 | 0 | 0 | 0 | 0 | 0 | 0 | 0 | 0 | 0 | 0 | 0
2016-10-06 11:00 | 0 | 0 | 0 | 0 | 0 | 151734.895 | 0 | 410874 | 0 | 0 | 0 | 0 | 1052490.0885 | 3374404.318 | 0 | 0 | 0 | 0 | 0 | 0 | 0 | 0 | 0 | 0 | 0 | 0 | 0 | 0 | 0 | -259139.105 | 0 | 0 | 0 | 0 | 0 | 0 | 0 | 0 | 0 | 0 | 0 | 0 | 0 | 0 | 0
2016-10-06 12:00 | 0 | 0 | 0 | 0 | 0 | 180011.8766 | 0 | 424885 | 0 | 0 | 0 | 0 | 793350.9836 | 3388670.2995 | 0 | 0 | 0 | 0 | 0 | 0 | 0 | 0 | 0 | 0 | 0 | 0 | 0 | 0 | 0 | -259139.105 | 14265.9815 | 0 | 0 | 0 | 0 | 0 | 0 | 0 | 0 | 0 | 0 | 0 | 0 | 0 | 0
2016-10-06 13:00 | 0 | 0 | 0 | 0 | 0 | 383282.9963 | 22775.9968 | 438806 | 0 | 0 | 0 | 0 | 746337.9951 | 3402936.281 | 0 | 0 | 0 | 0 | 0 | 0 | 0 | 0 | 0 | 0 | 0 | 0 | 0 | 0 | 0 | -47012.9884 | 14265.9815 | 0 | 0 | 0 | 0 | 0 | 0 | 0 | 0 | 0 | 0 | 0 | 0 | 0 | 0
2016-10-06 14:00 | 0 | 0 | 0 | 0 | 0 | 0 | 343683.0868 | 452384 | 0 | 0 | 0 | 0 | 623371.1004 | 3417202.2626 | 0 | 0 | 0 | 0 | 0 | 0 | 0 | 0 | 0 | 0 | 0 | 0 | 0 | 0 | 0 | -122966.8947 | 14265.9815 | 0 | 0 | 0 | 0 | 0 | 0 | 0 | 0 | 0 | 0 | 0 | 0 | 0 | 0
2016-10-06 15:00 | 0 | 0 | 0 | 0 | 0 | 0 | 734678.4341 | 464701 | 0 | 0 | 0 | 0 | 879082.5529 | 3431468.2441 | 0 | 0 | 0 | 0 | 0 | 0 | 0 | 0 | 0 | 0 | 0 | 0 | 0 | 0 | 0 | 255711.4525 | 14265.9815 | 0 | 0 | 0 | 0 | 0 | 0 | 0 | 0 | 0 | 0 | 0 | 0 | 0 | 0
2016-10-06 16:00 | 0 | 0 | 0 | 0 | 0 | 0 | 749333.0865 | 475928 | 0 | 0 | 0 | 0 | 1138221.6579 | 3445734.2256 | 0 | 0 | 0 | 0 | 0 | 0 | 0 | 0 | 0 | 0 | 0 | 0 | 0 | 0 | 0 | 259139.105 | 14265.9815 | 0 | 0 | 0 | 0 | 0 | 0 | 0 | 0 | 0 | 0 | 0 | 0 | 0 | 0
2016-10-06 17:00 | 0 | 0 | 0 | 0 | 0 | 0 | 760654.7335 | 487992 | 0 | 0 | 0 | 0 | 1396618.4098 | 3460000.2072 | 0 | 0 | 0 | 0 | 0 | 0 | 0 | 0 | 0 | 0 | 0 | 0 | 0 | 0 | 0 | 258396.752 | 14265.9815 | 0 | 0 | 0 | 0 | 0 | 0 | 0 | 0 | 0 | 0 | 0 | 0 | 0 | 0
2016-10-06 18:00 | 0 | 0 | 0 | 0 | 0 | 0 | 741037.3808 | 498243 | 0 | 0 | 0 | 0 | 1625146.8091 | 3474266.1887 | 0 | 0 | 0 | 0 | 0 | 0 | 0 | 0 | 0 | 0 | 0 | 0 | 0 | 0 | 0 | 228528.3992 | 14265.9815 | 0 | 0 | 0 | 0 | 0 | 0 | 0 | 0 | 0 | 0 | 0 | 0 | 0 | 0
2016-10-06 19:00 | 0 | 0 | 0 | 0 | 0 | 0 | 728251.6443 | 504825 | 0 | 0 | 0 | 0 | 1834307.4718 | 3488532.1702 | 0 | 0 | 0 | 0 | 0 | 0 | 0 | 0 | 0 | 0 | 0 | 0 | 0 | 0 | 0 | 209160.6627 | 14265.9815 | 0 | 0 | 0 | 0 | 0 | 0 | 0 | 0 | 0 | 0 | 0 | 0 | 0 | 0
2016-10-06 20:00 | 0 | 0 | 0 | 0 | 0 | 0 | 733594.8753 | 509579 | 0 | 0 | 0 | 0 | 2044057.3656 | 3502798.1518 | 0 | 0 | 0 | 0 | 0 | 0 | 0 | 0 | 0 | 0 | 0 | 0 | 0 | 0 | 0 | 209749.8938 | 14265.9815 | 0 | 0 | 0 | 0 | 0 | 0 | 0 | 0 | 0 | 0 | 0 | 0 | 0 | 0
2016-10-06 21:00 | 0 | 0 | 0 | 0 | 0 | 0 | 736822.0816 | 510568 | 0 | 0 | 0 | 0 | 2256045.4656 | 3517064.1333 | 0 | 0 | 0 | 0 | 0 | 0 | 0 | 0 | 0 | 0 | 0 | 0 | 0 | 0 | 0 | 211988.1001 | 14265.9815 | 0 | 0 | 0 | 0 | 0 | 0 | 0 | 0 | 0 | 0 | 0 | 0 | 0 | 0
2016-10-06 22:00 | 0 | 0 | 0 | 0 | 0 | 0 | 706743.4752 | 506396 | 0 | 0 | 0 | 0 | 2442126.9594 | 3531330.1148 | 0 | 0 | 0 | 0 | 0 | 0 | 0 | 0 | 0 | 0 | 0 | 0 | 0 | 0 | 0 | 186081.4937 | 14265.9815 | 0 | 0 | 0 | 0 | 0 | 0 | 0 | 0 | 0 | 0 | 0 | 0 | 0 | 0
2016-10-06 23:00 | 0 | 0 | 0 | 0 | 0 | 0 | 569739.8017 | 505799 | 0 | 0 | 0 | 0 | 2491801.7795 | 3545596.0964 | 0 | 0 | 0 | 0 | 0 | 0 | 0 | 0 | 0 | 0 | 0 | 0 | 0 | 0 | 0 | 49674.8202 | 14265.9815 | 0 | 0 | 0 | 0 | 0 | 0 | 0 | 0 | 0 | 0 | 0 | 0 | 0 | 0
2016-10-07 | 0 | 0 | 0 | 0 | 0 | 39297.0405 | 216563.8361 | 500734 | 0 | 0 | 0 | 0 | 2232662.6746 | 3559862.0779 | 0 | 0 | 0 | 0 | 0 | 0 | 0 | 0 | 0 | 0 | 0 | 0 | 0 | 0 | 0 | -259139.105 | 14265.9815 | 0 | 0 | 0 | 0 | 0 | 0 | 0 | 0 | 0 | 0 | 0 | 0 | 0 | 0
2016-10-07 01:00 | 0 | 0 | 0 | 0 | 0 | 514993.7169 | 3639.915 | 484447 | 0 | 0 | 0 | 0 | 2252583.325 | 3574128.0594 | 0 | 0 | 0 | 0 | 0 | 0 | 0 | 0 | 0 | 0 | 0 | 0 | 0 | 0 | 0 | 19920.6504 | 14265.9815 | 0 | 0 | 0 | 0 | 0 | 0 | 0 | 0 | 0 | 0 | 0 | 0 | 0 | 0
2016-10-07 02:00 | 0 | 0 | 0 | 0 | 0 | 200225.895 | 0 | 459365 | 0 | 0 | 0 | 0 | 1993444.22 | 3574128.0594 | 0 | 0 | 0 | 0 | 0 | 0 | 0 | 0 | 0 | 0 | 0 | 0 | 0 | 0 | 0 | -259139.105 | 0 | 0 | 0 | 0 | 0 | 0 | 0 | 0 | 0 | 0 | 0 | 0 | 0 | 0 | 0
2016-10-07 03:00 | 0 | 0 | 0 | 0 | 0 | 183569.8766 | 0 | 428443 | 0 | 0 | 0 | 0 | 1734305.1151 | 3588394.0409 | 0 | 0 | 0 | 0 | 0 | 0 | 0 | 0 | 0 | 0 | 0 | 0 | 0 | 0 | 0 | -259139.105 | 14265.9815 | 0 | 0 | 0 | 0 | 0 | 0 | 0 | 0 | 0 | 0 | 0 | 0 | 0 | 0
2016-10-07 04:00 | 0 | 0 | 0 | 0 | 0 | 554910.6937 | 0 | 401406 | 0 | 0 | 0 | 0 | 1887809.8088 | 3588394.0409 | 0 | 0 | 0 | 0 | 0 | 0 | 0 | 0 | 0 | 0 | 0 | 0 | 0 | 0 | 0 | 153504.6937 | 0 | 0 | 0 | 0 | 0 | 0 | 0 | 0 | 0 | 0 | 0 | 0 | 0 | 0 | 0
2016-10-07 05:00 | 0 | 0 | 0 | 0 | 0 | 134699.8766 | 0 | 379573 | 0 | 0 | 0 | 0 | 1628670.7038 | 3602660.0225 | 0 | 0 | 0 | 0 | 0 | 0 | 0 | 0 | 0 | 0 | 0 | 0 | 0 | 0 | 0 | -259139.105 | 14265.9815 | 0 | 0 | 0 | 0 | 0 | 0 | 0 | 0 | 0 | 0 | 0 | 0 | 0 | 0
2016-10-07 06:00 | 0 | 0 | 0 | 0 | 0 | 103385.895 | 0 | 362525 | 0 | 0 | 0 | 0 | 1369531.5989 | 3602660.0225 | 0 | 0 | 0 | 0 | 0 | 0 | 0 | 0 | 0 | 0 | 0 | 0 | 0 | 0 | 0 | -259139.105 | 0 | 0 | 0 | 0 | 0 | 0 | 0 | 0 | 0 | 0 | 0 | 0 | 0 | 0 | 0
2016-10-07 07:00 | 0 | 0 | 0 | 0 | 0 | 94142.895 | 0 | 353282 | 0 | 0 | 0 | 0 | 1110392.4939 | 3602660.0225 | 0 | 0 | 0 | 0 | 0 | 0 | 0 | 0 | 0 | 0 | 0 | 0 | 0 | 0 | 0 | -259139.105 | 0 | 0 | 0 | 0 | 0 | 0 | 0 | 0 | 0 | 0 | 0 | 0 | 0 | 0 | 0
2016-10-07 08:00 | 0 | 0 | 0 | 0 | 0 | 560288.7298 | 0 | 350335 | 0 | 0 | 0 | 0 | 1320346.2238 | 3602660.0225 | 0 | 0 | 0 | 0 | 0 | 0 | 0 | 0 | 0 | 0 | 0 | 0 | 0 | 0 | 0 | 209953.7298 | 0 | 0 | 0 | 0 | 0 | 0 | 0 | 0 | 0 | 0 | 0 | 0 | 0 | 0 | 0
2016-10-07 09:00 | 0 | 0 | 0 | 0 | 0 | 98302.895 | 0 | 357442 | 0 | 0 | 0 | 0 | 1061207.1188 | 3602660.0225 | 0 | 0 | 0 | 0 | 0 | 0 | 0 | 0 | 0 | 0 | 0 | 0 | 0 | 0 | 0 | -259139.105 | 0 | 0 | 0 | 0 | 0 | 0 | 0 | 0 | 0 | 0 | 0 | 0 | 0 | 0 | 0
2016-10-07 10:00 | 0 | 0 | 0 | 0 | 0 | 118645.895 | 0 | 377785 | 0 | 0 | 0 | 0 | 802068.0139 | 3602660.0225 | 0 | 0 | 0 | 0 | 0 | 0 | 0 | 0 | 0 | 0 | 0 | 0 | 0 | 0 | 0 | -259139.105 | 0 | 0 | 0 | 0 | 0 | 0 | 0 | 0 | 0 | 0 | 0 | 0 | 0 | 0 | 0
2016-10-07 11:00 | 0 | 0 | 0 | 0 | 0 | 142260.895 | 0 | 401400 | 0 | 0 | 0 | 0 | 542928.9089 | 3602660.0225 | 0 | 0 | 0 | 0 | 0 | 0 | 0 | 0 | 0 | 0 | 0 | 0 | 0 | 0 | 0 | -259139.105 | 0 | 0 | 0 | 0 | 0 | 0 | 0 | 0 | 0 | 0 | 0 | 0 | 0 | 0 | 0
2016-10-07 12:00 | 0 | 0 | 0 | 0 | 0 | 171243.8766 | 0 | 416117 | 0 | 0 | 0 | 0 | 283789.804 | 3616926.004 | 0 | 0 | 0 | 0 | 0 | 0 | 0 | 0 | 0 | 0 | 0 | 0 | 0 | 0 | 0 | -259139.105 | 14265.9815 | 0 | 0 | 0 | 0 | 0 | 0 | 0 | 0 | 0 | 0 | 0 | 0 | 0 | 0
2016-10-07 13:00 | 0 | 0 | 0 | 0 | 0 | 387811.8067 | 17082.7584 | 429380 | 0 | 0 | 0 | 0 | 245038.3875 | 3631191.9855 | 0 | 0 | 0 | 0 | 0 | 0 | 0 | 0 | 0 | 0 | 0 | 0 | 0 | 0 | 0 | -38751.4165 | 14265.9815 | 0 | 0 | 0 | 0 | 0 | 0 | 0 | 0 | 0 | 0 | 0 | 0 | 0 | 0
2016-10-07 14:00 | 0 | 0 | 0 | 0 | 0 | 0 | 388649.1811 | 442980 | 0 | 0 | 0 | 0 | 176441.587 | 3645457.9671 | 0 | 0 | 0 | 0 | 0 | 0 | 0 | 0 | 0 | 0 | 0 | 0 | 0 | 0 | 0 | -68596.8005 | 14265.9815 | 0 | 0 | 0 | 0 | 0 | 0 | 0 | 0 | 0 | 0 | 0 | 0 | 0 | 0
2016-10-07 15:00 | 0 | 0 | 0 | 0 | 0 | 0 | 702038.9879 | 453071 | 0 | 0 | 0 | 0 | 411143.5934 | 3659723.9486 | 0 | 0 | 0 | 0 | 0 | 0 | 0 | 0 | 0 | 0 | 0 | 0 | 0 | 0 | 0 | 234702.0063 | 14265.9815 | 0 | 0 | 0 | 0 | 0 | 0 | 0 | 0 | 0 | 0 | 0 | 0 | 0 | 0
2016-10-07 16:00 | 0 | 0 | 0 | 0 | 0 | 0 | 734709.0865 | 461304 | 0 | 0 | 0 | 0 | 670282.6983 | 3673989.9301 | 0 | 0 | 0 | 0 | 0 | 0 | 0 | 0 | 0 | 0 | 0 | 0 | 0 | 0 | 0 | 259139.105 | 14265.9815 | 0 | 0 | 0 | 0 | 0 | 0 | 0 | 0 | 0 | 0 | 0 | 0 | 0 | 0
2016-10-07 17:00 | 0 | 0 | 0 | 0 | 0 | 0 | 743170.0865 | 469765 | 0 | 0 | 0 | 0 | 929421.8033 | 3688255.9117 | 0 | 0 | 0 | 0 | 0 | 0 | 0 | 0 | 0 | 0 | 0 | 0 | 0 | 0 | 0 | 259139.105 | 14265.9815 | 0 | 0 | 0 | 0 | 0 | 0 | 0 | 0 | 0 | 0 | 0 | 0 | 0 | 0
2016-10-07 18:00 | 0 | 0 | 0 | 0 | 0 | 0 | 730626.8562 | 476505 | 0 | 0 | 0 | 0 | 1169277.6779 | 3702521.8932 | 0 | 0 | 0 | 0 | 0 | 0 | 0 | 0 | 0 | 0 | 0 | 0 | 0 | 0 | 0 | 239855.8747 | 14265.9815 | 0 | 0 | 0 | 0 | 0 | 0 | 0 | 0 | 0 | 0 | 0 | 0 | 0 | 0
2016-10-07 19:00 | 0 | 0 | 0 | 0 | 0 | 0 | 717237.2074 | 479943 | 0 | 0 | 0 | 0 | 1392305.9038 | 3716787.8747 | 0 | 0 | 0 | 0 | 0 | 0 | 0 | 0 | 0 | 0 | 0 | 0 | 0 | 0 | 0 | 223028.2259 | 14265.9815 | 0 | 0 | 0 | 0 | 0 | 0 | 0 | 0 | 0 | 0 | 0 | 0 | 0 | 0
2016-10-07 20:00 | 0 | 0 | 0 | 0 | 0 | 0 | 720167.8046 | 482069 | 0 | 0 | 0 | 0 | 1616138.7268 | 3731053.8563 | 0 | 0 | 0 | 0 | 0 | 0 | 0 | 0 | 0 | 0 | 0 | 0 | 0 | 0 | 0 | 223832.823 | 14265.9815 | 0 | 0 | 0 | 0 | 0 | 0 | 0 | 0 | 0 | 0 | 0 | 0 | 0 | 0
2016-10-07 21:00 | 0 | 0 | 0 | 0 | 0 | 0 | 719930.4184 | 481238 | 0 | 0 | 0 | 0 | 1840565.1637 | 3745319.8378 | 0 | 0 | 0 | 0 | 0 | 0 | 0 | 0 | 0 | 0 | 0 | 0 | 0 | 0 | 0 | 224426.4369 | 14265.9815 | 0 | 0 | 0 | 0 | 0 | 0 | 0 | 0 | 0 | 0 | 0 | 0 | 0 | 0
2016-10-07 22:00 | 0 | 0 | 0 | 0 | 0 | 0 | 695386.1413 | 476103 | 0 | 0 | 0 | 0 | 2045582.3235 | 3759585.8193 | 0 | 0 | 0 | 0 | 0 | 0 | 0 | 0 | 0 | 0 | 0 | 0 | 0 | 0 | 0 | 205017.1598 | 14265.9815 | 0 | 0 | 0 | 0 | 0 | 0 | 0 | 0 | 0 | 0 | 0 | 0 | 0 | 0
2016-10-07 23:00 | 0 | 0 | 0 | 0 | 0 | 0 | 533223.0658 | 472386 | 0 | 0 | 0 | 0 | 2092153.4078 | 3773851.8009 | 0 | 0 | 0 | 0 | 0 | 0 | 0 | 0 | 0 | 0 | 0 | 0 | 0 | 0 | 0 | 46571.0843 | 14265.9815 | 0 | 0 | 0 | 0 | 0 | 0 | 0 | 0 | 0 | 0 | 0 | 0 | 0 | 0
2016-10-08 | 0 | 0 | 0 | 0 | 0 | 344670.0962 | 179241.31 | 465369 | 0 | 0 | 0 | 0 | 2136429.8325 | 3788117.7824 | 0 | 0 | 0 | 0 | 0 | 0 | 0 | 0 | 0 | 0 | 0 | 0 | 0 | 0 | 0 | 44276.4247 | 14265.9815 | 0 | 0 | 0 | 0 | 0 | 0 | 0 | 0 | 0 | 0 | 0 | 0 | 0 | 0
2016-10-08 01:00 | 0 | 0 | 0 | 0 | 0 | 385010.8971 | 1339.6543 | 450868 | 0 | 0 | 0 | 0 | 2057646.4024 | 3802383.7639 | 0 | 0 | 0 | 0 | 0 | 0 | 0 | 0 | 0 | 0 | 0 | 0 | 0 | 0 | 0 | -78783.4301 | 14265.9815 | 0 | 0 | 0 | 0 | 0 | 0 | 0 | 0 | 0 | 0 | 0 | 0 | 0 | 0
2016-10-08 02:00 | 0 | 0 | 0 | 0 | 0 | 169212.895 | 0 | 428352 | 0 | 0 | 0 | 0 | 1798507.2975 | 3802383.7639 | 0 | 0 | 0 | 0 | 0 | 0 | 0 | 0 | 0 | 0 | 0 | 0 | 0 | 0 | 0 | -259139.105 | 0 | 0 | 0 | 0 | 0 | 0 | 0 | 0 | 0 | 0 | 0 | 0 | 0 | 0 | 0
2016-10-08 03:00 | 0 | 0 | 0 | 0 | 0 | 446190.9282 | 0 | 407395 | 0 | 0 | 0 | 0 | 1837303.2257 | 3802383.7639 | 0 | 0 | 0 | 0 | 0 | 0 | 0 | 0 | 0 | 0 | 0 | 0 | 0 | 0 | 0 | 38795.9282 | 0 | 0 | 0 | 0 | 0 | 0 | 0 | 0 | 0 | 0 | 0 | 0 | 0 | 0 | 0
2016-10-08 04:00 | 0 | 0 | 0 | 0 | 0 | 460877.1677 | 0 | 385732 | 0 | 0 | 0 | 0 | 1912448.3934 | 3802383.7639 | 0 | 0 | 0 | 0 | 0 | 0 | 0 | 0 | 0 | 0 | 0 | 0 | 0 | 0 | 0 | 75145.1677 | 0 | 0 | 0 | 0 | 0 | 0 | 0 | 0 | 0 | 0 | 0 | 0 | 0 | 0 | 0
2016-10-08 05:00 | 0 | 0 | 0 | 0 | 0 | 120085.8766 | 0 | 364959 | 0 | 0 | 0 | 0 | 1653309.2884 | 3816649.7455 | 0 | 0 | 0 | 0 | 0 | 0 | 0 | 0 | 0 | 0 | 0 | 0 | 0 | 0 | 0 | -259139.105 | 14265.9815 | 0 | 0 | 0 | 0 | 0 | 0 | 0 | 0 | 0 | 0 | 0 | 0 | 0 | 0
2016-10-08 06:00 | 0 | 0 | 0 | 0 | 0 | 105230.8766 | 0 | 350104 | 0 | 0 | 0 | 0 | 1394170.1835 | 3830915.727 | 0 | 0 | 0 | 0 | 0 | 0 | 0 | 0 | 0 | 0 | 0 | 0 | 0 | 0 | 0 | -259139.105 | 14265.9815 | 0 | 0 | 0 | 0 | 0 | 0 | 0 | 0 | 0 | 0 | 0 | 0 | 0 | 0
2016-10-08 07:00 | 0 | 0 | 0 | 0 | 0 | 440425.2433 | 0 | 339014 | 0 | 0 | 0 | 0 | 1481315.4452 | 3845181.7085 | 0 | 0 | 0 | 0 | 0 | 0 | 0 | 0 | 0 | 0 | 0 | 0 | 0 | 0 | 0 | 87145.2618 | 14265.9815 | 0 | 0 | 0 | 0 | 0 | 0 | 0 | 0 | 0 | 0 | 0 | 0 | 0 | 0
2016-10-08 08:00 | 0 | 0 | 0 | 0 | 0 | 87597.8766 | 0 | 332471 | 0 | 0 | 0 | 0 | 1222176.3403 | 3859447.6901 | 0 | 0 | 0 | 0 | 0 | 0 | 0 | 0 | 0 | 0 | 0 | 0 | 0 | 0 | 0 | -259139.105 | 14265.9815 | 0 | 0 | 0 | 0 | 0 | 0 | 0 | 0 | 0 | 0 | 0 | 0 | 0 | 0
2016-10-08 09:00 | 0 | 0 | 0 | 0 | 0 | 87064.8766 | 0 | 331938 | 0 | 0 | 0 | 0 | 963037.2353 | 3873713.6716 | 0 | 0 | 0 | 0 | 0 | 0 | 0 | 0 | 0 | 0 | 0 | 0 | 0 | 0 | 0 | -259139.105 | 14265.9815 | 0 | 0 | 0 | 0 | 0 | 0 | 0 | 0 | 0 | 0 | 0 | 0 | 0 | 0
2016-10-08 10:00 | 0 | 0 | 0 | 0 | 0 | 378435.3448 | 0 | 338002 | 0 | 0 | 0 | 0 | 1003470.5801 | 3873713.6716 | 0 | 0 | 0 | 0 | 0 | 0 | 0 | 0 | 0 | 0 | 0 | 0 | 0 | 0 | 0 | 40433.3448 | 0 | 0 | 0 | 0 | 0 | 0 | 0 | 0 | 0 | 0 | 0 | 0 | 0 | 0 | 0
2016-10-08 11:00 | 0 | 0 | 0 | 0 | 0 | 357847.1004 | 0 | 348329 | 0 | 0 | 0 | 0 | 998722.6989 | 3887979.6531 | 0 | 0 | 0 | 0 | 0 | 0 | 0 | 0 | 0 | 0 | 0 | 0 | 0 | 0 | 0 | -4747.8812 | 14265.9815 | 0 | 0 | 0 | 0 | 0 | 0 | 0 | 0 | 0 | 0 | 0 | 0 | 0 | 0
2016-10-08 12:00 | 0 | 0 | 0 | 0 | 0 | 101960.895 | 0 | 361100 | 0 | 0 | 0 | 0 | 739583.594 | 3887979.6531 | 0 | 0 | 0 | 0 | 0 | 0 | 0 | 0 | 0 | 0 | 0 | 0 | 0 | 0 | 0 | -259139.105 | 0 | 0 | 0 | 0 | 0 | 0 | 0 | 0 | 0 | 0 | 0 | 0 | 0 | 0 | 0
2016-10-08 13:00 | 0 | 0 | 0 | 0 | 0 | 243548.5624 | 11857.0559 | 379211 | 0 | 0 | 0 | 0 | 601512.2307 | 3902245.6347 | 0 | 0 | 0 | 0 | 0 | 0 | 0 | 0 | 0 | 0 | 0 | 0 | 0 | 0 | 0 | -138071.3633 | 14265.9815 | 0 | 0 | 0 | 0 | 0 | 0 | 0 | 0 | 0 | 0 | 0 | 0 | 0 | 0
2016-10-08 14:00 | 0 | 0 | 0 | 0 | 0 | 0 | 236430.1059 | 394483 | 0 | 0 | 0 | 0 | 429193.355 | 3916511.6162 | 0 | 0 | 0 | 0 | 0 | 0 | 0 | 0 | 0 | 0 | 0 | 0 | 0 | 0 | 0 | -172318.8757 | 14265.9815 | 0 | 0 | 0 | 0 | 0 | 0 | 0 | 0 | 0 | 0 | 0 | 0 | 0 | 0
2016-10-08 15:00 | 0 | 0 | 0 | 0 | 0 | 0 | 520823.8958 | 406622 | 0 | 0 | 0 | 0 | 529129.2693 | 3930777.5977 | 0 | 0 | 0 | 0 | 0 | 0 | 0 | 0 | 0 | 0 | 0 | 0 | 0 | 0 | 0 | 99935.9142 | 14265.9815 | 0 | 0 | 0 | 0 | 0 | 0 | 0 | 0 | 0 | 0 | 0 | 0 | 0 | 0
2016-10-08 16:00 | 0 | 0 | 0 | 0 | 0 | 0 | 620422.3398 | 415739 | 0 | 0 | 0 | 0 | 719546.6275 | 3945043.5793 | 0 | 0 | 0 | 0 | 0 | 0 | 0 | 0 | 0 | 0 | 0 | 0 | 0 | 0 | 0 | 190417.3583 | 14265.9815 | 0 | 0 | 0 | 0 | 0 | 0 | 0 | 0 | 0 | 0 | 0 | 0 | 0 | 0
2016-10-08 17:00 | 0 | 0 | 0 | 0 | 0 | 0 | 627451.2429 | 421708 | 0 | 0 | 0 | 0 | 911023.8889 | 3959309.5608 | 0 | 0 | 0 | 0 | 0 | 0 | 0 | 0 | 0 | 0 | 0 | 0 | 0 | 0 | 0 | 191477.2613 | 14265.9815 | 0 | 0 | 0 | 0 | 0 | 0 | 0 | 0 | 0 | 0 | 0 | 0 | 0 | 0
2016-10-08 18:00 | 0 | 0 | 0 | 0 | 0 | 0 | 609594.4453 | 426659 | 0 | 0 | 0 | 0 | 1079693.3527 | 3973575.5423 | 0 | 0 | 0 | 0 | 0 | 0 | 0 | 0 | 0 | 0 | 0 | 0 | 0 | 0 | 0 | 168669.4638 | 14265.9815 | 0 | 0 | 0 | 0 | 0 | 0 | 0 | 0 | 0 | 0 | 0 | 0 | 0 | 0
2016-10-08 19:00 | 0 | 0 | 0 | 0 | 0 | 0 | 590412.9922 | 431968 | 0 | 0 | 0 | 0 | 1223872.3633 | 3987841.5239 | 0 | 0 | 0 | 0 | 0 | 0 | 0 | 0 | 0 | 0 | 0 | 0 | 0 | 0 | 0 | 144179.0106 | 14265.9815 | 0 | 0 | 0 | 0 | 0 | 0 | 0 | 0 | 0 | 0 | 0 | 0 | 0 | 0
2016-10-08 20:00 | 0 | 0 | 0 | 0 | 0 | 0 | 576378.6054 | 436274 | 0 | 0 | 0 | 0 | 1349710.9871 | 4002107.5054 | 0 | 0 | 0 | 0 | 0 | 0 | 0 | 0 | 0 | 0 | 0 | 0 | 0 | 0 | 0 | 125838.6238 | 14265.9815 | 0 | 0 | 0 | 0 | 0 | 0 | 0 | 0 | 0 | 0 | 0 | 0 | 0 | 0
2016-10-08 21:00 | 0 | 0 | 0 | 0 | 0 | 0 | 548327.2041 | 439383 | 0 | 0 | 0 | 0 | 1444389.2096 | 4016373.4869 | 0 | 0 | 0 | 0 | 0 | 0 | 0 | 0 | 0 | 0 | 0 | 0 | 0 | 0 | 0 | 94678.2225 | 14265.9815 | 0 | 0 | 0 | 0 | 0 | 0 | 0 | 0 | 0 | 0 | 0 | 0 | 0 | 0
2016-10-08 22:00 | 0 | 0 | 0 | 0 | 0 | 0 | 507332.6121 | 439069 | 0 | 0 | 0 | 0 | 1498386.8401 | 4030639.4685 | 0 | 0 | 0 | 0 | 0 | 0 | 0 | 0 | 0 | 0 | 0 | 0 | 0 | 0 | 0 | 53997.6305 | 14265.9815 | 0 | 0 | 0 | 0 | 0 | 0 | 0 | 0 | 0 | 0 | 0 | 0 | 0 | 0
2016-10-08 23:00 | 0 | 0 | 0 | 0 | 0 | 206630.4207 | 397547.3142 | 435365 | 0 | 0 | 0 | 0 | 1652933.5935 | 4044905.45 | 0 | 0 | 0 | 0 | 0 | 0 | 0 | 0 | 0 | 0 | 0 | 0 | 0 | 0 | 0 | 154546.7534 | 14265.9815 | 0 | 0 | 0 | 0 | 0 | 0 | 0 | 0 | 0 | 0 | 0 | 0 | 0 | 0
2016-10-09 | 0 | 0 | 0 | 0 | 0 | 368844.1955 | 171158.3124 | 432182 | 0 | 0 | 0 | 0 | 1746488.1199 | 4059171.4315 | 0 | 0 | 0 | 0 | 0 | 0 | 0 | 0 | 0 | 0 | 0 | 0 | 0 | 0 | 0 | 93554.5264 | 14265.9815 | 0 | 0 | 0 | 0 | 0 | 0 | 0 | 0 | 0 | 0 | 0 | 0 | 0 | 0
2016-10-09 01:00 | 0 | 0 | 0 | 0 | 0 | 468301.9138 | 2031.6215 | 422059 | 0 | 0 | 0 | 0 | 1780496.6737 | 4073437.413 | 0 | 0 | 0 | 0 | 0 | 0 | 0 | 0 | 0 | 0 | 0 | 0 | 0 | 0 | 0 | 34008.5538 | 14265.9815 | 0 | 0 | 0 | 0 | 0 | 0 | 0 | 0 | 0 | 0 | 0 | 0 | 0 | 0
2016-10-09 02:00 | 0 | 0 | 0 | 0 | 0 | 157378.8766 | 0 | 402252 | 0 | 0 | 0 | 0 | 1521357.5688 | 4087703.3946 | 0 | 0 | 0 | 0 | 0 | 0 | 0 | 0 | 0 | 0 | 0 | 0 | 0 | 0 | 0 | -259139.105 | 14265.9815 | 0 | 0 | 0 | 0 | 0 | 0 | 0 | 0 | 0 | 0 | 0 | 0 | 0 | 0
2016-10-09 03:00 | 0 | 0 | 0 | 0 | 0 | 120930.895 | 0 | 380070 | 0 | 0 | 0 | 0 | 1262218.4638 | 4087703.3946 | 0 | 0 | 0 | 0 | 0 | 0 | 0 | 0 | 0 | 0 | 0 | 0 | 0 | 0 | 0 | -259139.105 | 0 | 0 | 0 | 0 | 0 | 0 | 0 | 0 | 0 | 0 | 0 | 0 | 0 | 0 | 0
2016-10-09 04:00 | 0 | 0 | 0 | 0 | 0 | 480683.6587 | 0 | 362415 | 0 | 0 | 0 | 0 | 1380487.1225 | 4087703.3946 | 0 | 0 | 0 | 0 | 0 | 0 | 0 | 0 | 0 | 0 | 0 | 0 | 0 | 0 | 0 | 118268.6587 | 0 | 0 | 0 | 0 | 0 | 0 | 0 | 0 | 0 | 0 | 0 | 0 | 0 | 0 | 0
2016-10-09 05:00 | 0 | 0 | 0 | 0 | 0 | 474279.9654 | 0 | 344211 | 0 | 0 | 0 | 0 | 1510556.0879 | 4087703.3946 | 0 | 0 | 0 | 0 | 0 | 0 | 0 | 0 | 0 | 0 | 0 | 0 | 0 | 0 | 0 | 130068.9654 | 0 | 0 | 0 | 0 | 0 | 0 | 0 | 0 | 0 | 0 | 0 | 0 | 0 | 0 | 0
2016-10-09 06:00 | 0 | 0 | 0 | 0 | 0 | 70563.895 | 0 | 329703 | 0 | 0 | 0 | 0 | 1251416.983 | 4087703.3946 | 0 | 0 | 0 | 0 | 0 | 0 | 0 | 0 | 0 | 0 | 0 | 0 | 0 | 0 | 0 | -259139.105 | 0 | 0 | 0 | 0 | 0 | 0 | 0 | 0 | 0 | 0 | 0 | 0 | 0 | 0 | 0
2016-10-09 07:00 | 0 | 0 | 0 | 0 | 0 | 61317.895 | 0 | 320457 | 0 | 0 | 0 | 0 | 992277.878 | 4087703.3946 | 0 | 0 | 0 | 0 | 0 | 0 | 0 | 0 | 0 | 0 | 0 | 0 | 0 | 0 | 0 | -259139.105 | 0 | 0 | 0 | 0 | 0 | 0 | 0 | 0 | 0 | 0 | 0 | 0 | 0 | 0 | 0
2016-10-09 08:00 | 0 | 0 | 0 | 0 | 0 | 468822.8857 | 0 | 314804 | 0 | 0 | 0 | 0 | 1146296.7637 | 4087703.3946 | 0 | 0 | 0 | 0 | 0 | 0 | 0 | 0 | 0 | 0 | 0 | 0 | 0 | 0 | 0 | 154018.8857 | 0 | 0 | 0 | 0 | 0 | 0 | 0 | 0 | 0 | 0 | 0 | 0 | 0 | 0 | 0
2016-10-09 09:00 | 0 | 0 | 0 | 0 | 0 | 54364.895 | 0 | 313504 | 0 | 0 | 0 | 0 | 887157.6588 | 4087703.3946 | 0 | 0 | 0 | 0 | 0 | 0 | 0 | 0 | 0 | 0 | 0 | 0 | 0 | 0 | 0 | -259139.105 | 0 | 0 | 0 | 0 | 0 | 0 | 0 | 0 | 0 | 0 | 0 | 0 | 0 | 0 | 0
2016-10-09 10:00 | 0 | 0 | 0 | 0 | 0 | 57193.895 | 0 | 316333 | 0 | 0 | 0 | 0 | 628018.5538 | 4087703.3946 | 0 | 0 | 0 | 0 | 0 | 0 | 0 | 0 | 0 | 0 | 0 | 0 | 0 | 0 | 0 | -259139.105 | 0 | 0 | 0 | 0 | 0 | 0 | 0 | 0 | 0 | 0 | 0 | 0 | 0 | 0 | 0
2016-10-09 11:00 | 0 | 0 | 0 | 0 | 0 | 63864.895 | 0 | 323004 | 0 | 0 | 0 | 0 | 368879.4489 | 4087703.3946 | 0 | 0 | 0 | 0 | 0 | 0 | 0 | 0 | 0 | 0 | 0 | 0 | 0 | 0 | 0 | -259139.105 | 0 | 0 | 0 | 0 | 0 | 0 | 0 | 0 | 0 | 0 | 0 | 0 | 0 | 0 | 0
2016-10-09 12:00 | 0 | 0 | 0 | 0 | 0 | 75347.895 | 0 | 334487 | 0 | 0 | 0 | 0 | 109740.3439 | 4087703.3946 | 0 | 0 | 0 | 0 | 0 | 0 | 0 | 0 | 0 | 0 | 0 | 0 | 0 | 0 | 0 | -259139.105 | 0 | 0 | 0 | 0 | 0 | 0 | 0 | 0 | 0 | 0 | 0 | 0 | 0 | 0 | 0
2016-10-09 13:00 | 0 | 0 | 0 | 0 | 0 | 371692.5846 | 9905.5936 | 350536 | 0 | 0 | 0 | 0 | 126536.5406 | 4101969.3761 | 0 | 0 | 0 | 0 | 0 | 0 | 0 | 0 | 0 | 0 | 0 | 0 | 0 | 0 | 0 | 16796.1967 | 14265.9815 | 0 | 0 | 0 | 0 | 0 | 0 | 0 | 0 | 0 | 0 | 0 | 0 | 0 | 0
2016-10-09 14:00 | 0 | 0 | 0 | 0 | 0 | 0 | 251385.4409 | 363656 | 0 | 0 | 0 | 0 | 0 | 4116235.3576 | 0 | 0 | 0 | 0 | 0 | 0 | 0 | 0 | 0 | 0 | 0 | 0 | 0 | 0 | 0 | -126536.5406 | 14265.9815 | 0 | 0 | 0 | 0 | 0 | 0 | 0 | 0 | 0 | 0 | 0 | 0 | 0 | 0
2016-10-09 15:00 | 0 | 0 | 0 | 0 | 0 | 66073.9569 | 581431.1296 | 374100 | 0 | 0 | 0 | 0 | 259139.105 | 4130501.3392 | 0 | 0 | 0 | 0 | 0 | 0 | 0 | 0 | 0 | 0 | 0 | 0 | 0 | 0 | 0 | 259139.105 | 14265.9815 | 0 | 0 | 0 | 0 | 0 | 0 | 0 | 0 | 0 | 0 | 0 | 0 | 0 | 0
2016-10-09 16:00 | 0 | 0 | 0 | 0 | 0 | 0 | 657335.0865 | 383930 | 0 | 0 | 0 | 0 | 518278.2099 | 4144767.3207 | 0 | 0 | 0 | 0 | 0 | 0 | 0 | 0 | 0 | 0 | 0 | 0 | 0 | 0 | 0 | 259139.105 | 14265.9815 | 0 | 0 | 0 | 0 | 0 | 0 | 0 | 0 | 0 | 0 | 0 | 0 | 0 | 0
2016-10-09 17:00 | 0 | 0 | 0 | 0 | 0 | 0 | 666304.0865 | 392899 | 0 | 0 | 0 | 0 | 777417.3149 | 4159033.3022 | 0 | 0 | 0 | 0 | 0 | 0 | 0 | 0 | 0 | 0 | 0 | 0 | 0 | 0 | 0 | 259139.105 | 14265.9815 | 0 | 0 | 0 | 0 | 0 | 0 | 0 | 0 | 0 | 0 | 0 | 0 | 0 | 0
2016-10-09 18:00 | 0 | 0 | 0 | 0 | 0 | 0 | 650087.3004 | 400269 | 0 | 0 | 0 | 0 | 1027235.6152 | 4159033.3022 | 0 | 0 | 0 | 0 | 0 | 0 | 0 | 0 | 0 | 0 | 0 | 0 | 0 | 0 | 0 | 249818.3004 | 0 | 0 | 0 | 0 | 0 | 0 | 0 | 0 | 0 | 0 | 0 | 0 | 0 | 0 | 0
2016-10-09 19:00 | 0 | 0 | 0 | 0 | 0 | 0 | 628747.1947 | 408188 | 0 | 0 | 0 | 0 | 1247794.8099 | 4159033.3022 | 0 | 0 | 0 | 0 | 0 | 0 | 0 | 0 | 0 | 0 | 0 | 0 | 0 | 0 | 0 | 220559.1947 | 0 | 0 | 0 | 0 | 0 | 0 | 0 | 0 | 0 | 0 | 0 | 0 | 0 | 0 | 0
2016-10-09 20:00 | 0 | 0 | 0 | 0 | 0 | 0 | 615265.5623 | 416624 | 0 | 0 | 0 | 0 | 1446436.3722 | 4159033.3022 | 0 | 0 | 0 | 0 | 0 | 0 | 0 | 0 | 0 | 0 | 0 | 0 | 0 | 0 | 0 | 198641.5623 | 0 | 0 | 0 | 0 | 0 | 0 | 0 | 0 | 0 | 0 | 0 | 0 | 0 | 0 | 0
2016-10-09 21:00 | 0 | 0 | 0 | 0 | 0 | 0 | 600793.8365 | 423858 | 0 | 0 | 0 | 0 | 1609106.2271 | 4173299.2838 | 0 | 0 | 0 | 0 | 0 | 0 | 0 | 0 | 0 | 0 | 0 | 0 | 0 | 0 | 0 | 162669.8549 | 14265.9815 | 0 | 0 | 0 | 0 | 0 | 0 | 0 | 0 | 0 | 0 | 0 | 0 | 0 | 0
2016-10-09 22:00 | 0 | 0 | 0 | 0 | 0 | 0 | 574258.3513 | 427184 | 0 | 0 | 0 | 0 | 1756180.5784 | 4173299.2838 | 0 | 0 | 0 | 0 | 0 | 0 | 0 | 0 | 0 | 0 | 0 | 0 | 0 | 0 | 0 | 147074.3513 | 0 | 0 | 0 | 0 | 0 | 0 | 0 | 0 | 0 | 0 | 0 | 0 | 0 | 0 | 0
2016-10-09 23:00 | 0 | 0 | 0 | 0 | 0 | 0 | 469964.6785 | 433837 | 0 | 0 | 0 | 0 | 1778042.2753 | 4187565.2653 | 0 | 0 | 0 | 0 | 0 | 0 | 0 | 0 | 0 | 0 | 0 | 0 | 0 | 0 | 0 | 21861.6969 | 14265.9815 | 0 | 0 | 0 | 0 | 0 | 0 | 0 | 0 | 0 | 0 | 0 | 0 | 0 | 0
2016-10-10 | 0 | 0 | 0 | 0 | 0 | 0 | 190684.6508 | 435426 | 0 | 0 | 0 | 0 | 1533300.9261 | 4187565.2653 | 0 | 0 | 0 | 0 | 0 | 0 | 0 | 0 | 0 | 0 | 0 | 0 | 0 | 0 | 0 | -244741.3492 | 0 | 0 | 0 | 0 | 0 | 0 | 0 | 0 | 0 | 0 | 0 | 0 | 0 | 0 | 0
2016-10-10 01:00 | 0 | 0 | 0 | 0 | 0 | 692210.189 | 975.8975 | 419781 | 0 | 0 | 0 | 0 | 1792440.031 | 4201831.2468 | 0 | 0 | 0 | 0 | 0 | 0 | 0 | 0 | 0 | 0 | 0 | 0 | 0 | 0 | 0 | 259139.105 | 14265.9815 | 0 | 0 | 0 | 0 | 0 | 0 | 0 | 0 | 0 | 0 | 0 | 0 | 0 | 0
2016-10-10 02:00 | 0 | 0 | 0 | 0 | 0 | 142403.895 | 0 | 401543 | 0 | 0 | 0 | 0 | 1533300.9261 | 4201831.2468 | 0 | 0 | 0 | 0 | 0 | 0 | 0 | 0 | 0 | 0 | 0 | 0 | 0 | 0 | 0 | -259139.105 | 0 | 0 | 0 | 0 | 0 | 0 | 0 | 0 | 0 | 0 | 0 | 0 | 0 | 0 | 0
2016-10-10 03:00 | 0 | 0 | 0 | 0 | 0 | 640395.105 | 0 | 381256 | 0 | 0 | 0 | 0 | 1792440.031 | 4201831.2468 | 0 | 0 | 0 | 0 | 0 | 0 | 0 | 0 | 0 | 0 | 0 | 0 | 0 | 0 | 0 | 259139.105 | 0 | 0 | 0 | 0 | 0 | 0 | 0 | 0 | 0 | 0 | 0 | 0 | 0 | 0 | 0
2016-10-10 04:00 | 0 | 0 | 0 | 0 | 0 | 99049.895 | 0 | 358189 | 0 | 0 | 0 | 0 | 1533300.9261 | 4201831.2468 | 0 | 0 | 0 | 0 | 0 | 0 | 0 | 0 | 0 | 0 | 0 | 0 | 0 | 0 | 0 | -259139.105 | 0 | 0 | 0 | 0 | 0 | 0 | 0 | 0 | 0 | 0 | 0 | 0 | 0 | 0 | 0
2016-10-10 05:00 | 0 | 0 | 0 | 0 | 0 | 81123.895 | 0 | 340263 | 0 | 0 | 0 | 0 | 1274161.8211 | 4201831.2468 | 0 | 0 | 0 | 0 | 0 | 0 | 0 | 0 | 0 | 0 | 0 | 0 | 0 | 0 | 0 | -259139.105 | 0 | 0 | 0 | 0 | 0 | 0 | 0 | 0 | 0 | 0 | 0 | 0 | 0 | 0 | 0
2016-10-10 06:00 | 0 | 0 | 0 | 0 | 0 | 587016.105 | 0 | 327877 | 0 | 0 | 0 | 0 | 1533300.9261 | 4201831.2468 | 0 | 0 | 0 | 0 | 0 | 0 | 0 | 0 | 0 | 0 | 0 | 0 | 0 | 0 | 0 | 259139.105 | 0 | 0 | 0 | 0 | 0 | 0 | 0 | 0 | 0 | 0 | 0 | 0 | 0 | 0 | 0
2016-10-10 07:00 | 0 | 0 | 0 | 0 | 0 | 61781.895 | 0 | 320921 | 0 | 0 | 0 | 0 | 1274161.8211 | 4201831.2468 | 0 | 0 | 0 | 0 | 0 | 0 | 0 | 0 | 0 | 0 | 0 | 0 | 0 | 0 | 0 | -259139.105 | 0 | 0 | 0 | 0 | 0 | 0 | 0 | 0 | 0 | 0 | 0 | 0 | 0 | 0 | 0
2016-10-10 08:00 | 0 | 0 | 0 | 0 | 0 | 61335.895 | 0 | 320475 | 0 | 0 | 0 | 0 | 1015022.7162 | 4201831.2468 | 0 | 0 | 0 | 0 | 0 | 0 | 0 | 0 | 0 | 0 | 0 | 0 | 0 | 0 | 0 | -259139.105 | 0 | 0 | 0 | 0 | 0 | 0 | 0 | 0 | 0 | 0 | 0 | 0 | 0 | 0 | 0
2016-10-10 09:00 | 0 | 0 | 0 | 0 | 0 | 69419.895 | 0 | 328559 | 0 | 0 | 0 | 0 | 755883.6112 | 4201831.2468 | 0 | 0 | 0 | 0 | 0 | 0 | 0 | 0 | 0 | 0 | 0 | 0 | 0 | 0 | 0 | -259139.105 | 0 | 0 | 0 | 0 | 0 | 0 | 0 | 0 | 0 | 0 | 0 | 0 | 0 | 0 | 0
2016-10-10 10:00 | 0 | 0 | 0 | 0 | 0 | 91060.895 | 0 | 350200 | 0 | 0 | 0 | 0 | 496744.5063 | 4201831.2468 | 0 | 0 | 0 | 0 | 0 | 0 | 0 | 0 | 0 | 0 | 0 | 0 | 0 | 0 | 0 | -259139.105 | 0 | 0 | 0 | 0 | 0 | 0 | 0 | 0 | 0 | 0 | 0 | 0 | 0 | 0 | 0
2016-10-10 11:00 | 0 | 0 | 0 | 0 | 0 | 115590.895 | 0 | 374730 | 0 | 0 | 0 | 0 | 237605.4013 | 4201831.2468 | 0 | 0 | 0 | 0 | 0 | 0 | 0 | 0 | 0 | 0 | 0 | 0 | 0 | 0 | 0 | -259139.105 | 0 | 0 | 0 | 0 | 0 | 0 | 0 | 0 | 0 | 0 | 0 | 0 | 0 | 0 | 0
2016-10-10 12:00 | 0 | 0 | 0 | 0 | 0 | 166728.5802 | 0 | 390068 | 0 | 0 | 0 | 0 | 0 | 4216097.2284 | 0 | 0 | 0 | 0 | 0 | 0 | 0 | 0 | 0 | 0 | 0 | 0 | 0 | 0 | 0 | -237605.4013 | 14265.9815 | 0 | 0 | 0 | 0 | 0 | 0 | 0 | 0 | 0 | 0 | 0 | 0 | 0 | 0
2016-10-10 13:00 | 0 | 0 | 0 | 0 | 0 | 442111.2802 | 23986.7178 | 403659 | 0 | 0 | 0 | 0 | 62438.998 | 4216097.2284 | 0 | 0 | 0 | 0 | 0 | 0 | 0 | 0 | 0 | 0 | 0 | 0 | 0 | 0 | 0 | 62438.998 | 0 | 0 | 0 | 0 | 0 | 0 | 0 | 0 | 0 | 0 | 0 | 0 | 0 | 0 | 0
2016-10-10 14:00 | 0 | 0 | 0 | 0 | 0 | 0 | 362610.9027 | 414344 | 0 | 0 | 0 | 0 | 0 | 4226803.129 | 0 | 0 | 0 | 0 | 0 | 0 | 0 | 0 | 0 | 0 | 0 | 0 | 0 | 0 | 0 | -62438.998 | 10705.9006 | 0 | 0 | 0 | 0 | 0 | 0 | 0 | 0 | 0 | 0 | 0 | 0 | 0 | 0
2016-10-10 15:00 | 0 | 0 | 0 | 0 | 0 | 0 | 637292.4044 | 422674 | 0 | 0 | 0 | 0 | 200352.4229 | 4241069.1105 | 0 | 0 | 0 | 0 | 0 | 0 | 0 | 0 | 0 | 0 | 0 | 0 | 0 | 0 | 0 | 200352.4229 | 14265.9815 | 0 | 0 | 0 | 0 | 0 | 0 | 0 | 0 | 0 | 0 | 0 | 0 | 0 | 0
2016-10-10 16:00 | 0 | 0 | 0 | 0 | 0 | 0 | 702945.0865 | 429540 | 0 | 0 | 0 | 0 | 459491.5279 | 4255335.0921 | 0 | 0 | 0 | 0 | 0 | 0 | 0 | 0 | 0 | 0 | 0 | 0 | 0 | 0 | 0 | 259139.105 | 14265.9815 | 0 | 0 | 0 | 0 | 0 | 0 | 0 | 0 | 0 | 0 | 0 | 0 | 0 | 0
2016-10-10 17:00 | 0 | 0 | 0 | 0 | 0 | 0 | 702344.308 | 436521 | 0 | 0 | 0 | 0 | 718630.6328 | 4262019.2951 | 0 | 0 | 0 | 0 | 0 | 0 | 0 | 0 | 0 | 0 | 0 | 0 | 0 | 0 | 0 | 259139.105 | 6684.2031 | 0 | 0 | 0 | 0 | 0 | 0 | 0 | 0 | 0 | 0 | 0 | 0 | 0 | 0
2016-10-10 18:00 | 0 | 0 | 0 | 0 | 0 | 0 | 684524.9055 | 443254 | 0 | 0 | 0 | 0 | 959901.5383 | 4262019.2951 | 0 | 0 | 0 | 0 | 0 | 0 | 0 | 0 | 0 | 0 | 0 | 0 | 0 | 0 | 0 | 241270.9055 | 0 | 0 | 0 | 0 | 0 | 0 | 0 | 0 | 0 | 0 | 0 | 0 | 0 | 0 | 0
2016-10-10 19:00 | 0 | 0 | 0 | 0 | 0 | 51969.5892 | 671059.4973 | 449624 | 0 | 0 | 0 | 0 | 1219040.6432 | 4276285.2767 | 0 | 0 | 0 | 0 | 0 | 0 | 0 | 0 | 0 | 0 | 0 | 0 | 0 | 0 | 0 | 259139.105 | 14265.9815 | 0 | 0 | 0 | 0 | 0 | 0 | 0 | 0 | 0 | 0 | 0 | 0 | 0 | 0
2016-10-10 20:00 | 0 | 0 | 0 | 0 | 0 | 0 | 672887.943 | 456276 | 0 | 0 | 0 | 0 | 1421386.6048 | 4290551.2582 | 0 | 0 | 0 | 0 | 0 | 0 | 0 | 0 | 0 | 0 | 0 | 0 | 0 | 0 | 0 | 202345.9615 | 14265.9815 | 0 | 0 | 0 | 0 | 0 | 0 | 0 | 0 | 0 | 0 | 0 | 0 | 0 | 0
2016-10-10 21:00 | 0 | 0 | 0 | 0 | 0 | 0 | 672352.7708 | 461341 | 0 | 0 | 0 | 0 | 1618132.394 | 4304817.2397 | 0 | 0 | 0 | 0 | 0 | 0 | 0 | 0 | 0 | 0 | 0 | 0 | 0 | 0 | 0 | 196745.7892 | 14265.9815 | 0 | 0 | 0 | 0 | 0 | 0 | 0 | 0 | 0 | 0 | 0 | 0 | 0 | 0
2016-10-10 22:00 | 0 | 0 | 0 | 0 | 0 | 0 | 633127.6205 | 463319 | 0 | 0 | 0 | 0 | 1787941.0145 | 4304817.2397 | 0 | 0 | 0 | 0 | 0 | 0 | 0 | 0 | 0 | 0 | 0 | 0 | 0 | 0 | 0 | 169808.6205 | 0 | 0 | 0 | 0 | 0 | 0 | 0 | 0 | 0 | 0 | 0 | 0 | 0 | 0 | 0
2016-10-10 23:00 | 0 | 0 | 0 | 0 | 0 | 0 | 468974.7577 | 469066 | 0 | 0 | 0 | 0 | 1787849.7722 | 4304817.2397 | 0 | 0 | 0 | 0 | 0 | 0 | 0 | 0 | 0 | 0 | 0 | 0 | 0 | 0 | 0 | -91.2423 | 0 | 0 | 0 | 0 | 0 | 0 | 0 | 0 | 0 | 0 | 0 | 0 | 0 | 0 | 0
2016-10-11 | 0 | 0 | 0 | 0 | 0 | 606526.0646 | 132740.0219 | 465861 | 0 | 0 | 0 | 0 | 2046988.8771 | 4319083.2213 | 0 | 0 | 0 | 0 | 0 | 0 | 0 | 0 | 0 | 0 | 0 | 0 | 0 | 0 | 0 | 259139.105 | 14265.9815 | 0 | 0 | 0 | 0 | 0 | 0 | 0 | 0 | 0 | 0 | 0 | 0 | 0 | 0
2016-10-11 01:00 | 0 | 0 | 0 | 0 | 0 | 205214.7377 | 649.1389 | 450737 | 0 | 0 | 0 | 0 | 1787849.7722 | 4333349.2028 | 0 | 0 | 0 | 0 | 0 | 0 | 0 | 0 | 0 | 0 | 0 | 0 | 0 | 0 | 0 | -259139.105 | 14265.9815 | 0 | 0 | 0 | 0 | 0 | 0 | 0 | 0 | 0 | 0 | 0 | 0 | 0 | 0
2016-10-11 02:00 | 0 | 0 | 0 | 0 | 0 | 687251.105 | 0 | 428112 | 0 | 0 | 0 | 0 | 2046988.8771 | 4333349.2028 | 0 | 0 | 0 | 0 | 0 | 0 | 0 | 0 | 0 | 0 | 0 | 0 | 0 | 0 | 0 | 259139.105 | 0 | 0 | 0 | 0 | 0 | 0 | 0 | 0 | 0 | 0 | 0 | 0 | 0 | 0 | 0
2016-10-11 03:00 | 0 | 0 | 0 | 0 | 0 | 659808.105 | 0 | 400669 | 0 | 0 | 0 | 0 | 2306127.9821 | 4333349.2028 | 0 | 0 | 0 | 0 | 0 | 0 | 0 | 0 | 0 | 0 | 0 | 0 | 0 | 0 | 0 | 259139.105 | 0 | 0 | 0 | 0 | 0 | 0 | 0 | 0 | 0 | 0 | 0 | 0 | 0 | 0 | 0
2016-10-11 04:00 | 0 | 0 | 0 | 0 | 0 | 116112.895 | 0 | 375252 | 0 | 0 | 0 | 0 | 2046988.8771 | 4333349.2028 | 0 | 0 | 0 | 0 | 0 | 0 | 0 | 0 | 0 | 0 | 0 | 0 | 0 | 0 | 0 | -259139.105 | 0 | 0 | 0 | 0 | 0 | 0 | 0 | 0 | 0 | 0 | 0 | 0 | 0 | 0 | 0
2016-10-11 05:00 | 0 | 0 | 0 | 0 | 0 | 97890.895 | 0 | 357030 | 0 | 0 | 0 | 0 | 1787849.7722 | 4333349.2028 | 0 | 0 | 0 | 0 | 0 | 0 | 0 | 0 | 0 | 0 | 0 | 0 | 0 | 0 | 0 | -259139.105 | 0 | 0 | 0 | 0 | 0 | 0 | 0 | 0 | 0 | 0 | 0 | 0 | 0 | 0 | 0
2016-10-11 06:00 | 0 | 0 | 0 | 0 | 0 | 84444.895 | 0 | 343584 | 0 | 0 | 0 | 0 | 1528710.6672 | 4333349.2028 | 0 | 0 | 0 | 0 | 0 | 0 | 0 | 0 | 0 | 0 | 0 | 0 | 0 | 0 | 0 | -259139.105 | 0 | 0 | 0 | 0 | 0 | 0 | 0 | 0 | 0 | 0 | 0 | 0 | 0 | 0 | 0
2016-10-11 07:00 | 0 | 0 | 0 | 0 | 0 | 595252.105 | 0 | 336113 | 0 | 0 | 0 | 0 | 1787849.7722 | 4333349.2028 | 0 | 0 | 0 | 0 | 0 | 0 | 0 | 0 | 0 | 0 | 0 | 0 | 0 | 0 | 0 | 259139.105 | 0 | 0 | 0 | 0 | 0 | 0 | 0 | 0 | 0 | 0 | 0 | 0 | 0 | 0 | 0
2016-10-11 08:00 | 0 | 0 | 0 | 0 | 0 | 75597.895 | 0 | 334737 | 0 | 0 | 0 | 0 | 1528710.6672 | 4333349.2028 | 0 | 0 | 0 | 0 | 0 | 0 | 0 | 0 | 0 | 0 | 0 | 0 | 0 | 0 | 0 | -259139.105 | 0 | 0 | 0 | 0 | 0 | 0 | 0 | 0 | 0 | 0 | 0 | 0 | 0 | 0 | 0
2016-10-11 09:00 | 0 | 0 | 0 | 0 | 0 | 84726.895 | 0 | 343866 | 0 | 0 | 0 | 0 | 1269571.5623 | 4333349.2028 | 0 | 0 | 0 | 0 | 0 | 0 | 0 | 0 | 0 | 0 | 0 | 0 | 0 | 0 | 0 | -259139.105 | 0 | 0 | 0 | 0 | 0 | 0 | 0 | 0 | 0 | 0 | 0 | 0 | 0 | 0 | 0
2016-10-11 10:00 | 0 | 0 | 0 | 0 | 0 | 110774.895 | 0 | 369914 | 0 | 0 | 0 | 0 | 1010432.4573 | 4333349.2028 | 0 | 0 | 0 | 0 | 0 | 0 | 0 | 0 | 0 | 0 | 0 | 0 | 0 | 0 | 0 | -259139.105 | 0 | 0 | 0 | 0 | 0 | 0 | 0 | 0 | 0 | 0 | 0 | 0 | 0 | 0 | 0
2016-10-11 11:00 | 0 | 0 | 0 | 0 | 0 | 136829.895 | 0 | 395969 | 0 | 0 | 0 | 0 | 751293.3524 | 4333349.2028 | 0 | 0 | 0 | 0 | 0 | 0 | 0 | 0 | 0 | 0 | 0 | 0 | 0 | 0 | 0 | -259139.105 | 0 | 0 | 0 | 0 | 0 | 0 | 0 | 0 | 0 | 0 | 0 | 0 | 0 | 0 | 0
2016-10-11 12:00 | 0 | 0 | 0 | 0 | 0 | 476790.0748 | 0 | 407918 | 0 | 0 | 0 | 0 | 820165.4272 | 4333349.2028 | 0 | 0 | 0 | 0 | 0 | 0 | 0 | 0 | 0 | 0 | 0 | 0 | 0 | 0 | 0 | 68872.0748 | 0 | 0 | 0 | 0 | 0 | 0 | 0 | 0 | 0 | 0 | 0 | 0 | 0 | 0 | 0
2016-10-11 13:00 | 0 | 0 | 0 | 0 | 0 | 155300.4127 | 15870.629 | 417206 | 0 | 0 | 0 | 0 | 561026.3222 | 4346453.3494 | 0 | 0 | 0 | 0 | 0 | 0 | 0 | 0 | 0 | 0 | 0 | 0 | 0 | 0 | 0 | -259139.105 | 13104.1466 | 0 | 0 | 0 | 0 | 0 | 0 | 0 | 0 | 0 | 0 | 0 | 0 | 0 | 0
2016-10-11 14:00 | 0 | 0 | 0 | 0 | 0 | 0 | 311275.9077 | 425449 | 0 | 0 | 0 | 0 | 446853.2299 | 4346453.3494 | 0 | 0 | 0 | 0 | 0 | 0 | 0 | 0 | 0 | 0 | 0 | 0 | 0 | 0 | 0 | -114173.0923 | 0 | 0 | 0 | 0 | 0 | 0 | 0 | 0 | 0 | 0 | 0 | 0 | 0 | 0 | 0
2016-10-11 15:00 | 0 | 0 | 0 | 0 | 0 | 82356.5497 | 609429.5553 | 432647 | 0 | 0 | 0 | 0 | 705992.3349 | 4346453.3494 | 0 | 0 | 0 | 0 | 0 | 0 | 0 | 0 | 0 | 0 | 0 | 0 | 0 | 0 | 0 | 259139.105 | 0 | 0 | 0 | 0 | 0 | 0 | 0 | 0 | 0 | 0 | 0 | 0 | 0 | 0 | 0
2016-10-11 16:00 | 0 | 0 | 0 | 0 | 0 | 0 | 701931.99 | 439652 | 0 | 0 | 0 | 0 | 965131.4398 | 4349594.2344 | 0 | 0 | 0 | 0 | 0 | 0 | 0 | 0 | 0 | 0 | 0 | 0 | 0 | 0 | 0 | 259139.105 | 3140.885 | 0 | 0 | 0 | 0 | 0 | 0 | 0 | 0 | 0 | 0 | 0 | 0 | 0 | 0
2016-10-11 17:00 | 0 | 0 | 0 | 0 | 0 | 0 | 702517.3406 | 446392 | 0 | 0 | 0 | 0 | 1221256.7804 | 4349594.2344 | 0 | 0 | 0 | 0 | 0 | 0 | 0 | 0 | 0 | 0 | 0 | 0 | 0 | 0 | 0 | 256125.3406 | 0 | 0 | 0 | 0 | 0 | 0 | 0 | 0 | 0 | 0 | 0 | 0 | 0 | 0 | 0
2016-10-11 18:00 | 0 | 0 | 0 | 0 | 0 | 0 | 685713.1795 | 453427 | 0 | 0 | 0 | 0 | 1453542.9599 | 4349594.2344 | 0 | 0 | 0 | 0 | 0 | 0 | 0 | 0 | 0 | 0 | 0 | 0 | 0 | 0 | 0 | 232286.1795 | 0 | 0 | 0 | 0 | 0 | 0 | 0 | 0 | 0 | 0 | 0 | 0 | 0 | 0 | 0
2016-10-11 19:00 | 0 | 0 | 0 | 0 | 0 | 0 | 675095.0245 | 458453 | 0 | 0 | 0 | 0 | 1670184.9844 | 4349594.2344 | 0 | 0 | 0 | 0 | 0 | 0 | 0 | 0 | 0 | 0 | 0 | 0 | 0 | 0 | 0 | 216642.0245 | 0 | 0 | 0 | 0 | 0 | 0 | 0 | 0 | 0 | 0 | 0 | 0 | 0 | 0 | 0
2016-10-11 20:00 | 0 | 0 | 0 | 0 | 0 | 0 | 681448.4336 | 464133 | 0 | 0 | 0 | 0 | 1887500.418 | 4349594.2344 | 0 | 0 | 0 | 0 | 0 | 0 | 0 | 0 | 0 | 0 | 0 | 0 | 0 | 0 | 0 | 217315.4336 | 0 | 0 | 0 | 0 | 0 | 0 | 0 | 0 | 0 | 0 | 0 | 0 | 0 | 0 | 0
2016-10-11 21:00 | 0 | 0 | 0 | 0 | 0 | 0 | 688663.9586 | 468519 | 0 | 0 | 0 | 0 | 2107645.3766 | 4349594.2344 | 0 | 0 | 0 | 0 | 0 | 0 | 0 | 0 | 0 | 0 | 0 | 0 | 0 | 0 | 0 | 220144.9586 | 0 | 0 | 0 | 0 | 0 | 0 | 0 | 0 | 0 | 0 | 0 | 0 | 0 | 0 | 0
2016-10-11 22:00 | 0 | 0 | 0 | 0 | 0 | 0 | 670027.7847 | 469706 | 0 | 0 | 0 | 0 | 2307967.1613 | 4349594.2344 | 0 | 0 | 0 | 0 | 0 | 0 | 0 | 0 | 0 | 0 | 0 | 0 | 0 | 0 | 0 | 200321.7847 | 0 | 0 | 0 | 0 | 0 | 0 | 0 | 0 | 0 | 0 | 0 | 0 | 0 | 0 | 0
2016-10-11 23:00 | 0 | 0 | 0 | 0 | 0 | 0 | 527925.0862 | 474251 | 0 | 0 | 0 | 0 | 2361641.2475 | 4349594.2344 | 0 | 0 | 0 | 0 | 0 | 0 | 0 | 0 | 0 | 0 | 0 | 0 | 0 | 0 | 0 | 53674.0862 | 0 | 0 | 0 | 0 | 0 | 0 | 0 | 0 | 0 | 0 | 0 | 0 | 0 | 0 | 0
2016-10-12 | 0 | 0 | 0 | 0 | 0 | 536096.1263 | 179274.5573 | 471249 | 0 | 0 | 0 | 0 | 2605762.931 | 4349594.2344 | 0 | 0 | 0 | 0 | 0 | 0 | 0 | 0 | 0 | 0 | 0 | 0 | 0 | 0 | 0 | 244121.6836 | 0 | 0 | 0 | 0 | 0 | 0 | 0 | 0 | 0 | 0 | 0 | 0 | 0 | 0 | 0
2016-10-12 01:00 | 0 | 0 | 0 | 0 | 0 | 557045.751 | 530.0418 | 456932 | 0 | 0 | 0 | 0 | 2706406.7238 | 4349594.2344 | 0 | 0 | 0 | 0 | 0 | 0 | 0 | 0 | 0 | 0 | 0 | 0 | 0 | 0 | 0 | 100643.7928 | 0 | 0 | 0 | 0 | 0 | 0 | 0 | 0 | 0 | 0 | 0 | 0 | 0 | 0 | 0
2016-10-12 02:00 | 0 | 0 | 0 | 0 | 0 | 174344.895 | 0 | 433484 | 0 | 0 | 0 | 0 | 2447267.6189 | 4349594.2344 | 0 | 0 | 0 | 0 | 0 | 0 | 0 | 0 | 0 | 0 | 0 | 0 | 0 | 0 | 0 | -259139.105 | 0 | 0 | 0 | 0 | 0 | 0 | 0 | 0 | 0 | 0 | 0 | 0 | 0 | 0 | 0
2016-10-12 03:00 | 0 | 0 | 0 | 0 | 0 | 565541.2031 | 0 | 406043 | 0 | 0 | 0 | 0 | 2606765.8219 | 4349594.2344 | 0 | 0 | 0 | 0 | 0 | 0 | 0 | 0 | 0 | 0 | 0 | 0 | 0 | 0 | 0 | 159498.2031 | 0 | 0 | 0 | 0 | 0 | 0 | 0 | 0 | 0 | 0 | 0 | 0 | 0 | 0 | 0
2016-10-12 04:00 | 0 | 0 | 0 | 0 | 0 | 121852.895 | 0 | 380992 | 0 | 0 | 0 | 0 | 2347626.717 | 4349594.2344 | 0 | 0 | 0 | 0 | 0 | 0 | 0 | 0 | 0 | 0 | 0 | 0 | 0 | 0 | 0 | -259139.105 | 0 | 0 | 0 | 0 | 0 | 0 | 0 | 0 | 0 | 0 | 0 | 0 | 0 | 0 | 0
2016-10-12 05:00 | 0 | 0 | 0 | 0 | 0 | 102620.895 | 0 | 361760 | 0 | 0 | 0 | 0 | 2088487.612 | 4349594.2344 | 0 | 0 | 0 | 0 | 0 | 0 | 0 | 0 | 0 | 0 | 0 | 0 | 0 | 0 | 0 | -259139.105 | 0 | 0 | 0 | 0 | 0 | 0 | 0 | 0 | 0 | 0 | 0 | 0 | 0 | 0 | 0
2016-10-12 06:00 | 0 | 0 | 0 | 0 | 0 | 548924.5198 | 0 | 348243 | 0 | 0 | 0 | 0 | 2289169.1318 | 4349594.2344 | 0 | 0 | 0 | 0 | 0 | 0 | 0 | 0 | 0 | 0 | 0 | 0 | 0 | 0 | 0 | 200681.5198 | 0 | 0 | 0 | 0 | 0 | 0 | 0 | 0 | 0 | 0 | 0 | 0 | 0 | 0 | 0
2016-10-12 07:00 | 0 | 0 | 0 | 0 | 0 | 81698.895 | 0 | 340838 | 0 | 0 | 0 | 0 | 2030030.0269 | 4349594.2344 | 0 | 0 | 0 | 0 | 0 | 0 | 0 | 0 | 0 | 0 | 0 | 0 | 0 | 0 | 0 | -259139.105 | 0 | 0 | 0 | 0 | 0 | 0 | 0 | 0 | 0 | 0 | 0 | 0 | 0 | 0 | 0
2016-10-12 08:00 | 0 | 0 | 0 | 0 | 0 | 80888.895 | 0 | 340028 | 0 | 0 | 0 | 0 | 1770890.9219 | 4349594.2344 | 0 | 0 | 0 | 0 | 0 | 0 | 0 | 0 | 0 | 0 | 0 | 0 | 0 | 0 | 0 | -259139.105 | 0 | 0 | 0 | 0 | 0 | 0 | 0 | 0 | 0 | 0 | 0 | 0 | 0 | 0 | 0
2016-10-12 09:00 | 0 | 0 | 0 | 0 | 0 | 540208.5407 | 0 | 348468 | 0 | 0 | 0 | 0 | 1962631.4626 | 4349594.2344 | 0 | 0 | 0 | 0 | 0 | 0 | 0 | 0 | 0 | 0 | 0 | 0 | 0 | 0 | 0 | 191740.5407 | 0 | 0 | 0 | 0 | 0 | 0 | 0 | 0 | 0 | 0 | 0 | 0 | 0 | 0 | 0
2016-10-12 10:00 | 0 | 0 | 0 | 0 | 0 | 114393.895 | 0 | 373533 | 0 | 0 | 0 | 0 | 1703492.3576 | 4349594.2344 | 0 | 0 | 0 | 0 | 0 | 0 | 0 | 0 | 0 | 0 | 0 | 0 | 0 | 0 | 0 | -259139.105 | 0 | 0 | 0 | 0 | 0 | 0 | 0 | 0 | 0 | 0 | 0 | 0 | 0 | 0 | 0
2016-10-12 11:00 | 0 | 0 | 0 | 0 | 0 | 140427.895 | 0 | 399567 | 0 | 0 | 0 | 0 | 1444353.2527 | 4349594.2344 | 0 | 0 | 0 | 0 | 0 | 0 | 0 | 0 | 0 | 0 | 0 | 0 | 0 | 0 | 0 | -259139.105 | 0 | 0 | 0 | 0 | 0 | 0 | 0 | 0 | 0 | 0 | 0 | 0 | 0 | 0 | 0
2016-10-12 12:00 | 0 | 0 | 0 | 0 | 0 | 152811.895 | 0 | 411951 | 0 | 0 | 0 | 0 | 1185214.1477 | 4349594.2344 | 0 | 0 | 0 | 0 | 0 | 0 | 0 | 0 | 0 | 0 | 0 | 0 | 0 | 0 | 0 | -259139.105 | 0 | 0 | 0 | 0 | 0 | 0 | 0 | 0 | 0 | 0 | 0 | 0 | 0 | 0 | 0
2016-10-12 13:00 | 0 | 0 | 0 | 0 | 0 | 461152.9425 | 14097.1304 | 423006 | 0 | 0 | 0 | 0 | 1237458.2207 | 4349594.2344 | 0 | 0 | 0 | 0 | 0 | 0 | 0 | 0 | 0 | 0 | 0 | 0 | 0 | 0 | 0 | 52244.0729 | 0 | 0 | 0 | 0 | 0 | 0 | 0 | 0 | 0 | 0 | 0 | 0 | 0 | 0 | 0
2016-10-12 14:00 | 0 | 0 | 0 | 0 | 0 | 0 | 313698.2321 | 433683 | 0 | 0 | 0 | 0 | 1133763.3903 | 4333304.2968 | 0 | 0 | 0 | 0 | 0 | 0 | 0 | 0 | 0 | 0 | 0 | 0 | 0 | 0 | 0 | -103694.8303 | 0 | 16289.9376 | 0 | 0 | 0 | 0 | 0 | 0 | 0 | 0 | 0 | 0 | 0 | 0 | 0
2016-10-12 15:00 | 0 | 0 | 0 | 0 | 0 | 0 | 637174.5835 | 442339 | 0 | 0 | 0 | 0 | 1328598.9738 | 4333304.2968 | 0 | 0 | 0 | 0 | 0 | 0 | 0 | 0 | 0 | 0 | 0 | 0 | 0 | 0 | 0 | 194835.5835 | 0 | 0 | 0 | 0 | 0 | 0 | 0 | 0 | 0 | 0 | 0 | 0 | 0 | 0 | 0
2016-10-12 16:00 | 0 | 0 | 0 | 0 | 0 | 0 | 718349.0266 | 449506 | 0 | 0 | 0 | 0 | 1587738.0788 | 4343008.2185 | 0 | 0 | 0 | 0 | 0 | 0 | 0 | 0 | 0 | 0 | 0 | 0 | 0 | 0 | 0 | 259139.105 | 9703.9217 | 0 | 0 | 0 | 0 | 0 | 0 | 0 | 0 | 0 | 0 | 0 | 0 | 0 | 0
2016-10-12 17:00 | 0 | 0 | 0 | 0 | 0 | 0 | 722269.1209 | 456544 | 0 | 0 | 0 | 0 | 1846877.1837 | 4349594.2344 | 0 | 0 | 0 | 0 | 0 | 0 | 0 | 0 | 0 | 0 | 0 | 0 | 0 | 0 | 0 | 259139.105 | 6586.0159 | 0 | 0 | 0 | 0 | 0 | 0 | 0 | 0 | 0 | 0 | 0 | 0 | 0 | 0
2016-10-12 18:00 | 0 | 0 | 0 | 0 | 0 | 0 | 695681.6717 | 462687 | 0 | 0 | 0 | 0 | 2079871.8555 | 4349594.2344 | 0 | 0 | 0 | 0 | 0 | 0 | 0 | 0 | 0 | 0 | 0 | 0 | 0 | 0 | 0 | 232994.6717 | 0 | 0 | 0 | 0 | 0 | 0 | 0 | 0 | 0 | 0 | 0 | 0 | 0 | 0 | 0
2016-10-12 19:00 | 0 | 0 | 0 | 0 | 0 | 0 | 677172.6879 | 467162 | 0 | 0 | 0 | 0 | 2289882.5434 | 4349594.2344 | 0 | 0 | 0 | 0 | 0 | 0 | 0 | 0 | 0 | 0 | 0 | 0 | 0 | 0 | 0 | 210010.6879 | 0 | 0 | 0 | 0 | 0 | 0 | 0 | 0 | 0 | 0 | 0 | 0 | 0 | 0 | 0
2016-10-12 20:00 | 0 | 0 | 0 | 0 | 0 | 0 | 676043.7992 | 471056 | 0 | 0 | 0 | 0 | 2494870.3426 | 4349594.2344 | 0 | 0 | 0 | 0 | 0 | 0 | 0 | 0 | 0 | 0 | 0 | 0 | 0 | 0 | 0 | 204987.7992 | 0 | 0 | 0 | 0 | 0 | 0 | 0 | 0 | 0 | 0 | 0 | 0 | 0 | 0 | 0
2016-10-12 21:00 | 0 | 0 | 0 | 0 | 0 | 59390.2151 | 672813.4681 | 474321 | 0 | 0 | 0 | 0 | 2752753.0258 | 4349594.2344 | 0 | 0 | 0 | 0 | 0 | 0 | 0 | 0 | 0 | 0 | 0 | 0 | 0 | 0 | 0 | 257882.6832 | 0 | 0 | 0 | 0 | 0 | 0 | 0 | 0 | 0 | 0 | 0 | 0 | 0 | 0 | 0
2016-10-12 22:00 | 0 | 0 | 0 | 0 | 0 | 0 | 616468.5188 | 474450 | 0 | 0 | 0 | 0 | 2894771.5446 | 4349594.2344 | 0 | 0 | 0 | 0 | 0 | 0 | 0 | 0 | 0 | 0 | 0 | 0 | 0 | 0 | 0 | 142018.5188 | 0 | 0 | 0 | 0 | 0 | 0 | 0 | 0 | 0 | 0 | 0 | 0 | 0 | 0 | 0
2016-10-12 23:00 | 0 | 0 | 0 | 0 | 0 | 0 | 444526.3588 | 477720 | 0 | 0 | 0 | 0 | 2861577.9035 | 4349594.2344 | 0 | 0 | 0 | 0 | 0 | 0 | 0 | 0 | 0 | 0 | 0 | 0 | 0 | 0 | 0 | -33193.6412 | 0 | 0 | 0 | 0 | 0 | 0 | 0 | 0 | 0 | 0 | 0 | 0 | 0 | 0 | 0
2016-10-13 | 0 | 0 | 0 | 0 | 0 | 297371.3486 | 146942.0825 | 473170 | 0 | 0 | 0 | 0 | 2832721.3346 | 4349594.2344 | 0 | 0 | 0 | 0 | 0 | 0 | 0 | 0 | 0 | 0 | 0 | 0 | 0 | 0 | 0 | -28856.5689 | 0 | 0 | 0 | 0 | 0 | 0 | 0 | 0 | 0 | 0 | 0 | 0 | 0 | 0 | 0
2016-10-13 01:00 | 0 | 0 | 0 | 0 | 0 | 318345.5603 | 348.8625 | 458461 | 0 | 0 | 0 | 0 | 2692954.7573 | 4349594.2344 | 0 | 0 | 0 | 0 | 0 | 0 | 0 | 0 | 0 | 0 | 0 | 0 | 0 | 0 | 0 | -139766.5772 | 0 | 0 | 0 | 0 | 0 | 0 | 0 | 0 | 0 | 0 | 0 | 0 | 0 | 0 | 0
2016-10-13 02:00 | 0 | 0 | 0 | 0 | 0 | 335980.1915 | 0 | 435066 | 0 | 0 | 0 | 0 | 2593868.9489 | 4349594.2344 | 0 | 0 | 0 | 0 | 0 | 0 | 0 | 0 | 0 | 0 | 0 | 0 | 0 | 0 | 0 | -99085.8085 | 0 | 0 | 0 | 0 | 0 | 0 | 0 | 0 | 0 | 0 | 0 | 0 | 0 | 0 | 0
2016-10-13 03:00 | 0 | 0 | 0 | 0 | 0 | 147970.895 | 0 | 407110 | 0 | 0 | 0 | 0 | 2334729.8439 | 4349594.2344 | 0 | 0 | 0 | 0 | 0 | 0 | 0 | 0 | 0 | 0 | 0 | 0 | 0 | 0 | 0 | -259139.105 | 0 | 0 | 0 | 0 | 0 | 0 | 0 | 0 | 0 | 0 | 0 | 0 | 0 | 0 | 0
2016-10-13 04:00 | 0 | 0 | 0 | 0 | 0 | 122725.895 | 0 | 381865 | 0 | 0 | 0 | 0 | 2075590.739 | 4349594.2344 | 0 | 0 | 0 | 0 | 0 | 0 | 0 | 0 | 0 | 0 | 0 | 0 | 0 | 0 | 0 | -259139.105 | 0 | 0 | 0 | 0 | 0 | 0 | 0 | 0 | 0 | 0 | 0 | 0 | 0 | 0 | 0
2016-10-13 05:00 | 0 | 0 | 0 | 0 | 0 | 360655.169 | 0 | 362529 | 0 | 0 | 0 | 0 | 2073716.9079 | 4349594.2344 | 0 | 0 | 0 | 0 | 0 | 0 | 0 | 0 | 0 | 0 | 0 | 0 | 0 | 0 | 0 | -1873.831 | 0 | 0 | 0 | 0 | 0 | 0 | 0 | 0 | 0 | 0 | 0 | 0 | 0 | 0 | 0
2016-10-13 06:00 | 0 | 0 | 0 | 0 | 0 | 365543.7762 | 0 | 348729 | 0 | 0 | 0 | 0 | 2090531.6841 | 4349594.2344 | 0 | 0 | 0 | 0 | 0 | 0 | 0 | 0 | 0 | 0 | 0 | 0 | 0 | 0 | 0 | 16814.7762 | 0 | 0 | 0 | 0 | 0 | 0 | 0 | 0 | 0 | 0 | 0 | 0 | 0 | 0 | 0
2016-10-13 07:00 | 0 | 0 | 0 | 0 | 0 | 82007.895 | 0 | 341147 | 0 | 0 | 0 | 0 | 1831392.5792 | 4349594.2344 | 0 | 0 | 0 | 0 | 0 | 0 | 0 | 0 | 0 | 0 | 0 | 0 | 0 | 0 | 0 | -259139.105 | 0 | 0 | 0 | 0 | 0 | 0 | 0 | 0 | 0 | 0 | 0 | 0 | 0 | 0 | 0
2016-10-13 08:00 | 0 | 0 | 0 | 0 | 0 | 81055.895 | 0 | 340195 | 0 | 0 | 0 | 0 | 1572253.4742 | 4349594.2344 | 0 | 0 | 0 | 0 | 0 | 0 | 0 | 0 | 0 | 0 | 0 | 0 | 0 | 0 | 0 | -259139.105 | 0 | 0 | 0 | 0 | 0 | 0 | 0 | 0 | 0 | 0 | 0 | 0 | 0 | 0 | 0
2016-10-13 09:00 | 0 | 0 | 0 | 0 | 0 | 344073.5707 | 0 | 348595 | 0 | 0 | 0 | 0 | 1567732.0449 | 4349594.2344 | 0 | 0 | 0 | 0 | 0 | 0 | 0 | 0 | 0 | 0 | 0 | 0 | 0 | 0 | 0 | -4521.4293 | 0 | 0 | 0 | 0 | 0 | 0 | 0 | 0 | 0 | 0 | 0 | 0 | 0 | 0 | 0
2016-10-13 10:00 | 0 | 0 | 0 | 0 | 0 | 337874.9311 | 0 | 373419 | 0 | 0 | 0 | 0 | 1532187.976 | 4349594.2344 | 0 | 0 | 0 | 0 | 0 | 0 | 0 | 0 | 0 | 0 | 0 | 0 | 0 | 0 | 0 | -35544.0689 | 0 | 0 | 0 | 0 | 0 | 0 | 0 | 0 | 0 | 0 | 0 | 0 | 0 | 0 | 0
2016-10-13 11:00 | 0 | 0 | 0 | 0 | 0 | 140275.895 | 0 | 399415 | 0 | 0 | 0 | 0 | 1273048.871 | 4349594.2344 | 0 | 0 | 0 | 0 | 0 | 0 | 0 | 0 | 0 | 0 | 0 | 0 | 0 | 0 | 0 | -259139.105 | 0 | 0 | 0 | 0 | 0 | 0 | 0 | 0 | 0 | 0 | 0 | 0 | 0 | 0 | 0
2016-10-13 12:00 | 0 | 0 | 0 | 0 | 0 | 153313.895 | 0 | 412453 | 0 | 0 | 0 | 0 | 1013909.7661 | 4349594.2344 | 0 | 0 | 0 | 0 | 0 | 0 | 0 | 0 | 0 | 0 | 0 | 0 | 0 | 0 | 0 | -259139.105 | 0 | 0 | 0 | 0 | 0 | 0 | 0 | 0 | 0 | 0 | 0 | 0 | 0 | 0 | 0
2016-10-13 13:00 | 0 | 0 | 0 | 0 | 0 | 256940.1058 | 7126.9978 | 423354 | 0 | 0 | 0 | 0 | 854622.8697 | 4349594.2344 | 0 | 0 | 0 | 0 | 0 | 0 | 0 | 0 | 0 | 0 | 0 | 0 | 0 | 0 | 0 | -159286.8964 | 0 | 0 | 0 | 0 | 0 | 0 | 0 | 0 | 0 | 0 | 0 | 0 | 0 | 0 | 0
2016-10-13 14:00 | 0 | 0 | 0 | 0 | 0 | 0 | 249093.6794 | 433595 | 0 | 0 | 0 | 0 | 670121.5491 | 4349594.2344 | 0 | 0 | 0 | 0 | 0 | 0 | 0 | 0 | 0 | 0 | 0 | 0 | 0 | 0 | 0 | -184501.3206 | 0 | 0 | 0 | 0 | 0 | 0 | 0 | 0 | 0 | 0 | 0 | 0 | 0 | 0 | 0
2016-10-13 15:00 | 0 | 0 | 0 | 0 | 0 | 0 | 571056.9905 | 441745 | 0 | 0 | 0 | 0 | 799433.5396 | 4349594.2344 | 0 | 0 | 0 | 0 | 0 | 0 | 0 | 0 | 0 | 0 | 0 | 0 | 0 | 0 | 0 | 129311.9905 | 0 | 0 | 0 | 0 | 0 | 0 | 0 | 0 | 0 | 0 | 0 | 0 | 0 | 0 | 0
2016-10-13 16:00 | 0 | 0 | 0 | 0 | 0 | 55322.2722 | 651958.8327 | 448142 | 0 | 0 | 0 | 0 | 1058572.6446 | 4349594.2344 | 0 | 0 | 0 | 0 | 0 | 0 | 0 | 0 | 0 | 0 | 0 | 0 | 0 | 0 | 0 | 259139.105 | 0 | 0 | 0 | 0 | 0 | 0 | 0 | 0 | 0 | 0 | 0 | 0 | 0 | 0 | 0
2016-10-13 17:00 | 0 | 0 | 0 | 0 | 0 | 44151.7072 | 655180.5459 | 454591 | 0 | 0 | 0 | 0 | 1303313.8977 | 4349594.2344 | 0 | 0 | 0 | 0 | 0 | 0 | 0 | 0 | 0 | 0 | 0 | 0 | 0 | 0 | 0 | 244741.2531 | 0 | 0 | 0 | 0 | 0 | 0 | 0 | 0 | 0 | 0 | 0 | 0 | 0 | 0 | 0
2016-10-13 18:00 | 0 | 0 | 0 | 0 | 0 | 0 | 644720.9187 | 460716 | 0 | 0 | 0 | 0 | 1487318.8164 | 4349594.2344 | 0 | 0 | 0 | 0 | 0 | 0 | 0 | 0 | 0 | 0 | 0 | 0 | 0 | 0 | 0 | 184004.9187 | 0 | 0 | 0 | 0 | 0 | 0 | 0 | 0 | 0 | 0 | 0 | 0 | 0 | 0 | 0
2016-10-13 19:00 | 0 | 0 | 0 | 0 | 0 | 0 | 637747.3575 | 464994 | 0 | 0 | 0 | 0 | 1660072.1739 | 4349594.2344 | 0 | 0 | 0 | 0 | 0 | 0 | 0 | 0 | 0 | 0 | 0 | 0 | 0 | 0 | 0 | 172753.3575 | 0 | 0 | 0 | 0 | 0 | 0 | 0 | 0 | 0 | 0 | 0 | 0 | 0 | 0 | 0
2016-10-13 20:00 | 0 | 0 | 0 | 0 | 0 | 0 | 645704.4587 | 467977 | 0 | 0 | 0 | 0 | 1837799.6326 | 4349594.2344 | 0 | 0 | 0 | 0 | 0 | 0 | 0 | 0 | 0 | 0 | 0 | 0 | 0 | 0 | 0 | 177727.4587 | 0 | 0 | 0 | 0 | 0 | 0 | 0 | 0 | 0 | 0 | 0 | 0 | 0 | 0 | 0
2016-10-13 21:00 | 0 | 0 | 0 | 0 | 0 | 0 | 652028.4635 | 469397 | 0 | 0 | 0 | 0 | 2020431.096 | 4349594.2344 | 0 | 0 | 0 | 0 | 0 | 0 | 0 | 0 | 0 | 0 | 0 | 0 | 0 | 0 | 0 | 182631.4635 | 0 | 0 | 0 | 0 | 0 | 0 | 0 | 0 | 0 | 0 | 0 | 0 | 0 | 0 | 0
2016-10-13 22:00 | 0 | 0 | 0 | 0 | 0 | 0 | 623060.5252 | 468201 | 0 | 0 | 0 | 0 | 2175290.6212 | 4349594.2344 | 0 | 0 | 0 | 0 | 0 | 0 | 0 | 0 | 0 | 0 | 0 | 0 | 0 | 0 | 0 | 154859.5252 | 0 | 0 | 0 | 0 | 0 | 0 | 0 | 0 | 0 | 0 | 0 | 0 | 0 | 0 | 0
2016-10-13 23:00 | 0 | 0 | 0 | 0 | 0 | 0 | 468420.5236 | 472705 | 0 | 0 | 0 | 0 | 2171006.1448 | 4349594.2344 | 0 | 0 | 0 | 0 | 0 | 0 | 0 | 0 | 0 | 0 | 0 | 0 | 0 | 0 | 0 | -4284.4764 | 0 | 0 | 0 | 0 | 0 | 0 | 0 | 0 | 0 | 0 | 0 | 0 | 0 | 0 | 0
2016-10-14 | 0 | 0 | 0 | 0 | 0 | 94203.1742 | 117597.7208 | 470940 | 0 | 0 | 0 | 0 | 1911867.0398 | 4349594.2344 | 0 | 0 | 0 | 0 | 0 | 0 | 0 | 0 | 0 | 0 | 0 | 0 | 0 | 0 | 0 | -259139.105 | 0 | 0 | 0 | 0 | 0 | 0 | 0 | 0 | 0 | 0 | 0 | 0 | 0 | 0 | 0
2016-10-14 01:00 | 0 | 0 | 0 | 0 | 0 | 197606.1721 | 205.7229 | 456951 | 0 | 0 | 0 | 0 | 1652727.9349 | 4349594.2344 | 0 | 0 | 0 | 0 | 0 | 0 | 0 | 0 | 0 | 0 | 0 | 0 | 0 | 0 | 0 | -259139.105 | 0 | 0 | 0 | 0 | 0 | 0 | 0 | 0 | 0 | 0 | 0 | 0 | 0 | 0 | 0
2016-10-14 02:00 | 0 | 0 | 0 | 0 | 0 | 174202.895 | 0 | 433342 | 0 | 0 | 0 | 0 | 1393588.8299 | 4349594.2344 | 0 | 0 | 0 | 0 | 0 | 0 | 0 | 0 | 0 | 0 | 0 | 0 | 0 | 0 | 0 | -259139.105 | 0 | 0 | 0 | 0 | 0 | 0 | 0 | 0 | 0 | 0 | 0 | 0 | 0 | 0 | 0
2016-10-14 03:00 | 0 | 0 | 0 | 0 | 0 | 147896.895 | 0 | 407036 | 0 | 0 | 0 | 0 | 1134449.725 | 4349594.2344 | 0 | 0 | 0 | 0 | 0 | 0 | 0 | 0 | 0 | 0 | 0 | 0 | 0 | 0 | 0 | -259139.105 | 0 | 0 | 0 | 0 | 0 | 0 | 0 | 0 | 0 | 0 | 0 | 0 | 0 | 0 | 0
2016-10-14 04:00 | 0 | 0 | 0 | 0 | 0 | 123456.895 | 0 | 382596 | 0 | 0 | 0 | 0 | 875310.62 | 4349594.2344 | 0 | 0 | 0 | 0 | 0 | 0 | 0 | 0 | 0 | 0 | 0 | 0 | 0 | 0 | 0 | -259139.105 | 0 | 0 | 0 | 0 | 0 | 0 | 0 | 0 | 0 | 0 | 0 | 0 | 0 | 0 | 0
2016-10-14 05:00 | 0 | 0 | 0 | 0 | 0 | 621417.105 | 0 | 362278 | 0 | 0 | 0 | 0 | 1134449.725 | 4349594.2344 | 0 | 0 | 0 | 0 | 0 | 0 | 0 | 0 | 0 | 0 | 0 | 0 | 0 | 0 | 0 | 259139.105 | 0 | 0 | 0 | 0 | 0 | 0 | 0 | 0 | 0 | 0 | 0 | 0 | 0 | 0 | 0
2016-10-14 06:00 | 0 | 0 | 0 | 0 | 0 | 88868.895 | 0 | 348008 | 0 | 0 | 0 | 0 | 875310.62 | 4349594.2344 | 0 | 0 | 0 | 0 | 0 | 0 | 0 | 0 | 0 | 0 | 0 | 0 | 0 | 0 | 0 | -259139.105 | 0 | 0 | 0 | 0 | 0 | 0 | 0 | 0 | 0 | 0 | 0 | 0 | 0 | 0 | 0
2016-10-14 07:00 | 0 | 0 | 0 | 0 | 0 | 599452.105 | 0 | 340313 | 0 | 0 | 0 | 0 | 1134449.725 | 4349594.2344 | 0 | 0 | 0 | 0 | 0 | 0 | 0 | 0 | 0 | 0 | 0 | 0 | 0 | 0 | 0 | 259139.105 | 0 | 0 | 0 | 0 | 0 | 0 | 0 | 0 | 0 | 0 | 0 | 0 | 0 | 0 | 0
2016-10-14 08:00 | 0 | 0 | 0 | 0 | 0 | 598199.105 | 0 | 339060 | 0 | 0 | 0 | 0 | 1393588.8299 | 4349594.2344 | 0 | 0 | 0 | 0 | 0 | 0 | 0 | 0 | 0 | 0 | 0 | 0 | 0 | 0 | 0 | 259139.105 | 0 | 0 | 0 | 0 | 0 | 0 | 0 | 0 | 0 | 0 | 0 | 0 | 0 | 0 | 0
2016-10-14 09:00 | 0 | 0 | 0 | 0 | 0 | 88586.895 | 0 | 347726 | 0 | 0 | 0 | 0 | 1134449.725 | 4349594.2344 | 0 | 0 | 0 | 0 | 0 | 0 | 0 | 0 | 0 | 0 | 0 | 0 | 0 | 0 | 0 | -259139.105 | 0 | 0 | 0 | 0 | 0 | 0 | 0 | 0 | 0 | 0 | 0 | 0 | 0 | 0 | 0
2016-10-14 10:00 | 0 | 0 | 0 | 0 | 0 | 552344.8574 | 0 | 371146 | 0 | 0 | 0 | 0 | 1315648.5824 | 4349594.2344 | 0 | 0 | 0 | 0 | 0 | 0 | 0 | 0 | 0 | 0 | 0 | 0 | 0 | 0 | 0 | 181198.8574 | 0 | 0 | 0 | 0 | 0 | 0 | 0 | 0 | 0 | 0 | 0 | 0 | 0 | 0 | 0
2016-10-14 11:00 | 0 | 0 | 0 | 0 | 0 | 137286.895 | 0 | 396426 | 0 | 0 | 0 | 0 | 1056509.4774 | 4349594.2344 | 0 | 0 | 0 | 0 | 0 | 0 | 0 | 0 | 0 | 0 | 0 | 0 | 0 | 0 | 0 | -259139.105 | 0 | 0 | 0 | 0 | 0 | 0 | 0 | 0 | 0 | 0 | 0 | 0 | 0 | 0 | 0
2016-10-14 12:00 | 0 | 0 | 0 | 0 | 0 | 150106.895 | 0 | 409246 | 0 | 0 | 0 | 0 | 797370.3725 | 4349594.2344 | 0 | 0 | 0 | 0 | 0 | 0 | 0 | 0 | 0 | 0 | 0 | 0 | 0 | 0 | 0 | -259139.105 | 0 | 0 | 0 | 0 | 0 | 0 | 0 | 0 | 0 | 0 | 0 | 0 | 0 | 0 | 0
2016-10-14 13:00 | 0 | 0 | 0 | 0 | 0 | 496885.4804 | 9411.6356 | 419731 | 0 | 0 | 0 | 0 | 883936.4884 | 4349594.2344 | 0 | 0 | 0 | 0 | 0 | 0 | 0 | 0 | 0 | 0 | 0 | 0 | 0 | 0 | 0 | 86566.1159 | 0 | 0 | 0 | 0 | 0 | 0 | 0 | 0 | 0 | 0 | 0 | 0 | 0 | 0 | 0
2016-10-14 14:00 | 0 | 0 | 0 | 0 | 0 | 0 | 287516.8039 | 429523 | 0 | 0 | 0 | 0 | 741930.2922 | 4349594.2344 | 0 | 0 | 0 | 0 | 0 | 0 | 0 | 0 | 0 | 0 | 0 | 0 | 0 | 0 | 0 | -142006.1961 | 0 | 0 | 0 | 0 | 0 | 0 | 0 | 0 | 0 | 0 | 0 | 0 | 0 | 0 | 0
2016-10-14 15:00 | 0 | 0 | 0 | 0 | 0 | 0 | 561660.5159 | 436532 | 0 | 0 | 0 | 0 | 867058.8081 | 4349594.2344 | 0 | 0 | 0 | 0 | 0 | 0 | 0 | 0 | 0 | 0 | 0 | 0 | 0 | 0 | 0 | 125128.5159 | 0 | 0 | 0 | 0 | 0 | 0 | 0 | 0 | 0 | 0 | 0 | 0 | 0 | 0 | 0
2016-10-14 16:00 | 0 | 0 | 0 | 0 | 0 | 0 | 648716.0252 | 442480 | 0 | 0 | 0 | 0 | 1073294.8334 | 4349594.2344 | 0 | 0 | 0 | 0 | 0 | 0 | 0 | 0 | 0 | 0 | 0 | 0 | 0 | 0 | 0 | 206236.0252 | 0 | 0 | 0 | 0 | 0 | 0 | 0 | 0 | 0 | 0 | 0 | 0 | 0 | 0 | 0
2016-10-14 17:00 | 0 | 0 | 0 | 0 | 0 | 0 | 662040.2097 | 448288 | 0 | 0 | 0 | 0 | 1287047.043 | 4349594.2344 | 0 | 0 | 0 | 0 | 0 | 0 | 0 | 0 | 0 | 0 | 0 | 0 | 0 | 0 | 0 | 213752.2097 | 0 | 0 | 0 | 0 | 0 | 0 | 0 | 0 | 0 | 0 | 0 | 0 | 0 | 0 | 0
2016-10-14 18:00 | 0 | 0 | 0 | 0 | 0 | 0 | 654836.8821 | 453012 | 0 | 0 | 0 | 0 | 1488871.9252 | 4349594.2344 | 0 | 0 | 0 | 0 | 0 | 0 | 0 | 0 | 0 | 0 | 0 | 0 | 0 | 0 | 0 | 201824.8821 | 0 | 0 | 0 | 0 | 0 | 0 | 0 | 0 | 0 | 0 | 0 | 0 | 0 | 0 | 0
2016-10-14 19:00 | 0 | 0 | 0 | 0 | 0 | 0 | 649580.8112 | 456009 | 0 | 0 | 0 | 0 | 1682443.7363 | 4349594.2344 | 0 | 0 | 0 | 0 | 0 | 0 | 0 | 0 | 0 | 0 | 0 | 0 | 0 | 0 | 0 | 193571.8112 | 0 | 0 | 0 | 0 | 0 | 0 | 0 | 0 | 0 | 0 | 0 | 0 | 0 | 0 | 0
2016-10-14 20:00 | 0 | 0 | 0 | 0 | 0 | 0 | 656123.223 | 458200 | 0 | 0 | 0 | 0 | 1880366.9593 | 4349594.2344 | 0 | 0 | 0 | 0 | 0 | 0 | 0 | 0 | 0 | 0 | 0 | 0 | 0 | 0 | 0 | 197923.223 | 0 | 0 | 0 | 0 | 0 | 0 | 0 | 0 | 0 | 0 | 0 | 0 | 0 | 0 | 0
2016-10-14 21:00 | 0 | 0 | 0 | 0 | 0 | 0 | 662443.5429 | 458185 | 0 | 0 | 0 | 0 | 2084625.5022 | 4349594.2344 | 0 | 0 | 0 | 0 | 0 | 0 | 0 | 0 | 0 | 0 | 0 | 0 | 0 | 0 | 0 | 204258.5429 | 0 | 0 | 0 | 0 | 0 | 0 | 0 | 0 | 0 | 0 | 0 | 0 | 0 | 0 | 0
2016-10-14 22:00 | 0 | 0 | 0 | 0 | 0 | 0 | 622316.3253 | 455239 | 0 | 0 | 0 | 0 | 2251702.8276 | 4349594.2344 | 0 | 0 | 0 | 0 | 0 | 0 | 0 | 0 | 0 | 0 | 0 | 0 | 0 | 0 | 0 | 167077.3253 | 0 | 0 | 0 | 0 | 0 | 0 | 0 | 0 | 0 | 0 | 0 | 0 | 0 | 0 | 0
2016-10-14 23:00 | 0 | 0 | 0 | 0 | 0 | 0 | 453733.2531 | 456333 | 0 | 0 | 0 | 0 | 2249103.0807 | 4349594.2344 | 0 | 0 | 0 | 0 | 0 | 0 | 0 | 0 | 0 | 0 | 0 | 0 | 0 | 0 | 0 | -2599.7469 | 0 | 0 | 0 | 0 | 0 | 0 | 0 | 0 | 0 | 0 | 0 | 0 | 0 | 0 | 0
2016-10-15 | 0 | 0 | 0 | 0 | 0 | 613101.0402 | 97958.0648 | 451920 | 0 | 0 | 0 | 0 | 2508242.1856 | 4349594.2344 | 0 | 0 | 0 | 0 | 0 | 0 | 0 | 0 | 0 | 0 | 0 | 0 | 0 | 0 | 0 | 259139.105 | 0 | 0 | 0 | 0 | 0 | 0 | 0 | 0 | 0 | 0 | 0 | 0 | 0 | 0 | 0
2016-10-15 01:00 | 0 | 0 | 0 | 0 | 0 | 181127.3585 | 148.5366 | 440415 | 0 | 0 | 0 | 0 | 2249103.0807 | 4349594.2344 | 0 | 0 | 0 | 0 | 0 | 0 | 0 | 0 | 0 | 0 | 0 | 0 | 0 | 0 | 0 | -259139.105 | 0 | 0 | 0 | 0 | 0 | 0 | 0 | 0 | 0 | 0 | 0 | 0 | 0 | 0 | 0
2016-10-15 02:00 | 0 | 0 | 0 | 0 | 0 | 163323.895 | 0 | 422463 | 0 | 0 | 0 | 0 | 1989963.9757 | 4349594.2344 | 0 | 0 | 0 | 0 | 0 | 0 | 0 | 0 | 0 | 0 | 0 | 0 | 0 | 0 | 0 | -259139.105 | 0 | 0 | 0 | 0 | 0 | 0 | 0 | 0 | 0 | 0 | 0 | 0 | 0 | 0 | 0
2016-10-15 03:00 | 0 | 0 | 0 | 0 | 0 | 90682.3107 | 0 | 399992 | 0 | 0 | 0 | 0 | 1730824.8708 | 4299423.6501 | 0 | 0 | 0 | 0 | 0 | 0 | 0 | 0 | 0 | 0 | 0 | 0 | 0 | 0 | 0 | -259139.105 | 0 | 50170.5843 | 0 | 0 | 0 | 0 | 0 | 0 | 0 | 0 | 0 | 0 | 0 | 0 | 0
2016-10-15 04:00 | 0 | 0 | 0 | 0 | 0 | 118590.895 | 0 | 377730 | 0 | 0 | 0 | 0 | 1471685.7658 | 4299423.6501 | 0 | 0 | 0 | 0 | 0 | 0 | 0 | 0 | 0 | 0 | 0 | 0 | 0 | 0 | 0 | -259139.105 | 0 | 0 | 0 | 0 | 0 | 0 | 0 | 0 | 0 | 0 | 0 | 0 | 0 | 0 | 0
2016-10-15 05:00 | 0 | 0 | 0 | 0 | 0 | 619262.105 | 0 | 360123 | 0 | 0 | 0 | 0 | 1730824.8708 | 4299423.6501 | 0 | 0 | 0 | 0 | 0 | 0 | 0 | 0 | 0 | 0 | 0 | 0 | 0 | 0 | 0 | 259139.105 | 0 | 0 | 0 | 0 | 0 | 0 | 0 | 0 | 0 | 0 | 0 | 0 | 0 | 0 | 0
2016-10-15 06:00 | 0 | 0 | 0 | 0 | 0 | 86969.895 | 0 | 346109 | 0 | 0 | 0 | 0 | 1471685.7658 | 4299423.6501 | 0 | 0 | 0 | 0 | 0 | 0 | 0 | 0 | 0 | 0 | 0 | 0 | 0 | 0 | 0 | -259139.105 | 0 | 0 | 0 | 0 | 0 | 0 | 0 | 0 | 0 | 0 | 0 | 0 | 0 | 0 | 0
2016-10-15 07:00 | 0 | 0 | 0 | 0 | 0 | 77998.895 | 0 | 337138 | 0 | 0 | 0 | 0 | 1212546.6609 | 4299423.6501 | 0 | 0 | 0 | 0 | 0 | 0 | 0 | 0 | 0 | 0 | 0 | 0 | 0 | 0 | 0 | -259139.105 | 0 | 0 | 0 | 0 | 0 | 0 | 0 | 0 | 0 | 0 | 0 | 0 | 0 | 0 | 0
2016-10-15 08:00 | 0 | 0 | 0 | 0 | 0 | 592212.105 | 0 | 333073 | 0 | 0 | 0 | 0 | 1471685.7658 | 4299423.6501 | 0 | 0 | 0 | 0 | 0 | 0 | 0 | 0 | 0 | 0 | 0 | 0 | 0 | 0 | 0 | 259139.105 | 0 | 0 | 0 | 0 | 0 | 0 | 0 | 0 | 0 | 0 | 0 | 0 | 0 | 0 | 0
2016-10-15 09:00 | 0 | 0 | 0 | 0 | 0 | 75079.895 | 0 | 334219 | 0 | 0 | 0 | 0 | 1212546.6609 | 4299423.6501 | 0 | 0 | 0 | 0 | 0 | 0 | 0 | 0 | 0 | 0 | 0 | 0 | 0 | 0 | 0 | -259139.105 | 0 | 0 | 0 | 0 | 0 | 0 | 0 | 0 | 0 | 0 | 0 | 0 | 0 | 0 | 0
2016-10-15 10:00 | 0 | 0 | 0 | 0 | 0 | 82604.895 | 0 | 341744 | 0 | 0 | 0 | 0 | 953407.5559 | 4299423.6501 | 0 | 0 | 0 | 0 | 0 | 0 | 0 | 0 | 0 | 0 | 0 | 0 | 0 | 0 | 0 | -259139.105 | 0 | 0 | 0 | 0 | 0 | 0 | 0 | 0 | 0 | 0 | 0 | 0 | 0 | 0 | 0
2016-10-15 11:00 | 0 | 0 | 0 | 0 | 0 | 94014.895 | 0 | 353154 | 0 | 0 | 0 | 0 | 694268.451 | 4299423.6501 | 0 | 0 | 0 | 0 | 0 | 0 | 0 | 0 | 0 | 0 | 0 | 0 | 0 | 0 | 0 | -259139.105 | 0 | 0 | 0 | 0 | 0 | 0 | 0 | 0 | 0 | 0 | 0 | 0 | 0 | 0 | 0
2016-10-15 12:00 | 0 | 0 | 0 | 0 | 0 | 107284.895 | 0 | 366424 | 0 | 0 | 0 | 0 | 435129.346 | 4299423.6501 | 0 | 0 | 0 | 0 | 0 | 0 | 0 | 0 | 0 | 0 | 0 | 0 | 0 | 0 | 0 | -259139.105 | 0 | 0 | 0 | 0 | 0 | 0 | 0 | 0 | 0 | 0 | 0 | 0 | 0 | 0 | 0
2016-10-15 13:00 | 0 | 0 | 0 | 0 | 0 | 630758.1048 | 9705.0001 | 381324 | 0 | 0 | 0 | 0 | 694268.451 | 4299423.6501 | 0 | 0 | 0 | 0 | 0 | 0 | 0 | 0 | 0 | 0 | 0 | 0 | 0 | 0 | 0 | 259139.105 | 0 | 0 | 0 | 0 | 0 | 0 | 0 | 0 | 0 | 0 | 0 | 0 | 0 | 0 | 0
2016-10-15 14:00 | 0 | 0 | 0 | 0 | 0 | 0 | 332503.5822 | 395160 | 0 | 0 | 0 | 0 | 631612.0332 | 4299423.6501 | 0 | 0 | 0 | 0 | 0 | 0 | 0 | 0 | 0 | 0 | 0 | 0 | 0 | 0 | 0 | -62656.4178 | 0 | 0 | 0 | 0 | 0 | 0 | 0 | 0 | 0 | 0 | 0 | 0 | 0 | 0 | 0
2016-10-15 15:00 | 0 | 0 | 0 | 0 | 0 | 0 | 650439.2297 | 407344 | 0 | 0 | 0 | 0 | 874707.263 | 4299423.6501 | 0 | 0 | 0 | 0 | 0 | 0 | 0 | 0 | 0 | 0 | 0 | 0 | 0 | 0 | 0 | 243095.2297 | 0 | 0 | 0 | 0 | 0 | 0 | 0 | 0 | 0 | 0 | 0 | 0 | 0 | 0 | 0
2016-10-15 16:00 | 0 | 0 | 0 | 0 | 0 | 0 | 690840.0865 | 417435 | 0 | 0 | 0 | 0 | 1133846.3679 | 4313689.6317 | 0 | 0 | 0 | 0 | 0 | 0 | 0 | 0 | 0 | 0 | 0 | 0 | 0 | 0 | 0 | 259139.105 | 14265.9815 | 0 | 0 | 0 | 0 | 0 | 0 | 0 | 0 | 0 | 0 | 0 | 0 | 0 | 0
2016-10-15 17:00 | 0 | 0 | 0 | 0 | 0 | 0 | 698473.0865 | 425068 | 0 | 0 | 0 | 0 | 1392985.4729 | 4327955.6132 | 0 | 0 | 0 | 0 | 0 | 0 | 0 | 0 | 0 | 0 | 0 | 0 | 0 | 0 | 0 | 259139.105 | 14265.9815 | 0 | 0 | 0 | 0 | 0 | 0 | 0 | 0 | 0 | 0 | 0 | 0 | 0 | 0
2016-10-15 18:00 | 0 | 0 | 0 | 0 | 0 | 0 | 698424.3522 | 431579 | 0 | 0 | 0 | 0 | 1652124.5778 | 4335661.8604 | 0 | 0 | 0 | 0 | 0 | 0 | 0 | 0 | 0 | 0 | 0 | 0 | 0 | 0 | 0 | 259139.105 | 7706.2473 | 0 | 0 | 0 | 0 | 0 | 0 | 0 | 0 | 0 | 0 | 0 | 0 | 0 | 0
2016-10-15 19:00 | 0 | 0 | 0 | 0 | 0 | 0 | 689878.0854 | 437621 | 0 | 0 | 0 | 0 | 1904381.6632 | 4335661.8604 | 0 | 0 | 0 | 0 | 0 | 0 | 0 | 0 | 0 | 0 | 0 | 0 | 0 | 0 | 0 | 252257.0854 | 0 | 0 | 0 | 0 | 0 | 0 | 0 | 0 | 0 | 0 | 0 | 0 | 0 | 0 | 0
2016-10-15 20:00 | 0 | 0 | 0 | 0 | 0 | 0 | 701109.9869 | 442960 | 0 | 0 | 0 | 0 | 2162531.6501 | 4335661.8604 | 0 | 0 | 0 | 0 | 0 | 0 | 0 | 0 | 0 | 0 | 0 | 0 | 0 | 0 | 0 | 258149.9869 | 0 | 0 | 0 | 0 | 0 | 0 | 0 | 0 | 0 | 0 | 0 | 0 | 0 | 0 | 0
2016-10-15 21:00 | 0 | 0 | 0 | 0 | 0 | 0 | 718606.4789 | 445535 | 0 | 0 | 0 | 0 | 2421670.755 | 4349594.2344 | 0 | 0 | 0 | 0 | 0 | 0 | 0 | 0 | 0 | 0 | 0 | 0 | 0 | 0 | 0 | 259139.105 | 13932.374 | 0 | 0 | 0 | 0 | 0 | 0 | 0 | 0 | 0 | 0 | 0 | 0 | 0 | 0
2016-10-15 22:00 | 0 | 0 | 0 | 0 | 0 | 0 | 703094.715 | 446436 | 0 | 0 | 0 | 0 | 2678329.47 | 4349594.2344 | 0 | 0 | 0 | 0 | 0 | 0 | 0 | 0 | 0 | 0 | 0 | 0 | 0 | 0 | 0 | 256658.715 | 0 | 0 | 0 | 0 | 0 | 0 | 0 | 0 | 0 | 0 | 0 | 0 | 0 | 0 | 0
2016-10-15 23:00 | 0 | 0 | 0 | 0 | 0 | 0 | 512902.7709 | 449627 | 0 | 0 | 0 | 0 | 2741605.241 | 4349594.2344 | 0 | 0 | 0 | 0 | 0 | 0 | 0 | 0 | 0 | 0 | 0 | 0 | 0 | 0 | 0 | 63275.7709 | 0 | 0 | 0 | 0 | 0 | 0 | 0 | 0 | 0 | 0 | 0 | 0 | 0 | 0 | 0
2016-10-16 | 0 | 0 | 0 | 0 | 0 | 477556.1338 | 121162.1699 | 445552 | 0 | 0 | 0 | 0 | 2894771.5446 | 4349594.2344 | 0 | 0 | 0 | 0 | 0 | 0 | 0 | 0 | 0 | 0 | 0 | 0 | 0 | 0 | 0 | 153166.3037 | 0 | 0 | 0 | 0 | 0 | 0 | 0 | 0 | 0 | 0 | 0 | 0 | 0 | 0 | 0
2016-10-16 01:00 | 0 | 0 | 0 | 0 | 0 | 307770.6594 | 120.395 | 434826 | 0 | 0 | 0 | 0 | 2767836.599 | 4349594.2344 | 0 | 0 | 0 | 0 | 0 | 0 | 0 | 0 | 0 | 0 | 0 | 0 | 0 | 0 | 0 | -126934.9456 | 0 | 0 | 0 | 0 | 0 | 0 | 0 | 0 | 0 | 0 | 0 | 0 | 0 | 0 | 0
2016-10-16 02:00 | 0 | 0 | 0 | 0 | 0 | 544245.9456 | 0 | 417311 | 0 | 0 | 0 | 0 | 2894771.5446 | 4349594.2344 | 0 | 0 | 0 | 0 | 0 | 0 | 0 | 0 | 0 | 0 | 0 | 0 | 0 | 0 | 0 | 126934.9456 | 0 | 0 | 0 | 0 | 0 | 0 | 0 | 0 | 0 | 0 | 0 | 0 | 0 | 0 | 0
2016-10-16 03:00 | 0 | 0 | 0 | 0 | 0 | 137049.895 | 0 | 396189 | 0 | 0 | 0 | 0 | 2635632.4397 | 4349594.2344 | 0 | 0 | 0 | 0 | 0 | 0 | 0 | 0 | 0 | 0 | 0 | 0 | 0 | 0 | 0 | -259139.105 | 0 | 0 | 0 | 0 | 0 | 0 | 0 | 0 | 0 | 0 | 0 | 0 | 0 | 0 | 0
2016-10-16 04:00 | 0 | 0 | 0 | 0 | 0 | 115610.895 | 0 | 374750 | 0 | 0 | 0 | 0 | 2376493.3347 | 4349594.2344 | 0 | 0 | 0 | 0 | 0 | 0 | 0 | 0 | 0 | 0 | 0 | 0 | 0 | 0 | 0 | -259139.105 | 0 | 0 | 0 | 0 | 0 | 0 | 0 | 0 | 0 | 0 | 0 | 0 | 0 | 0 | 0
2016-10-16 05:00 | 0 | 0 | 0 | 0 | 0 | 98203.895 | 0 | 357343 | 0 | 0 | 0 | 0 | 2117354.2298 | 4349594.2344 | 0 | 0 | 0 | 0 | 0 | 0 | 0 | 0 | 0 | 0 | 0 | 0 | 0 | 0 | 0 | -259139.105 | 0 | 0 | 0 | 0 | 0 | 0 | 0 | 0 | 0 | 0 | 0 | 0 | 0 | 0 | 0
2016-10-16 06:00 | 0 | 0 | 0 | 0 | 0 | 84497.895 | 0 | 343637 | 0 | 0 | 0 | 0 | 1858215.1248 | 4349594.2344 | 0 | 0 | 0 | 0 | 0 | 0 | 0 | 0 | 0 | 0 | 0 | 0 | 0 | 0 | 0 | -259139.105 | 0 | 0 | 0 | 0 | 0 | 0 | 0 | 0 | 0 | 0 | 0 | 0 | 0 | 0 | 0
2016-10-16 07:00 | 0 | 0 | 0 | 0 | 0 | 74831.895 | 0 | 333971 | 0 | 0 | 0 | 0 | 1599076.0199 | 4349594.2344 | 0 | 0 | 0 | 0 | 0 | 0 | 0 | 0 | 0 | 0 | 0 | 0 | 0 | 0 | 0 | -259139.105 | 0 | 0 | 0 | 0 | 0 | 0 | 0 | 0 | 0 | 0 | 0 | 0 | 0 | 0 | 0
2016-10-16 08:00 | 0 | 0 | 0 | 0 | 0 | 587945.105 | 0 | 328806 | 0 | 0 | 0 | 0 | 1858215.1248 | 4349594.2344 | 0 | 0 | 0 | 0 | 0 | 0 | 0 | 0 | 0 | 0 | 0 | 0 | 0 | 0 | 0 | 259139.105 | 0 | 0 | 0 | 0 | 0 | 0 | 0 | 0 | 0 | 0 | 0 | 0 | 0 | 0 | 0
2016-10-16 09:00 | 0 | 0 | 0 | 0 | 0 | 68642.895 | 0 | 327782 | 0 | 0 | 0 | 0 | 1599076.0199 | 4349594.2344 | 0 | 0 | 0 | 0 | 0 | 0 | 0 | 0 | 0 | 0 | 0 | 0 | 0 | 0 | 0 | -259139.105 | 0 | 0 | 0 | 0 | 0 | 0 | 0 | 0 | 0 | 0 | 0 | 0 | 0 | 0 | 0
2016-10-16 10:00 | 0 | 0 | 0 | 0 | 0 | 72702.895 | 0 | 331842 | 0 | 0 | 0 | 0 | 1339936.9149 | 4349594.2344 | 0 | 0 | 0 | 0 | 0 | 0 | 0 | 0 | 0 | 0 | 0 | 0 | 0 | 0 | 0 | -259139.105 | 0 | 0 | 0 | 0 | 0 | 0 | 0 | 0 | 0 | 0 | 0 | 0 | 0 | 0 | 0
2016-10-16 11:00 | 0 | 0 | 0 | 0 | 0 | 81228.895 | 0 | 340368 | 0 | 0 | 0 | 0 | 1080797.81 | 4349594.2344 | 0 | 0 | 0 | 0 | 0 | 0 | 0 | 0 | 0 | 0 | 0 | 0 | 0 | 0 | 0 | -259139.105 | 0 | 0 | 0 | 0 | 0 | 0 | 0 | 0 | 0 | 0 | 0 | 0 | 0 | 0 | 0
2016-10-16 12:00 | 0 | 0 | 0 | 0 | 0 | 92751.895 | 0 | 351891 | 0 | 0 | 0 | 0 | 821658.705 | 4349594.2344 | 0 | 0 | 0 | 0 | 0 | 0 | 0 | 0 | 0 | 0 | 0 | 0 | 0 | 0 | 0 | -259139.105 | 0 | 0 | 0 | 0 | 0 | 0 | 0 | 0 | 0 | 0 | 0 | 0 | 0 | 0 | 0
2016-10-16 13:00 | 0 | 0 | 0 | 0 | 0 | 618108.8158 | 8453.2891 | 367423 | 0 | 0 | 0 | 0 | 1080797.81 | 4349594.2344 | 0 | 0 | 0 | 0 | 0 | 0 | 0 | 0 | 0 | 0 | 0 | 0 | 0 | 0 | 0 | 259139.105 | 0 | 0 | 0 | 0 | 0 | 0 | 0 | 0 | 0 | 0 | 0 | 0 | 0 | 0 | 0
2016-10-16 14:00 | 0 | 0 | 0 | 0 | 0 | 0 | 327094.4456 | 383772 | 0 | 0 | 0 | 0 | 1024120.2556 | 4349594.2344 | 0 | 0 | 0 | 0 | 0 | 0 | 0 | 0 | 0 | 0 | 0 | 0 | 0 | 0 | 0 | -56677.5544 | 0 | 0 | 0 | 0 | 0 | 0 | 0 | 0 | 0 | 0 | 0 | 0 | 0 | 0 | 0
2016-10-16 15:00 | 0 | 0 | 0 | 0 | 0 | 0 | 589362.8966 | 400544 | 0 | 0 | 0 | 0 | 1212939.1522 | 4349594.2344 | 0 | 0 | 0 | 0 | 0 | 0 | 0 | 0 | 0 | 0 | 0 | 0 | 0 | 0 | 0 | 188818.8966 | 0 | 0 | 0 | 0 | 0 | 0 | 0 | 0 | 0 | 0 | 0 | 0 | 0 | 0 | 0
2016-10-16 16:00 | 0 | 0 | 0 | 0 | 0 | 0 | 666184.3426 | 416790 | 0 | 0 | 0 | 0 | 1462333.4948 | 4349594.2344 | 0 | 0 | 0 | 0 | 0 | 0 | 0 | 0 | 0 | 0 | 0 | 0 | 0 | 0 | 0 | 249394.3426 | 0 | 0 | 0 | 0 | 0 | 0 | 0 | 0 | 0 | 0 | 0 | 0 | 0 | 0 | 0
2016-10-16 17:00 | 0 | 0 | 0 | 0 | 0 | 0 | 666021.5316 | 430707 | 0 | 0 | 0 | 0 | 1697648.0264 | 4349594.2344 | 0 | 0 | 0 | 0 | 0 | 0 | 0 | 0 | 0 | 0 | 0 | 0 | 0 | 0 | 0 | 235314.5316 | 0 | 0 | 0 | 0 | 0 | 0 | 0 | 0 | 0 | 0 | 0 | 0 | 0 | 0 | 0
2016-10-16 18:00 | 0 | 0 | 0 | 0 | 0 | 0 | 647559.713 | 442178 | 0 | 0 | 0 | 0 | 1903029.7395 | 4349594.2344 | 0 | 0 | 0 | 0 | 0 | 0 | 0 | 0 | 0 | 0 | 0 | 0 | 0 | 0 | 0 | 205381.713 | 0 | 0 | 0 | 0 | 0 | 0 | 0 | 0 | 0 | 0 | 0 | 0 | 0 | 0 | 0
2016-10-16 19:00 | 0 | 0 | 0 | 0 | 0 | 0 | 639521.008 | 451589 | 0 | 0 | 0 | 0 | 2090961.7475 | 4349594.2344 | 0 | 0 | 0 | 0 | 0 | 0 | 0 | 0 | 0 | 0 | 0 | 0 | 0 | 0 | 0 | 187932.008 | 0 | 0 | 0 | 0 | 0 | 0 | 0 | 0 | 0 | 0 | 0 | 0 | 0 | 0 | 0
2016-10-16 20:00 | 0 | 0 | 0 | 0 | 0 | 0 | 644115.4709 | 458822 | 0 | 0 | 0 | 0 | 2276255.2184 | 4349594.2344 | 0 | 0 | 0 | 0 | 0 | 0 | 0 | 0 | 0 | 0 | 0 | 0 | 0 | 0 | 0 | 185293.4709 | 0 | 0 | 0 | 0 | 0 | 0 | 0 | 0 | 0 | 0 | 0 | 0 | 0 | 0 | 0
2016-10-16 21:00 | 0 | 0 | 0 | 0 | 0 | 0 | 653603.2172 | 464628 | 0 | 0 | 0 | 0 | 2465230.4355 | 4349594.2344 | 0 | 0 | 0 | 0 | 0 | 0 | 0 | 0 | 0 | 0 | 0 | 0 | 0 | 0 | 0 | 188975.2172 | 0 | 0 | 0 | 0 | 0 | 0 | 0 | 0 | 0 | 0 | 0 | 0 | 0 | 0 | 0
2016-10-16 22:00 | 0 | 0 | 0 | 0 | 0 | 0 | 634650.8133 | 467804 | 0 | 0 | 0 | 0 | 2632077.2488 | 4349594.2344 | 0 | 0 | 0 | 0 | 0 | 0 | 0 | 0 | 0 | 0 | 0 | 0 | 0 | 0 | 0 | 166846.8133 | 0 | 0 | 0 | 0 | 0 | 0 | 0 | 0 | 0 | 0 | 0 | 0 | 0 | 0 | 0
2016-10-16 23:00 | 0 | 0 | 0 | 0 | 0 | 0 | 472370.0026 | 471245 | 0 | 0 | 0 | 0 | 2633202.2514 | 4349594.2344 | 0 | 0 | 0 | 0 | 0 | 0 | 0 | 0 | 0 | 0 | 0 | 0 | 0 | 0 | 0 | 1125.0026 | 0 | 0 | 0 | 0 | 0 | 0 | 0 | 0 | 0 | 0 | 0 | 0 | 0 | 0 | 0
2016-10-17 | 0 | 0 | 0 | 0 | 0 | 359200.6506 | 111763.5377 | 468534 | 0 | 0 | 0 | 0 | 2635632.4397 | 4349594.2344 | 0 | 0 | 0 | 0 | 0 | 0 | 0 | 0 | 0 | 0 | 0 | 0 | 0 | 0 | 0 | 2430.1883 | 0 | 0 | 0 | 0 | 0 | 0 | 0 | 0 | 0 | 0 | 0 | 0 | 0 | 0 | 0
2016-10-17 01:00 | 0 | 0 | 0 | 0 | 0 | 194746.1656 | 87.7294 | 453973 | 0 | 0 | 0 | 0 | 2376493.3347 | 4349594.2344 | 0 | 0 | 0 | 0 | 0 | 0 | 0 | 0 | 0 | 0 | 0 | 0 | 0 | 0 | 0 | -259139.105 | 0 | 0 | 0 | 0 | 0 | 0 | 0 | 0 | 0 | 0 | 0 | 0 | 0 | 0 | 0
2016-10-17 02:00 | 0 | 0 | 0 | 0 | 0 | 690443.105 | 0 | 431304 | 0 | 0 | 0 | 0 | 2635632.4397 | 4349594.2344 | 0 | 0 | 0 | 0 | 0 | 0 | 0 | 0 | 0 | 0 | 0 | 0 | 0 | 0 | 0 | 259139.105 | 0 | 0 | 0 | 0 | 0 | 0 | 0 | 0 | 0 | 0 | 0 | 0 | 0 | 0 | 0
2016-10-17 03:00 | 0 | 0 | 0 | 0 | 0 | 663802.105 | 0 | 404663 | 0 | 0 | 0 | 0 | 2894771.5446 | 4349594.2344 | 0 | 0 | 0 | 0 | 0 | 0 | 0 | 0 | 0 | 0 | 0 | 0 | 0 | 0 | 0 | 259139.105 | 0 | 0 | 0 | 0 | 0 | 0 | 0 | 0 | 0 | 0 | 0 | 0 | 0 | 0 | 0
2016-10-17 04:00 | 0 | 0 | 0 | 0 | 0 | 120806.895 | 0 | 379946 | 0 | 0 | 0 | 0 | 2635632.4397 | 4349594.2344 | 0 | 0 | 0 | 0 | 0 | 0 | 0 | 0 | 0 | 0 | 0 | 0 | 0 | 0 | 0 | -259139.105 | 0 | 0 | 0 | 0 | 0 | 0 | 0 | 0 | 0 | 0 | 0 | 0 | 0 | 0 | 0
2016-10-17 05:00 | 0 | 0 | 0 | 0 | 0 | 101718.895 | 0 | 360858 | 0 | 0 | 0 | 0 | 2376493.3347 | 4349594.2344 | 0 | 0 | 0 | 0 | 0 | 0 | 0 | 0 | 0 | 0 | 0 | 0 | 0 | 0 | 0 | -259139.105 | 0 | 0 | 0 | 0 | 0 | 0 | 0 | 0 | 0 | 0 | 0 | 0 | 0 | 0 | 0
2016-10-17 06:00 | 0 | 0 | 0 | 0 | 0 | 88388.895 | 0 | 347528 | 0 | 0 | 0 | 0 | 2117354.2298 | 4349594.2344 | 0 | 0 | 0 | 0 | 0 | 0 | 0 | 0 | 0 | 0 | 0 | 0 | 0 | 0 | 0 | -259139.105 | 0 | 0 | 0 | 0 | 0 | 0 | 0 | 0 | 0 | 0 | 0 | 0 | 0 | 0 | 0
2016-10-17 07:00 | 0 | 0 | 0 | 0 | 0 | 599562.105 | 0 | 340423 | 0 | 0 | 0 | 0 | 2376493.3347 | 4349594.2344 | 0 | 0 | 0 | 0 | 0 | 0 | 0 | 0 | 0 | 0 | 0 | 0 | 0 | 0 | 0 | 259139.105 | 0 | 0 | 0 | 0 | 0 | 0 | 0 | 0 | 0 | 0 | 0 | 0 | 0 | 0 | 0
2016-10-17 08:00 | 0 | 0 | 0 | 0 | 0 | 80664.895 | 0 | 339804 | 0 | 0 | 0 | 0 | 2117354.2298 | 4349594.2344 | 0 | 0 | 0 | 0 | 0 | 0 | 0 | 0 | 0 | 0 | 0 | 0 | 0 | 0 | 0 | -259139.105 | 0 | 0 | 0 | 0 | 0 | 0 | 0 | 0 | 0 | 0 | 0 | 0 | 0 | 0 | 0
2016-10-17 09:00 | 0 | 0 | 0 | 0 | 0 | 90483.895 | 0 | 349623 | 0 | 0 | 0 | 0 | 1858215.1248 | 4349594.2344 | 0 | 0 | 0 | 0 | 0 | 0 | 0 | 0 | 0 | 0 | 0 | 0 | 0 | 0 | 0 | -259139.105 | 0 | 0 | 0 | 0 | 0 | 0 | 0 | 0 | 0 | 0 | 0 | 0 | 0 | 0 | 0
2016-10-17 10:00 | 0 | 0 | 0 | 0 | 0 | 117078.895 | 0 | 376218 | 0 | 0 | 0 | 0 | 1599076.0199 | 4349594.2344 | 0 | 0 | 0 | 0 | 0 | 0 | 0 | 0 | 0 | 0 | 0 | 0 | 0 | 0 | 0 | -259139.105 | 0 | 0 | 0 | 0 | 0 | 0 | 0 | 0 | 0 | 0 | 0 | 0 | 0 | 0 | 0
2016-10-17 11:00 | 0 | 0 | 0 | 0 | 0 | 36389.0859 | 0 | 404471 | 0 | 0 | 0 | 0 | 1339936.9149 | 4240651.4253 | 0 | 0 | 0 | 0 | 0 | 0 | 0 | 0 | 0 | 0 | 0 | 0 | 0 | 0 | 0 | -259139.105 | 0 | 108942.8092 | 0 | 0 | 0 | 0 | 0 | 0 | 0 | 0 | 0 | 0 | 0 | 0 | 0
2016-10-17 12:00 | 0 | 0 | 0 | 0 | 0 | 161506.895 | 0 | 420646 | 0 | 0 | 0 | 0 | 1080797.81 | 4240651.4253 | 0 | 0 | 0 | 0 | 0 | 0 | 0 | 0 | 0 | 0 | 0 | 0 | 0 | 0 | 0 | -259139.105 | 0 | 0 | 0 | 0 | 0 | 0 | 0 | 0 | 0 | 0 | 0 | 0 | 0 | 0 | 0
2016-10-17 13:00 | 0 | 0 | 0 | 0 | 0 | 540560.3762 | 8181.2958 | 436484 | 0 | 0 | 0 | 0 | 1193055.482 | 4240651.4253 | 0 | 0 | 0 | 0 | 0 | 0 | 0 | 0 | 0 | 0 | 0 | 0 | 0 | 0 | 0 | 112257.6721 | 0 | 0 | 0 | 0 | 0 | 0 | 0 | 0 | 0 | 0 | 0 | 0 | 0 | 0 | 0
2016-10-17 14:00 | 0 | 0 | 0 | 0 | 0 | 0 | 310629.7313 | 453409 | 0 | 0 | 0 | 0 | 1050276.2133 | 4240651.4253 | 0 | 0 | 0 | 0 | 0 | 0 | 0 | 0 | 0 | 0 | 0 | 0 | 0 | 0 | 0 | -142779.2687 | 0 | 0 | 0 | 0 | 0 | 0 | 0 | 0 | 0 | 0 | 0 | 0 | 0 | 0 | 0
2016-10-17 15:00 | 0 | 0 | 0 | 0 | 0 | 0 | 621097.0505 | 468848 | 0 | 0 | 0 | 0 | 1202525.2638 | 4240651.4253 | 0 | 0 | 0 | 0 | 0 | 0 | 0 | 0 | 0 | 0 | 0 | 0 | 0 | 0 | 0 | 152249.0505 | 0 | 0 | 0 | 0 | 0 | 0 | 0 | 0 | 0 | 0 | 0 | 0 | 0 | 0 | 0
2016-10-17 16:00 | 0 | 0 | 0 | 0 | 0 | 0 | 710659.1262 | 483953 | 0 | 0 | 0 | 0 | 1429231.39 | 4240651.4253 | 0 | 0 | 0 | 0 | 0 | 0 | 0 | 0 | 0 | 0 | 0 | 0 | 0 | 0 | 0 | 226706.1262 | 0 | 0 | 0 | 0 | 0 | 0 | 0 | 0 | 0 | 0 | 0 | 0 | 0 | 0 | 0
2016-10-17 17:00 | 0 | 0 | 0 | 0 | 0 | 0 | 714257.0571 | 498846 | 0 | 0 | 0 | 0 | 1644642.447 | 4240651.4253 | 0 | 0 | 0 | 0 | 0 | 0 | 0 | 0 | 0 | 0 | 0 | 0 | 0 | 0 | 0 | 215411.0571 | 0 | 0 | 0 | 0 | 0 | 0 | 0 | 0 | 0 | 0 | 0 | 0 | 0 | 0 | 0
2016-10-17 18:00 | 0 | 0 | 0 | 0 | 0 | 79090.6652 | 692026.4398 | 511978 | 0 | 0 | 0 | 0 | 1903781.552 | 4240651.4253 | 0 | 0 | 0 | 0 | 0 | 0 | 0 | 0 | 0 | 0 | 0 | 0 | 0 | 0 | 0 | 259139.105 | 0 | 0 | 0 | 0 | 0 | 0 | 0 | 0 | 0 | 0 | 0 | 0 | 0 | 0 | 0
2016-10-17 19:00 | 0 | 0 | 0 | 0 | 0 | 0 | 681995.2246 | 521613 | 0 | 0 | 0 | 0 | 2064163.7766 | 4240651.4253 | 0 | 0 | 0 | 0 | 0 | 0 | 0 | 0 | 0 | 0 | 0 | 0 | 0 | 0 | 0 | 160382.2246 | 0 | 0 | 0 | 0 | 0 | 0 | 0 | 0 | 0 | 0 | 0 | 0 | 0 | 0 | 0
2016-10-17 20:00 | 0 | 0 | 0 | 0 | 0 | 0 | 694189.2587 | 527488 | 0 | 0 | 0 | 0 | 2230865.0353 | 4240651.4253 | 0 | 0 | 0 | 0 | 0 | 0 | 0 | 0 | 0 | 0 | 0 | 0 | 0 | 0 | 0 | 166701.2587 | 0 | 0 | 0 | 0 | 0 | 0 | 0 | 0 | 0 | 0 | 0 | 0 | 0 | 0 | 0
2016-10-17 21:00 | 0 | 0 | 0 | 0 | 0 | 0 | 716986.9512 | 528429 | 0 | 0 | 0 | 0 | 2419422.9865 | 4240651.4253 | 0 | 0 | 0 | 0 | 0 | 0 | 0 | 0 | 0 | 0 | 0 | 0 | 0 | 0 | 0 | 188557.9512 | 0 | 0 | 0 | 0 | 0 | 0 | 0 | 0 | 0 | 0 | 0 | 0 | 0 | 0 | 0
2016-10-17 22:00 | 0 | 0 | 0 | 0 | 0 | 0 | 708624.5834 | 523606 | 0 | 0 | 0 | 0 | 2604441.5699 | 4240651.4253 | 0 | 0 | 0 | 0 | 0 | 0 | 0 | 0 | 0 | 0 | 0 | 0 | 0 | 0 | 0 | 185018.5834 | 0 | 0 | 0 | 0 | 0 | 0 | 0 | 0 | 0 | 0 | 0 | 0 | 0 | 0 | 0
2016-10-17 23:00 | 0 | 0 | 0 | 0 | 0 | 0 | 528818.7939 | 522334 | 0 | 0 | 0 | 0 | 2610926.3638 | 4240651.4253 | 0 | 0 | 0 | 0 | 0 | 0 | 0 | 0 | 0 | 0 | 0 | 0 | 0 | 0 | 0 | 6484.7939 | 0 | 0 | 0 | 0 | 0 | 0 | 0 | 0 | 0 | 0 | 0 | 0 | 0 | 0 | 0
2016-10-18 | 0 | 0 | 0 | 0 | 0 | 662528.8861 | 125389.2004 | 514513 | 0 | 0 | 0 | 0 | 2870065.4688 | 4254917.4068 | 0 | 0 | 0 | 0 | 0 | 0 | 0 | 0 | 0 | 0 | 0 | 0 | 0 | 0 | 0 | 259139.105 | 14265.9815 | 0 | 0 | 0 | 0 | 0 | 0 | 0 | 0 | 0 | 0 | 0 | 0 | 0 | 0
2016-10-18 01:00 | 0 | 0 | 0 | 0 | 0 | 250893.5305 | 91.3461 | 495858 | 0 | 0 | 0 | 0 | 2610926.3638 | 4269183.3883 | 0 | 0 | 0 | 0 | 0 | 0 | 0 | 0 | 0 | 0 | 0 | 0 | 0 | 0 | 0 | -259139.105 | 14265.9815 | 0 | 0 | 0 | 0 | 0 | 0 | 0 | 0 | 0 | 0 | 0 | 0 | 0 | 0
2016-10-18 02:00 | 0 | 0 | 0 | 0 | 0 | 209282.895 | 0 | 468422 | 0 | 0 | 0 | 0 | 2351787.2589 | 4269183.3883 | 0 | 0 | 0 | 0 | 0 | 0 | 0 | 0 | 0 | 0 | 0 | 0 | 0 | 0 | 0 | -259139.105 | 0 | 0 | 0 | 0 | 0 | 0 | 0 | 0 | 0 | 0 | 0 | 0 | 0 | 0 | 0
2016-10-18 03:00 | 0 | 0 | 0 | 0 | 0 | 695045.105 | 0 | 435906 | 0 | 0 | 0 | 0 | 2610926.3638 | 4269183.3883 | 0 | 0 | 0 | 0 | 0 | 0 | 0 | 0 | 0 | 0 | 0 | 0 | 0 | 0 | 0 | 259139.105 | 0 | 0 | 0 | 0 | 0 | 0 | 0 | 0 | 0 | 0 | 0 | 0 | 0 | 0 | 0
2016-10-18 04:00 | 0 | 0 | 0 | 0 | 0 | 147013.895 | 0 | 406153 | 0 | 0 | 0 | 0 | 2351787.2589 | 4269183.3883 | 0 | 0 | 0 | 0 | 0 | 0 | 0 | 0 | 0 | 0 | 0 | 0 | 0 | 0 | 0 | -259139.105 | 0 | 0 | 0 | 0 | 0 | 0 | 0 | 0 | 0 | 0 | 0 | 0 | 0 | 0 | 0
2016-10-18 05:00 | 0 | 0 | 0 | 0 | 0 | 124034.895 | 0 | 383174 | 0 | 0 | 0 | 0 | 2092648.1539 | 4269183.3883 | 0 | 0 | 0 | 0 | 0 | 0 | 0 | 0 | 0 | 0 | 0 | 0 | 0 | 0 | 0 | -259139.105 | 0 | 0 | 0 | 0 | 0 | 0 | 0 | 0 | 0 | 0 | 0 | 0 | 0 | 0 | 0
2016-10-18 06:00 | 0 | 0 | 0 | 0 | 0 | 107959.895 | 0 | 367099 | 0 | 0 | 0 | 0 | 1833509.049 | 4269183.3883 | 0 | 0 | 0 | 0 | 0 | 0 | 0 | 0 | 0 | 0 | 0 | 0 | 0 | 0 | 0 | -259139.105 | 0 | 0 | 0 | 0 | 0 | 0 | 0 | 0 | 0 | 0 | 0 | 0 | 0 | 0 | 0
2016-10-18 07:00 | 0 | 0 | 0 | 0 | 0 | 616168.105 | 0 | 357029 | 0 | 0 | 0 | 0 | 2092648.1539 | 4269183.3883 | 0 | 0 | 0 | 0 | 0 | 0 | 0 | 0 | 0 | 0 | 0 | 0 | 0 | 0 | 0 | 259139.105 | 0 | 0 | 0 | 0 | 0 | 0 | 0 | 0 | 0 | 0 | 0 | 0 | 0 | 0 | 0
2016-10-18 08:00 | 0 | 0 | 0 | 0 | 0 | 95393.895 | 0 | 354533 | 0 | 0 | 0 | 0 | 1833509.049 | 4269183.3883 | 0 | 0 | 0 | 0 | 0 | 0 | 0 | 0 | 0 | 0 | 0 | 0 | 0 | 0 | 0 | -259139.105 | 0 | 0 | 0 | 0 | 0 | 0 | 0 | 0 | 0 | 0 | 0 | 0 | 0 | 0 | 0
2016-10-18 09:00 | 0 | 0 | 0 | 0 | 0 | 104092.895 | 0 | 363232 | 0 | 0 | 0 | 0 | 1574369.944 | 4269183.3883 | 0 | 0 | 0 | 0 | 0 | 0 | 0 | 0 | 0 | 0 | 0 | 0 | 0 | 0 | 0 | -259139.105 | 0 | 0 | 0 | 0 | 0 | 0 | 0 | 0 | 0 | 0 | 0 | 0 | 0 | 0 | 0
2016-10-18 10:00 | 0 | 0 | 0 | 0 | 0 | 129140.895 | 0 | 388280 | 0 | 0 | 0 | 0 | 1315230.8391 | 4269183.3883 | 0 | 0 | 0 | 0 | 0 | 0 | 0 | 0 | 0 | 0 | 0 | 0 | 0 | 0 | 0 | -259139.105 | 0 | 0 | 0 | 0 | 0 | 0 | 0 | 0 | 0 | 0 | 0 | 0 | 0 | 0 | 0
2016-10-18 11:00 | 0 | 0 | 0 | 0 | 0 | 155459.895 | 0 | 414599 | 0 | 0 | 0 | 0 | 1056091.7341 | 4269183.3883 | 0 | 0 | 0 | 0 | 0 | 0 | 0 | 0 | 0 | 0 | 0 | 0 | 0 | 0 | 0 | -259139.105 | 0 | 0 | 0 | 0 | 0 | 0 | 0 | 0 | 0 | 0 | 0 | 0 | 0 | 0 | 0
2016-10-18 12:00 | 0 | 0 | 0 | 0 | 0 | 169123.895 | 0 | 428263 | 0 | 0 | 0 | 0 | 796952.6292 | 4269183.3883 | 0 | 0 | 0 | 0 | 0 | 0 | 0 | 0 | 0 | 0 | 0 | 0 | 0 | 0 | 0 | -259139.105 | 0 | 0 | 0 | 0 | 0 | 0 | 0 | 0 | 0 | 0 | 0 | 0 | 0 | 0 | 0
2016-10-18 13:00 | 0 | 0 | 0 | 0 | 0 | 448378.1913 | 6054.756 | 443362 | 0 | 0 | 0 | 0 | 808023.5766 | 4269183.3883 | 0 | 0 | 0 | 0 | 0 | 0 | 0 | 0 | 0 | 0 | 0 | 0 | 0 | 0 | 0 | 11070.9474 | 0 | 0 | 0 | 0 | 0 | 0 | 0 | 0 | 0 | 0 | 0 | 0 | 0 | 0 | 0
2016-10-18 14:00 | 0 | 0 | 0 | 0 | 0 | 109033.7505 | 289345.3932 | 459677 | 0 | 0 | 0 | 0 | 746725.7203 | 4269183.3883 | 0 | 0 | 0 | 0 | 0 | 0 | 0 | 0 | 0 | 0 | 0 | 0 | 0 | 0 | 0 | -61297.8562 | 0 | 0 | 0 | 0 | 0 | 0 | 0 | 0 | 0 | 0 | 0 | 0 | 0 | 0 | 0
2016-10-18 15:00 | 0 | 0 | 0 | 0 | 0 | 37467.1088 | 695093.9961 | 473422 | 0 | 0 | 0 | 0 | 1005864.8253 | 4269183.3883 | 0 | 0 | 0 | 0 | 0 | 0 | 0 | 0 | 0 | 0 | 0 | 0 | 0 | 0 | 0 | 259139.105 | 0 | 0 | 0 | 0 | 0 | 0 | 0 | 0 | 0 | 0 | 0 | 0 | 0 | 0 | 0
2016-10-18 16:00 | 0 | 0 | 0 | 0 | 0 | 0 | 760741.0865 | 487336 | 0 | 0 | 0 | 0 | 1265003.9302 | 4283449.3699 | 0 | 0 | 0 | 0 | 0 | 0 | 0 | 0 | 0 | 0 | 0 | 0 | 0 | 0 | 0 | 259139.105 | 14265.9815 | 0 | 0 | 0 | 0 | 0 | 0 | 0 | 0 | 0 | 0 | 0 | 0 | 0 | 0
2016-10-18 17:00 | 0 | 0 | 0 | 0 | 0 | 0 | 735263.7723 | 500972 | 0 | 0 | 0 | 0 | 1499295.7025 | 4283449.3699 | 0 | 0 | 0 | 0 | 0 | 0 | 0 | 0 | 0 | 0 | 0 | 0 | 0 | 0 | 0 | 234291.7723 | 0 | 0 | 0 | 0 | 0 | 0 | 0 | 0 | 0 | 0 | 0 | 0 | 0 | 0 | 0
2016-10-18 18:00 | 0 | 0 | 0 | 0 | 0 | 65300.1385 | 706685.9665 | 512847 | 0 | 0 | 0 | 0 | 1758434.8075 | 4283449.3699 | 0 | 0 | 0 | 0 | 0 | 0 | 0 | 0 | 0 | 0 | 0 | 0 | 0 | 0 | 0 | 259139.105 | 0 | 0 | 0 | 0 | 0 | 0 | 0 | 0 | 0 | 0 | 0 | 0 | 0 | 0 | 0
2016-10-18 19:00 | 0 | 0 | 0 | 0 | 0 | 0 | 690071.8331 | 521572 | 0 | 0 | 0 | 0 | 1926934.6406 | 4283449.3699 | 0 | 0 | 0 | 0 | 0 | 0 | 0 | 0 | 0 | 0 | 0 | 0 | 0 | 0 | 0 | 168499.8331 | 0 | 0 | 0 | 0 | 0 | 0 | 0 | 0 | 0 | 0 | 0 | 0 | 0 | 0 | 0
2016-10-18 20:00 | 0 | 0 | 0 | 0 | 0 | 0 | 697063.8454 | 527230 | 0 | 0 | 0 | 0 | 2096768.4859 | 4283449.3699 | 0 | 0 | 0 | 0 | 0 | 0 | 0 | 0 | 0 | 0 | 0 | 0 | 0 | 0 | 0 | 169833.8454 | 0 | 0 | 0 | 0 | 0 | 0 | 0 | 0 | 0 | 0 | 0 | 0 | 0 | 0 | 0
2016-10-18 21:00 | 0 | 0 | 0 | 0 | 0 | 0 | 711396.537 | 527453 | 0 | 0 | 0 | 0 | 2280712.023 | 4283449.3699 | 0 | 0 | 0 | 0 | 0 | 0 | 0 | 0 | 0 | 0 | 0 | 0 | 0 | 0 | 0 | 183943.537 | 0 | 0 | 0 | 0 | 0 | 0 | 0 | 0 | 0 | 0 | 0 | 0 | 0 | 0 | 0
2016-10-18 22:00 | 0 | 0 | 0 | 0 | 0 | 0 | 691251.0779 | 522155 | 0 | 0 | 0 | 0 | 2449808.1009 | 4283449.3699 | 0 | 0 | 0 | 0 | 0 | 0 | 0 | 0 | 0 | 0 | 0 | 0 | 0 | 0 | 0 | 169096.0779 | 0 | 0 | 0 | 0 | 0 | 0 | 0 | 0 | 0 | 0 | 0 | 0 | 0 | 0 | 0
2016-10-18 23:00 | 0 | 0 | 0 | 0 | 0 | 0 | 512809.7695 | 520044 | 0 | 0 | 0 | 0 | 2442573.8704 | 4283449.3699 | 0 | 0 | 0 | 0 | 0 | 0 | 0 | 0 | 0 | 0 | 0 | 0 | 0 | 0 | 0 | -7234.2305 | 0 | 0 | 0 | 0 | 0 | 0 | 0 | 0 | 0 | 0 | 0 | 0 | 0 | 0 | 0
2016-10-19 | 0 | 0 | 0 | 0 | 0 | 354629.6868 | 122914.5173 | 512531 | 0 | 0 | 0 | 0 | 2407587.0745 | 4283449.3699 | 0 | 0 | 0 | 0 | 0 | 0 | 0 | 0 | 0 | 0 | 0 | 0 | 0 | 0 | 0 | -34986.7959 | 0 | 0 | 0 | 0 | 0 | 0 | 0 | 0 | 0 | 0 | 0 | 0 | 0 | 0 | 0
2016-10-19 01:00 | 0 | 0 | 0 | 0 | 0 | 420331.6533 | 63.8596 | 493705 | 0 | 0 | 0 | 0 | 2443220.3965 | 4174506.5607 | 0 | 0 | 0 | 0 | 0 | 0 | 0 | 0 | 0 | 0 | 0 | 0 | 0 | 0 | 0 | 35633.322 | 0 | 108942.8092 | 0 | 0 | 0 | 0 | 0 | 0 | 0 | 0 | 0 | 0 | 0 | 0 | 0
2016-10-19 02:00 | 0 | 0 | 0 | 0 | 0 | 441176.8441 | 0 | 465734 | 0 | 0 | 0 | 0 | 2418663.2406 | 4174506.5607 | 0 | 0 | 0 | 0 | 0 | 0 | 0 | 0 | 0 | 0 | 0 | 0 | 0 | 0 | 0 | -24557.1559 | 0 | 0 | 0 | 0 | 0 | 0 | 0 | 0 | 0 | 0 | 0 | 0 | 0 | 0 | 0
2016-10-19 03:00 | 0 | 0 | 0 | 0 | 0 | 175242.895 | 0 | 434382 | 0 | 0 | 0 | 0 | 2159524.1356 | 4174506.5607 | 0 | 0 | 0 | 0 | 0 | 0 | 0 | 0 | 0 | 0 | 0 | 0 | 0 | 0 | 0 | -259139.105 | 0 | 0 | 0 | 0 | 0 | 0 | 0 | 0 | 0 | 0 | 0 | 0 | 0 | 0 | 0
2016-10-19 04:00 | 0 | 0 | 0 | 0 | 0 | 404525.5997 | 0 | 404120 | 0 | 0 | 0 | 0 | 2159929.7353 | 4174506.5607 | 0 | 0 | 0 | 0 | 0 | 0 | 0 | 0 | 0 | 0 | 0 | 0 | 0 | 0 | 0 | 405.5997 | 0 | 0 | 0 | 0 | 0 | 0 | 0 | 0 | 0 | 0 | 0 | 0 | 0 | 0 | 0
2016-10-19 05:00 | 0 | 0 | 0 | 0 | 0 | 122321.895 | 0 | 381461 | 0 | 0 | 0 | 0 | 1900790.6304 | 4174506.5607 | 0 | 0 | 0 | 0 | 0 | 0 | 0 | 0 | 0 | 0 | 0 | 0 | 0 | 0 | 0 | -259139.105 | 0 | 0 | 0 | 0 | 0 | 0 | 0 | 0 | 0 | 0 | 0 | 0 | 0 | 0 | 0
2016-10-19 06:00 | 0 | 0 | 0 | 0 | 0 | 343953.3684 | 0 | 365213 | 0 | 0 | 0 | 0 | 1879530.9988 | 4174506.5607 | 0 | 0 | 0 | 0 | 0 | 0 | 0 | 0 | 0 | 0 | 0 | 0 | 0 | 0 | 0 | -21259.6316 | 0 | 0 | 0 | 0 | 0 | 0 | 0 | 0 | 0 | 0 | 0 | 0 | 0 | 0 | 0
2016-10-19 07:00 | 0 | 0 | 0 | 0 | 0 | 96051.895 | 0 | 355191 | 0 | 0 | 0 | 0 | 1620391.8938 | 4174506.5607 | 0 | 0 | 0 | 0 | 0 | 0 | 0 | 0 | 0 | 0 | 0 | 0 | 0 | 0 | 0 | -259139.105 | 0 | 0 | 0 | 0 | 0 | 0 | 0 | 0 | 0 | 0 | 0 | 0 | 0 | 0 | 0
2016-10-19 08:00 | 0 | 0 | 0 | 0 | 0 | 303889.1255 | 0 | 353273 | 0 | 0 | 0 | 0 | 1571008.0193 | 4174506.5607 | 0 | 0 | 0 | 0 | 0 | 0 | 0 | 0 | 0 | 0 | 0 | 0 | 0 | 0 | 0 | -49383.8745 | 0 | 0 | 0 | 0 | 0 | 0 | 0 | 0 | 0 | 0 | 0 | 0 | 0 | 0 | 0
2016-10-19 09:00 | 0 | 0 | 0 | 0 | 0 | 103367.895 | 0 | 362507 | 0 | 0 | 0 | 0 | 1311868.9143 | 4174506.5607 | 0 | 0 | 0 | 0 | 0 | 0 | 0 | 0 | 0 | 0 | 0 | 0 | 0 | 0 | 0 | -259139.105 | 0 | 0 | 0 | 0 | 0 | 0 | 0 | 0 | 0 | 0 | 0 | 0 | 0 | 0 | 0
2016-10-19 10:00 | 0 | 0 | 0 | 0 | 0 | 128707.895 | 0 | 387847 | 0 | 0 | 0 | 0 | 1052729.8094 | 4174506.5607 | 0 | 0 | 0 | 0 | 0 | 0 | 0 | 0 | 0 | 0 | 0 | 0 | 0 | 0 | 0 | -259139.105 | 0 | 0 | 0 | 0 | 0 | 0 | 0 | 0 | 0 | 0 | 0 | 0 | 0 | 0 | 0
2016-10-19 11:00 | 0 | 0 | 0 | 0 | 0 | 284935.0442 | 0 | 413174 | 0 | 0 | 0 | 0 | 924490.8536 | 4174506.5607 | 0 | 0 | 0 | 0 | 0 | 0 | 0 | 0 | 0 | 0 | 0 | 0 | 0 | 0 | 0 | -128238.9558 | 0 | 0 | 0 | 0 | 0 | 0 | 0 | 0 | 0 | 0 | 0 | 0 | 0 | 0 | 0
2016-10-19 12:00 | 0 | 0 | 0 | 0 | 0 | 168773.895 | 0 | 427913 | 0 | 0 | 0 | 0 | 665351.7486 | 4174506.5607 | 0 | 0 | 0 | 0 | 0 | 0 | 0 | 0 | 0 | 0 | 0 | 0 | 0 | 0 | 0 | -259139.105 | 0 | 0 | 0 | 0 | 0 | 0 | 0 | 0 | 0 | 0 | 0 | 0 | 0 | 0 | 0
2016-10-19 13:00 | 0 | 0 | 0 | 0 | 0 | 243722.7521 | 5196.8396 | 441862 | 0 | 0 | 0 | 0 | 472409.3404 | 4174506.5607 | 0 | 0 | 0 | 0 | 0 | 0 | 0 | 0 | 0 | 0 | 0 | 0 | 0 | 0 | 0 | -192942.4082 | 0 | 0 | 0 | 0 | 0 | 0 | 0 | 0 | 0 | 0 | 0 | 0 | 0 | 0 | 0
2016-10-19 14:00 | 0 | 0 | 0 | 0 | 0 | 0 | 277426.6457 | 458750 | 0 | 0 | 0 | 0 | 291085.9861 | 4174506.5607 | 0 | 0 | 0 | 0 | 0 | 0 | 0 | 0 | 0 | 0 | 0 | 0 | 0 | 0 | 0 | -181323.3543 | 0 | 0 | 0 | 0 | 0 | 0 | 0 | 0 | 0 | 0 | 0 | 0 | 0 | 0 | 0
2016-10-19 15:00 | 0 | 0 | 0 | 0 | 0 | 19039.6904 | 714495.4145 | 474396 | 0 | 0 | 0 | 0 | 550225.091 | 4174506.5607 | 0 | 0 | 0 | 0 | 0 | 0 | 0 | 0 | 0 | 0 | 0 | 0 | 0 | 0 | 0 | 259139.105 | 0 | 0 | 0 | 0 | 0 | 0 | 0 | 0 | 0 | 0 | 0 | 0 | 0 | 0 | 0
2016-10-19 16:00 | 0 | 0 | 0 | 0 | 0 | 0 | 762026.0865 | 488621 | 0 | 0 | 0 | 0 | 809364.196 | 4188772.5423 | 0 | 0 | 0 | 0 | 0 | 0 | 0 | 0 | 0 | 0 | 0 | 0 | 0 | 0 | 0 | 259139.105 | 14265.9815 | 0 | 0 | 0 | 0 | 0 | 0 | 0 | 0 | 0 | 0 | 0 | 0 | 0 | 0
2016-10-19 17:00 | 0 | 0 | 0 | 0 | 0 | 0 | 741531.0009 | 504233 | 0 | 0 | 0 | 0 | 1046662.1969 | 4188772.5423 | 0 | 0 | 0 | 0 | 0 | 0 | 0 | 0 | 0 | 0 | 0 | 0 | 0 | 0 | 0 | 237298.0009 | 0 | 0 | 0 | 0 | 0 | 0 | 0 | 0 | 0 | 0 | 0 | 0 | 0 | 0 | 0
2016-10-19 18:00 | 0 | 0 | 0 | 0 | 0 | 0 | 712874.2107 | 514868 | 0 | 0 | 0 | 0 | 1244668.4077 | 4188772.5423 | 0 | 0 | 0 | 0 | 0 | 0 | 0 | 0 | 0 | 0 | 0 | 0 | 0 | 0 | 0 | 198006.2107 | 0 | 0 | 0 | 0 | 0 | 0 | 0 | 0 | 0 | 0 | 0 | 0 | 0 | 0 | 0
2016-10-19 19:00 | 0 | 0 | 0 | 0 | 0 | 0 | 698921.4991 | 522783 | 0 | 0 | 0 | 0 | 1420806.9068 | 4188772.5423 | 0 | 0 | 0 | 0 | 0 | 0 | 0 | 0 | 0 | 0 | 0 | 0 | 0 | 0 | 0 | 176138.4991 | 0 | 0 | 0 | 0 | 0 | 0 | 0 | 0 | 0 | 0 | 0 | 0 | 0 | 0 | 0
2016-10-19 20:00 | 0 | 0 | 0 | 0 | 0 | 0 | 708306.1421 | 526819 | 0 | 0 | 0 | 0 | 1602294.0489 | 4188772.5423 | 0 | 0 | 0 | 0 | 0 | 0 | 0 | 0 | 0 | 0 | 0 | 0 | 0 | 0 | 0 | 181487.1421 | 0 | 0 | 0 | 0 | 0 | 0 | 0 | 0 | 0 | 0 | 0 | 0 | 0 | 0 | 0
2016-10-19 21:00 | 0 | 0 | 0 | 0 | 0 | 0 | 724451.0212 | 524964 | 0 | 0 | 0 | 0 | 1801781.0701 | 4188772.5423 | 0 | 0 | 0 | 0 | 0 | 0 | 0 | 0 | 0 | 0 | 0 | 0 | 0 | 0 | 0 | 199487.0212 | 0 | 0 | 0 | 0 | 0 | 0 | 0 | 0 | 0 | 0 | 0 | 0 | 0 | 0 | 0
2016-10-19 22:00 | 0 | 0 | 0 | 0 | 0 | 67456.0304 | 711783.0746 | 520100 | 0 | 0 | 0 | 0 | 2060920.175 | 4188772.5423 | 0 | 0 | 0 | 0 | 0 | 0 | 0 | 0 | 0 | 0 | 0 | 0 | 0 | 0 | 0 | 259139.105 | 0 | 0 | 0 | 0 | 0 | 0 | 0 | 0 | 0 | 0 | 0 | 0 | 0 | 0 | 0
2016-10-19 23:00 | 0 | 0 | 0 | 0 | 0 | 0 | 533886.8904 | 519054 | 0 | 0 | 0 | 0 | 2075753.0654 | 4188772.5423 | 0 | 0 | 0 | 0 | 0 | 0 | 0 | 0 | 0 | 0 | 0 | 0 | 0 | 0 | 0 | 14832.8904 | 0 | 0 | 0 | 0 | 0 | 0 | 0 | 0 | 0 | 0 | 0 | 0 | 0 | 0 | 0
2016-10-20 | 0 | 0 | 0 | 0 | 0 | 484062.7705 | 118846.9787 | 509934 | 0 | 0 | 0 | 0 | 2168728.8146 | 4188772.5423 | 0 | 0 | 0 | 0 | 0 | 0 | 0 | 0 | 0 | 0 | 0 | 0 | 0 | 0 | 0 | 92975.7492 | 0 | 0 | 0 | 0 | 0 | 0 | 0 | 0 | 0 | 0 | 0 | 0 | 0 | 0 | 0
2016-10-20 01:00 | 0 | 0 | 0 | 0 | 0 | 120169.3862 | 52.6997 | 488304 | 0 | 0 | 0 | 0 | 1909589.7096 | 4079829.7331 | 0 | 0 | 0 | 0 | 0 | 0 | 0 | 0 | 0 | 0 | 0 | 0 | 0 | 0 | 0 | -259139.105 | 0 | 108942.8092 | 0 | 0 | 0 | 0 | 0 | 0 | 0 | 0 | 0 | 0 | 0 | 0 | 0
2016-10-20 02:00 | 0 | 0 | 0 | 0 | 0 | 460561.3975 | 0 | 461216 | 0 | 0 | 0 | 0 | 1908935.1071 | 4079829.7331 | 0 | 0 | 0 | 0 | 0 | 0 | 0 | 0 | 0 | 0 | 0 | 0 | 0 | 0 | 0 | -654.6025 | 0 | 0 | 0 | 0 | 0 | 0 | 0 | 0 | 0 | 0 | 0 | 0 | 0 | 0 | 0
2016-10-20 03:00 | 0 | 0 | 0 | 0 | 0 | 425510.8516 | 0 | 433142 | 0 | 0 | 0 | 0 | 1901303.9586 | 4079829.7331 | 0 | 0 | 0 | 0 | 0 | 0 | 0 | 0 | 0 | 0 | 0 | 0 | 0 | 0 | 0 | -7631.1484 | 0 | 0 | 0 | 0 | 0 | 0 | 0 | 0 | 0 | 0 | 0 | 0 | 0 | 0 | 0
2016-10-20 04:00 | 0 | 0 | 0 | 0 | 0 | 142907.895 | 0 | 402047 | 0 | 0 | 0 | 0 | 1642164.8537 | 4079829.7331 | 0 | 0 | 0 | 0 | 0 | 0 | 0 | 0 | 0 | 0 | 0 | 0 | 0 | 0 | 0 | -259139.105 | 0 | 0 | 0 | 0 | 0 | 0 | 0 | 0 | 0 | 0 | 0 | 0 | 0 | 0 | 0
2016-10-20 05:00 | 0 | 0 | 0 | 0 | 0 | 411769.5801 | 0 | 379104 | 0 | 0 | 0 | 0 | 1674830.4338 | 4079829.7331 | 0 | 0 | 0 | 0 | 0 | 0 | 0 | 0 | 0 | 0 | 0 | 0 | 0 | 0 | 0 | 32665.5801 | 0 | 0 | 0 | 0 | 0 | 0 | 0 | 0 | 0 | 0 | 0 | 0 | 0 | 0 | 0
2016-10-20 06:00 | 0 | 0 | 0 | 0 | 0 | 103220.895 | 0 | 362360 | 0 | 0 | 0 | 0 | 1415691.3289 | 4079829.7331 | 0 | 0 | 0 | 0 | 0 | 0 | 0 | 0 | 0 | 0 | 0 | 0 | 0 | 0 | 0 | -259139.105 | 0 | 0 | 0 | 0 | 0 | 0 | 0 | 0 | 0 | 0 | 0 | 0 | 0 | 0 | 0
2016-10-20 07:00 | 0 | 0 | 0 | 0 | 0 | 93489.895 | 0 | 352629 | 0 | 0 | 0 | 0 | 1156552.2239 | 4079829.7331 | 0 | 0 | 0 | 0 | 0 | 0 | 0 | 0 | 0 | 0 | 0 | 0 | 0 | 0 | 0 | -259139.105 | 0 | 0 | 0 | 0 | 0 | 0 | 0 | 0 | 0 | 0 | 0 | 0 | 0 | 0 | 0
2016-10-20 08:00 | 0 | 0 | 0 | 0 | 0 | 463405.8615 | 0 | 350469 | 0 | 0 | 0 | 0 | 1269489.0854 | 4079829.7331 | 0 | 0 | 0 | 0 | 0 | 0 | 0 | 0 | 0 | 0 | 0 | 0 | 0 | 0 | 0 | 112936.8615 | 0 | 0 | 0 | 0 | 0 | 0 | 0 | 0 | 0 | 0 | 0 | 0 | 0 | 0 | 0
2016-10-20 09:00 | 0 | 0 | 0 | 0 | 0 | 99376.895 | 0 | 358516 | 0 | 0 | 0 | 0 | 1010349.9804 | 4079829.7331 | 0 | 0 | 0 | 0 | 0 | 0 | 0 | 0 | 0 | 0 | 0 | 0 | 0 | 0 | 0 | -259139.105 | 0 | 0 | 0 | 0 | 0 | 0 | 0 | 0 | 0 | 0 | 0 | 0 | 0 | 0 | 0
2016-10-20 10:00 | 0 | 0 | 0 | 0 | 0 | 123065.895 | 0 | 382205 | 0 | 0 | 0 | 0 | 751210.8755 | 4079829.7331 | 0 | 0 | 0 | 0 | 0 | 0 | 0 | 0 | 0 | 0 | 0 | 0 | 0 | 0 | 0 | -259139.105 | 0 | 0 | 0 | 0 | 0 | 0 | 0 | 0 | 0 | 0 | 0 | 0 | 0 | 0 | 0
2016-10-20 11:00 | 0 | 0 | 0 | 0 | 0 | 148502.895 | 0 | 407642 | 0 | 0 | 0 | 0 | 492071.7705 | 4079829.7331 | 0 | 0 | 0 | 0 | 0 | 0 | 0 | 0 | 0 | 0 | 0 | 0 | 0 | 0 | 0 | -259139.105 | 0 | 0 | 0 | 0 | 0 | 0 | 0 | 0 | 0 | 0 | 0 | 0 | 0 | 0 | 0
2016-10-20 12:00 | 0 | 0 | 0 | 0 | 0 | 162187.895 | 0 | 421327 | 0 | 0 | 0 | 0 | 232932.6656 | 4079829.7331 | 0 | 0 | 0 | 0 | 0 | 0 | 0 | 0 | 0 | 0 | 0 | 0 | 0 | 0 | 0 | -259139.105 | 0 | 0 | 0 | 0 | 0 | 0 | 0 | 0 | 0 | 0 | 0 | 0 | 0 | 0 | 0
2016-10-20 13:00 | 0 | 0 | 0 | 0 | 0 | 386048.3997 | 4934.9812 | 433915 | 0 | 0 | 0 | 0 | 190001.0465 | 4079829.7331 | 0 | 0 | 0 | 0 | 0 | 0 | 0 | 0 | 0 | 0 | 0 | 0 | 0 | 0 | 0 | -42931.6191 | 0 | 0 | 0 | 0 | 0 | 0 | 0 | 0 | 0 | 0 | 0 | 0 | 0 | 0 | 0
2016-10-20 14:00 | 0 | 0 | 0 | 0 | 0 | 0 | 256861.9535 | 446863 | 0 | 0 | 0 | 0 | 0 | 4079829.7331 | 0 | 0 | 0 | 0 | 0 | 0 | 0 | 0 | 0 | 0 | 0 | 0 | 0 | 0 | 0 | -190001.0465 | 0 | 0 | 0 | 0 | 0 | 0 | 0 | 0 | 0 | 0 | 0 | 0 | 0 | 0 | 0
2016-10-20 15:00 | 0 | 0 | 0 | 0 | 0 | 29946.1068 | 701792.9796 | 458334 | 0 | 0 | 0 | 0 | 259139.105 | 4094095.7146 | 0 | 0 | 0 | 0 | 0 | 0 | 0 | 0 | 0 | 0 | 0 | 0 | 0 | 0 | 0 | 259139.105 | 14265.9815 | 0 | 0 | 0 | 0 | 0 | 0 | 0 | 0 | 0 | 0 | 0 | 0 | 0 | 0
2016-10-20 16:00 | 0 | 0 | 0 | 0 | 0 | 0 | 741851.0865 | 468446 | 0 | 0 | 0 | 0 | 518278.2099 | 4108361.6962 | 0 | 0 | 0 | 0 | 0 | 0 | 0 | 0 | 0 | 0 | 0 | 0 | 0 | 0 | 0 | 259139.105 | 14265.9815 | 0 | 0 | 0 | 0 | 0 | 0 | 0 | 0 | 0 | 0 | 0 | 0 | 0 | 0
2016-10-20 17:00 | 0 | 0 | 0 | 0 | 0 | 0 | 745817.1326 | 477166 | 0 | 0 | 0 | 0 | 777417.3149 | 4117873.7238 | 0 | 0 | 0 | 0 | 0 | 0 | 0 | 0 | 0 | 0 | 0 | 0 | 0 | 0 | 0 | 259139.105 | 9512.0276 | 0 | 0 | 0 | 0 | 0 | 0 | 0 | 0 | 0 | 0 | 0 | 0 | 0 | 0
2016-10-20 18:00 | 0 | 0 | 0 | 0 | 0 | 23060.5684 | 719411.5365 | 483333 | 0 | 0 | 0 | 0 | 1036556.4198 | 4117873.7238 | 0 | 0 | 0 | 0 | 0 | 0 | 0 | 0 | 0 | 0 | 0 | 0 | 0 | 0 | 0 | 259139.105 | 0 | 0 | 0 | 0 | 0 | 0 | 0 | 0 | 0 | 0 | 0 | 0 | 0 | 0 | 0
2016-10-20 19:00 | 0 | 0 | 0 | 0 | 0 | 39812.6203 | 705310.4847 | 485984 | 0 | 0 | 0 | 0 | 1295695.5248 | 4117873.7238 | 0 | 0 | 0 | 0 | 0 | 0 | 0 | 0 | 0 | 0 | 0 | 0 | 0 | 0 | 0 | 259139.105 | 0 | 0 | 0 | 0 | 0 | 0 | 0 | 0 | 0 | 0 | 0 | 0 | 0 | 0 | 0
2016-10-20 20:00 | 0 | 0 | 0 | 0 | 0 | 31949.1007 | 715146.0043 | 487956 | 0 | 0 | 0 | 0 | 1554834.6297 | 4117873.7238 | 0 | 0 | 0 | 0 | 0 | 0 | 0 | 0 | 0 | 0 | 0 | 0 | 0 | 0 | 0 | 259139.105 | 0 | 0 | 0 | 0 | 0 | 0 | 0 | 0 | 0 | 0 | 0 | 0 | 0 | 0 | 0
2016-10-20 21:00 | 0 | 0 | 0 | 0 | 0 | 12464.9071 | 733572.1979 | 486898 | 0 | 0 | 0 | 0 | 1813973.7347 | 4117873.7238 | 0 | 0 | 0 | 0 | 0 | 0 | 0 | 0 | 0 | 0 | 0 | 0 | 0 | 0 | 0 | 259139.105 | 0 | 0 | 0 | 0 | 0 | 0 | 0 | 0 | 0 | 0 | 0 | 0 | 0 | 0 | 0
2016-10-20 22:00 | 0 | 0 | 0 | 0 | 0 | 0 | 722983.8781 | 485387 | 0 | 0 | 0 | 0 | 2051570.6128 | 4117873.7238 | 0 | 0 | 0 | 0 | 0 | 0 | 0 | 0 | 0 | 0 | 0 | 0 | 0 | 0 | 0 | 237596.8781 | 0 | 0 | 0 | 0 | 0 | 0 | 0 | 0 | 0 | 0 | 0 | 0 | 0 | 0 | 0
2016-10-20 23:00 | 0 | 0 | 0 | 0 | 0 | 0 | 537076.217 | 487256 | 0 | 0 | 0 | 0 | 2101390.8298 | 4117873.7238 | 0 | 0 | 0 | 0 | 0 | 0 | 0 | 0 | 0 | 0 | 0 | 0 | 0 | 0 | 0 | 49820.217 | 0 | 0 | 0 | 0 | 0 | 0 | 0 | 0 | 0 | 0 | 0 | 0 | 0 | 0 | 0
2016-10-21 | 0 | 0 | 0 | 0 | 0 | 321838.5997 | 122336.2605 | 481349 | 0 | 0 | 0 | 0 | 2064216.6899 | 4117873.7238 | 0 | 0 | 0 | 0 | 0 | 0 | 0 | 0 | 0 | 0 | 0 | 0 | 0 | 0 | 0 | -37174.1399 | 0 | 0 | 0 | 0 | 0 | 0 | 0 | 0 | 0 | 0 | 0 | 0 | 0 | 0 | 0
2016-10-21 01:00 | 0 | 0 | 0 | 0 | 0 | 400890.7248 | 34.3064 | 464833 | 0 | 0 | 0 | 0 | 1986042.7396 | 4132139.7053 | 0 | 0 | 0 | 0 | 0 | 0 | 0 | 0 | 0 | 0 | 0 | 0 | 0 | 0 | 0 | -78173.9503 | 14265.9815 | 0 | 0 | 0 | 0 | 0 | 0 | 0 | 0 | 0 | 0 | 0 | 0 | 0 | 0
2016-10-21 02:00 | 0 | 0 | 0 | 0 | 0 | 181599.895 | 0 | 440739 | 0 | 0 | 0 | 0 | 1726903.6347 | 4132139.7053 | 0 | 0 | 0 | 0 | 0 | 0 | 0 | 0 | 0 | 0 | 0 | 0 | 0 | 0 | 0 | -259139.105 | 0 | 0 | 0 | 0 | 0 | 0 | 0 | 0 | 0 | 0 | 0 | 0 | 0 | 0 | 0
2016-10-21 03:00 | 0 | 0 | 0 | 0 | 0 | 531828.7486 | 0 | 411354 | 0 | 0 | 0 | 0 | 1847378.3833 | 4132139.7053 | 0 | 0 | 0 | 0 | 0 | 0 | 0 | 0 | 0 | 0 | 0 | 0 | 0 | 0 | 0 | 120474.7486 | 0 | 0 | 0 | 0 | 0 | 0 | 0 | 0 | 0 | 0 | 0 | 0 | 0 | 0 | 0
2016-10-21 04:00 | 0 | 0 | 0 | 0 | 0 | 552148.5513 | 0 | 384789 | 0 | 0 | 0 | 0 | 2014737.9346 | 4132139.7053 | 0 | 0 | 0 | 0 | 0 | 0 | 0 | 0 | 0 | 0 | 0 | 0 | 0 | 0 | 0 | 167359.5513 | 0 | 0 | 0 | 0 | 0 | 0 | 0 | 0 | 0 | 0 | 0 | 0 | 0 | 0 | 0
2016-10-21 05:00 | 0 | 0 | 0 | 0 | 0 | 106536.895 | 0 | 365676 | 0 | 0 | 0 | 0 | 1755598.8296 | 4132139.7053 | 0 | 0 | 0 | 0 | 0 | 0 | 0 | 0 | 0 | 0 | 0 | 0 | 0 | 0 | 0 | -259139.105 | 0 | 0 | 0 | 0 | 0 | 0 | 0 | 0 | 0 | 0 | 0 | 0 | 0 | 0 | 0
2016-10-21 06:00 | 0 | 0 | 0 | 0 | 0 | 91792.895 | 0 | 350932 | 0 | 0 | 0 | 0 | 1496459.7247 | 4132139.7053 | 0 | 0 | 0 | 0 | 0 | 0 | 0 | 0 | 0 | 0 | 0 | 0 | 0 | 0 | 0 | -259139.105 | 0 | 0 | 0 | 0 | 0 | 0 | 0 | 0 | 0 | 0 | 0 | 0 | 0 | 0 | 0
2016-10-21 07:00 | 0 | 0 | 0 | 0 | 0 | 543707.7258 | 0 | 342072 | 0 | 0 | 0 | 0 | 1698095.4504 | 4132139.7053 | 0 | 0 | 0 | 0 | 0 | 0 | 0 | 0 | 0 | 0 | 0 | 0 | 0 | 0 | 0 | 201635.7258 | 0 | 0 | 0 | 0 | 0 | 0 | 0 | 0 | 0 | 0 | 0 | 0 | 0 | 0 | 0
2016-10-21 08:00 | 0 | 0 | 0 | 0 | 0 | 81093.895 | 0 | 340233 | 0 | 0 | 0 | 0 | 1438956.3455 | 4132139.7053 | 0 | 0 | 0 | 0 | 0 | 0 | 0 | 0 | 0 | 0 | 0 | 0 | 0 | 0 | 0 | -259139.105 | 0 | 0 | 0 | 0 | 0 | 0 | 0 | 0 | 0 | 0 | 0 | 0 | 0 | 0 | 0
2016-10-21 09:00 | 0 | 0 | 0 | 0 | 0 | 88583.895 | 0 | 347723 | 0 | 0 | 0 | 0 | 1179817.2405 | 4132139.7053 | 0 | 0 | 0 | 0 | 0 | 0 | 0 | 0 | 0 | 0 | 0 | 0 | 0 | 0 | 0 | -259139.105 | 0 | 0 | 0 | 0 | 0 | 0 | 0 | 0 | 0 | 0 | 0 | 0 | 0 | 0 | 0
2016-10-21 10:00 | 0 | 0 | 0 | 0 | 0 | 110795.895 | 0 | 369935 | 0 | 0 | 0 | 0 | 920678.1356 | 4132139.7053 | 0 | 0 | 0 | 0 | 0 | 0 | 0 | 0 | 0 | 0 | 0 | 0 | 0 | 0 | 0 | -259139.105 | 0 | 0 | 0 | 0 | 0 | 0 | 0 | 0 | 0 | 0 | 0 | 0 | 0 | 0 | 0
2016-10-21 11:00 | 0 | 0 | 0 | 0 | 0 | 137081.895 | 0 | 396221 | 0 | 0 | 0 | 0 | 661539.0306 | 4132139.7053 | 0 | 0 | 0 | 0 | 0 | 0 | 0 | 0 | 0 | 0 | 0 | 0 | 0 | 0 | 0 | -259139.105 | 0 | 0 | 0 | 0 | 0 | 0 | 0 | 0 | 0 | 0 | 0 | 0 | 0 | 0 | 0
2016-10-21 12:00 | 0 | 0 | 0 | 0 | 0 | 151537.895 | 0 | 410677 | 0 | 0 | 0 | 0 | 402399.9257 | 4132139.7053 | 0 | 0 | 0 | 0 | 0 | 0 | 0 | 0 | 0 | 0 | 0 | 0 | 0 | 0 | 0 | -259139.105 | 0 | 0 | 0 | 0 | 0 | 0 | 0 | 0 | 0 | 0 | 0 | 0 | 0 | 0 | 0
2016-10-21 13:00 | 0 | 0 | 0 | 0 | 0 | 174942.5226 | 3584.354 | 423400 | 0 | 0 | 0 | 0 | 143260.8207 | 4146405.6868 | 0 | 0 | 0 | 0 | 0 | 0 | 0 | 0 | 0 | 0 | 0 | 0 | 0 | 0 | 0 | -259139.105 | 14265.9815 | 0 | 0 | 0 | 0 | 0 | 0 | 0 | 0 | 0 | 0 | 0 | 0 | 0 | 0
2016-10-21 14:00 | 0 | 0 | 0 | 0 | 0 | 32298.5125 | 257645.6667 | 433205 | 0 | 0 | 0 | 0 | 0 | 4146405.6868 | 0 | 0 | 0 | 0 | 0 | 0 | 0 | 0 | 0 | 0 | 0 | 0 | 0 | 0 | 0 | -143260.8207 | 0 | 0 | 0 | 0 | 0 | 0 | 0 | 0 | 0 | 0 | 0 | 0 | 0 | 0 | 0
2016-10-21 15:00 | 0 | 0 | 0 | 0 | 0 | 0 | 703565.944 | 439526 | 0 | 0 | 0 | 0 | 259139.105 | 4151306.5259 | 0 | 0 | 0 | 0 | 0 | 0 | 0 | 0 | 0 | 0 | 0 | 0 | 0 | 0 | 0 | 259139.105 | 4900.8391 | 0 | 0 | 0 | 0 | 0 | 0 | 0 | 0 | 0 | 0 | 0 | 0 | 0 | 0
2016-10-21 16:00 | 0 | 0 | 0 | 0 | 0 | 0 | 717377.0865 | 443972 | 0 | 0 | 0 | 0 | 518278.2099 | 4165572.5074 | 0 | 0 | 0 | 0 | 0 | 0 | 0 | 0 | 0 | 0 | 0 | 0 | 0 | 0 | 0 | 259139.105 | 14265.9815 | 0 | 0 | 0 | 0 | 0 | 0 | 0 | 0 | 0 | 0 | 0 | 0 | 0 | 0
2016-10-21 17:00 | 0 | 0 | 0 | 0 | 0 | 0 | 721537.0865 | 448132 | 0 | 0 | 0 | 0 | 777417.3149 | 4179838.489 | 0 | 0 | 0 | 0 | 0 | 0 | 0 | 0 | 0 | 0 | 0 | 0 | 0 | 0 | 0 | 259139.105 | 14265.9815 | 0 | 0 | 0 | 0 | 0 | 0 | 0 | 0 | 0 | 0 | 0 | 0 | 0 | 0
2016-10-21 18:00 | 0 | 0 | 0 | 0 | 0 | 2394.1385 | 706935.9664 | 450191 | 0 | 0 | 0 | 0 | 1036556.4198 | 4179838.489 | 0 | 0 | 0 | 0 | 0 | 0 | 0 | 0 | 0 | 0 | 0 | 0 | 0 | 0 | 0 | 259139.105 | 0 | 0 | 0 | 0 | 0 | 0 | 0 | 0 | 0 | 0 | 0 | 0 | 0 | 0 | 0
2016-10-21 19:00 | 0 | 0 | 0 | 0 | 0 | 18033.3532 | 692534.7518 | 451429 | 0 | 0 | 0 | 0 | 1295695.5248 | 4179838.489 | 0 | 0 | 0 | 0 | 0 | 0 | 0 | 0 | 0 | 0 | 0 | 0 | 0 | 0 | 0 | 259139.105 | 0 | 0 | 0 | 0 | 0 | 0 | 0 | 0 | 0 | 0 | 0 | 0 | 0 | 0 | 0
2016-10-21 20:00 | 0 | 0 | 0 | 0 | 0 | 9875.9376 | 701466.1674 | 452203 | 0 | 0 | 0 | 0 | 1554834.6297 | 4179838.489 | 0 | 0 | 0 | 0 | 0 | 0 | 0 | 0 | 0 | 0 | 0 | 0 | 0 | 0 | 0 | 259139.105 | 0 | 0 | 0 | 0 | 0 | 0 | 0 | 0 | 0 | 0 | 0 | 0 | 0 | 0 | 0
2016-10-21 21:00 | 0 | 0 | 0 | 0 | 0 | 0 | 721548.1771 | 451126 | 0 | 0 | 0 | 0 | 1813973.7347 | 4191121.5611 | 0 | 0 | 0 | 0 | 0 | 0 | 0 | 0 | 0 | 0 | 0 | 0 | 0 | 0 | 0 | 259139.105 | 11283.0722 | 0 | 0 | 0 | 0 | 0 | 0 | 0 | 0 | 0 | 0 | 0 | 0 | 0 | 0
2016-10-21 22:00 | 0 | 0 | 0 | 0 | 0 | 0 | 718011.4636 | 448961 | 0 | 0 | 0 | 0 | 2073112.8396 | 4201032.9198 | 0 | 0 | 0 | 0 | 0 | 0 | 0 | 0 | 0 | 0 | 0 | 0 | 0 | 0 | 0 | 259139.105 | 9911.3586 | 0 | 0 | 0 | 0 | 0 | 0 | 0 | 0 | 0 | 0 | 0 | 0 | 0 | 0
2016-10-21 23:00 | 0 | 0 | 0 | 0 | 0 | 0 | 528840.8575 | 449429 | 0 | 0 | 0 | 0 | 2152524.6971 | 4201032.9198 | 0 | 0 | 0 | 0 | 0 | 0 | 0 | 0 | 0 | 0 | 0 | 0 | 0 | 0 | 0 | 79411.8575 | 0 | 0 | 0 | 0 | 0 | 0 | 0 | 0 | 0 | 0 | 0 | 0 | 0 | 0 | 0
2016-10-22 | 0 | 0 | 0 | 0 | 0 | 461466.9633 | 116246.7929 | 443542 | 0 | 0 | 0 | 0 | 2286696.4534 | 4201032.9198 | 0 | 0 | 0 | 0 | 0 | 0 | 0 | 0 | 0 | 0 | 0 | 0 | 0 | 0 | 0 | 134171.7562 | 0 | 0 | 0 | 0 | 0 | 0 | 0 | 0 | 0 | 0 | 0 | 0 | 0 | 0 | 0
2016-10-22 01:00 | 0 | 0 | 0 | 0 | 0 | 506677.7171 | 27.3832 | 430130 | 0 | 0 | 0 | 0 | 2363271.5536 | 4201032.9198 | 0 | 0 | 0 | 0 | 0 | 0 | 0 | 0 | 0 | 0 | 0 | 0 | 0 | 0 | 0 | 76575.1003 | 0 | 0 | 0 | 0 | 0 | 0 | 0 | 0 | 0 | 0 | 0 | 0 | 0 | 0 | 0
2016-10-22 02:00 | 0 | 0 | 0 | 0 | 0 | 152786.895 | 0 | 411926 | 0 | 0 | 0 | 0 | 2104132.4487 | 4201032.9198 | 0 | 0 | 0 | 0 | 0 | 0 | 0 | 0 | 0 | 0 | 0 | 0 | 0 | 0 | 0 | -259139.105 | 0 | 0 | 0 | 0 | 0 | 0 | 0 | 0 | 0 | 0 | 0 | 0 | 0 | 0 | 0
2016-10-22 03:00 | 0 | 0 | 0 | 0 | 0 | 129191.895 | 0 | 388331 | 0 | 0 | 0 | 0 | 1844993.3437 | 4201032.9198 | 0 | 0 | 0 | 0 | 0 | 0 | 0 | 0 | 0 | 0 | 0 | 0 | 0 | 0 | 0 | -259139.105 | 0 | 0 | 0 | 0 | 0 | 0 | 0 | 0 | 0 | 0 | 0 | 0 | 0 | 0 | 0
2016-10-22 04:00 | 0 | 0 | 0 | 0 | 0 | 122635.8766 | 0 | 367509 | 0 | 0 | 0 | 0 | 1585854.2388 | 4215298.9013 | 0 | 0 | 0 | 0 | 0 | 0 | 0 | 0 | 0 | 0 | 0 | 0 | 0 | 0 | 0 | -259139.105 | 14265.9815 | 0 | 0 | 0 | 0 | 0 | 0 | 0 | 0 | 0 | 0 | 0 | 0 | 0 | 0
2016-10-22 05:00 | 0 | 0 | 0 | 0 | 0 | 90915.895 | 0 | 350055 | 0 | 0 | 0 | 0 | 1326715.1338 | 4215298.9013 | 0 | 0 | 0 | 0 | 0 | 0 | 0 | 0 | 0 | 0 | 0 | 0 | 0 | 0 | 0 | -259139.105 | 0 | 0 | 0 | 0 | 0 | 0 | 0 | 0 | 0 | 0 | 0 | 0 | 0 | 0 | 0
2016-10-22 06:00 | 0 | 0 | 0 | 0 | 0 | 77419.895 | 0 | 336559 | 0 | 0 | 0 | 0 | 1067576.0289 | 4215298.9013 | 0 | 0 | 0 | 0 | 0 | 0 | 0 | 0 | 0 | 0 | 0 | 0 | 0 | 0 | 0 | -259139.105 | 0 | 0 | 0 | 0 | 0 | 0 | 0 | 0 | 0 | 0 | 0 | 0 | 0 | 0 | 0
2016-10-22 07:00 | 0 | 0 | 0 | 0 | 0 | 69040.895 | 0 | 328180 | 0 | 0 | 0 | 0 | 808436.9239 | 4215298.9013 | 0 | 0 | 0 | 0 | 0 | 0 | 0 | 0 | 0 | 0 | 0 | 0 | 0 | 0 | 0 | -259139.105 | 0 | 0 | 0 | 0 | 0 | 0 | 0 | 0 | 0 | 0 | 0 | 0 | 0 | 0 | 0
2016-10-22 08:00 | 0 | 0 | 0 | 0 | 0 | 65213.895 | 0 | 324353 | 0 | 0 | 0 | 0 | 549297.819 | 4215298.9013 | 0 | 0 | 0 | 0 | 0 | 0 | 0 | 0 | 0 | 0 | 0 | 0 | 0 | 0 | 0 | -259139.105 | 0 | 0 | 0 | 0 | 0 | 0 | 0 | 0 | 0 | 0 | 0 | 0 | 0 | 0 | 0
2016-10-22 09:00 | 0 | 0 | 0 | 0 | 0 | 476778.6706 | 0 | 326281 | 0 | 0 | 0 | 0 | 699795.4895 | 4215298.9013 | 0 | 0 | 0 | 0 | 0 | 0 | 0 | 0 | 0 | 0 | 0 | 0 | 0 | 0 | 0 | 150497.6706 | 0 | 0 | 0 | 0 | 0 | 0 | 0 | 0 | 0 | 0 | 0 | 0 | 0 | 0 | 0
2016-10-22 10:00 | 0 | 0 | 0 | 0 | 0 | 456646.0714 | 0 | 333702 | 0 | 0 | 0 | 0 | 822739.561 | 4215298.9013 | 0 | 0 | 0 | 0 | 0 | 0 | 0 | 0 | 0 | 0 | 0 | 0 | 0 | 0 | 0 | 122944.0714 | 0 | 0 | 0 | 0 | 0 | 0 | 0 | 0 | 0 | 0 | 0 | 0 | 0 | 0 | 0
2016-10-22 11:00 | 0 | 0 | 0 | 0 | 0 | 87534.895 | 0 | 346674 | 0 | 0 | 0 | 0 | 563600.456 | 4215298.9013 | 0 | 0 | 0 | 0 | 0 | 0 | 0 | 0 | 0 | 0 | 0 | 0 | 0 | 0 | 0 | -259139.105 | 0 | 0 | 0 | 0 | 0 | 0 | 0 | 0 | 0 | 0 | 0 | 0 | 0 | 0 | 0
2016-10-22 12:00 | 0 | 0 | 0 | 0 | 0 | 101021.895 | 0 | 360161 | 0 | 0 | 0 | 0 | 304461.3511 | 4215298.9013 | 0 | 0 | 0 | 0 | 0 | 0 | 0 | 0 | 0 | 0 | 0 | 0 | 0 | 0 | 0 | -259139.105 | 0 | 0 | 0 | 0 | 0 | 0 | 0 | 0 | 0 | 0 | 0 | 0 | 0 | 0 | 0
2016-10-22 13:00 | 0 | 0 | 0 | 0 | 0 | 423571.3882 | 2995.2627 | 374661 | 0 | 0 | 0 | 0 | 356367.002 | 4215298.9013 | 0 | 0 | 0 | 0 | 0 | 0 | 0 | 0 | 0 | 0 | 0 | 0 | 0 | 0 | 0 | 51905.651 | 0 | 0 | 0 | 0 | 0 | 0 | 0 | 0 | 0 | 0 | 0 | 0 | 0 | 0 | 0
2016-10-22 14:00 | 0 | 0 | 0 | 0 | 0 | 268989.6157 | 269549.896 | 383664 | 0 | 0 | 0 | 0 | 511242.5138 | 4215298.9013 | 0 | 0 | 0 | 0 | 0 | 0 | 0 | 0 | 0 | 0 | 0 | 0 | 0 | 0 | 0 | 154875.5118 | 0 | 0 | 0 | 0 | 0 | 0 | 0 | 0 | 0 | 0 | 0 | 0 | 0 | 0 | 0
2016-10-22 15:00 | 0 | 0 | 0 | 0 | 0 | 15877.6477 | 631233.4572 | 387972 | 0 | 0 | 0 | 0 | 770381.6188 | 4215298.9013 | 0 | 0 | 0 | 0 | 0 | 0 | 0 | 0 | 0 | 0 | 0 | 0 | 0 | 0 | 0 | 259139.105 | 0 | 0 | 0 | 0 | 0 | 0 | 0 | 0 | 0 | 0 | 0 | 0 | 0 | 0 | 0
2016-10-22 16:00 | 0 | 0 | 0 | 0 | 0 | 0 | 662022.0865 | 388617 | 0 | 0 | 0 | 0 | 1029520.7237 | 4229564.8828 | 0 | 0 | 0 | 0 | 0 | 0 | 0 | 0 | 0 | 0 | 0 | 0 | 0 | 0 | 0 | 259139.105 | 14265.9815 | 0 | 0 | 0 | 0 | 0 | 0 | 0 | 0 | 0 | 0 | 0 | 0 | 0 | 0
2016-10-22 17:00 | 0 | 0 | 0 | 0 | 0 | 0 | 661488.0865 | 388083 | 0 | 0 | 0 | 0 | 1288659.8287 | 4243830.8644 | 0 | 0 | 0 | 0 | 0 | 0 | 0 | 0 | 0 | 0 | 0 | 0 | 0 | 0 | 0 | 259139.105 | 14265.9815 | 0 | 0 | 0 | 0 | 0 | 0 | 0 | 0 | 0 | 0 | 0 | 0 | 0 | 0
2016-10-22 18:00 | 0 | 0 | 0 | 0 | 0 | 0 | 661089.0865 | 387684 | 0 | 0 | 0 | 0 | 1547798.9336 | 4258096.8459 | 0 | 0 | 0 | 0 | 0 | 0 | 0 | 0 | 0 | 0 | 0 | 0 | 0 | 0 | 0 | 259139.105 | 14265.9815 | 0 | 0 | 0 | 0 | 0 | 0 | 0 | 0 | 0 | 0 | 0 | 0 | 0 | 0
2016-10-22 19:00 | 0 | 0 | 0 | 0 | 0 | 0 | 659148.4584 | 389417 | 0 | 0 | 0 | 0 | 1806938.0386 | 4268689.1993 | 0 | 0 | 0 | 0 | 0 | 0 | 0 | 0 | 0 | 0 | 0 | 0 | 0 | 0 | 0 | 259139.105 | 10592.3534 | 0 | 0 | 0 | 0 | 0 | 0 | 0 | 0 | 0 | 0 | 0 | 0 | 0 | 0
2016-10-22 20:00 | 0 | 0 | 0 | 0 | 0 | 0 | 667153.0865 | 393748 | 0 | 0 | 0 | 0 | 2066077.1435 | 4282955.1809 | 0 | 0 | 0 | 0 | 0 | 0 | 0 | 0 | 0 | 0 | 0 | 0 | 0 | 0 | 0 | 259139.105 | 14265.9815 | 0 | 0 | 0 | 0 | 0 | 0 | 0 | 0 | 0 | 0 | 0 | 0 | 0 | 0
2016-10-22 21:00 | 0 | 0 | 0 | 0 | 0 | 0 | 672379.0865 | 398974 | 0 | 0 | 0 | 0 | 2325216.2485 | 4297221.1624 | 0 | 0 | 0 | 0 | 0 | 0 | 0 | 0 | 0 | 0 | 0 | 0 | 0 | 0 | 0 | 259139.105 | 14265.9815 | 0 | 0 | 0 | 0 | 0 | 0 | 0 | 0 | 0 | 0 | 0 | 0 | 0 | 0
2016-10-22 22:00 | 0 | 0 | 0 | 0 | 0 | 0 | 647288.7066 | 403878 | 0 | 0 | 0 | 0 | 2568626.955 | 4297221.1624 | 0 | 0 | 0 | 0 | 0 | 0 | 0 | 0 | 0 | 0 | 0 | 0 | 0 | 0 | 0 | 243410.7066 | 0 | 0 | 0 | 0 | 0 | 0 | 0 | 0 | 0 | 0 | 0 | 0 | 0 | 0 | 0
2016-10-22 23:00 | 0 | 0 | 0 | 0 | 0 | 32964.4331 | 444699.0515 | 410658 | 0 | 0 | 0 | 0 | 2635632.4397 | 4297221.1624 | 0 | 0 | 0 | 0 | 0 | 0 | 0 | 0 | 0 | 0 | 0 | 0 | 0 | 0 | 0 | 67005.4846 | 0 | 0 | 0 | 0 | 0 | 0 | 0 | 0 | 0 | 0 | 0 | 0 | 0 | 0 | 0
2016-10-23 | 0 | 0 | 0 | 0 | 0 | 594759.7889 | 88882.2976 | 410237 | 0 | 0 | 0 | 0 | 2894771.5446 | 4311487.1439 | 0 | 0 | 0 | 0 | 0 | 0 | 0 | 0 | 0 | 0 | 0 | 0 | 0 | 0 | 0 | 259139.105 | 14265.9815 | 0 | 0 | 0 | 0 | 0 | 0 | 0 | 0 | 0 | 0 | 0 | 0 | 0 | 0
2016-10-23 01:00 | 0 | 0 | 0 | 0 | 0 | 143928.5651 | 13.3299 | 403081 | 0 | 0 | 0 | 0 | 2635632.4397 | 4311487.1439 | 0 | 0 | 0 | 0 | 0 | 0 | 0 | 0 | 0 | 0 | 0 | 0 | 0 | 0 | 0 | -259139.105 | 0 | 0 | 0 | 0 | 0 | 0 | 0 | 0 | 0 | 0 | 0 | 0 | 0 | 0 | 0
2016-10-23 02:00 | 0 | 0 | 0 | 0 | 0 | 130255.895 | 0 | 389395 | 0 | 0 | 0 | 0 | 2376493.3347 | 4311487.1439 | 0 | 0 | 0 | 0 | 0 | 0 | 0 | 0 | 0 | 0 | 0 | 0 | 0 | 0 | 0 | -259139.105 | 0 | 0 | 0 | 0 | 0 | 0 | 0 | 0 | 0 | 0 | 0 | 0 | 0 | 0 | 0
2016-10-23 03:00 | 0 | 0 | 0 | 0 | 0 | 630978.105 | 0 | 371839 | 0 | 0 | 0 | 0 | 2635632.4397 | 4311487.1439 | 0 | 0 | 0 | 0 | 0 | 0 | 0 | 0 | 0 | 0 | 0 | 0 | 0 | 0 | 0 | 259139.105 | 0 | 0 | 0 | 0 | 0 | 0 | 0 | 0 | 0 | 0 | 0 | 0 | 0 | 0 | 0
2016-10-23 04:00 | 0 | 0 | 0 | 0 | 0 | 95243.895 | 0 | 354383 | 0 | 0 | 0 | 0 | 2376493.3347 | 4311487.1439 | 0 | 0 | 0 | 0 | 0 | 0 | 0 | 0 | 0 | 0 | 0 | 0 | 0 | 0 | 0 | -259139.105 | 0 | 0 | 0 | 0 | 0 | 0 | 0 | 0 | 0 | 0 | 0 | 0 | 0 | 0 | 0
2016-10-23 05:00 | 0 | 0 | 0 | 0 | 0 | 80385.895 | 0 | 339525 | 0 | 0 | 0 | 0 | 2117354.2298 | 4311487.1439 | 0 | 0 | 0 | 0 | 0 | 0 | 0 | 0 | 0 | 0 | 0 | 0 | 0 | 0 | 0 | -259139.105 | 0 | 0 | 0 | 0 | 0 | 0 | 0 | 0 | 0 | 0 | 0 | 0 | 0 | 0 | 0
2016-10-23 06:00 | 0 | 0 | 0 | 0 | 0 | 69220.895 | 0 | 328360 | 0 | 0 | 0 | 0 | 1858215.1248 | 4311487.1439 | 0 | 0 | 0 | 0 | 0 | 0 | 0 | 0 | 0 | 0 | 0 | 0 | 0 | 0 | 0 | -259139.105 | 0 | 0 | 0 | 0 | 0 | 0 | 0 | 0 | 0 | 0 | 0 | 0 | 0 | 0 | 0
2016-10-23 07:00 | 0 | 0 | 0 | 0 | 0 | 62337.895 | 0 | 321477 | 0 | 0 | 0 | 0 | 1599076.0199 | 4311487.1439 | 0 | 0 | 0 | 0 | 0 | 0 | 0 | 0 | 0 | 0 | 0 | 0 | 0 | 0 | 0 | -259139.105 | 0 | 0 | 0 | 0 | 0 | 0 | 0 | 0 | 0 | 0 | 0 | 0 | 0 | 0 | 0
2016-10-23 08:00 | 0 | 0 | 0 | 0 | 0 | 577640.105 | 0 | 318501 | 0 | 0 | 0 | 0 | 1858215.1248 | 4311487.1439 | 0 | 0 | 0 | 0 | 0 | 0 | 0 | 0 | 0 | 0 | 0 | 0 | 0 | 0 | 0 | 259139.105 | 0 | 0 | 0 | 0 | 0 | 0 | 0 | 0 | 0 | 0 | 0 | 0 | 0 | 0 | 0
2016-10-23 09:00 | 0 | 0 | 0 | 0 | 0 | 59697.895 | 0 | 318837 | 0 | 0 | 0 | 0 | 1599076.0199 | 4311487.1439 | 0 | 0 | 0 | 0 | 0 | 0 | 0 | 0 | 0 | 0 | 0 | 0 | 0 | 0 | 0 | -259139.105 | 0 | 0 | 0 | 0 | 0 | 0 | 0 | 0 | 0 | 0 | 0 | 0 | 0 | 0 | 0
2016-10-23 10:00 | 0 | 0 | 0 | 0 | 0 | 66638.895 | 0 | 325778 | 0 | 0 | 0 | 0 | 1339936.9149 | 4311487.1439 | 0 | 0 | 0 | 0 | 0 | 0 | 0 | 0 | 0 | 0 | 0 | 0 | 0 | 0 | 0 | -259139.105 | 0 | 0 | 0 | 0 | 0 | 0 | 0 | 0 | 0 | 0 | 0 | 0 | 0 | 0 | 0
2016-10-23 11:00 | 0 | 0 | 0 | 0 | 0 | 76499.895 | 0 | 335639 | 0 | 0 | 0 | 0 | 1080797.81 | 4311487.1439 | 0 | 0 | 0 | 0 | 0 | 0 | 0 | 0 | 0 | 0 | 0 | 0 | 0 | 0 | 0 | -259139.105 | 0 | 0 | 0 | 0 | 0 | 0 | 0 | 0 | 0 | 0 | 0 | 0 | 0 | 0 | 0
2016-10-23 12:00 | 0 | 0 | 0 | 0 | 0 | 88794.895 | 0 | 347934 | 0 | 0 | 0 | 0 | 821658.705 | 4311487.1439 | 0 | 0 | 0 | 0 | 0 | 0 | 0 | 0 | 0 | 0 | 0 | 0 | 0 | 0 | 0 | -259139.105 | 0 | 0 | 0 | 0 | 0 | 0 | 0 | 0 | 0 | 0 | 0 | 0 | 0 | 0 | 0
2016-10-23 13:00 | 0 | 0 | 0 | 0 | 0 | 481322.0221 | 1464.6589 | 358905 | 0 | 0 | 0 | 0 | 931274.4045 | 4325753.1255 | 0 | 0 | 0 | 0 | 0 | 0 | 0 | 0 | 0 | 0 | 0 | 0 | 0 | 0 | 0 | 109615.6995 | 14265.9815 | 0 | 0 | 0 | 0 | 0 | 0 | 0 | 0 | 0 | 0 | 0 | 0 | 0 | 0
2016-10-23 14:00 | 0 | 0 | 0 | 0 | 0 | 0 | 231152.3846 | 364785 | 0 | 0 | 0 | 0 | 797641.7892 | 4325753.1255 | 0 | 0 | 0 | 0 | 0 | 0 | 0 | 0 | 0 | 0 | 0 | 0 | 0 | 0 | 0 | -133632.6154 | 0 | 0 | 0 | 0 | 0 | 0 | 0 | 0 | 0 | 0 | 0 | 0 | 0 | 0 | 0
2016-10-23 15:00 | 0 | 0 | 0 | 0 | 0 | 0 | 500753.9801 | 368963 | 0 | 0 | 0 | 0 | 929432.7693 | 4325753.1255 | 0 | 0 | 0 | 0 | 0 | 0 | 0 | 0 | 0 | 0 | 0 | 0 | 0 | 0 | 0 | 131790.9801 | 0 | 0 | 0 | 0 | 0 | 0 | 0 | 0 | 0 | 0 | 0 | 0 | 0 | 0 | 0
2016-10-23 16:00 | 0 | 0 | 0 | 0 | 0 | 0 | 619782.7364 | 373345 | 0 | 0 | 0 | 0 | 1175870.5057 | 4325753.1255 | 0 | 0 | 0 | 0 | 0 | 0 | 0 | 0 | 0 | 0 | 0 | 0 | 0 | 0 | 0 | 246437.7364 | 0 | 0 | 0 | 0 | 0 | 0 | 0 | 0 | 0 | 0 | 0 | 0 | 0 | 0 | 0
2016-10-23 17:00 | 0 | 0 | 0 | 0 | 0 | 1816.1503 | 634709.9547 | 377387 | 0 | 0 | 0 | 0 | 1435009.6106 | 4325753.1255 | 0 | 0 | 0 | 0 | 0 | 0 | 0 | 0 | 0 | 0 | 0 | 0 | 0 | 0 | 0 | 259139.105 | 0 | 0 | 0 | 0 | 0 | 0 | 0 | 0 | 0 | 0 | 0 | 0 | 0 | 0 | 0
2016-10-23 18:00 | 0 | 0 | 0 | 0 | 0 | 0 | 616375.4306 | 380953 | 0 | 0 | 0 | 0 | 1670432.0412 | 4325753.1255 | 0 | 0 | 0 | 0 | 0 | 0 | 0 | 0 | 0 | 0 | 0 | 0 | 0 | 0 | 0 | 235422.4306 | 0 | 0 | 0 | 0 | 0 | 0 | 0 | 0 | 0 | 0 | 0 | 0 | 0 | 0 | 0
2016-10-23 19:00 | 0 | 0 | 0 | 0 | 0 | 43349.0807 | 600658.0243 | 384868 | 0 | 0 | 0 | 0 | 1929571.1461 | 4325753.1255 | 0 | 0 | 0 | 0 | 0 | 0 | 0 | 0 | 0 | 0 | 0 | 0 | 0 | 0 | 0 | 259139.105 | 0 | 0 | 0 | 0 | 0 | 0 | 0 | 0 | 0 | 0 | 0 | 0 | 0 | 0 | 0
2016-10-23 20:00 | 0 | 0 | 0 | 0 | 0 | 0 | 601100.9164 | 391183 | 0 | 0 | 0 | 0 | 2139489.0625 | 4325753.1255 | 0 | 0 | 0 | 0 | 0 | 0 | 0 | 0 | 0 | 0 | 0 | 0 | 0 | 0 | 0 | 209917.9164 | 0 | 0 | 0 | 0 | 0 | 0 | 0 | 0 | 0 | 0 | 0 | 0 | 0 | 0 | 0
2016-10-23 21:00 | 0 | 0 | 0 | 0 | 0 | 0 | 599811.7576 | 398828 | 0 | 0 | 0 | 0 | 2340472.8201 | 4325753.1255 | 0 | 0 | 0 | 0 | 0 | 0 | 0 | 0 | 0 | 0 | 0 | 0 | 0 | 0 | 0 | 200983.7576 | 0 | 0 | 0 | 0 | 0 | 0 | 0 | 0 | 0 | 0 | 0 | 0 | 0 | 0 | 0
2016-10-23 22:00 | 0 | 0 | 0 | 0 | 0 | 0 | 550500.6063 | 408238 | 0 | 0 | 0 | 0 | 2482735.4264 | 4325753.1255 | 0 | 0 | 0 | 0 | 0 | 0 | 0 | 0 | 0 | 0 | 0 | 0 | 0 | 0 | 0 | 142262.6063 | 0 | 0 | 0 | 0 | 0 | 0 | 0 | 0 | 0 | 0 | 0 | 0 | 0 | 0 | 0
2016-10-23 23:00 | 0 | 0 | 0 | 0 | 0 | 0 | 364640.4741 | 420251 | 0 | 0 | 0 | 0 | 2427124.9005 | 4325753.1255 | 0 | 0 | 0 | 0 | 0 | 0 | 0 | 0 | 0 | 0 | 0 | 0 | 0 | 0 | 0 | -55610.5259 | 0 | 0 | 0 | 0 | 0 | 0 | 0 | 0 | 0 | 0 | 0 | 0 | 0 | 0 | 0
2016-10-24 | 0 | 0 | 0 | 0 | 0 | 597422.5212 | 58771.3894 | 422595 | 0 | 0 | 0 | 0 | 2653678.1531 | 4332798.7834 | 0 | 0 | 0 | 0 | 0 | 0 | 0 | 0 | 0 | 0 | 0 | 0 | 0 | 0 | 0 | 226553.2526 | 7045.658 | 0 | 0 | 0 | 0 | 0 | 0 | 0 | 0 | 0 | 0 | 0 | 0 | 0 | 0
2016-10-24 01:00 | 0 | 0 | 0 | 0 | 0 | 152508.0118 | 11.8833 | 411659 | 0 | 0 | 0 | 0 | 2394539.0482 | 4332798.7834 | 0 | 0 | 0 | 0 | 0 | 0 | 0 | 0 | 0 | 0 | 0 | 0 | 0 | 0 | 0 | -259139.105 | 0 | 0 | 0 | 0 | 0 | 0 | 0 | 0 | 0 | 0 | 0 | 0 | 0 | 0 | 0
2016-10-24 02:00 | 0 | 0 | 0 | 0 | 0 | 650032.4318 | 0 | 393670 | 0 | 0 | 0 | 0 | 2650901.4799 | 4332798.7834 | 0 | 0 | 0 | 0 | 0 | 0 | 0 | 0 | 0 | 0 | 0 | 0 | 0 | 0 | 0 | 256362.4318 | 0 | 0 | 0 | 0 | 0 | 0 | 0 | 0 | 0 | 0 | 0 | 0 | 0 | 0 | 0
2016-10-24 03:00 | 0 | 0 | 0 | 0 | 0 | 615429.0647 | 0 | 371559 | 0 | 0 | 0 | 0 | 2894771.5446 | 4332798.7834 | 0 | 0 | 0 | 0 | 0 | 0 | 0 | 0 | 0 | 0 | 0 | 0 | 0 | 0 | 0 | 243870.0647 | 0 | 0 | 0 | 0 | 0 | 0 | 0 | 0 | 0 | 0 | 0 | 0 | 0 | 0 | 0
2016-10-24 04:00 | 0 | 0 | 0 | 0 | 0 | 93202.895 | 0 | 352342 | 0 | 0 | 0 | 0 | 2635632.4397 | 4332798.7834 | 0 | 0 | 0 | 0 | 0 | 0 | 0 | 0 | 0 | 0 | 0 | 0 | 0 | 0 | 0 | -259139.105 | 0 | 0 | 0 | 0 | 0 | 0 | 0 | 0 | 0 | 0 | 0 | 0 | 0 | 0 | 0
2016-10-24 05:00 | 0 | 0 | 0 | 0 | 0 | 77519.895 | 0 | 336659 | 0 | 0 | 0 | 0 | 2376493.3347 | 4332798.7834 | 0 | 0 | 0 | 0 | 0 | 0 | 0 | 0 | 0 | 0 | 0 | 0 | 0 | 0 | 0 | -259139.105 | 0 | 0 | 0 | 0 | 0 | 0 | 0 | 0 | 0 | 0 | 0 | 0 | 0 | 0 | 0
2016-10-24 06:00 | 0 | 0 | 0 | 0 | 0 | 66733.895 | 0 | 325873 | 0 | 0 | 0 | 0 | 2117354.2298 | 4332798.7834 | 0 | 0 | 0 | 0 | 0 | 0 | 0 | 0 | 0 | 0 | 0 | 0 | 0 | 0 | 0 | -259139.105 | 0 | 0 | 0 | 0 | 0 | 0 | 0 | 0 | 0 | 0 | 0 | 0 | 0 | 0 | 0
2016-10-24 07:00 | 0 | 0 | 0 | 0 | 0 | 450488.0354 | 0 | 321177 | 0 | 0 | 0 | 0 | 2246665.2651 | 4332798.7834 | 0 | 0 | 0 | 0 | 0 | 0 | 0 | 0 | 0 | 0 | 0 | 0 | 0 | 0 | 0 | 129311.0354 | 0 | 0 | 0 | 0 | 0 | 0 | 0 | 0 | 0 | 0 | 0 | 0 | 0 | 0 | 0
2016-10-24 08:00 | 0 | 0 | 0 | 0 | 0 | 62975.895 | 0 | 322115 | 0 | 0 | 0 | 0 | 1987526.1602 | 4332798.7834 | 0 | 0 | 0 | 0 | 0 | 0 | 0 | 0 | 0 | 0 | 0 | 0 | 0 | 0 | 0 | -259139.105 | 0 | 0 | 0 | 0 | 0 | 0 | 0 | 0 | 0 | 0 | 0 | 0 | 0 | 0 | 0
2016-10-24 09:00 | 0 | 0 | 0 | 0 | 0 | 75250.895 | 0 | 334390 | 0 | 0 | 0 | 0 | 1728387.0552 | 4332798.7834 | 0 | 0 | 0 | 0 | 0 | 0 | 0 | 0 | 0 | 0 | 0 | 0 | 0 | 0 | 0 | -259139.105 | 0 | 0 | 0 | 0 | 0 | 0 | 0 | 0 | 0 | 0 | 0 | 0 | 0 | 0 | 0
2016-10-24 10:00 | 0 | 0 | 0 | 0 | 0 | 103573.895 | 0 | 362713 | 0 | 0 | 0 | 0 | 1469247.9503 | 4332798.7834 | 0 | 0 | 0 | 0 | 0 | 0 | 0 | 0 | 0 | 0 | 0 | 0 | 0 | 0 | 0 | -259139.105 | 0 | 0 | 0 | 0 | 0 | 0 | 0 | 0 | 0 | 0 | 0 | 0 | 0 | 0 | 0
2016-10-24 11:00 | 0 | 0 | 0 | 0 | 0 | 326139.872 | 0 | 392252 | 0 | 0 | 0 | 0 | 1403135.8223 | 4332798.7834 | 0 | 0 | 0 | 0 | 0 | 0 | 0 | 0 | 0 | 0 | 0 | 0 | 0 | 0 | 0 | -66112.128 | 0 | 0 | 0 | 0 | 0 | 0 | 0 | 0 | 0 | 0 | 0 | 0 | 0 | 0 | 0
2016-10-24 12:00 | 0 | 0 | 0 | 0 | 0 | 297504.7607 | 0 | 406365 | 0 | 0 | 0 | 0 | 1294275.5831 | 4332798.7834 | 0 | 0 | 0 | 0 | 0 | 0 | 0 | 0 | 0 | 0 | 0 | 0 | 0 | 0 | 0 | -108860.2393 | 0 | 0 | 0 | 0 | 0 | 0 | 0 | 0 | 0 | 0 | 0 | 0 | 0 | 0 | 0
2016-10-24 13:00 | 0 | 0 | 0 | 0 | 0 | 248591.2146 | 2170.7321 | 414488 | 0 | 0 | 0 | 0 | 1130549.5298 | 4332798.7834 | 0 | 0 | 0 | 0 | 0 | 0 | 0 | 0 | 0 | 0 | 0 | 0 | 0 | 0 | 0 | -163726.0533 | 0 | 0 | 0 | 0 | 0 | 0 | 0 | 0 | 0 | 0 | 0 | 0 | 0 | 0 | 0
2016-10-24 14:00 | 0 | 0 | 0 | 0 | 0 | 158238.5897 | 231492.4483 | 422221 | 0 | 0 | 0 | 0 | 1098059.5678 | 4332798.7834 | 0 | 0 | 0 | 0 | 0 | 0 | 0 | 0 | 0 | 0 | 0 | 0 | 0 | 0 | 0 | -32489.962 | 0 | 0 | 0 | 0 | 0 | 0 | 0 | 0 | 0 | 0 | 0 | 0 | 0 | 0 | 0
2016-10-24 15:00 | 0 | 0 | 0 | 0 | 0 | 0 | 434701.4856 | 427759 | 0 | 0 | 0 | 0 | 1105002.0534 | 4332798.7834 | 0 | 0 | 0 | 0 | 0 | 0 | 0 | 0 | 0 | 0 | 0 | 0 | 0 | 0 | 0 | 6942.4856 | 0 | 0 | 0 | 0 | 0 | 0 | 0 | 0 | 0 | 0 | 0 | 0 | 0 | 0 | 0
2016-10-24 16:00 | 0 | 0 | 0 | 0 | 0 | 0 | 528784.5939 | 432360 | 0 | 0 | 0 | 0 | 1187160.6658 | 4347064.765 | 0 | 0 | 0 | 0 | 0 | 0 | 0 | 0 | 0 | 0 | 0 | 0 | 0 | 0 | 0 | 82158.6124 | 14265.9815 | 0 | 0 | 0 | 0 | 0 | 0 | 0 | 0 | 0 | 0 | 0 | 0 | 0 | 0
2016-10-24 17:00 | 0 | 0 | 0 | 0 | 0 | 0 | 547321.0136 | 437102 | 0 | 0 | 0 | 0 | 1297379.6793 | 4347064.765 | 0 | 0 | 0 | 0 | 0 | 0 | 0 | 0 | 0 | 0 | 0 | 0 | 0 | 0 | 0 | 110219.0136 | 0 | 0 | 0 | 0 | 0 | 0 | 0 | 0 | 0 | 0 | 0 | 0 | 0 | 0 | 0
2016-10-24 18:00 | 0 | 0 | 0 | 0 | 0 | 165307.2273 | 534937.8777 | 441106 | 0 | 0 | 0 | 0 | 1556518.7843 | 4347064.765 | 0 | 0 | 0 | 0 | 0 | 0 | 0 | 0 | 0 | 0 | 0 | 0 | 0 | 0 | 0 | 259139.105 | 0 | 0 | 0 | 0 | 0 | 0 | 0 | 0 | 0 | 0 | 0 | 0 | 0 | 0 | 0
2016-10-24 19:00 | 0 | 0 | 0 | 0 | 0 | 0 | 517870.4869 | 444839 | 0 | 0 | 0 | 0 | 1629550.2712 | 4347064.765 | 0 | 0 | 0 | 0 | 0 | 0 | 0 | 0 | 0 | 0 | 0 | 0 | 0 | 0 | 0 | 73031.4869 | 0 | 0 | 0 | 0 | 0 | 0 | 0 | 0 | 0 | 0 | 0 | 0 | 0 | 0 | 0
2016-10-24 20:00 | 0 | 0 | 0 | 0 | 0 | 0 | 500509.6768 | 448354 | 0 | 0 | 0 | 0 | 1681705.948 | 4347064.765 | 0 | 0 | 0 | 0 | 0 | 0 | 0 | 0 | 0 | 0 | 0 | 0 | 0 | 0 | 0 | 52155.6768 | 0 | 0 | 0 | 0 | 0 | 0 | 0 | 0 | 0 | 0 | 0 | 0 | 0 | 0 | 0
2016-10-24 21:00 | 0 | 0 | 0 | 0 | 0 | 197395.7593 | 465337.612 | 451542 | 0 | 0 | 0 | 0 | 1892897.3194 | 4347064.765 | 0 | 0 | 0 | 0 | 0 | 0 | 0 | 0 | 0 | 0 | 0 | 0 | 0 | 0 | 0 | 211191.3713 | 0 | 0 | 0 | 0 | 0 | 0 | 0 | 0 | 0 | 0 | 0 | 0 | 0 | 0 | 0
2016-10-24 22:00 | 0 | 0 | 0 | 0 | 0 | 221058.4314 | 392054.9008 | 454806 | 0 | 0 | 0 | 0 | 2048675.1821 | 4349594.2344 | 0 | 0 | 0 | 0 | 0 | 0 | 0 | 0 | 0 | 0 | 0 | 0 | 0 | 0 | 0 | 155777.8627 | 2529.4694 | 0 | 0 | 0 | 0 | 0 | 0 | 0 | 0 | 0 | 0 | 0 | 0 | 0 | 0
2016-10-24 23:00 | 0 | 0 | 0 | 0 | 0 | 0 | 234294.5472 | 462102 | 0 | 0 | 0 | 0 | 1820867.7293 | 4349594.2344 | 0 | 0 | 0 | 0 | 0 | 0 | 0 | 0 | 0 | 0 | 0 | 0 | 0 | 0 | 0 | -227807.4528 | 0 | 0 | 0 | 0 | 0 | 0 | 0 | 0 | 0 | 0 | 0 | 0 | 0 | 0 | 0
2016-10-25 | 0 | 0 | 0 | 0 | 0 | 639462.9659 | 50710.2374 | 459418 | 0 | 0 | 0 | 0 | 2051622.9326 | 4349594.2344 | 0 | 0 | 0 | 0 | 0 | 0 | 0 | 0 | 0 | 0 | 0 | 0 | 0 | 0 | 0 | 230755.2033 | 0 | 0 | 0 | 0 | 0 | 0 | 0 | 0 | 0 | 0 | 0 | 0 | 0 | 0 | 0
2016-10-25 01:00 | 0 | 0 | 0 | 0 | 0 | 186562.6685 | 13.2266 | 445715 | 0 | 0 | 0 | 0 | 1792483.8276 | 4349594.2344 | 0 | 0 | 0 | 0 | 0 | 0 | 0 | 0 | 0 | 0 | 0 | 0 | 0 | 0 | 0 | -259139.105 | 0 | 0 | 0 | 0 | 0 | 0 | 0 | 0 | 0 | 0 | 0 | 0 | 0 | 0 | 0
2016-10-25 02:00 | 0 | 0 | 0 | 0 | 0 | 681037.105 | 0 | 421898 | 0 | 0 | 0 | 0 | 2051622.9326 | 4349594.2344 | 0 | 0 | 0 | 0 | 0 | 0 | 0 | 0 | 0 | 0 | 0 | 0 | 0 | 0 | 0 | 259139.105 | 0 | 0 | 0 | 0 | 0 | 0 | 0 | 0 | 0 | 0 | 0 | 0 | 0 | 0 | 0
2016-10-25 03:00 | 0 | 0 | 0 | 0 | 0 | 136150.895 | 0 | 395290 | 0 | 0 | 0 | 0 | 1792483.8276 | 4349594.2344 | 0 | 0 | 0 | 0 | 0 | 0 | 0 | 0 | 0 | 0 | 0 | 0 | 0 | 0 | 0 | -259139.105 | 0 | 0 | 0 | 0 | 0 | 0 | 0 | 0 | 0 | 0 | 0 | 0 | 0 | 0 | 0
2016-10-25 04:00 | 0 | 0 | 0 | 0 | 0 | 630067.105 | 0 | 370928 | 0 | 0 | 0 | 0 | 2051622.9326 | 4349594.2344 | 0 | 0 | 0 | 0 | 0 | 0 | 0 | 0 | 0 | 0 | 0 | 0 | 0 | 0 | 0 | 259139.105 | 0 | 0 | 0 | 0 | 0 | 0 | 0 | 0 | 0 | 0 | 0 | 0 | 0 | 0 | 0
2016-10-25 05:00 | 0 | 0 | 0 | 0 | 0 | 93968.895 | 0 | 353108 | 0 | 0 | 0 | 0 | 1792483.8276 | 4349594.2344 | 0 | 0 | 0 | 0 | 0 | 0 | 0 | 0 | 0 | 0 | 0 | 0 | 0 | 0 | 0 | -259139.105 | 0 | 0 | 0 | 0 | 0 | 0 | 0 | 0 | 0 | 0 | 0 | 0 | 0 | 0 | 0
2016-10-25 06:00 | 0 | 0 | 0 | 0 | 0 | 81353.895 | 0 | 340493 | 0 | 0 | 0 | 0 | 1533344.7227 | 4349594.2344 | 0 | 0 | 0 | 0 | 0 | 0 | 0 | 0 | 0 | 0 | 0 | 0 | 0 | 0 | 0 | -259139.105 | 0 | 0 | 0 | 0 | 0 | 0 | 0 | 0 | 0 | 0 | 0 | 0 | 0 | 0 | 0
2016-10-25 07:00 | 0 | 0 | 0 | 0 | 0 | 74732.895 | 0 | 333872 | 0 | 0 | 0 | 0 | 1274205.6177 | 4349594.2344 | 0 | 0 | 0 | 0 | 0 | 0 | 0 | 0 | 0 | 0 | 0 | 0 | 0 | 0 | 0 | -259139.105 | 0 | 0 | 0 | 0 | 0 | 0 | 0 | 0 | 0 | 0 | 0 | 0 | 0 | 0 | 0
2016-10-25 08:00 | 0 | 0 | 0 | 0 | 0 | 514112.6111 | 0 | 333840 | 0 | 0 | 0 | 0 | 1454478.2288 | 4349594.2344 | 0 | 0 | 0 | 0 | 0 | 0 | 0 | 0 | 0 | 0 | 0 | 0 | 0 | 0 | 0 | 180272.6111 | 0 | 0 | 0 | 0 | 0 | 0 | 0 | 0 | 0 | 0 | 0 | 0 | 0 | 0 | 0
2016-10-25 09:00 | 0 | 0 | 0 | 0 | 0 | 86110.895 | 0 | 345250 | 0 | 0 | 0 | 0 | 1195339.1239 | 4349594.2344 | 0 | 0 | 0 | 0 | 0 | 0 | 0 | 0 | 0 | 0 | 0 | 0 | 0 | 0 | 0 | -259139.105 | 0 | 0 | 0 | 0 | 0 | 0 | 0 | 0 | 0 | 0 | 0 | 0 | 0 | 0 | 0
2016-10-25 10:00 | 0 | 0 | 0 | 0 | 0 | 115240.895 | 0 | 374380 | 0 | 0 | 0 | 0 | 936200.0189 | 4349594.2344 | 0 | 0 | 0 | 0 | 0 | 0 | 0 | 0 | 0 | 0 | 0 | 0 | 0 | 0 | 0 | -259139.105 | 0 | 0 | 0 | 0 | 0 | 0 | 0 | 0 | 0 | 0 | 0 | 0 | 0 | 0 | 0
2016-10-25 11:00 | 0 | 0 | 0 | 0 | 0 | 143651.895 | 0 | 402791 | 0 | 0 | 0 | 0 | 677060.914 | 4349594.2344 | 0 | 0 | 0 | 0 | 0 | 0 | 0 | 0 | 0 | 0 | 0 | 0 | 0 | 0 | 0 | -259139.105 | 0 | 0 | 0 | 0 | 0 | 0 | 0 | 0 | 0 | 0 | 0 | 0 | 0 | 0 | 0
2016-10-25 12:00 | 0 | 0 | 0 | 0 | 0 | 458638.858 | 0 | 414577 | 0 | 0 | 0 | 0 | 721122.772 | 4349594.2344 | 0 | 0 | 0 | 0 | 0 | 0 | 0 | 0 | 0 | 0 | 0 | 0 | 0 | 0 | 0 | 44061.858 | 0 | 0 | 0 | 0 | 0 | 0 | 0 | 0 | 0 | 0 | 0 | 0 | 0 | 0 | 0
2016-10-25 13:00 | 0 | 0 | 0 | 0 | 0 | 434931.3801 | 628.8609 | 420864 | 0 | 0 | 0 | 0 | 735819.013 | 4349594.2344 | 0 | 0 | 0 | 0 | 0 | 0 | 0 | 0 | 0 | 0 | 0 | 0 | 0 | 0 | 0 | 14696.241 | 0 | 0 | 0 | 0 | 0 | 0 | 0 | 0 | 0 | 0 | 0 | 0 | 0 | 0 | 0
2016-10-25 14:00 | 0 | 0 | 0 | 0 | 0 | 350425.9723 | 106817.6466 | 425780 | 0 | 0 | 0 | 0 | 767282.6319 | 4349594.2344 | 0 | 0 | 0 | 0 | 0 | 0 | 0 | 0 | 0 | 0 | 0 | 0 | 0 | 0 | 0 | 31463.6189 | 0 | 0 | 0 | 0 | 0 | 0 | 0 | 0 | 0 | 0 | 0 | 0 | 0 | 0 | 0
2016-10-25 15:00 | 0 | 0 | 0 | 0 | 0 | 0 | 380558.5638 | 429361 | 0 | 0 | 0 | 0 | 718480.1957 | 4349594.2344 | 0 | 0 | 0 | 0 | 0 | 0 | 0 | 0 | 0 | 0 | 0 | 0 | 0 | 0 | 0 | -48802.4362 | 0 | 0 | 0 | 0 | 0 | 0 | 0 | 0 | 0 | 0 | 0 | 0 | 0 | 0 | 0
2016-10-25 16:00 | 0 | 0 | 0 | 0 | 0 | 0 | 545393.509 | 433164 | 0 | 0 | 0 | 0 | 830709.7047 | 4349594.2344 | 0 | 0 | 0 | 0 | 0 | 0 | 0 | 0 | 0 | 0 | 0 | 0 | 0 | 0 | 0 | 112229.509 | 0 | 0 | 0 | 0 | 0 | 0 | 0 | 0 | 0 | 0 | 0 | 0 | 0 | 0 | 0
2016-10-25 17:00 | 0 | 0 | 0 | 0 | 0 | 0 | 605798.3844 | 437173 | 0 | 0 | 0 | 0 | 999335.089 | 4349594.2344 | 0 | 0 | 0 | 0 | 0 | 0 | 0 | 0 | 0 | 0 | 0 | 0 | 0 | 0 | 0 | 168625.3844 | 0 | 0 | 0 | 0 | 0 | 0 | 0 | 0 | 0 | 0 | 0 | 0 | 0 | 0 | 0
2016-10-25 18:00 | 0 | 0 | 0 | 0 | 0 | 0 | 599865.1796 | 440755 | 0 | 0 | 0 | 0 | 1158445.2686 | 4349594.2344 | 0 | 0 | 0 | 0 | 0 | 0 | 0 | 0 | 0 | 0 | 0 | 0 | 0 | 0 | 0 | 159110.1796 | 0 | 0 | 0 | 0 | 0 | 0 | 0 | 0 | 0 | 0 | 0 | 0 | 0 | 0 | 0
2016-10-25 19:00 | 0 | 0 | 0 | 0 | 0 | 0 | 590981.4748 | 444026 | 0 | 0 | 0 | 0 | 1405262.6141 | 4249732.3637 | 0 | 0 | 0 | 0 | 0 | 0 | 0 | 0 | 0 | 0 | 0 | 0 | 0 | 0 | 0 | 246817.3455 | 9080.9384 | 108942.8092 | 0 | 0 | 0 | 0 | 0 | 0 | 0 | 0 | 0 | 0 | 0 | 0 | 0
2016-10-25 20:00 | 0 | 0 | 0 | 0 | 0 | 0 | 604012.118 | 448066 | 0 | 0 | 0 | 0 | 1561208.7321 | 4249732.3637 | 0 | 0 | 0 | 0 | 0 | 0 | 0 | 0 | 0 | 0 | 0 | 0 | 0 | 0 | 0 | 155946.118 | 0 | 0 | 0 | 0 | 0 | 0 | 0 | 0 | 0 | 0 | 0 | 0 | 0 | 0 | 0
2016-10-25 21:00 | 0 | 0 | 0 | 0 | 0 | 0 | 624634.9213 | 451997 | 0 | 0 | 0 | 0 | 1733846.6534 | 4249732.3637 | 0 | 0 | 0 | 0 | 0 | 0 | 0 | 0 | 0 | 0 | 0 | 0 | 0 | 0 | 0 | 172637.9213 | 0 | 0 | 0 | 0 | 0 | 0 | 0 | 0 | 0 | 0 | 0 | 0 | 0 | 0 | 0
2016-10-25 22:00 | 0 | 0 | 0 | 0 | 0 | 0 | 610102.6467 | 457558 | 0 | 0 | 0 | 0 | 1886391.3001 | 4249732.3637 | 0 | 0 | 0 | 0 | 0 | 0 | 0 | 0 | 0 | 0 | 0 | 0 | 0 | 0 | 0 | 152544.6467 | 0 | 0 | 0 | 0 | 0 | 0 | 0 | 0 | 0 | 0 | 0 | 0 | 0 | 0 | 0
2016-10-25 23:00 | 0 | 0 | 0 | 0 | 0 | 0 | 465847.4875 | 465965 | 0 | 0 | 0 | 0 | 1886273.7876 | 4249732.3637 | 0 | 0 | 0 | 0 | 0 | 0 | 0 | 0 | 0 | 0 | 0 | 0 | 0 | 0 | 0 | -117.5125 | 0 | 0 | 0 | 0 | 0 | 0 | 0 | 0 | 0 | 0 | 0 | 0 | 0 | 0 | 0
2016-10-26 | 0 | 0 | 0 | 0 | 0 | 649367.0705 | 87244.016 | 463206 | 0 | 0 | 0 | 0 | 2145412.8925 | 4263998.3452 | 0 | 0 | 0 | 0 | 0 | 0 | 0 | 0 | 0 | 0 | 0 | 0 | 0 | 0 | 0 | 259139.105 | 14265.9815 | 0 | 0 | 0 | 0 | 0 | 0 | 0 | 0 | 0 | 0 | 0 | 0 | 0 | 0
2016-10-26 01:00 | 0 | 0 | 0 | 0 | 0 | 191669.9785 | 12.9166 | 450822 | 0 | 0 | 0 | 0 | 1886273.7876 | 4263998.3452 | 0 | 0 | 0 | 0 | 0 | 0 | 0 | 0 | 0 | 0 | 0 | 0 | 0 | 0 | 0 | -259139.105 | 0 | 0 | 0 | 0 | 0 | 0 | 0 | 0 | 0 | 0 | 0 | 0 | 0 | 0 | 0
2016-10-26 02:00 | 0 | 0 | 0 | 0 | 0 | 168349.895 | 0 | 427489 | 0 | 0 | 0 | 0 | 1627134.6826 | 4263998.3452 | 0 | 0 | 0 | 0 | 0 | 0 | 0 | 0 | 0 | 0 | 0 | 0 | 0 | 0 | 0 | -259139.105 | 0 | 0 | 0 | 0 | 0 | 0 | 0 | 0 | 0 | 0 | 0 | 0 | 0 | 0 | 0
2016-10-26 03:00 | 0 | 0 | 0 | 0 | 0 | 601837.8511 | 0 | 401143 | 0 | 0 | 0 | 0 | 1827829.5338 | 4263998.3452 | 0 | 0 | 0 | 0 | 0 | 0 | 0 | 0 | 0 | 0 | 0 | 0 | 0 | 0 | 0 | 200694.8511 | 0 | 0 | 0 | 0 | 0 | 0 | 0 | 0 | 0 | 0 | 0 | 0 | 0 | 0 | 0
2016-10-26 04:00 | 0 | 0 | 0 | 0 | 0 | 118327.895 | 0 | 377467 | 0 | 0 | 0 | 0 | 1568690.4288 | 4263998.3452 | 0 | 0 | 0 | 0 | 0 | 0 | 0 | 0 | 0 | 0 | 0 | 0 | 0 | 0 | 0 | -259139.105 | 0 | 0 | 0 | 0 | 0 | 0 | 0 | 0 | 0 | 0 | 0 | 0 | 0 | 0 | 0
2016-10-26 05:00 | 0 | 0 | 0 | 0 | 0 | 99848.895 | 0 | 358988 | 0 | 0 | 0 | 0 | 1309551.3239 | 4263998.3452 | 0 | 0 | 0 | 0 | 0 | 0 | 0 | 0 | 0 | 0 | 0 | 0 | 0 | 0 | 0 | -259139.105 | 0 | 0 | 0 | 0 | 0 | 0 | 0 | 0 | 0 | 0 | 0 | 0 | 0 | 0 | 0
2016-10-26 06:00 | 0 | 0 | 0 | 0 | 0 | 564749.8989 | 0 | 346963 | 0 | 0 | 0 | 0 | 1527338.2228 | 4263998.3452 | 0 | 0 | 0 | 0 | 0 | 0 | 0 | 0 | 0 | 0 | 0 | 0 | 0 | 0 | 0 | 217786.8989 | 0 | 0 | 0 | 0 | 0 | 0 | 0 | 0 | 0 | 0 | 0 | 0 | 0 | 0 | 0
2016-10-26 07:00 | 0 | 0 | 0 | 0 | 0 | 81396.895 | 0 | 340536 | 0 | 0 | 0 | 0 | 1268199.1178 | 4263998.3452 | 0 | 0 | 0 | 0 | 0 | 0 | 0 | 0 | 0 | 0 | 0 | 0 | 0 | 0 | 0 | -259139.105 | 0 | 0 | 0 | 0 | 0 | 0 | 0 | 0 | 0 | 0 | 0 | 0 | 0 | 0 | 0
2016-10-26 08:00 | 0 | 0 | 0 | 0 | 0 | 528345.6691 | 0 | 341377 | 0 | 0 | 0 | 0 | 1455167.7869 | 4263998.3452 | 0 | 0 | 0 | 0 | 0 | 0 | 0 | 0 | 0 | 0 | 0 | 0 | 0 | 0 | 0 | 186968.6691 | 0 | 0 | 0 | 0 | 0 | 0 | 0 | 0 | 0 | 0 | 0 | 0 | 0 | 0 | 0
2016-10-26 09:00 | 0 | 0 | 0 | 0 | 0 | 92769.895 | 0 | 351909 | 0 | 0 | 0 | 0 | 1196028.682 | 4263998.3452 | 0 | 0 | 0 | 0 | 0 | 0 | 0 | 0 | 0 | 0 | 0 | 0 | 0 | 0 | 0 | -259139.105 | 0 | 0 | 0 | 0 | 0 | 0 | 0 | 0 | 0 | 0 | 0 | 0 | 0 | 0 | 0
2016-10-26 10:00 | 0 | 0 | 0 | 0 | 0 | 452679.6137 | 0 | 379889 | 0 | 0 | 0 | 0 | 1268819.2957 | 4263998.3452 | 0 | 0 | 0 | 0 | 0 | 0 | 0 | 0 | 0 | 0 | 0 | 0 | 0 | 0 | 0 | 72790.6137 | 0 | 0 | 0 | 0 | 0 | 0 | 0 | 0 | 0 | 0 | 0 | 0 | 0 | 0 | 0
2016-10-26 11:00 | 0 | 0 | 0 | 0 | 0 | 149380.895 | 0 | 408520 | 0 | 0 | 0 | 0 | 1009680.1908 | 4263998.3452 | 0 | 0 | 0 | 0 | 0 | 0 | 0 | 0 | 0 | 0 | 0 | 0 | 0 | 0 | 0 | -259139.105 | 0 | 0 | 0 | 0 | 0 | 0 | 0 | 0 | 0 | 0 | 0 | 0 | 0 | 0 | 0
2016-10-26 12:00 | 0 | 0 | 0 | 0 | 0 | 160784.895 | 0 | 419924 | 0 | 0 | 0 | 0 | 750541.0858 | 4263998.3452 | 0 | 0 | 0 | 0 | 0 | 0 | 0 | 0 | 0 | 0 | 0 | 0 | 0 | 0 | 0 | -259139.105 | 0 | 0 | 0 | 0 | 0 | 0 | 0 | 0 | 0 | 0 | 0 | 0 | 0 | 0 | 0
2016-10-26 13:00 | 0 | 0 | 0 | 0 | 0 | 373447.5432 | 1583.2817 | 425356 | 0 | 0 | 0 | 0 | 700215.9107 | 4263998.3452 | 0 | 0 | 0 | 0 | 0 | 0 | 0 | 0 | 0 | 0 | 0 | 0 | 0 | 0 | 0 | -50325.1751 | 0 | 0 | 0 | 0 | 0 | 0 | 0 | 0 | 0 | 0 | 0 | 0 | 0 | 0 | 0
2016-10-26 14:00 | 0 | 0 | 0 | 0 | 0 | 0 | 228930.1257 | 430914 | 0 | 0 | 0 | 0 | 483966.0549 | 4278264.3268 | 0 | 0 | 0 | 0 | 0 | 0 | 0 | 0 | 0 | 0 | 0 | 0 | 0 | 0 | 0 | -216249.8558 | 14265.9815 | 0 | 0 | 0 | 0 | 0 | 0 | 0 | 0 | 0 | 0 | 0 | 0 | 0 | 0
2016-10-26 15:00 | 0 | 0 | 0 | 0 | 0 | 85161.0096 | 622362.0769 | 434118 | 0 | 0 | 0 | 0 | 743105.1599 | 4292530.3083 | 0 | 0 | 0 | 0 | 0 | 0 | 0 | 0 | 0 | 0 | 0 | 0 | 0 | 0 | 0 | 259139.105 | 14265.9815 | 0 | 0 | 0 | 0 | 0 | 0 | 0 | 0 | 0 | 0 | 0 | 0 | 0 | 0
2016-10-26 16:00 | 0 | 0 | 0 | 0 | 0 | 0 | 711270.0865 | 437865 | 0 | 0 | 0 | 0 | 1002244.2648 | 4306796.2898 | 0 | 0 | 0 | 0 | 0 | 0 | 0 | 0 | 0 | 0 | 0 | 0 | 0 | 0 | 0 | 259139.105 | 14265.9815 | 0 | 0 | 0 | 0 | 0 | 0 | 0 | 0 | 0 | 0 | 0 | 0 | 0 | 0
2016-10-26 17:00 | 0 | 0 | 0 | 0 | 0 | 0 | 695382.2488 | 442826 | 0 | 0 | 0 | 0 | 1240534.5321 | 4321062.2714 | 0 | 0 | 0 | 0 | 0 | 0 | 0 | 0 | 0 | 0 | 0 | 0 | 0 | 0 | 0 | 238290.2673 | 14265.9815 | 0 | 0 | 0 | 0 | 0 | 0 | 0 | 0 | 0 | 0 | 0 | 0 | 0 | 0
2016-10-26 18:00 | 0 | 0 | 0 | 0 | 0 | 0 | 662305.4884 | 447686 | 0 | 0 | 0 | 0 | 1455154.0205 | 4321062.2714 | 0 | 0 | 0 | 0 | 0 | 0 | 0 | 0 | 0 | 0 | 0 | 0 | 0 | 0 | 0 | 214619.4884 | 0 | 0 | 0 | 0 | 0 | 0 | 0 | 0 | 0 | 0 | 0 | 0 | 0 | 0 | 0
2016-10-26 19:00 | 0 | 0 | 0 | 0 | 0 | 0 | 647815.6794 | 452795 | 0 | 0 | 0 | 0 | 1650174.6999 | 4321062.2714 | 0 | 0 | 0 | 0 | 0 | 0 | 0 | 0 | 0 | 0 | 0 | 0 | 0 | 0 | 0 | 195020.6794 | 0 | 0 | 0 | 0 | 0 | 0 | 0 | 0 | 0 | 0 | 0 | 0 | 0 | 0 | 0
2016-10-26 20:00 | 0 | 0 | 0 | 0 | 0 | 0 | 658540.1793 | 458288 | 0 | 0 | 0 | 0 | 1850426.8792 | 4321062.2714 | 0 | 0 | 0 | 0 | 0 | 0 | 0 | 0 | 0 | 0 | 0 | 0 | 0 | 0 | 0 | 200252.1793 | 0 | 0 | 0 | 0 | 0 | 0 | 0 | 0 | 0 | 0 | 0 | 0 | 0 | 0 | 0
2016-10-26 21:00 | 0 | 0 | 0 | 0 | 0 | 0 | 682561.3451 | 463634 | 0 | 0 | 0 | 0 | 2055088.2427 | 4335328.2529 | 0 | 0 | 0 | 0 | 0 | 0 | 0 | 0 | 0 | 0 | 0 | 0 | 0 | 0 | 0 | 204661.3635 | 14265.9815 | 0 | 0 | 0 | 0 | 0 | 0 | 0 | 0 | 0 | 0 | 0 | 0 | 0 | 0
2016-10-26 22:00 | 0 | 0 | 0 | 0 | 0 | 0 | 659530.8554 | 469313 | 0 | 0 | 0 | 0 | 2231040.1165 | 4349594.2344 | 0 | 0 | 0 | 0 | 0 | 0 | 0 | 0 | 0 | 0 | 0 | 0 | 0 | 0 | 0 | 175951.8739 | 14265.9815 | 0 | 0 | 0 | 0 | 0 | 0 | 0 | 0 | 0 | 0 | 0 | 0 | 0 | 0
2016-10-26 23:00 | 0 | 0 | 0 | 0 | 0 | 194633.4718 | 445911.6418 | 474513 | 0 | 0 | 0 | 0 | 2397072.2301 | 4349594.2344 | 0 | 0 | 0 | 0 | 0 | 0 | 0 | 0 | 0 | 0 | 0 | 0 | 0 | 0 | 0 | 166032.1136 | 0 | 0 | 0 | 0 | 0 | 0 | 0 | 0 | 0 | 0 | 0 | 0 | 0 | 0 | 0
2016-10-27 | 0 | 0 | 0 | 0 | 0 | 252483.035 | 68825.7563 | 470084 | 0 | 0 | 0 | 0 | 2248297.0213 | 4349594.2344 | 0 | 0 | 0 | 0 | 0 | 0 | 0 | 0 | 0 | 0 | 0 | 0 | 0 | 0 | 0 | -148775.2088 | 0 | 0 | 0 | 0 | 0 | 0 | 0 | 0 | 0 | 0 | 0 | 0 | 0 | 0 | 0
2016-10-27 01:00 | 0 | 0 | 0 | 0 | 0 | 305352.4777 | 12.1933 | 457175 | 0 | 0 | 0 | 0 | 2096486.6923 | 4349594.2344 | 0 | 0 | 0 | 0 | 0 | 0 | 0 | 0 | 0 | 0 | 0 | 0 | 0 | 0 | 0 | -151810.329 | 0 | 0 | 0 | 0 | 0 | 0 | 0 | 0 | 0 | 0 | 0 | 0 | 0 | 0 | 0
2016-10-27 02:00 | 0 | 0 | 0 | 0 | 0 | 339799.014 | 0 | 433502 | 0 | 0 | 0 | 0 | 2002783.7063 | 4349594.2344 | 0 | 0 | 0 | 0 | 0 | 0 | 0 | 0 | 0 | 0 | 0 | 0 | 0 | 0 | 0 | -93702.986 | 0 | 0 | 0 | 0 | 0 | 0 | 0 | 0 | 0 | 0 | 0 | 0 | 0 | 0 | 0
2016-10-27 03:00 | 0 | 0 | 0 | 0 | 0 | 146516.895 | 0 | 405656 | 0 | 0 | 0 | 0 | 1743644.6013 | 4349594.2344 | 0 | 0 | 0 | 0 | 0 | 0 | 0 | 0 | 0 | 0 | 0 | 0 | 0 | 0 | 0 | -259139.105 | 0 | 0 | 0 | 0 | 0 | 0 | 0 | 0 | 0 | 0 | 0 | 0 | 0 | 0 | 0
2016-10-27 04:00 | 0 | 0 | 0 | 0 | 0 | 368196.8125 | 0 | 380313 | 0 | 0 | 0 | 0 | 1731528.4138 | 4349594.2344 | 0 | 0 | 0 | 0 | 0 | 0 | 0 | 0 | 0 | 0 | 0 | 0 | 0 | 0 | 0 | -12116.1875 | 0 | 0 | 0 | 0 | 0 | 0 | 0 | 0 | 0 | 0 | 0 | 0 | 0 | 0 | 0
2016-10-27 05:00 | 0 | 0 | 0 | 0 | 0 | 102830.895 | 0 | 361970 | 0 | 0 | 0 | 0 | 1472389.3089 | 4349594.2344 | 0 | 0 | 0 | 0 | 0 | 0 | 0 | 0 | 0 | 0 | 0 | 0 | 0 | 0 | 0 | -259139.105 | 0 | 0 | 0 | 0 | 0 | 0 | 0 | 0 | 0 | 0 | 0 | 0 | 0 | 0 | 0
2016-10-27 06:00 | 0 | 0 | 0 | 0 | 0 | 372298.5528 | 0 | 348505 | 0 | 0 | 0 | 0 | 1496182.8616 | 4349594.2344 | 0 | 0 | 0 | 0 | 0 | 0 | 0 | 0 | 0 | 0 | 0 | 0 | 0 | 0 | 0 | 23793.5528 | 0 | 0 | 0 | 0 | 0 | 0 | 0 | 0 | 0 | 0 | 0 | 0 | 0 | 0 | 0
2016-10-27 07:00 | 0 | 0 | 0 | 0 | 0 | 82107.895 | 0 | 341247 | 0 | 0 | 0 | 0 | 1237043.7567 | 4349594.2344 | 0 | 0 | 0 | 0 | 0 | 0 | 0 | 0 | 0 | 0 | 0 | 0 | 0 | 0 | 0 | -259139.105 | 0 | 0 | 0 | 0 | 0 | 0 | 0 | 0 | 0 | 0 | 0 | 0 | 0 | 0 | 0
2016-10-27 08:00 | 0 | 0 | 0 | 0 | 0 | 363194.7748 | 0 | 340680 | 0 | 0 | 0 | 0 | 1259558.5315 | 4349594.2344 | 0 | 0 | 0 | 0 | 0 | 0 | 0 | 0 | 0 | 0 | 0 | 0 | 0 | 0 | 0 | 22514.7748 | 0 | 0 | 0 | 0 | 0 | 0 | 0 | 0 | 0 | 0 | 0 | 0 | 0 | 0 | 0
2016-10-27 09:00 | 0 | 0 | 0 | 0 | 0 | 91467.895 | 0 | 350607 | 0 | 0 | 0 | 0 | 1000419.4266 | 4349594.2344 | 0 | 0 | 0 | 0 | 0 | 0 | 0 | 0 | 0 | 0 | 0 | 0 | 0 | 0 | 0 | -259139.105 | 0 | 0 | 0 | 0 | 0 | 0 | 0 | 0 | 0 | 0 | 0 | 0 | 0 | 0 | 0
2016-10-27 10:00 | 0 | 0 | 0 | 0 | 0 | 340449.774 | 0 | 376569 | 0 | 0 | 0 | 0 | 964300.2005 | 4349594.2344 | 0 | 0 | 0 | 0 | 0 | 0 | 0 | 0 | 0 | 0 | 0 | 0 | 0 | 0 | 0 | -36119.226 | 0 | 0 | 0 | 0 | 0 | 0 | 0 | 0 | 0 | 0 | 0 | 0 | 0 | 0 | 0
2016-10-27 11:00 | 0 | 0 | 0 | 0 | 0 | 145533.895 | 0 | 404673 | 0 | 0 | 0 | 0 | 705161.0956 | 4349594.2344 | 0 | 0 | 0 | 0 | 0 | 0 | 0 | 0 | 0 | 0 | 0 | 0 | 0 | 0 | 0 | -259139.105 | 0 | 0 | 0 | 0 | 0 | 0 | 0 | 0 | 0 | 0 | 0 | 0 | 0 | 0 | 0
2016-10-27 12:00 | 0 | 0 | 0 | 0 | 0 | 325383.6599 | 0 | 417790 | 0 | 0 | 0 | 0 | 612754.7555 | 4349594.2344 | 0 | 0 | 0 | 0 | 0 | 0 | 0 | 0 | 0 | 0 | 0 | 0 | 0 | 0 | 0 | -92406.3401 | 0 | 0 | 0 | 0 | 0 | 0 | 0 | 0 | 0 | 0 | 0 | 0 | 0 | 0 | 0
2016-10-27 13:00 | 0 | 0 | 0 | 0 | 0 | 310617.0584 | 1115.9556 | 426933 | 0 | 0 | 0 | 0 | 497554.7695 | 4349594.2344 | 0 | 0 | 0 | 0 | 0 | 0 | 0 | 0 | 0 | 0 | 0 | 0 | 0 | 0 | 0 | -115199.986 | 0 | 0 | 0 | 0 | 0 | 0 | 0 | 0 | 0 | 0 | 0 | 0 | 0 | 0 | 0
2016-10-27 14:00 | 0 | 0 | 0 | 0 | 0 | 214786.9129 | 217469.8022 | 435210 | 0 | 0 | 0 | 0 | 494601.4846 | 4349594.2344 | 0 | 0 | 0 | 0 | 0 | 0 | 0 | 0 | 0 | 0 | 0 | 0 | 0 | 0 | 0 | -2953.2849 | 0 | 0 | 0 | 0 | 0 | 0 | 0 | 0 | 0 | 0 | 0 | 0 | 0 | 0 | 0
2016-10-27 15:00 | 0 | 0 | 0 | 0 | 0 | 0 | 486572.6914 | 441686 | 0 | 0 | 0 | 0 | 539488.1761 | 4349594.2344 | 0 | 0 | 0 | 0 | 0 | 0 | 0 | 0 | 0 | 0 | 0 | 0 | 0 | 0 | 0 | 44886.6914 | 0 | 0 | 0 | 0 | 0 | 0 | 0 | 0 | 0 | 0 | 0 | 0 | 0 | 0 | 0
2016-10-27 16:00 | 0 | 0 | 0 | 0 | 0 | 0 | 572290.4798 | 447689 | 0 | 0 | 0 | 0 | 664089.6558 | 4349594.2344 | 0 | 0 | 0 | 0 | 0 | 0 | 0 | 0 | 0 | 0 | 0 | 0 | 0 | 0 | 0 | 124601.4798 | 0 | 0 | 0 | 0 | 0 | 0 | 0 | 0 | 0 | 0 | 0 | 0 | 0 | 0 | 0
2016-10-27 17:00 | 0 | 0 | 0 | 0 | 0 | 0 | 578374.2392 | 454898 | 0 | 0 | 0 | 0 | 787565.8951 | 4349594.2344 | 0 | 0 | 0 | 0 | 0 | 0 | 0 | 0 | 0 | 0 | 0 | 0 | 0 | 0 | 0 | 123476.2392 | 0 | 0 | 0 | 0 | 0 | 0 | 0 | 0 | 0 | 0 | 0 | 0 | 0 | 0 | 0
2016-10-27 18:00 | 0 | 0 | 0 | 0 | 0 | 0 | 560899.7054 | 460712 | 0 | 0 | 0 | 0 | 887753.6004 | 4349594.2344 | 0 | 0 | 0 | 0 | 0 | 0 | 0 | 0 | 0 | 0 | 0 | 0 | 0 | 0 | 0 | 100187.7054 | 0 | 0 | 0 | 0 | 0 | 0 | 0 | 0 | 0 | 0 | 0 | 0 | 0 | 0 | 0
2016-10-27 19:00 | 0 | 0 | 0 | 0 | 0 | 0 | 545016.7033 | 464519 | 0 | 0 | 0 | 0 | 968251.3037 | 4349594.2344 | 0 | 0 | 0 | 0 | 0 | 0 | 0 | 0 | 0 | 0 | 0 | 0 | 0 | 0 | 0 | 80497.7033 | 0 | 0 | 0 | 0 | 0 | 0 | 0 | 0 | 0 | 0 | 0 | 0 | 0 | 0 | 0
2016-10-27 20:00 | 0 | 0 | 0 | 0 | 0 | 0 | 536672.5573 | 469105 | 0 | 0 | 0 | 0 | 1035818.861 | 4349594.2344 | 0 | 0 | 0 | 0 | 0 | 0 | 0 | 0 | 0 | 0 | 0 | 0 | 0 | 0 | 0 | 67567.5573 | 0 | 0 | 0 | 0 | 0 | 0 | 0 | 0 | 0 | 0 | 0 | 0 | 0 | 0 | 0
2016-10-27 21:00 | 0 | 0 | 0 | 0 | 0 | 0 | 513200.7038 | 471458 | 0 | 0 | 0 | 0 | 1077561.5648 | 4349594.2344 | 0 | 0 | 0 | 0 | 0 | 0 | 0 | 0 | 0 | 0 | 0 | 0 | 0 | 0 | 0 | 41742.7038 | 0 | 0 | 0 | 0 | 0 | 0 | 0 | 0 | 0 | 0 | 0 | 0 | 0 | 0 | 0
2016-10-27 22:00 | 0 | 0 | 0 | 0 | 0 | 0 | 433630.7132 | 473190 | 0 | 0 | 0 | 0 | 1038002.278 | 4349594.2344 | 0 | 0 | 0 | 0 | 0 | 0 | 0 | 0 | 0 | 0 | 0 | 0 | 0 | 0 | 0 | -39559.2868 | 0 | 0 | 0 | 0 | 0 | 0 | 0 | 0 | 0 | 0 | 0 | 0 | 0 | 0 | 0
2016-10-27 23:00 | 0 | 0 | 0 | 0 | 0 | 500929.4133 | 233952.6917 | 475743 | 0 | 0 | 0 | 0 | 1297141.383 | 4349594.2344 | 0 | 0 | 0 | 0 | 0 | 0 | 0 | 0 | 0 | 0 | 0 | 0 | 0 | 0 | 0 | 259139.105 | 0 | 0 | 0 | 0 | 0 | 0 | 0 | 0 | 0 | 0 | 0 | 0 | 0 | 0 | 0
2016-10-28 | 0 | 0 | 0 | 0 | 0 | 694715.3137 | 16952.7483 | 471538 | 0 | 0 | 0 | 0 | 1537271.445 | 4349594.2344 | 0 | 0 | 0 | 0 | 0 | 0 | 0 | 0 | 0 | 0 | 0 | 0 | 0 | 0 | 0 | 240130.062 | 0 | 0 | 0 | 0 | 0 | 0 | 0 | 0 | 0 | 0 | 0 | 0 | 0 | 0 | 0
2016-10-28 01:00 | 0 | 0 | 0 | 0 | 0 | 199034.5799 | 0.31516 | 458174 | 0 | 0 | 0 | 0 | 1278132.3401 | 4349594.2344 | 0 | 0 | 0 | 0 | 0 | 0 | 0 | 0 | 0 | 0 | 0 | 0 | 0 | 0 | 0 | -259139.105 | 0 | 0 | 0 | 0 | 0 | 0 | 0 | 0 | 0 | 0 | 0 | 0 | 0 | 0 | 0
2016-10-28 02:00 | 0 | 0 | 0 | 0 | 0 | 176028.895 | 0 | 435168 | 0 | 0 | 0 | 0 | 1018993.2351 | 4349594.2344 | 0 | 0 | 0 | 0 | 0 | 0 | 0 | 0 | 0 | 0 | 0 | 0 | 0 | 0 | 0 | -259139.105 | 0 | 0 | 0 | 0 | 0 | 0 | 0 | 0 | 0 | 0 | 0 | 0 | 0 | 0 | 0
2016-10-28 03:00 | 0 | 0 | 0 | 0 | 0 | 666215.105 | 0 | 407076 | 0 | 0 | 0 | 0 | 1278132.3401 | 4349594.2344 | 0 | 0 | 0 | 0 | 0 | 0 | 0 | 0 | 0 | 0 | 0 | 0 | 0 | 0 | 0 | 259139.105 | 0 | 0 | 0 | 0 | 0 | 0 | 0 | 0 | 0 | 0 | 0 | 0 | 0 | 0 | 0
2016-10-28 04:00 | 0 | 0 | 0 | 0 | 0 | 121435.895 | 0 | 380575 | 0 | 0 | 0 | 0 | 1018993.2351 | 4349594.2344 | 0 | 0 | 0 | 0 | 0 | 0 | 0 | 0 | 0 | 0 | 0 | 0 | 0 | 0 | 0 | -259139.105 | 0 | 0 | 0 | 0 | 0 | 0 | 0 | 0 | 0 | 0 | 0 | 0 | 0 | 0 | 0
2016-10-28 05:00 | 0 | 0 | 0 | 0 | 0 | 101783.895 | 0 | 360923 | 0 | 0 | 0 | 0 | 759854.1302 | 4349594.2344 | 0 | 0 | 0 | 0 | 0 | 0 | 0 | 0 | 0 | 0 | 0 | 0 | 0 | 0 | 0 | -259139.105 | 0 | 0 | 0 | 0 | 0 | 0 | 0 | 0 | 0 | 0 | 0 | 0 | 0 | 0 | 0
2016-10-28 06:00 | 0 | 0 | 0 | 0 | 0 | 606076.105 | 0 | 346937 | 0 | 0 | 0 | 0 | 1018993.2351 | 4349594.2344 | 0 | 0 | 0 | 0 | 0 | 0 | 0 | 0 | 0 | 0 | 0 | 0 | 0 | 0 | 0 | 259139.105 | 0 | 0 | 0 | 0 | 0 | 0 | 0 | 0 | 0 | 0 | 0 | 0 | 0 | 0 | 0
2016-10-28 07:00 | 0 | 0 | 0 | 0 | 0 | 599384.105 | 0 | 340245 | 0 | 0 | 0 | 0 | 1278132.3401 | 4349594.2344 | 0 | 0 | 0 | 0 | 0 | 0 | 0 | 0 | 0 | 0 | 0 | 0 | 0 | 0 | 0 | 259139.105 | 0 | 0 | 0 | 0 | 0 | 0 | 0 | 0 | 0 | 0 | 0 | 0 | 0 | 0 | 0
2016-10-28 08:00 | 0 | 0 | 0 | 0 | 0 | 80141.895 | 0 | 339281 | 0 | 0 | 0 | 0 | 1018993.2351 | 4349594.2344 | 0 | 0 | 0 | 0 | 0 | 0 | 0 | 0 | 0 | 0 | 0 | 0 | 0 | 0 | 0 | -259139.105 | 0 | 0 | 0 | 0 | 0 | 0 | 0 | 0 | 0 | 0 | 0 | 0 | 0 | 0 | 0
2016-10-28 09:00 | 0 | 0 | 0 | 0 | 0 | 88799.895 | 0 | 347939 | 0 | 0 | 0 | 0 | 759854.1302 | 4349594.2344 | 0 | 0 | 0 | 0 | 0 | 0 | 0 | 0 | 0 | 0 | 0 | 0 | 0 | 0 | 0 | -259139.105 | 0 | 0 | 0 | 0 | 0 | 0 | 0 | 0 | 0 | 0 | 0 | 0 | 0 | 0 | 0
2016-10-28 10:00 | 0 | 0 | 0 | 0 | 0 | 633795.105 | 0 | 374656 | 0 | 0 | 0 | 0 | 1018993.2351 | 4349594.2344 | 0 | 0 | 0 | 0 | 0 | 0 | 0 | 0 | 0 | 0 | 0 | 0 | 0 | 0 | 0 | 259139.105 | 0 | 0 | 0 | 0 | 0 | 0 | 0 | 0 | 0 | 0 | 0 | 0 | 0 | 0 | 0
2016-10-28 11:00 | 0 | 0 | 0 | 0 | 0 | 142550.895 | 0 | 401690 | 0 | 0 | 0 | 0 | 759854.1302 | 4349594.2344 | 0 | 0 | 0 | 0 | 0 | 0 | 0 | 0 | 0 | 0 | 0 | 0 | 0 | 0 | 0 | -259139.105 | 0 | 0 | 0 | 0 | 0 | 0 | 0 | 0 | 0 | 0 | 0 | 0 | 0 | 0 | 0
2016-10-28 12:00 | 0 | 0 | 0 | 0 | 0 | 154495.895 | 0 | 413635 | 0 | 0 | 0 | 0 | 500715.0252 | 4349594.2344 | 0 | 0 | 0 | 0 | 0 | 0 | 0 | 0 | 0 | 0 | 0 | 0 | 0 | 0 | 0 | -259139.105 | 0 | 0 | 0 | 0 | 0 | 0 | 0 | 0 | 0 | 0 | 0 | 0 | 0 | 0 | 0
2016-10-28 13:00 | 0 | 0 | 0 | 0 | 0 | 162433.6411 | 1107.254 | 422680 | 0 | 0 | 0 | 0 | 241575.9203 | 4349594.2344 | 0 | 0 | 0 | 0 | 0 | 0 | 0 | 0 | 0 | 0 | 0 | 0 | 0 | 0 | 0 | -259139.105 | 0 | 0 | 0 | 0 | 0 | 0 | 0 | 0 | 0 | 0 | 0 | 0 | 0 | 0 | 0
2016-10-28 14:00 | 0 | 0 | 0 | 0 | 0 | 507527.1659 | 131390.5675 | 431243 | 0 | 0 | 0 | 0 | 449250.6537 | 4349594.2344 | 0 | 0 | 0 | 0 | 0 | 0 | 0 | 0 | 0 | 0 | 0 | 0 | 0 | 0 | 0 | 207674.7334 | 0 | 0 | 0 | 0 | 0 | 0 | 0 | 0 | 0 | 0 | 0 | 0 | 0 | 0 | 0
2016-10-28 15:00 | 0 | 0 | 0 | 0 | 0 | 379077.8314 | 310749.9826 | 437540 | 0 | 0 | 0 | 0 | 701538.4677 | 4349594.2344 | 0 | 0 | 0 | 0 | 0 | 0 | 0 | 0 | 0 | 0 | 0 | 0 | 0 | 0 | 0 | 252287.814 | 0 | 0 | 0 | 0 | 0 | 0 | 0 | 0 | 0 | 0 | 0 | 0 | 0 | 0 | 0
2016-10-28 16:00 | 0 | 0 | 0 | 0 | 0 | 0 | 413618.6204 | 443197 | 0 | 0 | 0 | 0 | 671960.0881 | 4349594.2344 | 0 | 0 | 0 | 0 | 0 | 0 | 0 | 0 | 0 | 0 | 0 | 0 | 0 | 0 | 0 | -29578.3796 | 0 | 0 | 0 | 0 | 0 | 0 | 0 | 0 | 0 | 0 | 0 | 0 | 0 | 0 | 0
2016-10-28 17:00 | 0 | 0 | 0 | 0 | 0 | 159585.7985 | 454227.4788 | 449351 | 0 | 0 | 0 | 0 | 931099.1931 | 4254917.4068 | 0 | 0 | 0 | 0 | 0 | 0 | 0 | 0 | 0 | 0 | 0 | 0 | 0 | 0 | 0 | 259139.105 | 14265.9815 | 108942.8092 | 0 | 0 | 0 | 0 | 0 | 0 | 0 | 0 | 0 | 0 | 0 | 0 | 0
2016-10-28 18:00 | 0 | 0 | 0 | 0 | 0 | 0 | 471373.8705 | 454376 | 0 | 0 | 0 | 0 | 933831.082 | 4269183.3883 | 0 | 0 | 0 | 0 | 0 | 0 | 0 | 0 | 0 | 0 | 0 | 0 | 0 | 0 | 0 | 2731.889 | 14265.9815 | 0 | 0 | 0 | 0 | 0 | 0 | 0 | 0 | 0 | 0 | 0 | 0 | 0 | 0
2016-10-28 19:00 | 0 | 0 | 0 | 0 | 0 | 254388.5185 | 475881.568 | 456865 | 0 | 0 | 0 | 0 | 1192970.187 | 4283449.3699 | 0 | 0 | 0 | 0 | 0 | 0 | 0 | 0 | 0 | 0 | 0 | 0 | 0 | 0 | 0 | 259139.105 | 14265.9815 | 0 | 0 | 0 | 0 | 0 | 0 | 0 | 0 | 0 | 0 | 0 | 0 | 0 | 0
2016-10-28 20:00 | 0 | 0 | 0 | 0 | 0 | 0 | 473699.9901 | 459630 | 0 | 0 | 0 | 0 | 1192774.1956 | 4297715.3514 | 0 | 0 | 0 | 0 | 0 | 0 | 0 | 0 | 0 | 0 | 0 | 0 | 0 | 0 | 0 | -195.9914 | 14265.9815 | 0 | 0 | 0 | 0 | 0 | 0 | 0 | 0 | 0 | 0 | 0 | 0 | 0 | 0
2016-10-28 21:00 | 0 | 0 | 0 | 0 | 0 | 0 | 450404.3912 | 460343 | 0 | 0 | 0 | 0 | 1168569.6052 | 4311981.3329 | 0 | 0 | 0 | 0 | 0 | 0 | 0 | 0 | 0 | 0 | 0 | 0 | 0 | 0 | 0 | -24204.5903 | 14265.9815 | 0 | 0 | 0 | 0 | 0 | 0 | 0 | 0 | 0 | 0 | 0 | 0 | 0 | 0
2016-10-28 22:00 | 0 | 0 | 0 | 0 | 0 | 0 | 395759.5764 | 459351 | 0 | 0 | 0 | 0 | 1090712.2001 | 4326247.3145 | 0 | 0 | 0 | 0 | 0 | 0 | 0 | 0 | 0 | 0 | 0 | 0 | 0 | 0 | 0 | -77857.4051 | 14265.9815 | 0 | 0 | 0 | 0 | 0 | 0 | 0 | 0 | 0 | 0 | 0 | 0 | 0 | 0
2016-10-28 23:00 | 0 | 0 | 0 | 0 | 0 | 75045.7292 | 262001.1759 | 458141 | 0 | 0 | 0 | 0 | 955352.1237 | 4340513.296 | 0 | 0 | 0 | 0 | 0 | 0 | 0 | 0 | 0 | 0 | 0 | 0 | 0 | 0 | 0 | -135360.0764 | 14265.9815 | 0 | 0 | 0 | 0 | 0 | 0 | 0 | 0 | 0 | 0 | 0 | 0 | 0 | 0
2016-10-29 | 0 | 0 | 0 | 0 | 0 | 659599.6082 | 58775.0226 | 451526 | 0 | 0 | 0 | 0 | 1213119.816 | 4349594.2344 | 0 | 0 | 0 | 0 | 0 | 0 | 0 | 0 | 0 | 0 | 0 | 0 | 0 | 0 | 0 | 257767.6924 | 9080.9384 | 0 | 0 | 0 | 0 | 0 | 0 | 0 | 0 | 0 | 0 | 0 | 0 | 0 | 0
2016-10-29 01:00 | 0 | 0 | 0 | 0 | 0 | 179240.0121 | 2.883 | 438382 | 0 | 0 | 0 | 0 | 953980.7111 | 4349594.2344 | 0 | 0 | 0 | 0 | 0 | 0 | 0 | 0 | 0 | 0 | 0 | 0 | 0 | 0 | 0 | -259139.105 | 0 | 0 | 0 | 0 | 0 | 0 | 0 | 0 | 0 | 0 | 0 | 0 | 0 | 0 | 0
2016-10-29 02:00 | 0 | 0 | 0 | 0 | 0 | 160558.895 | 0 | 419698 | 0 | 0 | 0 | 0 | 694841.6061 | 4349594.2344 | 0 | 0 | 0 | 0 | 0 | 0 | 0 | 0 | 0 | 0 | 0 | 0 | 0 | 0 | 0 | -259139.105 | 0 | 0 | 0 | 0 | 0 | 0 | 0 | 0 | 0 | 0 | 0 | 0 | 0 | 0 | 0
2016-10-29 03:00 | 0 | 0 | 0 | 0 | 0 | 608882.5676 | 0 | 398575 | 0 | 0 | 0 | 0 | 905149.1737 | 4349594.2344 | 0 | 0 | 0 | 0 | 0 | 0 | 0 | 0 | 0 | 0 | 0 | 0 | 0 | 0 | 0 | 210307.5676 | 0 | 0 | 0 | 0 | 0 | 0 | 0 | 0 | 0 | 0 | 0 | 0 | 0 | 0 | 0
2016-10-29 04:00 | 0 | 0 | 0 | 0 | 0 | 117773.895 | 0 | 376913 | 0 | 0 | 0 | 0 | 646010.0688 | 4349594.2344 | 0 | 0 | 0 | 0 | 0 | 0 | 0 | 0 | 0 | 0 | 0 | 0 | 0 | 0 | 0 | -259139.105 | 0 | 0 | 0 | 0 | 0 | 0 | 0 | 0 | 0 | 0 | 0 | 0 | 0 | 0 | 0
2016-10-29 05:00 | 0 | 0 | 0 | 0 | 0 | 560598.6464 | 0 | 358730 | 0 | 0 | 0 | 0 | 847878.7152 | 4349594.2344 | 0 | 0 | 0 | 0 | 0 | 0 | 0 | 0 | 0 | 0 | 0 | 0 | 0 | 0 | 0 | 201868.6464 | 0 | 0 | 0 | 0 | 0 | 0 | 0 | 0 | 0 | 0 | 0 | 0 | 0 | 0 | 0
2016-10-29 06:00 | 0 | 0 | 0 | 0 | 0 | 86458.895 | 0 | 345598 | 0 | 0 | 0 | 0 | 588739.6102 | 4349594.2344 | 0 | 0 | 0 | 0 | 0 | 0 | 0 | 0 | 0 | 0 | 0 | 0 | 0 | 0 | 0 | -259139.105 | 0 | 0 | 0 | 0 | 0 | 0 | 0 | 0 | 0 | 0 | 0 | 0 | 0 | 0 | 0
2016-10-29 07:00 | 0 | 0 | 0 | 0 | 0 | 524813.7046 | 0 | 336136 | 0 | 0 | 0 | 0 | 777417.3149 | 4349594.2344 | 0 | 0 | 0 | 0 | 0 | 0 | 0 | 0 | 0 | 0 | 0 | 0 | 0 | 0 | 0 | 188677.7046 | 0 | 0 | 0 | 0 | 0 | 0 | 0 | 0 | 0 | 0 | 0 | 0 | 0 | 0 | 0
2016-10-29 08:00 | 0 | 0 | 0 | 0 | 0 | 72815.895 | 0 | 331955 | 0 | 0 | 0 | 0 | 518278.2099 | 4349594.2344 | 0 | 0 | 0 | 0 | 0 | 0 | 0 | 0 | 0 | 0 | 0 | 0 | 0 | 0 | 0 | -259139.105 | 0 | 0 | 0 | 0 | 0 | 0 | 0 | 0 | 0 | 0 | 0 | 0 | 0 | 0 | 0
2016-10-29 09:00 | 0 | 0 | 0 | 0 | 0 | 75048.895 | 0 | 334188 | 0 | 0 | 0 | 0 | 259139.105 | 4349594.2344 | 0 | 0 | 0 | 0 | 0 | 0 | 0 | 0 | 0 | 0 | 0 | 0 | 0 | 0 | 0 | -259139.105 | 0 | 0 | 0 | 0 | 0 | 0 | 0 | 0 | 0 | 0 | 0 | 0 | 0 | 0 | 0
2016-10-29 10:00 | 0 | 0 | 0 | 0 | 0 | 82043.895 | 0 | 341183 | 0 | 0 | 0 | 0 | 0 | 4349594.2344 | 0 | 0 | 0 | 0 | 0 | 0 | 0 | 0 | 0 | 0 | 0 | 0 | 0 | 0 | 0 | -259139.105 | 0 | 0 | 0 | 0 | 0 | 0 | 0 | 0 | 0 | 0 | 0 | 0 | 0 | 0 | 0
2016-10-29 11:00 | 0 | 0 | 0 | 0 | 0 | 478635.7814 | 0 | 353400 | 0 | 0 | 0 | 0 | 125235.7814 | 4349594.2344 | 0 | 0 | 0 | 0 | 0 | 0 | 0 | 0 | 0 | 0 | 0 | 0 | 0 | 0 | 0 | 125235.7814 | 0 | 0 | 0 | 0 | 0 | 0 | 0 | 0 | 0 | 0 | 0 | 0 | 0 | 0 | 0
2016-10-29 12:00 | 0 | 0 | 0 | 0 | 0 | 241126.2186 | 0 | 366362 | 0 | 0 | 0 | 0 | 0 | 4349594.2344 | 0 | 0 | 0 | 0 | 0 | 0 | 0 | 0 | 0 | 0 | 0 | 0 | 0 | 0 | 0 | -125235.7814 | 0 | 0 | 0 | 0 | 0 | 0 | 0 | 0 | 0 | 0 | 0 | 0 | 0 | 0 | 0
2016-10-29 13:00 | 0 | 0 | 0 | 0 | 0 | 428044.5217 | 743.8981 | 379350 | 0 | 0 | 0 | 0 | 49438.4198 | 4349594.2344 | 0 | 0 | 0 | 0 | 0 | 0 | 0 | 0 | 0 | 0 | 0 | 0 | 0 | 0 | 0 | 49438.4198 | 0 | 0 | 0 | 0 | 0 | 0 | 0 | 0 | 0 | 0 | 0 | 0 | 0 | 0 | 0
2016-10-29 14:00 | 0 | 0 | 0 | 0 | 0 | 164240.5603 | 179381.0199 | 393060 | 0 | 0 | 0 | 0 | 0 | 4349594.2344 | 0 | 0 | 0 | 0 | 0 | 0 | 0 | 0 | 0 | 0 | 0 | 0 | 0 | 0 | 0 | -49438.4198 | 0 | 0 | 0 | 0 | 0 | 0 | 0 | 0 | 0 | 0 | 0 | 0 | 0 | 0 | 0
2016-10-29 15:00 | 0 | 0 | 0 | 0 | 0 | 0 | 521661.2252 | 402815 | 0 | 0 | 0 | 0 | 118846.2252 | 4349594.2344 | 0 | 0 | 0 | 0 | 0 | 0 | 0 | 0 | 0 | 0 | 0 | 0 | 0 | 0 | 0 | 118846.2252 | 0 | 0 | 0 | 0 | 0 | 0 | 0 | 0 | 0 | 0 | 0 | 0 | 0 | 0 | 0
2016-10-29 16:00 | 0 | 0 | 0 | 0 | 0 | 0 | 641067.679 | 410672 | 0 | 0 | 0 | 0 | 377773.8672 | 4321062.2714 | 0 | 0 | 0 | 0 | 0 | 0 | 0 | 0 | 0 | 0 | 0 | 0 | 0 | 0 | 0 | 258927.6421 | 0 | 28531.9631 | 0 | 0 | 0 | 0 | 0 | 0 | 0 | 0 | 0 | 0 | 0 | 0 | 0
2016-10-29 17:00 | 0 | 0 | 0 | 0 | 0 | 0 | 649815.1283 | 417739 | 0 | 0 | 0 | 0 | 609849.9956 | 4321062.2714 | 0 | 0 | 0 | 0 | 0 | 0 | 0 | 0 | 0 | 0 | 0 | 0 | 0 | 0 | 0 | 232076.1283 | 0 | 0 | 0 | 0 | 0 | 0 | 0 | 0 | 0 | 0 | 0 | 0 | 0 | 0 | 0
2016-10-29 18:00 | 0 | 0 | 0 | 0 | 0 | 0 | 622566.1341 | 425048 | 0 | 0 | 0 | 0 | 807368.1297 | 4321062.2714 | 0 | 0 | 0 | 0 | 0 | 0 | 0 | 0 | 0 | 0 | 0 | 0 | 0 | 0 | 0 | 197518.1341 | 0 | 0 | 0 | 0 | 0 | 0 | 0 | 0 | 0 | 0 | 0 | 0 | 0 | 0 | 0
2016-10-29 19:00 | 0 | 0 | 0 | 0 | 0 | 0 | 609990.3965 | 430421 | 0 | 0 | 0 | 0 | 986937.5261 | 4321062.2714 | 0 | 0 | 0 | 0 | 0 | 0 | 0 | 0 | 0 | 0 | 0 | 0 | 0 | 0 | 0 | 179569.3965 | 0 | 0 | 0 | 0 | 0 | 0 | 0 | 0 | 0 | 0 | 0 | 0 | 0 | 0 | 0
2016-10-29 20:00 | 0 | 0 | 0 | 0 | 0 | 73987.0654 | 621881.0396 | 436729 | 0 | 0 | 0 | 0 | 1246076.6311 | 4321062.2714 | 0 | 0 | 0 | 0 | 0 | 0 | 0 | 0 | 0 | 0 | 0 | 0 | 0 | 0 | 0 | 259139.105 | 0 | 0 | 0 | 0 | 0 | 0 | 0 | 0 | 0 | 0 | 0 | 0 | 0 | 0 | 0
2016-10-29 21:00 | 0 | 0 | 0 | 0 | 0 | 0 | 641573.5647 | 439461 | 0 | 0 | 0 | 0 | 1448189.1958 | 4321062.2714 | 0 | 0 | 0 | 0 | 0 | 0 | 0 | 0 | 0 | 0 | 0 | 0 | 0 | 0 | 0 | 202112.5647 | 0 | 0 | 0 | 0 | 0 | 0 | 0 | 0 | 0 | 0 | 0 | 0 | 0 | 0 | 0
2016-10-29 22:00 | 0 | 0 | 0 | 0 | 0 | 0 | 613561.9165 | 439395 | 0 | 0 | 0 | 0 | 1622356.1124 | 4321062.2714 | 0 | 0 | 0 | 0 | 0 | 0 | 0 | 0 | 0 | 0 | 0 | 0 | 0 | 0 | 0 | 174166.9165 | 0 | 0 | 0 | 0 | 0 | 0 | 0 | 0 | 0 | 0 | 0 | 0 | 0 | 0 | 0
2016-10-29 23:00 | 0 | 0 | 0 | 0 | 0 | 0 | 390160.2023 | 439845 | 0 | 0 | 0 | 0 | 1572671.3147 | 4321062.2714 | 0 | 0 | 0 | 0 | 0 | 0 | 0 | 0 | 0 | 0 | 0 | 0 | 0 | 0 | 0 | -49684.7977 | 0 | 0 | 0 | 0 | 0 | 0 | 0 | 0 | 0 | 0 | 0 | 0 | 0 | 0 | 0
2016-10-30 | 0 | 0 | 0 | 0 | 0 | 508195.2438 | 47621.6209 | 433880 | 0 | 0 | 0 | 0 | 1694608.1794 | 4321062.2714 | 0 | 0 | 0 | 0 | 0 | 0 | 0 | 0 | 0 | 0 | 0 | 0 | 0 | 0 | 0 | 121936.8647 | 0 | 0 | 0 | 0 | 0 | 0 | 0 | 0 | 0 | 0 | 0 | 0 | 0 | 0 | 0
2016-10-30 01:00 | 0 | 0 | 0 | 0 | 0 | 162329.0849 | 0.81013 | 421469 | 0 | 0 | 0 | 0 | 1435469.0744 | 4321062.2714 | 0 | 0 | 0 | 0 | 0 | 0 | 0 | 0 | 0 | 0 | 0 | 0 | 0 | 0 | 0 | -259139.105 | 0 | 0 | 0 | 0 | 0 | 0 | 0 | 0 | 0 | 0 | 0 | 0 | 0 | 0 | 0
2016-10-30 02:00 | 0 | 0 | 0 | 0 | 0 | 517413.5225 | 0 | 405072 | 0 | 0 | 0 | 0 | 1547810.597 | 4321062.2714 | 0 | 0 | 0 | 0 | 0 | 0 | 0 | 0 | 0 | 0 | 0 | 0 | 0 | 0 | 0 | 112341.5225 | 0 | 0 | 0 | 0 | 0 | 0 | 0 | 0 | 0 | 0 | 0 | 0 | 0 | 0 | 0
2016-10-30 03:00 | 0 | 0 | 0 | 0 | 0 | 515221.2 | 0 | 385088 | 0 | 0 | 0 | 0 | 1677943.7969 | 4321062.2714 | 0 | 0 | 0 | 0 | 0 | 0 | 0 | 0 | 0 | 0 | 0 | 0 | 0 | 0 | 0 | 130133.2 | 0 | 0 | 0 | 0 | 0 | 0 | 0 | 0 | 0 | 0 | 0 | 0 | 0 | 0 | 0
2016-10-30 04:00 | 0 | 0 | 0 | 0 | 0 | 105436.895 | 0 | 364576 | 0 | 0 | 0 | 0 | 1418804.692 | 4321062.2714 | 0 | 0 | 0 | 0 | 0 | 0 | 0 | 0 | 0 | 0 | 0 | 0 | 0 | 0 | 0 | -259139.105 | 0 | 0 | 0 | 0 | 0 | 0 | 0 | 0 | 0 | 0 | 0 | 0 | 0 | 0 | 0
2016-10-30 05:00 | 0 | 0 | 0 | 0 | 0 | 507960.5418 | 0 | 348139 | 0 | 0 | 0 | 0 | 1564360.2522 | 4335328.2529 | 0 | 0 | 0 | 0 | 0 | 0 | 0 | 0 | 0 | 0 | 0 | 0 | 0 | 0 | 0 | 145555.5602 | 14265.9815 | 0 | 0 | 0 | 0 | 0 | 0 | 0 | 0 | 0 | 0 | 0 | 0 | 0 | 0
2016-10-30 06:00 | 0 | 0 | 0 | 0 | 0 | 74878.895 | 0 | 334018 | 0 | 0 | 0 | 0 | 1305221.1473 | 4335328.2529 | 0 | 0 | 0 | 0 | 0 | 0 | 0 | 0 | 0 | 0 | 0 | 0 | 0 | 0 | 0 | -259139.105 | 0 | 0 | 0 | 0 | 0 | 0 | 0 | 0 | 0 | 0 | 0 | 0 | 0 | 0 | 0
2016-10-30 07:00 | 0 | 0 | 0 | 0 | 0 | 65291.895 | 0 | 324431 | 0 | 0 | 0 | 0 | 1046082.0423 | 4335328.2529 | 0 | 0 | 0 | 0 | 0 | 0 | 0 | 0 | 0 | 0 | 0 | 0 | 0 | 0 | 0 | -259139.105 | 0 | 0 | 0 | 0 | 0 | 0 | 0 | 0 | 0 | 0 | 0 | 0 | 0 | 0 | 0
2016-10-30 08:00 | 0 | 0 | 0 | 0 | 0 | 453409.7484 | 0 | 318956 | 0 | 0 | 0 | 0 | 1180535.7907 | 4335328.2529 | 0 | 0 | 0 | 0 | 0 | 0 | 0 | 0 | 0 | 0 | 0 | 0 | 0 | 0 | 0 | 134453.7484 | 0 | 0 | 0 | 0 | 0 | 0 | 0 | 0 | 0 | 0 | 0 | 0 | 0 | 0 | 0
2016-10-30 09:00 | 0 | 0 | 0 | 0 | 0 | 72868.8766 | 0 | 317742 | 0 | 0 | 0 | 0 | 921396.6858 | 4349594.2344 | 0 | 0 | 0 | 0 | 0 | 0 | 0 | 0 | 0 | 0 | 0 | 0 | 0 | 0 | 0 | -259139.105 | 14265.9815 | 0 | 0 | 0 | 0 | 0 | 0 | 0 | 0 | 0 | 0 | 0 | 0 | 0 | 0
2016-10-30 10:00 | 0 | 0 | 0 | 0 | 0 | 62847.895 | 0 | 321987 | 0 | 0 | 0 | 0 | 662257.5808 | 4349594.2344 | 0 | 0 | 0 | 0 | 0 | 0 | 0 | 0 | 0 | 0 | 0 | 0 | 0 | 0 | 0 | -259139.105 | 0 | 0 | 0 | 0 | 0 | 0 | 0 | 0 | 0 | 0 | 0 | 0 | 0 | 0 | 0
2016-10-30 11:00 | 0 | 0 | 0 | 0 | 0 | 71016.895 | 0 | 330156 | 0 | 0 | 0 | 0 | 403118.4759 | 4349594.2344 | 0 | 0 | 0 | 0 | 0 | 0 | 0 | 0 | 0 | 0 | 0 | 0 | 0 | 0 | 0 | -259139.105 | 0 | 0 | 0 | 0 | 0 | 0 | 0 | 0 | 0 | 0 | 0 | 0 | 0 | 0 | 0
2016-10-30 12:00 | 0 | 0 | 0 | 0 | 0 | 328499.4374 | 0 | 342297 | 0 | 0 | 0 | 0 | 389320.9133 | 4349594.2344 | 0 | 0 | 0 | 0 | 0 | 0 | 0 | 0 | 0 | 0 | 0 | 0 | 0 | 0 | 0 | -13797.5626 | 0 | 0 | 0 | 0 | 0 | 0 | 0 | 0 | 0 | 0 | 0 | 0 | 0 | 0 | 0
2016-10-30 13:00 | 0 | 0 | 0 | 0 | 0 | 294137.0582 | 614.6031 | 356809 | 0 | 0 | 0 | 0 | 327263.5746 | 4349594.2344 | 0 | 0 | 0 | 0 | 0 | 0 | 0 | 0 | 0 | 0 | 0 | 0 | 0 | 0 | 0 | -62057.3387 | 0 | 0 | 0 | 0 | 0 | 0 | 0 | 0 | 0 | 0 | 0 | 0 | 0 | 0 | 0
2016-10-30 14:00 | 0 | 0 | 0 | 0 | 0 | 235438.7885 | 195187.563 | 371612 | 0 | 0 | 0 | 0 | 386277.9261 | 4349594.2344 | 0 | 0 | 0 | 0 | 0 | 0 | 0 | 0 | 0 | 0 | 0 | 0 | 0 | 0 | 0 | 59014.3515 | 0 | 0 | 0 | 0 | 0 | 0 | 0 | 0 | 0 | 0 | 0 | 0 | 0 | 0 | 0
2016-10-30 15:00 | 0 | 0 | 0 | 0 | 0 | 0 | 382639.165 | 384979 | 0 | 0 | 0 | 0 | 383938.0911 | 4349594.2344 | 0 | 0 | 0 | 0 | 0 | 0 | 0 | 0 | 0 | 0 | 0 | 0 | 0 | 0 | 0 | -2339.835 | 0 | 0 | 0 | 0 | 0 | 0 | 0 | 0 | 0 | 0 | 0 | 0 | 0 | 0 | 0
2016-10-30 16:00 | 0 | 0 | 0 | 0 | 0 | 173901.3553 | 475969.1053 | 398469 | 0 | 0 | 0 | 0 | 635339.5516 | 4349594.2344 | 0 | 0 | 0 | 0 | 0 | 0 | 0 | 0 | 0 | 0 | 0 | 0 | 0 | 0 | 0 | 251401.4605 | 0 | 0 | 0 | 0 | 0 | 0 | 0 | 0 | 0 | 0 | 0 | 0 | 0 | 0 | 0
2016-10-30 17:00 | 0 | 0 | 0 | 0 | 0 | 0 | 504325.3493 | 411094 | 0 | 0 | 0 | 0 | 728570.9009 | 4349594.2344 | 0 | 0 | 0 | 0 | 0 | 0 | 0 | 0 | 0 | 0 | 0 | 0 | 0 | 0 | 0 | 93231.3493 | 0 | 0 | 0 | 0 | 0 | 0 | 0 | 0 | 0 | 0 | 0 | 0 | 0 | 0 | 0
2016-10-30 18:00 | 0 | 0 | 0 | 0 | 0 | 0 | 511700.0386 | 421927 | 0 | 0 | 0 | 0 | 818343.9395 | 4349594.2344 | 0 | 0 | 0 | 0 | 0 | 0 | 0 | 0 | 0 | 0 | 0 | 0 | 0 | 0 | 0 | 89773.0386 | 0 | 0 | 0 | 0 | 0 | 0 | 0 | 0 | 0 | 0 | 0 | 0 | 0 | 0 | 0
2016-10-30 19:00 | 0 | 0 | 0 | 0 | 0 | 170724.154 | 517902.9509 | 429488 | 0 | 0 | 0 | 0 | 1077483.0445 | 4349594.2344 | 0 | 0 | 0 | 0 | 0 | 0 | 0 | 0 | 0 | 0 | 0 | 0 | 0 | 0 | 0 | 259139.105 | 0 | 0 | 0 | 0 | 0 | 0 | 0 | 0 | 0 | 0 | 0 | 0 | 0 | 0 | 0
2016-10-30 20:00 | 0 | 0 | 0 | 0 | 0 | 0 | 520927.5167 | 436896 | 0 | 0 | 0 | 0 | 1161514.5612 | 4349594.2344 | 0 | 0 | 0 | 0 | 0 | 0 | 0 | 0 | 0 | 0 | 0 | 0 | 0 | 0 | 0 | 84031.5167 | 0 | 0 | 0 | 0 | 0 | 0 | 0 | 0 | 0 | 0 | 0 | 0 | 0 | 0 | 0
2016-10-30 21:00 | 0 | 0 | 0 | 0 | 0 | 0 | 508452.9562 | 441267 | 0 | 0 | 0 | 0 | 1228700.5174 | 4349594.2344 | 0 | 0 | 0 | 0 | 0 | 0 | 0 | 0 | 0 | 0 | 0 | 0 | 0 | 0 | 0 | 67185.9562 | 0 | 0 | 0 | 0 | 0 | 0 | 0 | 0 | 0 | 0 | 0 | 0 | 0 | 0 | 0
2016-10-30 22:00 | 0 | 0 | 0 | 0 | 0 | 0 | 454066.6591 | 444525 | 0 | 0 | 0 | 0 | 1238242.1765 | 4349594.2344 | 0 | 0 | 0 | 0 | 0 | 0 | 0 | 0 | 0 | 0 | 0 | 0 | 0 | 0 | 0 | 9541.6591 | 0 | 0 | 0 | 0 | 0 | 0 | 0 | 0 | 0 | 0 | 0 | 0 | 0 | 0 | 0
2016-10-30 23:00 | 0 | 0 | 0 | 0 | 0 | 0 | 276236.2626 | 448448 | 0 | 0 | 0 | 0 | 1094562.4022 | 4321062.2714 | 0 | 0 | 0 | 0 | 0 | 0 | 0 | 0 | 0 | 0 | 0 | 0 | 0 | 0 | 0 | -143679.7743 | 0 | 28531.9631 | 0 | 0 | 0 | 0 | 0 | 0 | 0 | 0 | 0 | 0 | 0 | 0 | 0
2016-10-31 | 0 | 0 | 0 | 0 | 0 | 432947.302 | 56032.5012 | 445376 | 0 | 0 | 0 | 0 | 1138166.2054 | 4321062.2714 | 0 | 0 | 0 | 0 | 0 | 0 | 0 | 0 | 0 | 0 | 0 | 0 | 0 | 0 | 0 | 43603.8032 | 0 | 0 | 0 | 0 | 0 | 0 | 0 | 0 | 0 | 0 | 0 | 0 | 0 | 0 | 0
2016-10-31 01:00 | 0 | 0 | 0 | 0 | 0 | 512377.8003 | 0.16017 | 430012 | 0 | 0 | 0 | 0 | 1220532.1659 | 4321062.2714 | 0 | 0 | 0 | 0 | 0 | 0 | 0 | 0 | 0 | 0 | 0 | 0 | 0 | 0 | 0 | 82365.9604 | 0 | 0 | 0 | 0 | 0 | 0 | 0 | 0 | 0 | 0 | 0 | 0 | 0 | 0 | 0
2016-10-31 02:00 | 0 | 0 | 0 | 0 | 0 | 548499.5893 | 0 | 410424 | 0 | 0 | 0 | 0 | 1358607.7552 | 4321062.2714 | 0 | 0 | 0 | 0 | 0 | 0 | 0 | 0 | 0 | 0 | 0 | 0 | 0 | 0 | 0 | 138075.5893 | 0 | 0 | 0 | 0 | 0 | 0 | 0 | 0 | 0 | 0 | 0 | 0 | 0 | 0 | 0
2016-10-31 03:00 | 0 | 0 | 0 | 0 | 0 | 126974.895 | 0 | 386114 | 0 | 0 | 0 | 0 | 1099468.6503 | 4321062.2714 | 0 | 0 | 0 | 0 | 0 | 0 | 0 | 0 | 0 | 0 | 0 | 0 | 0 | 0 | 0 | -259139.105 | 0 | 0 | 0 | 0 | 0 | 0 | 0 | 0 | 0 | 0 | 0 | 0 | 0 | 0 | 0
2016-10-31 04:00 | 0 | 0 | 0 | 0 | 0 | 571981.2277 | 0 | 363896 | 0 | 0 | 0 | 0 | 1307553.878 | 4321062.2714 | 0 | 0 | 0 | 0 | 0 | 0 | 0 | 0 | 0 | 0 | 0 | 0 | 0 | 0 | 0 | 208085.2277 | 0 | 0 | 0 | 0 | 0 | 0 | 0 | 0 | 0 | 0 | 0 | 0 | 0 | 0 | 0
2016-10-31 05:00 | 0 | 0 | 0 | 0 | 0 | 86931.895 | 0 | 346071 | 0 | 0 | 0 | 0 | 1048414.773 | 4321062.2714 | 0 | 0 | 0 | 0 | 0 | 0 | 0 | 0 | 0 | 0 | 0 | 0 | 0 | 0 | 0 | -259139.105 | 0 | 0 | 0 | 0 | 0 | 0 | 0 | 0 | 0 | 0 | 0 | 0 | 0 | 0 | 0
2016-10-31 06:00 | 0 | 0 | 0 | 0 | 0 | 75107.895 | 0 | 334247 | 0 | 0 | 0 | 0 | 789275.6681 | 4321062.2714 | 0 | 0 | 0 | 0 | 0 | 0 | 0 | 0 | 0 | 0 | 0 | 0 | 0 | 0 | 0 | -259139.105 | 0 | 0 | 0 | 0 | 0 | 0 | 0 | 0 | 0 | 0 | 0 | 0 | 0 | 0 | 0
2016-10-31 07:00 | 0 | 0 | 0 | 0 | 0 | 67943.895 | 0 | 327083 | 0 | 0 | 0 | 0 | 530136.5631 | 4321062.2714 | 0 | 0 | 0 | 0 | 0 | 0 | 0 | 0 | 0 | 0 | 0 | 0 | 0 | 0 | 0 | -259139.105 | 0 | 0 | 0 | 0 | 0 | 0 | 0 | 0 | 0 | 0 | 0 | 0 | 0 | 0 | 0
2016-10-31 08:00 | 0 | 0 | 0 | 0 | 0 | 585783.105 | 0 | 326644 | 0 | 0 | 0 | 0 | 789275.6681 | 4321062.2714 | 0 | 0 | 0 | 0 | 0 | 0 | 0 | 0 | 0 | 0 | 0 | 0 | 0 | 0 | 0 | 259139.105 | 0 | 0 | 0 | 0 | 0 | 0 | 0 | 0 | 0 | 0 | 0 | 0 | 0 | 0 | 0
2016-10-31 09:00 | 0 | 0 | 0 | 0 | 0 | 587647.5033 | 0 | 336996 | 0 | 0 | 0 | 0 | 1039927.1714 | 4321062.2714 | 0 | 0 | 0 | 0 | 0 | 0 | 0 | 0 | 0 | 0 | 0 | 0 | 0 | 0 | 0 | 250651.5033 | 0 | 0 | 0 | 0 | 0 | 0 | 0 | 0 | 0 | 0 | 0 | 0 | 0 | 0 | 0
2016-10-31 10:00 | 0 | 0 | 0 | 0 | 0 | 105027.895 | 0 | 364167 | 0 | 0 | 0 | 0 | 780788.0665 | 4321062.2714 | 0 | 0 | 0 | 0 | 0 | 0 | 0 | 0 | 0 | 0 | 0 | 0 | 0 | 0 | 0 | -259139.105 | 0 | 0 | 0 | 0 | 0 | 0 | 0 | 0 | 0 | 0 | 0 | 0 | 0 | 0 | 0
2016-10-31 11:00 | 0 | 0 | 0 | 0 | 0 | 192448.4199 | 0 | 394234 | 0 | 0 | 0 | 0 | 579002.4864 | 4321062.2714 | 0 | 0 | 0 | 0 | 0 | 0 | 0 | 0 | 0 | 0 | 0 | 0 | 0 | 0 | 0 | -201785.5801 | 0 | 0 | 0 | 0 | 0 | 0 | 0 | 0 | 0 | 0 | 0 | 0 | 0 | 0 | 0
2016-10-31 12:00 | 0 | 0 | 0 | 0 | 0 | 150808.895 | 0 | 409948 | 0 | 0 | 0 | 0 | 319863.3814 | 4321062.2714 | 0 | 0 | 0 | 0 | 0 | 0 | 0 | 0 | 0 | 0 | 0 | 0 | 0 | 0 | 0 | -259139.105 | 0 | 0 | 0 | 0 | 0 | 0 | 0 | 0 | 0 | 0 | 0 | 0 | 0 | 0 | 0
2016-10-31 13:00 | 0 | 0 | 0 | 0 | 0 | 645064.2048 | 491.6672 | 418819 | 0 | 0 | 0 | 0 | 546600.2534 | 4321062.2714 | 0 | 0 | 0 | 0 | 0 | 0 | 0 | 0 | 0 | 0 | 0 | 0 | 0 | 0 | 0 | 226736.8719 | 0 | 0 | 0 | 0 | 0 | 0 | 0 | 0 | 0 | 0 | 0 | 0 | 0 | 0 | 0
2016-10-31 14:00 | 0 | 0 | 0 | 0 | 0 | 543958.7208 | 157604.3657 | 428158 | 0 | 0 | 0 | 0 | 805739.3583 | 4335328.2529 | 0 | 0 | 0 | 0 | 0 | 0 | 0 | 0 | 0 | 0 | 0 | 0 | 0 | 0 | 0 | 259139.105 | 14265.9815 | 0 | 0 | 0 | 0 | 0 | 0 | 0 | 0 | 0 | 0 | 0 | 0 | 0 | 0
2016-10-31 15:00 | 0 | 0 | 0 | 0 | 0 | 0 | 518867.3599 | 435884 | 0 | 0 | 0 | 0 | 888722.7182 | 4335328.2529 | 0 | 0 | 0 | 0 | 0 | 0 | 0 | 0 | 0 | 0 | 0 | 0 | 0 | 0 | 0 | 82983.3599 | 0 | 0 | 0 | 0 | 0 | 0 | 0 | 0 | 0 | 0 | 0 | 0 | 0 | 0 | 0
2016-10-31 16:00 | 0 | 0 | 0 | 0 | 0 | 0 | 649078.1659 | 443570 | 0 | 0 | 0 | 0 | 1094230.8842 | 4335328.2529 | 0 | 0 | 0 | 0 | 0 | 0 | 0 | 0 | 0 | 0 | 0 | 0 | 0 | 0 | 0 | 205508.1659 | 0 | 0 | 0 | 0 | 0 | 0 | 0 | 0 | 0 | 0 | 0 | 0 | 0 | 0 | 0
2016-10-31 17:00 | 0 | 0 | 0 | 0 | 0 | 0 | 660604.5531 | 452155 | 0 | 0 | 0 | 0 | 1302680.4373 | 4335328.2529 | 0 | 0 | 0 | 0 | 0 | 0 | 0 | 0 | 0 | 0 | 0 | 0 | 0 | 0 | 0 | 208449.5531 | 0 | 0 | 0 | 0 | 0 | 0 | 0 | 0 | 0 | 0 | 0 | 0 | 0 | 0 | 0
2016-10-31 18:00 | 0 | 0 | 0 | 0 | 0 | 82548.2067 | 634222.8982 | 457632 | 0 | 0 | 0 | 0 | 1561819.5422 | 4335328.2529 | 0 | 0 | 0 | 0 | 0 | 0 | 0 | 0 | 0 | 0 | 0 | 0 | 0 | 0 | 0 | 259139.105 | 0 | 0 | 0 | 0 | 0 | 0 | 0 | 0 | 0 | 0 | 0 | 0 | 0 | 0 | 0
2016-10-31 19:00 | 0 | 0 | 0 | 0 | 0 | 0 | 619775.7687 | 463453 | 0 | 0 | 0 | 0 | 1718142.3109 | 4335328.2529 | 0 | 0 | 0 | 0 | 0 | 0 | 0 | 0 | 0 | 0 | 0 | 0 | 0 | 0 | 0 | 156322.7687 | 0 | 0 | 0 | 0 | 0 | 0 | 0 | 0 | 0 | 0 | 0 | 0 | 0 | 0 | 0
2016-10-31 20:00 | 0 | 0 | 0 | 0 | 0 | 0 | 628539.1891 | 466731 | 0 | 0 | 0 | 0 | 1879950.5001 | 4335328.2529 | 0 | 0 | 0 | 0 | 0 | 0 | 0 | 0 | 0 | 0 | 0 | 0 | 0 | 0 | 0 | 161808.1891 | 0 | 0 | 0 | 0 | 0 | 0 | 0 | 0 | 0 | 0 | 0 | 0 | 0 | 0 | 0
2016-10-31 21:00 | 0 | 0 | 0 | 0 | 0 | 0 | 642128.3165 | 467068 | 0 | 0 | 0 | 0 | 2055010.8166 | 4335328.2529 | 0 | 0 | 0 | 0 | 0 | 0 | 0 | 0 | 0 | 0 | 0 | 0 | 0 | 0 | 0 | 175060.3165 | 0 | 0 | 0 | 0 | 0 | 0 | 0 | 0 | 0 | 0 | 0 | 0 | 0 | 0 | 0
2016-10-31 22:00 | 0 | 0 | 0 | 0 | 0 | 0 | 601734.2516 | 465870 | 0 | 0 | 0 | 0 | 2190875.0682 | 4335328.2529 | 0 | 0 | 0 | 0 | 0 | 0 | 0 | 0 | 0 | 0 | 0 | 0 | 0 | 0 | 0 | 135864.2516 | 0 | 0 | 0 | 0 | 0 | 0 | 0 | 0 | 0 | 0 | 0 | 0 | 0 | 0 | 0
2016-10-31 23:00 | 0 | 0 | 0 | 0 | 0 | 0 | 389130.1616 | 462651 | 0 | 0 | 0 | 0 | 2117354.2298 | 4335328.2529 | 0 | 0 | 0 | 0 | 0 | 0 | 0 | 0 | 0 | 0 | 0 | 0 | 0 | 0 | 0 | -73520.8384 | 0 | 0 | 0 | 0 | 0 | 0 | 0 | 0 | 0 | 0 | 0 | 0 | 0 | 0 | 0
2016-11-01 | 0 | 0 | 0 | 0 | 0 | 670971.5969 | 60224.4896 | 457791 | 0 | 0 | 0 | 0 | 2376493.3347 | 4349594.2344 | 0 | 0 | 0 | 0 | 0 | 0 | 0 | 0 | 0 | 0 | 0 | 0 | 0 | 0 | 0 | 259139.105 | 14265.9815 | 0 | 0 | 0 | 0 | 0 | 0 | 0 | 0 | 0 | 0 | 0 | 0 | 0 | 0
2016-11-01 01:00 | 0 | 0 | 0 | 0 | 0 | 705675.105 | 0 | 446536 | 0 | 0 | 0 | 0 | 2635632.4397 | 4349594.2344 | 0 | 0 | 0 | 0 | 0 | 0 | 0 | 0 | 0 | 0 | 0 | 0 | 0 | 0 | 0 | 259139.105 | 0 | 0 | 0 | 0 | 0 | 0 | 0 | 0 | 0 | 0 | 0 | 0 | 0 | 0 | 0
2016-11-01 02:00 | 0 | 0 | 0 | 0 | 0 | 686072.105 | 0 | 426933 | 0 | 0 | 0 | 0 | 2894771.5446 | 4349594.2344 | 0 | 0 | 0 | 0 | 0 | 0 | 0 | 0 | 0 | 0 | 0 | 0 | 0 | 0 | 0 | 259139.105 | 0 | 0 | 0 | 0 | 0 | 0 | 0 | 0 | 0 | 0 | 0 | 0 | 0 | 0 | 0
2016-11-01 03:00 | 0 | 0 | 0 | 0 | 0 | 142108.895 | 0 | 401248 | 0 | 0 | 0 | 0 | 2635632.4397 | 4349594.2344 | 0 | 0 | 0 | 0 | 0 | 0 | 0 | 0 | 0 | 0 | 0 | 0 | 0 | 0 | 0 | -259139.105 | 0 | 0 | 0 | 0 | 0 | 0 | 0 | 0 | 0 | 0 | 0 | 0 | 0 | 0 | 0
2016-11-01 04:00 | 0 | 0 | 0 | 0 | 0 | 636206.105 | 0 | 377067 | 0 | 0 | 0 | 0 | 2894771.5446 | 4349594.2344 | 0 | 0 | 0 | 0 | 0 | 0 | 0 | 0 | 0 | 0 | 0 | 0 | 0 | 0 | 0 | 259139.105 | 0 | 0 | 0 | 0 | 0 | 0 | 0 | 0 | 0 | 0 | 0 | 0 | 0 | 0 | 0
2016-11-01 05:00 | 0 | 0 | 0 | 0 | 0 | 99679.895 | 0 | 358819 | 0 | 0 | 0 | 0 | 2635632.4397 | 4349594.2344 | 0 | 0 | 0 | 0 | 0 | 0 | 0 | 0 | 0 | 0 | 0 | 0 | 0 | 0 | 0 | -259139.105 | 0 | 0 | 0 | 0 | 0 | 0 | 0 | 0 | 0 | 0 | 0 | 0 | 0 | 0 | 0
2016-11-01 06:00 | 0 | 0 | 0 | 0 | 0 | 87502.895 | 0 | 346642 | 0 | 0 | 0 | 0 | 2376493.3347 | 4349594.2344 | 0 | 0 | 0 | 0 | 0 | 0 | 0 | 0 | 0 | 0 | 0 | 0 | 0 | 0 | 0 | -259139.105 | 0 | 0 | 0 | 0 | 0 | 0 | 0 | 0 | 0 | 0 | 0 | 0 | 0 | 0 | 0
2016-11-01 07:00 | 0 | 0 | 0 | 0 | 0 | 599215.105 | 0 | 340076 | 0 | 0 | 0 | 0 | 2635632.4397 | 4349594.2344 | 0 | 0 | 0 | 0 | 0 | 0 | 0 | 0 | 0 | 0 | 0 | 0 | 0 | 0 | 0 | 259139.105 | 0 | 0 | 0 | 0 | 0 | 0 | 0 | 0 | 0 | 0 | 0 | 0 | 0 | 0 | 0
2016-11-01 08:00 | 0 | 0 | 0 | 0 | 0 | 80121.895 | 0 | 339261 | 0 | 0 | 0 | 0 | 2376493.3347 | 4349594.2344 | 0 | 0 | 0 | 0 | 0 | 0 | 0 | 0 | 0 | 0 | 0 | 0 | 0 | 0 | 0 | -259139.105 | 0 | 0 | 0 | 0 | 0 | 0 | 0 | 0 | 0 | 0 | 0 | 0 | 0 | 0 | 0
2016-11-01 09:00 | 0 | 0 | 0 | 0 | 0 | 89717.895 | 0 | 348857 | 0 | 0 | 0 | 0 | 2117354.2298 | 4349594.2344 | 0 | 0 | 0 | 0 | 0 | 0 | 0 | 0 | 0 | 0 | 0 | 0 | 0 | 0 | 0 | -259139.105 | 0 | 0 | 0 | 0 | 0 | 0 | 0 | 0 | 0 | 0 | 0 | 0 | 0 | 0 | 0
2016-11-01 10:00 | 0 | 0 | 0 | 0 | 0 | 255016.101 | 0 | 375785 | 0 | 0 | 0 | 0 | 1996585.3307 | 4349594.2344 | 0 | 0 | 0 | 0 | 0 | 0 | 0 | 0 | 0 | 0 | 0 | 0 | 0 | 0 | 0 | -120768.899 | 0 | 0 | 0 | 0 | 0 | 0 | 0 | 0 | 0 | 0 | 0 | 0 | 0 | 0 | 0
2016-11-01 11:00 | 0 | 0 | 0 | 0 | 0 | 470197.3646 | 0 | 404362 | 0 | 0 | 0 | 0 | 2062420.6953 | 4349594.2344 | 0 | 0 | 0 | 0 | 0 | 0 | 0 | 0 | 0 | 0 | 0 | 0 | 0 | 0 | 0 | 65835.3646 | 0 | 0 | 0 | 0 | 0 | 0 | 0 | 0 | 0 | 0 | 0 | 0 | 0 | 0 | 0
2016-11-01 12:00 | 0 | 0 | 0 | 0 | 0 | 158960.895 | 0 | 418100 | 0 | 0 | 0 | 0 | 1803281.5903 | 4349594.2344 | 0 | 0 | 0 | 0 | 0 | 0 | 0 | 0 | 0 | 0 | 0 | 0 | 0 | 0 | 0 | -259139.105 | 0 | 0 | 0 | 0 | 0 | 0 | 0 | 0 | 0 | 0 | 0 | 0 | 0 | 0 | 0
2016-11-01 13:00 | 0 | 0 | 0 | 0 | 0 | 381265.4136 | 367.0397 | 424883 | 0 | 0 | 0 | 0 | 1760031.0437 | 4349594.2344 | 0 | 0 | 0 | 0 | 0 | 0 | 0 | 0 | 0 | 0 | 0 | 0 | 0 | 0 | 0 | -43250.5467 | 0 | 0 | 0 | 0 | 0 | 0 | 0 | 0 | 0 | 0 | 0 | 0 | 0 | 0 | 0
2016-11-01 14:00 | 0 | 0 | 0 | 0 | 0 | 264563.8458 | 94352.6971 | 432738 | 0 | 0 | 0 | 0 | 1686209.5865 | 4349594.2344 | 0 | 0 | 0 | 0 | 0 | 0 | 0 | 0 | 0 | 0 | 0 | 0 | 0 | 0 | 0 | -73821.4571 | 0 | 0 | 0 | 0 | 0 | 0 | 0 | 0 | 0 | 0 | 0 | 0 | 0 | 0 | 0
2016-11-01 15:00 | 0 | 0 | 0 | 0 | 0 | 198282.9068 | 332523.8509 | 441024 | 0 | 0 | 0 | 0 | 1775992.3443 | 4349594.2344 | 0 | 0 | 0 | 0 | 0 | 0 | 0 | 0 | 0 | 0 | 0 | 0 | 0 | 0 | 0 | 89782.7578 | 0 | 0 | 0 | 0 | 0 | 0 | 0 | 0 | 0 | 0 | 0 | 0 | 0 | 0 | 0
2016-11-01 16:00 | 0 | 0 | 0 | 0 | 0 | 0 | 476585.3307 | 448543 | 0 | 0 | 0 | 0 | 1804034.6749 | 4349594.2344 | 0 | 0 | 0 | 0 | 0 | 0 | 0 | 0 | 0 | 0 | 0 | 0 | 0 | 0 | 0 | 28042.3307 | 0 | 0 | 0 | 0 | 0 | 0 | 0 | 0 | 0 | 0 | 0 | 0 | 0 | 0 | 0
2016-11-01 17:00 | 0 | 0 | 0 | 0 | 0 | 0 | 530447.5751 | 454209 | 0 | 0 | 0 | 0 | 1880273.2501 | 4349594.2344 | 0 | 0 | 0 | 0 | 0 | 0 | 0 | 0 | 0 | 0 | 0 | 0 | 0 | 0 | 0 | 76238.5751 | 0 | 0 | 0 | 0 | 0 | 0 | 0 | 0 | 0 | 0 | 0 | 0 | 0 | 0 | 0
2016-11-01 18:00 | 0 | 0 | 0 | 0 | 0 | 0 | 530030.8903 | 460031 | 0 | 0 | 0 | 0 | 1950273.1404 | 4349594.2344 | 0 | 0 | 0 | 0 | 0 | 0 | 0 | 0 | 0 | 0 | 0 | 0 | 0 | 0 | 0 | 69999.8903 | 0 | 0 | 0 | 0 | 0 | 0 | 0 | 0 | 0 | 0 | 0 | 0 | 0 | 0 | 0
2016-11-01 19:00 | 0 | 0 | 0 | 0 | 0 | 0 | 520904.3775 | 464625 | 0 | 0 | 0 | 0 | 2006552.5178 | 4349594.2344 | 0 | 0 | 0 | 0 | 0 | 0 | 0 | 0 | 0 | 0 | 0 | 0 | 0 | 0 | 0 | 56279.3775 | 0 | 0 | 0 | 0 | 0 | 0 | 0 | 0 | 0 | 0 | 0 | 0 | 0 | 0 | 0
2016-11-01 20:00 | 0 | 0 | 0 | 0 | 0 | 0 | 514899.0703 | 469424 | 0 | 0 | 0 | 0 | 2080559.5511 | 4321062.2714 | 0 | 0 | 0 | 0 | 0 | 0 | 0 | 0 | 0 | 0 | 0 | 0 | 0 | 0 | 0 | 74007.0333 | 0 | 28531.9631 | 0 | 0 | 0 | 0 | 0 | 0 | 0 | 0 | 0 | 0 | 0 | 0 | 0
2016-11-01 21:00 | 0 | 0 | 0 | 0 | 0 | 0 | 499474.6534 | 473308 | 0 | 0 | 0 | 0 | 2106726.2046 | 4321062.2714 | 0 | 0 | 0 | 0 | 0 | 0 | 0 | 0 | 0 | 0 | 0 | 0 | 0 | 0 | 0 | 26166.6534 | 0 | 0 | 0 | 0 | 0 | 0 | 0 | 0 | 0 | 0 | 0 | 0 | 0 | 0 | 0
2016-11-01 22:00 | 0 | 0 | 0 | 0 | 0 | 0 | 449879.6534 | 477350 | 0 | 0 | 0 | 0 | 2079255.858 | 4321062.2714 | 0 | 0 | 0 | 0 | 0 | 0 | 0 | 0 | 0 | 0 | 0 | 0 | 0 | 0 | 0 | -27470.3466 | 0 | 0 | 0 | 0 | 0 | 0 | 0 | 0 | 0 | 0 | 0 | 0 | 0 | 0 | 0
2016-11-01 23:00 | 0 | 0 | 0 | 0 | 0 | 0 | 317536.7586 | 481831 | 0 | 0 | 0 | 0 | 1914961.6166 | 4321062.2714 | 0 | 0 | 0 | 0 | 0 | 0 | 0 | 0 | 0 | 0 | 0 | 0 | 0 | 0 | 0 | -164294.2414 | 0 | 0 | 0 | 0 | 0 | 0 | 0 | 0 | 0 | 0 | 0 | 0 | 0 | 0 | 0
2016-11-02 | 0 | 0 | 0 | 0 | 0 | 500098.8768 | 60181.5735 | 478077 | 0 | 0 | 0 | 0 | 1997165.0669 | 4321062.2714 | 0 | 0 | 0 | 0 | 0 | 0 | 0 | 0 | 0 | 0 | 0 | 0 | 0 | 0 | 0 | 82203.4503 | 0 | 0 | 0 | 0 | 0 | 0 | 0 | 0 | 0 | 0 | 0 | 0 | 0 | 0 | 0
2016-11-02 01:00 | 0 | 0 | 0 | 0 | 0 | 521024.4696 | 0 | 461935 | 0 | 0 | 0 | 0 | 2056254.5365 | 4321062.2714 | 0 | 0 | 0 | 0 | 0 | 0 | 0 | 0 | 0 | 0 | 0 | 0 | 0 | 0 | 0 | 59089.4696 | 0 | 0 | 0 | 0 | 0 | 0 | 0 | 0 | 0 | 0 | 0 | 0 | 0 | 0 | 0
2016-11-02 02:00 | 0 | 0 | 0 | 0 | 0 | 524050.3364 | 0 | 438071 | 0 | 0 | 0 | 0 | 2142233.8729 | 4321062.2714 | 0 | 0 | 0 | 0 | 0 | 0 | 0 | 0 | 0 | 0 | 0 | 0 | 0 | 0 | 0 | 85979.3364 | 0 | 0 | 0 | 0 | 0 | 0 | 0 | 0 | 0 | 0 | 0 | 0 | 0 | 0 | 0
2016-11-02 03:00 | 0 | 0 | 0 | 0 | 0 | 151894.895 | 0 | 411034 | 0 | 0 | 0 | 0 | 1883094.768 | 4321062.2714 | 0 | 0 | 0 | 0 | 0 | 0 | 0 | 0 | 0 | 0 | 0 | 0 | 0 | 0 | 0 | -259139.105 | 0 | 0 | 0 | 0 | 0 | 0 | 0 | 0 | 0 | 0 | 0 | 0 | 0 | 0 | 0
2016-11-02 04:00 | 0 | 0 | 0 | 0 | 0 | 532980.0537 | 0 | 384186 | 0 | 0 | 0 | 0 | 2017622.8401 | 4335328.2529 | 0 | 0 | 0 | 0 | 0 | 0 | 0 | 0 | 0 | 0 | 0 | 0 | 0 | 0 | 0 | 134528.0721 | 14265.9815 | 0 | 0 | 0 | 0 | 0 | 0 | 0 | 0 | 0 | 0 | 0 | 0 | 0 | 0
2016-11-02 05:00 | 0 | 0 | 0 | 0 | 0 | 104758.895 | 0 | 363898 | 0 | 0 | 0 | 0 | 1758483.7352 | 4335328.2529 | 0 | 0 | 0 | 0 | 0 | 0 | 0 | 0 | 0 | 0 | 0 | 0 | 0 | 0 | 0 | -259139.105 | 0 | 0 | 0 | 0 | 0 | 0 | 0 | 0 | 0 | 0 | 0 | 0 | 0 | 0 | 0
2016-11-02 06:00 | 0 | 0 | 0 | 0 | 0 | 91296.895 | 0 | 350436 | 0 | 0 | 0 | 0 | 1499344.6302 | 4335328.2529 | 0 | 0 | 0 | 0 | 0 | 0 | 0 | 0 | 0 | 0 | 0 | 0 | 0 | 0 | 0 | -259139.105 | 0 | 0 | 0 | 0 | 0 | 0 | 0 | 0 | 0 | 0 | 0 | 0 | 0 | 0 | 0
2016-11-02 07:00 | 0 | 0 | 0 | 0 | 0 | 464205.8061 | 0 | 342291 | 0 | 0 | 0 | 0 | 1621259.4363 | 4335328.2529 | 0 | 0 | 0 | 0 | 0 | 0 | 0 | 0 | 0 | 0 | 0 | 0 | 0 | 0 | 0 | 121914.8061 | 0 | 0 | 0 | 0 | 0 | 0 | 0 | 0 | 0 | 0 | 0 | 0 | 0 | 0 | 0
2016-11-02 08:00 | 0 | 0 | 0 | 0 | 0 | 96055.8766 | 0 | 340929 | 0 | 0 | 0 | 0 | 1362120.3313 | 4349594.2344 | 0 | 0 | 0 | 0 | 0 | 0 | 0 | 0 | 0 | 0 | 0 | 0 | 0 | 0 | 0 | -259139.105 | 14265.9815 | 0 | 0 | 0 | 0 | 0 | 0 | 0 | 0 | 0 | 0 | 0 | 0 | 0 | 0
2016-11-02 09:00 | 0 | 0 | 0 | 0 | 0 | 91371.895 | 0 | 350511 | 0 | 0 | 0 | 0 | 1102981.2264 | 4349594.2344 | 0 | 0 | 0 | 0 | 0 | 0 | 0 | 0 | 0 | 0 | 0 | 0 | 0 | 0 | 0 | -259139.105 | 0 | 0 | 0 | 0 | 0 | 0 | 0 | 0 | 0 | 0 | 0 | 0 | 0 | 0 | 0
2016-11-02 10:00 | 0 | 0 | 0 | 0 | 0 | 390636.8551 | 0 | 375741 | 0 | 0 | 0 | 0 | 1117877.0815 | 4349594.2344 | 0 | 0 | 0 | 0 | 0 | 0 | 0 | 0 | 0 | 0 | 0 | 0 | 0 | 0 | 0 | 14895.8551 | 0 | 0 | 0 | 0 | 0 | 0 | 0 | 0 | 0 | 0 | 0 | 0 | 0 | 0 | 0
2016-11-02 11:00 | 0 | 0 | 0 | 0 | 0 | 367969.7426 | 0 | 403615 | 0 | 0 | 0 | 0 | 1082231.8241 | 4349594.2344 | 0 | 0 | 0 | 0 | 0 | 0 | 0 | 0 | 0 | 0 | 0 | 0 | 0 | 0 | 0 | -35645.2574 | 0 | 0 | 0 | 0 | 0 | 0 | 0 | 0 | 0 | 0 | 0 | 0 | 0 | 0 | 0
2016-11-02 12:00 | 0 | 0 | 0 | 0 | 0 | 347976.9133 | 0 | 418313 | 0 | 0 | 0 | 0 | 1011895.7374 | 4349594.2344 | 0 | 0 | 0 | 0 | 0 | 0 | 0 | 0 | 0 | 0 | 0 | 0 | 0 | 0 | 0 | -70336.0867 | 0 | 0 | 0 | 0 | 0 | 0 | 0 | 0 | 0 | 0 | 0 | 0 | 0 | 0 | 0
2016-11-02 13:00 | 0 | 0 | 0 | 0 | 0 | 317389.168 | 151.8009 | 426393 | 0 | 0 | 0 | 0 | 903043.7062 | 4349594.2344 | 0 | 0 | 0 | 0 | 0 | 0 | 0 | 0 | 0 | 0 | 0 | 0 | 0 | 0 | 0 | -108852.0312 | 0 | 0 | 0 | 0 | 0 | 0 | 0 | 0 | 0 | 0 | 0 | 0 | 0 | 0 | 0
2016-11-02 14:00 | 0 | 0 | 0 | 0 | 0 | 230511.9743 | 93865.9155 | 436379 | 0 | 0 | 0 | 0 | 791042.596 | 4349594.2344 | 0 | 0 | 0 | 0 | 0 | 0 | 0 | 0 | 0 | 0 | 0 | 0 | 0 | 0 | 0 | -112001.1102 | 0 | 0 | 0 | 0 | 0 | 0 | 0 | 0 | 0 | 0 | 0 | 0 | 0 | 0 | 0
2016-11-02 15:00 | 0 | 0 | 0 | 0 | 0 | 0 | 510469.5025 | 444579 | 0 | 0 | 0 | 0 | 856933.0986 | 4349594.2344 | 0 | 0 | 0 | 0 | 0 | 0 | 0 | 0 | 0 | 0 | 0 | 0 | 0 | 0 | 0 | 65890.5025 | 0 | 0 | 0 | 0 | 0 | 0 | 0 | 0 | 0 | 0 | 0 | 0 | 0 | 0 | 0
2016-11-02 16:00 | 0 | 0 | 0 | 0 | 0 | 0 | 630540.8556 | 451675 | 0 | 0 | 0 | 0 | 1035798.9541 | 4349594.2344 | 0 | 0 | 0 | 0 | 0 | 0 | 0 | 0 | 0 | 0 | 0 | 0 | 0 | 0 | 0 | 178865.8556 | 0 | 0 | 0 | 0 | 0 | 0 | 0 | 0 | 0 | 0 | 0 | 0 | 0 | 0 | 0
2016-11-02 17:00 | 0 | 0 | 0 | 0 | 0 | 0 | 622538.8584 | 459394 | 0 | 0 | 0 | 0 | 1198943.8126 | 4349594.2344 | 0 | 0 | 0 | 0 | 0 | 0 | 0 | 0 | 0 | 0 | 0 | 0 | 0 | 0 | 0 | 163144.8584 | 0 | 0 | 0 | 0 | 0 | 0 | 0 | 0 | 0 | 0 | 0 | 0 | 0 | 0 | 0
2016-11-02 18:00 | 0 | 0 | 0 | 0 | 0 | 0 | 594848.9872 | 466383 | 0 | 0 | 0 | 0 | 1327409.7997 | 4349594.2344 | 0 | 0 | 0 | 0 | 0 | 0 | 0 | 0 | 0 | 0 | 0 | 0 | 0 | 0 | 0 | 128465.9872 | 0 | 0 | 0 | 0 | 0 | 0 | 0 | 0 | 0 | 0 | 0 | 0 | 0 | 0 | 0
2016-11-02 19:00 | 0 | 0 | 0 | 0 | 0 | 0 | 577023.9034 | 471568 | 0 | 0 | 0 | 0 | 1432865.7031 | 4349594.2344 | 0 | 0 | 0 | 0 | 0 | 0 | 0 | 0 | 0 | 0 | 0 | 0 | 0 | 0 | 0 | 105455.9034 | 0 | 0 | 0 | 0 | 0 | 0 | 0 | 0 | 0 | 0 | 0 | 0 | 0 | 0 | 0
2016-11-02 20:00 | 0 | 0 | 0 | 0 | 0 | 153563.7475 | 579952.3574 | 474377 | 0 | 0 | 0 | 0 | 1692004.8081 | 4349594.2344 | 0 | 0 | 0 | 0 | 0 | 0 | 0 | 0 | 0 | 0 | 0 | 0 | 0 | 0 | 0 | 259139.105 | 0 | 0 | 0 | 0 | 0 | 0 | 0 | 0 | 0 | 0 | 0 | 0 | 0 | 0 | 0
2016-11-02 21:00 | 0 | 0 | 0 | 0 | 0 | 0 | 589541.0442 | 475810 | 0 | 0 | 0 | 0 | 1805735.8523 | 4349594.2344 | 0 | 0 | 0 | 0 | 0 | 0 | 0 | 0 | 0 | 0 | 0 | 0 | 0 | 0 | 0 | 113731.0442 | 0 | 0 | 0 | 0 | 0 | 0 | 0 | 0 | 0 | 0 | 0 | 0 | 0 | 0 | 0
2016-11-02 22:00 | 0 | 0 | 0 | 0 | 0 | 0 | 564993.818 | 479192 | 0 | 0 | 0 | 0 | 1891537.6703 | 4349594.2344 | 0 | 0 | 0 | 0 | 0 | 0 | 0 | 0 | 0 | 0 | 0 | 0 | 0 | 0 | 0 | 85801.818 | 0 | 0 | 0 | 0 | 0 | 0 | 0 | 0 | 0 | 0 | 0 | 0 | 0 | 0 | 0
2016-11-02 23:00 | 0 | 0 | 0 | 0 | 0 | 268131.2284 | 383385.8024 | 481998 | 0 | 0 | 0 | 0 | 2061056.7012 | 4349594.2344 | 0 | 0 | 0 | 0 | 0 | 0 | 0 | 0 | 0 | 0 | 0 | 0 | 0 | 0 | 0 | 169519.0308 | 0 | 0 | 0 | 0 | 0 | 0 | 0 | 0 | 0 | 0 | 0 | 0 | 0 | 0 | 0
2016-11-03 | 0 | 0 | 0 | 0 | 0 | 322010.3378 | 56317.9226 | 476820 | 0 | 0 | 0 | 0 | 1962564.9615 | 4349594.2344 | 0 | 0 | 0 | 0 | 0 | 0 | 0 | 0 | 0 | 0 | 0 | 0 | 0 | 0 | 0 | -98491.7396 | 0 | 0 | 0 | 0 | 0 | 0 | 0 | 0 | 0 | 0 | 0 | 0 | 0 | 0 | 0
2016-11-03 01:00 | 0 | 0 | 0 | 0 | 0 | 337476.1851 | 0 | 460151 | 0 | 0 | 0 | 0 | 1839890.1466 | 4349594.2344 | 0 | 0 | 0 | 0 | 0 | 0 | 0 | 0 | 0 | 0 | 0 | 0 | 0 | 0 | 0 | -122674.8149 | 0 | 0 | 0 | 0 | 0 | 0 | 0 | 0 | 0 | 0 | 0 | 0 | 0 | 0 | 0
2016-11-03 02:00 | 0 | 0 | 0 | 0 | 0 | 339935.8341 | 0 | 436685 | 0 | 0 | 0 | 0 | 1743140.9807 | 4349594.2344 | 0 | 0 | 0 | 0 | 0 | 0 | 0 | 0 | 0 | 0 | 0 | 0 | 0 | 0 | 0 | -96749.1659 | 0 | 0 | 0 | 0 | 0 | 0 | 0 | 0 | 0 | 0 | 0 | 0 | 0 | 0 | 0
2016-11-03 03:00 | 0 | 0 | 0 | 0 | 0 | 343981.5384 | 0 | 410743 | 0 | 0 | 0 | 0 | 1676379.5192 | 4349594.2344 | 0 | 0 | 0 | 0 | 0 | 0 | 0 | 0 | 0 | 0 | 0 | 0 | 0 | 0 | 0 | -66761.4616 | 0 | 0 | 0 | 0 | 0 | 0 | 0 | 0 | 0 | 0 | 0 | 0 | 0 | 0 | 0
2016-11-03 04:00 | 0 | 0 | 0 | 0 | 0 | 355896.0007 | 0 | 386212 | 0 | 0 | 0 | 0 | 1646063.5199 | 4349594.2344 | 0 | 0 | 0 | 0 | 0 | 0 | 0 | 0 | 0 | 0 | 0 | 0 | 0 | 0 | 0 | -30315.9993 | 0 | 0 | 0 | 0 | 0 | 0 | 0 | 0 | 0 | 0 | 0 | 0 | 0 | 0 | 0
2016-11-03 05:00 | 0 | 0 | 0 | 0 | 0 | 108160.895 | 0 | 367300 | 0 | 0 | 0 | 0 | 1386924.4149 | 4349594.2344 | 0 | 0 | 0 | 0 | 0 | 0 | 0 | 0 | 0 | 0 | 0 | 0 | 0 | 0 | 0 | -259139.105 | 0 | 0 | 0 | 0 | 0 | 0 | 0 | 0 | 0 | 0 | 0 | 0 | 0 | 0 | 0
2016-11-03 06:00 | 0 | 0 | 0 | 0 | 0 | 405161.0193 | 0 | 351478 | 0 | 0 | 0 | 0 | 1440607.4343 | 4349594.2344 | 0 | 0 | 0 | 0 | 0 | 0 | 0 | 0 | 0 | 0 | 0 | 0 | 0 | 0 | 0 | 53683.0193 | 0 | 0 | 0 | 0 | 0 | 0 | 0 | 0 | 0 | 0 | 0 | 0 | 0 | 0 | 0
2016-11-03 07:00 | 0 | 0 | 0 | 0 | 0 | 425847.9009 | 0 | 342221 | 0 | 0 | 0 | 0 | 1524234.3351 | 4349594.2344 | 0 | 0 | 0 | 0 | 0 | 0 | 0 | 0 | 0 | 0 | 0 | 0 | 0 | 0 | 0 | 83626.9009 | 0 | 0 | 0 | 0 | 0 | 0 | 0 | 0 | 0 | 0 | 0 | 0 | 0 | 0 | 0
2016-11-03 08:00 | 0 | 0 | 0 | 0 | 0 | 438350.5823 | 0 | 340441 | 0 | 0 | 0 | 0 | 1622143.9175 | 4349594.2344 | 0 | 0 | 0 | 0 | 0 | 0 | 0 | 0 | 0 | 0 | 0 | 0 | 0 | 0 | 0 | 97909.5823 | 0 | 0 | 0 | 0 | 0 | 0 | 0 | 0 | 0 | 0 | 0 | 0 | 0 | 0 | 0
2016-11-03 09:00 | 0 | 0 | 0 | 0 | 0 | 436730.0632 | 0 | 349046 | 0 | 0 | 0 | 0 | 1709827.9806 | 4349594.2344 | 0 | 0 | 0 | 0 | 0 | 0 | 0 | 0 | 0 | 0 | 0 | 0 | 0 | 0 | 0 | 87684.0632 | 0 | 0 | 0 | 0 | 0 | 0 | 0 | 0 | 0 | 0 | 0 | 0 | 0 | 0 | 0
2016-11-03 10:00 | 0 | 0 | 0 | 0 | 0 | 113169.895 | 0 | 372309 | 0 | 0 | 0 | 0 | 1450688.8757 | 4349594.2344 | 0 | 0 | 0 | 0 | 0 | 0 | 0 | 0 | 0 | 0 | 0 | 0 | 0 | 0 | 0 | -259139.105 | 0 | 0 | 0 | 0 | 0 | 0 | 0 | 0 | 0 | 0 | 0 | 0 | 0 | 0 | 0
2016-11-03 11:00 | 0 | 0 | 0 | 0 | 0 | 422527.4919 | 0 | 400076 | 0 | 0 | 0 | 0 | 1473140.3676 | 4349594.2344 | 0 | 0 | 0 | 0 | 0 | 0 | 0 | 0 | 0 | 0 | 0 | 0 | 0 | 0 | 0 | 22451.4919 | 0 | 0 | 0 | 0 | 0 | 0 | 0 | 0 | 0 | 0 | 0 | 0 | 0 | 0 | 0
2016-11-03 12:00 | 0 | 0 | 0 | 0 | 0 | 419814.3614 | 0 | 415884 | 0 | 0 | 0 | 0 | 1477070.729 | 4349594.2344 | 0 | 0 | 0 | 0 | 0 | 0 | 0 | 0 | 0 | 0 | 0 | 0 | 0 | 0 | 0 | 3930.3614 | 0 | 0 | 0 | 0 | 0 | 0 | 0 | 0 | 0 | 0 | 0 | 0 | 0 | 0 | 0
2016-11-03 13:00 | 0 | 0 | 0 | 0 | 0 | 411676.0644 | 102.196 | 425592 | 0 | 0 | 0 | 0 | 1463256.9894 | 4349594.2344 | 0 | 0 | 0 | 0 | 0 | 0 | 0 | 0 | 0 | 0 | 0 | 0 | 0 | 0 | 0 | -13813.7396 | 0 | 0 | 0 | 0 | 0 | 0 | 0 | 0 | 0 | 0 | 0 | 0 | 0 | 0 | 0
2016-11-03 14:00 | 0 | 0 | 0 | 0 | 0 | 288530.1417 | 90234.5234 | 436543 | 0 | 0 | 0 | 0 | 1405478.6545 | 4349594.2344 | 0 | 0 | 0 | 0 | 0 | 0 | 0 | 0 | 0 | 0 | 0 | 0 | 0 | 0 | 0 | -57778.3349 | 0 | 0 | 0 | 0 | 0 | 0 | 0 | 0 | 0 | 0 | 0 | 0 | 0 | 0 | 0
2016-11-03 15:00 | 0 | 0 | 0 | 0 | 0 | 0 | 454284.0431 | 444376 | 0 | 0 | 0 | 0 | 1415386.6976 | 4349594.2344 | 0 | 0 | 0 | 0 | 0 | 0 | 0 | 0 | 0 | 0 | 0 | 0 | 0 | 0 | 0 | 9908.0431 | 0 | 0 | 0 | 0 | 0 | 0 | 0 | 0 | 0 | 0 | 0 | 0 | 0 | 0 | 0
2016-11-03 16:00 | 0 | 0 | 0 | 0 | 0 | 112073.189 | 588135.9235 | 450775 | 0 | 0 | 0 | 0 | 1674525.8025 | 4339889.242 | 0 | 0 | 0 | 0 | 0 | 0 | 0 | 0 | 0 | 0 | 0 | 0 | 0 | 0 | 0 | 259139.105 | 0 | 9704.9925 | 0 | 0 | 0 | 0 | 0 | 0 | 0 | 0 | 0 | 0 | 0 | 0 | 0
2016-11-03 17:00 | 0 | 0 | 0 | 0 | 0 | 0 | 603465.2898 | 457150 | 0 | 0 | 0 | 0 | 1820841.0923 | 4339889.242 | 0 | 0 | 0 | 0 | 0 | 0 | 0 | 0 | 0 | 0 | 0 | 0 | 0 | 0 | 0 | 146315.2898 | 0 | 0 | 0 | 0 | 0 | 0 | 0 | 0 | 0 | 0 | 0 | 0 | 0 | 0 | 0
2016-11-03 18:00 | 0 | 0 | 0 | 0 | 0 | 0 | 587782.3377 | 461030 | 0 | 0 | 0 | 0 | 1947593.43 | 4339889.242 | 0 | 0 | 0 | 0 | 0 | 0 | 0 | 0 | 0 | 0 | 0 | 0 | 0 | 0 | 0 | 126752.3377 | 0 | 0 | 0 | 0 | 0 | 0 | 0 | 0 | 0 | 0 | 0 | 0 | 0 | 0 | 0
2016-11-03 19:00 | 0 | 0 | 0 | 0 | 0 | 0 | 571540.0325 | 462902 | 0 | 0 | 0 | 0 | 2056231.4625 | 4339889.242 | 0 | 0 | 0 | 0 | 0 | 0 | 0 | 0 | 0 | 0 | 0 | 0 | 0 | 0 | 0 | 108638.0325 | 0 | 0 | 0 | 0 | 0 | 0 | 0 | 0 | 0 | 0 | 0 | 0 | 0 | 0 | 0
2016-11-03 20:00 | 0 | 0 | 0 | 0 | 0 | 0 | 568399.6194 | 463605 | 0 | 0 | 0 | 0 | 2192311.0863 | 4308604.2375 | 0 | 0 | 0 | 0 | 0 | 0 | 0 | 0 | 0 | 0 | 0 | 0 | 0 | 0 | 0 | 136079.6239 | 0 | 31285.0045 | 0 | 0 | 0 | 0 | 0 | 0 | 0 | 0 | 0 | 0 | 0 | 0 | 0
2016-11-03 21:00 | 0 | 0 | 0 | 0 | 0 | 0 | 562960.1908 | 464188 | 0 | 0 | 0 | 0 | 2291083.2771 | 4308604.2375 | 0 | 0 | 0 | 0 | 0 | 0 | 0 | 0 | 0 | 0 | 0 | 0 | 0 | 0 | 0 | 98772.1908 | 0 | 0 | 0 | 0 | 0 | 0 | 0 | 0 | 0 | 0 | 0 | 0 | 0 | 0 | 0
2016-11-03 22:00 | 0 | 0 | 0 | 0 | 0 | 0 | 521299.4131 | 466431 | 0 | 0 | 0 | 0 | 2345951.6902 | 4308604.2375 | 0 | 0 | 0 | 0 | 0 | 0 | 0 | 0 | 0 | 0 | 0 | 0 | 0 | 0 | 0 | 54868.4131 | 0 | 0 | 0 | 0 | 0 | 0 | 0 | 0 | 0 | 0 | 0 | 0 | 0 | 0 | 0
2016-11-03 23:00 | 0 | 0 | 0 | 0 | 0 | 0 | 330723.9725 | 469489 | 0 | 0 | 0 | 0 | 2207186.6627 | 4308604.2375 | 0 | 0 | 0 | 0 | 0 | 0 | 0 | 0 | 0 | 0 | 0 | 0 | 0 | 0 | 0 | -138765.0275 | 0 | 0 | 0 | 0 | 0 | 0 | 0 | 0 | 0 | 0 | 0 | 0 | 0 | 0 | 0
2016-11-04 | 0 | 0 | 0 | 0 | 0 | 145216.3557 | 47448.4188 | 466276 | 0 | 0 | 0 | 0 | 2042518.2464 | 4199661.4283 | 0 | 0 | 0 | 0 | 0 | 0 | 0 | 0 | 0 | 0 | 0 | 0 | 0 | 0 | 0 | -164668.4163 | 0 | 108942.8092 | 0 | 0 | 0 | 0 | 0 | 0 | 0 | 0 | 0 | 0 | 0 | 0 | 0
2016-11-04 01:00 | 0 | 0 | 0 | 0 | 0 | 161493.764 | 0 | 452064 | 0 | 0 | 0 | 0 | 1860890.8196 | 4090718.6192 | 0 | 0 | 0 | 0 | 0 | 0 | 0 | 0 | 0 | 0 | 0 | 0 | 0 | 0 | 0 | -181627.4268 | 0 | 108942.8092 | 0 | 0 | 0 | 0 | 0 | 0 | 0 | 0 | 0 | 0 | 0 | 0 | 0
2016-11-04 02:00 | 0 | 0 | 0 | 0 | 0 | 178192.0016 | 0 | 428563 | 0 | 0 | 0 | 0 | 1610519.8212 | 4090718.6192 | 0 | 0 | 0 | 0 | 0 | 0 | 0 | 0 | 0 | 0 | 0 | 0 | 0 | 0 | 0 | -250370.9984 | 0 | 0 | 0 | 0 | 0 | 0 | 0 | 0 | 0 | 0 | 0 | 0 | 0 | 0 | 0
2016-11-04 03:00 | 0 | 0 | 0 | 0 | 0 | 211628.4152 | 0 | 402878 | 0 | 0 | 0 | 0 | 1419270.2364 | 4090718.6192 | 0 | 0 | 0 | 0 | 0 | 0 | 0 | 0 | 0 | 0 | 0 | 0 | 0 | 0 | 0 | -191249.5848 | 0 | 0 | 0 | 0 | 0 | 0 | 0 | 0 | 0 | 0 | 0 | 0 | 0 | 0 | 0
2016-11-04 04:00 | 0 | 0 | 0 | 0 | 0 | 249688.8683 | 0 | 378204 | 0 | 0 | 0 | 0 | 1290755.1047 | 4090718.6192 | 0 | 0 | 0 | 0 | 0 | 0 | 0 | 0 | 0 | 0 | 0 | 0 | 0 | 0 | 0 | -128515.1317 | 0 | 0 | 0 | 0 | 0 | 0 | 0 | 0 | 0 | 0 | 0 | 0 | 0 | 0 | 0
2016-11-04 05:00 | 0 | 0 | 0 | 0 | 0 | 278564.8535 | 0 | 358324 | 0 | 0 | 0 | 0 | 1210995.9582 | 4090718.6192 | 0 | 0 | 0 | 0 | 0 | 0 | 0 | 0 | 0 | 0 | 0 | 0 | 0 | 0 | 0 | -79759.1465 | 0 | 0 | 0 | 0 | 0 | 0 | 0 | 0 | 0 | 0 | 0 | 0 | 0 | 0 | 0
2016-11-04 06:00 | 0 | 0 | 0 | 0 | 0 | 303251.9454 | 0 | 345610 | 0 | 0 | 0 | 0 | 1168637.9036 | 4090718.6192 | 0 | 0 | 0 | 0 | 0 | 0 | 0 | 0 | 0 | 0 | 0 | 0 | 0 | 0 | 0 | -42358.0546 | 0 | 0 | 0 | 0 | 0 | 0 | 0 | 0 | 0 | 0 | 0 | 0 | 0 | 0 | 0
2016-11-04 07:00 | 0 | 0 | 0 | 0 | 0 | 77900.895 | 0 | 337040 | 0 | 0 | 0 | 0 | 909498.7986 | 4090718.6192 | 0 | 0 | 0 | 0 | 0 | 0 | 0 | 0 | 0 | 0 | 0 | 0 | 0 | 0 | 0 | -259139.105 | 0 | 0 | 0 | 0 | 0 | 0 | 0 | 0 | 0 | 0 | 0 | 0 | 0 | 0 | 0
2016-11-04 08:00 | 0 | 0 | 0 | 0 | 0 | 332928.3613 | 0 | 335876 | 0 | 0 | 0 | 0 | 906551.1599 | 4090718.6192 | 0 | 0 | 0 | 0 | 0 | 0 | 0 | 0 | 0 | 0 | 0 | 0 | 0 | 0 | 0 | -2947.6387 | 0 | 0 | 0 | 0 | 0 | 0 | 0 | 0 | 0 | 0 | 0 | 0 | 0 | 0 | 0
2016-11-04 09:00 | 0 | 0 | 0 | 0 | 0 | 319553.4586 | 0 | 344352 | 0 | 0 | 0 | 0 | 881752.6184 | 4090718.6192 | 0 | 0 | 0 | 0 | 0 | 0 | 0 | 0 | 0 | 0 | 0 | 0 | 0 | 0 | 0 | -24798.5414 | 0 | 0 | 0 | 0 | 0 | 0 | 0 | 0 | 0 | 0 | 0 | 0 | 0 | 0 | 0
2016-11-04 10:00 | 0 | 0 | 0 | 0 | 0 | 298470.2797 | 0 | 368826 | 0 | 0 | 0 | 0 | 811396.8981 | 4090718.6192 | 0 | 0 | 0 | 0 | 0 | 0 | 0 | 0 | 0 | 0 | 0 | 0 | 0 | 0 | 0 | -70355.7203 | 0 | 0 | 0 | 0 | 0 | 0 | 0 | 0 | 0 | 0 | 0 | 0 | 0 | 0 | 0
2016-11-04 11:00 | 0 | 0 | 0 | 0 | 0 | 137740.895 | 0 | 396880 | 0 | 0 | 0 | 0 | 552257.7932 | 4090718.6192 | 0 | 0 | 0 | 0 | 0 | 0 | 0 | 0 | 0 | 0 | 0 | 0 | 0 | 0 | 0 | -259139.105 | 0 | 0 | 0 | 0 | 0 | 0 | 0 | 0 | 0 | 0 | 0 | 0 | 0 | 0 | 0
2016-11-04 12:00 | 0 | 0 | 0 | 0 | 0 | 270691.9713 | 0 | 411547 | 0 | 0 | 0 | 0 | 411402.7645 | 4090718.6192 | 0 | 0 | 0 | 0 | 0 | 0 | 0 | 0 | 0 | 0 | 0 | 0 | 0 | 0 | 0 | -140855.0287 | 0 | 0 | 0 | 0 | 0 | 0 | 0 | 0 | 0 | 0 | 0 | 0 | 0 | 0 | 0
2016-11-04 13:00 | 0 | 0 | 0 | 0 | 0 | 253517.2655 | 31.4131 | 419830 | 0 | 0 | 0 | 0 | 245121.4432 | 4090718.6192 | 0 | 0 | 0 | 0 | 0 | 0 | 0 | 0 | 0 | 0 | 0 | 0 | 0 | 0 | 0 | -166281.3213 | 0 | 0 | 0 | 0 | 0 | 0 | 0 | 0 | 0 | 0 | 0 | 0 | 0 | 0 | 0
2016-11-04 14:00 | 0 | 0 | 0 | 0 | 0 | 180326.7217 | 63118.2476 | 428091 | 0 | 0 | 0 | 0 | 60475.4125 | 4090718.6192 | 0 | 0 | 0 | 0 | 0 | 0 | 0 | 0 | 0 | 0 | 0 | 0 | 0 | 0 | 0 | -184646.0307 | 0 | 0 | 0 | 0 | 0 | 0 | 0 | 0 | 0 | 0 | 0 | 0 | 0 | 0 | 0
2016-11-04 15:00 | 0 | 0 | 0 | 0 | 0 | 0 | 372239.5875 | 432715 | 0 | 0 | 0 | 0 | 0 | 4090718.6192 | 0 | 0 | 0 | 0 | 0 | 0 | 0 | 0 | 0 | 0 | 0 | 0 | 0 | 0 | 0 | -60475.4125 | 0 | 0 | 0 | 0 | 0 | 0 | 0 | 0 | 0 | 0 | 0 | 0 | 0 | 0 | 0
2016-11-04 16:00 | 0 | 0 | 0 | 0 | 0 | 0 | 500926.928 | 435014 | 0 | 0 | 0 | 0 | 65912.928 | 4090718.6192 | 0 | 0 | 0 | 0 | 0 | 0 | 0 | 0 | 0 | 0 | 0 | 0 | 0 | 0 | 0 | 65912.928 | 0 | 0 | 0 | 0 | 0 | 0 | 0 | 0 | 0 | 0 | 0 | 0 | 0 | 0 | 0
2016-11-04 17:00 | 0 | 0 | 0 | 0 | 0 | 0 | 539009.9877 | 438947 | 0 | 0 | 0 | 0 | 165975.9157 | 4090718.6192 | 0 | 0 | 0 | 0 | 0 | 0 | 0 | 0 | 0 | 0 | 0 | 0 | 0 | 0 | 0 | 100062.9877 | 0 | 0 | 0 | 0 | 0 | 0 | 0 | 0 | 0 | 0 | 0 | 0 | 0 | 0 | 0
2016-11-04 18:00 | 0 | 0 | 0 | 0 | 0 | 0 | 529580.3092 | 441631 | 0 | 0 | 0 | 0 | 253925.2249 | 4090718.6192 | 0 | 0 | 0 | 0 | 0 | 0 | 0 | 0 | 0 | 0 | 0 | 0 | 0 | 0 | 0 | 87949.3092 | 0 | 0 | 0 | 0 | 0 | 0 | 0 | 0 | 0 | 0 | 0 | 0 | 0 | 0 | 0
2016-11-04 19:00 | 0 | 0 | 0 | 0 | 0 | 0 | 515398.073 | 442149 | 0 | 0 | 0 | 0 | 327174.2979 | 4090718.6192 | 0 | 0 | 0 | 0 | 0 | 0 | 0 | 0 | 0 | 0 | 0 | 0 | 0 | 0 | 0 | 73249.073 | 0 | 0 | 0 | 0 | 0 | 0 | 0 | 0 | 0 | 0 | 0 | 0 | 0 | 0 | 0
2016-11-04 20:00 | 0 | 0 | 0 | 0 | 0 | 0 | 511522.8179 | 442635 | 0 | 0 | 0 | 0 | 381796.1342 | 4104984.6007 | 0 | 0 | 0 | 0 | 0 | 0 | 0 | 0 | 0 | 0 | 0 | 0 | 0 | 0 | 0 | 54621.8364 | 14265.9815 | 0 | 0 | 0 | 0 | 0 | 0 | 0 | 0 | 0 | 0 | 0 | 0 | 0 | 0
2016-11-04 21:00 | 0 | 0 | 0 | 0 | 0 | 0 | 507223.0319 | 442022 | 0 | 0 | 0 | 0 | 446997.1661 | 4104984.6007 | 0 | 0 | 0 | 0 | 0 | 0 | 0 | 0 | 0 | 0 | 0 | 0 | 0 | 0 | 0 | 65201.0319 | 0 | 0 | 0 | 0 | 0 | 0 | 0 | 0 | 0 | 0 | 0 | 0 | 0 | 0 | 0
2016-11-04 22:00 | 0 | 0 | 0 | 0 | 0 | 0 | 460204.6227 | 442778 | 0 | 0 | 0 | 0 | 456552.6539 | 4112855.7356 | 0 | 0 | 0 | 0 | 0 | 0 | 0 | 0 | 0 | 0 | 0 | 0 | 0 | 0 | 0 | 9555.4878 | 7871.1349 | 0 | 0 | 0 | 0 | 0 | 0 | 0 | 0 | 0 | 0 | 0 | 0 | 0 | 0
2016-11-04 23:00 | 0 | 0 | 0 | 0 | 0 | 0 | 296218.0263 | 445082 | 0 | 0 | 0 | 0 | 307688.6802 | 4112855.7356 | 0 | 0 | 0 | 0 | 0 | 0 | 0 | 0 | 0 | 0 | 0 | 0 | 0 | 0 | 0 | -148863.9737 | 0 | 0 | 0 | 0 | 0 | 0 | 0 | 0 | 0 | 0 | 0 | 0 | 0 | 0 | 0
2016-11-05 | 0 | 0 | 0 | 0 | 0 | 278131.8797 | 37047.2954 | 439915 | 0 | 0 | 0 | 0 | 182952.8554 | 4112855.7356 | 0 | 0 | 0 | 0 | 0 | 0 | 0 | 0 | 0 | 0 | 0 | 0 | 0 | 0 | 0 | -124735.8248 | 0 | 0 | 0 | 0 | 0 | 0 | 0 | 0 | 0 | 0 | 0 | 0 | 0 | 0 | 0
2016-11-05 01:00 | 0 | 0 | 0 | 0 | 0 | 363143.7732 | 0 | 429862 | 0 | 0 | 0 | 0 | 116234.6286 | 4112855.7356 | 0 | 0 | 0 | 0 | 0 | 0 | 0 | 0 | 0 | 0 | 0 | 0 | 0 | 0 | 0 | -66718.2268 | 0 | 0 | 0 | 0 | 0 | 0 | 0 | 0 | 0 | 0 | 0 | 0 | 0 | 0 | 0
2016-11-05 02:00 | 0 | 0 | 0 | 0 | 0 | 423128.1345 | 0 | 411940 | 0 | 0 | 0 | 0 | 113156.7816 | 4127121.7172 | 0 | 0 | 0 | 0 | 0 | 0 | 0 | 0 | 0 | 0 | 0 | 0 | 0 | 0 | 0 | -3077.847 | 14265.9815 | 0 | 0 | 0 | 0 | 0 | 0 | 0 | 0 | 0 | 0 | 0 | 0 | 0 | 0
2016-11-05 03:00 | 0 | 0 | 0 | 0 | 0 | 463815.7466 | 0 | 391059 | 0 | 0 | 0 | 0 | 185913.5282 | 4127121.7172 | 0 | 0 | 0 | 0 | 0 | 0 | 0 | 0 | 0 | 0 | 0 | 0 | 0 | 0 | 0 | 72756.7466 | 0 | 0 | 0 | 0 | 0 | 0 | 0 | 0 | 0 | 0 | 0 | 0 | 0 | 0 | 0
2016-11-05 04:00 | 0 | 0 | 0 | 0 | 0 | 486214.5285 | 0 | 370153 | 0 | 0 | 0 | 0 | 301975.0567 | 4127121.7172 | 0 | 0 | 0 | 0 | 0 | 0 | 0 | 0 | 0 | 0 | 0 | 0 | 0 | 0 | 0 | 116061.5285 | 0 | 0 | 0 | 0 | 0 | 0 | 0 | 0 | 0 | 0 | 0 | 0 | 0 | 0 | 0
2016-11-05 05:00 | 0 | 0 | 0 | 0 | 0 | 491818.6342 | 0 | 353399 | 0 | 0 | 0 | 0 | 440394.6909 | 4127121.7172 | 0 | 0 | 0 | 0 | 0 | 0 | 0 | 0 | 0 | 0 | 0 | 0 | 0 | 0 | 0 | 138419.6342 | 0 | 0 | 0 | 0 | 0 | 0 | 0 | 0 | 0 | 0 | 0 | 0 | 0 | 0 | 0
2016-11-05 06:00 | 0 | 0 | 0 | 0 | 0 | 483096.9564 | 0 | 341473 | 0 | 0 | 0 | 0 | 582018.6473 | 4127121.7172 | 0 | 0 | 0 | 0 | 0 | 0 | 0 | 0 | 0 | 0 | 0 | 0 | 0 | 0 | 0 | 141623.9564 | 0 | 0 | 0 | 0 | 0 | 0 | 0 | 0 | 0 | 0 | 0 | 0 | 0 | 0 | 0
2016-11-05 07:00 | 0 | 0 | 0 | 0 | 0 | 75193.895 | 0 | 334333 | 0 | 0 | 0 | 0 | 322879.5424 | 4127121.7172 | 0 | 0 | 0 | 0 | 0 | 0 | 0 | 0 | 0 | 0 | 0 | 0 | 0 | 0 | 0 | -259139.105 | 0 | 0 | 0 | 0 | 0 | 0 | 0 | 0 | 0 | 0 | 0 | 0 | 0 | 0 | 0
2016-11-05 08:00 | 0 | 0 | 0 | 0 | 0 | 444606.9385 | 0 | 331103 | 0 | 0 | 0 | 0 | 436383.4808 | 4127121.7172 | 0 | 0 | 0 | 0 | 0 | 0 | 0 | 0 | 0 | 0 | 0 | 0 | 0 | 0 | 0 | 113503.9385 | 0 | 0 | 0 | 0 | 0 | 0 | 0 | 0 | 0 | 0 | 0 | 0 | 0 | 0 | 0
2016-11-05 09:00 | 0 | 0 | 0 | 0 | 0 | 407358.2433 | 0 | 334017 | 0 | 0 | 0 | 0 | 509724.7241 | 4127121.7172 | 0 | 0 | 0 | 0 | 0 | 0 | 0 | 0 | 0 | 0 | 0 | 0 | 0 | 0 | 0 | 73341.2433 | 0 | 0 | 0 | 0 | 0 | 0 | 0 | 0 | 0 | 0 | 0 | 0 | 0 | 0 | 0
2016-11-05 10:00 | 0 | 0 | 0 | 0 | 0 | 363376.7238 | 0 | 342246 | 0 | 0 | 0 | 0 | 530855.4479 | 4127121.7172 | 0 | 0 | 0 | 0 | 0 | 0 | 0 | 0 | 0 | 0 | 0 | 0 | 0 | 0 | 0 | 21130.7238 | 0 | 0 | 0 | 0 | 0 | 0 | 0 | 0 | 0 | 0 | 0 | 0 | 0 | 0 | 0
2016-11-05 11:00 | 0 | 0 | 0 | 0 | 0 | 97502.895 | 0 | 356642 | 0 | 0 | 0 | 0 | 271716.343 | 4127121.7172 | 0 | 0 | 0 | 0 | 0 | 0 | 0 | 0 | 0 | 0 | 0 | 0 | 0 | 0 | 0 | -259139.105 | 0 | 0 | 0 | 0 | 0 | 0 | 0 | 0 | 0 | 0 | 0 | 0 | 0 | 0 | 0
2016-11-05 12:00 | 0 | 0 | 0 | 0 | 0 | 111991.895 | 0 | 371131 | 0 | 0 | 0 | 0 | 12577.238 | 4127121.7172 | 0 | 0 | 0 | 0 | 0 | 0 | 0 | 0 | 0 | 0 | 0 | 0 | 0 | 0 | 0 | -259139.105 | 0 | 0 | 0 | 0 | 0 | 0 | 0 | 0 | 0 | 0 | 0 | 0 | 0 | 0 | 0
2016-11-05 13:00 | 0 | 0 | 0 | 0 | 0 | 295634.9143 | 74.3995 | 383228 | 0 | 0 | 0 | 0 | 34001.361 | 4018178.908 | 0 | 0 | 0 | 0 | 0 | 0 | 0 | 0 | 0 | 0 | 0 | 0 | 0 | 0 | 0 | 21424.123 | 0 | 108942.8092 | 0 | 0 | 0 | 0 | 0 | 0 | 0 | 0 | 0 | 0 | 0 | 0 | 0
2016-11-05 14:00 | 0 | 0 | 0 | 0 | 0 | 198903.2702 | 49113.5597 | 390961 | 0 | 0 | 0 | 0 | 0 | 3909236.0988 | 0 | 0 | 0 | 0 | 0 | 0 | 0 | 0 | 0 | 0 | 0 | 0 | 0 | 0 | 0 | -34001.361 | 0 | 108942.8092 | 0 | 0 | 0 | 0 | 0 | 0 | 0 | 0 | 0 | 0 | 0 | 0 | 0
2016-11-05 15:00 | 0 | 0 | 0 | 0 | 0 | 40258.1992 | 354003.8008 | 394262 | 0 | 0 | 0 | 0 | 0 | 3909236.0988 | 0 | 0 | 0 | 0 | 0 | 0 | 0 | 0 | 0 | 0 | 0 | 0 | 0 | 0 | 0 | 0 | 0 | 0 | 0 | 0 | 0 | 0 | 0 | 0 | 0 | 0 | 0 | 0 | 0 | 0 | 0
2016-11-05 16:00 | 0 | 0 | 0 | 0 | 0 | 0 | 503146.7214 | 394556 | 0 | 0 | 0 | 0 | 108590.7214 | 3909236.0988 | 0 | 0 | 0 | 0 | 0 | 0 | 0 | 0 | 0 | 0 | 0 | 0 | 0 | 0 | 0 | 108590.7214 | 0 | 0 | 0 | 0 | 0 | 0 | 0 | 0 | 0 | 0 | 0 | 0 | 0 | 0 | 0
2016-11-05 17:00 | 0 | 0 | 0 | 0 | 0 | 0 | 539574.7162 | 393623 | 0 | 0 | 0 | 0 | 254542.4376 | 3909236.0988 | 0 | 0 | 0 | 0 | 0 | 0 | 0 | 0 | 0 | 0 | 0 | 0 | 0 | 0 | 0 | 145951.7162 | 0 | 0 | 0 | 0 | 0 | 0 | 0 | 0 | 0 | 0 | 0 | 0 | 0 | 0 | 0
2016-11-05 18:00 | 0 | 0 | 0 | 0 | 0 | 0 | 527060.4481 | 392979 | 0 | 0 | 0 | 0 | 388623.8857 | 3909236.0988 | 0 | 0 | 0 | 0 | 0 | 0 | 0 | 0 | 0 | 0 | 0 | 0 | 0 | 0 | 0 | 134081.4481 | 0 | 0 | 0 | 0 | 0 | 0 | 0 | 0 | 0 | 0 | 0 | 0 | 0 | 0 | 0
2016-11-05 19:00 | 0 | 0 | 0 | 0 | 0 | 0 | 513368.8467 | 392981 | 0 | 0 | 0 | 0 | 509011.7324 | 3909236.0988 | 0 | 0 | 0 | 0 | 0 | 0 | 0 | 0 | 0 | 0 | 0 | 0 | 0 | 0 | 0 | 120387.8467 | 0 | 0 | 0 | 0 | 0 | 0 | 0 | 0 | 0 | 0 | 0 | 0 | 0 | 0 | 0
2016-11-05 20:00 | 0 | 0 | 0 | 0 | 0 | 0 | 510536.5386 | 395241 | 0 | 0 | 0 | 0 | 624307.271 | 3909236.0988 | 0 | 0 | 0 | 0 | 0 | 0 | 0 | 0 | 0 | 0 | 0 | 0 | 0 | 0 | 0 | 115295.5386 | 0 | 0 | 0 | 0 | 0 | 0 | 0 | 0 | 0 | 0 | 0 | 0 | 0 | 0 | 0
2016-11-05 21:00 | 0 | 0 | 0 | 0 | 0 | 0 | 505976.7686 | 397859 | 0 | 0 | 0 | 0 | 732425.0396 | 3909236.0988 | 0 | 0 | 0 | 0 | 0 | 0 | 0 | 0 | 0 | 0 | 0 | 0 | 0 | 0 | 0 | 108117.7686 | 0 | 0 | 0 | 0 | 0 | 0 | 0 | 0 | 0 | 0 | 0 | 0 | 0 | 0 | 0
2016-11-05 22:00 | 0 | 0 | 0 | 0 | 0 | 0 | 466308.5279 | 405579 | 0 | 0 | 0 | 0 | 793154.5674 | 3909236.0988 | 0 | 0 | 0 | 0 | 0 | 0 | 0 | 0 | 0 | 0 | 0 | 0 | 0 | 0 | 0 | 60729.5279 | 0 | 0 | 0 | 0 | 0 | 0 | 0 | 0 | 0 | 0 | 0 | 0 | 0 | 0 | 0
2016-11-05 23:00 | 0 | 0 | 0 | 0 | 0 | 0 | 323498.2755 | 412819 | 0 | 0 | 0 | 0 | 703833.843 | 3909236.0988 | 0 | 0 | 0 | 0 | 0 | 0 | 0 | 0 | 0 | 0 | 0 | 0 | 0 | 0 | 0 | -89320.7245 | 0 | 0 | 0 | 0 | 0 | 0 | 0 | 0 | 0 | 0 | 0 | 0 | 0 | 0 | 0
2016-11-06 | 0 | 0 | 0 | 0 | 0 | 516547.382 | 44831.5303 | 411564 | 0 | 0 | 0 | 0 | 853648.7553 | 3909236.0988 | 0 | 0 | 0 | 0 | 0 | 0 | 0 | 0 | 0 | 0 | 0 | 0 | 0 | 0 | 0 | 149814.9123 | 0 | 0 | 0 | 0 | 0 | 0 | 0 | 0 | 0 | 0 | 0 | 0 | 0 | 0 | 0
2016-11-06 01:00 | 0 | 0 | 0 | 0 | 0 | 145607.895 | 0 | 404747 | 0 | 0 | 0 | 0 | 594509.6503 | 3909236.0988 | 0 | 0 | 0 | 0 | 0 | 0 | 0 | 0 | 0 | 0 | 0 | 0 | 0 | 0 | 0 | -259139.105 | 0 | 0 | 0 | 0 | 0 | 0 | 0 | 0 | 0 | 0 | 0 | 0 | 0 | 0 | 0
2016-11-06 02:00 | 0 | 0 | 0 | 0 | 0 | 131468.895 | 0 | 390608 | 0 | 0 | 0 | 0 | 335370.5454 | 3909236.0988 | 0 | 0 | 0 | 0 | 0 | 0 | 0 | 0 | 0 | 0 | 0 | 0 | 0 | 0 | 0 | -259139.105 | 0 | 0 | 0 | 0 | 0 | 0 | 0 | 0 | 0 | 0 | 0 | 0 | 0 | 0 | 0
2016-11-06 03:00 | 0 | 0 | 0 | 0 | 0 | 632564.105 | 0 | 373425 | 0 | 0 | 0 | 0 | 594509.6503 | 3909236.0988 | 0 | 0 | 0 | 0 | 0 | 0 | 0 | 0 | 0 | 0 | 0 | 0 | 0 | 0 | 0 | 259139.105 | 0 | 0 | 0 | 0 | 0 | 0 | 0 | 0 | 0 | 0 | 0 | 0 | 0 | 0 | 0
2016-11-06 04:00 | 0 | 0 | 0 | 0 | 0 | 614526.105 | 0 | 355387 | 0 | 0 | 0 | 0 | 853648.7553 | 3909236.0988 | 0 | 0 | 0 | 0 | 0 | 0 | 0 | 0 | 0 | 0 | 0 | 0 | 0 | 0 | 0 | 259139.105 | 0 | 0 | 0 | 0 | 0 | 0 | 0 | 0 | 0 | 0 | 0 | 0 | 0 | 0 | 0
2016-11-06 05:00 | 0 | 0 | 0 | 0 | 0 | 590438.5354 | 0 | 339352 | 0 | 0 | 0 | 0 | 1090469.3091 | 3923502.0804 | 0 | 0 | 0 | 0 | 0 | 0 | 0 | 0 | 0 | 0 | 0 | 0 | 0 | 0 | 0 | 236820.5538 | 14265.9815 | 0 | 0 | 0 | 0 | 0 | 0 | 0 | 0 | 0 | 0 | 0 | 0 | 0 | 0
2016-11-06 06:00 | 0 | 0 | 0 | 0 | 0 | 70244.895 | 0 | 329384 | 0 | 0 | 0 | 0 | 831330.2042 | 3923502.0804 | 0 | 0 | 0 | 0 | 0 | 0 | 0 | 0 | 0 | 0 | 0 | 0 | 0 | 0 | 0 | -259139.105 | 0 | 0 | 0 | 0 | 0 | 0 | 0 | 0 | 0 | 0 | 0 | 0 | 0 | 0 | 0
2016-11-06 07:00 | 0 | 0 | 0 | 0 | 0 | 582098.105 | 0 | 322959 | 0 | 0 | 0 | 0 | 1090469.3091 | 3923502.0804 | 0 | 0 | 0 | 0 | 0 | 0 | 0 | 0 | 0 | 0 | 0 | 0 | 0 | 0 | 0 | 259139.105 | 0 | 0 | 0 | 0 | 0 | 0 | 0 | 0 | 0 | 0 | 0 | 0 | 0 | 0 | 0
2016-11-06 08:00 | 0 | 0 | 0 | 0 | 0 | 61326.895 | 0 | 320466 | 0 | 0 | 0 | 0 | 831330.2042 | 3923502.0804 | 0 | 0 | 0 | 0 | 0 | 0 | 0 | 0 | 0 | 0 | 0 | 0 | 0 | 0 | 0 | -259139.105 | 0 | 0 | 0 | 0 | 0 | 0 | 0 | 0 | 0 | 0 | 0 | 0 | 0 | 0 | 0
2016-11-06 09:00 | 0 | 0 | 0 | 0 | 0 | 62030.895 | 0 | 321170 | 0 | 0 | 0 | 0 | 572191.0992 | 3923502.0804 | 0 | 0 | 0 | 0 | 0 | 0 | 0 | 0 | 0 | 0 | 0 | 0 | 0 | 0 | 0 | -259139.105 | 0 | 0 | 0 | 0 | 0 | 0 | 0 | 0 | 0 | 0 | 0 | 0 | 0 | 0 | 0
2016-11-06 10:00 | 0 | 0 | 0 | 0 | 0 | 530954.2157 | 0 | 325728 | 0 | 0 | 0 | 0 | 777417.3149 | 3923502.0804 | 0 | 0 | 0 | 0 | 0 | 0 | 0 | 0 | 0 | 0 | 0 | 0 | 0 | 0 | 0 | 205226.2157 | 0 | 0 | 0 | 0 | 0 | 0 | 0 | 0 | 0 | 0 | 0 | 0 | 0 | 0 | 0
2016-11-06 11:00 | 0 | 0 | 0 | 0 | 0 | 73484.895 | 0 | 332624 | 0 | 0 | 0 | 0 | 518278.2099 | 3923502.0804 | 0 | 0 | 0 | 0 | 0 | 0 | 0 | 0 | 0 | 0 | 0 | 0 | 0 | 0 | 0 | -259139.105 | 0 | 0 | 0 | 0 | 0 | 0 | 0 | 0 | 0 | 0 | 0 | 0 | 0 | 0 | 0
2016-11-06 12:00 | 0 | 0 | 0 | 0 | 0 | 86219.895 | 0 | 345359 | 0 | 0 | 0 | 0 | 259139.105 | 3923502.0804 | 0 | 0 | 0 | 0 | 0 | 0 | 0 | 0 | 0 | 0 | 0 | 0 | 0 | 0 | 0 | -259139.105 | 0 | 0 | 0 | 0 | 0 | 0 | 0 | 0 | 0 | 0 | 0 | 0 | 0 | 0 | 0
2016-11-06 13:00 | 0 | 0 | 0 | 0 | 0 | 98039.5287 | 42.3664 | 357221 | 0 | 0 | 0 | 0 | 0 | 3923502.0804 | 0 | 0 | 0 | 0 | 0 | 0 | 0 | 0 | 0 | 0 | 0 | 0 | 0 | 0 | 0 | -259139.105 | 0 | 0 | 0 | 0 | 0 | 0 | 0 | 0 | 0 | 0 | 0 | 0 | 0 | 0 | 0
2016-11-06 14:00 | 0 | 0 | 0 | 0 | 0 | 382071.7581 | 88491.0161 | 367391 | 0 | 0 | 0 | 0 | 103171.7742 | 3923502.0804 | 0 | 0 | 0 | 0 | 0 | 0 | 0 | 0 | 0 | 0 | 0 | 0 | 0 | 0 | 0 | 103171.7742 | 0 | 0 | 0 | 0 | 0 | 0 | 0 | 0 | 0 | 0 | 0 | 0 | 0 | 0 | 0
2016-11-06 15:00 | 0 | 0 | 0 | 0 | 0 | 0 | 434203.4511 | 373236 | 0 | 0 | 0 | 0 | 164139.2252 | 3923502.0804 | 0 | 0 | 0 | 0 | 0 | 0 | 0 | 0 | 0 | 0 | 0 | 0 | 0 | 0 | 0 | 60967.4511 | 0 | 0 | 0 | 0 | 0 | 0 | 0 | 0 | 0 | 0 | 0 | 0 | 0 | 0 | 0
2016-11-06 16:00 | 0 | 0 | 0 | 0 | 0 | 80060.6169 | 556947.4881 | 377869 | 0 | 0 | 0 | 0 | 423278.3302 | 3923502.0804 | 0 | 0 | 0 | 0 | 0 | 0 | 0 | 0 | 0 | 0 | 0 | 0 | 0 | 0 | 0 | 259139.105 | 0 | 0 | 0 | 0 | 0 | 0 | 0 | 0 | 0 | 0 | 0 | 0 | 0 | 0 | 0
2016-11-06 17:00 | 0 | 0 | 0 | 0 | 0 | 0 | 562749.2764 | 381108 | 0 | 0 | 0 | 0 | 604919.6066 | 3923502.0804 | 0 | 0 | 0 | 0 | 0 | 0 | 0 | 0 | 0 | 0 | 0 | 0 | 0 | 0 | 0 | 181641.2764 | 0 | 0 | 0 | 0 | 0 | 0 | 0 | 0 | 0 | 0 | 0 | 0 | 0 | 0 | 0
2016-11-06 18:00 | 0 | 0 | 0 | 0 | 0 | 0 | 547883.7602 | 384402 | 0 | 0 | 0 | 0 | 768401.3668 | 3923502.0804 | 0 | 0 | 0 | 0 | 0 | 0 | 0 | 0 | 0 | 0 | 0 | 0 | 0 | 0 | 0 | 163481.7602 | 0 | 0 | 0 | 0 | 0 | 0 | 0 | 0 | 0 | 0 | 0 | 0 | 0 | 0 | 0
2016-11-06 19:00 | 0 | 0 | 0 | 0 | 0 | 0 | 545603.9842 | 386938 | 0 | 0 | 0 | 0 | 927067.351 | 3923502.0804 | 0 | 0 | 0 | 0 | 0 | 0 | 0 | 0 | 0 | 0 | 0 | 0 | 0 | 0 | 0 | 158665.9842 | 0 | 0 | 0 | 0 | 0 | 0 | 0 | 0 | 0 | 0 | 0 | 0 | 0 | 0 | 0
2016-11-06 20:00 | 0 | 0 | 0 | 0 | 0 | 88883.4093 | 561100.6957 | 390845 | 0 | 0 | 0 | 0 | 1186206.456 | 3923502.0804 | 0 | 0 | 0 | 0 | 0 | 0 | 0 | 0 | 0 | 0 | 0 | 0 | 0 | 0 | 0 | 259139.105 | 0 | 0 | 0 | 0 | 0 | 0 | 0 | 0 | 0 | 0 | 0 | 0 | 0 | 0 | 0
2016-11-06 21:00 | 0 | 0 | 0 | 0 | 0 | 0 | 584563.4135 | 400236 | 0 | 0 | 0 | 0 | 1370533.8694 | 3923502.0804 | 0 | 0 | 0 | 0 | 0 | 0 | 0 | 0 | 0 | 0 | 0 | 0 | 0 | 0 | 0 | 184327.4135 | 0 | 0 | 0 | 0 | 0 | 0 | 0 | 0 | 0 | 0 | 0 | 0 | 0 | 0 | 0
2016-11-06 22:00 | 0 | 0 | 0 | 0 | 0 | 0 | 552666.7969 | 410590 | 0 | 0 | 0 | 0 | 1512610.6664 | 3923502.0804 | 0 | 0 | 0 | 0 | 0 | 0 | 0 | 0 | 0 | 0 | 0 | 0 | 0 | 0 | 0 | 142076.7969 | 0 | 0 | 0 | 0 | 0 | 0 | 0 | 0 | 0 | 0 | 0 | 0 | 0 | 0 | 0
2016-11-06 23:00 | 0 | 0 | 0 | 0 | 0 | 0 | 355867.67 | 420573 | 0 | 0 | 0 | 0 | 1447905.3364 | 3923502.0804 | 0 | 0 | 0 | 0 | 0 | 0 | 0 | 0 | 0 | 0 | 0 | 0 | 0 | 0 | 0 | -64705.33 | 0 | 0 | 0 | 0 | 0 | 0 | 0 | 0 | 0 | 0 | 0 | 0 | 0 | 0 | 0
2016-11-07 | 0 | 0 | 0 | 0 | 0 | 659716.4738 | 36241.6127 | 422553 | 0 | 0 | 0 | 0 | 1707044.4413 | 3937768.0619 | 0 | 0 | 0 | 0 | 0 | 0 | 0 | 0 | 0 | 0 | 0 | 0 | 0 | 0 | 0 | 259139.105 | 14265.9815 | 0 | 0 | 0 | 0 | 0 | 0 | 0 | 0 | 0 | 0 | 0 | 0 | 0 | 0
2016-11-07 01:00 | 0 | 0 | 0 | 0 | 0 | 676187.105 | 0 | 417048 | 0 | 0 | 0 | 0 | 1966183.5463 | 3937768.0619 | 0 | 0 | 0 | 0 | 0 | 0 | 0 | 0 | 0 | 0 | 0 | 0 | 0 | 0 | 0 | 259139.105 | 0 | 0 | 0 | 0 | 0 | 0 | 0 | 0 | 0 | 0 | 0 | 0 | 0 | 0 | 0
2016-11-07 02:00 | 0 | 0 | 0 | 0 | 0 | 660242.105 | 0 | 401103 | 0 | 0 | 0 | 0 | 2225322.6512 | 3937768.0619 | 0 | 0 | 0 | 0 | 0 | 0 | 0 | 0 | 0 | 0 | 0 | 0 | 0 | 0 | 0 | 259139.105 | 0 | 0 | 0 | 0 | 0 | 0 | 0 | 0 | 0 | 0 | 0 | 0 | 0 | 0 | 0
2016-11-07 03:00 | 0 | 0 | 0 | 0 | 0 | 642383.105 | 0 | 383244 | 0 | 0 | 0 | 0 | 2484461.7562 | 3937768.0619 | 0 | 0 | 0 | 0 | 0 | 0 | 0 | 0 | 0 | 0 | 0 | 0 | 0 | 0 | 0 | 259139.105 | 0 | 0 | 0 | 0 | 0 | 0 | 0 | 0 | 0 | 0 | 0 | 0 | 0 | 0 | 0
2016-11-07 04:00 | 0 | 0 | 0 | 0 | 0 | 542698.2859 | 0 | 364444 | 0 | 0 | 0 | 0 | 2662716.0421 | 3937768.0619 | 0 | 0 | 0 | 0 | 0 | 0 | 0 | 0 | 0 | 0 | 0 | 0 | 0 | 0 | 0 | 178254.2859 | 0 | 0 | 0 | 0 | 0 | 0 | 0 | 0 | 0 | 0 | 0 | 0 | 0 | 0 | 0
2016-11-07 05:00 | 0 | 0 | 0 | 0 | 0 | 89195.895 | 0 | 348335 | 0 | 0 | 0 | 0 | 2403576.9372 | 3937768.0619 | 0 | 0 | 0 | 0 | 0 | 0 | 0 | 0 | 0 | 0 | 0 | 0 | 0 | 0 | 0 | -259139.105 | 0 | 0 | 0 | 0 | 0 | 0 | 0 | 0 | 0 | 0 | 0 | 0 | 0 | 0 | 0
2016-11-07 06:00 | 0 | 0 | 0 | 0 | 0 | 586232.3129 | 0 | 336181 | 0 | 0 | 0 | 0 | 2653628.25 | 3937768.0619 | 0 | 0 | 0 | 0 | 0 | 0 | 0 | 0 | 0 | 0 | 0 | 0 | 0 | 0 | 0 | 250051.3129 | 0 | 0 | 0 | 0 | 0 | 0 | 0 | 0 | 0 | 0 | 0 | 0 | 0 | 0 | 0
2016-11-07 07:00 | 0 | 0 | 0 | 0 | 0 | 70257.895 | 0 | 329397 | 0 | 0 | 0 | 0 | 2394489.1451 | 3937768.0619 | 0 | 0 | 0 | 0 | 0 | 0 | 0 | 0 | 0 | 0 | 0 | 0 | 0 | 0 | 0 | -259139.105 | 0 | 0 | 0 | 0 | 0 | 0 | 0 | 0 | 0 | 0 | 0 | 0 | 0 | 0 | 0
2016-11-07 08:00 | 0 | 0 | 0 | 0 | 0 | 68468.895 | 0 | 327608 | 0 | 0 | 0 | 0 | 2135350.0401 | 3937768.0619 | 0 | 0 | 0 | 0 | 0 | 0 | 0 | 0 | 0 | 0 | 0 | 0 | 0 | 0 | 0 | -259139.105 | 0 | 0 | 0 | 0 | 0 | 0 | 0 | 0 | 0 | 0 | 0 | 0 | 0 | 0 | 0
2016-11-07 09:00 | 0 | 0 | 0 | 0 | 0 | 71907.895 | 0 | 331047 | 0 | 0 | 0 | 0 | 1876210.9352 | 3937768.0619 | 0 | 0 | 0 | 0 | 0 | 0 | 0 | 0 | 0 | 0 | 0 | 0 | 0 | 0 | 0 | -259139.105 | 0 | 0 | 0 | 0 | 0 | 0 | 0 | 0 | 0 | 0 | 0 | 0 | 0 | 0 | 0
2016-11-07 10:00 | 0 | 0 | 0 | 0 | 0 | 86493.895 | 0 | 345633 | 0 | 0 | 0 | 0 | 1617071.8302 | 3937768.0619 | 0 | 0 | 0 | 0 | 0 | 0 | 0 | 0 | 0 | 0 | 0 | 0 | 0 | 0 | 0 | -259139.105 | 0 | 0 | 0 | 0 | 0 | 0 | 0 | 0 | 0 | 0 | 0 | 0 | 0 | 0 | 0
2016-11-07 11:00 | 0 | 0 | 0 | 0 | 0 | 466269.3539 | 0 | 376476 | 0 | 0 | 0 | 0 | 1706865.1841 | 3937768.0619 | 0 | 0 | 0 | 0 | 0 | 0 | 0 | 0 | 0 | 0 | 0 | 0 | 0 | 0 | 0 | 89793.3539 | 0 | 0 | 0 | 0 | 0 | 0 | 0 | 0 | 0 | 0 | 0 | 0 | 0 | 0 | 0
2016-11-07 12:00 | 0 | 0 | 0 | 0 | 0 | 143543.895 | 0 | 402683 | 0 | 0 | 0 | 0 | 1447726.0792 | 3937768.0619 | 0 | 0 | 0 | 0 | 0 | 0 | 0 | 0 | 0 | 0 | 0 | 0 | 0 | 0 | 0 | -259139.105 | 0 | 0 | 0 | 0 | 0 | 0 | 0 | 0 | 0 | 0 | 0 | 0 | 0 | 0 | 0
2016-11-07 13:00 | 0 | 0 | 0 | 0 | 0 | 419467.5543 | 101.9893 | 414736 | 0 | 0 | 0 | 0 | 1452559.6228 | 3937768.0619 | 0 | 0 | 0 | 0 | 0 | 0 | 0 | 0 | 0 | 0 | 0 | 0 | 0 | 0 | 0 | 4833.5437 | 0 | 0 | 0 | 0 | 0 | 0 | 0 | 0 | 0 | 0 | 0 | 0 | 0 | 0 | 0
2016-11-07 14:00 | 0 | 0 | 0 | 0 | 0 | 283789.1927 | 194629.8373 | 421647 | 0 | 0 | 0 | 0 | 1509331.6528 | 3937768.0619 | 0 | 0 | 0 | 0 | 0 | 0 | 0 | 0 | 0 | 0 | 0 | 0 | 0 | 0 | 0 | 56772.03 | 0 | 0 | 0 | 0 | 0 | 0 | 0 | 0 | 0 | 0 | 0 | 0 | 0 | 0 | 0
2016-11-07 15:00 | 0 | 0 | 0 | 0 | 0 | 0 | 480632.8785 | 426656 | 0 | 0 | 0 | 0 | 1563308.5313 | 3937768.0619 | 0 | 0 | 0 | 0 | 0 | 0 | 0 | 0 | 0 | 0 | 0 | 0 | 0 | 0 | 0 | 53976.8785 | 0 | 0 | 0 | 0 | 0 | 0 | 0 | 0 | 0 | 0 | 0 | 0 | 0 | 0 | 0
2016-11-07 16:00 | 0 | 0 | 0 | 0 | 0 | 0 | 609268.9805 | 428919 | 0 | 0 | 0 | 0 | 1743658.5118 | 3937768.0619 | 0 | 0 | 0 | 0 | 0 | 0 | 0 | 0 | 0 | 0 | 0 | 0 | 0 | 0 | 0 | 180349.9805 | 0 | 0 | 0 | 0 | 0 | 0 | 0 | 0 | 0 | 0 | 0 | 0 | 0 | 0 | 0
2016-11-07 17:00 | 0 | 0 | 0 | 0 | 0 | 0 | 627199.8634 | 430687 | 0 | 0 | 0 | 0 | 1940171.3752 | 3937768.0619 | 0 | 0 | 0 | 0 | 0 | 0 | 0 | 0 | 0 | 0 | 0 | 0 | 0 | 0 | 0 | 196512.8634 | 0 | 0 | 0 | 0 | 0 | 0 | 0 | 0 | 0 | 0 | 0 | 0 | 0 | 0 | 0
2016-11-07 18:00 | 0 | 0 | 0 | 0 | 0 | 0 | 611480.7325 | 432362 | 0 | 0 | 0 | 0 | 2119290.1077 | 3937768.0619 | 0 | 0 | 0 | 0 | 0 | 0 | 0 | 0 | 0 | 0 | 0 | 0 | 0 | 0 | 0 | 179118.7325 | 0 | 0 | 0 | 0 | 0 | 0 | 0 | 0 | 0 | 0 | 0 | 0 | 0 | 0 | 0
2016-11-07 19:00 | 0 | 0 | 0 | 0 | 0 | 0 | 600202.3324 | 433968 | 0 | 0 | 0 | 0 | 2285524.4401 | 3937768.0619 | 0 | 0 | 0 | 0 | 0 | 0 | 0 | 0 | 0 | 0 | 0 | 0 | 0 | 0 | 0 | 166234.3324 | 0 | 0 | 0 | 0 | 0 | 0 | 0 | 0 | 0 | 0 | 0 | 0 | 0 | 0 | 0
2016-11-07 20:00 | 0 | 0 | 0 | 0 | 0 | 0 | 615142.7989 | 434391 | 0 | 0 | 0 | 0 | 2466276.239 | 3937768.0619 | 0 | 0 | 0 | 0 | 0 | 0 | 0 | 0 | 0 | 0 | 0 | 0 | 0 | 0 | 0 | 180751.7989 | 0 | 0 | 0 | 0 | 0 | 0 | 0 | 0 | 0 | 0 | 0 | 0 | 0 | 0 | 0
2016-11-07 21:00 | 0 | 0 | 0 | 0 | 0 | 0 | 640002.2975 | 437060 | 0 | 0 | 0 | 0 | 2669218.5365 | 3937768.0619 | 0 | 0 | 0 | 0 | 0 | 0 | 0 | 0 | 0 | 0 | 0 | 0 | 0 | 0 | 0 | 202942.2975 | 0 | 0 | 0 | 0 | 0 | 0 | 0 | 0 | 0 | 0 | 0 | 0 | 0 | 0 | 0
2016-11-07 22:00 | 0 | 0 | 0 | 0 | 0 | 0 | 605807.4012 | 448643 | 0 | 0 | 0 | 0 | 2826382.9377 | 3937768.0619 | 0 | 0 | 0 | 0 | 0 | 0 | 0 | 0 | 0 | 0 | 0 | 0 | 0 | 0 | 0 | 157164.4012 | 0 | 0 | 0 | 0 | 0 | 0 | 0 | 0 | 0 | 0 | 0 | 0 | 0 | 0 | 0
2016-11-07 23:00 | 0 | 0 | 0 | 0 | 0 | 0 | 383811.0453 | 460712 | 0 | 0 | 0 | 0 | 2749481.983 | 3937768.0619 | 0 | 0 | 0 | 0 | 0 | 0 | 0 | 0 | 0 | 0 | 0 | 0 | 0 | 0 | 0 | -76900.9547 | 0 | 0 | 0 | 0 | 0 | 0 | 0 | 0 | 0 | 0 | 0 | 0 | 0 | 0 | 0
2016-11-08 | 0 | 0 | 0 | 0 | 0 | 443665.7405 | 36705.8957 | 460750 | 0 | 0 | 0 | 0 | 2769103.6191 | 3937768.0619 | 0 | 0 | 0 | 0 | 0 | 0 | 0 | 0 | 0 | 0 | 0 | 0 | 0 | 0 | 0 | 19621.6361 | 0 | 0 | 0 | 0 | 0 | 0 | 0 | 0 | 0 | 0 | 0 | 0 | 0 | 0 | 0
2016-11-08 01:00 | 0 | 0 | 0 | 0 | 0 | 449882.4473 | 0 | 454242 | 0 | 0 | 0 | 0 | 2764744.0664 | 3937768.0619 | 0 | 0 | 0 | 0 | 0 | 0 | 0 | 0 | 0 | 0 | 0 | 0 | 0 | 0 | 0 | -4359.5527 | 0 | 0 | 0 | 0 | 0 | 0 | 0 | 0 | 0 | 0 | 0 | 0 | 0 | 0 | 0
2016-11-08 02:00 | 0 | 0 | 0 | 0 | 0 | 435067.612 | 0 | 437320 | 0 | 0 | 0 | 0 | 2762491.6784 | 3937768.0619 | 0 | 0 | 0 | 0 | 0 | 0 | 0 | 0 | 0 | 0 | 0 | 0 | 0 | 0 | 0 | -2252.388 | 0 | 0 | 0 | 0 | 0 | 0 | 0 | 0 | 0 | 0 | 0 | 0 | 0 | 0 | 0
2016-11-08 03:00 | 0 | 0 | 0 | 0 | 0 | 169677.8766 | 0 | 414551 | 0 | 0 | 0 | 0 | 2503352.5734 | 3952034.0434 | 0 | 0 | 0 | 0 | 0 | 0 | 0 | 0 | 0 | 0 | 0 | 0 | 0 | 0 | 0 | -259139.105 | 14265.9815 | 0 | 0 | 0 | 0 | 0 | 0 | 0 | 0 | 0 | 0 | 0 | 0 | 0 | 0
2016-11-08 04:00 | 0 | 0 | 0 | 0 | 0 | 413448.537 | 0 | 390965 | 0 | 0 | 0 | 0 | 2525836.1104 | 3952034.0434 | 0 | 0 | 0 | 0 | 0 | 0 | 0 | 0 | 0 | 0 | 0 | 0 | 0 | 0 | 0 | 22483.537 | 0 | 0 | 0 | 0 | 0 | 0 | 0 | 0 | 0 | 0 | 0 | 0 | 0 | 0 | 0
2016-11-08 05:00 | 0 | 0 | 0 | 0 | 0 | 125216.8766 | 0 | 370090 | 0 | 0 | 0 | 0 | 2266697.0055 | 3966300.025 | 0 | 0 | 0 | 0 | 0 | 0 | 0 | 0 | 0 | 0 | 0 | 0 | 0 | 0 | 0 | -259139.105 | 14265.9815 | 0 | 0 | 0 | 0 | 0 | 0 | 0 | 0 | 0 | 0 | 0 | 0 | 0 | 0
2016-11-08 06:00 | 0 | 0 | 0 | 0 | 0 | 414456.078 | 0 | 355713 | 0 | 0 | 0 | 0 | 2325440.0834 | 3966300.025 | 0 | 0 | 0 | 0 | 0 | 0 | 0 | 0 | 0 | 0 | 0 | 0 | 0 | 0 | 0 | 58743.078 | 0 | 0 | 0 | 0 | 0 | 0 | 0 | 0 | 0 | 0 | 0 | 0 | 0 | 0 | 0
2016-11-08 07:00 | 0 | 0 | 0 | 0 | 0 | 420565.4871 | 0 | 346507 | 0 | 0 | 0 | 0 | 2385232.589 | 3980566.0065 | 0 | 0 | 0 | 0 | 0 | 0 | 0 | 0 | 0 | 0 | 0 | 0 | 0 | 0 | 0 | 59792.5056 | 14265.9815 | 0 | 0 | 0 | 0 | 0 | 0 | 0 | 0 | 0 | 0 | 0 | 0 | 0 | 0
2016-11-08 08:00 | 0 | 0 | 0 | 0 | 0 | 83439.895 | 0 | 342579 | 0 | 0 | 0 | 0 | 2126093.4841 | 3980566.0065 | 0 | 0 | 0 | 0 | 0 | 0 | 0 | 0 | 0 | 0 | 0 | 0 | 0 | 0 | 0 | -259139.105 | 0 | 0 | 0 | 0 | 0 | 0 | 0 | 0 | 0 | 0 | 0 | 0 | 0 | 0 | 0
2016-11-08 09:00 | 0 | 0 | 0 | 0 | 0 | 84590.895 | 0 | 343730 | 0 | 0 | 0 | 0 | 1866954.3791 | 3980566.0065 | 0 | 0 | 0 | 0 | 0 | 0 | 0 | 0 | 0 | 0 | 0 | 0 | 0 | 0 | 0 | -259139.105 | 0 | 0 | 0 | 0 | 0 | 0 | 0 | 0 | 0 | 0 | 0 | 0 | 0 | 0 | 0
2016-11-08 10:00 | 0 | 0 | 0 | 0 | 0 | 434613.0771 | 0 | 356009 | 0 | 0 | 0 | 0 | 1945558.4562 | 3980566.0065 | 0 | 0 | 0 | 0 | 0 | 0 | 0 | 0 | 0 | 0 | 0 | 0 | 0 | 0 | 0 | 78604.0771 | 0 | 0 | 0 | 0 | 0 | 0 | 0 | 0 | 0 | 0 | 0 | 0 | 0 | 0 | 0
2016-11-08 11:00 | 0 | 0 | 0 | 0 | 0 | 123820.895 | 0 | 382960 | 0 | 0 | 0 | 0 | 1686419.3513 | 3980566.0065 | 0 | 0 | 0 | 0 | 0 | 0 | 0 | 0 | 0 | 0 | 0 | 0 | 0 | 0 | 0 | -259139.105 | 0 | 0 | 0 | 0 | 0 | 0 | 0 | 0 | 0 | 0 | 0 | 0 | 0 | 0 | 0
2016-11-08 12:00 | 0 | 0 | 0 | 0 | 0 | 148292.895 | 0 | 407432 | 0 | 0 | 0 | 0 | 1427280.2463 | 3980566.0065 | 0 | 0 | 0 | 0 | 0 | 0 | 0 | 0 | 0 | 0 | 0 | 0 | 0 | 0 | 0 | -259139.105 | 0 | 0 | 0 | 0 | 0 | 0 | 0 | 0 | 0 | 0 | 0 | 0 | 0 | 0 | 0
2016-11-08 13:00 | 0 | 0 | 0 | 0 | 0 | 424479.4828 | 63.3429 | 417824 | 0 | 0 | 0 | 0 | 1433999.072 | 3980566.0065 | 0 | 0 | 0 | 0 | 0 | 0 | 0 | 0 | 0 | 0 | 0 | 0 | 0 | 0 | 0 | 6718.8257 | 0 | 0 | 0 | 0 | 0 | 0 | 0 | 0 | 0 | 0 | 0 | 0 | 0 | 0 | 0
2016-11-08 14:00 | 0 | 0 | 0 | 0 | 0 | 0 | 204814.1822 | 423057 | 0 | 0 | 0 | 0 | 1215756.2542 | 3980566.0065 | 0 | 0 | 0 | 0 | 0 | 0 | 0 | 0 | 0 | 0 | 0 | 0 | 0 | 0 | 0 | -218242.8178 | 0 | 0 | 0 | 0 | 0 | 0 | 0 | 0 | 0 | 0 | 0 | 0 | 0 | 0 | 0
2016-11-08 15:00 | 0 | 0 | 0 | 0 | 0 | 0 | 562723.4991 | 425691 | 0 | 0 | 0 | 0 | 1352788.7532 | 3980566.0065 | 0 | 0 | 0 | 0 | 0 | 0 | 0 | 0 | 0 | 0 | 0 | 0 | 0 | 0 | 0 | 137032.4991 | 0 | 0 | 0 | 0 | 0 | 0 | 0 | 0 | 0 | 0 | 0 | 0 | 0 | 0 | 0
2016-11-08 16:00 | 0 | 0 | 0 | 0 | 0 | 0 | 674565.5613 | 426448 | 0 | 0 | 0 | 0 | 1600906.3145 | 3980566.0065 | 0 | 0 | 0 | 0 | 0 | 0 | 0 | 0 | 0 | 0 | 0 | 0 | 0 | 0 | 0 | 248117.5613 | 0 | 0 | 0 | 0 | 0 | 0 | 0 | 0 | 0 | 0 | 0 | 0 | 0 | 0 | 0
2016-11-08 17:00 | 0 | 0 | 0 | 0 | 0 | 0 | 660561.8519 | 426886 | 0 | 0 | 0 | 0 | 1834582.1665 | 3980566.0065 | 0 | 0 | 0 | 0 | 0 | 0 | 0 | 0 | 0 | 0 | 0 | 0 | 0 | 0 | 0 | 233675.8519 | 0 | 0 | 0 | 0 | 0 | 0 | 0 | 0 | 0 | 0 | 0 | 0 | 0 | 0 | 0
2016-11-08 18:00 | 0 | 0 | 0 | 0 | 0 | 0 | 622428.4051 | 428327 | 0 | 0 | 0 | 0 | 2028683.5716 | 3980566.0065 | 0 | 0 | 0 | 0 | 0 | 0 | 0 | 0 | 0 | 0 | 0 | 0 | 0 | 0 | 0 | 194101.4051 | 0 | 0 | 0 | 0 | 0 | 0 | 0 | 0 | 0 | 0 | 0 | 0 | 0 | 0 | 0
2016-11-08 19:00 | 0 | 0 | 0 | 0 | 0 | 0 | 606134.5111 | 429072 | 0 | 0 | 0 | 0 | 2205746.0827 | 3980566.0065 | 0 | 0 | 0 | 0 | 0 | 0 | 0 | 0 | 0 | 0 | 0 | 0 | 0 | 0 | 0 | 177062.5111 | 0 | 0 | 0 | 0 | 0 | 0 | 0 | 0 | 0 | 0 | 0 | 0 | 0 | 0 | 0
2016-11-08 20:00 | 0 | 0 | 0 | 0 | 0 | 0 | 618873.4193 | 429520 | 0 | 0 | 0 | 0 | 2395099.5019 | 3980566.0065 | 0 | 0 | 0 | 0 | 0 | 0 | 0 | 0 | 0 | 0 | 0 | 0 | 0 | 0 | 0 | 189353.4193 | 0 | 0 | 0 | 0 | 0 | 0 | 0 | 0 | 0 | 0 | 0 | 0 | 0 | 0 | 0
2016-11-08 21:00 | 0 | 0 | 0 | 0 | 0 | 0 | 653538.0752 | 432640 | 0 | 0 | 0 | 0 | 2615997.5771 | 3980566.0065 | 0 | 0 | 0 | 0 | 0 | 0 | 0 | 0 | 0 | 0 | 0 | 0 | 0 | 0 | 0 | 220898.0752 | 0 | 0 | 0 | 0 | 0 | 0 | 0 | 0 | 0 | 0 | 0 | 0 | 0 | 0 | 0
2016-11-08 22:00 | 0 | 0 | 0 | 0 | 0 | 69197.9962 | 635719.1088 | 445778 | 0 | 0 | 0 | 0 | 2875136.6821 | 3980566.0065 | 0 | 0 | 0 | 0 | 0 | 0 | 0 | 0 | 0 | 0 | 0 | 0 | 0 | 0 | 0 | 259139.105 | 0 | 0 | 0 | 0 | 0 | 0 | 0 | 0 | 0 | 0 | 0 | 0 | 0 | 0 | 0
2016-11-08 23:00 | 0 | 0 | 0 | 0 | 0 | 0 | 391299.2662 | 457394 | 0 | 0 | 0 | 0 | 2809041.9483 | 3980566.0065 | 0 | 0 | 0 | 0 | 0 | 0 | 0 | 0 | 0 | 0 | 0 | 0 | 0 | 0 | 0 | -66094.7338 | 0 | 0 | 0 | 0 | 0 | 0 | 0 | 0 | 0 | 0 | 0 | 0 | 0 | 0 | 0
2016-11-09 | 0 | 0 | 0 | 0 | 0 | 505545.0284 | 37852.568 | 457668 | 0 | 0 | 0 | 0 | 2894771.5446 | 3980566.0065 | 0 | 0 | 0 | 0 | 0 | 0 | 0 | 0 | 0 | 0 | 0 | 0 | 0 | 0 | 0 | 85729.5963 | 0 | 0 | 0 | 0 | 0 | 0 | 0 | 0 | 0 | 0 | 0 | 0 | 0 | 0 | 0
2016-11-09 01:00 | 0 | 0 | 0 | 0 | 0 | 191895.895 | 0 | 451035 | 0 | 0 | 0 | 0 | 2635632.4397 | 3980566.0065 | 0 | 0 | 0 | 0 | 0 | 0 | 0 | 0 | 0 | 0 | 0 | 0 | 0 | 0 | 0 | -259139.105 | 0 | 0 | 0 | 0 | 0 | 0 | 0 | 0 | 0 | 0 | 0 | 0 | 0 | 0 | 0
2016-11-09 02:00 | 0 | 0 | 0 | 0 | 0 | 550142.0228 | 0 | 434243 | 0 | 0 | 0 | 0 | 2751531.4624 | 3980566.0065 | 0 | 0 | 0 | 0 | 0 | 0 | 0 | 0 | 0 | 0 | 0 | 0 | 0 | 0 | 0 | 115899.0228 | 0 | 0 | 0 | 0 | 0 | 0 | 0 | 0 | 0 | 0 | 0 | 0 | 0 | 0 | 0
2016-11-09 03:00 | 0 | 0 | 0 | 0 | 0 | 165587.8766 | 0 | 410461 | 0 | 0 | 0 | 0 | 2492392.3575 | 3994831.988 | 0 | 0 | 0 | 0 | 0 | 0 | 0 | 0 | 0 | 0 | 0 | 0 | 0 | 0 | 0 | -259139.105 | 14265.9815 | 0 | 0 | 0 | 0 | 0 | 0 | 0 | 0 | 0 | 0 | 0 | 0 | 0 | 0
2016-11-09 04:00 | 0 | 0 | 0 | 0 | 0 | 128916.895 | 0 | 388056 | 0 | 0 | 0 | 0 | 2233253.2525 | 3994831.988 | 0 | 0 | 0 | 0 | 0 | 0 | 0 | 0 | 0 | 0 | 0 | 0 | 0 | 0 | 0 | -259139.105 | 0 | 0 | 0 | 0 | 0 | 0 | 0 | 0 | 0 | 0 | 0 | 0 | 0 | 0 | 0
2016-11-09 05:00 | 0 | 0 | 0 | 0 | 0 | 112330.895 | 0 | 371470 | 0 | 0 | 0 | 0 | 1974114.1476 | 3994831.988 | 0 | 0 | 0 | 0 | 0 | 0 | 0 | 0 | 0 | 0 | 0 | 0 | 0 | 0 | 0 | -259139.105 | 0 | 0 | 0 | 0 | 0 | 0 | 0 | 0 | 0 | 0 | 0 | 0 | 0 | 0 | 0
2016-11-09 06:00 | 0 | 0 | 0 | 0 | 0 | 97674.895 | 0 | 356814 | 0 | 0 | 0 | 0 | 1714975.0426 | 3994831.988 | 0 | 0 | 0 | 0 | 0 | 0 | 0 | 0 | 0 | 0 | 0 | 0 | 0 | 0 | 0 | -259139.105 | 0 | 0 | 0 | 0 | 0 | 0 | 0 | 0 | 0 | 0 | 0 | 0 | 0 | 0 | 0
2016-11-09 07:00 | 0 | 0 | 0 | 0 | 0 | 85916.895 | 0 | 345056 | 0 | 0 | 0 | 0 | 1455835.9377 | 3994831.988 | 0 | 0 | 0 | 0 | 0 | 0 | 0 | 0 | 0 | 0 | 0 | 0 | 0 | 0 | 0 | -259139.105 | 0 | 0 | 0 | 0 | 0 | 0 | 0 | 0 | 0 | 0 | 0 | 0 | 0 | 0 | 0
2016-11-09 08:00 | 0 | 0 | 0 | 0 | 0 | 470223.7111 | 0 | 338487 | 0 | 0 | 0 | 0 | 1573306.6672 | 4009097.9696 | 0 | 0 | 0 | 0 | 0 | 0 | 0 | 0 | 0 | 0 | 0 | 0 | 0 | 0 | 0 | 117470.7295 | 14265.9815 | 0 | 0 | 0 | 0 | 0 | 0 | 0 | 0 | 0 | 0 | 0 | 0 | 0 | 0
2016-11-09 09:00 | 0 | 0 | 0 | 0 | 0 | 462002.9835 | 0 | 338307 | 0 | 0 | 0 | 0 | 1697002.6507 | 4009097.9696 | 0 | 0 | 0 | 0 | 0 | 0 | 0 | 0 | 0 | 0 | 0 | 0 | 0 | 0 | 0 | 123695.9835 | 0 | 0 | 0 | 0 | 0 | 0 | 0 | 0 | 0 | 0 | 0 | 0 | 0 | 0 | 0
2016-11-09 10:00 | 0 | 0 | 0 | 0 | 0 | 89462.895 | 0 | 348602 | 0 | 0 | 0 | 0 | 1437863.5458 | 4009097.9696 | 0 | 0 | 0 | 0 | 0 | 0 | 0 | 0 | 0 | 0 | 0 | 0 | 0 | 0 | 0 | -259139.105 | 0 | 0 | 0 | 0 | 0 | 0 | 0 | 0 | 0 | 0 | 0 | 0 | 0 | 0 | 0
2016-11-09 11:00 | 0 | 0 | 0 | 0 | 0 | 130958.8766 | 0 | 375832 | 0 | 0 | 0 | 0 | 1178724.4408 | 4023363.9511 | 0 | 0 | 0 | 0 | 0 | 0 | 0 | 0 | 0 | 0 | 0 | 0 | 0 | 0 | 0 | -259139.105 | 14265.9815 | 0 | 0 | 0 | 0 | 0 | 0 | 0 | 0 | 0 | 0 | 0 | 0 | 0 | 0
2016-11-09 12:00 | 0 | 0 | 0 | 0 | 0 | 141629.895 | 0 | 400769 | 0 | 0 | 0 | 0 | 919585.3359 | 4023363.9511 | 0 | 0 | 0 | 0 | 0 | 0 | 0 | 0 | 0 | 0 | 0 | 0 | 0 | 0 | 0 | -259139.105 | 0 | 0 | 0 | 0 | 0 | 0 | 0 | 0 | 0 | 0 | 0 | 0 | 0 | 0 | 0
2016-11-09 13:00 | 0 | 0 | 0 | 0 | 0 | 452800.7334 | 20.3565 | 413065 | 0 | 0 | 0 | 0 | 959341.4258 | 4023363.9511 | 0 | 0 | 0 | 0 | 0 | 0 | 0 | 0 | 0 | 0 | 0 | 0 | 0 | 0 | 0 | 39756.0899 | 0 | 0 | 0 | 0 | 0 | 0 | 0 | 0 | 0 | 0 | 0 | 0 | 0 | 0 | 0
2016-11-09 14:00 | 0 | 0 | 0 | 0 | 0 | 343084.8941 | 215616.6868 | 421908 | 0 | 0 | 0 | 0 | 1096135.0067 | 4023363.9511 | 0 | 0 | 0 | 0 | 0 | 0 | 0 | 0 | 0 | 0 | 0 | 0 | 0 | 0 | 0 | 136793.581 | 0 | 0 | 0 | 0 | 0 | 0 | 0 | 0 | 0 | 0 | 0 | 0 | 0 | 0 | 0
2016-11-09 15:00 | 0 | 0 | 0 | 0 | 0 | 0 | 564934.7417 | 426417 | 0 | 0 | 0 | 0 | 1234652.7484 | 4023363.9511 | 0 | 0 | 0 | 0 | 0 | 0 | 0 | 0 | 0 | 0 | 0 | 0 | 0 | 0 | 0 | 138517.7417 | 0 | 0 | 0 | 0 | 0 | 0 | 0 | 0 | 0 | 0 | 0 | 0 | 0 | 0 | 0
2016-11-09 16:00 | 0 | 0 | 0 | 0 | 0 | 0 | 657989.8708 | 426920 | 0 | 0 | 0 | 0 | 1465722.6192 | 4023363.9511 | 0 | 0 | 0 | 0 | 0 | 0 | 0 | 0 | 0 | 0 | 0 | 0 | 0 | 0 | 0 | 231069.8708 | 0 | 0 | 0 | 0 | 0 | 0 | 0 | 0 | 0 | 0 | 0 | 0 | 0 | 0 | 0
2016-11-09 17:00 | 0 | 0 | 0 | 0 | 0 | 0 | 647279.2754 | 428995 | 0 | 0 | 0 | 0 | 1684006.8946 | 4023363.9511 | 0 | 0 | 0 | 0 | 0 | 0 | 0 | 0 | 0 | 0 | 0 | 0 | 0 | 0 | 0 | 218284.2754 | 0 | 0 | 0 | 0 | 0 | 0 | 0 | 0 | 0 | 0 | 0 | 0 | 0 | 0 | 0
2016-11-09 18:00 | 0 | 0 | 0 | 0 | 0 | 0 | 612150.9152 | 430462 | 0 | 0 | 0 | 0 | 1865695.8098 | 4023363.9511 | 0 | 0 | 0 | 0 | 0 | 0 | 0 | 0 | 0 | 0 | 0 | 0 | 0 | 0 | 0 | 181688.9152 | 0 | 0 | 0 | 0 | 0 | 0 | 0 | 0 | 0 | 0 | 0 | 0 | 0 | 0 | 0
2016-11-09 19:00 | 0 | 0 | 0 | 0 | 0 | 0 | 592956.1951 | 430710 | 0 | 0 | 0 | 0 | 2027942.0049 | 4023363.9511 | 0 | 0 | 0 | 0 | 0 | 0 | 0 | 0 | 0 | 0 | 0 | 0 | 0 | 0 | 0 | 162246.1951 | 0 | 0 | 0 | 0 | 0 | 0 | 0 | 0 | 0 | 0 | 0 | 0 | 0 | 0 | 0
2016-11-09 20:00 | 0 | 0 | 0 | 0 | 0 | 0 | 600695.6622 | 430888 | 0 | 0 | 0 | 0 | 2197749.6671 | 4023363.9511 | 0 | 0 | 0 | 0 | 0 | 0 | 0 | 0 | 0 | 0 | 0 | 0 | 0 | 0 | 0 | 169807.6622 | 0 | 0 | 0 | 0 | 0 | 0 | 0 | 0 | 0 | 0 | 0 | 0 | 0 | 0 | 0
2016-11-09 21:00 | 0 | 0 | 0 | 0 | 0 | 0 | 624416.3851 | 435479 | 0 | 0 | 0 | 0 | 2386687.0522 | 4023363.9511 | 0 | 0 | 0 | 0 | 0 | 0 | 0 | 0 | 0 | 0 | 0 | 0 | 0 | 0 | 0 | 188937.3851 | 0 | 0 | 0 | 0 | 0 | 0 | 0 | 0 | 0 | 0 | 0 | 0 | 0 | 0 | 0
2016-11-09 22:00 | 0 | 0 | 0 | 0 | 0 | 0 | 590216.3635 | 446668 | 0 | 0 | 0 | 0 | 2530235.4157 | 4023363.9511 | 0 | 0 | 0 | 0 | 0 | 0 | 0 | 0 | 0 | 0 | 0 | 0 | 0 | 0 | 0 | 143548.3635 | 0 | 0 | 0 | 0 | 0 | 0 | 0 | 0 | 0 | 0 | 0 | 0 | 0 | 0 | 0
2016-11-09 23:00 | 0 | 0 | 0 | 0 | 0 | 0 | 365578.4247 | 458996 | 0 | 0 | 0 | 0 | 2436817.8405 | 4023363.9511 | 0 | 0 | 0 | 0 | 0 | 0 | 0 | 0 | 0 | 0 | 0 | 0 | 0 | 0 | 0 | -93417.5753 | 0 | 0 | 0 | 0 | 0 | 0 | 0 | 0 | 0 | 0 | 0 | 0 | 0 | 0 | 0
2016-11-10 | 0 | 0 | 0 | 0 | 0 | 516632.1612 | 33395.8589 | 459987 | 0 | 0 | 0 | 0 | 2526858.8606 | 4023363.9511 | 0 | 0 | 0 | 0 | 0 | 0 | 0 | 0 | 0 | 0 | 0 | 0 | 0 | 0 | 0 | 90041.0201 | 0 | 0 | 0 | 0 | 0 | 0 | 0 | 0 | 0 | 0 | 0 | 0 | 0 | 0 | 0
2016-11-10 01:00 | 0 | 0 | 0 | 0 | 0 | 583916.3159 | 0 | 454010 | 0 | 0 | 0 | 0 | 2656765.1765 | 4023363.9511 | 0 | 0 | 0 | 0 | 0 | 0 | 0 | 0 | 0 | 0 | 0 | 0 | 0 | 0 | 0 | 129906.3159 | 0 | 0 | 0 | 0 | 0 | 0 | 0 | 0 | 0 | 0 | 0 | 0 | 0 | 0 | 0
2016-11-10 02:00 | 0 | 0 | 0 | 0 | 0 | 632845.3965 | 0 | 437767 | 0 | 0 | 0 | 0 | 2851843.573 | 4023363.9511 | 0 | 0 | 0 | 0 | 0 | 0 | 0 | 0 | 0 | 0 | 0 | 0 | 0 | 0 | 0 | 195078.3965 | 0 | 0 | 0 | 0 | 0 | 0 | 0 | 0 | 0 | 0 | 0 | 0 | 0 | 0 | 0
2016-11-10 03:00 | 0 | 0 | 0 | 0 | 0 | 170665.8766 | 0 | 415539 | 0 | 0 | 0 | 0 | 2592704.468 | 4037629.9326 | 0 | 0 | 0 | 0 | 0 | 0 | 0 | 0 | 0 | 0 | 0 | 0 | 0 | 0 | 0 | -259139.105 | 14265.9815 | 0 | 0 | 0 | 0 | 0 | 0 | 0 | 0 | 0 | 0 | 0 | 0 | 0 | 0
2016-11-10 04:00 | 0 | 0 | 0 | 0 | 0 | 133259.895 | 0 | 392399 | 0 | 0 | 0 | 0 | 2333565.3631 | 4037629.9326 | 0 | 0 | 0 | 0 | 0 | 0 | 0 | 0 | 0 | 0 | 0 | 0 | 0 | 0 | 0 | -259139.105 | 0 | 0 | 0 | 0 | 0 | 0 | 0 | 0 | 0 | 0 | 0 | 0 | 0 | 0 | 0
2016-11-10 05:00 | 0 | 0 | 0 | 0 | 0 | 113522.895 | 0 | 372662 | 0 | 0 | 0 | 0 | 2074426.2581 | 4037629.9326 | 0 | 0 | 0 | 0 | 0 | 0 | 0 | 0 | 0 | 0 | 0 | 0 | 0 | 0 | 0 | -259139.105 | 0 | 0 | 0 | 0 | 0 | 0 | 0 | 0 | 0 | 0 | 0 | 0 | 0 | 0 | 0
2016-11-10 06:00 | 0 | 0 | 0 | 0 | 0 | 99137.895 | 0 | 358277 | 0 | 0 | 0 | 0 | 1815287.1532 | 4037629.9326 | 0 | 0 | 0 | 0 | 0 | 0 | 0 | 0 | 0 | 0 | 0 | 0 | 0 | 0 | 0 | -259139.105 | 0 | 0 | 0 | 0 | 0 | 0 | 0 | 0 | 0 | 0 | 0 | 0 | 0 | 0 | 0
2016-11-10 07:00 | 0 | 0 | 0 | 0 | 0 | 623079.0865 | 0 | 349674 | 0 | 0 | 0 | 0 | 2074426.2581 | 4051895.9142 | 0 | 0 | 0 | 0 | 0 | 0 | 0 | 0 | 0 | 0 | 0 | 0 | 0 | 0 | 0 | 259139.105 | 14265.9815 | 0 | 0 | 0 | 0 | 0 | 0 | 0 | 0 | 0 | 0 | 0 | 0 | 0 | 0
2016-11-10 08:00 | 0 | 0 | 0 | 0 | 0 | 86713.895 | 0 | 345853 | 0 | 0 | 0 | 0 | 1815287.1532 | 4051895.9142 | 0 | 0 | 0 | 0 | 0 | 0 | 0 | 0 | 0 | 0 | 0 | 0 | 0 | 0 | 0 | -259139.105 | 0 | 0 | 0 | 0 | 0 | 0 | 0 | 0 | 0 | 0 | 0 | 0 | 0 | 0 | 0
2016-11-10 09:00 | 0 | 0 | 0 | 0 | 0 | 89029.895 | 0 | 348169 | 0 | 0 | 0 | 0 | 1556148.0482 | 4051895.9142 | 0 | 0 | 0 | 0 | 0 | 0 | 0 | 0 | 0 | 0 | 0 | 0 | 0 | 0 | 0 | -259139.105 | 0 | 0 | 0 | 0 | 0 | 0 | 0 | 0 | 0 | 0 | 0 | 0 | 0 | 0 | 0
2016-11-10 10:00 | 0 | 0 | 0 | 0 | 0 | 100936.895 | 0 | 360076 | 0 | 0 | 0 | 0 | 1297008.9433 | 4051895.9142 | 0 | 0 | 0 | 0 | 0 | 0 | 0 | 0 | 0 | 0 | 0 | 0 | 0 | 0 | 0 | -259139.105 | 0 | 0 | 0 | 0 | 0 | 0 | 0 | 0 | 0 | 0 | 0 | 0 | 0 | 0 | 0
2016-11-10 11:00 | 0 | 0 | 0 | 0 | 0 | 130793.895 | 0 | 389933 | 0 | 0 | 0 | 0 | 1037869.8383 | 4051895.9142 | 0 | 0 | 0 | 0 | 0 | 0 | 0 | 0 | 0 | 0 | 0 | 0 | 0 | 0 | 0 | -259139.105 | 0 | 0 | 0 | 0 | 0 | 0 | 0 | 0 | 0 | 0 | 0 | 0 | 0 | 0 | 0
2016-11-10 12:00 | 0 | 0 | 0 | 0 | 0 | 155157.895 | 0 | 414297 | 0 | 0 | 0 | 0 | 778730.7334 | 4051895.9142 | 0 | 0 | 0 | 0 | 0 | 0 | 0 | 0 | 0 | 0 | 0 | 0 | 0 | 0 | 0 | -259139.105 | 0 | 0 | 0 | 0 | 0 | 0 | 0 | 0 | 0 | 0 | 0 | 0 | 0 | 0 | 0
2016-11-10 13:00 | 0 | 0 | 0 | 0 | 0 | 575076.6324 | 25.0065 | 422778 | 0 | 0 | 0 | 0 | 931054.3723 | 4051895.9142 | 0 | 0 | 0 | 0 | 0 | 0 | 0 | 0 | 0 | 0 | 0 | 0 | 0 | 0 | 0 | 152323.6389 | 0 | 0 | 0 | 0 | 0 | 0 | 0 | 0 | 0 | 0 | 0 | 0 | 0 | 0 | 0
2016-11-10 14:00 | 0 | 0 | 0 | 0 | 0 | 391446.7396 | 166972.988 | 424861 | 0 | 0 | 0 | 0 | 1064613.0999 | 4051895.9142 | 0 | 0 | 0 | 0 | 0 | 0 | 0 | 0 | 0 | 0 | 0 | 0 | 0 | 0 | 0 | 133558.7276 | 0 | 0 | 0 | 0 | 0 | 0 | 0 | 0 | 0 | 0 | 0 | 0 | 0 | 0 | 0
2016-11-10 15:00 | 0 | 0 | 0 | 0 | 0 | 0 | 525365.875 | 425356 | 0 | 0 | 0 | 0 | 1164622.9749 | 4051895.9142 | 0 | 0 | 0 | 0 | 0 | 0 | 0 | 0 | 0 | 0 | 0 | 0 | 0 | 0 | 0 | 100009.875 | 0 | 0 | 0 | 0 | 0 | 0 | 0 | 0 | 0 | 0 | 0 | 0 | 0 | 0 | 0
2016-11-10 16:00 | 0 | 0 | 0 | 0 | 0 | 0 | 635311.4655 | 424871 | 0 | 0 | 0 | 0 | 1375063.4404 | 4051895.9142 | 0 | 0 | 0 | 0 | 0 | 0 | 0 | 0 | 0 | 0 | 0 | 0 | 0 | 0 | 0 | 210440.4655 | 0 | 0 | 0 | 0 | 0 | 0 | 0 | 0 | 0 | 0 | 0 | 0 | 0 | 0 | 0
2016-11-10 17:00 | 0 | 0 | 0 | 0 | 0 | 0 | 631556.2344 | 424766 | 0 | 0 | 0 | 0 | 1581853.6748 | 4051895.9142 | 0 | 0 | 0 | 0 | 0 | 0 | 0 | 0 | 0 | 0 | 0 | 0 | 0 | 0 | 0 | 206790.2344 | 0 | 0 | 0 | 0 | 0 | 0 | 0 | 0 | 0 | 0 | 0 | 0 | 0 | 0 | 0
2016-11-10 18:00 | 0 | 0 | 0 | 0 | 0 | 0 | 596307.783 | 425604 | 0 | 0 | 0 | 0 | 1752557.4578 | 4051895.9142 | 0 | 0 | 0 | 0 | 0 | 0 | 0 | 0 | 0 | 0 | 0 | 0 | 0 | 0 | 0 | 170703.783 | 0 | 0 | 0 | 0 | 0 | 0 | 0 | 0 | 0 | 0 | 0 | 0 | 0 | 0 | 0
2016-11-10 19:00 | 0 | 0 | 0 | 0 | 0 | 0 | 578688.8448 | 426796 | 0 | 0 | 0 | 0 | 1904450.3026 | 4051895.9142 | 0 | 0 | 0 | 0 | 0 | 0 | 0 | 0 | 0 | 0 | 0 | 0 | 0 | 0 | 0 | 151892.8448 | 0 | 0 | 0 | 0 | 0 | 0 | 0 | 0 | 0 | 0 | 0 | 0 | 0 | 0 | 0
2016-11-10 20:00 | 0 | 0 | 0 | 0 | 0 | 0 | 588759.6922 | 427295 | 0 | 0 | 0 | 0 | 2065914.9948 | 4051895.9142 | 0 | 0 | 0 | 0 | 0 | 0 | 0 | 0 | 0 | 0 | 0 | 0 | 0 | 0 | 0 | 161464.6922 | 0 | 0 | 0 | 0 | 0 | 0 | 0 | 0 | 0 | 0 | 0 | 0 | 0 | 0 | 0
2016-11-10 21:00 | 0 | 0 | 0 | 0 | 0 | 0 | 612609.7349 | 429964 | 0 | 0 | 0 | 0 | 2248560.7298 | 4051895.9142 | 0 | 0 | 0 | 0 | 0 | 0 | 0 | 0 | 0 | 0 | 0 | 0 | 0 | 0 | 0 | 182645.7349 | 0 | 0 | 0 | 0 | 0 | 0 | 0 | 0 | 0 | 0 | 0 | 0 | 0 | 0 | 0
2016-11-10 22:00 | 0 | 0 | 0 | 0 | 0 | 0 | 581109.3857 | 440203 | 0 | 0 | 0 | 0 | 2389467.1155 | 4051895.9142 | 0 | 0 | 0 | 0 | 0 | 0 | 0 | 0 | 0 | 0 | 0 | 0 | 0 | 0 | 0 | 140906.3857 | 0 | 0 | 0 | 0 | 0 | 0 | 0 | 0 | 0 | 0 | 0 | 0 | 0 | 0 | 0
2016-11-10 23:00 | 0 | 0 | 0 | 0 | 0 | 0 | 340009.0803 | 452413 | 0 | 0 | 0 | 0 | 2277063.1958 | 4051895.9142 | 0 | 0 | 0 | 0 | 0 | 0 | 0 | 0 | 0 | 0 | 0 | 0 | 0 | 0 | 0 | -112403.9197 | 0 | 0 | 0 | 0 | 0 | 0 | 0 | 0 | 0 | 0 | 0 | 0 | 0 | 0 | 0
2016-11-11 | 0 | 0 | 0 | 0 | 0 | 655839.4745 | 26206.7809 | 453740 | 0 | 0 | 0 | 0 | 2505369.4512 | 4051895.9142 | 0 | 0 | 0 | 0 | 0 | 0 | 0 | 0 | 0 | 0 | 0 | 0 | 0 | 0 | 0 | 228306.2554 | 0 | 0 | 0 | 0 | 0 | 0 | 0 | 0 | 0 | 0 | 0 | 0 | 0 | 0 | 0
2016-11-11 01:00 | 0 | 0 | 0 | 0 | 0 | 189583.895 | 0 | 448723 | 0 | 0 | 0 | 0 | 2246230.3463 | 4051895.9142 | 0 | 0 | 0 | 0 | 0 | 0 | 0 | 0 | 0 | 0 | 0 | 0 | 0 | 0 | 0 | -259139.105 | 0 | 0 | 0 | 0 | 0 | 0 | 0 | 0 | 0 | 0 | 0 | 0 | 0 | 0 | 0
2016-11-11 02:00 | 0 | 0 | 0 | 0 | 0 | 694084.105 | 0 | 434945 | 0 | 0 | 0 | 0 | 2505369.4512 | 4051895.9142 | 0 | 0 | 0 | 0 | 0 | 0 | 0 | 0 | 0 | 0 | 0 | 0 | 0 | 0 | 0 | 259139.105 | 0 | 0 | 0 | 0 | 0 | 0 | 0 | 0 | 0 | 0 | 0 | 0 | 0 | 0 | 0
2016-11-11 03:00 | 0 | 0 | 0 | 0 | 0 | 154617.895 | 0 | 413757 | 0 | 0 | 0 | 0 | 2246230.3463 | 4051895.9142 | 0 | 0 | 0 | 0 | 0 | 0 | 0 | 0 | 0 | 0 | 0 | 0 | 0 | 0 | 0 | -259139.105 | 0 | 0 | 0 | 0 | 0 | 0 | 0 | 0 | 0 | 0 | 0 | 0 | 0 | 0 | 0
2016-11-11 04:00 | 0 | 0 | 0 | 0 | 0 | 146834.8766 | 0 | 391708 | 0 | 0 | 0 | 0 | 1987091.2413 | 4066161.8957 | 0 | 0 | 0 | 0 | 0 | 0 | 0 | 0 | 0 | 0 | 0 | 0 | 0 | 0 | 0 | -259139.105 | 14265.9815 | 0 | 0 | 0 | 0 | 0 | 0 | 0 | 0 | 0 | 0 | 0 | 0 | 0 | 0
2016-11-11 05:00 | 0 | 0 | 0 | 0 | 0 | 630641.105 | 0 | 371502 | 0 | 0 | 0 | 0 | 2246230.3463 | 4066161.8957 | 0 | 0 | 0 | 0 | 0 | 0 | 0 | 0 | 0 | 0 | 0 | 0 | 0 | 0 | 0 | 259139.105 | 0 | 0 | 0 | 0 | 0 | 0 | 0 | 0 | 0 | 0 | 0 | 0 | 0 | 0 | 0
2016-11-11 06:00 | 0 | 0 | 0 | 0 | 0 | 98186.895 | 0 | 357326 | 0 | 0 | 0 | 0 | 1987091.2413 | 4066161.8957 | 0 | 0 | 0 | 0 | 0 | 0 | 0 | 0 | 0 | 0 | 0 | 0 | 0 | 0 | 0 | -259139.105 | 0 | 0 | 0 | 0 | 0 | 0 | 0 | 0 | 0 | 0 | 0 | 0 | 0 | 0 | 0
2016-11-11 07:00 | 0 | 0 | 0 | 0 | 0 | 88549.895 | 0 | 347689 | 0 | 0 | 0 | 0 | 1727952.1364 | 4066161.8957 | 0 | 0 | 0 | 0 | 0 | 0 | 0 | 0 | 0 | 0 | 0 | 0 | 0 | 0 | 0 | -259139.105 | 0 | 0 | 0 | 0 | 0 | 0 | 0 | 0 | 0 | 0 | 0 | 0 | 0 | 0 | 0
2016-11-11 08:00 | 0 | 0 | 0 | 0 | 0 | 84282.895 | 0 | 343422 | 0 | 0 | 0 | 0 | 1468813.0314 | 4066161.8957 | 0 | 0 | 0 | 0 | 0 | 0 | 0 | 0 | 0 | 0 | 0 | 0 | 0 | 0 | 0 | -259139.105 | 0 | 0 | 0 | 0 | 0 | 0 | 0 | 0 | 0 | 0 | 0 | 0 | 0 | 0 | 0
2016-11-11 09:00 | 0 | 0 | 0 | 0 | 0 | 530182.133 | 0 | 344999 | 0 | 0 | 0 | 0 | 1639730.1829 | 4080427.8772 | 0 | 0 | 0 | 0 | 0 | 0 | 0 | 0 | 0 | 0 | 0 | 0 | 0 | 0 | 0 | 170917.1514 | 14265.9815 | 0 | 0 | 0 | 0 | 0 | 0 | 0 | 0 | 0 | 0 | 0 | 0 | 0 | 0
2016-11-11 10:00 | 0 | 0 | 0 | 0 | 0 | 95565.895 | 0 | 354705 | 0 | 0 | 0 | 0 | 1380591.0779 | 4080427.8772 | 0 | 0 | 0 | 0 | 0 | 0 | 0 | 0 | 0 | 0 | 0 | 0 | 0 | 0 | 0 | -259139.105 | 0 | 0 | 0 | 0 | 0 | 0 | 0 | 0 | 0 | 0 | 0 | 0 | 0 | 0 | 0
2016-11-11 11:00 | 0 | 0 | 0 | 0 | 0 | 119744.895 | 0 | 378884 | 0 | 0 | 0 | 0 | 1121451.973 | 4080427.8772 | 0 | 0 | 0 | 0 | 0 | 0 | 0 | 0 | 0 | 0 | 0 | 0 | 0 | 0 | 0 | -259139.105 | 0 | 0 | 0 | 0 | 0 | 0 | 0 | 0 | 0 | 0 | 0 | 0 | 0 | 0 | 0
2016-11-11 12:00 | 0 | 0 | 0 | 0 | 0 | 143089.895 | 0 | 402229 | 0 | 0 | 0 | 0 | 862312.868 | 4080427.8772 | 0 | 0 | 0 | 0 | 0 | 0 | 0 | 0 | 0 | 0 | 0 | 0 | 0 | 0 | 0 | -259139.105 | 0 | 0 | 0 | 0 | 0 | 0 | 0 | 0 | 0 | 0 | 0 | 0 | 0 | 0 | 0
2016-11-11 13:00 | 0 | 0 | 0 | 0 | 0 | 419075.1392 | 36.9931 | 413318 | 0 | 0 | 0 | 0 | 868107.0003 | 4080427.8772 | 0 | 0 | 0 | 0 | 0 | 0 | 0 | 0 | 0 | 0 | 0 | 0 | 0 | 0 | 0 | 5794.1322 | 0 | 0 | 0 | 0 | 0 | 0 | 0 | 0 | 0 | 0 | 0 | 0 | 0 | 0 | 0
2016-11-11 14:00 | 0 | 0 | 0 | 0 | 0 | 289286.7049 | 150345.5258 | 417219 | 0 | 0 | 0 | 0 | 890520.231 | 4080427.8772 | 0 | 0 | 0 | 0 | 0 | 0 | 0 | 0 | 0 | 0 | 0 | 0 | 0 | 0 | 0 | 22413.2307 | 0 | 0 | 0 | 0 | 0 | 0 | 0 | 0 | 0 | 0 | 0 | 0 | 0 | 0 | 0
2016-11-11 15:00 | 0 | 0 | 0 | 0 | 0 | 0 | 523684.4478 | 418797 | 0 | 0 | 0 | 0 | 995407.6788 | 4080427.8772 | 0 | 0 | 0 | 0 | 0 | 0 | 0 | 0 | 0 | 0 | 0 | 0 | 0 | 0 | 0 | 104887.4478 | 0 | 0 | 0 | 0 | 0 | 0 | 0 | 0 | 0 | 0 | 0 | 0 | 0 | 0 | 0
2016-11-11 16:00 | 0 | 0 | 0 | 0 | 0 | 13214.1533 | 665070.9517 | 419146 | 0 | 0 | 0 | 0 | 1254546.7838 | 4080427.8772 | 0 | 0 | 0 | 0 | 0 | 0 | 0 | 0 | 0 | 0 | 0 | 0 | 0 | 0 | 0 | 259139.105 | 0 | 0 | 0 | 0 | 0 | 0 | 0 | 0 | 0 | 0 | 0 | 0 | 0 | 0 | 0
2016-11-11 17:00 | 0 | 0 | 0 | 0 | 0 | 0 | 656497.5766 | 418334 | 0 | 0 | 0 | 0 | 1492710.3603 | 4080427.8772 | 0 | 0 | 0 | 0 | 0 | 0 | 0 | 0 | 0 | 0 | 0 | 0 | 0 | 0 | 0 | 238163.5766 | 0 | 0 | 0 | 0 | 0 | 0 | 0 | 0 | 0 | 0 | 0 | 0 | 0 | 0 | 0
2016-11-11 18:00 | 0 | 0 | 0 | 0 | 0 | 0 | 615960.7266 | 418496 | 0 | 0 | 0 | 0 | 1690175.0869 | 4080427.8772 | 0 | 0 | 0 | 0 | 0 | 0 | 0 | 0 | 0 | 0 | 0 | 0 | 0 | 0 | 0 | 197464.7266 | 0 | 0 | 0 | 0 | 0 | 0 | 0 | 0 | 0 | 0 | 0 | 0 | 0 | 0 | 0
2016-11-11 19:00 | 0 | 0 | 0 | 0 | 0 | 0 | 598162.624 | 418696 | 0 | 0 | 0 | 0 | 1869641.7109 | 4080427.8772 | 0 | 0 | 0 | 0 | 0 | 0 | 0 | 0 | 0 | 0 | 0 | 0 | 0 | 0 | 0 | 179466.624 | 0 | 0 | 0 | 0 | 0 | 0 | 0 | 0 | 0 | 0 | 0 | 0 | 0 | 0 | 0
2016-11-11 20:00 | 0 | 0 | 0 | 0 | 0 | 0 | 613093.8175 | 418481 | 0 | 0 | 0 | 0 | 2064254.5284 | 4080427.8772 | 0 | 0 | 0 | 0 | 0 | 0 | 0 | 0 | 0 | 0 | 0 | 0 | 0 | 0 | 0 | 194612.8175 | 0 | 0 | 0 | 0 | 0 | 0 | 0 | 0 | 0 | 0 | 0 | 0 | 0 | 0 | 0
2016-11-11 21:00 | 0 | 0 | 0 | 0 | 0 | 0 | 641721.4545 | 421340 | 0 | 0 | 0 | 0 | 2284635.9829 | 4080427.8772 | 0 | 0 | 0 | 0 | 0 | 0 | 0 | 0 | 0 | 0 | 0 | 0 | 0 | 0 | 0 | 220381.4545 | 0 | 0 | 0 | 0 | 0 | 0 | 0 | 0 | 0 | 0 | 0 | 0 | 0 | 0 | 0
2016-11-11 22:00 | 0 | 0 | 0 | 0 | 0 | 0 | 602665.9568 | 431879 | 0 | 0 | 0 | 0 | 2455422.9397 | 4080427.8772 | 0 | 0 | 0 | 0 | 0 | 0 | 0 | 0 | 0 | 0 | 0 | 0 | 0 | 0 | 0 | 170786.9568 | 0 | 0 | 0 | 0 | 0 | 0 | 0 | 0 | 0 | 0 | 0 | 0 | 0 | 0 | 0
2016-11-11 23:00 | 0 | 0 | 0 | 0 | 0 | 0 | 327836.3959 | 440688 | 0 | 0 | 0 | 0 | 2342571.3356 | 4080427.8772 | 0 | 0 | 0 | 0 | 0 | 0 | 0 | 0 | 0 | 0 | 0 | 0 | 0 | 0 | 0 | -112851.6041 | 0 | 0 | 0 | 0 | 0 | 0 | 0 | 0 | 0 | 0 | 0 | 0 | 0 | 0 | 0
2016-11-12 | 0 | 0 | 0 | 0 | 0 | 562556.8581 | 22333.1181 | 439461 | 0 | 0 | 0 | 0 | 2488000.3118 | 4080427.8772 | 0 | 0 | 0 | 0 | 0 | 0 | 0 | 0 | 0 | 0 | 0 | 0 | 0 | 0 | 0 | 145428.9762 | 0 | 0 | 0 | 0 | 0 | 0 | 0 | 0 | 0 | 0 | 0 | 0 | 0 | 0 | 0
2016-11-12 01:00 | 0 | 0 | 0 | 0 | 0 | 174277.895 | 0 | 433417 | 0 | 0 | 0 | 0 | 2228861.2069 | 4080427.8772 | 0 | 0 | 0 | 0 | 0 | 0 | 0 | 0 | 0 | 0 | 0 | 0 | 0 | 0 | 0 | -259139.105 | 0 | 0 | 0 | 0 | 0 | 0 | 0 | 0 | 0 | 0 | 0 | 0 | 0 | 0 | 0
2016-11-12 02:00 | 0 | 0 | 0 | 0 | 0 | 618451.8936 | 0 | 420648 | 0 | 0 | 0 | 0 | 2412399.119 | 4094693.8588 | 0 | 0 | 0 | 0 | 0 | 0 | 0 | 0 | 0 | 0 | 0 | 0 | 0 | 0 | 0 | 183537.9121 | 14265.9815 | 0 | 0 | 0 | 0 | 0 | 0 | 0 | 0 | 0 | 0 | 0 | 0 | 0 | 0
2016-11-12 03:00 | 0 | 0 | 0 | 0 | 0 | 619054.5489 | 0 | 403892 | 0 | 0 | 0 | 0 | 2613295.6863 | 4108959.8403 | 0 | 0 | 0 | 0 | 0 | 0 | 0 | 0 | 0 | 0 | 0 | 0 | 0 | 0 | 0 | 200896.5673 | 14265.9815 | 0 | 0 | 0 | 0 | 0 | 0 | 0 | 0 | 0 | 0 | 0 | 0 | 0 | 0
2016-11-12 04:00 | 0 | 0 | 0 | 0 | 0 | 126197.895 | 0 | 385337 | 0 | 0 | 0 | 0 | 2354156.5814 | 4108959.8403 | 0 | 0 | 0 | 0 | 0 | 0 | 0 | 0 | 0 | 0 | 0 | 0 | 0 | 0 | 0 | -259139.105 | 0 | 0 | 0 | 0 | 0 | 0 | 0 | 0 | 0 | 0 | 0 | 0 | 0 | 0 | 0
2016-11-12 05:00 | 0 | 0 | 0 | 0 | 0 | 108108.895 | 0 | 367248 | 0 | 0 | 0 | 0 | 2095017.4764 | 4108959.8403 | 0 | 0 | 0 | 0 | 0 | 0 | 0 | 0 | 0 | 0 | 0 | 0 | 0 | 0 | 0 | -259139.105 | 0 | 0 | 0 | 0 | 0 | 0 | 0 | 0 | 0 | 0 | 0 | 0 | 0 | 0 | 0
2016-11-12 06:00 | 0 | 0 | 0 | 0 | 0 | 618409.8586 | 0 | 353155 | 0 | 0 | 0 | 0 | 2354156.5814 | 4115075.594 | 0 | 0 | 0 | 0 | 0 | 0 | 0 | 0 | 0 | 0 | 0 | 0 | 0 | 0 | 0 | 259139.105 | 6115.7537 | 0 | 0 | 0 | 0 | 0 | 0 | 0 | 0 | 0 | 0 | 0 | 0 | 0 | 0
2016-11-12 07:00 | 0 | 0 | 0 | 0 | 0 | 85688.895 | 0 | 344828 | 0 | 0 | 0 | 0 | 2095017.4764 | 4115075.594 | 0 | 0 | 0 | 0 | 0 | 0 | 0 | 0 | 0 | 0 | 0 | 0 | 0 | 0 | 0 | -259139.105 | 0 | 0 | 0 | 0 | 0 | 0 | 0 | 0 | 0 | 0 | 0 | 0 | 0 | 0 | 0
2016-11-12 08:00 | 0 | 0 | 0 | 0 | 0 | 81371.895 | 0 | 340511 | 0 | 0 | 0 | 0 | 1835878.3715 | 4115075.594 | 0 | 0 | 0 | 0 | 0 | 0 | 0 | 0 | 0 | 0 | 0 | 0 | 0 | 0 | 0 | -259139.105 | 0 | 0 | 0 | 0 | 0 | 0 | 0 | 0 | 0 | 0 | 0 | 0 | 0 | 0 | 0
2016-11-12 09:00 | 0 | 0 | 0 | 0 | 0 | 81443.895 | 0 | 340583 | 0 | 0 | 0 | 0 | 1576739.2665 | 4115075.594 | 0 | 0 | 0 | 0 | 0 | 0 | 0 | 0 | 0 | 0 | 0 | 0 | 0 | 0 | 0 | -259139.105 | 0 | 0 | 0 | 0 | 0 | 0 | 0 | 0 | 0 | 0 | 0 | 0 | 0 | 0 | 0
2016-11-12 10:00 | 0 | 0 | 0 | 0 | 0 | 585308.0507 | 0 | 345289 | 0 | 0 | 0 | 0 | 1816758.3172 | 4115075.594 | 0 | 0 | 0 | 0 | 0 | 0 | 0 | 0 | 0 | 0 | 0 | 0 | 0 | 0 | 0 | 240019.0507 | 0 | 0 | 0 | 0 | 0 | 0 | 0 | 0 | 0 | 0 | 0 | 0 | 0 | 0 | 0
2016-11-12 11:00 | 0 | 0 | 0 | 0 | 0 | 96233.895 | 0 | 355373 | 0 | 0 | 0 | 0 | 1557619.2122 | 4115075.594 | 0 | 0 | 0 | 0 | 0 | 0 | 0 | 0 | 0 | 0 | 0 | 0 | 0 | 0 | 0 | -259139.105 | 0 | 0 | 0 | 0 | 0 | 0 | 0 | 0 | 0 | 0 | 0 | 0 | 0 | 0 | 0
2016-11-12 12:00 | 0 | 0 | 0 | 0 | 0 | 109256.895 | 0 | 368396 | 0 | 0 | 0 | 0 | 1298480.1073 | 4115075.594 | 0 | 0 | 0 | 0 | 0 | 0 | 0 | 0 | 0 | 0 | 0 | 0 | 0 | 0 | 0 | -259139.105 | 0 | 0 | 0 | 0 | 0 | 0 | 0 | 0 | 0 | 0 | 0 | 0 | 0 | 0 | 0
2016-11-12 13:00 | 0 | 0 | 0 | 0 | 0 | 540015.6155 | 44.9497 | 381390 | 0 | 0 | 0 | 0 | 1442884.691 | 4129341.5755 | 0 | 0 | 0 | 0 | 0 | 0 | 0 | 0 | 0 | 0 | 0 | 0 | 0 | 0 | 0 | 144404.5837 | 14265.9815 | 0 | 0 | 0 | 0 | 0 | 0 | 0 | 0 | 0 | 0 | 0 | 0 | 0 | 0
2016-11-12 14:00 | 0 | 0 | 0 | 0 | 0 | 0 | 193385.9403 | 389712 | 0 | 0 | 0 | 0 | 1246558.6313 | 4129341.5755 | 0 | 0 | 0 | 0 | 0 | 0 | 0 | 0 | 0 | 0 | 0 | 0 | 0 | 0 | 0 | -196326.0597 | 0 | 0 | 0 | 0 | 0 | 0 | 0 | 0 | 0 | 0 | 0 | 0 | 0 | 0 | 0
2016-11-12 15:00 | 0 | 0 | 0 | 0 | 0 | 0 | 452444.579 | 392801 | 0 | 0 | 0 | 0 | 1306202.2103 | 4129341.5755 | 0 | 0 | 0 | 0 | 0 | 0 | 0 | 0 | 0 | 0 | 0 | 0 | 0 | 0 | 0 | 59643.579 | 0 | 0 | 0 | 0 | 0 | 0 | 0 | 0 | 0 | 0 | 0 | 0 | 0 | 0 | 0
2016-11-12 16:00 | 0 | 0 | 0 | 0 | 0 | 0 | 555705.4459 | 393111 | 0 | 0 | 0 | 0 | 1468796.6563 | 4129341.5755 | 0 | 0 | 0 | 0 | 0 | 0 | 0 | 0 | 0 | 0 | 0 | 0 | 0 | 0 | 0 | 162594.4459 | 0 | 0 | 0 | 0 | 0 | 0 | 0 | 0 | 0 | 0 | 0 | 0 | 0 | 0 | 0
2016-11-12 17:00 | 0 | 0 | 0 | 0 | 0 | 0 | 563633.8082 | 391081 | 0 | 0 | 0 | 0 | 1641349.4645 | 4129341.5755 | 0 | 0 | 0 | 0 | 0 | 0 | 0 | 0 | 0 | 0 | 0 | 0 | 0 | 0 | 0 | 172552.8082 | 0 | 0 | 0 | 0 | 0 | 0 | 0 | 0 | 0 | 0 | 0 | 0 | 0 | 0 | 0
2016-11-12 18:00 | 0 | 0 | 0 | 0 | 0 | 0 | 551175.3521 | 388594 | 0 | 0 | 0 | 0 | 1803930.8166 | 4129341.5755 | 0 | 0 | 0 | 0 | 0 | 0 | 0 | 0 | 0 | 0 | 0 | 0 | 0 | 0 | 0 | 162581.3521 | 0 | 0 | 0 | 0 | 0 | 0 | 0 | 0 | 0 | 0 | 0 | 0 | 0 | 0 | 0
2016-11-12 19:00 | 0 | 0 | 0 | 0 | 0 | 0 | 545081.3689 | 386795 | 0 | 0 | 0 | 0 | 1962217.1855 | 4129341.5755 | 0 | 0 | 0 | 0 | 0 | 0 | 0 | 0 | 0 | 0 | 0 | 0 | 0 | 0 | 0 | 158286.3689 | 0 | 0 | 0 | 0 | 0 | 0 | 0 | 0 | 0 | 0 | 0 | 0 | 0 | 0 | 0
2016-11-12 20:00 | 0 | 0 | 0 | 0 | 0 | 0 | 558278.914 | 387364 | 0 | 0 | 0 | 0 | 2133132.0995 | 4129341.5755 | 0 | 0 | 0 | 0 | 0 | 0 | 0 | 0 | 0 | 0 | 0 | 0 | 0 | 0 | 0 | 170914.914 | 0 | 0 | 0 | 0 | 0 | 0 | 0 | 0 | 0 | 0 | 0 | 0 | 0 | 0 | 0
2016-11-12 21:00 | 0 | 0 | 0 | 0 | 0 | 0 | 573199.3113 | 392396 | 0 | 0 | 0 | 0 | 2313935.4108 | 4129341.5755 | 0 | 0 | 0 | 0 | 0 | 0 | 0 | 0 | 0 | 0 | 0 | 0 | 0 | 0 | 0 | 180803.3113 | 0 | 0 | 0 | 0 | 0 | 0 | 0 | 0 | 0 | 0 | 0 | 0 | 0 | 0 | 0
2016-11-12 22:00 | 0 | 0 | 0 | 0 | 0 | 0 | 526701.7938 | 406035 | 0 | 0 | 0 | 0 | 2434602.2046 | 4129341.5755 | 0 | 0 | 0 | 0 | 0 | 0 | 0 | 0 | 0 | 0 | 0 | 0 | 0 | 0 | 0 | 120666.7938 | 0 | 0 | 0 | 0 | 0 | 0 | 0 | 0 | 0 | 0 | 0 | 0 | 0 | 0 | 0
2016-11-12 23:00 | 0 | 0 | 0 | 0 | 0 | 0 | 267291.0315 | 419527 | 0 | 0 | 0 | 0 | 2282366.236 | 4129341.5755 | 0 | 0 | 0 | 0 | 0 | 0 | 0 | 0 | 0 | 0 | 0 | 0 | 0 | 0 | 0 | -152235.9685 | 0 | 0 | 0 | 0 | 0 | 0 | 0 | 0 | 0 | 0 | 0 | 0 | 0 | 0 | 0
2016-11-13 | 0 | 0 | 0 | 0 | 0 | 157618.9523 | 20102.9243 | 422595 | 0 | 0 | 0 | 0 | 2023227.1311 | 4143607.557 | 0 | 0 | 0 | 0 | 0 | 0 | 0 | 0 | 0 | 0 | 0 | 0 | 0 | 0 | 0 | -259139.105 | 14265.9815 | 0 | 0 | 0 | 0 | 0 | 0 | 0 | 0 | 0 | 0 | 0 | 0 | 0 | 0
2016-11-13 01:00 | 0 | 0 | 0 | 0 | 0 | 161917.895 | 0 | 421057 | 0 | 0 | 0 | 0 | 1764088.0261 | 4143607.557 | 0 | 0 | 0 | 0 | 0 | 0 | 0 | 0 | 0 | 0 | 0 | 0 | 0 | 0 | 0 | -259139.105 | 0 | 0 | 0 | 0 | 0 | 0 | 0 | 0 | 0 | 0 | 0 | 0 | 0 | 0 | 0
2016-11-13 02:00 | 0 | 0 | 0 | 0 | 0 | 152848.895 | 0 | 411988 | 0 | 0 | 0 | 0 | 1504948.9212 | 4143607.557 | 0 | 0 | 0 | 0 | 0 | 0 | 0 | 0 | 0 | 0 | 0 | 0 | 0 | 0 | 0 | -259139.105 | 0 | 0 | 0 | 0 | 0 | 0 | 0 | 0 | 0 | 0 | 0 | 0 | 0 | 0 | 0
2016-11-13 03:00 | 0 | 0 | 0 | 0 | 0 | 139186.895 | 0 | 398326 | 0 | 0 | 0 | 0 | 1245809.8162 | 4143607.557 | 0 | 0 | 0 | 0 | 0 | 0 | 0 | 0 | 0 | 0 | 0 | 0 | 0 | 0 | 0 | -259139.105 | 0 | 0 | 0 | 0 | 0 | 0 | 0 | 0 | 0 | 0 | 0 | 0 | 0 | 0 | 0
2016-11-13 04:00 | 0 | 0 | 0 | 0 | 0 | 656239.0865 | 0 | 382834 | 0 | 0 | 0 | 0 | 1504948.9212 | 4157873.5386 | 0 | 0 | 0 | 0 | 0 | 0 | 0 | 0 | 0 | 0 | 0 | 0 | 0 | 0 | 0 | 259139.105 | 14265.9815 | 0 | 0 | 0 | 0 | 0 | 0 | 0 | 0 | 0 | 0 | 0 | 0 | 0 | 0
2016-11-13 05:00 | 0 | 0 | 0 | 0 | 0 | 626757.105 | 0 | 367618 | 0 | 0 | 0 | 0 | 1764088.0261 | 4157873.5386 | 0 | 0 | 0 | 0 | 0 | 0 | 0 | 0 | 0 | 0 | 0 | 0 | 0 | 0 | 0 | 259139.105 | 0 | 0 | 0 | 0 | 0 | 0 | 0 | 0 | 0 | 0 | 0 | 0 | 0 | 0 | 0
2016-11-13 06:00 | 0 | 0 | 0 | 0 | 0 | 96770.895 | 0 | 355910 | 0 | 0 | 0 | 0 | 1504948.9212 | 4157873.5386 | 0 | 0 | 0 | 0 | 0 | 0 | 0 | 0 | 0 | 0 | 0 | 0 | 0 | 0 | 0 | -259139.105 | 0 | 0 | 0 | 0 | 0 | 0 | 0 | 0 | 0 | 0 | 0 | 0 | 0 | 0 | 0
2016-11-13 07:00 | 0 | 0 | 0 | 0 | 0 | 89573.895 | 0 | 348713 | 0 | 0 | 0 | 0 | 1245809.8162 | 4157873.5386 | 0 | 0 | 0 | 0 | 0 | 0 | 0 | 0 | 0 | 0 | 0 | 0 | 0 | 0 | 0 | -259139.105 | 0 | 0 | 0 | 0 | 0 | 0 | 0 | 0 | 0 | 0 | 0 | 0 | 0 | 0 | 0
2016-11-13 08:00 | 0 | 0 | 0 | 0 | 0 | 98607.8766 | 0 | 343481 | 0 | 0 | 0 | 0 | 986670.7113 | 4172139.5201 | 0 | 0 | 0 | 0 | 0 | 0 | 0 | 0 | 0 | 0 | 0 | 0 | 0 | 0 | 0 | -259139.105 | 14265.9815 | 0 | 0 | 0 | 0 | 0 | 0 | 0 | 0 | 0 | 0 | 0 | 0 | 0 | 0
2016-11-13 09:00 | 0 | 0 | 0 | 0 | 0 | 601241.105 | 0 | 342102 | 0 | 0 | 0 | 0 | 1245809.8162 | 4172139.5201 | 0 | 0 | 0 | 0 | 0 | 0 | 0 | 0 | 0 | 0 | 0 | 0 | 0 | 0 | 0 | 259139.105 | 0 | 0 | 0 | 0 | 0 | 0 | 0 | 0 | 0 | 0 | 0 | 0 | 0 | 0 | 0
2016-11-13 10:00 | 0 | 0 | 0 | 0 | 0 | 87192.895 | 0 | 346332 | 0 | 0 | 0 | 0 | 986670.7113 | 4172139.5201 | 0 | 0 | 0 | 0 | 0 | 0 | 0 | 0 | 0 | 0 | 0 | 0 | 0 | 0 | 0 | -259139.105 | 0 | 0 | 0 | 0 | 0 | 0 | 0 | 0 | 0 | 0 | 0 | 0 | 0 | 0 | 0
2016-11-13 11:00 | 0 | 0 | 0 | 0 | 0 | 95370.895 | 0 | 354510 | 0 | 0 | 0 | 0 | 727531.6063 | 4172139.5201 | 0 | 0 | 0 | 0 | 0 | 0 | 0 | 0 | 0 | 0 | 0 | 0 | 0 | 0 | 0 | -259139.105 | 0 | 0 | 0 | 0 | 0 | 0 | 0 | 0 | 0 | 0 | 0 | 0 | 0 | 0 | 0
2016-11-13 12:00 | 0 | 0 | 0 | 0 | 0 | 105932.895 | 0 | 365072 | 0 | 0 | 0 | 0 | 468392.5014 | 4172139.5201 | 0 | 0 | 0 | 0 | 0 | 0 | 0 | 0 | 0 | 0 | 0 | 0 | 0 | 0 | 0 | -259139.105 | 0 | 0 | 0 | 0 | 0 | 0 | 0 | 0 | 0 | 0 | 0 | 0 | 0 | 0 | 0
2016-11-13 13:00 | 0 | 0 | 0 | 0 | 0 | 116179.1753 | 34.7198 | 375353 | 0 | 0 | 0 | 0 | 209253.3964 | 4172139.5201 | 0 | 0 | 0 | 0 | 0 | 0 | 0 | 0 | 0 | 0 | 0 | 0 | 0 | 0 | 0 | -259139.105 | 0 | 0 | 0 | 0 | 0 | 0 | 0 | 0 | 0 | 0 | 0 | 0 | 0 | 0 | 0
2016-11-13 14:00 | 0 | 0 | 0 | 0 | 0 | 0 | 176486.1655 | 381539 | 0 | 0 | 0 | 0 | 4200.5619 | 4172139.5201 | 0 | 0 | 0 | 0 | 0 | 0 | 0 | 0 | 0 | 0 | 0 | 0 | 0 | 0 | 0 | -205052.8345 | 0 | 0 | 0 | 0 | 0 | 0 | 0 | 0 | 0 | 0 | 0 | 0 | 0 | 0 | 0
2016-11-13 15:00 | 0 | 0 | 0 | 0 | 0 | 0 | 515879.9132 | 382161 | 0 | 0 | 0 | 0 | 137919.4752 | 4172139.5201 | 0 | 0 | 0 | 0 | 0 | 0 | 0 | 0 | 0 | 0 | 0 | 0 | 0 | 0 | 0 | 133718.9132 | 0 | 0 | 0 | 0 | 0 | 0 | 0 | 0 | 0 | 0 | 0 | 0 | 0 | 0 | 0
2016-11-13 16:00 | 0 | 0 | 0 | 0 | 0 | 0 | 638127.7581 | 381553 | 0 | 0 | 0 | 0 | 394494.2333 | 4172139.5201 | 0 | 0 | 0 | 0 | 0 | 0 | 0 | 0 | 0 | 0 | 0 | 0 | 0 | 0 | 0 | 256574.7581 | 0 | 0 | 0 | 0 | 0 | 0 | 0 | 0 | 0 | 0 | 0 | 0 | 0 | 0 | 0
2016-11-13 17:00 | 0 | 0 | 0 | 0 | 0 | 0 | 630759.8681 | 381489 | 0 | 0 | 0 | 0 | 643765.1014 | 4172139.5201 | 0 | 0 | 0 | 0 | 0 | 0 | 0 | 0 | 0 | 0 | 0 | 0 | 0 | 0 | 0 | 249270.8681 | 0 | 0 | 0 | 0 | 0 | 0 | 0 | 0 | 0 | 0 | 0 | 0 | 0 | 0 | 0
2016-11-13 18:00 | 0 | 0 | 0 | 0 | 0 | 0 | 597289.7296 | 381742 | 0 | 0 | 0 | 0 | 859312.831 | 4172139.5201 | 0 | 0 | 0 | 0 | 0 | 0 | 0 | 0 | 0 | 0 | 0 | 0 | 0 | 0 | 0 | 215547.7296 | 0 | 0 | 0 | 0 | 0 | 0 | 0 | 0 | 0 | 0 | 0 | 0 | 0 | 0 | 0
2016-11-13 19:00 | 0 | 0 | 0 | 0 | 0 | 0 | 584354.8654 | 382484 | 0 | 0 | 0 | 0 | 1061183.6964 | 4172139.5201 | 0 | 0 | 0 | 0 | 0 | 0 | 0 | 0 | 0 | 0 | 0 | 0 | 0 | 0 | 0 | 201870.8654 | 0 | 0 | 0 | 0 | 0 | 0 | 0 | 0 | 0 | 0 | 0 | 0 | 0 | 0 | 0
2016-11-13 20:00 | 0 | 0 | 0 | 0 | 0 | 0 | 602768.2551 | 384574 | 0 | 0 | 0 | 0 | 1279377.9516 | 4172139.5201 | 0 | 0 | 0 | 0 | 0 | 0 | 0 | 0 | 0 | 0 | 0 | 0 | 0 | 0 | 0 | 218194.2551 | 0 | 0 | 0 | 0 | 0 | 0 | 0 | 0 | 0 | 0 | 0 | 0 | 0 | 0 | 0
2016-11-13 21:00 | 0 | 0 | 0 | 0 | 0 | 0 | 633090.335 | 391806 | 0 | 0 | 0 | 0 | 1520662.2865 | 4172139.5201 | 0 | 0 | 0 | 0 | 0 | 0 | 0 | 0 | 0 | 0 | 0 | 0 | 0 | 0 | 0 | 241284.335 | 0 | 0 | 0 | 0 | 0 | 0 | 0 | 0 | 0 | 0 | 0 | 0 | 0 | 0 | 0
2016-11-13 22:00 | 0 | 0 | 0 | 0 | 0 | 0 | 597787.916 | 408986 | 0 | 0 | 0 | 0 | 1709464.2025 | 4172139.5201 | 0 | 0 | 0 | 0 | 0 | 0 | 0 | 0 | 0 | 0 | 0 | 0 | 0 | 0 | 0 | 188801.916 | 0 | 0 | 0 | 0 | 0 | 0 | 0 | 0 | 0 | 0 | 0 | 0 | 0 | 0 | 0
2016-11-13 23:00 | 0 | 0 | 0 | 0 | 0 | 372776.7537 | 327510.3327 | 426882 | 0 | 0 | 0 | 0 | 1968603.3075 | 4186405.5016 | 0 | 0 | 0 | 0 | 0 | 0 | 0 | 0 | 0 | 0 | 0 | 0 | 0 | 0 | 0 | 259139.105 | 14265.9815 | 0 | 0 | 0 | 0 | 0 | 0 | 0 | 0 | 0 | 0 | 0 | 0 | 0 | 0
2016-11-14 | 0 | 0 | 0 | 0 | 0 | 673704.6646 | 22650.3763 | 430953 | 0 | 0 | 0 | 0 | 2227742.4124 | 4192668.4376 | 0 | 0 | 0 | 0 | 0 | 0 | 0 | 0 | 0 | 0 | 0 | 0 | 0 | 0 | 0 | 259139.105 | 6262.9359 | 0 | 0 | 0 | 0 | 0 | 0 | 0 | 0 | 0 | 0 | 0 | 0 | 0 | 0
2016-11-14 01:00 | 0 | 0 | 0 | 0 | 0 | 171798.895 | 0 | 430938 | 0 | 0 | 0 | 0 | 1968603.3075 | 4192668.4376 | 0 | 0 | 0 | 0 | 0 | 0 | 0 | 0 | 0 | 0 | 0 | 0 | 0 | 0 | 0 | -259139.105 | 0 | 0 | 0 | 0 | 0 | 0 | 0 | 0 | 0 | 0 | 0 | 0 | 0 | 0 | 0
2016-11-14 02:00 | 0 | 0 | 0 | 0 | 0 | 158606.895 | 0 | 417746 | 0 | 0 | 0 | 0 | 1709464.2025 | 4192668.4376 | 0 | 0 | 0 | 0 | 0 | 0 | 0 | 0 | 0 | 0 | 0 | 0 | 0 | 0 | 0 | -259139.105 | 0 | 0 | 0 | 0 | 0 | 0 | 0 | 0 | 0 | 0 | 0 | 0 | 0 | 0 | 0
2016-11-14 03:00 | 0 | 0 | 0 | 0 | 0 | 658641.105 | 0 | 399502 | 0 | 0 | 0 | 0 | 1968603.3075 | 4192668.4376 | 0 | 0 | 0 | 0 | 0 | 0 | 0 | 0 | 0 | 0 | 0 | 0 | 0 | 0 | 0 | 259139.105 | 0 | 0 | 0 | 0 | 0 | 0 | 0 | 0 | 0 | 0 | 0 | 0 | 0 | 0 | 0
2016-11-14 04:00 | 0 | 0 | 0 | 0 | 0 | 135007.8766 | 0 | 379881 | 0 | 0 | 0 | 0 | 1709464.2025 | 4206934.4191 | 0 | 0 | 0 | 0 | 0 | 0 | 0 | 0 | 0 | 0 | 0 | 0 | 0 | 0 | 0 | -259139.105 | 14265.9815 | 0 | 0 | 0 | 0 | 0 | 0 | 0 | 0 | 0 | 0 | 0 | 0 | 0 | 0
2016-11-14 05:00 | 0 | 0 | 0 | 0 | 0 | 103773.895 | 0 | 362913 | 0 | 0 | 0 | 0 | 1450325.0976 | 4206934.4191 | 0 | 0 | 0 | 0 | 0 | 0 | 0 | 0 | 0 | 0 | 0 | 0 | 0 | 0 | 0 | -259139.105 | 0 | 0 | 0 | 0 | 0 | 0 | 0 | 0 | 0 | 0 | 0 | 0 | 0 | 0 | 0
2016-11-14 06:00 | 0 | 0 | 0 | 0 | 0 | 90764.895 | 0 | 349904 | 0 | 0 | 0 | 0 | 1191185.9926 | 4206934.4191 | 0 | 0 | 0 | 0 | 0 | 0 | 0 | 0 | 0 | 0 | 0 | 0 | 0 | 0 | 0 | -259139.105 | 0 | 0 | 0 | 0 | 0 | 0 | 0 | 0 | 0 | 0 | 0 | 0 | 0 | 0 | 0
2016-11-14 07:00 | 0 | 0 | 0 | 0 | 0 | 137858.3638 | 0 | 342914 | 0 | 0 | 0 | 0 | 986130.3564 | 4206934.4191 | 0 | 0 | 0 | 0 | 0 | 0 | 0 | 0 | 0 | 0 | 0 | 0 | 0 | 0 | 0 | -205055.6362 | 0 | 0 | 0 | 0 | 0 | 0 | 0 | 0 | 0 | 0 | 0 | 0 | 0 | 0 | 0
2016-11-14 08:00 | 0 | 0 | 0 | 0 | 0 | 81872.895 | 0 | 341012 | 0 | 0 | 0 | 0 | 726991.2514 | 4206934.4191 | 0 | 0 | 0 | 0 | 0 | 0 | 0 | 0 | 0 | 0 | 0 | 0 | 0 | 0 | 0 | -259139.105 | 0 | 0 | 0 | 0 | 0 | 0 | 0 | 0 | 0 | 0 | 0 | 0 | 0 | 0 | 0
2016-11-14 09:00 | 0 | 0 | 0 | 0 | 0 | 584818.7748 | 0 | 345976 | 0 | 0 | 0 | 0 | 965834.0263 | 4206934.4191 | 0 | 0 | 0 | 0 | 0 | 0 | 0 | 0 | 0 | 0 | 0 | 0 | 0 | 0 | 0 | 238842.7748 | 0 | 0 | 0 | 0 | 0 | 0 | 0 | 0 | 0 | 0 | 0 | 0 | 0 | 0 | 0
2016-11-14 10:00 | 0 | 0 | 0 | 0 | 0 | 103201.895 | 0 | 362341 | 0 | 0 | 0 | 0 | 706694.9213 | 4206934.4191 | 0 | 0 | 0 | 0 | 0 | 0 | 0 | 0 | 0 | 0 | 0 | 0 | 0 | 0 | 0 | -259139.105 | 0 | 0 | 0 | 0 | 0 | 0 | 0 | 0 | 0 | 0 | 0 | 0 | 0 | 0 | 0
2016-11-14 11:00 | 0 | 0 | 0 | 0 | 0 | 134549.895 | 0 | 393689 | 0 | 0 | 0 | 0 | 447555.8164 | 4206934.4191 | 0 | 0 | 0 | 0 | 0 | 0 | 0 | 0 | 0 | 0 | 0 | 0 | 0 | 0 | 0 | -259139.105 | 0 | 0 | 0 | 0 | 0 | 0 | 0 | 0 | 0 | 0 | 0 | 0 | 0 | 0 | 0
2016-11-14 12:00 | 0 | 0 | 0 | 0 | 0 | 161864.895 | 0 | 421004 | 0 | 0 | 0 | 0 | 188416.7114 | 4206934.4191 | 0 | 0 | 0 | 0 | 0 | 0 | 0 | 0 | 0 | 0 | 0 | 0 | 0 | 0 | 0 | -259139.105 | 0 | 0 | 0 | 0 | 0 | 0 | 0 | 0 | 0 | 0 | 0 | 0 | 0 | 0 | 0
2016-11-14 13:00 | 0 | 0 | 0 | 0 | 0 | 456811.5967 | 24.5932 | 430839 | 0 | 0 | 0 | 0 | 214413.9013 | 4206934.4191 | 0 | 0 | 0 | 0 | 0 | 0 | 0 | 0 | 0 | 0 | 0 | 0 | 0 | 0 | 0 | 25997.1899 | 0 | 0 | 0 | 0 | 0 | 0 | 0 | 0 | 0 | 0 | 0 | 0 | 0 | 0 | 0
2016-11-14 14:00 | 0 | 0 | 0 | 0 | 0 | 337040.5476 | 192313.4154 | 433072 | 0 | 0 | 0 | 0 | 310695.8644 | 4206934.4191 | 0 | 0 | 0 | 0 | 0 | 0 | 0 | 0 | 0 | 0 | 0 | 0 | 0 | 0 | 0 | 96281.963 | 0 | 0 | 0 | 0 | 0 | 0 | 0 | 0 | 0 | 0 | 0 | 0 | 0 | 0 | 0
2016-11-14 15:00 | 0 | 0 | 0 | 0 | 0 | 0 | 530243.8031 | 432017 | 0 | 0 | 0 | 0 | 408922.6675 | 4206934.4191 | 0 | 0 | 0 | 0 | 0 | 0 | 0 | 0 | 0 | 0 | 0 | 0 | 0 | 0 | 0 | 98226.8031 | 0 | 0 | 0 | 0 | 0 | 0 | 0 | 0 | 0 | 0 | 0 | 0 | 0 | 0 | 0
2016-11-14 16:00 | 0 | 0 | 0 | 0 | 0 | 0 | 659999.654 | 430617 | 0 | 0 | 0 | 0 | 638305.3215 | 4206934.4191 | 0 | 0 | 0 | 0 | 0 | 0 | 0 | 0 | 0 | 0 | 0 | 0 | 0 | 0 | 0 | 229382.654 | 0 | 0 | 0 | 0 | 0 | 0 | 0 | 0 | 0 | 0 | 0 | 0 | 0 | 0 | 0
2016-11-14 17:00 | 0 | 0 | 0 | 0 | 0 | 0 | 653269.8722 | 428936 | 0 | 0 | 0 | 0 | 862639.1937 | 4206934.4191 | 0 | 0 | 0 | 0 | 0 | 0 | 0 | 0 | 0 | 0 | 0 | 0 | 0 | 0 | 0 | 224333.8722 | 0 | 0 | 0 | 0 | 0 | 0 | 0 | 0 | 0 | 0 | 0 | 0 | 0 | 0 | 0
2016-11-14 18:00 | 0 | 0 | 0 | 0 | 0 | 0 | 613956.5099 | 429070 | 0 | 0 | 0 | 0 | 1047525.7036 | 4206934.4191 | 0 | 0 | 0 | 0 | 0 | 0 | 0 | 0 | 0 | 0 | 0 | 0 | 0 | 0 | 0 | 184886.5099 | 0 | 0 | 0 | 0 | 0 | 0 | 0 | 0 | 0 | 0 | 0 | 0 | 0 | 0 | 0
2016-11-14 19:00 | 0 | 0 | 0 | 0 | 0 | 0 | 599636.119 | 429960 | 0 | 0 | 0 | 0 | 1217201.8225 | 4206934.4191 | 0 | 0 | 0 | 0 | 0 | 0 | 0 | 0 | 0 | 0 | 0 | 0 | 0 | 0 | 0 | 169676.119 | 0 | 0 | 0 | 0 | 0 | 0 | 0 | 0 | 0 | 0 | 0 | 0 | 0 | 0 | 0
2016-11-14 20:00 | 0 | 0 | 0 | 0 | 0 | 0 | 618574.4469 | 430707 | 0 | 0 | 0 | 0 | 1405069.2694 | 4206934.4191 | 0 | 0 | 0 | 0 | 0 | 0 | 0 | 0 | 0 | 0 | 0 | 0 | 0 | 0 | 0 | 187867.4469 | 0 | 0 | 0 | 0 | 0 | 0 | 0 | 0 | 0 | 0 | 0 | 0 | 0 | 0 | 0
2016-11-14 21:00 | 0 | 0 | 0 | 0 | 0 | 0 | 656441.4277 | 436153 | 0 | 0 | 0 | 0 | 1625357.6971 | 4206934.4191 | 0 | 0 | 0 | 0 | 0 | 0 | 0 | 0 | 0 | 0 | 0 | 0 | 0 | 0 | 0 | 220288.4277 | 0 | 0 | 0 | 0 | 0 | 0 | 0 | 0 | 0 | 0 | 0 | 0 | 0 | 0 | 0
2016-11-14 22:00 | 0 | 0 | 0 | 0 | 0 | 0 | 621371.7697 | 450135 | 0 | 0 | 0 | 0 | 1796594.4668 | 4206934.4191 | 0 | 0 | 0 | 0 | 0 | 0 | 0 | 0 | 0 | 0 | 0 | 0 | 0 | 0 | 0 | 171236.7697 | 0 | 0 | 0 | 0 | 0 | 0 | 0 | 0 | 0 | 0 | 0 | 0 | 0 | 0 | 0
2016-11-14 23:00 | 0 | 0 | 0 | 0 | 0 | 0 | 348134.8834 | 462512 | 0 | 0 | 0 | 0 | 1682217.3502 | 4206934.4191 | 0 | 0 | 0 | 0 | 0 | 0 | 0 | 0 | 0 | 0 | 0 | 0 | 0 | 0 | 0 | -114377.1166 | 0 | 0 | 0 | 0 | 0 | 0 | 0 | 0 | 0 | 0 | 0 | 0 | 0 | 0 | 0
2016-11-15 | 0 | 0 | 0 | 0 | 0 | 341846.3812 | 18684.4488 | 463726 | 0 | 0 | 0 | 0 | 1579022.1802 | 4206934.4191 | 0 | 0 | 0 | 0 | 0 | 0 | 0 | 0 | 0 | 0 | 0 | 0 | 0 | 0 | 0 | -103195.17 | 0 | 0 | 0 | 0 | 0 | 0 | 0 | 0 | 0 | 0 | 0 | 0 | 0 | 0 | 0
2016-11-15 01:00 | 0 | 0 | 0 | 0 | 0 | 198940.895 | 0 | 458080 | 0 | 0 | 0 | 0 | 1319883.0753 | 4206934.4191 | 0 | 0 | 0 | 0 | 0 | 0 | 0 | 0 | 0 | 0 | 0 | 0 | 0 | 0 | 0 | -259139.105 | 0 | 0 | 0 | 0 | 0 | 0 | 0 | 0 | 0 | 0 | 0 | 0 | 0 | 0 | 0
2016-11-15 02:00 | 0 | 0 | 0 | 0 | 0 | 197049.8766 | 0 | 441923 | 0 | 0 | 0 | 0 | 1060743.9703 | 4221200.4006 | 0 | 0 | 0 | 0 | 0 | 0 | 0 | 0 | 0 | 0 | 0 | 0 | 0 | 0 | 0 | -259139.105 | 14265.9815 | 0 | 0 | 0 | 0 | 0 | 0 | 0 | 0 | 0 | 0 | 0 | 0 | 0 | 0
2016-11-15 03:00 | 0 | 0 | 0 | 0 | 0 | 422602.4163 | 0 | 419149 | 0 | 0 | 0 | 0 | 1064197.3866 | 4221200.4006 | 0 | 0 | 0 | 0 | 0 | 0 | 0 | 0 | 0 | 0 | 0 | 0 | 0 | 0 | 0 | 3453.4163 | 0 | 0 | 0 | 0 | 0 | 0 | 0 | 0 | 0 | 0 | 0 | 0 | 0 | 0 | 0
2016-11-15 04:00 | 0 | 0 | 0 | 0 | 0 | 465871.072 | 0 | 394010 | 0 | 0 | 0 | 0 | 1136058.4586 | 4221200.4006 | 0 | 0 | 0 | 0 | 0 | 0 | 0 | 0 | 0 | 0 | 0 | 0 | 0 | 0 | 0 | 71861.072 | 0 | 0 | 0 | 0 | 0 | 0 | 0 | 0 | 0 | 0 | 0 | 0 | 0 | 0 | 0
2016-11-15 05:00 | 0 | 0 | 0 | 0 | 0 | 114871.895 | 0 | 374011 | 0 | 0 | 0 | 0 | 876919.3537 | 4221200.4006 | 0 | 0 | 0 | 0 | 0 | 0 | 0 | 0 | 0 | 0 | 0 | 0 | 0 | 0 | 0 | -259139.105 | 0 | 0 | 0 | 0 | 0 | 0 | 0 | 0 | 0 | 0 | 0 | 0 | 0 | 0 | 0
2016-11-15 06:00 | 0 | 0 | 0 | 0 | 0 | 536311.1477 | 0 | 359783 | 0 | 0 | 0 | 0 | 1053447.5014 | 4221200.4006 | 0 | 0 | 0 | 0 | 0 | 0 | 0 | 0 | 0 | 0 | 0 | 0 | 0 | 0 | 0 | 176528.1477 | 0 | 0 | 0 | 0 | 0 | 0 | 0 | 0 | 0 | 0 | 0 | 0 | 0 | 0 | 0
2016-11-15 07:00 | 0 | 0 | 0 | 0 | 0 | 91833.895 | 0 | 350973 | 0 | 0 | 0 | 0 | 794308.3965 | 4221200.4006 | 0 | 0 | 0 | 0 | 0 | 0 | 0 | 0 | 0 | 0 | 0 | 0 | 0 | 0 | 0 | -259139.105 | 0 | 0 | 0 | 0 | 0 | 0 | 0 | 0 | 0 | 0 | 0 | 0 | 0 | 0 | 0
2016-11-15 08:00 | 0 | 0 | 0 | 0 | 0 | 102216.8766 | 0 | 347090 | 0 | 0 | 0 | 0 | 535169.2915 | 4235466.3822 | 0 | 0 | 0 | 0 | 0 | 0 | 0 | 0 | 0 | 0 | 0 | 0 | 0 | 0 | 0 | -259139.105 | 14265.9815 | 0 | 0 | 0 | 0 | 0 | 0 | 0 | 0 | 0 | 0 | 0 | 0 | 0 | 0
2016-11-15 09:00 | 0 | 0 | 0 | 0 | 0 | 591965.0233 | 0 | 349717 | 0 | 0 | 0 | 0 | 777417.3149 | 4235466.3822 | 0 | 0 | 0 | 0 | 0 | 0 | 0 | 0 | 0 | 0 | 0 | 0 | 0 | 0 | 0 | 242248.0233 | 0 | 0 | 0 | 0 | 0 | 0 | 0 | 0 | 0 | 0 | 0 | 0 | 0 | 0 | 0
2016-11-15 10:00 | 0 | 0 | 0 | 0 | 0 | 116848.8766 | 0 | 361722 | 0 | 0 | 0 | 0 | 518278.2099 | 4249732.3637 | 0 | 0 | 0 | 0 | 0 | 0 | 0 | 0 | 0 | 0 | 0 | 0 | 0 | 0 | 0 | -259139.105 | 14265.9815 | 0 | 0 | 0 | 0 | 0 | 0 | 0 | 0 | 0 | 0 | 0 | 0 | 0 | 0
2016-11-15 11:00 | 0 | 0 | 0 | 0 | 0 | 132386.895 | 0 | 391526 | 0 | 0 | 0 | 0 | 259139.105 | 4249732.3637 | 0 | 0 | 0 | 0 | 0 | 0 | 0 | 0 | 0 | 0 | 0 | 0 | 0 | 0 | 0 | -259139.105 | 0 | 0 | 0 | 0 | 0 | 0 | 0 | 0 | 0 | 0 | 0 | 0 | 0 | 0 | 0
2016-11-15 12:00 | 0 | 0 | 0 | 0 | 0 | 158570.895 | 0 | 417710 | 0 | 0 | 0 | 0 | 0 | 4249732.3637 | 0 | 0 | 0 | 0 | 0 | 0 | 0 | 0 | 0 | 0 | 0 | 0 | 0 | 0 | 0 | -259139.105 | 0 | 0 | 0 | 0 | 0 | 0 | 0 | 0 | 0 | 0 | 0 | 0 | 0 | 0 | 0
2016-11-15 13:00 | 0 | 0 | 0 | 0 | 0 | 585521.1246 | 25.5232 | 426726 | 0 | 0 | 0 | 0 | 144554.6662 | 4263998.3452 | 0 | 0 | 0 | 0 | 0 | 0 | 0 | 0 | 0 | 0 | 0 | 0 | 0 | 0 | 0 | 144554.6662 | 14265.9815 | 0 | 0 | 0 | 0 | 0 | 0 | 0 | 0 | 0 | 0 | 0 | 0 | 0 | 0
2016-11-15 14:00 | 0 | 0 | 0 | 0 | 0 | 228739.3336 | 207148.8908 | 429103 | 0 | 0 | 0 | 0 | 137073.9091 | 4278264.3268 | 0 | 0 | 0 | 0 | 0 | 0 | 0 | 0 | 0 | 0 | 0 | 0 | 0 | 0 | 0 | -7480.7571 | 14265.9815 | 0 | 0 | 0 | 0 | 0 | 0 | 0 | 0 | 0 | 0 | 0 | 0 | 0 | 0
2016-11-15 15:00 | 0 | 0 | 0 | 0 | 0 | 0 | 581902.9052 | 428933 | 0 | 0 | 0 | 0 | 275777.8327 | 4292530.3083 | 0 | 0 | 0 | 0 | 0 | 0 | 0 | 0 | 0 | 0 | 0 | 0 | 0 | 0 | 0 | 138703.9237 | 14265.9815 | 0 | 0 | 0 | 0 | 0 | 0 | 0 | 0 | 0 | 0 | 0 | 0 | 0 | 0
2016-11-15 16:00 | 0 | 0 | 0 | 0 | 0 | 0 | 683362.1174 | 427043 | 0 | 0 | 0 | 0 | 517830.9686 | 4306796.2898 | 0 | 0 | 0 | 0 | 0 | 0 | 0 | 0 | 0 | 0 | 0 | 0 | 0 | 0 | 0 | 242053.1359 | 14265.9815 | 0 | 0 | 0 | 0 | 0 | 0 | 0 | 0 | 0 | 0 | 0 | 0 | 0 | 0
2016-11-15 17:00 | 0 | 0 | 0 | 0 | 0 | 0 | 655393.1518 | 426613 | 0 | 0 | 0 | 0 | 732345.139 | 4321062.2714 | 0 | 0 | 0 | 0 | 0 | 0 | 0 | 0 | 0 | 0 | 0 | 0 | 0 | 0 | 0 | 214514.1703 | 14265.9815 | 0 | 0 | 0 | 0 | 0 | 0 | 0 | 0 | 0 | 0 | 0 | 0 | 0 | 0
2016-11-15 18:00 | 0 | 0 | 0 | 0 | 0 | 0 | 611680.5015 | 428470 | 0 | 0 | 0 | 0 | 901289.6589 | 4335328.2529 | 0 | 0 | 0 | 0 | 0 | 0 | 0 | 0 | 0 | 0 | 0 | 0 | 0 | 0 | 0 | 168944.5199 | 14265.9815 | 0 | 0 | 0 | 0 | 0 | 0 | 0 | 0 | 0 | 0 | 0 | 0 | 0 | 0
2016-11-15 19:00 | 0 | 0 | 0 | 0 | 0 | 0 | 593471.1907 | 429860 | 0 | 0 | 0 | 0 | 1064900.8495 | 4335328.2529 | 0 | 0 | 0 | 0 | 0 | 0 | 0 | 0 | 0 | 0 | 0 | 0 | 0 | 0 | 0 | 163611.1907 | 0 | 0 | 0 | 0 | 0 | 0 | 0 | 0 | 0 | 0 | 0 | 0 | 0 | 0 | 0
2016-11-15 20:00 | 0 | 0 | 0 | 0 | 0 | 0 | 606559.2321 | 431192 | 0 | 0 | 0 | 0 | 1240268.0816 | 4335328.2529 | 0 | 0 | 0 | 0 | 0 | 0 | 0 | 0 | 0 | 0 | 0 | 0 | 0 | 0 | 0 | 175367.2321 | 0 | 0 | 0 | 0 | 0 | 0 | 0 | 0 | 0 | 0 | 0 | 0 | 0 | 0 | 0
2016-11-15 21:00 | 0 | 0 | 0 | 0 | 0 | 0 | 632545.7108 | 435035 | 0 | 0 | 0 | 0 | 1437778.7925 | 4335328.2529 | 0 | 0 | 0 | 0 | 0 | 0 | 0 | 0 | 0 | 0 | 0 | 0 | 0 | 0 | 0 | 197510.7108 | 0 | 0 | 0 | 0 | 0 | 0 | 0 | 0 | 0 | 0 | 0 | 0 | 0 | 0 | 0
2016-11-15 22:00 | 0 | 0 | 0 | 0 | 0 | 0 | 591679.1232 | 447443 | 0 | 0 | 0 | 0 | 1582014.9157 | 4335328.2529 | 0 | 0 | 0 | 0 | 0 | 0 | 0 | 0 | 0 | 0 | 0 | 0 | 0 | 0 | 0 | 144236.1232 | 0 | 0 | 0 | 0 | 0 | 0 | 0 | 0 | 0 | 0 | 0 | 0 | 0 | 0 | 0
2016-11-15 23:00 | 0 | 0 | 0 | 0 | 0 | 0 | 298322.4074 | 457660 | 0 | 0 | 0 | 0 | 1422677.3231 | 4335328.2529 | 0 | 0 | 0 | 0 | 0 | 0 | 0 | 0 | 0 | 0 | 0 | 0 | 0 | 0 | 0 | -159337.5926 | 0 | 0 | 0 | 0 | 0 | 0 | 0 | 0 | 0 | 0 | 0 | 0 | 0 | 0 | 0
2016-11-16 | 0 | 0 | 0 | 0 | 0 | 185037.4875 | 15285.4075 | 459462 | 0 | 0 | 0 | 0 | 1163538.2182 | 4335328.2529 | 0 | 0 | 0 | 0 | 0 | 0 | 0 | 0 | 0 | 0 | 0 | 0 | 0 | 0 | 0 | -259139.105 | 0 | 0 | 0 | 0 | 0 | 0 | 0 | 0 | 0 | 0 | 0 | 0 | 0 | 0 | 0
2016-11-16 01:00 | 0 | 0 | 0 | 0 | 0 | 448983.3463 | 0 | 454621 | 0 | 0 | 0 | 0 | 1157900.5645 | 4335328.2529 | 0 | 0 | 0 | 0 | 0 | 0 | 0 | 0 | 0 | 0 | 0 | 0 | 0 | 0 | 0 | -5637.6537 | 0 | 0 | 0 | 0 | 0 | 0 | 0 | 0 | 0 | 0 | 0 | 0 | 0 | 0 | 0
2016-11-16 02:00 | 0 | 0 | 0 | 0 | 0 | 476506.3387 | 0 | 439452 | 0 | 0 | 0 | 0 | 1194954.9032 | 4335328.2529 | 0 | 0 | 0 | 0 | 0 | 0 | 0 | 0 | 0 | 0 | 0 | 0 | 0 | 0 | 0 | 37054.3387 | 0 | 0 | 0 | 0 | 0 | 0 | 0 | 0 | 0 | 0 | 0 | 0 | 0 | 0 | 0
2016-11-16 03:00 | 0 | 0 | 0 | 0 | 0 | 171946.8766 | 0 | 416820 | 0 | 0 | 0 | 0 | 935815.7983 | 4349594.2344 | 0 | 0 | 0 | 0 | 0 | 0 | 0 | 0 | 0 | 0 | 0 | 0 | 0 | 0 | 0 | -259139.105 | 14265.9815 | 0 | 0 | 0 | 0 | 0 | 0 | 0 | 0 | 0 | 0 | 0 | 0 | 0 | 0
2016-11-16 04:00 | 0 | 0 | 0 | 0 | 0 | 133444.895 | 0 | 392584 | 0 | 0 | 0 | 0 | 676676.6933 | 4349594.2344 | 0 | 0 | 0 | 0 | 0 | 0 | 0 | 0 | 0 | 0 | 0 | 0 | 0 | 0 | 0 | -259139.105 | 0 | 0 | 0 | 0 | 0 | 0 | 0 | 0 | 0 | 0 | 0 | 0 | 0 | 0 | 0
2016-11-16 05:00 | 0 | 0 | 0 | 0 | 0 | 551390.0705 | 0 | 371667 | 0 | 0 | 0 | 0 | 856399.7638 | 4349594.2344 | 0 | 0 | 0 | 0 | 0 | 0 | 0 | 0 | 0 | 0 | 0 | 0 | 0 | 0 | 0 | 179723.0705 | 0 | 0 | 0 | 0 | 0 | 0 | 0 | 0 | 0 | 0 | 0 | 0 | 0 | 0 | 0
2016-11-16 06:00 | 0 | 0 | 0 | 0 | 0 | 569324.5714 | 0 | 357214 | 0 | 0 | 0 | 0 | 1068510.3352 | 4349594.2344 | 0 | 0 | 0 | 0 | 0 | 0 | 0 | 0 | 0 | 0 | 0 | 0 | 0 | 0 | 0 | 212110.5714 | 0 | 0 | 0 | 0 | 0 | 0 | 0 | 0 | 0 | 0 | 0 | 0 | 0 | 0 | 0
2016-11-16 07:00 | 0 | 0 | 0 | 0 | 0 | 90078.895 | 0 | 349218 | 0 | 0 | 0 | 0 | 809371.2303 | 4349594.2344 | 0 | 0 | 0 | 0 | 0 | 0 | 0 | 0 | 0 | 0 | 0 | 0 | 0 | 0 | 0 | -259139.105 | 0 | 0 | 0 | 0 | 0 | 0 | 0 | 0 | 0 | 0 | 0 | 0 | 0 | 0 | 0
2016-11-16 08:00 | 0 | 0 | 0 | 0 | 0 | 599093.5918 | 0 | 345715 | 0 | 0 | 0 | 0 | 1062749.822 | 4349594.2344 | 0 | 0 | 0 | 0 | 0 | 0 | 0 | 0 | 0 | 0 | 0 | 0 | 0 | 0 | 0 | 253378.5918 | 0 | 0 | 0 | 0 | 0 | 0 | 0 | 0 | 0 | 0 | 0 | 0 | 0 | 0 | 0
2016-11-16 09:00 | 0 | 0 | 0 | 0 | 0 | 88736.895 | 0 | 347876 | 0 | 0 | 0 | 0 | 803610.7171 | 4349594.2344 | 0 | 0 | 0 | 0 | 0 | 0 | 0 | 0 | 0 | 0 | 0 | 0 | 0 | 0 | 0 | -259139.105 | 0 | 0 | 0 | 0 | 0 | 0 | 0 | 0 | 0 | 0 | 0 | 0 | 0 | 0 | 0
2016-11-16 10:00 | 0 | 0 | 0 | 0 | 0 | 102970.895 | 0 | 362110 | 0 | 0 | 0 | 0 | 544471.6121 | 4349594.2344 | 0 | 0 | 0 | 0 | 0 | 0 | 0 | 0 | 0 | 0 | 0 | 0 | 0 | 0 | 0 | -259139.105 | 0 | 0 | 0 | 0 | 0 | 0 | 0 | 0 | 0 | 0 | 0 | 0 | 0 | 0 | 0
2016-11-16 11:00 | 0 | 0 | 0 | 0 | 0 | 133664.895 | 0 | 392804 | 0 | 0 | 0 | 0 | 285332.5072 | 4349594.2344 | 0 | 0 | 0 | 0 | 0 | 0 | 0 | 0 | 0 | 0 | 0 | 0 | 0 | 0 | 0 | -259139.105 | 0 | 0 | 0 | 0 | 0 | 0 | 0 | 0 | 0 | 0 | 0 | 0 | 0 | 0 | 0
2016-11-16 12:00 | 0 | 0 | 0 | 0 | 0 | 158891.895 | 0 | 418031 | 0 | 0 | 0 | 0 | 26193.4022 | 4349594.2344 | 0 | 0 | 0 | 0 | 0 | 0 | 0 | 0 | 0 | 0 | 0 | 0 | 0 | 0 | 0 | -259139.105 | 0 | 0 | 0 | 0 | 0 | 0 | 0 | 0 | 0 | 0 | 0 | 0 | 0 | 0 | 0
2016-11-16 13:00 | 0 | 0 | 0 | 0 | 0 | 658890.6296 | 27.0732 | 425972 | 0 | 0 | 0 | 0 | 259139.105 | 4349594.2344 | 0 | 0 | 0 | 0 | 0 | 0 | 0 | 0 | 0 | 0 | 0 | 0 | 0 | 0 | 0 | 232945.7027 | 0 | 0 | 0 | 0 | 0 | 0 | 0 | 0 | 0 | 0 | 0 | 0 | 0 | 0 | 0
2016-11-16 14:00 | 0 | 0 | 0 | 0 | 0 | 28626.0012 | 139831.8938 | 427597 | 0 | 0 | 0 | 0 | 0 | 4349594.2344 | 0 | 0 | 0 | 0 | 0 | 0 | 0 | 0 | 0 | 0 | 0 | 0 | 0 | 0 | 0 | -259139.105 | 0 | 0 | 0 | 0 | 0 | 0 | 0 | 0 | 0 | 0 | 0 | 0 | 0 | 0 | 0
2016-11-16 15:00 | 0 | 0 | 0 | 0 | 0 | 0 | 329433.7908 | 427627 | 0 | 0 | 0 | 0 | 10749.6 | 4240651.4253 | 0 | 0 | 0 | 0 | 0 | 0 | 0 | 0 | 0 | 0 | 0 | 0 | 0 | 0 | 0 | 10749.6 | 0 | 108942.8092 | 0 | 0 | 0 | 0 | 0 | 0 | 0 | 0 | 0 | 0 | 0 | 0 | 0
2016-11-16 16:00 | 0 | 0 | 0 | 0 | 0 | 0 | 461676.2576 | 426578 | 0 | 0 | 0 | 0 | 45847.8576 | 4240651.4253 | 0 | 0 | 0 | 0 | 0 | 0 | 0 | 0 | 0 | 0 | 0 | 0 | 0 | 0 | 0 | 35098.2576 | 0 | 0 | 0 | 0 | 0 | 0 | 0 | 0 | 0 | 0 | 0 | 0 | 0 | 0 | 0
2016-11-16 17:00 | 0 | 0 | 0 | 0 | 0 | 0 | 502096.815 | 426245 | 0 | 0 | 0 | 0 | 121699.6725 | 4240651.4253 | 0 | 0 | 0 | 0 | 0 | 0 | 0 | 0 | 0 | 0 | 0 | 0 | 0 | 0 | 0 | 75851.815 | 0 | 0 | 0 | 0 | 0 | 0 | 0 | 0 | 0 | 0 | 0 | 0 | 0 | 0 | 0
2016-11-16 18:00 | 0 | 0 | 0 | 0 | 0 | 0 | 501318.4699 | 428712 | 0 | 0 | 0 | 0 | 194306.1425 | 4240651.4253 | 0 | 0 | 0 | 0 | 0 | 0 | 0 | 0 | 0 | 0 | 0 | 0 | 0 | 0 | 0 | 72606.4699 | 0 | 0 | 0 | 0 | 0 | 0 | 0 | 0 | 0 | 0 | 0 | 0 | 0 | 0 | 0
2016-11-16 19:00 | 0 | 0 | 0 | 0 | 0 | 0 | 495014.0746 | 430296 | 0 | 0 | 0 | 0 | 259024.217 | 4240651.4253 | 0 | 0 | 0 | 0 | 0 | 0 | 0 | 0 | 0 | 0 | 0 | 0 | 0 | 0 | 0 | 64718.0746 | 0 | 0 | 0 | 0 | 0 | 0 | 0 | 0 | 0 | 0 | 0 | 0 | 0 | 0 | 0
2016-11-16 20:00 | 0 | 0 | 0 | 0 | 0 | 0 | 499413.3606 | 431956 | 0 | 0 | 0 | 0 | 326481.5776 | 4240651.4253 | 0 | 0 | 0 | 0 | 0 | 0 | 0 | 0 | 0 | 0 | 0 | 0 | 0 | 0 | 0 | 67457.3606 | 0 | 0 | 0 | 0 | 0 | 0 | 0 | 0 | 0 | 0 | 0 | 0 | 0 | 0 | 0
2016-11-16 21:00 | 0 | 0 | 0 | 0 | 0 | 0 | 486064.8134 | 435639 | 0 | 0 | 0 | 0 | 376907.3911 | 4240651.4253 | 0 | 0 | 0 | 0 | 0 | 0 | 0 | 0 | 0 | 0 | 0 | 0 | 0 | 0 | 0 | 50425.8134 | 0 | 0 | 0 | 0 | 0 | 0 | 0 | 0 | 0 | 0 | 0 | 0 | 0 | 0 | 0
2016-11-16 22:00 | 0 | 0 | 0 | 0 | 0 | 299875.9817 | 405390.1233 | 446127 | 0 | 0 | 0 | 0 | 636046.496 | 4240651.4253 | 0 | 0 | 0 | 0 | 0 | 0 | 0 | 0 | 0 | 0 | 0 | 0 | 0 | 0 | 0 | 259139.105 | 0 | 0 | 0 | 0 | 0 | 0 | 0 | 0 | 0 | 0 | 0 | 0 | 0 | 0 | 0
2016-11-16 23:00 | 0 | 0 | 0 | 0 | 0 | 522564.7545 | 193191.3505 | 456617 | 0 | 0 | 0 | 0 | 895185.601 | 4240651.4253 | 0 | 0 | 0 | 0 | 0 | 0 | 0 | 0 | 0 | 0 | 0 | 0 | 0 | 0 | 0 | 259139.105 | 0 | 0 | 0 | 0 | 0 | 0 | 0 | 0 | 0 | 0 | 0 | 0 | 0 | 0 | 0
2016-11-17 | 0 | 0 | 0 | 0 | 0 | 698549.6481 | 18977.4569 | 458388 | 0 | 0 | 0 | 0 | 1154324.7059 | 4240651.4253 | 0 | 0 | 0 | 0 | 0 | 0 | 0 | 0 | 0 | 0 | 0 | 0 | 0 | 0 | 0 | 259139.105 | 0 | 0 | 0 | 0 | 0 | 0 | 0 | 0 | 0 | 0 | 0 | 0 | 0 | 0 | 0
2016-11-17 01:00 | 0 | 0 | 0 | 0 | 0 | 712924.105 | 0 | 453785 | 0 | 0 | 0 | 0 | 1413463.8109 | 4240651.4253 | 0 | 0 | 0 | 0 | 0 | 0 | 0 | 0 | 0 | 0 | 0 | 0 | 0 | 0 | 0 | 259139.105 | 0 | 0 | 0 | 0 | 0 | 0 | 0 | 0 | 0 | 0 | 0 | 0 | 0 | 0 | 0
2016-11-17 02:00 | 0 | 0 | 0 | 0 | 0 | 713348.0865 | 0 | 439943 | 0 | 0 | 0 | 0 | 1672602.9158 | 4254917.4068 | 0 | 0 | 0 | 0 | 0 | 0 | 0 | 0 | 0 | 0 | 0 | 0 | 0 | 0 | 0 | 259139.105 | 14265.9815 | 0 | 0 | 0 | 0 | 0 | 0 | 0 | 0 | 0 | 0 | 0 | 0 | 0 | 0
2016-11-17 03:00 | 0 | 0 | 0 | 0 | 0 | 158442.895 | 0 | 417582 | 0 | 0 | 0 | 0 | 1413463.8109 | 4254917.4068 | 0 | 0 | 0 | 0 | 0 | 0 | 0 | 0 | 0 | 0 | 0 | 0 | 0 | 0 | 0 | -259139.105 | 0 | 0 | 0 | 0 | 0 | 0 | 0 | 0 | 0 | 0 | 0 | 0 | 0 | 0 | 0
2016-11-17 04:00 | 0 | 0 | 0 | 0 | 0 | 653046.105 | 0 | 393907 | 0 | 0 | 0 | 0 | 1672602.9158 | 4254917.4068 | 0 | 0 | 0 | 0 | 0 | 0 | 0 | 0 | 0 | 0 | 0 | 0 | 0 | 0 | 0 | 259139.105 | 0 | 0 | 0 | 0 | 0 | 0 | 0 | 0 | 0 | 0 | 0 | 0 | 0 | 0 | 0
2016-11-17 05:00 | 0 | 0 | 0 | 0 | 0 | 114692.895 | 0 | 373832 | 0 | 0 | 0 | 0 | 1413463.8109 | 4254917.4068 | 0 | 0 | 0 | 0 | 0 | 0 | 0 | 0 | 0 | 0 | 0 | 0 | 0 | 0 | 0 | -259139.105 | 0 | 0 | 0 | 0 | 0 | 0 | 0 | 0 | 0 | 0 | 0 | 0 | 0 | 0 | 0
2016-11-17 06:00 | 0 | 0 | 0 | 0 | 0 | 332487.0042 | 0 | 358914 | 0 | 0 | 0 | 0 | 1387036.8151 | 4254917.4068 | 0 | 0 | 0 | 0 | 0 | 0 | 0 | 0 | 0 | 0 | 0 | 0 | 0 | 0 | 0 | -26426.9958 | 0 | 0 | 0 | 0 | 0 | 0 | 0 | 0 | 0 | 0 | 0 | 0 | 0 | 0 | 0
2016-11-17 07:00 | 0 | 0 | 0 | 0 | 0 | 90482.895 | 0 | 349622 | 0 | 0 | 0 | 0 | 1127897.7102 | 4254917.4068 | 0 | 0 | 0 | 0 | 0 | 0 | 0 | 0 | 0 | 0 | 0 | 0 | 0 | 0 | 0 | -259139.105 | 0 | 0 | 0 | 0 | 0 | 0 | 0 | 0 | 0 | 0 | 0 | 0 | 0 | 0 | 0
2016-11-17 08:00 | 0 | 0 | 0 | 0 | 0 | 619229.0865 | 0 | 345824 | 0 | 0 | 0 | 0 | 1387036.8151 | 4269183.3883 | 0 | 0 | 0 | 0 | 0 | 0 | 0 | 0 | 0 | 0 | 0 | 0 | 0 | 0 | 0 | 259139.105 | 14265.9815 | 0 | 0 | 0 | 0 | 0 | 0 | 0 | 0 | 0 | 0 | 0 | 0 | 0 | 0
2016-11-17 09:00 | 0 | 0 | 0 | 0 | 0 | 608286.105 | 0 | 349147 | 0 | 0 | 0 | 0 | 1646175.9201 | 4269183.3883 | 0 | 0 | 0 | 0 | 0 | 0 | 0 | 0 | 0 | 0 | 0 | 0 | 0 | 0 | 0 | 259139.105 | 0 | 0 | 0 | 0 | 0 | 0 | 0 | 0 | 0 | 0 | 0 | 0 | 0 | 0 | 0
2016-11-17 10:00 | 0 | 0 | 0 | 0 | 0 | 117494.8766 | 0 | 362368 | 0 | 0 | 0 | 0 | 1387036.8151 | 4283449.3699 | 0 | 0 | 0 | 0 | 0 | 0 | 0 | 0 | 0 | 0 | 0 | 0 | 0 | 0 | 0 | -259139.105 | 14265.9815 | 0 | 0 | 0 | 0 | 0 | 0 | 0 | 0 | 0 | 0 | 0 | 0 | 0 | 0
2016-11-17 11:00 | 0 | 0 | 0 | 0 | 0 | 132522.895 | 0 | 391662 | 0 | 0 | 0 | 0 | 1127897.7102 | 4283449.3699 | 0 | 0 | 0 | 0 | 0 | 0 | 0 | 0 | 0 | 0 | 0 | 0 | 0 | 0 | 0 | -259139.105 | 0 | 0 | 0 | 0 | 0 | 0 | 0 | 0 | 0 | 0 | 0 | 0 | 0 | 0 | 0
2016-11-17 12:00 | 0 | 0 | 0 | 0 | 0 | 158142.895 | 0 | 417282 | 0 | 0 | 0 | 0 | 868758.6052 | 4283449.3699 | 0 | 0 | 0 | 0 | 0 | 0 | 0 | 0 | 0 | 0 | 0 | 0 | 0 | 0 | 0 | -259139.105 | 0 | 0 | 0 | 0 | 0 | 0 | 0 | 0 | 0 | 0 | 0 | 0 | 0 | 0 | 0
2016-11-17 13:00 | 0 | 0 | 0 | 0 | 0 | 166678.2952 | 18.5999 | 425836 | 0 | 0 | 0 | 0 | 609619.5003 | 4283449.3699 | 0 | 0 | 0 | 0 | 0 | 0 | 0 | 0 | 0 | 0 | 0 | 0 | 0 | 0 | 0 | -259139.105 | 0 | 0 | 0 | 0 | 0 | 0 | 0 | 0 | 0 | 0 | 0 | 0 | 0 | 0 | 0
2016-11-17 14:00 | 0 | 0 | 0 | 0 | 0 | 559236.26 | 103257.7649 | 428519 | 0 | 0 | 0 | 0 | 843594.5252 | 4283449.3699 | 0 | 0 | 0 | 0 | 0 | 0 | 0 | 0 | 0 | 0 | 0 | 0 | 0 | 0 | 0 | 233975.0249 | 0 | 0 | 0 | 0 | 0 | 0 | 0 | 0 | 0 | 0 | 0 | 0 | 0 | 0 | 0
2016-11-17 15:00 | 0 | 0 | 0 | 0 | 0 | 0 | 438909.8904 | 429950 | 0 | 0 | 0 | 0 | 852554.4156 | 4283449.3699 | 0 | 0 | 0 | 0 | 0 | 0 | 0 | 0 | 0 | 0 | 0 | 0 | 0 | 0 | 0 | 8959.8904 | 0 | 0 | 0 | 0 | 0 | 0 | 0 | 0 | 0 | 0 | 0 | 0 | 0 | 0 | 0
2016-11-17 16:00 | 0 | 0 | 0 | 0 | 0 | 0 | 580513.2503 | 428367 | 0 | 0 | 0 | 0 | 1004700.6658 | 4283449.3699 | 0 | 0 | 0 | 0 | 0 | 0 | 0 | 0 | 0 | 0 | 0 | 0 | 0 | 0 | 0 | 152146.2503 | 0 | 0 | 0 | 0 | 0 | 0 | 0 | 0 | 0 | 0 | 0 | 0 | 0 | 0 | 0
2016-11-17 17:00 | 0 | 0 | 0 | 0 | 0 | 0 | 580063.2344 | 428497 | 0 | 0 | 0 | 0 | 1156266.9003 | 4283449.3699 | 0 | 0 | 0 | 0 | 0 | 0 | 0 | 0 | 0 | 0 | 0 | 0 | 0 | 0 | 0 | 151566.2344 | 0 | 0 | 0 | 0 | 0 | 0 | 0 | 0 | 0 | 0 | 0 | 0 | 0 | 0 | 0
2016-11-17 18:00 | 0 | 0 | 0 | 0 | 0 | 0 | 556363.5355 | 429853 | 0 | 0 | 0 | 0 | 1282777.4358 | 4283449.3699 | 0 | 0 | 0 | 0 | 0 | 0 | 0 | 0 | 0 | 0 | 0 | 0 | 0 | 0 | 0 | 126510.5355 | 0 | 0 | 0 | 0 | 0 | 0 | 0 | 0 | 0 | 0 | 0 | 0 | 0 | 0 | 0
2016-11-17 19:00 | 0 | 0 | 0 | 0 | 0 | 0 | 544999.7909 | 431227 | 0 | 0 | 0 | 0 | 1396550.2267 | 4283449.3699 | 0 | 0 | 0 | 0 | 0 | 0 | 0 | 0 | 0 | 0 | 0 | 0 | 0 | 0 | 0 | 113772.7909 | 0 | 0 | 0 | 0 | 0 | 0 | 0 | 0 | 0 | 0 | 0 | 0 | 0 | 0 | 0
2016-11-17 20:00 | 0 | 0 | 0 | 0 | 0 | 140237.2265 | 551105.8784 | 432204 | 0 | 0 | 0 | 0 | 1655689.3316 | 4283449.3699 | 0 | 0 | 0 | 0 | 0 | 0 | 0 | 0 | 0 | 0 | 0 | 0 | 0 | 0 | 0 | 259139.105 | 0 | 0 | 0 | 0 | 0 | 0 | 0 | 0 | 0 | 0 | 0 | 0 | 0 | 0 | 0
2016-11-17 21:00 | 0 | 0 | 0 | 0 | 0 | 0 | 566353.2037 | 434647 | 0 | 0 | 0 | 0 | 1896338.3445 | 4174506.5607 | 0 | 0 | 0 | 0 | 0 | 0 | 0 | 0 | 0 | 0 | 0 | 0 | 0 | 0 | 0 | 240649.0129 | 0 | 108942.8092 | 0 | 0 | 0 | 0 | 0 | 0 | 0 | 0 | 0 | 0 | 0 | 0 | 0
2016-11-17 22:00 | 0 | 0 | 0 | 0 | 0 | 0 | 554899.9895 | 445468 | 0 | 0 | 0 | 0 | 2005770.334 | 4174506.5607 | 0 | 0 | 0 | 0 | 0 | 0 | 0 | 0 | 0 | 0 | 0 | 0 | 0 | 0 | 0 | 109431.9895 | 0 | 0 | 0 | 0 | 0 | 0 | 0 | 0 | 0 | 0 | 0 | 0 | 0 | 0 | 0
2016-11-17 23:00 | 0 | 0 | 0 | 0 | 0 | 0 | 308261.7908 | 455817 | 0 | 0 | 0 | 0 | 1858215.1248 | 4174506.5607 | 0 | 0 | 0 | 0 | 0 | 0 | 0 | 0 | 0 | 0 | 0 | 0 | 0 | 0 | 0 | -147555.2092 | 0 | 0 | 0 | 0 | 0 | 0 | 0 | 0 | 0 | 0 | 0 | 0 | 0 | 0 | 0
2016-11-18 | 0 | 0 | 0 | 0 | 0 | 700634.0458 | 17230.0591 | 458725 | 0 | 0 | 0 | 0 | 2117354.2298 | 4174506.5607 | 0 | 0 | 0 | 0 | 0 | 0 | 0 | 0 | 0 | 0 | 0 | 0 | 0 | 0 | 0 | 259139.105 | 0 | 0 | 0 | 0 | 0 | 0 | 0 | 0 | 0 | 0 | 0 | 0 | 0 | 0 | 0
2016-11-18 01:00 | 0 | 0 | 0 | 0 | 0 | 714468.105 | 0 | 455329 | 0 | 0 | 0 | 0 | 2376493.3347 | 4174506.5607 | 0 | 0 | 0 | 0 | 0 | 0 | 0 | 0 | 0 | 0 | 0 | 0 | 0 | 0 | 0 | 259139.105 | 0 | 0 | 0 | 0 | 0 | 0 | 0 | 0 | 0 | 0 | 0 | 0 | 0 | 0 | 0
2016-11-18 02:00 | 0 | 0 | 0 | 0 | 0 | 700853.105 | 0 | 441714 | 0 | 0 | 0 | 0 | 2635632.4397 | 4174506.5607 | 0 | 0 | 0 | 0 | 0 | 0 | 0 | 0 | 0 | 0 | 0 | 0 | 0 | 0 | 0 | 259139.105 | 0 | 0 | 0 | 0 | 0 | 0 | 0 | 0 | 0 | 0 | 0 | 0 | 0 | 0 | 0
2016-11-18 03:00 | 0 | 0 | 0 | 0 | 0 | 679364.105 | 0 | 420225 | 0 | 0 | 0 | 0 | 2894771.5446 | 4174506.5607 | 0 | 0 | 0 | 0 | 0 | 0 | 0 | 0 | 0 | 0 | 0 | 0 | 0 | 0 | 0 | 259139.105 | 0 | 0 | 0 | 0 | 0 | 0 | 0 | 0 | 0 | 0 | 0 | 0 | 0 | 0 | 0
2016-11-18 04:00 | 0 | 0 | 0 | 0 | 0 | 138779.895 | 0 | 397919 | 0 | 0 | 0 | 0 | 2635632.4397 | 4174506.5607 | 0 | 0 | 0 | 0 | 0 | 0 | 0 | 0 | 0 | 0 | 0 | 0 | 0 | 0 | 0 | -259139.105 | 0 | 0 | 0 | 0 | 0 | 0 | 0 | 0 | 0 | 0 | 0 | 0 | 0 | 0 | 0
2016-11-18 05:00 | 0 | 0 | 0 | 0 | 0 | 118352.895 | 0 | 377492 | 0 | 0 | 0 | 0 | 2376493.3347 | 4174506.5607 | 0 | 0 | 0 | 0 | 0 | 0 | 0 | 0 | 0 | 0 | 0 | 0 | 0 | 0 | 0 | -259139.105 | 0 | 0 | 0 | 0 | 0 | 0 | 0 | 0 | 0 | 0 | 0 | 0 | 0 | 0 | 0
2016-11-18 06:00 | 0 | 0 | 0 | 0 | 0 | 102306.895 | 0 | 361446 | 0 | 0 | 0 | 0 | 2117354.2298 | 4174506.5607 | 0 | 0 | 0 | 0 | 0 | 0 | 0 | 0 | 0 | 0 | 0 | 0 | 0 | 0 | 0 | -259139.105 | 0 | 0 | 0 | 0 | 0 | 0 | 0 | 0 | 0 | 0 | 0 | 0 | 0 | 0 | 0
2016-11-18 07:00 | 0 | 0 | 0 | 0 | 0 | 92610.895 | 0 | 351750 | 0 | 0 | 0 | 0 | 1858215.1248 | 4174506.5607 | 0 | 0 | 0 | 0 | 0 | 0 | 0 | 0 | 0 | 0 | 0 | 0 | 0 | 0 | 0 | -259139.105 | 0 | 0 | 0 | 0 | 0 | 0 | 0 | 0 | 0 | 0 | 0 | 0 | 0 | 0 | 0
2016-11-18 08:00 | 0 | 0 | 0 | 0 | 0 | 88719.895 | 0 | 347859 | 0 | 0 | 0 | 0 | 1599076.0199 | 4174506.5607 | 0 | 0 | 0 | 0 | 0 | 0 | 0 | 0 | 0 | 0 | 0 | 0 | 0 | 0 | 0 | -259139.105 | 0 | 0 | 0 | 0 | 0 | 0 | 0 | 0 | 0 | 0 | 0 | 0 | 0 | 0 | 0
2016-11-18 09:00 | 0 | 0 | 0 | 0 | 0 | 105298.8766 | 0 | 350172 | 0 | 0 | 0 | 0 | 1339936.9149 | 4188772.5423 | 0 | 0 | 0 | 0 | 0 | 0 | 0 | 0 | 0 | 0 | 0 | 0 | 0 | 0 | 0 | -259139.105 | 14265.9815 | 0 | 0 | 0 | 0 | 0 | 0 | 0 | 0 | 0 | 0 | 0 | 0 | 0 | 0
2016-11-18 10:00 | 0 | 0 | 0 | 0 | 0 | 103106.895 | 0 | 362246 | 0 | 0 | 0 | 0 | 1080797.81 | 4188772.5423 | 0 | 0 | 0 | 0 | 0 | 0 | 0 | 0 | 0 | 0 | 0 | 0 | 0 | 0 | 0 | -259139.105 | 0 | 0 | 0 | 0 | 0 | 0 | 0 | 0 | 0 | 0 | 0 | 0 | 0 | 0 | 0
2016-11-18 11:00 | 0 | 0 | 0 | 0 | 0 | 649869.105 | 0 | 390730 | 0 | 0 | 0 | 0 | 1339936.9149 | 4188772.5423 | 0 | 0 | 0 | 0 | 0 | 0 | 0 | 0 | 0 | 0 | 0 | 0 | 0 | 0 | 0 | 259139.105 | 0 | 0 | 0 | 0 | 0 | 0 | 0 | 0 | 0 | 0 | 0 | 0 | 0 | 0 | 0
2016-11-18 12:00 | 0 | 0 | 0 | 0 | 0 | 156290.895 | 0 | 415430 | 0 | 0 | 0 | 0 | 1080797.81 | 4188772.5423 | 0 | 0 | 0 | 0 | 0 | 0 | 0 | 0 | 0 | 0 | 0 | 0 | 0 | 0 | 0 | -259139.105 | 0 | 0 | 0 | 0 | 0 | 0 | 0 | 0 | 0 | 0 | 0 | 0 | 0 | 0 | 0
2016-11-18 13:00 | 0 | 0 | 0 | 0 | 0 | 165316.6119 | 24.2832 | 424480 | 0 | 0 | 0 | 0 | 821658.705 | 4188772.5423 | 0 | 0 | 0 | 0 | 0 | 0 | 0 | 0 | 0 | 0 | 0 | 0 | 0 | 0 | 0 | -259139.105 | 0 | 0 | 0 | 0 | 0 | 0 | 0 | 0 | 0 | 0 | 0 | 0 | 0 | 0 | 0
2016-11-18 14:00 | 0 | 0 | 0 | 0 | 0 | 552245.1878 | 136196.9171 | 429303 | 0 | 0 | 0 | 0 | 1080797.81 | 4188772.5423 | 0 | 0 | 0 | 0 | 0 | 0 | 0 | 0 | 0 | 0 | 0 | 0 | 0 | 0 | 0 | 259139.105 | 0 | 0 | 0 | 0 | 0 | 0 | 0 | 0 | 0 | 0 | 0 | 0 | 0 | 0 | 0
2016-11-18 15:00 | 0 | 0 | 0 | 0 | 0 | 0 | 600166.6712 | 432262 | 0 | 0 | 0 | 0 | 1248702.4812 | 4188772.5423 | 0 | 0 | 0 | 0 | 0 | 0 | 0 | 0 | 0 | 0 | 0 | 0 | 0 | 0 | 0 | 167904.6712 | 0 | 0 | 0 | 0 | 0 | 0 | 0 | 0 | 0 | 0 | 0 | 0 | 0 | 0 | 0
2016-11-18 16:00 | 0 | 0 | 0 | 0 | 0 | 0 | 701154.5904 | 432288 | 0 | 0 | 0 | 0 | 1507841.5862 | 4198500.0277 | 0 | 0 | 0 | 0 | 0 | 0 | 0 | 0 | 0 | 0 | 0 | 0 | 0 | 0 | 0 | 259139.105 | 9727.4855 | 0 | 0 | 0 | 0 | 0 | 0 | 0 | 0 | 0 | 0 | 0 | 0 | 0 | 0
2016-11-18 17:00 | 0 | 0 | 0 | 0 | 0 | 0 | 682393.5948 | 431234 | 0 | 0 | 0 | 0 | 1759001.1809 | 4198500.0277 | 0 | 0 | 0 | 0 | 0 | 0 | 0 | 0 | 0 | 0 | 0 | 0 | 0 | 0 | 0 | 251159.5948 | 0 | 0 | 0 | 0 | 0 | 0 | 0 | 0 | 0 | 0 | 0 | 0 | 0 | 0 | 0
2016-11-18 18:00 | 0 | 0 | 0 | 0 | 0 | 44435.3847 | 646340.7203 | 431637 | 0 | 0 | 0 | 0 | 2018140.2859 | 4198500.0277 | 0 | 0 | 0 | 0 | 0 | 0 | 0 | 0 | 0 | 0 | 0 | 0 | 0 | 0 | 0 | 259139.105 | 0 | 0 | 0 | 0 | 0 | 0 | 0 | 0 | 0 | 0 | 0 | 0 | 0 | 0 | 0
2016-11-18 19:00 | 0 | 0 | 0 | 0 | 0 | 0 | 628111.2772 | 431202 | 0 | 0 | 0 | 0 | 2215049.5631 | 4198500.0277 | 0 | 0 | 0 | 0 | 0 | 0 | 0 | 0 | 0 | 0 | 0 | 0 | 0 | 0 | 0 | 196909.2772 | 0 | 0 | 0 | 0 | 0 | 0 | 0 | 0 | 0 | 0 | 0 | 0 | 0 | 0 | 0
2016-11-18 20:00 | 0 | 0 | 0 | 0 | 0 | 0 | 642143.1923 | 429761 | 0 | 0 | 0 | 0 | 2427431.7554 | 4198500.0277 | 0 | 0 | 0 | 0 | 0 | 0 | 0 | 0 | 0 | 0 | 0 | 0 | 0 | 0 | 0 | 212382.1923 | 0 | 0 | 0 | 0 | 0 | 0 | 0 | 0 | 0 | 0 | 0 | 0 | 0 | 0 | 0
2016-11-18 21:00 | 0 | 0 | 0 | 0 | 0 | 0 | 674399.9356 | 429356 | 0 | 0 | 0 | 0 | 2672475.691 | 4198500.0277 | 0 | 0 | 0 | 0 | 0 | 0 | 0 | 0 | 0 | 0 | 0 | 0 | 0 | 0 | 0 | 245043.9356 | 0 | 0 | 0 | 0 | 0 | 0 | 0 | 0 | 0 | 0 | 0 | 0 | 0 | 0 | 0
2016-11-18 22:00 | 0 | 0 | 0 | 0 | 0 | 0 | 629322.1552 | 436510 | 0 | 0 | 0 | 0 | 2865287.8462 | 4198500.0277 | 0 | 0 | 0 | 0 | 0 | 0 | 0 | 0 | 0 | 0 | 0 | 0 | 0 | 0 | 0 | 192812.1552 | 0 | 0 | 0 | 0 | 0 | 0 | 0 | 0 | 0 | 0 | 0 | 0 | 0 | 0 | 0
2016-11-18 23:00 | 0 | 0 | 0 | 0 | 0 | 0 | 340126.1842 | 442370 | 0 | 0 | 0 | 0 | 2763044.0303 | 4198500.0277 | 0 | 0 | 0 | 0 | 0 | 0 | 0 | 0 | 0 | 0 | 0 | 0 | 0 | 0 | 0 | -102243.8158 | 0 | 0 | 0 | 0 | 0 | 0 | 0 | 0 | 0 | 0 | 0 | 0 | 0 | 0 | 0
2016-11-19 | 0 | 0 | 0 | 0 | 0 | 165149.896 | 16236.9991 | 440526 | 0 | 0 | 0 | 0 | 2503904.9254 | 4198500.0277 | 0 | 0 | 0 | 0 | 0 | 0 | 0 | 0 | 0 | 0 | 0 | 0 | 0 | 0 | 0 | -259139.105 | 0 | 0 | 0 | 0 | 0 | 0 | 0 | 0 | 0 | 0 | 0 | 0 | 0 | 0 | 0
2016-11-19 01:00 | 0 | 0 | 0 | 0 | 0 | 175841.895 | 0 | 434981 | 0 | 0 | 0 | 0 | 2244765.8204 | 4198500.0277 | 0 | 0 | 0 | 0 | 0 | 0 | 0 | 0 | 0 | 0 | 0 | 0 | 0 | 0 | 0 | -259139.105 | 0 | 0 | 0 | 0 | 0 | 0 | 0 | 0 | 0 | 0 | 0 | 0 | 0 | 0 | 0
2016-11-19 02:00 | 0 | 0 | 0 | 0 | 0 | 645151.3547 | 0 | 422453 | 0 | 0 | 0 | 0 | 2467464.1751 | 4198500.0277 | 0 | 0 | 0 | 0 | 0 | 0 | 0 | 0 | 0 | 0 | 0 | 0 | 0 | 0 | 0 | 222698.3547 | 0 | 0 | 0 | 0 | 0 | 0 | 0 | 0 | 0 | 0 | 0 | 0 | 0 | 0 | 0
2016-11-19 03:00 | 0 | 0 | 0 | 0 | 0 | 147475.895 | 0 | 406615 | 0 | 0 | 0 | 0 | 2208325.0702 | 4198500.0277 | 0 | 0 | 0 | 0 | 0 | 0 | 0 | 0 | 0 | 0 | 0 | 0 | 0 | 0 | 0 | -259139.105 | 0 | 0 | 0 | 0 | 0 | 0 | 0 | 0 | 0 | 0 | 0 | 0 | 0 | 0 | 0
2016-11-19 04:00 | 0 | 0 | 0 | 0 | 0 | 128582.895 | 0 | 387722 | 0 | 0 | 0 | 0 | 1949185.9652 | 4198500.0277 | 0 | 0 | 0 | 0 | 0 | 0 | 0 | 0 | 0 | 0 | 0 | 0 | 0 | 0 | 0 | -259139.105 | 0 | 0 | 0 | 0 | 0 | 0 | 0 | 0 | 0 | 0 | 0 | 0 | 0 | 0 | 0
2016-11-19 05:00 | 0 | 0 | 0 | 0 | 0 | 560285.837 | 0 | 369717 | 0 | 0 | 0 | 0 | 2139754.8022 | 4198500.0277 | 0 | 0 | 0 | 0 | 0 | 0 | 0 | 0 | 0 | 0 | 0 | 0 | 0 | 0 | 0 | 190568.837 | 0 | 0 | 0 | 0 | 0 | 0 | 0 | 0 | 0 | 0 | 0 | 0 | 0 | 0 | 0
2016-11-19 06:00 | 0 | 0 | 0 | 0 | 0 | 95739.895 | 0 | 354879 | 0 | 0 | 0 | 0 | 1880615.6973 | 4198500.0277 | 0 | 0 | 0 | 0 | 0 | 0 | 0 | 0 | 0 | 0 | 0 | 0 | 0 | 0 | 0 | -259139.105 | 0 | 0 | 0 | 0 | 0 | 0 | 0 | 0 | 0 | 0 | 0 | 0 | 0 | 0 | 0
2016-11-19 07:00 | 0 | 0 | 0 | 0 | 0 | 85674.895 | 0 | 344814 | 0 | 0 | 0 | 0 | 1621476.5923 | 4198500.0277 | 0 | 0 | 0 | 0 | 0 | 0 | 0 | 0 | 0 | 0 | 0 | 0 | 0 | 0 | 0 | -259139.105 | 0 | 0 | 0 | 0 | 0 | 0 | 0 | 0 | 0 | 0 | 0 | 0 | 0 | 0 | 0
2016-11-19 08:00 | 0 | 0 | 0 | 0 | 0 | 80668.895 | 0 | 339808 | 0 | 0 | 0 | 0 | 1362337.4874 | 4198500.0277 | 0 | 0 | 0 | 0 | 0 | 0 | 0 | 0 | 0 | 0 | 0 | 0 | 0 | 0 | 0 | -259139.105 | 0 | 0 | 0 | 0 | 0 | 0 | 0 | 0 | 0 | 0 | 0 | 0 | 0 | 0 | 0
2016-11-19 09:00 | 0 | 0 | 0 | 0 | 0 | 451302.1921 | 0 | 340430 | 0 | 0 | 0 | 0 | 1473209.6795 | 4198500.0277 | 0 | 0 | 0 | 0 | 0 | 0 | 0 | 0 | 0 | 0 | 0 | 0 | 0 | 0 | 0 | 110872.1921 | 0 | 0 | 0 | 0 | 0 | 0 | 0 | 0 | 0 | 0 | 0 | 0 | 0 | 0 | 0
2016-11-19 10:00 | 0 | 0 | 0 | 0 | 0 | 86584.895 | 0 | 345724 | 0 | 0 | 0 | 0 | 1214070.5745 | 4198500.0277 | 0 | 0 | 0 | 0 | 0 | 0 | 0 | 0 | 0 | 0 | 0 | 0 | 0 | 0 | 0 | -259139.105 | 0 | 0 | 0 | 0 | 0 | 0 | 0 | 0 | 0 | 0 | 0 | 0 | 0 | 0 | 0
2016-11-19 11:00 | 0 | 0 | 0 | 0 | 0 | 97750.895 | 0 | 356890 | 0 | 0 | 0 | 0 | 954931.4696 | 4198500.0277 | 0 | 0 | 0 | 0 | 0 | 0 | 0 | 0 | 0 | 0 | 0 | 0 | 0 | 0 | 0 | -259139.105 | 0 | 0 | 0 | 0 | 0 | 0 | 0 | 0 | 0 | 0 | 0 | 0 | 0 | 0 | 0
2016-11-19 12:00 | 0 | 0 | 0 | 0 | 0 | 112481.895 | 0 | 371621 | 0 | 0 | 0 | 0 | 695792.3646 | 4198500.0277 | 0 | 0 | 0 | 0 | 0 | 0 | 0 | 0 | 0 | 0 | 0 | 0 | 0 | 0 | 0 | -259139.105 | 0 | 0 | 0 | 0 | 0 | 0 | 0 | 0 | 0 | 0 | 0 | 0 | 0 | 0 | 0
2016-11-19 13:00 | 0 | 0 | 0 | 0 | 0 | 346577.8255 | 21.0799 | 386603 | 0 | 0 | 0 | 0 | 655788.2699 | 4198500.0277 | 0 | 0 | 0 | 0 | 0 | 0 | 0 | 0 | 0 | 0 | 0 | 0 | 0 | 0 | 0 | -40004.0947 | 0 | 0 | 0 | 0 | 0 | 0 | 0 | 0 | 0 | 0 | 0 | 0 | 0 | 0 | 0
2016-11-19 14:00 | 0 | 0 | 0 | 0 | 0 | 263506.3536 | 132549.587 | 398800 | 0 | 0 | 0 | 0 | 653044.2105 | 4198500.0277 | 0 | 0 | 0 | 0 | 0 | 0 | 0 | 0 | 0 | 0 | 0 | 0 | 0 | 0 | 0 | -2744.0594 | 0 | 0 | 0 | 0 | 0 | 0 | 0 | 0 | 0 | 0 | 0 | 0 | 0 | 0 | 0
2016-11-19 15:00 | 0 | 0 | 0 | 0 | 0 | 112142.6684 | 552016.4366 | 405020 | 0 | 0 | 0 | 0 | 912183.3155 | 4198500.0277 | 0 | 0 | 0 | 0 | 0 | 0 | 0 | 0 | 0 | 0 | 0 | 0 | 0 | 0 | 0 | 259139.105 | 0 | 0 | 0 | 0 | 0 | 0 | 0 | 0 | 0 | 0 | 0 | 0 | 0 | 0 | 0
2016-11-19 16:00 | 0 | 0 | 0 | 0 | 0 | 0 | 679482.3054 | 406368 | 0 | 0 | 0 | 0 | 1171322.4204 | 4212475.2281 | 0 | 0 | 0 | 0 | 0 | 0 | 0 | 0 | 0 | 0 | 0 | 0 | 0 | 0 | 0 | 259139.105 | 13975.2004 | 0 | 0 | 0 | 0 | 0 | 0 | 0 | 0 | 0 | 0 | 0 | 0 | 0 | 0
2016-11-19 17:00 | 0 | 0 | 0 | 0 | 0 | 0 | 659505.5771 | 404935 | 0 | 0 | 0 | 0 | 1425892.9975 | 4212475.2281 | 0 | 0 | 0 | 0 | 0 | 0 | 0 | 0 | 0 | 0 | 0 | 0 | 0 | 0 | 0 | 254570.5771 | 0 | 0 | 0 | 0 | 0 | 0 | 0 | 0 | 0 | 0 | 0 | 0 | 0 | 0 | 0
2016-11-19 18:00 | 0 | 0 | 0 | 0 | 0 | 0 | 618459.8489 | 402033 | 0 | 0 | 0 | 0 | 1642319.8464 | 4212475.2281 | 0 | 0 | 0 | 0 | 0 | 0 | 0 | 0 | 0 | 0 | 0 | 0 | 0 | 0 | 0 | 216426.8489 | 0 | 0 | 0 | 0 | 0 | 0 | 0 | 0 | 0 | 0 | 0 | 0 | 0 | 0 | 0
2016-11-19 19:00 | 0 | 0 | 0 | 0 | 0 | 0 | 600498.9932 | 399027 | 0 | 0 | 0 | 0 | 1843791.8397 | 4212475.2281 | 0 | 0 | 0 | 0 | 0 | 0 | 0 | 0 | 0 | 0 | 0 | 0 | 0 | 0 | 0 | 201471.9932 | 0 | 0 | 0 | 0 | 0 | 0 | 0 | 0 | 0 | 0 | 0 | 0 | 0 | 0 | 0
2016-11-19 20:00 | 0 | 0 | 0 | 0 | 0 | 0 | 612933.4803 | 397484 | 0 | 0 | 0 | 0 | 2059241.32 | 4212475.2281 | 0 | 0 | 0 | 0 | 0 | 0 | 0 | 0 | 0 | 0 | 0 | 0 | 0 | 0 | 0 | 215449.4803 | 0 | 0 | 0 | 0 | 0 | 0 | 0 | 0 | 0 | 0 | 0 | 0 | 0 | 0 | 0
2016-11-19 21:00 | 0 | 0 | 0 | 0 | 0 | 0 | 645469.104 | 400502 | 0 | 0 | 0 | 0 | 2304208.424 | 4212475.2281 | 0 | 0 | 0 | 0 | 0 | 0 | 0 | 0 | 0 | 0 | 0 | 0 | 0 | 0 | 0 | 244967.104 | 0 | 0 | 0 | 0 | 0 | 0 | 0 | 0 | 0 | 0 | 0 | 0 | 0 | 0 | 0
2016-11-19 22:00 | 0 | 0 | 0 | 0 | 0 | 0 | 600449.8648 | 413683 | 0 | 0 | 0 | 0 | 2490975.2888 | 4212475.2281 | 0 | 0 | 0 | 0 | 0 | 0 | 0 | 0 | 0 | 0 | 0 | 0 | 0 | 0 | 0 | 186766.8648 | 0 | 0 | 0 | 0 | 0 | 0 | 0 | 0 | 0 | 0 | 0 | 0 | 0 | 0 | 0
2016-11-19 23:00 | 0 | 0 | 0 | 0 | 0 | 210152.0134 | 275705.513 | 427279 | 0 | 0 | 0 | 0 | 2549553.8151 | 4212475.2281 | 0 | 0 | 0 | 0 | 0 | 0 | 0 | 0 | 0 | 0 | 0 | 0 | 0 | 0 | 0 | 58578.5264 | 0 | 0 | 0 | 0 | 0 | 0 | 0 | 0 | 0 | 0 | 0 | 0 | 0 | 0 | 0
2016-11-20 | 0 | 0 | 0 | 0 | 0 | 545475.526 | 12195.4084 | 431645 | 0 | 0 | 0 | 0 | 2675579.7495 | 4212475.2281 | 0 | 0 | 0 | 0 | 0 | 0 | 0 | 0 | 0 | 0 | 0 | 0 | 0 | 0 | 0 | 126025.9344 | 0 | 0 | 0 | 0 | 0 | 0 | 0 | 0 | 0 | 0 | 0 | 0 | 0 | 0 | 0
2016-11-20 01:00 | 0 | 0 | 0 | 0 | 0 | 556627.3114 | 0 | 430975 | 0 | 0 | 0 | 0 | 2801232.0609 | 4212475.2281 | 0 | 0 | 0 | 0 | 0 | 0 | 0 | 0 | 0 | 0 | 0 | 0 | 0 | 0 | 0 | 125652.3114 | 0 | 0 | 0 | 0 | 0 | 0 | 0 | 0 | 0 | 0 | 0 | 0 | 0 | 0 | 0
2016-11-20 02:00 | 0 | 0 | 0 | 0 | 0 | 178888.8766 | 0 | 423762 | 0 | 0 | 0 | 0 | 2542092.9559 | 4226741.2097 | 0 | 0 | 0 | 0 | 0 | 0 | 0 | 0 | 0 | 0 | 0 | 0 | 0 | 0 | 0 | -259139.105 | 14265.9815 | 0 | 0 | 0 | 0 | 0 | 0 | 0 | 0 | 0 | 0 | 0 | 0 | 0 | 0
2016-11-20 03:00 | 0 | 0 | 0 | 0 | 0 | 573347.3882 | 0 | 411879 | 0 | 0 | 0 | 0 | 2703561.3441 | 4226741.2097 | 0 | 0 | 0 | 0 | 0 | 0 | 0 | 0 | 0 | 0 | 0 | 0 | 0 | 0 | 0 | 161468.3882 | 0 | 0 | 0 | 0 | 0 | 0 | 0 | 0 | 0 | 0 | 0 | 0 | 0 | 0 | 0
2016-11-20 04:00 | 0 | 0 | 0 | 0 | 0 | 587221.2005 | 0 | 396011 | 0 | 0 | 0 | 0 | 2894771.5446 | 4226741.2097 | 0 | 0 | 0 | 0 | 0 | 0 | 0 | 0 | 0 | 0 | 0 | 0 | 0 | 0 | 0 | 191210.2005 | 0 | 0 | 0 | 0 | 0 | 0 | 0 | 0 | 0 | 0 | 0 | 0 | 0 | 0 | 0
2016-11-20 05:00 | 0 | 0 | 0 | 0 | 0 | 123676.895 | 0 | 382816 | 0 | 0 | 0 | 0 | 2635632.4397 | 4226741.2097 | 0 | 0 | 0 | 0 | 0 | 0 | 0 | 0 | 0 | 0 | 0 | 0 | 0 | 0 | 0 | -259139.105 | 0 | 0 | 0 | 0 | 0 | 0 | 0 | 0 | 0 | 0 | 0 | 0 | 0 | 0 | 0
2016-11-20 06:00 | 0 | 0 | 0 | 0 | 0 | 112584.895 | 0 | 371724 | 0 | 0 | 0 | 0 | 2376493.3347 | 4226741.2097 | 0 | 0 | 0 | 0 | 0 | 0 | 0 | 0 | 0 | 0 | 0 | 0 | 0 | 0 | 0 | -259139.105 | 0 | 0 | 0 | 0 | 0 | 0 | 0 | 0 | 0 | 0 | 0 | 0 | 0 | 0 | 0
2016-11-20 07:00 | 0 | 0 | 0 | 0 | 0 | 568527.9787 | 0 | 364615 | 0 | 0 | 0 | 0 | 2580406.3134 | 4226741.2097 | 0 | 0 | 0 | 0 | 0 | 0 | 0 | 0 | 0 | 0 | 0 | 0 | 0 | 0 | 0 | 203912.9787 | 0 | 0 | 0 | 0 | 0 | 0 | 0 | 0 | 0 | 0 | 0 | 0 | 0 | 0 | 0
2016-11-20 08:00 | 0 | 0 | 0 | 0 | 0 | 102401.895 | 0 | 361541 | 0 | 0 | 0 | 0 | 2321267.2085 | 4226741.2097 | 0 | 0 | 0 | 0 | 0 | 0 | 0 | 0 | 0 | 0 | 0 | 0 | 0 | 0 | 0 | -259139.105 | 0 | 0 | 0 | 0 | 0 | 0 | 0 | 0 | 0 | 0 | 0 | 0 | 0 | 0 | 0
2016-11-20 09:00 | 0 | 0 | 0 | 0 | 0 | 102926.895 | 0 | 362066 | 0 | 0 | 0 | 0 | 2062128.1035 | 4226741.2097 | 0 | 0 | 0 | 0 | 0 | 0 | 0 | 0 | 0 | 0 | 0 | 0 | 0 | 0 | 0 | -259139.105 | 0 | 0 | 0 | 0 | 0 | 0 | 0 | 0 | 0 | 0 | 0 | 0 | 0 | 0 | 0
2016-11-20 10:00 | 0 | 0 | 0 | 0 | 0 | 501354.0365 | 0 | 367715 | 0 | 0 | 0 | 0 | 2195767.1401 | 4226741.2097 | 0 | 0 | 0 | 0 | 0 | 0 | 0 | 0 | 0 | 0 | 0 | 0 | 0 | 0 | 0 | 133639.0365 | 0 | 0 | 0 | 0 | 0 | 0 | 0 | 0 | 0 | 0 | 0 | 0 | 0 | 0 | 0
2016-11-20 11:00 | 0 | 0 | 0 | 0 | 0 | 118858.895 | 0 | 377998 | 0 | 0 | 0 | 0 | 1936628.0351 | 4226741.2097 | 0 | 0 | 0 | 0 | 0 | 0 | 0 | 0 | 0 | 0 | 0 | 0 | 0 | 0 | 0 | -259139.105 | 0 | 0 | 0 | 0 | 0 | 0 | 0 | 0 | 0 | 0 | 0 | 0 | 0 | 0 | 0
2016-11-20 12:00 | 0 | 0 | 0 | 0 | 0 | 131112.895 | 0 | 390252 | 0 | 0 | 0 | 0 | 1677488.9302 | 4226741.2097 | 0 | 0 | 0 | 0 | 0 | 0 | 0 | 0 | 0 | 0 | 0 | 0 | 0 | 0 | 0 | -259139.105 | 0 | 0 | 0 | 0 | 0 | 0 | 0 | 0 | 0 | 0 | 0 | 0 | 0 | 0 | 0
2016-11-20 13:00 | 0 | 0 | 0 | 0 | 0 | 447855.3469 | 23.5598 | 404595 | 0 | 0 | 0 | 0 | 1720772.8369 | 4226741.2097 | 0 | 0 | 0 | 0 | 0 | 0 | 0 | 0 | 0 | 0 | 0 | 0 | 0 | 0 | 0 | 43283.9068 | 0 | 0 | 0 | 0 | 0 | 0 | 0 | 0 | 0 | 0 | 0 | 0 | 0 | 0 | 0
2016-11-20 14:00 | 0 | 0 | 0 | 0 | 0 | 339480.8831 | 98689.1062 | 413303 | 0 | 0 | 0 | 0 | 1745639.8262 | 4226741.2097 | 0 | 0 | 0 | 0 | 0 | 0 | 0 | 0 | 0 | 0 | 0 | 0 | 0 | 0 | 0 | 24866.9893 | 0 | 0 | 0 | 0 | 0 | 0 | 0 | 0 | 0 | 0 | 0 | 0 | 0 | 0 | 0
2016-11-20 15:00 | 0 | 0 | 0 | 0 | 0 | 0 | 434293.4311 | 413355 | 0 | 0 | 0 | 0 | 1766578.2573 | 4226741.2097 | 0 | 0 | 0 | 0 | 0 | 0 | 0 | 0 | 0 | 0 | 0 | 0 | 0 | 0 | 0 | 20938.4311 | 0 | 0 | 0 | 0 | 0 | 0 | 0 | 0 | 0 | 0 | 0 | 0 | 0 | 0 | 0
2016-11-20 16:00 | 0 | 0 | 0 | 0 | 0 | 123949.396 | 546205.7089 | 411016 | 0 | 0 | 0 | 0 | 2025717.3623 | 4226741.2097 | 0 | 0 | 0 | 0 | 0 | 0 | 0 | 0 | 0 | 0 | 0 | 0 | 0 | 0 | 0 | 259139.105 | 0 | 0 | 0 | 0 | 0 | 0 | 0 | 0 | 0 | 0 | 0 | 0 | 0 | 0 | 0
2016-11-20 17:00 | 0 | 0 | 0 | 0 | 0 | 0 | 548137.0709 | 408200 | 0 | 0 | 0 | 0 | 2274597.2423 | 4117798.4005 | 0 | 0 | 0 | 0 | 0 | 0 | 0 | 0 | 0 | 0 | 0 | 0 | 0 | 0 | 0 | 248879.8801 | 0 | 108942.8092 | 0 | 0 | 0 | 0 | 0 | 0 | 0 | 0 | 0 | 0 | 0 | 0 | 0
2016-11-20 18:00 | 0 | 0 | 0 | 0 | 0 | 0 | 516911.5194 | 405059 | 0 | 0 | 0 | 0 | 2386449.7618 | 4117798.4005 | 0 | 0 | 0 | 0 | 0 | 0 | 0 | 0 | 0 | 0 | 0 | 0 | 0 | 0 | 0 | 111852.5194 | 0 | 0 | 0 | 0 | 0 | 0 | 0 | 0 | 0 | 0 | 0 | 0 | 0 | 0 | 0
2016-11-20 19:00 | 0 | 0 | 0 | 0 | 0 | 0 | 497769.5011 | 402637 | 0 | 0 | 0 | 0 | 2481582.2629 | 4117798.4005 | 0 | 0 | 0 | 0 | 0 | 0 | 0 | 0 | 0 | 0 | 0 | 0 | 0 | 0 | 0 | 95132.5011 | 0 | 0 | 0 | 0 | 0 | 0 | 0 | 0 | 0 | 0 | 0 | 0 | 0 | 0 | 0
2016-11-20 20:00 | 0 | 0 | 0 | 0 | 0 | 0 | 494988.6413 | 402846 | 0 | 0 | 0 | 0 | 2573724.9042 | 4117798.4005 | 0 | 0 | 0 | 0 | 0 | 0 | 0 | 0 | 0 | 0 | 0 | 0 | 0 | 0 | 0 | 92142.6413 | 0 | 0 | 0 | 0 | 0 | 0 | 0 | 0 | 0 | 0 | 0 | 0 | 0 | 0 | 0
2016-11-20 21:00 | 0 | 0 | 0 | 0 | 0 | 0 | 477967.5281 | 409160 | 0 | 0 | 0 | 0 | 2642532.4323 | 4117798.4005 | 0 | 0 | 0 | 0 | 0 | 0 | 0 | 0 | 0 | 0 | 0 | 0 | 0 | 0 | 0 | 68807.5281 | 0 | 0 | 0 | 0 | 0 | 0 | 0 | 0 | 0 | 0 | 0 | 0 | 0 | 0 | 0
2016-11-20 22:00 | 0 | 0 | 0 | 0 | 0 | 0 | 389132.1125 | 426655 | 0 | 0 | 0 | 0 | 2605009.5448 | 4117798.4005 | 0 | 0 | 0 | 0 | 0 | 0 | 0 | 0 | 0 | 0 | 0 | 0 | 0 | 0 | 0 | -37522.8875 | 0 | 0 | 0 | 0 | 0 | 0 | 0 | 0 | 0 | 0 | 0 | 0 | 0 | 0 | 0
2016-11-20 23:00 | 0 | 0 | 0 | 0 | 0 | 410216.2382 | 142903.0255 | 444859 | 0 | 0 | 0 | 0 | 2724912.4425 | 4106155.7664 | 0 | 0 | 0 | 0 | 0 | 0 | 0 | 0 | 0 | 0 | 0 | 0 | 0 | 0 | 0 | 119902.8977 | 0 | 11642.6341 | 0 | 0 | 0 | 0 | 0 | 0 | 0 | 0 | 0 | 0 | 0 | 0 | 0
2016-11-21 | 0 | 0 | 0 | 0 | 0 | 511387.5092 | 7879.5779 | 452735 | 0 | 0 | 0 | 0 | 2791444.5296 | 4106155.7664 | 0 | 0 | 0 | 0 | 0 | 0 | 0 | 0 | 0 | 0 | 0 | 0 | 0 | 0 | 0 | 66532.0871 | 0 | 0 | 0 | 0 | 0 | 0 | 0 | 0 | 0 | 0 | 0 | 0 | 0 | 0 | 0
2016-11-21 01:00 | 0 | 0 | 0 | 0 | 0 | 556990.015 | 0 | 453663 | 0 | 0 | 0 | 0 | 2894771.5446 | 4106155.7664 | 0 | 0 | 0 | 0 | 0 | 0 | 0 | 0 | 0 | 0 | 0 | 0 | 0 | 0 | 0 | 103327.015 | 0 | 0 | 0 | 0 | 0 | 0 | 0 | 0 | 0 | 0 | 0 | 0 | 0 | 0 | 0
2016-11-21 02:00 | 0 | 0 | 0 | 0 | 0 | 185075.895 | 0 | 444215 | 0 | 0 | 0 | 0 | 2635632.4397 | 4106155.7664 | 0 | 0 | 0 | 0 | 0 | 0 | 0 | 0 | 0 | 0 | 0 | 0 | 0 | 0 | 0 | -259139.105 | 0 | 0 | 0 | 0 | 0 | 0 | 0 | 0 | 0 | 0 | 0 | 0 | 0 | 0 | 0
2016-11-21 03:00 | 0 | 0 | 0 | 0 | 0 | 170523.895 | 0 | 429663 | 0 | 0 | 0 | 0 | 2376493.3347 | 4106155.7664 | 0 | 0 | 0 | 0 | 0 | 0 | 0 | 0 | 0 | 0 | 0 | 0 | 0 | 0 | 0 | -259139.105 | 0 | 0 | 0 | 0 | 0 | 0 | 0 | 0 | 0 | 0 | 0 | 0 | 0 | 0 | 0
2016-11-21 04:00 | 0 | 0 | 0 | 0 | 0 | 539323.9318 | 0 | 412088 | 0 | 0 | 0 | 0 | 2503729.2665 | 4106155.7664 | 0 | 0 | 0 | 0 | 0 | 0 | 0 | 0 | 0 | 0 | 0 | 0 | 0 | 0 | 0 | 127235.9318 | 0 | 0 | 0 | 0 | 0 | 0 | 0 | 0 | 0 | 0 | 0 | 0 | 0 | 0 | 0
2016-11-21 05:00 | 0 | 0 | 0 | 0 | 0 | 137843.895 | 0 | 396983 | 0 | 0 | 0 | 0 | 2244590.1616 | 4106155.7664 | 0 | 0 | 0 | 0 | 0 | 0 | 0 | 0 | 0 | 0 | 0 | 0 | 0 | 0 | 0 | -259139.105 | 0 | 0 | 0 | 0 | 0 | 0 | 0 | 0 | 0 | 0 | 0 | 0 | 0 | 0 | 0
2016-11-21 06:00 | 0 | 0 | 0 | 0 | 0 | 501007.4245 | 0 | 386667 | 0 | 0 | 0 | 0 | 2358930.5861 | 4106155.7664 | 0 | 0 | 0 | 0 | 0 | 0 | 0 | 0 | 0 | 0 | 0 | 0 | 0 | 0 | 0 | 114340.4245 | 0 | 0 | 0 | 0 | 0 | 0 | 0 | 0 | 0 | 0 | 0 | 0 | 0 | 0 | 0
2016-11-21 07:00 | 0 | 0 | 0 | 0 | 0 | 122503.895 | 0 | 381643 | 0 | 0 | 0 | 0 | 2099791.4811 | 4106155.7664 | 0 | 0 | 0 | 0 | 0 | 0 | 0 | 0 | 0 | 0 | 0 | 0 | 0 | 0 | 0 | -259139.105 | 0 | 0 | 0 | 0 | 0 | 0 | 0 | 0 | 0 | 0 | 0 | 0 | 0 | 0 | 0
2016-11-21 08:00 | 0 | 0 | 0 | 0 | 0 | 457658.3988 | 0 | 380988 | 0 | 0 | 0 | 0 | 2176461.8799 | 4106155.7664 | 0 | 0 | 0 | 0 | 0 | 0 | 0 | 0 | 0 | 0 | 0 | 0 | 0 | 0 | 0 | 76670.3988 | 0 | 0 | 0 | 0 | 0 | 0 | 0 | 0 | 0 | 0 | 0 | 0 | 0 | 0 | 0
2016-11-21 09:00 | 0 | 0 | 0 | 0 | 0 | 427950.1928 | 0 | 385774 | 0 | 0 | 0 | 0 | 2218638.0726 | 4106155.7664 | 0 | 0 | 0 | 0 | 0 | 0 | 0 | 0 | 0 | 0 | 0 | 0 | 0 | 0 | 0 | 42176.1928 | 0 | 0 | 0 | 0 | 0 | 0 | 0 | 0 | 0 | 0 | 0 | 0 | 0 | 0 | 0
2016-11-21 10:00 | 0 | 0 | 0 | 0 | 0 | 398254.7074 | 0 | 400883 | 0 | 0 | 0 | 0 | 2216009.78 | 4106155.7664 | 0 | 0 | 0 | 0 | 0 | 0 | 0 | 0 | 0 | 0 | 0 | 0 | 0 | 0 | 0 | -2628.2926 | 0 | 0 | 0 | 0 | 0 | 0 | 0 | 0 | 0 | 0 | 0 | 0 | 0 | 0 | 0
2016-11-21 11:00 | 0 | 0 | 0 | 0 | 0 | 388442.1008 | 0 | 433200 | 0 | 0 | 0 | 0 | 2171251.8808 | 4106155.7664 | 0 | 0 | 0 | 0 | 0 | 0 | 0 | 0 | 0 | 0 | 0 | 0 | 0 | 0 | 0 | -44757.8992 | 0 | 0 | 0 | 0 | 0 | 0 | 0 | 0 | 0 | 0 | 0 | 0 | 0 | 0 | 0
2016-11-21 12:00 | 0 | 0 | 0 | 0 | 0 | 201070.895 | 0 | 460210 | 0 | 0 | 0 | 0 | 1912112.7759 | 4106155.7664 | 0 | 0 | 0 | 0 | 0 | 0 | 0 | 0 | 0 | 0 | 0 | 0 | 0 | 0 | 0 | -259139.105 | 0 | 0 | 0 | 0 | 0 | 0 | 0 | 0 | 0 | 0 | 0 | 0 | 0 | 0 | 0
2016-11-21 13:00 | 0 | 0 | 0 | 0 | 0 | 405572.0198 | 18.4965 | 470429 | 0 | 0 | 0 | 0 | 1847274.2922 | 4106155.7664 | 0 | 0 | 0 | 0 | 0 | 0 | 0 | 0 | 0 | 0 | 0 | 0 | 0 | 0 | 0 | -64838.4837 | 0 | 0 | 0 | 0 | 0 | 0 | 0 | 0 | 0 | 0 | 0 | 0 | 0 | 0 | 0
2016-11-21 14:00 | 0 | 0 | 0 | 0 | 0 | 352943.3228 | 49069.1194 | 469601 | 0 | 0 | 0 | 0 | 1779685.7344 | 4106155.7664 | 0 | 0 | 0 | 0 | 0 | 0 | 0 | 0 | 0 | 0 | 0 | 0 | 0 | 0 | 0 | -67588.5578 | 0 | 0 | 0 | 0 | 0 | 0 | 0 | 0 | 0 | 0 | 0 | 0 | 0 | 0 | 0
2016-11-21 15:00 | 0 | 0 | 0 | 0 | 0 | 38333.1911 | 167135.7039 | 464608 | 0 | 0 | 0 | 0 | 1520546.6294 | 4106155.7664 | 0 | 0 | 0 | 0 | 0 | 0 | 0 | 0 | 0 | 0 | 0 | 0 | 0 | 0 | 0 | -259139.105 | 0 | 0 | 0 | 0 | 0 | 0 | 0 | 0 | 0 | 0 | 0 | 0 | 0 | 0 | 0
2016-11-21 16:00 | 0 | 0 | 0 | 0 | 0 | 273437.369 | 280235.8549 | 457689 | 0 | 0 | 0 | 0 | 1616530.8533 | 4106155.7664 | 0 | 0 | 0 | 0 | 0 | 0 | 0 | 0 | 0 | 0 | 0 | 0 | 0 | 0 | 0 | 95984.2238 | 0 | 0 | 0 | 0 | 0 | 0 | 0 | 0 | 0 | 0 | 0 | 0 | 0 | 0 | 0
2016-11-21 17:00 | 0 | 0 | 0 | 0 | 0 | 323872.512 | 352845.9231 | 450508 | 0 | 0 | 0 | 0 | 1842741.2884 | 4106155.7664 | 0 | 0 | 0 | 0 | 0 | 0 | 0 | 0 | 0 | 0 | 0 | 0 | 0 | 0 | 0 | 226210.4351 | 0 | 0 | 0 | 0 | 0 | 0 | 0 | 0 | 0 | 0 | 0 | 0 | 0 | 0 | 0
2016-11-21 18:00 | 0 | 0 | 0 | 0 | 0 | 0 | 378583.3391 | 445167 | 0 | 0 | 0 | 0 | 1776157.6276 | 4106155.7664 | 0 | 0 | 0 | 0 | 0 | 0 | 0 | 0 | 0 | 0 | 0 | 0 | 0 | 0 | 0 | -66583.6609 | 0 | 0 | 0 | 0 | 0 | 0 | 0 | 0 | 0 | 0 | 0 | 0 | 0 | 0 | 0
2016-11-21 19:00 | 0 | 0 | 0 | 0 | 0 | 323836.5084 | 376201.5966 | 440899 | 0 | 0 | 0 | 0 | 2035296.7325 | 4106155.7664 | 0 | 0 | 0 | 0 | 0 | 0 | 0 | 0 | 0 | 0 | 0 | 0 | 0 | 0 | 0 | 259139.105 | 0 | 0 | 0 | 0 | 0 | 0 | 0 | 0 | 0 | 0 | 0 | 0 | 0 | 0 | 0
2016-11-21 20:00 | 0 | 0 | 0 | 0 | 0 | 0 | 357857.85 | 439651 | 0 | 0 | 0 | 0 | 1953503.5825 | 4106155.7664 | 0 | 0 | 0 | 0 | 0 | 0 | 0 | 0 | 0 | 0 | 0 | 0 | 0 | 0 | 0 | -81793.15 | 0 | 0 | 0 | 0 | 0 | 0 | 0 | 0 | 0 | 0 | 0 | 0 | 0 | 0 | 0
2016-11-21 21:00 | 0 | 0 | 0 | 0 | 0 | 0 | 327701.1437 | 444452 | 0 | 0 | 0 | 0 | 1836752.7262 | 4106155.7664 | 0 | 0 | 0 | 0 | 0 | 0 | 0 | 0 | 0 | 0 | 0 | 0 | 0 | 0 | 0 | -116750.8563 | 0 | 0 | 0 | 0 | 0 | 0 | 0 | 0 | 0 | 0 | 0 | 0 | 0 | 0 | 0
2016-11-21 22:00 | 0 | 0 | 0 | 0 | 0 | 0 | 272224.2333 | 462555 | 0 | 0 | 0 | 0 | 1646421.9596 | 4106155.7664 | 0 | 0 | 0 | 0 | 0 | 0 | 0 | 0 | 0 | 0 | 0 | 0 | 0 | 0 | 0 | -190330.7667 | 0 | 0 | 0 | 0 | 0 | 0 | 0 | 0 | 0 | 0 | 0 | 0 | 0 | 0 | 0
2016-11-21 23:00 | 0 | 0 | 0 | 0 | 0 | 564885.8854 | 173247.2195 | 478994 | 0 | 0 | 0 | 0 | 1905561.0645 | 4106155.7664 | 0 | 0 | 0 | 0 | 0 | 0 | 0 | 0 | 0 | 0 | 0 | 0 | 0 | 0 | 0 | 259139.105 | 0 | 0 | 0 | 0 | 0 | 0 | 0 | 0 | 0 | 0 | 0 | 0 | 0 | 0 | 0
2016-11-22 | 0 | 0 | 0 | 0 | 0 | 730540.4181 | 13841.6869 | 485243 | 0 | 0 | 0 | 0 | 2164700.1695 | 4106155.7664 | 0 | 0 | 0 | 0 | 0 | 0 | 0 | 0 | 0 | 0 | 0 | 0 | 0 | 0 | 0 | 259139.105 | 0 | 0 | 0 | 0 | 0 | 0 | 0 | 0 | 0 | 0 | 0 | 0 | 0 | 0 | 0
2016-11-22 01:00 | 0 | 0 | 0 | 0 | 0 | 225188.895 | 0 | 484328 | 0 | 0 | 0 | 0 | 1905561.0645 | 4106155.7664 | 0 | 0 | 0 | 0 | 0 | 0 | 0 | 0 | 0 | 0 | 0 | 0 | 0 | 0 | 0 | -259139.105 | 0 | 0 | 0 | 0 | 0 | 0 | 0 | 0 | 0 | 0 | 0 | 0 | 0 | 0 | 0
2016-11-22 02:00 | 0 | 0 | 0 | 0 | 0 | 720255.2534 | 0 | 472096 | 0 | 0 | 0 | 0 | 2153720.3179 | 4106155.7664 | 0 | 0 | 0 | 0 | 0 | 0 | 0 | 0 | 0 | 0 | 0 | 0 | 0 | 0 | 0 | 248159.2534 | 0 | 0 | 0 | 0 | 0 | 0 | 0 | 0 | 0 | 0 | 0 | 0 | 0 | 0 | 0
2016-11-22 03:00 | 0 | 0 | 0 | 0 | 0 | 707153.1576 | 0 | 451534 | 0 | 0 | 0 | 0 | 2409339.4755 | 4106155.7664 | 0 | 0 | 0 | 0 | 0 | 0 | 0 | 0 | 0 | 0 | 0 | 0 | 0 | 0 | 0 | 255619.1576 | 0 | 0 | 0 | 0 | 0 | 0 | 0 | 0 | 0 | 0 | 0 | 0 | 0 | 0 | 0
2016-11-22 04:00 | 0 | 0 | 0 | 0 | 0 | 171209.895 | 0 | 430349 | 0 | 0 | 0 | 0 | 2150200.3705 | 4106155.7664 | 0 | 0 | 0 | 0 | 0 | 0 | 0 | 0 | 0 | 0 | 0 | 0 | 0 | 0 | 0 | -259139.105 | 0 | 0 | 0 | 0 | 0 | 0 | 0 | 0 | 0 | 0 | 0 | 0 | 0 | 0 | 0
2016-11-22 05:00 | 0 | 0 | 0 | 0 | 0 | 670165.105 | 0 | 411026 | 0 | 0 | 0 | 0 | 2409339.4755 | 4106155.7664 | 0 | 0 | 0 | 0 | 0 | 0 | 0 | 0 | 0 | 0 | 0 | 0 | 0 | 0 | 0 | 259139.105 | 0 | 0 | 0 | 0 | 0 | 0 | 0 | 0 | 0 | 0 | 0 | 0 | 0 | 0 | 0
2016-11-22 06:00 | 0 | 0 | 0 | 0 | 0 | 139040.895 | 0 | 398180 | 0 | 0 | 0 | 0 | 2150200.3705 | 4106155.7664 | 0 | 0 | 0 | 0 | 0 | 0 | 0 | 0 | 0 | 0 | 0 | 0 | 0 | 0 | 0 | -259139.105 | 0 | 0 | 0 | 0 | 0 | 0 | 0 | 0 | 0 | 0 | 0 | 0 | 0 | 0 | 0
2016-11-22 07:00 | 0 | 0 | 0 | 0 | 0 | 131031.895 | 0 | 390171 | 0 | 0 | 0 | 0 | 1891061.2656 | 4106155.7664 | 0 | 0 | 0 | 0 | 0 | 0 | 0 | 0 | 0 | 0 | 0 | 0 | 0 | 0 | 0 | -259139.105 | 0 | 0 | 0 | 0 | 0 | 0 | 0 | 0 | 0 | 0 | 0 | 0 | 0 | 0 | 0
2016-11-22 08:00 | 0 | 0 | 0 | 0 | 0 | 642683.3953 | 0 | 387592 | 0 | 0 | 0 | 0 | 2146152.6609 | 4106155.7664 | 0 | 0 | 0 | 0 | 0 | 0 | 0 | 0 | 0 | 0 | 0 | 0 | 0 | 0 | 0 | 255091.3953 | 0 | 0 | 0 | 0 | 0 | 0 | 0 | 0 | 0 | 0 | 0 | 0 | 0 | 0 | 0
2016-11-22 09:00 | 0 | 0 | 0 | 0 | 0 | 132771.895 | 0 | 391911 | 0 | 0 | 0 | 0 | 1887013.556 | 4106155.7664 | 0 | 0 | 0 | 0 | 0 | 0 | 0 | 0 | 0 | 0 | 0 | 0 | 0 | 0 | 0 | -259139.105 | 0 | 0 | 0 | 0 | 0 | 0 | 0 | 0 | 0 | 0 | 0 | 0 | 0 | 0 | 0
2016-11-22 10:00 | 0 | 0 | 0 | 0 | 0 | 145836.895 | 0 | 404976 | 0 | 0 | 0 | 0 | 1627874.451 | 4106155.7664 | 0 | 0 | 0 | 0 | 0 | 0 | 0 | 0 | 0 | 0 | 0 | 0 | 0 | 0 | 0 | -259139.105 | 0 | 0 | 0 | 0 | 0 | 0 | 0 | 0 | 0 | 0 | 0 | 0 | 0 | 0 | 0
2016-11-22 11:00 | 0 | 0 | 0 | 0 | 0 | 619915.0818 | 0 | 433602 | 0 | 0 | 0 | 0 | 1814187.5328 | 4106155.7664 | 0 | 0 | 0 | 0 | 0 | 0 | 0 | 0 | 0 | 0 | 0 | 0 | 0 | 0 | 0 | 186313.0818 | 0 | 0 | 0 | 0 | 0 | 0 | 0 | 0 | 0 | 0 | 0 | 0 | 0 | 0 | 0
2016-11-22 12:00 | 0 | 0 | 0 | 0 | 0 | 198340.895 | 0 | 457480 | 0 | 0 | 0 | 0 | 1555048.4279 | 4106155.7664 | 0 | 0 | 0 | 0 | 0 | 0 | 0 | 0 | 0 | 0 | 0 | 0 | 0 | 0 | 0 | -259139.105 | 0 | 0 | 0 | 0 | 0 | 0 | 0 | 0 | 0 | 0 | 0 | 0 | 0 | 0 | 0
2016-11-22 13:00 | 0 | 0 | 0 | 0 | 0 | 206903.8395 | 0.055593 | 466043 | 0 | 0 | 0 | 0 | 1295909.3229 | 4106155.7664 | 0 | 0 | 0 | 0 | 0 | 0 | 0 | 0 | 0 | 0 | 0 | 0 | 0 | 0 | 0 | -259139.105 | 0 | 0 | 0 | 0 | 0 | 0 | 0 | 0 | 0 | 0 | 0 | 0 | 0 | 0 | 0
2016-11-22 14:00 | 0 | 0 | 0 | 0 | 0 | 536270.6662 | 73492.3412 | 464785 | 0 | 0 | 0 | 0 | 1440887.3303 | 4106155.7664 | 0 | 0 | 0 | 0 | 0 | 0 | 0 | 0 | 0 | 0 | 0 | 0 | 0 | 0 | 0 | 144978.0074 | 0 | 0 | 0 | 0 | 0 | 0 | 0 | 0 | 0 | 0 | 0 | 0 | 0 | 0 | 0
2016-11-22 15:00 | 0 | 0 | 0 | 0 | 0 | 0 | 444027.7467 | 460742 | 0 | 0 | 0 | 0 | 1424173.077 | 4106155.7664 | 0 | 0 | 0 | 0 | 0 | 0 | 0 | 0 | 0 | 0 | 0 | 0 | 0 | 0 | 0 | -16714.2533 | 0 | 0 | 0 | 0 | 0 | 0 | 0 | 0 | 0 | 0 | 0 | 0 | 0 | 0 | 0
2016-11-22 16:00 | 0 | 0 | 0 | 0 | 0 | 0 | 602850.7983 | 454831 | 0 | 0 | 0 | 0 | 1572192.8753 | 4106155.7664 | 0 | 0 | 0 | 0 | 0 | 0 | 0 | 0 | 0 | 0 | 0 | 0 | 0 | 0 | 0 | 148019.7983 | 0 | 0 | 0 | 0 | 0 | 0 | 0 | 0 | 0 | 0 | 0 | 0 | 0 | 0 | 0
2016-11-22 17:00 | 0 | 0 | 0 | 0 | 0 | 0 | 615761.5797 | 447871 | 0 | 0 | 0 | 0 | 1740083.455 | 4106155.7664 | 0 | 0 | 0 | 0 | 0 | 0 | 0 | 0 | 0 | 0 | 0 | 0 | 0 | 0 | 0 | 167890.5797 | 0 | 0 | 0 | 0 | 0 | 0 | 0 | 0 | 0 | 0 | 0 | 0 | 0 | 0 | 0
2016-11-22 18:00 | 0 | 0 | 0 | 0 | 0 | 0 | 575998.9312 | 444399 | 0 | 0 | 0 | 0 | 1871683.3862 | 4106155.7664 | 0 | 0 | 0 | 0 | 0 | 0 | 0 | 0 | 0 | 0 | 0 | 0 | 0 | 0 | 0 | 131599.9312 | 0 | 0 | 0 | 0 | 0 | 0 | 0 | 0 | 0 | 0 | 0 | 0 | 0 | 0 | 0
2016-11-22 19:00 | 0 | 0 | 0 | 0 | 0 | 0 | 555672.4942 | 441711 | 0 | 0 | 0 | 0 | 1985644.8803 | 4106155.7664 | 0 | 0 | 0 | 0 | 0 | 0 | 0 | 0 | 0 | 0 | 0 | 0 | 0 | 0 | 0 | 113961.4942 | 0 | 0 | 0 | 0 | 0 | 0 | 0 | 0 | 0 | 0 | 0 | 0 | 0 | 0 | 0
2016-11-22 20:00 | 0 | 0 | 0 | 0 | 0 | 0 | 562813.9823 | 440798 | 0 | 0 | 0 | 0 | 2107660.8627 | 4106155.7664 | 0 | 0 | 0 | 0 | 0 | 0 | 0 | 0 | 0 | 0 | 0 | 0 | 0 | 0 | 0 | 122015.9823 | 0 | 0 | 0 | 0 | 0 | 0 | 0 | 0 | 0 | 0 | 0 | 0 | 0 | 0 | 0
2016-11-22 21:00 | 0 | 0 | 0 | 0 | 0 | 0 | 580762.4907 | 445928 | 0 | 0 | 0 | 0 | 2242495.3534 | 4106155.7664 | 0 | 0 | 0 | 0 | 0 | 0 | 0 | 0 | 0 | 0 | 0 | 0 | 0 | 0 | 0 | 134834.4907 | 0 | 0 | 0 | 0 | 0 | 0 | 0 | 0 | 0 | 0 | 0 | 0 | 0 | 0 | 0
2016-11-22 22:00 | 0 | 0 | 0 | 0 | 0 | 0 | 539081.4526 | 461392 | 0 | 0 | 0 | 0 | 2320184.806 | 4106155.7664 | 0 | 0 | 0 | 0 | 0 | 0 | 0 | 0 | 0 | 0 | 0 | 0 | 0 | 0 | 0 | 77689.4526 | 0 | 0 | 0 | 0 | 0 | 0 | 0 | 0 | 0 | 0 | 0 | 0 | 0 | 0 | 0
2016-11-22 23:00 | 0 | 0 | 0 | 0 | 0 | 0 | 259454.6911 | 474383 | 0 | 0 | 0 | 0 | 2105256.497 | 4106155.7664 | 0 | 0 | 0 | 0 | 0 | 0 | 0 | 0 | 0 | 0 | 0 | 0 | 0 | 0 | 0 | -214928.3089 | 0 | 0 | 0 | 0 | 0 | 0 | 0 | 0 | 0 | 0 | 0 | 0 | 0 | 0 | 0
2016-11-23 | 0 | 0 | 0 | 0 | 0 | 584184.5886 | 6590.9823 | 478166 | 0 | 0 | 0 | 0 | 2217866.0679 | 4106155.7664 | 0 | 0 | 0 | 0 | 0 | 0 | 0 | 0 | 0 | 0 | 0 | 0 | 0 | 0 | 0 | 112609.5709 | 0 | 0 | 0 | 0 | 0 | 0 | 0 | 0 | 0 | 0 | 0 | 0 | 0 | 0 | 0
2016-11-23 01:00 | 0 | 0 | 0 | 0 | 0 | 216849.895 | 0 | 475989 | 0 | 0 | 0 | 0 | 1958726.963 | 4106155.7664 | 0 | 0 | 0 | 0 | 0 | 0 | 0 | 0 | 0 | 0 | 0 | 0 | 0 | 0 | 0 | -259139.105 | 0 | 0 | 0 | 0 | 0 | 0 | 0 | 0 | 0 | 0 | 0 | 0 | 0 | 0 | 0
2016-11-23 02:00 | 0 | 0 | 0 | 0 | 0 | 536896.1279 | 0 | 464330 | 0 | 0 | 0 | 0 | 2031293.0909 | 4106155.7664 | 0 | 0 | 0 | 0 | 0 | 0 | 0 | 0 | 0 | 0 | 0 | 0 | 0 | 0 | 0 | 72566.1279 | 0 | 0 | 0 | 0 | 0 | 0 | 0 | 0 | 0 | 0 | 0 | 0 | 0 | 0 | 0
2016-11-23 03:00 | 0 | 0 | 0 | 0 | 0 | 186597.895 | 0 | 445737 | 0 | 0 | 0 | 0 | 1772153.986 | 4106155.7664 | 0 | 0 | 0 | 0 | 0 | 0 | 0 | 0 | 0 | 0 | 0 | 0 | 0 | 0 | 0 | -259139.105 | 0 | 0 | 0 | 0 | 0 | 0 | 0 | 0 | 0 | 0 | 0 | 0 | 0 | 0 | 0
2016-11-23 04:00 | 0 | 0 | 0 | 0 | 0 | 512467.3359 | 0 | 424766 | 0 | 0 | 0 | 0 | 1859855.3218 | 4106155.7664 | 0 | 0 | 0 | 0 | 0 | 0 | 0 | 0 | 0 | 0 | 0 | 0 | 0 | 0 | 0 | 87701.3359 | 0 | 0 | 0 | 0 | 0 | 0 | 0 | 0 | 0 | 0 | 0 | 0 | 0 | 0 | 0
2016-11-23 05:00 | 0 | 0 | 0 | 0 | 0 | 504954.0575 | 0 | 405449 | 0 | 0 | 0 | 0 | 1945094.3978 | 4120421.748 | 0 | 0 | 0 | 0 | 0 | 0 | 0 | 0 | 0 | 0 | 0 | 0 | 0 | 0 | 0 | 85239.0759 | 14265.9815 | 0 | 0 | 0 | 0 | 0 | 0 | 0 | 0 | 0 | 0 | 0 | 0 | 0 | 0
2016-11-23 06:00 | 0 | 0 | 0 | 0 | 0 | 499460.7234 | 0 | 391023 | 0 | 0 | 0 | 0 | 2053532.1212 | 4120421.748 | 0 | 0 | 0 | 0 | 0 | 0 | 0 | 0 | 0 | 0 | 0 | 0 | 0 | 0 | 0 | 108437.7234 | 0 | 0 | 0 | 0 | 0 | 0 | 0 | 0 | 0 | 0 | 0 | 0 | 0 | 0 | 0
2016-11-23 07:00 | 0 | 0 | 0 | 0 | 0 | 122563.895 | 0 | 381703 | 0 | 0 | 0 | 0 | 1794393.0162 | 4120421.748 | 0 | 0 | 0 | 0 | 0 | 0 | 0 | 0 | 0 | 0 | 0 | 0 | 0 | 0 | 0 | -259139.105 | 0 | 0 | 0 | 0 | 0 | 0 | 0 | 0 | 0 | 0 | 0 | 0 | 0 | 0 | 0
2016-11-23 08:00 | 0 | 0 | 0 | 0 | 0 | 117946.895 | 0 | 377086 | 0 | 0 | 0 | 0 | 1535253.9113 | 4120421.748 | 0 | 0 | 0 | 0 | 0 | 0 | 0 | 0 | 0 | 0 | 0 | 0 | 0 | 0 | 0 | -259139.105 | 0 | 0 | 0 | 0 | 0 | 0 | 0 | 0 | 0 | 0 | 0 | 0 | 0 | 0 | 0
2016-11-23 09:00 | 0 | 0 | 0 | 0 | 0 | 469289.9892 | 0 | 378179 | 0 | 0 | 0 | 0 | 1626364.9005 | 4120421.748 | 0 | 0 | 0 | 0 | 0 | 0 | 0 | 0 | 0 | 0 | 0 | 0 | 0 | 0 | 0 | 91110.9892 | 0 | 0 | 0 | 0 | 0 | 0 | 0 | 0 | 0 | 0 | 0 | 0 | 0 | 0 | 0
2016-11-23 10:00 | 0 | 0 | 0 | 0 | 0 | 128665.895 | 0 | 387805 | 0 | 0 | 0 | 0 | 1367225.7955 | 4120421.748 | 0 | 0 | 0 | 0 | 0 | 0 | 0 | 0 | 0 | 0 | 0 | 0 | 0 | 0 | 0 | -259139.105 | 0 | 0 | 0 | 0 | 0 | 0 | 0 | 0 | 0 | 0 | 0 | 0 | 0 | 0 | 0
2016-11-23 11:00 | 0 | 0 | 0 | 0 | 0 | 440361.8472 | 0 | 410565 | 0 | 0 | 0 | 0 | 1397022.6427 | 4120421.748 | 0 | 0 | 0 | 0 | 0 | 0 | 0 | 0 | 0 | 0 | 0 | 0 | 0 | 0 | 0 | 29796.8472 | 0 | 0 | 0 | 0 | 0 | 0 | 0 | 0 | 0 | 0 | 0 | 0 | 0 | 0 | 0
2016-11-23 12:00 | 0 | 0 | 0 | 0 | 0 | 173168.895 | 0 | 432308 | 0 | 0 | 0 | 0 | 1137883.5377 | 4120421.748 | 0 | 0 | 0 | 0 | 0 | 0 | 0 | 0 | 0 | 0 | 0 | 0 | 0 | 0 | 0 | -259139.105 | 0 | 0 | 0 | 0 | 0 | 0 | 0 | 0 | 0 | 0 | 0 | 0 | 0 | 0 | 0
2016-11-23 13:00 | 0 | 0 | 0 | 0 | 0 | 403239.8512 | 11.0566 | 445040 | 0 | 0 | 0 | 0 | 1096094.4456 | 4120421.748 | 0 | 0 | 0 | 0 | 0 | 0 | 0 | 0 | 0 | 0 | 0 | 0 | 0 | 0 | 0 | -41789.0922 | 0 | 0 | 0 | 0 | 0 | 0 | 0 | 0 | 0 | 0 | 0 | 0 | 0 | 0 | 0
2016-11-23 14:00 | 0 | 0 | 0 | 0 | 0 | 299393.9177 | 162249.3645 | 450014 | 0 | 0 | 0 | 0 | 1107723.7277 | 4120421.748 | 0 | 0 | 0 | 0 | 0 | 0 | 0 | 0 | 0 | 0 | 0 | 0 | 0 | 0 | 0 | 11629.2822 | 0 | 0 | 0 | 0 | 0 | 0 | 0 | 0 | 0 | 0 | 0 | 0 | 0 | 0 | 0
2016-11-23 15:00 | 0 | 0 | 0 | 0 | 0 | 0 | 496344.8671 | 451262 | 0 | 0 | 0 | 0 | 1152806.5948 | 4120421.748 | 0 | 0 | 0 | 0 | 0 | 0 | 0 | 0 | 0 | 0 | 0 | 0 | 0 | 0 | 0 | 45082.8671 | 0 | 0 | 0 | 0 | 0 | 0 | 0 | 0 | 0 | 0 | 0 | 0 | 0 | 0 | 0
2016-11-23 16:00 | 0 | 0 | 0 | 0 | 0 | 0 | 613111.8842 | 448505 | 0 | 0 | 0 | 0 | 1317413.479 | 4120421.748 | 0 | 0 | 0 | 0 | 0 | 0 | 0 | 0 | 0 | 0 | 0 | 0 | 0 | 0 | 0 | 164606.8842 | 0 | 0 | 0 | 0 | 0 | 0 | 0 | 0 | 0 | 0 | 0 | 0 | 0 | 0 | 0
2016-11-23 17:00 | 0 | 0 | 0 | 0 | 0 | 0 | 619513.6654 | 443676 | 0 | 0 | 0 | 0 | 1493251.1444 | 4120421.748 | 0 | 0 | 0 | 0 | 0 | 0 | 0 | 0 | 0 | 0 | 0 | 0 | 0 | 0 | 0 | 175837.6654 | 0 | 0 | 0 | 0 | 0 | 0 | 0 | 0 | 0 | 0 | 0 | 0 | 0 | 0 | 0
2016-11-23 18:00 | 0 | 0 | 0 | 0 | 0 | 0 | 589293.2969 | 439557 | 0 | 0 | 0 | 0 | 1642987.4413 | 4120421.748 | 0 | 0 | 0 | 0 | 0 | 0 | 0 | 0 | 0 | 0 | 0 | 0 | 0 | 0 | 0 | 149736.2969 | 0 | 0 | 0 | 0 | 0 | 0 | 0 | 0 | 0 | 0 | 0 | 0 | 0 | 0 | 0
2016-11-23 19:00 | 0 | 0 | 0 | 0 | 0 | 0 | 576137.0032 | 437064 | 0 | 0 | 0 | 0 | 1782060.4445 | 4120421.748 | 0 | 0 | 0 | 0 | 0 | 0 | 0 | 0 | 0 | 0 | 0 | 0 | 0 | 0 | 0 | 139073.0032 | 0 | 0 | 0 | 0 | 0 | 0 | 0 | 0 | 0 | 0 | 0 | 0 | 0 | 0 | 0
2016-11-23 20:00 | 0 | 0 | 0 | 0 | 0 | 0 | 594253.8757 | 435214 | 0 | 0 | 0 | 0 | 1941100.3203 | 4120421.748 | 0 | 0 | 0 | 0 | 0 | 0 | 0 | 0 | 0 | 0 | 0 | 0 | 0 | 0 | 0 | 159039.8757 | 0 | 0 | 0 | 0 | 0 | 0 | 0 | 0 | 0 | 0 | 0 | 0 | 0 | 0 | 0
2016-11-23 21:00 | 0 | 0 | 0 | 0 | 0 | 0 | 626069.1054 | 438616 | 0 | 0 | 0 | 0 | 2128553.4257 | 4120421.748 | 0 | 0 | 0 | 0 | 0 | 0 | 0 | 0 | 0 | 0 | 0 | 0 | 0 | 0 | 0 | 187453.1054 | 0 | 0 | 0 | 0 | 0 | 0 | 0 | 0 | 0 | 0 | 0 | 0 | 0 | 0 | 0
2016-11-23 22:00 | 0 | 0 | 0 | 0 | 0 | 0 | 585403.4047 | 450517 | 0 | 0 | 0 | 0 | 2263439.8304 | 4120421.748 | 0 | 0 | 0 | 0 | 0 | 0 | 0 | 0 | 0 | 0 | 0 | 0 | 0 | 0 | 0 | 134886.4047 | 0 | 0 | 0 | 0 | 0 | 0 | 0 | 0 | 0 | 0 | 0 | 0 | 0 | 0 | 0
2016-11-23 23:00 | 0 | 0 | 0 | 0 | 0 | 35530.6869 | 268531.4286 | 457499 | 0 | 0 | 0 | 0 | 2110002.9459 | 4120421.748 | 0 | 0 | 0 | 0 | 0 | 0 | 0 | 0 | 0 | 0 | 0 | 0 | 0 | 0 | 0 | -153436.8845 | 0 | 0 | 0 | 0 | 0 | 0 | 0 | 0 | 0 | 0 | 0 | 0 | 0 | 0 | 0
2016-11-24 | 0 | 0 | 0 | 0 | 0 | 295959.9642 | 19650.5463 | 457519 | 0 | 0 | 0 | 0 | 1968094.4564 | 4120421.748 | 0 | 0 | 0 | 0 | 0 | 0 | 0 | 0 | 0 | 0 | 0 | 0 | 0 | 0 | 0 | -141908.4895 | 0 | 0 | 0 | 0 | 0 | 0 | 0 | 0 | 0 | 0 | 0 | 0 | 0 | 0 | 0
2016-11-24 01:00 | 0 | 0 | 0 | 0 | 0 | 323698.6363 | 0 | 452882 | 0 | 0 | 0 | 0 | 1838911.0927 | 4120421.748 | 0 | 0 | 0 | 0 | 0 | 0 | 0 | 0 | 0 | 0 | 0 | 0 | 0 | 0 | 0 | -129183.3637 | 0 | 0 | 0 | 0 | 0 | 0 | 0 | 0 | 0 | 0 | 0 | 0 | 0 | 0 | 0
2016-11-24 02:00 | 0 | 0 | 0 | 0 | 0 | 348340.2462 | 0 | 440455 | 0 | 0 | 0 | 0 | 1746796.3389 | 4120421.748 | 0 | 0 | 0 | 0 | 0 | 0 | 0 | 0 | 0 | 0 | 0 | 0 | 0 | 0 | 0 | -92114.7538 | 0 | 0 | 0 | 0 | 0 | 0 | 0 | 0 | 0 | 0 | 0 | 0 | 0 | 0 | 0
2016-11-24 03:00 | 0 | 0 | 0 | 0 | 0 | 379838.4188 | 0 | 422019 | 0 | 0 | 0 | 0 | 1704615.7577 | 4120421.748 | 0 | 0 | 0 | 0 | 0 | 0 | 0 | 0 | 0 | 0 | 0 | 0 | 0 | 0 | 0 | -42180.5812 | 0 | 0 | 0 | 0 | 0 | 0 | 0 | 0 | 0 | 0 | 0 | 0 | 0 | 0 | 0
2016-11-24 04:00 | 0 | 0 | 0 | 0 | 0 | 141297.895 | 0 | 400437 | 0 | 0 | 0 | 0 | 1445476.6527 | 4120421.748 | 0 | 0 | 0 | 0 | 0 | 0 | 0 | 0 | 0 | 0 | 0 | 0 | 0 | 0 | 0 | -259139.105 | 0 | 0 | 0 | 0 | 0 | 0 | 0 | 0 | 0 | 0 | 0 | 0 | 0 | 0 | 0
2016-11-24 05:00 | 0 | 0 | 0 | 0 | 0 | 401249.7824 | 0 | 378621 | 0 | 0 | 0 | 0 | 1468105.4351 | 4120421.748 | 0 | 0 | 0 | 0 | 0 | 0 | 0 | 0 | 0 | 0 | 0 | 0 | 0 | 0 | 0 | 22628.7824 | 0 | 0 | 0 | 0 | 0 | 0 | 0 | 0 | 0 | 0 | 0 | 0 | 0 | 0 | 0
2016-11-24 06:00 | 0 | 0 | 0 | 0 | 0 | 102230.895 | 0 | 361370 | 0 | 0 | 0 | 0 | 1208966.3302 | 4120421.748 | 0 | 0 | 0 | 0 | 0 | 0 | 0 | 0 | 0 | 0 | 0 | 0 | 0 | 0 | 0 | -259139.105 | 0 | 0 | 0 | 0 | 0 | 0 | 0 | 0 | 0 | 0 | 0 | 0 | 0 | 0 | 0
2016-11-24 07:00 | 0 | 0 | 0 | 0 | 0 | 392683.235 | 0 | 349616 | 0 | 0 | 0 | 0 | 1252033.5652 | 4120421.748 | 0 | 0 | 0 | 0 | 0 | 0 | 0 | 0 | 0 | 0 | 0 | 0 | 0 | 0 | 0 | 43067.235 | 0 | 0 | 0 | 0 | 0 | 0 | 0 | 0 | 0 | 0 | 0 | 0 | 0 | 0 | 0
2016-11-24 08:00 | 0 | 0 | 0 | 0 | 0 | 83098.895 | 0 | 342238 | 0 | 0 | 0 | 0 | 992894.4602 | 4120421.748 | 0 | 0 | 0 | 0 | 0 | 0 | 0 | 0 | 0 | 0 | 0 | 0 | 0 | 0 | 0 | -259139.105 | 0 | 0 | 0 | 0 | 0 | 0 | 0 | 0 | 0 | 0 | 0 | 0 | 0 | 0 | 0
2016-11-24 09:00 | 0 | 0 | 0 | 0 | 0 | 383243.2669 | 0 | 339265 | 0 | 0 | 0 | 0 | 1022606.7456 | 4134687.7295 | 0 | 0 | 0 | 0 | 0 | 0 | 0 | 0 | 0 | 0 | 0 | 0 | 0 | 0 | 0 | 29712.2854 | 14265.9815 | 0 | 0 | 0 | 0 | 0 | 0 | 0 | 0 | 0 | 0 | 0 | 0 | 0 | 0
2016-11-24 10:00 | 0 | 0 | 0 | 0 | 0 | 379217.2863 | 0 | 341378 | 0 | 0 | 0 | 0 | 1060446.0319 | 4134687.7295 | 0 | 0 | 0 | 0 | 0 | 0 | 0 | 0 | 0 | 0 | 0 | 0 | 0 | 0 | 0 | 37839.2863 | 0 | 0 | 0 | 0 | 0 | 0 | 0 | 0 | 0 | 0 | 0 | 0 | 0 | 0 | 0
2016-11-24 11:00 | 0 | 0 | 0 | 0 | 0 | 90044.895 | 0 | 349184 | 0 | 0 | 0 | 0 | 801306.9269 | 4134687.7295 | 0 | 0 | 0 | 0 | 0 | 0 | 0 | 0 | 0 | 0 | 0 | 0 | 0 | 0 | 0 | -259139.105 | 0 | 0 | 0 | 0 | 0 | 0 | 0 | 0 | 0 | 0 | 0 | 0 | 0 | 0 | 0
2016-11-24 12:00 | 0 | 0 | 0 | 0 | 0 | 101210.895 | 0 | 360350 | 0 | 0 | 0 | 0 | 542167.822 | 4134687.7295 | 0 | 0 | 0 | 0 | 0 | 0 | 0 | 0 | 0 | 0 | 0 | 0 | 0 | 0 | 0 | -259139.105 | 0 | 0 | 0 | 0 | 0 | 0 | 0 | 0 | 0 | 0 | 0 | 0 | 0 | 0 | 0
2016-11-24 13:00 | 0 | 0 | 0 | 0 | 0 | 379853.5581 | 8.3699 | 378419 | 0 | 0 | 0 | 0 | 543610.75 | 4134687.7295 | 0 | 0 | 0 | 0 | 0 | 0 | 0 | 0 | 0 | 0 | 0 | 0 | 0 | 0 | 0 | 1442.9281 | 0 | 0 | 0 | 0 | 0 | 0 | 0 | 0 | 0 | 0 | 0 | 0 | 0 | 0 | 0
2016-11-24 14:00 | 0 | 0 | 0 | 0 | 0 | 317337.1361 | 125030.7497 | 397131 | 0 | 0 | 0 | 0 | 588847.6358 | 4134687.7295 | 0 | 0 | 0 | 0 | 0 | 0 | 0 | 0 | 0 | 0 | 0 | 0 | 0 | 0 | 0 | 45236.8858 | 0 | 0 | 0 | 0 | 0 | 0 | 0 | 0 | 0 | 0 | 0 | 0 | 0 | 0 | 0
2016-11-24 15:00 | 0 | 0 | 0 | 0 | 0 | 0 | 469719.5341 | 410459 | 0 | 0 | 0 | 0 | 648108.1699 | 4134687.7295 | 0 | 0 | 0 | 0 | 0 | 0 | 0 | 0 | 0 | 0 | 0 | 0 | 0 | 0 | 0 | 59260.5341 | 0 | 0 | 0 | 0 | 0 | 0 | 0 | 0 | 0 | 0 | 0 | 0 | 0 | 0 | 0
2016-11-24 16:00 | 0 | 0 | 0 | 0 | 0 | 56884.6158 | 619888.4892 | 417634 | 0 | 0 | 0 | 0 | 907247.2749 | 4134687.7295 | 0 | 0 | 0 | 0 | 0 | 0 | 0 | 0 | 0 | 0 | 0 | 0 | 0 | 0 | 0 | 259139.105 | 0 | 0 | 0 | 0 | 0 | 0 | 0 | 0 | 0 | 0 | 0 | 0 | 0 | 0 | 0
2016-11-24 17:00 | 0 | 0 | 0 | 0 | 0 | 0 | 621617.7614 | 414375 | 0 | 0 | 0 | 0 | 1114490.0363 | 4134687.7295 | 0 | 0 | 0 | 0 | 0 | 0 | 0 | 0 | 0 | 0 | 0 | 0 | 0 | 0 | 0 | 207242.7614 | 0 | 0 | 0 | 0 | 0 | 0 | 0 | 0 | 0 | 0 | 0 | 0 | 0 | 0 | 0
2016-11-24 18:00 | 0 | 0 | 0 | 0 | 0 | 0 | 589870.383 | 404355 | 0 | 0 | 0 | 0 | 1300005.4193 | 4134687.7295 | 0 | 0 | 0 | 0 | 0 | 0 | 0 | 0 | 0 | 0 | 0 | 0 | 0 | 0 | 0 | 185515.383 | 0 | 0 | 0 | 0 | 0 | 0 | 0 | 0 | 0 | 0 | 0 | 0 | 0 | 0 | 0
2016-11-24 19:00 | 0 | 0 | 0 | 0 | 0 | 0 | 573370.9086 | 395055 | 0 | 0 | 0 | 0 | 1478321.3279 | 4134687.7295 | 0 | 0 | 0 | 0 | 0 | 0 | 0 | 0 | 0 | 0 | 0 | 0 | 0 | 0 | 0 | 178315.9086 | 0 | 0 | 0 | 0 | 0 | 0 | 0 | 0 | 0 | 0 | 0 | 0 | 0 | 0 | 0
2016-11-24 20:00 | 0 | 0 | 0 | 0 | 0 | 0 | 586441.1241 | 386948 | 0 | 0 | 0 | 0 | 1677814.452 | 4134687.7295 | 0 | 0 | 0 | 0 | 0 | 0 | 0 | 0 | 0 | 0 | 0 | 0 | 0 | 0 | 0 | 199493.1241 | 0 | 0 | 0 | 0 | 0 | 0 | 0 | 0 | 0 | 0 | 0 | 0 | 0 | 0 | 0
2016-11-24 21:00 | 0 | 0 | 0 | 0 | 0 | 35914.9467 | 604282.1583 | 381058 | 0 | 0 | 0 | 0 | 1936953.5569 | 4134687.7295 | 0 | 0 | 0 | 0 | 0 | 0 | 0 | 0 | 0 | 0 | 0 | 0 | 0 | 0 | 0 | 259139.105 | 0 | 0 | 0 | 0 | 0 | 0 | 0 | 0 | 0 | 0 | 0 | 0 | 0 | 0 | 0
2016-11-24 22:00 | 0 | 0 | 0 | 0 | 0 | 0 | 559902.7104 | 380683 | 0 | 0 | 0 | 0 | 2116173.2674 | 4134687.7295 | 0 | 0 | 0 | 0 | 0 | 0 | 0 | 0 | 0 | 0 | 0 | 0 | 0 | 0 | 0 | 179219.7104 | 0 | 0 | 0 | 0 | 0 | 0 | 0 | 0 | 0 | 0 | 0 | 0 | 0 | 0 | 0
2016-11-24 23:00 | 0 | 0 | 0 | 0 | 0 | 0 | 255428.5889 | 383072 | 0 | 0 | 0 | 0 | 1988529.8562 | 4134687.7295 | 0 | 0 | 0 | 0 | 0 | 0 | 0 | 0 | 0 | 0 | 0 | 0 | 0 | 0 | 0 | -127643.4111 | 0 | 0 | 0 | 0 | 0 | 0 | 0 | 0 | 0 | 0 | 0 | 0 | 0 | 0 | 0
2016-11-25 | 0 | 0 | 0 | 0 | 0 | 117284.5656 | 6714.3295 | 383138 | 0 | 0 | 0 | 0 | 1729390.7513 | 4134687.7295 | 0 | 0 | 0 | 0 | 0 | 0 | 0 | 0 | 0 | 0 | 0 | 0 | 0 | 0 | 0 | -259139.105 | 0 | 0 | 0 | 0 | 0 | 0 | 0 | 0 | 0 | 0 | 0 | 0 | 0 | 0 | 0
2016-11-25 01:00 | 0 | 0 | 0 | 0 | 0 | 123771.895 | 0 | 382911 | 0 | 0 | 0 | 0 | 1470251.6463 | 4134687.7295 | 0 | 0 | 0 | 0 | 0 | 0 | 0 | 0 | 0 | 0 | 0 | 0 | 0 | 0 | 0 | -259139.105 | 0 | 0 | 0 | 0 | 0 | 0 | 0 | 0 | 0 | 0 | 0 | 0 | 0 | 0 | 0
2016-11-25 02:00 | 0 | 0 | 0 | 0 | 0 | 132784.8766 | 0 | 377658 | 0 | 0 | 0 | 0 | 1211112.5414 | 4148953.711 | 0 | 0 | 0 | 0 | 0 | 0 | 0 | 0 | 0 | 0 | 0 | 0 | 0 | 0 | 0 | -259139.105 | 14265.9815 | 0 | 0 | 0 | 0 | 0 | 0 | 0 | 0 | 0 | 0 | 0 | 0 | 0 | 0
2016-11-25 03:00 | 0 | 0 | 0 | 0 | 0 | 476782.2456 | 0 | 369843 | 0 | 0 | 0 | 0 | 1318051.787 | 4148953.711 | 0 | 0 | 0 | 0 | 0 | 0 | 0 | 0 | 0 | 0 | 0 | 0 | 0 | 0 | 0 | 106939.2456 | 0 | 0 | 0 | 0 | 0 | 0 | 0 | 0 | 0 | 0 | 0 | 0 | 0 | 0 | 0
2016-11-25 04:00 | 0 | 0 | 0 | 0 | 0 | 99522.895 | 0 | 358662 | 0 | 0 | 0 | 0 | 1058912.682 | 4148953.711 | 0 | 0 | 0 | 0 | 0 | 0 | 0 | 0 | 0 | 0 | 0 | 0 | 0 | 0 | 0 | -259139.105 | 0 | 0 | 0 | 0 | 0 | 0 | 0 | 0 | 0 | 0 | 0 | 0 | 0 | 0 | 0
2016-11-25 05:00 | 0 | 0 | 0 | 0 | 0 | 504813.0942 | 0 | 346627 | 0 | 0 | 0 | 0 | 1217098.7762 | 4148953.711 | 0 | 0 | 0 | 0 | 0 | 0 | 0 | 0 | 0 | 0 | 0 | 0 | 0 | 0 | 0 | 158186.0942 | 0 | 0 | 0 | 0 | 0 | 0 | 0 | 0 | 0 | 0 | 0 | 0 | 0 | 0 | 0
2016-11-25 06:00 | 0 | 0 | 0 | 0 | 0 | 91436.8766 | 0 | 336310 | 0 | 0 | 0 | 0 | 957959.6713 | 4163219.6926 | 0 | 0 | 0 | 0 | 0 | 0 | 0 | 0 | 0 | 0 | 0 | 0 | 0 | 0 | 0 | -259139.105 | 14265.9815 | 0 | 0 | 0 | 0 | 0 | 0 | 0 | 0 | 0 | 0 | 0 | 0 | 0 | 0
2016-11-25 07:00 | 0 | 0 | 0 | 0 | 0 | 69467.895 | 0 | 328607 | 0 | 0 | 0 | 0 | 698820.5663 | 4163219.6926 | 0 | 0 | 0 | 0 | 0 | 0 | 0 | 0 | 0 | 0 | 0 | 0 | 0 | 0 | 0 | -259139.105 | 0 | 0 | 0 | 0 | 0 | 0 | 0 | 0 | 0 | 0 | 0 | 0 | 0 | 0 | 0
2016-11-25 08:00 | 0 | 0 | 0 | 0 | 0 | 516458.7547 | 0 | 325091 | 0 | 0 | 0 | 0 | 890188.321 | 4163219.6926 | 0 | 0 | 0 | 0 | 0 | 0 | 0 | 0 | 0 | 0 | 0 | 0 | 0 | 0 | 0 | 191367.7547 | 0 | 0 | 0 | 0 | 0 | 0 | 0 | 0 | 0 | 0 | 0 | 0 | 0 | 0 | 0
2016-11-25 09:00 | 0 | 0 | 0 | 0 | 0 | 81637.8766 | 0 | 326511 | 0 | 0 | 0 | 0 | 631049.216 | 4177485.6741 | 0 | 0 | 0 | 0 | 0 | 0 | 0 | 0 | 0 | 0 | 0 | 0 | 0 | 0 | 0 | -259139.105 | 14265.9815 | 0 | 0 | 0 | 0 | 0 | 0 | 0 | 0 | 0 | 0 | 0 | 0 | 0 | 0
2016-11-25 10:00 | 0 | 0 | 0 | 0 | 0 | 72837.895 | 0 | 331977 | 0 | 0 | 0 | 0 | 371910.1111 | 4177485.6741 | 0 | 0 | 0 | 0 | 0 | 0 | 0 | 0 | 0 | 0 | 0 | 0 | 0 | 0 | 0 | -259139.105 | 0 | 0 | 0 | 0 | 0 | 0 | 0 | 0 | 0 | 0 | 0 | 0 | 0 | 0 | 0
2016-11-25 11:00 | 0 | 0 | 0 | 0 | 0 | 489697.0988 | 0 | 343329 | 0 | 0 | 0 | 0 | 518278.2099 | 4177485.6741 | 0 | 0 | 0 | 0 | 0 | 0 | 0 | 0 | 0 | 0 | 0 | 0 | 0 | 0 | 0 | 146368.0988 | 0 | 0 | 0 | 0 | 0 | 0 | 0 | 0 | 0 | 0 | 0 | 0 | 0 | 0 | 0
2016-11-25 12:00 | 0 | 0 | 0 | 0 | 0 | 98346.895 | 0 | 357486 | 0 | 0 | 0 | 0 | 259139.105 | 4177485.6741 | 0 | 0 | 0 | 0 | 0 | 0 | 0 | 0 | 0 | 0 | 0 | 0 | 0 | 0 | 0 | -259139.105 | 0 | 0 | 0 | 0 | 0 | 0 | 0 | 0 | 0 | 0 | 0 | 0 | 0 | 0 | 0
2016-11-25 13:00 | 0 | 0 | 0 | 0 | 0 | 112086.583 | 0.31206 | 371226 | 0 | 0 | 0 | 0 | 0 | 4177485.6741 | 0 | 0 | 0 | 0 | 0 | 0 | 0 | 0 | 0 | 0 | 0 | 0 | 0 | 0 | 0 | -259139.105 | 0 | 0 | 0 | 0 | 0 | 0 | 0 | 0 | 0 | 0 | 0 | 0 | 0 | 0 | 0
2016-11-25 14:00 | 0 | 0 | 0 | 0 | 0 | 380669.0892 | 113706.1722 | 383890 | 0 | 0 | 0 | 0 | 110485.2614 | 4177485.6741 | 0 | 0 | 0 | 0 | 0 | 0 | 0 | 0 | 0 | 0 | 0 | 0 | 0 | 0 | 0 | 110485.2614 | 0 | 0 | 0 | 0 | 0 | 0 | 0 | 0 | 0 | 0 | 0 | 0 | 0 | 0 | 0
2016-11-25 15:00 | 0 | 0 | 0 | 0 | 0 | 0 | 501757.5077 | 391571 | 0 | 0 | 0 | 0 | 220671.7691 | 4177485.6741 | 0 | 0 | 0 | 0 | 0 | 0 | 0 | 0 | 0 | 0 | 0 | 0 | 0 | 0 | 0 | 110186.5077 | 0 | 0 | 0 | 0 | 0 | 0 | 0 | 0 | 0 | 0 | 0 | 0 | 0 | 0 | 0
2016-11-25 16:00 | 0 | 0 | 0 | 0 | 0 | 0 | 626895.3927 | 395380 | 0 | 0 | 0 | 0 | 452187.1618 | 4177485.6741 | 0 | 0 | 0 | 0 | 0 | 0 | 0 | 0 | 0 | 0 | 0 | 0 | 0 | 0 | 0 | 231515.3927 | 0 | 0 | 0 | 0 | 0 | 0 | 0 | 0 | 0 | 0 | 0 | 0 | 0 | 0 | 0
2016-11-25 17:00 | 0 | 0 | 0 | 0 | 0 | 0 | 603827.5142 | 396317 | 0 | 0 | 0 | 0 | 659697.676 | 4177485.6741 | 0 | 0 | 0 | 0 | 0 | 0 | 0 | 0 | 0 | 0 | 0 | 0 | 0 | 0 | 0 | 207510.5142 | 0 | 0 | 0 | 0 | 0 | 0 | 0 | 0 | 0 | 0 | 0 | 0 | 0 | 0 | 0
2016-11-25 18:00 | 0 | 0 | 0 | 0 | 0 | 78582.9959 | 574967.109 | 394411 | 0 | 0 | 0 | 0 | 918836.7809 | 4177485.6741 | 0 | 0 | 0 | 0 | 0 | 0 | 0 | 0 | 0 | 0 | 0 | 0 | 0 | 0 | 0 | 259139.105 | 0 | 0 | 0 | 0 | 0 | 0 | 0 | 0 | 0 | 0 | 0 | 0 | 0 | 0 | 0
2016-11-25 19:00 | 0 | 0 | 0 | 0 | 0 | 0 | 557591.5709 | 392762 | 0 | 0 | 0 | 0 | 1083666.3519 | 4177485.6741 | 0 | 0 | 0 | 0 | 0 | 0 | 0 | 0 | 0 | 0 | 0 | 0 | 0 | 0 | 0 | 164829.5709 | 0 | 0 | 0 | 0 | 0 | 0 | 0 | 0 | 0 | 0 | 0 | 0 | 0 | 0 | 0
2016-11-25 20:00 | 0 | 0 | 0 | 0 | 0 | 0 | 564145.8753 | 391901 | 0 | 0 | 0 | 0 | 1255911.2272 | 4177485.6741 | 0 | 0 | 0 | 0 | 0 | 0 | 0 | 0 | 0 | 0 | 0 | 0 | 0 | 0 | 0 | 172244.8753 | 0 | 0 | 0 | 0 | 0 | 0 | 0 | 0 | 0 | 0 | 0 | 0 | 0 | 0 | 0
2016-11-25 21:00 | 0 | 0 | 0 | 0 | 0 | 0 | 575620.9516 | 396044 | 0 | 0 | 0 | 0 | 1435488.1788 | 4177485.6741 | 0 | 0 | 0 | 0 | 0 | 0 | 0 | 0 | 0 | 0 | 0 | 0 | 0 | 0 | 0 | 179576.9516 | 0 | 0 | 0 | 0 | 0 | 0 | 0 | 0 | 0 | 0 | 0 | 0 | 0 | 0 | 0
2016-11-25 22:00 | 0 | 0 | 0 | 0 | 0 | 0 | 520927.3173 | 406896 | 0 | 0 | 0 | 0 | 1549519.4961 | 4177485.6741 | 0 | 0 | 0 | 0 | 0 | 0 | 0 | 0 | 0 | 0 | 0 | 0 | 0 | 0 | 0 | 114031.3173 | 0 | 0 | 0 | 0 | 0 | 0 | 0 | 0 | 0 | 0 | 0 | 0 | 0 | 0 | 0
2016-11-25 23:00 | 0 | 0 | 0 | 0 | 0 | 453112.2854 | 203329.1026 | 416199 | 0 | 0 | 0 | 0 | 1789761.8841 | 4177485.6741 | 0 | 0 | 0 | 0 | 0 | 0 | 0 | 0 | 0 | 0 | 0 | 0 | 0 | 0 | 0 | 240242.388 | 0 | 0 | 0 | 0 | 0 | 0 | 0 | 0 | 0 | 0 | 0 | 0 | 0 | 0 | 0
2016-11-26 | 0 | 0 | 0 | 0 | 0 | 554430.9626 | 5302.3712 | 418426 | 0 | 0 | 0 | 0 | 1931069.218 | 4177485.6741 | 0 | 0 | 0 | 0 | 0 | 0 | 0 | 0 | 0 | 0 | 0 | 0 | 0 | 0 | 0 | 141307.3338 | 0 | 0 | 0 | 0 | 0 | 0 | 0 | 0 | 0 | 0 | 0 | 0 | 0 | 0 | 0
2016-11-26 01:00 | 0 | 0 | 0 | 0 | 0 | 156680.895 | 0 | 415820 | 0 | 0 | 0 | 0 | 1671930.113 | 4177485.6741 | 0 | 0 | 0 | 0 | 0 | 0 | 0 | 0 | 0 | 0 | 0 | 0 | 0 | 0 | 0 | -259139.105 | 0 | 0 | 0 | 0 | 0 | 0 | 0 | 0 | 0 | 0 | 0 | 0 | 0 | 0 | 0
2016-11-26 02:00 | 0 | 0 | 0 | 0 | 0 | 666211.105 | 0 | 407072 | 0 | 0 | 0 | 0 | 1931069.218 | 4177485.6741 | 0 | 0 | 0 | 0 | 0 | 0 | 0 | 0 | 0 | 0 | 0 | 0 | 0 | 0 | 0 | 259139.105 | 0 | 0 | 0 | 0 | 0 | 0 | 0 | 0 | 0 | 0 | 0 | 0 | 0 | 0 | 0
2016-11-26 03:00 | 0 | 0 | 0 | 0 | 0 | 667001.0865 | 0 | 393596 | 0 | 0 | 0 | 0 | 2190208.3229 | 4191751.6556 | 0 | 0 | 0 | 0 | 0 | 0 | 0 | 0 | 0 | 0 | 0 | 0 | 0 | 0 | 0 | 259139.105 | 14265.9815 | 0 | 0 | 0 | 0 | 0 | 0 | 0 | 0 | 0 | 0 | 0 | 0 | 0 | 0
2016-11-26 04:00 | 0 | 0 | 0 | 0 | 0 | 119556.895 | 0 | 378696 | 0 | 0 | 0 | 0 | 1931069.218 | 4191751.6556 | 0 | 0 | 0 | 0 | 0 | 0 | 0 | 0 | 0 | 0 | 0 | 0 | 0 | 0 | 0 | -259139.105 | 0 | 0 | 0 | 0 | 0 | 0 | 0 | 0 | 0 | 0 | 0 | 0 | 0 | 0 | 0
2016-11-26 05:00 | 0 | 0 | 0 | 0 | 0 | 117057.8766 | 0 | 361931 | 0 | 0 | 0 | 0 | 1671930.113 | 4206017.6372 | 0 | 0 | 0 | 0 | 0 | 0 | 0 | 0 | 0 | 0 | 0 | 0 | 0 | 0 | 0 | -259139.105 | 14265.9815 | 0 | 0 | 0 | 0 | 0 | 0 | 0 | 0 | 0 | 0 | 0 | 0 | 0 | 0
2016-11-26 06:00 | 0 | 0 | 0 | 0 | 0 | 608324.105 | 0 | 349185 | 0 | 0 | 0 | 0 | 1931069.218 | 4206017.6372 | 0 | 0 | 0 | 0 | 0 | 0 | 0 | 0 | 0 | 0 | 0 | 0 | 0 | 0 | 0 | 259139.105 | 0 | 0 | 0 | 0 | 0 | 0 | 0 | 0 | 0 | 0 | 0 | 0 | 0 | 0 | 0
2016-11-26 07:00 | 0 | 0 | 0 | 0 | 0 | 81255.895 | 0 | 340395 | 0 | 0 | 0 | 0 | 1671930.113 | 4206017.6372 | 0 | 0 | 0 | 0 | 0 | 0 | 0 | 0 | 0 | 0 | 0 | 0 | 0 | 0 | 0 | -259139.105 | 0 | 0 | 0 | 0 | 0 | 0 | 0 | 0 | 0 | 0 | 0 | 0 | 0 | 0 | 0
2016-11-26 08:00 | 0 | 0 | 0 | 0 | 0 | 76357.895 | 0 | 335497 | 0 | 0 | 0 | 0 | 1412791.0081 | 4206017.6372 | 0 | 0 | 0 | 0 | 0 | 0 | 0 | 0 | 0 | 0 | 0 | 0 | 0 | 0 | 0 | -259139.105 | 0 | 0 | 0 | 0 | 0 | 0 | 0 | 0 | 0 | 0 | 0 | 0 | 0 | 0 | 0
2016-11-26 09:00 | 0 | 0 | 0 | 0 | 0 | 572855.3495 | 0 | 334757 | 0 | 0 | 0 | 0 | 1650889.3576 | 4206017.6372 | 0 | 0 | 0 | 0 | 0 | 0 | 0 | 0 | 0 | 0 | 0 | 0 | 0 | 0 | 0 | 238098.3495 | 0 | 0 | 0 | 0 | 0 | 0 | 0 | 0 | 0 | 0 | 0 | 0 | 0 | 0 | 0
2016-11-26 10:00 | 0 | 0 | 0 | 0 | 0 | 80379.895 | 0 | 339519 | 0 | 0 | 0 | 0 | 1391750.2527 | 4206017.6372 | 0 | 0 | 0 | 0 | 0 | 0 | 0 | 0 | 0 | 0 | 0 | 0 | 0 | 0 | 0 | -259139.105 | 0 | 0 | 0 | 0 | 0 | 0 | 0 | 0 | 0 | 0 | 0 | 0 | 0 | 0 | 0
2016-11-26 11:00 | 0 | 0 | 0 | 0 | 0 | 89675.895 | 0 | 348815 | 0 | 0 | 0 | 0 | 1132611.1477 | 4206017.6372 | 0 | 0 | 0 | 0 | 0 | 0 | 0 | 0 | 0 | 0 | 0 | 0 | 0 | 0 | 0 | -259139.105 | 0 | 0 | 0 | 0 | 0 | 0 | 0 | 0 | 0 | 0 | 0 | 0 | 0 | 0 | 0
2016-11-26 12:00 | 0 | 0 | 0 | 0 | 0 | 102270.895 | 0 | 361410 | 0 | 0 | 0 | 0 | 873472.0428 | 4206017.6372 | 0 | 0 | 0 | 0 | 0 | 0 | 0 | 0 | 0 | 0 | 0 | 0 | 0 | 0 | 0 | -259139.105 | 0 | 0 | 0 | 0 | 0 | 0 | 0 | 0 | 0 | 0 | 0 | 0 | 0 | 0 | 0
2016-11-26 13:00 | 0 | 0 | 0 | 0 | 0 | 495743.487 | 0 | 375765 | 0 | 0 | 0 | 0 | 993450.5297 | 4206017.6372 | 0 | 0 | 0 | 0 | 0 | 0 | 0 | 0 | 0 | 0 | 0 | 0 | 0 | 0 | 0 | 119978.487 | 0 | 0 | 0 | 0 | 0 | 0 | 0 | 0 | 0 | 0 | 0 | 0 | 0 | 0 | 0
2016-11-26 14:00 | 0 | 0 | 0 | 0 | 0 | 401406.9604 | 46404.5408 | 389723 | 0 | 0 | 0 | 0 | 1051539.0309 | 4206017.6372 | 0 | 0 | 0 | 0 | 0 | 0 | 0 | 0 | 0 | 0 | 0 | 0 | 0 | 0 | 0 | 58088.5012 | 0 | 0 | 0 | 0 | 0 | 0 | 0 | 0 | 0 | 0 | 0 | 0 | 0 | 0 | 0
2016-11-26 15:00 | 0 | 0 | 0 | 0 | 0 | 0 | 415009.5794 | 397906 | 0 | 0 | 0 | 0 | 1081991.8099 | 4192668.4376 | 0 | 0 | 0 | 0 | 0 | 0 | 0 | 0 | 0 | 0 | 0 | 0 | 0 | 0 | 0 | 30452.779 | 0 | 13349.1996 | 0 | 0 | 0 | 0 | 0 | 0 | 0 | 0 | 0 | 0 | 0 | 0 | 0
2016-11-26 16:00 | 0 | 0 | 0 | 0 | 0 | 0 | 546465.3302 | 400428 | 0 | 0 | 0 | 0 | 1228029.1401 | 4192668.4376 | 0 | 0 | 0 | 0 | 0 | 0 | 0 | 0 | 0 | 0 | 0 | 0 | 0 | 0 | 0 | 146037.3302 | 0 | 0 | 0 | 0 | 0 | 0 | 0 | 0 | 0 | 0 | 0 | 0 | 0 | 0 | 0
2016-11-26 17:00 | 0 | 0 | 0 | 0 | 0 | 0 | 543508.4173 | 398878 | 0 | 0 | 0 | 0 | 1372659.5574 | 4192668.4376 | 0 | 0 | 0 | 0 | 0 | 0 | 0 | 0 | 0 | 0 | 0 | 0 | 0 | 0 | 0 | 144630.4173 | 0 | 0 | 0 | 0 | 0 | 0 | 0 | 0 | 0 | 0 | 0 | 0 | 0 | 0 | 0
2016-11-26 18:00 | 0 | 0 | 0 | 0 | 0 | 0 | 506000.7511 | 394611 | 0 | 0 | 0 | 0 | 1484049.3085 | 4192668.4376 | 0 | 0 | 0 | 0 | 0 | 0 | 0 | 0 | 0 | 0 | 0 | 0 | 0 | 0 | 0 | 111389.7511 | 0 | 0 | 0 | 0 | 0 | 0 | 0 | 0 | 0 | 0 | 0 | 0 | 0 | 0 | 0
2016-11-26 19:00 | 0 | 0 | 0 | 0 | 0 | 0 | 481679.1166 | 390173 | 0 | 0 | 0 | 0 | 1575555.4251 | 4192668.4376 | 0 | 0 | 0 | 0 | 0 | 0 | 0 | 0 | 0 | 0 | 0 | 0 | 0 | 0 | 0 | 91506.1166 | 0 | 0 | 0 | 0 | 0 | 0 | 0 | 0 | 0 | 0 | 0 | 0 | 0 | 0 | 0
2016-11-26 20:00 | 0 | 0 | 0 | 0 | 0 | 0 | 471551.1625 | 387851 | 0 | 0 | 0 | 0 | 1659255.5876 | 4192668.4376 | 0 | 0 | 0 | 0 | 0 | 0 | 0 | 0 | 0 | 0 | 0 | 0 | 0 | 0 | 0 | 83700.1625 | 0 | 0 | 0 | 0 | 0 | 0 | 0 | 0 | 0 | 0 | 0 | 0 | 0 | 0 | 0
2016-11-26 21:00 | 0 | 0 | 0 | 0 | 0 | 0 | 462451.0439 | 393039 | 0 | 0 | 0 | 0 | 1728667.6315 | 4192668.4376 | 0 | 0 | 0 | 0 | 0 | 0 | 0 | 0 | 0 | 0 | 0 | 0 | 0 | 0 | 0 | 69412.0439 | 0 | 0 | 0 | 0 | 0 | 0 | 0 | 0 | 0 | 0 | 0 | 0 | 0 | 0 | 0
2016-11-26 22:00 | 0 | 0 | 0 | 0 | 0 | 0 | 380285.1848 | 407750 | 0 | 0 | 0 | 0 | 1701202.8163 | 4192668.4376 | 0 | 0 | 0 | 0 | 0 | 0 | 0 | 0 | 0 | 0 | 0 | 0 | 0 | 0 | 0 | -27464.8152 | 0 | 0 | 0 | 0 | 0 | 0 | 0 | 0 | 0 | 0 | 0 | 0 | 0 | 0 | 0
2016-11-26 23:00 | 0 | 0 | 0 | 0 | 0 | 367859.0659 | 159141.7192 | 422463 | 0 | 0 | 0 | 0 | 1805740.6015 | 4192668.4376 | 0 | 0 | 0 | 0 | 0 | 0 | 0 | 0 | 0 | 0 | 0 | 0 | 0 | 0 | 0 | 104537.7851 | 0 | 0 | 0 | 0 | 0 | 0 | 0 | 0 | 0 | 0 | 0 | 0 | 0 | 0 | 0
2016-11-27 | 0 | 0 | 0 | 0 | 0 | 457707.0777 | 2200.7761 | 428188 | 0 | 0 | 0 | 0 | 1837460.4552 | 4192668.4376 | 0 | 0 | 0 | 0 | 0 | 0 | 0 | 0 | 0 | 0 | 0 | 0 | 0 | 0 | 0 | 31719.8537 | 0 | 0 | 0 | 0 | 0 | 0 | 0 | 0 | 0 | 0 | 0 | 0 | 0 | 0 | 0
2016-11-27 01:00 | 0 | 0 | 0 | 0 | 0 | 182959.8766 | 0 | 427833 | 0 | 0 | 0 | 0 | 1578321.3503 | 4206934.4191 | 0 | 0 | 0 | 0 | 0 | 0 | 0 | 0 | 0 | 0 | 0 | 0 | 0 | 0 | 0 | -259139.105 | 14265.9815 | 0 | 0 | 0 | 0 | 0 | 0 | 0 | 0 | 0 | 0 | 0 | 0 | 0 | 0
2016-11-27 02:00 | 0 | 0 | 0 | 0 | 0 | 161811.895 | 0 | 420951 | 0 | 0 | 0 | 0 | 1319182.2453 | 4206934.4191 | 0 | 0 | 0 | 0 | 0 | 0 | 0 | 0 | 0 | 0 | 0 | 0 | 0 | 0 | 0 | -259139.105 | 0 | 0 | 0 | 0 | 0 | 0 | 0 | 0 | 0 | 0 | 0 | 0 | 0 | 0 | 0
2016-11-27 03:00 | 0 | 0 | 0 | 0 | 0 | 150526.895 | 0 | 409666 | 0 | 0 | 0 | 0 | 1060043.1404 | 4206934.4191 | 0 | 0 | 0 | 0 | 0 | 0 | 0 | 0 | 0 | 0 | 0 | 0 | 0 | 0 | 0 | -259139.105 | 0 | 0 | 0 | 0 | 0 | 0 | 0 | 0 | 0 | 0 | 0 | 0 | 0 | 0 | 0
2016-11-27 04:00 | 0 | 0 | 0 | 0 | 0 | 570200.5578 | 0 | 395489 | 0 | 0 | 0 | 0 | 1234754.6981 | 4206934.4191 | 0 | 0 | 0 | 0 | 0 | 0 | 0 | 0 | 0 | 0 | 0 | 0 | 0 | 0 | 0 | 174711.5578 | 0 | 0 | 0 | 0 | 0 | 0 | 0 | 0 | 0 | 0 | 0 | 0 | 0 | 0 | 0
2016-11-27 05:00 | 0 | 0 | 0 | 0 | 0 | 136096.8766 | 0 | 380970 | 0 | 0 | 0 | 0 | 975615.5932 | 4221200.4006 | 0 | 0 | 0 | 0 | 0 | 0 | 0 | 0 | 0 | 0 | 0 | 0 | 0 | 0 | 0 | -259139.105 | 14265.9815 | 0 | 0 | 0 | 0 | 0 | 0 | 0 | 0 | 0 | 0 | 0 | 0 | 0 | 0
2016-11-27 06:00 | 0 | 0 | 0 | 0 | 0 | 109574.895 | 0 | 368714 | 0 | 0 | 0 | 0 | 716476.4882 | 4221200.4006 | 0 | 0 | 0 | 0 | 0 | 0 | 0 | 0 | 0 | 0 | 0 | 0 | 0 | 0 | 0 | -259139.105 | 0 | 0 | 0 | 0 | 0 | 0 | 0 | 0 | 0 | 0 | 0 | 0 | 0 | 0 | 0
2016-11-27 07:00 | 0 | 0 | 0 | 0 | 0 | 512085.4197 | 0 | 360779 | 0 | 0 | 0 | 0 | 867782.9079 | 4221200.4006 | 0 | 0 | 0 | 0 | 0 | 0 | 0 | 0 | 0 | 0 | 0 | 0 | 0 | 0 | 0 | 151306.4197 | 0 | 0 | 0 | 0 | 0 | 0 | 0 | 0 | 0 | 0 | 0 | 0 | 0 | 0 | 0
2016-11-27 08:00 | 0 | 0 | 0 | 0 | 0 | 98677.895 | 0 | 357817 | 0 | 0 | 0 | 0 | 608643.803 | 4221200.4006 | 0 | 0 | 0 | 0 | 0 | 0 | 0 | 0 | 0 | 0 | 0 | 0 | 0 | 0 | 0 | -259139.105 | 0 | 0 | 0 | 0 | 0 | 0 | 0 | 0 | 0 | 0 | 0 | 0 | 0 | 0 | 0
2016-11-27 09:00 | 0 | 0 | 0 | 0 | 0 | 481135.2227 | 0 | 357740 | 0 | 0 | 0 | 0 | 732039.0257 | 4221200.4006 | 0 | 0 | 0 | 0 | 0 | 0 | 0 | 0 | 0 | 0 | 0 | 0 | 0 | 0 | 0 | 123395.2227 | 0 | 0 | 0 | 0 | 0 | 0 | 0 | 0 | 0 | 0 | 0 | 0 | 0 | 0 | 0
2016-11-27 10:00 | 0 | 0 | 0 | 0 | 0 | 117423.8766 | 0 | 362297 | 0 | 0 | 0 | 0 | 472899.9208 | 4235466.3822 | 0 | 0 | 0 | 0 | 0 | 0 | 0 | 0 | 0 | 0 | 0 | 0 | 0 | 0 | 0 | -259139.105 | 14265.9815 | 0 | 0 | 0 | 0 | 0 | 0 | 0 | 0 | 0 | 0 | 0 | 0 | 0 | 0
2016-11-27 11:00 | 0 | 0 | 0 | 0 | 0 | 532760.2758 | 0 | 371445 | 0 | 0 | 0 | 0 | 634215.1966 | 4235466.3822 | 0 | 0 | 0 | 0 | 0 | 0 | 0 | 0 | 0 | 0 | 0 | 0 | 0 | 0 | 0 | 161315.2758 | 0 | 0 | 0 | 0 | 0 | 0 | 0 | 0 | 0 | 0 | 0 | 0 | 0 | 0 | 0
2016-11-27 12:00 | 0 | 0 | 0 | 0 | 0 | 124124.895 | 0 | 383264 | 0 | 0 | 0 | 0 | 375076.0917 | 4235466.3822 | 0 | 0 | 0 | 0 | 0 | 0 | 0 | 0 | 0 | 0 | 0 | 0 | 0 | 0 | 0 | -259139.105 | 0 | 0 | 0 | 0 | 0 | 0 | 0 | 0 | 0 | 0 | 0 | 0 | 0 | 0 | 0
2016-11-27 13:00 | 0 | 0 | 0 | 0 | 0 | 583625.1557 | 0 | 394819 | 0 | 0 | 0 | 0 | 563882.2474 | 4235466.3822 | 0 | 0 | 0 | 0 | 0 | 0 | 0 | 0 | 0 | 0 | 0 | 0 | 0 | 0 | 0 | 188806.1557 | 0 | 0 | 0 | 0 | 0 | 0 | 0 | 0 | 0 | 0 | 0 | 0 | 0 | 0 | 0
2016-11-27 14:00 | 0 | 0 | 0 | 0 | 0 | 577748.5611 | 37117.8096 | 400599 | 0 | 0 | 0 | 0 | 778149.6181 | 4235466.3822 | 0 | 0 | 0 | 0 | 0 | 0 | 0 | 0 | 0 | 0 | 0 | 0 | 0 | 0 | 0 | 214267.3707 | 0 | 0 | 0 | 0 | 0 | 0 | 0 | 0 | 0 | 0 | 0 | 0 | 0 | 0 | 0
2016-11-27 15:00 | 0 | 0 | 0 | 0 | 0 | 0 | 257892.7424 | 400939 | 0 | 0 | 0 | 0 | 635103.3605 | 4235466.3822 | 0 | 0 | 0 | 0 | 0 | 0 | 0 | 0 | 0 | 0 | 0 | 0 | 0 | 0 | 0 | -143046.2576 | 0 | 0 | 0 | 0 | 0 | 0 | 0 | 0 | 0 | 0 | 0 | 0 | 0 | 0 | 0
2016-11-27 16:00 | 0 | 0 | 0 | 0 | 0 | 0 | 412835.8228 | 399311 | 0 | 0 | 0 | 0 | 648628.1832 | 4235466.3822 | 0 | 0 | 0 | 0 | 0 | 0 | 0 | 0 | 0 | 0 | 0 | 0 | 0 | 0 | 0 | 13524.8228 | 0 | 0 | 0 | 0 | 0 | 0 | 0 | 0 | 0 | 0 | 0 | 0 | 0 | 0 | 0
2016-11-27 17:00 | 0 | 0 | 0 | 0 | 0 | 190565.1181 | 466555.9869 | 397982 | 0 | 0 | 0 | 0 | 907767.2882 | 4235466.3822 | 0 | 0 | 0 | 0 | 0 | 0 | 0 | 0 | 0 | 0 | 0 | 0 | 0 | 0 | 0 | 259139.105 | 0 | 0 | 0 | 0 | 0 | 0 | 0 | 0 | 0 | 0 | 0 | 0 | 0 | 0 | 0
2016-11-27 18:00 | 0 | 0 | 0 | 0 | 0 | 0 | 462415.0449 | 397282 | 0 | 0 | 0 | 0 | 972900.3331 | 4235466.3822 | 0 | 0 | 0 | 0 | 0 | 0 | 0 | 0 | 0 | 0 | 0 | 0 | 0 | 0 | 0 | 65133.0449 | 0 | 0 | 0 | 0 | 0 | 0 | 0 | 0 | 0 | 0 | 0 | 0 | 0 | 0 | 0
2016-11-27 19:00 | 0 | 0 | 0 | 0 | 0 | 0 | 455951.6784 | 396576 | 0 | 0 | 0 | 0 | 1032276.0115 | 4235466.3822 | 0 | 0 | 0 | 0 | 0 | 0 | 0 | 0 | 0 | 0 | 0 | 0 | 0 | 0 | 0 | 59375.6784 | 0 | 0 | 0 | 0 | 0 | 0 | 0 | 0 | 0 | 0 | 0 | 0 | 0 | 0 | 0
2016-11-27 20:00 | 0 | 0 | 0 | 0 | 0 | 0 | 455167.0394 | 398083 | 0 | 0 | 0 | 0 | 1089360.0508 | 4235466.3822 | 0 | 0 | 0 | 0 | 0 | 0 | 0 | 0 | 0 | 0 | 0 | 0 | 0 | 0 | 0 | 57084.0394 | 0 | 0 | 0 | 0 | 0 | 0 | 0 | 0 | 0 | 0 | 0 | 0 | 0 | 0 | 0
2016-11-27 21:00 | 0 | 0 | 0 | 0 | 0 | 0 | 448303.0873 | 406538 | 0 | 0 | 0 | 0 | 1131125.1381 | 4235466.3822 | 0 | 0 | 0 | 0 | 0 | 0 | 0 | 0 | 0 | 0 | 0 | 0 | 0 | 0 | 0 | 41765.0873 | 0 | 0 | 0 | 0 | 0 | 0 | 0 | 0 | 0 | 0 | 0 | 0 | 0 | 0 | 0
2016-11-27 22:00 | 0 | 0 | 0 | 0 | 0 | 0 | 384837.395 | 427369 | 0 | 0 | 0 | 0 | 1088593.5331 | 4235466.3822 | 0 | 0 | 0 | 0 | 0 | 0 | 0 | 0 | 0 | 0 | 0 | 0 | 0 | 0 | 0 | -42531.605 | 0 | 0 | 0 | 0 | 0 | 0 | 0 | 0 | 0 | 0 | 0 | 0 | 0 | 0 | 0
2016-11-27 23:00 | 0 | 0 | 0 | 0 | 0 | 532098.5116 | 171467.5933 | 444427 | 0 | 0 | 0 | 0 | 1347732.638 | 4235466.3822 | 0 | 0 | 0 | 0 | 0 | 0 | 0 | 0 | 0 | 0 | 0 | 0 | 0 | 0 | 0 | 259139.105 | 0 | 0 | 0 | 0 | 0 | 0 | 0 | 0 | 0 | 0 | 0 | 0 | 0 | 0 | 0
2016-11-28 | 0 | 0 | 0 | 0 | 0 | 704661.1007 | 6171.0042 | 451693 | 0 | 0 | 0 | 0 | 1606871.743 | 4235466.3822 | 0 | 0 | 0 | 0 | 0 | 0 | 0 | 0 | 0 | 0 | 0 | 0 | 0 | 0 | 0 | 259139.105 | 0 | 0 | 0 | 0 | 0 | 0 | 0 | 0 | 0 | 0 | 0 | 0 | 0 | 0 | 0
2016-11-28 01:00 | 0 | 0 | 0 | 0 | 0 | 709340.105 | 0 | 450201 | 0 | 0 | 0 | 0 | 1866010.8479 | 4235466.3822 | 0 | 0 | 0 | 0 | 0 | 0 | 0 | 0 | 0 | 0 | 0 | 0 | 0 | 0 | 0 | 259139.105 | 0 | 0 | 0 | 0 | 0 | 0 | 0 | 0 | 0 | 0 | 0 | 0 | 0 | 0 | 0
2016-11-28 02:00 | 0 | 0 | 0 | 0 | 0 | 191223.8766 | 0 | 436097 | 0 | 0 | 0 | 0 | 1606871.743 | 4249732.3637 | 0 | 0 | 0 | 0 | 0 | 0 | 0 | 0 | 0 | 0 | 0 | 0 | 0 | 0 | 0 | -259139.105 | 14265.9815 | 0 | 0 | 0 | 0 | 0 | 0 | 0 | 0 | 0 | 0 | 0 | 0 | 0 | 0
2016-11-28 03:00 | 0 | 0 | 0 | 0 | 0 | 679625.105 | 0 | 420486 | 0 | 0 | 0 | 0 | 1866010.8479 | 4249732.3637 | 0 | 0 | 0 | 0 | 0 | 0 | 0 | 0 | 0 | 0 | 0 | 0 | 0 | 0 | 0 | 259139.105 | 0 | 0 | 0 | 0 | 0 | 0 | 0 | 0 | 0 | 0 | 0 | 0 | 0 | 0 | 0
2016-11-28 04:00 | 0 | 0 | 0 | 0 | 0 | 673169.0865 | 0 | 399764 | 0 | 0 | 0 | 0 | 2125149.9529 | 4263998.3452 | 0 | 0 | 0 | 0 | 0 | 0 | 0 | 0 | 0 | 0 | 0 | 0 | 0 | 0 | 0 | 259139.105 | 14265.9815 | 0 | 0 | 0 | 0 | 0 | 0 | 0 | 0 | 0 | 0 | 0 | 0 | 0 | 0
2016-11-28 05:00 | 0 | 0 | 0 | 0 | 0 | 124284.895 | 0 | 383424 | 0 | 0 | 0 | 0 | 1866010.8479 | 4263998.3452 | 0 | 0 | 0 | 0 | 0 | 0 | 0 | 0 | 0 | 0 | 0 | 0 | 0 | 0 | 0 | -259139.105 | 0 | 0 | 0 | 0 | 0 | 0 | 0 | 0 | 0 | 0 | 0 | 0 | 0 | 0 | 0
2016-11-28 06:00 | 0 | 0 | 0 | 0 | 0 | 628559.105 | 0 | 369420 | 0 | 0 | 0 | 0 | 2125149.9529 | 4263998.3452 | 0 | 0 | 0 | 0 | 0 | 0 | 0 | 0 | 0 | 0 | 0 | 0 | 0 | 0 | 0 | 259139.105 | 0 | 0 | 0 | 0 | 0 | 0 | 0 | 0 | 0 | 0 | 0 | 0 | 0 | 0 | 0
2016-11-28 07:00 | 0 | 0 | 0 | 0 | 0 | 103083.895 | 0 | 362223 | 0 | 0 | 0 | 0 | 1866010.8479 | 4263998.3452 | 0 | 0 | 0 | 0 | 0 | 0 | 0 | 0 | 0 | 0 | 0 | 0 | 0 | 0 | 0 | -259139.105 | 0 | 0 | 0 | 0 | 0 | 0 | 0 | 0 | 0 | 0 | 0 | 0 | 0 | 0 | 0
2016-11-28 08:00 | 0 | 0 | 0 | 0 | 0 | 114744.8766 | 0 | 359618 | 0 | 0 | 0 | 0 | 1606871.743 | 4278264.3268 | 0 | 0 | 0 | 0 | 0 | 0 | 0 | 0 | 0 | 0 | 0 | 0 | 0 | 0 | 0 | -259139.105 | 14265.9815 | 0 | 0 | 0 | 0 | 0 | 0 | 0 | 0 | 0 | 0 | 0 | 0 | 0 | 0
2016-11-28 09:00 | 0 | 0 | 0 | 0 | 0 | 620893.105 | 0 | 361754 | 0 | 0 | 0 | 0 | 1866010.8479 | 4278264.3268 | 0 | 0 | 0 | 0 | 0 | 0 | 0 | 0 | 0 | 0 | 0 | 0 | 0 | 0 | 0 | 259139.105 | 0 | 0 | 0 | 0 | 0 | 0 | 0 | 0 | 0 | 0 | 0 | 0 | 0 | 0 | 0
2016-11-28 10:00 | 0 | 0 | 0 | 0 | 0 | 116462.895 | 0 | 375602 | 0 | 0 | 0 | 0 | 1606871.743 | 4278264.3268 | 0 | 0 | 0 | 0 | 0 | 0 | 0 | 0 | 0 | 0 | 0 | 0 | 0 | 0 | 0 | -259139.105 | 0 | 0 | 0 | 0 | 0 | 0 | 0 | 0 | 0 | 0 | 0 | 0 | 0 | 0 | 0
2016-11-28 11:00 | 0 | 0 | 0 | 0 | 0 | 147128.895 | 0 | 406268 | 0 | 0 | 0 | 0 | 1347732.638 | 4278264.3268 | 0 | 0 | 0 | 0 | 0 | 0 | 0 | 0 | 0 | 0 | 0 | 0 | 0 | 0 | 0 | -259139.105 | 0 | 0 | 0 | 0 | 0 | 0 | 0 | 0 | 0 | 0 | 0 | 0 | 0 | 0 | 0
2016-11-28 12:00 | 0 | 0 | 0 | 0 | 0 | 174610.895 | 0 | 433750 | 0 | 0 | 0 | 0 | 1088593.5331 | 4278264.3268 | 0 | 0 | 0 | 0 | 0 | 0 | 0 | 0 | 0 | 0 | 0 | 0 | 0 | 0 | 0 | -259139.105 | 0 | 0 | 0 | 0 | 0 | 0 | 0 | 0 | 0 | 0 | 0 | 0 | 0 | 0 | 0
2016-11-28 13:00 | 0 | 0 | 0 | 0 | 0 | 704884.4103 | 1.6947 | 445747 | 0 | 0 | 0 | 0 | 1347732.638 | 4278264.3268 | 0 | 0 | 0 | 0 | 0 | 0 | 0 | 0 | 0 | 0 | 0 | 0 | 0 | 0 | 0 | 259139.105 | 0 | 0 | 0 | 0 | 0 | 0 | 0 | 0 | 0 | 0 | 0 | 0 | 0 | 0 | 0
2016-11-28 14:00 | 0 | 0 | 0 | 0 | 0 | 598124.2246 | 126176.8619 | 450896 | 0 | 0 | 0 | 0 | 1606871.743 | 4292530.3083 | 0 | 0 | 0 | 0 | 0 | 0 | 0 | 0 | 0 | 0 | 0 | 0 | 0 | 0 | 0 | 259139.105 | 14265.9815 | 0 | 0 | 0 | 0 | 0 | 0 | 0 | 0 | 0 | 0 | 0 | 0 | 0 | 0
2016-11-28 15:00 | 0 | 0 | 0 | 0 | 0 | 0 | 333265.0727 | 453009 | 0 | 0 | 0 | 0 | 1487127.8157 | 4292530.3083 | 0 | 0 | 0 | 0 | 0 | 0 | 0 | 0 | 0 | 0 | 0 | 0 | 0 | 0 | 0 | -119743.9273 | 0 | 0 | 0 | 0 | 0 | 0 | 0 | 0 | 0 | 0 | 0 | 0 | 0 | 0 | 0
2016-11-28 16:00 | 0 | 0 | 0 | 0 | 0 | 256823.0101 | 454586.0948 | 452270 | 0 | 0 | 0 | 0 | 1746266.9206 | 4292530.3083 | 0 | 0 | 0 | 0 | 0 | 0 | 0 | 0 | 0 | 0 | 0 | 0 | 0 | 0 | 0 | 259139.105 | 0 | 0 | 0 | 0 | 0 | 0 | 0 | 0 | 0 | 0 | 0 | 0 | 0 | 0 | 0
2016-11-28 17:00 | 0 | 0 | 0 | 0 | 0 | 0 | 478216.9494 | 449944 | 0 | 0 | 0 | 0 | 1774539.87 | 4292530.3083 | 0 | 0 | 0 | 0 | 0 | 0 | 0 | 0 | 0 | 0 | 0 | 0 | 0 | 0 | 0 | 28272.9494 | 0 | 0 | 0 | 0 | 0 | 0 | 0 | 0 | 0 | 0 | 0 | 0 | 0 | 0 | 0
2016-11-28 18:00 | 0 | 0 | 0 | 0 | 0 | 233315.0699 | 473154.0351 | 447330 | 0 | 0 | 0 | 0 | 2033678.9749 | 4292530.3083 | 0 | 0 | 0 | 0 | 0 | 0 | 0 | 0 | 0 | 0 | 0 | 0 | 0 | 0 | 0 | 259139.105 | 0 | 0 | 0 | 0 | 0 | 0 | 0 | 0 | 0 | 0 | 0 | 0 | 0 | 0 | 0
2016-11-28 19:00 | 0 | 0 | 0 | 0 | 0 | 0 | 466481.2515 | 445643 | 0 | 0 | 0 | 0 | 2054517.2265 | 4292530.3083 | 0 | 0 | 0 | 0 | 0 | 0 | 0 | 0 | 0 | 0 | 0 | 0 | 0 | 0 | 0 | 20838.2515 | 0 | 0 | 0 | 0 | 0 | 0 | 0 | 0 | 0 | 0 | 0 | 0 | 0 | 0 | 0
2016-11-28 20:00 | 0 | 0 | 0 | 0 | 0 | 0 | 468927.2133 | 445537 | 0 | 0 | 0 | 0 | 2077907.4398 | 4292530.3083 | 0 | 0 | 0 | 0 | 0 | 0 | 0 | 0 | 0 | 0 | 0 | 0 | 0 | 0 | 0 | 23390.2133 | 0 | 0 | 0 | 0 | 0 | 0 | 0 | 0 | 0 | 0 | 0 | 0 | 0 | 0 | 0
2016-11-28 21:00 | 0 | 0 | 0 | 0 | 0 | 30716.6727 | 459763.1173 | 451033 | 0 | 0 | 0 | 0 | 2117354.2298 | 4292530.3083 | 0 | 0 | 0 | 0 | 0 | 0 | 0 | 0 | 0 | 0 | 0 | 0 | 0 | 0 | 0 | 39446.79 | 0 | 0 | 0 | 0 | 0 | 0 | 0 | 0 | 0 | 0 | 0 | 0 | 0 | 0 | 0
2016-11-28 22:00 | 0 | 0 | 0 | 0 | 0 | 345516.6046 | 379961.5004 | 466339 | 0 | 0 | 0 | 0 | 2376493.3347 | 4292530.3083 | 0 | 0 | 0 | 0 | 0 | 0 | 0 | 0 | 0 | 0 | 0 | 0 | 0 | 0 | 0 | 259139.105 | 0 | 0 | 0 | 0 | 0 | 0 | 0 | 0 | 0 | 0 | 0 | 0 | 0 | 0 | 0
2016-11-28 23:00 | 0 | 0 | 0 | 0 | 0 | 558769.2916 | 177395.8133 | 477026 | 0 | 0 | 0 | 0 | 2635632.4397 | 4292530.3083 | 0 | 0 | 0 | 0 | 0 | 0 | 0 | 0 | 0 | 0 | 0 | 0 | 0 | 0 | 0 | 259139.105 | 0 | 0 | 0 | 0 | 0 | 0 | 0 | 0 | 0 | 0 | 0 | 0 | 0 | 0 | 0
2016-11-29 | 0 | 0 | 0 | 0 | 0 | 733495.065 | 5943.04 | 480299 | 0 | 0 | 0 | 0 | 2894771.5446 | 4292530.3083 | 0 | 0 | 0 | 0 | 0 | 0 | 0 | 0 | 0 | 0 | 0 | 0 | 0 | 0 | 0 | 259139.105 | 0 | 0 | 0 | 0 | 0 | 0 | 0 | 0 | 0 | 0 | 0 | 0 | 0 | 0 | 0
2016-11-29 01:00 | 0 | 0 | 0 | 0 | 0 | 216884.895 | 0 | 476024 | 0 | 0 | 0 | 0 | 2635632.4397 | 4292530.3083 | 0 | 0 | 0 | 0 | 0 | 0 | 0 | 0 | 0 | 0 | 0 | 0 | 0 | 0 | 0 | -259139.105 | 0 | 0 | 0 | 0 | 0 | 0 | 0 | 0 | 0 | 0 | 0 | 0 | 0 | 0 | 0
2016-11-29 02:00 | 0 | 0 | 0 | 0 | 0 | 733777.0865 | 0 | 460372 | 0 | 0 | 0 | 0 | 2894771.5446 | 4306796.2898 | 0 | 0 | 0 | 0 | 0 | 0 | 0 | 0 | 0 | 0 | 0 | 0 | 0 | 0 | 0 | 259139.105 | 14265.9815 | 0 | 0 | 0 | 0 | 0 | 0 | 0 | 0 | 0 | 0 | 0 | 0 | 0 | 0
2016-11-29 03:00 | 0 | 0 | 0 | 0 | 0 | 178278.895 | 0 | 437418 | 0 | 0 | 0 | 0 | 2635632.4397 | 4306796.2898 | 0 | 0 | 0 | 0 | 0 | 0 | 0 | 0 | 0 | 0 | 0 | 0 | 0 | 0 | 0 | -259139.105 | 0 | 0 | 0 | 0 | 0 | 0 | 0 | 0 | 0 | 0 | 0 | 0 | 0 | 0 | 0
2016-11-29 04:00 | 0 | 0 | 0 | 0 | 0 | 166278.8766 | 0 | 411152 | 0 | 0 | 0 | 0 | 2376493.3347 | 4321062.2714 | 0 | 0 | 0 | 0 | 0 | 0 | 0 | 0 | 0 | 0 | 0 | 0 | 0 | 0 | 0 | -259139.105 | 14265.9815 | 0 | 0 | 0 | 0 | 0 | 0 | 0 | 0 | 0 | 0 | 0 | 0 | 0 | 0
2016-11-29 05:00 | 0 | 0 | 0 | 0 | 0 | 647534.105 | 0 | 388395 | 0 | 0 | 0 | 0 | 2635632.4397 | 4321062.2714 | 0 | 0 | 0 | 0 | 0 | 0 | 0 | 0 | 0 | 0 | 0 | 0 | 0 | 0 | 0 | 259139.105 | 0 | 0 | 0 | 0 | 0 | 0 | 0 | 0 | 0 | 0 | 0 | 0 | 0 | 0 | 0
2016-11-29 06:00 | 0 | 0 | 0 | 0 | 0 | 111725.895 | 0 | 370865 | 0 | 0 | 0 | 0 | 2376493.3347 | 4321062.2714 | 0 | 0 | 0 | 0 | 0 | 0 | 0 | 0 | 0 | 0 | 0 | 0 | 0 | 0 | 0 | -259139.105 | 0 | 0 | 0 | 0 | 0 | 0 | 0 | 0 | 0 | 0 | 0 | 0 | 0 | 0 | 0
2016-11-29 07:00 | 0 | 0 | 0 | 0 | 0 | 100062.895 | 0 | 359202 | 0 | 0 | 0 | 0 | 2117354.2298 | 4321062.2714 | 0 | 0 | 0 | 0 | 0 | 0 | 0 | 0 | 0 | 0 | 0 | 0 | 0 | 0 | 0 | -259139.105 | 0 | 0 | 0 | 0 | 0 | 0 | 0 | 0 | 0 | 0 | 0 | 0 | 0 | 0 | 0
2016-11-29 08:00 | 0 | 0 | 0 | 0 | 0 | 626878.0865 | 0 | 353473 | 0 | 0 | 0 | 0 | 2376493.3347 | 4335328.2529 | 0 | 0 | 0 | 0 | 0 | 0 | 0 | 0 | 0 | 0 | 0 | 0 | 0 | 0 | 0 | 259139.105 | 14265.9815 | 0 | 0 | 0 | 0 | 0 | 0 | 0 | 0 | 0 | 0 | 0 | 0 | 0 | 0
2016-11-29 09:00 | 0 | 0 | 0 | 0 | 0 | 94879.895 | 0 | 354019 | 0 | 0 | 0 | 0 | 2117354.2298 | 4335328.2529 | 0 | 0 | 0 | 0 | 0 | 0 | 0 | 0 | 0 | 0 | 0 | 0 | 0 | 0 | 0 | -259139.105 | 0 | 0 | 0 | 0 | 0 | 0 | 0 | 0 | 0 | 0 | 0 | 0 | 0 | 0 | 0
2016-11-29 10:00 | 0 | 0 | 0 | 0 | 0 | 637492.0865 | 0 | 364087 | 0 | 0 | 0 | 0 | 2376493.3347 | 4349594.2344 | 0 | 0 | 0 | 0 | 0 | 0 | 0 | 0 | 0 | 0 | 0 | 0 | 0 | 0 | 0 | 259139.105 | 14265.9815 | 0 | 0 | 0 | 0 | 0 | 0 | 0 | 0 | 0 | 0 | 0 | 0 | 0 | 0
2016-11-29 11:00 | 0 | 0 | 0 | 0 | 0 | 133539.895 | 0 | 392679 | 0 | 0 | 0 | 0 | 2117354.2298 | 4349594.2344 | 0 | 0 | 0 | 0 | 0 | 0 | 0 | 0 | 0 | 0 | 0 | 0 | 0 | 0 | 0 | -259139.105 | 0 | 0 | 0 | 0 | 0 | 0 | 0 | 0 | 0 | 0 | 0 | 0 | 0 | 0 | 0
2016-11-29 12:00 | 0 | 0 | 0 | 0 | 0 | 162066.895 | 0 | 421206 | 0 | 0 | 0 | 0 | 1858215.1248 | 4349594.2344 | 0 | 0 | 0 | 0 | 0 | 0 | 0 | 0 | 0 | 0 | 0 | 0 | 0 | 0 | 0 | -259139.105 | 0 | 0 | 0 | 0 | 0 | 0 | 0 | 0 | 0 | 0 | 0 | 0 | 0 | 0 | 0
2016-11-29 13:00 | 0 | 0 | 0 | 0 | 0 | 175611.6861 | 1.209 | 434752 | 0 | 0 | 0 | 0 | 1599076.0199 | 4349594.2344 | 0 | 0 | 0 | 0 | 0 | 0 | 0 | 0 | 0 | 0 | 0 | 0 | 0 | 0 | 0 | -259139.105 | 0 | 0 | 0 | 0 | 0 | 0 | 0 | 0 | 0 | 0 | 0 | 0 | 0 | 0 | 0
2016-11-29 14:00 | 0 | 0 | 0 | 0 | 0 | 611458.6959 | 66791.5586 | 442692 | 0 | 0 | 0 | 0 | 1834634.2744 | 4349594.2344 | 0 | 0 | 0 | 0 | 0 | 0 | 0 | 0 | 0 | 0 | 0 | 0 | 0 | 0 | 0 | 235558.2545 | 0 | 0 | 0 | 0 | 0 | 0 | 0 | 0 | 0 | 0 | 0 | 0 | 0 | 0 | 0
2016-11-29 15:00 | 0 | 0 | 0 | 0 | 0 | 200574.5632 | 458473.196 | 447076 | 0 | 0 | 0 | 0 | 2046606.0336 | 4349594.2344 | 0 | 0 | 0 | 0 | 0 | 0 | 0 | 0 | 0 | 0 | 0 | 0 | 0 | 0 | 0 | 211971.7592 | 0 | 0 | 0 | 0 | 0 | 0 | 0 | 0 | 0 | 0 | 0 | 0 | 0 | 0 | 0
2016-11-29 16:00 | 0 | 0 | 0 | 0 | 0 | 0 | 615775.4366 | 447270 | 0 | 0 | 0 | 0 | 2215111.4702 | 4349594.2344 | 0 | 0 | 0 | 0 | 0 | 0 | 0 | 0 | 0 | 0 | 0 | 0 | 0 | 0 | 0 | 168505.4366 | 0 | 0 | 0 | 0 | 0 | 0 | 0 | 0 | 0 | 0 | 0 | 0 | 0 | 0 | 0
2016-11-29 17:00 | 0 | 0 | 0 | 0 | 0 | 0 | 602784.8999 | 446183 | 0 | 0 | 0 | 0 | 2371713.3702 | 4349594.2344 | 0 | 0 | 0 | 0 | 0 | 0 | 0 | 0 | 0 | 0 | 0 | 0 | 0 | 0 | 0 | 156601.8999 | 0 | 0 | 0 | 0 | 0 | 0 | 0 | 0 | 0 | 0 | 0 | 0 | 0 | 0 | 0
2016-11-29 18:00 | 0 | 0 | 0 | 0 | 0 | 0 | 551802.2094 | 445690 | 0 | 0 | 0 | 0 | 2477825.5795 | 4349594.2344 | 0 | 0 | 0 | 0 | 0 | 0 | 0 | 0 | 0 | 0 | 0 | 0 | 0 | 0 | 0 | 106112.2094 | 0 | 0 | 0 | 0 | 0 | 0 | 0 | 0 | 0 | 0 | 0 | 0 | 0 | 0 | 0
2016-11-29 19:00 | 0 | 0 | 0 | 0 | 0 | 0 | 531837.756 | 443770 | 0 | 0 | 0 | 0 | 2565893.3356 | 4349594.2344 | 0 | 0 | 0 | 0 | 0 | 0 | 0 | 0 | 0 | 0 | 0 | 0 | 0 | 0 | 0 | 88067.756 | 0 | 0 | 0 | 0 | 0 | 0 | 0 | 0 | 0 | 0 | 0 | 0 | 0 | 0 | 0
2016-11-29 20:00 | 0 | 0 | 0 | 0 | 0 | 0 | 540092.2827 | 441815 | 0 | 0 | 0 | 0 | 2664170.6183 | 4349594.2344 | 0 | 0 | 0 | 0 | 0 | 0 | 0 | 0 | 0 | 0 | 0 | 0 | 0 | 0 | 0 | 98277.2827 | 0 | 0 | 0 | 0 | 0 | 0 | 0 | 0 | 0 | 0 | 0 | 0 | 0 | 0 | 0
2016-11-29 21:00 | 0 | 0 | 0 | 0 | 0 | 0 | 555012.3927 | 444535 | 0 | 0 | 0 | 0 | 2774648.011 | 4349594.2344 | 0 | 0 | 0 | 0 | 0 | 0 | 0 | 0 | 0 | 0 | 0 | 0 | 0 | 0 | 0 | 110477.3927 | 0 | 0 | 0 | 0 | 0 | 0 | 0 | 0 | 0 | 0 | 0 | 0 | 0 | 0 | 0
2016-11-29 22:00 | 0 | 0 | 0 | 0 | 0 | 0 | 518223.6356 | 457321 | 0 | 0 | 0 | 0 | 2835550.6466 | 4349594.2344 | 0 | 0 | 0 | 0 | 0 | 0 | 0 | 0 | 0 | 0 | 0 | 0 | 0 | 0 | 0 | 60902.6356 | 0 | 0 | 0 | 0 | 0 | 0 | 0 | 0 | 0 | 0 | 0 | 0 | 0 | 0 | 0
2016-11-29 23:00 | 0 | 0 | 0 | 0 | 0 | 0 | 270174.7931 | 470093 | 0 | 0 | 0 | 0 | 2635632.4397 | 4349594.2344 | 0 | 0 | 0 | 0 | 0 | 0 | 0 | 0 | 0 | 0 | 0 | 0 | 0 | 0 | 0 | -199918.2069 | 0 | 0 | 0 | 0 | 0 | 0 | 0 | 0 | 0 | 0 | 0 | 0 | 0 | 0 | 0
2016-11-30 | 0 | 0 | 0 | 0 | 0 | 728603.0198 | 5668.0852 | 475132 | 0 | 0 | 0 | 0 | 2894771.5446 | 4349594.2344 | 0 | 0 | 0 | 0 | 0 | 0 | 0 | 0 | 0 | 0 | 0 | 0 | 0 | 0 | 0 | 259139.105 | 0 | 0 | 0 | 0 | 0 | 0 | 0 | 0 | 0 | 0 | 0 | 0 | 0 | 0 | 0
2016-11-30 01:00 | 0 | 0 | 0 | 0 | 0 | 212917.895 | 0 | 472057 | 0 | 0 | 0 | 0 | 2635632.4397 | 4349594.2344 | 0 | 0 | 0 | 0 | 0 | 0 | 0 | 0 | 0 | 0 | 0 | 0 | 0 | 0 | 0 | -259139.105 | 0 | 0 | 0 | 0 | 0 | 0 | 0 | 0 | 0 | 0 | 0 | 0 | 0 | 0 | 0
2016-11-30 02:00 | 0 | 0 | 0 | 0 | 0 | 198173.895 | 0 | 457313 | 0 | 0 | 0 | 0 | 2376493.3347 | 4349594.2344 | 0 | 0 | 0 | 0 | 0 | 0 | 0 | 0 | 0 | 0 | 0 | 0 | 0 | 0 | 0 | -259139.105 | 0 | 0 | 0 | 0 | 0 | 0 | 0 | 0 | 0 | 0 | 0 | 0 | 0 | 0 | 0
2016-11-30 03:00 | 0 | 0 | 0 | 0 | 0 | 694767.105 | 0 | 435628 | 0 | 0 | 0 | 0 | 2635632.4397 | 4349594.2344 | 0 | 0 | 0 | 0 | 0 | 0 | 0 | 0 | 0 | 0 | 0 | 0 | 0 | 0 | 0 | 259139.105 | 0 | 0 | 0 | 0 | 0 | 0 | 0 | 0 | 0 | 0 | 0 | 0 | 0 | 0 | 0
2016-11-30 04:00 | 0 | 0 | 0 | 0 | 0 | 151336.895 | 0 | 410476 | 0 | 0 | 0 | 0 | 2376493.3347 | 4349594.2344 | 0 | 0 | 0 | 0 | 0 | 0 | 0 | 0 | 0 | 0 | 0 | 0 | 0 | 0 | 0 | -259139.105 | 0 | 0 | 0 | 0 | 0 | 0 | 0 | 0 | 0 | 0 | 0 | 0 | 0 | 0 | 0
2016-11-30 05:00 | 0 | 0 | 0 | 0 | 0 | 127919.895 | 0 | 387059 | 0 | 0 | 0 | 0 | 2117354.2298 | 4349594.2344 | 0 | 0 | 0 | 0 | 0 | 0 | 0 | 0 | 0 | 0 | 0 | 0 | 0 | 0 | 0 | -259139.105 | 0 | 0 | 0 | 0 | 0 | 0 | 0 | 0 | 0 | 0 | 0 | 0 | 0 | 0 | 0
2016-11-30 06:00 | 0 | 0 | 0 | 0 | 0 | 628214.105 | 0 | 369075 | 0 | 0 | 0 | 0 | 2376493.3347 | 4349594.2344 | 0 | 0 | 0 | 0 | 0 | 0 | 0 | 0 | 0 | 0 | 0 | 0 | 0 | 0 | 0 | 259139.105 | 0 | 0 | 0 | 0 | 0 | 0 | 0 | 0 | 0 | 0 | 0 | 0 | 0 | 0 | 0
2016-11-30 07:00 | 0 | 0 | 0 | 0 | 0 | 98419.895 | 0 | 357559 | 0 | 0 | 0 | 0 | 2117354.2298 | 4349594.2344 | 0 | 0 | 0 | 0 | 0 | 0 | 0 | 0 | 0 | 0 | 0 | 0 | 0 | 0 | 0 | -259139.105 | 0 | 0 | 0 | 0 | 0 | 0 | 0 | 0 | 0 | 0 | 0 | 0 | 0 | 0 | 0
2016-11-30 08:00 | 0 | 0 | 0 | 0 | 0 | 92848.895 | 0 | 351988 | 0 | 0 | 0 | 0 | 1858215.1248 | 4349594.2344 | 0 | 0 | 0 | 0 | 0 | 0 | 0 | 0 | 0 | 0 | 0 | 0 | 0 | 0 | 0 | -259139.105 | 0 | 0 | 0 | 0 | 0 | 0 | 0 | 0 | 0 | 0 | 0 | 0 | 0 | 0 | 0
2016-11-30 09:00 | 0 | 0 | 0 | 0 | 0 | 612485.105 | 0 | 353346 | 0 | 0 | 0 | 0 | 2117354.2298 | 4349594.2344 | 0 | 0 | 0 | 0 | 0 | 0 | 0 | 0 | 0 | 0 | 0 | 0 | 0 | 0 | 0 | 259139.105 | 0 | 0 | 0 | 0 | 0 | 0 | 0 | 0 | 0 | 0 | 0 | 0 | 0 | 0 | 0
2016-11-30 10:00 | 0 | 0 | 0 | 0 | 0 | 106003.895 | 0 | 365143 | 0 | 0 | 0 | 0 | 1858215.1248 | 4349594.2344 | 0 | 0 | 0 | 0 | 0 | 0 | 0 | 0 | 0 | 0 | 0 | 0 | 0 | 0 | 0 | -259139.105 | 0 | 0 | 0 | 0 | 0 | 0 | 0 | 0 | 0 | 0 | 0 | 0 | 0 | 0 | 0
2016-11-30 11:00 | 0 | 0 | 0 | 0 | 0 | 134317.895 | 0 | 393457 | 0 | 0 | 0 | 0 | 1599076.0199 | 4349594.2344 | 0 | 0 | 0 | 0 | 0 | 0 | 0 | 0 | 0 | 0 | 0 | 0 | 0 | 0 | 0 | -259139.105 | 0 | 0 | 0 | 0 | 0 | 0 | 0 | 0 | 0 | 0 | 0 | 0 | 0 | 0 | 0
2016-11-30 12:00 | 0 | 0 | 0 | 0 | 0 | 611891.2755 | 0 | 421615 | 0 | 0 | 0 | 0 | 1789352.2954 | 4349594.2344 | 0 | 0 | 0 | 0 | 0 | 0 | 0 | 0 | 0 | 0 | 0 | 0 | 0 | 0 | 0 | 190276.2755 | 0 | 0 | 0 | 0 | 0 | 0 | 0 | 0 | 0 | 0 | 0 | 0 | 0 | 0 | 0
2016-11-30 13:00 | 0 | 0 | 0 | 0 | 0 | 176519.2193 | 0.6758 | 435659 | 0 | 0 | 0 | 0 | 1530213.1904 | 4349594.2344 | 0 | 0 | 0 | 0 | 0 | 0 | 0 | 0 | 0 | 0 | 0 | 0 | 0 | 0 | 0 | -259139.105 | 0 | 0 | 0 | 0 | 0 | 0 | 0 | 0 | 0 | 0 | 0 | 0 | 0 | 0 | 0
2016-11-30 14:00 | 0 | 0 | 0 | 0 | 0 | 488842.5596 | 82104.5384 | 444282 | 0 | 0 | 0 | 0 | 1656878.2884 | 4349594.2344 | 0 | 0 | 0 | 0 | 0 | 0 | 0 | 0 | 0 | 0 | 0 | 0 | 0 | 0 | 0 | 126665.098 | 0 | 0 | 0 | 0 | 0 | 0 | 0 | 0 | 0 | 0 | 0 | 0 | 0 | 0 | 0
2016-11-30 15:00 | 0 | 0 | 0 | 0 | 0 | 0 | 531365.967 | 448406 | 0 | 0 | 0 | 0 | 1739838.2554 | 4349594.2344 | 0 | 0 | 0 | 0 | 0 | 0 | 0 | 0 | 0 | 0 | 0 | 0 | 0 | 0 | 0 | 82959.967 | 0 | 0 | 0 | 0 | 0 | 0 | 0 | 0 | 0 | 0 | 0 | 0 | 0 | 0 | 0
2016-11-30 16:00 | 0 | 0 | 0 | 0 | 0 | 0 | 627545.9814 | 449393 | 0 | 0 | 0 | 0 | 1946523.1998 | 4321062.2714 | 0 | 0 | 0 | 0 | 0 | 0 | 0 | 0 | 0 | 0 | 0 | 0 | 0 | 0 | 0 | 206684.9444 | 0 | 28531.9631 | 0 | 0 | 0 | 0 | 0 | 0 | 0 | 0 | 0 | 0 | 0 | 0 | 0
2016-11-30 17:00 | 0 | 0 | 0 | 0 | 0 | 0 | 617260.045 | 447517 | 0 | 0 | 0 | 0 | 2116266.2448 | 4321062.2714 | 0 | 0 | 0 | 0 | 0 | 0 | 0 | 0 | 0 | 0 | 0 | 0 | 0 | 0 | 0 | 169743.045 | 0 | 0 | 0 | 0 | 0 | 0 | 0 | 0 | 0 | 0 | 0 | 0 | 0 | 0 | 0
2016-11-30 18:00 | 0 | 0 | 0 | 0 | 0 | 0 | 584371.0855 | 445504 | 0 | 0 | 0 | 0 | 2255133.3304 | 4321062.2714 | 0 | 0 | 0 | 0 | 0 | 0 | 0 | 0 | 0 | 0 | 0 | 0 | 0 | 0 | 0 | 138867.0855 | 0 | 0 | 0 | 0 | 0 | 0 | 0 | 0 | 0 | 0 | 0 | 0 | 0 | 0 | 0
2016-11-30 19:00 | 0 | 0 | 0 | 0 | 0 | 0 | 569536.4926 | 444301 | 0 | 0 | 0 | 0 | 2380368.823 | 4321062.2714 | 0 | 0 | 0 | 0 | 0 | 0 | 0 | 0 | 0 | 0 | 0 | 0 | 0 | 0 | 0 | 125235.4926 | 0 | 0 | 0 | 0 | 0 | 0 | 0 | 0 | 0 | 0 | 0 | 0 | 0 | 0 | 0
2016-11-30 20:00 | 0 | 0 | 0 | 0 | 0 | 0 | 581491.1462 | 442947 | 0 | 0 | 0 | 0 | 2518912.9692 | 4321062.2714 | 0 | 0 | 0 | 0 | 0 | 0 | 0 | 0 | 0 | 0 | 0 | 0 | 0 | 0 | 0 | 138544.1462 | 0 | 0 | 0 | 0 | 0 | 0 | 0 | 0 | 0 | 0 | 0 | 0 | 0 | 0 | 0
2016-11-30 21:00 | 0 | 0 | 0 | 0 | 0 | 0 | 601382.2437 | 446786 | 0 | 0 | 0 | 0 | 2673509.2129 | 4321062.2714 | 0 | 0 | 0 | 0 | 0 | 0 | 0 | 0 | 0 | 0 | 0 | 0 | 0 | 0 | 0 | 154596.2437 | 0 | 0 | 0 | 0 | 0 | 0 | 0 | 0 | 0 | 0 | 0 | 0 | 0 | 0 | 0
2016-11-30 22:00 | 0 | 0 | 0 | 0 | 0 | 0 | 525276.2008 | 459609 | 0 | 0 | 0 | 0 | 2739176.4137 | 4321062.2714 | 0 | 0 | 0 | 0 | 0 | 0 | 0 | 0 | 0 | 0 | 0 | 0 | 0 | 0 | 0 | 65667.2008 | 0 | 0 | 0 | 0 | 0 | 0 | 0 | 0 | 0 | 0 | 0 | 0 | 0 | 0 | 0
2016-11-30 23:00 | 0 | 0 | 0 | 0 | 0 | 282985.2543 | 215446.5206 | 471628 | 0 | 0 | 0 | 0 | 2765980.1887 | 4321062.2714 | 0 | 0 | 0 | 0 | 0 | 0 | 0 | 0 | 0 | 0 | 0 | 0 | 0 | 0 | 0 | 26803.775 | 0 | 0 | 0 | 0 | 0 | 0 | 0 | 0 | 0 | 0 | 0 | 0 | 0 | 0 | 0
2016-12-01 | 0 | 0 | 0 | 0 | 0 | 534399.6604 | 3817.9819 | 477172 | 0 | 0 | 0 | 0 | 2827025.831 | 4321062.2714 | 0 | 0 | 0 | 0 | 0 | 0 | 0 | 0 | 0 | 0 | 0 | 0 | 0 | 0 | 0 | 61045.6423 | 0 | 0 | 0 | 0 | 0 | 0 | 0 | 0 | 0 | 0 | 0 | 0 | 0 | 0 | 0
2016-12-01 01:00 | 0 | 0 | 0 | 0 | 0 | 510985.8974 | 0 | 475680 | 0 | 0 | 0 | 0 | 2862331.7284 | 4321062.2714 | 0 | 0 | 0 | 0 | 0 | 0 | 0 | 0 | 0 | 0 | 0 | 0 | 0 | 0 | 0 | 35305.8974 | 0 | 0 | 0 | 0 | 0 | 0 | 0 | 0 | 0 | 0 | 0 | 0 | 0 | 0 | 0
2016-12-01 02:00 | 0 | 0 | 0 | 0 | 0 | 495306.8162 | 0 | 462867 | 0 | 0 | 0 | 0 | 2894771.5446 | 4321062.2714 | 0 | 0 | 0 | 0 | 0 | 0 | 0 | 0 | 0 | 0 | 0 | 0 | 0 | 0 | 0 | 32439.8162 | 0 | 0 | 0 | 0 | 0 | 0 | 0 | 0 | 0 | 0 | 0 | 0 | 0 | 0 | 0
2016-12-01 03:00 | 0 | 0 | 0 | 0 | 0 | 182788.895 | 0 | 441928 | 0 | 0 | 0 | 0 | 2635632.4397 | 4321062.2714 | 0 | 0 | 0 | 0 | 0 | 0 | 0 | 0 | 0 | 0 | 0 | 0 | 0 | 0 | 0 | -259139.105 | 0 | 0 | 0 | 0 | 0 | 0 | 0 | 0 | 0 | 0 | 0 | 0 | 0 | 0 | 0
2016-12-01 04:00 | 0 | 0 | 0 | 0 | 0 | 502036.1505 | 0 | 418210 | 0 | 0 | 0 | 0 | 2705192.6086 | 4335328.2529 | 0 | 0 | 0 | 0 | 0 | 0 | 0 | 0 | 0 | 0 | 0 | 0 | 0 | 0 | 0 | 69560.169 | 14265.9815 | 0 | 0 | 0 | 0 | 0 | 0 | 0 | 0 | 0 | 0 | 0 | 0 | 0 | 0
2016-12-01 05:00 | 0 | 0 | 0 | 0 | 0 | 495568.1358 | 0 | 396190 | 0 | 0 | 0 | 0 | 2804570.7445 | 4335328.2529 | 0 | 0 | 0 | 0 | 0 | 0 | 0 | 0 | 0 | 0 | 0 | 0 | 0 | 0 | 0 | 99378.1358 | 0 | 0 | 0 | 0 | 0 | 0 | 0 | 0 | 0 | 0 | 0 | 0 | 0 | 0 | 0
2016-12-01 06:00 | 0 | 0 | 0 | 0 | 0 | 134608.8766 | 0 | 379482 | 0 | 0 | 0 | 0 | 2545431.6395 | 4349594.2344 | 0 | 0 | 0 | 0 | 0 | 0 | 0 | 0 | 0 | 0 | 0 | 0 | 0 | 0 | 0 | -259139.105 | 14265.9815 | 0 | 0 | 0 | 0 | 0 | 0 | 0 | 0 | 0 | 0 | 0 | 0 | 0 | 0
2016-12-01 07:00 | 0 | 0 | 0 | 0 | 0 | 450130.7172 | 0 | 369828 | 0 | 0 | 0 | 0 | 2625734.3568 | 4349594.2344 | 0 | 0 | 0 | 0 | 0 | 0 | 0 | 0 | 0 | 0 | 0 | 0 | 0 | 0 | 0 | 80302.7172 | 0 | 0 | 0 | 0 | 0 | 0 | 0 | 0 | 0 | 0 | 0 | 0 | 0 | 0 | 0
2016-12-01 08:00 | 0 | 0 | 0 | 0 | 0 | 419279.8317 | 0 | 366207 | 0 | 0 | 0 | 0 | 2678807.1884 | 4349594.2344 | 0 | 0 | 0 | 0 | 0 | 0 | 0 | 0 | 0 | 0 | 0 | 0 | 0 | 0 | 0 | 53072.8317 | 0 | 0 | 0 | 0 | 0 | 0 | 0 | 0 | 0 | 0 | 0 | 0 | 0 | 0 | 0
2016-12-01 09:00 | 0 | 0 | 0 | 0 | 0 | 395293.0149 | 0 | 369381 | 0 | 0 | 0 | 0 | 2704719.2033 | 4349594.2344 | 0 | 0 | 0 | 0 | 0 | 0 | 0 | 0 | 0 | 0 | 0 | 0 | 0 | 0 | 0 | 25912.0149 | 0 | 0 | 0 | 0 | 0 | 0 | 0 | 0 | 0 | 0 | 0 | 0 | 0 | 0 | 0
2016-12-01 10:00 | 0 | 0 | 0 | 0 | 0 | 376890.5452 | 0 | 382798 | 0 | 0 | 0 | 0 | 2698811.7486 | 4349594.2344 | 0 | 0 | 0 | 0 | 0 | 0 | 0 | 0 | 0 | 0 | 0 | 0 | 0 | 0 | 0 | -5907.4548 | 0 | 0 | 0 | 0 | 0 | 0 | 0 | 0 | 0 | 0 | 0 | 0 | 0 | 0 | 0
2016-12-01 11:00 | 0 | 0 | 0 | 0 | 0 | 358517.1889 | 0 | 412850 | 0 | 0 | 0 | 0 | 2644478.9375 | 4349594.2344 | 0 | 0 | 0 | 0 | 0 | 0 | 0 | 0 | 0 | 0 | 0 | 0 | 0 | 0 | 0 | -54332.8111 | 0 | 0 | 0 | 0 | 0 | 0 | 0 | 0 | 0 | 0 | 0 | 0 | 0 | 0 | 0
2016-12-01 12:00 | 0 | 0 | 0 | 0 | 0 | 340617.569 | 0 | 442143 | 0 | 0 | 0 | 0 | 2542953.5064 | 4349594.2344 | 0 | 0 | 0 | 0 | 0 | 0 | 0 | 0 | 0 | 0 | 0 | 0 | 0 | 0 | 0 | -101525.431 | 0 | 0 | 0 | 0 | 0 | 0 | 0 | 0 | 0 | 0 | 0 | 0 | 0 | 0 | 0
2016-12-01 13:00 | 0 | 0 | 0 | 0 | 0 | 195653.5148 | 0.38026 | 454793 | 0 | 0 | 0 | 0 | 2283814.4015 | 4349594.2344 | 0 | 0 | 0 | 0 | 0 | 0 | 0 | 0 | 0 | 0 | 0 | 0 | 0 | 0 | 0 | -259139.105 | 0 | 0 | 0 | 0 | 0 | 0 | 0 | 0 | 0 | 0 | 0 | 0 | 0 | 0 | 0
2016-12-01 14:00 | 0 | 0 | 0 | 0 | 0 | 214028.2091 | 77784.8102 | 458619 | 0 | 0 | 0 | 0 | 2117008.4207 | 4349594.2344 | 0 | 0 | 0 | 0 | 0 | 0 | 0 | 0 | 0 | 0 | 0 | 0 | 0 | 0 | 0 | -166805.9807 | 0 | 0 | 0 | 0 | 0 | 0 | 0 | 0 | 0 | 0 | 0 | 0 | 0 | 0 | 0
2016-12-01 15:00 | 0 | 0 | 0 | 0 | 0 | 0 | 393120.0105 | 458254 | 0 | 0 | 0 | 0 | 2051874.4313 | 4349594.2344 | 0 | 0 | 0 | 0 | 0 | 0 | 0 | 0 | 0 | 0 | 0 | 0 | 0 | 0 | 0 | -65133.9895 | 0 | 0 | 0 | 0 | 0 | 0 | 0 | 0 | 0 | 0 | 0 | 0 | 0 | 0 | 0
2016-12-01 16:00 | 0 | 0 | 0 | 0 | 0 | 0 | 536290.9342 | 454588 | 0 | 0 | 0 | 0 | 2133577.3655 | 4349594.2344 | 0 | 0 | 0 | 0 | 0 | 0 | 0 | 0 | 0 | 0 | 0 | 0 | 0 | 0 | 0 | 81702.9342 | 0 | 0 | 0 | 0 | 0 | 0 | 0 | 0 | 0 | 0 | 0 | 0 | 0 | 0 | 0
2016-12-01 17:00 | 0 | 0 | 0 | 0 | 0 | 17086.0669 | 560309.4888 | 449213 | 0 | 0 | 0 | 0 | 2261759.9212 | 4349594.2344 | 0 | 0 | 0 | 0 | 0 | 0 | 0 | 0 | 0 | 0 | 0 | 0 | 0 | 0 | 0 | 128182.5557 | 0 | 0 | 0 | 0 | 0 | 0 | 0 | 0 | 0 | 0 | 0 | 0 | 0 | 0 | 0
2016-12-01 18:00 | 0 | 0 | 0 | 0 | 0 | 0 | 538798.5381 | 445828 | 0 | 0 | 0 | 0 | 2354730.4592 | 4349594.2344 | 0 | 0 | 0 | 0 | 0 | 0 | 0 | 0 | 0 | 0 | 0 | 0 | 0 | 0 | 0 | 92970.5381 | 0 | 0 | 0 | 0 | 0 | 0 | 0 | 0 | 0 | 0 | 0 | 0 | 0 | 0 | 0
2016-12-01 19:00 | 0 | 0 | 0 | 0 | 0 | 139471.7138 | 524388.1888 | 443702 | 0 | 0 | 0 | 0 | 2574888.3618 | 4349594.2344 | 0 | 0 | 0 | 0 | 0 | 0 | 0 | 0 | 0 | 0 | 0 | 0 | 0 | 0 | 0 | 220157.9026 | 0 | 0 | 0 | 0 | 0 | 0 | 0 | 0 | 0 | 0 | 0 | 0 | 0 | 0 | 0
2016-12-01 20:00 | 0 | 0 | 0 | 0 | 0 | 132001.3027 | 533332.5044 | 441771 | 0 | 0 | 0 | 0 | 2798451.169 | 4349594.2344 | 0 | 0 | 0 | 0 | 0 | 0 | 0 | 0 | 0 | 0 | 0 | 0 | 0 | 0 | 0 | 223562.8071 | 0 | 0 | 0 | 0 | 0 | 0 | 0 | 0 | 0 | 0 | 0 | 0 | 0 | 0 | 0
2016-12-01 21:00 | 0 | 0 | 0 | 0 | 0 | 0 | 534735.2857 | 445029 | 0 | 0 | 0 | 0 | 2888157.4546 | 4349594.2344 | 0 | 0 | 0 | 0 | 0 | 0 | 0 | 0 | 0 | 0 | 0 | 0 | 0 | 0 | 0 | 89706.2857 | 0 | 0 | 0 | 0 | 0 | 0 | 0 | 0 | 0 | 0 | 0 | 0 | 0 | 0 | 0
2016-12-01 22:00 | 0 | 0 | 0 | 0 | 0 | 0 | 466968.09 | 460354 | 0 | 0 | 0 | 0 | 2894771.5446 | 4349594.2344 | 0 | 0 | 0 | 0 | 0 | 0 | 0 | 0 | 0 | 0 | 0 | 0 | 0 | 0 | 0 | 6614.09 | 0 | 0 | 0 | 0 | 0 | 0 | 0 | 0 | 0 | 0 | 0 | 0 | 0 | 0 | 0
2016-12-01 23:00 | 0 | 0 | 0 | 0 | 0 | 174091.3936 | 212370.5995 | 476034 | 0 | 0 | 0 | 0 | 2805199.5377 | 4349594.2344 | 0 | 0 | 0 | 0 | 0 | 0 | 0 | 0 | 0 | 0 | 0 | 0 | 0 | 0 | 0 | -89572.0069 | 0 | 0 | 0 | 0 | 0 | 0 | 0 | 0 | 0 | 0 | 0 | 0 | 0 | 0 | 0
2016-12-02 | 0 | 0 | 0 | 0 | 0 | 200555.1753 | 4550.6653 | 483265 | 0 | 0 | 0 | 0 | 2635983.1875 | 4240651.4253 | 0 | 0 | 0 | 0 | 0 | 0 | 0 | 0 | 0 | 0 | 0 | 0 | 0 | 0 | 0 | -169216.3502 | 0 | 108942.8092 | 0 | 0 | 0 | 0 | 0 | 0 | 0 | 0 | 0 | 0 | 0 | 0 | 0
2016-12-02 01:00 | 0 | 0 | 0 | 0 | 0 | 220968.9568 | 0 | 484225 | 0 | 0 | 0 | 0 | 2481669.9535 | 4131708.6161 | 0 | 0 | 0 | 0 | 0 | 0 | 0 | 0 | 0 | 0 | 0 | 0 | 0 | 0 | 0 | -154313.234 | 0 | 108942.8092 | 0 | 0 | 0 | 0 | 0 | 0 | 0 | 0 | 0 | 0 | 0 | 0 | 0
2016-12-02 02:00 | 0 | 0 | 0 | 0 | 0 | 230262.1049 | 0 | 474133 | 0 | 0 | 0 | 0 | 2346741.8675 | 4022765.807 | 0 | 0 | 0 | 0 | 0 | 0 | 0 | 0 | 0 | 0 | 0 | 0 | 0 | 0 | 0 | -134928.0859 | 0 | 108942.8092 | 0 | 0 | 0 | 0 | 0 | 0 | 0 | 0 | 0 | 0 | 0 | 0 | 0
2016-12-02 03:00 | 0 | 0 | 0 | 0 | 0 | 228813.831 | 0 | 454348 | 0 | 0 | 0 | 0 | 2121207.6985 | 4022765.807 | 0 | 0 | 0 | 0 | 0 | 0 | 0 | 0 | 0 | 0 | 0 | 0 | 0 | 0 | 0 | -225534.169 | 0 | 0 | 0 | 0 | 0 | 0 | 0 | 0 | 0 | 0 | 0 | 0 | 0 | 0 | 0
2016-12-02 04:00 | 0 | 0 | 0 | 0 | 0 | 221710.1647 | 0 | 431309 | 0 | 0 | 0 | 0 | 2020551.6723 | 3913822.9978 | 0 | 0 | 0 | 0 | 0 | 0 | 0 | 0 | 0 | 0 | 0 | 0 | 0 | 0 | 0 | -100656.0262 | 0 | 108942.8092 | 0 | 0 | 0 | 0 | 0 | 0 | 0 | 0 | 0 | 0 | 0 | 0 | 0
2016-12-02 05:00 | 0 | 0 | 0 | 0 | 0 | 211660.3623 | 0 | 410862 | 0 | 0 | 0 | 0 | 1930292.8438 | 3804880.1887 | 0 | 0 | 0 | 0 | 0 | 0 | 0 | 0 | 0 | 0 | 0 | 0 | 0 | 0 | 0 | -90258.8285 | 0 | 108942.8092 | 0 | 0 | 0 | 0 | 0 | 0 | 0 | 0 | 0 | 0 | 0 | 0 | 0
2016-12-02 06:00 | 0 | 0 | 0 | 0 | 0 | 199209.1826 | 0 | 395520 | 0 | 0 | 0 | 0 | 1733982.0264 | 3804880.1887 | 0 | 0 | 0 | 0 | 0 | 0 | 0 | 0 | 0 | 0 | 0 | 0 | 0 | 0 | 0 | -196310.8174 | 0 | 0 | 0 | 0 | 0 | 0 | 0 | 0 | 0 | 0 | 0 | 0 | 0 | 0 | 0
2016-12-02 07:00 | 0 | 0 | 0 | 0 | 0 | 189387.7035 | 0 | 386345 | 0 | 0 | 0 | 0 | 1645967.539 | 3695937.3795 | 0 | 0 | 0 | 0 | 0 | 0 | 0 | 0 | 0 | 0 | 0 | 0 | 0 | 0 | 0 | -88014.4874 | 0 | 108942.8092 | 0 | 0 | 0 | 0 | 0 | 0 | 0 | 0 | 0 | 0 | 0 | 0 | 0
2016-12-02 08:00 | 0 | 0 | 0 | 0 | 0 | 181439.2547 | 0 | 382964 | 0 | 0 | 0 | 0 | 1444442.7937 | 3695937.3795 | 0 | 0 | 0 | 0 | 0 | 0 | 0 | 0 | 0 | 0 | 0 | 0 | 0 | 0 | 0 | -201524.7453 | 0 | 0 | 0 | 0 | 0 | 0 | 0 | 0 | 0 | 0 | 0 | 0 | 0 | 0 | 0
2016-12-02 09:00 | 0 | 0 | 0 | 0 | 0 | 174872.3238 | 0 | 385768 | 0 | 0 | 0 | 0 | 1342489.9267 | 3586994.5704 | 0 | 0 | 0 | 0 | 0 | 0 | 0 | 0 | 0 | 0 | 0 | 0 | 0 | 0 | 0 | -101952.8671 | 0 | 108942.8092 | 0 | 0 | 0 | 0 | 0 | 0 | 0 | 0 | 0 | 0 | 0 | 0 | 0
2016-12-02 10:00 | 0 | 0 | 0 | 0 | 0 | 177357.9852 | 0 | 398872 | 0 | 0 | 0 | 0 | 1120975.9119 | 3586994.5704 | 0 | 0 | 0 | 0 | 0 | 0 | 0 | 0 | 0 | 0 | 0 | 0 | 0 | 0 | 0 | -221514.0148 | 0 | 0 | 0 | 0 | 0 | 0 | 0 | 0 | 0 | 0 | 0 | 0 | 0 | 0 | 0
2016-12-02 11:00 | 0 | 0 | 0 | 0 | 0 | 183547.7714 | 0 | 430263 | 0 | 0 | 0 | 0 | 983203.4924 | 3478051.7612 | 0 | 0 | 0 | 0 | 0 | 0 | 0 | 0 | 0 | 0 | 0 | 0 | 0 | 0 | 0 | -137772.4195 | 0 | 108942.8092 | 0 | 0 | 0 | 0 | 0 | 0 | 0 | 0 | 0 | 0 | 0 | 0 | 0
2016-12-02 12:00 | 0 | 0 | 0 | 0 | 0 | 182903.8123 | 0 | 458440 | 0 | 0 | 0 | 0 | 816610.1139 | 3369108.952 | 0 | 0 | 0 | 0 | 0 | 0 | 0 | 0 | 0 | 0 | 0 | 0 | 0 | 0 | 0 | -166593.3785 | 0 | 108942.8092 | 0 | 0 | 0 | 0 | 0 | 0 | 0 | 0 | 0 | 0 | 0 | 0 | 0
2016-12-02 13:00 | 0 | 0 | 0 | 0 | 0 | 173382.455 | 0 | 468105 | 0 | 0 | 0 | 0 | 630830.378 | 3260166.1429 | 0 | 0 | 0 | 0 | 0 | 0 | 0 | 0 | 0 | 0 | 0 | 0 | 0 | 0 | 0 | -185779.7359 | 0 | 108942.8092 | 0 | 0 | 0 | 0 | 0 | 0 | 0 | 0 | 0 | 0 | 0 | 0 | 0
2016-12-02 14:00 | 0 | 0 | 0 | 0 | 0 | 127753.4016 | 24505.9066 | 468340 | 0 | 0 | 0 | 0 | 423692.4953 | 3151223.3337 | 0 | 0 | 0 | 0 | 0 | 0 | 0 | 0 | 0 | 0 | 0 | 0 | 0 | 0 | 0 | -207137.8827 | 0 | 108942.8092 | 0 | 0 | 0 | 0 | 0 | 0 | 0 | 0 | 0 | 0 | 0 | 0 | 0
2016-12-02 15:00 | 0 | 0 | 0 | 0 | 0 | 84017.2782 | 285688.2703 | 463520 | 0 | 0 | 0 | 0 | 329878.0438 | 3151223.3337 | 0 | 0 | 0 | 0 | 0 | 0 | 0 | 0 | 0 | 0 | 0 | 0 | 0 | 0 | 0 | -93814.4515 | 0 | 0 | 0 | 0 | 0 | 0 | 0 | 0 | 0 | 0 | 0 | 0 | 0 | 0 | 0
2016-12-02 16:00 | 0 | 0 | 0 | 0 | 0 | 0 | 466307.5255 | 456429 | 0 | 0 | 0 | 0 | 339756.5694 | 3151223.3337 | 0 | 0 | 0 | 0 | 0 | 0 | 0 | 0 | 0 | 0 | 0 | 0 | 0 | 0 | 0 | 9878.5255 | 0 | 0 | 0 | 0 | 0 | 0 | 0 | 0 | 0 | 0 | 0 | 0 | 0 | 0 | 0
2016-12-02 17:00 | 0 | 0 | 0 | 0 | 0 | 0 | 506780.6616 | 449418 | 0 | 0 | 0 | 0 | 397119.231 | 3151223.3337 | 0 | 0 | 0 | 0 | 0 | 0 | 0 | 0 | 0 | 0 | 0 | 0 | 0 | 0 | 0 | 57362.6616 | 0 | 0 | 0 | 0 | 0 | 0 | 0 | 0 | 0 | 0 | 0 | 0 | 0 | 0 | 0
2016-12-02 18:00 | 0 | 0 | 0 | 0 | 0 | 82031.1866 | 477877.3693 | 445013 | 0 | 0 | 0 | 0 | 512014.7869 | 3151223.3337 | 0 | 0 | 0 | 0 | 0 | 0 | 0 | 0 | 0 | 0 | 0 | 0 | 0 | 0 | 0 | 114895.5559 | 0 | 0 | 0 | 0 | 0 | 0 | 0 | 0 | 0 | 0 | 0 | 0 | 0 | 0 | 0
2016-12-02 19:00 | 0 | 0 | 0 | 0 | 0 | 55476.9505 | 461816.1515 | 441327 | 0 | 0 | 0 | 0 | 587980.8888 | 3151223.3337 | 0 | 0 | 0 | 0 | 0 | 0 | 0 | 0 | 0 | 0 | 0 | 0 | 0 | 0 | 0 | 75966.102 | 0 | 0 | 0 | 0 | 0 | 0 | 0 | 0 | 0 | 0 | 0 | 0 | 0 | 0 | 0
2016-12-02 20:00 | 0 | 0 | 0 | 0 | 0 | 103526.1371 | 462576.8618 | 439813 | 0 | 0 | 0 | 0 | 823213.6969 | 3042280.5246 | 0 | 0 | 0 | 0 | 0 | 0 | 0 | 0 | 0 | 0 | 0 | 0 | 0 | 0 | 0 | 235232.808 | 0 | 108942.8092 | 0 | 0 | 0 | 0 | 0 | 0 | 0 | 0 | 0 | 0 | 0 | 0 | 0
2016-12-02 21:00 | 0 | 0 | 0 | 0 | 0 | 120873.0131 | 451579.0553 | 444457 | 0 | 0 | 0 | 0 | 1060151.5744 | 2933337.7154 | 0 | 0 | 0 | 0 | 0 | 0 | 0 | 0 | 0 | 0 | 0 | 0 | 0 | 0 | 0 | 236937.8775 | 0 | 108942.8092 | 0 | 0 | 0 | 0 | 0 | 0 | 0 | 0 | 0 | 0 | 0 | 0 | 0
2016-12-02 22:00 | 0 | 0 | 0 | 0 | 0 | 168228.2888 | 392305.3627 | 458344 | 0 | 0 | 0 | 0 | 1162341.2259 | 2933337.7154 | 0 | 0 | 0 | 0 | 0 | 0 | 0 | 0 | 0 | 0 | 0 | 0 | 0 | 0 | 0 | 102189.6515 | 0 | 0 | 0 | 0 | 0 | 0 | 0 | 0 | 0 | 0 | 0 | 0 | 0 | 0 | 0
2016-12-02 23:00 | 0 | 0 | 0 | 0 | 0 | 240889.3243 | 210195.4065 | 471340 | 0 | 0 | 0 | 0 | 1142085.9567 | 2933337.7154 | 0 | 0 | 0 | 0 | 0 | 0 | 0 | 0 | 0 | 0 | 0 | 0 | 0 | 0 | 0 | -20255.2691 | 0 | 0 | 0 | 0 | 0 | 0 | 0 | 0 | 0 | 0 | 0 | 0 | 0 | 0 | 0
2016-12-03 | 0 | 0 | 0 | 0 | 0 | 276676.0236 | 4461.3931 | 474735 | 0 | 0 | 0 | 0 | 948488.3735 | 2933337.7154 | 0 | 0 | 0 | 0 | 0 | 0 | 0 | 0 | 0 | 0 | 0 | 0 | 0 | 0 | 0 | -193597.5832 | 0 | 0 | 0 | 0 | 0 | 0 | 0 | 0 | 0 | 0 | 0 | 0 | 0 | 0 | 0
2016-12-03 01:00 | 0 | 0 | 0 | 0 | 0 | 276856.4402 | 0 | 473002 | 0 | 0 | 0 | 0 | 861285.6228 | 2824394.9063 | 0 | 0 | 0 | 0 | 0 | 0 | 0 | 0 | 0 | 0 | 0 | 0 | 0 | 0 | 0 | -87202.7507 | 0 | 108942.8092 | 0 | 0 | 0 | 0 | 0 | 0 | 0 | 0 | 0 | 0 | 0 | 0 | 0
2016-12-03 02:00 | 0 | 0 | 0 | 0 | 0 | 278855.3395 | 0 | 463743 | 0 | 0 | 0 | 0 | 676397.9623 | 2824394.9063 | 0 | 0 | 0 | 0 | 0 | 0 | 0 | 0 | 0 | 0 | 0 | 0 | 0 | 0 | 0 | -184887.6605 | 0 | 0 | 0 | 0 | 0 | 0 | 0 | 0 | 0 | 0 | 0 | 0 | 0 | 0 | 0
2016-12-03 03:00 | 0 | 0 | 0 | 0 | 0 | 281710.7296 | 0 | 447592 | 0 | 0 | 0 | 0 | 510516.692 | 2824394.9063 | 0 | 0 | 0 | 0 | 0 | 0 | 0 | 0 | 0 | 0 | 0 | 0 | 0 | 0 | 0 | -165881.2704 | 0 | 0 | 0 | 0 | 0 | 0 | 0 | 0 | 0 | 0 | 0 | 0 | 0 | 0 | 0
2016-12-03 04:00 | 0 | 0 | 0 | 0 | 0 | 288354.1424 | 0 | 428138 | 0 | 0 | 0 | 0 | 370732.8343 | 2824394.9063 | 0 | 0 | 0 | 0 | 0 | 0 | 0 | 0 | 0 | 0 | 0 | 0 | 0 | 0 | 0 | -139783.8576 | 0 | 0 | 0 | 0 | 0 | 0 | 0 | 0 | 0 | 0 | 0 | 0 | 0 | 0 | 0
2016-12-03 05:00 | 0 | 0 | 0 | 0 | 0 | 310308.2321 | 0 | 409157 | 0 | 0 | 0 | 0 | 271884.0665 | 2824394.9063 | 0 | 0 | 0 | 0 | 0 | 0 | 0 | 0 | 0 | 0 | 0 | 0 | 0 | 0 | 0 | -98848.7679 | 0 | 0 | 0 | 0 | 0 | 0 | 0 | 0 | 0 | 0 | 0 | 0 | 0 | 0 | 0
2016-12-03 06:00 | 0 | 0 | 0 | 0 | 0 | 346368.4806 | 0 | 394654 | 0 | 0 | 0 | 0 | 223598.5471 | 2824394.9063 | 0 | 0 | 0 | 0 | 0 | 0 | 0 | 0 | 0 | 0 | 0 | 0 | 0 | 0 | 0 | -48285.5194 | 0 | 0 | 0 | 0 | 0 | 0 | 0 | 0 | 0 | 0 | 0 | 0 | 0 | 0 | 0
2016-12-03 07:00 | 0 | 0 | 0 | 0 | 0 | 366086.7534 | 0 | 384381 | 0 | 0 | 0 | 0 | 205304.3005 | 2824394.9063 | 0 | 0 | 0 | 0 | 0 | 0 | 0 | 0 | 0 | 0 | 0 | 0 | 0 | 0 | 0 | -18294.2466 | 0 | 0 | 0 | 0 | 0 | 0 | 0 | 0 | 0 | 0 | 0 | 0 | 0 | 0 | 0
2016-12-03 08:00 | 0 | 0 | 0 | 0 | 0 | 372199.5105 | 0 | 378927 | 0 | 0 | 0 | 0 | 198576.811 | 2824394.9063 | 0 | 0 | 0 | 0 | 0 | 0 | 0 | 0 | 0 | 0 | 0 | 0 | 0 | 0 | 0 | -6727.4895 | 0 | 0 | 0 | 0 | 0 | 0 | 0 | 0 | 0 | 0 | 0 | 0 | 0 | 0 | 0
2016-12-03 09:00 | 0 | 0 | 0 | 0 | 0 | 366139.2754 | 0 | 377562 | 0 | 0 | 0 | 0 | 187154.0864 | 2824394.9063 | 0 | 0 | 0 | 0 | 0 | 0 | 0 | 0 | 0 | 0 | 0 | 0 | 0 | 0 | 0 | -11422.7246 | 0 | 0 | 0 | 0 | 0 | 0 | 0 | 0 | 0 | 0 | 0 | 0 | 0 | 0 | 0
2016-12-03 10:00 | 0 | 0 | 0 | 0 | 0 | 359988.3094 | 0 | 382297 | 0 | 0 | 0 | 0 | 164845.3957 | 2824394.9063 | 0 | 0 | 0 | 0 | 0 | 0 | 0 | 0 | 0 | 0 | 0 | 0 | 0 | 0 | 0 | -22308.6906 | 0 | 0 | 0 | 0 | 0 | 0 | 0 | 0 | 0 | 0 | 0 | 0 | 0 | 0 | 0
2016-12-03 11:00 | 0 | 0 | 0 | 0 | 0 | 354958.3647 | 0 | 391458 | 0 | 0 | 0 | 0 | 128345.7605 | 2824394.9063 | 0 | 0 | 0 | 0 | 0 | 0 | 0 | 0 | 0 | 0 | 0 | 0 | 0 | 0 | 0 | -36499.6353 | 0 | 0 | 0 | 0 | 0 | 0 | 0 | 0 | 0 | 0 | 0 | 0 | 0 | 0 | 0
2016-12-03 12:00 | 0 | 0 | 0 | 0 | 0 | 351107.4131 | 0 | 405403 | 0 | 0 | 0 | 0 | 74050.1736 | 2824394.9063 | 0 | 0 | 0 | 0 | 0 | 0 | 0 | 0 | 0 | 0 | 0 | 0 | 0 | 0 | 0 | -54295.5869 | 0 | 0 | 0 | 0 | 0 | 0 | 0 | 0 | 0 | 0 | 0 | 0 | 0 | 0 | 0
2016-12-03 13:00 | 0 | 0 | 0 | 0 | 0 | 346276.8264 | 0 | 420327 | 0 | 0 | 0 | 0 | 0 | 2824394.9063 | 0 | 0 | 0 | 0 | 0 | 0 | 0 | 0 | 0 | 0 | 0 | 0 | 0 | 0 | 0 | -74050.1736 | 0 | 0 | 0 | 0 | 0 | 0 | 0 | 0 | 0 | 0 | 0 | 0 | 0 | 0 | 0
2016-12-03 14:00 | 0 | 0 | 0 | 0 | 0 | 319708.6459 | 10762.2793 | 431496 | 0 | 0 | 0 | 0 | 0 | 2723369.8315 | 0 | 0 | 0 | 0 | 0 | 0 | 0 | 0 | 0 | 0 | 0 | 0 | 0 | 0 | 0 | 0 | 7917.7344 | 108942.8092 | 0 | 0 | 0 | 0 | 0 | 0 | 0 | 0 | 0 | 0 | 0 | 0 | 0
2016-12-03 15:00 | 0 | 0 | 0 | 0 | 0 | 261623.9155 | 353090.4816 | 436825 | 0 | 0 | 0 | 0 | 163623.4156 | 2737635.813 | 0 | 0 | 0 | 0 | 0 | 0 | 0 | 0 | 0 | 0 | 0 | 0 | 0 | 0 | 0 | 163623.4156 | 14265.9815 | 0 | 0 | 0 | 0 | 0 | 0 | 0 | 0 | 0 | 0 | 0 | 0 | 0 | 0
2016-12-03 16:00 | 0 | 0 | 0 | 0 | 0 | 0 | 523583.7998 | 436892 | 0 | 0 | 0 | 0 | 236049.2338 | 2751901.7946 | 0 | 0 | 0 | 0 | 0 | 0 | 0 | 0 | 0 | 0 | 0 | 0 | 0 | 0 | 0 | 72425.8182 | 14265.9815 | 0 | 0 | 0 | 0 | 0 | 0 | 0 | 0 | 0 | 0 | 0 | 0 | 0 | 0
2016-12-03 17:00 | 0 | 0 | 0 | 0 | 0 | 0 | 547896.7997 | 433208 | 0 | 0 | 0 | 0 | 336472.052 | 2766167.7761 | 0 | 0 | 0 | 0 | 0 | 0 | 0 | 0 | 0 | 0 | 0 | 0 | 0 | 0 | 0 | 100422.8182 | 14265.9815 | 0 | 0 | 0 | 0 | 0 | 0 | 0 | 0 | 0 | 0 | 0 | 0 | 0 | 0
2016-12-03 18:00 | 0 | 0 | 0 | 0 | 0 | 0 | 522894.8395 | 428346 | 0 | 0 | 0 | 0 | 416754.91 | 2780433.7576 | 0 | 0 | 0 | 0 | 0 | 0 | 0 | 0 | 0 | 0 | 0 | 0 | 0 | 0 | 0 | 80282.858 | 14265.9815 | 0 | 0 | 0 | 0 | 0 | 0 | 0 | 0 | 0 | 0 | 0 | 0 | 0 | 0
2016-12-03 19:00 | 0 | 0 | 0 | 0 | 0 | 0 | 505812.51 | 425207 | 0 | 0 | 0 | 0 | 483094.4384 | 2794699.7392 | 0 | 0 | 0 | 0 | 0 | 0 | 0 | 0 | 0 | 0 | 0 | 0 | 0 | 0 | 0 | 66339.5284 | 14265.9815 | 0 | 0 | 0 | 0 | 0 | 0 | 0 | 0 | 0 | 0 | 0 | 0 | 0 | 0
2016-12-03 20:00 | 0 | 0 | 0 | 0 | 0 | 180118.1701 | 517801.9164 | 424515 | 0 | 0 | 0 | 0 | 742233.5434 | 2808965.7207 | 0 | 0 | 0 | 0 | 0 | 0 | 0 | 0 | 0 | 0 | 0 | 0 | 0 | 0 | 0 | 259139.105 | 14265.9815 | 0 | 0 | 0 | 0 | 0 | 0 | 0 | 0 | 0 | 0 | 0 | 0 | 0 | 0
2016-12-03 21:00 | 0 | 0 | 0 | 0 | 0 | 0 | 541136.8468 | 429335 | 0 | 0 | 0 | 0 | 839769.4087 | 2823231.7022 | 0 | 0 | 0 | 0 | 0 | 0 | 0 | 0 | 0 | 0 | 0 | 0 | 0 | 0 | 0 | 97535.8653 | 14265.9815 | 0 | 0 | 0 | 0 | 0 | 0 | 0 | 0 | 0 | 0 | 0 | 0 | 0 | 0
2016-12-03 22:00 | 0 | 0 | 0 | 0 | 0 | 219264.7165 | 499997.37 | 445857 | 0 | 0 | 0 | 0 | 1098908.5136 | 2837497.6838 | 0 | 0 | 0 | 0 | 0 | 0 | 0 | 0 | 0 | 0 | 0 | 0 | 0 | 0 | 0 | 259139.105 | 14265.9815 | 0 | 0 | 0 | 0 | 0 | 0 | 0 | 0 | 0 | 0 | 0 | 0 | 0 | 0
2016-12-03 23:00 | 0 | 0 | 0 | 0 | 0 | 396398.7109 | 234631.2112 | 456957 | 0 | 0 | 0 | 0 | 1258715.4542 | 2851763.6653 | 0 | 0 | 0 | 0 | 0 | 0 | 0 | 0 | 0 | 0 | 0 | 0 | 0 | 0 | 0 | 159806.9406 | 14265.9815 | 0 | 0 | 0 | 0 | 0 | 0 | 0 | 0 | 0 | 0 | 0 | 0 | 0 | 0
2016-12-04 | 0 | 0 | 0 | 0 | 0 | 415842.0461 | 3572.4119 | 459226 | 0 | 0 | 0 | 0 | 1218903.9122 | 2851763.6653 | 0 | 0 | 0 | 0 | 0 | 0 | 0 | 0 | 0 | 0 | 0 | 0 | 0 | 0 | 0 | -39811.5421 | 0 | 0 | 0 | 0 | 0 | 0 | 0 | 0 | 0 | 0 | 0 | 0 | 0 | 0 | 0
2016-12-04 01:00 | 0 | 0 | 0 | 0 | 0 | 414783.1034 | 0 | 457461 | 0 | 0 | 0 | 0 | 1161960.0341 | 2866029.6468 | 0 | 0 | 0 | 0 | 0 | 0 | 0 | 0 | 0 | 0 | 0 | 0 | 0 | 0 | 0 | -56943.8781 | 14265.9815 | 0 | 0 | 0 | 0 | 0 | 0 | 0 | 0 | 0 | 0 | 0 | 0 | 0 | 0
2016-12-04 02:00 | 0 | 0 | 0 | 0 | 0 | 203588.8766 | 0 | 448462 | 0 | 0 | 0 | 0 | 902820.9291 | 2880295.6284 | 0 | 0 | 0 | 0 | 0 | 0 | 0 | 0 | 0 | 0 | 0 | 0 | 0 | 0 | 0 | -259139.105 | 14265.9815 | 0 | 0 | 0 | 0 | 0 | 0 | 0 | 0 | 0 | 0 | 0 | 0 | 0 | 0
2016-12-04 03:00 | 0 | 0 | 0 | 0 | 0 | 409353.2125 | 0 | 434284 | 0 | 0 | 0 | 0 | 863624.1601 | 2894561.6099 | 0 | 0 | 0 | 0 | 0 | 0 | 0 | 0 | 0 | 0 | 0 | 0 | 0 | 0 | 0 | -39196.769 | 14265.9815 | 0 | 0 | 0 | 0 | 0 | 0 | 0 | 0 | 0 | 0 | 0 | 0 | 0 | 0
2016-12-04 04:00 | 0 | 0 | 0 | 0 | 0 | 414154.5188 | 0 | 416817 | 0 | 0 | 0 | 0 | 846695.6973 | 2908827.5914 | 0 | 0 | 0 | 0 | 0 | 0 | 0 | 0 | 0 | 0 | 0 | 0 | 0 | 0 | 0 | -16928.4628 | 14265.9815 | 0 | 0 | 0 | 0 | 0 | 0 | 0 | 0 | 0 | 0 | 0 | 0 | 0 | 0
2016-12-04 05:00 | 0 | 0 | 0 | 0 | 0 | 421670.752 | 0 | 399836 | 0 | 0 | 0 | 0 | 854264.4678 | 2923093.5729 | 0 | 0 | 0 | 0 | 0 | 0 | 0 | 0 | 0 | 0 | 0 | 0 | 0 | 0 | 0 | 7568.7705 | 14265.9815 | 0 | 0 | 0 | 0 | 0 | 0 | 0 | 0 | 0 | 0 | 0 | 0 | 0 | 0
2016-12-04 06:00 | 0 | 0 | 0 | 0 | 0 | 427010.3291 | 0 | 384940 | 0 | 0 | 0 | 0 | 882068.8154 | 2937359.5545 | 0 | 0 | 0 | 0 | 0 | 0 | 0 | 0 | 0 | 0 | 0 | 0 | 0 | 0 | 0 | 27804.3476 | 14265.9815 | 0 | 0 | 0 | 0 | 0 | 0 | 0 | 0 | 0 | 0 | 0 | 0 | 0 | 0
2016-12-04 07:00 | 0 | 0 | 0 | 0 | 0 | 429284.4681 | 0 | 373882 | 0 | 0 | 0 | 0 | 923205.302 | 2951625.536 | 0 | 0 | 0 | 0 | 0 | 0 | 0 | 0 | 0 | 0 | 0 | 0 | 0 | 0 | 0 | 41136.4866 | 14265.9815 | 0 | 0 | 0 | 0 | 0 | 0 | 0 | 0 | 0 | 0 | 0 | 0 | 0 | 0
2016-12-04 08:00 | 0 | 0 | 0 | 0 | 0 | 122711.8766 | 0 | 367585 | 0 | 0 | 0 | 0 | 664066.197 | 2965891.5175 | 0 | 0 | 0 | 0 | 0 | 0 | 0 | 0 | 0 | 0 | 0 | 0 | 0 | 0 | 0 | -259139.105 | 14265.9815 | 0 | 0 | 0 | 0 | 0 | 0 | 0 | 0 | 0 | 0 | 0 | 0 | 0 | 0
2016-12-04 09:00 | 0 | 0 | 0 | 0 | 0 | 448230.3541 | 0 | 365589 | 0 | 0 | 0 | 0 | 732441.5696 | 2980157.4991 | 0 | 0 | 0 | 0 | 0 | 0 | 0 | 0 | 0 | 0 | 0 | 0 | 0 | 0 | 0 | 68375.3726 | 14265.9815 | 0 | 0 | 0 | 0 | 0 | 0 | 0 | 0 | 0 | 0 | 0 | 0 | 0 | 0
2016-12-04 10:00 | 0 | 0 | 0 | 0 | 0 | 108243.895 | 0 | 367383 | 0 | 0 | 0 | 0 | 473302.4646 | 2980157.4991 | 0 | 0 | 0 | 0 | 0 | 0 | 0 | 0 | 0 | 0 | 0 | 0 | 0 | 0 | 0 | -259139.105 | 0 | 0 | 0 | 0 | 0 | 0 | 0 | 0 | 0 | 0 | 0 | 0 | 0 | 0 | 0
2016-12-04 11:00 | 0 | 0 | 0 | 0 | 0 | 484139.0203 | 0 | 374978 | 0 | 0 | 0 | 0 | 568197.5034 | 2994423.4806 | 0 | 0 | 0 | 0 | 0 | 0 | 0 | 0 | 0 | 0 | 0 | 0 | 0 | 0 | 0 | 94895.0387 | 14265.9815 | 0 | 0 | 0 | 0 | 0 | 0 | 0 | 0 | 0 | 0 | 0 | 0 | 0 | 0
2016-12-04 12:00 | 0 | 0 | 0 | 0 | 0 | 140631.8766 | 0 | 385505 | 0 | 0 | 0 | 0 | 309058.3984 | 3008689.4621 | 0 | 0 | 0 | 0 | 0 | 0 | 0 | 0 | 0 | 0 | 0 | 0 | 0 | 0 | 0 | -259139.105 | 14265.9815 | 0 | 0 | 0 | 0 | 0 | 0 | 0 | 0 | 0 | 0 | 0 | 0 | 0 | 0
2016-12-04 13:00 | 0 | 0 | 0 | 0 | 0 | 486306.4407 | 0 | 400585 | 0 | 0 | 0 | 0 | 380513.8576 | 3022955.4437 | 0 | 0 | 0 | 0 | 0 | 0 | 0 | 0 | 0 | 0 | 0 | 0 | 0 | 0 | 0 | 71455.4592 | 14265.9815 | 0 | 0 | 0 | 0 | 0 | 0 | 0 | 0 | 0 | 0 | 0 | 0 | 0 | 0
2016-12-04 14:00 | 0 | 0 | 0 | 0 | 0 | 428021.2941 | 87342.583 | 413990 | 0 | 0 | 0 | 0 | 467621.7531 | 3037221.4252 | 0 | 0 | 0 | 0 | 0 | 0 | 0 | 0 | 0 | 0 | 0 | 0 | 0 | 0 | 0 | 87107.8955 | 14265.9815 | 0 | 0 | 0 | 0 | 0 | 0 | 0 | 0 | 0 | 0 | 0 | 0 | 0 | 0
2016-12-04 15:00 | 0 | 0 | 0 | 0 | 0 | 0 | 464303.3936 | 420910 | 0 | 0 | 0 | 0 | 501962.8392 | 3046273.7327 | 0 | 0 | 0 | 0 | 0 | 0 | 0 | 0 | 0 | 0 | 0 | 0 | 0 | 0 | 0 | 34341.0861 | 9052.3075 | 0 | 0 | 0 | 0 | 0 | 0 | 0 | 0 | 0 | 0 | 0 | 0 | 0 | 0
2016-12-04 16:00 | 0 | 0 | 0 | 0 | 0 | 0 | 600302.4245 | 423653 | 0 | 0 | 0 | 0 | 664346.2822 | 3060539.7142 | 0 | 0 | 0 | 0 | 0 | 0 | 0 | 0 | 0 | 0 | 0 | 0 | 0 | 0 | 0 | 162383.443 | 14265.9815 | 0 | 0 | 0 | 0 | 0 | 0 | 0 | 0 | 0 | 0 | 0 | 0 | 0 | 0
2016-12-04 17:00 | 0 | 0 | 0 | 0 | 0 | 94716.4275 | 604161.6589 | 425473 | 0 | 0 | 0 | 0 | 923485.3872 | 3074805.6958 | 0 | 0 | 0 | 0 | 0 | 0 | 0 | 0 | 0 | 0 | 0 | 0 | 0 | 0 | 0 | 259139.105 | 14265.9815 | 0 | 0 | 0 | 0 | 0 | 0 | 0 | 0 | 0 | 0 | 0 | 0 | 0 | 0
2016-12-04 18:00 | 0 | 0 | 0 | 0 | 0 | 0 | 573329.2986 | 426290 | 0 | 0 | 0 | 0 | 1056258.7043 | 3089071.6773 | 0 | 0 | 0 | 0 | 0 | 0 | 0 | 0 | 0 | 0 | 0 | 0 | 0 | 0 | 0 | 132773.3171 | 14265.9815 | 0 | 0 | 0 | 0 | 0 | 0 | 0 | 0 | 0 | 0 | 0 | 0 | 0 | 0
2016-12-04 19:00 | 0 | 0 | 0 | 0 | 0 | 145067.6712 | 554134.4153 | 425797 | 0 | 0 | 0 | 0 | 1315397.8092 | 3103337.6588 | 0 | 0 | 0 | 0 | 0 | 0 | 0 | 0 | 0 | 0 | 0 | 0 | 0 | 0 | 0 | 259139.105 | 14265.9815 | 0 | 0 | 0 | 0 | 0 | 0 | 0 | 0 | 0 | 0 | 0 | 0 | 0 | 0
2016-12-04 20:00 | 0 | 0 | 0 | 0 | 0 | 0 | 569888.2732 | 426201 | 0 | 0 | 0 | 0 | 1444819.1009 | 3117603.6404 | 0 | 0 | 0 | 0 | 0 | 0 | 0 | 0 | 0 | 0 | 0 | 0 | 0 | 0 | 0 | 129421.2917 | 14265.9815 | 0 | 0 | 0 | 0 | 0 | 0 | 0 | 0 | 0 | 0 | 0 | 0 | 0 | 0
2016-12-04 21:00 | 0 | 0 | 0 | 0 | 0 | 0 | 596332.5105 | 435167 | 0 | 0 | 0 | 0 | 1605984.6114 | 3117603.6404 | 0 | 0 | 0 | 0 | 0 | 0 | 0 | 0 | 0 | 0 | 0 | 0 | 0 | 0 | 0 | 161165.5105 | 0 | 0 | 0 | 0 | 0 | 0 | 0 | 0 | 0 | 0 | 0 | 0 | 0 | 0 | 0
2016-12-04 22:00 | 0 | 0 | 0 | 0 | 0 | 0 | 547342.4014 | 453288 | 0 | 0 | 0 | 0 | 1685773.0312 | 3131869.6219 | 0 | 0 | 0 | 0 | 0 | 0 | 0 | 0 | 0 | 0 | 0 | 0 | 0 | 0 | 0 | 79788.4198 | 14265.9815 | 0 | 0 | 0 | 0 | 0 | 0 | 0 | 0 | 0 | 0 | 0 | 0 | 0 | 0
2016-12-04 23:00 | 0 | 0 | 0 | 0 | 0 | 0 | 223712.4945 | 468054 | 0 | 0 | 0 | 0 | 1427165.5442 | 3146135.6034 | 0 | 0 | 0 | 0 | 0 | 0 | 0 | 0 | 0 | 0 | 0 | 0 | 0 | 0 | 0 | -258607.487 | 14265.9815 | 0 | 0 | 0 | 0 | 0 | 0 | 0 | 0 | 0 | 0 | 0 | 0 | 0 | 0
2016-12-05 | 0 | 0 | 0 | 0 | 0 | 448061.8369 | 2260.8475 | 474630 | 0 | 0 | 0 | 0 | 1388592.2471 | 3160401.585 | 0 | 0 | 0 | 0 | 0 | 0 | 0 | 0 | 0 | 0 | 0 | 0 | 0 | 0 | 0 | -38573.2971 | 14265.9815 | 0 | 0 | 0 | 0 | 0 | 0 | 0 | 0 | 0 | 0 | 0 | 0 | 0 | 0
2016-12-05 01:00 | 0 | 0 | 0 | 0 | 0 | 229691.8766 | 0 | 474565 | 0 | 0 | 0 | 0 | 1129453.1421 | 3174667.5665 | 0 | 0 | 0 | 0 | 0 | 0 | 0 | 0 | 0 | 0 | 0 | 0 | 0 | 0 | 0 | -259139.105 | 14265.9815 | 0 | 0 | 0 | 0 | 0 | 0 | 0 | 0 | 0 | 0 | 0 | 0 | 0 | 0
2016-12-05 02:00 | 0 | 0 | 0 | 0 | 0 | 217529.8766 | 0 | 462403 | 0 | 0 | 0 | 0 | 870314.0372 | 3188933.548 | 0 | 0 | 0 | 0 | 0 | 0 | 0 | 0 | 0 | 0 | 0 | 0 | 0 | 0 | 0 | -259139.105 | 14265.9815 | 0 | 0 | 0 | 0 | 0 | 0 | 0 | 0 | 0 | 0 | 0 | 0 | 0 | 0
2016-12-05 03:00 | 0 | 0 | 0 | 0 | 0 | 575348.4591 | 0 | 442384 | 0 | 0 | 0 | 0 | 989012.5148 | 3203199.5296 | 0 | 0 | 0 | 0 | 0 | 0 | 0 | 0 | 0 | 0 | 0 | 0 | 0 | 0 | 0 | 118698.4776 | 14265.9815 | 0 | 0 | 0 | 0 | 0 | 0 | 0 | 0 | 0 | 0 | 0 | 0 | 0 | 0
2016-12-05 04:00 | 0 | 0 | 0 | 0 | 0 | 175264.8766 | 0 | 420138 | 0 | 0 | 0 | 0 | 729873.4098 | 3217465.5111 | 0 | 0 | 0 | 0 | 0 | 0 | 0 | 0 | 0 | 0 | 0 | 0 | 0 | 0 | 0 | -259139.105 | 14265.9815 | 0 | 0 | 0 | 0 | 0 | 0 | 0 | 0 | 0 | 0 | 0 | 0 | 0 | 0
2016-12-05 05:00 | 0 | 0 | 0 | 0 | 0 | 141305.895 | 0 | 400445 | 0 | 0 | 0 | 0 | 470734.3049 | 3217465.5111 | 0 | 0 | 0 | 0 | 0 | 0 | 0 | 0 | 0 | 0 | 0 | 0 | 0 | 0 | 0 | -259139.105 | 0 | 0 | 0 | 0 | 0 | 0 | 0 | 0 | 0 | 0 | 0 | 0 | 0 | 0 | 0
2016-12-05 06:00 | 0 | 0 | 0 | 0 | 0 | 140641.8766 | 0 | 385515 | 0 | 0 | 0 | 0 | 211595.1999 | 3231731.4926 | 0 | 0 | 0 | 0 | 0 | 0 | 0 | 0 | 0 | 0 | 0 | 0 | 0 | 0 | 0 | -259139.105 | 14265.9815 | 0 | 0 | 0 | 0 | 0 | 0 | 0 | 0 | 0 | 0 | 0 | 0 | 0 | 0
2016-12-05 07:00 | 0 | 0 | 0 | 0 | 0 | 588717.1891 | 0 | 376224 | 0 | 0 | 0 | 0 | 409822.4074 | 3245997.4742 | 0 | 0 | 0 | 0 | 0 | 0 | 0 | 0 | 0 | 0 | 0 | 0 | 0 | 0 | 0 | 198227.2075 | 14265.9815 | 0 | 0 | 0 | 0 | 0 | 0 | 0 | 0 | 0 | 0 | 0 | 0 | 0 | 0
2016-12-05 08:00 | 0 | 0 | 0 | 0 | 0 | 588994.7304 | 0 | 372708 | 0 | 0 | 0 | 0 | 611843.1563 | 3260263.4557 | 0 | 0 | 0 | 0 | 0 | 0 | 0 | 0 | 0 | 0 | 0 | 0 | 0 | 0 | 0 | 202020.7489 | 14265.9815 | 0 | 0 | 0 | 0 | 0 | 0 | 0 | 0 | 0 | 0 | 0 | 0 | 0 | 0
2016-12-05 09:00 | 0 | 0 | 0 | 0 | 0 | 131802.8766 | 0 | 376676 | 0 | 0 | 0 | 0 | 352704.0514 | 3274529.4372 | 0 | 0 | 0 | 0 | 0 | 0 | 0 | 0 | 0 | 0 | 0 | 0 | 0 | 0 | 0 | -259139.105 | 14265.9815 | 0 | 0 | 0 | 0 | 0 | 0 | 0 | 0 | 0 | 0 | 0 | 0 | 0 | 0
2016-12-05 10:00 | 0 | 0 | 0 | 0 | 0 | 570247.1401 | 0 | 390407 | 0 | 0 | 0 | 0 | 518278.2099 | 3288795.4188 | 0 | 0 | 0 | 0 | 0 | 0 | 0 | 0 | 0 | 0 | 0 | 0 | 0 | 0 | 0 | 165574.1586 | 14265.9815 | 0 | 0 | 0 | 0 | 0 | 0 | 0 | 0 | 0 | 0 | 0 | 0 | 0 | 0
2016-12-05 11:00 | 0 | 0 | 0 | 0 | 0 | 176309.8766 | 0 | 421183 | 0 | 0 | 0 | 0 | 259139.105 | 3303061.4003 | 0 | 0 | 0 | 0 | 0 | 0 | 0 | 0 | 0 | 0 | 0 | 0 | 0 | 0 | 0 | -259139.105 | 14265.9815 | 0 | 0 | 0 | 0 | 0 | 0 | 0 | 0 | 0 | 0 | 0 | 0 | 0 | 0
2016-12-05 12:00 | 0 | 0 | 0 | 0 | 0 | 192692.895 | 0 | 451832 | 0 | 0 | 0 | 0 | 0 | 3303061.4003 | 0 | 0 | 0 | 0 | 0 | 0 | 0 | 0 | 0 | 0 | 0 | 0 | 0 | 0 | 0 | -259139.105 | 0 | 0 | 0 | 0 | 0 | 0 | 0 | 0 | 0 | 0 | 0 | 0 | 0 | 0 | 0
2016-12-05 13:00 | 0 | 0 | 0 | 0 | 0 | 559939.518 | 0 | 466587 | 0 | 0 | 0 | 0 | 79086.5365 | 3317327.3818 | 0 | 0 | 0 | 0 | 0 | 0 | 0 | 0 | 0 | 0 | 0 | 0 | 0 | 0 | 0 | 79086.5365 | 14265.9815 | 0 | 0 | 0 | 0 | 0 | 0 | 0 | 0 | 0 | 0 | 0 | 0 | 0 | 0
2016-12-05 14:00 | 0 | 0 | 0 | 0 | 0 | 415750.6746 | 89339.2471 | 473979 | 0 | 0 | 0 | 0 | 95931.4767 | 3331593.3633 | 0 | 0 | 0 | 0 | 0 | 0 | 0 | 0 | 0 | 0 | 0 | 0 | 0 | 0 | 0 | 16844.9402 | 14265.9815 | 0 | 0 | 0 | 0 | 0 | 0 | 0 | 0 | 0 | 0 | 0 | 0 | 0 | 0
2016-12-05 15:00 | 0 | 0 | 0 | 0 | 0 | 0 | 394964.5049 | 476630 | 0 | 0 | 0 | 0 | 0 | 3345859.3449 | 0 | 0 | 0 | 0 | 0 | 0 | 0 | 0 | 0 | 0 | 0 | 0 | 0 | 0 | 0 | -95931.4767 | 14265.9815 | 0 | 0 | 0 | 0 | 0 | 0 | 0 | 0 | 0 | 0 | 0 | 0 | 0 | 0
2016-12-05 16:00 | 0 | 0 | 0 | 0 | 0 | 0 | 537908.2744 | 473521 | 0 | 0 | 0 | 0 | 50121.2929 | 3360125.3264 | 0 | 0 | 0 | 0 | 0 | 0 | 0 | 0 | 0 | 0 | 0 | 0 | 0 | 0 | 0 | 50121.2929 | 14265.9815 | 0 | 0 | 0 | 0 | 0 | 0 | 0 | 0 | 0 | 0 | 0 | 0 | 0 | 0
2016-12-05 17:00 | 0 | 0 | 0 | 0 | 0 | 0 | 561840.9172 | 469196 | 0 | 0 | 0 | 0 | 128500.2285 | 3374391.3079 | 0 | 0 | 0 | 0 | 0 | 0 | 0 | 0 | 0 | 0 | 0 | 0 | 0 | 0 | 0 | 78378.9356 | 14265.9815 | 0 | 0 | 0 | 0 | 0 | 0 | 0 | 0 | 0 | 0 | 0 | 0 | 0 | 0
2016-12-05 18:00 | 0 | 0 | 0 | 0 | 0 | 0 | 542183.7907 | 464977 | 0 | 0 | 0 | 0 | 191441.0377 | 3388657.2895 | 0 | 0 | 0 | 0 | 0 | 0 | 0 | 0 | 0 | 0 | 0 | 0 | 0 | 0 | 0 | 62940.8091 | 14265.9815 | 0 | 0 | 0 | 0 | 0 | 0 | 0 | 0 | 0 | 0 | 0 | 0 | 0 | 0
2016-12-05 19:00 | 0 | 0 | 0 | 0 | 0 | 0 | 536190.8193 | 462140 | 0 | 0 | 0 | 0 | 251225.8755 | 3402923.271 | 0 | 0 | 0 | 0 | 0 | 0 | 0 | 0 | 0 | 0 | 0 | 0 | 0 | 0 | 0 | 59784.8378 | 14265.9815 | 0 | 0 | 0 | 0 | 0 | 0 | 0 | 0 | 0 | 0 | 0 | 0 | 0 | 0
2016-12-05 20:00 | 0 | 0 | 0 | 0 | 0 | 0 | 557828.8103 | 460300 | 0 | 0 | 0 | 0 | 334488.7043 | 3417189.2525 | 0 | 0 | 0 | 0 | 0 | 0 | 0 | 0 | 0 | 0 | 0 | 0 | 0 | 0 | 0 | 83262.8288 | 14265.9815 | 0 | 0 | 0 | 0 | 0 | 0 | 0 | 0 | 0 | 0 | 0 | 0 | 0 | 0
2016-12-05 21:00 | 0 | 0 | 0 | 0 | 0 | 0 | 584844.3223 | 466385 | 0 | 0 | 0 | 0 | 438682.045 | 3431455.2341 | 0 | 0 | 0 | 0 | 0 | 0 | 0 | 0 | 0 | 0 | 0 | 0 | 0 | 0 | 0 | 104193.3408 | 14265.9815 | 0 | 0 | 0 | 0 | 0 | 0 | 0 | 0 | 0 | 0 | 0 | 0 | 0 | 0
2016-12-05 22:00 | 0 | 0 | 0 | 0 | 0 | 0 | 519456.0781 | 485100 | 0 | 0 | 0 | 0 | 458772.1417 | 3445721.2156 | 0 | 0 | 0 | 0 | 0 | 0 | 0 | 0 | 0 | 0 | 0 | 0 | 0 | 0 | 0 | 20090.0966 | 14265.9815 | 0 | 0 | 0 | 0 | 0 | 0 | 0 | 0 | 0 | 0 | 0 | 0 | 0 | 0
2016-12-05 23:00 | 0 | 0 | 0 | 0 | 0 | 592200.2784 | 181425.8081 | 500221 | 0 | 0 | 0 | 0 | 717911.2466 | 3459987.1971 | 0 | 0 | 0 | 0 | 0 | 0 | 0 | 0 | 0 | 0 | 0 | 0 | 0 | 0 | 0 | 259139.105 | 14265.9815 | 0 | 0 | 0 | 0 | 0 | 0 | 0 | 0 | 0 | 0 | 0 | 0 | 0 | 0
2016-12-06 | 0 | 0 | 0 | 0 | 0 | 775044.6859 | 2229.7898 | 505617 | 0 | 0 | 0 | 0 | 975302.7408 | 3474253.1787 | 0 | 0 | 0 | 0 | 0 | 0 | 0 | 0 | 0 | 0 | 0 | 0 | 0 | 0 | 0 | 257391.4942 | 14265.9815 | 0 | 0 | 0 | 0 | 0 | 0 | 0 | 0 | 0 | 0 | 0 | 0 | 0 | 0
2016-12-06 01:00 | 0 | 0 | 0 | 0 | 0 | 258810.8766 | 0 | 503684 | 0 | 0 | 0 | 0 | 716163.6358 | 3488519.1602 | 0 | 0 | 0 | 0 | 0 | 0 | 0 | 0 | 0 | 0 | 0 | 0 | 0 | 0 | 0 | -259139.105 | 14265.9815 | 0 | 0 | 0 | 0 | 0 | 0 | 0 | 0 | 0 | 0 | 0 | 0 | 0 | 0
2016-12-06 02:00 | 0 | 0 | 0 | 0 | 0 | 761773.6028 | 0 | 489900 | 0 | 0 | 0 | 0 | 973771.2572 | 3502785.1417 | 0 | 0 | 0 | 0 | 0 | 0 | 0 | 0 | 0 | 0 | 0 | 0 | 0 | 0 | 0 | 257607.6213 | 14265.9815 | 0 | 0 | 0 | 0 | 0 | 0 | 0 | 0 | 0 | 0 | 0 | 0 | 0 | 0
2016-12-06 03:00 | 0 | 0 | 0 | 0 | 0 | 221425.8766 | 0 | 466299 | 0 | 0 | 0 | 0 | 714632.1522 | 3517051.1233 | 0 | 0 | 0 | 0 | 0 | 0 | 0 | 0 | 0 | 0 | 0 | 0 | 0 | 0 | 0 | -259139.105 | 14265.9815 | 0 | 0 | 0 | 0 | 0 | 0 | 0 | 0 | 0 | 0 | 0 | 0 | 0 | 0
2016-12-06 04:00 | 0 | 0 | 0 | 0 | 0 | 194879.8766 | 0 | 439753 | 0 | 0 | 0 | 0 | 455493.0473 | 3531317.1048 | 0 | 0 | 0 | 0 | 0 | 0 | 0 | 0 | 0 | 0 | 0 | 0 | 0 | 0 | 0 | -259139.105 | 14265.9815 | 0 | 0 | 0 | 0 | 0 | 0 | 0 | 0 | 0 | 0 | 0 | 0 | 0 | 0
2016-12-06 05:00 | 0 | 0 | 0 | 0 | 0 | 689730.0865 | 0 | 416325 | 0 | 0 | 0 | 0 | 714632.1522 | 3545583.0863 | 0 | 0 | 0 | 0 | 0 | 0 | 0 | 0 | 0 | 0 | 0 | 0 | 0 | 0 | 0 | 259139.105 | 14265.9815 | 0 | 0 | 0 | 0 | 0 | 0 | 0 | 0 | 0 | 0 | 0 | 0 | 0 | 0
2016-12-06 06:00 | 0 | 0 | 0 | 0 | 0 | 672315.0865 | 0 | 398910 | 0 | 0 | 0 | 0 | 973771.2572 | 3559849.0679 | 0 | 0 | 0 | 0 | 0 | 0 | 0 | 0 | 0 | 0 | 0 | 0 | 0 | 0 | 0 | 259139.105 | 14265.9815 | 0 | 0 | 0 | 0 | 0 | 0 | 0 | 0 | 0 | 0 | 0 | 0 | 0 | 0
2016-12-06 07:00 | 0 | 0 | 0 | 0 | 0 | 143768.8766 | 0 | 388642 | 0 | 0 | 0 | 0 | 714632.1522 | 3574115.0494 | 0 | 0 | 0 | 0 | 0 | 0 | 0 | 0 | 0 | 0 | 0 | 0 | 0 | 0 | 0 | -259139.105 | 14265.9815 | 0 | 0 | 0 | 0 | 0 | 0 | 0 | 0 | 0 | 0 | 0 | 0 | 0 | 0
2016-12-06 08:00 | 0 | 0 | 0 | 0 | 0 | 642687.105 | 0 | 383548 | 0 | 0 | 0 | 0 | 973771.2572 | 3574115.0494 | 0 | 0 | 0 | 0 | 0 | 0 | 0 | 0 | 0 | 0 | 0 | 0 | 0 | 0 | 0 | 259139.105 | 0 | 0 | 0 | 0 | 0 | 0 | 0 | 0 | 0 | 0 | 0 | 0 | 0 | 0 | 0
2016-12-06 09:00 | 0 | 0 | 0 | 0 | 0 | 141035.8766 | 0 | 385909 | 0 | 0 | 0 | 0 | 714632.1522 | 3588381.0309 | 0 | 0 | 0 | 0 | 0 | 0 | 0 | 0 | 0 | 0 | 0 | 0 | 0 | 0 | 0 | -259139.105 | 14265.9815 | 0 | 0 | 0 | 0 | 0 | 0 | 0 | 0 | 0 | 0 | 0 | 0 | 0 | 0
2016-12-06 10:00 | 0 | 0 | 0 | 0 | 0 | 154490.8766 | 0 | 399364 | 0 | 0 | 0 | 0 | 455493.0473 | 3602647.0125 | 0 | 0 | 0 | 0 | 0 | 0 | 0 | 0 | 0 | 0 | 0 | 0 | 0 | 0 | 0 | -259139.105 | 14265.9815 | 0 | 0 | 0 | 0 | 0 | 0 | 0 | 0 | 0 | 0 | 0 | 0 | 0 | 0
2016-12-06 11:00 | 0 | 0 | 0 | 0 | 0 | 183510.8766 | 0 | 428384 | 0 | 0 | 0 | 0 | 196353.9423 | 3616912.994 | 0 | 0 | 0 | 0 | 0 | 0 | 0 | 0 | 0 | 0 | 0 | 0 | 0 | 0 | 0 | -259139.105 | 14265.9815 | 0 | 0 | 0 | 0 | 0 | 0 | 0 | 0 | 0 | 0 | 0 | 0 | 0 | 0
2016-12-06 12:00 | 0 | 0 | 0 | 0 | 0 | 731062.0865 | 0 | 457657 | 0 | 0 | 0 | 0 | 455493.0473 | 3631178.9755 | 0 | 0 | 0 | 0 | 0 | 0 | 0 | 0 | 0 | 0 | 0 | 0 | 0 | 0 | 0 | 259139.105 | 14265.9815 | 0 | 0 | 0 | 0 | 0 | 0 | 0 | 0 | 0 | 0 | 0 | 0 | 0 | 0
2016-12-06 13:00 | 0 | 0 | 0 | 0 | 0 | 708291.9141 | 0 | 470719 | 0 | 0 | 0 | 0 | 678799.9798 | 3645444.9571 | 0 | 0 | 0 | 0 | 0 | 0 | 0 | 0 | 0 | 0 | 0 | 0 | 0 | 0 | 0 | 223306.9326 | 14265.9815 | 0 | 0 | 0 | 0 | 0 | 0 | 0 | 0 | 0 | 0 | 0 | 0 | 0 | 0
2016-12-06 14:00 | 0 | 0 | 0 | 0 | 0 | 647355.0395 | 36950.0563 | 477873 | 0 | 0 | 0 | 0 | 870966.0941 | 3659710.9386 | 0 | 0 | 0 | 0 | 0 | 0 | 0 | 0 | 0 | 0 | 0 | 0 | 0 | 0 | 0 | 192166.1143 | 14265.9815 | 0 | 0 | 0 | 0 | 0 | 0 | 0 | 0 | 0 | 0 | 0 | 0 | 0 | 0
2016-12-06 15:00 | 0 | 0 | 0 | 0 | 0 | 468867.4054 | 285285.681 | 480748 | 0 | 0 | 0 | 0 | 1130105.199 | 3673976.9201 | 0 | 0 | 0 | 0 | 0 | 0 | 0 | 0 | 0 | 0 | 0 | 0 | 0 | 0 | 0 | 259139.105 | 14265.9815 | 0 | 0 | 0 | 0 | 0 | 0 | 0 | 0 | 0 | 0 | 0 | 0 | 0 | 0
2016-12-06 16:00 | 0 | 0 | 0 | 0 | 0 | 283772.5611 | 454894.5439 | 479528 | 0 | 0 | 0 | 0 | 1389244.304 | 3673976.9201 | 0 | 0 | 0 | 0 | 0 | 0 | 0 | 0 | 0 | 0 | 0 | 0 | 0 | 0 | 0 | 259139.105 | 0 | 0 | 0 | 0 | 0 | 0 | 0 | 0 | 0 | 0 | 0 | 0 | 0 | 0 | 0
2016-12-06 17:00 | 0 | 0 | 0 | 0 | 0 | 233561.5189 | 501141.5861 | 475564 | 0 | 0 | 0 | 0 | 1648383.4089 | 3673976.9201 | 0 | 0 | 0 | 0 | 0 | 0 | 0 | 0 | 0 | 0 | 0 | 0 | 0 | 0 | 0 | 259139.105 | 0 | 0 | 0 | 0 | 0 | 0 | 0 | 0 | 0 | 0 | 0 | 0 | 0 | 0 | 0
2016-12-06 18:00 | 0 | 0 | 0 | 0 | 0 | 257142.1408 | 488367.9457 | 472105 | 0 | 0 | 0 | 0 | 1907522.5139 | 3688242.9017 | 0 | 0 | 0 | 0 | 0 | 0 | 0 | 0 | 0 | 0 | 0 | 0 | 0 | 0 | 0 | 259139.105 | 14265.9815 | 0 | 0 | 0 | 0 | 0 | 0 | 0 | 0 | 0 | 0 | 0 | 0 | 0 | 0
2016-12-06 19:00 | 0 | 0 | 0 | 0 | 0 | 270263.5934 | 472456.4931 | 469315 | 0 | 0 | 0 | 0 | 2166661.6188 | 3702508.8832 | 0 | 0 | 0 | 0 | 0 | 0 | 0 | 0 | 0 | 0 | 0 | 0 | 0 | 0 | 0 | 259139.105 | 14265.9815 | 0 | 0 | 0 | 0 | 0 | 0 | 0 | 0 | 0 | 0 | 0 | 0 | 0 | 0
2016-12-06 20:00 | 0 | 0 | 0 | 0 | 0 | 0 | 472235.4479 | 468827 | 0 | 0 | 0 | 0 | 2170070.0668 | 3702508.8832 | 0 | 0 | 0 | 0 | 0 | 0 | 0 | 0 | 0 | 0 | 0 | 0 | 0 | 0 | 0 | 3408.4479 | 0 | 0 | 0 | 0 | 0 | 0 | 0 | 0 | 0 | 0 | 0 | 0 | 0 | 0 | 0
2016-12-06 21:00 | 0 | 0 | 0 | 0 | 0 | 282228.5663 | 466048.5201 | 474872 | 0 | 0 | 0 | 0 | 2429209.1717 | 3716774.8647 | 0 | 0 | 0 | 0 | 0 | 0 | 0 | 0 | 0 | 0 | 0 | 0 | 0 | 0 | 0 | 259139.105 | 14265.9815 | 0 | 0 | 0 | 0 | 0 | 0 | 0 | 0 | 0 | 0 | 0 | 0 | 0 | 0
2016-12-06 22:00 | 0 | 0 | 0 | 0 | 0 | 297730.3618 | 399864.3664 | 489968 | 0 | 0 | 0 | 0 | 2631719.7177 | 3721891.047 | 0 | 0 | 0 | 0 | 0 | 0 | 0 | 0 | 0 | 0 | 0 | 0 | 0 | 0 | 0 | 202510.546 | 5116.1823 | 0 | 0 | 0 | 0 | 0 | 0 | 0 | 0 | 0 | 0 | 0 | 0 | 0 | 0
2016-12-06 23:00 | 0 | 0 | 0 | 0 | 0 | 509908.7386 | 180873.7233 | 503644 | 0 | 0 | 0 | 0 | 2818858.1796 | 3721891.047 | 0 | 0 | 0 | 0 | 0 | 0 | 0 | 0 | 0 | 0 | 0 | 0 | 0 | 0 | 0 | 187138.4619 | 0 | 0 | 0 | 0 | 0 | 0 | 0 | 0 | 0 | 0 | 0 | 0 | 0 | 0 | 0
2016-12-07 | 0 | 0 | 0 | 0 | 0 | 521436.7924 | 1909.1413 | 509312 | 0 | 0 | 0 | 0 | 2818626.1319 | 3736157.0285 | 0 | 0 | 0 | 0 | 0 | 0 | 0 | 0 | 0 | 0 | 0 | 0 | 0 | 0 | 0 | -232.0478 | 14265.9815 | 0 | 0 | 0 | 0 | 0 | 0 | 0 | 0 | 0 | 0 | 0 | 0 | 0 | 0
2016-12-07 01:00 | 0 | 0 | 0 | 0 | 0 | 528579.3469 | 0 | 507253 | 0 | 0 | 0 | 0 | 2825686.4972 | 3750423.0101 | 0 | 0 | 0 | 0 | 0 | 0 | 0 | 0 | 0 | 0 | 0 | 0 | 0 | 0 | 0 | 7060.3654 | 14265.9815 | 0 | 0 | 0 | 0 | 0 | 0 | 0 | 0 | 0 | 0 | 0 | 0 | 0 | 0
2016-12-07 02:00 | 0 | 0 | 0 | 0 | 0 | 532140.6958 | 0 | 494187 | 0 | 0 | 0 | 0 | 2849374.2114 | 3764688.9916 | 0 | 0 | 0 | 0 | 0 | 0 | 0 | 0 | 0 | 0 | 0 | 0 | 0 | 0 | 0 | 23687.7142 | 14265.9815 | 0 | 0 | 0 | 0 | 0 | 0 | 0 | 0 | 0 | 0 | 0 | 0 | 0 | 0
2016-12-07 03:00 | 0 | 0 | 0 | 0 | 0 | 531150.3147 | 0 | 471487 | 0 | 0 | 0 | 0 | 2894771.5446 | 3778954.9731 | 0 | 0 | 0 | 0 | 0 | 0 | 0 | 0 | 0 | 0 | 0 | 0 | 0 | 0 | 0 | 45397.3332 | 14265.9815 | 0 | 0 | 0 | 0 | 0 | 0 | 0 | 0 | 0 | 0 | 0 | 0 | 0 | 0
2016-12-07 04:00 | 0 | 0 | 0 | 0 | 0 | 202225.8766 | 0 | 447099 | 0 | 0 | 0 | 0 | 2635632.4397 | 3793220.9547 | 0 | 0 | 0 | 0 | 0 | 0 | 0 | 0 | 0 | 0 | 0 | 0 | 0 | 0 | 0 | -259139.105 | 14265.9815 | 0 | 0 | 0 | 0 | 0 | 0 | 0 | 0 | 0 | 0 | 0 | 0 | 0 | 0
2016-12-07 05:00 | 0 | 0 | 0 | 0 | 0 | 534336.1102 | 0 | 425025 | 0 | 0 | 0 | 0 | 2730677.5684 | 3807486.9362 | 0 | 0 | 0 | 0 | 0 | 0 | 0 | 0 | 0 | 0 | 0 | 0 | 0 | 0 | 0 | 95045.1287 | 14265.9815 | 0 | 0 | 0 | 0 | 0 | 0 | 0 | 0 | 0 | 0 | 0 | 0 | 0 | 0
2016-12-07 06:00 | 0 | 0 | 0 | 0 | 0 | 162547.8766 | 0 | 407421 | 0 | 0 | 0 | 0 | 2471538.4634 | 3821752.9177 | 0 | 0 | 0 | 0 | 0 | 0 | 0 | 0 | 0 | 0 | 0 | 0 | 0 | 0 | 0 | -259139.105 | 14265.9815 | 0 | 0 | 0 | 0 | 0 | 0 | 0 | 0 | 0 | 0 | 0 | 0 | 0 | 0
2016-12-07 07:00 | 0 | 0 | 0 | 0 | 0 | 538046.0136 | 0 | 397029 | 0 | 0 | 0 | 0 | 2612555.477 | 3821752.9177 | 0 | 0 | 0 | 0 | 0 | 0 | 0 | 0 | 0 | 0 | 0 | 0 | 0 | 0 | 0 | 141017.0136 | 0 | 0 | 0 | 0 | 0 | 0 | 0 | 0 | 0 | 0 | 0 | 0 | 0 | 0 | 0
2016-12-07 08:00 | 0 | 0 | 0 | 0 | 0 | 148237.8766 | 0 | 393111 | 0 | 0 | 0 | 0 | 2353416.372 | 3836018.8993 | 0 | 0 | 0 | 0 | 0 | 0 | 0 | 0 | 0 | 0 | 0 | 0 | 0 | 0 | 0 | -259139.105 | 14265.9815 | 0 | 0 | 0 | 0 | 0 | 0 | 0 | 0 | 0 | 0 | 0 | 0 | 0 | 0
2016-12-07 09:00 | 0 | 0 | 0 | 0 | 0 | 535899.298 | 0 | 395627 | 0 | 0 | 0 | 0 | 2479422.6885 | 3850284.8808 | 0 | 0 | 0 | 0 | 0 | 0 | 0 | 0 | 0 | 0 | 0 | 0 | 0 | 0 | 0 | 126006.3165 | 14265.9815 | 0 | 0 | 0 | 0 | 0 | 0 | 0 | 0 | 0 | 0 | 0 | 0 | 0 | 0
2016-12-07 10:00 | 0 | 0 | 0 | 0 | 0 | 163903.8766 | 0 | 408777 | 0 | 0 | 0 | 0 | 2220283.5836 | 3864550.8623 | 0 | 0 | 0 | 0 | 0 | 0 | 0 | 0 | 0 | 0 | 0 | 0 | 0 | 0 | 0 | -259139.105 | 14265.9815 | 0 | 0 | 0 | 0 | 0 | 0 | 0 | 0 | 0 | 0 | 0 | 0 | 0 | 0
2016-12-07 11:00 | 0 | 0 | 0 | 0 | 0 | 542205.2944 | 0 | 438605 | 0 | 0 | 0 | 0 | 2309617.8964 | 3878816.8439 | 0 | 0 | 0 | 0 | 0 | 0 | 0 | 0 | 0 | 0 | 0 | 0 | 0 | 0 | 0 | 89334.3128 | 14265.9815 | 0 | 0 | 0 | 0 | 0 | 0 | 0 | 0 | 0 | 0 | 0 | 0 | 0 | 0
2016-12-07 12:00 | 0 | 0 | 0 | 0 | 0 | 209696.895 | 0 | 468836 | 0 | 0 | 0 | 0 | 2050478.7915 | 3878816.8439 | 0 | 0 | 0 | 0 | 0 | 0 | 0 | 0 | 0 | 0 | 0 | 0 | 0 | 0 | 0 | -259139.105 | 0 | 0 | 0 | 0 | 0 | 0 | 0 | 0 | 0 | 0 | 0 | 0 | 0 | 0 | 0
2016-12-07 13:00 | 0 | 0 | 0 | 0 | 0 | 535562.2907 | 0 | 480119 | 0 | 0 | 0 | 0 | 2091656.1006 | 3893082.8254 | 0 | 0 | 0 | 0 | 0 | 0 | 0 | 0 | 0 | 0 | 0 | 0 | 0 | 0 | 0 | 41177.3092 | 14265.9815 | 0 | 0 | 0 | 0 | 0 | 0 | 0 | 0 | 0 | 0 | 0 | 0 | 0 | 0
2016-12-07 14:00 | 0 | 0 | 0 | 0 | 0 | 515983.7949 | 32344.7052 | 483620 | 0 | 0 | 0 | 0 | 2142098.6193 | 3907348.8069 | 0 | 0 | 0 | 0 | 0 | 0 | 0 | 0 | 0 | 0 | 0 | 0 | 0 | 0 | 0 | 50442.5186 | 14265.9815 | 0 | 0 | 0 | 0 | 0 | 0 | 0 | 0 | 0 | 0 | 0 | 0 | 0 | 0
2016-12-07 15:00 | 0 | 0 | 0 | 0 | 0 | 0 | 317474.4583 | 482502 | 0 | 0 | 0 | 0 | 1962805.096 | 3921614.7885 | 0 | 0 | 0 | 0 | 0 | 0 | 0 | 0 | 0 | 0 | 0 | 0 | 0 | 0 | 0 | -179293.5232 | 14265.9815 | 0 | 0 | 0 | 0 | 0 | 0 | 0 | 0 | 0 | 0 | 0 | 0 | 0 | 0
2016-12-07 16:00 | 0 | 0 | 0 | 0 | 0 | 0 | 480278.0744 | 477539 | 0 | 0 | 0 | 0 | 1951278.189 | 3935880.77 | 0 | 0 | 0 | 0 | 0 | 0 | 0 | 0 | 0 | 0 | 0 | 0 | 0 | 0 | 0 | -11526.9071 | 14265.9815 | 0 | 0 | 0 | 0 | 0 | 0 | 0 | 0 | 0 | 0 | 0 | 0 | 0 | 0
2016-12-07 17:00 | 0 | 0 | 0 | 0 | 0 | 0 | 504504.99 | 472931 | 0 | 0 | 0 | 0 | 1968586.1975 | 3950146.7515 | 0 | 0 | 0 | 0 | 0 | 0 | 0 | 0 | 0 | 0 | 0 | 0 | 0 | 0 | 0 | 17308.0085 | 14265.9815 | 0 | 0 | 0 | 0 | 0 | 0 | 0 | 0 | 0 | 0 | 0 | 0 | 0 | 0
2016-12-07 18:00 | 0 | 0 | 0 | 0 | 0 | 0 | 482846.9132 | 468546 | 0 | 0 | 0 | 0 | 1968621.1292 | 3964412.7331 | 0 | 0 | 0 | 0 | 0 | 0 | 0 | 0 | 0 | 0 | 0 | 0 | 0 | 0 | 0 | 34.9317 | 14265.9815 | 0 | 0 | 0 | 0 | 0 | 0 | 0 | 0 | 0 | 0 | 0 | 0 | 0 | 0
2016-12-07 19:00 | 0 | 0 | 0 | 0 | 0 | 0 | 466987.1063 | 465826 | 0 | 0 | 0 | 0 | 1955516.2539 | 3978678.7146 | 0 | 0 | 0 | 0 | 0 | 0 | 0 | 0 | 0 | 0 | 0 | 0 | 0 | 0 | 0 | -13104.8753 | 14265.9815 | 0 | 0 | 0 | 0 | 0 | 0 | 0 | 0 | 0 | 0 | 0 | 0 | 0 | 0
2016-12-07 20:00 | 0 | 0 | 0 | 0 | 0 | 267694.2458 | 470512.8407 | 464802 | 0 | 0 | 0 | 0 | 2214655.3588 | 3992944.6961 | 0 | 0 | 0 | 0 | 0 | 0 | 0 | 0 | 0 | 0 | 0 | 0 | 0 | 0 | 0 | 259139.105 | 14265.9815 | 0 | 0 | 0 | 0 | 0 | 0 | 0 | 0 | 0 | 0 | 0 | 0 | 0 | 0
2016-12-07 21:00 | 0 | 0 | 0 | 0 | 0 | 0 | 466987.068 | 470564 | 0 | 0 | 0 | 0 | 2196812.4454 | 4007210.6777 | 0 | 0 | 0 | 0 | 0 | 0 | 0 | 0 | 0 | 0 | 0 | 0 | 0 | 0 | 0 | -17842.9135 | 14265.9815 | 0 | 0 | 0 | 0 | 0 | 0 | 0 | 0 | 0 | 0 | 0 | 0 | 0 | 0
2016-12-07 22:00 | 0 | 0 | 0 | 0 | 0 | 0 | 400507.3571 | 490794 | 0 | 0 | 0 | 0 | 2092259.8209 | 4021476.6592 | 0 | 0 | 0 | 0 | 0 | 0 | 0 | 0 | 0 | 0 | 0 | 0 | 0 | 0 | 0 | -104552.6245 | 14265.9815 | 0 | 0 | 0 | 0 | 0 | 0 | 0 | 0 | 0 | 0 | 0 | 0 | 0 | 0
2016-12-07 23:00 | 0 | 0 | 0 | 0 | 0 | 640728.8347 | 136891.8107 | 508905 | 0 | 0 | 0 | 0 | 2346709.4848 | 4035742.6407 | 0 | 0 | 0 | 0 | 0 | 0 | 0 | 0 | 0 | 0 | 0 | 0 | 0 | 0 | 0 | 254449.6639 | 14265.9815 | 0 | 0 | 0 | 0 | 0 | 0 | 0 | 0 | 0 | 0 | 0 | 0 | 0 | 0
2016-12-08 | 0 | 0 | 0 | 0 | 0 | 637884.1856 | 1705.4396 | 515767 | 0 | 0 | 0 | 0 | 2456266.1284 | 4050008.6223 | 0 | 0 | 0 | 0 | 0 | 0 | 0 | 0 | 0 | 0 | 0 | 0 | 0 | 0 | 0 | 109556.6437 | 14265.9815 | 0 | 0 | 0 | 0 | 0 | 0 | 0 | 0 | 0 | 0 | 0 | 0 | 0 | 0
2016-12-08 01:00 | 0 | 0 | 0 | 0 | 0 | 633702.3814 | 0 | 515797 | 0 | 0 | 0 | 0 | 2559905.5283 | 4064274.6038 | 0 | 0 | 0 | 0 | 0 | 0 | 0 | 0 | 0 | 0 | 0 | 0 | 0 | 0 | 0 | 103639.3999 | 14265.9815 | 0 | 0 | 0 | 0 | 0 | 0 | 0 | 0 | 0 | 0 | 0 | 0 | 0 | 0
2016-12-08 02:00 | 0 | 0 | 0 | 0 | 0 | 259360.8766 | 0 | 504234 | 0 | 0 | 0 | 0 | 2300766.4234 | 4078540.5853 | 0 | 0 | 0 | 0 | 0 | 0 | 0 | 0 | 0 | 0 | 0 | 0 | 0 | 0 | 0 | -259139.105 | 14265.9815 | 0 | 0 | 0 | 0 | 0 | 0 | 0 | 0 | 0 | 0 | 0 | 0 | 0 | 0
2016-12-08 03:00 | 0 | 0 | 0 | 0 | 0 | 606426.9798 | 0 | 483118 | 0 | 0 | 0 | 0 | 2409809.4216 | 4092806.5668 | 0 | 0 | 0 | 0 | 0 | 0 | 0 | 0 | 0 | 0 | 0 | 0 | 0 | 0 | 0 | 109042.9982 | 14265.9815 | 0 | 0 | 0 | 0 | 0 | 0 | 0 | 0 | 0 | 0 | 0 | 0 | 0 | 0
2016-12-08 04:00 | 0 | 0 | 0 | 0 | 0 | 388608.4232 | 0 | 458668 | 0 | 0 | 0 | 0 | 2325483.8633 | 4107072.5484 | 0 | 0 | 0 | 0 | 0 | 0 | 0 | 0 | 0 | 0 | 0 | 0 | 0 | 0 | 0 | -84325.5583 | 14265.9815 | 0 | 0 | 0 | 0 | 0 | 0 | 0 | 0 | 0 | 0 | 0 | 0 | 0 | 0
2016-12-08 05:00 | 0 | 0 | 0 | 0 | 0 | 579959.52 | 0 | 436373 | 0 | 0 | 0 | 0 | 2454804.4017 | 4121338.5299 | 0 | 0 | 0 | 0 | 0 | 0 | 0 | 0 | 0 | 0 | 0 | 0 | 0 | 0 | 0 | 129320.5385 | 14265.9815 | 0 | 0 | 0 | 0 | 0 | 0 | 0 | 0 | 0 | 0 | 0 | 0 | 0 | 0
2016-12-08 06:00 | 0 | 0 | 0 | 0 | 0 | 575832.4224 | 0 | 420643 | 0 | 0 | 0 | 0 | 2609993.8242 | 4121338.5299 | 0 | 0 | 0 | 0 | 0 | 0 | 0 | 0 | 0 | 0 | 0 | 0 | 0 | 0 | 0 | 155189.4224 | 0 | 0 | 0 | 0 | 0 | 0 | 0 | 0 | 0 | 0 | 0 | 0 | 0 | 0 | 0
2016-12-08 07:00 | 0 | 0 | 0 | 0 | 0 | 570119.8867 | 0 | 410867 | 0 | 0 | 0 | 0 | 2754980.7294 | 4135604.5114 | 0 | 0 | 0 | 0 | 0 | 0 | 0 | 0 | 0 | 0 | 0 | 0 | 0 | 0 | 0 | 144986.9052 | 14265.9815 | 0 | 0 | 0 | 0 | 0 | 0 | 0 | 0 | 0 | 0 | 0 | 0 | 0 | 0
2016-12-08 08:00 | 0 | 0 | 0 | 0 | 0 | 561040.7968 | 0 | 406984 | 0 | 0 | 0 | 0 | 2894771.5446 | 4149870.493 | 0 | 0 | 0 | 0 | 0 | 0 | 0 | 0 | 0 | 0 | 0 | 0 | 0 | 0 | 0 | 139790.8153 | 14265.9815 | 0 | 0 | 0 | 0 | 0 | 0 | 0 | 0 | 0 | 0 | 0 | 0 | 0 | 0
2016-12-08 09:00 | 0 | 0 | 0 | 0 | 0 | 165814.8766 | 0 | 410688 | 0 | 0 | 0 | 0 | 2635632.4397 | 4164136.4745 | 0 | 0 | 0 | 0 | 0 | 0 | 0 | 0 | 0 | 0 | 0 | 0 | 0 | 0 | 0 | -259139.105 | 14265.9815 | 0 | 0 | 0 | 0 | 0 | 0 | 0 | 0 | 0 | 0 | 0 | 0 | 0 | 0
2016-12-08 10:00 | 0 | 0 | 0 | 0 | 0 | 180702.8766 | 0 | 425576 | 0 | 0 | 0 | 0 | 2376493.3347 | 4178402.456 | 0 | 0 | 0 | 0 | 0 | 0 | 0 | 0 | 0 | 0 | 0 | 0 | 0 | 0 | 0 | -259139.105 | 14265.9815 | 0 | 0 | 0 | 0 | 0 | 0 | 0 | 0 | 0 | 0 | 0 | 0 | 0 | 0
2016-12-08 11:00 | 0 | 0 | 0 | 0 | 0 | 519185.8731 | 0 | 455738 | 0 | 0 | 0 | 0 | 2425675.2263 | 4192668.4376 | 0 | 0 | 0 | 0 | 0 | 0 | 0 | 0 | 0 | 0 | 0 | 0 | 0 | 0 | 0 | 49181.8916 | 14265.9815 | 0 | 0 | 0 | 0 | 0 | 0 | 0 | 0 | 0 | 0 | 0 | 0 | 0 | 0
2016-12-08 12:00 | 0 | 0 | 0 | 0 | 0 | 241727.8766 | 0 | 486601 | 0 | 0 | 0 | 0 | 2166536.1213 | 4206934.4191 | 0 | 0 | 0 | 0 | 0 | 0 | 0 | 0 | 0 | 0 | 0 | 0 | 0 | 0 | 0 | -259139.105 | 14265.9815 | 0 | 0 | 0 | 0 | 0 | 0 | 0 | 0 | 0 | 0 | 0 | 0 | 0 | 0
2016-12-08 13:00 | 0 | 0 | 0 | 0 | 0 | 473978.7063 | 0 | 499919 | 0 | 0 | 0 | 0 | 2126329.8461 | 4221200.4006 | 0 | 0 | 0 | 0 | 0 | 0 | 0 | 0 | 0 | 0 | 0 | 0 | 0 | 0 | 0 | -40206.2752 | 14265.9815 | 0 | 0 | 0 | 0 | 0 | 0 | 0 | 0 | 0 | 0 | 0 | 0 | 0 | 0
2016-12-08 14:00 | 0 | 0 | 0 | 0 | 0 | 461860.3017 | 37286.7555 | 505890 | 0 | 0 | 0 | 0 | 2105320.9217 | 4235466.3822 | 0 | 0 | 0 | 0 | 0 | 0 | 0 | 0 | 0 | 0 | 0 | 0 | 0 | 0 | 0 | -21008.9244 | 14265.9815 | 0 | 0 | 0 | 0 | 0 | 0 | 0 | 0 | 0 | 0 | 0 | 0 | 0 | 0
2016-12-08 15:00 | 0 | 0 | 0 | 0 | 0 | 464616.079 | 316365.0075 | 507576 | 0 | 0 | 0 | 0 | 2364460.0267 | 4249732.3637 | 0 | 0 | 0 | 0 | 0 | 0 | 0 | 0 | 0 | 0 | 0 | 0 | 0 | 0 | 0 | 259139.105 | 14265.9815 | 0 | 0 | 0 | 0 | 0 | 0 | 0 | 0 | 0 | 0 | 0 | 0 | 0 | 0
2016-12-08 16:00 | 0 | 0 | 0 | 0 | 0 | 90696.2896 | 461335.0666 | 504190 | 0 | 0 | 0 | 0 | 2398035.4014 | 4263998.3452 | 0 | 0 | 0 | 0 | 0 | 0 | 0 | 0 | 0 | 0 | 0 | 0 | 0 | 0 | 0 | 33575.3747 | 14265.9815 | 0 | 0 | 0 | 0 | 0 | 0 | 0 | 0 | 0 | 0 | 0 | 0 | 0 | 0
2016-12-08 17:00 | 0 | 0 | 0 | 0 | 0 | 0 | 492541.9149 | 499818 | 0 | 0 | 0 | 0 | 2376493.3347 | 4278264.3268 | 0 | 0 | 0 | 0 | 0 | 0 | 0 | 0 | 0 | 0 | 0 | 0 | 0 | 0 | 0 | -21542.0667 | 14265.9815 | 0 | 0 | 0 | 0 | 0 | 0 | 0 | 0 | 0 | 0 | 0 | 0 | 0 | 0
2016-12-08 18:00 | 0 | 0 | 0 | 0 | 0 | 290774.2481 | 478818.8384 | 496188 | 0 | 0 | 0 | 0 | 2635632.4397 | 4292530.3083 | 0 | 0 | 0 | 0 | 0 | 0 | 0 | 0 | 0 | 0 | 0 | 0 | 0 | 0 | 0 | 259139.105 | 14265.9815 | 0 | 0 | 0 | 0 | 0 | 0 | 0 | 0 | 0 | 0 | 0 | 0 | 0 | 0
2016-12-08 19:00 | 0 | 0 | 0 | 0 | 0 | 299606.0567 | 467781.0298 | 493982 | 0 | 0 | 0 | 0 | 2894771.5446 | 4306796.2898 | 0 | 0 | 0 | 0 | 0 | 0 | 0 | 0 | 0 | 0 | 0 | 0 | 0 | 0 | 0 | 259139.105 | 14265.9815 | 0 | 0 | 0 | 0 | 0 | 0 | 0 | 0 | 0 | 0 | 0 | 0 | 0 | 0
2016-12-08 20:00 | 0 | 0 | 0 | 0 | 0 | 0 | 475703.9257 | 492492 | 0 | 0 | 0 | 0 | 2863717.4888 | 4321062.2714 | 0 | 0 | 0 | 0 | 0 | 0 | 0 | 0 | 0 | 0 | 0 | 0 | 0 | 0 | 0 | -31054.0558 | 14265.9815 | 0 | 0 | 0 | 0 | 0 | 0 | 0 | 0 | 0 | 0 | 0 | 0 | 0 | 0
2016-12-08 21:00 | 0 | 0 | 0 | 0 | 0 | 0 | 481566.4437 | 500117 | 0 | 0 | 0 | 0 | 2830900.951 | 4335328.2529 | 0 | 0 | 0 | 0 | 0 | 0 | 0 | 0 | 0 | 0 | 0 | 0 | 0 | 0 | 0 | -32816.5378 | 14265.9815 | 0 | 0 | 0 | 0 | 0 | 0 | 0 | 0 | 0 | 0 | 0 | 0 | 0 | 0
2016-12-08 22:00 | 0 | 0 | 0 | 0 | 0 | 191224.4471 | 409014.1281 | 522102 | 0 | 0 | 0 | 0 | 2894771.5446 | 4349594.2344 | 0 | 0 | 0 | 0 | 0 | 0 | 0 | 0 | 0 | 0 | 0 | 0 | 0 | 0 | 0 | 63870.5936 | 14265.9815 | 0 | 0 | 0 | 0 | 0 | 0 | 0 | 0 | 0 | 0 | 0 | 0 | 0 | 0
2016-12-08 23:00 | 0 | 0 | 0 | 0 | 0 | 226253.6412 | 152524.4945 | 540306 | 0 | 0 | 0 | 0 | 2842186.4896 | 4240651.4253 | 0 | 0 | 0 | 0 | 0 | 0 | 0 | 0 | 0 | 0 | 0 | 0 | 0 | 0 | 0 | -52585.0551 | 0 | 108942.8092 | 0 | 0 | 0 | 0 | 0 | 0 | 0 | 0 | 0 | 0 | 0 | 0 | 0
2016-12-09 | 0 | 0 | 0 | 0 | 0 | 227673.0329 | 939.9677 | 548078 | 0 | 0 | 0 | 0 | 2631664.2993 | 4131708.6161 | 0 | 0 | 0 | 0 | 0 | 0 | 0 | 0 | 0 | 0 | 0 | 0 | 0 | 0 | 0 | -210522.1902 | 0 | 108942.8092 | 0 | 0 | 0 | 0 | 0 | 0 | 0 | 0 | 0 | 0 | 0 | 0 | 0
2016-12-09 01:00 | 0 | 0 | 0 | 0 | 0 | 219557.7285 | 0 | 548669 | 0 | 0 | 0 | 0 | 2411495.8369 | 4022765.807 | 0 | 0 | 0 | 0 | 0 | 0 | 0 | 0 | 0 | 0 | 0 | 0 | 0 | 0 | 0 | -220168.4624 | 0 | 108942.8092 | 0 | 0 | 0 | 0 | 0 | 0 | 0 | 0 | 0 | 0 | 0 | 0 | 0
2016-12-09 02:00 | 0 | 0 | 0 | 0 | 0 | 203991.6075 | 0 | 537696 | 0 | 0 | 0 | 0 | 2186734.2536 | 3913822.9978 | 0 | 0 | 0 | 0 | 0 | 0 | 0 | 0 | 0 | 0 | 0 | 0 | 0 | 0 | 0 | -224761.5834 | 0 | 108942.8092 | 0 | 0 | 0 | 0 | 0 | 0 | 0 | 0 | 0 | 0 | 0 | 0 | 0
2016-12-09 03:00 | 0 | 0 | 0 | 0 | 0 | 190083.5754 | 0 | 516390 | 0 | 0 | 0 | 0 | 1969370.6381 | 3804880.1887 | 0 | 0 | 0 | 0 | 0 | 0 | 0 | 0 | 0 | 0 | 0 | 0 | 0 | 0 | 0 | -217363.6155 | 0 | 108942.8092 | 0 | 0 | 0 | 0 | 0 | 0 | 0 | 0 | 0 | 0 | 0 | 0 | 0
2016-12-09 04:00 | 0 | 0 | 0 | 0 | 0 | 185794.1864 | 0 | 492244 | 0 | 0 | 0 | 0 | 1771863.6336 | 3695937.3795 | 0 | 0 | 0 | 0 | 0 | 0 | 0 | 0 | 0 | 0 | 0 | 0 | 0 | 0 | 0 | -197507.0044 | 0 | 108942.8092 | 0 | 0 | 0 | 0 | 0 | 0 | 0 | 0 | 0 | 0 | 0 | 0 | 0
2016-12-09 05:00 | 0 | 0 | 0 | 0 | 0 | 188453.6155 | 0 | 472568 | 0 | 0 | 0 | 0 | 1596692.0583 | 3586994.5704 | 0 | 0 | 0 | 0 | 0 | 0 | 0 | 0 | 0 | 0 | 0 | 0 | 0 | 0 | 0 | -175171.5753 | 0 | 108942.8092 | 0 | 0 | 0 | 0 | 0 | 0 | 0 | 0 | 0 | 0 | 0 | 0 | 0
2016-12-09 06:00 | 0 | 0 | 0 | 0 | 0 | 195061.4981 | 0 | 457516 | 0 | 0 | 0 | 0 | 1443180.3656 | 3478051.7612 | 0 | 0 | 0 | 0 | 0 | 0 | 0 | 0 | 0 | 0 | 0 | 0 | 0 | 0 | 0 | -153511.6927 | 0 | 108942.8092 | 0 | 0 | 0 | 0 | 0 | 0 | 0 | 0 | 0 | 0 | 0 | 0 | 0
2016-12-09 07:00 | 0 | 0 | 0 | 0 | 0 | 197359.868 | 0 | 449077 | 0 | 0 | 0 | 0 | 1300406.0428 | 3369108.952 | 0 | 0 | 0 | 0 | 0 | 0 | 0 | 0 | 0 | 0 | 0 | 0 | 0 | 0 | 0 | -142774.3228 | 0 | 108942.8092 | 0 | 0 | 0 | 0 | 0 | 0 | 0 | 0 | 0 | 0 | 0 | 0 | 0
2016-12-09 08:00 | 0 | 0 | 0 | 0 | 0 | 201252.6196 | 0 | 446304 | 0 | 0 | 0 | 0 | 1164297.4715 | 3260166.1429 | 0 | 0 | 0 | 0 | 0 | 0 | 0 | 0 | 0 | 0 | 0 | 0 | 0 | 0 | 0 | -136108.5712 | 0 | 108942.8092 | 0 | 0 | 0 | 0 | 0 | 0 | 0 | 0 | 0 | 0 | 0 | 0 | 0
2016-12-09 09:00 | 0 | 0 | 0 | 0 | 0 | 199803.6465 | 0 | 449959 | 0 | 0 | 0 | 0 | 1023084.9272 | 3151223.3337 | 0 | 0 | 0 | 0 | 0 | 0 | 0 | 0 | 0 | 0 | 0 | 0 | 0 | 0 | 0 | -141212.5444 | 0 | 108942.8092 | 0 | 0 | 0 | 0 | 0 | 0 | 0 | 0 | 0 | 0 | 0 | 0 | 0
2016-12-09 10:00 | 0 | 0 | 0 | 0 | 0 | 192814.2108 | 0 | 463778 | 0 | 0 | 0 | 0 | 861063.9472 | 3042280.5246 | 0 | 0 | 0 | 0 | 0 | 0 | 0 | 0 | 0 | 0 | 0 | 0 | 0 | 0 | 0 | -162020.98 | 0 | 108942.8092 | 0 | 0 | 0 | 0 | 0 | 0 | 0 | 0 | 0 | 0 | 0 | 0 | 0
2016-12-09 11:00 | 0 | 0 | 0 | 0 | 0 | 186725.7327 | 0 | 495626 | 0 | 0 | 0 | 0 | 661106.489 | 2933337.7154 | 0 | 0 | 0 | 0 | 0 | 0 | 0 | 0 | 0 | 0 | 0 | 0 | 0 | 0 | 0 | -199957.4582 | 0 | 108942.8092 | 0 | 0 | 0 | 0 | 0 | 0 | 0 | 0 | 0 | 0 | 0 | 0 | 0
2016-12-09 12:00 | 0 | 0 | 0 | 0 | 0 | 180551.599 | 0 | 525030 | 0 | 0 | 0 | 0 | 425570.8971 | 2824394.9063 | 0 | 0 | 0 | 0 | 0 | 0 | 0 | 0 | 0 | 0 | 0 | 0 | 0 | 0 | 0 | -235535.5918 | 0 | 108942.8092 | 0 | 0 | 0 | 0 | 0 | 0 | 0 | 0 | 0 | 0 | 0 | 0 | 0
2016-12-09 13:00 | 0 | 0 | 0 | 0 | 0 | 177206.566 | 0 | 533803 | 0 | 0 | 0 | 0 | 177917.2722 | 2715452.0971 | 0 | 0 | 0 | 0 | 0 | 0 | 0 | 0 | 0 | 0 | 0 | 0 | 0 | 0 | 0 | -247653.6249 | 0 | 108942.8092 | 0 | 0 | 0 | 0 | 0 | 0 | 0 | 0 | 0 | 0 | 0 | 0 | 0
2016-12-09 14:00 | 0 | 0 | 0 | 0 | 0 | 170401.9171 | 76082.0015 | 533344 | 0 | 0 | 0 | 0 | 0 | 2606509.288 | 0 | 0 | 0 | 0 | 0 | 0 | 0 | 0 | 0 | 0 | 0 | 0 | 0 | 0 | 0 | -177917.2722 | 0 | 108942.8092 | 0 | 0 | 0 | 0 | 0 | 0 | 0 | 0 | 0 | 0 | 0 | 0 | 0
2016-12-09 15:00 | 0 | 0 | 0 | 0 | 0 | 182169.9205 | 343311.6224 | 528271 | 0 | 0 | 0 | 0 | 106153.3521 | 2497566.4788 | 0 | 0 | 0 | 0 | 0 | 0 | 0 | 0 | 0 | 0 | 0 | 0 | 0 | 0 | 0 | 106153.3521 | 0 | 108942.8092 | 0 | 0 | 0 | 0 | 0 | 0 | 0 | 0 | 0 | 0 | 0 | 0 | 0
2016-12-09 16:00 | 0 | 0 | 0 | 0 | 0 | 180750.6569 | 460051.8836 | 518734 | 0 | 0 | 0 | 0 | 337164.7017 | 2388623.6697 | 0 | 0 | 0 | 0 | 0 | 0 | 0 | 0 | 0 | 0 | 0 | 0 | 0 | 0 | 0 | 231011.3496 | 0 | 108942.8092 | 0 | 0 | 0 | 0 | 0 | 0 | 0 | 0 | 0 | 0 | 0 | 0 | 0
2016-12-09 17:00 | 0 | 0 | 0 | 0 | 0 | 171319.0622 | 480619.7584 | 508481 | 0 | 0 | 0 | 0 | 589565.3315 | 2279680.8605 | 0 | 0 | 0 | 0 | 0 | 0 | 0 | 0 | 0 | 0 | 0 | 0 | 0 | 0 | 0 | 252400.6298 | 0 | 108942.8092 | 0 | 0 | 0 | 0 | 0 | 0 | 0 | 0 | 0 | 0 | 0 | 0 | 0
2016-12-09 18:00 | 0 | 0 | 0 | 0 | 0 | 165278.1316 | 473596.0344 | 499720 | 0 | 0 | 0 | 0 | 837662.3067 | 2170738.0514 | 0 | 0 | 0 | 0 | 0 | 0 | 0 | 0 | 0 | 0 | 0 | 0 | 0 | 0 | 0 | 248096.9752 | 0 | 108942.8092 | 0 | 0 | 0 | 0 | 0 | 0 | 0 | 0 | 0 | 0 | 0 | 0 | 0
2016-12-09 19:00 | 0 | 0 | 0 | 0 | 0 | 158410.0967 | 478634.8473 | 493059 | 0 | 0 | 0 | 0 | 1090591.0598 | 2061795.2422 | 0 | 0 | 0 | 0 | 0 | 0 | 0 | 0 | 0 | 0 | 0 | 0 | 0 | 0 | 0 | 252928.7532 | 0 | 108942.8092 | 0 | 0 | 0 | 0 | 0 | 0 | 0 | 0 | 0 | 0 | 0 | 0 | 0
2016-12-09 20:00 | 0 | 0 | 0 | 0 | 0 | 149188.9572 | 499108.4704 | 489983 | 0 | 0 | 0 | 0 | 1349730.1648 | 1960970.5648 | 0 | 0 | 0 | 0 | 0 | 0 | 0 | 0 | 0 | 0 | 0 | 0 | 0 | 0 | 0 | 259139.105 | 8118.1317 | 108942.8092 | 0 | 0 | 0 | 0 | 0 | 0 | 0 | 0 | 0 | 0 | 0 | 0 | 0
2016-12-09 21:00 | 0 | 0 | 0 | 0 | 0 | 133616.6814 | 505033.9272 | 497648 | 0 | 0 | 0 | 0 | 1599675.5826 | 1852027.7556 | 0 | 0 | 0 | 0 | 0 | 0 | 0 | 0 | 0 | 0 | 0 | 0 | 0 | 0 | 0 | 249945.4178 | 0 | 108942.8092 | 0 | 0 | 0 | 0 | 0 | 0 | 0 | 0 | 0 | 0 | 0 | 0 | 0
2016-12-09 22:00 | 0 | 0 | 0 | 0 | 0 | 136689.8427 | 431873.6704 | 518119 | 0 | 0 | 0 | 0 | 1759062.9048 | 1743084.9465 | 0 | 0 | 0 | 0 | 0 | 0 | 0 | 0 | 0 | 0 | 0 | 0 | 0 | 0 | 0 | 159387.3223 | 0 | 108942.8092 | 0 | 0 | 0 | 0 | 0 | 0 | 0 | 0 | 0 | 0 | 0 | 0 | 0
2016-12-09 23:00 | 0 | 0 | 0 | 0 | 0 | 213364.1243 | 143053.8901 | 534333 | 0 | 0 | 0 | 0 | 1690090.7284 | 1634142.1373 | 0 | 0 | 0 | 0 | 0 | 0 | 0 | 0 | 0 | 0 | 0 | 0 | 0 | 0 | 0 | -68972.1765 | 0 | 108942.8092 | 0 | 0 | 0 | 0 | 0 | 0 | 0 | 0 | 0 | 0 | 0 | 0 | 0
2016-12-10 | 0 | 0 | 0 | 0 | 0 | 278347.5694 | 1712.4321 | 539440 | 0 | 0 | 0 | 0 | 1539653.539 | 1525199.3281 | 0 | 0 | 0 | 0 | 0 | 0 | 0 | 0 | 0 | 0 | 0 | 0 | 0 | 0 | 0 | -150437.1894 | 0 | 108942.8092 | 0 | 0 | 0 | 0 | 0 | 0 | 0 | 0 | 0 | 0 | 0 | 0 | 0
2016-12-10 01:00 | 0 | 0 | 0 | 0 | 0 | 300426.2047 | 0 | 539358 | 0 | 0 | 0 | 0 | 1409664.5529 | 1416256.519 | 0 | 0 | 0 | 0 | 0 | 0 | 0 | 0 | 0 | 0 | 0 | 0 | 0 | 0 | 0 | -129988.9861 | 0 | 108942.8092 | 0 | 0 | 0 | 0 | 0 | 0 | 0 | 0 | 0 | 0 | 0 | 0 | 0
2016-12-10 02:00 | 0 | 0 | 0 | 0 | 0 | 298797.6523 | 0 | 531113 | 0 | 0 | 0 | 0 | 1286292.0143 | 1307313.7098 | 0 | 0 | 0 | 0 | 0 | 0 | 0 | 0 | 0 | 0 | 0 | 0 | 0 | 0 | 0 | -123372.5386 | 0 | 108942.8092 | 0 | 0 | 0 | 0 | 0 | 0 | 0 | 0 | 0 | 0 | 0 | 0 | 0
2016-12-10 03:00 | 0 | 0 | 0 | 0 | 0 | 289877.8289 | 0 | 515810 | 0 | 0 | 0 | 0 | 1169302.6523 | 1198370.9007 | 0 | 0 | 0 | 0 | 0 | 0 | 0 | 0 | 0 | 0 | 0 | 0 | 0 | 0 | 0 | -116989.362 | 0 | 108942.8092 | 0 | 0 | 0 | 0 | 0 | 0 | 0 | 0 | 0 | 0 | 0 | 0 | 0
2016-12-10 04:00 | 0 | 0 | 0 | 0 | 0 | 278291.3333 | 0 | 495884 | 0 | 0 | 0 | 0 | 1060652.7948 | 1089428.0915 | 0 | 0 | 0 | 0 | 0 | 0 | 0 | 0 | 0 | 0 | 0 | 0 | 0 | 0 | 0 | -108649.8575 | 0 | 108942.8092 | 0 | 0 | 0 | 0 | 0 | 0 | 0 | 0 | 0 | 0 | 0 | 0 | 0
2016-12-10 05:00 | 0 | 0 | 0 | 0 | 0 | 263065.5726 | 0 | 477552 | 0 | 0 | 0 | 0 | 955109.1765 | 980485.2824 | 0 | 0 | 0 | 0 | 0 | 0 | 0 | 0 | 0 | 0 | 0 | 0 | 0 | 0 | 0 | -105543.6183 | 0 | 108942.8092 | 0 | 0 | 0 | 0 | 0 | 0 | 0 | 0 | 0 | 0 | 0 | 0 | 0
2016-12-10 06:00 | 0 | 0 | 0 | 0 | 0 | 248114.2733 | 0 | 463945 | 0 | 0 | 0 | 0 | 848221.259 | 871542.4732 | 0 | 0 | 0 | 0 | 0 | 0 | 0 | 0 | 0 | 0 | 0 | 0 | 0 | 0 | 0 | -106887.9175 | 0 | 108942.8092 | 0 | 0 | 0 | 0 | 0 | 0 | 0 | 0 | 0 | 0 | 0 | 0 | 0
2016-12-10 07:00 | 0 | 0 | 0 | 0 | 0 | 235763.1362 | 0 | 454895 | 0 | 0 | 0 | 0 | 738032.2043 | 762599.6641 | 0 | 0 | 0 | 0 | 0 | 0 | 0 | 0 | 0 | 0 | 0 | 0 | 0 | 0 | 0 | -110189.0547 | 0 | 108942.8092 | 0 | 0 | 0 | 0 | 0 | 0 | 0 | 0 | 0 | 0 | 0 | 0 | 0
2016-12-10 08:00 | 0 | 0 | 0 | 0 | 0 | 228251.8774 | 0 | 449580 | 0 | 0 | 0 | 0 | 625646.8908 | 653656.8549 | 0 | 0 | 0 | 0 | 0 | 0 | 0 | 0 | 0 | 0 | 0 | 0 | 0 | 0 | 0 | -112385.3135 | 0 | 108942.8092 | 0 | 0 | 0 | 0 | 0 | 0 | 0 | 0 | 0 | 0 | 0 | 0 | 0
2016-12-10 09:00 | 0 | 0 | 0 | 0 | 0 | 228145.8021 | 0 | 450270 | 0 | 0 | 0 | 0 | 512465.502 | 544714.0458 | 0 | 0 | 0 | 0 | 0 | 0 | 0 | 0 | 0 | 0 | 0 | 0 | 0 | 0 | 0 | -113181.3888 | 0 | 108942.8092 | 0 | 0 | 0 | 0 | 0 | 0 | 0 | 0 | 0 | 0 | 0 | 0 | 0
2016-12-10 10:00 | 0 | 0 | 0 | 0 | 0 | 233792.3129 | 0 | 455532 | 0 | 0 | 0 | 0 | 399668.6241 | 435771.2366 | 0 | 0 | 0 | 0 | 0 | 0 | 0 | 0 | 0 | 0 | 0 | 0 | 0 | 0 | 0 | -112796.8779 | 0 | 108942.8092 | 0 | 0 | 0 | 0 | 0 | 0 | 0 | 0 | 0 | 0 | 0 | 0 | 0
2016-12-10 11:00 | 0 | 0 | 0 | 0 | 0 | 244851.7248 | 0 | 468218 | 0 | 0 | 0 | 0 | 285245.158 | 326828.4275 | 0 | 0 | 0 | 0 | 0 | 0 | 0 | 0 | 0 | 0 | 0 | 0 | 0 | 0 | 0 | -114423.466 | 0 | 108942.8092 | 0 | 0 | 0 | 0 | 0 | 0 | 0 | 0 | 0 | 0 | 0 | 0 | 0
2016-12-10 12:00 | 0 | 0 | 0 | 0 | 0 | 259777.9479 | 0 | 483684 | 0 | 0 | 0 | 0 | 170281.9151 | 217885.6183 | 0 | 0 | 0 | 0 | 0 | 0 | 0 | 0 | 0 | 0 | 0 | 0 | 0 | 0 | 0 | -114963.2429 | 0 | 108942.8092 | 0 | 0 | 0 | 0 | 0 | 0 | 0 | 0 | 0 | 0 | 0 | 0 | 0
2016-12-10 13:00 | 0 | 0 | 0 | 0 | 0 | 277218.9588 | 0 | 496268 | 0 | 0 | 0 | 0 | 60175.6831 | 108942.8092 | 0 | 0 | 0 | 0 | 0 | 0 | 0 | 0 | 0 | 0 | 0 | 0 | 0 | 0 | 0 | -110106.232 | 0 | 108942.8092 | 0 | 0 | 0 | 0 | 0 | 0 | 0 | 0 | 0 | 0 | 0 | 0 | 0
2016-12-10 14:00 | 0 | 0 | 0 | 0 | 0 | 259806.8852 | 70519.6226 | 499445 | 0 | 0 | 0 | 0 | 0 | 0 | 0 | 0 | 0 | 0 | 0 | 0 | 0 | 0 | 0 | 0 | 0 | 0 | 0 | 0 | 0 | -60175.6831 | 0 | 108942.8092 | 0 | 0 | 0 | 0 | 0 | 0 | 0 | 0 | 0 | 0 | 0 | 0 | 0
2016-12-10 15:00 | 0 | 0 | 0 | 0 | 0 | 160951.0369 | 332831.9631 | 493783 | 0 | 0 | 0 | 0 | 0 | 0 | 0 | 0 | 0 | 0 | 0 | 0 | 0 | 0 | 0 | 0 | 0 | 0 | 0 | 0 | 0 | 0 | 0 | 0 | 0 | 0 | 0 | 0 | 0 | 0 | 0 | 0 | 0 | 0 | 0 | 0 | 0
2016-12-10 16:00 | 0 | 0 | 0 | 0 | 0 | 295789.8821 | 448558.2229 | 485209 | 0 | 0 | 0 | 0 | 259139.105 | 0 | 0 | 0 | 0 | 0 | 0 | 0 | 0 | 0 | 0 | 0 | 0 | 0 | 0 | 0 | 0 | 259139.105 | 0 | 0 | 0 | 0 | 0 | 0 | 0 | 0 | 0 | 0 | 0 | 0 | 0 | 0 | 0
2016-12-10 17:00 | 0 | 0 | 0 | 0 | 0 | 262709.4519 | 472340.653 | 475911 | 0 | 0 | 0 | 0 | 518278.2099 | 0 | 0 | 0 | 0 | 0 | 0 | 0 | 0 | 0 | 0 | 0 | 0 | 0 | 0 | 0 | 0 | 259139.105 | 0 | 0 | 0 | 0 | 0 | 0 | 0 | 0 | 0 | 0 | 0 | 0 | 0 | 0 | 0
2016-12-10 18:00 | 0 | 0 | 0 | 0 | 0 | 261871.9655 | 462818.1394 | 465551 | 0 | 0 | 0 | 0 | 777417.3149 | 0 | 0 | 0 | 0 | 0 | 0 | 0 | 0 | 0 | 0 | 0 | 0 | 0 | 0 | 0 | 0 | 259139.105 | 0 | 0 | 0 | 0 | 0 | 0 | 0 | 0 | 0 | 0 | 0 | 0 | 0 | 0 | 0
2016-12-10 19:00 | 0 | 0 | 0 | 0 | 0 | 258651.2896 | 458113.8153 | 457626 | 0 | 0 | 0 | 0 | 1036556.4198 | 0 | 0 | 0 | 0 | 0 | 0 | 0 | 0 | 0 | 0 | 0 | 0 | 0 | 0 | 0 | 0 | 259139.105 | 0 | 0 | 0 | 0 | 0 | 0 | 0 | 0 | 0 | 0 | 0 | 0 | 0 | 0 | 0
2016-12-10 20:00 | 0 | 0 | 0 | 0 | 0 | 202271.5903 | 463430.5529 | 454752 | 0 | 0 | 0 | 0 | 1247506.563 | 0 | 0 | 0 | 0 | 0 | 0 | 0 | 0 | 0 | 0 | 0 | 0 | 0 | 0 | 0 | 0 | 210950.1432 | 0 | 0 | 0 | 0 | 0 | 0 | 0 | 0 | 0 | 0 | 0 | 0 | 0 | 0 | 0
2016-12-10 21:00 | 0 | 0 | 0 | 0 | 0 | 0 | 468201.9771 | 462525 | 0 | 0 | 0 | 0 | 1253183.5401 | 0 | 0 | 0 | 0 | 0 | 0 | 0 | 0 | 0 | 0 | 0 | 0 | 0 | 0 | 0 | 0 | 5676.9771 | 0 | 0 | 0 | 0 | 0 | 0 | 0 | 0 | 0 | 0 | 0 | 0 | 0 | 0 | 0
2016-12-10 22:00 | 0 | 0 | 0 | 0 | 0 | 345939.1739 | 395986.931 | 482787 | 0 | 0 | 0 | 0 | 1512322.645 | 0 | 0 | 0 | 0 | 0 | 0 | 0 | 0 | 0 | 0 | 0 | 0 | 0 | 0 | 0 | 0 | 259139.105 | 0 | 0 | 0 | 0 | 0 | 0 | 0 | 0 | 0 | 0 | 0 | 0 | 0 | 0 | 0
2016-12-10 23:00 | 0 | 0 | 0 | 0 | 0 | 603542.3353 | 132497.5425 | 498996 | 0 | 0 | 0 | 0 | 1749366.5228 | 0 | 0 | 0 | 0 | 0 | 0 | 0 | 0 | 0 | 0 | 0 | 0 | 0 | 0 | 0 | 0 | 237043.8778 | 0 | 0 | 0 | 0 | 0 | 0 | 0 | 0 | 0 | 0 | 0 | 0 | 0 | 0 | 0
2016-12-11 | 0 | 0 | 0 | 0 | 0 | 614443.3469 | 1628.3885 | 506135 | 0 | 0 | 0 | 0 | 1859303.2583 | 0 | 0 | 0 | 0 | 0 | 0 | 0 | 0 | 0 | 0 | 0 | 0 | 0 | 0 | 0 | 0 | 109936.7355 | 0 | 0 | 0 | 0 | 0 | 0 | 0 | 0 | 0 | 0 | 0 | 0 | 0 | 0 | 0
2016-12-11 01:00 | 0 | 0 | 0 | 0 | 0 | 605591.3889 | 0 | 506369 | 0 | 0 | 0 | 0 | 1958525.6472 | 0 | 0 | 0 | 0 | 0 | 0 | 0 | 0 | 0 | 0 | 0 | 0 | 0 | 0 | 0 | 0 | 99222.3889 | 0 | 0 | 0 | 0 | 0 | 0 | 0 | 0 | 0 | 0 | 0 | 0 | 0 | 0 | 0
2016-12-11 02:00 | 0 | 0 | 0 | 0 | 0 | 239580.895 | 0 | 498720 | 0 | 0 | 0 | 0 | 1699386.5423 | 0 | 0 | 0 | 0 | 0 | 0 | 0 | 0 | 0 | 0 | 0 | 0 | 0 | 0 | 0 | 0 | -259139.105 | 0 | 0 | 0 | 0 | 0 | 0 | 0 | 0 | 0 | 0 | 0 | 0 | 0 | 0 | 0
2016-12-11 03:00 | 0 | 0 | 0 | 0 | 0 | 567682.7632 | 0 | 485255 | 0 | 0 | 0 | 0 | 1781814.3054 | 0 | 0 | 0 | 0 | 0 | 0 | 0 | 0 | 0 | 0 | 0 | 0 | 0 | 0 | 0 | 0 | 82427.7632 | 0 | 0 | 0 | 0 | 0 | 0 | 0 | 0 | 0 | 0 | 0 | 0 | 0 | 0 | 0
2016-12-11 04:00 | 0 | 0 | 0 | 0 | 0 | 550227.0071 | 0 | 468080 | 0 | 0 | 0 | 0 | 1849695.3309 | 14265.9815 | 0 | 0 | 0 | 0 | 0 | 0 | 0 | 0 | 0 | 0 | 0 | 0 | 0 | 0 | 0 | 67881.0255 | 14265.9815 | 0 | 0 | 0 | 0 | 0 | 0 | 0 | 0 | 0 | 0 | 0 | 0 | 0 | 0
2016-12-11 05:00 | 0 | 0 | 0 | 0 | 0 | 538371.6967 | 0 | 451964 | 0 | 0 | 0 | 0 | 1921837.0461 | 28531.9631 | 0 | 0 | 0 | 0 | 0 | 0 | 0 | 0 | 0 | 0 | 0 | 0 | 0 | 0 | 0 | 72141.7151 | 14265.9815 | 0 | 0 | 0 | 0 | 0 | 0 | 0 | 0 | 0 | 0 | 0 | 0 | 0 | 0
2016-12-11 06:00 | 0 | 0 | 0 | 0 | 0 | 179277.895 | 0 | 438417 | 0 | 0 | 0 | 0 | 1662697.9411 | 28531.9631 | 0 | 0 | 0 | 0 | 0 | 0 | 0 | 0 | 0 | 0 | 0 | 0 | 0 | 0 | 0 | -259139.105 | 0 | 0 | 0 | 0 | 0 | 0 | 0 | 0 | 0 | 0 | 0 | 0 | 0 | 0 | 0
2016-12-11 07:00 | 0 | 0 | 0 | 0 | 0 | 524772.3608 | 0 | 428411 | 0 | 0 | 0 | 0 | 1744793.3204 | 42797.9446 | 0 | 0 | 0 | 0 | 0 | 0 | 0 | 0 | 0 | 0 | 0 | 0 | 0 | 0 | 0 | 82095.3793 | 14265.9815 | 0 | 0 | 0 | 0 | 0 | 0 | 0 | 0 | 0 | 0 | 0 | 0 | 0 | 0
2016-12-11 08:00 | 0 | 0 | 0 | 0 | 0 | 163784.895 | 0 | 422924 | 0 | 0 | 0 | 0 | 1485654.2154 | 42797.9446 | 0 | 0 | 0 | 0 | 0 | 0 | 0 | 0 | 0 | 0 | 0 | 0 | 0 | 0 | 0 | -259139.105 | 0 | 0 | 0 | 0 | 0 | 0 | 0 | 0 | 0 | 0 | 0 | 0 | 0 | 0 | 0
2016-12-11 09:00 | 0 | 0 | 0 | 0 | 0 | 505960.7302 | 0 | 420773 | 0 | 0 | 0 | 0 | 1556575.9641 | 57063.9261 | 0 | 0 | 0 | 0 | 0 | 0 | 0 | 0 | 0 | 0 | 0 | 0 | 0 | 0 | 0 | 70921.7487 | 14265.9815 | 0 | 0 | 0 | 0 | 0 | 0 | 0 | 0 | 0 | 0 | 0 | 0 | 0 | 0
2016-12-11 10:00 | 0 | 0 | 0 | 0 | 0 | 164223.895 | 0 | 423363 | 0 | 0 | 0 | 0 | 1297436.8591 | 57063.9261 | 0 | 0 | 0 | 0 | 0 | 0 | 0 | 0 | 0 | 0 | 0 | 0 | 0 | 0 | 0 | -259139.105 | 0 | 0 | 0 | 0 | 0 | 0 | 0 | 0 | 0 | 0 | 0 | 0 | 0 | 0 | 0
2016-12-11 11:00 | 0 | 0 | 0 | 0 | 0 | 461676.3911 | 0 | 429902 | 0 | 0 | 0 | 0 | 1329211.2503 | 57063.9261 | 0 | 0 | 0 | 0 | 0 | 0 | 0 | 0 | 0 | 0 | 0 | 0 | 0 | 0 | 0 | 31774.3911 | 0 | 0 | 0 | 0 | 0 | 0 | 0 | 0 | 0 | 0 | 0 | 0 | 0 | 0 | 0
2016-12-11 12:00 | 0 | 0 | 0 | 0 | 0 | 447923.3093 | 0 | 438684 | 0 | 0 | 0 | 0 | 1324184.5781 | 71329.9077 | 0 | 0 | 0 | 0 | 0 | 0 | 0 | 0 | 0 | 0 | 0 | 0 | 0 | 0 | 0 | -5026.6722 | 14265.9815 | 0 | 0 | 0 | 0 | 0 | 0 | 0 | 0 | 0 | 0 | 0 | 0 | 0 | 0
2016-12-11 13:00 | 0 | 0 | 0 | 0 | 0 | 437726.79 | 0 | 449833 | 0 | 0 | 0 | 0 | 1312078.3681 | 71329.9077 | 0 | 0 | 0 | 0 | 0 | 0 | 0 | 0 | 0 | 0 | 0 | 0 | 0 | 0 | 0 | -12106.21 | 0 | 0 | 0 | 0 | 0 | 0 | 0 | 0 | 0 | 0 | 0 | 0 | 0 | 0 | 0
2016-12-11 14:00 | 0 | 0 | 0 | 0 | 0 | 414918.3371 | 51279.9859 | 455639 | 0 | 0 | 0 | 0 | 1322637.6911 | 71329.9077 | 0 | 0 | 0 | 0 | 0 | 0 | 0 | 0 | 0 | 0 | 0 | 0 | 0 | 0 | 0 | 10559.323 | 0 | 0 | 0 | 0 | 0 | 0 | 0 | 0 | 0 | 0 | 0 | 0 | 0 | 0 | 0
2016-12-11 15:00 | 0 | 0 | 0 | 0 | 0 | 382077.7818 | 270176.8525 | 455897 | 0 | 0 | 0 | 0 | 1518995.3254 | 71329.9077 | 0 | 0 | 0 | 0 | 0 | 0 | 0 | 0 | 0 | 0 | 0 | 0 | 0 | 0 | 0 | 196357.6343 | 0 | 0 | 0 | 0 | 0 | 0 | 0 | 0 | 0 | 0 | 0 | 0 | 0 | 0 | 0
2016-12-11 16:00 | 0 | 0 | 0 | 0 | 0 | 0 | 431578.2712 | 452539 | 0 | 0 | 0 | 0 | 1498034.5966 | 71329.9077 | 0 | 0 | 0 | 0 | 0 | 0 | 0 | 0 | 0 | 0 | 0 | 0 | 0 | 0 | 0 | -20960.7288 | 0 | 0 | 0 | 0 | 0 | 0 | 0 | 0 | 0 | 0 | 0 | 0 | 0 | 0 | 0
2016-12-11 17:00 | 0 | 0 | 0 | 0 | 0 | 0 | 503836.2344 | 450280 | 0 | 0 | 0 | 0 | 1551590.8311 | 71329.9077 | 0 | 0 | 0 | 0 | 0 | 0 | 0 | 0 | 0 | 0 | 0 | 0 | 0 | 0 | 0 | 53556.2344 | 0 | 0 | 0 | 0 | 0 | 0 | 0 | 0 | 0 | 0 | 0 | 0 | 0 | 0 | 0
2016-12-11 18:00 | 0 | 0 | 0 | 0 | 0 | 0 | 499493.4166 | 447019 | 0 | 0 | 0 | 0 | 1604065.2477 | 71329.9077 | 0 | 0 | 0 | 0 | 0 | 0 | 0 | 0 | 0 | 0 | 0 | 0 | 0 | 0 | 0 | 52474.4166 | 0 | 0 | 0 | 0 | 0 | 0 | 0 | 0 | 0 | 0 | 0 | 0 | 0 | 0 | 0
2016-12-11 19:00 | 0 | 0 | 0 | 0 | 0 | 0 | 488335.6676 | 444274 | 0 | 0 | 0 | 0 | 1648126.9153 | 71329.9077 | 0 | 0 | 0 | 0 | 0 | 0 | 0 | 0 | 0 | 0 | 0 | 0 | 0 | 0 | 0 | 44061.6676 | 0 | 0 | 0 | 0 | 0 | 0 | 0 | 0 | 0 | 0 | 0 | 0 | 0 | 0 | 0
2016-12-11 20:00 | 0 | 0 | 0 | 0 | 0 | 0 | 509938.2125 | 443363 | 0 | 0 | 0 | 0 | 1786032.0354 | 0 | 0 | 0 | 0 | 0 | 0 | 0 | 0 | 0 | 0 | 0 | 0 | 0 | 0 | 0 | 0 | 137905.1201 | 0 | 71329.9077 | 0 | 0 | 0 | 0 | 0 | 0 | 0 | 0 | 0 | 0 | 0 | 0 | 0
2016-12-11 21:00 | 0 | 0 | 0 | 0 | 0 | 0 | 545254.7849 | 449731 | 0 | 0 | 0 | 0 | 1881555.8203 | 0 | 0 | 0 | 0 | 0 | 0 | 0 | 0 | 0 | 0 | 0 | 0 | 0 | 0 | 0 | 0 | 95523.7849 | 0 | 0 | 0 | 0 | 0 | 0 | 0 | 0 | 0 | 0 | 0 | 0 | 0 | 0 | 0
2016-12-11 22:00 | 0 | 0 | 0 | 0 | 0 | 0 | 478998.9276 | 468778 | 0 | 0 | 0 | 0 | 1891776.7479 | 0 | 0 | 0 | 0 | 0 | 0 | 0 | 0 | 0 | 0 | 0 | 0 | 0 | 0 | 0 | 0 | 10220.9276 | 0 | 0 | 0 | 0 | 0 | 0 | 0 | 0 | 0 | 0 | 0 | 0 | 0 | 0 | 0
2016-12-11 23:00 | 0 | 0 | 0 | 0 | 0 | 465033.4016 | 177440.5357 | 483949 | 0 | 0 | 0 | 0 | 2050301.6853 | 0 | 0 | 0 | 0 | 0 | 0 | 0 | 0 | 0 | 0 | 0 | 0 | 0 | 0 | 0 | 0 | 158524.9373 | 0 | 0 | 0 | 0 | 0 | 0 | 0 | 0 | 0 | 0 | 0 | 0 | 0 | 0 | 0
2016-12-12 | 0 | 0 | 0 | 0 | 0 | 448397.6409 | 1999.5264 | 490456 | 0 | 0 | 0 | 0 | 2010242.8526 | 0 | 0 | 0 | 0 | 0 | 0 | 0 | 0 | 0 | 0 | 0 | 0 | 0 | 0 | 0 | 0 | -40058.8327 | 0 | 0 | 0 | 0 | 0 | 0 | 0 | 0 | 0 | 0 | 0 | 0 | 0 | 0 | 0
2016-12-12 01:00 | 0 | 0 | 0 | 0 | 0 | 432440.111 | 0 | 490156 | 0 | 0 | 0 | 0 | 1952526.9636 | 0 | 0 | 0 | 0 | 0 | 0 | 0 | 0 | 0 | 0 | 0 | 0 | 0 | 0 | 0 | 0 | -57715.889 | 0 | 0 | 0 | 0 | 0 | 0 | 0 | 0 | 0 | 0 | 0 | 0 | 0 | 0 | 0
2016-12-12 02:00 | 0 | 0 | 0 | 0 | 0 | 421481.1998 | 0 | 477727 | 0 | 0 | 0 | 0 | 1896281.1634 | 0 | 0 | 0 | 0 | 0 | 0 | 0 | 0 | 0 | 0 | 0 | 0 | 0 | 0 | 0 | 0 | -56245.8002 | 0 | 0 | 0 | 0 | 0 | 0 | 0 | 0 | 0 | 0 | 0 | 0 | 0 | 0 | 0
2016-12-12 03:00 | 0 | 0 | 0 | 0 | 0 | 198907.895 | 0 | 458047 | 0 | 0 | 0 | 0 | 1637142.0585 | 0 | 0 | 0 | 0 | 0 | 0 | 0 | 0 | 0 | 0 | 0 | 0 | 0 | 0 | 0 | 0 | -259139.105 | 0 | 0 | 0 | 0 | 0 | 0 | 0 | 0 | 0 | 0 | 0 | 0 | 0 | 0 | 0
2016-12-12 04:00 | 0 | 0 | 0 | 0 | 0 | 398004.2908 | 0 | 435517 | 0 | 0 | 0 | 0 | 1585363.3678 | 14265.9815 | 0 | 0 | 0 | 0 | 0 | 0 | 0 | 0 | 0 | 0 | 0 | 0 | 0 | 0 | 0 | -51778.6907 | 14265.9815 | 0 | 0 | 0 | 0 | 0 | 0 | 0 | 0 | 0 | 0 | 0 | 0 | 0 | 0
2016-12-12 05:00 | 0 | 0 | 0 | 0 | 0 | 381927.1938 | 0 | 413850 | 0 | 0 | 0 | 0 | 1553440.5616 | 14265.9815 | 0 | 0 | 0 | 0 | 0 | 0 | 0 | 0 | 0 | 0 | 0 | 0 | 0 | 0 | 0 | -31922.8062 | 0 | 0 | 0 | 0 | 0 | 0 | 0 | 0 | 0 | 0 | 0 | 0 | 0 | 0 | 0
2016-12-12 06:00 | 0 | 0 | 0 | 0 | 0 | 372296.7303 | 0 | 397790 | 0 | 0 | 0 | 0 | 1513681.3103 | 28531.9631 | 0 | 0 | 0 | 0 | 0 | 0 | 0 | 0 | 0 | 0 | 0 | 0 | 0 | 0 | 0 | -39759.2513 | 14265.9815 | 0 | 0 | 0 | 0 | 0 | 0 | 0 | 0 | 0 | 0 | 0 | 0 | 0 | 0
2016-12-12 07:00 | 0 | 0 | 0 | 0 | 0 | 129140.895 | 0 | 388280 | 0 | 0 | 0 | 0 | 1254542.2053 | 28531.9631 | 0 | 0 | 0 | 0 | 0 | 0 | 0 | 0 | 0 | 0 | 0 | 0 | 0 | 0 | 0 | -259139.105 | 0 | 0 | 0 | 0 | 0 | 0 | 0 | 0 | 0 | 0 | 0 | 0 | 0 | 0 | 0
2016-12-12 08:00 | 0 | 0 | 0 | 0 | 0 | 360913.7969 | 0 | 383816 | 0 | 0 | 0 | 0 | 1217374.0207 | 42797.9446 | 0 | 0 | 0 | 0 | 0 | 0 | 0 | 0 | 0 | 0 | 0 | 0 | 0 | 0 | 0 | -37168.1847 | 14265.9815 | 0 | 0 | 0 | 0 | 0 | 0 | 0 | 0 | 0 | 0 | 0 | 0 | 0 | 0
2016-12-12 09:00 | 0 | 0 | 0 | 0 | 0 | 127565.895 | 0 | 386705 | 0 | 0 | 0 | 0 | 958234.9157 | 42797.9446 | 0 | 0 | 0 | 0 | 0 | 0 | 0 | 0 | 0 | 0 | 0 | 0 | 0 | 0 | 0 | -259139.105 | 0 | 0 | 0 | 0 | 0 | 0 | 0 | 0 | 0 | 0 | 0 | 0 | 0 | 0 | 0
2016-12-12 10:00 | 0 | 0 | 0 | 0 | 0 | 347216.56 | 0 | 399214 | 0 | 0 | 0 | 0 | 906237.4758 | 42797.9446 | 0 | 0 | 0 | 0 | 0 | 0 | 0 | 0 | 0 | 0 | 0 | 0 | 0 | 0 | 0 | -51997.44 | 0 | 0 | 0 | 0 | 0 | 0 | 0 | 0 | 0 | 0 | 0 | 0 | 0 | 0 | 0
2016-12-12 11:00 | 0 | 0 | 0 | 0 | 0 | 169629.895 | 0 | 428769 | 0 | 0 | 0 | 0 | 647098.3708 | 42797.9446 | 0 | 0 | 0 | 0 | 0 | 0 | 0 | 0 | 0 | 0 | 0 | 0 | 0 | 0 | 0 | -259139.105 | 0 | 0 | 0 | 0 | 0 | 0 | 0 | 0 | 0 | 0 | 0 | 0 | 0 | 0 | 0
2016-12-12 12:00 | 0 | 0 | 0 | 0 | 0 | 338274.6373 | 0 | 459733 | 0 | 0 | 0 | 0 | 525640.0081 | 42797.9446 | 0 | 0 | 0 | 0 | 0 | 0 | 0 | 0 | 0 | 0 | 0 | 0 | 0 | 0 | 0 | -121458.3627 | 0 | 0 | 0 | 0 | 0 | 0 | 0 | 0 | 0 | 0 | 0 | 0 | 0 | 0 | 0
2016-12-12 13:00 | 0 | 0 | 0 | 0 | 0 | 334743.5171 | 0 | 474570 | 0 | 0 | 0 | 0 | 385813.5252 | 42797.9446 | 0 | 0 | 0 | 0 | 0 | 0 | 0 | 0 | 0 | 0 | 0 | 0 | 0 | 0 | 0 | -139826.4829 | 0 | 0 | 0 | 0 | 0 | 0 | 0 | 0 | 0 | 0 | 0 | 0 | 0 | 0 | 0
2016-12-12 14:00 | 0 | 0 | 0 | 0 | 0 | 305220.9321 | 80218.6128 | 481857 | 0 | 0 | 0 | 0 | 289396.0702 | 42797.9446 | 0 | 0 | 0 | 0 | 0 | 0 | 0 | 0 | 0 | 0 | 0 | 0 | 0 | 0 | 0 | -96417.455 | 0 | 0 | 0 | 0 | 0 | 0 | 0 | 0 | 0 | 0 | 0 | 0 | 0 | 0 | 0
2016-12-12 15:00 | 0 | 0 | 0 | 0 | 0 | 236324.3736 | 317075.9022 | 485452 | 0 | 0 | 0 | 0 | 357344.3459 | 42797.9446 | 0 | 0 | 0 | 0 | 0 | 0 | 0 | 0 | 0 | 0 | 0 | 0 | 0 | 0 | 0 | 67948.2757 | 0 | 0 | 0 | 0 | 0 | 0 | 0 | 0 | 0 | 0 | 0 | 0 | 0 | 0 | 0
2016-12-12 16:00 | 0 | 0 | 0 | 0 | 0 | 0 | 480931.8365 | 483680 | 0 | 0 | 0 | 0 | 397394.127 | 0 | 0 | 0 | 0 | 0 | 0 | 0 | 0 | 0 | 0 | 0 | 0 | 0 | 0 | 0 | 0 | 40049.7811 | 0 | 42797.9446 | 0 | 0 | 0 | 0 | 0 | 0 | 0 | 0 | 0 | 0 | 0 | 0 | 0
2016-12-12 17:00 | 0 | 0 | 0 | 0 | 0 | 0 | 528093.2756 | 479136 | 0 | 0 | 0 | 0 | 446351.4026 | 0 | 0 | 0 | 0 | 0 | 0 | 0 | 0 | 0 | 0 | 0 | 0 | 0 | 0 | 0 | 0 | 48957.2756 | 0 | 0 | 0 | 0 | 0 | 0 | 0 | 0 | 0 | 0 | 0 | 0 | 0 | 0 | 0
2016-12-12 18:00 | 0 | 0 | 0 | 0 | 0 | 0 | 506898.5983 | 474502 | 0 | 0 | 0 | 0 | 478748.0009 | 0 | 0 | 0 | 0 | 0 | 0 | 0 | 0 | 0 | 0 | 0 | 0 | 0 | 0 | 0 | 0 | 32396.5983 | 0 | 0 | 0 | 0 | 0 | 0 | 0 | 0 | 0 | 0 | 0 | 0 | 0 | 0 | 0
2016-12-12 19:00 | 0 | 0 | 0 | 0 | 0 | 0 | 490687.3063 | 469330 | 0 | 0 | 0 | 0 | 500105.3073 | 0 | 0 | 0 | 0 | 0 | 0 | 0 | 0 | 0 | 0 | 0 | 0 | 0 | 0 | 0 | 0 | 21357.3063 | 0 | 0 | 0 | 0 | 0 | 0 | 0 | 0 | 0 | 0 | 0 | 0 | 0 | 0 | 0
2016-12-12 20:00 | 0 | 0 | 0 | 0 | 0 | 0 | 500876.5522 | 465665 | 0 | 0 | 0 | 0 | 535316.8595 | 0 | 0 | 0 | 0 | 0 | 0 | 0 | 0 | 0 | 0 | 0 | 0 | 0 | 0 | 0 | 0 | 35211.5522 | 0 | 0 | 0 | 0 | 0 | 0 | 0 | 0 | 0 | 0 | 0 | 0 | 0 | 0 | 0
2016-12-12 21:00 | 0 | 0 | 0 | 0 | 0 | 0 | 507981.473 | 471122 | 0 | 0 | 0 | 0 | 572176.3325 | 0 | 0 | 0 | 0 | 0 | 0 | 0 | 0 | 0 | 0 | 0 | 0 | 0 | 0 | 0 | 0 | 36859.473 | 0 | 0 | 0 | 0 | 0 | 0 | 0 | 0 | 0 | 0 | 0 | 0 | 0 | 0 | 0
2016-12-12 22:00 | 0 | 0 | 0 | 0 | 0 | 0 | 429041.9781 | 489289 | 0 | 0 | 0 | 0 | 511929.3106 | 0 | 0 | 0 | 0 | 0 | 0 | 0 | 0 | 0 | 0 | 0 | 0 | 0 | 0 | 0 | 0 | -60247.0219 | 0 | 0 | 0 | 0 | 0 | 0 | 0 | 0 | 0 | 0 | 0 | 0 | 0 | 0 | 0
2016-12-12 23:00 | 0 | 0 | 0 | 0 | 0 | 446555.1783 | 134108.6879 | 506586 | 0 | 0 | 0 | 0 | 586007.1768 | 0 | 0 | 0 | 0 | 0 | 0 | 0 | 0 | 0 | 0 | 0 | 0 | 0 | 0 | 0 | 0 | 74077.8662 | 0 | 0 | 0 | 0 | 0 | 0 | 0 | 0 | 0 | 0 | 0 | 0 | 0 | 0 | 0
2016-12-13 | 0 | 0 | 0 | 0 | 0 | 472640.4008 | 1032.0433 | 513426 | 0 | 0 | 0 | 0 | 546253.6209 | 0 | 0 | 0 | 0 | 0 | 0 | 0 | 0 | 0 | 0 | 0 | 0 | 0 | 0 | 0 | 0 | -39753.5559 | 0 | 0 | 0 | 0 | 0 | 0 | 0 | 0 | 0 | 0 | 0 | 0 | 0 | 0 | 0
2016-12-13 01:00 | 0 | 0 | 0 | 0 | 0 | 493671.9939 | 0 | 512445 | 0 | 0 | 0 | 0 | 513214.6333 | 14265.9815 | 0 | 0 | 0 | 0 | 0 | 0 | 0 | 0 | 0 | 0 | 0 | 0 | 0 | 0 | 0 | -33038.9876 | 14265.9815 | 0 | 0 | 0 | 0 | 0 | 0 | 0 | 0 | 0 | 0 | 0 | 0 | 0 | 0
2016-12-13 02:00 | 0 | 0 | 0 | 0 | 0 | 507870.7131 | 0 | 498922 | 0 | 0 | 0 | 0 | 507897.3648 | 28531.9631 | 0 | 0 | 0 | 0 | 0 | 0 | 0 | 0 | 0 | 0 | 0 | 0 | 0 | 0 | 0 | -5317.2684 | 14265.9815 | 0 | 0 | 0 | 0 | 0 | 0 | 0 | 0 | 0 | 0 | 0 | 0 | 0 | 0
2016-12-13 03:00 | 0 | 0 | 0 | 0 | 0 | 232205.8766 | 0 | 477079 | 0 | 0 | 0 | 0 | 248758.2599 | 42797.9446 | 0 | 0 | 0 | 0 | 0 | 0 | 0 | 0 | 0 | 0 | 0 | 0 | 0 | 0 | 0 | -259139.105 | 14265.9815 | 0 | 0 | 0 | 0 | 0 | 0 | 0 | 0 | 0 | 0 | 0 | 0 | 0 | 0
2016-12-13 04:00 | 0 | 0 | 0 | 0 | 0 | 519170.0046 | 0 | 450772 | 0 | 0 | 0 | 0 | 302890.2829 | 57063.9261 | 0 | 0 | 0 | 0 | 0 | 0 | 0 | 0 | 0 | 0 | 0 | 0 | 0 | 0 | 0 | 54132.023 | 14265.9815 | 0 | 0 | 0 | 0 | 0 | 0 | 0 | 0 | 0 | 0 | 0 | 0 | 0 | 0
2016-12-13 05:00 | 0 | 0 | 0 | 0 | 0 | 522950.37 | 0 | 428061 | 0 | 0 | 0 | 0 | 383513.6714 | 71329.9077 | 0 | 0 | 0 | 0 | 0 | 0 | 0 | 0 | 0 | 0 | 0 | 0 | 0 | 0 | 0 | 80623.3885 | 14265.9815 | 0 | 0 | 0 | 0 | 0 | 0 | 0 | 0 | 0 | 0 | 0 | 0 | 0 | 0
2016-12-13 06:00 | 0 | 0 | 0 | 0 | 0 | 524074.3603 | 0 | 411296 | 0 | 0 | 0 | 0 | 482026.0502 | 85595.8892 | 0 | 0 | 0 | 0 | 0 | 0 | 0 | 0 | 0 | 0 | 0 | 0 | 0 | 0 | 0 | 98512.3788 | 14265.9815 | 0 | 0 | 0 | 0 | 0 | 0 | 0 | 0 | 0 | 0 | 0 | 0 | 0 | 0
2016-12-13 07:00 | 0 | 0 | 0 | 0 | 0 | 517104.2161 | 0 | 400863 | 0 | 0 | 0 | 0 | 598267.2664 | 85595.8892 | 0 | 0 | 0 | 0 | 0 | 0 | 0 | 0 | 0 | 0 | 0 | 0 | 0 | 0 | 0 | 116241.2161 | 0 | 0 | 0 | 0 | 0 | 0 | 0 | 0 | 0 | 0 | 0 | 0 | 0 | 0 | 0
2016-12-13 08:00 | 0 | 0 | 0 | 0 | 0 | 151230.8766 | 0 | 396104 | 0 | 0 | 0 | 0 | 339128.1614 | 99861.8707 | 0 | 0 | 0 | 0 | 0 | 0 | 0 | 0 | 0 | 0 | 0 | 0 | 0 | 0 | 0 | -259139.105 | 14265.9815 | 0 | 0 | 0 | 0 | 0 | 0 | 0 | 0 | 0 | 0 | 0 | 0 | 0 | 0
2016-12-13 09:00 | 0 | 0 | 0 | 0 | 0 | 490130.2596 | 0 | 398352 | 0 | 0 | 0 | 0 | 421685.5073 | 109082.7845 | 0 | 0 | 0 | 0 | 0 | 0 | 0 | 0 | 0 | 0 | 0 | 0 | 0 | 0 | 0 | 82557.3458 | 9220.9138 | 0 | 0 | 0 | 0 | 0 | 0 | 0 | 0 | 0 | 0 | 0 | 0 | 0 | 0
2016-12-13 10:00 | 0 | 0 | 0 | 0 | 0 | 167437.8766 | 0 | 412311 | 0 | 0 | 0 | 0 | 162546.4023 | 123348.766 | 0 | 0 | 0 | 0 | 0 | 0 | 0 | 0 | 0 | 0 | 0 | 0 | 0 | 0 | 0 | -259139.105 | 14265.9815 | 0 | 0 | 0 | 0 | 0 | 0 | 0 | 0 | 0 | 0 | 0 | 0 | 0 | 0
2016-12-13 11:00 | 0 | 0 | 0 | 0 | 0 | 472040.7214 | 0 | 439986 | 0 | 0 | 0 | 0 | 180335.1422 | 137614.7476 | 0 | 0 | 0 | 0 | 0 | 0 | 0 | 0 | 0 | 0 | 0 | 0 | 0 | 0 | 0 | 17788.7399 | 14265.9815 | 0 | 0 | 0 | 0 | 0 | 0 | 0 | 0 | 0 | 0 | 0 | 0 | 0 | 0
2016-12-13 12:00 | 0 | 0 | 0 | 0 | 0 | 462260.9532 | 0 | 468628 | 0 | 0 | 0 | 0 | 159702.1139 | 151880.7291 | 0 | 0 | 0 | 0 | 0 | 0 | 0 | 0 | 0 | 0 | 0 | 0 | 0 | 0 | 0 | -20633.0283 | 14265.9815 | 0 | 0 | 0 | 0 | 0 | 0 | 0 | 0 | 0 | 0 | 0 | 0 | 0 | 0
2016-12-13 13:00 | 0 | 0 | 0 | 0 | 0 | 448589.7898 | 0 | 480429 | 0 | 0 | 0 | 0 | 113596.9222 | 166146.7106 | 0 | 0 | 0 | 0 | 0 | 0 | 0 | 0 | 0 | 0 | 0 | 0 | 0 | 0 | 0 | -46105.1917 | 14265.9815 | 0 | 0 | 0 | 0 | 0 | 0 | 0 | 0 | 0 | 0 | 0 | 0 | 0 | 0
2016-12-13 14:00 | 0 | 0 | 0 | 0 | 0 | 433525.0741 | 82327.7556 | 485323 | 0 | 0 | 0 | 0 | 129860.7703 | 180412.6922 | 0 | 0 | 0 | 0 | 0 | 0 | 0 | 0 | 0 | 0 | 0 | 0 | 0 | 0 | 0 | 16263.8482 | 14265.9815 | 0 | 0 | 0 | 0 | 0 | 0 | 0 | 0 | 0 | 0 | 0 | 0 | 0 | 0
2016-12-13 15:00 | 0 | 0 | 0 | 0 | 0 | 0 | 372433.2112 | 488028 | 0 | 0 | 0 | 0 | 0 | 194678.6737 | 0 | 0 | 0 | 0 | 0 | 0 | 0 | 0 | 0 | 0 | 0 | 0 | 0 | 0 | 0 | -129860.7703 | 14265.9815 | 0 | 0 | 0 | 0 | 0 | 0 | 0 | 0 | 0 | 0 | 0 | 0 | 0 | 0
2016-12-13 16:00 | 0 | 0 | 0 | 0 | 0 | 0 | 525275.8588 | 485695 | 0 | 0 | 0 | 0 | 25314.8772 | 208944.6552 | 0 | 0 | 0 | 0 | 0 | 0 | 0 | 0 | 0 | 0 | 0 | 0 | 0 | 0 | 0 | 25314.8772 | 14265.9815 | 0 | 0 | 0 | 0 | 0 | 0 | 0 | 0 | 0 | 0 | 0 | 0 | 0 | 0
2016-12-13 17:00 | 0 | 0 | 0 | 0 | 0 | 0 | 552768.2779 | 482159 | 0 | 0 | 0 | 0 | 81658.1736 | 223210.6368 | 0 | 0 | 0 | 0 | 0 | 0 | 0 | 0 | 0 | 0 | 0 | 0 | 0 | 0 | 0 | 56343.2963 | 14265.9815 | 0 | 0 | 0 | 0 | 0 | 0 | 0 | 0 | 0 | 0 | 0 | 0 | 0 | 0
2016-12-13 18:00 | 0 | 0 | 0 | 0 | 0 | 230317.653 | 522525.4335 | 479438 | 0 | 0 | 0 | 0 | 340797.2785 | 237476.6183 | 0 | 0 | 0 | 0 | 0 | 0 | 0 | 0 | 0 | 0 | 0 | 0 | 0 | 0 | 0 | 259139.105 | 14265.9815 | 0 | 0 | 0 | 0 | 0 | 0 | 0 | 0 | 0 | 0 | 0 | 0 | 0 | 0
2016-12-13 19:00 | 0 | 0 | 0 | 0 | 0 | 247546.8261 | 504293.2604 | 478435 | 0 | 0 | 0 | 0 | 599936.3835 | 251742.5998 | 0 | 0 | 0 | 0 | 0 | 0 | 0 | 0 | 0 | 0 | 0 | 0 | 0 | 0 | 0 | 259139.105 | 14265.9815 | 0 | 0 | 0 | 0 | 0 | 0 | 0 | 0 | 0 | 0 | 0 | 0 | 0 | 0
2016-12-13 20:00 | 0 | 0 | 0 | 0 | 0 | 234746.6233 | 517219.4632 | 478561 | 0 | 0 | 0 | 0 | 859075.4884 | 266008.5814 | 0 | 0 | 0 | 0 | 0 | 0 | 0 | 0 | 0 | 0 | 0 | 0 | 0 | 0 | 0 | 259139.105 | 14265.9815 | 0 | 0 | 0 | 0 | 0 | 0 | 0 | 0 | 0 | 0 | 0 | 0 | 0 | 0
2016-12-13 21:00 | 0 | 0 | 0 | 0 | 0 | 0 | 518004.7935 | 484659 | 0 | 0 | 0 | 0 | 878155.3004 | 280274.5629 | 0 | 0 | 0 | 0 | 0 | 0 | 0 | 0 | 0 | 0 | 0 | 0 | 0 | 0 | 0 | 19079.812 | 14265.9815 | 0 | 0 | 0 | 0 | 0 | 0 | 0 | 0 | 0 | 0 | 0 | 0 | 0 | 0
2016-12-13 22:00 | 0 | 0 | 0 | 0 | 0 | 578.7995 | 439428.5243 | 501507 | 0 | 0 | 0 | 0 | 802389.6427 | 294540.5444 | 0 | 0 | 0 | 0 | 0 | 0 | 0 | 0 | 0 | 0 | 0 | 0 | 0 | 0 | 0 | -75765.6577 | 14265.9815 | 0 | 0 | 0 | 0 | 0 | 0 | 0 | 0 | 0 | 0 | 0 | 0 | 0 | 0
2016-12-13 23:00 | 0 | 0 | 0 | 0 | 0 | 484162.3149 | 156180.6927 | 516581 | 0 | 0 | 0 | 0 | 911885.6687 | 308806.526 | 0 | 0 | 0 | 0 | 0 | 0 | 0 | 0 | 0 | 0 | 0 | 0 | 0 | 0 | 0 | 109496.026 | 14265.9815 | 0 | 0 | 0 | 0 | 0 | 0 | 0 | 0 | 0 | 0 | 0 | 0 | 0 | 0
2016-12-14 | 0 | 0 | 0 | 0 | 0 | 538888.7414 | 1668.4733 | 522850 | 0 | 0 | 0 | 0 | 915326.902 | 323072.5075 | 0 | 0 | 0 | 0 | 0 | 0 | 0 | 0 | 0 | 0 | 0 | 0 | 0 | 0 | 0 | 3441.2332 | 14265.9815 | 0 | 0 | 0 | 0 | 0 | 0 | 0 | 0 | 0 | 0 | 0 | 0 | 0 | 0
2016-12-14 01:00 | 0 | 0 | 0 | 0 | 0 | 537978.7574 | 0 | 520842 | 0 | 0 | 0 | 0 | 918197.6778 | 337338.489 | 0 | 0 | 0 | 0 | 0 | 0 | 0 | 0 | 0 | 0 | 0 | 0 | 0 | 0 | 0 | 2870.7758 | 14265.9815 | 0 | 0 | 0 | 0 | 0 | 0 | 0 | 0 | 0 | 0 | 0 | 0 | 0 | 0
2016-12-14 02:00 | 0 | 0 | 0 | 0 | 0 | 527390.207 | 0 | 507901 | 0 | 0 | 0 | 0 | 923420.9033 | 351604.4706 | 0 | 0 | 0 | 0 | 0 | 0 | 0 | 0 | 0 | 0 | 0 | 0 | 0 | 0 | 0 | 5223.2255 | 14265.9815 | 0 | 0 | 0 | 0 | 0 | 0 | 0 | 0 | 0 | 0 | 0 | 0 | 0 | 0
2016-12-14 03:00 | 0 | 0 | 0 | 0 | 0 | 523004.3465 | 0 | 486219 | 0 | 0 | 0 | 0 | 945940.2682 | 365870.4521 | 0 | 0 | 0 | 0 | 0 | 0 | 0 | 0 | 0 | 0 | 0 | 0 | 0 | 0 | 0 | 22519.3649 | 14265.9815 | 0 | 0 | 0 | 0 | 0 | 0 | 0 | 0 | 0 | 0 | 0 | 0 | 0 | 0
2016-12-14 04:00 | 0 | 0 | 0 | 0 | 0 | 515273.72 | 0 | 461112 | 0 | 0 | 0 | 0 | 985836.0067 | 380136.4336 | 0 | 0 | 0 | 0 | 0 | 0 | 0 | 0 | 0 | 0 | 0 | 0 | 0 | 0 | 0 | 39895.7384 | 14265.9815 | 0 | 0 | 0 | 0 | 0 | 0 | 0 | 0 | 0 | 0 | 0 | 0 | 0 | 0
2016-12-14 05:00 | 0 | 0 | 0 | 0 | 0 | 192880.8766 | 0 | 437754 | 0 | 0 | 0 | 0 | 726696.9017 | 394402.4152 | 0 | 0 | 0 | 0 | 0 | 0 | 0 | 0 | 0 | 0 | 0 | 0 | 0 | 0 | 0 | -259139.105 | 14265.9815 | 0 | 0 | 0 | 0 | 0 | 0 | 0 | 0 | 0 | 0 | 0 | 0 | 0 | 0
2016-12-14 06:00 | 0 | 0 | 0 | 0 | 0 | 175509.8766 | 0 | 420383 | 0 | 0 | 0 | 0 | 467557.7968 | 408668.3967 | 0 | 0 | 0 | 0 | 0 | 0 | 0 | 0 | 0 | 0 | 0 | 0 | 0 | 0 | 0 | -259139.105 | 14265.9815 | 0 | 0 | 0 | 0 | 0 | 0 | 0 | 0 | 0 | 0 | 0 | 0 | 0 | 0
2016-12-14 07:00 | 0 | 0 | 0 | 0 | 0 | 463992.3391 | 0 | 409972 | 0 | 0 | 0 | 0 | 507312.1543 | 422934.3782 | 0 | 0 | 0 | 0 | 0 | 0 | 0 | 0 | 0 | 0 | 0 | 0 | 0 | 0 | 0 | 39754.3575 | 14265.9815 | 0 | 0 | 0 | 0 | 0 | 0 | 0 | 0 | 0 | 0 | 0 | 0 | 0 | 0
2016-12-14 08:00 | 0 | 0 | 0 | 0 | 0 | 446619.2286 | 0 | 405901 | 0 | 0 | 0 | 0 | 533764.4014 | 437200.3598 | 0 | 0 | 0 | 0 | 0 | 0 | 0 | 0 | 0 | 0 | 0 | 0 | 0 | 0 | 0 | 26452.2471 | 14265.9815 | 0 | 0 | 0 | 0 | 0 | 0 | 0 | 0 | 0 | 0 | 0 | 0 | 0 | 0
2016-12-14 09:00 | 0 | 0 | 0 | 0 | 0 | 164047.8766 | 0 | 408921 | 0 | 0 | 0 | 0 | 274625.2964 | 451466.3413 | 0 | 0 | 0 | 0 | 0 | 0 | 0 | 0 | 0 | 0 | 0 | 0 | 0 | 0 | 0 | -259139.105 | 14265.9815 | 0 | 0 | 0 | 0 | 0 | 0 | 0 | 0 | 0 | 0 | 0 | 0 | 0 | 0
2016-12-14 10:00 | 0 | 0 | 0 | 0 | 0 | 443497.6374 | 0 | 423189 | 0 | 0 | 0 | 0 | 280667.9523 | 465732.3228 | 0 | 0 | 0 | 0 | 0 | 0 | 0 | 0 | 0 | 0 | 0 | 0 | 0 | 0 | 0 | 6042.6559 | 14265.9815 | 0 | 0 | 0 | 0 | 0 | 0 | 0 | 0 | 0 | 0 | 0 | 0 | 0 | 0
2016-12-14 11:00 | 0 | 0 | 0 | 0 | 0 | 208703.8766 | 0 | 453577 | 0 | 0 | 0 | 0 | 21528.8474 | 479998.3044 | 0 | 0 | 0 | 0 | 0 | 0 | 0 | 0 | 0 | 0 | 0 | 0 | 0 | 0 | 0 | -259139.105 | 14265.9815 | 0 | 0 | 0 | 0 | 0 | 0 | 0 | 0 | 0 | 0 | 0 | 0 | 0 | 0
2016-12-14 12:00 | 0 | 0 | 0 | 0 | 0 | 461622.1526 | 0 | 483151 | 0 | 0 | 0 | 0 | 0 | 479998.3044 | 0 | 0 | 0 | 0 | 0 | 0 | 0 | 0 | 0 | 0 | 0 | 0 | 0 | 0 | 0 | -21528.8474 | 0 | 0 | 0 | 0 | 0 | 0 | 0 | 0 | 0 | 0 | 0 | 0 | 0 | 0 | 0
2016-12-14 13:00 | 0 | 0 | 0 | 0 | 0 | 471132.3778 | 0 | 494539 | 0 | 0 | 0 | 0 | 2079.404 | 454512.2781 | 0 | 0 | 0 | 0 | 0 | 0 | 0 | 0 | 0 | 0 | 0 | 0 | 0 | 0 | 0 | 2079.404 | 0 | 25486.0262 | 0 | 0 | 0 | 0 | 0 | 0 | 0 | 0 | 0 | 0 | 0 | 0 | 0
2016-12-14 14:00 | 0 | 0 | 0 | 0 | 0 | 440625.6176 | 51849.8356 | 497724 | 0 | 0 | 0 | 0 | 105773.6663 | 345569.469 | 0 | 0 | 0 | 0 | 0 | 0 | 0 | 0 | 0 | 0 | 0 | 0 | 0 | 0 | 0 | 103694.2623 | 0 | 108942.8092 | 0 | 0 | 0 | 0 | 0 | 0 | 0 | 0 | 0 | 0 | 0 | 0 | 0
2016-12-14 15:00 | 0 | 0 | 0 | 0 | 0 | 429805.8021 | 315591.1998 | 495918 | 0 | 0 | 0 | 0 | 364912.7713 | 335909.3659 | 0 | 0 | 0 | 0 | 0 | 0 | 0 | 0 | 0 | 0 | 0 | 0 | 0 | 0 | 0 | 259139.105 | 0 | 9660.1031 | 0 | 0 | 0 | 0 | 0 | 0 | 0 | 0 | 0 | 0 | 0 | 0 | 0
2016-12-14 16:00 | 0 | 0 | 0 | 0 | 0 | 314606.8563 | 451441.2302 | 492643 | 0 | 0 | 0 | 0 | 624051.8762 | 350175.3474 | 0 | 0 | 0 | 0 | 0 | 0 | 0 | 0 | 0 | 0 | 0 | 0 | 0 | 0 | 0 | 259139.105 | 14265.9815 | 0 | 0 | 0 | 0 | 0 | 0 | 0 | 0 | 0 | 0 | 0 | 0 | 0 | 0
2016-12-14 17:00 | 0 | 0 | 0 | 0 | 0 | 262056.1636 | 499366.9229 | 488018 | 0 | 0 | 0 | 0 | 883190.9812 | 364441.329 | 0 | 0 | 0 | 0 | 0 | 0 | 0 | 0 | 0 | 0 | 0 | 0 | 0 | 0 | 0 | 259139.105 | 14265.9815 | 0 | 0 | 0 | 0 | 0 | 0 | 0 | 0 | 0 | 0 | 0 | 0 | 0 | 0
2016-12-14 18:00 | 0 | 0 | 0 | 0 | 0 | 267295.2289 | 492186.8576 | 486077 | 0 | 0 | 0 | 0 | 1142330.0861 | 378707.3105 | 0 | 0 | 0 | 0 | 0 | 0 | 0 | 0 | 0 | 0 | 0 | 0 | 0 | 0 | 0 | 259139.105 | 14265.9815 | 0 | 0 | 0 | 0 | 0 | 0 | 0 | 0 | 0 | 0 | 0 | 0 | 0 | 0
2016-12-14 19:00 | 0 | 0 | 0 | 0 | 0 | 271322.0904 | 486349.9961 | 484267 | 0 | 0 | 0 | 0 | 1401469.1911 | 392973.292 | 0 | 0 | 0 | 0 | 0 | 0 | 0 | 0 | 0 | 0 | 0 | 0 | 0 | 0 | 0 | 259139.105 | 14265.9815 | 0 | 0 | 0 | 0 | 0 | 0 | 0 | 0 | 0 | 0 | 0 | 0 | 0 | 0
2016-12-14 20:00 | 0 | 0 | 0 | 0 | 0 | 253097.56 | 505387.5265 | 485080 | 0 | 0 | 0 | 0 | 1660608.296 | 407239.2735 | 0 | 0 | 0 | 0 | 0 | 0 | 0 | 0 | 0 | 0 | 0 | 0 | 0 | 0 | 0 | 259139.105 | 14265.9815 | 0 | 0 | 0 | 0 | 0 | 0 | 0 | 0 | 0 | 0 | 0 | 0 | 0 | 0
2016-12-14 21:00 | 0 | 0 | 0 | 0 | 0 | 252970.2563 | 513523.8302 | 493089 | 0 | 0 | 0 | 0 | 1919747.401 | 421505.2551 | 0 | 0 | 0 | 0 | 0 | 0 | 0 | 0 | 0 | 0 | 0 | 0 | 0 | 0 | 0 | 259139.105 | 14265.9815 | 0 | 0 | 0 | 0 | 0 | 0 | 0 | 0 | 0 | 0 | 0 | 0 | 0 | 0
2016-12-14 22:00 | 0 | 0 | 0 | 0 | 0 | 356772.0651 | 429546.0214 | 512913 | 0 | 0 | 0 | 0 | 2178886.5059 | 435771.2366 | 0 | 0 | 0 | 0 | 0 | 0 | 0 | 0 | 0 | 0 | 0 | 0 | 0 | 0 | 0 | 259139.105 | 14265.9815 | 0 | 0 | 0 | 0 | 0 | 0 | 0 | 0 | 0 | 0 | 0 | 0 | 0 | 0
2016-12-14 23:00 | 0 | 0 | 0 | 0 | 0 | 500578.2868 | 158730.2423 | 530545 | 0 | 0 | 0 | 0 | 2307650.0351 | 435771.2366 | 0 | 0 | 0 | 0 | 0 | 0 | 0 | 0 | 0 | 0 | 0 | 0 | 0 | 0 | 0 | 128763.5291 | 0 | 0 | 0 | 0 | 0 | 0 | 0 | 0 | 0 | 0 | 0 | 0 | 0 | 0 | 0
2016-12-15 | 0 | 0 | 0 | 0 | 0 | 502362.0656 | 1492.5949 | 537736 | 0 | 0 | 0 | 0 | 2273768.6957 | 435771.2366 | 0 | 0 | 0 | 0 | 0 | 0 | 0 | 0 | 0 | 0 | 0 | 0 | 0 | 0 | 0 | -33881.3394 | 0 | 0 | 0 | 0 | 0 | 0 | 0 | 0 | 0 | 0 | 0 | 0 | 0 | 0 | 0
2016-12-15 01:00 | 0 | 0 | 0 | 0 | 0 | 463441.5567 | 0 | 537977 | 0 | 0 | 0 | 0 | 2308176.0615 | 326828.4275 | 0 | 0 | 0 | 0 | 0 | 0 | 0 | 0 | 0 | 0 | 0 | 0 | 0 | 0 | 0 | 34407.3658 | 0 | 108942.8092 | 0 | 0 | 0 | 0 | 0 | 0 | 0 | 0 | 0 | 0 | 0 | 0 | 0
2016-12-15 02:00 | 0 | 0 | 0 | 0 | 0 | 417374.5471 | 0 | 527870 | 0 | 0 | 0 | 0 | 2197680.6086 | 326828.4275 | 0 | 0 | 0 | 0 | 0 | 0 | 0 | 0 | 0 | 0 | 0 | 0 | 0 | 0 | 0 | -110495.4529 | 0 | 0 | 0 | 0 | 0 | 0 | 0 | 0 | 0 | 0 | 0 | 0 | 0 | 0 | 0
2016-12-15 03:00 | 0 | 0 | 0 | 0 | 0 | 369244.3509 | 0 | 508040 | 0 | 0 | 0 | 0 | 2058884.9594 | 326828.4275 | 0 | 0 | 0 | 0 | 0 | 0 | 0 | 0 | 0 | 0 | 0 | 0 | 0 | 0 | 0 | -138795.6491 | 0 | 0 | 0 | 0 | 0 | 0 | 0 | 0 | 0 | 0 | 0 | 0 | 0 | 0 | 0
2016-12-15 04:00 | 0 | 0 | 0 | 0 | 0 | 328335.0274 | 0 | 483044 | 0 | 0 | 0 | 0 | 1904175.9869 | 326828.4275 | 0 | 0 | 0 | 0 | 0 | 0 | 0 | 0 | 0 | 0 | 0 | 0 | 0 | 0 | 0 | -154708.9726 | 0 | 0 | 0 | 0 | 0 | 0 | 0 | 0 | 0 | 0 | 0 | 0 | 0 | 0 | 0
2016-12-15 05:00 | 0 | 0 | 0 | 0 | 0 | 296611.5545 | 0 | 460192 | 0 | 0 | 0 | 0 | 1740595.5413 | 326828.4275 | 0 | 0 | 0 | 0 | 0 | 0 | 0 | 0 | 0 | 0 | 0 | 0 | 0 | 0 | 0 | -163580.4455 | 0 | 0 | 0 | 0 | 0 | 0 | 0 | 0 | 0 | 0 | 0 | 0 | 0 | 0 | 0
2016-12-15 06:00 | 0 | 0 | 0 | 0 | 0 | 270723.3183 | 0 | 444580 | 0 | 0 | 0 | 0 | 1566738.8596 | 326828.4275 | 0 | 0 | 0 | 0 | 0 | 0 | 0 | 0 | 0 | 0 | 0 | 0 | 0 | 0 | 0 | -173856.6817 | 0 | 0 | 0 | 0 | 0 | 0 | 0 | 0 | 0 | 0 | 0 | 0 | 0 | 0 | 0
2016-12-15 07:00 | 0 | 0 | 0 | 0 | 0 | 248035.1557 | 0 | 435415 | 0 | 0 | 0 | 0 | 1379359.0153 | 326828.4275 | 0 | 0 | 0 | 0 | 0 | 0 | 0 | 0 | 0 | 0 | 0 | 0 | 0 | 0 | 0 | -187379.8443 | 0 | 0 | 0 | 0 | 0 | 0 | 0 | 0 | 0 | 0 | 0 | 0 | 0 | 0 | 0
2016-12-15 08:00 | 0 | 0 | 0 | 0 | 0 | 236877.2336 | 0 | 432190 | 0 | 0 | 0 | 0 | 1184046.2489 | 326828.4275 | 0 | 0 | 0 | 0 | 0 | 0 | 0 | 0 | 0 | 0 | 0 | 0 | 0 | 0 | 0 | -195312.7664 | 0 | 0 | 0 | 0 | 0 | 0 | 0 | 0 | 0 | 0 | 0 | 0 | 0 | 0 | 0
2016-12-15 09:00 | 0 | 0 | 0 | 0 | 0 | 226553.4209 | 0 | 436254 | 0 | 0 | 0 | 0 | 974345.6698 | 326828.4275 | 0 | 0 | 0 | 0 | 0 | 0 | 0 | 0 | 0 | 0 | 0 | 0 | 0 | 0 | 0 | -209700.5791 | 0 | 0 | 0 | 0 | 0 | 0 | 0 | 0 | 0 | 0 | 0 | 0 | 0 | 0 | 0
2016-12-15 10:00 | 0 | 0 | 0 | 0 | 0 | 220399.5981 | 0 | 453968 | 0 | 0 | 0 | 0 | 740777.2679 | 326828.4275 | 0 | 0 | 0 | 0 | 0 | 0 | 0 | 0 | 0 | 0 | 0 | 0 | 0 | 0 | 0 | -233568.4019 | 0 | 0 | 0 | 0 | 0 | 0 | 0 | 0 | 0 | 0 | 0 | 0 | 0 | 0 | 0
2016-12-15 11:00 | 0 | 0 | 0 | 0 | 0 | 222049.3106 | 0 | 485955 | 0 | 0 | 0 | 0 | 585814.3876 | 217885.6183 | 0 | 0 | 0 | 0 | 0 | 0 | 0 | 0 | 0 | 0 | 0 | 0 | 0 | 0 | 0 | -154962.8803 | 0 | 108942.8092 | 0 | 0 | 0 | 0 | 0 | 0 | 0 | 0 | 0 | 0 | 0 | 0 | 0
2016-12-15 12:00 | 0 | 0 | 0 | 0 | 0 | 232019.1081 | 0 | 516985 | 0 | 0 | 0 | 0 | 409791.3049 | 108942.8092 | 0 | 0 | 0 | 0 | 0 | 0 | 0 | 0 | 0 | 0 | 0 | 0 | 0 | 0 | 0 | -176023.0828 | 0 | 108942.8092 | 0 | 0 | 0 | 0 | 0 | 0 | 0 | 0 | 0 | 0 | 0 | 0 | 0
2016-12-15 13:00 | 0 | 0 | 0 | 0 | 0 | 247498.5333 | 0 | 529454 | 0 | 0 | 0 | 0 | 236778.6473 | 0 | 0 | 0 | 0 | 0 | 0 | 0 | 0 | 0 | 0 | 0 | 0 | 0 | 0 | 0 | 0 | -173012.6575 | 0 | 108942.8092 | 0 | 0 | 0 | 0 | 0 | 0 | 0 | 0 | 0 | 0 | 0 | 0 | 0
2016-12-15 14:00 | 0 | 0 | 0 | 0 | 0 | 259102.1848 | 36120.1679 | 532001 | 0 | 0 | 0 | 0 | 0 | 0 | 0 | 0 | 0 | 0 | 0 | 0 | 0 | 0 | 0 | 0 | 0 | 0 | 0 | 0 | 0 | -236778.6473 | 0 | 0 | 0 | 0 | 0 | 0 | 0 | 0 | 0 | 0 | 0 | 0 | 0 | 0 | 0
2016-12-15 15:00 | 0 | 0 | 0 | 0 | 0 | 292103.2399 | 262702.1393 | 530640 | 0 | 0 | 0 | 0 | 24165.3792 | 0 | 0 | 0 | 0 | 0 | 0 | 0 | 0 | 0 | 0 | 0 | 0 | 0 | 0 | 0 | 0 | 24165.3792 | 0 | 0 | 0 | 0 | 0 | 0 | 0 | 0 | 0 | 0 | 0 | 0 | 0 | 0 | 0
2016-12-15 16:00 | 0 | 0 | 0 | 0 | 0 | 318114.9324 | 352920.58 | 526810 | 0 | 0 | 0 | 0 | 168390.8916 | 0 | 0 | 0 | 0 | 0 | 0 | 0 | 0 | 0 | 0 | 0 | 0 | 0 | 0 | 0 | 0 | 144225.5124 | 0 | 0 | 0 | 0 | 0 | 0 | 0 | 0 | 0 | 0 | 0 | 0 | 0 | 0 | 0
2016-12-15 17:00 | 0 | 0 | 0 | 0 | 0 | 347534.0868 | 378950.4553 | 521762 | 0 | 0 | 0 | 0 | 373113.4337 | 0 | 0 | 0 | 0 | 0 | 0 | 0 | 0 | 0 | 0 | 0 | 0 | 0 | 0 | 0 | 0 | 204722.5421 | 0 | 0 | 0 | 0 | 0 | 0 | 0 | 0 | 0 | 0 | 0 | 0 | 0 | 0 | 0
2016-12-15 18:00 | 0 | 0 | 0 | 0 | 0 | 365314.5057 | 379954.5978 | 517951 | 0 | 0 | 0 | 0 | 600431.5371 | 0 | 0 | 0 | 0 | 0 | 0 | 0 | 0 | 0 | 0 | 0 | 0 | 0 | 0 | 0 | 0 | 227318.1034 | 0 | 0 | 0 | 0 | 0 | 0 | 0 | 0 | 0 | 0 | 0 | 0 | 0 | 0 | 0
2016-12-15 19:00 | 0 | 0 | 0 | 0 | 0 | 377628.8953 | 377219.8057 | 515590 | 0 | 0 | 0 | 0 | 839690.2381 | 0 | 0 | 0 | 0 | 0 | 0 | 0 | 0 | 0 | 0 | 0 | 0 | 0 | 0 | 0 | 0 | 239258.701 | 0 | 0 | 0 | 0 | 0 | 0 | 0 | 0 | 0 | 0 | 0 | 0 | 0 | 0 | 0
2016-12-15 20:00 | 0 | 0 | 0 | 0 | 0 | 388112.8857 | 373807.3177 | 515718 | 0 | 0 | 0 | 0 | 1085892.4415 | 0 | 0 | 0 | 0 | 0 | 0 | 0 | 0 | 0 | 0 | 0 | 0 | 0 | 0 | 0 | 0 | 246202.2034 | 0 | 0 | 0 | 0 | 0 | 0 | 0 | 0 | 0 | 0 | 0 | 0 | 0 | 0 | 0
2016-12-15 21:00 | 0 | 0 | 0 | 0 | 0 | 404902.6975 | 359139.2826 | 525072 | 0 | 0 | 0 | 0 | 1324862.4215 | 0 | 0 | 0 | 0 | 0 | 0 | 0 | 0 | 0 | 0 | 0 | 0 | 0 | 0 | 0 | 0 | 238969.98 | 0 | 0 | 0 | 0 | 0 | 0 | 0 | 0 | 0 | 0 | 0 | 0 | 0 | 0 | 0
2016-12-15 22:00 | 0 | 0 | 0 | 0 | 0 | 423630.8502 | 283787.1465 | 547634 | 0 | 0 | 0 | 0 | 1484646.4183 | 0 | 0 | 0 | 0 | 0 | 0 | 0 | 0 | 0 | 0 | 0 | 0 | 0 | 0 | 0 | 0 | 159783.9968 | 0 | 0 | 0 | 0 | 0 | 0 | 0 | 0 | 0 | 0 | 0 | 0 | 0 | 0 | 0
2016-12-15 23:00 | 0 | 0 | 0 | 0 | 0 | 481094.3951 | 64100.5062 | 565975 | 0 | 0 | 0 | 0 | 1463866.3196 | 0 | 0 | 0 | 0 | 0 | 0 | 0 | 0 | 0 | 0 | 0 | 0 | 0 | 0 | 0 | 0 | -20780.0987 | 0 | 0 | 0 | 0 | 0 | 0 | 0 | 0 | 0 | 0 | 0 | 0 | 0 | 0 | 0
2016-12-16 | 0 | 0 | 0 | 0 | 0 | 511355.5581 | 21.1832 | 573691 | 0 | 0 | 0 | 0 | 1401552.0609 | 0 | 0 | 0 | 0 | 0 | 0 | 0 | 0 | 0 | 0 | 0 | 0 | 0 | 0 | 0 | 0 | -62314.2587 | 0 | 0 | 0 | 0 | 0 | 0 | 0 | 0 | 0 | 0 | 0 | 0 | 0 | 0 | 0
2016-12-16 01:00 | 0 | 0 | 0 | 0 | 0 | 507177.2199 | 0 | 574150 | 0 | 0 | 0 | 0 | 1334579.2808 | 0 | 0 | 0 | 0 | 0 | 0 | 0 | 0 | 0 | 0 | 0 | 0 | 0 | 0 | 0 | 0 | -66972.7801 | 0 | 0 | 0 | 0 | 0 | 0 | 0 | 0 | 0 | 0 | 0 | 0 | 0 | 0 | 0
2016-12-16 02:00 | 0 | 0 | 0 | 0 | 0 | 487087.3269 | 0 | 563855 | 0 | 0 | 0 | 0 | 1243545.6262 | 14265.9815 | 0 | 0 | 0 | 0 | 0 | 0 | 0 | 0 | 0 | 0 | 0 | 0 | 0 | 0 | 0 | -91033.6546 | 14265.9815 | 0 | 0 | 0 | 0 | 0 | 0 | 0 | 0 | 0 | 0 | 0 | 0 | 0 | 0
2016-12-16 03:00 | 0 | 0 | 0 | 0 | 0 | 455837.5783 | 0 | 542728 | 0 | 0 | 0 | 0 | 1156655.2045 | 14265.9815 | 0 | 0 | 0 | 0 | 0 | 0 | 0 | 0 | 0 | 0 | 0 | 0 | 0 | 0 | 0 | -86890.4217 | 0 | 0 | 0 | 0 | 0 | 0 | 0 | 0 | 0 | 0 | 0 | 0 | 0 | 0 | 0
2016-12-16 04:00 | 0 | 0 | 0 | 0 | 0 | 428308.7452 | 0 | 516634 | 0 | 0 | 0 | 0 | 1068329.9497 | 14265.9815 | 0 | 0 | 0 | 0 | 0 | 0 | 0 | 0 | 0 | 0 | 0 | 0 | 0 | 0 | 0 | -88325.2548 | 0 | 0 | 0 | 0 | 0 | 0 | 0 | 0 | 0 | 0 | 0 | 0 | 0 | 0 | 0
2016-12-16 05:00 | 0 | 0 | 0 | 0 | 0 | 404037.7753 | 0 | 494644 | 0 | 0 | 0 | 0 | 977723.725 | 14265.9815 | 0 | 0 | 0 | 0 | 0 | 0 | 0 | 0 | 0 | 0 | 0 | 0 | 0 | 0 | 0 | -90606.2247 | 0 | 0 | 0 | 0 | 0 | 0 | 0 | 0 | 0 | 0 | 0 | 0 | 0 | 0 | 0
2016-12-16 06:00 | 0 | 0 | 0 | 0 | 0 | 386821.6527 | 0 | 478167 | 0 | 0 | 0 | 0 | 886378.3777 | 14265.9815 | 0 | 0 | 0 | 0 | 0 | 0 | 0 | 0 | 0 | 0 | 0 | 0 | 0 | 0 | 0 | -91345.3473 | 0 | 0 | 0 | 0 | 0 | 0 | 0 | 0 | 0 | 0 | 0 | 0 | 0 | 0 | 0
2016-12-16 07:00 | 0 | 0 | 0 | 0 | 0 | 385344.3334 | 0 | 468952 | 0 | 0 | 0 | 0 | 802770.7111 | 14265.9815 | 0 | 0 | 0 | 0 | 0 | 0 | 0 | 0 | 0 | 0 | 0 | 0 | 0 | 0 | 0 | -83607.6666 | 0 | 0 | 0 | 0 | 0 | 0 | 0 | 0 | 0 | 0 | 0 | 0 | 0 | 0 | 0
2016-12-16 08:00 | 0 | 0 | 0 | 0 | 0 | 383668.3874 | 0 | 464287 | 0 | 0 | 0 | 0 | 722152.0986 | 14265.9815 | 0 | 0 | 0 | 0 | 0 | 0 | 0 | 0 | 0 | 0 | 0 | 0 | 0 | 0 | 0 | -80618.6126 | 0 | 0 | 0 | 0 | 0 | 0 | 0 | 0 | 0 | 0 | 0 | 0 | 0 | 0 | 0
2016-12-16 09:00 | 0 | 0 | 0 | 0 | 0 | 383693.1685 | 0 | 466808 | 0 | 0 | 0 | 0 | 639037.2671 | 14265.9815 | 0 | 0 | 0 | 0 | 0 | 0 | 0 | 0 | 0 | 0 | 0 | 0 | 0 | 0 | 0 | -83114.8315 | 0 | 0 | 0 | 0 | 0 | 0 | 0 | 0 | 0 | 0 | 0 | 0 | 0 | 0 | 0
2016-12-16 10:00 | 0 | 0 | 0 | 0 | 0 | 383668.3004 | 0 | 480215 | 0 | 0 | 0 | 0 | 542490.5675 | 14265.9815 | 0 | 0 | 0 | 0 | 0 | 0 | 0 | 0 | 0 | 0 | 0 | 0 | 0 | 0 | 0 | -96546.6996 | 0 | 0 | 0 | 0 | 0 | 0 | 0 | 0 | 0 | 0 | 0 | 0 | 0 | 0 | 0
2016-12-16 11:00 | 0 | 0 | 0 | 0 | 0 | 388314.4513 | 0 | 509127 | 0 | 0 | 0 | 0 | 421678.0189 | 14265.9815 | 0 | 0 | 0 | 0 | 0 | 0 | 0 | 0 | 0 | 0 | 0 | 0 | 0 | 0 | 0 | -120812.5487 | 0 | 0 | 0 | 0 | 0 | 0 | 0 | 0 | 0 | 0 | 0 | 0 | 0 | 0 | 0
2016-12-16 12:00 | 0 | 0 | 0 | 0 | 0 | 397307.4307 | 0 | 536307 | 0 | 0 | 0 | 0 | 282678.4495 | 14265.9815 | 0 | 0 | 0 | 0 | 0 | 0 | 0 | 0 | 0 | 0 | 0 | 0 | 0 | 0 | 0 | -138999.5693 | 0 | 0 | 0 | 0 | 0 | 0 | 0 | 0 | 0 | 0 | 0 | 0 | 0 | 0 | 0
2016-12-16 13:00 | 0 | 0 | 0 | 0 | 0 | 402044.2725 | 0 | 546053 | 0 | 0 | 0 | 0 | 124403.7405 | 28531.9631 | 0 | 0 | 0 | 0 | 0 | 0 | 0 | 0 | 0 | 0 | 0 | 0 | 0 | 0 | 0 | -158274.709 | 14265.9815 | 0 | 0 | 0 | 0 | 0 | 0 | 0 | 0 | 0 | 0 | 0 | 0 | 0 | 0
2016-12-16 14:00 | 0 | 0 | 0 | 0 | 0 | 392900.018 | 30451.2416 | 547755 | 0 | 0 | 0 | 0 | 0 | 28531.9631 | 0 | 0 | 0 | 0 | 0 | 0 | 0 | 0 | 0 | 0 | 0 | 0 | 0 | 0 | 0 | -124403.7405 | 0 | 0 | 0 | 0 | 0 | 0 | 0 | 0 | 0 | 0 | 0 | 0 | 0 | 0 | 0
2016-12-16 15:00 | 0 | 0 | 0 | 0 | 0 | 356772.7266 | 188265.2734 | 545038 | 0 | 0 | 0 | 0 | 0 | 28531.9631 | 0 | 0 | 0 | 0 | 0 | 0 | 0 | 0 | 0 | 0 | 0 | 0 | 0 | 0 | 0 | 0 | 0 | 0 | 0 | 0 | 0 | 0 | 0 | 0 | 0 | 0 | 0 | 0 | 0 | 0 | 0
2016-12-16 16:00 | 0 | 0 | 0 | 0 | 0 | 205206.5989 | 332621.4011 | 537828 | 0 | 0 | 0 | 0 | 0 | 28531.9631 | 0 | 0 | 0 | 0 | 0 | 0 | 0 | 0 | 0 | 0 | 0 | 0 | 0 | 0 | 0 | 0 | 0 | 0 | 0 | 0 | 0 | 0 | 0 | 0 | 0 | 0 | 0 | 0 | 0 | 0 | 0
2016-12-16 17:00 | 0 | 0 | 0 | 0 | 0 | 378786.3242 | 408290.7808 | 527938 | 0 | 0 | 0 | 0 | 259139.105 | 28531.9631 | 0 | 0 | 0 | 0 | 0 | 0 | 0 | 0 | 0 | 0 | 0 | 0 | 0 | 0 | 0 | 259139.105 | 0 | 0 | 0 | 0 | 0 | 0 | 0 | 0 | 0 | 0 | 0 | 0 | 0 | 0 | 0
2016-12-16 18:00 | 0 | 0 | 0 | 0 | 0 | 110192.6969 | 432144.7233 | 521278 | 0 | 0 | 0 | 0 | 280198.5252 | 28531.9631 | 0 | 0 | 0 | 0 | 0 | 0 | 0 | 0 | 0 | 0 | 0 | 0 | 0 | 0 | 0 | 21059.4202 | 0 | 0 | 0 | 0 | 0 | 0 | 0 | 0 | 0 | 0 | 0 | 0 | 0 | 0 | 0
2016-12-16 19:00 | 0 | 0 | 0 | 0 | 0 | 337000.9064 | 438359.1986 | 516221 | 0 | 0 | 0 | 0 | 539337.6301 | 28531.9631 | 0 | 0 | 0 | 0 | 0 | 0 | 0 | 0 | 0 | 0 | 0 | 0 | 0 | 0 | 0 | 259139.105 | 0 | 0 | 0 | 0 | 0 | 0 | 0 | 0 | 0 | 0 | 0 | 0 | 0 | 0 | 0
2016-12-16 20:00 | 0 | 0 | 0 | 0 | 0 | 0 | 460759.9986 | 512984 | 0 | 0 | 0 | 0 | 487113.6287 | 28531.9631 | 0 | 0 | 0 | 0 | 0 | 0 | 0 | 0 | 0 | 0 | 0 | 0 | 0 | 0 | 0 | -52224.0014 | 0 | 0 | 0 | 0 | 0 | 0 | 0 | 0 | 0 | 0 | 0 | 0 | 0 | 0 | 0
2016-12-16 21:00 | 0 | 0 | 0 | 0 | 0 | 0 | 489557.1063 | 516347 | 0 | 0 | 0 | 0 | 460323.735 | 28531.9631 | 0 | 0 | 0 | 0 | 0 | 0 | 0 | 0 | 0 | 0 | 0 | 0 | 0 | 0 | 0 | -26789.8937 | 0 | 0 | 0 | 0 | 0 | 0 | 0 | 0 | 0 | 0 | 0 | 0 | 0 | 0 | 0
2016-12-16 22:00 | 0 | 0 | 0 | 0 | 0 | 0 | 438892.9635 | 528963 | 0 | 0 | 0 | 0 | 370253.6985 | 28531.9631 | 0 | 0 | 0 | 0 | 0 | 0 | 0 | 0 | 0 | 0 | 0 | 0 | 0 | 0 | 0 | -90070.0365 | 0 | 0 | 0 | 0 | 0 | 0 | 0 | 0 | 0 | 0 | 0 | 0 | 0 | 0 | 0
2016-12-16 23:00 | 0 | 0 | 0 | 0 | 0 | 515806.8053 | 170612.656 | 538562 | 0 | 0 | 0 | 0 | 518111.1598 | 28531.9631 | 0 | 0 | 0 | 0 | 0 | 0 | 0 | 0 | 0 | 0 | 0 | 0 | 0 | 0 | 0 | 147857.4613 | 0 | 0 | 0 | 0 | 0 | 0 | 0 | 0 | 0 | 0 | 0 | 0 | 0 | 0 | 0
2016-12-17 | 0 | 0 | 0 | 0 | 0 | 529694.8987 | 1813.3003 | 538262 | 0 | 0 | 0 | 0 | 497091.3773 | 42797.9446 | 0 | 0 | 0 | 0 | 0 | 0 | 0 | 0 | 0 | 0 | 0 | 0 | 0 | 0 | 0 | -21019.7825 | 14265.9815 | 0 | 0 | 0 | 0 | 0 | 0 | 0 | 0 | 0 | 0 | 0 | 0 | 0 | 0
2016-12-17 01:00 | 0 | 0 | 0 | 0 | 0 | 540838.1046 | 0 | 534022 | 0 | 0 | 0 | 0 | 489641.5004 | 57063.9261 | 0 | 0 | 0 | 0 | 0 | 0 | 0 | 0 | 0 | 0 | 0 | 0 | 0 | 0 | 0 | -7449.8769 | 14265.9815 | 0 | 0 | 0 | 0 | 0 | 0 | 0 | 0 | 0 | 0 | 0 | 0 | 0 | 0
2016-12-17 02:00 | 0 | 0 | 0 | 0 | 0 | 262140.895 | 0 | 521280 | 0 | 0 | 0 | 0 | 230502.3954 | 57063.9261 | 0 | 0 | 0 | 0 | 0 | 0 | 0 | 0 | 0 | 0 | 0 | 0 | 0 | 0 | 0 | -259139.105 | 0 | 0 | 0 | 0 | 0 | 0 | 0 | 0 | 0 | 0 | 0 | 0 | 0 | 0 | 0
2016-12-17 03:00 | 0 | 0 | 0 | 0 | 0 | 555019.3058 | 0 | 502161 | 0 | 0 | 0 | 0 | 283360.7012 | 57063.9261 | 0 | 0 | 0 | 0 | 0 | 0 | 0 | 0 | 0 | 0 | 0 | 0 | 0 | 0 | 0 | 52858.3058 | 0 | 0 | 0 | 0 | 0 | 0 | 0 | 0 | 0 | 0 | 0 | 0 | 0 | 0 | 0
2016-12-17 04:00 | 0 | 0 | 0 | 0 | 0 | 578996.6578 | 0 | 478629 | 0 | 0 | 0 | 0 | 369462.3775 | 71329.9077 | 0 | 0 | 0 | 0 | 0 | 0 | 0 | 0 | 0 | 0 | 0 | 0 | 0 | 0 | 0 | 86101.6763 | 14265.9815 | 0 | 0 | 0 | 0 | 0 | 0 | 0 | 0 | 0 | 0 | 0 | 0 | 0 | 0
2016-12-17 05:00 | 0 | 0 | 0 | 0 | 0 | 605015.8324 | 0 | 456200 | 0 | 0 | 0 | 0 | 518278.2099 | 71329.9077 | 0 | 0 | 0 | 0 | 0 | 0 | 0 | 0 | 0 | 0 | 0 | 0 | 0 | 0 | 0 | 148815.8324 | 0 | 0 | 0 | 0 | 0 | 0 | 0 | 0 | 0 | 0 | 0 | 0 | 0 | 0 | 0
2016-12-17 06:00 | 0 | 0 | 0 | 0 | 0 | 193511.8766 | 0 | 438385 | 0 | 0 | 0 | 0 | 259139.105 | 85595.8892 | 0 | 0 | 0 | 0 | 0 | 0 | 0 | 0 | 0 | 0 | 0 | 0 | 0 | 0 | 0 | -259139.105 | 14265.9815 | 0 | 0 | 0 | 0 | 0 | 0 | 0 | 0 | 0 | 0 | 0 | 0 | 0 | 0
2016-12-17 07:00 | 0 | 0 | 0 | 0 | 0 | 181000.8766 | 0 | 425874 | 0 | 0 | 0 | 0 | 0 | 99861.8707 | 0 | 0 | 0 | 0 | 0 | 0 | 0 | 0 | 0 | 0 | 0 | 0 | 0 | 0 | 0 | -259139.105 | 14265.9815 | 0 | 0 | 0 | 0 | 0 | 0 | 0 | 0 | 0 | 0 | 0 | 0 | 0 | 0
2016-12-17 08:00 | 0 | 0 | 0 | 0 | 0 | 672059.1313 | 0 | 418189 | 0 | 0 | 0 | 0 | 253870.1313 | 99861.8707 | 0 | 0 | 0 | 0 | 0 | 0 | 0 | 0 | 0 | 0 | 0 | 0 | 0 | 0 | 0 | 253870.1313 | 0 | 0 | 0 | 0 | 0 | 0 | 0 | 0 | 0 | 0 | 0 | 0 | 0 | 0 | 0
2016-12-17 09:00 | 0 | 0 | 0 | 0 | 0 | 674784.105 | 0 | 415645 | 0 | 0 | 0 | 0 | 513009.2362 | 99861.8707 | 0 | 0 | 0 | 0 | 0 | 0 | 0 | 0 | 0 | 0 | 0 | 0 | 0 | 0 | 0 | 259139.105 | 0 | 0 | 0 | 0 | 0 | 0 | 0 | 0 | 0 | 0 | 0 | 0 | 0 | 0 | 0
2016-12-17 10:00 | 0 | 0 | 0 | 0 | 0 | 677934.105 | 0 | 418795 | 0 | 0 | 0 | 0 | 772148.3412 | 99861.8707 | 0 | 0 | 0 | 0 | 0 | 0 | 0 | 0 | 0 | 0 | 0 | 0 | 0 | 0 | 0 | 259139.105 | 0 | 0 | 0 | 0 | 0 | 0 | 0 | 0 | 0 | 0 | 0 | 0 | 0 | 0 | 0
2016-12-17 11:00 | 0 | 0 | 0 | 0 | 0 | 168807.895 | 0 | 427947 | 0 | 0 | 0 | 0 | 513009.2362 | 99861.8707 | 0 | 0 | 0 | 0 | 0 | 0 | 0 | 0 | 0 | 0 | 0 | 0 | 0 | 0 | 0 | -259139.105 | 0 | 0 | 0 | 0 | 0 | 0 | 0 | 0 | 0 | 0 | 0 | 0 | 0 | 0 | 0
2016-12-17 12:00 | 0 | 0 | 0 | 0 | 0 | 182379.895 | 0 | 441519 | 0 | 0 | 0 | 0 | 253870.1313 | 99861.8707 | 0 | 0 | 0 | 0 | 0 | 0 | 0 | 0 | 0 | 0 | 0 | 0 | 0 | 0 | 0 | -259139.105 | 0 | 0 | 0 | 0 | 0 | 0 | 0 | 0 | 0 | 0 | 0 | 0 | 0 | 0 | 0
2016-12-17 13:00 | 0 | 0 | 0 | 0 | 0 | 204304.8687 | 0 | 458175 | 0 | 0 | 0 | 0 | 0 | 99861.8707 | 0 | 0 | 0 | 0 | 0 | 0 | 0 | 0 | 0 | 0 | 0 | 0 | 0 | 0 | 0 | -253870.1313 | 0 | 0 | 0 | 0 | 0 | 0 | 0 | 0 | 0 | 0 | 0 | 0 | 0 | 0 | 0
2016-12-17 14:00 | 0 | 0 | 0 | 0 | 0 | 661769.3013 | 42026.6208 | 474077 | 0 | 0 | 0 | 0 | 229718.9221 | 99861.8707 | 0 | 0 | 0 | 0 | 0 | 0 | 0 | 0 | 0 | 0 | 0 | 0 | 0 | 0 | 0 | 229718.9221 | 0 | 0 | 0 | 0 | 0 | 0 | 0 | 0 | 0 | 0 | 0 | 0 | 0 | 0 | 0
2016-12-17 15:00 | 0 | 0 | 0 | 0 | 0 | 387323.1396 | 356319.9654 | 484504 | 0 | 0 | 0 | 0 | 488858.0271 | 99861.8707 | 0 | 0 | 0 | 0 | 0 | 0 | 0 | 0 | 0 | 0 | 0 | 0 | 0 | 0 | 0 | 259139.105 | 0 | 0 | 0 | 0 | 0 | 0 | 0 | 0 | 0 | 0 | 0 | 0 | 0 | 0 | 0
2016-12-17 16:00 | 0 | 0 | 0 | 0 | 0 | 0 | 566946.3601 | 487476 | 0 | 0 | 0 | 0 | 568328.3872 | 99861.8707 | 0 | 0 | 0 | 0 | 0 | 0 | 0 | 0 | 0 | 0 | 0 | 0 | 0 | 0 | 0 | 79470.3601 | 0 | 0 | 0 | 0 | 0 | 0 | 0 | 0 | 0 | 0 | 0 | 0 | 0 | 0 | 0
2016-12-17 17:00 | 0 | 0 | 0 | 0 | 0 | 0 | 576303.4856 | 484404 | 0 | 0 | 0 | 0 | 660227.8728 | 99861.8707 | 0 | 0 | 0 | 0 | 0 | 0 | 0 | 0 | 0 | 0 | 0 | 0 | 0 | 0 | 0 | 91899.4856 | 0 | 0 | 0 | 0 | 0 | 0 | 0 | 0 | 0 | 0 | 0 | 0 | 0 | 0 | 0
2016-12-17 18:00 | 0 | 0 | 0 | 0 | 0 | 0 | 548906.4384 | 478451 | 0 | 0 | 0 | 0 | 730683.3112 | 99861.8707 | 0 | 0 | 0 | 0 | 0 | 0 | 0 | 0 | 0 | 0 | 0 | 0 | 0 | 0 | 0 | 70455.4384 | 0 | 0 | 0 | 0 | 0 | 0 | 0 | 0 | 0 | 0 | 0 | 0 | 0 | 0 | 0
2016-12-17 19:00 | 0 | 0 | 0 | 0 | 0 | 0 | 535536.4383 | 472354 | 0 | 0 | 0 | 0 | 793865.7496 | 99861.8707 | 0 | 0 | 0 | 0 | 0 | 0 | 0 | 0 | 0 | 0 | 0 | 0 | 0 | 0 | 0 | 63182.4383 | 0 | 0 | 0 | 0 | 0 | 0 | 0 | 0 | 0 | 0 | 0 | 0 | 0 | 0 | 0
2016-12-17 20:00 | 0 | 0 | 0 | 0 | 0 | 0 | 551083.4893 | 468144 | 0 | 0 | 0 | 0 | 862539.2574 | 114127.8523 | 0 | 0 | 0 | 0 | 0 | 0 | 0 | 0 | 0 | 0 | 0 | 0 | 0 | 0 | 0 | 68673.5078 | 14265.9815 | 0 | 0 | 0 | 0 | 0 | 0 | 0 | 0 | 0 | 0 | 0 | 0 | 0 | 0
2016-12-17 21:00 | 0 | 0 | 0 | 0 | 0 | 0 | 573951.3737 | 470744 | 0 | 0 | 0 | 0 | 951480.6495 | 128393.8338 | 0 | 0 | 0 | 0 | 0 | 0 | 0 | 0 | 0 | 0 | 0 | 0 | 0 | 0 | 0 | 88941.3921 | 14265.9815 | 0 | 0 | 0 | 0 | 0 | 0 | 0 | 0 | 0 | 0 | 0 | 0 | 0 | 0
2016-12-17 22:00 | 0 | 0 | 0 | 0 | 0 | 0 | 560111.7276 | 484005 | 0 | 0 | 0 | 0 | 1027587.3771 | 128393.8338 | 0 | 0 | 0 | 0 | 0 | 0 | 0 | 0 | 0 | 0 | 0 | 0 | 0 | 0 | 0 | 76106.7276 | 0 | 0 | 0 | 0 | 0 | 0 | 0 | 0 | 0 | 0 | 0 | 0 | 0 | 0 | 0
2016-12-17 23:00 | 0 | 0 | 0 | 0 | 0 | 119514.4076 | 233000.4388 | 495374 | 0 | 0 | 0 | 0 | 884728.2236 | 128393.8338 | 0 | 0 | 0 | 0 | 0 | 0 | 0 | 0 | 0 | 0 | 0 | 0 | 0 | 0 | 0 | -142859.1536 | 0 | 0 | 0 | 0 | 0 | 0 | 0 | 0 | 0 | 0 | 0 | 0 | 0 | 0 | 0
2016-12-18 | 0 | 0 | 0 | 0 | 0 | 630822.8244 | 1871.4983 | 499639 | 0 | 0 | 0 | 0 | 1017783.5462 | 128393.8338 | 0 | 0 | 0 | 0 | 0 | 0 | 0 | 0 | 0 | 0 | 0 | 0 | 0 | 0 | 0 | 133055.3227 | 0 | 0 | 0 | 0 | 0 | 0 | 0 | 0 | 0 | 0 | 0 | 0 | 0 | 0 | 0
2016-12-18 01:00 | 0 | 0 | 0 | 0 | 0 | 240929.895 | 0 | 500069 | 0 | 0 | 0 | 0 | 758644.4413 | 128393.8338 | 0 | 0 | 0 | 0 | 0 | 0 | 0 | 0 | 0 | 0 | 0 | 0 | 0 | 0 | 0 | -259139.105 | 0 | 0 | 0 | 0 | 0 | 0 | 0 | 0 | 0 | 0 | 0 | 0 | 0 | 0 | 0
2016-12-18 02:00 | 0 | 0 | 0 | 0 | 0 | 583909.532 | 0 | 491239 | 0 | 0 | 0 | 0 | 851314.9733 | 128393.8338 | 0 | 0 | 0 | 0 | 0 | 0 | 0 | 0 | 0 | 0 | 0 | 0 | 0 | 0 | 0 | 92670.532 | 0 | 0 | 0 | 0 | 0 | 0 | 0 | 0 | 0 | 0 | 0 | 0 | 0 | 0 | 0
2016-12-18 03:00 | 0 | 0 | 0 | 0 | 0 | 220180.895 | 0 | 479320 | 0 | 0 | 0 | 0 | 592175.8683 | 128393.8338 | 0 | 0 | 0 | 0 | 0 | 0 | 0 | 0 | 0 | 0 | 0 | 0 | 0 | 0 | 0 | -259139.105 | 0 | 0 | 0 | 0 | 0 | 0 | 0 | 0 | 0 | 0 | 0 | 0 | 0 | 0 | 0
2016-12-18 04:00 | 0 | 0 | 0 | 0 | 0 | 560979.8534 | 0 | 461403 | 0 | 0 | 0 | 0 | 677486.7401 | 142659.8153 | 0 | 0 | 0 | 0 | 0 | 0 | 0 | 0 | 0 | 0 | 0 | 0 | 0 | 0 | 0 | 85310.8718 | 14265.9815 | 0 | 0 | 0 | 0 | 0 | 0 | 0 | 0 | 0 | 0 | 0 | 0 | 0 | 0
2016-12-18 05:00 | 0 | 0 | 0 | 0 | 0 | 198375.8766 | 0 | 443249 | 0 | 0 | 0 | 0 | 418347.6352 | 156925.7969 | 0 | 0 | 0 | 0 | 0 | 0 | 0 | 0 | 0 | 0 | 0 | 0 | 0 | 0 | 0 | -259139.105 | 14265.9815 | 0 | 0 | 0 | 0 | 0 | 0 | 0 | 0 | 0 | 0 | 0 | 0 | 0 | 0
2016-12-18 06:00 | 0 | 0 | 0 | 0 | 0 | 527637.5747 | 0 | 427707 | 0 | 0 | 0 | 0 | 518278.2099 | 156925.7969 | 0 | 0 | 0 | 0 | 0 | 0 | 0 | 0 | 0 | 0 | 0 | 0 | 0 | 0 | 0 | 99930.5747 | 0 | 0 | 0 | 0 | 0 | 0 | 0 | 0 | 0 | 0 | 0 | 0 | 0 | 0 | 0
2016-12-18 07:00 | 0 | 0 | 0 | 0 | 0 | 172543.8766 | 0 | 417417 | 0 | 0 | 0 | 0 | 259139.105 | 171191.7784 | 0 | 0 | 0 | 0 | 0 | 0 | 0 | 0 | 0 | 0 | 0 | 0 | 0 | 0 | 0 | -259139.105 | 14265.9815 | 0 | 0 | 0 | 0 | 0 | 0 | 0 | 0 | 0 | 0 | 0 | 0 | 0 | 0
2016-12-18 08:00 | 0 | 0 | 0 | 0 | 0 | 167176.8766 | 0 | 412050 | 0 | 0 | 0 | 0 | 0 | 185457.7599 | 0 | 0 | 0 | 0 | 0 | 0 | 0 | 0 | 0 | 0 | 0 | 0 | 0 | 0 | 0 | -259139.105 | 14265.9815 | 0 | 0 | 0 | 0 | 0 | 0 | 0 | 0 | 0 | 0 | 0 | 0 | 0 | 0
2016-12-18 09:00 | 0 | 0 | 0 | 0 | 0 | 470779.2889 | 0 | 411510 | 0 | 0 | 0 | 0 | 59269.2889 | 185457.7599 | 0 | 0 | 0 | 0 | 0 | 0 | 0 | 0 | 0 | 0 | 0 | 0 | 0 | 0 | 0 | 59269.2889 | 0 | 0 | 0 | 0 | 0 | 0 | 0 | 0 | 0 | 0 | 0 | 0 | 0 | 0 | 0
2016-12-18 10:00 | 0 | 0 | 0 | 0 | 0 | 440215.4463 | 0 | 415036 | 0 | 0 | 0 | 0 | 84448.7352 | 185457.7599 | 0 | 0 | 0 | 0 | 0 | 0 | 0 | 0 | 0 | 0 | 0 | 0 | 0 | 0 | 0 | 25179.4463 | 0 | 0 | 0 | 0 | 0 | 0 | 0 | 0 | 0 | 0 | 0 | 0 | 0 | 0 | 0
2016-12-18 11:00 | 0 | 0 | 0 | 0 | 0 | 417244.643 | 0 | 424423 | 0 | 0 | 0 | 0 | 77270.3782 | 185457.7599 | 0 | 0 | 0 | 0 | 0 | 0 | 0 | 0 | 0 | 0 | 0 | 0 | 0 | 0 | 0 | -7178.357 | 0 | 0 | 0 | 0 | 0 | 0 | 0 | 0 | 0 | 0 | 0 | 0 | 0 | 0 | 0
2016-12-18 12:00 | 0 | 0 | 0 | 0 | 0 | 360871.6218 | 0 | 438142 | 0 | 0 | 0 | 0 | 0 | 185457.7599 | 0 | 0 | 0 | 0 | 0 | 0 | 0 | 0 | 0 | 0 | 0 | 0 | 0 | 0 | 0 | -77270.3782 | 0 | 0 | 0 | 0 | 0 | 0 | 0 | 0 | 0 | 0 | 0 | 0 | 0 | 0 | 0
2016-12-18 13:00 | 0 | 0 | 0 | 0 | 0 | 391855.5094 | 0 | 457346 | 0 | 0 | 0 | 0 | 0 | 119967.2693 | 0 | 0 | 0 | 0 | 0 | 0 | 0 | 0 | 0 | 0 | 0 | 0 | 0 | 0 | 0 | 0 | 0 | 65490.4906 | 0 | 0 | 0 | 0 | 0 | 0 | 0 | 0 | 0 | 0 | 0 | 0 | 0
2016-12-18 14:00 | 0 | 0 | 0 | 0 | 0 | 390044.9289 | 88597.2544 | 474790 | 0 | 0 | 0 | 0 | 3852.1834 | 119967.2693 | 0 | 0 | 0 | 0 | 0 | 0 | 0 | 0 | 0 | 0 | 0 | 0 | 0 | 0 | 0 | 3852.1834 | 0 | 0 | 0 | 0 | 0 | 0 | 0 | 0 | 0 | 0 | 0 | 0 | 0 | 0 | 0
2016-12-18 15:00 | 0 | 0 | 0 | 0 | 0 | 0 | 506768.6668 | 485275 | 0 | 0 | 0 | 0 | 25345.8502 | 119967.2693 | 0 | 0 | 0 | 0 | 0 | 0 | 0 | 0 | 0 | 0 | 0 | 0 | 0 | 0 | 0 | 21493.6668 | 0 | 0 | 0 | 0 | 0 | 0 | 0 | 0 | 0 | 0 | 0 | 0 | 0 | 0 | 0
2016-12-18 16:00 | 0 | 0 | 0 | 0 | 0 | 0 | 672036.5573 | 488225 | 0 | 0 | 0 | 0 | 220181.8676 | 108942.8092 | 0 | 0 | 0 | 0 | 0 | 0 | 0 | 0 | 0 | 0 | 0 | 0 | 0 | 0 | 0 | 194836.0175 | 0 | 11024.4602 | 0 | 0 | 0 | 0 | 0 | 0 | 0 | 0 | 0 | 0 | 0 | 0 | 0
2016-12-18 17:00 | 0 | 0 | 0 | 0 | 0 | 0 | 648787.1388 | 487242 | 0 | 0 | 0 | 0 | 381727.0064 | 108942.8092 | 0 | 0 | 0 | 0 | 0 | 0 | 0 | 0 | 0 | 0 | 0 | 0 | 0 | 0 | 0 | 161545.1388 | 0 | 0 | 0 | 0 | 0 | 0 | 0 | 0 | 0 | 0 | 0 | 0 | 0 | 0 | 0
2016-12-18 18:00 | 0 | 0 | 0 | 0 | 0 | 134801.0924 | 608475.0125 | 484137 | 0 | 0 | 0 | 0 | 640866.1114 | 108942.8092 | 0 | 0 | 0 | 0 | 0 | 0 | 0 | 0 | 0 | 0 | 0 | 0 | 0 | 0 | 0 | 259139.105 | 0 | 0 | 0 | 0 | 0 | 0 | 0 | 0 | 0 | 0 | 0 | 0 | 0 | 0 | 0
2016-12-18 19:00 | 0 | 0 | 0 | 0 | 0 | 148892.0041 | 590906.1008 | 480659 | 0 | 0 | 0 | 0 | 900005.2163 | 108942.8092 | 0 | 0 | 0 | 0 | 0 | 0 | 0 | 0 | 0 | 0 | 0 | 0 | 0 | 0 | 0 | 259139.105 | 0 | 0 | 0 | 0 | 0 | 0 | 0 | 0 | 0 | 0 | 0 | 0 | 0 | 0 | 0
2016-12-18 20:00 | 0 | 0 | 0 | 0 | 0 | 0 | 606792.5097 | 479543 | 0 | 0 | 0 | 0 | 1136197.5352 | 0 | 0 | 0 | 0 | 0 | 0 | 0 | 0 | 0 | 0 | 0 | 0 | 0 | 0 | 0 | 0 | 236192.3189 | 0 | 108942.8092 | 0 | 0 | 0 | 0 | 0 | 0 | 0 | 0 | 0 | 0 | 0 | 0 | 0
2016-12-18 21:00 | 0 | 0 | 0 | 0 | 0 | 0 | 636206.3564 | 486497 | 0 | 0 | 0 | 0 | 1285906.8916 | 0 | 0 | 0 | 0 | 0 | 0 | 0 | 0 | 0 | 0 | 0 | 0 | 0 | 0 | 0 | 0 | 149709.3564 | 0 | 0 | 0 | 0 | 0 | 0 | 0 | 0 | 0 | 0 | 0 | 0 | 0 | 0 | 0
2016-12-18 22:00 | 0 | 0 | 0 | 0 | 0 | 0 | 588973.9473 | 505481 | 0 | 0 | 0 | 0 | 1369399.8389 | 0 | 0 | 0 | 0 | 0 | 0 | 0 | 0 | 0 | 0 | 0 | 0 | 0 | 0 | 0 | 0 | 83492.9473 | 0 | 0 | 0 | 0 | 0 | 0 | 0 | 0 | 0 | 0 | 0 | 0 | 0 | 0 | 0
2016-12-18 23:00 | 0 | 0 | 0 | 0 | 0 | 442282.7182 | 225419.9387 | 525851 | 0 | 0 | 0 | 0 | 1511251.4958 | 0 | 0 | 0 | 0 | 0 | 0 | 0 | 0 | 0 | 0 | 0 | 0 | 0 | 0 | 0 | 0 | 141851.6569 | 0 | 0 | 0 | 0 | 0 | 0 | 0 | 0 | 0 | 0 | 0 | 0 | 0 | 0 | 0
2016-12-19 | 0 | 0 | 0 | 0 | 0 | 513865.7635 | 2899.555 | 537426 | 0 | 0 | 0 | 0 | 1490590.8143 | 0 | 0 | 0 | 0 | 0 | 0 | 0 | 0 | 0 | 0 | 0 | 0 | 0 | 0 | 0 | 0 | -20660.6815 | 0 | 0 | 0 | 0 | 0 | 0 | 0 | 0 | 0 | 0 | 0 | 0 | 0 | 0 | 0
2016-12-19 01:00 | 0 | 0 | 0 | 0 | 0 | 546832.0157 | 0 | 542277 | 0 | 0 | 0 | 0 | 1495145.8301 | 0 | 0 | 0 | 0 | 0 | 0 | 0 | 0 | 0 | 0 | 0 | 0 | 0 | 0 | 0 | 0 | 4555.0157 | 0 | 0 | 0 | 0 | 0 | 0 | 0 | 0 | 0 | 0 | 0 | 0 | 0 | 0 | 0
2016-12-19 02:00 | 0 | 0 | 0 | 0 | 0 | 555593.6329 | 0 | 534931 | 0 | 0 | 0 | 0 | 1501542.4814 | 14265.9815 | 0 | 0 | 0 | 0 | 0 | 0 | 0 | 0 | 0 | 0 | 0 | 0 | 0 | 0 | 0 | 6396.6514 | 14265.9815 | 0 | 0 | 0 | 0 | 0 | 0 | 0 | 0 | 0 | 0 | 0 | 0 | 0 | 0
2016-12-19 03:00 | 0 | 0 | 0 | 0 | 0 | 260500.895 | 0 | 519640 | 0 | 0 | 0 | 0 | 1242403.3765 | 14265.9815 | 0 | 0 | 0 | 0 | 0 | 0 | 0 | 0 | 0 | 0 | 0 | 0 | 0 | 0 | 0 | -259139.105 | 0 | 0 | 0 | 0 | 0 | 0 | 0 | 0 | 0 | 0 | 0 | 0 | 0 | 0 | 0
2016-12-19 04:00 | 0 | 0 | 0 | 0 | 0 | 579841.1052 | 0 | 499938 | 0 | 0 | 0 | 0 | 1322306.4817 | 14265.9815 | 0 | 0 | 0 | 0 | 0 | 0 | 0 | 0 | 0 | 0 | 0 | 0 | 0 | 0 | 0 | 79903.1052 | 0 | 0 | 0 | 0 | 0 | 0 | 0 | 0 | 0 | 0 | 0 | 0 | 0 | 0 | 0
2016-12-19 05:00 | 0 | 0 | 0 | 0 | 0 | 236575.8766 | 0 | 481449 | 0 | 0 | 0 | 0 | 1063167.3767 | 28531.9631 | 0 | 0 | 0 | 0 | 0 | 0 | 0 | 0 | 0 | 0 | 0 | 0 | 0 | 0 | 0 | -259139.105 | 14265.9815 | 0 | 0 | 0 | 0 | 0 | 0 | 0 | 0 | 0 | 0 | 0 | 0 | 0 | 0
2016-12-19 06:00 | 0 | 0 | 0 | 0 | 0 | 604763.5383 | 0 | 468614 | 0 | 0 | 0 | 0 | 1199316.915 | 28531.9631 | 0 | 0 | 0 | 0 | 0 | 0 | 0 | 0 | 0 | 0 | 0 | 0 | 0 | 0 | 0 | 136149.5383 | 0 | 0 | 0 | 0 | 0 | 0 | 0 | 0 | 0 | 0 | 0 | 0 | 0 | 0 | 0
2016-12-19 07:00 | 0 | 0 | 0 | 0 | 0 | 609393.8757 | 0 | 461616 | 0 | 0 | 0 | 0 | 1347094.7908 | 28531.9631 | 0 | 0 | 0 | 0 | 0 | 0 | 0 | 0 | 0 | 0 | 0 | 0 | 0 | 0 | 0 | 147777.8757 | 0 | 0 | 0 | 0 | 0 | 0 | 0 | 0 | 0 | 0 | 0 | 0 | 0 | 0 | 0
2016-12-19 08:00 | 0 | 0 | 0 | 0 | 0 | 214652.8766 | 0 | 459526 | 0 | 0 | 0 | 0 | 1087955.6858 | 42797.9446 | 0 | 0 | 0 | 0 | 0 | 0 | 0 | 0 | 0 | 0 | 0 | 0 | 0 | 0 | 0 | -259139.105 | 14265.9815 | 0 | 0 | 0 | 0 | 0 | 0 | 0 | 0 | 0 | 0 | 0 | 0 | 0 | 0
2016-12-19 09:00 | 0 | 0 | 0 | 0 | 0 | 602723.6953 | 0 | 463945 | 0 | 0 | 0 | 0 | 1226734.3811 | 42797.9446 | 0 | 0 | 0 | 0 | 0 | 0 | 0 | 0 | 0 | 0 | 0 | 0 | 0 | 0 | 0 | 138778.6953 | 0 | 0 | 0 | 0 | 0 | 0 | 0 | 0 | 0 | 0 | 0 | 0 | 0 | 0 | 0
2016-12-19 10:00 | 0 | 0 | 0 | 0 | 0 | 594634.0092 | 0 | 480074 | 0 | 0 | 0 | 0 | 1327028.4088 | 57063.9261 | 0 | 0 | 0 | 0 | 0 | 0 | 0 | 0 | 0 | 0 | 0 | 0 | 0 | 0 | 0 | 100294.0276 | 14265.9815 | 0 | 0 | 0 | 0 | 0 | 0 | 0 | 0 | 0 | 0 | 0 | 0 | 0 | 0
2016-12-19 11:00 | 0 | 0 | 0 | 0 | 0 | 591422.2962 | 0 | 510834 | 0 | 0 | 0 | 0 | 1407616.705 | 57063.9261 | 0 | 0 | 0 | 0 | 0 | 0 | 0 | 0 | 0 | 0 | 0 | 0 | 0 | 0 | 0 | 80588.2962 | 0 | 0 | 0 | 0 | 0 | 0 | 0 | 0 | 0 | 0 | 0 | 0 | 0 | 0 | 0
2016-12-19 12:00 | 0 | 0 | 0 | 0 | 0 | 283160.895 | 0 | 542300 | 0 | 0 | 0 | 0 | 1148477.6 | 57063.9261 | 0 | 0 | 0 | 0 | 0 | 0 | 0 | 0 | 0 | 0 | 0 | 0 | 0 | 0 | 0 | -259139.105 | 0 | 0 | 0 | 0 | 0 | 0 | 0 | 0 | 0 | 0 | 0 | 0 | 0 | 0 | 0
2016-12-19 13:00 | 0 | 0 | 0 | 0 | 0 | 300126.895 | 0 | 559266 | 0 | 0 | 0 | 0 | 889338.4951 | 57063.9261 | 0 | 0 | 0 | 0 | 0 | 0 | 0 | 0 | 0 | 0 | 0 | 0 | 0 | 0 | 0 | -259139.105 | 0 | 0 | 0 | 0 | 0 | 0 | 0 | 0 | 0 | 0 | 0 | 0 | 0 | 0 | 0
2016-12-19 14:00 | 0 | 0 | 0 | 0 | 0 | 563711.25 | 35620.4087 | 565631 | 0 | 0 | 0 | 0 | 980103.0799 | 0 | 0 | 0 | 0 | 0 | 0 | 0 | 0 | 0 | 0 | 0 | 0 | 0 | 0 | 0 | 0 | 90764.5849 | 0 | 57063.9261 | 0 | 0 | 0 | 0 | 0 | 0 | 0 | 0 | 0 | 0 | 0 | 0 | 0
2016-12-19 15:00 | 0 | 0 | 0 | 0 | 0 | 373625.013 | 448857.092 | 563343 | 0 | 0 | 0 | 0 | 1239242.1849 | 0 | 0 | 0 | 0 | 0 | 0 | 0 | 0 | 0 | 0 | 0 | 0 | 0 | 0 | 0 | 0 | 259139.105 | 0 | 0 | 0 | 0 | 0 | 0 | 0 | 0 | 0 | 0 | 0 | 0 | 0 | 0 | 0
2016-12-19 16:00 | 0 | 0 | 0 | 0 | 0 | 0 | 610854.1057 | 555471 | 0 | 0 | 0 | 0 | 1294625.2906 | 0 | 0 | 0 | 0 | 0 | 0 | 0 | 0 | 0 | 0 | 0 | 0 | 0 | 0 | 0 | 0 | 55383.1057 | 0 | 0 | 0 | 0 | 0 | 0 | 0 | 0 | 0 | 0 | 0 | 0 | 0 | 0 | 0
2016-12-19 17:00 | 0 | 0 | 0 | 0 | 0 | 0 | 599549.1976 | 545422 | 0 | 0 | 0 | 0 | 1348752.4882 | 0 | 0 | 0 | 0 | 0 | 0 | 0 | 0 | 0 | 0 | 0 | 0 | 0 | 0 | 0 | 0 | 54127.1976 | 0 | 0 | 0 | 0 | 0 | 0 | 0 | 0 | 0 | 0 | 0 | 0 | 0 | 0 | 0
2016-12-19 18:00 | 0 | 0 | 0 | 0 | 0 | 0 | 568425.2159 | 536491 | 0 | 0 | 0 | 0 | 1380686.7041 | 0 | 0 | 0 | 0 | 0 | 0 | 0 | 0 | 0 | 0 | 0 | 0 | 0 | 0 | 0 | 0 | 31934.2159 | 0 | 0 | 0 | 0 | 0 | 0 | 0 | 0 | 0 | 0 | 0 | 0 | 0 | 0 | 0
2016-12-19 19:00 | 0 | 0 | 0 | 0 | 0 | 0 | 550795.774 | 528857 | 0 | 0 | 0 | 0 | 1402625.4781 | 0 | 0 | 0 | 0 | 0 | 0 | 0 | 0 | 0 | 0 | 0 | 0 | 0 | 0 | 0 | 0 | 21938.774 | 0 | 0 | 0 | 0 | 0 | 0 | 0 | 0 | 0 | 0 | 0 | 0 | 0 | 0 | 0
2016-12-19 20:00 | 0 | 0 | 0 | 0 | 0 | 0 | 563653.9777 | 525223 | 0 | 0 | 0 | 0 | 1441056.4558 | 0 | 0 | 0 | 0 | 0 | 0 | 0 | 0 | 0 | 0 | 0 | 0 | 0 | 0 | 0 | 0 | 38430.9777 | 0 | 0 | 0 | 0 | 0 | 0 | 0 | 0 | 0 | 0 | 0 | 0 | 0 | 0 | 0
2016-12-19 21:00 | 0 | 0 | 0 | 0 | 0 | 199594.6167 | 588587.4883 | 529043 | 0 | 0 | 0 | 0 | 1700195.5607 | 0 | 0 | 0 | 0 | 0 | 0 | 0 | 0 | 0 | 0 | 0 | 0 | 0 | 0 | 0 | 0 | 259139.105 | 0 | 0 | 0 | 0 | 0 | 0 | 0 | 0 | 0 | 0 | 0 | 0 | 0 | 0 | 0
2016-12-19 22:00 | 0 | 0 | 0 | 0 | 0 | 0 | 526623.4656 | 548076 | 0 | 0 | 0 | 0 | 1678743.0263 | 0 | 0 | 0 | 0 | 0 | 0 | 0 | 0 | 0 | 0 | 0 | 0 | 0 | 0 | 0 | 0 | -21452.5344 | 0 | 0 | 0 | 0 | 0 | 0 | 0 | 0 | 0 | 0 | 0 | 0 | 0 | 0 | 0
2016-12-19 23:00 | 0 | 0 | 0 | 0 | 0 | 591309.3839 | 235689.7211 | 567860 | 0 | 0 | 0 | 0 | 1937882.1312 | 0 | 0 | 0 | 0 | 0 | 0 | 0 | 0 | 0 | 0 | 0 | 0 | 0 | 0 | 0 | 0 | 259139.105 | 0 | 0 | 0 | 0 | 0 | 0 | 0 | 0 | 0 | 0 | 0 | 0 | 0 | 0 | 0
2016-12-20 | 0 | 0 | 0 | 0 | 0 | 314696.0629 | 3039.8322 | 576875 | 0 | 0 | 0 | 0 | 1678743.0263 | 0 | 0 | 0 | 0 | 0 | 0 | 0 | 0 | 0 | 0 | 0 | 0 | 0 | 0 | 0 | 0 | -259139.105 | 0 | 0 | 0 | 0 | 0 | 0 | 0 | 0 | 0 | 0 | 0 | 0 | 0 | 0 | 0
2016-12-20 01:00 | 0 | 0 | 0 | 0 | 0 | 850928.0865 | 0 | 577523 | 0 | 0 | 0 | 0 | 1937882.1312 | 14265.9815 | 0 | 0 | 0 | 0 | 0 | 0 | 0 | 0 | 0 | 0 | 0 | 0 | 0 | 0 | 0 | 259139.105 | 14265.9815 | 0 | 0 | 0 | 0 | 0 | 0 | 0 | 0 | 0 | 0 | 0 | 0 | 0 | 0
2016-12-20 02:00 | 0 | 0 | 0 | 0 | 0 | 839677.0865 | 0 | 566272 | 0 | 0 | 0 | 0 | 2197021.2362 | 28531.9631 | 0 | 0 | 0 | 0 | 0 | 0 | 0 | 0 | 0 | 0 | 0 | 0 | 0 | 0 | 0 | 259139.105 | 14265.9815 | 0 | 0 | 0 | 0 | 0 | 0 | 0 | 0 | 0 | 0 | 0 | 0 | 0 | 0
2016-12-20 03:00 | 0 | 0 | 0 | 0 | 0 | 300737.8766 | 0 | 545611 | 0 | 0 | 0 | 0 | 1937882.1312 | 42797.9446 | 0 | 0 | 0 | 0 | 0 | 0 | 0 | 0 | 0 | 0 | 0 | 0 | 0 | 0 | 0 | -259139.105 | 14265.9815 | 0 | 0 | 0 | 0 | 0 | 0 | 0 | 0 | 0 | 0 | 0 | 0 | 0 | 0
2016-12-20 04:00 | 0 | 0 | 0 | 0 | 0 | 779842.105 | 0 | 520703 | 0 | 0 | 0 | 0 | 2197021.2362 | 42797.9446 | 0 | 0 | 0 | 0 | 0 | 0 | 0 | 0 | 0 | 0 | 0 | 0 | 0 | 0 | 0 | 259139.105 | 0 | 0 | 0 | 0 | 0 | 0 | 0 | 0 | 0 | 0 | 0 | 0 | 0 | 0 | 0
2016-12-20 05:00 | 0 | 0 | 0 | 0 | 0 | 253728.8766 | 0 | 498602 | 0 | 0 | 0 | 0 | 1937882.1312 | 57063.9261 | 0 | 0 | 0 | 0 | 0 | 0 | 0 | 0 | 0 | 0 | 0 | 0 | 0 | 0 | 0 | -259139.105 | 14265.9815 | 0 | 0 | 0 | 0 | 0 | 0 | 0 | 0 | 0 | 0 | 0 | 0 | 0 | 0
2016-12-20 06:00 | 0 | 0 | 0 | 0 | 0 | 236064.8766 | 0 | 480938 | 0 | 0 | 0 | 0 | 1678743.0263 | 71329.9077 | 0 | 0 | 0 | 0 | 0 | 0 | 0 | 0 | 0 | 0 | 0 | 0 | 0 | 0 | 0 | -259139.105 | 14265.9815 | 0 | 0 | 0 | 0 | 0 | 0 | 0 | 0 | 0 | 0 | 0 | 0 | 0 | 0
2016-12-20 07:00 | 0 | 0 | 0 | 0 | 0 | 729963.105 | 0 | 470824 | 0 | 0 | 0 | 0 | 1937882.1312 | 71329.9077 | 0 | 0 | 0 | 0 | 0 | 0 | 0 | 0 | 0 | 0 | 0 | 0 | 0 | 0 | 0 | 259139.105 | 0 | 0 | 0 | 0 | 0 | 0 | 0 | 0 | 0 | 0 | 0 | 0 | 0 | 0 | 0
2016-12-20 08:00 | 0 | 0 | 0 | 0 | 0 | 222225.8766 | 0 | 467099 | 0 | 0 | 0 | 0 | 1678743.0263 | 85595.8892 | 0 | 0 | 0 | 0 | 0 | 0 | 0 | 0 | 0 | 0 | 0 | 0 | 0 | 0 | 0 | -259139.105 | 14265.9815 | 0 | 0 | 0 | 0 | 0 | 0 | 0 | 0 | 0 | 0 | 0 | 0 | 0 | 0
2016-12-20 09:00 | 0 | 0 | 0 | 0 | 0 | 211357.895 | 0 | 470497 | 0 | 0 | 0 | 0 | 1419603.9213 | 85595.8892 | 0 | 0 | 0 | 0 | 0 | 0 | 0 | 0 | 0 | 0 | 0 | 0 | 0 | 0 | 0 | -259139.105 | 0 | 0 | 0 | 0 | 0 | 0 | 0 | 0 | 0 | 0 | 0 | 0 | 0 | 0 | 0
2016-12-20 10:00 | 0 | 0 | 0 | 0 | 0 | 742512.105 | 0 | 483373 | 0 | 0 | 0 | 0 | 1678743.0263 | 85595.8892 | 0 | 0 | 0 | 0 | 0 | 0 | 0 | 0 | 0 | 0 | 0 | 0 | 0 | 0 | 0 | 259139.105 | 0 | 0 | 0 | 0 | 0 | 0 | 0 | 0 | 0 | 0 | 0 | 0 | 0 | 0 | 0
2016-12-20 11:00 | 0 | 0 | 0 | 0 | 0 | 398528.1604 | 0 | 509656 | 0 | 0 | 0 | 0 | 1553349.2051 | 99861.8707 | 0 | 0 | 0 | 0 | 0 | 0 | 0 | 0 | 0 | 0 | 0 | 0 | 0 | 0 | 0 | -125393.8212 | 14265.9815 | 0 | 0 | 0 | 0 | 0 | 0 | 0 | 0 | 0 | 0 | 0 | 0 | 0 | 0
2016-12-20 12:00 | 0 | 0 | 0 | 0 | 0 | 278170.895 | 0 | 537310 | 0 | 0 | 0 | 0 | 1294210.1001 | 99861.8707 | 0 | 0 | 0 | 0 | 0 | 0 | 0 | 0 | 0 | 0 | 0 | 0 | 0 | 0 | 0 | -259139.105 | 0 | 0 | 0 | 0 | 0 | 0 | 0 | 0 | 0 | 0 | 0 | 0 | 0 | 0 | 0
2016-12-20 13:00 | 0 | 0 | 0 | 0 | 0 | 297256.8335 | 0 | 547315 | 0 | 0 | 0 | 0 | 1035070.9952 | 108942.8092 | 0 | 0 | 0 | 0 | 0 | 0 | 0 | 0 | 0 | 0 | 0 | 0 | 0 | 0 | 0 | -259139.105 | 9080.9384 | 0 | 0 | 0 | 0 | 0 | 0 | 0 | 0 | 0 | 0 | 0 | 0 | 0 | 0
2016-12-20 14:00 | 0 | 0 | 0 | 0 | 0 | 713928.6631 | 39154.8169 | 545994 | 0 | 0 | 0 | 0 | 1242160.4752 | 108942.8092 | 0 | 0 | 0 | 0 | 0 | 0 | 0 | 0 | 0 | 0 | 0 | 0 | 0 | 0 | 0 | 207089.48 | 0 | 0 | 0 | 0 | 0 | 0 | 0 | 0 | 0 | 0 | 0 | 0 | 0 | 0 | 0
2016-12-20 15:00 | 0 | 0 | 0 | 0 | 0 | 352339.9517 | 444697.1533 | 537898 | 0 | 0 | 0 | 0 | 1501299.5802 | 108942.8092 | 0 | 0 | 0 | 0 | 0 | 0 | 0 | 0 | 0 | 0 | 0 | 0 | 0 | 0 | 0 | 259139.105 | 0 | 0 | 0 | 0 | 0 | 0 | 0 | 0 | 0 | 0 | 0 | 0 | 0 | 0 | 0
2016-12-20 16:00 | 0 | 0 | 0 | 0 | 0 | 0 | 604597.0625 | 525586 | 0 | 0 | 0 | 0 | 1580310.6427 | 108942.8092 | 0 | 0 | 0 | 0 | 0 | 0 | 0 | 0 | 0 | 0 | 0 | 0 | 0 | 0 | 0 | 79011.0625 | 0 | 0 | 0 | 0 | 0 | 0 | 0 | 0 | 0 | 0 | 0 | 0 | 0 | 0 | 0
2016-12-20 17:00 | 0 | 0 | 0 | 0 | 0 | 0 | 605139.9279 | 511467 | 0 | 0 | 0 | 0 | 1782926.3798 | 0 | 0 | 0 | 0 | 0 | 0 | 0 | 0 | 0 | 0 | 0 | 0 | 0 | 0 | 0 | 0 | 202615.7371 | 0 | 108942.8092 | 0 | 0 | 0 | 0 | 0 | 0 | 0 | 0 | 0 | 0 | 0 | 0 | 0
2016-12-20 18:00 | 0 | 0 | 0 | 0 | 0 | 0 | 563687.5484 | 499927 | 0 | 0 | 0 | 0 | 1846686.9282 | 0 | 0 | 0 | 0 | 0 | 0 | 0 | 0 | 0 | 0 | 0 | 0 | 0 | 0 | 0 | 0 | 63760.5484 | 0 | 0 | 0 | 0 | 0 | 0 | 0 | 0 | 0 | 0 | 0 | 0 | 0 | 0 | 0
2016-12-20 19:00 | 0 | 0 | 0 | 0 | 0 | 0 | 539101.1374 | 491141 | 0 | 0 | 0 | 0 | 1894647.0656 | 0 | 0 | 0 | 0 | 0 | 0 | 0 | 0 | 0 | 0 | 0 | 0 | 0 | 0 | 0 | 0 | 47960.1374 | 0 | 0 | 0 | 0 | 0 | 0 | 0 | 0 | 0 | 0 | 0 | 0 | 0 | 0 | 0
2016-12-20 20:00 | 0 | 0 | 0 | 0 | 0 | 0 | 548047.4846 | 486462 | 0 | 0 | 0 | 0 | 1956232.5502 | 0 | 0 | 0 | 0 | 0 | 0 | 0 | 0 | 0 | 0 | 0 | 0 | 0 | 0 | 0 | 0 | 61585.4846 | 0 | 0 | 0 | 0 | 0 | 0 | 0 | 0 | 0 | 0 | 0 | 0 | 0 | 0 | 0
2016-12-20 21:00 | 0 | 0 | 0 | 0 | 0 | 0 | 553781.961 | 490003 | 0 | 0 | 0 | 0 | 2020011.5112 | 0 | 0 | 0 | 0 | 0 | 0 | 0 | 0 | 0 | 0 | 0 | 0 | 0 | 0 | 0 | 0 | 63778.961 | 0 | 0 | 0 | 0 | 0 | 0 | 0 | 0 | 0 | 0 | 0 | 0 | 0 | 0 | 0
2016-12-20 22:00 | 0 | 0 | 0 | 0 | 0 | 0 | 465646.7565 | 509653 | 0 | 0 | 0 | 0 | 1976005.2677 | 0 | 0 | 0 | 0 | 0 | 0 | 0 | 0 | 0 | 0 | 0 | 0 | 0 | 0 | 0 | 0 | -44006.2435 | 0 | 0 | 0 | 0 | 0 | 0 | 0 | 0 | 0 | 0 | 0 | 0 | 0 | 0 | 0
2016-12-20 23:00 | 0 | 0 | 0 | 0 | 0 | 547870.1084 | 156861.8626 | 529350 | 0 | 0 | 0 | 0 | 2151387.2388 | 0 | 0 | 0 | 0 | 0 | 0 | 0 | 0 | 0 | 0 | 0 | 0 | 0 | 0 | 0 | 0 | 175381.9711 | 0 | 0 | 0 | 0 | 0 | 0 | 0 | 0 | 0 | 0 | 0 | 0 | 0 | 0 | 0
2016-12-21 | 0 | 0 | 0 | 0 | 0 | 594799.3554 | 3081.808 | 539075 | 0 | 0 | 0 | 0 | 2210193.4022 | 0 | 0 | 0 | 0 | 0 | 0 | 0 | 0 | 0 | 0 | 0 | 0 | 0 | 0 | 0 | 0 | 58806.1634 | 0 | 0 | 0 | 0 | 0 | 0 | 0 | 0 | 0 | 0 | 0 | 0 | 0 | 0 | 0
2016-12-21 01:00 | 0 | 0 | 0 | 0 | 0 | 636586.3127 | 0 | 541622 | 0 | 0 | 0 | 0 | 2290891.7334 | 14265.9815 | 0 | 0 | 0 | 0 | 0 | 0 | 0 | 0 | 0 | 0 | 0 | 0 | 0 | 0 | 0 | 80698.3312 | 14265.9815 | 0 | 0 | 0 | 0 | 0 | 0 | 0 | 0 | 0 | 0 | 0 | 0 | 0 | 0
2016-12-21 02:00 | 0 | 0 | 0 | 0 | 0 | 676292.8763 | 0 | 532200 | 0 | 0 | 0 | 0 | 2420718.6282 | 28531.9631 | 0 | 0 | 0 | 0 | 0 | 0 | 0 | 0 | 0 | 0 | 0 | 0 | 0 | 0 | 0 | 129826.8948 | 14265.9815 | 0 | 0 | 0 | 0 | 0 | 0 | 0 | 0 | 0 | 0 | 0 | 0 | 0 | 0
2016-12-21 03:00 | 0 | 0 | 0 | 0 | 0 | 714995.8892 | 0 | 513573 | 0 | 0 | 0 | 0 | 2622141.5174 | 28531.9631 | 0 | 0 | 0 | 0 | 0 | 0 | 0 | 0 | 0 | 0 | 0 | 0 | 0 | 0 | 0 | 201422.8892 | 0 | 0 | 0 | 0 | 0 | 0 | 0 | 0 | 0 | 0 | 0 | 0 | 0 | 0 | 0
2016-12-21 04:00 | 0 | 0 | 0 | 0 | 0 | 732724.8363 | 0 | 490567 | 0 | 0 | 0 | 0 | 2850033.3722 | 42797.9446 | 0 | 0 | 0 | 0 | 0 | 0 | 0 | 0 | 0 | 0 | 0 | 0 | 0 | 0 | 0 | 227891.8548 | 14265.9815 | 0 | 0 | 0 | 0 | 0 | 0 | 0 | 0 | 0 | 0 | 0 | 0 | 0 | 0
2016-12-21 05:00 | 0 | 0 | 0 | 0 | 0 | 224088.8766 | 0 | 468962 | 0 | 0 | 0 | 0 | 2590894.2672 | 57063.9261 | 0 | 0 | 0 | 0 | 0 | 0 | 0 | 0 | 0 | 0 | 0 | 0 | 0 | 0 | 0 | -259139.105 | 14265.9815 | 0 | 0 | 0 | 0 | 0 | 0 | 0 | 0 | 0 | 0 | 0 | 0 | 0 | 0
2016-12-21 06:00 | 0 | 0 | 0 | 0 | 0 | 727201.0865 | 0 | 453796 | 0 | 0 | 0 | 0 | 2850033.3722 | 71329.9077 | 0 | 0 | 0 | 0 | 0 | 0 | 0 | 0 | 0 | 0 | 0 | 0 | 0 | 0 | 0 | 259139.105 | 14265.9815 | 0 | 0 | 0 | 0 | 0 | 0 | 0 | 0 | 0 | 0 | 0 | 0 | 0 | 0
2016-12-21 07:00 | 0 | 0 | 0 | 0 | 0 | 200304.8766 | 0 | 445178 | 0 | 0 | 0 | 0 | 2590894.2672 | 85595.8892 | 0 | 0 | 0 | 0 | 0 | 0 | 0 | 0 | 0 | 0 | 0 | 0 | 0 | 0 | 0 | -259139.105 | 14265.9815 | 0 | 0 | 0 | 0 | 0 | 0 | 0 | 0 | 0 | 0 | 0 | 0 | 0 | 0
2016-12-21 08:00 | 0 | 0 | 0 | 0 | 0 | 182740.895 | 0 | 441880 | 0 | 0 | 0 | 0 | 2331755.1623 | 85595.8892 | 0 | 0 | 0 | 0 | 0 | 0 | 0 | 0 | 0 | 0 | 0 | 0 | 0 | 0 | 0 | -259139.105 | 0 | 0 | 0 | 0 | 0 | 0 | 0 | 0 | 0 | 0 | 0 | 0 | 0 | 0 | 0
2016-12-21 09:00 | 0 | 0 | 0 | 0 | 0 | 703547.105 | 0 | 444408 | 0 | 0 | 0 | 0 | 2590894.2672 | 85595.8892 | 0 | 0 | 0 | 0 | 0 | 0 | 0 | 0 | 0 | 0 | 0 | 0 | 0 | 0 | 0 | 259139.105 | 0 | 0 | 0 | 0 | 0 | 0 | 0 | 0 | 0 | 0 | 0 | 0 | 0 | 0 | 0
2016-12-21 10:00 | 0 | 0 | 0 | 0 | 0 | 211752.8766 | 0 | 456626 | 0 | 0 | 0 | 0 | 2331755.1623 | 99861.8707 | 0 | 0 | 0 | 0 | 0 | 0 | 0 | 0 | 0 | 0 | 0 | 0 | 0 | 0 | 0 | -259139.105 | 14265.9815 | 0 | 0 | 0 | 0 | 0 | 0 | 0 | 0 | 0 | 0 | 0 | 0 | 0 | 0
2016-12-21 11:00 | 0 | 0 | 0 | 0 | 0 | 238937.8766 | 0 | 483811 | 0 | 0 | 0 | 0 | 2072616.0573 | 114127.8523 | 0 | 0 | 0 | 0 | 0 | 0 | 0 | 0 | 0 | 0 | 0 | 0 | 0 | 0 | 0 | -259139.105 | 14265.9815 | 0 | 0 | 0 | 0 | 0 | 0 | 0 | 0 | 0 | 0 | 0 | 0 | 0 | 0
2016-12-21 12:00 | 0 | 0 | 0 | 0 | 0 | 769425.105 | 0 | 510286 | 0 | 0 | 0 | 0 | 2331755.1623 | 114127.8523 | 0 | 0 | 0 | 0 | 0 | 0 | 0 | 0 | 0 | 0 | 0 | 0 | 0 | 0 | 0 | 259139.105 | 0 | 0 | 0 | 0 | 0 | 0 | 0 | 0 | 0 | 0 | 0 | 0 | 0 | 0 | 0
2016-12-21 13:00 | 0 | 0 | 0 | 0 | 0 | 793484.0865 | 0 | 520079 | 0 | 0 | 0 | 0 | 2590894.2672 | 128393.8338 | 0 | 0 | 0 | 0 | 0 | 0 | 0 | 0 | 0 | 0 | 0 | 0 | 0 | 0 | 0 | 259139.105 | 14265.9815 | 0 | 0 | 0 | 0 | 0 | 0 | 0 | 0 | 0 | 0 | 0 | 0 | 0 | 0
2016-12-21 14:00 | 0 | 0 | 0 | 0 | 0 | 223353.0949 | 35222.8001 | 517715 | 0 | 0 | 0 | 0 | 2331755.1623 | 128393.8338 | 0 | 0 | 0 | 0 | 0 | 0 | 0 | 0 | 0 | 0 | 0 | 0 | 0 | 0 | 0 | -259139.105 | 0 | 0 | 0 | 0 | 0 | 0 | 0 | 0 | 0 | 0 | 0 | 0 | 0 | 0 | 0
2016-12-21 15:00 | 0 | 0 | 0 | 0 | 0 | 579197.6433 | 176664.993 | 509230 | 0 | 0 | 0 | 0 | 2564121.817 | 142659.8153 | 0 | 0 | 0 | 0 | 0 | 0 | 0 | 0 | 0 | 0 | 0 | 0 | 0 | 0 | 0 | 232366.6547 | 14265.9815 | 0 | 0 | 0 | 0 | 0 | 0 | 0 | 0 | 0 | 0 | 0 | 0 | 0 | 0
2016-12-21 16:00 | 0 | 0 | 0 | 0 | 0 | 0 | 317626.0163 | 497804 | 0 | 0 | 0 | 0 | 2369677.8518 | 156925.7969 | 0 | 0 | 0 | 0 | 0 | 0 | 0 | 0 | 0 | 0 | 0 | 0 | 0 | 0 | 0 | -194443.9652 | 14265.9815 | 0 | 0 | 0 | 0 | 0 | 0 | 0 | 0 | 0 | 0 | 0 | 0 | 0 | 0
2016-12-21 17:00 | 0 | 0 | 0 | 0 | 0 | 0 | 380337.2924 | 485887 | 0 | 0 | 0 | 0 | 2249862.1627 | 171191.7784 | 0 | 0 | 0 | 0 | 0 | 0 | 0 | 0 | 0 | 0 | 0 | 0 | 0 | 0 | 0 | -119815.6892 | 14265.9815 | 0 | 0 | 0 | 0 | 0 | 0 | 0 | 0 | 0 | 0 | 0 | 0 | 0 | 0
2016-12-21 18:00 | 0 | 0 | 0 | 0 | 0 | 0 | 392704.0955 | 475256 | 0 | 0 | 0 | 0 | 2153044.2766 | 185457.7599 | 0 | 0 | 0 | 0 | 0 | 0 | 0 | 0 | 0 | 0 | 0 | 0 | 0 | 0 | 0 | -96817.886 | 14265.9815 | 0 | 0 | 0 | 0 | 0 | 0 | 0 | 0 | 0 | 0 | 0 | 0 | 0 | 0
2016-12-21 19:00 | 0 | 0 | 0 | 0 | 0 | 348698.8332 | 391730.2533 | 467024 | 0 | 0 | 0 | 0 | 2412183.3816 | 199723.7415 | 0 | 0 | 0 | 0 | 0 | 0 | 0 | 0 | 0 | 0 | 0 | 0 | 0 | 0 | 0 | 259139.105 | 14265.9815 | 0 | 0 | 0 | 0 | 0 | 0 | 0 | 0 | 0 | 0 | 0 | 0 | 0 | 0
2016-12-21 20:00 | 0 | 0 | 0 | 0 | 0 | 344362.2525 | 393203.834 | 464161 | 0 | 0 | 0 | 0 | 2671322.4865 | 213989.723 | 0 | 0 | 0 | 0 | 0 | 0 | 0 | 0 | 0 | 0 | 0 | 0 | 0 | 0 | 0 | 259139.105 | 14265.9815 | 0 | 0 | 0 | 0 | 0 | 0 | 0 | 0 | 0 | 0 | 0 | 0 | 0 | 0
2016-12-21 21:00 | 0 | 0 | 0 | 0 | 0 | 0 | 377081.9589 | 469351 | 0 | 0 | 0 | 0 | 2564787.4639 | 228255.7045 | 0 | 0 | 0 | 0 | 0 | 0 | 0 | 0 | 0 | 0 | 0 | 0 | 0 | 0 | 0 | -106535.0227 | 14265.9815 | 0 | 0 | 0 | 0 | 0 | 0 | 0 | 0 | 0 | 0 | 0 | 0 | 0 | 0
2016-12-21 22:00 | 0 | 0 | 0 | 0 | 0 | 0 | 312484.8524 | 486513 | 0 | 0 | 0 | 0 | 2376493.3347 | 242521.686 | 0 | 0 | 0 | 0 | 0 | 0 | 0 | 0 | 0 | 0 | 0 | 0 | 0 | 0 | 0 | -188294.1292 | 14265.9815 | 0 | 0 | 0 | 0 | 0 | 0 | 0 | 0 | 0 | 0 | 0 | 0 | 0 | 0
2016-12-21 23:00 | 0 | 0 | 0 | 0 | 0 | 663247.167 | 112587.9195 | 502430 | 0 | 0 | 0 | 0 | 2635632.4397 | 256787.6676 | 0 | 0 | 0 | 0 | 0 | 0 | 0 | 0 | 0 | 0 | 0 | 0 | 0 | 0 | 0 | 259139.105 | 14265.9815 | 0 | 0 | 0 | 0 | 0 | 0 | 0 | 0 | 0 | 0 | 0 | 0 | 0 | 0
2016-12-22 | 0 | 0 | 0 | 0 | 0 | 248771.0825 | 1252.8125 | 509163 | 0 | 0 | 0 | 0 | 2376493.3347 | 256787.6676 | 0 | 0 | 0 | 0 | 0 | 0 | 0 | 0 | 0 | 0 | 0 | 0 | 0 | 0 | 0 | -259139.105 | 0 | 0 | 0 | 0 | 0 | 0 | 0 | 0 | 0 | 0 | 0 | 0 | 0 | 0 | 0
2016-12-22 01:00 | 0 | 0 | 0 | 0 | 0 | 783273.0865 | 0 | 509868 | 0 | 0 | 0 | 0 | 2635632.4397 | 271053.6491 | 0 | 0 | 0 | 0 | 0 | 0 | 0 | 0 | 0 | 0 | 0 | 0 | 0 | 0 | 0 | 259139.105 | 14265.9815 | 0 | 0 | 0 | 0 | 0 | 0 | 0 | 0 | 0 | 0 | 0 | 0 | 0 | 0
2016-12-22 02:00 | 0 | 0 | 0 | 0 | 0 | 773976.0865 | 0 | 500571 | 0 | 0 | 0 | 0 | 2894771.5446 | 285319.6306 | 0 | 0 | 0 | 0 | 0 | 0 | 0 | 0 | 0 | 0 | 0 | 0 | 0 | 0 | 0 | 259139.105 | 14265.9815 | 0 | 0 | 0 | 0 | 0 | 0 | 0 | 0 | 0 | 0 | 0 | 0 | 0 | 0
2016-12-22 03:00 | 0 | 0 | 0 | 0 | 0 | 238003.8766 | 0 | 482877 | 0 | 0 | 0 | 0 | 2635632.4397 | 299585.6122 | 0 | 0 | 0 | 0 | 0 | 0 | 0 | 0 | 0 | 0 | 0 | 0 | 0 | 0 | 0 | -259139.105 | 14265.9815 | 0 | 0 | 0 | 0 | 0 | 0 | 0 | 0 | 0 | 0 | 0 | 0 | 0 | 0
2016-12-22 04:00 | 0 | 0 | 0 | 0 | 0 | 733735.0865 | 0 | 460330 | 0 | 0 | 0 | 0 | 2894771.5446 | 313851.5937 | 0 | 0 | 0 | 0 | 0 | 0 | 0 | 0 | 0 | 0 | 0 | 0 | 0 | 0 | 0 | 259139.105 | 14265.9815 | 0 | 0 | 0 | 0 | 0 | 0 | 0 | 0 | 0 | 0 | 0 | 0 | 0 | 0
2016-12-22 05:00 | 0 | 0 | 0 | 0 | 0 | 195196.8766 | 0 | 440070 | 0 | 0 | 0 | 0 | 2635632.4397 | 328117.5752 | 0 | 0 | 0 | 0 | 0 | 0 | 0 | 0 | 0 | 0 | 0 | 0 | 0 | 0 | 0 | -259139.105 | 14265.9815 | 0 | 0 | 0 | 0 | 0 | 0 | 0 | 0 | 0 | 0 | 0 | 0 | 0 | 0
2016-12-22 06:00 | 0 | 0 | 0 | 0 | 0 | 178316.8766 | 0 | 423190 | 0 | 0 | 0 | 0 | 2376493.3347 | 342383.5568 | 0 | 0 | 0 | 0 | 0 | 0 | 0 | 0 | 0 | 0 | 0 | 0 | 0 | 0 | 0 | -259139.105 | 14265.9815 | 0 | 0 | 0 | 0 | 0 | 0 | 0 | 0 | 0 | 0 | 0 | 0 | 0 | 0
2016-12-22 07:00 | 0 | 0 | 0 | 0 | 0 | 685403.0865 | 0 | 411998 | 0 | 0 | 0 | 0 | 2635632.4397 | 356649.5383 | 0 | 0 | 0 | 0 | 0 | 0 | 0 | 0 | 0 | 0 | 0 | 0 | 0 | 0 | 0 | 259139.105 | 14265.9815 | 0 | 0 | 0 | 0 | 0 | 0 | 0 | 0 | 0 | 0 | 0 | 0 | 0 | 0
2016-12-22 08:00 | 0 | 0 | 0 | 0 | 0 | 161560.8766 | 0 | 406434 | 0 | 0 | 0 | 0 | 2376493.3347 | 370915.5198 | 0 | 0 | 0 | 0 | 0 | 0 | 0 | 0 | 0 | 0 | 0 | 0 | 0 | 0 | 0 | -259139.105 | 14265.9815 | 0 | 0 | 0 | 0 | 0 | 0 | 0 | 0 | 0 | 0 | 0 | 0 | 0 | 0
2016-12-22 09:00 | 0 | 0 | 0 | 0 | 0 | 148513.895 | 0 | 407653 | 0 | 0 | 0 | 0 | 2117354.2298 | 370915.5198 | 0 | 0 | 0 | 0 | 0 | 0 | 0 | 0 | 0 | 0 | 0 | 0 | 0 | 0 | 0 | -259139.105 | 0 | 0 | 0 | 0 | 0 | 0 | 0 | 0 | 0 | 0 | 0 | 0 | 0 | 0 | 0
2016-12-22 10:00 | 0 | 0 | 0 | 0 | 0 | 621271.7616 | 0 | 417723 | 0 | 0 | 0 | 0 | 2306637.0098 | 385181.5014 | 0 | 0 | 0 | 0 | 0 | 0 | 0 | 0 | 0 | 0 | 0 | 0 | 0 | 0 | 0 | 189282.7801 | 14265.9815 | 0 | 0 | 0 | 0 | 0 | 0 | 0 | 0 | 0 | 0 | 0 | 0 | 0 | 0
2016-12-22 11:00 | 0 | 0 | 0 | 0 | 0 | 182198.895 | 0 | 441338 | 0 | 0 | 0 | 0 | 2047497.9049 | 385181.5014 | 0 | 0 | 0 | 0 | 0 | 0 | 0 | 0 | 0 | 0 | 0 | 0 | 0 | 0 | 0 | -259139.105 | 0 | 0 | 0 | 0 | 0 | 0 | 0 | 0 | 0 | 0 | 0 | 0 | 0 | 0 | 0
2016-12-22 12:00 | 0 | 0 | 0 | 0 | 0 | 533792.784 | 0 | 468480 | 0 | 0 | 0 | 0 | 2112810.6888 | 385181.5014 | 0 | 0 | 0 | 0 | 0 | 0 | 0 | 0 | 0 | 0 | 0 | 0 | 0 | 0 | 0 | 65312.784 | 0 | 0 | 0 | 0 | 0 | 0 | 0 | 0 | 0 | 0 | 0 | 0 | 0 | 0 | 0
2016-12-22 13:00 | 0 | 0 | 0 | 0 | 0 | 498011.3612 | 0 | 481338 | 0 | 0 | 0 | 0 | 2115218.0684 | 399447.4829 | 0 | 0 | 0 | 0 | 0 | 0 | 0 | 0 | 0 | 0 | 0 | 0 | 0 | 0 | 0 | 2407.3796 | 14265.9815 | 0 | 0 | 0 | 0 | 0 | 0 | 0 | 0 | 0 | 0 | 0 | 0 | 0 | 0
2016-12-22 14:00 | 0 | 0 | 0 | 0 | 0 | 431021.1955 | 19549.6584 | 484535 | 0 | 0 | 0 | 0 | 2066987.9408 | 413713.4644 | 0 | 0 | 0 | 0 | 0 | 0 | 0 | 0 | 0 | 0 | 0 | 0 | 0 | 0 | 0 | -48230.1276 | 14265.9815 | 0 | 0 | 0 | 0 | 0 | 0 | 0 | 0 | 0 | 0 | 0 | 0 | 0 | 0
2016-12-22 15:00 | 0 | 0 | 0 | 0 | 0 | 129562.2011 | 94070.6939 | 482772 | 0 | 0 | 0 | 0 | 1807848.8359 | 413713.4644 | 0 | 0 | 0 | 0 | 0 | 0 | 0 | 0 | 0 | 0 | 0 | 0 | 0 | 0 | 0 | -259139.105 | 0 | 0 | 0 | 0 | 0 | 0 | 0 | 0 | 0 | 0 | 0 | 0 | 0 | 0 | 0
2016-12-22 16:00 | 0 | 0 | 0 | 0 | 0 | 270267.654 | 229887.9069 | 476519 | 0 | 0 | 0 | 0 | 1817219.4153 | 427979.446 | 0 | 0 | 0 | 0 | 0 | 0 | 0 | 0 | 0 | 0 | 0 | 0 | 0 | 0 | 0 | 9370.5794 | 14265.9815 | 0 | 0 | 0 | 0 | 0 | 0 | 0 | 0 | 0 | 0 | 0 | 0 | 0 | 0
2016-12-22 17:00 | 0 | 0 | 0 | 0 | 0 | 229499.746 | 310087.8165 | 467884 | 0 | 0 | 0 | 0 | 1874656.9963 | 442245.4275 | 0 | 0 | 0 | 0 | 0 | 0 | 0 | 0 | 0 | 0 | 0 | 0 | 0 | 0 | 0 | 57437.581 | 14265.9815 | 0 | 0 | 0 | 0 | 0 | 0 | 0 | 0 | 0 | 0 | 0 | 0 | 0 | 0
2016-12-22 18:00 | 0 | 0 | 0 | 0 | 0 | 238255.5415 | 346555.0788 | 460572 | 0 | 0 | 0 | 0 | 1984629.6352 | 456511.409 | 0 | 0 | 0 | 0 | 0 | 0 | 0 | 0 | 0 | 0 | 0 | 0 | 0 | 0 | 0 | 109972.6388 | 14265.9815 | 0 | 0 | 0 | 0 | 0 | 0 | 0 | 0 | 0 | 0 | 0 | 0 | 0 | 0
2016-12-22 19:00 | 0 | 0 | 0 | 0 | 0 | 180273.9562 | 356091.7821 | 455456 | 0 | 0 | 0 | 0 | 2051273.3919 | 470777.3906 | 0 | 0 | 0 | 0 | 0 | 0 | 0 | 0 | 0 | 0 | 0 | 0 | 0 | 0 | 0 | 66643.7567 | 14265.9815 | 0 | 0 | 0 | 0 | 0 | 0 | 0 | 0 | 0 | 0 | 0 | 0 | 0 | 0
2016-12-22 20:00 | 0 | 0 | 0 | 0 | 0 | 0 | 359954.2952 | 454145 | 0 | 0 | 0 | 0 | 1942816.7055 | 485043.3721 | 0 | 0 | 0 | 0 | 0 | 0 | 0 | 0 | 0 | 0 | 0 | 0 | 0 | 0 | 0 | -108456.6863 | 14265.9815 | 0 | 0 | 0 | 0 | 0 | 0 | 0 | 0 | 0 | 0 | 0 | 0 | 0 | 0
2016-12-22 21:00 | 0 | 0 | 0 | 0 | 0 | 0 | 351123.1071 | 459862 | 0 | 0 | 0 | 0 | 1819811.8312 | 499309.3536 | 0 | 0 | 0 | 0 | 0 | 0 | 0 | 0 | 0 | 0 | 0 | 0 | 0 | 0 | 0 | -123004.8744 | 14265.9815 | 0 | 0 | 0 | 0 | 0 | 0 | 0 | 0 | 0 | 0 | 0 | 0 | 0 | 0
2016-12-22 22:00 | 0 | 0 | 0 | 0 | 0 | 0 | 296441.0058 | 475102 | 0 | 0 | 0 | 0 | 1626884.8554 | 513575.3352 | 0 | 0 | 0 | 0 | 0 | 0 | 0 | 0 | 0 | 0 | 0 | 0 | 0 | 0 | 0 | -192926.9757 | 14265.9815 | 0 | 0 | 0 | 0 | 0 | 0 | 0 | 0 | 0 | 0 | 0 | 0 | 0 | 0
2016-12-22 23:00 | 0 | 0 | 0 | 0 | 0 | 599637.0881 | 134772.8287 | 489576 | 0 | 0 | 0 | 0 | 1857452.7907 | 527841.3167 | 0 | 0 | 0 | 0 | 0 | 0 | 0 | 0 | 0 | 0 | 0 | 0 | 0 | 0 | 0 | 230567.9352 | 14265.9815 | 0 | 0 | 0 | 0 | 0 | 0 | 0 | 0 | 0 | 0 | 0 | 0 | 0 | 0
2016-12-23 | 0 | 0 | 0 | 0 | 0 | 627562.5516 | 1665.9066 | 495798 | 0 | 0 | 0 | 0 | 1976617.2673 | 542107.2982 | 0 | 0 | 0 | 0 | 0 | 0 | 0 | 0 | 0 | 0 | 0 | 0 | 0 | 0 | 0 | 119164.4766 | 14265.9815 | 0 | 0 | 0 | 0 | 0 | 0 | 0 | 0 | 0 | 0 | 0 | 0 | 0 | 0
2016-12-23 01:00 | 0 | 0 | 0 | 0 | 0 | 252349.8766 | 0 | 497223 | 0 | 0 | 0 | 0 | 1717478.1623 | 556373.2798 | 0 | 0 | 0 | 0 | 0 | 0 | 0 | 0 | 0 | 0 | 0 | 0 | 0 | 0 | 0 | -259139.105 | 14265.9815 | 0 | 0 | 0 | 0 | 0 | 0 | 0 | 0 | 0 | 0 | 0 | 0 | 0 | 0
2016-12-23 02:00 | 0 | 0 | 0 | 0 | 0 | 630044.8511 | 0 | 487588 | 0 | 0 | 0 | 0 | 1859935.0134 | 556373.2798 | 0 | 0 | 0 | 0 | 0 | 0 | 0 | 0 | 0 | 0 | 0 | 0 | 0 | 0 | 0 | 142456.8511 | 0 | 0 | 0 | 0 | 0 | 0 | 0 | 0 | 0 | 0 | 0 | 0 | 0 | 0 | 0
2016-12-23 03:00 | 0 | 0 | 0 | 0 | 0 | 227924.8766 | 0 | 472798 | 0 | 0 | 0 | 0 | 1600795.9084 | 570639.2613 | 0 | 0 | 0 | 0 | 0 | 0 | 0 | 0 | 0 | 0 | 0 | 0 | 0 | 0 | 0 | -259139.105 | 14265.9815 | 0 | 0 | 0 | 0 | 0 | 0 | 0 | 0 | 0 | 0 | 0 | 0 | 0 | 0
2016-12-23 04:00 | 0 | 0 | 0 | 0 | 0 | 627233.2895 | 0 | 451296 | 0 | 0 | 0 | 0 | 1776733.1979 | 570639.2613 | 0 | 0 | 0 | 0 | 0 | 0 | 0 | 0 | 0 | 0 | 0 | 0 | 0 | 0 | 0 | 175937.2895 | 0 | 0 | 0 | 0 | 0 | 0 | 0 | 0 | 0 | 0 | 0 | 0 | 0 | 0 | 0
2016-12-23 05:00 | 0 | 0 | 0 | 0 | 0 | 627100.4355 | 0 | 429186 | 0 | 0 | 0 | 0 | 1960381.6518 | 584905.2428 | 0 | 0 | 0 | 0 | 0 | 0 | 0 | 0 | 0 | 0 | 0 | 0 | 0 | 0 | 0 | 183648.454 | 14265.9815 | 0 | 0 | 0 | 0 | 0 | 0 | 0 | 0 | 0 | 0 | 0 | 0 | 0 | 0
2016-12-23 06:00 | 0 | 0 | 0 | 0 | 0 | 626331.3377 | 0 | 412910 | 0 | 0 | 0 | 0 | 2159537.008 | 599171.2244 | 0 | 0 | 0 | 0 | 0 | 0 | 0 | 0 | 0 | 0 | 0 | 0 | 0 | 0 | 0 | 199155.3561 | 14265.9815 | 0 | 0 | 0 | 0 | 0 | 0 | 0 | 0 | 0 | 0 | 0 | 0 | 0 | 0
2016-12-23 07:00 | 0 | 0 | 0 | 0 | 0 | 156756.8766 | 0 | 401630 | 0 | 0 | 0 | 0 | 1900397.903 | 613437.2059 | 0 | 0 | 0 | 0 | 0 | 0 | 0 | 0 | 0 | 0 | 0 | 0 | 0 | 0 | 0 | -259139.105 | 14265.9815 | 0 | 0 | 0 | 0 | 0 | 0 | 0 | 0 | 0 | 0 | 0 | 0 | 0 | 0
2016-12-23 08:00 | 0 | 0 | 0 | 0 | 0 | 151440.8766 | 0 | 396314 | 0 | 0 | 0 | 0 | 1641258.7981 | 627703.1874 | 0 | 0 | 0 | 0 | 0 | 0 | 0 | 0 | 0 | 0 | 0 | 0 | 0 | 0 | 0 | -259139.105 | 14265.9815 | 0 | 0 | 0 | 0 | 0 | 0 | 0 | 0 | 0 | 0 | 0 | 0 | 0 | 0
2016-12-23 09:00 | 0 | 0 | 0 | 0 | 0 | 623116.8099 | 0 | 397588 | 0 | 0 | 0 | 0 | 1852521.6265 | 641969.169 | 0 | 0 | 0 | 0 | 0 | 0 | 0 | 0 | 0 | 0 | 0 | 0 | 0 | 0 | 0 | 211262.8284 | 14265.9815 | 0 | 0 | 0 | 0 | 0 | 0 | 0 | 0 | 0 | 0 | 0 | 0 | 0 | 0
2016-12-23 10:00 | 0 | 0 | 0 | 0 | 0 | 638364.1588 | 0 | 405943 | 0 | 0 | 0 | 0 | 2070676.8038 | 656235.1505 | 0 | 0 | 0 | 0 | 0 | 0 | 0 | 0 | 0 | 0 | 0 | 0 | 0 | 0 | 0 | 218155.1773 | 14265.9815 | 0 | 0 | 0 | 0 | 0 | 0 | 0 | 0 | 0 | 0 | 0 | 0 | 0 | 0
2016-12-23 11:00 | 0 | 0 | 0 | 0 | 0 | 179155.8766 | 0 | 424029 | 0 | 0 | 0 | 0 | 1811537.6988 | 670501.132 | 0 | 0 | 0 | 0 | 0 | 0 | 0 | 0 | 0 | 0 | 0 | 0 | 0 | 0 | 0 | -259139.105 | 14265.9815 | 0 | 0 | 0 | 0 | 0 | 0 | 0 | 0 | 0 | 0 | 0 | 0 | 0 | 0
2016-12-23 12:00 | 0 | 0 | 0 | 0 | 0 | 199742.8766 | 0 | 444616 | 0 | 0 | 0 | 0 | 1552398.5939 | 684767.1136 | 0 | 0 | 0 | 0 | 0 | 0 | 0 | 0 | 0 | 0 | 0 | 0 | 0 | 0 | 0 | -259139.105 | 14265.9815 | 0 | 0 | 0 | 0 | 0 | 0 | 0 | 0 | 0 | 0 | 0 | 0 | 0 | 0
2016-12-23 13:00 | 0 | 0 | 0 | 0 | 0 | 669887.5446 | 0 | 458812 | 0 | 0 | 0 | 0 | 1749208.1569 | 699033.0951 | 0 | 0 | 0 | 0 | 0 | 0 | 0 | 0 | 0 | 0 | 0 | 0 | 0 | 0 | 0 | 196809.5631 | 14265.9815 | 0 | 0 | 0 | 0 | 0 | 0 | 0 | 0 | 0 | 0 | 0 | 0 | 0 | 0
2016-12-23 14:00 | 0 | 0 | 0 | 0 | 0 | 631750.1094 | 20112.1798 | 465951 | 0 | 0 | 0 | 0 | 1920853.4646 | 713299.0766 | 0 | 0 | 0 | 0 | 0 | 0 | 0 | 0 | 0 | 0 | 0 | 0 | 0 | 0 | 0 | 171645.3077 | 14265.9815 | 0 | 0 | 0 | 0 | 0 | 0 | 0 | 0 | 0 | 0 | 0 | 0 | 0 | 0
2016-12-23 15:00 | 0 | 0 | 0 | 0 | 0 | 495835.3728 | 244178.7137 | 466609 | 0 | 0 | 0 | 0 | 2179992.5696 | 727565.0581 | 0 | 0 | 0 | 0 | 0 | 0 | 0 | 0 | 0 | 0 | 0 | 0 | 0 | 0 | 0 | 259139.105 | 14265.9815 | 0 | 0 | 0 | 0 | 0 | 0 | 0 | 0 | 0 | 0 | 0 | 0 | 0 | 0
2016-12-23 16:00 | 0 | 0 | 0 | 0 | 0 | 359870.2107 | 376591.8758 | 463057 | 0 | 0 | 0 | 0 | 2439131.6745 | 741831.0397 | 0 | 0 | 0 | 0 | 0 | 0 | 0 | 0 | 0 | 0 | 0 | 0 | 0 | 0 | 0 | 259139.105 | 14265.9815 | 0 | 0 | 0 | 0 | 0 | 0 | 0 | 0 | 0 | 0 | 0 | 0 | 0 | 0
2016-12-23 17:00 | 0 | 0 | 0 | 0 | 0 | 0 | 434300.0299 | 457024 | 0 | 0 | 0 | 0 | 2402141.7229 | 756097.0212 | 0 | 0 | 0 | 0 | 0 | 0 | 0 | 0 | 0 | 0 | 0 | 0 | 0 | 0 | 0 | -36989.9516 | 14265.9815 | 0 | 0 | 0 | 0 | 0 | 0 | 0 | 0 | 0 | 0 | 0 | 0 | 0 | 0
2016-12-23 18:00 | 0 | 0 | 0 | 0 | 0 | 289093.2671 | 435400.8194 | 451089 | 0 | 0 | 0 | 0 | 2661280.8279 | 770363.0027 | 0 | 0 | 0 | 0 | 0 | 0 | 0 | 0 | 0 | 0 | 0 | 0 | 0 | 0 | 0 | 259139.105 | 14265.9815 | 0 | 0 | 0 | 0 | 0 | 0 | 0 | 0 | 0 | 0 | 0 | 0 | 0 | 0
2016-12-23 19:00 | 0 | 0 | 0 | 0 | 0 | 0 | 439360.6068 | 446074 | 0 | 0 | 0 | 0 | 2640301.4532 | 784628.9843 | 0 | 0 | 0 | 0 | 0 | 0 | 0 | 0 | 0 | 0 | 0 | 0 | 0 | 0 | 0 | -20979.3747 | 14265.9815 | 0 | 0 | 0 | 0 | 0 | 0 | 0 | 0 | 0 | 0 | 0 | 0 | 0 | 0
2016-12-23 20:00 | 0 | 0 | 0 | 0 | 0 | 0 | 453494.968 | 443898 | 0 | 0 | 0 | 0 | 2635632.4397 | 798894.9658 | 0 | 0 | 0 | 0 | 0 | 0 | 0 | 0 | 0 | 0 | 0 | 0 | 0 | 0 | 0 | -4669.0135 | 14265.9815 | 0 | 0 | 0 | 0 | 0 | 0 | 0 | 0 | 0 | 0 | 0 | 0 | 0 | 0
2016-12-23 21:00 | 0 | 0 | 0 | 0 | 0 | 258573.9384 | 464003.1481 | 449172 | 0 | 0 | 0 | 0 | 2894771.5446 | 813160.9473 | 0 | 0 | 0 | 0 | 0 | 0 | 0 | 0 | 0 | 0 | 0 | 0 | 0 | 0 | 0 | 259139.105 | 14265.9815 | 0 | 0 | 0 | 0 | 0 | 0 | 0 | 0 | 0 | 0 | 0 | 0 | 0 | 0
2016-12-23 22:00 | 0 | 0 | 0 | 0 | 0 | 0 | 377891.2903 | 463676 | 0 | 0 | 0 | 0 | 2794720.8534 | 827426.9289 | 0 | 0 | 0 | 0 | 0 | 0 | 0 | 0 | 0 | 0 | 0 | 0 | 0 | 0 | 0 | -100050.6912 | 14265.9815 | 0 | 0 | 0 | 0 | 0 | 0 | 0 | 0 | 0 | 0 | 0 | 0 | 0 | 0
2016-12-23 23:00 | 0 | 0 | 0 | 0 | 0 | 455852.7337 | 121146.8942 | 474071 | 0 | 0 | 0 | 0 | 2883383.4997 | 841692.9104 | 0 | 0 | 0 | 0 | 0 | 0 | 0 | 0 | 0 | 0 | 0 | 0 | 0 | 0 | 0 | 88662.6463 | 14265.9815 | 0 | 0 | 0 | 0 | 0 | 0 | 0 | 0 | 0 | 0 | 0 | 0 | 0 | 0
2016-12-24 | 0 | 0 | 0 | 0 | 0 | 460265.0308 | 897.0578 | 476015 | 0 | 0 | 0 | 0 | 2854264.6067 | 855958.8919 | 0 | 0 | 0 | 0 | 0 | 0 | 0 | 0 | 0 | 0 | 0 | 0 | 0 | 0 | 0 | -29118.893 | 14265.9815 | 0 | 0 | 0 | 0 | 0 | 0 | 0 | 0 | 0 | 0 | 0 | 0 | 0 | 0
2016-12-24 01:00 | 0 | 0 | 0 | 0 | 0 | 441418.6902 | 0 | 472752 | 0 | 0 | 0 | 0 | 2808665.3154 | 870224.8735 | 0 | 0 | 0 | 0 | 0 | 0 | 0 | 0 | 0 | 0 | 0 | 0 | 0 | 0 | 0 | -45599.2913 | 14265.9815 | 0 | 0 | 0 | 0 | 0 | 0 | 0 | 0 | 0 | 0 | 0 | 0 | 0 | 0
2016-12-24 02:00 | 0 | 0 | 0 | 0 | 0 | 409793.6314 | 0 | 462869 | 0 | 0 | 0 | 0 | 2741323.9652 | 884490.855 | 0 | 0 | 0 | 0 | 0 | 0 | 0 | 0 | 0 | 0 | 0 | 0 | 0 | 0 | 0 | -67341.3502 | 14265.9815 | 0 | 0 | 0 | 0 | 0 | 0 | 0 | 0 | 0 | 0 | 0 | 0 | 0 | 0
2016-12-24 03:00 | 0 | 0 | 0 | 0 | 0 | 392524.5596 | 0 | 446590 | 0 | 0 | 0 | 0 | 2672992.5434 | 898756.8365 | 0 | 0 | 0 | 0 | 0 | 0 | 0 | 0 | 0 | 0 | 0 | 0 | 0 | 0 | 0 | -68331.4219 | 14265.9815 | 0 | 0 | 0 | 0 | 0 | 0 | 0 | 0 | 0 | 0 | 0 | 0 | 0 | 0
2016-12-24 04:00 | 0 | 0 | 0 | 0 | 0 | 180663.8766 | 0 | 425537 | 0 | 0 | 0 | 0 | 2413853.4384 | 913022.8181 | 0 | 0 | 0 | 0 | 0 | 0 | 0 | 0 | 0 | 0 | 0 | 0 | 0 | 0 | 0 | -259139.105 | 14265.9815 | 0 | 0 | 0 | 0 | 0 | 0 | 0 | 0 | 0 | 0 | 0 | 0 | 0 | 0
2016-12-24 05:00 | 0 | 0 | 0 | 0 | 0 | 360037.6195 | 0 | 404551 | 0 | 0 | 0 | 0 | 2369340.0579 | 913022.8181 | 0 | 0 | 0 | 0 | 0 | 0 | 0 | 0 | 0 | 0 | 0 | 0 | 0 | 0 | 0 | -44513.3805 | 0 | 0 | 0 | 0 | 0 | 0 | 0 | 0 | 0 | 0 | 0 | 0 | 0 | 0 | 0
2016-12-24 06:00 | 0 | 0 | 0 | 0 | 0 | 338898.6207 | 0 | 388257 | 0 | 0 | 0 | 0 | 2319981.6785 | 913022.8181 | 0 | 0 | 0 | 0 | 0 | 0 | 0 | 0 | 0 | 0 | 0 | 0 | 0 | 0 | 0 | -49358.3793 | 0 | 0 | 0 | 0 | 0 | 0 | 0 | 0 | 0 | 0 | 0 | 0 | 0 | 0 | 0
2016-12-24 07:00 | 0 | 0 | 0 | 0 | 0 | 318085.1389 | 0 | 375554 | 0 | 0 | 0 | 0 | 2262512.8174 | 913022.8181 | 0 | 0 | 0 | 0 | 0 | 0 | 0 | 0 | 0 | 0 | 0 | 0 | 0 | 0 | 0 | -57468.8611 | 0 | 0 | 0 | 0 | 0 | 0 | 0 | 0 | 0 | 0 | 0 | 0 | 0 | 0 | 0
2016-12-24 08:00 | 0 | 0 | 0 | 0 | 0 | 107829.895 | 0 | 366969 | 0 | 0 | 0 | 0 | 2003373.7125 | 913022.8181 | 0 | 0 | 0 | 0 | 0 | 0 | 0 | 0 | 0 | 0 | 0 | 0 | 0 | 0 | 0 | -259139.105 | 0 | 0 | 0 | 0 | 0 | 0 | 0 | 0 | 0 | 0 | 0 | 0 | 0 | 0 | 0
2016-12-24 09:00 | 0 | 0 | 0 | 0 | 0 | 289318.9891 | 0 | 363078 | 0 | 0 | 0 | 0 | 1929614.7016 | 913022.8181 | 0 | 0 | 0 | 0 | 0 | 0 | 0 | 0 | 0 | 0 | 0 | 0 | 0 | 0 | 0 | -73759.0109 | 0 | 0 | 0 | 0 | 0 | 0 | 0 | 0 | 0 | 0 | 0 | 0 | 0 | 0 | 0
2016-12-24 10:00 | 0 | 0 | 0 | 0 | 0 | 118377.8766 | 0 | 363251 | 0 | 0 | 0 | 0 | 1670475.5967 | 927288.7996 | 0 | 0 | 0 | 0 | 0 | 0 | 0 | 0 | 0 | 0 | 0 | 0 | 0 | 0 | 0 | -259139.105 | 14265.9815 | 0 | 0 | 0 | 0 | 0 | 0 | 0 | 0 | 0 | 0 | 0 | 0 | 0 | 0
2016-12-24 11:00 | 0 | 0 | 0 | 0 | 0 | 275705.3512 | 0 | 369381 | 0 | 0 | 0 | 0 | 1576799.9479 | 927288.7996 | 0 | 0 | 0 | 0 | 0 | 0 | 0 | 0 | 0 | 0 | 0 | 0 | 0 | 0 | 0 | -93675.6488 | 0 | 0 | 0 | 0 | 0 | 0 | 0 | 0 | 0 | 0 | 0 | 0 | 0 | 0 | 0
2016-12-24 12:00 | 0 | 0 | 0 | 0 | 0 | 274355.8595 | 0 | 381480 | 0 | 0 | 0 | 0 | 1455409.8258 | 941554.7811 | 0 | 0 | 0 | 0 | 0 | 0 | 0 | 0 | 0 | 0 | 0 | 0 | 0 | 0 | 0 | -121390.122 | 14265.9815 | 0 | 0 | 0 | 0 | 0 | 0 | 0 | 0 | 0 | 0 | 0 | 0 | 0 | 0
2016-12-24 13:00 | 0 | 0 | 0 | 0 | 0 | 283481.5337 | 0 | 398053 | 0 | 0 | 0 | 0 | 1326572.378 | 955820.7627 | 0 | 0 | 0 | 0 | 0 | 0 | 0 | 0 | 0 | 0 | 0 | 0 | 0 | 0 | 0 | -128837.4478 | 14265.9815 | 0 | 0 | 0 | 0 | 0 | 0 | 0 | 0 | 0 | 0 | 0 | 0 | 0 | 0
2016-12-24 14:00 | 0 | 0 | 0 | 0 | 0 | 288718.7716 | 34284.5891 | 415360 | 0 | 0 | 0 | 0 | 1219949.7571 | 970086.7442 | 0 | 0 | 0 | 0 | 0 | 0 | 0 | 0 | 0 | 0 | 0 | 0 | 0 | 0 | 0 | -106622.6209 | 14265.9815 | 0 | 0 | 0 | 0 | 0 | 0 | 0 | 0 | 0 | 0 | 0 | 0 | 0 | 0
2016-12-24 15:00 | 0 | 0 | 0 | 0 | 0 | 229495.1017 | 339272.0797 | 428043 | 0 | 0 | 0 | 0 | 1346407.957 | 984352.7257 | 0 | 0 | 0 | 0 | 0 | 0 | 0 | 0 | 0 | 0 | 0 | 0 | 0 | 0 | 0 | 126458.1999 | 14265.9815 | 0 | 0 | 0 | 0 | 0 | 0 | 0 | 0 | 0 | 0 | 0 | 0 | 0 | 0
2016-12-24 16:00 | 0 | 0 | 0 | 0 | 0 | 151233.1705 | 463902.0257 | 433806 | 0 | 0 | 0 | 0 | 1513471.1717 | 998618.7073 | 0 | 0 | 0 | 0 | 0 | 0 | 0 | 0 | 0 | 0 | 0 | 0 | 0 | 0 | 0 | 167063.2147 | 14265.9815 | 0 | 0 | 0 | 0 | 0 | 0 | 0 | 0 | 0 | 0 | 0 | 0 | 0 | 0
2016-12-24 17:00 | 0 | 0 | 0 | 0 | 0 | 0 | 489477.6993 | 433274 | 0 | 0 | 0 | 0 | 1555408.8895 | 1012884.6888 | 0 | 0 | 0 | 0 | 0 | 0 | 0 | 0 | 0 | 0 | 0 | 0 | 0 | 0 | 0 | 41937.7177 | 14265.9815 | 0 | 0 | 0 | 0 | 0 | 0 | 0 | 0 | 0 | 0 | 0 | 0 | 0 | 0
2016-12-24 18:00 | 0 | 0 | 0 | 0 | 0 | 0 | 477771.6693 | 428294 | 0 | 0 | 0 | 0 | 1590620.5772 | 1027150.6703 | 0 | 0 | 0 | 0 | 0 | 0 | 0 | 0 | 0 | 0 | 0 | 0 | 0 | 0 | 0 | 35211.6877 | 14265.9815 | 0 | 0 | 0 | 0 | 0 | 0 | 0 | 0 | 0 | 0 | 0 | 0 | 0 | 0
2016-12-24 19:00 | 0 | 0 | 0 | 0 | 0 | 0 | 472121.814 | 423092 | 0 | 0 | 0 | 0 | 1625384.4097 | 1041416.6519 | 0 | 0 | 0 | 0 | 0 | 0 | 0 | 0 | 0 | 0 | 0 | 0 | 0 | 0 | 0 | 34763.8325 | 14265.9815 | 0 | 0 | 0 | 0 | 0 | 0 | 0 | 0 | 0 | 0 | 0 | 0 | 0 | 0
2016-12-24 20:00 | 0 | 0 | 0 | 0 | 0 | 0 | 482648.5011 | 419950 | 0 | 0 | 0 | 0 | 1673816.9293 | 1055682.6334 | 0 | 0 | 0 | 0 | 0 | 0 | 0 | 0 | 0 | 0 | 0 | 0 | 0 | 0 | 0 | 48432.5195 | 14265.9815 | 0 | 0 | 0 | 0 | 0 | 0 | 0 | 0 | 0 | 0 | 0 | 0 | 0 | 0
2016-12-24 21:00 | 0 | 0 | 0 | 0 | 0 | 0 | 490026.6561 | 420867 | 0 | 0 | 0 | 0 | 1742976.5854 | 1055682.6334 | 0 | 0 | 0 | 0 | 0 | 0 | 0 | 0 | 0 | 0 | 0 | 0 | 0 | 0 | 0 | 69159.6561 | 0 | 0 | 0 | 0 | 0 | 0 | 0 | 0 | 0 | 0 | 0 | 0 | 0 | 0 | 0
2016-12-24 22:00 | 0 | 0 | 0 | 0 | 0 | 298548.2657 | 404040.8208 | 429184 | 0 | 0 | 0 | 0 | 2002115.6903 | 1069948.6149 | 0 | 0 | 0 | 0 | 0 | 0 | 0 | 0 | 0 | 0 | 0 | 0 | 0 | 0 | 0 | 259139.105 | 14265.9815 | 0 | 0 | 0 | 0 | 0 | 0 | 0 | 0 | 0 | 0 | 0 | 0 | 0 | 0
2016-12-24 23:00 | 0 | 0 | 0 | 0 | 0 | 585537.708 | 122583.3785 | 434716 | 0 | 0 | 0 | 0 | 2261254.7953 | 1084214.5965 | 0 | 0 | 0 | 0 | 0 | 0 | 0 | 0 | 0 | 0 | 0 | 0 | 0 | 0 | 0 | 259139.105 | 14265.9815 | 0 | 0 | 0 | 0 | 0 | 0 | 0 | 0 | 0 | 0 | 0 | 0 | 0 | 0
2016-12-25 | 0 | 0 | 0 | 0 | 0 | 691881.3597 | 1363.7453 | 434106 | 0 | 0 | 0 | 0 | 2520393.9002 | 1084214.5965 | 0 | 0 | 0 | 0 | 0 | 0 | 0 | 0 | 0 | 0 | 0 | 0 | 0 | 0 | 0 | 259139.105 | 0 | 0 | 0 | 0 | 0 | 0 | 0 | 0 | 0 | 0 | 0 | 0 | 0 | 0 | 0
2016-12-25 01:00 | 0 | 0 | 0 | 0 | 0 | 705216.0865 | 0 | 431811 | 0 | 0 | 0 | 0 | 2779533.0052 | 1098480.578 | 0 | 0 | 0 | 0 | 0 | 0 | 0 | 0 | 0 | 0 | 0 | 0 | 0 | 0 | 0 | 259139.105 | 14265.9815 | 0 | 0 | 0 | 0 | 0 | 0 | 0 | 0 | 0 | 0 | 0 | 0 | 0 | 0
2016-12-25 02:00 | 0 | 0 | 0 | 0 | 0 | 165333.895 | 0 | 424473 | 0 | 0 | 0 | 0 | 2520393.9002 | 1098480.578 | 0 | 0 | 0 | 0 | 0 | 0 | 0 | 0 | 0 | 0 | 0 | 0 | 0 | 0 | 0 | -259139.105 | 0 | 0 | 0 | 0 | 0 | 0 | 0 | 0 | 0 | 0 | 0 | 0 | 0 | 0 | 0
2016-12-25 03:00 | 0 | 0 | 0 | 0 | 0 | 621803.5716 | 0 | 414284 | 0 | 0 | 0 | 0 | 2713647.4903 | 1112746.5595 | 0 | 0 | 0 | 0 | 0 | 0 | 0 | 0 | 0 | 0 | 0 | 0 | 0 | 0 | 0 | 193253.5901 | 14265.9815 | 0 | 0 | 0 | 0 | 0 | 0 | 0 | 0 | 0 | 0 | 0 | 0 | 0 | 0
2016-12-25 04:00 | 0 | 0 | 0 | 0 | 0 | 595581.0358 | 0 | 400191 | 0 | 0 | 0 | 0 | 2894771.5446 | 1127012.5411 | 0 | 0 | 0 | 0 | 0 | 0 | 0 | 0 | 0 | 0 | 0 | 0 | 0 | 0 | 0 | 181124.0543 | 14265.9815 | 0 | 0 | 0 | 0 | 0 | 0 | 0 | 0 | 0 | 0 | 0 | 0 | 0 | 0
2016-12-25 05:00 | 0 | 0 | 0 | 0 | 0 | 383442 | 0 | 383442 | 0 | 0 | 0 | 0 | 2894771.5446 | 1127012.5411 | 0 | 0 | 0 | 0 | 0 | 0 | 0 | 0 | 0 | 0 | 0 | 0 | 0 | 0 | 0 | 0 | 0 | 0 | 0 | 0 | 0 | 0 | 0 | 0 | 0 | 0 | 0 | 0 | 0 | 0 | 0
2016-12-25 06:00 | 0 | 0 | 0 | 0 | 0 | 125318.8766 | 0 | 370192 | 0 | 0 | 0 | 0 | 2635632.4397 | 1141278.5226 | 0 | 0 | 0 | 0 | 0 | 0 | 0 | 0 | 0 | 0 | 0 | 0 | 0 | 0 | 0 | -259139.105 | 14265.9815 | 0 | 0 | 0 | 0 | 0 | 0 | 0 | 0 | 0 | 0 | 0 | 0 | 0 | 0
2016-12-25 07:00 | 0 | 0 | 0 | 0 | 0 | 133787.6832 | 0 | 360271 | 0 | 0 | 0 | 0 | 2394883.1414 | 1155544.5041 | 0 | 0 | 0 | 0 | 0 | 0 | 0 | 0 | 0 | 0 | 0 | 0 | 0 | 0 | 0 | -240749.2983 | 14265.9815 | 0 | 0 | 0 | 0 | 0 | 0 | 0 | 0 | 0 | 0 | 0 | 0 | 0 | 0
2016-12-25 08:00 | 0 | 0 | 0 | 0 | 0 | 108397.8766 | 0 | 353271 | 0 | 0 | 0 | 0 | 2135744.0364 | 1169810.4856 | 0 | 0 | 0 | 0 | 0 | 0 | 0 | 0 | 0 | 0 | 0 | 0 | 0 | 0 | 0 | -259139.105 | 14265.9815 | 0 | 0 | 0 | 0 | 0 | 0 | 0 | 0 | 0 | 0 | 0 | 0 | 0 | 0
2016-12-25 09:00 | 0 | 0 | 0 | 0 | 0 | 91398.895 | 0 | 350538 | 0 | 0 | 0 | 0 | 1876604.9315 | 1169810.4856 | 0 | 0 | 0 | 0 | 0 | 0 | 0 | 0 | 0 | 0 | 0 | 0 | 0 | 0 | 0 | -259139.105 | 0 | 0 | 0 | 0 | 0 | 0 | 0 | 0 | 0 | 0 | 0 | 0 | 0 | 0 | 0
2016-12-25 10:00 | 0 | 0 | 0 | 0 | 0 | 625705.0865 | 0 | 352300 | 0 | 0 | 0 | 0 | 2135744.0364 | 1184076.4672 | 0 | 0 | 0 | 0 | 0 | 0 | 0 | 0 | 0 | 0 | 0 | 0 | 0 | 0 | 0 | 259139.105 | 14265.9815 | 0 | 0 | 0 | 0 | 0 | 0 | 0 | 0 | 0 | 0 | 0 | 0 | 0 | 0
2016-12-25 11:00 | 0 | 0 | 0 | 0 | 0 | 631608.0865 | 0 | 358203 | 0 | 0 | 0 | 0 | 2394883.1414 | 1198342.4487 | 0 | 0 | 0 | 0 | 0 | 0 | 0 | 0 | 0 | 0 | 0 | 0 | 0 | 0 | 0 | 259139.105 | 14265.9815 | 0 | 0 | 0 | 0 | 0 | 0 | 0 | 0 | 0 | 0 | 0 | 0 | 0 | 0
2016-12-25 12:00 | 0 | 0 | 0 | 0 | 0 | 123096.8766 | 0 | 367970 | 0 | 0 | 0 | 0 | 2135744.0364 | 1212608.4302 | 0 | 0 | 0 | 0 | 0 | 0 | 0 | 0 | 0 | 0 | 0 | 0 | 0 | 0 | 0 | -259139.105 | 14265.9815 | 0 | 0 | 0 | 0 | 0 | 0 | 0 | 0 | 0 | 0 | 0 | 0 | 0 | 0
2016-12-25 13:00 | 0 | 0 | 0 | 0 | 0 | 138076.8766 | 0 | 382950 | 0 | 0 | 0 | 0 | 1876604.9315 | 1226874.4118 | 0 | 0 | 0 | 0 | 0 | 0 | 0 | 0 | 0 | 0 | 0 | 0 | 0 | 0 | 0 | -259139.105 | 14265.9815 | 0 | 0 | 0 | 0 | 0 | 0 | 0 | 0 | 0 | 0 | 0 | 0 | 0 | 0
2016-12-25 14:00 | 0 | 0 | 0 | 0 | 0 | 634917.0377 | 34757.0488 | 396269 | 0 | 0 | 0 | 0 | 2135744.0364 | 1241140.3933 | 0 | 0 | 0 | 0 | 0 | 0 | 0 | 0 | 0 | 0 | 0 | 0 | 0 | 0 | 0 | 259139.105 | 14265.9815 | 0 | 0 | 0 | 0 | 0 | 0 | 0 | 0 | 0 | 0 | 0 | 0 | 0 | 0
2016-12-25 15:00 | 0 | 0 | 0 | 0 | 0 | 0 | 307487.3559 | 403256 | 0 | 0 | 0 | 0 | 2025709.4108 | 1255406.3748 | 0 | 0 | 0 | 0 | 0 | 0 | 0 | 0 | 0 | 0 | 0 | 0 | 0 | 0 | 0 | -110034.6256 | 14265.9815 | 0 | 0 | 0 | 0 | 0 | 0 | 0 | 0 | 0 | 0 | 0 | 0 | 0 | 0
2016-12-25 16:00 | 0 | 0 | 0 | 0 | 0 | 0 | 481040.5827 | 405805 | 0 | 0 | 0 | 0 | 2086679.012 | 1269672.3564 | 0 | 0 | 0 | 0 | 0 | 0 | 0 | 0 | 0 | 0 | 0 | 0 | 0 | 0 | 0 | 60969.6012 | 14265.9815 | 0 | 0 | 0 | 0 | 0 | 0 | 0 | 0 | 0 | 0 | 0 | 0 | 0 | 0
2016-12-25 17:00 | 0 | 0 | 0 | 0 | 0 | 0 | 522330.3135 | 404927 | 0 | 0 | 0 | 0 | 2189816.344 | 1283938.3379 | 0 | 0 | 0 | 0 | 0 | 0 | 0 | 0 | 0 | 0 | 0 | 0 | 0 | 0 | 0 | 103137.332 | 14265.9815 | 0 | 0 | 0 | 0 | 0 | 0 | 0 | 0 | 0 | 0 | 0 | 0 | 0 | 0
2016-12-25 18:00 | 0 | 0 | 0 | 0 | 0 | 162368.6117 | 511073.4748 | 400037 | 0 | 0 | 0 | 0 | 2448955.4489 | 1298204.3194 | 0 | 0 | 0 | 0 | 0 | 0 | 0 | 0 | 0 | 0 | 0 | 0 | 0 | 0 | 0 | 259139.105 | 14265.9815 | 0 | 0 | 0 | 0 | 0 | 0 | 0 | 0 | 0 | 0 | 0 | 0 | 0 | 0
2016-12-25 19:00 | 0 | 0 | 0 | 0 | 0 | 0 | 502073.7459 | 394876 | 0 | 0 | 0 | 0 | 2541887.2133 | 1312470.301 | 0 | 0 | 0 | 0 | 0 | 0 | 0 | 0 | 0 | 0 | 0 | 0 | 0 | 0 | 0 | 92931.7644 | 14265.9815 | 0 | 0 | 0 | 0 | 0 | 0 | 0 | 0 | 0 | 0 | 0 | 0 | 0 | 0
2016-12-25 20:00 | 0 | 0 | 0 | 0 | 0 | 0 | 518233.1009 | 390187 | 0 | 0 | 0 | 0 | 2655667.3327 | 1326736.2825 | 0 | 0 | 0 | 0 | 0 | 0 | 0 | 0 | 0 | 0 | 0 | 0 | 0 | 0 | 0 | 113780.1193 | 14265.9815 | 0 | 0 | 0 | 0 | 0 | 0 | 0 | 0 | 0 | 0 | 0 | 0 | 0 | 0
2016-12-25 21:00 | 0 | 0 | 0 | 0 | 0 | 0 | 543001.582 | 389975 | 0 | 0 | 0 | 0 | 2794427.9331 | 1341002.264 | 0 | 0 | 0 | 0 | 0 | 0 | 0 | 0 | 0 | 0 | 0 | 0 | 0 | 0 | 0 | 138760.6004 | 14265.9815 | 0 | 0 | 0 | 0 | 0 | 0 | 0 | 0 | 0 | 0 | 0 | 0 | 0 | 0
2016-12-25 22:00 | 0 | 0 | 0 | 0 | 0 | 0 | 487608.7988 | 398888 | 0 | 0 | 0 | 0 | 2868882.7503 | 1355268.2456 | 0 | 0 | 0 | 0 | 0 | 0 | 0 | 0 | 0 | 0 | 0 | 0 | 0 | 0 | 0 | 74454.8173 | 14265.9815 | 0 | 0 | 0 | 0 | 0 | 0 | 0 | 0 | 0 | 0 | 0 | 0 | 0 | 0
2016-12-25 23:00 | 0 | 0 | 0 | 0 | 0 | 0 | 189824.6708 | 408809 | 0 | 0 | 0 | 0 | 2635632.4397 | 1369534.2271 | 0 | 0 | 0 | 0 | 0 | 0 | 0 | 0 | 0 | 0 | 0 | 0 | 0 | 0 | 0 | -233250.3107 | 14265.9815 | 0 | 0 | 0 | 0 | 0 | 0 | 0 | 0 | 0 | 0 | 0 | 0 | 0 | 0
2016-12-26 | 0 | 0 | 0 | 0 | 0 | 686825.9396 | 1446.1469 | 414867 | 0 | 0 | 0 | 0 | 2894771.5446 | 1383800.2086 | 0 | 0 | 0 | 0 | 0 | 0 | 0 | 0 | 0 | 0 | 0 | 0 | 0 | 0 | 0 | 259139.105 | 14265.9815 | 0 | 0 | 0 | 0 | 0 | 0 | 0 | 0 | 0 | 0 | 0 | 0 | 0 | 0
2016-12-26 01:00 | 0 | 0 | 0 | 0 | 0 | 173487.8766 | 0 | 418361 | 0 | 0 | 0 | 0 | 2635632.4397 | 1398066.1902 | 0 | 0 | 0 | 0 | 0 | 0 | 0 | 0 | 0 | 0 | 0 | 0 | 0 | 0 | 0 | -259139.105 | 14265.9815 | 0 | 0 | 0 | 0 | 0 | 0 | 0 | 0 | 0 | 0 | 0 | 0 | 0 | 0
2016-12-26 02:00 | 0 | 0 | 0 | 0 | 0 | 169410.8766 | 0 | 414284 | 0 | 0 | 0 | 0 | 2376493.3347 | 1412332.1717 | 0 | 0 | 0 | 0 | 0 | 0 | 0 | 0 | 0 | 0 | 0 | 0 | 0 | 0 | 0 | -259139.105 | 14265.9815 | 0 | 0 | 0 | 0 | 0 | 0 | 0 | 0 | 0 | 0 | 0 | 0 | 0 | 0
2016-12-26 03:00 | 0 | 0 | 0 | 0 | 0 | 678284.0865 | 0 | 404879 | 0 | 0 | 0 | 0 | 2635632.4397 | 1426598.1532 | 0 | 0 | 0 | 0 | 0 | 0 | 0 | 0 | 0 | 0 | 0 | 0 | 0 | 0 | 0 | 259139.105 | 14265.9815 | 0 | 0 | 0 | 0 | 0 | 0 | 0 | 0 | 0 | 0 | 0 | 0 | 0 | 0
2016-12-26 04:00 | 0 | 0 | 0 | 0 | 0 | 145282.8766 | 0 | 390156 | 0 | 0 | 0 | 0 | 2376493.3347 | 1440864.1348 | 0 | 0 | 0 | 0 | 0 | 0 | 0 | 0 | 0 | 0 | 0 | 0 | 0 | 0 | 0 | -259139.105 | 14265.9815 | 0 | 0 | 0 | 0 | 0 | 0 | 0 | 0 | 0 | 0 | 0 | 0 | 0 | 0
2016-12-26 05:00 | 0 | 0 | 0 | 0 | 0 | 130258.8766 | 0 | 375132 | 0 | 0 | 0 | 0 | 2117354.2298 | 1455130.1163 | 0 | 0 | 0 | 0 | 0 | 0 | 0 | 0 | 0 | 0 | 0 | 0 | 0 | 0 | 0 | -259139.105 | 14265.9815 | 0 | 0 | 0 | 0 | 0 | 0 | 0 | 0 | 0 | 0 | 0 | 0 | 0 | 0
2016-12-26 06:00 | 0 | 0 | 0 | 0 | 0 | 103518.895 | 0 | 362658 | 0 | 0 | 0 | 0 | 1858215.1248 | 1455130.1163 | 0 | 0 | 0 | 0 | 0 | 0 | 0 | 0 | 0 | 0 | 0 | 0 | 0 | 0 | 0 | -259139.105 | 0 | 0 | 0 | 0 | 0 | 0 | 0 | 0 | 0 | 0 | 0 | 0 | 0 | 0 | 0
2016-12-26 07:00 | 0 | 0 | 0 | 0 | 0 | 627104.0865 | 0 | 353699 | 0 | 0 | 0 | 0 | 2117354.2298 | 1469396.0978 | 0 | 0 | 0 | 0 | 0 | 0 | 0 | 0 | 0 | 0 | 0 | 0 | 0 | 0 | 0 | 259139.105 | 14265.9815 | 0 | 0 | 0 | 0 | 0 | 0 | 0 | 0 | 0 | 0 | 0 | 0 | 0 | 0
2016-12-26 08:00 | 0 | 0 | 0 | 0 | 0 | 103734.8766 | 0 | 348608 | 0 | 0 | 0 | 0 | 1858215.1248 | 1483662.0794 | 0 | 0 | 0 | 0 | 0 | 0 | 0 | 0 | 0 | 0 | 0 | 0 | 0 | 0 | 0 | -259139.105 | 14265.9815 | 0 | 0 | 0 | 0 | 0 | 0 | 0 | 0 | 0 | 0 | 0 | 0 | 0 | 0
2016-12-26 09:00 | 0 | 0 | 0 | 0 | 0 | 88320.895 | 0 | 347460 | 0 | 0 | 0 | 0 | 1599076.0199 | 1483662.0794 | 0 | 0 | 0 | 0 | 0 | 0 | 0 | 0 | 0 | 0 | 0 | 0 | 0 | 0 | 0 | -259139.105 | 0 | 0 | 0 | 0 | 0 | 0 | 0 | 0 | 0 | 0 | 0 | 0 | 0 | 0 | 0
2016-12-26 10:00 | 0 | 0 | 0 | 0 | 0 | 624830.0865 | 0 | 351425 | 0 | 0 | 0 | 0 | 1858215.1248 | 1497928.0609 | 0 | 0 | 0 | 0 | 0 | 0 | 0 | 0 | 0 | 0 | 0 | 0 | 0 | 0 | 0 | 259139.105 | 14265.9815 | 0 | 0 | 0 | 0 | 0 | 0 | 0 | 0 | 0 | 0 | 0 | 0 | 0 | 0
2016-12-26 11:00 | 0 | 0 | 0 | 0 | 0 | 115598.8766 | 0 | 360472 | 0 | 0 | 0 | 0 | 1599076.0199 | 1512194.0424 | 0 | 0 | 0 | 0 | 0 | 0 | 0 | 0 | 0 | 0 | 0 | 0 | 0 | 0 | 0 | -259139.105 | 14265.9815 | 0 | 0 | 0 | 0 | 0 | 0 | 0 | 0 | 0 | 0 | 0 | 0 | 0 | 0
2016-12-26 12:00 | 0 | 0 | 0 | 0 | 0 | 113079.895 | 0 | 372219 | 0 | 0 | 0 | 0 | 1339936.9149 | 1512194.0424 | 0 | 0 | 0 | 0 | 0 | 0 | 0 | 0 | 0 | 0 | 0 | 0 | 0 | 0 | 0 | -259139.105 | 0 | 0 | 0 | 0 | 0 | 0 | 0 | 0 | 0 | 0 | 0 | 0 | 0 | 0 | 0
2016-12-26 13:00 | 0 | 0 | 0 | 0 | 0 | 249262.1619 | 0 | 386382 | 0 | 0 | 0 | 0 | 1188551.0953 | 1526460.024 | 0 | 0 | 0 | 0 | 0 | 0 | 0 | 0 | 0 | 0 | 0 | 0 | 0 | 0 | 0 | -151385.8196 | 14265.9815 | 0 | 0 | 0 | 0 | 0 | 0 | 0 | 0 | 0 | 0 | 0 | 0 | 0 | 0
2016-12-26 14:00 | 0 | 0 | 0 | 0 | 0 | 637348.1191 | 38819.9674 | 402763 | 0 | 0 | 0 | 0 | 1447690.2002 | 1540726.0055 | 0 | 0 | 0 | 0 | 0 | 0 | 0 | 0 | 0 | 0 | 0 | 0 | 0 | 0 | 0 | 259139.105 | 14265.9815 | 0 | 0 | 0 | 0 | 0 | 0 | 0 | 0 | 0 | 0 | 0 | 0 | 0 | 0
2016-12-26 15:00 | 0 | 0 | 0 | 0 | 0 | 0 | 462778.7314 | 415695 | 0 | 0 | 0 | 0 | 1480507.9501 | 1554991.987 | 0 | 0 | 0 | 0 | 0 | 0 | 0 | 0 | 0 | 0 | 0 | 0 | 0 | 0 | 0 | 32817.7499 | 14265.9815 | 0 | 0 | 0 | 0 | 0 | 0 | 0 | 0 | 0 | 0 | 0 | 0 | 0 | 0
2016-12-26 16:00 | 0 | 0 | 0 | 0 | 0 | 0 | 638116.8224 | 423628 | 0 | 0 | 0 | 0 | 1680730.791 | 1569257.9686 | 0 | 0 | 0 | 0 | 0 | 0 | 0 | 0 | 0 | 0 | 0 | 0 | 0 | 0 | 0 | 200222.8409 | 14265.9815 | 0 | 0 | 0 | 0 | 0 | 0 | 0 | 0 | 0 | 0 | 0 | 0 | 0 | 0
2016-12-26 17:00 | 0 | 0 | 0 | 0 | 0 | 0 | 628087.0591 | 425977 | 0 | 0 | 0 | 0 | 1868574.8686 | 1583523.9501 | 0 | 0 | 0 | 0 | 0 | 0 | 0 | 0 | 0 | 0 | 0 | 0 | 0 | 0 | 0 | 187844.0776 | 14265.9815 | 0 | 0 | 0 | 0 | 0 | 0 | 0 | 0 | 0 | 0 | 0 | 0 | 0 | 0
2016-12-26 18:00 | 0 | 0 | 0 | 0 | 0 | 0 | 587086.6856 | 424365 | 0 | 0 | 0 | 0 | 2024598.101 | 1590222.4034 | 0 | 0 | 0 | 0 | 0 | 0 | 0 | 0 | 0 | 0 | 0 | 0 | 0 | 0 | 0 | 156023.2324 | 6698.4533 | 0 | 0 | 0 | 0 | 0 | 0 | 0 | 0 | 0 | 0 | 0 | 0 | 0 | 0
2016-12-26 19:00 | 0 | 0 | 0 | 0 | 0 | 0 | 568921.7346 | 421404 | 0 | 0 | 0 | 0 | 2157849.854 | 1604488.3849 | 0 | 0 | 0 | 0 | 0 | 0 | 0 | 0 | 0 | 0 | 0 | 0 | 0 | 0 | 0 | 133251.753 | 14265.9815 | 0 | 0 | 0 | 0 | 0 | 0 | 0 | 0 | 0 | 0 | 0 | 0 | 0 | 0
2016-12-26 20:00 | 0 | 0 | 0 | 0 | 0 | 0 | 588563.1369 | 419521 | 0 | 0 | 0 | 0 | 2312626.0094 | 1618754.3664 | 0 | 0 | 0 | 0 | 0 | 0 | 0 | 0 | 0 | 0 | 0 | 0 | 0 | 0 | 0 | 154776.1554 | 14265.9815 | 0 | 0 | 0 | 0 | 0 | 0 | 0 | 0 | 0 | 0 | 0 | 0 | 0 | 0
2016-12-26 21:00 | 0 | 0 | 0 | 0 | 0 | 79235.7176 | 617921.3689 | 423752 | 0 | 0 | 0 | 0 | 2571765.1143 | 1633020.348 | 0 | 0 | 0 | 0 | 0 | 0 | 0 | 0 | 0 | 0 | 0 | 0 | 0 | 0 | 0 | 259139.105 | 14265.9815 | 0 | 0 | 0 | 0 | 0 | 0 | 0 | 0 | 0 | 0 | 0 | 0 | 0 | 0
2016-12-26 22:00 | 0 | 0 | 0 | 0 | 0 | 0 | 537213.7983 | 436949 | 0 | 0 | 0 | 0 | 2657763.9311 | 1647286.3295 | 0 | 0 | 0 | 0 | 0 | 0 | 0 | 0 | 0 | 0 | 0 | 0 | 0 | 0 | 0 | 85998.8167 | 14265.9815 | 0 | 0 | 0 | 0 | 0 | 0 | 0 | 0 | 0 | 0 | 0 | 0 | 0 | 0
2016-12-26 23:00 | 0 | 0 | 0 | 0 | 0 | 14299.0602 | 191928.8164 | 451101 | 0 | 0 | 0 | 0 | 2398624.8261 | 1661552.311 | 0 | 0 | 0 | 0 | 0 | 0 | 0 | 0 | 0 | 0 | 0 | 0 | 0 | 0 | 0 | -259139.105 | 14265.9815 | 0 | 0 | 0 | 0 | 0 | 0 | 0 | 0 | 0 | 0 | 0 | 0 | 0 | 0
2016-12-27 | 0 | 0 | 0 | 0 | 0 | 642965.1148 | 1663.8471 | 457182 | 0 | 0 | 0 | 0 | 2571805.8066 | 1675818.2926 | 0 | 0 | 0 | 0 | 0 | 0 | 0 | 0 | 0 | 0 | 0 | 0 | 0 | 0 | 0 | 173180.9804 | 14265.9815 | 0 | 0 | 0 | 0 | 0 | 0 | 0 | 0 | 0 | 0 | 0 | 0 | 0 | 0
2016-12-27 01:00 | 0 | 0 | 0 | 0 | 0 | 645201.276 | 0 | 456649 | 0 | 0 | 0 | 0 | 2746092.101 | 1690084.2741 | 0 | 0 | 0 | 0 | 0 | 0 | 0 | 0 | 0 | 0 | 0 | 0 | 0 | 0 | 0 | 174286.2944 | 14265.9815 | 0 | 0 | 0 | 0 | 0 | 0 | 0 | 0 | 0 | 0 | 0 | 0 | 0 | 0
2016-12-27 02:00 | 0 | 0 | 0 | 0 | 0 | 200655.8766 | 0 | 445529 | 0 | 0 | 0 | 0 | 2486952.996 | 1704350.2556 | 0 | 0 | 0 | 0 | 0 | 0 | 0 | 0 | 0 | 0 | 0 | 0 | 0 | 0 | 0 | -259139.105 | 14265.9815 | 0 | 0 | 0 | 0 | 0 | 0 | 0 | 0 | 0 | 0 | 0 | 0 | 0 | 0
2016-12-27 03:00 | 0 | 0 | 0 | 0 | 0 | 183938.8766 | 0 | 428812 | 0 | 0 | 0 | 0 | 2227813.8911 | 1718616.2372 | 0 | 0 | 0 | 0 | 0 | 0 | 0 | 0 | 0 | 0 | 0 | 0 | 0 | 0 | 0 | -259139.105 | 14265.9815 | 0 | 0 | 0 | 0 | 0 | 0 | 0 | 0 | 0 | 0 | 0 | 0 | 0 | 0
2016-12-27 04:00 | 0 | 0 | 0 | 0 | 0 | 638734.5597 | 0 | 407088 | 0 | 0 | 0 | 0 | 2445194.4692 | 1732882.2187 | 0 | 0 | 0 | 0 | 0 | 0 | 0 | 0 | 0 | 0 | 0 | 0 | 0 | 0 | 0 | 217380.5782 | 14265.9815 | 0 | 0 | 0 | 0 | 0 | 0 | 0 | 0 | 0 | 0 | 0 | 0 | 0 | 0
2016-12-27 05:00 | 0 | 0 | 0 | 0 | 0 | 142120.8766 | 0 | 386994 | 0 | 0 | 0 | 0 | 2186055.3643 | 1747148.2002 | 0 | 0 | 0 | 0 | 0 | 0 | 0 | 0 | 0 | 0 | 0 | 0 | 0 | 0 | 0 | -259139.105 | 14265.9815 | 0 | 0 | 0 | 0 | 0 | 0 | 0 | 0 | 0 | 0 | 0 | 0 | 0 | 0
2016-12-27 06:00 | 0 | 0 | 0 | 0 | 0 | 125966.8766 | 0 | 370840 | 0 | 0 | 0 | 0 | 1926916.2593 | 1761414.1818 | 0 | 0 | 0 | 0 | 0 | 0 | 0 | 0 | 0 | 0 | 0 | 0 | 0 | 0 | 0 | -259139.105 | 14265.9815 | 0 | 0 | 0 | 0 | 0 | 0 | 0 | 0 | 0 | 0 | 0 | 0 | 0 | 0
2016-12-27 07:00 | 0 | 0 | 0 | 0 | 0 | 623154.9018 | 0 | 360758 | 0 | 0 | 0 | 0 | 2186055.3643 | 1764671.9786 | 0 | 0 | 0 | 0 | 0 | 0 | 0 | 0 | 0 | 0 | 0 | 0 | 0 | 0 | 0 | 259139.105 | 3257.7969 | 0 | 0 | 0 | 0 | 0 | 0 | 0 | 0 | 0 | 0 | 0 | 0 | 0 | 0
2016-12-27 08:00 | 0 | 0 | 0 | 0 | 0 | 110775.8766 | 0 | 355649 | 0 | 0 | 0 | 0 | 1926916.2593 | 1778937.9602 | 0 | 0 | 0 | 0 | 0 | 0 | 0 | 0 | 0 | 0 | 0 | 0 | 0 | 0 | 0 | -259139.105 | 14265.9815 | 0 | 0 | 0 | 0 | 0 | 0 | 0 | 0 | 0 | 0 | 0 | 0 | 0 | 0
2016-12-27 09:00 | 0 | 0 | 0 | 0 | 0 | 96054.895 | 0 | 355194 | 0 | 0 | 0 | 0 | 1667777.1544 | 1778937.9602 | 0 | 0 | 0 | 0 | 0 | 0 | 0 | 0 | 0 | 0 | 0 | 0 | 0 | 0 | 0 | -259139.105 | 0 | 0 | 0 | 0 | 0 | 0 | 0 | 0 | 0 | 0 | 0 | 0 | 0 | 0 | 0
2016-12-27 10:00 | 0 | 0 | 0 | 0 | 0 | 528686.2524 | 0 | 363773 | 0 | 0 | 0 | 0 | 1818424.4253 | 1793203.9417 | 0 | 0 | 0 | 0 | 0 | 0 | 0 | 0 | 0 | 0 | 0 | 0 | 0 | 0 | 0 | 150647.2709 | 14265.9815 | 0 | 0 | 0 | 0 | 0 | 0 | 0 | 0 | 0 | 0 | 0 | 0 | 0 | 0
2016-12-27 11:00 | 0 | 0 | 0 | 0 | 0 | 137010.8766 | 0 | 381884 | 0 | 0 | 0 | 0 | 1559285.3203 | 1807469.9232 | 0 | 0 | 0 | 0 | 0 | 0 | 0 | 0 | 0 | 0 | 0 | 0 | 0 | 0 | 0 | -259139.105 | 14265.9815 | 0 | 0 | 0 | 0 | 0 | 0 | 0 | 0 | 0 | 0 | 0 | 0 | 0 | 0
2016-12-27 12:00 | 0 | 0 | 0 | 0 | 0 | 159988.8766 | 0 | 404862 | 0 | 0 | 0 | 0 | 1300146.2154 | 1821735.9047 | 0 | 0 | 0 | 0 | 0 | 0 | 0 | 0 | 0 | 0 | 0 | 0 | 0 | 0 | 0 | -259139.105 | 14265.9815 | 0 | 0 | 0 | 0 | 0 | 0 | 0 | 0 | 0 | 0 | 0 | 0 | 0 | 0
2016-12-27 13:00 | 0 | 0 | 0 | 0 | 0 | 178724.8766 | 0 | 423598 | 0 | 0 | 0 | 0 | 1041007.1104 | 1836001.8863 | 0 | 0 | 0 | 0 | 0 | 0 | 0 | 0 | 0 | 0 | 0 | 0 | 0 | 0 | 0 | -259139.105 | 14265.9815 | 0 | 0 | 0 | 0 | 0 | 0 | 0 | 0 | 0 | 0 | 0 | 0 | 0 | 0
2016-12-27 14:00 | 0 | 0 | 0 | 0 | 0 | 459865.9147 | 79034.1012 | 438131 | 0 | 0 | 0 | 0 | 1127510.1448 | 1850267.8678 | 0 | 0 | 0 | 0 | 0 | 0 | 0 | 0 | 0 | 0 | 0 | 0 | 0 | 0 | 0 | 86503.0343 | 14265.9815 | 0 | 0 | 0 | 0 | 0 | 0 | 0 | 0 | 0 | 0 | 0 | 0 | 0 | 0
2016-12-27 15:00 | 0 | 0 | 0 | 0 | 0 | 0 | 442470.4273 | 446838 | 0 | 0 | 0 | 0 | 1108876.5905 | 1864533.8493 | 0 | 0 | 0 | 0 | 0 | 0 | 0 | 0 | 0 | 0 | 0 | 0 | 0 | 0 | 0 | -18633.5543 | 14265.9815 | 0 | 0 | 0 | 0 | 0 | 0 | 0 | 0 | 0 | 0 | 0 | 0 | 0 | 0
2016-12-27 16:00 | 0 | 0 | 0 | 0 | 0 | 0 | 597453.9624 | 449707 | 0 | 0 | 0 | 0 | 1242357.5714 | 1878799.8309 | 0 | 0 | 0 | 0 | 0 | 0 | 0 | 0 | 0 | 0 | 0 | 0 | 0 | 0 | 0 | 133480.9809 | 14265.9815 | 0 | 0 | 0 | 0 | 0 | 0 | 0 | 0 | 0 | 0 | 0 | 0 | 0 | 0
2016-12-27 17:00 | 0 | 0 | 0 | 0 | 0 | 0 | 601203.9545 | 447435 | 0 | 0 | 0 | 0 | 1381860.5444 | 1893065.8124 | 0 | 0 | 0 | 0 | 0 | 0 | 0 | 0 | 0 | 0 | 0 | 0 | 0 | 0 | 0 | 139502.973 | 14265.9815 | 0 | 0 | 0 | 0 | 0 | 0 | 0 | 0 | 0 | 0 | 0 | 0 | 0 | 0
2016-12-27 18:00 | 0 | 0 | 0 | 0 | 0 | 0 | 561924.257 | 443791 | 0 | 0 | 0 | 0 | 1499993.8014 | 1893065.8124 | 0 | 0 | 0 | 0 | 0 | 0 | 0 | 0 | 0 | 0 | 0 | 0 | 0 | 0 | 0 | 118133.257 | 0 | 0 | 0 | 0 | 0 | 0 | 0 | 0 | 0 | 0 | 0 | 0 | 0 | 0 | 0
2016-12-27 19:00 | 0 | 0 | 0 | 0 | 0 | 172193.6208 | 541518.4657 | 440307 | 0 | 0 | 0 | 0 | 1759132.9063 | 1907331.7939 | 0 | 0 | 0 | 0 | 0 | 0 | 0 | 0 | 0 | 0 | 0 | 0 | 0 | 0 | 0 | 259139.105 | 14265.9815 | 0 | 0 | 0 | 0 | 0 | 0 | 0 | 0 | 0 | 0 | 0 | 0 | 0 | 0
2016-12-27 20:00 | 0 | 0 | 0 | 0 | 0 | 0 | 556623.534 | 438806 | 0 | 0 | 0 | 0 | 1862684.4588 | 1921597.7755 | 0 | 0 | 0 | 0 | 0 | 0 | 0 | 0 | 0 | 0 | 0 | 0 | 0 | 0 | 0 | 103551.5524 | 14265.9815 | 0 | 0 | 0 | 0 | 0 | 0 | 0 | 0 | 0 | 0 | 0 | 0 | 0 | 0
2016-12-27 21:00 | 0 | 0 | 0 | 0 | 0 | 133803.1005 | 581168.9859 | 441567 | 0 | 0 | 0 | 0 | 2121823.5637 | 1935863.757 | 0 | 0 | 0 | 0 | 0 | 0 | 0 | 0 | 0 | 0 | 0 | 0 | 0 | 0 | 0 | 259139.105 | 14265.9815 | 0 | 0 | 0 | 0 | 0 | 0 | 0 | 0 | 0 | 0 | 0 | 0 | 0 | 0
2016-12-27 22:00 | 0 | 0 | 0 | 0 | 0 | 0 | 505172.0861 | 455269 | 0 | 0 | 0 | 0 | 2157460.6683 | 1950129.7385 | 0 | 0 | 0 | 0 | 0 | 0 | 0 | 0 | 0 | 0 | 0 | 0 | 0 | 0 | 0 | 35637.1046 | 14265.9815 | 0 | 0 | 0 | 0 | 0 | 0 | 0 | 0 | 0 | 0 | 0 | 0 | 0 | 0
2016-12-27 23:00 | 0 | 0 | 0 | 0 | 0 | 547527.0094 | 196143.0771 | 470265 | 0 | 0 | 0 | 0 | 2416599.7733 | 1964395.7201 | 0 | 0 | 0 | 0 | 0 | 0 | 0 | 0 | 0 | 0 | 0 | 0 | 0 | 0 | 0 | 259139.105 | 14265.9815 | 0 | 0 | 0 | 0 | 0 | 0 | 0 | 0 | 0 | 0 | 0 | 0 | 0 | 0
2016-12-28 | 0 | 0 | 0 | 0 | 0 | 691248.1408 | 2822.5256 | 475038 | 0 | 0 | 0 | 0 | 2635632.4397 | 1964395.7201 | 0 | 0 | 0 | 0 | 0 | 0 | 0 | 0 | 0 | 0 | 0 | 0 | 0 | 0 | 0 | 219032.6664 | 0 | 0 | 0 | 0 | 0 | 0 | 0 | 0 | 0 | 0 | 0 | 0 | 0 | 0 | 0
2016-12-28 01:00 | 0 | 0 | 0 | 0 | 0 | 746902.0865 | 0 | 473497 | 0 | 0 | 0 | 0 | 2894771.5446 | 1978661.7016 | 0 | 0 | 0 | 0 | 0 | 0 | 0 | 0 | 0 | 0 | 0 | 0 | 0 | 0 | 0 | 259139.105 | 14265.9815 | 0 | 0 | 0 | 0 | 0 | 0 | 0 | 0 | 0 | 0 | 0 | 0 | 0 | 0
2016-12-28 02:00 | 0 | 0 | 0 | 0 | 0 | 217159.8766 | 0 | 462033 | 0 | 0 | 0 | 0 | 2635632.4397 | 1992927.6831 | 0 | 0 | 0 | 0 | 0 | 0 | 0 | 0 | 0 | 0 | 0 | 0 | 0 | 0 | 0 | -259139.105 | 14265.9815 | 0 | 0 | 0 | 0 | 0 | 0 | 0 | 0 | 0 | 0 | 0 | 0 | 0 | 0
2016-12-28 03:00 | 0 | 0 | 0 | 0 | 0 | 198902.8766 | 0 | 443776 | 0 | 0 | 0 | 0 | 2376493.3347 | 2007193.6647 | 0 | 0 | 0 | 0 | 0 | 0 | 0 | 0 | 0 | 0 | 0 | 0 | 0 | 0 | 0 | -259139.105 | 14265.9815 | 0 | 0 | 0 | 0 | 0 | 0 | 0 | 0 | 0 | 0 | 0 | 0 | 0 | 0
2016-12-28 04:00 | 0 | 0 | 0 | 0 | 0 | 695852.0865 | 0 | 422447 | 0 | 0 | 0 | 0 | 2635632.4397 | 2021459.6462 | 0 | 0 | 0 | 0 | 0 | 0 | 0 | 0 | 0 | 0 | 0 | 0 | 0 | 0 | 0 | 259139.105 | 14265.9815 | 0 | 0 | 0 | 0 | 0 | 0 | 0 | 0 | 0 | 0 | 0 | 0 | 0 | 0
2016-12-28 05:00 | 0 | 0 | 0 | 0 | 0 | 143416.895 | 0 | 402556 | 0 | 0 | 0 | 0 | 2376493.3347 | 2021459.6462 | 0 | 0 | 0 | 0 | 0 | 0 | 0 | 0 | 0 | 0 | 0 | 0 | 0 | 0 | 0 | -259139.105 | 0 | 0 | 0 | 0 | 0 | 0 | 0 | 0 | 0 | 0 | 0 | 0 | 0 | 0 | 0
2016-12-28 06:00 | 0 | 0 | 0 | 0 | 0 | 142301.8766 | 0 | 387175 | 0 | 0 | 0 | 0 | 2117354.2298 | 2035725.6277 | 0 | 0 | 0 | 0 | 0 | 0 | 0 | 0 | 0 | 0 | 0 | 0 | 0 | 0 | 0 | -259139.105 | 14265.9815 | 0 | 0 | 0 | 0 | 0 | 0 | 0 | 0 | 0 | 0 | 0 | 0 | 0 | 0
2016-12-28 07:00 | 0 | 0 | 0 | 0 | 0 | 651143.0865 | 0 | 377738 | 0 | 0 | 0 | 0 | 2376493.3347 | 2049991.6093 | 0 | 0 | 0 | 0 | 0 | 0 | 0 | 0 | 0 | 0 | 0 | 0 | 0 | 0 | 0 | 259139.105 | 14265.9815 | 0 | 0 | 0 | 0 | 0 | 0 | 0 | 0 | 0 | 0 | 0 | 0 | 0 | 0
2016-12-28 08:00 | 0 | 0 | 0 | 0 | 0 | 128398.8766 | 0 | 373272 | 0 | 0 | 0 | 0 | 2117354.2298 | 2064257.5908 | 0 | 0 | 0 | 0 | 0 | 0 | 0 | 0 | 0 | 0 | 0 | 0 | 0 | 0 | 0 | -259139.105 | 14265.9815 | 0 | 0 | 0 | 0 | 0 | 0 | 0 | 0 | 0 | 0 | 0 | 0 | 0 | 0
2016-12-28 09:00 | 0 | 0 | 0 | 0 | 0 | 129623.8766 | 0 | 374497 | 0 | 0 | 0 | 0 | 1858215.1248 | 2078523.5723 | 0 | 0 | 0 | 0 | 0 | 0 | 0 | 0 | 0 | 0 | 0 | 0 | 0 | 0 | 0 | -259139.105 | 14265.9815 | 0 | 0 | 0 | 0 | 0 | 0 | 0 | 0 | 0 | 0 | 0 | 0 | 0 | 0
2016-12-28 10:00 | 0 | 0 | 0 | 0 | 0 | 657657.0865 | 0 | 384252 | 0 | 0 | 0 | 0 | 2117354.2298 | 2092789.5539 | 0 | 0 | 0 | 0 | 0 | 0 | 0 | 0 | 0 | 0 | 0 | 0 | 0 | 0 | 0 | 259139.105 | 14265.9815 | 0 | 0 | 0 | 0 | 0 | 0 | 0 | 0 | 0 | 0 | 0 | 0 | 0 | 0
2016-12-28 11:00 | 0 | 0 | 0 | 0 | 0 | 676482.0865 | 0 | 403077 | 0 | 0 | 0 | 0 | 2376493.3347 | 2107055.5354 | 0 | 0 | 0 | 0 | 0 | 0 | 0 | 0 | 0 | 0 | 0 | 0 | 0 | 0 | 0 | 259139.105 | 14265.9815 | 0 | 0 | 0 | 0 | 0 | 0 | 0 | 0 | 0 | 0 | 0 | 0 | 0 | 0
2016-12-28 12:00 | 0 | 0 | 0 | 0 | 0 | 182467.8766 | 0 | 427341 | 0 | 0 | 0 | 0 | 2117354.2298 | 2121321.5169 | 0 | 0 | 0 | 0 | 0 | 0 | 0 | 0 | 0 | 0 | 0 | 0 | 0 | 0 | 0 | -259139.105 | 14265.9815 | 0 | 0 | 0 | 0 | 0 | 0 | 0 | 0 | 0 | 0 | 0 | 0 | 0 | 0
2016-12-28 13:00 | 0 | 0 | 0 | 0 | 0 | 198572.8766 | 0 | 443446 | 0 | 0 | 0 | 0 | 1858215.1248 | 2135587.4985 | 0 | 0 | 0 | 0 | 0 | 0 | 0 | 0 | 0 | 0 | 0 | 0 | 0 | 0 | 0 | -259139.105 | 14265.9815 | 0 | 0 | 0 | 0 | 0 | 0 | 0 | 0 | 0 | 0 | 0 | 0 | 0 | 0
2016-12-28 14:00 | 0 | 0 | 0 | 0 | 0 | 692622.7736 | 33473.3129 | 452691 | 0 | 0 | 0 | 0 | 2117354.2298 | 2149853.48 | 0 | 0 | 0 | 0 | 0 | 0 | 0 | 0 | 0 | 0 | 0 | 0 | 0 | 0 | 0 | 259139.105 | 14265.9815 | 0 | 0 | 0 | 0 | 0 | 0 | 0 | 0 | 0 | 0 | 0 | 0 | 0 | 0
2016-12-28 15:00 | 0 | 0 | 0 | 0 | 0 | 0 | 349217.4833 | 456814 | 0 | 0 | 0 | 0 | 1995491.7315 | 2164119.4615 | 0 | 0 | 0 | 0 | 0 | 0 | 0 | 0 | 0 | 0 | 0 | 0 | 0 | 0 | 0 | -121862.4983 | 14265.9815 | 0 | 0 | 0 | 0 | 0 | 0 | 0 | 0 | 0 | 0 | 0 | 0 | 0 | 0
2016-12-28 16:00 | 0 | 0 | 0 | 0 | 0 | 0 | 541404.6159 | 456842 | 0 | 0 | 0 | 0 | 2065788.3658 | 2178385.4431 | 0 | 0 | 0 | 0 | 0 | 0 | 0 | 0 | 0 | 0 | 0 | 0 | 0 | 0 | 0 | 70296.6343 | 14265.9815 | 0 | 0 | 0 | 0 | 0 | 0 | 0 | 0 | 0 | 0 | 0 | 0 | 0 | 0
2016-12-28 17:00 | 0 | 0 | 0 | 0 | 0 | 162538.0155 | 564326.071 | 453459 | 0 | 0 | 0 | 0 | 2324927.4708 | 2192651.4246 | 0 | 0 | 0 | 0 | 0 | 0 | 0 | 0 | 0 | 0 | 0 | 0 | 0 | 0 | 0 | 259139.105 | 14265.9815 | 0 | 0 | 0 | 0 | 0 | 0 | 0 | 0 | 0 | 0 | 0 | 0 | 0 | 0
2016-12-28 18:00 | 0 | 0 | 0 | 0 | 0 | 0 | 530809.4296 | 449712 | 0 | 0 | 0 | 0 | 2391758.9189 | 2206917.4061 | 0 | 0 | 0 | 0 | 0 | 0 | 0 | 0 | 0 | 0 | 0 | 0 | 0 | 0 | 0 | 66831.4481 | 14265.9815 | 0 | 0 | 0 | 0 | 0 | 0 | 0 | 0 | 0 | 0 | 0 | 0 | 0 | 0
2016-12-28 19:00 | 0 | 0 | 0 | 0 | 0 | 0 | 515089.1125 | 446431 | 0 | 0 | 0 | 0 | 2446151.0498 | 2221183.3877 | 0 | 0 | 0 | 0 | 0 | 0 | 0 | 0 | 0 | 0 | 0 | 0 | 0 | 0 | 0 | 54392.1309 | 14265.9815 | 0 | 0 | 0 | 0 | 0 | 0 | 0 | 0 | 0 | 0 | 0 | 0 | 0 | 0
2016-12-28 20:00 | 0 | 0 | 0 | 0 | 0 | 21641.17 | 531742.5949 | 444718 | 0 | 0 | 0 | 0 | 2540550.8332 | 2235449.3692 | 0 | 0 | 0 | 0 | 0 | 0 | 0 | 0 | 0 | 0 | 0 | 0 | 0 | 0 | 0 | 94399.7834 | 14265.9815 | 0 | 0 | 0 | 0 | 0 | 0 | 0 | 0 | 0 | 0 | 0 | 0 | 0 | 0
2016-12-28 21:00 | 0 | 0 | 0 | 0 | 0 | 0 | 553848.4235 | 448630 | 0 | 0 | 0 | 0 | 2631503.2752 | 2249715.3507 | 0 | 0 | 0 | 0 | 0 | 0 | 0 | 0 | 0 | 0 | 0 | 0 | 0 | 0 | 0 | 90952.442 | 14265.9815 | 0 | 0 | 0 | 0 | 0 | 0 | 0 | 0 | 0 | 0 | 0 | 0 | 0 | 0
2016-12-28 22:00 | 0 | 0 | 0 | 0 | 0 | 0 | 482177.146 | 463782 | 0 | 0 | 0 | 0 | 2635632.4397 | 2263981.3322 | 0 | 0 | 0 | 0 | 0 | 0 | 0 | 0 | 0 | 0 | 0 | 0 | 0 | 0 | 0 | 4129.1645 | 14265.9815 | 0 | 0 | 0 | 0 | 0 | 0 | 0 | 0 | 0 | 0 | 0 | 0 | 0 | 0
2016-12-28 23:00 | 0 | 0 | 0 | 0 | 0 | 554144.6871 | 196766.3994 | 477506 | 0 | 0 | 0 | 0 | 2894771.5446 | 2278247.3138 | 0 | 0 | 0 | 0 | 0 | 0 | 0 | 0 | 0 | 0 | 0 | 0 | 0 | 0 | 0 | 259139.105 | 14265.9815 | 0 | 0 | 0 | 0 | 0 | 0 | 0 | 0 | 0 | 0 | 0 | 0 | 0 | 0
2016-12-29 | 0 | 0 | 0 | 0 | 0 | 234498.0149 | 1723.8617 | 481095 | 0 | 0 | 0 | 0 | 2635632.4397 | 2292513.2953 | 0 | 0 | 0 | 0 | 0 | 0 | 0 | 0 | 0 | 0 | 0 | 0 | 0 | 0 | 0 | -259139.105 | 14265.9815 | 0 | 0 | 0 | 0 | 0 | 0 | 0 | 0 | 0 | 0 | 0 | 0 | 0 | 0
2016-12-29 01:00 | 0 | 0 | 0 | 0 | 0 | 752813.0865 | 0 | 479408 | 0 | 0 | 0 | 0 | 2894771.5446 | 2306779.2768 | 0 | 0 | 0 | 0 | 0 | 0 | 0 | 0 | 0 | 0 | 0 | 0 | 0 | 0 | 0 | 259139.105 | 14265.9815 | 0 | 0 | 0 | 0 | 0 | 0 | 0 | 0 | 0 | 0 | 0 | 0 | 0 | 0
2016-12-29 02:00 | 0 | 0 | 0 | 0 | 0 | 223292.8766 | 0 | 468166 | 0 | 0 | 0 | 0 | 2635632.4397 | 2321045.2584 | 0 | 0 | 0 | 0 | 0 | 0 | 0 | 0 | 0 | 0 | 0 | 0 | 0 | 0 | 0 | -259139.105 | 14265.9815 | 0 | 0 | 0 | 0 | 0 | 0 | 0 | 0 | 0 | 0 | 0 | 0 | 0 | 0
2016-12-29 03:00 | 0 | 0 | 0 | 0 | 0 | 204104.8766 | 0 | 448978 | 0 | 0 | 0 | 0 | 2376493.3347 | 2335311.2399 | 0 | 0 | 0 | 0 | 0 | 0 | 0 | 0 | 0 | 0 | 0 | 0 | 0 | 0 | 0 | -259139.105 | 14265.9815 | 0 | 0 | 0 | 0 | 0 | 0 | 0 | 0 | 0 | 0 | 0 | 0 | 0 | 0
2016-12-29 04:00 | 0 | 0 | 0 | 0 | 0 | 700154.0865 | 0 | 426749 | 0 | 0 | 0 | 0 | 2635632.4397 | 2349577.2214 | 0 | 0 | 0 | 0 | 0 | 0 | 0 | 0 | 0 | 0 | 0 | 0 | 0 | 0 | 0 | 259139.105 | 14265.9815 | 0 | 0 | 0 | 0 | 0 | 0 | 0 | 0 | 0 | 0 | 0 | 0 | 0 | 0
2016-12-29 05:00 | 0 | 0 | 0 | 0 | 0 | 162488.8766 | 0 | 407362 | 0 | 0 | 0 | 0 | 2376493.3347 | 2363843.203 | 0 | 0 | 0 | 0 | 0 | 0 | 0 | 0 | 0 | 0 | 0 | 0 | 0 | 0 | 0 | -259139.105 | 14265.9815 | 0 | 0 | 0 | 0 | 0 | 0 | 0 | 0 | 0 | 0 | 0 | 0 | 0 | 0
2016-12-29 06:00 | 0 | 0 | 0 | 0 | 0 | 147076.8766 | 0 | 391950 | 0 | 0 | 0 | 0 | 2117354.2298 | 2378109.1845 | 0 | 0 | 0 | 0 | 0 | 0 | 0 | 0 | 0 | 0 | 0 | 0 | 0 | 0 | 0 | -259139.105 | 14265.9815 | 0 | 0 | 0 | 0 | 0 | 0 | 0 | 0 | 0 | 0 | 0 | 0 | 0 | 0
2016-12-29 07:00 | 0 | 0 | 0 | 0 | 0 | 654324.0865 | 0 | 380919 | 0 | 0 | 0 | 0 | 2376493.3347 | 2392375.166 | 0 | 0 | 0 | 0 | 0 | 0 | 0 | 0 | 0 | 0 | 0 | 0 | 0 | 0 | 0 | 259139.105 | 14265.9815 | 0 | 0 | 0 | 0 | 0 | 0 | 0 | 0 | 0 | 0 | 0 | 0 | 0 | 0
2016-12-29 08:00 | 0 | 0 | 0 | 0 | 0 | 130090.8766 | 0 | 374964 | 0 | 0 | 0 | 0 | 2117354.2298 | 2406641.1476 | 0 | 0 | 0 | 0 | 0 | 0 | 0 | 0 | 0 | 0 | 0 | 0 | 0 | 0 | 0 | -259139.105 | 14265.9815 | 0 | 0 | 0 | 0 | 0 | 0 | 0 | 0 | 0 | 0 | 0 | 0 | 0 | 0
2016-12-29 09:00 | 0 | 0 | 0 | 0 | 0 | 130804.8766 | 0 | 375678 | 0 | 0 | 0 | 0 | 1858215.1248 | 2420907.1291 | 0 | 0 | 0 | 0 | 0 | 0 | 0 | 0 | 0 | 0 | 0 | 0 | 0 | 0 | 0 | -259139.105 | 14265.9815 | 0 | 0 | 0 | 0 | 0 | 0 | 0 | 0 | 0 | 0 | 0 | 0 | 0 | 0
2016-12-29 10:00 | 0 | 0 | 0 | 0 | 0 | 656698.0865 | 0 | 383293 | 0 | 0 | 0 | 0 | 2117354.2298 | 2435173.1106 | 0 | 0 | 0 | 0 | 0 | 0 | 0 | 0 | 0 | 0 | 0 | 0 | 0 | 0 | 0 | 259139.105 | 14265.9815 | 0 | 0 | 0 | 0 | 0 | 0 | 0 | 0 | 0 | 0 | 0 | 0 | 0 | 0
2016-12-29 11:00 | 0 | 0 | 0 | 0 | 0 | 155393.8766 | 0 | 400267 | 0 | 0 | 0 | 0 | 1858215.1248 | 2449439.0922 | 0 | 0 | 0 | 0 | 0 | 0 | 0 | 0 | 0 | 0 | 0 | 0 | 0 | 0 | 0 | -259139.105 | 14265.9815 | 0 | 0 | 0 | 0 | 0 | 0 | 0 | 0 | 0 | 0 | 0 | 0 | 0 | 0
2016-12-29 12:00 | 0 | 0 | 0 | 0 | 0 | 177949.8766 | 0 | 422823 | 0 | 0 | 0 | 0 | 1599076.0199 | 2463705.0737 | 0 | 0 | 0 | 0 | 0 | 0 | 0 | 0 | 0 | 0 | 0 | 0 | 0 | 0 | 0 | -259139.105 | 14265.9815 | 0 | 0 | 0 | 0 | 0 | 0 | 0 | 0 | 0 | 0 | 0 | 0 | 0 | 0
2016-12-29 13:00 | 0 | 0 | 0 | 0 | 0 | 194838.8766 | 0 | 439712 | 0 | 0 | 0 | 0 | 1339936.9149 | 2477971.0552 | 0 | 0 | 0 | 0 | 0 | 0 | 0 | 0 | 0 | 0 | 0 | 0 | 0 | 0 | 0 | -259139.105 | 14265.9815 | 0 | 0 | 0 | 0 | 0 | 0 | 0 | 0 | 0 | 0 | 0 | 0 | 0 | 0
2016-12-29 14:00 | 0 | 0 | 0 | 0 | 0 | 503946.9475 | 55439.0194 | 451937 | 0 | 0 | 0 | 0 | 1433119.9003 | 2492237.0368 | 0 | 0 | 0 | 0 | 0 | 0 | 0 | 0 | 0 | 0 | 0 | 0 | 0 | 0 | 0 | 93182.9854 | 14265.9815 | 0 | 0 | 0 | 0 | 0 | 0 | 0 | 0 | 0 | 0 | 0 | 0 | 0 | 0
2016-12-29 15:00 | 0 | 0 | 0 | 0 | 0 | 369542.0816 | 362269.0049 | 458406 | 0 | 0 | 0 | 0 | 1692259.0052 | 2506503.0183 | 0 | 0 | 0 | 0 | 0 | 0 | 0 | 0 | 0 | 0 | 0 | 0 | 0 | 0 | 0 | 259139.105 | 14265.9815 | 0 | 0 | 0 | 0 | 0 | 0 | 0 | 0 | 0 | 0 | 0 | 0 | 0 | 0
2016-12-29 16:00 | 0 | 0 | 0 | 0 | 0 | 0 | 526381.292 | 459642 | 0 | 0 | 0 | 0 | 1744732.3157 | 2520768.9998 | 0 | 0 | 0 | 0 | 0 | 0 | 0 | 0 | 0 | 0 | 0 | 0 | 0 | 0 | 0 | 52473.3105 | 14265.9815 | 0 | 0 | 0 | 0 | 0 | 0 | 0 | 0 | 0 | 0 | 0 | 0 | 0 | 0
2016-12-29 17:00 | 0 | 0 | 0 | 0 | 0 | 0 | 539172.1177 | 457177 | 0 | 0 | 0 | 0 | 1812461.4519 | 2535034.9814 | 0 | 0 | 0 | 0 | 0 | 0 | 0 | 0 | 0 | 0 | 0 | 0 | 0 | 0 | 0 | 67729.1362 | 14265.9815 | 0 | 0 | 0 | 0 | 0 | 0 | 0 | 0 | 0 | 0 | 0 | 0 | 0 | 0
2016-12-29 18:00 | 0 | 0 | 0 | 0 | 0 | 0 | 508862.9213 | 453413 | 0 | 0 | 0 | 0 | 1853645.3917 | 2549300.9629 | 0 | 0 | 0 | 0 | 0 | 0 | 0 | 0 | 0 | 0 | 0 | 0 | 0 | 0 | 0 | 41183.9398 | 14265.9815 | 0 | 0 | 0 | 0 | 0 | 0 | 0 | 0 | 0 | 0 | 0 | 0 | 0 | 0
2016-12-29 19:00 | 0 | 0 | 0 | 0 | 0 | 0 | 489971.4124 | 448588 | 0 | 0 | 0 | 0 | 1880762.8226 | 2563566.9444 | 0 | 0 | 0 | 0 | 0 | 0 | 0 | 0 | 0 | 0 | 0 | 0 | 0 | 0 | 0 | 27117.4309 | 14265.9815 | 0 | 0 | 0 | 0 | 0 | 0 | 0 | 0 | 0 | 0 | 0 | 0 | 0 | 0
2016-12-29 20:00 | 0 | 0 | 0 | 0 | 0 | 0 | 490236.0464 | 445166 | 0 | 0 | 0 | 0 | 1911566.8874 | 2577832.926 | 0 | 0 | 0 | 0 | 0 | 0 | 0 | 0 | 0 | 0 | 0 | 0 | 0 | 0 | 0 | 30804.0648 | 14265.9815 | 0 | 0 | 0 | 0 | 0 | 0 | 0 | 0 | 0 | 0 | 0 | 0 | 0 | 0
2016-12-29 21:00 | 0 | 0 | 0 | 0 | 0 | 0 | 507358.7842 | 448553 | 0 | 0 | 0 | 0 | 1956106.69 | 2592098.9075 | 0 | 0 | 0 | 0 | 0 | 0 | 0 | 0 | 0 | 0 | 0 | 0 | 0 | 0 | 0 | 44539.8026 | 14265.9815 | 0 | 0 | 0 | 0 | 0 | 0 | 0 | 0 | 0 | 0 | 0 | 0 | 0 | 0
2016-12-29 22:00 | 0 | 0 | 0 | 0 | 0 | 0 | 425451.794 | 463901 | 0 | 0 | 0 | 0 | 1903391.5025 | 2606364.889 | 0 | 0 | 0 | 0 | 0 | 0 | 0 | 0 | 0 | 0 | 0 | 0 | 0 | 0 | 0 | -52715.1875 | 14265.9815 | 0 | 0 | 0 | 0 | 0 | 0 | 0 | 0 | 0 | 0 | 0 | 0 | 0 | 0
2016-12-29 23:00 | 0 | 0 | 0 | 0 | 0 | 578239.4276 | 175761.6588 | 480596 | 0 | 0 | 0 | 0 | 2162530.6075 | 2620630.8706 | 0 | 0 | 0 | 0 | 0 | 0 | 0 | 0 | 0 | 0 | 0 | 0 | 0 | 0 | 0 | 259139.105 | 14265.9815 | 0 | 0 | 0 | 0 | 0 | 0 | 0 | 0 | 0 | 0 | 0 | 0 | 0 | 0
2016-12-30 | 0 | 0 | 0 | 0 | 0 | 607497.3887 | 1681.9014 | 486871 | 0 | 0 | 0 | 0 | 2270572.916 | 2634896.8521 | 0 | 0 | 0 | 0 | 0 | 0 | 0 | 0 | 0 | 0 | 0 | 0 | 0 | 0 | 0 | 108042.3086 | 14265.9815 | 0 | 0 | 0 | 0 | 0 | 0 | 0 | 0 | 0 | 0 | 0 | 0 | 0 | 0
2016-12-30 01:00 | 0 | 0 | 0 | 0 | 0 | 616153.1516 | 0 | 487082 | 0 | 0 | 0 | 0 | 2385378.0861 | 2649162.8336 | 0 | 0 | 0 | 0 | 0 | 0 | 0 | 0 | 0 | 0 | 0 | 0 | 0 | 0 | 0 | 114805.1701 | 14265.9815 | 0 | 0 | 0 | 0 | 0 | 0 | 0 | 0 | 0 | 0 | 0 | 0 | 0 | 0
2016-12-30 02:00 | 0 | 0 | 0 | 0 | 0 | 232120.8766 | 0 | 476994 | 0 | 0 | 0 | 0 | 2126238.9812 | 2663428.8152 | 0 | 0 | 0 | 0 | 0 | 0 | 0 | 0 | 0 | 0 | 0 | 0 | 0 | 0 | 0 | -259139.105 | 14265.9815 | 0 | 0 | 0 | 0 | 0 | 0 | 0 | 0 | 0 | 0 | 0 | 0 | 0 | 0
2016-12-30 03:00 | 0 | 0 | 0 | 0 | 0 | 215256.8766 | 0 | 460130 | 0 | 0 | 0 | 0 | 1867099.8762 | 2677694.7967 | 0 | 0 | 0 | 0 | 0 | 0 | 0 | 0 | 0 | 0 | 0 | 0 | 0 | 0 | 0 | -259139.105 | 14265.9815 | 0 | 0 | 0 | 0 | 0 | 0 | 0 | 0 | 0 | 0 | 0 | 0 | 0 | 0
2016-12-30 04:00 | 0 | 0 | 0 | 0 | 0 | 641403.3204 | 0 | 439914 | 0 | 0 | 0 | 0 | 2054323.2152 | 2691960.7782 | 0 | 0 | 0 | 0 | 0 | 0 | 0 | 0 | 0 | 0 | 0 | 0 | 0 | 0 | 0 | 187223.3389 | 14265.9815 | 0 | 0 | 0 | 0 | 0 | 0 | 0 | 0 | 0 | 0 | 0 | 0 | 0 | 0
2016-12-30 05:00 | 0 | 0 | 0 | 0 | 0 | 642690.1793 | 0 | 421903 | 0 | 0 | 0 | 0 | 2260844.4129 | 2706226.7598 | 0 | 0 | 0 | 0 | 0 | 0 | 0 | 0 | 0 | 0 | 0 | 0 | 0 | 0 | 0 | 206521.1977 | 14265.9815 | 0 | 0 | 0 | 0 | 0 | 0 | 0 | 0 | 0 | 0 | 0 | 0 | 0 | 0
2016-12-30 06:00 | 0 | 0 | 0 | 0 | 0 | 162217.8766 | 0 | 407091 | 0 | 0 | 0 | 0 | 2001705.3079 | 2720492.7413 | 0 | 0 | 0 | 0 | 0 | 0 | 0 | 0 | 0 | 0 | 0 | 0 | 0 | 0 | 0 | -259139.105 | 14265.9815 | 0 | 0 | 0 | 0 | 0 | 0 | 0 | 0 | 0 | 0 | 0 | 0 | 0 | 0
2016-12-30 07:00 | 0 | 0 | 0 | 0 | 0 | 631607.4026 | 0 | 398686 | 0 | 0 | 0 | 0 | 2220360.729 | 2734758.7228 | 0 | 0 | 0 | 0 | 0 | 0 | 0 | 0 | 0 | 0 | 0 | 0 | 0 | 0 | 0 | 218655.4211 | 14265.9815 | 0 | 0 | 0 | 0 | 0 | 0 | 0 | 0 | 0 | 0 | 0 | 0 | 0 | 0
2016-12-30 08:00 | 0 | 0 | 0 | 0 | 0 | 149555.8766 | 0 | 394429 | 0 | 0 | 0 | 0 | 1961221.6241 | 2749024.7043 | 0 | 0 | 0 | 0 | 0 | 0 | 0 | 0 | 0 | 0 | 0 | 0 | 0 | 0 | 0 | -259139.105 | 14265.9815 | 0 | 0 | 0 | 0 | 0 | 0 | 0 | 0 | 0 | 0 | 0 | 0 | 0 | 0
2016-12-30 09:00 | 0 | 0 | 0 | 0 | 0 | 151453.8766 | 0 | 396327 | 0 | 0 | 0 | 0 | 1702082.5191 | 2763290.6859 | 0 | 0 | 0 | 0 | 0 | 0 | 0 | 0 | 0 | 0 | 0 | 0 | 0 | 0 | 0 | -259139.105 | 14265.9815 | 0 | 0 | 0 | 0 | 0 | 0 | 0 | 0 | 0 | 0 | 0 | 0 | 0 | 0
2016-12-30 10:00 | 0 | 0 | 0 | 0 | 0 | 625258.8021 | 0 | 405523 | 0 | 0 | 0 | 0 | 1907552.3397 | 2777556.6674 | 0 | 0 | 0 | 0 | 0 | 0 | 0 | 0 | 0 | 0 | 0 | 0 | 0 | 0 | 0 | 205469.8206 | 14265.9815 | 0 | 0 | 0 | 0 | 0 | 0 | 0 | 0 | 0 | 0 | 0 | 0 | 0 | 0
2016-12-30 11:00 | 0 | 0 | 0 | 0 | 0 | 180271.8766 | 0 | 425145 | 0 | 0 | 0 | 0 | 1648413.2348 | 2791822.6489 | 0 | 0 | 0 | 0 | 0 | 0 | 0 | 0 | 0 | 0 | 0 | 0 | 0 | 0 | 0 | -259139.105 | 14265.9815 | 0 | 0 | 0 | 0 | 0 | 0 | 0 | 0 | 0 | 0 | 0 | 0 | 0 | 0
2016-12-30 12:00 | 0 | 0 | 0 | 0 | 0 | 188520.895 | 0 | 447660 | 0 | 0 | 0 | 0 | 1389274.1298 | 2791822.6489 | 0 | 0 | 0 | 0 | 0 | 0 | 0 | 0 | 0 | 0 | 0 | 0 | 0 | 0 | 0 | -259139.105 | 0 | 0 | 0 | 0 | 0 | 0 | 0 | 0 | 0 | 0 | 0 | 0 | 0 | 0 | 0
2016-12-30 13:00 | 0 | 0 | 0 | 0 | 0 | 218573.8766 | 0 | 463447 | 0 | 0 | 0 | 0 | 1130135.0249 | 2806088.6305 | 0 | 0 | 0 | 0 | 0 | 0 | 0 | 0 | 0 | 0 | 0 | 0 | 0 | 0 | 0 | -259139.105 | 14265.9815 | 0 | 0 | 0 | 0 | 0 | 0 | 0 | 0 | 0 | 0 | 0 | 0 | 0 | 0
2016-12-30 14:00 | 0 | 0 | 0 | 0 | 0 | 613727.5794 | 68942.2824 | 470223 | 0 | 0 | 0 | 0 | 1328315.9052 | 2820354.612 | 0 | 0 | 0 | 0 | 0 | 0 | 0 | 0 | 0 | 0 | 0 | 0 | 0 | 0 | 0 | 198180.8803 | 14265.9815 | 0 | 0 | 0 | 0 | 0 | 0 | 0 | 0 | 0 | 0 | 0 | 0 | 0 | 0
2016-12-30 15:00 | 0 | 0 | 0 | 0 | 0 | 0 | 351244.3928 | 471272 | 0 | 0 | 0 | 0 | 1194022.3165 | 2834620.5935 | 0 | 0 | 0 | 0 | 0 | 0 | 0 | 0 | 0 | 0 | 0 | 0 | 0 | 0 | 0 | -134293.5887 | 14265.9815 | 0 | 0 | 0 | 0 | 0 | 0 | 0 | 0 | 0 | 0 | 0 | 0 | 0 | 0
2016-12-30 16:00 | 0 | 0 | 0 | 0 | 0 | 0 | 497454.3644 | 467833 | 0 | 0 | 0 | 0 | 1209377.6993 | 2848886.5751 | 0 | 0 | 0 | 0 | 0 | 0 | 0 | 0 | 0 | 0 | 0 | 0 | 0 | 0 | 0 | 15355.3829 | 14265.9815 | 0 | 0 | 0 | 0 | 0 | 0 | 0 | 0 | 0 | 0 | 0 | 0 | 0 | 0
2016-12-30 17:00 | 0 | 0 | 0 | 0 | 0 | 0 | 520380.8301 | 461282 | 0 | 0 | 0 | 0 | 1254210.5479 | 2863152.5566 | 0 | 0 | 0 | 0 | 0 | 0 | 0 | 0 | 0 | 0 | 0 | 0 | 0 | 0 | 0 | 44832.8486 | 14265.9815 | 0 | 0 | 0 | 0 | 0 | 0 | 0 | 0 | 0 | 0 | 0 | 0 | 0 | 0
2016-12-30 18:00 | 0 | 0 | 0 | 0 | 0 | 0 | 494341.4254 | 453356 | 0 | 0 | 0 | 0 | 1280929.9917 | 2877418.5381 | 0 | 0 | 0 | 0 | 0 | 0 | 0 | 0 | 0 | 0 | 0 | 0 | 0 | 0 | 0 | 26719.4439 | 14265.9815 | 0 | 0 | 0 | 0 | 0 | 0 | 0 | 0 | 0 | 0 | 0 | 0 | 0 | 0
2016-12-30 19:00 | 0 | 0 | 0 | 0 | 0 | 0 | 479708.5523 | 446082 | 0 | 0 | 0 | 0 | 1300290.5625 | 2891684.5197 | 0 | 0 | 0 | 0 | 0 | 0 | 0 | 0 | 0 | 0 | 0 | 0 | 0 | 0 | 0 | 19360.5708 | 14265.9815 | 0 | 0 | 0 | 0 | 0 | 0 | 0 | 0 | 0 | 0 | 0 | 0 | 0 | 0
2016-12-30 20:00 | 0 | 0 | 0 | 0 | 0 | 0 | 487926.9849 | 441690 | 0 | 0 | 0 | 0 | 1332261.5659 | 2905950.5012 | 0 | 0 | 0 | 0 | 0 | 0 | 0 | 0 | 0 | 0 | 0 | 0 | 0 | 0 | 0 | 31971.0033 | 14265.9815 | 0 | 0 | 0 | 0 | 0 | 0 | 0 | 0 | 0 | 0 | 0 | 0 | 0 | 0
2016-12-30 21:00 | 0 | 0 | 0 | 0 | 0 | 0 | 496489.9213 | 446474 | 0 | 0 | 0 | 0 | 1368011.5057 | 2920216.4827 | 0 | 0 | 0 | 0 | 0 | 0 | 0 | 0 | 0 | 0 | 0 | 0 | 0 | 0 | 0 | 35749.9398 | 14265.9815 | 0 | 0 | 0 | 0 | 0 | 0 | 0 | 0 | 0 | 0 | 0 | 0 | 0 | 0
2016-12-30 22:00 | 0 | 0 | 0 | 0 | 0 | 0 | 405574.0006 | 463624 | 0 | 0 | 0 | 0 | 1295695.5248 | 2934482.4643 | 0 | 0 | 0 | 0 | 0 | 0 | 0 | 0 | 0 | 0 | 0 | 0 | 0 | 0 | 0 | -72315.9809 | 14265.9815 | 0 | 0 | 0 | 0 | 0 | 0 | 0 | 0 | 0 | 0 | 0 | 0 | 0 | 0
2016-12-30 23:00 | 0 | 0 | 0 | 0 | 0 | 100366.2277 | 135852.6488 | 481092 | 0 | 0 | 0 | 0 | 1036556.4198 | 2948748.4458 | 0 | 0 | 0 | 0 | 0 | 0 | 0 | 0 | 0 | 0 | 0 | 0 | 0 | 0 | 0 | -259139.105 | 14265.9815 | 0 | 0 | 0 | 0 | 0 | 0 | 0 | 0 | 0 | 0 | 0 | 0 | 0 | 0
2016-12-31 | 0 | 0 | 0 | 0 | 0 | 241435.4847 | 1371.3919 | 487680 | 0 | 0 | 0 | 0 | 777417.3149 | 2963014.4273 | 0 | 0 | 0 | 0 | 0 | 0 | 0 | 0 | 0 | 0 | 0 | 0 | 0 | 0 | 0 | -259139.105 | 14265.9815 | 0 | 0 | 0 | 0 | 0 | 0 | 0 | 0 | 0 | 0 | 0 | 0 | 0 | 0
2016-12-31 01:00 | 0 | 0 | 0 | 0 | 0 | 762830.0865 | 0 | 489425 | 0 | 0 | 0 | 0 | 1036556.4198 | 2977280.4089 | 0 | 0 | 0 | 0 | 0 | 0 | 0 | 0 | 0 | 0 | 0 | 0 | 0 | 0 | 0 | 259139.105 | 14265.9815 | 0 | 0 | 0 | 0 | 0 | 0 | 0 | 0 | 0 | 0 | 0 | 0 | 0 | 0
2016-12-31 02:00 | 0 | 0 | 0 | 0 | 0 | 237004.8766 | 0 | 481878 | 0 | 0 | 0 | 0 | 777417.3149 | 2991546.3904 | 0 | 0 | 0 | 0 | 0 | 0 | 0 | 0 | 0 | 0 | 0 | 0 | 0 | 0 | 0 | -259139.105 | 14265.9815 | 0 | 0 | 0 | 0 | 0 | 0 | 0 | 0 | 0 | 0 | 0 | 0 | 0 | 0
2016-12-31 03:00 | 0 | 0 | 0 | 0 | 0 | 741625.0865 | 0 | 468220 | 0 | 0 | 0 | 0 | 1036556.4198 | 3005812.3719 | 0 | 0 | 0 | 0 | 0 | 0 | 0 | 0 | 0 | 0 | 0 | 0 | 0 | 0 | 0 | 259139.105 | 14265.9815 | 0 | 0 | 0 | 0 | 0 | 0 | 0 | 0 | 0 | 0 | 0 | 0 | 0 | 0
2016-12-31 04:00 | 0 | 0 | 0 | 0 | 0 | 206082.8766 | 0 | 450956 | 0 | 0 | 0 | 0 | 777417.3149 | 3020078.3535 | 0 | 0 | 0 | 0 | 0 | 0 | 0 | 0 | 0 | 0 | 0 | 0 | 0 | 0 | 0 | -259139.105 | 14265.9815 | 0 | 0 | 0 | 0 | 0 | 0 | 0 | 0 | 0 | 0 | 0 | 0 | 0 | 0
2016-12-31 05:00 | 0 | 0 | 0 | 0 | 0 | 188126.8766 | 0 | 433000 | 0 | 0 | 0 | 0 | 518278.2099 | 3034344.335 | 0 | 0 | 0 | 0 | 0 | 0 | 0 | 0 | 0 | 0 | 0 | 0 | 0 | 0 | 0 | -259139.105 | 14265.9815 | 0 | 0 | 0 | 0 | 0 | 0 | 0 | 0 | 0 | 0 | 0 | 0 | 0 | 0
2016-12-31 06:00 | 0 | 0 | 0 | 0 | 0 | 693702.0865 | 0 | 420297 | 0 | 0 | 0 | 0 | 777417.3149 | 3048610.3165 | 0 | 0 | 0 | 0 | 0 | 0 | 0 | 0 | 0 | 0 | 0 | 0 | 0 | 0 | 0 | 259139.105 | 14265.9815 | 0 | 0 | 0 | 0 | 0 | 0 | 0 | 0 | 0 | 0 | 0 | 0 | 0 | 0
2016-12-31 07:00 | 0 | 0 | 0 | 0 | 0 | 166812.8766 | 0 | 411686 | 0 | 0 | 0 | 0 | 518278.2099 | 3062876.2981 | 0 | 0 | 0 | 0 | 0 | 0 | 0 | 0 | 0 | 0 | 0 | 0 | 0 | 0 | 0 | -259139.105 | 14265.9815 | 0 | 0 | 0 | 0 | 0 | 0 | 0 | 0 | 0 | 0 | 0 | 0 | 0 | 0
2016-12-31 08:00 | 0 | 0 | 0 | 0 | 0 | 161281.8766 | 0 | 406155 | 0 | 0 | 0 | 0 | 259139.105 | 3077142.2796 | 0 | 0 | 0 | 0 | 0 | 0 | 0 | 0 | 0 | 0 | 0 | 0 | 0 | 0 | 0 | -259139.105 | 14265.9815 | 0 | 0 | 0 | 0 | 0 | 0 | 0 | 0 | 0 | 0 | 0 | 0 | 0 | 0
2016-12-31 09:00 | 0 | 0 | 0 | 0 | 0 | 677694.0865 | 0 | 404289 | 0 | 0 | 0 | 0 | 518278.2099 | 3091408.2611 | 0 | 0 | 0 | 0 | 0 | 0 | 0 | 0 | 0 | 0 | 0 | 0 | 0 | 0 | 0 | 259139.105 | 14265.9815 | 0 | 0 | 0 | 0 | 0 | 0 | 0 | 0 | 0 | 0 | 0 | 0 | 0 | 0
2016-12-31 10:00 | 0 | 0 | 0 | 0 | 0 | 162976.8766 | 0 | 407850 | 0 | 0 | 0 | 0 | 259139.105 | 3105674.2427 | 0 | 0 | 0 | 0 | 0 | 0 | 0 | 0 | 0 | 0 | 0 | 0 | 0 | 0 | 0 | -259139.105 | 14265.9815 | 0 | 0 | 0 | 0 | 0 | 0 | 0 | 0 | 0 | 0 | 0 | 0 | 0 | 0
2016-12-31 11:00 | 0 | 0 | 0 | 0 | 0 | 170265.8766 | 0 | 415139 | 0 | 0 | 0 | 0 | 0 | 3119940.2242 | 0 | 0 | 0 | 0 | 0 | 0 | 0 | 0 | 0 | 0 | 0 | 0 | 0 | 0 | 0 | -259139.105 | 14265.9815 | 0 | 0 | 0 | 0 | 0 | 0 | 0 | 0 | 0 | 0 | 0 | 0 | 0 | 0
2016-12-31 12:00 | 0 | 0 | 0 | 0 | 0 | 651613.1661 | 0 | 426446 | 0 | 0 | 0 | 0 | 210901.1846 | 3134206.2057 | 0 | 0 | 0 | 0 | 0 | 0 | 0 | 0 | 0 | 0 | 0 | 0 | 0 | 0 | 0 | 210901.1846 | 14265.9815 | 0 | 0 | 0 | 0 | 0 | 0 | 0 | 0 | 0 | 0 | 0 | 0 | 0 | 0
2016-12-31 13:00 | 0 | 0 | 0 | 0 | 0 | 656342.6643 | 0 | 437460 | 0 | 0 | 0 | 0 | 415517.8674 | 3148472.1873 | 0 | 0 | 0 | 0 | 0 | 0 | 0 | 0 | 0 | 0 | 0 | 0 | 0 | 0 | 0 | 204616.6828 | 14265.9815 | 0 | 0 | 0 | 0 | 0 | 0 | 0 | 0 | 0 | 0 | 0 | 0 | 0 | 0
2016-12-31 14:00 | 0 | 0 | 0 | 0 | 0 | 161626.0063 | 37640.8703 | 444140 | 0 | 0 | 0 | 0 | 156378.7624 | 3162738.1688 | 0 | 0 | 0 | 0 | 0 | 0 | 0 | 0 | 0 | 0 | 0 | 0 | 0 | 0 | 0 | -259139.105 | 14265.9815 | 0 | 0 | 0 | 0 | 0 | 0 | 0 | 0 | 0 | 0 | 0 | 0 | 0 | 0
2016-12-31 15:00 | 0 | 0 | 0 | 0 | 0 | 0 | 304575.2191 | 446688 | 0 | 0 | 0 | 0 | 0 | 3177004.1503 | 0 | 0 | 0 | 0 | 0 | 0 | 0 | 0 | 0 | 0 | 0 | 0 | 0 | 0 | 0 | -156378.7624 | 14265.9815 | 0 | 0 | 0 | 0 | 0 | 0 | 0 | 0 | 0 | 0 | 0 | 0 | 0 | 0
2016-12-31 16:00 | 0 | 0 | 0 | 0 | 0 | 0 | 469584.3822 | 445791 | 0 | 0 | 0 | 0 | 9527.4007 | 3191270.1318 | 0 | 0 | 0 | 0 | 0 | 0 | 0 | 0 | 0 | 0 | 0 | 0 | 0 | 0 | 0 | 9527.4007 | 14265.9815 | 0 | 0 | 0 | 0 | 0 | 0 | 0 | 0 | 0 | 0 | 0 | 0 | 0 | 0
2016-12-31 17:00 | 0 | 0 | 0 | 0 | 0 | 0 | 525625.427 | 442001 | 0 | 0 | 0 | 0 | 78885.8461 | 3205536.1134 | 0 | 0 | 0 | 0 | 0 | 0 | 0 | 0 | 0 | 0 | 0 | 0 | 0 | 0 | 0 | 69358.4455 | 14265.9815 | 0 | 0 | 0 | 0 | 0 | 0 | 0 | 0 | 0 | 0 | 0 | 0 | 0 | 0
2016-12-31 18:00 | 0 | 0 | 0 | 0 | 0 | 0 | 513883.8216 | 437484 | 0 | 0 | 0 | 0 | 141019.6862 | 3219802.0949 | 0 | 0 | 0 | 0 | 0 | 0 | 0 | 0 | 0 | 0 | 0 | 0 | 0 | 0 | 0 | 62133.8401 | 14265.9815 | 0 | 0 | 0 | 0 | 0 | 0 | 0 | 0 | 0 | 0 | 0 | 0 | 0 | 0
2016-12-31 19:00 | 0 | 0 | 0 | 0 | 0 | 87107.471 | 503562.4297 | 433876 | 0 | 0 | 0 | 0 | 283547.6054 | 3234068.0764 | 0 | 0 | 0 | 0 | 0 | 0 | 0 | 0 | 0 | 0 | 0 | 0 | 0 | 0 | 0 | 142527.9192 | 14265.9815 | 0 | 0 | 0 | 0 | 0 | 0 | 0 | 0 | 0 | 0 | 0 | 0 | 0 | 0
2016-12-31 20:00 | 0 | 0 | 0 | 0 | 0 | 0 | 514182.9883 | 432009 | 0 | 0 | 0 | 0 | 351455.6122 | 3248334.058 | 0 | 0 | 0 | 0 | 0 | 0 | 0 | 0 | 0 | 0 | 0 | 0 | 0 | 0 | 0 | 67908.0068 | 14265.9815 | 0 | 0 | 0 | 0 | 0 | 0 | 0 | 0 | 0 | 0 | 0 | 0 | 0 | 0
2016-12-31 21:00 | 0 | 0 | 0 | 0 | 0 | 0 | 531022.6369 | 435982 | 0 | 0 | 0 | 0 | 432230.2676 | 3262600.0395 | 0 | 0 | 0 | 0 | 0 | 0 | 0 | 0 | 0 | 0 | 0 | 0 | 0 | 0 | 0 | 80774.6554 | 14265.9815 | 0 | 0 | 0 | 0 | 0 | 0 | 0 | 0 | 0 | 0 | 0 | 0 | 0 | 0
2016-12-31 22:00 | 0 | 0 | 0 | 0 | 0 | 0 | 454230.5354 | 450070 | 0 | 0 | 0 | 0 | 422124.8215 | 3276866.021 | 0 | 0 | 0 | 0 | 0 | 0 | 0 | 0 | 0 | 0 | 0 | 0 | 0 | 0 | 0 | -10105.4461 | 14265.9815 | 0 | 0 | 0 | 0 | 0 | 0 | 0 | 0 | 0 | 0 | 0 | 0 | 0 | 0
2016-12-31 23:00 | 0 | 0 | 0 | 0 | 0 | 486859.6328 | 161925.9353 | 459604 | 0 | 0 | 0 | 0 | 597040.4081 | 3291132.0026 | 0 | 0 | 0 | 0 | 0 | 0 | 0 | 0 | 0 | 0 | 0 | 0 | 0 | 0 | 0 | 174915.5866 | 14265.9815 | 0 | 0 | 0 | 0 | 0 | 0 | 0 | 0 | 0 | 0 | 0 | 0 | 0 | 0
2017-01-01 | 0 | 0 | 0 | 0 | 0 | 543864.4196 | 1819.9673 | 460100 | 0 | 0 | 0 | 0 | 668358.8134 | 3305397.9841 | 0 | 0 | 0 | 0 | 0 | 0 | 0 | 0 | 0 | 0 | 0 | 0 | 0 | 0 | 0 | 71318.4053 | 14265.9815 | 0 | 0 | 0 | 0 | 0 | 0 | 0 | 0 | 0 | 0 | 0 | 0 | 0 | 0