## input file
| PyPSA case input file | Unnamed: 1 | Unnamed: 2 | Unnamed: 3 | Unnamed: 4 | Unnamed: 5 | Unnamed: 6 | Unnamed: 7 | Unnamed: 8 | Unnamed: 9 | Unnamed: 10 | Unnamed: 11 | Unnamed: 12 | Unnamed: 13 | Unnamed: 14 | Unnamed: 15 | Unnamed: 16 | Unnamed: 17 | Unnamed: 18 | Unnamed: 19 | Unnamed: 20 | Unnamed: 21 | Unnamed: 22 | Unnamed: 23 | Unnamed: 24 | Unnamed: 25
0
1 | Everything outside of the <CASE_DATA> or <COMPONENT_DATA> flag is for notes, etc.
2
3 | Note that demand has no decisions.
4 | Note that unmet demand is represented a source with a variable cost only, so unmet demand has an output decision.
5 | Information about PyPSA components and their attributes can be found here: https://pypsa.readthedocs.io/en/latest/components.html
6
7 | REQUIRED KEYWORDS
8 | component | PyPSA component type
9 | name | Unique name of the component
10 | bus | Name of bus from which this technology would get or give its energy (or in the case of link, the giving bus)
11
12 | OPTIONAL KEYWORDS
13 | time_series_file | Name of time series file that will get loaded
14 | capital_cost | Fixed cost, if not defined default is 0
15 | marginal_cost | Marginal cost, if not defined default is 0
16 | max_hours | Hours at max capacity for StorageUnit
17 | cyclic_state_of_charge | Assume cyclic state of charge for StorageUnit (Boolean)
18 | efficiency | Efficiency of component
19 | standing_loss | Losses per hour to state of charge
20
21 | CASE_DATA
22
23 | input_path | /carnegie/data/Shared/Labs/Caldeira Lab/Everyone/energy_demand_capacity_data/US_solar_wind_demand/
24 | costs_path | clab_pypsa/utilities/costs_2020.csv |  |  |  | Note: Path to PyPSA database
25 | output_path | output_data
26 | case_name | all_firm_case_all_stores
27 | filename_prefix | all_firm
28 | datetime_start | 2016-01-01 00:00:00 |  | Note: Dates must be formatted as text (not excel date format)
29 | datetime_end | 2017-01-01 00:00:00
30 | delta_t | 1
31 | no_time_steps | 8784 |  | Note: this assumes time unit for dt is 'hour'
32 | total_hours | 8784
33
34 | solver | gurobi
35 | logging_level | info |  | Note: Can be error, warning, info, or debug and specifies level of detail in terminal output
36 | numerics_scaling | 1 |  | Note: Factor to avoid rounding in Gurobi solver for small values
37
38 | time_unit | h
39 | power_unit | MW
40 | mass_unit | t
41 | currency | € |  | Note: 2020 €
42
43
44 | END_CASE_DATA | Note: To use PyPSA default costs, use same technology names as in costs_path |  |  |  |  | Note: p_min_mu sets uni/bidirectionality |  |  |  | Note: Capital costs are the product of hourly fixed costs and time_range |  |  |  |  | Note: cost per energy stored for Store/StoragUnit
45 |  |  | Note: For Link, bus is interpreted as bus0 | [6 empty] | Note: p_nom is a factor multiplied to the given capacity, e_nom is assumed for stores | [7 empty] | Note: For StorageUnit, efficiency is interpreted as efficiency_store
46 | MEM vocabulary
47 | tech_type | tech_name |  | node | [5 empty] | normalization | capacity | fixed_cost |  | var_cost |  |  |  | charging_time |  | efficiency |  |  |  | decay_rate
48 | COMPONENT_DATA | [14 empty] | Data source
49 | component | name | carrier | bus | bus1 | bus2 | p_min_pu | p_max_pu | time_series_file | normalization | p_nom | capital_cost |  | marginal_cost |  |  | sign | max_hours | cyclic_state_of_charge | efficiency | efficiency_dispatch | efficiency2 |  | standing_loss
50 | Load | load |  | electricity |  |  |  |  | US_demand_unnormalized.csv | [15 empty] | 1/h | Note: PyPSA costs storage_unit by power cost; cost of energy capacity is effectively capital_cost/max_hours
51 | Generator | solar-utility |  | electricity |  |  |  |  | US_capacity_solar_25pctTop_unnormalized.csv |  |  | db | €/time range/MW | db | €/MWh | PyPSA DB
52 | Generator | onwind |  | electricity |  |  |  |  | US_capacity_wind_25pctTop_unnormalized.csv |  |  | db | €/time range/MW | db | €/MWh | PyPSA DB
53 | Generator | CCGT % wCCS | natgas_wCCS | natgas_wCCS_out | [7 empty] | 143326.4338 | €/time range/MW | 39.2231 | €/MWh | NREL |  |  |  | db
54 | Link | CCGT % link wCCS | natgas_wCCS | natgas_wCCS_out | electricity | co2_atmosphere_out | [5 empty] | 0 | €/time range/MW | 0 | €/MWh | PyPSA DB |  |  |  | 1 |  | .05*db_co2_emissions | t/MWh
55 | Generator | CCGT | natgas | natgas_out | [7 empty] | db | €/time range/MW | db | €/MWh | PyPSA DB |  |  |  | db
56 | Link | CCGT % link | natgas | natgas_out | electricity | co2_atmosphere_out | [5 empty] | 0 | €/time range/MW | 0 | €/MWh | PyPSA DB |  |  |  | 1 |  | db_co2_emissions | t/MWh
57 | Generator | BECCS | beccs | beccs_out | [7 empty] | 407013.0478 | €/time range/MW | 14.5614 | €/MWh | NREL
58 | Link | BECCS % link | beccs | beccs_out | electricity | co2_atmosphere_out | [5 empty] | 0 | €/time range/MW | 0 | €/MWh | NREL | [5 empty] | -1.22 | t/MWh
59 | Generator | geothermal | geothermal | geoth_out | [7 empty] | db | €/time range/MW | db | €/MWh | PyPSA DB |  |  |  | db
60 | Link | geothermal % link | geothermal | geoth_out | electricity | co2_atmosphere_out | [5 empty] | 0 | €/time range/MW | 0 | €/MWh | PyPSA DB |  |  |  | 1 |  | db_co2_emissions | t/MWh
61 | Generator | nuclear |  | electricity | [7 empty] | db | €/time range/MW | db | €/MWh | PyPSA DB |  |  |  | db
62 | Generator | hydro |  | electricity | [7 empty] | db | €/time range/MW | db | €/MWh | PyPSA DB |  |  |  | db
63 | Store | load shifting forward |  | electricity | [7 empty] | 219298.2456 | €/time range/MW |  | €/MWh | Gerke et al | -1
64 | Store | load shifting backward |  | electricity | [7 empty] | 219298.2456 | €/time range/MW |  | €/MWh | Gerke et al
65 | Generator | load shedding |  | electricity | [8 empty] | €/time range/MW | 8771.9298 | €/MWh | Gorman
66 | Link | direct air capture |  | co2_atmosphere_out | co2_stored | electricity | [5 empty] | db | €/time range/MW | db | €/MWh | PyPSA DB | [5 empty] | -1*db_energy-input | MWh/t
67 | Store | co2 atmosphere |  | co2_atmosphere_out | [6 empty] | 0 |  | €/time range/MW |  | €/MWh | -
68 | Store | CO2 storage tank |  | co2_stored | [7 empty] | db | €/time range/CO2 | db |  | PyPSA DB
69 | StorageUnit | battery storage |  | electricity | [7 empty] | 6*db_capital_cost | €/time range/MW | 0.015 | €/MWh | PyPSA DB |  | 6 | TRUE
70 | Link | Lead-Acid-bicharger | lead_acid_store | electricity | lead_acid |  | -1 |  |  |  |  | db |  | db |  | PyPSA DB
71 | Store | Lead-Acid-store | lead_acid_store | lead_acid | [7 empty] | db |  | db |  | PyPSA DB |  |  | TRUE
72 | Link | Lithium-Ion-LFP-bicharger | lithium_ion_lfp_store | electricity | lithium_ion_lfp |  | -1 |  |  |  |  | db |  | db |  | PyPSA DB
73 | Store | Lithium-Ion-LFP-store | lithium_ion_lfp_store | lithium_ion_lfp | [7 empty] | db |  | db |  | PyPSA DB |  |  | TRUE
74 | Link | Lithium-Ion-NMC-bicharger | lithium_ion_nmc_store | electricity | lithium_ion_nmc |  | -1 |  |  |  |  | db |  | db |  | PyPSA DB
75 | Store | Lithium-Ion-NMC-store | lithium_ion_nmc_store | lithium_ion_nmc | [7 empty] | db |  | db |  | PyPSA DB |  |  | TRUE
76 | Link | Ni-Zn-bicharger | ni_zn_store | electricity | ni_zn |  | -1 |  |  |  |  | db |  | db |  | PyPSA DB
77 | Store | Ni-Zn-store | ni_zn_store | ni_zn | [7 empty] | db |  | db |  | PyPSA DB |  |  | TRUE
78 | Link | Vanadium-Redox-Flow-bicharger | redox_store | electricity | vanadium |  | -1 |  |  |  |  | db |  | db |  | PyPSA DB
79 | Store | Vanadium-Redox-Flow-store | redox_store | vanadium | [7 empty] | db |  | db |  | PyPSA DB |  |  | TRUE
80 | Link | Zn-Air-bicharger | zn_air_store | electricity | zn_air |  | -1 |  |  |  |  | db |  | db |  | PyPSA DB
81 | Store | Zn-Air-store | zn_air_store | zn_air | [7 empty] | db |  | db |  | PyPSA DB |  |  | TRUE
82 | Link | Zn-Br-Flow-bicharger | zn_br_flow_store | electricity | zn_br_flow |  | -1 |  |  |  |  | db |  | db |  | PyPSA DB | [9 empty] | Note: one way efficiency should be square root of round-trip efficiecy
83 | Store | Zn-Br-Flow-store | zn_br_flow_store | zn_br_flow | [7 empty] | db |  | db |  | PyPSA DB |  |  | TRUE | [6 empty] | Note: Be careful when designating storage costs that the source is for kWh stored and not what you get out after accounting for pump inefficiency.
84 | Link | Zn-Br-Nonflow-bicharger | zn_br_nonflow_store | electricity | zn_br_nonflow |  | -1 |  |  |  |  | db |  | db |  | PyPSA DB | [9 empty] | Note: one way efficiency should be square root of round-trip efficiecy
85 | Store | Zn-Br-Nonflow-store | zn_br_nonflow_store | zn_br_nonflow | [7 empty] | db |  | db |  | PyPSA DB |  |  | TRUE | [6 empty] | Note: Be careful when designating storage costs that the source is for kWh stored and not what you get out after accounting for pump inefficiency.
86 | Link | Compressed-Air-Adiabatic-bicharger | compressed_air_store | electricity | comp_air |  | -1 |  |  |  |  | db |  | db |  | PyPSA DB
87 | Store | Compressed-Air-Adiabatic-store | compressed_air_store | comp_air | [7 empty] | db |  | db |  | PyPSA DB |  |  | TRUE
88 | Link | Gravity-Brick-bicharger | gravity_brick_store | electricity | grav_brick |  | -1 |  |  |  |  | db |  | db |  | PyPSA DB
89 | Store | Gravity-Brick-store | gravity_brick_store | grav_brick | [7 empty] | db |  | db |  | PyPSA DB |  |  | TRUE
90 | Link | Gravity-Water-Aboveground-bicharger | gravity_aboveground_store | electricity | grav_abo_ground |  | -1 |  |  |  |  | db |  | db |  | PyPSA DB
91 | Store | Gravity-Water-Aboveground-store | gravity_aboveground_store | grav_abo_ground | [7 empty] | db |  | db |  | PyPSA DB |  |  | TRUE
92 | Link | Gravity-Water-Underground-bicharger | gravity_underground_store | electricity | grav_und_ground |  | -1 |  |  |  |  | db |  | db |  | PyPSA DB
93 | Store | Gravity-Water-Underground-store | gravity_underground_store | grav_und_ground | [7 empty] | db |  | db |  | PyPSA DB |  |  | TRUE
94 | Link | Pumped-Storage-Hydro-bicharger | phs_store | electricity | h2o |  | -1 |  |  |  |  | db | €/time range/MW | db | €/MWh | PyPSA DB
95 | Store | Pumped-Storage-Hydro-store | phs_store | h2o | [7 empty] | db | €/time range/MWh | db | €/MWh | PyPSA DB |  |  | TRUE
96 | Link | electrolysis | hydrogen_store | electricity | h2 | [6 empty] | db | €/time range/MW | 0.02 | €/MWh | PyPSA DB |  |  |  | db
97 | Store | hydrogen storage underground | hydrogen_store | h2 | [7 empty] | db | €/time range/MWh | db | €/MWh | PyPSA DB |  |  | TRUE | db |  |  |  | 4e-06
98 | Link | fuel cell | hydrogen_store | h2 | electricity | [6 empty] | db | €/time range/MW | 0.003 | €/MWh | PyPSA DB |  |  |  | db
99 | Link | Concrete-charger | concrete_store | electricity | concrete | [6 empty] | db |  | db |  | PyPSA DB
100 | Store | Concrete-store | concrete_store | concrete | [7 empty] | db |  | db |  | PyPSA DB |  |  | TRUE
101 | Link | Concrete-discharger | concrete_store | concrete | electricity | [6 empty] | db |  | db |  | PyPSA DB
102 | Link | HighT-Molten-Salt-charger | highT_molten_salt_store | electricity | highT_salt | [6 empty] | db |  | db |  | PyPSA DB
103 | Store | HighT-Molten-Salt-store | highT_molten_salt_store | highT_salt | [7 empty] | db |  | db |  | PyPSA DB |  |  | TRUE
104 | Link | HighT-Molten-Salt-discharger | highT_molten_salt_store | highT_salt | electricity | [6 empty] | db |  | db |  | PyPSA DB
105 | Link | Liquid-Air-charger | liquid_air_store | electricity | liquid_air | [6 empty] | db |  | db |  | PyPSA DB
106 | Store | Liquid-Air-store | liquid_air_store | liquid_air | [7 empty] | db |  | db |  | PyPSA DB |  |  | TRUE
107 | Link | Liquid-Air-discharger | liquid_air_store | liquid_air | electricity | [6 empty] | db |  | db |  | PyPSA DB
108 | Link | LowT-Molten-Salt-charger | lowT_molten_salt_store | electricity | lowT_salt | [6 empty] | db |  | db |  | PyPSA DB
109 | Store | LowT-Molten-Salt-store | lowT_molten_salt_store | lowT_salt | [7 empty] | db |  | db |  | PyPSA DB |  |  | TRUE
110 | Link | LowT-Molten-Salt-discharger | lowT_molten_salt_store | lowT_salt | electricity | [6 empty] | db |  | db |  | PyPSA DB
111 | Link | Pumped-Heat-charger | pumped_heat_store | electricity | pumped_heat | [6 empty] | db |  | db |  | PyPSA DB
112 | Store | Pumped-Heat-store | pumped_heat_store | pumped_heat | [7 empty] | db |  | db |  | PyPSA DB |  |  | TRUE
113 | Link | Pumped-Heat-discharger | pumped_heat_store | pumped_heat | electricity | [6 empty] | db |  | db |  | PyPSA DB
114 | Link | Sand-charger | sand_store | electricity | sand | [6 empty] | db |  | db |  | PyPSA DB
115 | Store | Sand-store | sand_store | sand | [7 empty] | db |  | db |  | PyPSA DB |  |  | TRUE
116 | Link | Sand-discharger | sand_store | sand | electricity | [6 empty] | db |  | db |  | PyPSA DB
117
118 | END_COMPONENT_DATA
119
120 | Note that any information that is in a column without an attribute header is consider a comment, and not used.
121 | Note that for MEM, storage is in energy units whereas for PyPSA it is in power units.
122 | Note: If there is a # in front of component (e.g. #Generator), this row will be ignored
123
124 | Note: costing for nuclear heat has to be for kWh thermal (or other energy unit)
125 | Note: % indicates addition to standard PyPSA name which stands before the %
126 | Note: carrier allows to group different technologies
127
128 | Cost calculations
129
130
131
132 |  | Source natural gas CCS costs | NREL (National Renewable Energy Laboratory). 2020. "2020 Annual Technology Baseline."
133 |  |  | https://atb-archive.nrel.gov/electricity/2020/data.php
134
135 |  | Source BECCS | NREL
136 |  |  | https://www.nrel.gov/docs/fy22osti/81644.pdf
137
138 |  | Source load shifting costs | Gerke et al. The California Demand Response Potential Study, Phase 3: Final Report on the Shift Resource through 2030.
139 |  |  | https://doi.org/10.20357/B7MS40
140
141 |  | Source lost load | Gorman. The quest to quantify the value of lost load: A critical review of the economics of power outages
142 |  |  | https://doi.org/10.1016/j.tej.2022.107187
143
144 |  | Source all other costs | PyPSA technology data
145 |  |  | https://github.com/PyPSA/technology-data/blob/master/outputs/costs_2020.csv
146
147
148 |  | 2020 €/$ | 1.14
149 |  | Discount rate | 0.07
150 |  | name | Overnight cost [€/MW] | Fixed O&M cost [€/MWyear] | Other fixed cost* (% of capital cost) | Lifetime [years] | Capital recovery factor [%/year] | Annual fixed costs [€/year] | Variable O&M [€/MWh] | Fuel cost [€/MWh] | Efficiency | Decay rate | Hourly fixed costs |  |  | Variable cost [€/MWh] | CO2 emissions
151 |  | pumped_hydro_storage energy | 103100 | 1546.5 |  | 30 | 0.080586 | 8433.0851 |  |  |  |  | 0.84446 | €/h/MW
152 |  | pumped_hydro_storage power | 1612000 | 14250 | 0.015 | 30 | 0.080586 | 146103.8617 |  |  | 0.81 |  | 14.6303 | €/h/MW |  | 0.00026316
153
154 |  | natural gas with CCS | 1969000 | 53000 |  | 30 | 0.080586 | 162945.7079 | 9 | 20 | 0.56 |  | 16.3168 | €/h/MW |  | 39.2231
155 |  | (NG combined cycle 95% CCS (H-frame basis -> 2nd Gen Tech)), Moderate
156 |  |  | 965000 | 27000 |  | 30 | 0.080586 | 79941.7123 | 2 | 8 | 0.56 |  | 8.0051 |  |  | 14.2857
157
158 |  | BECCS | 5580000 | 162000 |  | 30 | 0.080586 | 462727.129 |  |  |  |  | 46.3357 | €/h/MW |  | 14.5614 | -1.22 | tCO2/MWh
159
160 |  | load shedding | [13 empty] | 8771.9298
161 |  | load shifting | [5 empty] | 219298.2456
162
163 |  | * includes property, tax, insurance, licensing, permiting costs

## component inputs
| component | name | bus | p_set | carrier | capital_cost | marginal_cost | p_max_pu | p_nom_extendable | efficiency | bus0 | bus1 | bus2 | efficiency2 | sign | e_nom_extendable | e_nom | max_hours | cyclic_state_of_charge | p_min_pu | e_cyclic | standing_loss
0 | Load | load | electricity | date 2016-01-01 00:00:00 470809.0 2016-01-01 01:00:00 462893.0 2016-01-01 02:00:00 452352.0 2016-01-01 03:00:00 438677.0 2016-01-01 04:00:00 423295.0 ... 2016-12-31 20:00:00 432009.0 2016-12-31 21:00:00 435982.0 2016-12-31 22:00:00 450070.0 2016-12-31 23:00:00 459604.0 2017-01-01 00:00:00 460100.0 Name: demand (mw), Length: 8785, dtype: float64 | load
1 | Generator | solar-utility | electricity |  | solar-utility | 49588.7324 | 0 | date 2016-01-01 00:00:00 0.001722 2016-01-01 01:00:00 0.000000 2016-01-01 02:00:00 0.000000 2016-01-01 03:00:00 0.000000 2016-01-01 04:00:00 0.000000 ... 2016-12-31 20:00:00 0.497600 2016-12-31 21:00:00 0.513896 2016-12-31 22:00:00 0.439581 2016-12-31 23:00:00 0.156704 2017-01-01 00:00:00 0.001761 Name: solar 25% top, Length: 8785, dtype: float64 | TRUE
2 | Generator | onwind | electricity |  | onwind | 107318.8334 | 1.5 | date 2016-01-01 00:00:00 0.561034 2016-01-01 01:00:00 0.562139 2016-01-01 02:00:00 0.561250 2016-01-01 03:00:00 0.571372 2016-01-01 04:00:00 0.589611 ... 2016-12-31 20:00:00 0.381054 2016-12-31 21:00:00 0.371423 2016-12-31 22:00:00 0.413461 2016-12-31 23:00:00 0.486720 2017-01-01 00:00:00 0.543709 Name: wind 25% top, Length: 8785, dtype: float64 | TRUE
3 | Generator | CCGT % wCCS | natgas_wCCS_out |  | natgas_wCCS | 143326.4338 | 39.2231 |  | TRUE | 0.56
4 | Link | CCGT % link wCCS |  |  | natgas_wCCS | 0 | 0 |  | TRUE | 1 | natgas_wCCS_out | electricity | co2_atmosphere_out | 0.01
5 | Generator | CCGT | natgas_out |  | natgas | 104817.2552 | 40.2929 |  | TRUE | 0.56
6 | Link | CCGT % link |  |  | natgas | 0 | 0 |  | TRUE | 1 | natgas_out | electricity | co2_atmosphere_out | 0.2
7 | Generator | BECCS | beccs_out |  | beccs | 407013.0478 | 14.5614 |  | TRUE
8 | Link | BECCS % link |  |  | beccs | 0 | 0 |  | TRUE |  | beccs_out | electricity | co2_atmosphere_out | -1.22
9 | Generator | geothermal | geoth_out |  | geothermal | 334482.1991 | 0 |  | TRUE | 0.24
10 | Link | geothermal % link |  |  | geothermal | 0 | 0 |  | TRUE | 1 | geoth_out | electricity | co2_atmosphere_out | 0.03
11 | Generator | nuclear | electricity |  | nuclear | 706772.6168 | 11.3788 |  | TRUE | 0.33
12 | Generator | hydro | electricity |  | hydro | 177345.2166 | 0 |  | TRUE | 0.9
13 | Store | load shifting forward | electricity |  | load shifting forward | 219298.2456 | [8 empty] | -1 | TRUE
14 | Store | load shifting backward | electricity |  | load shifting backward | 219298.2456 | [9 empty] | TRUE
15 | Generator | load shedding | electricity |  | load shedding |  | 8771.9298 |  | TRUE
16 | Link | direct air capture |  |  | direct air capture | 1007250.4802 | 0 |  | TRUE |  | co2_atmosphere_out | co2_stored | electricity | -2
17 | Store | co2 atmosphere | co2_atmosphere_out |  | co2 atmosphere | [11 empty] | 0
18 | Store | CO2 storage tank | co2_stored |  | CO2 storage tank | 242.2253 | 0 | [8 empty] | TRUE
19 | StorageUnit | battery storage | electricity |  | battery storage | 131394.9526 | 0.015 |  | TRUE | [8 empty] | 6 | TRUE
20 | Link | Lead-Acid-bicharger |  |  | lead_acid_store | 20342.6982 | 0 |  | TRUE |  | electricity | lead_acid | [7 empty] | -1
21 | Store | Lead-Acid-store | lead_acid |  | lead_acid_store | 42449.2621 | 0 | [8 empty] | TRUE |  |  |  |  | TRUE
22 | Link | Lithium-Ion-LFP-bicharger |  |  | lithium_ion_lfp_store | 10956.5448 | 0 |  | TRUE |  | electricity | lithium_ion_lfp | [7 empty] | -1
23 | Store | Lithium-Ion-LFP-store | lithium_ion_lfp |  | lithium_ion_lfp_store | 31344.748 | 0 | [8 empty] | TRUE |  |  |  |  | TRUE
24 | Link | Lithium-Ion-NMC-bicharger |  |  | lithium_ion_nmc_store | 12150.6712 | 0 |  | TRUE |  | electricity | lithium_ion_nmc | [7 empty] | -1
25 | Store | Lithium-Ion-NMC-store | lithium_ion_nmc |  | lithium_ion_nmc_store | 40461.1323 | 0 | [8 empty] | TRUE |  |  |  |  | TRUE
26 | Link | Ni-Zn-bicharger |  |  | ni_zn_store | 11297.3829 | 0 |  | TRUE |  | electricity | ni_zn | [7 empty] | -1
27 | Store | Ni-Zn-store | ni_zn |  | ni_zn_store | 34978.3527 | 0 | [8 empty] | TRUE |  |  |  |  | TRUE
28 | Link | Vanadium-Redox-Flow-bicharger |  |  | redox_store | 20358.8666 | 0 |  | TRUE |  | electricity | vanadium | [7 empty] | -1
29 | Store | Vanadium-Redox-Flow-store | vanadium |  | redox_store | 36880.2443 | 0 | [8 empty] | TRUE |  |  |  |  | TRUE
30 | Link | Zn-Air-bicharger |  |  | zn_air_store | 12879.2176 | 0 |  | TRUE |  | electricity | zn_air | [7 empty] | -1
31 | Store | Zn-Air-store | zn_air |  | zn_air_store | 15483.1894 | 0 | [8 empty] | TRUE |  |  |  |  | TRUE
32 | Link | Zn-Br-Flow-bicharger |  |  | zn_br_flow_store | 20335.0267 | 0 |  | TRUE |  | electricity | zn_br_flow | [7 empty] | -1
33 | Store | Zn-Br-Flow-store | zn_br_flow |  | zn_br_flow_store | 62672.1059 | 0 | [8 empty] | TRUE |  |  |  |  | TRUE
34 | Link | Zn-Br-Nonflow-bicharger |  |  | zn_br_nonflow_store | 15682.004 | 0 |  | TRUE |  | electricity | zn_br_nonflow | [7 empty] | -1
35 | Store | Zn-Br-Nonflow-store | zn_br_nonflow |  | zn_br_nonflow_store | 28160.4554 | 0 | [8 empty] | TRUE |  |  |  |  | TRUE
36 | Link | Compressed-Air-Adiabatic-bicharger |  |  | compressed_air_store | 69012.3568 | 0 |  | TRUE |  | electricity | comp_air | [7 empty] | -1
37 | Store | Compressed-Air-Adiabatic-store | comp_air |  | compressed_air_store | 372.7473 | 0 | [8 empty] | TRUE |  |  |  |  | TRUE
38 | Link | Gravity-Brick-bicharger |  |  | gravity_brick_store | 33661.1731 | 0 |  | TRUE |  | electricity | grav_brick | [7 empty] | -1
39 | Store | Gravity-Brick-store | grav_brick |  | gravity_brick_store | 12628.3705 | 0 | [8 empty] | TRUE |  |  |  |  | TRUE
40 | Link | Gravity-Water-Aboveground-bicharger |  |  | gravity_aboveground_store | 28555.929 | 0 |  | TRUE |  | electricity | grav_abo_ground | [7 empty] | -1
41 | Store | Gravity-Water-Aboveground-store | grav_abo_ground |  | gravity_aboveground_store | 9336.1172 | 0 | [8 empty] | TRUE |  |  |  |  | TRUE
42 | Link | Gravity-Water-Underground-bicharger |  |  | gravity_underground_store | 70693.337 | 0 |  | TRUE |  | electricity | grav_und_ground | [7 empty] | -1
43 | Store | Gravity-Water-Underground-store | grav_und_ground |  | gravity_underground_store | 7347.3972 | 0 | [8 empty] | TRUE |  |  |  |  | TRUE
44 | Link | Pumped-Storage-Hydro-bicharger |  |  | phs_store | 102789.2725 | 0 |  | TRUE |  | electricity | h2o | [7 empty] | -1
45 | Store | Pumped-Storage-Hydro-store | h2o |  | phs_store | 3904.3881 | 0 | [8 empty] | TRUE |  |  |  |  | TRUE
46 | Link | electrolysis |  |  | hydrogen_store | 62293.8258 | 0.02 |  | TRUE | 0.8 | electricity | h2
47 | Store | hydrogen storage underground | h2 |  | hydrogen_store | 210.2423 | 0 | [8 empty] | TRUE |  |  |  |  | TRUE | 4e-06
48 | Link | fuel cell |  |  | hydrogen_store | 250090.7535 | 0.003 |  | TRUE | 0.58 | h2 | electricity
49 | Link | Concrete-charger |  |  | concrete_store | 14991.6613 | 0 |  | TRUE |  | electricity | concrete
50 | Store | Concrete-store | concrete |  | concrete_store | 2144.2077 | 0 | [8 empty] | TRUE |  |  |  |  | TRUE
51 | Link | Concrete-discharger |  |  | concrete_store | 54449.1165 | 0 |  | TRUE |  | concrete | electricity
52 | Link | HighT-Molten-Salt-charger |  |  | highT_molten_salt_store | 14982.18 | 0 |  | TRUE |  | electricity | highT_salt
53 | Store | HighT-Molten-Salt-store | highT_salt |  | highT_molten_salt_store | 8210.3623 | 0 | [8 empty] | TRUE |  |  |  |  | TRUE
54 | Link | HighT-Molten-Salt-discharger |  |  | highT_molten_salt_store | 54414.6825 | 0 |  | TRUE |  | highT_salt | electricity
55 | Link | Liquid-Air-charger |  |  | liquid_air_store | 36920.7588 | 0 |  | TRUE |  | electricity | liquid_air
56 | Store | Liquid-Air-store | liquid_air |  | liquid_air_store | 13621.8699 | 0 | [8 empty] | TRUE |  |  |  |  | TRUE
57 | Link | Liquid-Air-discharger |  |  | liquid_air_store | 26403.5346 | 0 |  | TRUE |  | liquid_air | electricity
58 | Link | LowT-Molten-Salt-charger |  |  | lowT_molten_salt_store | 11910.3873 | 0 |  | TRUE |  | electricity | lowT_salt
59 | Store | LowT-Molten-Salt-store | lowT_salt |  | lowT_molten_salt_store | 5063.7732 | 0 | [8 empty] | TRUE |  |  |  |  | TRUE
60 | Link | LowT-Molten-Salt-discharger |  |  | lowT_molten_salt_store | 43258.0528 | 0 |  | TRUE |  | lowT_salt | electricity
61 | Link | Pumped-Heat-charger |  |  | pumped_heat_store | 60028.892 | 0 |  | TRUE |  | electricity | pumped_heat
62 | Store | Pumped-Heat-store | pumped_heat |  | pumped_heat_store | 2239.3872 | 0 | [8 empty] | TRUE |  |  |  |  | TRUE
63 | Link | Pumped-Heat-discharger |  |  | pumped_heat_store | 42917.9303 | 0 |  | TRUE |  | pumped_heat | electricity
64 | Link | Sand-charger |  |  | sand_store | 12169.5302 | 0 |  | TRUE |  | electricity | sand
65 | Store | Sand-store | sand |  | sand_store | 584.6121 | 0 | [8 empty] | TRUE |  |  |  |  | TRUE
66 | Link | Sand-discharger |  |  | sand_store | 44199.2496 | 0 |  | TRUE |  | sand | electricity

## time inputs
snapshot | solar-utility series | onwind series | load load
2016-01-01 | 0.0017221 | 0.56103 | 470809
2016-01-01 01:00 | 0 | 0.56214 | 462893
2016-01-01 02:00 | 0 | 0.56125 | 452352
2016-01-01 03:00 | 0 | 0.57137 | 438677
2016-01-01 04:00 | 0 | 0.58961 | 423295
2016-01-01 05:00 | 0 | 0.6128 | 410979
2016-01-01 06:00 | 0 | 0.63396 | 400444
2016-01-01 07:00 | 0 | 0.64464 | 390845
2016-01-01 08:00 | 0 | 0.64481 | 383868
2016-01-01 09:00 | 0 | 0.64438 | 382247
2016-01-01 10:00 | 0 | 0.64187 | 385757
2016-01-01 11:00 | 0 | 0.6402 | 390944
2016-01-01 12:00 | 0 | 0.64083 | 398539
2016-01-01 13:00 | 0 | 0.64006 | 407548
2016-01-01 14:00 | 0.045026 | 0.59659 | 420289
2016-01-01 15:00 | 0.40261 | 0.46501 | 431770
2016-01-01 16:00 | 0.58429 | 0.3778 | 438480
2016-01-01 17:00 | 0.5848 | 0.41622 | 440338
2016-01-01 18:00 | 0.5481 | 0.45167 | 438036
2016-01-01 19:00 | 0.53386 | 0.44429 | 432321
2016-01-01 20:00 | 0.55315 | 0.41578 | 428860
2016-01-01 21:00 | 0.5848 | 0.37843 | 430801
2016-01-01 22:00 | 0.5356 | 0.47878 | 445055
2016-01-01 23:00 | 0.21023 | 0.58054 | 460170
2016-01-02 | 0.0019649 | 0.62083 | 465935
2016-01-02 01:00 | 0 | 0.64592 | 465362
2016-01-02 02:00 | 0 | 0.66047 | 462094
2016-01-02 03:00 | 0 | 0.66248 | 450580
2016-01-02 04:00 | 0 | 0.65364 | 434931
2016-01-02 05:00 | 0 | 0.63781 | 417915
2016-01-02 06:00 | 0 | 0.61815 | 406626
2016-01-02 07:00 | 0 | 0.59628 | 397512
2016-01-02 08:00 | 0 | 0.57689 | 392956
2016-01-02 09:00 | 0 | 0.56957 | 392210
2016-01-02 10:00 | 0 | 0.56554 | 396592
2016-01-02 11:00 | 0 | 0.55664 | 406767
2016-01-02 12:00 | 0 | 0.54933 | 420668
2016-01-02 13:00 | 0 | 0.54684 | 434757
2016-01-02 14:00 | 0.065175 | 0.50123 | 445046
2016-01-02 15:00 | 0.31668 | 0.34605 | 450093
2016-01-02 16:00 | 0.46539 | 0.22017 | 448776
2016-01-02 17:00 | 0.50479 | 0.21919 | 443349
2016-01-02 18:00 | 0.4964 | 0.28064 | 435148
2016-01-02 19:00 | 0.48474 | 0.3142 | 427129
2016-01-02 20:00 | 0.49386 | 0.30673 | 420682
2016-01-02 21:00 | 0.49861 | 0.29954 | 423696
2016-01-02 22:00 | 0.41262 | 0.40672 | 441498
2016-01-02 23:00 | 0.14873 | 0.47839 | 461592
2016-01-03 | 0.0019495 | 0.51762 | 469345
2016-01-03 01:00 | 0 | 0.54313 | 470347
2016-01-03 02:00 | 0 | 0.56023 | 467310
2016-01-03 03:00 | 0 | 0.57619 | 456030
2016-01-03 04:00 | 0 | 0.58655 | 441559
2016-01-03 05:00 | 0 | 0.58999 | 427167
2016-01-03 06:00 | 0 | 0.58676 | 413834
2016-01-03 07:00 | 0 | 0.5742 | 404865
2016-01-03 08:00 | 0 | 0.55269 | 399699
2016-01-03 09:00 | 0 | 0.52918 | 398110
2016-01-03 10:00 | 0 | 0.49774 | 400834
2016-01-03 11:00 | 0 | 0.45999 | 408834
2016-01-03 12:00 | 0 | 0.42558 | 420449
2016-01-03 13:00 | 0 | 0.40041 | 433181
2016-01-03 14:00 | 0.039661 | 0.31984 | 440085
2016-01-03 15:00 | 0.37348 | 0.18006 | 439806
2016-01-03 16:00 | 0.49634 | 0.10574 | 434999
2016-01-03 17:00 | 0.51266 | 0.086993 | 430919
2016-01-03 18:00 | 0.49228 | 0.083043 | 427178
2016-01-03 19:00 | 0.4773 | 0.086987 | 422449
2016-01-03 20:00 | 0.47837 | 0.090145 | 418943
2016-01-03 21:00 | 0.46511 | 0.097928 | 424541
2016-01-03 22:00 | 0.36923 | 0.14652 | 444380
2016-01-03 23:00 | 0.08686 | 0.19289 | 464325
2016-01-04 | 0.0020809 | 0.23921 | 474796
2016-01-04 01:00 | 0 | 0.27818 | 477021
2016-01-04 02:00 | 0 | 0.30743 | 469735
2016-01-04 03:00 | 0 | 0.3276 | 452837
2016-01-04 04:00 | 0 | 0.32839 | 435678
2016-01-04 05:00 | 0 | 0.31547 | 421559
2016-01-04 06:00 | 0 | 0.30021 | 410607
2016-01-04 07:00 | 0 | 0.28701 | 404707
2016-01-04 08:00 | 0 | 0.27463 | 403331
2016-01-04 09:00 | 0 | 0.2621 | 408268
2016-01-04 10:00 | 0 | 0.25405 | 424056
2016-01-04 11:00 | 0 | 0.25228 | 457966
2016-01-04 12:00 | 0 | 0.25844 | 490049
2016-01-04 13:00 | 0 | 0.27302 | 503347
2016-01-04 14:00 | 0.084897 | 0.28079 | 505677
2016-01-04 15:00 | 0.25929 | 0.22814 | 505098
2016-01-04 16:00 | 0.36727 | 0.1918 | 499867
2016-01-04 17:00 | 0.40003 | 0.20839 | 493446
2016-01-04 18:00 | 0.40313 | 0.24344 | 487900
2016-01-04 19:00 | 0.40039 | 0.27815 | 483354
2016-01-04 20:00 | 0.39534 | 0.29967 | 480122
2016-01-04 21:00 | 0.36121 | 0.31175 | 484754
2016-01-04 22:00 | 0.2623 | 0.39893 | 504066
2016-01-04 23:00 | 0.080196 | 0.53954 | 527878
2016-01-05 | 0.0016392 | 0.59697 | 538994
2016-01-05 01:00 | 0 | 0.6026 | 539677
2016-01-05 02:00 | 0 | 0.58396 | 531819
2016-01-05 03:00 | 0 | 0.55926 | 511858
2016-01-05 04:00 | 0 | 0.53794 | 488356
2016-01-05 05:00 | 0 | 0.51898 | 470100
2016-01-05 06:00 | 0 | 0.50129 | 459532
2016-01-05 07:00 | 0 | 0.48933 | 452735
2016-01-05 08:00 | 0 | 0.4815 | 450290
2016-01-05 09:00 | 0 | 0.46578 | 455066
2016-01-05 10:00 | 0 | 0.44938 | 471666
2016-01-05 11:00 | 0 | 0.43343 | 505340
2016-01-05 12:00 | 0 | 0.42277 | 536414
2016-01-05 13:00 | 0 | 0.41797 | 544393
2016-01-05 14:00 | 0.021223 | 0.39658 | 538308
2016-01-05 15:00 | 0.18775 | 0.40007 | 530432
2016-01-05 16:00 | 0.31142 | 0.42693 | 518961
2016-01-05 17:00 | 0.37362 | 0.45872 | 507046
2016-01-05 18:00 | 0.38627 | 0.45812 | 497896
2016-01-05 19:00 | 0.38481 | 0.43627 | 489977
2016-01-05 20:00 | 0.38058 | 0.40494 | 485292
2016-01-05 21:00 | 0.35004 | 0.38505 | 489904
2016-01-05 22:00 | 0.26091 | 0.41903 | 511089
2016-01-05 23:00 | 0.068156 | 0.5029 | 534774
2016-01-06 | 0.0018312 | 0.53648 | 544758
2016-01-06 01:00 | 0 | 0.53142 | 544168
2016-01-06 02:00 | 0 | 0.5143 | 534403
2016-01-06 03:00 | 0 | 0.50066 | 512646
2016-01-06 04:00 | 0 | 0.48766 | 488746
2016-01-06 05:00 | 0 | 0.47316 | 469710
2016-01-06 06:00 | 0 | 0.45467 | 459026
2016-01-06 07:00 | 0 | 0.43175 | 450847
2016-01-06 08:00 | 0 | 0.40631 | 447761
2016-01-06 09:00 | 0 | 0.38612 | 449636
2016-01-06 10:00 | 0 | 0.36481 | 463512
2016-01-06 11:00 | 0 | 0.34699 | 495560
2016-01-06 12:00 | 0 | 0.32789 | 524202
2016-01-06 13:00 | 0 | 0.30904 | 530125
2016-01-06 14:00 | 0.017994 | 0.26364 | 523807
2016-01-06 15:00 | 0.16713 | 0.1985 | 515122
2016-01-06 16:00 | 0.28894 | 0.1747 | 505229
2016-01-06 17:00 | 0.36954 | 0.18492 | 493888
2016-01-06 18:00 | 0.39122 | 0.18383 | 485222
2016-01-06 19:00 | 0.39117 | 0.17607 | 478021
2016-01-06 20:00 | 0.38642 | 0.16644 | 474674
2016-01-06 21:00 | 0.36423 | 0.16435 | 478064
2016-01-06 22:00 | 0.2863 | 0.19536 | 496279
2016-01-06 23:00 | 0.10402 | 0.26811 | 515072
2016-01-07 | 0.00090527 | 0.31581 | 521111
2016-01-07 01:00 | 0 | 0.33922 | 518375
2016-01-07 02:00 | 0 | 0.3402 | 506895
2016-01-07 03:00 | 0 | 0.32304 | 486281
2016-01-07 04:00 | 0 | 0.2902 | 461291
2016-01-07 05:00 | 0 | 0.26358 | 439921
2016-01-07 06:00 | 0 | 0.23998 | 425551
2016-01-07 07:00 | 0 | 0.22081 | 415893
2016-01-07 08:00 | 0 | 0.2109 | 410460
2016-01-07 09:00 | 0 | 0.20832 | 411058
2016-01-07 10:00 | 0 | 0.21594 | 423691
2016-01-07 11:00 | 0 | 0.22867 | 454300
2016-01-07 12:00 | 0 | 0.24108 | 483496
2016-01-07 13:00 | 0 | 0.24658 | 491785
2016-01-07 14:00 | 0.042386 | 0.21343 | 490686
2016-01-07 15:00 | 0.1967 | 0.14049 | 488256
2016-01-07 16:00 | 0.30441 | 0.15546 | 481130
2016-01-07 17:00 | 0.36281 | 0.19065 | 472955
2016-01-07 18:00 | 0.37753 | 0.19968 | 465227
2016-01-07 19:00 | 0.37099 | 0.20893 | 459310
2016-01-07 20:00 | 0.35866 | 0.21973 | 456439
2016-01-07 21:00 | 0.32887 | 0.23064 | 457995
2016-01-07 22:00 | 0.25993 | 0.25021 | 473389
2016-01-07 23:00 | 0.089468 | 0.28693 | 488977
2016-01-08 | 0.0024239 | 0.29778 | 494433
2016-01-08 01:00 | 0 | 0.29324 | 491621
2016-01-08 02:00 | 0 | 0.27983 | 481932
2016-01-08 03:00 | 0 | 0.26409 | 461801
2016-01-08 04:00 | 0 | 0.25071 | 437008
2016-01-08 05:00 | 0 | 0.2473 | 415288
2016-01-08 06:00 | 0 | 0.24685 | 399917
2016-01-08 07:00 | 0 | 0.24954 | 389529
2016-01-08 08:00 | 0 | 0.25289 | 384659
2016-01-08 09:00 | 0 | 0.25946 | 384914
2016-01-08 10:00 | 0 | 0.27022 | 395661
2016-01-08 11:00 | 0 | 0.27774 | 426104
2016-01-08 12:00 | 0 | 0.28247 | 455472
2016-01-08 13:00 | 0 | 0.2821 | 467173
2016-01-08 14:00 | 0.035377 | 0.26315 | 472550
2016-01-08 15:00 | 0.22817 | 0.26028 | 476734
2016-01-08 16:00 | 0.3899 | 0.26137 | 475016
2016-01-08 17:00 | 0.45234 | 0.25896 | 468663
2016-01-08 18:00 | 0.44326 | 0.2687 | 463564
2016-01-08 19:00 | 0.42052 | 0.29222 | 458952
2016-01-08 20:00 | 0.4077 | 0.32442 | 454537
2016-01-08 21:00 | 0.39966 | 0.34742 | 454446
2016-01-08 22:00 | 0.35428 | 0.36855 | 463432
2016-01-08 23:00 | 0.18836 | 0.39891 | 472623
2016-01-09 | 0.0036188 | 0.41074 | 473493
2016-01-09 01:00 | 0 | 0.41133 | 468337
2016-01-09 02:00 | 0 | 0.41125 | 459225
2016-01-09 03:00 | 0 | 0.4084 | 443600
2016-01-09 04:00 | 0 | 0.40893 | 424303
2016-01-09 05:00 | 0 | 0.41113 | 406106
2016-01-09 06:00 | 0 | 0.42191 | 390602
2016-01-09 07:00 | 0 | 0.4403 | 380209
2016-01-09 08:00 | 0 | 0.46413 | 373855
2016-01-09 09:00 | 0 | 0.48056 | 372820
2016-01-09 10:00 | 0 | 0.49813 | 376458
2016-01-09 11:00 | 0 | 0.51142 | 385225
2016-01-09 12:00 | 0 | 0.51404 | 400062
2016-01-09 13:00 | 2.61e-08 | 0.51036 | 417421
2016-01-09 14:00 | 0.098657 | 0.4963 | 432775
2016-01-09 15:00 | 0.42169 | 0.49706 | 443504
2016-01-09 16:00 | 0.57421 | 0.48361 | 447564
2016-01-09 17:00 | 0.58612 | 0.46263 | 446237
2016-01-09 18:00 | 0.54993 | 0.46092 | 441450
2016-01-09 19:00 | 0.53031 | 0.46978 | 437135
2016-01-09 20:00 | 0.54515 | 0.47638 | 434799
2016-01-09 21:00 | 0.55773 | 0.47931 | 438748
2016-01-09 22:00 | 0.49662 | 0.46463 | 451099
2016-01-09 23:00 | 0.17046 | 0.43744 | 461966
2016-01-10 | 0.00071692 | 0.41613 | 466908
2016-01-10 01:00 | 0 | 0.39935 | 465022
2016-01-10 02:00 | 0 | 0.38465 | 458039
2016-01-10 03:00 | 0 | 0.36871 | 445223
2016-01-10 04:00 | 0 | 0.35402 | 429865
2016-01-10 05:00 | 0 | 0.34417 | 414836
2016-01-10 06:00 | 0 | 0.33657 | 401159
2016-01-10 07:00 | 0 | 0.32998 | 391763
2016-01-10 08:00 | 0 | 0.32364 | 387369
2016-01-10 09:00 | 0 | 0.32513 | 386669
2016-01-10 10:00 | 0 | 0.33117 | 390692
2016-01-10 11:00 | 0 | 0.33073 | 400516
2016-01-10 12:00 | 0 | 0.31998 | 415332
2016-01-10 13:00 | 2.09e-07 | 0.30064 | 431531
2016-01-10 14:00 | 0.10714 | 0.26445 | 446224
2016-01-10 15:00 | 0.36678 | 0.19145 | 454445
2016-01-10 16:00 | 0.50479 | 0.15692 | 455969
2016-01-10 17:00 | 0.53637 | 0.16619 | 455005
2016-01-10 18:00 | 0.52392 | 0.19383 | 450676
2016-01-10 19:00 | 0.50759 | 0.2191 | 445348
2016-01-10 20:00 | 0.50702 | 0.23578 | 441043
2016-01-10 21:00 | 0.50436 | 0.24205 | 445970
2016-01-10 22:00 | 0.42446 | 0.26002 | 462762
2016-01-10 23:00 | 0.17367 | 0.31445 | 486387
2016-01-11 | 0.0028482 | 0.37533 | 499575
2016-01-11 01:00 | 0 | 0.42408 | 503763
2016-01-11 02:00 | 0 | 0.44679 | 499300
2016-01-11 03:00 | 0 | 0.4614 | 486290
2016-01-11 04:00 | 0 | 0.4709 | 469026
2016-01-11 05:00 | 0 | 0.48079 | 454916
2016-01-11 06:00 | 0 | 0.48597 | 445035
2016-01-11 07:00 | 0 | 0.48676 | 440399
2016-01-11 08:00 | 0 | 0.48183 | 440627
2016-01-11 09:00 | 0 | 0.46555 | 447243
2016-01-11 10:00 | 0 | 0.44727 | 465391
2016-01-11 11:00 | 0 | 0.43643 | 503205
2016-01-11 12:00 | 0 | 0.42763 | 537493
2016-01-11 13:00 | 5.8e-08 | 0.42586 | 547765
2016-01-11 14:00 | 0.095254 | 0.39626 | 543677
2016-01-11 15:00 | 0.48176 | 0.31857 | 535867
2016-01-11 16:00 | 0.61991 | 0.33687 | 524193
2016-01-11 17:00 | 0.61419 | 0.42591 | 511046
2016-01-11 18:00 | 0.58534 | 0.48688 | 501251
2016-01-11 19:00 | 0.57482 | 0.53143 | 492140
2016-01-11 20:00 | 0.59235 | 0.55402 | 485928
2016-01-11 21:00 | 0.62042 | 0.54329 | 488605
2016-01-11 22:00 | 0.56078 | 0.55823 | 506939
2016-01-11 23:00 | 0.19536 | 0.57687 | 526379
2016-01-12 | 0.0025805 | 0.57875 | 542445
2016-01-12 01:00 | 0 | 0.58336 | 543639
2016-01-12 02:00 | 0 | 0.60723 | 535222
2016-01-12 03:00 | 0 | 0.65447 | 517768
2016-01-12 04:00 | 0 | 0.6874 | 493946
2016-01-12 05:00 | 0 | 0.69762 | 476108
2016-01-12 06:00 | 0 | 0.69935 | 463046
2016-01-12 07:00 | 0 | 0.69247 | 454908
2016-01-12 08:00 | 0 | 0.68 | 451631
2016-01-12 09:00 | 0 | 0.66013 | 454626
2016-01-12 10:00 | 0 | 0.63281 | 468323
2016-01-12 11:00 | 0 | 0.59316 | 501211
2016-01-12 12:00 | 0 | 0.5425 | 532066
2016-01-12 13:00 | 6.52e-07 | 0.49191 | 539233
2016-01-12 14:00 | 0.12928 | 0.38673 | 532105
2016-01-12 15:00 | 0.55394 | 0.28053 | 521670
2016-01-12 16:00 | 0.65746 | 0.21589 | 510052
2016-01-12 17:00 | 0.64056 | 0.20691 | 498062
2016-01-12 18:00 | 0.60264 | 0.22232 | 488561
2016-01-12 19:00 | 0.58558 | 0.24217 | 480756
2016-01-12 20:00 | 0.60013 | 0.25296 | 474428
2016-01-12 21:00 | 0.62769 | 0.25401 | 476053
2016-01-12 22:00 | 0.57449 | 0.27715 | 492115
2016-01-12 23:00 | 0.20565 | 0.31038 | 513200
2016-01-13 | 0.0033679 | 0.37906 | 524891
2016-01-13 01:00 | 0 | 0.46674 | 526072
2016-01-13 02:00 | 0 | 0.53911 | 519458
2016-01-13 03:00 | 0 | 0.60088 | 503849
2016-01-13 04:00 | 0 | 0.63887 | 483469
2016-01-13 05:00 | 0 | 0.6421 | 465481
2016-01-13 06:00 | 0 | 0.63926 | 454923
2016-01-13 07:00 | 0 | 0.63448 | 448875
2016-01-13 08:00 | 0 | 0.63112 | 447429
2016-01-13 09:00 | 0 | 0.62141 | 452208
2016-01-13 10:00 | 0 | 0.60972 | 469687
2016-01-13 11:00 | 0 | 0.60055 | 505391
2016-01-13 12:00 | 0 | 0.58414 | 537146
2016-01-13 13:00 | 1.18e-06 | 0.56618 | 545012
2016-01-13 14:00 | 0.05567 | 0.4648 | 537234
2016-01-13 15:00 | 0.4856 | 0.29439 | 525619
2016-01-13 16:00 | 0.5809 | 0.20678 | 512003
2016-01-13 17:00 | 0.58156 | 0.20838 | 498883
2016-01-13 18:00 | 0.55966 | 0.24156 | 487741
2016-01-13 19:00 | 0.54701 | 0.26326 | 480098
2016-01-13 20:00 | 0.56107 | 0.27023 | 475714
2016-01-13 21:00 | 0.57419 | 0.32151 | 479086
2016-01-13 22:00 | 0.49401 | 0.41122 | 495539
2016-01-13 23:00 | 0.17431 | 0.49826 | 515312
2016-01-14 | 0.003882 | 0.57062 | 525731
2016-01-14 01:00 | 0 | 0.61577 | 525788
2016-01-14 02:00 | 0 | 0.64527 | 518221
2016-01-14 03:00 | 0 | 0.67326 | 499085
2016-01-14 04:00 | 0 | 0.70129 | 476059
2016-01-14 05:00 | 0 | 0.7233 | 455967
2016-01-14 06:00 | 0 | 0.73473 | 443426
2016-01-14 07:00 | 0 | 0.73192 | 434625
2016-01-14 08:00 | 0 | 0.71851 | 430323
2016-01-14 09:00 | 0 | 0.69133 | 433882
2016-01-14 10:00 | 0 | 0.67192 | 449048
2016-01-14 11:00 | 0 | 0.66291 | 482678
2016-01-14 12:00 | 0 | 0.65959 | 511825
2016-01-14 13:00 | 0 | 0.65686 | 518934
2016-01-14 14:00 | 0.13053 | 0.58009 | 511165
2016-01-14 15:00 | 0.48191 | 0.4541 | 499774
2016-01-14 16:00 | 0.58644 | 0.42369 | 485758
2016-01-14 17:00 | 0.60438 | 0.50764 | 471708
2016-01-14 18:00 | 0.58128 | 0.5748 | 461997
2016-01-14 19:00 | 0.56184 | 0.59899 | 454127
2016-01-14 20:00 | 0.56958 | 0.60204 | 449692
2016-01-14 21:00 | 0.58043 | 0.61718 | 451533
2016-01-14 22:00 | 0.50578 | 0.63861 | 463636
2016-01-14 23:00 | 0.19515 | 0.66778 | 481986
2016-01-15 | 0.0026644 | 0.68403 | 491071
2016-01-15 01:00 | 0 | 0.69302 | 490964
2016-01-15 02:00 | 0 | 0.69659 | 482259
2016-01-15 03:00 | 0 | 0.69278 | 462693
2016-01-15 04:00 | 0 | 0.68409 | 440735
2016-01-15 05:00 | 0 | 0.67135 | 420298
2016-01-15 06:00 | 0 | 0.65955 | 406086
2016-01-15 07:00 | 0 | 0.64791 | 397042
2016-01-15 08:00 | 0 | 0.63308 | 392675
2016-01-15 09:00 | 0 | 0.61938 | 394761
2016-01-15 10:00 | 0 | 0.60382 | 407359
2016-01-15 11:00 | 0 | 0.58435 | 436666
2016-01-15 12:00 | 0 | 0.56155 | 466185
2016-01-15 13:00 | 2.53e-06 | 0.52761 | 477552
2016-01-15 14:00 | 0.1402 | 0.39378 | 480240
2016-01-15 15:00 | 0.33532 | 0.29717 | 481526
2016-01-15 16:00 | 0.45059 | 0.26869 | 477244
2016-01-15 17:00 | 0.48227 | 0.24852 | 470535
2016-01-15 18:00 | 0.47624 | 0.24841 | 464809
2016-01-15 19:00 | 0.47052 | 0.26147 | 459306
2016-01-15 20:00 | 0.4661 | 0.27683 | 455638
2016-01-15 21:00 | 0.45393 | 0.28037 | 456911
2016-01-15 22:00 | 0.39994 | 0.29398 | 464155
2016-01-15 23:00 | 0.19056 | 0.32855 | 471864
2016-01-16 | 0.0058251 | 0.34649 | 473518
2016-01-16 01:00 | 0 | 0.34541 | 469990
2016-01-16 02:00 | 0 | 0.33666 | 462067
2016-01-16 03:00 | 0 | 0.33144 | 446898
2016-01-16 04:00 | 0 | 0.32857 | 429098
2016-01-16 05:00 | 0 | 0.32506 | 411200
2016-01-16 06:00 | 0 | 0.32389 | 397507
2016-01-16 07:00 | 0 | 0.32565 | 388116
2016-01-16 08:00 | 0 | 0.3286 | 383335
2016-01-16 09:00 | 0 | 0.32873 | 382836
2016-01-16 10:00 | 0 | 0.33917 | 388193
2016-01-16 11:00 | 0 | 0.35568 | 398613
2016-01-16 12:00 | 0 | 0.36062 | 414957
2016-01-16 13:00 | 0 | 0.36 | 431737
2016-01-16 14:00 | 0.056431 | 0.32496 | 445036
2016-01-16 15:00 | 0.3752 | 0.273 | 450767
2016-01-16 16:00 | 0.47454 | 0.26485 | 449596
2016-01-16 17:00 | 0.49433 | 0.27747 | 445176
2016-01-16 18:00 | 0.48237 | 0.29662 | 438693
2016-01-16 19:00 | 0.47666 | 0.31319 | 433491
2016-01-16 20:00 | 0.47859 | 0.32492 | 430588
2016-01-16 21:00 | 0.4739 | 0.32849 | 433541
2016-01-16 22:00 | 0.39368 | 0.31385 | 444810
2016-01-16 23:00 | 0.13742 | 0.3009 | 460141
2016-01-17 | 0.0036858 | 0.29762 | 466002
2016-01-17 01:00 | 0 | 0.29913 | 466202
2016-01-17 02:00 | 0 | 0.31298 | 461031
2016-01-17 03:00 | 0 | 0.33308 | 449651
2016-01-17 04:00 | 0 | 0.36075 | 433925
2016-01-17 05:00 | 0 | 0.39183 | 420780
2016-01-17 06:00 | 0 | 0.42059 | 409148
2016-01-17 07:00 | 0 | 0.43887 | 400726
2016-01-17 08:00 | 0 | 0.44311 | 397107
2016-01-17 09:00 | 0 | 0.42422 | 396995
2016-01-17 10:00 | 0 | 0.39388 | 401148
2016-01-17 11:00 | 0 | 0.36896 | 411144
2016-01-17 12:00 | 0 | 0.35135 | 426593
2016-01-17 13:00 | 3.71e-06 | 0.33728 | 444517
2016-01-17 14:00 | 0.049245 | 0.29434 | 458932
2016-01-17 15:00 | 0.36051 | 0.24316 | 464245
2016-01-17 16:00 | 0.50948 | 0.23498 | 462424
2016-01-17 17:00 | 0.5445 | 0.23382 | 459077
2016-01-17 18:00 | 0.52042 | 0.23029 | 454097
2016-01-17 19:00 | 0.5128 | 0.22805 | 448939
2016-01-17 20:00 | 0.53142 | 0.22142 | 445370
2016-01-17 21:00 | 0.54981 | 0.21247 | 448873
2016-01-17 22:00 | 0.49747 | 0.21152 | 464088
2016-01-17 23:00 | 0.17362 | 0.24792 | 485734
2016-01-18 | 0.0050361 | 0.27235 | 496055
2016-01-18 01:00 | 0 | 0.27314 | 499903
2016-01-18 02:00 | 0 | 0.26859 | 495273
2016-01-18 03:00 | 0 | 0.25908 | 485022
2016-01-18 04:00 | 0 | 0.24875 | 469740
2016-01-18 05:00 | 0 | 0.2432 | 455921
2016-01-18 06:00 | 0 | 0.23917 | 448386
2016-01-18 07:00 | 0 | 0.23303 | 444095
2016-01-18 08:00 | 0 | 0.22761 | 444476
2016-01-18 09:00 | 0 | 0.21932 | 451294
2016-01-18 10:00 | 0 | 0.21398 | 467139
2016-01-18 11:00 | 0 | 0.21138 | 494557
2016-01-18 12:00 | 0 | 0.21067 | 523689
2016-01-18 13:00 | 5.03e-06 | 0.21403 | 540845
2016-01-18 14:00 | 0.07477 | 0.19978 | 544986
2016-01-18 15:00 | 0.33183 | 0.15766 | 543295
2016-01-18 16:00 | 0.44145 | 0.14074 | 536682
2016-01-18 17:00 | 0.47739 | 0.1441 | 527471
2016-01-18 18:00 | 0.47938 | 0.15997 | 517624
2016-01-18 19:00 | 0.47761 | 0.17647 | 509646
2016-01-18 20:00 | 0.48286 | 0.18521 | 504548
2016-01-18 21:00 | 0.47459 | 0.19507 | 507574
2016-01-18 22:00 | 0.39346 | 0.23152 | 526254
2016-01-18 23:00 | 0.16686 | 0.33868 | 549477
2016-01-19 | 0.0050901 | 0.39524 | 562369
2016-01-19 01:00 | 0 | 0.41426 | 563958
2016-01-19 02:00 | 0 | 0.39862 | 556327
2016-01-19 03:00 | 0 | 0.37982 | 538055
2016-01-19 04:00 | 0 | 0.3684 | 516738
2016-01-19 05:00 | 0 | 0.36227 | 501292
2016-01-19 06:00 | 0 | 0.35807 | 488827
2016-01-19 07:00 | 0 | 0.35577 | 482783
2016-01-19 08:00 | 0 | 0.35133 | 481076
2016-01-19 09:00 | 0 | 0.34534 | 486092
2016-01-19 10:00 | 0 | 0.34117 | 502163
2016-01-19 11:00 | 0 | 0.33794 | 535457
2016-01-19 12:00 | 0 | 0.33913 | 566299
2016-01-19 13:00 | 0 | 0.34546 | 573164
2016-01-19 14:00 | 0.052253 | 0.32875 | 566429
2016-01-19 15:00 | 0.335 | 0.26661 | 557716
2016-01-19 16:00 | 0.44222 | 0.26538 | 545130
2016-01-19 17:00 | 0.45758 | 0.271 | 531980
2016-01-19 18:00 | 0.45271 | 0.25925 | 520957
2016-01-19 19:00 | 0.45397 | 0.25162 | 512504
2016-01-19 20:00 | 0.46435 | 0.24139 | 508038
2016-01-19 21:00 | 0.46243 | 0.2214 | 511350
2016-01-19 22:00 | 0.37438 | 0.21108 | 528590
2016-01-19 23:00 | 0.12432 | 0.26178 | 550838
2016-01-20 | 0.0041729 | 0.3151 | 561888
2016-01-20 01:00 | 0 | 0.35726 | 561943
2016-01-20 02:00 | 0 | 0.39298 | 552117
2016-01-20 03:00 | 0 | 0.39873 | 532519
2016-01-20 04:00 | 0 | 0.38608 | 508121
2016-01-20 05:00 | 0 | 0.3655 | 489033
2016-01-20 06:00 | 0 | 0.34788 | 477201
2016-01-20 07:00 | 0 | 0.33757 | 469244
2016-01-20 08:00 | 0 | 0.32783 | 465073
2016-01-20 09:00 | 0 | 0.31283 | 467668
2016-01-20 10:00 | 0 | 0.29723 | 480665
2016-01-20 11:00 | 0 | 0.28153 | 511178
2016-01-20 12:00 | 0 | 0.26795 | 538547
2016-01-20 13:00 | 1.09e-05 | 0.26412 | 545720
2016-01-20 14:00 | 0.033773 | 0.24411 | 541525
2016-01-20 15:00 | 0.31721 | 0.20056 | 535783
2016-01-20 16:00 | 0.47167 | 0.2019 | 524933
2016-01-20 17:00 | 0.52938 | 0.23964 | 513323
2016-01-20 18:00 | 0.53081 | 0.27801 | 504846
2016-01-20 19:00 | 0.53301 | 0.31056 | 499511
2016-01-20 20:00 | 0.55706 | 0.32679 | 496267
2016-01-20 21:00 | 0.58755 | 0.31478 | 498452
2016-01-20 22:00 | 0.54556 | 0.3129 | 512960
2016-01-20 23:00 | 0.26403 | 0.35203 | 530355
2016-01-21 | 0.0092433 | 0.3583 | 536685
2016-01-21 01:00 | 0 | 0.35257 | 533921
2016-01-21 02:00 | 0 | 0.3444 | 523733
2016-01-21 03:00 | 0 | 0.33906 | 502414
2016-01-21 04:00 | 0 | 0.33758 | 477551
2016-01-21 05:00 | 0 | 0.33144 | 456315
2016-01-21 06:00 | 0 | 0.31919 | 443693
2016-01-21 07:00 | 0 | 0.31593 | 435960
2016-01-21 08:00 | 0 | 0.31888 | 432949
2016-01-21 09:00 | 0 | 0.31769 | 435901
2016-01-21 10:00 | 0 | 0.31649 | 448923
2016-01-21 11:00 | 0 | 0.31566 | 480425
2016-01-21 12:00 | 0 | 0.31788 | 510035
2016-01-21 13:00 | 1.47e-05 | 0.32124 | 518534
2016-01-21 14:00 | 0.07907 | 0.29758 | 515838
2016-01-21 15:00 | 0.50895 | 0.31602 | 511625
2016-01-21 16:00 | 0.61913 | 0.33608 | 504869
2016-01-21 17:00 | 0.61776 | 0.34429 | 497314
2016-01-21 18:00 | 0.58808 | 0.35637 | 490719
2016-01-21 19:00 | 0.57325 | 0.37971 | 486338
2016-01-21 20:00 | 0.58294 | 0.40293 | 483984
2016-01-21 21:00 | 0.59659 | 0.41289 | 486412
2016-01-21 22:00 | 0.53297 | 0.4016 | 501961
2016-01-21 23:00 | 0.21177 | 0.41514 | 520445
2016-01-22 | 0.0062849 | 0.42216 | 527936
2016-01-22 01:00 | 0 | 0.40402 | 526468
2016-01-22 02:00 | 0 | 0.38178 | 516856
2016-01-22 03:00 | 0 | 0.36552 | 498821
2016-01-22 04:00 | 0 | 0.35109 | 476229
2016-01-22 05:00 | 0 | 0.34759 | 456375
2016-01-22 06:00 | 0 | 0.35256 | 444230
2016-01-22 07:00 | 0 | 0.3619 | 436401
2016-01-22 08:00 | 0 | 0.37173 | 433510
2016-01-22 09:00 | 0 | 0.37985 | 436978
2016-01-22 10:00 | 0 | 0.38896 | 449180
2016-01-22 11:00 | 0 | 0.38714 | 477761
2016-01-22 12:00 | 0 | 0.37578 | 507663
2016-01-22 13:00 | 2.26e-05 | 0.35767 | 521669
2016-01-22 14:00 | 0.087179 | 0.30705 | 527730
2016-01-22 15:00 | 0.47304 | 0.27741 | 530526
2016-01-22 16:00 | 0.56429 | 0.23355 | 527349
2016-01-22 17:00 | 0.55701 | 0.21048 | 521407
2016-01-22 18:00 | 0.53881 | 0.20987 | 515885
2016-01-22 19:00 | 0.53324 | 0.22012 | 510547
2016-01-22 20:00 | 0.54594 | 0.23788 | 506514
2016-01-22 21:00 | 0.55467 | 0.25986 | 507046
2016-01-22 22:00 | 0.46568 | 0.29215 | 517154
2016-01-22 23:00 | 0.1812 | 0.3821 | 529079
2016-01-23 | 0.0051588 | 0.46208 | 532762
2016-01-23 01:00 | 0 | 0.48704 | 529195
2016-01-23 02:00 | 0 | 0.48926 | 520505
2016-01-23 03:00 | 0 | 0.48661 | 505807
2016-01-23 04:00 | 0 | 0.48092 | 487425
2016-01-23 05:00 | 0 | 0.47877 | 471931
2016-01-23 06:00 | 0 | 0.47895 | 460046
2016-01-23 07:00 | 0 | 0.48341 | 452760
2016-01-23 08:00 | 0 | 0.48707 | 448842
2016-01-23 09:00 | 0 | 0.49429 | 449099
2016-01-23 10:00 | 0 | 0.5026 | 454288
2016-01-23 11:00 | 0 | 0.50984 | 463739
2016-01-23 12:00 | 0 | 0.51621 | 478856
2016-01-23 13:00 | 2.78e-05 | 0.5215 | 495520
2016-01-23 14:00 | 0.099082 | 0.48998 | 509928
2016-01-23 15:00 | 0.34843 | 0.42499 | 516578
2016-01-23 16:00 | 0.45111 | 0.35664 | 513731
2016-01-23 17:00 | 0.47939 | 0.35413 | 505643
2016-01-23 18:00 | 0.47354 | 0.37083 | 494705
2016-01-23 19:00 | 0.46385 | 0.38233 | 483360
2016-01-23 20:00 | 0.45906 | 0.37691 | 476779
2016-01-23 21:00 | 0.43485 | 0.36026 | 476727
2016-01-23 22:00 | 0.34958 | 0.39887 | 488300
2016-01-23 23:00 | 0.15029 | 0.53601 | 505374
2016-01-24 | 0.0098227 | 0.59087 | 514019
2016-01-24 01:00 | 0 | 0.59556 | 514024
2016-01-24 02:00 | 0 | 0.57328 | 508962
2016-01-24 03:00 | 0 | 0.53701 | 497824
2016-01-24 04:00 | 0 | 0.49958 | 482754
2016-01-24 05:00 | 0 | 0.46528 | 468555
2016-01-24 06:00 | 0 | 0.43382 | 459947
2016-01-24 07:00 | 0 | 0.4034 | 454182
2016-01-24 08:00 | 0 | 0.37673 | 452194
2016-01-24 09:00 | 0 | 0.3579 | 453163
2016-01-24 10:00 | 0 | 0.34536 | 457622
2016-01-24 11:00 | 0 | 0.33382 | 468618
2016-01-24 12:00 | 0 | 0.32414 | 482809
2016-01-24 13:00 | 2.59e-05 | 0.31737 | 494739
2016-01-24 14:00 | 0.078346 | 0.27996 | 496332
2016-01-24 15:00 | 0.39883 | 0.19938 | 487392
2016-01-24 16:00 | 0.53516 | 0.19565 | 473672
2016-01-24 17:00 | 0.56827 | 0.22715 | 460203
2016-01-24 18:00 | 0.54756 | 0.27048 | 447336
2016-01-24 19:00 | 0.5343 | 0.30316 | 437481
2016-01-24 20:00 | 0.54361 | 0.32322 | 431504
2016-01-24 21:00 | 0.55732 | 0.34625 | 433670
2016-01-24 22:00 | 0.503 | 0.4094 | 450881
2016-01-24 23:00 | 0.25689 | 0.47431 | 474596
2016-01-25 | 0.010035 | 0.49704 | 491726
2016-01-25 01:00 | 0 | 0.48531 | 495962
2016-01-25 02:00 | 0 | 0.47603 | 491171
2016-01-25 03:00 | 0 | 0.47755 | 478100
2016-01-25 04:00 | 0 | 0.48346 | 460344
2016-01-25 05:00 | 0 | 0.48938 | 445039
2016-01-25 06:00 | 0 | 0.50107 | 435449
2016-01-25 07:00 | 0 | 0.51736 | 430084
2016-01-25 08:00 | 0 | 0.53277 | 429371
2016-01-25 09:00 | 0 | 0.5388 | 434477
2016-01-25 10:00 | 0 | 0.54594 | 450562
2016-01-25 11:00 | 0 | 0.55749 | 482964
2016-01-25 12:00 | 0 | 0.56 | 513254
2016-01-25 13:00 | 2.8e-05 | 0.5669 | 521833
2016-01-25 14:00 | 0.15452 | 0.4833 | 513400
2016-01-25 15:00 | 0.48082 | 0.50462 | 502803
2016-01-25 16:00 | 0.61529 | 0.54846 | 490218
2016-01-25 17:00 | 0.6334 | 0.562 | 478418
2016-01-25 18:00 | 0.60138 | 0.58032 | 468443
2016-01-25 19:00 | 0.58294 | 0.60314 | 460520
2016-01-25 20:00 | 0.59342 | 0.61695 | 455084
2016-01-25 21:00 | 0.60642 | 0.61356 | 456462
2016-01-25 22:00 | 0.54651 | 0.59735 | 470804
2016-01-25 23:00 | 0.29061 | 0.66992 | 489971
2016-01-26 | 0.014353 | 0.72151 | 498882
2016-01-26 01:00 | 0 | 0.73616 | 497920
2016-01-26 02:00 | 0 | 0.73185 | 487578
2016-01-26 03:00 | 0 | 0.7017 | 468214
2016-01-26 04:00 | 0 | 0.65944 | 444306
2016-01-26 05:00 | 0 | 0.62368 | 424224
2016-01-26 06:00 | 0 | 0.58985 | 410463
2016-01-26 07:00 | 0 | 0.57134 | 402333
2016-01-26 08:00 | 0 | 0.5556 | 398895
2016-01-26 09:00 | 0 | 0.55142 | 402129
2016-01-26 10:00 | 0 | 0.5533 | 415301
2016-01-26 11:00 | 0 | 0.54769 | 445595
2016-01-26 12:00 | 0 | 0.53415 | 475322
2016-01-26 13:00 | 4.67e-06 | 0.51268 | 486896
2016-01-26 14:00 | 0.042868 | 0.40124 | 487445
2016-01-26 15:00 | 0.49808 | 0.29998 | 486455
2016-01-26 16:00 | 0.61716 | 0.29808 | 481157
2016-01-26 17:00 | 0.60771 | 0.32196 | 474019
2016-01-26 18:00 | 0.58715 | 0.32662 | 468079
2016-01-26 19:00 | 0.57672 | 0.32234 | 463872
2016-01-26 20:00 | 0.59273 | 0.31093 | 461239
2016-01-26 21:00 | 0.61694 | 0.27643 | 463887
2016-01-26 22:00 | 0.59295 | 0.26327 | 477148
2016-01-26 23:00 | 0.30918 | 0.25797 | 492997
2016-01-27 | 0.015881 | 0.27734 | 500249
2016-01-27 01:00 | 0 | 0.31423 | 499113
2016-01-27 02:00 | 0 | 0.35485 | 488910
2016-01-27 03:00 | 0 | 0.39205 | 469326
2016-01-27 04:00 | 0 | 0.43479 | 445534
2016-01-27 05:00 | 0 | 0.48398 | 425309
2016-01-27 06:00 | 0 | 0.53192 | 411719
2016-01-27 07:00 | 0 | 0.57064 | 403198
2016-01-27 08:00 | 0 | 0.60484 | 399404
2016-01-27 09:00 | 0 | 0.63408 | 403381
2016-01-27 10:00 | 0 | 0.65329 | 418666
2016-01-27 11:00 | 0 | 0.66139 | 449958
2016-01-27 12:00 | 0 | 0.6634 | 482253
2016-01-27 13:00 | 2.98e-05 | 0.66642 | 494454
2016-01-27 14:00 | 0.092099 | 0.57475 | 496472
2016-01-27 15:00 | 0.54032 | 0.4754 | 495410
2016-01-27 16:00 | 0.63901 | 0.45311 | 488754
2016-01-27 17:00 | 0.62094 | 0.51039 | 479322
2016-01-27 18:00 | 0.594 | 0.5689 | 469952
2016-01-27 19:00 | 0.58112 | 0.6032 | 462707
2016-01-27 20:00 | 0.5926 | 0.60768 | 458018
2016-01-27 21:00 | 0.61015 | 0.60849 | 458984
2016-01-27 22:00 | 0.55857 | 0.65987 | 471783
2016-01-27 23:00 | 0.23259 | 0.69052 | 491721
2016-01-28 | 0.010578 | 0.7185 | 503795
2016-01-28 01:00 | 0 | 0.74465 | 505618
2016-01-28 02:00 | 0 | 0.7664 | 498533
2016-01-28 03:00 | 0 | 0.78733 | 480798
2016-01-28 04:00 | 0 | 0.80773 | 458328
2016-01-28 05:00 | 0 | 0.82475 | 439388
2016-01-28 06:00 | 0 | 0.8356 | 427549
2016-01-28 07:00 | 0 | 0.84331 | 420148
2016-01-28 08:00 | 0 | 0.83759 | 417062
2016-01-28 09:00 | 0 | 0.82346 | 420727
2016-01-28 10:00 | 0 | 0.80631 | 437126
2016-01-28 11:00 | 0 | 0.79151 | 471427
2016-01-28 12:00 | 0 | 0.7737 | 503404
2016-01-28 13:00 | 3.62e-05 | 0.74211 | 512040
2016-01-28 14:00 | 0.091961 | 0.55297 | 507622
2016-01-28 15:00 | 0.54663 | 0.34228 | 498829
2016-01-28 16:00 | 0.67487 | 0.2963 | 486539
2016-01-28 17:00 | 0.65899 | 0.33188 | 473213
2016-01-28 18:00 | 0.61911 | 0.34377 | 463101
2016-01-28 19:00 | 0.60272 | 0.33482 | 455087
2016-01-28 20:00 | 0.61796 | 0.32023 | 450296
2016-01-28 21:00 | 0.65238 | 0.30855 | 452306
2016-01-28 22:00 | 0.61706 | 0.33917 | 463893
2016-01-28 23:00 | 0.26728 | 0.37637 | 479734
2016-01-29 | 0.014032 | 0.41058 | 489988
2016-01-29 01:00 | 0 | 0.44411 | 491465
2016-01-29 02:00 | 0 | 0.49006 | 483885
2016-01-29 03:00 | 0 | 0.55581 | 466139
2016-01-29 04:00 | 0 | 0.62855 | 442987
2016-01-29 05:00 | 0 | 0.6816 | 424662
2016-01-29 06:00 | 0 | 0.71972 | 413273
2016-01-29 07:00 | 0 | 0.75209 | 406076
2016-01-29 08:00 | 0 | 0.77592 | 403830
2016-01-29 09:00 | 0 | 0.78918 | 408717
2016-01-29 10:00 | 0 | 0.80087 | 423725
2016-01-29 11:00 | 0 | 0.8148 | 458104
2016-01-29 12:00 | 0 | 0.82052 | 489880
2016-01-29 13:00 | 3.94e-05 | 0.81893 | 498339
2016-01-29 14:00 | 0.11095 | 0.70645 | 492284
2016-01-29 15:00 | 0.48106 | 0.58703 | 483987
2016-01-29 16:00 | 0.57184 | 0.61274 | 472607
2016-01-29 17:00 | 0.56876 | 0.73498 | 461493
2016-01-29 18:00 | 0.55108 | 0.79233 | 453063
2016-01-29 19:00 | 0.54428 | 0.80937 | 446413
2016-01-29 20:00 | 0.55283 | 0.80173 | 441068
2016-01-29 21:00 | 0.56383 | 0.79891 | 441048
2016-01-29 22:00 | 0.4918 | 0.81157 | 450733
2016-01-29 23:00 | 0.23008 | 0.81841 | 465999
2016-01-30 | 0.013564 | 0.78504 | 473718
2016-01-30 01:00 | 0 | 0.74212 | 473262
2016-01-30 02:00 | 0 | 0.70075 | 468077
2016-01-30 03:00 | 0 | 0.66793 | 455580
2016-01-30 04:00 | 0 | 0.65037 | 437622
2016-01-30 05:00 | 0 | 0.64987 | 421454
2016-01-30 06:00 | 0 | 0.66886 | 409661
2016-01-30 07:00 | 0 | 0.67799 | 401725
2016-01-30 08:00 | 0 | 0.67038 | 397446
2016-01-30 09:00 | 0 | 0.65914 | 399211
2016-01-30 10:00 | 0 | 0.64377 | 406491
2016-01-30 11:00 | 0 | 0.62954 | 420075
2016-01-30 12:00 | 0 | 0.62403 | 436599
2016-01-30 13:00 | 4.36e-05 | 0.62454 | 448082
2016-01-30 14:00 | 0.10935 | 0.5401 | 447923
2016-01-30 15:00 | 0.42269 | 0.35059 | 440969
2016-01-30 16:00 | 0.51863 | 0.33245 | 431135
2016-01-30 17:00 | 0.5357 | 0.41794 | 420375
2016-01-30 18:00 | 0.52564 | 0.47547 | 410136
2016-01-30 19:00 | 0.52025 | 0.50968 | 402345
2016-01-30 20:00 | 0.52796 | 0.53362 | 398119
2016-01-30 21:00 | 0.53794 | 0.55571 | 398211
2016-01-30 22:00 | 0.47652 | 0.57517 | 407935
2016-01-30 23:00 | 0.24979 | 0.58693 | 424712
2016-01-31 | 0.016489 | 0.59834 | 432706
2016-01-31 01:00 | 0 | 0.60341 | 433566
2016-01-31 02:00 | 0 | 0.61749 | 428394
2016-01-31 03:00 | 0 | 0.64683 | 417412
2016-01-31 04:00 | 0 | 0.67022 | 401466
2016-01-31 05:00 | 0 | 0.67545 | 385031
2016-01-31 06:00 | 0 | 0.67181 | 372884
2016-01-31 07:00 | 0 | 0.66085 | 364163
2016-01-31 08:00 | 0 | 0.64981 | 359200
2016-01-31 09:00 | 0 | 0.62858 | 358040
2016-01-31 10:00 | 0 | 0.59374 | 360898
2016-01-31 11:00 | 0 | 0.5612 | 368195
2016-01-31 12:00 | 0 | 0.53048 | 380157
2016-01-31 13:00 | 5.51e-05 | 0.50261 | 391752
2016-01-31 14:00 | 0.11746 | 0.38899 | 399409
2016-01-31 15:00 | 0.36893 | 0.29341 | 400465
2016-01-31 16:00 | 0.45933 | 0.34679 | 398733
2016-01-31 17:00 | 0.47833 | 0.36964 | 397649
2016-01-31 18:00 | 0.4735 | 0.36127 | 395805
2016-01-31 19:00 | 0.46491 | 0.35606 | 393066
2016-01-31 20:00 | 0.44498 | 0.34751 | 391975
2016-01-31 21:00 | 0.40389 | 0.32146 | 395107
2016-01-31 22:00 | 0.32392 | 0.33141 | 407470
2016-01-31 23:00 | 0.14804 | 0.35834 | 425236
2016-02-01 | 0.012193 | 0.36298 | 434806
2016-02-01 01:00 | 0 | 0.35282 | 435064
2016-02-01 02:00 | 0 | 0.3351 | 426819
2016-02-01 03:00 | 0 | 0.3208 | 411759
2016-02-01 04:00 | 0 | 0.30793 | 391383
2016-02-01 05:00 | 0 | 0.2947 | 372942
2016-02-01 06:00 | 0 | 0.284 | 361001
2016-02-01 07:00 | 0 | 0.27675 | 353033
2016-02-01 08:00 | 0 | 0.26996 | 350045
2016-02-01 09:00 | 0 | 0.25704 | 353256
2016-02-01 10:00 | 0 | 0.24073 | 368542
2016-02-01 11:00 | 0 | 0.2342 | 401550
2016-02-01 12:00 | 0 | 0.23251 | 433191
2016-02-01 13:00 | 5.98e-05 | 0.22838 | 444295
2016-02-01 14:00 | 0.092878 | 0.1671 | 447894
2016-02-01 15:00 | 0.31718 | 0.17864 | 450694
2016-02-01 16:00 | 0.45352 | 0.26264 | 449644
2016-02-01 17:00 | 0.49924 | 0.32992 | 446263
2016-02-01 18:00 | 0.50663 | 0.36697 | 442699
2016-02-01 19:00 | 0.49938 | 0.3959 | 439797
2016-02-01 20:00 | 0.49173 | 0.42348 | 437129
2016-02-01 21:00 | 0.48025 | 0.4545 | 438025
2016-02-01 22:00 | 0.43514 | 0.48843 | 446188
2016-02-01 23:00 | 0.26102 | 0.54558 | 461930
2016-02-02 | 0.024179 | 0.57161 | 471806
2016-02-02 01:00 | 0 | 0.56317 | 470709
2016-02-02 02:00 | 0 | 0.54474 | 461079
2016-02-02 03:00 | 0 | 0.5323 | 442670
2016-02-02 04:00 | 0 | 0.51648 | 418336
2016-02-02 05:00 | 0 | 0.50954 | 396625
2016-02-02 06:00 | 0 | 0.50837 | 381749
2016-02-02 07:00 | 0 | 0.52081 | 371769
2016-02-02 08:00 | 0 | 0.53823 | 366772
2016-02-02 09:00 | 0 | 0.56491 | 368591
2016-02-02 10:00 | 0 | 0.60408 | 382021
2016-02-02 11:00 | 0 | 0.64143 | 414646
2016-02-02 12:00 | 0 | 0.66191 | 443825
2016-02-02 13:00 | 7.89e-05 | 0.66825 | 453953
2016-02-02 14:00 | 0.11822 | 0.6028 | 457153
2016-02-02 15:00 | 0.51215 | 0.64892 | 459078
2016-02-02 16:00 | 0.60884 | 0.66511 | 457079
2016-02-02 17:00 | 0.61417 | 0.66287 | 450673
2016-02-02 18:00 | 0.59705 | 0.6482 | 448768
2016-02-02 19:00 | 0.5816 | 0.63599 | 444618
2016-02-02 20:00 | 0.58235 | 0.6297 | 441273
2016-02-02 21:00 | 0.57689 | 0.62561 | 442635
2016-02-02 22:00 | 0.5138 | 0.62633 | 452450
2016-02-02 23:00 | 0.30896 | 0.63514 | 466845
2016-02-03 | 0.028656 | 0.63343 | 475296
2016-02-03 01:00 | 0 | 0.62075 | 474068
2016-02-03 02:00 | 0 | 0.61191 | 463570
2016-02-03 03:00 | 0 | 0.60504 | 444152
2016-02-03 04:00 | 0 | 0.59897 | 420117
2016-02-03 05:00 | 0 | 0.59243 | 399540
2016-02-03 06:00 | 0 | 0.58809 | 384347
2016-02-03 07:00 | 0 | 0.58355 | 374131
2016-02-03 08:00 | 0 | 0.57726 | 369211
2016-02-03 09:00 | 0 | 0.56404 | 371215
2016-02-03 10:00 | 0 | 0.55084 | 383781
2016-02-03 11:00 | 0 | 0.5383 | 415255
2016-02-03 12:00 | 0 | 0.52451 | 446694
2016-02-03 13:00 | 9.79e-05 | 0.49735 | 459887
2016-02-03 14:00 | 0.2302 | 0.43898 | 465986
2016-02-03 15:00 | 0.62755 | 0.42389 | 469666
2016-02-03 16:00 | 0.71243 | 0.41345 | 468347
2016-02-03 17:00 | 0.70131 | 0.41901 | 463302
2016-02-03 18:00 | 0.66644 | 0.43149 | 458532
2016-02-03 19:00 | 0.64601 | 0.4586 | 453700
2016-02-03 20:00 | 0.65218 | 0.48084 | 449532
2016-02-03 21:00 | 0.66442 | 0.47829 | 450158
2016-02-03 22:00 | 0.62101 | 0.42834 | 458219
2016-02-03 23:00 | 0.38355 | 0.41659 | 472065
2016-02-04 | 0.028756 | 0.41961 | 482328
2016-02-04 01:00 | 0 | 0.41339 | 482856
2016-02-04 02:00 | 0 | 0.42164 | 474367
2016-02-04 03:00 | 0 | 0.42474 | 456290
2016-02-04 04:00 | 0 | 0.42138 | 432825
2016-02-04 05:00 | 0 | 0.41869 | 412681
2016-02-04 06:00 | 0 | 0.41706 | 398724
2016-02-04 07:00 | 0 | 0.41398 | 390171
2016-02-04 08:00 | 0 | 0.40942 | 386439
2016-02-04 09:00 | 0 | 0.39928 | 389595
2016-02-04 10:00 | 0 | 0.38587 | 404973
2016-02-04 11:00 | 0 | 0.37917 | 438227
2016-02-04 12:00 | 0 | 0.38022 | 472199
2016-02-04 13:00 | 0.00010829 | 0.3817 | 484949
2016-02-04 14:00 | 0.14401 | 0.31885 | 487328
2016-02-04 15:00 | 0.53896 | 0.23456 | 485781
2016-02-04 16:00 | 0.62128 | 0.23297 | 479593
2016-02-04 17:00 | 0.63222 | 0.2572 | 470967
2016-02-04 18:00 | 0.61046 | 0.28252 | 462918
2016-02-04 19:00 | 0.59375 | 0.29742 | 456299
2016-02-04 20:00 | 0.59172 | 0.30158 | 451360
2016-02-04 21:00 | 0.59113 | 0.27999 | 451716
2016-02-04 22:00 | 0.53159 | 0.24645 | 461495
2016-02-04 23:00 | 0.33271 | 0.24139 | 477809
2016-02-05 | 0.029349 | 0.26037 | 491436
2016-02-05 01:00 | 0 | 0.30494 | 495085
2016-02-05 02:00 | 0 | 0.36804 | 488990
2016-02-05 03:00 | 0 | 0.42061 | 473043
2016-02-05 04:00 | 0 | 0.46144 | 452119
2016-02-05 05:00 | 0 | 0.48202 | 433235
2016-02-05 06:00 | 0 | 0.48294 | 421814
2016-02-05 07:00 | 0 | 0.47429 | 416139
2016-02-05 08:00 | 0 | 0.4623 | 414463
2016-02-05 09:00 | 0 | 0.44837 | 418537
2016-02-05 10:00 | 0 | 0.43929 | 435319
2016-02-05 11:00 | 0 | 0.4355 | 470378
2016-02-05 12:00 | 0 | 0.43916 | 503832
2016-02-05 13:00 | 0.00012561 | 0.43683 | 514139
2016-02-05 14:00 | 0.12887 | 0.35691 | 511370
2016-02-05 15:00 | 0.60098 | 0.32065 | 503724
2016-02-05 16:00 | 0.70556 | 0.38845 | 490621
2016-02-05 17:00 | 0.70874 | 0.46401 | 475355
2016-02-05 18:00 | 0.67554 | 0.49408 | 462022
2016-02-05 19:00 | 0.65794 | 0.50727 | 451872
2016-02-05 20:00 | 0.66858 | 0.50781 | 443685
2016-02-05 21:00 | 0.68959 | 0.47585 | 442344
2016-02-05 22:00 | 0.6509 | 0.42711 | 452742
2016-02-05 23:00 | 0.35794 | 0.4581 | 471656
2016-02-06 | 0.033942 | 0.48663 | 483417
2016-02-06 01:00 | 0 | 0.50957 | 486500
2016-02-06 02:00 | 0 | 0.53801 | 483385
2016-02-06 03:00 | 0 | 0.56186 | 472460
2016-02-06 04:00 | 0 | 0.59078 | 454189
2016-02-06 05:00 | 0 | 0.62642 | 438683
2016-02-06 06:00 | 0 | 0.65435 | 427364
2016-02-06 07:00 | 0 | 0.6633 | 420107
2016-02-06 08:00 | 0 | 0.66072 | 416611
2016-02-06 09:00 | 0 | 0.65213 | 417580
2016-02-06 10:00 | 0 | 0.63725 | 424321
2016-02-06 11:00 | 0 | 0.62351 | 438511
2016-02-06 12:00 | 0 | 0.61167 | 455511
2016-02-06 13:00 | 0.00014291 | 0.58864 | 468212
2016-02-06 14:00 | 0.16534 | 0.45882 | 470531
2016-02-06 15:00 | 0.65798 | 0.36365 | 464518
2016-02-06 16:00 | 0.73073 | 0.34357 | 453862
2016-02-06 17:00 | 0.71453 | 0.37621 | 441481
2016-02-06 18:00 | 0.68257 | 0.42218 | 429388
2016-02-06 19:00 | 0.66729 | 0.46625 | 419274
2016-02-06 20:00 | 0.68003 | 0.49241 | 413456
2016-02-06 21:00 | 0.70089 | 0.55422 | 413630
2016-02-06 22:00 | 0.64359 | 0.65713 | 423228
2016-02-06 23:00 | 0.37556 | 0.7294 | 441840
2016-02-07 | 0.032122 | 0.78781 | 454496
2016-02-07 01:00 | 0 | 0.85745 | 458884
2016-02-07 02:00 | 0 | 0.90038 | 456449
2016-02-07 03:00 | 0 | 0.92982 | 448253
2016-02-07 04:00 | 0 | 0.94841 | 434897
2016-02-07 05:00 | 0 | 0.95657 | 421779
2016-02-07 06:00 | 0 | 0.95558 | 412123
2016-02-07 07:00 | 0 | 0.94674 | 406532
2016-02-07 08:00 | 0 | 0.93176 | 404173
2016-02-07 09:00 | 0 | 0.91291 | 405629
2016-02-07 10:00 | 0 | 0.89772 | 410888
2016-02-07 11:00 | 0 | 0.88736 | 421930
2016-02-07 12:00 | 0 | 0.87059 | 436080
2016-02-07 13:00 | 0.00017491 | 0.84482 | 449995
2016-02-07 14:00 | 0.16823 | 0.72376 | 454302
2016-02-07 15:00 | 0.64815 | 0.62282 | 448053
2016-02-07 16:00 | 0.73214 | 0.6687 | 438340
2016-02-07 17:00 | 0.71017 | 0.69426 | 429703
2016-02-07 18:00 | 0.6749 | 0.72079 | 422701
2016-02-07 19:00 | 0.65976 | 0.73912 | 416621
2016-02-07 20:00 | 0.67352 | 0.76174 | 413206
2016-02-07 21:00 | 0.70317 | 0.79192 | 414826
2016-02-07 22:00 | 0.65831 | 0.83716 | 425152
2016-02-07 23:00 | 0.38507 | 0.89089 | 437288
2016-02-08 | 0.040386 | 0.92501 | 441298
2016-02-08 01:00 | 0 | 0.92171 | 444780
2016-02-08 02:00 | 0 | 0.90688 | 444304
2016-02-08 03:00 | 0 | 0.89311 | 438359
2016-02-08 04:00 | 0 | 0.87599 | 430018
2016-02-08 05:00 | 0 | 0.86439 | 413486
2016-02-08 06:00 | 0 | 0.85824 | 402235
2016-02-08 07:00 | 0 | 0.85036 | 396922
2016-02-08 08:00 | 0 | 0.84878 | 396560
2016-02-08 09:00 | 0 | 0.8492 | 402530
2016-02-08 10:00 | 0 | 0.84945 | 421060
2016-02-08 11:00 | 0 | 0.84675 | 457551
2016-02-08 12:00 | 0 | 0.83959 | 490360
2016-02-08 13:00 | 0.0002141 | 0.81695 | 498868
2016-02-08 14:00 | 0.1545 | 0.71714 | 495896
2016-02-08 15:00 | 0.63181 | 0.76414 | 491192
2016-02-08 16:00 | 0.72436 | 0.77768 | 483825
2016-02-08 17:00 | 0.70816 | 0.78848 | 475907
2016-02-08 18:00 | 0.6773 | 0.80196 | 469962
2016-02-08 19:00 | 0.66551 | 0.80914 | 464212
2016-02-08 20:00 | 0.68033 | 0.81105 | 462931
2016-02-08 21:00 | 0.7093 | 0.80652 | 465945
2016-02-08 22:00 | 0.6558 | 0.79831 | 477812
2016-02-08 23:00 | 0.3794 | 0.80549 | 496619
2016-02-09 | 0.038812 | 0.79565 | 509626
2016-02-09 01:00 | 0 | 0.76806 | 510239
2016-02-09 02:00 | 0 | 0.73615 | 501502
2016-02-09 03:00 | 0 | 0.70613 | 482734
2016-02-09 04:00 | 0 | 0.66824 | 460155
2016-02-09 05:00 | 0 | 0.64516 | 441222
2016-02-09 06:00 | 0 | 0.63508 | 430094
2016-02-09 07:00 | 0 | 0.63554 | 422745
2016-02-09 08:00 | 0 | 0.63662 | 420922
2016-02-09 09:00 | 0 | 0.63355 | 425374
2016-02-09 10:00 | 0 | 0.63465 | 441627
2016-02-09 11:00 | 0 | 0.63428 | 474965
2016-02-09 12:00 | 0 | 0.6288 | 506389
2016-02-09 13:00 | 0.00025469 | 0.60194 | 516917
2016-02-09 14:00 | 0.17983 | 0.48937 | 517639
2016-02-09 15:00 | 0.67769 | 0.42757 | 515197
2016-02-09 16:00 | 0.73854 | 0.45138 | 507624
2016-02-09 17:00 | 0.71106 | 0.48297 | 499345
2016-02-09 18:00 | 0.68151 | 0.50688 | 492763
2016-02-09 19:00 | 0.66711 | 0.5276 | 487287
2016-02-09 20:00 | 0.68019 | 0.53062 | 484330
2016-02-09 21:00 | 0.70208 | 0.49153 | 487233
2016-02-09 22:00 | 0.64706 | 0.44458 | 498901
2016-02-09 23:00 | 0.37177 | 0.44839 | 517753
2016-02-10 | 0.044519 | 0.42358 | 529194
2016-02-10 01:00 | 0 | 0.37432 | 530973
2016-02-10 02:00 | 0 | 0.33603 | 522241
2016-02-10 03:00 | 0 | 0.32019 | 503741
2016-02-10 04:00 | 0 | 0.31994 | 482147
2016-02-10 05:00 | 0 | 0.34243 | 464778
2016-02-10 06:00 | 0 | 0.3908 | 452580
2016-02-10 07:00 | 0 | 0.44557 | 445595
2016-02-10 08:00 | 0 | 0.48238 | 444200
2016-02-10 09:00 | 0 | 0.5044 | 449544
2016-02-10 10:00 | 0 | 0.52064 | 466577
2016-02-10 11:00 | 0 | 0.53842 | 500684
2016-02-10 12:00 | 0 | 0.55626 | 531402
2016-02-10 13:00 | 0.00029202 | 0.56477 | 537770
2016-02-10 14:00 | 0.19277 | 0.48274 | 531182
2016-02-10 15:00 | 0.65774 | 0.35568 | 523892
2016-02-10 16:00 | 0.71619 | 0.32575 | 511822
2016-02-10 17:00 | 0.70425 | 0.38137 | 499374
2016-02-10 18:00 | 0.67108 | 0.42507 | 492133
2016-02-10 19:00 | 0.65577 | 0.448 | 486135
2016-02-10 20:00 | 0.66741 | 0.45507 | 483900
2016-02-10 21:00 | 0.68809 | 0.44971 | 485523
2016-02-10 22:00 | 0.64508 | 0.49169 | 497609
2016-02-10 23:00 | 0.37382 | 0.53412 | 518119
2016-02-11 | 0.049909 | 0.54708 | 530898
2016-02-11 01:00 | 0 | 0.55448 | 533120
2016-02-11 02:00 | 0 | 0.54743 | 525973
2016-02-11 03:00 | 0 | 0.53188 | 508875
2016-02-11 04:00 | 0 | 0.50352 | 486593
2016-02-11 05:00 | 0 | 0.47555 | 468600
2016-02-11 06:00 | 0 | 0.45523 | 457292
2016-02-11 07:00 | 0 | 0.43392 | 449932
2016-02-11 08:00 | 0 | 0.41175 | 447546
2016-02-11 09:00 | 0 | 0.39595 | 451367
2016-02-11 10:00 | 0 | 0.38423 | 468521
2016-02-11 11:00 | 0 | 0.37533 | 502753
2016-02-11 12:00 | 0 | 0.36588 | 530737
2016-02-11 13:00 | 0.00034871 | 0.34754 | 533208
2016-02-11 14:00 | 0.20276 | 0.26703 | 523308
2016-02-11 15:00 | 0.63114 | 0.20297 | 512717
2016-02-11 16:00 | 0.69483 | 0.17829 | 499570
2016-02-11 17:00 | 0.69494 | 0.19716 | 487907
2016-02-11 18:00 | 0.66873 | 0.21697 | 479400
2016-02-11 19:00 | 0.65358 | 0.22964 | 473142
2016-02-11 20:00 | 0.66289 | 0.23773 | 469165
2016-02-11 21:00 | 0.68134 | 0.23509 | 471140
2016-02-11 22:00 | 0.62546 | 0.22926 | 481798
2016-02-11 23:00 | 0.35891 | 0.26808 | 501780
2016-02-12 | 0.036732 | 0.29151 | 515314
2016-02-12 01:00 | 0 | 0.29272 | 517658
2016-02-12 02:00 | 0 | 0.28211 | 510551
2016-02-12 03:00 | 0 | 0.26367 | 492901
2016-02-12 04:00 | 0 | 0.24703 | 471644
2016-02-12 05:00 | 0 | 0.24073 | 451818
2016-02-12 06:00 | 0 | 0.2511 | 438740
2016-02-12 07:00 | 0 | 0.26933 | 430656
2016-02-12 08:00 | 0 | 0.29544 | 426606
2016-02-12 09:00 | 0 | 0.32599 | 429427
2016-02-12 10:00 | 0 | 0.35605 | 444187
2016-02-12 11:00 | 0 | 0.38193 | 475473
2016-02-12 12:00 | 0 | 0.3947 | 502426
2016-02-12 13:00 | 0.00043786 | 0.37996 | 508523
2016-02-12 14:00 | 0.185 | 0.3329 | 506503
2016-02-12 15:00 | 0.6311 | 0.319 | 502566
2016-02-12 16:00 | 0.69235 | 0.31945 | 495536
2016-02-12 17:00 | 0.6807 | 0.31541 | 486750
2016-02-12 18:00 | 0.65707 | 0.31152 | 481045
2016-02-12 19:00 | 0.64565 | 0.30875 | 477507
2016-02-12 20:00 | 0.65723 | 0.30446 | 475470
2016-02-12 21:00 | 0.67584 | 0.29928 | 475511
2016-02-12 22:00 | 0.63093 | 0.30153 | 480587
2016-02-12 23:00 | 0.41212 | 0.37434 | 492585
2016-02-13 | 0.064186 | 0.47072 | 499809
2016-02-13 01:00 | 2.26e-08 | 0.47882 | 498731
2016-02-13 02:00 | 0 | 0.46785 | 491920
2016-02-13 03:00 | 0 | 0.44657 | 479170
2016-02-13 04:00 | 0 | 0.42613 | 462280
2016-02-13 05:00 | 0 | 0.40354 | 446151
2016-02-13 06:00 | 0 | 0.38324 | 434017
2016-02-13 07:00 | 0 | 0.3652 | 426569
2016-02-13 08:00 | 0 | 0.35458 | 423312
2016-02-13 09:00 | 0 | 0.35088 | 425077
2016-02-13 10:00 | 0 | 0.35354 | 432371
2016-02-13 11:00 | 0 | 0.3608 | 445669
2016-02-13 12:00 | 0 | 0.3738 | 462097
2016-02-13 13:00 | 0.00053239 | 0.3868 | 476177
2016-02-13 14:00 | 0.14724 | 0.40133 | 484883
2016-02-13 15:00 | 0.54834 | 0.41247 | 485582
2016-02-13 16:00 | 0.64869 | 0.42933 | 480430
2016-02-13 17:00 | 0.66567 | 0.46549 | 471854
2016-02-13 18:00 | 0.6495 | 0.49688 | 462669
2016-02-13 19:00 | 0.64069 | 0.51979 | 456167
2016-02-13 20:00 | 0.65355 | 0.53788 | 452362
2016-02-13 21:00 | 0.66585 | 0.55806 | 455137
2016-02-13 22:00 | 0.63228 | 0.57815 | 466557
2016-02-13 23:00 | 0.41847 | 0.68749 | 487773
2016-02-14 | 0.086842 | 0.74704 | 501197
2016-02-14 01:00 | 2.99e-06 | 0.75768 | 504675
2016-02-14 02:00 | 0 | 0.75371 | 501941
2016-02-14 03:00 | 0 | 0.7534 | 493215
2016-02-14 04:00 | 0 | 0.75205 | 478969
2016-02-14 05:00 | 0 | 0.7526 | 464148
2016-02-14 06:00 | 0 | 0.75297 | 453891
2016-02-14 07:00 | 0 | 0.75365 | 447242
2016-02-14 08:00 | 0 | 0.74731 | 443436
2016-02-14 09:00 | 0 | 0.73468 | 442406
2016-02-14 10:00 | 0 | 0.70754 | 446344
2016-02-14 11:00 | 0 | 0.67313 | 455950
2016-02-14 12:00 | 0 | 0.62939 | 467682
2016-02-14 13:00 | 0.00066158 | 0.57266 | 477822
2016-02-14 14:00 | 0.15366 | 0.43865 | 482732
2016-02-14 15:00 | 0.54254 | 0.35887 | 480794
2016-02-14 16:00 | 0.63871 | 0.34737 | 474300
2016-02-14 17:00 | 0.64459 | 0.35581 | 468035
2016-02-14 18:00 | 0.62478 | 0.35376 | 461079
2016-02-14 19:00 | 0.61605 | 0.35062 | 454990
2016-02-14 20:00 | 0.62813 | 0.34405 | 453504
2016-02-14 21:00 | 0.64162 | 0.33146 | 457219
2016-02-14 22:00 | 0.58122 | 0.32771 | 468996
2016-02-14 23:00 | 0.37266 | 0.36045 | 487064
2016-02-15 | 0.054166 | 0.40425 | 497245
2016-02-15 01:00 | 4.95e-06 | 0.43505 | 496464
2016-02-15 02:00 | 0 | 0.45523 | 487759
2016-02-15 03:00 | 0 | 0.46527 | 473863
2016-02-15 04:00 | 0 | 0.47427 | 456247
2016-02-15 05:00 | 0 | 0.48338 | 438571
2016-02-15 06:00 | 0 | 0.48749 | 426178
2016-02-15 07:00 | 0 | 0.49532 | 418030
2016-02-15 08:00 | 0 | 0.50206 | 413802
2016-02-15 09:00 | 0 | 0.51516 | 416020
2016-02-15 10:00 | 0 | 0.53335 | 426241
2016-02-15 11:00 | 0 | 0.53834 | 448824
2016-02-15 12:00 | 0 | 0.52207 | 472250
2016-02-15 13:00 | 0.00083168 | 0.46652 | 486638
2016-02-15 14:00 | 0.20451 | 0.29157 | 495412
2016-02-15 15:00 | 0.60932 | 0.22294 | 501301
2016-02-15 16:00 | 0.68883 | 0.23415 | 502221
2016-02-15 17:00 | 0.68881 | 0.24758 | 499362
2016-02-15 18:00 | 0.66738 | 0.26746 | 495186
2016-02-15 19:00 | 0.65691 | 0.28867 | 490387
2016-02-15 20:00 | 0.67041 | 0.31223 | 486695
2016-02-15 21:00 | 0.69862 | 0.34132 | 487005
2016-02-15 22:00 | 0.6748 | 0.37457 | 494230
2016-02-15 23:00 | 0.46328 | 0.43276 | 505582
2016-02-16 | 0.065392 | 0.48946 | 510575
2016-02-16 01:00 | 1.19e-05 | 0.55269 | 506685
2016-02-16 02:00 | 0 | 0.6132 | 492620
2016-02-16 03:00 | 0 | 0.65819 | 471783
2016-02-16 04:00 | 0 | 0.68399 | 446533
2016-02-16 05:00 | 0 | 0.6979 | 425067
2016-02-16 06:00 | 0 | 0.69614 | 408969
2016-02-16 07:00 | 0 | 0.68545 | 398529
2016-02-16 08:00 | 0 | 0.67502 | 392492
2016-02-16 09:00 | 0 | 0.66166 | 393274
2016-02-16 10:00 | 0 | 0.65537 | 404072
2016-02-16 11:00 | 0 | 0.65295 | 430339
2016-02-16 12:00 | 0 | 0.64562 | 458011
2016-02-16 13:00 | 0.0010552 | 0.60696 | 469751
2016-02-16 14:00 | 0.21453 | 0.44325 | 472089
2016-02-16 15:00 | 0.64279 | 0.47813 | 471516
2016-02-16 16:00 | 0.73067 | 0.48485 | 467780
2016-02-16 17:00 | 0.71328 | 0.46231 | 462095
2016-02-16 18:00 | 0.68811 | 0.41903 | 457704
2016-02-16 19:00 | 0.67595 | 0.37761 | 454346
2016-02-16 20:00 | 0.68713 | 0.33224 | 451843
2016-02-16 21:00 | 0.70917 | 0.29901 | 453875
2016-02-16 22:00 | 0.68614 | 0.2714 | 461734
2016-02-16 23:00 | 0.43827 | 0.30707 | 475995
2016-02-17 | 0.06995 | 0.34449 | 484937
2016-02-17 01:00 | 1.69e-05 | 0.35852 | 484039
2016-02-17 02:00 | 0 | 0.3556 | 473447
2016-02-17 03:00 | 0 | 0.3532 | 453437
2016-02-17 04:00 | 0 | 0.36084 | 429448
2016-02-17 05:00 | 0 | 0.37513 | 409782
2016-02-17 06:00 | 0 | 0.39205 | 396069
2016-02-17 07:00 | 0 | 0.41047 | 387846
2016-02-17 08:00 | 0 | 0.42589 | 384746
2016-02-17 09:00 | 0 | 0.43608 | 387908
2016-02-17 10:00 | 0 | 0.43326 | 402965
2016-02-17 11:00 | 0 | 0.42207 | 435062
2016-02-17 12:00 | 0 | 0.40759 | 464480
2016-02-17 13:00 | 0.0012409 | 0.35751 | 472263
2016-02-17 14:00 | 0.23725 | 0.20529 | 470126
2016-02-17 15:00 | 0.55383 | 0.14041 | 465928
2016-02-17 16:00 | 0.6254 | 0.19187 | 460744
2016-02-17 17:00 | 0.62335 | 0.22518 | 454129
2016-02-17 18:00 | 0.60811 | 0.2308 | 450106
2016-02-17 19:00 | 0.59894 | 0.2312 | 446675
2016-02-17 20:00 | 0.60017 | 0.23314 | 445132
2016-02-17 21:00 | 0.59589 | 0.23498 | 447514
2016-02-17 22:00 | 0.53129 | 0.31297 | 455731
2016-02-17 23:00 | 0.31349 | 0.641 | 471276
2016-02-18 | 0.040353 | 0.84739 | 483727
2016-02-18 01:00 | 2.12e-06 | 0.89042 | 485158
2016-02-18 02:00 | 0 | 0.87464 | 476973
2016-02-18 03:00 | 0 | 0.8614 | 459573
2016-02-18 04:00 | 0 | 0.85247 | 437201
2016-02-18 05:00 | 0 | 0.84925 | 418285
2016-02-18 06:00 | 0 | 0.83874 | 406299
2016-02-18 07:00 | 0 | 0.83329 | 399315
2016-02-18 08:00 | 0 | 0.8282 | 397681
2016-02-18 09:00 | 0 | 0.81143 | 401207
2016-02-18 10:00 | 0 | 0.79842 | 416327
2016-02-18 11:00 | 0 | 0.7972 | 450344
2016-02-18 12:00 | 0 | 0.79744 | 478649
2016-02-18 13:00 | 0.0016234 | 0.7778 | 482466
2016-02-18 14:00 | 0.21137 | 0.73827 | 475884
2016-02-18 15:00 | 0.48207 | 0.6967 | 468614
2016-02-18 16:00 | 0.59065 | 0.70343 | 460316
2016-02-18 17:00 | 0.62385 | 0.72943 | 452277
2016-02-18 18:00 | 0.61255 | 0.75529 | 446581
2016-02-18 19:00 | 0.61073 | 0.75887 | 442689
2016-02-18 20:00 | 0.62363 | 0.75753 | 440034
2016-02-18 21:00 | 0.64081 | 0.74611 | 441636
2016-02-18 22:00 | 0.61644 | 0.76724 | 450288
2016-02-18 23:00 | 0.43761 | 0.82593 | 467437
2016-02-19 | 0.083605 | 0.88626 | 480110
2016-02-19 01:00 | 2.53e-05 | 0.90281 | 482106
2016-02-19 02:00 | 0 | 0.89683 | 474395
2016-02-19 03:00 | 0 | 0.89291 | 457282
2016-02-19 04:00 | 0 | 0.86965 | 434122
2016-02-19 05:00 | 0 | 0.85415 | 414536
2016-02-19 06:00 | 0 | 0.86097 | 402028
2016-02-19 07:00 | 0 | 0.88955 | 393397
2016-02-19 08:00 | 0 | 0.89835 | 389054
2016-02-19 09:00 | 0 | 0.90359 | 391710
2016-02-19 10:00 | 0 | 0.90462 | 405420
2016-02-19 11:00 | 0 | 0.89659 | 435170
2016-02-19 12:00 | 0 | 0.873 | 460531
2016-02-19 13:00 | 0.0019306 | 0.81677 | 463967
2016-02-19 14:00 | 0.18789 | 0.67116 | 460831
2016-02-19 15:00 | 0.53753 | 0.6327 | 457400
2016-02-19 16:00 | 0.6343 | 0.65647 | 450971
2016-02-19 17:00 | 0.63918 | 0.64995 | 444834
2016-02-19 18:00 | 0.61411 | 0.633 | 439677
2016-02-19 19:00 | 0.59515 | 0.62606 | 436715
2016-02-19 20:00 | 0.59357 | 0.63371 | 434312
2016-02-19 21:00 | 0.58499 | 0.64376 | 433831
2016-02-19 22:00 | 0.54817 | 0.6537 | 438853
2016-02-19 23:00 | 0.39976 | 0.68417 | 448325
2016-02-20 | 0.074991 | 0.71793 | 453703
2016-02-20 01:00 | 2.15e-05 | 0.75698 | 450837
2016-02-20 02:00 | 0 | 0.79702 | 442242
2016-02-20 03:00 | 0 | 0.83228 | 427846
2016-02-20 04:00 | 0 | 0.83984 | 408070
2016-02-20 05:00 | 0 | 0.84091 | 388577
2016-02-20 06:00 | 0 | 0.83655 | 373572
2016-02-20 07:00 | 0 | 0.82752 | 362627
2016-02-20 08:00 | 0 | 0.8155 | 356552
2016-02-20 09:00 | 0 | 0.79374 | 354018
2016-02-20 10:00 | 0 | 0.76041 | 356351
2016-02-20 11:00 | 0 | 0.72046 | 365919
2016-02-20 12:00 | 0 | 0.68947 | 377725
2016-02-20 13:00 | 0.0016052 | 0.61941 | 389961
2016-02-20 14:00 | 0.21637 | 0.35655 | 399954
2016-02-20 15:00 | 0.61128 | 0.28664 | 403739
2016-02-20 16:00 | 0.7016 | 0.3236 | 402616
2016-02-20 17:00 | 0.6968 | 0.34896 | 399046
2016-02-20 18:00 | 0.67334 | 0.34619 | 394304
2016-02-20 19:00 | 0.65746 | 0.33641 | 389180
2016-02-20 20:00 | 0.66044 | 0.32727 | 385273
2016-02-20 21:00 | 0.66803 | 0.318 | 384806
2016-02-20 22:00 | 0.6349 | 0.33392 | 389641
2016-02-20 23:00 | 0.43684 | 0.4303 | 402422
2016-02-21 | 0.082912 | 0.51905 | 410711
2016-02-21 01:00 | 2.53e-05 | 0.55646 | 410144
2016-02-21 02:00 | 0 | 0.55212 | 404838
2016-02-21 03:00 | 0 | 0.53006 | 393889
2016-02-21 04:00 | 0 | 0.49486 | 378380
2016-02-21 05:00 | 0 | 0.46245 | 362368
2016-02-21 06:00 | 0 | 0.4468 | 349945
2016-02-21 07:00 | 0 | 0.44479 | 340082
2016-02-21 08:00 | 0 | 0.44664 | 334957
2016-02-21 09:00 | 0 | 0.44335 | 332892
2016-02-21 10:00 | 0 | 0.43507 | 334852
2016-02-21 11:00 | 0 | 0.41836 | 341609
2016-02-21 12:00 | 0 | 0.39597 | 351690
2016-02-21 13:00 | 0.00066425 | 0.35657 | 363583
2016-02-21 14:00 | 0.17233 | 0.25185 | 376732
2016-02-21 15:00 | 0.55304 | 0.31201 | 383921
2016-02-21 16:00 | 0.6514 | 0.36739 | 387634
2016-02-21 17:00 | 0.65268 | 0.35576 | 389435
2016-02-21 18:00 | 0.64192 | 0.33435 | 388620
2016-02-21 19:00 | 0.63409 | 0.31173 | 386747
2016-02-21 20:00 | 0.64215 | 0.28968 | 386428
2016-02-21 21:00 | 0.65355 | 0.26372 | 389231
2016-02-21 22:00 | 0.64633 | 0.24126 | 397837
2016-02-21 23:00 | 0.47783 | 0.27826 | 412587
2016-02-22 | 0.10501 | 0.34612 | 424634
2016-02-22 01:00 | 4.55e-05 | 0.36785 | 425052
2016-02-22 02:00 | 0 | 0.36706 | 417877
2016-02-22 03:00 | 0 | 0.36449 | 403748
2016-02-22 04:00 | 0 | 0.35946 | 384325
2016-02-22 05:00 | 0 | 0.35475 | 366010
2016-02-22 06:00 | 0 | 0.3474 | 353139
2016-02-22 07:00 | 0 | 0.33938 | 344882
2016-02-22 08:00 | 0 | 0.32434 | 341726
2016-02-22 09:00 | 0 | 0.30533 | 345837
2016-02-22 10:00 | 0 | 0.28545 | 360995
2016-02-22 11:00 | 0 | 0.2678 | 392795
2016-02-22 12:00 | 0 | 0.25152 | 421725
2016-02-22 13:00 | 0.0029146 | 0.21483 | 434072
2016-02-22 14:00 | 0.20023 | 0.14198 | 439407
2016-02-22 15:00 | 0.54054 | 0.161 | 442540
2016-02-22 16:00 | 0.63999 | 0.17317 | 441350
2016-02-22 17:00 | 0.64359 | 0.16663 | 438115
2016-02-22 18:00 | 0.62638 | 0.16094 | 435252
2016-02-22 19:00 | 0.60822 | 0.15944 | 432459
2016-02-22 20:00 | 0.60079 | 0.16323 | 429886
2016-02-22 21:00 | 0.58399 | 0.16997 | 431668
2016-02-22 22:00 | 0.53987 | 0.18209 | 438908
2016-02-22 23:00 | 0.4036 | 0.24466 | 455125
2016-02-23 | 0.10985 | 0.36577 | 466325
2016-02-23 01:00 | 5.76e-05 | 0.44171 | 465317
2016-02-23 02:00 | 0 | 0.4674 | 455231
2016-02-23 03:00 | 0 | 0.46412 | 436595
2016-02-23 04:00 | 0 | 0.44654 | 412301
2016-02-23 05:00 | 0 | 0.43414 | 391289
2016-02-23 06:00 | 0 | 0.43261 | 376473
2016-02-23 07:00 | 0 | 0.42927 | 366921
2016-02-23 08:00 | 0 | 0.42795 | 362150
2016-02-23 09:00 | 0 | 0.43042 | 364236
2016-02-23 10:00 | 0 | 0.43214 | 377442
2016-02-23 11:00 | 0 | 0.43464 | 409522
2016-02-23 12:00 | 0 | 0.43697 | 437217
2016-02-23 13:00 | 0.0026094 | 0.42543 | 448790
2016-02-23 14:00 | 0.17769 | 0.39697 | 455082
2016-02-23 15:00 | 0.54662 | 0.56016 | 459144
2016-02-23 16:00 | 0.63629 | 0.63515 | 458114
2016-02-23 17:00 | 0.65532 | 0.66489 | 455547
2016-02-23 18:00 | 0.65051 | 0.68352 | 453357
2016-02-23 19:00 | 0.63955 | 0.69824 | 450352
2016-02-23 20:00 | 0.64209 | 0.71037 | 448235
2016-02-23 21:00 | 0.64131 | 0.71767 | 450200
2016-02-23 22:00 | 0.60461 | 0.70845 | 457914
2016-02-23 23:00 | 0.43198 | 0.7262 | 470990
2016-02-24 | 0.0969 | 0.71499 | 480005
2016-02-24 01:00 | 5.68e-05 | 0.66784 | 478026
2016-02-24 02:00 | 0 | 0.62773 | 467177
2016-02-24 03:00 | 0 | 0.58732 | 446539
2016-02-24 04:00 | 0 | 0.55674 | 422370
2016-02-24 05:00 | 0 | 0.5462 | 400870
2016-02-24 06:00 | 0 | 0.5486 | 385872
2016-02-24 07:00 | 0 | 0.55246 | 376535
2016-02-24 08:00 | 0 | 0.55432 | 371637
2016-02-24 09:00 | 0 | 0.55789 | 373087
2016-02-24 10:00 | 0 | 0.56095 | 385851
2016-02-24 11:00 | 0 | 0.56488 | 417203
2016-02-24 12:00 | 0 | 0.57041 | 446997
2016-02-24 13:00 | 0.0045241 | 0.51548 | 458516
2016-02-24 14:00 | 0.30463 | 0.37907 | 463168
2016-02-24 15:00 | 0.69962 | 0.44229 | 466375
2016-02-24 16:00 | 0.77056 | 0.50475 | 465391
2016-02-24 17:00 | 0.76624 | 0.50756 | 460966
2016-02-24 18:00 | 0.74524 | 0.52162 | 456504
2016-02-24 19:00 | 0.73283 | 0.5447 | 451870
2016-02-24 20:00 | 0.74079 | 0.56646 | 447422
2016-02-24 21:00 | 0.74905 | 0.5841 | 447402
2016-02-24 22:00 | 0.71637 | 0.57276 | 453275
2016-02-24 23:00 | 0.50358 | 0.61463 | 464896
2016-02-25 | 0.11625 | 0.6566 | 474305
2016-02-25 01:00 | 8.43e-05 | 0.64999 | 473808
2016-02-25 02:00 | 0 | 0.64191 | 464981
2016-02-25 03:00 | 0 | 0.62346 | 447005
2016-02-25 04:00 | 0 | 0.60309 | 423778
2016-02-25 05:00 | 0 | 0.59281 | 403872
2016-02-25 06:00 | 0 | 0.58557 | 390676
2016-02-25 07:00 | 0 | 0.57362 | 382205
2016-02-25 08:00 | 0 | 0.55513 | 378974
2016-02-25 09:00 | 0 | 0.53973 | 382788
2016-02-25 10:00 | 0 | 0.51995 | 397613
2016-02-25 11:00 | 0 | 0.50338 | 430734
2016-02-25 12:00 | 0 | 0.48682 | 460048
2016-02-25 13:00 | 0.0048374 | 0.41681 | 469454
2016-02-25 14:00 | 0.3015 | 0.41208 | 469941
2016-02-25 15:00 | 0.74503 | 0.45488 | 468999
2016-02-25 16:00 | 0.79328 | 0.41654 | 464064
2016-02-25 17:00 | 0.76873 | 0.3723 | 457790
2016-02-25 18:00 | 0.74328 | 0.33872 | 452895
2016-02-25 19:00 | 0.73018 | 0.31463 | 449327
2016-02-25 20:00 | 0.73902 | 0.29455 | 447423
2016-02-25 21:00 | 0.75365 | 0.27167 | 449033
2016-02-25 22:00 | 0.71445 | 0.23887 | 456517
2016-02-25 23:00 | 0.52666 | 0.25191 | 472070
2016-02-26 | 0.13037 | 0.29397 | 484445
2016-02-26 01:00 | 0.00010386 | 0.30126 | 486525
2016-02-26 02:00 | 0 | 0.31797 | 478144
2016-02-26 03:00 | 0 | 0.33916 | 462233
2016-02-26 04:00 | 0 | 0.35834 | 440294
2016-02-26 05:00 | 0 | 0.38404 | 420829
2016-02-26 06:00 | 0 | 0.41788 | 408908
2016-02-26 07:00 | 0 | 0.45873 | 401981
2016-02-26 08:00 | 0 | 0.49424 | 400044
2016-02-26 09:00 | 0 | 0.51585 | 404325
2016-02-26 10:00 | 0 | 0.5255 | 419789
2016-02-26 11:00 | 0 | 0.53076 | 453147
2016-02-26 12:00 | 0 | 0.53814 | 480966
2016-02-26 13:00 | 0.0069838 | 0.49674 | 487257
2016-02-26 14:00 | 0.32198 | 0.27597 | 482161
2016-02-26 15:00 | 0.71269 | 0.21464 | 474541
2016-02-26 16:00 | 0.7594 | 0.28233 | 465184
2016-02-26 17:00 | 0.74525 | 0.33875 | 454966
2016-02-26 18:00 | 0.72149 | 0.36449 | 445971
2016-02-26 19:00 | 0.70704 | 0.37188 | 439126
2016-02-26 20:00 | 0.71249 | 0.36316 | 434190
2016-02-26 21:00 | 0.71958 | 0.33078 | 433274
2016-02-26 22:00 | 0.6795 | 0.32679 | 439688
2016-02-26 23:00 | 0.47314 | 0.36419 | 454068
2016-02-27 | 0.098538 | 0.38189 | 467219
2016-02-27 01:00 | 0.00010387 | 0.43499 | 470275
2016-02-27 02:00 | 0 | 0.50489 | 466084
2016-02-27 03:00 | 0 | 0.588 | 454694
2016-02-27 04:00 | 0 | 0.65866 | 437593
2016-02-27 05:00 | 0 | 0.71614 | 420905
2016-02-27 06:00 | 0 | 0.75541 | 409881
2016-02-27 07:00 | 0 | 0.78457 | 403439
2016-02-27 08:00 | 0 | 0.81025 | 400110
2016-02-27 09:00 | 0 | 0.83286 | 401585
2016-02-27 10:00 | 0 | 0.84499 | 407285
2016-02-27 11:00 | 0 | 0.84287 | 421811
2016-02-27 12:00 | 0 | 0.83206 | 436914
2016-02-27 13:00 | 0.0069439 | 0.74614 | 443577
2016-02-27 14:00 | 0.29149 | 0.43352 | 440303
2016-02-27 15:00 | 0.64338 | 0.27007 | 431766
2016-02-27 16:00 | 0.71663 | 0.29397 | 421204
2016-02-27 17:00 | 0.71566 | 0.43592 | 410971
2016-02-27 18:00 | 0.69975 | 0.53128 | 401316
2016-02-27 19:00 | 0.6898 | 0.59549 | 394032
2016-02-27 20:00 | 0.69573 | 0.64147 | 388994
2016-02-27 21:00 | 0.70188 | 0.6874 | 388726
2016-02-27 22:00 | 0.66525 | 0.74388 | 393736
2016-02-27 23:00 | 0.48935 | 0.8128 | 408718
2016-02-28 | 0.12828 | 0.85703 | 423181
2016-02-28 01:00 | 0.00016284 | 0.86879 | 427036
2016-02-28 02:00 | 0 | 0.87416 | 425059
2016-02-28 03:00 | 0 | 0.87849 | 416833
2016-02-28 04:00 | 0 | 0.88532 | 402937
2016-02-28 05:00 | 0 | 0.88952 | 389520
2016-02-28 06:00 | 0 | 0.89071 | 379015
2016-02-28 07:00 | 0 | 0.8905 | 372201
2016-02-28 08:00 | 0 | 0.88599 | 368586
2016-02-28 09:00 | 0 | 0.87592 | 368931
2016-02-28 10:00 | 0 | 0.86094 | 373265
2016-02-28 11:00 | 0 | 0.85289 | 382121
2016-02-28 12:00 | 0 | 0.84023 | 392248
2016-02-28 13:00 | 0.0083156 | 0.79132 | 397171
2016-02-28 14:00 | 0.31137 | 0.66929 | 396002
2016-02-28 15:00 | 0.67714 | 0.72539 | 390876
2016-02-28 16:00 | 0.71907 | 0.76213 | 385642
2016-02-28 17:00 | 0.70968 | 0.75833 | 380965
2016-02-28 18:00 | 0.69026 | 0.74201 | 377464
2016-02-28 19:00 | 0.67505 | 0.73659 | 374184
2016-02-28 20:00 | 0.67299 | 0.73326 | 372997
2016-02-28 21:00 | 0.66586 | 0.70501 | 375600
2016-02-28 22:00 | 0.60258 | 0.64132 | 384629
2016-02-28 23:00 | 0.43005 | 0.62651 | 401421
2016-02-29 | 0.08868 | 0.64719 | 416582
2016-02-29 01:00 | 0.00017062 | 0.65153 | 419648
2016-02-29 02:00 | 0 | 0.65281 | 412789
2016-02-29 03:00 | 0 | 0.65692 | 398731
2016-02-29 04:00 | 0 | 0.67951 | 379684
2016-02-29 05:00 | 0 | 0.70158 | 363692
2016-02-29 06:00 | 0 | 0.72264 | 350896
2016-02-29 07:00 | 0 | 0.7454 | 343233
2016-02-29 08:00 | 0 | 0.76001 | 341224
2016-02-29 09:00 | 0 | 0.75925 | 345544
2016-02-29 10:00 | 0 | 0.75573 | 362124
2016-02-29 11:00 | 0 | 0.74565 | 395627
2016-02-29 12:00 | 0 | 0.72079 | 424567
2016-02-29 13:00 | 0.011068 | 0.62191 | 433075
2016-02-29 14:00 | 0.31062 | 0.42238 | 435615
2016-02-29 15:00 | 0.66122 | 0.39712 | 436352
2016-02-29 16:00 | 0.74251 | 0.50056 | 434270
2016-02-29 17:00 | 0.72572 | 0.50536 | 430284
2016-02-29 18:00 | 0.70109 | 0.50216 | 426871
2016-02-29 19:00 | 0.68375 | 0.5006 | 424041
2016-02-29 20:00 | 0.68707 | 0.50173 | 421577
2016-02-29 21:00 | 0.68967 | 0.50467 | 422147
2016-02-29 22:00 | 0.65922 | 0.51481 | 427406
2016-02-29 23:00 | 0.49693 | 0.55946 | 440807
2016-03-01 | 0.14834 | 0.58388 | 454975
2016-03-01 01:00 | 0.00027336 | 0.57558 | 454940
2016-03-01 02:00 | 0 | 0.55832 | 443646
2016-03-01 03:00 | 0 | 0.5445 | 424940
2016-03-01 04:00 | 0 | 0.53209 | 402448
2016-03-01 05:00 | 0 | 0.52255 | 382522
2016-03-01 06:00 | 0 | 0.52232 | 369140
2016-03-01 07:00 | 0 | 0.51991 | 360103
2016-03-01 08:00 | 0 | 0.52154 | 356976
2016-03-01 09:00 | 0 | 0.53426 | 359428
2016-03-01 10:00 | 0 | 0.53129 | 373689
2016-03-01 11:00 | 0 | 0.51145 | 405395
2016-03-01 12:00 | 0 | 0.48986 | 430326
2016-03-01 13:00 | 0.013582 | 0.4271 | 435727
2016-03-01 14:00 | 0.3183 | 0.35675 | 436321
2016-03-01 15:00 | 0.5953 | 0.3779 | 437031
2016-03-01 16:00 | 0.68232 | 0.39201 | 436038
2016-03-01 17:00 | 0.70652 | 0.39571 | 434122
2016-03-01 18:00 | 0.69679 | 0.39266 | 434041
2016-03-01 19:00 | 0.68991 | 0.37842 | 433074
2016-03-01 20:00 | 0.69897 | 0.35352 | 432861
2016-03-01 21:00 | 0.70387 | 0.31603 | 434932
2016-03-01 22:00 | 0.66356 | 0.26863 | 441207
2016-03-01 23:00 | 0.50046 | 0.23539 | 453833
2016-03-02 | 0.17454 | 0.24019 | 465032
2016-03-02 01:00 | 0.00036465 | 0.24835 | 465282
2016-03-02 02:00 | 0 | 0.27101 | 454570
2016-03-02 03:00 | 0 | 0.30663 | 436355
2016-03-02 04:00 | 0 | 0.35842 | 412434
2016-03-02 05:00 | 0 | 0.41323 | 392239
2016-03-02 06:00 | 0 | 0.44989 | 377688
2016-03-02 07:00 | 0 | 0.4702 | 367874
2016-03-02 08:00 | 0 | 0.47886 | 363047
2016-03-02 09:00 | 0 | 0.478 | 366611
2016-03-02 10:00 | 0 | 0.46446 | 380785
2016-03-02 11:00 | 0 | 0.45256 | 413576
2016-03-02 12:00 | 0 | 0.4539 | 442641
2016-03-02 13:00 | 0.015171 | 0.40452 | 453351
2016-03-02 14:00 | 0.32078 | 0.31838 | 455991
2016-03-02 15:00 | 0.69585 | 0.41422 | 456455
2016-03-02 16:00 | 0.75547 | 0.50799 | 452835
2016-03-02 17:00 | 0.75079 | 0.54616 | 447782
2016-03-02 18:00 | 0.73449 | 0.56388 | 444000
2016-03-02 19:00 | 0.72475 | 0.57092 | 440889
2016-03-02 20:00 | 0.73487 | 0.57002 | 440393
2016-03-02 21:00 | 0.74342 | 0.56405 | 441612
2016-03-02 22:00 | 0.71857 | 0.56639 | 448869
2016-03-02 23:00 | 0.5534 | 0.59965 | 464980
2016-03-03 | 0.15227 | 0.625 | 480343
2016-03-03 01:00 | 0.0004093 | 0.609 | 482244
2016-03-03 02:00 | 0 | 0.57198 | 473944
2016-03-03 03:00 | 0 | 0.54019 | 455696
2016-03-03 04:00 | 0 | 0.52002 | 432467
2016-03-03 05:00 | 0 | 0.50982 | 412330
2016-03-03 06:00 | 0 | 0.50247 | 398057
2016-03-03 07:00 | 0 | 0.49222 | 389473
2016-03-03 08:00 | 0 | 0.4817 | 385904
2016-03-03 09:00 | 0 | 0.48107 | 389188
2016-03-03 10:00 | 0 | 0.4902 | 403284
2016-03-03 11:00 | 0 | 0.49532 | 434864
2016-03-03 12:00 | 0 | 0.49876 | 459002
2016-03-03 13:00 | 0.016355 | 0.44477 | 463654
2016-03-03 14:00 | 0.325 | 0.34566 | 463675
2016-03-03 15:00 | 0.59313 | 0.39275 | 462773
2016-03-03 16:00 | 0.67571 | 0.38575 | 459966
2016-03-03 17:00 | 0.68917 | 0.35021 | 456789
2016-03-03 18:00 | 0.67777 | 0.3067 | 455812
2016-03-03 19:00 | 0.66652 | 0.25906 | 455296
2016-03-03 20:00 | 0.66286 | 0.22095 | 455980
2016-03-03 21:00 | 0.63859 | 0.19557 | 459774
2016-03-03 22:00 | 0.56746 | 0.17767 | 466502
2016-03-03 23:00 | 0.39444 | 0.21691 | 478087
2016-03-04 | 0.097077 | 0.31127 | 485246
2016-03-04 01:00 | 0.00032331 | 0.38484 | 483854
2016-03-04 02:00 | 0 | 0.45299 | 472650
2016-03-04 03:00 | 0 | 0.49522 | 453614
2016-03-04 04:00 | 0 | 0.50977 | 429518
2016-03-04 05:00 | 0 | 0.51477 | 409097
2016-03-04 06:00 | 0 | 0.5239 | 395777
2016-03-04 07:00 | 0 | 0.53861 | 386963
2016-03-04 08:00 | 0 | 0.55789 | 382446
2016-03-04 09:00 | 0 | 0.57368 | 383930
2016-03-04 10:00 | 0 | 0.57383 | 396378
2016-03-04 11:00 | 0 | 0.57409 | 426195
2016-03-04 12:00 | 0 | 0.57992 | 452772
2016-03-04 13:00 | 0.017892 | 0.53719 | 463137
2016-03-04 14:00 | 0.26039 | 0.36407 | 466733
2016-03-04 15:00 | 0.59569 | 0.40608 | 467077
2016-03-04 16:00 | 0.68657 | 0.53805 | 464285
2016-03-04 17:00 | 0.6915 | 0.55854 | 456607
2016-03-04 18:00 | 0.67894 | 0.55545 | 452165
2016-03-04 19:00 | 0.66754 | 0.55162 | 448207
2016-03-04 20:00 | 0.66682 | 0.53537 | 444972
2016-03-04 21:00 | 0.65922 | 0.50808 | 444497
2016-03-04 22:00 | 0.6078 | 0.47839 | 447234
2016-03-04 23:00 | 0.43735 | 0.53046 | 454889
2016-03-05 | 0.099581 | 0.56033 | 462545
2016-03-05 01:00 | 0.00032005 | 0.54565 | 459738
2016-03-05 02:00 | 0 | 0.52722 | 454048
2016-03-05 03:00 | 0 | 0.52041 | 439985
2016-03-05 04:00 | 0 | 0.51932 | 419916
2016-03-05 05:00 | 0 | 0.51617 | 402308
2016-03-05 06:00 | 0 | 0.5067 | 389789
2016-03-05 07:00 | 0 | 0.49704 | 381883
2016-03-05 08:00 | 0 | 0.49422 | 378361
2016-03-05 09:00 | 0 | 0.49515 | 378804
2016-03-05 10:00 | 0 | 0.496 | 383622
2016-03-05 11:00 | 0 | 0.49973 | 394733
2016-03-05 12:00 | 0 | 0.5 | 407767
2016-03-05 13:00 | 0.02156 | 0.42061 | 417596
2016-03-05 14:00 | 0.24185 | 0.24805 | 421215
2016-03-05 15:00 | 0.46205 | 0.19881 | 420620
2016-03-05 16:00 | 0.58059 | 0.25817 | 416121
2016-03-05 17:00 | 0.62313 | 0.30439 | 411893
2016-03-05 18:00 | 0.61844 | 0.35021 | 407135
2016-03-05 19:00 | 0.60977 | 0.39505 | 404596
2016-03-05 20:00 | 0.60092 | 0.43605 | 402744
2016-03-05 21:00 | 0.56867 | 0.46878 | 403627
2016-03-05 22:00 | 0.49368 | 0.50718 | 407156
2016-03-05 23:00 | 0.34638 | 0.63955 | 417186
2016-03-06 | 0.10813 | 0.77788 | 426981
2016-03-06 01:00 | 0.00043813 | 0.84754 | 428558
2016-03-06 02:00 | 0 | 0.88186 | 423457
2016-03-06 03:00 | 0 | 0.89827 | 411547
2016-03-06 04:00 | 0 | 0.90357 | 394847
2016-03-06 05:00 | 0 | 0.89415 | 378337
2016-03-06 06:00 | 0 | 0.87503 | 366804
2016-03-06 07:00 | 0 | 0.85714 | 360173
2016-03-06 08:00 | 0 | 0.83991 | 356411
2016-03-06 09:00 | 0 | 0.81631 | 356415
2016-03-06 10:00 | 0 | 0.79942 | 359048
2016-03-06 11:00 | 0 | 0.78555 | 366646
2016-03-06 12:00 | 0 | 0.76689 | 377600
2016-03-06 13:00 | 0.012564 | 0.69357 | 387619
2016-03-06 14:00 | 0.223 | 0.53517 | 393836
2016-03-06 15:00 | 0.44764 | 0.55467 | 394051
2016-03-06 16:00 | 0.55687 | 0.57661 | 391527
2016-03-06 17:00 | 0.59909 | 0.57009 | 389677
2016-03-06 18:00 | 0.59583 | 0.56033 | 387230
2016-03-06 19:00 | 0.58601 | 0.55098 | 385165
2016-03-06 20:00 | 0.5781 | 0.54249 | 383511
2016-03-06 21:00 | 0.55602 | 0.54443 | 386144
2016-03-06 22:00 | 0.50173 | 0.57363 | 392608
2016-03-06 23:00 | 0.38527 | 0.64149 | 408579
2016-03-07 | 0.16462 | 0.73341 | 426425
2016-03-07 01:00 | 0.0010416 | 0.78697 | 431649
2016-03-07 02:00 | 0 | 0.80707 | 424435
2016-03-07 03:00 | 0 | 0.82729 | 410688
2016-03-07 04:00 | 0 | 0.83935 | 391731
2016-03-07 05:00 | 0 | 0.84236 | 376348
2016-03-07 06:00 | 0 | 0.8414 | 366160
2016-03-07 07:00 | 0 | 0.82628 | 359939
2016-03-07 08:00 | 0 | 0.79901 | 357960
2016-03-07 09:00 | 0 | 0.76515 | 361536
2016-03-07 10:00 | 0 | 0.72701 | 376711
2016-03-07 11:00 | 0 | 0.6951 | 408344
2016-03-07 12:00 | 0 | 0.67113 | 431451
2016-03-07 13:00 | 0.019554 | 0.5943 | 436012
2016-03-07 14:00 | 0.30863 | 0.4626 | 435209
2016-03-07 15:00 | 0.54963 | 0.49391 | 434992
2016-03-07 16:00 | 0.60862 | 0.54858 | 433605
2016-03-07 17:00 | 0.62413 | 0.57858 | 430155
2016-03-07 18:00 | 0.62308 | 0.61818 | 428360
2016-03-07 19:00 | 0.61226 | 0.65254 | 425749
2016-03-07 20:00 | 0.59811 | 0.67169 | 423283
2016-03-07 21:00 | 0.56513 | 0.6879 | 422736
2016-03-07 22:00 | 0.4939 | 0.71609 | 425027
2016-03-07 23:00 | 0.34072 | 0.77075 | 436129
2016-03-08 | 0.090513 | 0.81871 | 448796
2016-03-08 01:00 | 0.0014342 | 0.82269 | 447563
2016-03-08 02:00 | 0 | 0.81372 | 436677
2016-03-08 03:00 | 0 | 0.80182 | 418531
2016-03-08 04:00 | 0 | 0.79768 | 395467
2016-03-08 05:00 | 0 | 0.79517 | 374281
2016-03-08 06:00 | 0 | 0.77881 | 359069
2016-03-08 07:00 | 0 | 0.75392 | 349145
2016-03-08 08:00 | 0 | 0.72808 | 344267
2016-03-08 09:00 | 0 | 0.69188 | 346924
2016-03-08 10:00 | 0 | 0.66283 | 358915
2016-03-08 11:00 | 0 | 0.6516 | 387430
2016-03-08 12:00 | 0 | 0.64095 | 411254
2016-03-08 13:00 | 0.012863 | 0.57122 | 419161
2016-03-08 14:00 | 0.28662 | 0.51668 | 423336
2016-03-08 15:00 | 0.65305 | 0.4932 | 425877
2016-03-08 16:00 | 0.73069 | 0.46071 | 426409
2016-03-08 17:00 | 0.72194 | 0.43015 | 424840
2016-03-08 18:00 | 0.69411 | 0.39341 | 424108
2016-03-08 19:00 | 0.66443 | 0.3597 | 423858
2016-03-08 20:00 | 0.64728 | 0.33191 | 422736
2016-03-08 21:00 | 0.6189 | 0.30501 | 422784
2016-03-08 22:00 | 0.55776 | 0.27568 | 424813
2016-03-08 23:00 | 0.40434 | 0.26612 | 433883
2016-03-09 | 0.14053 | 0.29469 | 446635
2016-03-09 01:00 | 0.0014756 | 0.30049 | 445107
2016-03-09 02:00 | 0 | 0.30375 | 432794
2016-03-09 03:00 | 0 | 0.28354 | 413765
2016-03-09 04:00 | 0 | 0.25857 | 389747
2016-03-09 05:00 | 0 | 0.24289 | 367798
2016-03-09 06:00 | 0 | 0.23872 | 350590
2016-03-09 07:00 | 0 | 0.24768 | 339505
2016-03-09 08:00 | 0 | 0.26021 | 334541
2016-03-09 09:00 | 0 | 0.25881 | 336101
2016-03-09 10:00 | 0 | 0.24657 | 349279
2016-03-09 11:00 | 0 | 0.23764 | 375362
2016-03-09 12:00 | 0 | 0.23323 | 399305
2016-03-09 13:00 | 0.011514 | 0.20235 | 409712
2016-03-09 14:00 | 0.28552 | 0.11868 | 415738
2016-03-09 15:00 | 0.59084 | 0.11202 | 420814
2016-03-09 16:00 | 0.68958 | 0.12356 | 423758
2016-03-09 17:00 | 0.70124 | 0.1237 | 424288
2016-03-09 18:00 | 0.69276 | 0.12236 | 424566
2016-03-09 19:00 | 0.68544 | 0.12047 | 424719
2016-03-09 20:00 | 0.69318 | 0.11803 | 423876
2016-03-09 21:00 | 0.69429 | 0.11464 | 424493
2016-03-09 22:00 | 0.65583 | 0.10655 | 426869
2016-03-09 23:00 | 0.49617 | 0.12155 | 436308
2016-03-10 | 0.15133 | 0.17848 | 446277
2016-03-10 01:00 | 0.0023676 | 0.23702 | 443311
2016-03-10 02:00 | 0 | 0.26584 | 431802
2016-03-10 03:00 | 0 | 0.26749 | 412417
2016-03-10 04:00 | 0 | 0.25269 | 387558
2016-03-10 05:00 | 0 | 0.24017 | 365298
2016-03-10 06:00 | 0 | 0.23896 | 348775
2016-03-10 07:00 | 0 | 0.25117 | 337334
2016-03-10 08:00 | 0 | 0.27829 | 331475
2016-03-10 09:00 | 0 | 0.30185 | 332082
2016-03-10 10:00 | 0 | 0.32349 | 344103
2016-03-10 11:00 | 0 | 0.34407 | 368195
2016-03-10 12:00 | 0 | 0.35951 | 393405
2016-03-10 13:00 | 0.020343 | 0.31902 | 406887
2016-03-10 14:00 | 0.36801 | 0.20313 | 416430
2016-03-10 15:00 | 0.74127 | 0.22176 | 424084
2016-03-10 16:00 | 0.78971 | 0.25564 | 427335
2016-03-10 17:00 | 0.77965 | 0.28914 | 428866
2016-03-10 18:00 | 0.7604 | 0.2969 | 430572
2016-03-10 19:00 | 0.74595 | 0.29418 | 431701
2016-03-10 20:00 | 0.74951 | 0.28411 | 432151
2016-03-10 21:00 | 0.75264 | 0.26793 | 433016
2016-03-10 22:00 | 0.7182 | 0.24692 | 434635
2016-03-10 23:00 | 0.55873 | 0.30665 | 440543
2016-03-11 | 0.17782 | 0.44743 | 448569
2016-03-11 01:00 | 0.0028766 | 0.56792 | 447010
2016-03-11 02:00 | 0 | 0.63819 | 436255
2016-03-11 03:00 | 0 | 0.68979 | 417010
2016-03-11 04:00 | 0 | 0.72062 | 392696
2016-03-11 05:00 | 0 | 0.73362 | 371586
2016-03-11 06:00 | 0 | 0.73718 | 354663
2016-03-11 07:00 | 0 | 0.74358 | 342633
2016-03-11 08:00 | 0 | 0.73419 | 336132
2016-03-11 09:00 | 0 | 0.71302 | 336078
2016-03-11 10:00 | 0 | 0.69687 | 345496
2016-03-11 11:00 | 0 | 0.67986 | 370252
2016-03-11 12:00 | 0 | 0.65794 | 395329
2016-03-11 13:00 | 0.027537 | 0.5264 | 409015
2016-03-11 14:00 | 0.35266 | 0.29915 | 417633
2016-03-11 15:00 | 0.54686 | 0.29885 | 424674
2016-03-11 16:00 | 0.59149 | 0.41632 | 429006
2016-03-11 17:00 | 0.61403 | 0.43081 | 429653
2016-03-11 18:00 | 0.62307 | 0.42286 | 429771
2016-03-11 19:00 | 0.61885 | 0.41301 | 429113
2016-03-11 20:00 | 0.61023 | 0.39996 | 426720
2016-03-11 21:00 | 0.58518 | 0.38128 | 424934
2016-03-11 22:00 | 0.52168 | 0.37134 | 422823
2016-03-11 23:00 | 0.375 | 0.42437 | 424991
2016-03-12 | 0.11124 | 0.53096 | 430809
2016-03-12 01:00 | 0.0025135 | 0.61701 | 428644
2016-03-12 02:00 | 0 | 0.66482 | 417666
2016-03-12 03:00 | 0 | 0.67416 | 404957
2016-03-12 04:00 | 0 | 0.6676 | 382164
2016-03-12 05:00 | 0 | 0.65249 | 364958
2016-03-12 06:00 | 0 | 0.62334 | 350331
2016-03-12 07:00 | 0 | 0.58365 | 338382
2016-03-12 08:00 | 0 | 0.54438 | 331415
2016-03-12 09:00 | 0 | 0.51009 | 328871
2016-03-12 10:00 | 0 | 0.48058 | 331181
2016-03-12 11:00 | 0 | 0.4569 | 337640
2016-03-12 12:00 | 0 | 0.44758 | 348302
2016-03-12 13:00 | 0.023242 | 0.36409 | 362752
2016-03-12 14:00 | 0.32009 | 0.2262 | 377676
2016-03-12 15:00 | 0.64697 | 0.21573 | 388255
2016-03-12 16:00 | 0.73455 | 0.3161 | 393475
2016-03-12 17:00 | 0.74591 | 0.37515 | 394458
2016-03-12 18:00 | 0.73438 | 0.39995 | 393388
2016-03-12 19:00 | 0.72344 | 0.41762 | 391365
2016-03-12 20:00 | 0.72624 | 0.43593 | 390385
2016-03-12 21:00 | 0.72403 | 0.46079 | 390775
2016-03-12 22:00 | 0.68047 | 0.50617 | 392732
2016-03-12 23:00 | 0.54183 | 0.58661 | 399719
2016-03-13 | 0.1955 | 0.70168 | 407436
2016-03-13 01:00 | 0.0037235 | 0.73542 | 406516
2016-03-13 02:00 | 0 | 0.72832 | 398876
2016-03-13 03:00 | 0 | 0.71238 | 386291
2016-03-13 04:00 | 0 | 0.69139 | 368389
2016-03-13 05:00 | 0 | 0.67363 | 351061
2016-03-13 06:00 | 0 | 0.65319 | 337314
2016-03-13 07:00 | 0 | 0.63266 | 327141
2016-03-13 08:00 | 0 | 0.60946 | 320515
2016-03-13 09:00 | 0 | 0.59104 | 318901
2016-03-13 10:00 | 0 | 0.57662 | 322082
2016-03-13 11:00 | 0 | 0.56483 | 327898
2016-03-13 12:00 | 0 | 0.5569 | 336578
2016-03-13 13:00 | 0.038929 | 0.48819 | 349873
2016-03-13 14:00 | 0.38529 | 0.34702 | 364303
2016-03-13 15:00 | 0.64333 | 0.39527 | 374745
2016-03-13 16:00 | 0.69867 | 0.45426 | 383345
2016-03-13 17:00 | 0.70543 | 0.4422 | 389604
2016-03-13 18:00 | 0.69184 | 0.41204 | 392033
2016-03-13 19:00 | 0.67866 | 0.37987 | 392600
2016-03-13 20:00 | 0.67323 | 0.34786 | 394457
2016-03-13 21:00 | 0.6546 | 0.31132 | 398498
2016-03-13 22:00 | 0.60037 | 0.27136 | 402033
2016-03-13 23:00 | 0.43451 | 0.27713 | 407399
2016-03-14 | 0.14794 | 0.31482 | 415290
2016-03-14 01:00 | 0.0027356 | 0.30293 | 416415
2016-03-14 02:00 | 0 | 0.29092 | 404724
2016-03-14 03:00 | 0 | 0.29471 | 385037
2016-03-14 04:00 | 0 | 0.328 | 361989
2016-03-14 05:00 | 0 | 0.37479 | 343022
2016-03-14 06:00 | 0 | 0.42008 | 331889
2016-03-14 07:00 | 0 | 0.45851 | 325049
2016-03-14 08:00 | 0 | 0.48875 | 326183
2016-03-14 09:00 | 0 | 0.49678 | 338931
2016-03-14 10:00 | 0 | 0.48907 | 362356
2016-03-14 11:00 | 0 | 0.47805 | 391876
2016-03-14 12:00 | 0 | 0.4737 | 409185
2016-03-14 13:00 | 0.053779 | 0.4269 | 420455
2016-03-14 14:00 | 0.43357 | 0.27303 | 429944
2016-03-14 15:00 | 0.69362 | 0.29614 | 437125
2016-03-14 16:00 | 0.75528 | 0.40314 | 440561
2016-03-14 17:00 | 0.75408 | 0.4741 | 443657
2016-03-14 18:00 | 0.74156 | 0.52224 | 446603
2016-03-14 19:00 | 0.73278 | 0.56116 | 448872
2016-03-14 20:00 | 0.73783 | 0.58736 | 450737
2016-03-14 21:00 | 0.74096 | 0.60931 | 452592
2016-03-14 22:00 | 0.70591 | 0.63172 | 452529
2016-03-14 23:00 | 0.56412 | 0.71782 | 452786
2016-03-15 | 0.24784 | 0.78369 | 455067
2016-03-15 01:00 | 0.0061384 | 0.82067 | 447983
2016-03-15 02:00 | 0 | 0.83519 | 428966
2016-03-15 03:00 | 0 | 0.83807 | 406413
2016-03-15 04:00 | 0 | 0.82654 | 382353
2016-03-15 05:00 | 0 | 0.82008 | 362173
2016-03-15 06:00 | 0 | 0.81076 | 348585
2016-03-15 07:00 | 0 | 0.79627 | 339980
2016-03-15 08:00 | 0 | 0.78189 | 339086
2016-03-15 09:00 | 0 | 0.77934 | 347259
2016-03-15 10:00 | 0 | 0.77455 | 373132
2016-03-15 11:00 | 0 | 0.77782 | 400253
2016-03-15 12:00 | 0 | 0.7734 | 413051
2016-03-15 13:00 | 0.053515 | 0.6574 | 421080
2016-03-15 14:00 | 0.47503 | 0.60562 | 429798
2016-03-15 15:00 | 0.73549 | 0.74608 | 434747
2016-03-15 16:00 | 0.7801 | 0.77564 | 438744
2016-03-15 17:00 | 0.77681 | 0.79015 | 442489
2016-03-15 18:00 | 0.76364 | 0.79969 | 445272
2016-03-15 19:00 | 0.75486 | 0.81184 | 447216
2016-03-15 20:00 | 0.758 | 0.82153 | 450355
2016-03-15 21:00 | 0.74916 | 0.8125 | 453096
2016-03-15 22:00 | 0.70144 | 0.77998 | 451827
2016-03-15 23:00 | 0.55984 | 0.74618 | 453300
2016-03-16 | 0.24383 | 0.76933 | 457078
2016-03-16 01:00 | 0.0086333 | 0.7697 | 450176
2016-03-16 02:00 | 0 | 0.75443 | 429895
2016-03-16 03:00 | 0 | 0.73482 | 405990
2016-03-16 04:00 | 0 | 0.71702 | 381536
2016-03-16 05:00 | 0 | 0.70932 | 362804
2016-03-16 06:00 | 0 | 0.70321 | 348463
2016-03-16 07:00 | 0 | 0.69643 | 340052
2016-03-16 08:00 | 0 | 0.69303 | 338483
2016-03-16 09:00 | 0 | 0.69117 | 347356
2016-03-16 10:00 | 0 | 0.68905 | 373130
2016-03-16 11:00 | 0 | 0.68594 | 399637
2016-03-16 12:00 | 0 | 0.677 | 411341
2016-03-16 13:00 | 0.05746 | 0.53087 | 418427
2016-03-16 14:00 | 0.47333 | 0.45518 | 426785
2016-03-16 15:00 | 0.79082 | 0.59434 | 430950
2016-03-16 16:00 | 0.82335 | 0.64398 | 433247
2016-03-16 17:00 | 0.81053 | 0.6515 | 436321
2016-03-16 18:00 | 0.79263 | 0.65144 | 440033
2016-03-16 19:00 | 0.77978 | 0.65346 | 441359
2016-03-16 20:00 | 0.78613 | 0.66255 | 442901
2016-03-16 21:00 | 0.78933 | 0.66644 | 445026
2016-03-16 22:00 | 0.75862 | 0.66123 | 443029
2016-03-16 23:00 | 0.60435 | 0.66257 | 444337
2016-03-17 | 0.2644 | 0.7068 | 450102
2016-03-17 01:00 | 0.0085605 | 0.74223 | 443752
2016-03-17 02:00 | 0 | 0.74649 | 425098
2016-03-17 03:00 | 0 | 0.71685 | 401834
2016-03-17 04:00 | 0 | 0.6628 | 379767
2016-03-17 05:00 | 0 | 0.61791 | 360361
2016-03-17 06:00 | 0 | 0.58389 | 347411
2016-03-17 07:00 | 0 | 0.56232 | 339963
2016-03-17 08:00 | 0 | 0.5424 | 339724
2016-03-17 09:00 | 0 | 0.52689 | 349694
2016-03-17 10:00 | 0 | 0.52401 | 376622
2016-03-17 11:00 | 0 | 0.51729 | 404862
2016-03-17 12:00 | 0 | 0.50015 | 416193
2016-03-17 13:00 | 0.099731 | 0.3482 | 422526
2016-03-17 14:00 | 0.47875 | 0.33009 | 428195
2016-03-17 15:00 | 0.79725 | 0.39627 | 431071
2016-03-17 16:00 | 0.82237 | 0.42243 | 431928
2016-03-17 17:00 | 0.80911 | 0.42359 | 433473
2016-03-17 18:00 | 0.79026 | 0.42043 | 433891
2016-03-17 19:00 | 0.77655 | 0.42063 | 433058
2016-03-17 20:00 | 0.78154 | 0.42222 | 432969
2016-03-17 21:00 | 0.78272 | 0.42391 | 433016
2016-03-17 22:00 | 0.748 | 0.42424 | 431528
2016-03-17 23:00 | 0.59449 | 0.43865 | 434635
2016-03-18 | 0.27421 | 0.49087 | 442171
2016-03-18 01:00 | 0.011316 | 0.51785 | 436010
2016-03-18 02:00 | 0 | 0.52282 | 419733
2016-03-18 03:00 | 0 | 0.51717 | 399149
2016-03-18 04:00 | 0 | 0.49515 | 378574
2016-03-18 05:00 | 0 | 0.4512 | 361172
2016-03-18 06:00 | 0 | 0.40726 | 348755
2016-03-18 07:00 | 0 | 0.37703 | 341577
2016-03-18 08:00 | 0 | 0.36461 | 341671
2016-03-18 09:00 | 0 | 0.35825 | 352041
2016-03-18 10:00 | 0 | 0.35313 | 378131
2016-03-18 11:00 | 0 | 0.34973 | 405393
2016-03-18 12:00 | 0 | 0.34107 | 416764
2016-03-18 13:00 | 0.072862 | 0.32077 | 422899
2016-03-18 14:00 | 0.43518 | 0.39003 | 428495
2016-03-18 15:00 | 0.75057 | 0.40952 | 430735
2016-03-18 16:00 | 0.79603 | 0.40156 | 430355
2016-03-18 17:00 | 0.80112 | 0.39095 | 430978
2016-03-18 18:00 | 0.79018 | 0.38826 | 430776
2016-03-18 19:00 | 0.78163 | 0.39922 | 429869
2016-03-18 20:00 | 0.79105 | 0.42106 | 427879
2016-03-18 21:00 | 0.79668 | 0.44126 | 426015
2016-03-18 22:00 | 0.76915 | 0.45503 | 423443
2016-03-18 23:00 | 0.62519 | 0.46091 | 426392
2016-03-19 | 0.27656 | 0.46484 | 431619
2016-03-19 01:00 | 0.012481 | 0.44399 | 426822
2016-03-19 02:00 | 0 | 0.41875 | 415031
2016-03-19 03:00 | 0 | 0.39998 | 397357
2016-03-19 04:00 | 0 | 0.37616 | 378153
2016-03-19 05:00 | 0 | 0.35257 | 362685
2016-03-19 06:00 | 0 | 0.33756 | 350609
2016-03-19 07:00 | 0 | 0.32685 | 342841
2016-03-19 08:00 | 0 | 0.32 | 340170
2016-03-19 09:00 | 0 | 0.31336 | 342388
2016-03-19 10:00 | 0 | 0.31341 | 351318
2016-03-19 11:00 | 0 | 0.31294 | 364242
2016-03-19 12:00 | 0 | 0.30395 | 379072
2016-03-19 13:00 | 0.11509 | 0.23649 | 393999
2016-03-19 14:00 | 0.4876 | 0.28939 | 404444
2016-03-19 15:00 | 0.77915 | 0.30229 | 407591
2016-03-19 16:00 | 0.81643 | 0.29401 | 406100
2016-03-19 17:00 | 0.81595 | 0.29552 | 401953
2016-03-19 18:00 | 0.79944 | 0.30878 | 396743
2016-03-19 19:00 | 0.78565 | 0.32631 | 392100
2016-03-19 20:00 | 0.78846 | 0.34131 | 390815
2016-03-19 21:00 | 0.78527 | 0.35024 | 392401
2016-03-19 22:00 | 0.74493 | 0.34812 | 394474
2016-03-19 23:00 | 0.57647 | 0.33534 | 401004
2016-03-20 | 0.25255 | 0.40094 | 411271
2016-03-20 01:00 | 0.013666 | 0.46782 | 411596
2016-03-20 02:00 | 0 | 0.46235 | 403284
2016-03-20 03:00 | 0 | 0.43094 | 390083
2016-03-20 04:00 | 0 | 0.39478 | 375309
2016-03-20 05:00 | 0 | 0.37225 | 362490
2016-03-20 06:00 | 0 | 0.3551 | 352719
2016-03-20 07:00 | 0 | 0.34449 | 346932
2016-03-20 08:00 | 0 | 0.3403 | 344382
2016-03-20 09:00 | 0 | 0.33353 | 347241
2016-03-20 10:00 | 0 | 0.32019 | 354367
2016-03-20 11:00 | 0 | 0.30562 | 366569
2016-03-20 12:00 | 0 | 0.27782 | 380362
2016-03-20 13:00 | 0.10565 | 0.1628 | 392900
2016-03-20 14:00 | 0.47482 | 0.13865 | 399596
2016-03-20 15:00 | 0.7565 | 0.11809 | 400534
2016-03-20 16:00 | 0.82762 | 0.10343 | 400810
2016-03-20 17:00 | 0.82344 | 0.088605 | 400102
2016-03-20 18:00 | 0.80854 | 0.080349 | 397444
2016-03-20 19:00 | 0.7974 | 0.078568 | 395478
2016-03-20 20:00 | 0.8028 | 0.079986 | 395877
2016-03-20 21:00 | 0.80291 | 0.080602 | 399662
2016-03-20 22:00 | 0.77442 | 0.076762 | 405572
2016-03-20 23:00 | 0.62439 | 0.10153 | 416082
2016-03-21 | 0.28832 | 0.2049 | 427870
2016-03-21 01:00 | 0.013208 | 0.37275 | 429768
2016-03-21 02:00 | 0 | 0.51933 | 419224
2016-03-21 03:00 | 0 | 0.60119 | 404100
2016-03-21 04:00 | 0 | 0.65206 | 386926
2016-03-21 05:00 | 0 | 0.67689 | 374439
2016-03-21 06:00 | 0 | 0.68924 | 366584
2016-03-21 07:00 | 0 | 0.70114 | 363565
2016-03-21 08:00 | 0 | 0.70856 | 367334
2016-03-21 09:00 | 0 | 0.69639 | 382061
2016-03-21 10:00 | 0 | 0.67715 | 414117
2016-03-21 11:00 | 0 | 0.66263 | 446242
2016-03-21 12:00 | 0 | 0.63804 | 459193
2016-03-21 13:00 | 0.084603 | 0.45243 | 458799
2016-03-21 14:00 | 0.47507 | 0.3878 | 454396
2016-03-21 15:00 | 0.67852 | 0.5317 | 448158
2016-03-21 16:00 | 0.73233 | 0.56957 | 440472
2016-03-21 17:00 | 0.73682 | 0.60291 | 433201
2016-03-21 18:00 | 0.72393 | 0.62105 | 426170
2016-03-21 19:00 | 0.71196 | 0.62974 | 420613
2016-03-21 20:00 | 0.70515 | 0.6337 | 417130
2016-03-21 21:00 | 0.68263 | 0.64065 | 417140
2016-03-21 22:00 | 0.61868 | 0.65108 | 419473
2016-03-21 23:00 | 0.48144 | 0.72125 | 429597
2016-03-22 | 0.20562 | 0.80819 | 443841
2016-03-22 01:00 | 0.013768 | 0.82556 | 443516
2016-03-22 02:00 | 0 | 0.80536 | 429343
2016-03-22 03:00 | 0 | 0.77631 | 409902
2016-03-22 04:00 | 0 | 0.75002 | 391147
2016-03-22 05:00 | 0 | 0.72676 | 378205
2016-03-22 06:00 | 0 | 0.71103 | 369958
2016-03-22 07:00 | 0 | 0.69644 | 367249
2016-03-22 08:00 | 0 | 0.67779 | 370148
2016-03-22 09:00 | 0 | 0.64854 | 384088
2016-03-22 10:00 | 0 | 0.62374 | 415444
2016-03-22 11:00 | 0 | 0.60372 | 444966
2016-03-22 12:00 | 0 | 0.58099 | 452497
2016-03-22 13:00 | 0.06923 | 0.48642 | 447072
2016-03-22 14:00 | 0.39707 | 0.41342 | 440164
2016-03-22 15:00 | 0.6225 | 0.40253 | 433376
2016-03-22 16:00 | 0.70842 | 0.42884 | 426274
2016-03-22 17:00 | 0.72425 | 0.44559 | 419962
2016-03-22 18:00 | 0.72324 | 0.45445 | 415490
2016-03-22 19:00 | 0.71969 | 0.472 | 410986
2016-03-22 20:00 | 0.72235 | 0.49698 | 408946
2016-03-22 21:00 | 0.7125 | 0.52396 | 409661
2016-03-22 22:00 | 0.65709 | 0.55496 | 411033
2016-03-22 23:00 | 0.54225 | 0.61616 | 417740
2016-03-23 | 0.27768 | 0.7139 | 429407
2016-03-23 01:00 | 0.024288 | 0.76447 | 427410
2016-03-23 02:00 | 0 | 0.77784 | 412169
2016-03-23 03:00 | 0 | 0.78309 | 392077
2016-03-23 04:00 | 0 | 0.78837 | 371435
2016-03-23 05:00 | 0 | 0.78503 | 355275
2016-03-23 06:00 | 0 | 0.77687 | 344743
2016-03-23 07:00 | 0 | 0.77337 | 338507
2016-03-23 08:00 | 0 | 0.77586 | 340284
2016-03-23 09:00 | 0 | 0.77125 | 351735
2016-03-23 10:00 | 0 | 0.7618 | 379557
2016-03-23 11:00 | 0 | 0.75988 | 406573
2016-03-23 12:00 | 9.67e-08 | 0.75883 | 417572
2016-03-23 13:00 | 0.097658 | 0.7442 | 420523
2016-03-23 14:00 | 0.43713 | 0.74006 | 423590
2016-03-23 15:00 | 0.69325 | 0.75738 | 423947
2016-03-23 16:00 | 0.78223 | 0.75533 | 421960
2016-03-23 17:00 | 0.78927 | 0.74865 | 421085
2016-03-23 18:00 | 0.7785 | 0.74016 | 420827
2016-03-23 19:00 | 0.76859 | 0.73868 | 420457
2016-03-23 20:00 | 0.77106 | 0.74345 | 421559
2016-03-23 21:00 | 0.76589 | 0.74666 | 423750
2016-03-23 22:00 | 0.73655 | 0.74369 | 424144
2016-03-23 23:00 | 0.61953 | 0.74081 | 428453
2016-03-24 | 0.35409 | 0.73479 | 436285
2016-03-24 01:00 | 0.02771 | 0.72463 | 431813
2016-03-24 02:00 | 0 | 0.70202 | 415184
2016-03-24 03:00 | 0 | 0.68986 | 393248
2016-03-24 04:00 | 0 | 0.69006 | 370780
2016-03-24 05:00 | 0 | 0.71397 | 353765
2016-03-24 06:00 | 0 | 0.74072 | 342199
2016-03-24 07:00 | 0 | 0.74874 | 335265
2016-03-24 08:00 | 0 | 0.74416 | 334414
2016-03-24 09:00 | 0 | 0.73375 | 344570
2016-03-24 10:00 | 0 | 0.71309 | 369985
2016-03-24 11:00 | 0 | 0.6831 | 397052
2016-03-24 12:00 | 2.26e-06 | 0.64913 | 410677
2016-03-24 13:00 | 0.12014 | 0.53282 | 417690
2016-03-24 14:00 | 0.51547 | 0.51032 | 424441
2016-03-24 15:00 | 0.81388 | 0.50454 | 426778
2016-03-24 16:00 | 0.85689 | 0.47485 | 426376
2016-03-24 17:00 | 0.85134 | 0.43961 | 425775
2016-03-24 18:00 | 0.83046 | 0.40342 | 424162
2016-03-24 19:00 | 0.81321 | 0.36747 | 422130
2016-03-24 20:00 | 0.81334 | 0.33007 | 421635
2016-03-24 21:00 | 0.8064 | 0.29549 | 422036
2016-03-24 22:00 | 0.76854 | 0.26655 | 421562
2016-03-24 23:00 | 0.64181 | 0.25429 | 424048
2016-03-25 | 0.33885 | 0.33479 | 429148
2016-03-25 01:00 | 0.029002 | 0.42032 | 426822
2016-03-25 02:00 | 0 | 0.49966 | 411393
2016-03-25 03:00 | 0 | 0.55927 | 391348
2016-03-25 04:00 | 0 | 0.58994 | 370618
2016-03-25 05:00 | 0 | 0.59172 | 353765
2016-03-25 06:00 | 0 | 0.57554 | 342034
2016-03-25 07:00 | 0 | 0.55317 | 335251
2016-03-25 08:00 | 0 | 0.53047 | 334299
2016-03-25 09:00 | 0 | 0.51296 | 340714
2016-03-25 10:00 | 0 | 0.50189 | 358380
2016-03-25 11:00 | 0 | 0.50086 | 380796
2016-03-25 12:00 | 4.3e-06 | 0.48732 | 397205
2016-03-25 13:00 | 0.10721 | 0.32589 | 410507
2016-03-25 14:00 | 0.50987 | 0.29951 | 419029
2016-03-25 15:00 | 0.74584 | 0.45695 | 420350
2016-03-25 16:00 | 0.78028 | 0.47915 | 417424
2016-03-25 17:00 | 0.78702 | 0.46711 | 413151
2016-03-25 18:00 | 0.77783 | 0.45696 | 409258
2016-03-25 19:00 | 0.76559 | 0.4523 | 405291
2016-03-25 20:00 | 0.76501 | 0.45435 | 402461
2016-03-25 21:00 | 0.75487 | 0.47036 | 401640
2016-03-25 22:00 | 0.71053 | 0.49718 | 399619
2016-03-25 23:00 | 0.59164 | 0.55468 | 400658
2016-03-26 | 0.32189 | 0.64549 | 407842
2016-03-26 01:00 | 0.030742 | 0.66823 | 406429
2016-03-26 02:00 | 0 | 0.66325 | 396327
2016-03-26 03:00 | 0 | 0.64395 | 381589
2016-03-26 04:00 | 0 | 0.60896 | 365218
2016-03-26 05:00 | 0 | 0.57102 | 350691
2016-03-26 06:00 | 0 | 0.53582 | 340886
2016-03-26 07:00 | 0 | 0.50615 | 333906
2016-03-26 08:00 | 0 | 0.48604 | 331611
2016-03-26 09:00 | 0 | 0.46936 | 334220
2016-03-26 10:00 | 0 | 0.45182 | 342424
2016-03-26 11:00 | 0 | 0.43857 | 354664
2016-03-26 12:00 | 1.08e-05 | 0.40699 | 369423
2016-03-26 13:00 | 0.099074 | 0.34338 | 382245
2016-03-26 14:00 | 0.48158 | 0.35949 | 389687
2016-03-26 15:00 | 0.75002 | 0.35343 | 391379
2016-03-26 16:00 | 0.78258 | 0.31691 | 389794
2016-03-26 17:00 | 0.7895 | 0.27984 | 385681
2016-03-26 18:00 | 0.77981 | 0.25716 | 381045
2016-03-26 19:00 | 0.76697 | 0.24441 | 378689
2016-03-26 20:00 | 0.76149 | 0.2371 | 378613
2016-03-26 21:00 | 0.74797 | 0.23025 | 380015
2016-03-26 22:00 | 0.70987 | 0.2299 | 382175
2016-03-26 23:00 | 0.59783 | 0.254 | 387402
2016-03-27 | 0.34871 | 0.34118 | 397354
2016-03-27 01:00 | 0.032405 | 0.39886 | 397754
2016-03-27 02:00 | 0 | 0.42624 | 389218
2016-03-27 03:00 | 0 | 0.4471 | 375683
2016-03-27 04:00 | 0 | 0.45505 | 359203
2016-03-27 05:00 | 0 | 0.46959 | 343173
2016-03-27 06:00 | 0 | 0.48635 | 331201
2016-03-27 07:00 | 0 | 0.49493 | 323577
2016-03-27 08:00 | 0 | 0.50239 | 320006
2016-03-27 09:00 | 0 | 0.50656 | 321002
2016-03-27 10:00 | 0 | 0.5027 | 326695
2016-03-27 11:00 | 0 | 0.48262 | 335550
2016-03-27 12:00 | 1.96e-05 | 0.44359 | 350038
2016-03-27 13:00 | 0.17421 | 0.2946 | 364893
2016-03-27 14:00 | 0.53376 | 0.22449 | 373526
2016-03-27 15:00 | 0.75593 | 0.22582 | 376118
2016-03-27 16:00 | 0.82464 | 0.20706 | 376696
2016-03-27 17:00 | 0.83248 | 0.18389 | 374050
2016-03-27 18:00 | 0.81661 | 0.17155 | 369424
2016-03-27 19:00 | 0.80371 | 0.1685 | 366593
2016-03-27 20:00 | 0.80266 | 0.1712 | 365917
2016-03-27 21:00 | 0.79372 | 0.17163 | 366194
2016-03-27 22:00 | 0.75906 | 0.16203 | 369738
2016-03-27 23:00 | 0.6291 | 0.14563 | 378549
2016-03-28 | 0.33293 | 0.17874 | 389831
2016-03-28 01:00 | 0.027293 | 0.26863 | 391812
2016-03-28 02:00 | 0 | 0.39423 | 382930
2016-03-28 03:00 | 0 | 0.51946 | 368065
2016-03-28 04:00 | 0 | 0.61095 | 350485
2016-03-28 05:00 | 0 | 0.65118 | 337077
2016-03-28 06:00 | 0 | 0.66844 | 328173
2016-03-28 07:00 | 0 | 0.667 | 323301
2016-03-28 08:00 | 0 | 0.65077 | 324491
2016-03-28 09:00 | 0 | 0.61352 | 337024
2016-03-28 10:00 | 0 | 0.57211 | 363343
2016-03-28 11:00 | 0 | 0.53721 | 392770
2016-03-28 12:00 | 3.59e-05 | 0.49832 | 410892
2016-03-28 13:00 | 0.15934 | 0.28412 | 421543
2016-03-28 14:00 | 0.45115 | 0.16615 | 429601
2016-03-28 15:00 | 0.62947 | 0.25324 | 432761
2016-03-28 16:00 | 0.67901 | 0.3432 | 432650
2016-03-28 17:00 | 0.69209 | 0.36358 | 432249
2016-03-28 18:00 | 0.68845 | 0.36643 | 431364
2016-03-28 19:00 | 0.67649 | 0.37254 | 429831
2016-03-28 20:00 | 0.66255 | 0.38502 | 428490
2016-03-28 21:00 | 0.63301 | 0.40629 | 429216
2016-03-28 22:00 | 0.57622 | 0.44064 | 428639
2016-03-28 23:00 | 0.45245 | 0.53313 | 430926
2016-03-29 | 0.22162 | 0.72946 | 437328
2016-03-29 01:00 | 0.025598 | 0.81475 | 433906
2016-03-29 02:00 | 0 | 0.84275 | 417820
2016-03-29 03:00 | 0 | 0.84903 | 396910
2016-03-29 04:00 | 0 | 0.83263 | 375069
2016-03-29 05:00 | 0 | 0.80619 | 359006
2016-03-29 06:00 | 0 | 0.77068 | 348076
2016-03-29 07:00 | 0 | 0.72998 | 342509
2016-03-29 08:00 | 0 | 0.69392 | 342496
2016-03-29 09:00 | 0 | 0.66328 | 353594
2016-03-29 10:00 | 0 | 0.64833 | 381057
2016-03-29 11:00 | 0 | 0.6392 | 409016
2016-03-29 12:00 | 2.38e-05 | 0.61178 | 421276
2016-03-29 13:00 | 0.11542 | 0.44337 | 426116
2016-03-29 14:00 | 0.42148 | 0.4269 | 430112
2016-03-29 15:00 | 0.63324 | 0.57523 | 429882
2016-03-29 16:00 | 0.69179 | 0.62286 | 426445
2016-03-29 17:00 | 0.7061 | 0.65843 | 423530
2016-03-29 18:00 | 0.6982 | 0.68548 | 419707
2016-03-29 19:00 | 0.68492 | 0.70206 | 414668
2016-03-29 20:00 | 0.66905 | 0.7107 | 411618
2016-03-29 21:00 | 0.63515 | 0.71961 | 410978
2016-03-29 22:00 | 0.55425 | 0.74026 | 411659
2016-03-29 23:00 | 0.4037 | 0.76524 | 416763
2016-03-30 | 0.21613 | 0.77773 | 428876
2016-03-30 01:00 | 0.028195 | 0.77974 | 426869
2016-03-30 02:00 | 0 | 0.7737 | 411229
2016-03-30 03:00 | 0 | 0.76011 | 391943
2016-03-30 04:00 | 0 | 0.73758 | 373299
2016-03-30 05:00 | 0 | 0.71201 | 358903
2016-03-30 06:00 | 0 | 0.68761 | 348692
2016-03-30 07:00 | 0 | 0.65931 | 343985
2016-03-30 08:00 | 0 | 0.64154 | 345324
2016-03-30 09:00 | 0 | 0.63297 | 354962
2016-03-30 10:00 | 0 | 0.63587 | 382679
2016-03-30 11:00 | 0 | 0.63763 | 409373
2016-03-30 12:00 | 2.25e-05 | 0.62837 | 419980
2016-03-30 13:00 | 0.11639 | 0.51875 | 423396
2016-03-30 14:00 | 0.4599 | 0.48637 | 425989
2016-03-30 15:00 | 0.70717 | 0.50785 | 425878
2016-03-30 16:00 | 0.7562 | 0.53168 | 423641
2016-03-30 17:00 | 0.75533 | 0.5393 | 422023
2016-03-30 18:00 | 0.74534 | 0.54699 | 419795
2016-03-30 19:00 | 0.73461 | 0.54985 | 420096
2016-03-30 20:00 | 0.73137 | 0.55505 | 419362
2016-03-30 21:00 | 0.71963 | 0.56184 | 420230
2016-03-30 22:00 | 0.68629 | 0.5592 | 421131
2016-03-30 23:00 | 0.57512 | 0.56433 | 425611
2016-03-31 | 0.33737 | 0.60333 | 434380
2016-03-31 01:00 | 0.048423 | 0.61564 | 429456
2016-03-31 02:00 | 0 | 0.61699 | 412312
2016-03-31 03:00 | 0 | 0.62069 | 392062
2016-03-31 04:00 | 0 | 0.62931 | 370608
2016-03-31 05:00 | 0 | 0.63467 | 354013
2016-03-31 06:00 | 0 | 0.63147 | 341985
2016-03-31 07:00 | 0 | 0.61948 | 334931
2016-03-31 08:00 | 0 | 0.61723 | 334585
2016-03-31 09:00 | 0 | 0.60244 | 343135
2016-03-31 10:00 | 0 | 0.58083 | 366257
2016-03-31 11:00 | 0 | 0.56716 | 392250
2016-03-31 12:00 | 8.57e-05 | 0.54355 | 405935
2016-03-31 13:00 | 0.17681 | 0.48078 | 415097
2016-03-31 14:00 | 0.51824 | 0.55387 | 424306
2016-03-31 15:00 | 0.7487 | 0.57016 | 429177
2016-03-31 16:00 | 0.80985 | 0.57258 | 430678
2016-03-31 17:00 | 0.80772 | 0.57002 | 432261
2016-03-31 18:00 | 0.78671 | 0.56939 | 433513
2016-03-31 19:00 | 0.76381 | 0.57165 | 433019
2016-03-31 20:00 | 0.74799 | 0.57893 | 433947
2016-03-31 21:00 | 0.7194 | 0.58571 | 435573
2016-03-31 22:00 | 0.65811 | 0.59 | 434337
2016-03-31 23:00 | 0.53924 | 0.58517 | 435426
2016-04-01 | 0.31714 | 0.5966 | 439296
2016-04-01 01:00 | 0.051001 | 0.65921 | 434590
2016-04-01 02:00 | 1.72e-07 | 0.67166 | 417220
2016-04-01 03:00 | 0 | 0.65244 | 396361
2016-04-01 04:00 | 0 | 0.63952 | 373765
2016-04-01 05:00 | 0 | 0.62403 | 355606
2016-04-01 06:00 | 0 | 0.60046 | 342598
2016-04-01 07:00 | 0 | 0.5832 | 334101
2016-04-01 08:00 | 0 | 0.56041 | 332912
2016-04-01 09:00 | 0 | 0.54163 | 340789
2016-04-01 10:00 | 0 | 0.53431 | 363022
2016-04-01 11:00 | 0 | 0.52717 | 389519
2016-04-01 12:00 | 2.88e-05 | 0.48394 | 404981
2016-04-01 13:00 | 0.11849 | 0.42564 | 416209
2016-04-01 14:00 | 0.50643 | 0.53191 | 425683
2016-04-01 15:00 | 0.71205 | 0.55328 | 430139
2016-04-01 16:00 | 0.80358 | 0.53229 | 430453
2016-04-01 17:00 | 0.80649 | 0.52367 | 429766
2016-04-01 18:00 | 0.79711 | 0.53685 | 427550
2016-04-01 19:00 | 0.78676 | 0.57278 | 424573
2016-04-01 20:00 | 0.79112 | 0.6198 | 421807
2016-04-01 21:00 | 0.79026 | 0.65705 | 419340
2016-04-01 22:00 | 0.76968 | 0.661 | 415624
2016-04-01 23:00 | 0.66955 | 0.61496 | 414611
2016-04-02 | 0.43002 | 0.58274 | 419217
2016-04-02 01:00 | 0.057277 | 0.61196 | 416423
2016-04-02 02:00 | 4.28e-07 | 0.6101 | 404928
2016-04-02 03:00 | 0 | 0.62194 | 388010
2016-04-02 04:00 | 0 | 0.63792 | 368271
2016-04-02 05:00 | 0 | 0.64176 | 353021
2016-04-02 06:00 | 0 | 0.64462 | 341050
2016-04-02 07:00 | 0 | 0.65186 | 332783
2016-04-02 08:00 | 0 | 0.66623 | 329988
2016-04-02 09:00 | 0 | 0.68346 | 333243
2016-04-02 10:00 | 0 | 0.70578 | 342208
2016-04-02 11:00 | 0 | 0.72345 | 355236
2016-04-02 12:00 | 0.00010103 | 0.70906 | 369959
2016-04-02 13:00 | 0.17573 | 0.4925 | 384596
2016-04-02 14:00 | 0.59396 | 0.37497 | 393724
2016-04-02 15:00 | 0.78576 | 0.42251 | 396754
2016-04-02 16:00 | 0.87259 | 0.47457 | 394001
2016-04-02 17:00 | 0.8741 | 0.45233 | 389895
2016-04-02 18:00 | 0.8589 | 0.41807 | 385511
2016-04-02 19:00 | 0.84832 | 0.3895 | 381717
2016-04-02 20:00 | 0.85337 | 0.37077 | 380927
2016-04-02 21:00 | 0.85416 | 0.35297 | 382002
2016-04-02 22:00 | 0.82824 | 0.33309 | 383591
2016-04-02 23:00 | 0.71102 | 0.29737 | 388056
2016-04-03 | 0.42536 | 0.32238 | 397214
2016-04-03 01:00 | 0.055891 | 0.38622 | 399248
2016-04-03 02:00 | 7.32e-08 | 0.47334 | 390446
2016-04-03 03:00 | 0 | 0.58523 | 377150
2016-04-03 04:00 | 0 | 0.72924 | 361280
2016-04-03 05:00 | 0 | 0.81261 | 347844
2016-04-03 06:00 | 0 | 0.8602 | 338151
2016-04-03 07:00 | 0 | 0.88614 | 332824
2016-04-03 08:00 | 0 | 0.89528 | 331348
2016-04-03 09:00 | 0 | 0.88984 | 333588
2016-04-03 10:00 | 0 | 0.87702 | 341431
2016-04-03 11:00 | 0 | 0.86846 | 351983
2016-04-03 12:00 | 9.98e-05 | 0.83597 | 364633
2016-04-03 13:00 | 0.17905 | 0.57106 | 374386
2016-04-03 14:00 | 0.56789 | 0.42557 | 378868
2016-04-03 15:00 | 0.74745 | 0.56184 | 378196
2016-04-03 16:00 | 0.84739 | 0.65207 | 377267
2016-04-03 17:00 | 0.84977 | 0.6765 | 375638
2016-04-03 18:00 | 0.83207 | 0.68132 | 373692
2016-04-03 19:00 | 0.81972 | 0.68431 | 372138
2016-04-03 20:00 | 0.82077 | 0.68366 | 374893
2016-04-03 21:00 | 0.81629 | 0.68391 | 380097
2016-04-03 22:00 | 0.77984 | 0.67603 | 386300
2016-04-03 23:00 | 0.65318 | 0.67566 | 393963
2016-04-04 | 0.38197 | 0.70953 | 405691
2016-04-04 01:00 | 0.048543 | 0.75585 | 406544
2016-04-04 02:00 | 2.43e-06 | 0.75368 | 393610
2016-04-04 03:00 | 0 | 0.71619 | 376446
2016-04-04 04:00 | 0 | 0.65417 | 357190
2016-04-04 05:00 | 0 | 0.58642 | 342504
2016-04-04 06:00 | 0 | 0.53003 | 332944
2016-04-04 07:00 | 0 | 0.48581 | 327624
2016-04-04 08:00 | 0 | 0.45391 | 328757
2016-04-04 09:00 | 0 | 0.42258 | 342155
2016-04-04 10:00 | 0 | 0.40122 | 371782
2016-04-04 11:00 | 0 | 0.39269 | 399995
2016-04-04 12:00 | 0.00010661 | 0.34851 | 411957
2016-04-04 13:00 | 0.22007 | 0.19413 | 417396
2016-04-04 14:00 | 0.51159 | 0.12219 | 422326
2016-04-04 15:00 | 0.70158 | 0.13833 | 424961
2016-04-04 16:00 | 0.79367 | 0.15075 | 426317
2016-04-04 17:00 | 0.80543 | 0.14297 | 428527
2016-04-04 18:00 | 0.79267 | 0.14008 | 430624
2016-04-04 19:00 | 0.78025 | 0.14504 | 432786
2016-04-04 20:00 | 0.77527 | 0.15647 | 436918
2016-04-04 21:00 | 0.75925 | 0.17012 | 441503
2016-04-04 22:00 | 0.70977 | 0.19388 | 444042
2016-04-04 23:00 | 0.59772 | 0.26271 | 445816
2016-04-05 | 0.35436 | 0.53783 | 451312
2016-04-05 01:00 | 0.058307 | 0.72267 | 446412
2016-04-05 02:00 | 4.72e-06 | 0.80118 | 427575
2016-04-05 03:00 | 0 | 0.83682 | 404221
2016-04-05 04:00 | 0 | 0.85382 | 382051
2016-04-05 05:00 | 0 | 0.85653 | 364334
2016-04-05 06:00 | 0 | 0.84564 | 352651
2016-04-05 07:00 | 0 | 0.82941 | 345982
2016-04-05 08:00 | 0 | 0.81685 | 346231
2016-04-05 09:00 | 0 | 0.79776 | 359065
2016-04-05 10:00 | 0 | 0.78683 | 388043
2016-04-05 11:00 | 0 | 0.78126 | 415330
2016-04-05 12:00 | 0.0001286 | 0.74126 | 425343
2016-04-05 13:00 | 0.20167 | 0.60423 | 429582
2016-04-05 14:00 | 0.55182 | 0.64645 | 433786
2016-04-05 15:00 | 0.74602 | 0.78578 | 434652
2016-04-05 16:00 | 0.83219 | 0.82691 | 433606
2016-04-05 17:00 | 0.82441 | 0.81718 | 433699
2016-04-05 18:00 | 0.80344 | 0.8147 | 433874
2016-04-05 19:00 | 0.78887 | 0.81738 | 434463
2016-04-05 20:00 | 0.78866 | 0.81742 | 436496
2016-04-05 21:00 | 0.78236 | 0.82444 | 440088
2016-04-05 22:00 | 0.74996 | 0.83566 | 442738
2016-04-05 23:00 | 0.63945 | 0.84208 | 446832
2016-04-06 | 0.3941 | 0.85733 | 457670
2016-04-06 01:00 | 0.062109 | 0.85712 | 455270
2016-04-06 02:00 | 8.92e-06 | 0.8534 | 437545
2016-04-06 03:00 | 0 | 0.8522 | 414687
2016-04-06 04:00 | 0 | 0.84169 | 394336
2016-04-06 05:00 | 0 | 0.82836 | 377399
2016-04-06 06:00 | 0 | 0.82141 | 365727
2016-04-06 07:00 | 0 | 0.81901 | 359665
2016-04-06 08:00 | 0 | 0.81459 | 359740
2016-04-06 09:00 | 0 | 0.8111 | 370546
2016-04-06 10:00 | 0 | 0.80653 | 398678
2016-04-06 11:00 | 0 | 0.80685 | 423477
2016-04-06 12:00 | 0.00015019 | 0.78205 | 429642
2016-04-06 13:00 | 0.21234 | 0.66023 | 430930
2016-04-06 14:00 | 0.5942 | 0.75148 | 432890
2016-04-06 15:00 | 0.7966 | 0.7839 | 432338
2016-04-06 16:00 | 0.86568 | 0.77144 | 430134
2016-04-06 17:00 | 0.87043 | 0.76529 | 429355
2016-04-06 18:00 | 0.85462 | 0.7634 | 429714
2016-04-06 19:00 | 0.84124 | 0.76361 | 429632
2016-04-06 20:00 | 0.84157 | 0.76229 | 432251
2016-04-06 21:00 | 0.83644 | 0.75296 | 435366
2016-04-06 22:00 | 0.80668 | 0.72749 | 438344
2016-04-06 23:00 | 0.68773 | 0.6696 | 443182
2016-04-07 | 0.41791 | 0.62558 | 448526
2016-04-07 01:00 | 0.058264 | 0.57415 | 443024
2016-04-07 02:00 | 9.22e-06 | 0.54059 | 424750
2016-04-07 03:00 | 0 | 0.54152 | 401619
2016-04-07 04:00 | 0 | 0.57265 | 378658
2016-04-07 05:00 | 0 | 0.61934 | 361094
2016-04-07 06:00 | 0 | 0.67869 | 348949
2016-04-07 07:00 | 0 | 0.71883 | 342122
2016-04-07 08:00 | 0 | 0.73334 | 341886
2016-04-07 09:00 | 0 | 0.74586 | 350117
2016-04-07 10:00 | 0 | 0.7553 | 376991
2016-04-07 11:00 | 0 | 0.75134 | 403392
2016-04-07 12:00 | 0.00018077 | 0.70288 | 414841
2016-04-07 13:00 | 0.18455 | 0.51539 | 421774
2016-04-07 14:00 | 0.45268 | 0.57038 | 428430
2016-04-07 15:00 | 0.61169 | 0.67892 | 431891
2016-04-07 16:00 | 0.69391 | 0.69699 | 433514
2016-04-07 17:00 | 0.71785 | 0.69419 | 435105
2016-04-07 18:00 | 0.71653 | 0.69293 | 436583
2016-04-07 19:00 | 0.70349 | 0.69456 | 438358
2016-04-07 20:00 | 0.69156 | 0.69829 | 441584
2016-04-07 21:00 | 0.66178 | 0.70206 | 444346
2016-04-07 22:00 | 0.59484 | 0.70377 | 443858
2016-04-07 23:00 | 0.46479 | 0.70405 | 443415
2016-04-08 | 0.26294 | 0.73273 | 447159
2016-04-08 01:00 | 0.034304 | 0.81498 | 442404
2016-04-08 02:00 | 6.17e-06 | 0.79935 | 424868
2016-04-08 03:00 | 0 | 0.74673 | 402749
2016-04-08 04:00 | 0 | 0.66113 | 380965
2016-04-08 05:00 | 0 | 0.57212 | 363625
2016-04-08 06:00 | 0 | 0.49886 | 351875
2016-04-08 07:00 | 0 | 0.45246 | 345250
2016-04-08 08:00 | 0 | 0.42976 | 345398
2016-04-08 09:00 | 0 | 0.41255 | 355321
2016-04-08 10:00 | 0 | 0.40299 | 380433
2016-04-08 11:00 | 0 | 0.40403 | 404672
2016-04-08 12:00 | 0.00019621 | 0.37346 | 414752
2016-04-08 13:00 | 0.13043 | 0.28726 | 420576
2016-04-08 14:00 | 0.32893 | 0.35974 | 426123
2016-04-08 15:00 | 0.47923 | 0.40847 | 429033
2016-04-08 16:00 | 0.56504 | 0.40638 | 428742
2016-04-08 17:00 | 0.60355 | 0.39529 | 428449
2016-04-08 18:00 | 0.60945 | 0.38606 | 428302
2016-04-08 19:00 | 0.60158 | 0.37855 | 426825
2016-04-08 20:00 | 0.58587 | 0.3712 | 426716
2016-04-08 21:00 | 0.54238 | 0.36412 | 426130
2016-04-08 22:00 | 0.47103 | 0.35499 | 423852
2016-04-08 23:00 | 0.34663 | 0.34678 | 422141
2016-04-09 | 0.18013 | 0.40102 | 427867
2016-04-09 01:00 | 0.017252 | 0.58222 | 426624
2016-04-09 02:00 | 9.18e-08 | 0.65128 | 415274
2016-04-09 03:00 | 0 | 0.6558 | 399143
2016-04-09 04:00 | 0 | 0.62961 | 381061
2016-04-09 05:00 | 0 | 0.60126 | 367048
2016-04-09 06:00 | 0 | 0.58213 | 356187
2016-04-09 07:00 | 0 | 0.56636 | 349844
2016-04-09 08:00 | 0 | 0.55456 | 347363
2016-04-09 09:00 | 0 | 0.53678 | 351170
2016-04-09 10:00 | 0 | 0.52376 | 359217
2016-04-09 11:00 | 0 | 0.51988 | 369960
2016-04-09 12:00 | 0.0002203 | 0.50067 | 383239
2016-04-09 13:00 | 0.16668 | 0.49479 | 394503
2016-04-09 14:00 | 0.43552 | 0.50625 | 402159
2016-04-09 15:00 | 0.61325 | 0.53502 | 404535
2016-04-09 16:00 | 0.6776 | 0.56914 | 403425
2016-04-09 17:00 | 0.68742 | 0.60684 | 401764
2016-04-09 18:00 | 0.68223 | 0.64243 | 399211
2016-04-09 19:00 | 0.67524 | 0.67793 | 396576
2016-04-09 20:00 | 0.66736 | 0.70616 | 396480
2016-04-09 21:00 | 0.6397 | 0.73082 | 396600
2016-04-09 22:00 | 0.57814 | 0.74874 | 397334
2016-04-09 23:00 | 0.46216 | 0.76334 | 400185
2016-04-10 | 0.26481 | 0.82262 | 410290
2016-04-10 01:00 | 0.025691 | 0.88353 | 412863
2016-04-10 02:00 | 1.24e-07 | 0.91312 | 404305
2016-04-10 03:00 | 0 | 0.91207 | 391068
2016-04-10 04:00 | 0 | 0.8937 | 376051
2016-04-10 05:00 | 0 | 0.87162 | 363926
2016-04-10 06:00 | 0 | 0.84217 | 354621
2016-04-10 07:00 | 0 | 0.81261 | 348915
2016-04-10 08:00 | 0 | 0.78544 | 347315
2016-04-10 09:00 | 0 | 0.76987 | 348954
2016-04-10 10:00 | 0 | 0.75326 | 354885
2016-04-10 11:00 | 0 | 0.73253 | 362477
2016-04-10 12:00 | 0.0004577 | 0.64839 | 371109
2016-04-10 13:00 | 0.21617 | 0.51696 | 379666
2016-04-10 14:00 | 0.47058 | 0.58866 | 385109
2016-04-10 15:00 | 0.64559 | 0.62437 | 386806
2016-04-10 16:00 | 0.70336 | 0.61651 | 388802
2016-04-10 17:00 | 0.70245 | 0.59713 | 388882
2016-04-10 18:00 | 0.68632 | 0.5822 | 388785
2016-04-10 19:00 | 0.66099 | 0.57585 | 388616
2016-04-10 20:00 | 0.63296 | 0.57706 | 391078
2016-04-10 21:00 | 0.5837 | 0.58005 | 395313
2016-04-10 22:00 | 0.49806 | 0.58817 | 399719
2016-04-10 23:00 | 0.37786 | 0.61608 | 405711
2016-04-11 | 0.20409 | 0.68183 | 416358
2016-04-11 01:00 | 0.041129 | 0.72508 | 415376
2016-04-11 02:00 | 1.79e-06 | 0.69799 | 401510
2016-04-11 03:00 | 0 | 0.65286 | 383794
2016-04-11 04:00 | 0 | 0.62684 | 365234
2016-04-11 05:00 | 0 | 0.6089 | 350424
2016-04-11 06:00 | 0 | 0.60477 | 340447
2016-04-11 07:00 | 0 | 0.58893 | 335183
2016-04-11 08:00 | 0 | 0.57633 | 337219
2016-04-11 09:00 | 0 | 0.5399 | 348728
2016-04-11 10:00 | 0 | 0.49536 | 376332
2016-04-11 11:00 | 0 | 0.4863 | 402260
2016-04-11 12:00 | 0.0003739 | 0.42693 | 414026
2016-04-11 13:00 | 0.20326 | 0.42161 | 421216
2016-04-11 14:00 | 0.48129 | 0.46264 | 427489
2016-04-11 15:00 | 0.67303 | 0.45591 | 430492
2016-04-11 16:00 | 0.74956 | 0.42682 | 430721
2016-04-11 17:00 | 0.75109 | 0.39298 | 431134
2016-04-11 18:00 | 0.73532 | 0.36103 | 431481
2016-04-11 19:00 | 0.72218 | 0.33781 | 431842
2016-04-11 20:00 | 0.71725 | 0.32411 | 432855
2016-04-11 21:00 | 0.70064 | 0.31103 | 434795
2016-04-11 22:00 | 0.65612 | 0.29475 | 434879
2016-04-11 23:00 | 0.54715 | 0.27291 | 435622
2016-04-12 | 0.34327 | 0.30642 | 440493
2016-04-12 01:00 | 0.070271 | 0.44416 | 436390
2016-04-12 02:00 | 1.99e-05 | 0.52991 | 419168
2016-04-12 03:00 | 0 | 0.52932 | 396397
2016-04-12 04:00 | 0 | 0.51495 | 375364
2016-04-12 05:00 | 0 | 0.49538 | 357673
2016-04-12 06:00 | 0 | 0.46568 | 345682
2016-04-12 07:00 | 0 | 0.4359 | 339401
2016-04-12 08:00 | 0 | 0.41818 | 339616
2016-04-12 09:00 | 0 | 0.41676 | 349814
2016-04-12 10:00 | 0 | 0.41895 | 376869
2016-04-12 11:00 | 0 | 0.41919 | 402783
2016-04-12 12:00 | 0.00089368 | 0.3705 | 414108
2016-04-12 13:00 | 0.17864 | 0.23714 | 420206
2016-04-12 14:00 | 0.49726 | 0.28421 | 426478
2016-04-12 15:00 | 0.66926 | 0.31718 | 428627
2016-04-12 16:00 | 0.72638 | 0.31635 | 428801
2016-04-12 17:00 | 0.7205 | 0.30342 | 429079
2016-04-12 18:00 | 0.70355 | 0.28778 | 428016
2016-04-12 19:00 | 0.68628 | 0.27533 | 426659
2016-04-12 20:00 | 0.67266 | 0.26442 | 426407
2016-04-12 21:00 | 0.64645 | 0.25433 | 426789
2016-04-12 22:00 | 0.60005 | 0.24895 | 425314
2016-04-12 23:00 | 0.49889 | 0.27171 | 426837
2016-04-13 | 0.33825 | 0.39039 | 437655
2016-04-13 01:00 | 0.085677 | 0.5207 | 436961
2016-04-13 02:00 | 2.04e-05 | 0.54957 | 419995
2016-04-13 03:00 | 0 | 0.54558 | 397238
2016-04-13 04:00 | 0 | 0.53766 | 376195
2016-04-13 05:00 | 0 | 0.5279 | 360619
2016-04-13 06:00 | 0 | 0.51844 | 349758
2016-04-13 07:00 | 0 | 0.49861 | 344004
2016-04-13 08:00 | 0 | 0.47599 | 343734
2016-04-13 09:00 | 0 | 0.45023 | 355247
2016-04-13 10:00 | 0 | 0.41998 | 383845
2016-04-13 11:00 | 0 | 0.39182 | 408309
2016-04-13 12:00 | 0.0020192 | 0.315 | 416018
2016-04-13 13:00 | 0.22167 | 0.15617 | 419496
2016-04-13 14:00 | 0.56059 | 0.13761 | 422022
2016-04-13 15:00 | 0.72045 | 0.20522 | 422677
2016-04-13 16:00 | 0.78642 | 0.22584 | 421635
2016-04-13 17:00 | 0.78653 | 0.22622 | 421421
2016-04-13 18:00 | 0.77901 | 0.23298 | 420318
2016-04-13 19:00 | 0.77395 | 0.24309 | 419147
2016-04-13 20:00 | 0.77322 | 0.2514 | 419580
2016-04-13 21:00 | 0.76472 | 0.25162 | 420450
2016-04-13 22:00 | 0.72679 | 0.25585 | 420714
2016-04-13 23:00 | 0.6212 | 0.29751 | 423466
2016-04-14 | 0.42727 | 0.47007 | 433333
2016-04-14 01:00 | 0.10057 | 0.64702 | 431857
2016-04-14 02:00 | 6.1e-05 | 0.7007 | 415238
2016-04-14 03:00 | 0 | 0.69854 | 393102
2016-04-14 04:00 | 0 | 0.68032 | 373006
2016-04-14 05:00 | 0 | 0.65008 | 358223
2016-04-14 06:00 | 0 | 0.60878 | 347343
2016-04-14 07:00 | 0 | 0.56162 | 341993
2016-04-14 08:00 | 0 | 0.51381 | 341746
2016-04-14 09:00 | 0 | 0.46433 | 352742
2016-04-14 10:00 | 0 | 0.42398 | 380747
2016-04-14 11:00 | 0 | 0.39349 | 404590
2016-04-14 12:00 | 0.0011141 | 0.32985 | 413020
2016-04-14 13:00 | 0.27098 | 0.20115 | 416572
2016-04-14 14:00 | 0.60336 | 0.22237 | 420562
2016-04-14 15:00 | 0.75834 | 0.32117 | 422502
2016-04-14 16:00 | 0.83644 | 0.37763 | 423006
2016-04-14 17:00 | 0.83717 | 0.42074 | 424556
2016-04-14 18:00 | 0.82043 | 0.46297 | 425327
2016-04-14 19:00 | 0.80748 | 0.50692 | 425102
2016-04-14 20:00 | 0.80453 | 0.54742 | 425819
2016-04-14 21:00 | 0.79345 | 0.57883 | 426379
2016-04-14 22:00 | 0.75339 | 0.60199 | 425115
2016-04-14 23:00 | 0.65115 | 0.6402 | 426133
2016-04-15 | 0.43706 | 0.74127 | 434114
2016-04-15 01:00 | 0.111 | 0.83564 | 432498
2016-04-15 02:00 | 7.57e-05 | 0.84661 | 415650
2016-04-15 03:00 | 0 | 0.85185 | 394724
2016-04-15 04:00 | 0 | 0.84843 | 372955
2016-04-15 05:00 | 0 | 0.84553 | 354842
2016-04-15 06:00 | 0 | 0.83761 | 343301
2016-04-15 07:00 | 0 | 0.82272 | 337169
2016-04-15 08:00 | 0 | 0.79571 | 336380
2016-04-15 09:00 | 0 | 0.76189 | 347158
2016-04-15 10:00 | 0 | 0.73294 | 373539
2016-04-15 11:00 | 0 | 0.69513 | 396502
2016-04-15 12:00 | 0.0034037 | 0.58862 | 405688
2016-04-15 13:00 | 0.16054 | 0.52357 | 412042
2016-04-15 14:00 | 0.49417 | 0.61771 | 416745
2016-04-15 15:00 | 0.66086 | 0.66046 | 418833
2016-04-15 16:00 | 0.71855 | 0.64688 | 418523
2016-04-15 17:00 | 0.73569 | 0.63721 | 418123
2016-04-15 18:00 | 0.73355 | 0.64283 | 418358
2016-04-15 19:00 | 0.7183 | 0.65924 | 418101
2016-04-15 20:00 | 0.70388 | 0.67938 | 417358
2016-04-15 21:00 | 0.67667 | 0.69481 | 416596
2016-04-15 22:00 | 0.62613 | 0.701 | 413276
2016-04-15 23:00 | 0.53397 | 0.7115 | 410671
2016-04-16 | 0.37749 | 0.75017 | 414985
2016-04-16 01:00 | 0.12231 | 0.76881 | 414242
2016-04-16 02:00 | 0.00010106 | 0.75455 | 400649
2016-04-16 03:00 | 0 | 0.7585 | 382895
2016-04-16 04:00 | 0 | 0.75312 | 363855
2016-04-16 05:00 | 0 | 0.74624 | 347496
2016-04-16 06:00 | 0 | 0.73845 | 335417
2016-04-16 07:00 | 0 | 0.72318 | 327825
2016-04-16 08:00 | 0 | 0.71209 | 325337
2016-04-16 09:00 | 0 | 0.69997 | 327933
2016-04-16 10:00 | 0 | 0.68916 | 334746
2016-04-16 11:00 | 0 | 0.67881 | 344307
2016-04-16 12:00 | 0.0018635 | 0.60224 | 357102
2016-04-16 13:00 | 0.16762 | 0.57339 | 369331
2016-04-16 14:00 | 0.49969 | 0.63968 | 378117
2016-04-16 15:00 | 0.68417 | 0.6657 | 382861
2016-04-16 16:00 | 0.77828 | 0.68096 | 385141
2016-04-16 17:00 | 0.79122 | 0.69603 | 384341
2016-04-16 18:00 | 0.78715 | 0.70127 | 383770
2016-04-16 19:00 | 0.77712 | 0.70726 | 384101
2016-04-16 20:00 | 0.76714 | 0.70909 | 385462
2016-04-16 21:00 | 0.73931 | 0.7046 | 387085
2016-04-16 22:00 | 0.69085 | 0.68456 | 388102
2016-04-16 23:00 | 0.5908 | 0.65556 | 388037
2016-04-17 | 0.41113 | 0.65742 | 394464
2016-04-17 01:00 | 0.12968 | 0.66258 | 395190
2016-04-17 02:00 | 0.00012548 | 0.65354 | 384800
2016-04-17 03:00 | 0 | 0.64388 | 369347
2016-04-17 04:00 | 0 | 0.6317 | 351753
2016-04-17 05:00 | 0 | 0.61951 | 335850
2016-04-17 06:00 | 0 | 0.59545 | 324047
2016-04-17 07:00 | 0 | 0.57998 | 316631
2016-04-17 08:00 | 0 | 0.55458 | 313590
2016-04-17 09:00 | 0 | 0.51766 | 314738
2016-04-17 10:00 | 0 | 0.49117 | 318416
2016-04-17 11:00 | 0 | 0.45082 | 324666
2016-04-17 12:00 | 0.0023684 | 0.37376 | 336399
2016-04-17 13:00 | 0.19901 | 0.3534 | 348917
2016-04-17 14:00 | 0.54587 | 0.38593 | 357864
2016-04-17 15:00 | 0.70405 | 0.37404 | 363985
2016-04-17 16:00 | 0.80505 | 0.34147 | 369659
2016-04-17 17:00 | 0.82717 | 0.31923 | 373861
2016-04-17 18:00 | 0.8196 | 0.30737 | 377212
2016-04-17 19:00 | 0.80761 | 0.29301 | 380218
2016-04-17 20:00 | 0.80133 | 0.27275 | 385045
2016-04-17 21:00 | 0.7881 | 0.25564 | 391181
2016-04-17 22:00 | 0.74844 | 0.24939 | 396115
2016-04-17 23:00 | 0.63914 | 0.26376 | 399850
2016-04-18 | 0.43835 | 0.29972 | 409894
2016-04-18 01:00 | 0.13075 | 0.35169 | 410275
2016-04-18 02:00 | 0.00016177 | 0.38179 | 394431
2016-04-18 03:00 | 0 | 0.37136 | 373893
2016-04-18 04:00 | 0 | 0.34897 | 352812
2016-04-18 05:00 | 0 | 0.32591 | 335936
2016-04-18 06:00 | 0 | 0.31165 | 324461
2016-04-18 07:00 | 0 | 0.29576 | 317564
2016-04-18 08:00 | 0 | 0.28894 | 318785
2016-04-18 09:00 | 0 | 0.28546 | 330821
2016-04-18 10:00 | 0 | 0.28392 | 355668
2016-04-18 11:00 | 0 | 0.28355 | 379602
2016-04-18 12:00 | 0.0039937 | 0.25881 | 393054
2016-04-18 13:00 | 0.20565 | 0.26826 | 402340
2016-04-18 14:00 | 0.57841 | 0.26439 | 411514
2016-04-18 15:00 | 0.72253 | 0.24316 | 418575
2016-04-18 16:00 | 0.81743 | 0.23485 | 423926
2016-04-18 17:00 | 0.82913 | 0.23474 | 430108
2016-04-18 18:00 | 0.81733 | 0.24487 | 435650
2016-04-18 19:00 | 0.80246 | 0.25626 | 440894
2016-04-18 20:00 | 0.79279 | 0.25729 | 446123
2016-04-18 21:00 | 0.77718 | 0.24831 | 449708
2016-04-18 22:00 | 0.73503 | 0.24298 | 449607
2016-04-18 23:00 | 0.62733 | 0.24166 | 447482
2016-04-19 | 0.45737 | 0.25322 | 451741
2016-04-19 01:00 | 0.13595 | 0.30336 | 445831
2016-04-19 02:00 | 0.00019696 | 0.32861 | 423020
2016-04-19 03:00 | 0 | 0.32991 | 395905
2016-04-19 04:00 | 0 | 0.31199 | 370617
2016-04-19 05:00 | 0 | 0.28243 | 351081
2016-04-19 06:00 | 0 | 0.25672 | 335723
2016-04-19 07:00 | 0 | 0.22886 | 326292
2016-04-19 08:00 | 0 | 0.20421 | 324772
2016-04-19 09:00 | 0 | 0.18541 | 334201
2016-04-19 10:00 | 0 | 0.17092 | 357981
2016-04-19 11:00 | 0 | 0.16268 | 381298
2016-04-19 12:00 | 0.0025503 | 0.13141 | 394412
2016-04-19 13:00 | 0.19967 | 0.084687 | 403745
2016-04-19 14:00 | 0.51691 | 0.073524 | 412923
2016-04-19 15:00 | 0.70402 | 0.071202 | 420240
2016-04-19 16:00 | 0.78971 | 0.068328 | 426487
2016-04-19 17:00 | 0.80875 | 0.064811 | 433092
2016-04-19 18:00 | 0.8013 | 0.06398 | 439811
2016-04-19 19:00 | 0.79386 | 0.0648 | 444448
2016-04-19 20:00 | 0.79602 | 0.066871 | 449010
2016-04-19 21:00 | 0.78923 | 0.068844 | 451693
2016-04-19 22:00 | 0.7531 | 0.070701 | 450937
2016-04-19 23:00 | 0.65162 | 0.076637 | 448986
2016-04-20 | 0.46275 | 0.11121 | 453335
2016-04-20 01:00 | 0.12176 | 0.1861 | 447800
2016-04-20 02:00 | 0.00020668 | 0.23402 | 425207
2016-04-20 03:00 | 0 | 0.25121 | 398341
2016-04-20 04:00 | 0 | 0.25187 | 373790
2016-04-20 05:00 | 0 | 0.23794 | 354341
2016-04-20 06:00 | 0 | 0.21691 | 338967
2016-04-20 07:00 | 0 | 0.19507 | 329453
2016-04-20 08:00 | 0 | 0.17677 | 327697
2016-04-20 09:00 | 0 | 0.15895 | 335851
2016-04-20 10:00 | 0 | 0.14882 | 359277
2016-04-20 11:00 | 0 | 0.1469 | 381420
2016-04-20 12:00 | 0.0076499 | 0.1287 | 393612
2016-04-20 13:00 | 0.25342 | 0.096273 | 402045
2016-04-20 14:00 | 0.59384 | 0.098729 | 411489
2016-04-20 15:00 | 0.78705 | 0.11934 | 418261
2016-04-20 16:00 | 0.84991 | 0.13554 | 423595
2016-04-20 17:00 | 0.85635 | 0.14932 | 429865
2016-04-20 18:00 | 0.84193 | 0.16239 | 436060
2016-04-20 19:00 | 0.82932 | 0.1747 | 441806
2016-04-20 20:00 | 0.82803 | 0.1867 | 446836
2016-04-20 21:00 | 0.82069 | 0.19561 | 450042
2016-04-20 22:00 | 0.78901 | 0.19791 | 449574
2016-04-20 23:00 | 0.70119 | 0.1966 | 447815
2016-04-21 | 0.51878 | 0.23991 | 452475
2016-04-21 01:00 | 0.14967 | 0.31865 | 446707
2016-04-21 02:00 | 0.00035987 | 0.3468 | 424801
2016-04-21 03:00 | 0 | 0.34644 | 397449
2016-04-21 04:00 | 0 | 0.34975 | 372952
2016-04-21 05:00 | 0 | 0.3716 | 353450
2016-04-21 06:00 | 0 | 0.40424 | 339040
2016-04-21 07:00 | 0 | 0.42997 | 329104
2016-04-21 08:00 | 0 | 0.44773 | 328157
2016-04-21 09:00 | 0 | 0.46039 | 338269
2016-04-21 10:00 | 0 | 0.47882 | 361209
2016-04-21 11:00 | 0 | 0.49419 | 383770
2016-04-21 12:00 | 0.0057635 | 0.4099 | 396389
2016-04-21 13:00 | 0.29094 | 0.24134 | 406990
2016-04-21 14:00 | 0.62382 | 0.25667 | 416456
2016-04-21 15:00 | 0.79042 | 0.34257 | 422710
2016-04-21 16:00 | 0.85117 | 0.34891 | 427217
2016-04-21 17:00 | 0.85791 | 0.33697 | 432716
2016-04-21 18:00 | 0.84725 | 0.32441 | 438091
2016-04-21 19:00 | 0.8392 | 0.31646 | 441494
2016-04-21 20:00 | 0.84043 | 0.31259 | 445199
2016-04-21 21:00 | 0.83705 | 0.30897 | 446943
2016-04-21 22:00 | 0.80688 | 0.3029 | 444527
2016-04-21 23:00 | 0.71734 | 0.2789 | 442859
2016-04-22 | 0.533 | 0.3117 | 447196
2016-04-22 01:00 | 0.14704 | 0.44325 | 441770
2016-04-22 02:00 | 0.00042381 | 0.51347 | 422572
2016-04-22 03:00 | 0 | 0.53304 | 397667
2016-04-22 04:00 | 0 | 0.52236 | 372324
2016-04-22 05:00 | 0 | 0.49208 | 351972
2016-04-22 06:00 | 0 | 0.4536 | 337193
2016-04-22 07:00 | 0 | 0.42063 | 328530
2016-04-22 08:00 | 0 | 0.40198 | 326530
2016-04-22 09:00 | 0 | 0.39325 | 334964
2016-04-22 10:00 | 0 | 0.39244 | 357619
2016-04-22 11:00 | 0 | 0.3901 | 379900
2016-04-22 12:00 | 0.0071985 | 0.31451 | 394673
2016-04-22 13:00 | 0.3186 | 0.16989 | 406988
2016-04-22 14:00 | 0.60393 | 0.15033 | 418460
2016-04-22 15:00 | 0.7448 | 0.18001 | 427657
2016-04-22 16:00 | 0.7991 | 0.18271 | 433658
2016-04-22 17:00 | 0.80224 | 0.18586 | 439032
2016-04-22 18:00 | 0.78745 | 0.1943 | 442216
2016-04-22 19:00 | 0.77165 | 0.20443 | 444884
2016-04-22 20:00 | 0.76142 | 0.2144 | 446311
2016-04-22 21:00 | 0.73514 | 0.2274 | 444810
2016-04-22 22:00 | 0.67917 | 0.25186 | 438929
2016-04-22 23:00 | 0.58154 | 0.29567 | 432558
2016-04-23 | 0.39862 | 0.43193 | 430109
2016-04-23 01:00 | 0.10456 | 0.62344 | 425116
2016-04-23 02:00 | 0.00049221 | 0.71065 | 409918
2016-04-23 03:00 | 0 | 0.75652 | 389115
2016-04-23 04:00 | 0 | 0.77366 | 367121
2016-04-23 05:00 | 0 | 0.77071 | 349095
2016-04-23 06:00 | 0 | 0.75028 | 334518
2016-04-23 07:00 | 0 | 0.72311 | 324061
2016-04-23 08:00 | 0 | 0.70193 | 319655
2016-04-23 09:00 | 0 | 0.67834 | 319973
2016-04-23 10:00 | 0 | 0.65499 | 324738
2016-04-23 11:00 | 0 | 0.63 | 331488
2016-04-23 12:00 | 0.0096494 | 0.52392 | 347734
2016-04-23 13:00 | 0.25063 | 0.35653 | 364929
2016-04-23 14:00 | 0.57485 | 0.43199 | 378609
2016-04-23 15:00 | 0.74431 | 0.51652 | 387838
2016-04-23 16:00 | 0.81847 | 0.5447 | 393458
2016-04-23 17:00 | 0.8291 | 0.56337 | 396452
2016-04-23 18:00 | 0.81604 | 0.59774 | 399233
2016-04-23 19:00 | 0.79841 | 0.63455 | 402836
2016-04-23 20:00 | 0.7816 | 0.66349 | 407198
2016-04-23 21:00 | 0.75219 | 0.68818 | 410530
2016-04-23 22:00 | 0.71268 | 0.71465 | 410579
2016-04-23 23:00 | 0.62931 | 0.7512 | 406408
2016-04-24 | 0.47741 | 0.84247 | 406739
2016-04-24 01:00 | 0.17592 | 0.89203 | 404663
2016-04-24 02:00 | 0.00074589 | 0.90154 | 391475
2016-04-24 03:00 | 0 | 0.8913 | 373773
2016-04-24 04:00 | 0 | 0.87289 | 354686
2016-04-24 05:00 | 0 | 0.85775 | 337640
2016-04-24 06:00 | 0 | 0.83591 | 324491
2016-04-24 07:00 | 0 | 0.8105 | 315498
2016-04-24 08:00 | 0 | 0.79216 | 310594
2016-04-24 09:00 | 0 | 0.77295 | 310897
2016-04-24 10:00 | 0 | 0.75838 | 313017
2016-04-24 11:00 | 0 | 0.74665 | 318226
2016-04-24 12:00 | 0.011006 | 0.66703 | 329266
2016-04-24 13:00 | 0.29857 | 0.58144 | 344458
2016-04-24 14:00 | 0.56469 | 0.66529 | 356787
2016-04-24 15:00 | 0.72925 | 0.67819 | 366344
2016-04-24 16:00 | 0.79101 | 0.65341 | 375208
2016-04-24 17:00 | 0.79658 | 0.6479 | 382701
2016-04-24 18:00 | 0.78882 | 0.66194 | 389327
2016-04-24 19:00 | 0.779 | 0.68083 | 395220
2016-04-24 20:00 | 0.77093 | 0.69499 | 402723
2016-04-24 21:00 | 0.75158 | 0.70051 | 410249
2016-04-24 22:00 | 0.70258 | 0.69428 | 413936
2016-04-24 23:00 | 0.61077 | 0.69223 | 414161
2016-04-25 | 0.43396 | 0.73026 | 419221
2016-04-25 01:00 | 0.09724 | 0.75939 | 417903
2016-04-25 02:00 | 0.00069063 | 0.76252 | 402086
2016-04-25 03:00 | 0 | 0.74899 | 379851
2016-04-25 04:00 | 0 | 0.72886 | 358291
2016-04-25 05:00 | 0 | 0.6888 | 340422
2016-04-25 06:00 | 0 | 0.63805 | 327914
2016-04-25 07:00 | 0 | 0.59171 | 321046
2016-04-25 08:00 | 0 | 0.5499 | 320265
2016-04-25 09:00 | 0 | 0.52819 | 331202
2016-04-25 10:00 | 0 | 0.50264 | 355674
2016-04-25 11:00 | 0 | 0.46591 | 380416
2016-04-25 12:00 | 0.01764 | 0.36329 | 396610
2016-04-25 13:00 | 0.29631 | 0.28968 | 410489
2016-04-25 14:00 | 0.56616 | 0.28986 | 423717
2016-04-25 15:00 | 0.71311 | 0.28298 | 434555
2016-04-25 16:00 | 0.77914 | 0.27234 | 443887
2016-04-25 17:00 | 0.79163 | 0.26921 | 453038
2016-04-25 18:00 | 0.78351 | 0.27642 | 460667
2016-04-25 19:00 | 0.77144 | 0.29149 | 466214
2016-04-25 20:00 | 0.76158 | 0.30964 | 470456
2016-04-25 21:00 | 0.7392 | 0.32216 | 472741
2016-04-25 22:00 | 0.67785 | 0.32751 | 470154
2016-04-25 23:00 | 0.5779 | 0.33725 | 464938
2016-04-26 | 0.41378 | 0.41981 | 465175
2016-04-26 01:00 | 0.12493 | 0.53467 | 459454
2016-04-26 02:00 | 0.001268 | 0.587 | 437277
2016-04-26 03:00 | 0 | 0.59758 | 409994
2016-04-26 04:00 | 0 | 0.59324 | 384049
2016-04-26 05:00 | 0 | 0.57878 | 363833
2016-04-26 06:00 | 0 | 0.55949 | 347623
2016-04-26 07:00 | 0 | 0.53669 | 337973
2016-04-26 08:00 | 0 | 0.51709 | 335367
2016-04-26 09:00 | 0 | 0.48109 | 344432
2016-04-26 10:00 | 0 | 0.44056 | 367887
2016-04-26 11:00 | 0 | 0.41072 | 391180
2016-04-26 12:00 | 0.014274 | 0.34854 | 407178
2016-04-26 13:00 | 0.26721 | 0.3023 | 422235
2016-04-26 14:00 | 0.56552 | 0.33905 | 436334
2016-04-26 15:00 | 0.73781 | 0.35615 | 446619
2016-04-26 16:00 | 0.80133 | 0.35407 | 455231
2016-04-26 17:00 | 0.81021 | 0.35544 | 463553
2016-04-26 18:00 | 0.79895 | 0.36627 | 469707
2016-04-26 19:00 | 0.78243 | 0.38386 | 475374
2016-04-26 20:00 | 0.77053 | 0.39632 | 480460
2016-04-26 21:00 | 0.74548 | 0.39478 | 481605
2016-04-26 22:00 | 0.69276 | 0.37866 | 476490
2016-04-26 23:00 | 0.58956 | 0.38333 | 470285
2016-04-27 | 0.42845 | 0.42896 | 469467
2016-04-27 01:00 | 0.14181 | 0.49773 | 461997
2016-04-27 02:00 | 0.0012923 | 0.53705 | 439067
2016-04-27 03:00 | 0 | 0.54316 | 410842
2016-04-27 04:00 | 0 | 0.53931 | 385976
2016-04-27 05:00 | 0 | 0.53916 | 365813
2016-04-27 06:00 | 0 | 0.54211 | 350619
2016-04-27 07:00 | 0 | 0.53218 | 340552
2016-04-27 08:00 | 0 | 0.53853 | 338420
2016-04-27 09:00 | 0 | 0.56568 | 346567
2016-04-27 10:00 | 0 | 0.58888 | 366914
2016-04-27 11:00 | 0 | 0.59501 | 389260
2016-04-27 12:00 | 0.023292 | 0.5516 | 404052
2016-04-27 13:00 | 0.31643 | 0.52511 | 416117
2016-04-27 14:00 | 0.53942 | 0.58423 | 427951
2016-04-27 15:00 | 0.67323 | 0.61202 | 437301
2016-04-27 16:00 | 0.74035 | 0.6057 | 445005
2016-04-27 17:00 | 0.7567 | 0.59028 | 451967
2016-04-27 18:00 | 0.75508 | 0.58608 | 457457
2016-04-27 19:00 | 0.74545 | 0.58973 | 461254
2016-04-27 20:00 | 0.72937 | 0.59879 | 464324
2016-04-27 21:00 | 0.69474 | 0.59291 | 465915
2016-04-27 22:00 | 0.62665 | 0.56722 | 464293
2016-04-27 23:00 | 0.52085 | 0.52356 | 459867
2016-04-28 | 0.35193 | 0.49274 | 460658
2016-04-28 01:00 | 0.095624 | 0.49606 | 453142
2016-04-28 02:00 | 0.0013888 | 0.4928 | 432540
2016-04-28 03:00 | 0 | 0.50484 | 406442
2016-04-28 04:00 | 0 | 0.50678 | 382221
2016-04-28 05:00 | 0 | 0.49131 | 362038
2016-04-28 06:00 | 0 | 0.46354 | 346774
2016-04-28 07:00 | 0 | 0.43702 | 337582
2016-04-28 08:00 | 0 | 0.42022 | 336250
2016-04-28 09:00 | 0 | 0.39915 | 345488
2016-04-28 10:00 | 0 | 0.38452 | 368035
2016-04-28 11:00 | 0 | 0.37006 | 391846
2016-04-28 12:00 | 0.014173 | 0.28999 | 406902
2016-04-28 13:00 | 0.24201 | 0.26245 | 419282
2016-04-28 14:00 | 0.50442 | 0.28407 | 433056
2016-04-28 15:00 | 0.66935 | 0.28367 | 441684
2016-04-28 16:00 | 0.74484 | 0.26064 | 450834
2016-04-28 17:00 | 0.76018 | 0.24401 | 458772
2016-04-28 18:00 | 0.7536 | 0.23826 | 465420
2016-04-28 19:00 | 0.74027 | 0.24184 | 469346
2016-04-28 20:00 | 0.72525 | 0.24863 | 472165
2016-04-28 21:00 | 0.69368 | 0.25471 | 474195
2016-04-28 22:00 | 0.63591 | 0.26285 | 471519
2016-04-28 23:00 | 0.52276 | 0.27194 | 466295
2016-04-29 | 0.36108 | 0.30407 | 464614
2016-04-29 01:00 | 0.12195 | 0.3825 | 457563
2016-04-29 02:00 | 0.0024963 | 0.41474 | 437103
2016-04-29 03:00 | 0 | 0.40723 | 411991
2016-04-29 04:00 | 0 | 0.38754 | 387942
2016-04-29 05:00 | 0 | 0.36208 | 367523
2016-04-29 06:00 | 0 | 0.33781 | 352398
2016-04-29 07:00 | 0 | 0.31677 | 343479
2016-04-29 08:00 | 0 | 0.29484 | 341591
2016-04-29 09:00 | 0 | 0.27724 | 348117
2016-04-29 10:00 | 0 | 0.27213 | 371354
2016-04-29 11:00 | 0 | 0.27503 | 393813
2016-04-29 12:00 | 0.0095424 | 0.2564 | 409204
2016-04-29 13:00 | 0.25081 | 0.23226 | 422065
2016-04-29 14:00 | 0.53027 | 0.28007 | 435392
2016-04-29 15:00 | 0.66489 | 0.33253 | 444825
2016-04-29 16:00 | 0.73438 | 0.34818 | 451813
2016-04-29 17:00 | 0.73952 | 0.33855 | 458114
2016-04-29 18:00 | 0.72826 | 0.32818 | 462240
2016-04-29 19:00 | 0.71466 | 0.31992 | 463801
2016-04-29 20:00 | 0.70449 | 0.31824 | 463626
2016-04-29 21:00 | 0.6786 | 0.31786 | 460788
2016-04-29 22:00 | 0.62619 | 0.31804 | 453866
2016-04-29 23:00 | 0.52807 | 0.31691 | 445437
2016-04-30 | 0.36264 | 0.33404 | 444156
2016-04-30 01:00 | 0.12503 | 0.4057 | 438874
2016-04-30 02:00 | 0.0028166 | 0.46474 | 422664
2016-04-30 03:00 | 0 | 0.48639 | 402570
2016-04-30 04:00 | 0 | 0.47495 | 381191
2016-04-30 05:00 | 0 | 0.45655 | 362138
2016-04-30 06:00 | 0 | 0.45028 | 347527
2016-04-30 07:00 | 0 | 0.44067 | 338012
2016-04-30 08:00 | 0 | 0.43136 | 332576
2016-04-30 09:00 | 0 | 0.42286 | 332710
2016-04-30 10:00 | 0 | 0.40526 | 336162
2016-04-30 11:00 | 0 | 0.39198 | 344325
2016-04-30 12:00 | 0.017749 | 0.32949 | 359766
2016-04-30 13:00 | 0.30519 | 0.33459 | 376422
2016-04-30 14:00 | 0.58329 | 0.41847 | 389822
2016-04-30 15:00 | 0.71967 | 0.484 | 400099
2016-04-30 16:00 | 0.77078 | 0.50572 | 406119
2016-04-30 17:00 | 0.77142 | 0.51439 | 409523
2016-04-30 18:00 | 0.75743 | 0.51791 | 411456
2016-04-30 19:00 | 0.73805 | 0.5151 | 413469
2016-04-30 20:00 | 0.71673 | 0.50904 | 416757
2016-04-30 21:00 | 0.68161 | 0.50231 | 418294
2016-04-30 22:00 | 0.6144 | 0.49495 | 417016
2016-04-30 23:00 | 0.504 | 0.48131 | 415549
2016-05-01 | 0.34863 | 0.47596 | 416916
2016-05-01 01:00 | 0.13329 | 0.56946 | 412798
2016-05-01 02:00 | 0.0034002 | 0.62494 | 401503
2016-05-01 03:00 | 0 | 0.62328 | 385360
2016-05-01 04:00 | 0 | 0.60459 | 365765
2016-05-01 05:00 | 0 | 0.56965 | 348049
2016-05-01 06:00 | 0 | 0.53471 | 335251
2016-05-01 07:00 | 0 | 0.50086 | 326397
2016-05-01 08:00 | 0 | 0.47949 | 321535
2016-05-01 09:00 | 0 | 0.46079 | 319199
2016-05-01 10:00 | 0 | 0.44783 | 323091
2016-05-01 11:00 | 0 | 0.43596 | 328861
2016-05-01 12:00 | 0.027389 | 0.37057 | 343758
2016-05-01 13:00 | 0.28437 | 0.43123 | 362462
2016-05-01 14:00 | 0.59056 | 0.45675 | 378251
2016-05-01 15:00 | 0.728 | 0.43958 | 390123
2016-05-01 16:00 | 0.78373 | 0.39926 | 400493
2016-05-01 17:00 | 0.78887 | 0.35158 | 407354
2016-05-01 18:00 | 0.78077 | 0.30308 | 411927
2016-05-01 19:00 | 0.76428 | 0.25853 | 414209
2016-05-01 20:00 | 0.75306 | 0.22247 | 421199
2016-05-01 21:00 | 0.72721 | 0.19565 | 424474
2016-05-01 22:00 | 0.67782 | 0.1786 | 425817
2016-05-01 23:00 | 0.57596 | 0.1701 | 426115
2016-05-02 | 0.41381 | 0.1777 | 429974
2016-05-02 01:00 | 0.16965 | 0.19992 | 426880
2016-05-02 02:00 | 0.0039635 | 0.19118 | 411645
2016-05-02 03:00 | 0 | 0.17981 | 388976
2016-05-02 04:00 | 0 | 0.18302 | 368129
2016-05-02 05:00 | 0 | 0.20247 | 349560
2016-05-02 06:00 | 0 | 0.23645 | 337193
2016-05-02 07:00 | 0 | 0.27971 | 329807
2016-05-02 08:00 | 0 | 0.32162 | 329309
2016-05-02 09:00 | 0 | 0.34986 | 339137
2016-05-02 10:00 | 0 | 0.37184 | 364593
2016-05-02 11:00 | 0 | 0.39184 | 388475
2016-05-02 12:00 | 0.044108 | 0.31611 | 405413
2016-05-02 13:00 | 0.38439 | 0.17328 | 418102
2016-05-02 14:00 | 0.68006 | 0.13829 | 431131
2016-05-02 15:00 | 0.8194 | 0.13646 | 440805
2016-05-02 16:00 | 0.88086 | 0.12768 | 446145
2016-05-02 17:00 | 0.87857 | 0.12242 | 451006
2016-05-02 18:00 | 0.86324 | 0.12503 | 454621
2016-05-02 19:00 | 0.85167 | 0.13176 | 454755
2016-05-02 20:00 | 0.8497 | 0.13876 | 454805
2016-05-02 21:00 | 0.84213 | 0.14007 | 454255
2016-05-02 22:00 | 0.80918 | 0.13346 | 452259
2016-05-02 23:00 | 0.72124 | 0.12112 | 450556
2016-05-03 | 0.53373 | 0.11217 | 452680
2016-05-03 01:00 | 0.20109 | 0.12704 | 448063
2016-05-03 02:00 | 0.0039858 | 0.13612 | 427991
2016-05-03 03:00 | 0 | 0.15552 | 402380
2016-05-03 04:00 | 0 | 0.19078 | 378036
2016-05-03 05:00 | 0 | 0.23808 | 359393
2016-05-03 06:00 | 0 | 0.29027 | 344496
2016-05-03 07:00 | 0 | 0.32686 | 336170
2016-05-03 08:00 | 0 | 0.34616 | 334623
2016-05-03 09:00 | 0 | 0.35149 | 343487
2016-05-03 10:00 | 0 | 0.35791 | 366757
2016-05-03 11:00 | 0 | 0.36445 | 390360
2016-05-03 12:00 | 0.044713 | 0.26755 | 405042
2016-05-03 13:00 | 0.3847 | 0.11126 | 415297
2016-05-03 14:00 | 0.68107 | 0.13843 | 425481
2016-05-03 15:00 | 0.80451 | 0.19738 | 433100
2016-05-03 16:00 | 0.86528 | 0.22197 | 438801
2016-05-03 17:00 | 0.87471 | 0.25176 | 444221
2016-05-03 18:00 | 0.86794 | 0.28776 | 448945
2016-05-03 19:00 | 0.85927 | 0.32652 | 452197
2016-05-03 20:00 | 0.85482 | 0.36265 | 453611
2016-05-03 21:00 | 0.84222 | 0.38998 | 455985
2016-05-03 22:00 | 0.80709 | 0.40482 | 453653
2016-05-03 23:00 | 0.71005 | 0.40979 | 450134
2016-05-04 | 0.5191 | 0.43573 | 450877
2016-05-04 01:00 | 0.14984 | 0.48165 | 447810
2016-05-04 02:00 | 0.0026439 | 0.49483 | 428280
2016-05-04 03:00 | 0 | 0.50121 | 402015
2016-05-04 04:00 | 0 | 0.50604 | 377603
2016-05-04 05:00 | 0 | 0.51171 | 356872
2016-05-04 06:00 | 0 | 0.52131 | 342224
2016-05-04 07:00 | 0 | 0.5375 | 333126
2016-05-04 08:00 | 0 | 0.57087 | 330907
2016-05-04 09:00 | 0 | 0.59509 | 339623
2016-05-04 10:00 | 0 | 0.595 | 363251
2016-05-04 11:00 | 0 | 0.57412 | 384772
2016-05-04 12:00 | 0.043863 | 0.3908 | 397724
2016-05-04 13:00 | 0.39259 | 0.17941 | 408059
2016-05-04 14:00 | 0.61488 | 0.15934 | 417378
2016-05-04 15:00 | 0.73742 | 0.21188 | 424290
2016-05-04 16:00 | 0.80166 | 0.22738 | 428071
2016-05-04 17:00 | 0.82282 | 0.22708 | 431499
2016-05-04 18:00 | 0.82589 | 0.22816 | 434414
2016-05-04 19:00 | 0.8225 | 0.2294 | 436900
2016-05-04 20:00 | 0.82353 | 0.22855 | 440380
2016-05-04 21:00 | 0.81639 | 0.22433 | 444502
2016-05-04 22:00 | 0.7824 | 0.21373 | 445815
2016-05-04 23:00 | 0.69603 | 0.18798 | 445200
2016-05-05 | 0.52307 | 0.24278 | 446544
2016-05-05 01:00 | 0.16574 | 0.3265 | 441798
2016-05-05 02:00 | 0.002409 | 0.4011 | 423253
2016-05-05 03:00 | 0 | 0.44582 | 396594
2016-05-05 04:00 | 0 | 0.47722 | 373065
2016-05-05 05:00 | 0 | 0.4916 | 353190
2016-05-05 06:00 | 0 | 0.49897 | 338476
2016-05-05 07:00 | 0 | 0.49975 | 330208
2016-05-05 08:00 | 0 | 0.49393 | 328324
2016-05-05 09:00 | 0 | 0.47468 | 338000
2016-05-05 10:00 | 0 | 0.4478 | 360668
2016-05-05 11:00 | 0 | 0.42159 | 384312
2016-05-05 12:00 | 0.044214 | 0.30939 | 397866
2016-05-05 13:00 | 0.38627 | 0.12069 | 407841
2016-05-05 14:00 | 0.60624 | 0.065644 | 417112
2016-05-05 15:00 | 0.74633 | 0.10715 | 423684
2016-05-05 16:00 | 0.81041 | 0.12878 | 428046
2016-05-05 17:00 | 0.82581 | 0.13172 | 432047
2016-05-05 18:00 | 0.82111 | 0.13279 | 435161
2016-05-05 19:00 | 0.81163 | 0.13329 | 438825
2016-05-05 20:00 | 0.80398 | 0.13586 | 442719
2016-05-05 21:00 | 0.7857 | 0.1374 | 445012
2016-05-05 22:00 | 0.74201 | 0.1434 | 443527
2016-05-05 23:00 | 0.63222 | 0.18417 | 439817
2016-05-06 | 0.43846 | 0.35586 | 440439
2016-05-06 01:00 | 0.1329 | 0.5592 | 437238
2016-05-06 02:00 | 0.0036987 | 0.64956 | 419489
2016-05-06 03:00 | 0 | 0.71069 | 395943
2016-05-06 04:00 | 0 | 0.75019 | 373058
2016-05-06 05:00 | 0 | 0.76741 | 354787
2016-05-06 06:00 | 0 | 0.77054 | 340135
2016-05-06 07:00 | 0 | 0.76712 | 331931
2016-05-06 08:00 | 0 | 0.75349 | 330173
2016-05-06 09:00 | 0 | 0.71969 | 338097
2016-05-06 10:00 | 0 | 0.6869 | 360487
2016-05-06 11:00 | 0 | 0.65448 | 380677
2016-05-06 12:00 | 0.04817 | 0.44875 | 393325
2016-05-06 13:00 | 0.34381 | 0.26865 | 404237
2016-05-06 14:00 | 0.56506 | 0.33131 | 414417
2016-05-06 15:00 | 0.68397 | 0.46417 | 420427
2016-05-06 16:00 | 0.75015 | 0.5317 | 423953
2016-05-06 17:00 | 0.7588 | 0.5567 | 429165
2016-05-06 18:00 | 0.7519 | 0.57507 | 432520
2016-05-06 19:00 | 0.73874 | 0.59306 | 435460
2016-05-06 20:00 | 0.72624 | 0.61241 | 438257
2016-05-06 21:00 | 0.6971 | 0.63308 | 439977
2016-05-06 22:00 | 0.6357 | 0.64994 | 436609
2016-05-06 23:00 | 0.53373 | 0.68562 | 430635
2016-05-07 | 0.36432 | 0.76715 | 427574
2016-05-07 01:00 | 0.092544 | 0.8361 | 423353
2016-05-07 02:00 | 0.0030966 | 0.84977 | 408515
2016-05-07 03:00 | 0 | 0.83254 | 387298
2016-05-07 04:00 | 0 | 0.80723 | 365512
2016-05-07 05:00 | 0 | 0.77826 | 346615
2016-05-07 06:00 | 0 | 0.74763 | 332451
2016-05-07 07:00 | 0 | 0.72403 | 322728
2016-05-07 08:00 | 0 | 0.69916 | 318790
2016-05-07 09:00 | 0 | 0.66414 | 320006
2016-05-07 10:00 | 0 | 0.62064 | 324047
2016-05-07 11:00 | 0 | 0.56577 | 331978
2016-05-07 12:00 | 0.051006 | 0.38215 | 345804
2016-05-07 13:00 | 0.3395 | 0.32177 | 360939
2016-05-07 14:00 | 0.53499 | 0.43861 | 372679
2016-05-07 15:00 | 0.66585 | 0.49507 | 381821
2016-05-07 16:00 | 0.70828 | 0.48382 | 387645
2016-05-07 17:00 | 0.72009 | 0.48013 | 392381
2016-05-07 18:00 | 0.72013 | 0.48831 | 397613
2016-05-07 19:00 | 0.71347 | 0.50646 | 403027
2016-05-07 20:00 | 0.705 | 0.52594 | 408250
2016-05-07 21:00 | 0.6891 | 0.54568 | 412868
2016-05-07 22:00 | 0.64959 | 0.54695 | 411596
2016-05-07 23:00 | 0.55277 | 0.53131 | 408324
2016-05-08 | 0.38814 | 0.53912 | 407114
2016-05-08 01:00 | 0.11794 | 0.54953 | 405342
2016-05-08 02:00 | 0.0051644 | 0.54493 | 393060
2016-05-08 03:00 | 0 | 0.55235 | 374129
2016-05-08 04:00 | 0 | 0.54525 | 355169
2016-05-08 05:00 | 0 | 0.53515 | 338425
2016-05-08 06:00 | 0 | 0.51925 | 323847
2016-05-08 07:00 | 0 | 0.49991 | 314294
2016-05-08 08:00 | 0 | 0.47721 | 309467
2016-05-08 09:00 | 0 | 0.43907 | 309104
2016-05-08 10:00 | 0 | 0.40683 | 310431
2016-05-08 11:00 | 0 | 0.37247 | 316560
2016-05-08 12:00 | 0.046305 | 0.25297 | 330585
2016-05-08 13:00 | 0.33514 | 0.15675 | 347778
2016-05-08 14:00 | 0.53967 | 0.19934 | 361514
2016-05-08 15:00 | 0.67234 | 0.25104 | 371092
2016-05-08 16:00 | 0.7224 | 0.27849 | 378210
2016-05-08 17:00 | 0.73435 | 0.31449 | 385384
2016-05-08 18:00 | 0.73298 | 0.35011 | 390460
2016-05-08 19:00 | 0.72481 | 0.3897 | 394844
2016-05-08 20:00 | 0.71452 | 0.4326 | 399732
2016-05-08 21:00 | 0.68961 | 0.46732 | 403856
2016-05-08 22:00 | 0.63758 | 0.48812 | 405261
2016-05-08 23:00 | 0.54066 | 0.50626 | 404452
2016-05-09 | 0.38858 | 0.56789 | 408354
2016-05-09 01:00 | 0.1448 | 0.66322 | 410942
2016-05-09 02:00 | 0.0080845 | 0.7103 | 398272
2016-05-09 03:00 | 0 | 0.70879 | 376734
2016-05-09 04:00 | 0 | 0.70472 | 356149
2016-05-09 05:00 | 0 | 0.6921 | 339213
2016-05-09 06:00 | 0 | 0.66918 | 326866
2016-05-09 07:00 | 0 | 0.63892 | 319749
2016-05-09 08:00 | 0 | 0.62268 | 319811
2016-05-09 09:00 | 0 | 0.60932 | 330336
2016-05-09 10:00 | 0 | 0.59127 | 354415
2016-05-09 11:00 | 0 | 0.56454 | 378910
2016-05-09 12:00 | 0.054638 | 0.443 | 395303
2016-05-09 13:00 | 0.37928 | 0.37549 | 408599
2016-05-09 14:00 | 0.63365 | 0.47854 | 421708
2016-05-09 15:00 | 0.78059 | 0.53001 | 432747
2016-05-09 16:00 | 0.85304 | 0.55598 | 441139
2016-05-09 17:00 | 0.86932 | 0.57816 | 449406
2016-05-09 18:00 | 0.86558 | 0.57803 | 454614
2016-05-09 19:00 | 0.86032 | 0.56736 | 458060
2016-05-09 20:00 | 0.86142 | 0.5546 | 460481
2016-05-09 21:00 | 0.85877 | 0.53635 | 462328
2016-05-09 22:00 | 0.83491 | 0.50989 | 461423
2016-05-09 23:00 | 0.75601 | 0.50191 | 458974
2016-05-10 | 0.58634 | 0.52715 | 460125
2016-05-10 01:00 | 0.26423 | 0.56975 | 454568
2016-05-10 02:00 | 0.010226 | 0.58296 | 433819
2016-05-10 03:00 | 0 | 0.56371 | 406534
2016-05-10 04:00 | 0 | 0.53571 | 383084
2016-05-10 05:00 | 0 | 0.50657 | 362448
2016-05-10 06:00 | 0 | 0.48265 | 348334
2016-05-10 07:00 | 0 | 0.46965 | 339313
2016-05-10 08:00 | 0 | 0.47201 | 337125
2016-05-10 09:00 | 0 | 0.4595 | 344916
2016-05-10 10:00 | 0 | 0.44295 | 366983
2016-05-10 11:00 | 0 | 0.42611 | 389659
2016-05-10 12:00 | 0.047706 | 0.35214 | 404419
2016-05-10 13:00 | 0.42904 | 0.28997 | 419261
2016-05-10 14:00 | 0.67894 | 0.31289 | 434066
2016-05-10 15:00 | 0.81709 | 0.33628 | 446541
2016-05-10 16:00 | 0.86491 | 0.34846 | 456308
2016-05-10 17:00 | 0.87226 | 0.35957 | 465920
2016-05-10 18:00 | 0.862 | 0.37497 | 472503
2016-05-10 19:00 | 0.85026 | 0.39095 | 482473
2016-05-10 20:00 | 0.84529 | 0.40548 | 487083
2016-05-10 21:00 | 0.8366 | 0.4191 | 491162
2016-05-10 22:00 | 0.80445 | 0.42699 | 489289
2016-05-10 23:00 | 0.70907 | 0.43994 | 484040
2016-05-11 | 0.55386 | 0.50214 | 482045
2016-05-11 01:00 | 0.2547 | 0.5943 | 474763
2016-05-11 02:00 | 0.011398 | 0.65775 | 451796
2016-05-11 03:00 | 0 | 0.67354 | 422468
2016-05-11 04:00 | 0 | 0.66908 | 395481
2016-05-11 05:00 | 0 | 0.66781 | 374208
2016-05-11 06:00 | 0 | 0.65228 | 356964
2016-05-11 07:00 | 0 | 0.6288 | 346965
2016-05-11 08:00 | 0 | 0.6071 | 343361
2016-05-11 09:00 | 0 | 0.582 | 350486
2016-05-11 10:00 | 0 | 0.54966 | 371278
2016-05-11 11:00 | 0 | 0.5164 | 393207
2016-05-11 12:00 | 0.069394 | 0.42954 | 408675
2016-05-11 13:00 | 0.48588 | 0.42899 | 423244
2016-05-11 14:00 | 0.70629 | 0.47151 | 439106
2016-05-11 15:00 | 0.83419 | 0.47327 | 453877
2016-05-11 16:00 | 0.88345 | 0.45661 | 466276
2016-05-11 17:00 | 0.88725 | 0.4412 | 478553
2016-05-11 18:00 | 0.8763 | 0.43429 | 488461
2016-05-11 19:00 | 0.86422 | 0.43369 | 496684
2016-05-11 20:00 | 0.85932 | 0.43704 | 503446
2016-05-11 21:00 | 0.85121 | 0.44128 | 507256
2016-05-11 22:00 | 0.82166 | 0.44171 | 505658
2016-05-11 23:00 | 0.72722 | 0.43228 | 499182
2016-05-12 | 0.57456 | 0.43679 | 494879
2016-05-12 01:00 | 0.27163 | 0.53834 | 486960
2016-05-12 02:00 | 0.021054 | 0.60631 | 463156
2016-05-12 03:00 | 0 | 0.5818 | 431786
2016-05-12 04:00 | 0 | 0.55381 | 402945
2016-05-12 05:00 | 0 | 0.54045 | 378794
2016-05-12 06:00 | 0 | 0.51994 | 360427
2016-05-12 07:00 | 0 | 0.50075 | 348378
2016-05-12 08:00 | 0 | 0.49739 | 344455
2016-05-12 09:00 | 0 | 0.50989 | 351745
2016-05-12 10:00 | 0 | 0.51587 | 371489
2016-05-12 11:00 | 0 | 0.50124 | 394087
2016-05-12 12:00 | 0.067875 | 0.34839 | 411018
2016-05-12 13:00 | 0.4612 | 0.33277 | 425972
2016-05-12 14:00 | 0.6754 | 0.39533 | 441729
2016-05-12 15:00 | 0.81249 | 0.38969 | 456234
2016-05-12 16:00 | 0.85739 | 0.37598 | 467349
2016-05-12 17:00 | 0.87056 | 0.37829 | 478180
2016-05-12 18:00 | 0.86374 | 0.39174 | 486478
2016-05-12 19:00 | 0.85309 | 0.40304 | 492041
2016-05-12 20:00 | 0.84785 | 0.4074 | 496444
2016-05-12 21:00 | 0.83301 | 0.4002 | 498562
2016-05-12 22:00 | 0.80079 | 0.3839 | 495548
2016-05-12 23:00 | 0.70793 | 0.34669 | 488381
2016-05-13 | 0.56051 | 0.31708 | 485226
2016-05-13 01:00 | 0.26984 | 0.35688 | 476994
2016-05-13 02:00 | 0.022584 | 0.39318 | 454338
2016-05-13 03:00 | 0 | 0.41104 | 425241
2016-05-13 04:00 | 0 | 0.44561 | 397075
2016-05-13 05:00 | 0 | 0.46961 | 373740
2016-05-13 06:00 | 0 | 0.49269 | 355538
2016-05-13 07:00 | 0 | 0.51337 | 344884
2016-05-13 08:00 | 0 | 0.53024 | 340706
2016-05-13 09:00 | 0 | 0.53107 | 347137
2016-05-13 10:00 | 0 | 0.53209 | 365799
2016-05-13 11:00 | 0 | 0.5283 | 386840
2016-05-13 12:00 | 0.083158 | 0.41845 | 404240
2016-05-13 13:00 | 0.49106 | 0.41054 | 420934
2016-05-13 14:00 | 0.67711 | 0.53858 | 437331
2016-05-13 15:00 | 0.79652 | 0.61767 | 450750
2016-05-13 16:00 | 0.8407 | 0.62579 | 460881
2016-05-13 17:00 | 0.84589 | 0.62621 | 470063
2016-05-13 18:00 | 0.83472 | 0.63024 | 477395
2016-05-13 19:00 | 0.82363 | 0.63398 | 482250
2016-05-13 20:00 | 0.82171 | 0.6311 | 487130
2016-05-13 21:00 | 0.81189 | 0.62348 | 488871
2016-05-13 22:00 | 0.78303 | 0.62032 | 482639
2016-05-13 23:00 | 0.69893 | 0.62769 | 472125
2016-05-14 | 0.55322 | 0.66353 | 464396
2016-05-14 01:00 | 0.25976 | 0.70431 | 456650
2016-05-14 02:00 | 0.013686 | 0.72001 | 436573
2016-05-14 03:00 | 0 | 0.68804 | 410969
2016-05-14 04:00 | 0 | 0.642 | 386548
2016-05-14 05:00 | 0 | 0.59594 | 364735
2016-05-14 06:00 | 0 | 0.55442 | 347950
2016-05-14 07:00 | 0 | 0.5119 | 336595
2016-05-14 08:00 | 0 | 0.48488 | 329954
2016-05-14 09:00 | 0 | 0.46078 | 329381
2016-05-14 10:00 | 0 | 0.4471 | 331966
2016-05-14 11:00 | 0 | 0.41578 | 339821
2016-05-14 12:00 | 0.050996 | 0.37089 | 354790
2016-05-14 13:00 | 0.32267 | 0.43244 | 373261
2016-05-14 14:00 | 0.54315 | 0.45841 | 389689
2016-05-14 15:00 | 0.68054 | 0.42525 | 402974
2016-05-14 16:00 | 0.75608 | 0.39011 | 412566
2016-05-14 17:00 | 0.77452 | 0.36713 | 419073
2016-05-14 18:00 | 0.76786 | 0.352 | 423400
2016-05-14 19:00 | 0.75258 | 0.33719 | 426488
2016-05-14 20:00 | 0.73625 | 0.32233 | 428397
2016-05-14 21:00 | 0.7009 | 0.3077 | 429643
2016-05-14 22:00 | 0.64479 | 0.29006 | 426999
2016-05-14 23:00 | 0.53809 | 0.26326 | 421121
2016-05-15 | 0.38676 | 0.23336 | 418122
2016-05-15 01:00 | 0.18775 | 0.28091 | 415781
2016-05-15 02:00 | 0.015831 | 0.28584 | 402866
2016-05-15 03:00 | 0 | 0.26787 | 383232
2016-05-15 04:00 | 0 | 0.2502 | 362945
2016-05-15 05:00 | 0 | 0.24461 | 346723
2016-05-15 06:00 | 0 | 0.24197 | 333578
2016-05-15 07:00 | 0 | 0.24602 | 324196
2016-05-15 08:00 | 0 | 0.26263 | 319701
2016-05-15 09:00 | 0 | 0.27192 | 318872
2016-05-15 10:00 | 0 | 0.27632 | 318994
2016-05-15 11:00 | 0 | 0.27255 | 323783
2016-05-15 12:00 | 0.014976 | 0.17217 | 337445
2016-05-15 13:00 | 0.21377 | 0.12291 | 352435
2016-05-15 14:00 | 0.40936 | 0.16576 | 363915
2016-05-15 15:00 | 0.5322 | 0.19151 | 373504
2016-05-15 16:00 | 0.60983 | 0.20043 | 381919
2016-05-15 17:00 | 0.64688 | 0.21104 | 388083
2016-05-15 18:00 | 0.65724 | 0.22307 | 392908
2016-05-15 19:00 | 0.65046 | 0.23647 | 396532
2016-05-15 20:00 | 0.63554 | 0.25032 | 400970
2016-05-15 21:00 | 0.60481 | 0.25336 | 406594
2016-05-15 22:00 | 0.56195 | 0.24872 | 409840
2016-05-15 23:00 | 0.49789 | 0.24587 | 410874
2016-05-16 | 0.38964 | 0.26505 | 415868
2016-05-16 01:00 | 0.21786 | 0.31022 | 417754
2016-05-16 02:00 | 0.018832 | 0.34897 | 404136
2016-05-16 03:00 | 0 | 0.37553 | 383325
2016-05-16 04:00 | 0 | 0.38872 | 363727
2016-05-16 05:00 | 0 | 0.37958 | 346806
2016-05-16 06:00 | 0 | 0.3631 | 335215
2016-05-16 07:00 | 0 | 0.34727 | 329279
2016-05-16 08:00 | 0 | 0.32664 | 330265
2016-05-16 09:00 | 0 | 0.29933 | 340929
2016-05-16 10:00 | 0 | 0.27396 | 364383
2016-05-16 11:00 | 0 | 0.23671 | 388026
2016-05-16 12:00 | 0.043513 | 0.15614 | 402296
2016-05-16 13:00 | 0.37264 | 0.1279 | 413477
2016-05-16 14:00 | 0.6031 | 0.1557 | 424269
2016-05-16 15:00 | 0.7272 | 0.19283 | 431985
2016-05-16 16:00 | 0.77612 | 0.21005 | 437327
2016-05-16 17:00 | 0.77852 | 0.21363 | 442315
2016-05-16 18:00 | 0.76685 | 0.21459 | 446051
2016-05-16 19:00 | 0.7513 | 0.21392 | 447837
2016-05-16 20:00 | 0.73601 | 0.21149 | 450109
2016-05-16 21:00 | 0.70864 | 0.2069 | 451899
2016-05-16 22:00 | 0.65801 | 0.20463 | 451067
2016-05-16 23:00 | 0.566 | 0.21253 | 449437
2016-05-17 | 0.41488 | 0.26183 | 452267
2016-05-17 01:00 | 0.19091 | 0.37155 | 449303
2016-05-17 02:00 | 0.018621 | 0.44508 | 430077
2016-05-17 03:00 | 0 | 0.46314 | 403559
2016-05-17 04:00 | 0 | 0.45126 | 380929
2016-05-17 05:00 | 0 | 0.42836 | 362454
2016-05-17 06:00 | 0 | 0.41073 | 347520
2016-05-17 07:00 | 0 | 0.39186 | 339506
2016-05-17 08:00 | 0 | 0.37552 | 338388
2016-05-17 09:00 | 0 | 0.34208 | 347189
2016-05-17 10:00 | 0 | 0.3092 | 370062
2016-05-17 11:00 | 0 | 0.28431 | 393054
2016-05-17 12:00 | 0.036614 | 0.22463 | 408527
2016-05-17 13:00 | 0.3093 | 0.21153 | 420490
2016-05-17 14:00 | 0.55257 | 0.22934 | 432111
2016-05-17 15:00 | 0.67128 | 0.24211 | 439578
2016-05-17 16:00 | 0.71269 | 0.23622 | 447591
2016-05-17 17:00 | 0.72267 | 0.22505 | 452503
2016-05-17 18:00 | 0.71026 | 0.21449 | 455461
2016-05-17 19:00 | 0.68903 | 0.20727 | 458010
2016-05-17 20:00 | 0.6662 | 0.20433 | 458342
2016-05-17 21:00 | 0.62522 | 0.20465 | 459922
2016-05-17 22:00 | 0.56601 | 0.21057 | 459064
2016-05-17 23:00 | 0.48084 | 0.21856 | 455928
2016-05-18 | 0.36041 | 0.23001 | 456165
2016-05-18 01:00 | 0.19443 | 0.28932 | 453024
2016-05-18 02:00 | 0.037754 | 0.35672 | 434923
2016-05-18 03:00 | 0 | 0.40605 | 408791
2016-05-18 04:00 | 0 | 0.43567 | 385096
2016-05-18 05:00 | 0 | 0.43786 | 365147
2016-05-18 06:00 | 0 | 0.42421 | 349847
2016-05-18 07:00 | 0 | 0.40571 | 340892
2016-05-18 08:00 | 0 | 0.38845 | 339155
2016-05-18 09:00 | 0 | 0.35982 | 347311
2016-05-18 10:00 | 0 | 0.32916 | 369141
2016-05-18 11:00 | 0 | 0.29905 | 391333
2016-05-18 12:00 | 0.043256 | 0.1707 | 404643
2016-05-18 13:00 | 0.32908 | 0.11326 | 414696
2016-05-18 14:00 | 0.55779 | 0.14183 | 425309
2016-05-18 15:00 | 0.67739 | 0.14632 | 433956
2016-05-18 16:00 | 0.72567 | 0.13387 | 441180
2016-05-18 17:00 | 0.73463 | 0.1287 | 447088
2016-05-18 18:00 | 0.72099 | 0.12674 | 452422
2016-05-18 19:00 | 0.7033 | 0.12597 | 455695
2016-05-18 20:00 | 0.6873 | 0.12713 | 458559
2016-05-18 21:00 | 0.65825 | 0.13112 | 460812
2016-05-18 22:00 | 0.61046 | 0.13712 | 458743
2016-05-18 23:00 | 0.52541 | 0.15043 | 455111
2016-05-19 | 0.41013 | 0.19179 | 455162
2016-05-19 01:00 | 0.23695 | 0.35209 | 452069
2016-05-19 02:00 | 0.021841 | 0.46865 | 434434
2016-05-19 03:00 | 0 | 0.52096 | 408119
2016-05-19 04:00 | 0 | 0.54282 | 383142
2016-05-19 05:00 | 0 | 0.54061 | 362941
2016-05-19 06:00 | 0 | 0.52507 | 347770
2016-05-19 07:00 | 0 | 0.49847 | 337967
2016-05-19 08:00 | 0 | 0.46653 | 336146
2016-05-19 09:00 | 0 | 0.43175 | 345081
2016-05-19 10:00 | 0 | 0.40809 | 367118
2016-05-19 11:00 | 0 | 0.36435 | 389239
2016-05-19 12:00 | 0.061455 | 0.20468 | 403543
2016-05-19 13:00 | 0.40671 | 0.17805 | 415692
2016-05-19 14:00 | 0.61774 | 0.25192 | 427306
2016-05-19 15:00 | 0.73766 | 0.29842 | 436602
2016-05-19 16:00 | 0.79059 | 0.31598 | 443665
2016-05-19 17:00 | 0.80139 | 0.32446 | 449379
2016-05-19 18:00 | 0.79477 | 0.32642 | 453245
2016-05-19 19:00 | 0.78901 | 0.31867 | 455347
2016-05-19 20:00 | 0.78544 | 0.30863 | 456705
2016-05-19 21:00 | 0.77444 | 0.30026 | 457769
2016-05-19 22:00 | 0.74362 | 0.29869 | 454744
2016-05-19 23:00 | 0.66629 | 0.31137 | 450085
2016-05-20 | 0.52372 | 0.3594 | 449796
2016-05-20 01:00 | 0.24614 | 0.50547 | 447542
2016-05-20 02:00 | 0.011815 | 0.61162 | 430084
2016-05-20 03:00 | 0 | 0.62169 | 403363
2016-05-20 04:00 | 0 | 0.61152 | 378108
2016-05-20 05:00 | 0 | 0.58386 | 359636
2016-05-20 06:00 | 0 | 0.54281 | 344888
2016-05-20 07:00 | 0 | 0.49583 | 335003
2016-05-20 08:00 | 0 | 0.45278 | 332872
2016-05-20 09:00 | 0 | 0.4172 | 341353
2016-05-20 10:00 | 0 | 0.38146 | 361869
2016-05-20 11:00 | 0 | 0.33583 | 383643
2016-05-20 12:00 | 0.086822 | 0.22302 | 399492
2016-05-20 13:00 | 0.41818 | 0.2129 | 413654
2016-05-20 14:00 | 0.6338 | 0.25 | 426738
2016-05-20 15:00 | 0.76151 | 0.28959 | 435829
2016-05-20 16:00 | 0.82493 | 0.31101 | 441805
2016-05-20 17:00 | 0.83761 | 0.32364 | 446073
2016-05-20 18:00 | 0.83523 | 0.3257 | 449358
2016-05-20 19:00 | 0.82658 | 0.32168 | 451726
2016-05-20 20:00 | 0.82114 | 0.31897 | 454033
2016-05-20 21:00 | 0.80486 | 0.31676 | 454399
2016-05-20 22:00 | 0.76492 | 0.32315 | 449646
2016-05-20 23:00 | 0.66438 | 0.34747 | 441625
2016-05-21 | 0.53583 | 0.4061 | 438654
2016-05-21 01:00 | 0.23513 | 0.55421 | 433474
2016-05-21 02:00 | 0.024648 | 0.63754 | 415012
2016-05-21 03:00 | 0 | 0.65343 | 396530
2016-05-21 04:00 | 0 | 0.64685 | 374530
2016-05-21 05:00 | 0 | 0.62112 | 355822
2016-05-21 06:00 | 0 | 0.58532 | 340289
2016-05-21 07:00 | 0 | 0.55338 | 330939
2016-05-21 08:00 | 0 | 0.52108 | 326053
2016-05-21 09:00 | 0 | 0.48758 | 325912
2016-05-21 10:00 | 0 | 0.46698 | 330394
2016-05-21 11:00 | 0 | 0.44767 | 338051
2016-05-21 12:00 | 0.083589 | 0.34681 | 355555
2016-05-21 13:00 | 0.42984 | 0.37771 | 375291
2016-05-21 14:00 | 0.66901 | 0.45477 | 393987
2016-05-21 15:00 | 0.79388 | 0.48671 | 408509
2016-05-21 16:00 | 0.84797 | 0.50022 | 418122
2016-05-21 17:00 | 0.85339 | 0.51767 | 424519
2016-05-21 18:00 | 0.84675 | 0.53994 | 429572
2016-05-21 19:00 | 0.83684 | 0.56398 | 433418
2016-05-21 20:00 | 0.8313 | 0.58552 | 436977
2016-05-21 21:00 | 0.81788 | 0.60298 | 439549
2016-05-21 22:00 | 0.7775 | 0.62144 | 436862
2016-05-21 23:00 | 0.68351 | 0.64576 | 431572
2016-05-22 | 0.50961 | 0.67891 | 426922
2016-05-22 01:00 | 0.23449 | 0.75866 | 422713
2016-05-22 02:00 | 0.017635 | 0.77888 | 410686
2016-05-22 03:00 | 0 | 0.76926 | 391852
2016-05-22 04:00 | 0 | 0.75868 | 371675
2016-05-22 05:00 | 0 | 0.73719 | 352334
2016-05-22 06:00 | 0 | 0.72192 | 337141
2016-05-22 07:00 | 0 | 0.71567 | 326650
2016-05-22 08:00 | 0 | 0.71049 | 321017
2016-05-22 09:00 | 0 | 0.68866 | 319360
2016-05-22 10:00 | 0 | 0.66301 | 319221
2016-05-22 11:00 | 0 | 0.61415 | 324076
2016-05-22 12:00 | 0.081906 | 0.45706 | 340092
2016-05-22 13:00 | 0.44858 | 0.42586 | 358790
2016-05-22 14:00 | 0.67486 | 0.50501 | 375530
2016-05-22 15:00 | 0.80633 | 0.53014 | 389040
2016-05-22 16:00 | 0.856 | 0.52469 | 401106
2016-05-22 17:00 | 0.86509 | 0.53218 | 410650
2016-05-22 18:00 | 0.85632 | 0.55327 | 419010
2016-05-22 19:00 | 0.84848 | 0.58182 | 426197
2016-05-22 20:00 | 0.84822 | 0.60784 | 434349
2016-05-22 21:00 | 0.83714 | 0.62819 | 440959
2016-05-22 22:00 | 0.80607 | 0.64718 | 443899
2016-05-22 23:00 | 0.71861 | 0.66542 | 442256
2016-05-23 | 0.57 | 0.71168 | 440455
2016-05-23 01:00 | 0.27534 | 0.78636 | 437320
2016-05-23 02:00 | 0.026223 | 0.81607 | 421608
2016-05-23 03:00 | 0 | 0.81344 | 397199
2016-05-23 04:00 | 0 | 0.80577 | 372838
2016-05-23 05:00 | 0 | 0.79768 | 352582
2016-05-23 06:00 | 0 | 0.78654 | 337779
2016-05-23 07:00 | 0 | 0.75933 | 329066
2016-05-23 08:00 | 0 | 0.72663 | 326685
2016-05-23 09:00 | 0 | 0.68742 | 336393
2016-05-23 10:00 | 0 | 0.65255 | 358134
2016-05-23 11:00 | 0 | 0.6006 | 381460
2016-05-23 12:00 | 0.092986 | 0.41085 | 399759
2016-05-23 13:00 | 0.46252 | 0.31422 | 416209
2016-05-23 14:00 | 0.68274 | 0.35816 | 432114
2016-05-23 15:00 | 0.80035 | 0.36119 | 446006
2016-05-23 16:00 | 0.84854 | 0.35655 | 457678
2016-05-23 17:00 | 0.86561 | 0.35165 | 469006
2016-05-23 18:00 | 0.86041 | 0.35181 | 478348
2016-05-23 19:00 | 0.85177 | 0.35985 | 486089
2016-05-23 20:00 | 0.84635 | 0.37243 | 490872
2016-05-23 21:00 | 0.83416 | 0.3779 | 493110
2016-05-23 22:00 | 0.79812 | 0.37525 | 490741
2016-05-23 23:00 | 0.70889 | 0.36889 | 484074
2016-05-24 | 0.54544 | 0.38989 | 477807
2016-05-24 01:00 | 0.23942 | 0.47217 | 471053
2016-05-24 02:00 | 0.016679 | 0.51356 | 448908
2016-05-24 03:00 | 0 | 0.50944 | 420111
2016-05-24 04:00 | 0 | 0.49727 | 392234
2016-05-24 05:00 | 0 | 0.49026 | 370342
2016-05-24 06:00 | 0 | 0.49104 | 354097
2016-05-24 07:00 | 0 | 0.47945 | 344011
2016-05-24 08:00 | 0 | 0.46636 | 341307
2016-05-24 09:00 | 0 | 0.43389 | 348338
2016-05-24 10:00 | 0 | 0.39899 | 366672
2016-05-24 11:00 | 0 | 0.35084 | 389826
2016-05-24 12:00 | 0.10236 | 0.2019 | 408663
2016-05-24 13:00 | 0.44092 | 0.13618 | 426934
2016-05-24 14:00 | 0.63748 | 0.14701 | 445433
2016-05-24 15:00 | 0.76678 | 0.15259 | 462381
2016-05-24 16:00 | 0.81711 | 0.16146 | 476400
2016-05-24 17:00 | 0.82547 | 0.18189 | 489270
2016-05-24 18:00 | 0.81687 | 0.20975 | 500907
2016-05-24 19:00 | 0.80473 | 0.23939 | 509782
2016-05-24 20:00 | 0.79565 | 0.26625 | 516707
2016-05-24 21:00 | 0.77621 | 0.28638 | 520133
2016-05-24 22:00 | 0.73136 | 0.30691 | 518155
2016-05-24 23:00 | 0.63317 | 0.32889 | 509918
2016-05-25 | 0.48962 | 0.38948 | 501806
2016-05-25 01:00 | 0.22571 | 0.50063 | 493666
2016-05-25 02:00 | 0.015504 | 0.57726 | 469882
2016-05-25 03:00 | 0 | 0.605 | 439830
2016-05-25 04:00 | 0 | 0.61158 | 412104
2016-05-25 05:00 | 0 | 0.61331 | 388110
2016-05-25 06:00 | 0 | 0.61228 | 369349
2016-05-25 07:00 | 0 | 0.59868 | 357330
2016-05-25 08:00 | 0 | 0.57266 | 353196
2016-05-25 09:00 | 0 | 0.52423 | 360438
2016-05-25 10:00 | 0 | 0.50152 | 377881
2016-05-25 11:00 | 7.37e-07 | 0.4705 | 400106
2016-05-25 12:00 | 0.10862 | 0.34779 | 420344
2016-05-25 13:00 | 0.45435 | 0.24805 | 440803
2016-05-25 14:00 | 0.64761 | 0.26962 | 461933
2016-05-25 15:00 | 0.77893 | 0.2969 | 481414
2016-05-25 16:00 | 0.8168 | 0.30972 | 497705
2016-05-25 17:00 | 0.82341 | 0.31252 | 513227
2016-05-25 18:00 | 0.81631 | 0.31325 | 526761
2016-05-25 19:00 | 0.80637 | 0.31762 | 537291
2016-05-25 20:00 | 0.7978 | 0.32336 | 544450
2016-05-25 21:00 | 0.78196 | 0.32217 | 547431
2016-05-25 22:00 | 0.73925 | 0.30716 | 542287
2016-05-25 23:00 | 0.64889 | 0.29381 | 531381
2016-05-26 | 0.50988 | 0.31604 | 521817
2016-05-26 01:00 | 0.23654 | 0.38678 | 512256
2016-05-26 02:00 | 0.019863 | 0.44162 | 488412
2016-05-26 03:00 | 0 | 0.4729 | 455944
2016-05-26 04:00 | 0 | 0.48563 | 425635
2016-05-26 05:00 | 0 | 0.48738 | 400557
2016-05-26 06:00 | 0 | 0.48906 | 380967
2016-05-26 07:00 | 0 | 0.48407 | 367149
2016-05-26 08:00 | 0 | 0.47463 | 361979
2016-05-26 09:00 | 0 | 0.46112 | 367885
2016-05-26 10:00 | 0 | 0.4547 | 387246
2016-05-26 11:00 | 2.01e-06 | 0.41266 | 410827
2016-05-26 12:00 | 0.12671 | 0.25615 | 432688
2016-05-26 13:00 | 0.48296 | 0.19962 | 453714
2016-05-26 14:00 | 0.67948 | 0.2414 | 476278
2016-05-26 15:00 | 0.79882 | 0.26719 | 497102
2016-05-26 16:00 | 0.83705 | 0.28329 | 514615
2016-05-26 17:00 | 0.83488 | 0.30489 | 530002
2016-05-26 18:00 | 0.8201 | 0.33688 | 540760
2016-05-26 19:00 | 0.8019 | 0.37467 | 550035
2016-05-26 20:00 | 0.78721 | 0.40391 | 554684
2016-05-26 21:00 | 0.76588 | 0.41054 | 553672
2016-05-26 22:00 | 0.72145 | 0.40843 | 546361
2016-05-26 23:00 | 0.63807 | 0.41786 | 533794
2016-05-27 | 0.50929 | 0.44619 | 523360
2016-05-27 01:00 | 0.26338 | 0.48975 | 514618
2016-05-27 02:00 | 0.03045 | 0.53372 | 489810
2016-05-27 03:00 | 0 | 0.54002 | 459477
2016-05-27 04:00 | 0 | 0.47951 | 428775
2016-05-27 05:00 | 0 | 0.42656 | 402449
2016-05-27 06:00 | 0 | 0.39216 | 381992
2016-05-27 07:00 | 0 | 0.35837 | 368753
2016-05-27 08:00 | 0 | 0.33343 | 363980
2016-05-27 09:00 | 0 | 0.31531 | 368934
2016-05-27 10:00 | 0 | 0.30055 | 384185
2016-05-27 11:00 | 2.79e-06 | 0.28318 | 405105
2016-05-27 12:00 | 0.11218 | 0.18903 | 429110
2016-05-27 13:00 | 0.46854 | 0.15126 | 452260
2016-05-27 14:00 | 0.68702 | 0.17369 | 475781
2016-05-27 15:00 | 0.79284 | 0.19269 | 496673
2016-05-27 16:00 | 0.82854 | 0.19678 | 513944
2016-05-27 17:00 | 0.83215 | 0.20042 | 527326
2016-05-27 18:00 | 0.82402 | 0.19689 | 537440
2016-05-27 19:00 | 0.81389 | 0.18161 | 543658
2016-05-27 20:00 | 0.80547 | 0.16612 | 546585
2016-05-27 21:00 | 0.78766 | 0.15394 | 544994
2016-05-27 22:00 | 0.75212 | 0.14516 | 535312
2016-05-27 23:00 | 0.67337 | 0.14424 | 520452
2016-05-28 | 0.54357 | 0.16117 | 507956
2016-05-28 01:00 | 0.28267 | 0.22755 | 498303
2016-05-28 02:00 | 0.042965 | 0.30488 | 477056
2016-05-28 03:00 | 0 | 0.33354 | 447806
2016-05-28 04:00 | 0 | 0.32921 | 418066
2016-05-28 05:00 | 0 | 0.32187 | 394181
2016-05-28 06:00 | 0 | 0.31473 | 375435
2016-05-28 07:00 | 0 | 0.30029 | 360860
2016-05-28 08:00 | 0 | 0.28636 | 352135
2016-05-28 09:00 | 0 | 0.27405 | 348132
2016-05-28 10:00 | 0 | 0.27263 | 349321
2016-05-28 11:00 | 4.42e-06 | 0.26279 | 357711
2016-05-28 12:00 | 0.14609 | 0.15471 | 377804
2016-05-28 13:00 | 0.53994 | 0.11444 | 404774
2016-05-28 14:00 | 0.71055 | 0.13518 | 431917
2016-05-28 15:00 | 0.8149 | 0.14472 | 456896
2016-05-28 16:00 | 0.85937 | 0.15061 | 477425
2016-05-28 17:00 | 0.86027 | 0.15743 | 492482
2016-05-28 18:00 | 0.8501 | 0.16789 | 504366
2016-05-28 19:00 | 0.8352 | 0.17979 | 514319
2016-05-28 20:00 | 0.82292 | 0.19003 | 522878
2016-05-28 21:00 | 0.80116 | 0.19483 | 526804
2016-05-28 22:00 | 0.75611 | 0.19185 | 524119
2016-05-28 23:00 | 0.66673 | 0.18375 | 513281
2016-05-29 | 0.51716 | 0.18774 | 501272
2016-05-29 01:00 | 0.25147 | 0.25184 | 491484
2016-05-29 02:00 | 0.026963 | 0.31356 | 472491
2016-05-29 03:00 | 0 | 0.34067 | 444592
2016-05-29 04:00 | 0 | 0.3648 | 418205
2016-05-29 05:00 | 0 | 0.39308 | 394074
2016-05-29 06:00 | 0 | 0.40376 | 373955
2016-05-29 07:00 | 0 | 0.41534 | 359007
2016-05-29 08:00 | 0 | 0.43254 | 349369
2016-05-29 09:00 | 0 | 0.43142 | 344568
2016-05-29 10:00 | 0 | 0.42394 | 342370
2016-05-29 11:00 | 7.61e-07 | 0.36163 | 347608
2016-05-29 12:00 | 0.11175 | 0.20046 | 364457
2016-05-29 13:00 | 0.42767 | 0.1438 | 390643
2016-05-29 14:00 | 0.62417 | 0.18465 | 417784
2016-05-29 15:00 | 0.72977 | 0.20846 | 442750
2016-05-29 16:00 | 0.77993 | 0.20444 | 464005
2016-05-29 17:00 | 0.79032 | 0.19818 | 480240
2016-05-29 18:00 | 0.78754 | 0.20274 | 492006
2016-05-29 19:00 | 0.77717 | 0.21491 | 500465
2016-05-29 20:00 | 0.76983 | 0.22593 | 506111
2016-05-29 21:00 | 0.75031 | 0.22596 | 508248
2016-05-29 22:00 | 0.71367 | 0.21392 | 504790
2016-05-29 23:00 | 0.6259 | 0.20597 | 494498
2016-05-30 | 0.49145 | 0.23669 | 483132
2016-05-30 01:00 | 0.26525 | 0.35234 | 472908
2016-05-30 02:00 | 0.035805 | 0.43953 | 456189
2016-05-30 03:00 | 0 | 0.45361 | 431028
2016-05-30 04:00 | 0 | 0.446 | 404498
2016-05-30 05:00 | 0 | 0.43279 | 380422
2016-05-30 06:00 | 0 | 0.41569 | 362999
2016-05-30 07:00 | 0 | 0.38928 | 349662
2016-05-30 08:00 | 0 | 0.35471 | 342344
2016-05-30 09:00 | 0 | 0.30925 | 340098
2016-05-30 10:00 | 0 | 0.27168 | 340563
2016-05-30 11:00 | 3.22e-07 | 0.23875 | 346582
2016-05-30 12:00 | 0.09808 | 0.13958 | 362900
2016-05-30 13:00 | 0.44311 | 0.12039 | 390192
2016-05-30 14:00 | 0.66598 | 0.15949 | 420252
2016-05-30 15:00 | 0.77994 | 0.16709 | 448922
2016-05-30 16:00 | 0.82954 | 0.1728 | 472712
2016-05-30 17:00 | 0.84063 | 0.18979 | 490171
2016-05-30 18:00 | 0.83586 | 0.21666 | 503610
2016-05-30 19:00 | 0.82842 | 0.24993 | 513592
2016-05-30 20:00 | 0.82647 | 0.28801 | 521499
2016-05-30 21:00 | 0.81773 | 0.32532 | 526698
2016-05-30 22:00 | 0.78696 | 0.35824 | 526040
2016-05-30 23:00 | 0.70199 | 0.39855 | 519884
2016-05-31 | 0.55368 | 0.49626 | 510821
2016-05-31 01:00 | 0.30087 | 0.6643 | 501289
2016-05-31 02:00 | 0.042811 | 0.75113 | 478475
2016-05-31 03:00 | 0 | 0.7208 | 446575
2016-05-31 04:00 | 0 | 0.64417 | 417426
2016-05-31 05:00 | 0 | 0.58532 | 392066
2016-05-31 06:00 | 0 | 0.53603 | 372274
2016-05-31 07:00 | 0 | 0.49539 | 359147
2016-05-31 08:00 | 0 | 0.45969 | 355102
2016-05-31 09:00 | 0 | 0.42906 | 362437
2016-05-31 10:00 | 0 | 0.40241 | 380869
2016-05-31 11:00 | 4.13e-07 | 0.36744 | 404434
2016-05-31 12:00 | 0.11954 | 0.28438 | 430258
2016-05-31 13:00 | 0.50381 | 0.34283 | 457434
2016-05-31 14:00 | 0.69321 | 0.37319 | 485399
2016-05-31 15:00 | 0.78357 | 0.36874 | 511566
2016-05-31 16:00 | 0.82333 | 0.35283 | 533684
2016-05-31 17:00 | 0.82337 | 0.34465 | 552896
2016-05-31 18:00 | 0.80871 | 0.34202 | 566702
2016-05-31 19:00 | 0.78707 | 0.34077 | 575476
2016-05-31 20:00 | 0.76967 | 0.33851 | 578930
2016-05-31 21:00 | 0.74837 | 0.33407 | 578388
2016-05-31 22:00 | 0.71517 | 0.33072 | 571152
2016-05-31 23:00 | 0.64265 | 0.33106 | 558447
2016-06-01 | 0.51419 | 0.34412 | 545151
2016-06-01 01:00 | 0.30891 | 0.38816 | 533134
2016-06-01 02:00 | 0.057516 | 0.43458 | 505636
2016-06-01 03:00 | 1.91e-08 | 0.43709 | 469955
2016-06-01 04:00 | 0 | 0.42316 | 436947
2016-06-01 05:00 | 0 | 0.4087 | 409528
2016-06-01 06:00 | 0 | 0.40039 | 388462
2016-06-01 07:00 | 0 | 0.40449 | 373860
2016-06-01 08:00 | 0 | 0.41249 | 367627
2016-06-01 09:00 | 0 | 0.42511 | 372843
2016-06-01 10:00 | 0 | 0.43535 | 388457
2016-06-01 11:00 | 7.59e-06 | 0.39317 | 411140
2016-06-01 12:00 | 0.074201 | 0.25997 | 435165
2016-06-01 13:00 | 0.41453 | 0.29419 | 458866
2016-06-01 14:00 | 0.60638 | 0.33529 | 485380
2016-06-01 15:00 | 0.71441 | 0.32728 | 510547
2016-06-01 16:00 | 0.75556 | 0.31979 | 531408
2016-06-01 17:00 | 0.7617 | 0.31554 | 550110
2016-06-01 18:00 | 0.74909 | 0.30863 | 564854
2016-06-01 19:00 | 0.73391 | 0.29604 | 574628
2016-06-01 20:00 | 0.71686 | 0.27979 | 580324
2016-06-01 21:00 | 0.6936 | 0.26005 | 579092
2016-06-01 22:00 | 0.66201 | 0.23284 | 570068
2016-06-01 23:00 | 0.59673 | 0.19673 | 556557
2016-06-02 | 0.47466 | 0.16863 | 544273
2016-06-02 01:00 | 0.30003 | 0.18209 | 532348
2016-06-02 02:00 | 0.057849 | 0.21307 | 507490
2016-06-02 03:00 | 2e-07 | 0.2412 | 472589
2016-06-02 04:00 | 0 | 0.26897 | 439690
2016-06-02 05:00 | 0 | 0.29437 | 412308
2016-06-02 06:00 | 0 | 0.31342 | 390358
2016-06-02 07:00 | 0 | 0.32801 | 375879
2016-06-02 08:00 | 0 | 0.34255 | 370219
2016-06-02 09:00 | 0 | 0.34703 | 375798
2016-06-02 10:00 | 0 | 0.35021 | 393345
2016-06-02 11:00 | 5.3e-06 | 0.31332 | 414211
2016-06-02 12:00 | 0.10477 | 0.16557 | 435951
2016-06-02 13:00 | 0.46895 | 0.10429 | 457230
2016-06-02 14:00 | 0.67136 | 0.12116 | 479125
2016-06-02 15:00 | 0.78624 | 0.14578 | 500458
2016-06-02 16:00 | 0.83038 | 0.16033 | 519600
2016-06-02 17:00 | 0.83619 | 0.17474 | 537657
2016-06-02 18:00 | 0.83006 | 0.18892 | 551753
2016-06-02 19:00 | 0.81939 | 0.19899 | 561585
2016-06-02 20:00 | 0.81198 | 0.20594 | 567278
2016-06-02 21:00 | 0.79392 | 0.21516 | 568552
2016-06-02 22:00 | 0.7638 | 0.22706 | 562007
2016-06-02 23:00 | 0.69543 | 0.24487 | 550541
2016-06-03 | 0.55894 | 0.30145 | 540859
2016-06-03 01:00 | 0.34026 | 0.4573 | 528804
2016-06-03 02:00 | 0.046418 | 0.5566 | 504648
2016-06-03 03:00 | 3.37e-07 | 0.58278 | 471826
2016-06-03 04:00 | 0 | 0.5798 | 440612
2016-06-03 05:00 | 0 | 0.56433 | 412775
2016-06-03 06:00 | 0 | 0.54738 | 391019
2016-06-03 07:00 | 0 | 0.53664 | 376807
2016-06-03 08:00 | 0 | 0.5273 | 370748
2016-06-03 09:00 | 0 | 0.52193 | 376029
2016-06-03 10:00 | 0 | 0.51258 | 390568
2016-06-03 11:00 | 8.38e-06 | 0.46433 | 410728
2016-06-03 12:00 | 0.12234 | 0.28898 | 433401
2016-06-03 13:00 | 0.49458 | 0.25553 | 456710
2016-06-03 14:00 | 0.7017 | 0.34365 | 482352
2016-06-03 15:00 | 0.79597 | 0.38076 | 506438
2016-06-03 16:00 | 0.83754 | 0.37861 | 526219
2016-06-03 17:00 | 0.84857 | 0.36968 | 544271
2016-06-03 18:00 | 0.84346 | 0.36141 | 559157
2016-06-03 19:00 | 0.83538 | 0.35597 | 568887
2016-06-03 20:00 | 0.83221 | 0.35296 | 574581
2016-06-03 21:00 | 0.82329 | 0.3541 | 574869
2016-06-03 22:00 | 0.79445 | 0.35681 | 567521
2016-06-03 23:00 | 0.72217 | 0.34788 | 553923
2016-06-04 | 0.5906 | 0.35202 | 541270
2016-06-04 01:00 | 0.35349 | 0.4329 | 530077
2016-06-04 02:00 | 0.04755 | 0.53084 | 507757
2016-06-04 03:00 | 4.31e-07 | 0.54703 | 476751
2016-06-04 04:00 | 0 | 0.51072 | 445566
2016-06-04 05:00 | 0 | 0.45923 | 417881
2016-06-04 06:00 | 0 | 0.41708 | 395618
2016-06-04 07:00 | 0 | 0.39272 | 378450
2016-06-04 08:00 | 0 | 0.39198 | 367703
2016-06-04 09:00 | 0 | 0.40717 | 364114
2016-06-04 10:00 | 0 | 0.43044 | 364270
2016-06-04 11:00 | 9.92e-06 | 0.39997 | 372504
2016-06-04 12:00 | 0.15011 | 0.23693 | 391583
2016-06-04 13:00 | 0.5314 | 0.23452 | 416910
2016-06-04 14:00 | 0.68035 | 0.36388 | 444249
2016-06-04 15:00 | 0.78321 | 0.43363 | 469972
2016-06-04 16:00 | 0.81915 | 0.47453 | 491295
2016-06-04 17:00 | 0.82724 | 0.50135 | 507879
2016-06-04 18:00 | 0.82258 | 0.52351 | 520690
2016-06-04 19:00 | 0.81438 | 0.54379 | 530123
2016-06-04 20:00 | 0.80999 | 0.56098 | 536156
2016-06-04 21:00 | 0.79802 | 0.57492 | 539077
2016-06-04 22:00 | 0.76981 | 0.57239 | 535584
2016-06-04 23:00 | 0.69583 | 0.53889 | 526357
2016-06-05 | 0.56748 | 0.48925 | 517223
2016-06-05 01:00 | 0.3084 | 0.55322 | 507566
2016-06-05 02:00 | 0.031121 | 0.57285 | 488695
2016-06-05 03:00 | 0 | 0.52782 | 461209
2016-06-05 04:00 | 0 | 0.4779 | 431573
2016-06-05 05:00 | 0 | 0.43968 | 406781
2016-06-05 06:00 | 0 | 0.41995 | 386419
2016-06-05 07:00 | 0 | 0.40743 | 370429
2016-06-05 08:00 | 0 | 0.4004 | 360252
2016-06-05 09:00 | 0 | 0.39213 | 355281
2016-06-05 10:00 | 0 | 0.39484 | 352955
2016-06-05 11:00 | 1.34e-05 | 0.35168 | 357290
2016-06-05 12:00 | 0.14986 | 0.19319 | 374022
2016-06-05 13:00 | 0.53103 | 0.11867 | 397413
2016-06-05 14:00 | 0.70881 | 0.18483 | 422285
2016-06-05 15:00 | 0.79729 | 0.26326 | 445523
2016-06-05 16:00 | 0.84048 | 0.30512 | 466044
2016-06-05 17:00 | 0.84662 | 0.3361 | 483304
2016-06-05 18:00 | 0.84006 | 0.3592 | 497201
2016-06-05 19:00 | 0.83079 | 0.37258 | 508990
2016-06-05 20:00 | 0.82758 | 0.38104 | 519010
2016-06-05 21:00 | 0.81836 | 0.38738 | 525768
2016-06-05 22:00 | 0.79115 | 0.38828 | 526990
2016-06-05 23:00 | 0.70785 | 0.38631 | 521930
2016-06-06 | 0.57799 | 0.39814 | 513888
2016-06-06 01:00 | 0.31762 | 0.48725 | 504098
2016-06-06 02:00 | 0.043799 | 0.58846 | 485611
2016-06-06 03:00 | 8.35e-07 | 0.60534 | 456516
2016-06-06 04:00 | 0 | 0.57023 | 426240
2016-06-06 05:00 | 0 | 0.52917 | 403188
2016-06-06 06:00 | 0 | 0.50243 | 384384
2016-06-06 07:00 | 0 | 0.4966 | 370595
2016-06-06 08:00 | 0 | 0.49349 | 366015
2016-06-06 09:00 | 0 | 0.48861 | 371425
2016-06-06 10:00 | 0 | 0.48715 | 387935
2016-06-06 11:00 | 1.22e-05 | 0.42548 | 411661
2016-06-06 12:00 | 0.1305 | 0.25569 | 435162
2016-06-06 13:00 | 0.47762 | 0.22149 | 461328
2016-06-06 14:00 | 0.6826 | 0.27385 | 485280
2016-06-06 15:00 | 0.77921 | 0.30285 | 509087
2016-06-06 16:00 | 0.82034 | 0.30425 | 527204
2016-06-06 17:00 | 0.82732 | 0.30768 | 545385
2016-06-06 18:00 | 0.81727 | 0.30856 | 560299
2016-06-06 19:00 | 0.79848 | 0.3116 | 570244
2016-06-06 20:00 | 0.7796 | 0.31599 | 578371
2016-06-06 21:00 | 0.75136 | 0.31896 | 581232
2016-06-06 22:00 | 0.71603 | 0.32234 | 579340
2016-06-06 23:00 | 0.64068 | 0.32668 | 568858
2016-06-07 | 0.52204 | 0.35354 | 558041
2016-06-07 01:00 | 0.30548 | 0.48713 | 544630
2016-06-07 02:00 | 0.039285 | 0.63609 | 517539
2016-06-07 03:00 | 6.58e-07 | 0.62914 | 483215
2016-06-07 04:00 | 0 | 0.56097 | 448043
2016-06-07 05:00 | 0 | 0.49273 | 419365
2016-06-07 06:00 | 0 | 0.43344 | 397308
2016-06-07 07:00 | 0 | 0.38778 | 381818
2016-06-07 08:00 | 0 | 0.35407 | 375224
2016-06-07 09:00 | 0 | 0.33221 | 379918
2016-06-07 10:00 | 0 | 0.31655 | 394415
2016-06-07 11:00 | 5.73e-06 | 0.25255 | 414034
2016-06-07 12:00 | 0.11247 | 0.12153 | 436079
2016-06-07 13:00 | 0.4616 | 0.12064 | 460021
2016-06-07 14:00 | 0.65955 | 0.15079 | 485342
2016-06-07 15:00 | 0.76164 | 0.1394 | 508842
2016-06-07 16:00 | 0.80642 | 0.12017 | 528600
2016-06-07 17:00 | 0.81705 | 0.1083 | 546244
2016-06-07 18:00 | 0.80772 | 0.10338 | 559521
2016-06-07 19:00 | 0.79148 | 0.10384 | 569433
2016-06-07 20:00 | 0.77536 | 0.10981 | 575757
2016-06-07 21:00 | 0.75432 | 0.11786 | 579190
2016-06-07 22:00 | 0.72036 | 0.13348 | 575363
2016-06-07 23:00 | 0.63645 | 0.15925 | 564201
2016-06-08 | 0.50509 | 0.20742 | 548515
2016-06-08 01:00 | 0.28016 | 0.34787 | 533334
2016-06-08 02:00 | 0.03863 | 0.51707 | 506870
2016-06-08 03:00 | 1.93e-06 | 0.558 | 470978
2016-06-08 04:00 | 0 | 0.54047 | 437565
2016-06-08 05:00 | 0 | 0.50119 | 408850
2016-06-08 06:00 | 0 | 0.46938 | 386228
2016-06-08 07:00 | 0 | 0.44948 | 371486
2016-06-08 08:00 | 0 | 0.44456 | 364715
2016-06-08 09:00 | 0 | 0.44071 | 370472
2016-06-08 10:00 | 0 | 0.43629 | 382405
2016-06-08 11:00 | 4.31e-06 | 0.38475 | 400432
2016-06-08 12:00 | 0.11727 | 0.20314 | 420465
2016-06-08 13:00 | 0.44153 | 0.17551 | 442199
2016-06-08 14:00 | 0.63022 | 0.22489 | 465246
2016-06-08 15:00 | 0.71917 | 0.23147 | 486017
2016-06-08 16:00 | 0.76693 | 0.22054 | 502863
2016-06-08 17:00 | 0.77969 | 0.2198 | 519109
2016-06-08 18:00 | 0.77735 | 0.22851 | 532051
2016-06-08 19:00 | 0.76621 | 0.2403 | 543040
2016-06-08 20:00 | 0.75604 | 0.25393 | 551323
2016-06-08 21:00 | 0.73633 | 0.26528 | 555836
2016-06-08 22:00 | 0.69985 | 0.27602 | 553751
2016-06-08 23:00 | 0.61946 | 0.30876 | 543784
2016-06-09 | 0.48716 | 0.39716 | 530422
2016-06-09 01:00 | 0.26552 | 0.55529 | 517442
2016-06-09 02:00 | 0.034859 | 0.66508 | 494403
2016-06-09 03:00 | 1.49e-06 | 0.70627 | 461505
2016-06-09 04:00 | 0 | 0.70124 | 429485
2016-06-09 05:00 | 0 | 0.66947 | 402849
2016-06-09 06:00 | 0 | 0.63228 | 382478
2016-06-09 07:00 | 0 | 0.60365 | 368821
2016-06-09 08:00 | 0 | 0.57698 | 362709
2016-06-09 09:00 | 0 | 0.53165 | 366616
2016-06-09 10:00 | 0 | 0.48826 | 380315
2016-06-09 11:00 | 7.27e-06 | 0.4029 | 398304
2016-06-09 12:00 | 0.11535 | 0.23263 | 419320
2016-06-09 13:00 | 0.43497 | 0.23629 | 441583
2016-06-09 14:00 | 0.64097 | 0.32703 | 464597
2016-06-09 15:00 | 0.7517 | 0.33226 | 485879
2016-06-09 16:00 | 0.80899 | 0.32023 | 505989
2016-06-09 17:00 | 0.82262 | 0.31611 | 524767
2016-06-09 18:00 | 0.82029 | 0.31783 | 539999
2016-06-09 19:00 | 0.81231 | 0.32287 | 552774
2016-06-09 20:00 | 0.80617 | 0.32847 | 560594
2016-06-09 21:00 | 0.7912 | 0.33666 | 566846
2016-06-09 22:00 | 0.75729 | 0.35068 | 564371
2016-06-09 23:00 | 0.67834 | 0.38014 | 554318
2016-06-10 | 0.53952 | 0.4577 | 540316
2016-06-10 01:00 | 0.31319 | 0.61268 | 530398
2016-06-10 02:00 | 0.052476 | 0.72229 | 505423
2016-06-10 03:00 | 2.05e-06 | 0.71947 | 473098
2016-06-10 04:00 | 0 | 0.69097 | 438393
2016-06-10 05:00 | 0 | 0.65463 | 411512
2016-06-10 06:00 | 0 | 0.6153 | 391226
2016-06-10 07:00 | 0 | 0.5657 | 376885
2016-06-10 08:00 | 0 | 0.5154 | 369546
2016-06-10 09:00 | 0 | 0.46668 | 372398
2016-06-10 10:00 | 0 | 0.42754 | 383857
2016-06-10 11:00 | 9.14e-06 | 0.33945 | 402748
2016-06-10 12:00 | 0.12657 | 0.18186 | 426829
2016-06-10 13:00 | 0.42817 | 0.19712 | 454646
2016-06-10 14:00 | 0.58886 | 0.24662 | 482301
2016-06-10 15:00 | 0.68137 | 0.25357 | 508873
2016-06-10 16:00 | 0.72998 | 0.26226 | 531905
2016-06-10 17:00 | 0.74446 | 0.28399 | 551022
2016-06-10 18:00 | 0.74244 | 0.31146 | 567314
2016-06-10 19:00 | 0.73347 | 0.33132 | 579868
2016-06-10 20:00 | 0.71689 | 0.33505 | 589997
2016-06-10 21:00 | 0.68376 | 0.33241 | 593420
2016-06-10 22:00 | 0.6295 | 0.32853 | 587600
2016-06-10 23:00 | 0.53742 | 0.34125 | 573688
2016-06-11 | 0.40509 | 0.41187 | 556480
2016-06-11 01:00 | 0.21393 | 0.58689 | 540736
2016-06-11 02:00 | 0.032552 | 0.70348 | 517639
2016-06-11 03:00 | 2.62e-06 | 0.69478 | 486640
2016-06-11 04:00 | 0 | 0.66402 | 455231
2016-06-11 05:00 | 0 | 0.63536 | 426453
2016-06-11 06:00 | 0 | 0.60039 | 405689
2016-06-11 07:00 | 0 | 0.56313 | 388245
2016-06-11 08:00 | 0 | 0.53447 | 375972
2016-06-11 09:00 | 0 | 0.49515 | 372056
2016-06-11 10:00 | 0 | 0.45654 | 372473
2016-06-11 11:00 | 8.03e-06 | 0.37924 | 382390
2016-06-11 12:00 | 0.092122 | 0.25114 | 405494
2016-06-11 13:00 | 0.3086 | 0.24893 | 438077
2016-06-11 14:00 | 0.48649 | 0.30419 | 473340
2016-06-11 15:00 | 0.5999 | 0.32961 | 506666
2016-06-11 16:00 | 0.66231 | 0.33391 | 534752
2016-06-11 17:00 | 0.683 | 0.34272 | 555285
2016-06-11 18:00 | 0.67726 | 0.35925 | 571006
2016-06-11 19:00 | 0.66388 | 0.37801 | 582511
2016-06-11 20:00 | 0.64097 | 0.40251 | 590597
2016-06-11 21:00 | 0.60496 | 0.43479 | 595049
2016-06-11 22:00 | 0.54997 | 0.47559 | 591829
2016-06-11 23:00 | 0.47173 | 0.52699 | 580903
2016-06-12 | 0.35875 | 0.60492 | 566512
2016-06-12 01:00 | 0.20329 | 0.7093 | 552841
2016-06-12 02:00 | 0.024773 | 0.75993 | 531300
2016-06-12 03:00 | 1.6e-06 | 0.74616 | 501243
2016-06-12 04:00 | 0 | 0.70781 | 470687
2016-06-12 05:00 | 0 | 0.67295 | 442054
2016-06-12 06:00 | 0 | 0.64964 | 418211
2016-06-12 07:00 | 0 | 0.61829 | 400428
2016-06-12 08:00 | 0 | 0.59265 | 387567
2016-06-12 09:00 | 0 | 0.53706 | 380020
2016-06-12 10:00 | 0 | 0.46561 | 376210
2016-06-12 11:00 | 3.77e-06 | 0.39354 | 384024
2016-06-12 12:00 | 0.10397 | 0.30643 | 407958
2016-06-12 13:00 | 0.41377 | 0.32105 | 437678
2016-06-12 14:00 | 0.61229 | 0.33931 | 468012
2016-06-12 15:00 | 0.7192 | 0.32998 | 494687
2016-06-12 16:00 | 0.77461 | 0.32303 | 517422
2016-06-12 17:00 | 0.78608 | 0.31934 | 534487
2016-06-12 18:00 | 0.78057 | 0.32071 | 545621
2016-06-12 19:00 | 0.77104 | 0.32004 | 552724
2016-06-12 20:00 | 0.76189 | 0.31468 | 556947
2016-06-12 21:00 | 0.74442 | 0.30521 | 558748
2016-06-12 22:00 | 0.70904 | 0.29166 | 554207
2016-06-12 23:00 | 0.63446 | 0.27884 | 543277
2016-06-13 | 0.52686 | 0.29455 | 530139
2016-06-13 01:00 | 0.30355 | 0.40086 | 519068
2016-06-13 02:00 | 0.035865 | 0.4744 | 498816
2016-06-13 03:00 | 2.74e-06 | 0.45119 | 469138
2016-06-13 04:00 | 0 | 0.40546 | 439711
2016-06-13 05:00 | 0 | 0.36584 | 415207
2016-06-13 06:00 | 0 | 0.32732 | 394517
2016-06-13 07:00 | 0 | 0.29394 | 380639
2016-06-13 08:00 | 0 | 0.27134 | 374559
2016-06-13 09:00 | 0 | 0.2423 | 379564
2016-06-13 10:00 | 0 | 0.22054 | 394195
2016-06-13 11:00 | 4e-06 | 0.18451 | 416210
2016-06-13 12:00 | 0.14144 | 0.11091 | 440541
2016-06-13 13:00 | 0.46694 | 0.094479 | 467299
2016-06-13 14:00 | 0.6673 | 0.10295 | 495712
2016-06-13 15:00 | 0.76388 | 0.09984 | 522570
2016-06-13 16:00 | 0.803 | 0.093823 | 545584
2016-06-13 17:00 | 0.80562 | 0.089879 | 565469
2016-06-13 18:00 | 0.79493 | 0.090341 | 580343
2016-06-13 19:00 | 0.78386 | 0.094501 | 589658
2016-06-13 20:00 | 0.77718 | 0.098483 | 595279
2016-06-13 21:00 | 0.76668 | 0.10711 | 596967
2016-06-13 22:00 | 0.73376 | 0.12524 | 591091
2016-06-13 23:00 | 0.65056 | 0.15896 | 579889
2016-06-14 | 0.53824 | 0.21258 | 565632
2016-06-14 01:00 | 0.2948 | 0.341 | 551948
2016-06-14 02:00 | 0.04099 | 0.46675 | 527027
2016-06-14 03:00 | 0 | 0.47225 | 491855
2016-06-14 04:00 | 0 | 0.44611 | 458318
2016-06-14 05:00 | 0 | 0.41848 | 429694
2016-06-14 06:00 | 0 | 0.39414 | 408610
2016-06-14 07:00 | 0 | 0.37013 | 393006
2016-06-14 08:00 | 0 | 0.34431 | 386262
2016-06-14 09:00 | 0 | 0.31773 | 390262
2016-06-14 10:00 | 0 | 0.3071 | 405010
2016-06-14 11:00 | 1.32e-05 | 0.28893 | 425599
2016-06-14 12:00 | 0.16651 | 0.20155 | 449688
2016-06-14 13:00 | 0.55105 | 0.21367 | 476353
2016-06-14 14:00 | 0.70221 | 0.25338 | 503944
2016-06-14 15:00 | 0.80436 | 0.26357 | 530927
2016-06-14 16:00 | 0.8593 | 0.2772 | 553952
2016-06-14 17:00 | 0.86532 | 0.29852 | 573249
2016-06-14 18:00 | 0.85367 | 0.3212 | 587081
2016-06-14 19:00 | 0.84006 | 0.34304 | 595687
2016-06-14 20:00 | 0.83191 | 0.3573 | 601822
2016-06-14 21:00 | 0.81708 | 0.35726 | 603737
2016-06-14 22:00 | 0.78601 | 0.3491 | 597600
2016-06-14 23:00 | 0.70256 | 0.33149 | 585548
2016-06-15 | 0.554 | 0.33634 | 570965
2016-06-15 01:00 | 0.30135 | 0.40804 | 557325
2016-06-15 02:00 | 0.037084 | 0.46001 | 532471
2016-06-15 03:00 | 2.61e-06 | 0.47924 | 498690
2016-06-15 04:00 | 0 | 0.48186 | 466211
2016-06-15 05:00 | 0 | 0.48775 | 438142
2016-06-15 06:00 | 0 | 0.50478 | 417100
2016-06-15 07:00 | 0 | 0.51539 | 402112
2016-06-15 08:00 | 0 | 0.51429 | 394759
2016-06-15 09:00 | 0 | 0.50176 | 398514
2016-06-15 10:00 | 0 | 0.4782 | 413684
2016-06-15 11:00 | 1.75e-05 | 0.40943 | 433725
2016-06-15 12:00 | 0.15071 | 0.22061 | 458210
2016-06-15 13:00 | 0.52471 | 0.15861 | 486171
2016-06-15 14:00 | 0.6847 | 0.1642 | 515729
2016-06-15 15:00 | 0.7965 | 0.18625 | 544200
2016-06-15 16:00 | 0.8423 | 0.19834 | 569028
2016-06-15 17:00 | 0.85369 | 0.21806 | 590949
2016-06-15 18:00 | 0.84986 | 0.24605 | 608682
2016-06-15 19:00 | 0.84329 | 0.27776 | 621100
2016-06-15 20:00 | 0.84225 | 0.30696 | 629859
2016-06-15 21:00 | 0.83687 | 0.32989 | 632024
2016-06-15 22:00 | 0.80844 | 0.3476 | 626813
2016-06-15 23:00 | 0.74235 | 0.37164 | 613147
2016-06-16 | 0.59446 | 0.44433 | 596583
2016-06-16 01:00 | 0.34037 | 0.61156 | 579747
2016-06-16 02:00 | 0.047601 | 0.7209 | 552876
2016-06-16 03:00 | 2.07e-06 | 0.75404 | 516809
2016-06-16 04:00 | 0 | 0.73338 | 482294
2016-06-16 05:00 | 0 | 0.69511 | 452694
2016-06-16 06:00 | 0 | 0.65012 | 429579
2016-06-16 07:00 | 0 | 0.60901 | 412910
2016-06-16 08:00 | 0 | 0.58165 | 404973
2016-06-16 09:00 | 0 | 0.55667 | 408505
2016-06-16 10:00 | 0 | 0.5282 | 422239
2016-06-16 11:00 | 1.67e-05 | 0.45926 | 442317
2016-06-16 12:00 | 0.16139 | 0.33655 | 467491
2016-06-16 13:00 | 0.55893 | 0.34697 | 494771
2016-06-16 14:00 | 0.70996 | 0.37596 | 523244
2016-06-16 15:00 | 0.81812 | 0.38081 | 550557
2016-06-16 16:00 | 0.85707 | 0.36736 | 573493
2016-06-16 17:00 | 0.87499 | 0.3656 | 593314
2016-06-16 18:00 | 0.86837 | 0.38406 | 608327
2016-06-16 19:00 | 0.86004 | 0.4121 | 617141
2016-06-16 20:00 | 0.85833 | 0.44206 | 622344
2016-06-16 21:00 | 0.8518 | 0.46807 | 623112
2016-06-16 22:00 | 0.82356 | 0.48019 | 617203
2016-06-16 23:00 | 0.7577 | 0.47581 | 605611
2016-06-17 | 0.60271 | 0.51317 | 591553
2016-06-17 01:00 | 0.35658 | 0.6363 | 575723
2016-06-17 02:00 | 0.049939 | 0.72472 | 549591
2016-06-17 03:00 | 1.78e-06 | 0.73126 | 515717
2016-06-17 04:00 | 0 | 0.70743 | 483717
2016-06-17 05:00 | 0 | 0.68153 | 454279
2016-06-17 06:00 | 0 | 0.64985 | 428248
2016-06-17 07:00 | 0 | 0.62478 | 411752
2016-06-17 08:00 | 0 | 0.59611 | 403500
2016-06-17 09:00 | 0 | 0.56534 | 405513
2016-06-17 10:00 | 0 | 0.535 | 416644
2016-06-17 11:00 | 1.66e-05 | 0.4624 | 434301
2016-06-17 12:00 | 0.15707 | 0.30858 | 459290
2016-06-17 13:00 | 0.55306 | 0.29951 | 488911
2016-06-17 14:00 | 0.70763 | 0.28985 | 518595
2016-06-17 15:00 | 0.81093 | 0.25138 | 545741
2016-06-17 16:00 | 0.85203 | 0.21914 | 567490
2016-06-17 17:00 | 0.86526 | 0.20013 | 584549
2016-06-17 18:00 | 0.86101 | 0.18937 | 597291
2016-06-17 19:00 | 0.8533 | 0.18475 | 606608
2016-06-17 20:00 | 0.85114 | 0.18274 | 612181
2016-06-17 21:00 | 0.84395 | 0.18265 | 612561
2016-06-17 22:00 | 0.814 | 0.18868 | 604742
2016-06-17 23:00 | 0.74226 | 0.20837 | 590018
2016-06-18 | 0.58769 | 0.27552 | 571383
2016-06-18 01:00 | 0.32722 | 0.42267 | 554508
2016-06-18 02:00 | 0.048206 | 0.55167 | 530096
2016-06-18 03:00 | 8.24e-07 | 0.58047 | 497484
2016-06-18 04:00 | 0 | 0.54755 | 465759
2016-06-18 05:00 | 0 | 0.50665 | 436125
2016-06-18 06:00 | 0 | 0.46711 | 410907
2016-06-18 07:00 | 0 | 0.42833 | 393168
2016-06-18 08:00 | 0 | 0.39851 | 381758
2016-06-18 09:00 | 0 | 0.34793 | 376227
2016-06-18 10:00 | 0 | 0.30212 | 375830
2016-06-18 11:00 | 8.76e-06 | 0.24589 | 384738
2016-06-18 12:00 | 0.16263 | 0.14261 | 405325
2016-06-18 13:00 | 0.53801 | 0.10942 | 432021
2016-06-18 14:00 | 0.68773 | 0.11973 | 460821
2016-06-18 15:00 | 0.78578 | 0.11117 | 489654
2016-06-18 16:00 | 0.82382 | 0.097808 | 514631
2016-06-18 17:00 | 0.82882 | 0.092262 | 534606
2016-06-18 18:00 | 0.82061 | 0.092331 | 551191
2016-06-18 19:00 | 0.80996 | 0.099156 | 564545
2016-06-18 20:00 | 0.80153 | 0.11372 | 574478
2016-06-18 21:00 | 0.78424 | 0.13741 | 579685
2016-06-18 22:00 | 0.75119 | 0.17188 | 575841
2016-06-18 23:00 | 0.67038 | 0.22191 | 562708
2016-06-19 | 0.51684 | 0.29895 | 545617
2016-06-19 01:00 | 0.28293 | 0.46338 | 531539
2016-06-19 02:00 | 0.047518 | 0.61502 | 511308
2016-06-19 03:00 | 4.12e-06 | 0.65664 | 481727
2016-06-19 04:00 | 0 | 0.65631 | 450963
2016-06-19 05:00 | 0 | 0.63725 | 423780
2016-06-19 06:00 | 0 | 0.6111 | 400632
2016-06-19 07:00 | 0 | 0.58515 | 383744
2016-06-19 08:00 | 0 | 0.56323 | 372003
2016-06-19 09:00 | 0 | 0.54485 | 364628
2016-06-19 10:00 | 0 | 0.52409 | 361484
2016-06-19 11:00 | 1.49e-05 | 0.45628 | 367308
2016-06-19 12:00 | 0.13804 | 0.3188 | 387174
2016-06-19 13:00 | 0.46228 | 0.36011 | 415881
2016-06-19 14:00 | 0.63772 | 0.41874 | 447988
2016-06-19 15:00 | 0.74573 | 0.43877 | 479035
2016-06-19 16:00 | 0.79638 | 0.4547 | 506647
2016-06-19 17:00 | 0.80831 | 0.46895 | 530674
2016-06-19 18:00 | 0.80607 | 0.47772 | 550246
2016-06-19 19:00 | 0.8003 | 0.48098 | 567009
2016-06-19 20:00 | 0.79586 | 0.482 | 580864
2016-06-19 21:00 | 0.78208 | 0.48549 | 590387
2016-06-19 22:00 | 0.75162 | 0.49367 | 591563
2016-06-19 23:00 | 0.68352 | 0.51054 | 584623
2016-06-20 | 0.54053 | 0.55826 | 571899
2016-06-20 01:00 | 0.33336 | 0.67232 | 560612
2016-06-20 02:00 | 0.045559 | 0.77277 | 538629
2016-06-20 03:00 | 1.45e-06 | 0.77673 | 506404
2016-06-20 04:00 | 0 | 0.74855 | 472788
2016-06-20 05:00 | 0 | 0.7177 | 444380
2016-06-20 06:00 | 0 | 0.68687 | 420074
2016-06-20 07:00 | 0 | 0.65765 | 403268
2016-06-20 08:00 | 0 | 0.62122 | 394676
2016-06-20 09:00 | 0 | 0.57143 | 397331
2016-06-20 10:00 | 0 | 0.51769 | 410679
2016-06-20 11:00 | 1.66e-05 | 0.39334 | 433379
2016-06-20 12:00 | 0.16261 | 0.22459 | 461784
2016-06-20 13:00 | 0.51456 | 0.28205 | 494530
2016-06-20 14:00 | 0.69468 | 0.29187 | 529278
2016-06-20 15:00 | 0.78144 | 0.2573 | 563124
2016-06-20 16:00 | 0.82391 | 0.22493 | 592728
2016-06-20 17:00 | 0.82969 | 0.20826 | 618309
2016-06-20 18:00 | 0.82305 | 0.20207 | 637952
2016-06-20 19:00 | 0.81542 | 0.19855 | 653245
2016-06-20 20:00 | 0.8137 | 0.19481 | 664302
2016-06-20 21:00 | 0.80703 | 0.1942 | 668915
2016-06-20 22:00 | 0.78356 | 0.1931 | 664906
2016-06-20 23:00 | 0.71005 | 0.19169 | 651397
2016-06-21 | 0.57976 | 0.20697 | 631507
2016-06-21 01:00 | 0.32615 | 0.3286 | 612804
2016-06-21 02:00 | 0.048632 | 0.49889 | 581995
2016-06-21 03:00 | 1.26e-06 | 0.55426 | 539949
2016-06-21 04:00 | 0 | 0.54404 | 501362
2016-06-21 05:00 | 0 | 0.52013 | 469238
2016-06-21 06:00 | 0 | 0.4948 | 441958
2016-06-21 07:00 | 0 | 0.47726 | 422625
2016-06-21 08:00 | 0 | 0.4652 | 412705
2016-06-21 09:00 | 0 | 0.43709 | 414254
2016-06-21 10:00 | 0 | 0.40477 | 427487
2016-06-21 11:00 | 1.41e-05 | 0.34471 | 447267
2016-06-21 12:00 | 0.14051 | 0.1878 | 470193
2016-06-21 13:00 | 0.44528 | 0.15691 | 498042
2016-06-21 14:00 | 0.64717 | 0.21341 | 529549
2016-06-21 15:00 | 0.7343 | 0.23773 | 560715
2016-06-21 16:00 | 0.78676 | 0.24515 | 586867
2016-06-21 17:00 | 0.80003 | 0.25826 | 609939
2016-06-21 18:00 | 0.80045 | 0.28049 | 627655
2016-06-21 19:00 | 0.79378 | 0.31004 | 640291
2016-06-21 20:00 | 0.78771 | 0.34247 | 649707
2016-06-21 21:00 | 0.77568 | 0.37151 | 653434
2016-06-21 22:00 | 0.74371 | 0.39778 | 648117
2016-06-21 23:00 | 0.66455 | 0.43303 | 634951
2016-06-22 | 0.52356 | 0.51851 | 617957
2016-06-22 01:00 | 0.27825 | 0.70788 | 599868
2016-06-22 02:00 | 0.048132 | 0.82969 | 571899
2016-06-22 03:00 | 3.82e-06 | 0.84836 | 532903
2016-06-22 04:00 | 0 | 0.83532 | 495486
2016-06-22 05:00 | 0 | 0.80966 | 464781
2016-06-22 06:00 | 0 | 0.7808 | 439728
2016-06-22 07:00 | 0 | 0.75598 | 422327
2016-06-22 08:00 | 0 | 0.72815 | 411323
2016-06-22 09:00 | 0 | 0.69449 | 412625
2016-06-22 10:00 | 0 | 0.6628 | 424663
2016-06-22 11:00 | 1.63e-05 | 0.59264 | 445447
2016-06-22 12:00 | 0.13922 | 0.45761 | 469789
2016-06-22 13:00 | 0.44249 | 0.54688 | 498029
2016-06-22 14:00 | 0.64527 | 0.5737 | 528101
2016-06-22 15:00 | 0.72496 | 0.53277 | 557079
2016-06-22 16:00 | 0.77651 | 0.48681 | 582091
2016-06-22 17:00 | 0.78886 | 0.45305 | 604925
2016-06-22 18:00 | 0.78458 | 0.42845 | 623197
2016-06-22 19:00 | 0.77181 | 0.40658 | 636797
2016-06-22 20:00 | 0.76156 | 0.38738 | 648742
2016-06-22 21:00 | 0.74634 | 0.36855 | 653933
2016-06-22 22:00 | 0.71119 | 0.35148 | 651094
2016-06-22 23:00 | 0.63839 | 0.34148 | 640266
2016-06-23 | 0.51504 | 0.36351 | 623630
2016-06-23 01:00 | 0.29098 | 0.4892 | 607473
2016-06-23 02:00 | 0.050151 | 0.59734 | 579275
2016-06-23 03:00 | 4.03e-06 | 0.62867 | 541127
2016-06-23 04:00 | 0 | 0.6027 | 505365
2016-06-23 05:00 | 0 | 0.55896 | 474918
2016-06-23 06:00 | 0 | 0.51945 | 449614
2016-06-23 07:00 | 0 | 0.47986 | 430975
2016-06-23 08:00 | 0 | 0.44459 | 420920
2016-06-23 09:00 | 0 | 0.40927 | 422636
2016-06-23 10:00 | 0 | 0.37099 | 435624
2016-06-23 11:00 | 1.85e-06 | 0.28293 | 453506
2016-06-23 12:00 | 0.11425 | 0.1774 | 476162
2016-06-23 13:00 | 0.43225 | 0.19809 | 503574
2016-06-23 14:00 | 0.61958 | 0.21713 | 533806
2016-06-23 15:00 | 0.70485 | 0.20004 | 562667
2016-06-23 16:00 | 0.74737 | 0.17614 | 586908
2016-06-23 17:00 | 0.76084 | 0.16038 | 609543
2016-06-23 18:00 | 0.75453 | 0.15063 | 626573
2016-06-23 19:00 | 0.744 | 0.14256 | 639206
2016-06-23 20:00 | 0.73409 | 0.14034 | 646663
2016-06-23 21:00 | 0.71504 | 0.14611 | 648522
2016-06-23 22:00 | 0.68149 | 0.16132 | 641842
2016-06-23 23:00 | 0.60987 | 0.19533 | 627035
2016-06-24 | 0.48903 | 0.26882 | 610069
2016-06-24 01:00 | 0.29726 | 0.44222 | 593801
2016-06-24 02:00 | 0.047409 | 0.59401 | 567900
2016-06-24 03:00 | 3.95e-06 | 0.62864 | 530470
2016-06-24 04:00 | 0 | 0.60303 | 495549
2016-06-24 05:00 | 0 | 0.56139 | 464939
2016-06-24 06:00 | 0 | 0.52236 | 439525
2016-06-24 07:00 | 0 | 0.50174 | 421376
2016-06-24 08:00 | 0 | 0.4877 | 412085
2016-06-24 09:00 | 0 | 0.46158 | 413435
2016-06-24 10:00 | 0 | 0.43714 | 424244
2016-06-24 11:00 | 2.55e-06 | 0.36689 | 440458
2016-06-24 12:00 | 0.10713 | 0.23088 | 463708
2016-06-24 13:00 | 0.42151 | 0.27078 | 493073
2016-06-24 14:00 | 0.61034 | 0.28959 | 525878
2016-06-24 15:00 | 0.71196 | 0.26166 | 555545
2016-06-24 16:00 | 0.76665 | 0.25228 | 580705
2016-06-24 17:00 | 0.79094 | 0.26845 | 602435
2016-06-24 18:00 | 0.78659 | 0.30011 | 619693
2016-06-24 19:00 | 0.775 | 0.33847 | 630709
2016-06-24 20:00 | 0.76212 | 0.37923 | 638495
2016-06-24 21:00 | 0.74043 | 0.42227 | 640690
2016-06-24 22:00 | 0.69938 | 0.46574 | 633972
2016-06-24 23:00 | 0.62277 | 0.51402 | 618931
2016-06-25 | 0.48921 | 0.57995 | 599867
2016-06-25 01:00 | 0.28986 | 0.70264 | 582333
2016-06-25 02:00 | 0.040875 | 0.78129 | 556986
2016-06-25 03:00 | 3.71e-06 | 0.77185 | 523448
2016-06-25 04:00 | 0 | 0.74945 | 488739
2016-06-25 05:00 | 0 | 0.72856 | 458760
2016-06-25 06:00 | 0 | 0.70213 | 434366
2016-06-25 07:00 | 0 | 0.67722 | 415428
2016-06-25 08:00 | 0 | 0.66433 | 403474
2016-06-25 09:00 | 0 | 0.64321 | 398206
2016-06-25 10:00 | 0 | 0.61466 | 396437
2016-06-25 11:00 | 9.57e-06 | 0.54909 | 406211
2016-06-25 12:00 | 0.10578 | 0.47036 | 429393
2016-06-25 13:00 | 0.42089 | 0.60459 | 460277
2016-06-25 14:00 | 0.6214 | 0.652 | 496302
2016-06-25 15:00 | 0.72398 | 0.63851 | 529538
2016-06-25 16:00 | 0.77384 | 0.62844 | 556540
2016-06-25 17:00 | 0.78935 | 0.62826 | 577439
2016-06-25 18:00 | 0.78534 | 0.63159 | 594128
2016-06-25 19:00 | 0.76934 | 0.63366 | 607626
2016-06-25 20:00 | 0.75284 | 0.63095 | 617969
2016-06-25 21:00 | 0.72642 | 0.62425 | 622318
2016-06-25 22:00 | 0.67781 | 0.62032 | 618800
2016-06-25 23:00 | 0.59671 | 0.61911 | 606976
2016-06-26 | 0.474 | 0.62445 | 589083
2016-06-26 01:00 | 0.28758 | 0.64888 | 574644
2016-06-26 02:00 | 0.052865 | 0.63898 | 551576
2016-06-26 03:00 | 3.23e-06 | 0.58502 | 519032
2016-06-26 04:00 | 0 | 0.53455 | 486390
2016-06-26 05:00 | 0 | 0.48692 | 459029
2016-06-26 06:00 | 0 | 0.44867 | 434515
2016-06-26 07:00 | 0 | 0.4227 | 415502
2016-06-26 08:00 | 0 | 0.41479 | 402118
2016-06-26 09:00 | 0 | 0.41315 | 393992
2016-06-26 10:00 | 0 | 0.40196 | 389269
2016-06-26 11:00 | 2.66e-06 | 0.34645 | 395323
2016-06-26 12:00 | 0.09336 | 0.23117 | 417009
2016-06-26 13:00 | 0.41427 | 0.26343 | 448690
2016-06-26 14:00 | 0.57732 | 0.28971 | 482510
2016-06-26 15:00 | 0.68365 | 0.29972 | 515606
2016-06-26 16:00 | 0.73274 | 0.30681 | 545152
2016-06-26 17:00 | 0.74548 | 0.31354 | 569377
2016-06-26 18:00 | 0.73895 | 0.31909 | 587630
2016-06-26 19:00 | 0.72363 | 0.3217 | 600551
2016-06-26 20:00 | 0.70841 | 0.32065 | 611011
2016-06-26 21:00 | 0.68422 | 0.31633 | 618377
2016-06-26 22:00 | 0.64674 | 0.31178 | 617665
2016-06-26 23:00 | 0.57888 | 0.3073 | 607496
2016-06-27 | 0.44827 | 0.31444 | 592599
2016-06-27 01:00 | 0.2749 | 0.36696 | 578817
2016-06-27 02:00 | 0.051251 | 0.44577 | 554582
2016-06-27 03:00 | 2.31e-06 | 0.47235 | 522357
2016-06-27 04:00 | 0 | 0.45846 | 487380
2016-06-27 05:00 | 0 | 0.42355 | 457889
2016-06-27 06:00 | 0 | 0.38021 | 434252
2016-06-27 07:00 | 0 | 0.33475 | 417528
2016-06-27 08:00 | 0 | 0.29721 | 409693
2016-06-27 09:00 | 0 | 0.25681 | 412485
2016-06-27 10:00 | 0 | 0.22229 | 425260
2016-06-27 11:00 | 1.36e-05 | 0.15796 | 445867
2016-06-27 12:00 | 0.13226 | 0.093115 | 473347
2016-06-27 13:00 | 0.43441 | 0.094565 | 505702
2016-06-27 14:00 | 0.60539 | 0.10925 | 541134
2016-06-27 15:00 | 0.70728 | 0.11496 | 575398
2016-06-27 16:00 | 0.74991 | 0.11723 | 605106
2016-06-27 17:00 | 0.76743 | 0.11683 | 630216
2016-06-27 18:00 | 0.76274 | 0.11536 | 649665
2016-06-27 19:00 | 0.75167 | 0.113 | 662709
2016-06-27 20:00 | 0.74176 | 0.1115 | 670215
2016-06-27 21:00 | 0.72263 | 0.10974 | 671047
2016-06-27 22:00 | 0.68568 | 0.10931 | 663408
2016-06-27 23:00 | 0.6029 | 0.11526 | 649398
2016-06-28 | 0.46759 | 0.14024 | 630972
2016-06-28 01:00 | 0.262 | 0.23919 | 611553
2016-06-28 02:00 | 0.039836 | 0.38103 | 582436
2016-06-28 03:00 | 2.45e-06 | 0.43686 | 542570
2016-06-28 04:00 | 0 | 0.42154 | 505108
2016-06-28 05:00 | 0 | 0.38564 | 472652
2016-06-28 06:00 | 0 | 0.34406 | 447155
2016-06-28 07:00 | 0 | 0.30037 | 428315
2016-06-28 08:00 | 0 | 0.2621 | 418966
2016-06-28 09:00 | 0 | 0.21946 | 421131
2016-06-28 10:00 | 0 | 0.19029 | 432714
2016-06-28 11:00 | 5.03e-06 | 0.15564 | 450973
2016-06-28 12:00 | 0.12651 | 0.069084 | 473234
2016-06-28 13:00 | 0.39905 | 0.046865 | 500024
2016-06-28 14:00 | 0.5773 | 0.045806 | 529073
2016-06-28 15:00 | 0.69149 | 0.03997 | 556879
2016-06-28 16:00 | 0.73874 | 0.037423 | 580836
2016-06-28 17:00 | 0.75504 | 0.037973 | 601203
2016-06-28 18:00 | 0.7516 | 0.040708 | 616276
2016-06-28 19:00 | 0.73985 | 0.044996 | 624529
2016-06-28 20:00 | 0.72542 | 0.050787 | 628520
2016-06-28 21:00 | 0.69259 | 0.05972 | 628828
2016-06-28 22:00 | 0.6435 | 0.072342 | 621537
2016-06-28 23:00 | 0.56051 | 0.090669 | 607995
2016-06-29 | 0.42302 | 0.12629 | 591546
2016-06-29 01:00 | 0.22366 | 0.22112 | 574649
2016-06-29 02:00 | 0.036303 | 0.34715 | 547945
2016-06-29 03:00 | 2.2e-06 | 0.37423 | 513219
2016-06-29 04:00 | 0 | 0.35625 | 478698
2016-06-29 05:00 | 0 | 0.33098 | 449349
2016-06-29 06:00 | 0 | 0.30401 | 424797
2016-06-29 07:00 | 0 | 0.28245 | 407843
2016-06-29 08:00 | 0 | 0.26457 | 399379
2016-06-29 09:00 | 0 | 0.23229 | 401264
2016-06-29 10:00 | 0 | 0.20104 | 413223
2016-06-29 11:00 | 3.84e-06 | 0.15703 | 432696
2016-06-29 12:00 | 0.10804 | 0.070059 | 456995
2016-06-29 13:00 | 0.36695 | 0.05476 | 482516
2016-06-29 14:00 | 0.53659 | 0.062831 | 511202
2016-06-29 15:00 | 0.63005 | 0.051916 | 540055
2016-06-29 16:00 | 0.68127 | 0.039492 | 565473
2016-06-29 17:00 | 0.70161 | 0.032319 | 588208
2016-06-29 18:00 | 0.70233 | 0.029421 | 607375
2016-06-29 19:00 | 0.69343 | 0.030806 | 621004
2016-06-29 20:00 | 0.68231 | 0.033987 | 630653
2016-06-29 21:00 | 0.66154 | 0.038369 | 634465
2016-06-29 22:00 | 0.61903 | 0.048229 | 629556
2016-06-29 23:00 | 0.53675 | 0.065849 | 616067
2016-06-30 | 0.3959 | 0.10485 | 597182
2016-06-30 01:00 | 0.19767 | 0.20803 | 580014
2016-06-30 02:00 | 0.041619 | 0.33214 | 553545
2016-06-30 03:00 | 2.07e-06 | 0.37657 | 516726
2016-06-30 04:00 | 0 | 0.36222 | 480169
2016-06-30 05:00 | 0 | 0.33453 | 449511
2016-06-30 06:00 | 0 | 0.30751 | 424274
2016-06-30 07:00 | 0 | 0.28604 | 406855
2016-06-30 08:00 | 0 | 0.27226 | 398026
2016-06-30 09:00 | 0 | 0.25006 | 399538
2016-06-30 10:00 | 0 | 0.22907 | 410455
2016-06-30 11:00 | 2.01e-06 | 0.19032 | 428603
2016-06-30 12:00 | 0.082016 | 0.11435 | 452042
2016-06-30 13:00 | 0.301 | 0.12254 | 479897
2016-06-30 14:00 | 0.47567 | 0.1573 | 509011
2016-06-30 15:00 | 0.57205 | 0.16388 | 536971
2016-06-30 16:00 | 0.62566 | 0.15947 | 561106
2016-06-30 17:00 | 0.64401 | 0.15657 | 582107
2016-06-30 18:00 | 0.6336 | 0.15868 | 600446
2016-06-30 19:00 | 0.61205 | 0.16607 | 614080
2016-06-30 20:00 | 0.58427 | 0.17829 | 623589
2016-06-30 21:00 | 0.54081 | 0.19329 | 626709
2016-06-30 22:00 | 0.48173 | 0.2078 | 620594
2016-06-30 23:00 | 0.40326 | 0.22323 | 607167
2016-07-01 | 0.29173 | 0.25809 | 590202
2016-07-01 01:00 | 0.15922 | 0.37034 | 574790
2016-07-01 02:00 | 0.047611 | 0.52093 | 549953
2016-07-01 03:00 | 2.34e-06 | 0.5434 | 515518
2016-07-01 04:00 | 0 | 0.50751 | 480417
2016-07-01 05:00 | 0 | 0.47052 | 450190
2016-07-01 06:00 | 0 | 0.43127 | 426366
2016-07-01 07:00 | 0 | 0.39622 | 409213
2016-07-01 08:00 | 0 | 0.37261 | 400250
2016-07-01 09:00 | 0 | 0.34342 | 401487
2016-07-01 10:00 | 0 | 0.31092 | 412287
2016-07-01 11:00 | 0 | 0.23838 | 428746
2016-07-01 12:00 | 0.068691 | 0.15314 | 450070
2016-07-01 13:00 | 0.28862 | 0.17822 | 478324
2016-07-01 14:00 | 0.48574 | 0.18983 | 508012
2016-07-01 15:00 | 0.5991 | 0.16868 | 535615
2016-07-01 16:00 | 0.64763 | 0.14994 | 559186
2016-07-01 17:00 | 0.66524 | 0.14355 | 579245
2016-07-01 18:00 | 0.65535 | 0.14609 | 595305
2016-07-01 19:00 | 0.63179 | 0.15307 | 605699
2016-07-01 20:00 | 0.59675 | 0.1601 | 611337
2016-07-01 21:00 | 0.53964 | 0.17321 | 611951
2016-07-01 22:00 | 0.47607 | 0.18933 | 605031
2016-07-01 23:00 | 0.3931 | 0.20193 | 590638
2016-07-02 | 0.29182 | 0.22569 | 571712
2016-07-02 01:00 | 0.16844 | 0.29122 | 554807
2016-07-02 02:00 | 0.036967 | 0.36899 | 531328
2016-07-02 03:00 | 1.96e-06 | 0.40506 | 499376
2016-07-02 04:00 | 0 | 0.39277 | 466635
2016-07-02 05:00 | 0 | 0.37068 | 439718
2016-07-02 06:00 | 0 | 0.35069 | 416966
2016-07-02 07:00 | 0 | 0.32547 | 399240
2016-07-02 08:00 | 0 | 0.30577 | 387170
2016-07-02 09:00 | 0 | 0.28367 | 380581
2016-07-02 10:00 | 0 | 0.26489 | 378094
2016-07-02 11:00 | 5.64e-06 | 0.23061 | 383661
2016-07-02 12:00 | 0.098114 | 0.14459 | 400616
2016-07-02 13:00 | 0.37952 | 0.18027 | 426470
2016-07-02 14:00 | 0.58733 | 0.21103 | 455527
2016-07-02 15:00 | 0.69626 | 0.19989 | 483095
2016-07-02 16:00 | 0.73563 | 0.18701 | 505288
2016-07-02 17:00 | 0.74112 | 0.18015 | 521550
2016-07-02 18:00 | 0.72939 | 0.17551 | 534147
2016-07-02 19:00 | 0.71283 | 0.17158 | 543318
2016-07-02 20:00 | 0.69206 | 0.1697 | 550529
2016-07-02 21:00 | 0.65749 | 0.17335 | 553668
2016-07-02 22:00 | 0.61386 | 0.1868 | 551163
2016-07-02 23:00 | 0.54035 | 0.21483 | 541555
2016-07-03 | 0.4304 | 0.26787 | 529567
2016-07-03 01:00 | 0.25903 | 0.35372 | 519482
2016-07-03 02:00 | 0.039335 | 0.44831 | 501337
2016-07-03 03:00 | 1.61e-06 | 0.47676 | 475042
2016-07-03 04:00 | 0 | 0.46694 | 447642
2016-07-03 05:00 | 0 | 0.45683 | 423652
2016-07-03 06:00 | 0 | 0.45981 | 404833
2016-07-03 07:00 | 0 | 0.46001 | 389215
2016-07-03 08:00 | 0 | 0.45335 | 378146
2016-07-03 09:00 | 0 | 0.41875 | 372341
2016-07-03 10:00 | 0 | 0.38052 | 368890
2016-07-03 11:00 | 3.86e-06 | 0.31692 | 371706
2016-07-03 12:00 | 0.13285 | 0.25241 | 386611
2016-07-03 13:00 | 0.4854 | 0.28719 | 411545
2016-07-03 14:00 | 0.67164 | 0.29755 | 439309
2016-07-03 15:00 | 0.7669 | 0.28465 | 464843
2016-07-03 16:00 | 0.80761 | 0.26215 | 488465
2016-07-03 17:00 | 0.81625 | 0.23988 | 506543
2016-07-03 18:00 | 0.80746 | 0.22121 | 520834
2016-07-03 19:00 | 0.79779 | 0.20873 | 531090
2016-07-03 20:00 | 0.79293 | 0.19906 | 538146
2016-07-03 21:00 | 0.78281 | 0.19496 | 542328
2016-07-03 22:00 | 0.75653 | 0.19511 | 540729
2016-07-03 23:00 | 0.69037 | 0.20225 | 532210
2016-07-04 | 0.55835 | 0.22935 | 521496
2016-07-04 01:00 | 0.32526 | 0.31971 | 511466
2016-07-04 02:00 | 0.044486 | 0.43386 | 495426
2016-07-04 03:00 | 2.44e-06 | 0.45556 | 471952
2016-07-04 04:00 | 0 | 0.4267 | 444686
2016-07-04 05:00 | 0 | 0.39542 | 420950
2016-07-04 06:00 | 0 | 0.37342 | 400759
2016-07-04 07:00 | 0 | 0.36664 | 385823
2016-07-04 08:00 | 0 | 0.3698 | 377948
2016-07-04 09:00 | 0 | 0.36547 | 375023
2016-07-04 10:00 | 0 | 0.36164 | 373626
2016-07-04 11:00 | 1.18e-05 | 0.32995 | 376666
2016-07-04 12:00 | 0.17191 | 0.19897 | 392312
2016-07-04 13:00 | 0.53198 | 0.15166 | 418892
2016-07-04 14:00 | 0.69308 | 0.1615 | 450265
2016-07-04 15:00 | 0.7753 | 0.14238 | 479712
2016-07-04 16:00 | 0.82893 | 0.1217 | 505125
2016-07-04 17:00 | 0.8341 | 0.11423 | 524716
2016-07-04 18:00 | 0.82817 | 0.11973 | 539792
2016-07-04 19:00 | 0.81869 | 0.13027 | 550802
2016-07-04 20:00 | 0.81515 | 0.13832 | 559591
2016-07-04 21:00 | 0.80412 | 0.13729 | 564260
2016-07-04 22:00 | 0.77304 | 0.13058 | 562347
2016-07-04 23:00 | 0.70466 | 0.13 | 553619
2016-07-05 | 0.56463 | 0.15007 | 541829
2016-07-05 01:00 | 0.32475 | 0.25459 | 528918
2016-07-05 02:00 | 0.040933 | 0.44479 | 512243
2016-07-05 03:00 | 1.44e-06 | 0.58419 | 489014
2016-07-05 04:00 | 0 | 0.62792 | 463425
2016-07-05 05:00 | 0 | 0.6215 | 439017
2016-07-05 06:00 | 0 | 0.59757 | 420628
2016-07-05 07:00 | 0 | 0.56285 | 407204
2016-07-05 08:00 | 0 | 0.52169 | 400873
2016-07-05 09:00 | 0 | 0.48941 | 404728
2016-07-05 10:00 | 0 | 0.47103 | 418595
2016-07-05 11:00 | 5.11e-06 | 0.4073 | 438717
2016-07-05 12:00 | 0.15258 | 0.24115 | 466482
2016-07-05 13:00 | 0.51223 | 0.20021 | 498721
2016-07-05 14:00 | 0.67802 | 0.23091 | 532131
2016-07-05 15:00 | 0.77083 | 0.24584 | 562591
2016-07-05 16:00 | 0.82301 | 0.24459 | 588617
2016-07-05 17:00 | 0.83084 | 0.24443 | 611568
2016-07-05 18:00 | 0.82542 | 0.24742 | 630490
2016-07-05 19:00 | 0.81916 | 0.25221 | 645161
2016-07-05 20:00 | 0.81779 | 0.25271 | 655847
2016-07-05 21:00 | 0.81101 | 0.24412 | 660906
2016-07-05 22:00 | 0.78394 | 0.23998 | 659394
2016-07-05 23:00 | 0.70749 | 0.2593 | 648330
2016-07-06 | 0.57202 | 0.31771 | 631841
2016-07-06 01:00 | 0.3331 | 0.413 | 615342
2016-07-06 02:00 | 0.038526 | 0.49 | 588636
2016-07-06 03:00 | 1.59e-06 | 0.51989 | 550875
2016-07-06 04:00 | 0 | 0.50413 | 513295
2016-07-06 05:00 | 0 | 0.47093 | 482780
2016-07-06 06:00 | 0 | 0.45007 | 456911
2016-07-06 07:00 | 0 | 0.44086 | 438013
2016-07-06 08:00 | 0 | 0.4369 | 428937
2016-07-06 09:00 | 0 | 0.41591 | 430708
2016-07-06 10:00 | 0 | 0.39488 | 445156
2016-07-06 11:00 | 9.35e-06 | 0.34248 | 463770
2016-07-06 12:00 | 0.15093 | 0.21405 | 489145
2016-07-06 13:00 | 0.518 | 0.23502 | 520664
2016-07-06 14:00 | 0.66941 | 0.25113 | 555412
2016-07-06 15:00 | 0.77396 | 0.22833 | 588346
2016-07-06 16:00 | 0.81761 | 0.19832 | 615929
2016-07-06 17:00 | 0.83079 | 0.18595 | 637138
2016-07-06 18:00 | 0.8252 | 0.19313 | 653810
2016-07-06 19:00 | 0.81699 | 0.20952 | 665008
2016-07-06 20:00 | 0.81321 | 0.2308 | 672372
2016-07-06 21:00 | 0.8044 | 0.25463 | 676348
2016-07-06 22:00 | 0.7777 | 0.2817 | 672541
2016-07-06 23:00 | 0.70168 | 0.32089 | 659367
2016-07-07 | 0.56028 | 0.38003 | 641094
2016-07-07 01:00 | 0.31165 | 0.5354 | 623195
2016-07-07 02:00 | 0.041634 | 0.64674 | 595023
2016-07-07 03:00 | 1.13e-06 | 0.65589 | 556249
2016-07-07 04:00 | 0 | 0.61769 | 519251
2016-07-07 05:00 | 0 | 0.58123 | 487018
2016-07-07 06:00 | 0 | 0.54786 | 460529
2016-07-07 07:00 | 0 | 0.52704 | 441619
2016-07-07 08:00 | 0 | 0.51734 | 432270
2016-07-07 09:00 | 0 | 0.49178 | 434678
2016-07-07 10:00 | 0 | 0.46565 | 447332
2016-07-07 11:00 | 1.14e-05 | 0.42957 | 467197
2016-07-07 12:00 | 0.13077 | 0.32581 | 491641
2016-07-07 13:00 | 0.49844 | 0.33661 | 521731
2016-07-07 14:00 | 0.66098 | 0.36092 | 555164
2016-07-07 15:00 | 0.76373 | 0.34289 | 587617
2016-07-07 16:00 | 0.81378 | 0.3227 | 614204
2016-07-07 17:00 | 0.82678 | 0.31255 | 635168
2016-07-07 18:00 | 0.81919 | 0.30981 | 654364
2016-07-07 19:00 | 0.80829 | 0.31618 | 664473
2016-07-07 20:00 | 0.80218 | 0.32182 | 671071
2016-07-07 21:00 | 0.78905 | 0.32011 | 673729
2016-07-07 22:00 | 0.75704 | 0.31243 | 668069
2016-07-07 23:00 | 0.67065 | 0.30809 | 654646
2016-07-08 | 0.54908 | 0.31746 | 638410
2016-07-08 01:00 | 0.31152 | 0.40512 | 621532
2016-07-08 02:00 | 0.039956 | 0.49963 | 593605
2016-07-08 03:00 | 8.11e-07 | 0.5189 | 555858
2016-07-08 04:00 | 0 | 0.49081 | 518604
2016-07-08 05:00 | 0 | 0.45065 | 488114
2016-07-08 06:00 | 0 | 0.41923 | 461874
2016-07-08 07:00 | 0 | 0.39987 | 442742
2016-07-08 08:00 | 0 | 0.38737 | 432778
2016-07-08 09:00 | 0 | 0.36433 | 434603
2016-07-08 10:00 | 0 | 0.34447 | 446741
2016-07-08 11:00 | 9.69e-09 | 0.29382 | 464941
2016-07-08 12:00 | 0.096627 | 0.18652 | 491037
2016-07-08 13:00 | 0.43696 | 0.17694 | 523699
2016-07-08 14:00 | 0.62036 | 0.20428 | 557938
2016-07-08 15:00 | 0.72685 | 0.20659 | 591140
2016-07-08 16:00 | 0.78604 | 0.20137 | 616688
2016-07-08 17:00 | 0.79948 | 0.19796 | 637306
2016-07-08 18:00 | 0.79605 | 0.19595 | 652156
2016-07-08 19:00 | 0.78672 | 0.19311 | 661112
2016-07-08 20:00 | 0.77955 | 0.18697 | 666277
2016-07-08 21:00 | 0.76197 | 0.17848 | 666264
2016-07-08 22:00 | 0.73252 | 0.16986 | 657650
2016-07-08 23:00 | 0.64847 | 0.17226 | 641615
2016-07-09 | 0.54079 | 0.2165 | 621080
2016-07-09 01:00 | 0.30984 | 0.36017 | 600655
2016-07-09 02:00 | 0.0401 | 0.49134 | 573074
2016-07-09 03:00 | 2.38e-07 | 0.51375 | 537026
2016-07-09 04:00 | 0 | 0.49029 | 503058
2016-07-09 05:00 | 0 | 0.45924 | 472233
2016-07-09 06:00 | 0 | 0.43767 | 446984
2016-07-09 07:00 | 0 | 0.41806 | 427811
2016-07-09 08:00 | 0 | 0.3983 | 415102
2016-07-09 09:00 | 0 | 0.36921 | 408303
2016-07-09 10:00 | 0 | 0.34848 | 405812
2016-07-09 11:00 | 7.37e-06 | 0.29793 | 412095
2016-07-09 12:00 | 0.12135 | 0.16801 | 431529
2016-07-09 13:00 | 0.49015 | 0.15517 | 461399
2016-07-09 14:00 | 0.6455 | 0.17437 | 494489
2016-07-09 15:00 | 0.74934 | 0.16509 | 525257
2016-07-09 16:00 | 0.80593 | 0.16381 | 550195
2016-07-09 17:00 | 0.81757 | 0.17406 | 569722
2016-07-09 18:00 | 0.81365 | 0.19107 | 583892
2016-07-09 19:00 | 0.80472 | 0.20769 | 595393
2016-07-09 20:00 | 0.79994 | 0.22283 | 603013
2016-07-09 21:00 | 0.78864 | 0.2416 | 605780
2016-07-09 22:00 | 0.76146 | 0.26462 | 600420
2016-07-09 23:00 | 0.68366 | 0.29779 | 588550
2016-07-10 | 0.55426 | 0.3714 | 572382
2016-07-10 01:00 | 0.29687 | 0.54659 | 557030
2016-07-10 02:00 | 0.035977 | 0.65514 | 534735
2016-07-10 03:00 | 3.02e-07 | 0.665 | 504637
2016-07-10 04:00 | 0 | 0.6464 | 472865
2016-07-10 05:00 | 0 | 0.61817 | 445168
2016-07-10 06:00 | 0 | 0.58191 | 423042
2016-07-10 07:00 | 0 | 0.55108 | 405389
2016-07-10 08:00 | 0 | 0.5162 | 392995
2016-07-10 09:00 | 0 | 0.46763 | 386041
2016-07-10 10:00 | 0 | 0.42014 | 382415
2016-07-10 11:00 | 6.35e-06 | 0.35472 | 387490
2016-07-10 12:00 | 0.10511 | 0.22777 | 407703
2016-07-10 13:00 | 0.47974 | 0.22842 | 435099
2016-07-10 14:00 | 0.68131 | 0.25541 | 466139
2016-07-10 15:00 | 0.78333 | 0.26425 | 496547
2016-07-10 16:00 | 0.83642 | 0.29315 | 524202
2016-07-10 17:00 | 0.84522 | 0.33927 | 547624
2016-07-10 18:00 | 0.83983 | 0.37574 | 566798
2016-07-10 19:00 | 0.83326 | 0.40361 | 581698
2016-07-10 20:00 | 0.83368 | 0.4279 | 592595
2016-07-10 21:00 | 0.82858 | 0.45326 | 599783
2016-07-10 22:00 | 0.80631 | 0.47936 | 600387
2016-07-10 23:00 | 0.72724 | 0.51506 | 591233
2016-07-11 | 0.59818 | 0.57877 | 576878
2016-07-11 01:00 | 0.32583 | 0.70289 | 564175
2016-07-11 02:00 | 0.049906 | 0.75932 | 541665
2016-07-11 03:00 | 1.82e-07 | 0.75979 | 509761
2016-07-11 04:00 | 0 | 0.75555 | 477528
2016-07-11 05:00 | 0 | 0.75991 | 450542
2016-07-11 06:00 | 0 | 0.75606 | 428646
2016-07-11 07:00 | 0 | 0.75431 | 412850
2016-07-11 08:00 | 0 | 0.74412 | 406101
2016-07-11 09:00 | 0 | 0.72413 | 410976
2016-07-11 10:00 | 0 | 0.70122 | 424742
2016-07-11 11:00 | 5.69e-06 | 0.65814 | 443139
2016-07-11 12:00 | 0.12414 | 0.60235 | 469783
2016-07-11 13:00 | 0.49097 | 0.66755 | 501025
2016-07-11 14:00 | 0.69504 | 0.70241 | 535818
2016-07-11 15:00 | 0.80201 | 0.69658 | 568424
2016-07-11 16:00 | 0.84935 | 0.68419 | 596823
2016-07-11 17:00 | 0.86169 | 0.68292 | 621048
2016-07-11 18:00 | 0.8564 | 0.68742 | 640543
2016-07-11 19:00 | 0.84887 | 0.69127 | 654436
2016-07-11 20:00 | 0.84716 | 0.69332 | 663615
2016-07-11 21:00 | 0.84126 | 0.69812 | 666782
2016-07-11 22:00 | 0.81723 | 0.70652 | 661340
2016-07-11 23:00 | 0.74397 | 0.71744 | 647838
2016-07-12 | 0.58749 | 0.74177 | 629895
2016-07-12 01:00 | 0.32748 | 0.80468 | 611767
2016-07-12 02:00 | 0.035868 | 0.83911 | 583447
2016-07-12 03:00 | 1.36e-08 | 0.85221 | 544892
2016-07-12 04:00 | 0 | 0.84468 | 509022
2016-07-12 05:00 | 0 | 0.82267 | 477314
2016-07-12 06:00 | 0 | 0.79016 | 450498
2016-07-12 07:00 | 0 | 0.75455 | 431704
2016-07-12 08:00 | 0 | 0.71814 | 421999
2016-07-12 09:00 | 0 | 0.67805 | 422987
2016-07-12 10:00 | 0 | 0.64907 | 436029
2016-07-12 11:00 | 4.67e-06 | 0.59417 | 456498
2016-07-12 12:00 | 0.12606 | 0.44322 | 482934
2016-07-12 13:00 | 0.49407 | 0.48719 | 512658
2016-07-12 14:00 | 0.68639 | 0.52715 | 546489
2016-07-12 15:00 | 0.79895 | 0.50132 | 578718
2016-07-12 16:00 | 0.84426 | 0.48391 | 607314
2016-07-12 17:00 | 0.85235 | 0.48402 | 630683
2016-07-12 18:00 | 0.84806 | 0.4965 | 648626
2016-07-12 19:00 | 0.84081 | 0.50911 | 661644
2016-07-12 20:00 | 0.84069 | 0.51722 | 670411
2016-07-12 21:00 | 0.83645 | 0.51859 | 673446
2016-07-12 22:00 | 0.81236 | 0.5157 | 669508
2016-07-12 23:00 | 0.74202 | 0.51281 | 656296
2016-07-13 | 0.56527 | 0.53186 | 638843
2016-07-13 01:00 | 0.2957 | 0.62083 | 620660
2016-07-13 02:00 | 0.034598 | 0.6927 | 592697
2016-07-13 03:00 | 0 | 0.74815 | 554697
2016-07-13 04:00 | 0 | 0.76409 | 517724
2016-07-13 05:00 | 0 | 0.75013 | 485379
2016-07-13 06:00 | 0 | 0.7191 | 459917
2016-07-13 07:00 | 0 | 0.68945 | 441934
2016-07-13 08:00 | 0 | 0.66211 | 432676
2016-07-13 09:00 | 0 | 0.63965 | 435833
2016-07-13 10:00 | 0 | 0.62262 | 448951
2016-07-13 11:00 | 4.41e-06 | 0.55845 | 469550
2016-07-13 12:00 | 0.12583 | 0.38947 | 496070
2016-07-13 13:00 | 0.48746 | 0.43794 | 525443
2016-07-13 14:00 | 0.6976 | 0.4996 | 559810
2016-07-13 15:00 | 0.79546 | 0.49022 | 594899
2016-07-13 16:00 | 0.84383 | 0.46161 | 625088
2016-07-13 17:00 | 0.85075 | 0.44079 | 649828
2016-07-13 18:00 | 0.84419 | 0.43408 | 668009
2016-07-13 19:00 | 0.83662 | 0.43514 | 679325
2016-07-13 20:00 | 0.83618 | 0.43756 | 684178
2016-07-13 21:00 | 0.8305 | 0.4371 | 685078
2016-07-13 22:00 | 0.80711 | 0.43415 | 679696
2016-07-13 23:00 | 0.74008 | 0.43515 | 666990
2016-07-14 | 0.56046 | 0.46346 | 650042
2016-07-14 01:00 | 0.29831 | 0.53769 | 631894
2016-07-14 02:00 | 0.037011 | 0.5926 | 602801
2016-07-14 03:00 | 0 | 0.58953 | 564675
2016-07-14 04:00 | 0 | 0.57142 | 526053
2016-07-14 05:00 | 0 | 0.54478 | 493962
2016-07-14 06:00 | 0 | 0.51878 | 467053
2016-07-14 07:00 | 0 | 0.49876 | 447367
2016-07-14 08:00 | 0 | 0.48774 | 437746
2016-07-14 09:00 | 0 | 0.46201 | 439448
2016-07-14 10:00 | 0 | 0.43826 | 453146
2016-07-14 11:00 | 0 | 0.3789 | 473437
2016-07-14 12:00 | 0.10722 | 0.24254 | 498162
2016-07-14 13:00 | 0.48664 | 0.2596 | 527954
2016-07-14 14:00 | 0.68413 | 0.29124 | 563662
2016-07-14 15:00 | 0.78483 | 0.29888 | 597192
2016-07-14 16:00 | 0.82831 | 0.29038 | 624767
2016-07-14 17:00 | 0.8353 | 0.28481 | 645953
2016-07-14 18:00 | 0.82905 | 0.28231 | 661070
2016-07-14 19:00 | 0.82207 | 0.28003 | 671398
2016-07-14 20:00 | 0.82225 | 0.27537 | 676307
2016-07-14 21:00 | 0.81601 | 0.26784 | 677747
2016-07-14 22:00 | 0.79542 | 0.26049 | 673278
2016-07-14 23:00 | 0.71602 | 0.25279 | 660714
2016-07-15 | 0.56013 | 0.26262 | 643060
2016-07-15 01:00 | 0.28635 | 0.3469 | 626168
2016-07-15 02:00 | 0.032675 | 0.43159 | 596932
2016-07-15 03:00 | 0 | 0.42696 | 557655
2016-07-15 04:00 | 0 | 0.38986 | 520968
2016-07-15 05:00 | 0 | 0.35303 | 488419
2016-07-15 06:00 | 0 | 0.31833 | 461753
2016-07-15 07:00 | 0 | 0.28668 | 442091
2016-07-15 08:00 | 0 | 0.25602 | 431829
2016-07-15 09:00 | 0 | 0.22398 | 432607
2016-07-15 10:00 | 0 | 0.20201 | 444406
2016-07-15 11:00 | 1.89e-06 | 0.16458 | 462733
2016-07-15 12:00 | 0.10531 | 0.089451 | 487020
2016-07-15 13:00 | 0.46128 | 0.090023 | 517382
2016-07-15 14:00 | 0.67264 | 0.10799 | 548705
2016-07-15 15:00 | 0.76874 | 0.10293 | 577335
2016-07-15 16:00 | 0.81323 | 0.086933 | 601301
2016-07-15 17:00 | 0.82246 | 0.072891 | 623336
2016-07-15 18:00 | 0.81827 | 0.063544 | 640286
2016-07-15 19:00 | 0.81041 | 0.054996 | 650704
2016-07-15 20:00 | 0.80712 | 0.04998 | 657165
2016-07-15 21:00 | 0.79747 | 0.055623 | 657587
2016-07-15 22:00 | 0.76622 | 0.070154 | 648192
2016-07-15 23:00 | 0.68155 | 0.09747 | 630495
2016-07-16 | 0.52794 | 0.14951 | 610563
2016-07-16 01:00 | 0.25734 | 0.27394 | 593282
2016-07-16 02:00 | 0.027069 | 0.42346 | 566934
2016-07-16 03:00 | 0 | 0.45258 | 531396
2016-07-16 04:00 | 0 | 0.43797 | 495930
2016-07-16 05:00 | 0 | 0.41111 | 465615
2016-07-16 06:00 | 0 | 0.38793 | 441570
2016-07-16 07:00 | 0 | 0.36999 | 422379
2016-07-16 08:00 | 0 | 0.35606 | 410187
2016-07-16 09:00 | 0 | 0.31976 | 404433
2016-07-16 10:00 | 0 | 0.27947 | 403956
2016-07-16 11:00 | 0 | 0.23719 | 411897
2016-07-16 12:00 | 0.091395 | 0.166 | 431408
2016-07-16 13:00 | 0.41184 | 0.20568 | 460733
2016-07-16 14:00 | 0.62882 | 0.25893 | 493000
2016-07-16 15:00 | 0.74324 | 0.27484 | 524171
2016-07-16 16:00 | 0.7994 | 0.28157 | 550527
2016-07-16 17:00 | 0.81709 | 0.29195 | 572417
2016-07-16 18:00 | 0.81503 | 0.31115 | 589029
2016-07-16 19:00 | 0.80746 | 0.33752 | 600006
2016-07-16 20:00 | 0.80345 | 0.36777 | 606513
2016-07-16 21:00 | 0.79455 | 0.3975 | 608656
2016-07-16 22:00 | 0.76805 | 0.43627 | 603469
2016-07-16 23:00 | 0.69038 | 0.48349 | 591077
2016-07-17 | 0.53853 | 0.54919 | 575707
2016-07-17 01:00 | 0.27378 | 0.66005 | 560346
2016-07-17 02:00 | 0.024951 | 0.70719 | 538670
2016-07-17 03:00 | 0 | 0.69133 | 508492
2016-07-17 04:00 | 0 | 0.65645 | 477482
2016-07-17 05:00 | 0 | 0.61903 | 451035
2016-07-17 06:00 | 0 | 0.58701 | 429643
2016-07-17 07:00 | 0 | 0.55377 | 411588
2016-07-17 08:00 | 0 | 0.53338 | 399818
2016-07-17 09:00 | 0 | 0.50684 | 392622
2016-07-17 10:00 | 0 | 0.48067 | 387527
2016-07-17 11:00 | 7.91e-07 | 0.43158 | 391641
2016-07-17 12:00 | 0.10636 | 0.31304 | 411311
2016-07-17 13:00 | 0.4338 | 0.36089 | 444110
2016-07-17 14:00 | 0.64684 | 0.40011 | 479639
2016-07-17 15:00 | 0.74108 | 0.38163 | 514092
2016-07-17 16:00 | 0.78917 | 0.35467 | 545689
2016-07-17 17:00 | 0.80439 | 0.33955 | 571375
2016-07-17 18:00 | 0.80052 | 0.33693 | 591889
2016-07-17 19:00 | 0.78919 | 0.33969 | 607872
2016-07-17 20:00 | 0.78143 | 0.34012 | 620128
2016-07-17 21:00 | 0.76603 | 0.33821 | 628734
2016-07-17 22:00 | 0.73136 | 0.33325 | 630088
2016-07-17 23:00 | 0.65331 | 0.33043 | 622054
2016-07-18 | 0.50747 | 0.3566 | 608973
2016-07-18 01:00 | 0.25564 | 0.4422 | 595724
2016-07-18 02:00 | 0.028984 | 0.52098 | 572179
2016-07-18 03:00 | 0 | 0.52496 | 540002
2016-07-18 04:00 | 0 | 0.48699 | 506806
2016-07-18 05:00 | 0 | 0.45565 | 477936
2016-07-18 06:00 | 0 | 0.43481 | 455072
2016-07-18 07:00 | 0 | 0.43038 | 438275
2016-07-18 08:00 | 0 | 0.41922 | 430035
2016-07-18 09:00 | 0 | 0.3839 | 432780
2016-07-18 10:00 | 0 | 0.34952 | 446146
2016-07-18 11:00 | 4.31e-07 | 0.31774 | 466590
2016-07-18 12:00 | 0.076565 | 0.18341 | 495607
2016-07-18 13:00 | 0.36175 | 0.17642 | 530189
2016-07-18 14:00 | 0.56222 | 0.22742 | 567488
2016-07-18 15:00 | 0.67073 | 0.20517 | 602663
2016-07-18 16:00 | 0.72923 | 0.17354 | 632805
2016-07-18 17:00 | 0.75318 | 0.16505 | 655699
2016-07-18 18:00 | 0.75075 | 0.17436 | 671854
2016-07-18 19:00 | 0.73706 | 0.19361 | 678778
2016-07-18 20:00 | 0.72211 | 0.22006 | 679882
2016-07-18 21:00 | 0.69633 | 0.24989 | 677977
2016-07-18 22:00 | 0.65752 | 0.28727 | 673385
2016-07-18 23:00 | 0.57804 | 0.3336 | 662839
2016-07-19 | 0.43704 | 0.40645 | 645707
2016-07-19 01:00 | 0.21685 | 0.53986 | 626926
2016-07-19 02:00 | 0.034844 | 0.63338 | 597364
2016-07-19 03:00 | 0 | 0.62526 | 558734
2016-07-19 04:00 | 0 | 0.59716 | 520670
2016-07-19 05:00 | 0 | 0.55789 | 488298
2016-07-19 06:00 | 0 | 0.51964 | 461564
2016-07-19 07:00 | 0 | 0.48955 | 442848
2016-07-19 08:00 | 0 | 0.47857 | 433311
2016-07-19 09:00 | 0 | 0.45634 | 435488
2016-07-19 10:00 | 0 | 0.4275 | 448967
2016-07-19 11:00 | 7.89e-08 | 0.36868 | 468631
2016-07-19 12:00 | 0.08166 | 0.20578 | 495509
2016-07-19 13:00 | 0.40397 | 0.17921 | 525717
2016-07-19 14:00 | 0.61781 | 0.23126 | 561169
2016-07-19 15:00 | 0.71487 | 0.22908 | 594934
2016-07-19 16:00 | 0.76661 | 0.21876 | 622824
2016-07-19 17:00 | 0.77272 | 0.22479 | 644321
2016-07-19 18:00 | 0.7599 | 0.23691 | 659831
2016-07-19 19:00 | 0.74404 | 0.24691 | 669705
2016-07-19 20:00 | 0.72984 | 0.25399 | 676736
2016-07-19 21:00 | 0.70368 | 0.2618 | 678202
2016-07-19 22:00 | 0.66092 | 0.27316 | 671340
2016-07-19 23:00 | 0.57513 | 0.29695 | 655422
2016-07-20 | 0.4323 | 0.36533 | 636565
2016-07-20 01:00 | 0.22584 | 0.52542 | 618519
2016-07-20 02:00 | 0.030576 | 0.62887 | 589729
2016-07-20 03:00 | 0 | 0.6198 | 552048
2016-07-20 04:00 | 0 | 0.58735 | 514405
2016-07-20 05:00 | 0 | 0.56405 | 482657
2016-07-20 06:00 | 0 | 0.54722 | 456339
2016-07-20 07:00 | 0 | 0.52081 | 437311
2016-07-20 08:00 | 0 | 0.4932 | 427406
2016-07-20 09:00 | 0 | 0.47113 | 429429
2016-07-20 10:00 | 0 | 0.44711 | 441816
2016-07-20 11:00 | 3.4e-08 | 0.39718 | 460581
2016-07-20 12:00 | 0.089385 | 0.24711 | 486874
2016-07-20 13:00 | 0.40212 | 0.25401 | 517655
2016-07-20 14:00 | 0.62142 | 0.25867 | 552701
2016-07-20 15:00 | 0.70821 | 0.2134 | 587835
2016-07-20 16:00 | 0.75537 | 0.18404 | 618472
2016-07-20 17:00 | 0.76203 | 0.19306 | 645401
2016-07-20 18:00 | 0.75064 | 0.22729 | 666420
2016-07-20 19:00 | 0.73343 | 0.26722 | 681326
2016-07-20 20:00 | 0.7157 | 0.30259 | 691916
2016-07-20 21:00 | 0.68554 | 0.33534 | 696978
2016-07-20 22:00 | 0.63483 | 0.36608 | 691384
2016-07-20 23:00 | 0.5491 | 0.39838 | 678219
2016-07-21 | 0.41514 | 0.45896 | 659397
2016-07-21 01:00 | 0.21827 | 0.5844 | 640391
2016-07-21 02:00 | 0.021531 | 0.67308 | 611187
2016-07-21 03:00 | 0 | 0.68304 | 572027
2016-07-21 04:00 | 0 | 0.66313 | 533254
2016-07-21 05:00 | 0 | 0.63744 | 498740
2016-07-21 06:00 | 0 | 0.61096 | 470257
2016-07-21 07:00 | 0 | 0.57767 | 449749
2016-07-21 08:00 | 0 | 0.54119 | 438554
2016-07-21 09:00 | 0 | 0.49089 | 440488
2016-07-21 10:00 | 0 | 0.437 | 453335
2016-07-21 11:00 | 0 | 0.36689 | 472775
2016-07-21 12:00 | 0.093763 | 0.20342 | 499350
2016-07-21 13:00 | 0.41047 | 0.2113 | 533096
2016-07-21 14:00 | 0.63917 | 0.2393 | 571530
2016-07-21 15:00 | 0.73427 | 0.19916 | 609171
2016-07-21 16:00 | 0.77114 | 0.17222 | 640721
2016-07-21 17:00 | 0.78386 | 0.17039 | 668011
2016-07-21 18:00 | 0.77284 | 0.18498 | 687574
2016-07-21 19:00 | 0.75624 | 0.20158 | 699093
2016-07-21 20:00 | 0.74126 | 0.21029 | 706996
2016-07-21 21:00 | 0.71677 | 0.2118 | 708155
2016-07-21 22:00 | 0.67241 | 0.20754 | 703672
2016-07-21 23:00 | 0.58838 | 0.20959 | 690274
2016-07-22 | 0.4515 | 0.25419 | 672875
2016-07-22 01:00 | 0.22054 | 0.39007 | 654666
2016-07-22 02:00 | 0.021923 | 0.48796 | 622878
2016-07-22 03:00 | 0 | 0.51807 | 585323
2016-07-22 04:00 | 0 | 0.51894 | 547793
2016-07-22 05:00 | 0 | 0.50415 | 512625
2016-07-22 06:00 | 0 | 0.48286 | 483330
2016-07-22 07:00 | 0 | 0.45983 | 462741
2016-07-22 08:00 | 0 | 0.44138 | 451233
2016-07-22 09:00 | 0 | 0.4125 | 451810
2016-07-22 10:00 | 0 | 0.3848 | 463057
2016-07-22 11:00 | 0 | 0.34686 | 480339
2016-07-22 12:00 | 0.084332 | 0.19124 | 506206
2016-07-22 13:00 | 0.39217 | 0.13375 | 540344
2016-07-22 14:00 | 0.59667 | 0.14862 | 574745
2016-07-22 15:00 | 0.70995 | 0.1492 | 611626
2016-07-22 16:00 | 0.76412 | 0.15309 | 643805
2016-07-22 17:00 | 0.78132 | 0.1681 | 669636
2016-07-22 18:00 | 0.77077 | 0.18481 | 689538
2016-07-22 19:00 | 0.75382 | 0.1965 | 702510
2016-07-22 20:00 | 0.74133 | 0.2053 | 709819
2016-07-22 21:00 | 0.71961 | 0.21533 | 711442
2016-07-22 22:00 | 0.68395 | 0.22981 | 706132
2016-07-22 23:00 | 0.60478 | 0.25364 | 692225
2016-07-23 | 0.46757 | 0.31277 | 671763
2016-07-23 01:00 | 0.21656 | 0.48972 | 651983
2016-07-23 02:00 | 0.017055 | 0.626 | 622735
2016-07-23 03:00 | 0 | 0.65758 | 585435
2016-07-23 04:00 | 0 | 0.64357 | 548300
2016-07-23 05:00 | 0 | 0.61395 | 513775
2016-07-23 06:00 | 0 | 0.59075 | 485017
2016-07-23 07:00 | 0 | 0.56257 | 462396
2016-07-23 08:00 | 0 | 0.54453 | 446904
2016-07-23 09:00 | 0 | 0.52632 | 438752
2016-07-23 10:00 | 0 | 0.50427 | 436738
2016-07-23 11:00 | 0 | 0.46118 | 444141
2016-07-23 12:00 | 0.077278 | 0.32018 | 469768
2016-07-23 13:00 | 0.4309 | 0.3081 | 507074
2016-07-23 14:00 | 0.64377 | 0.40002 | 548202
2016-07-23 15:00 | 0.76657 | 0.42124 | 587785
2016-07-23 16:00 | 0.80645 | 0.4239 | 621140
2016-07-23 17:00 | 0.81754 | 0.43291 | 644617
2016-07-23 18:00 | 0.81323 | 0.44101 | 662366
2016-07-23 19:00 | 0.80445 | 0.44254 | 673513
2016-07-23 20:00 | 0.80041 | 0.43656 | 680986
2016-07-23 21:00 | 0.7885 | 0.4244 | 683097
2016-07-23 22:00 | 0.75645 | 0.40743 | 677117
2016-07-23 23:00 | 0.67636 | 0.39872 | 661899
2016-07-24 | 0.52595 | 0.43207 | 643422
2016-07-24 01:00 | 0.2621 | 0.58171 | 626308
2016-07-24 02:00 | 0.019335 | 0.69229 | 599234
2016-07-24 03:00 | 0 | 0.68858 | 565417
2016-07-24 04:00 | 0 | 0.63578 | 531046
2016-07-24 05:00 | 0 | 0.57063 | 499365
2016-07-24 06:00 | 0 | 0.5217 | 472698
2016-07-24 07:00 | 0 | 0.4854 | 451439
2016-07-24 08:00 | 0 | 0.44808 | 436259
2016-07-24 09:00 | 0 | 0.40844 | 427100
2016-07-24 10:00 | 0 | 0.38941 | 422282
2016-07-24 11:00 | 0 | 0.3461 | 426061
2016-07-24 12:00 | 0.067864 | 0.18873 | 447059
2016-07-24 13:00 | 0.3792 | 0.20167 | 480914
2016-07-24 14:00 | 0.58594 | 0.25703 | 520133
2016-07-24 15:00 | 0.71577 | 0.24078 | 558015
2016-07-24 16:00 | 0.77039 | 0.21692 | 591243
2016-07-24 17:00 | 0.7784 | 0.20004 | 618086
2016-07-24 18:00 | 0.76733 | 0.19159 | 639300
2016-07-24 19:00 | 0.75031 | 0.18918 | 654798
2016-07-24 20:00 | 0.73536 | 0.19062 | 666727
2016-07-24 21:00 | 0.71976 | 0.19534 | 674628
2016-07-24 22:00 | 0.68468 | 0.20177 | 674912
2016-07-24 23:00 | 0.60793 | 0.20988 | 664359
2016-07-25 | 0.46154 | 0.24134 | 649454
2016-07-25 01:00 | 0.2312 | 0.35346 | 634444
2016-07-25 02:00 | 0.01699 | 0.43154 | 605194
2016-07-25 03:00 | 0 | 0.43117 | 570238
2016-07-25 04:00 | 0 | 0.4231 | 536805
2016-07-25 05:00 | 0 | 0.41649 | 505415
2016-07-25 06:00 | 0 | 0.40967 | 479358
2016-07-25 07:00 | 0 | 0.40024 | 460062
2016-07-25 08:00 | 0 | 0.38918 | 450411
2016-07-25 09:00 | 0 | 0.33985 | 451810
2016-07-25 10:00 | 0 | 0.28742 | 464579
2016-07-25 11:00 | 0 | 0.24355 | 484904
2016-07-25 12:00 | 0.064276 | 0.12375 | 513142
2016-07-25 13:00 | 0.33637 | 0.085143 | 546585
2016-07-25 14:00 | 0.56843 | 0.12425 | 584999
2016-07-25 15:00 | 0.68692 | 0.13305 | 623644
2016-07-25 16:00 | 0.73513 | 0.13376 | 655225
2016-07-25 17:00 | 0.7431 | 0.13292 | 680782
2016-07-25 18:00 | 0.73882 | 0.13158 | 699429
2016-07-25 19:00 | 0.72045 | 0.12995 | 711269
2016-07-25 20:00 | 0.70763 | 0.12969 | 716310
2016-07-25 21:00 | 0.67923 | 0.13539 | 716023
2016-07-25 22:00 | 0.63213 | 0.14577 | 709531
2016-07-25 23:00 | 0.54697 | 0.1672 | 694428
2016-07-26 | 0.41026 | 0.22004 | 676132
2016-07-26 01:00 | 0.20484 | 0.36494 | 655962
2016-07-26 02:00 | 0.017393 | 0.48309 | 623004
2016-07-26 03:00 | 0 | 0.49827 | 581261
2016-07-26 04:00 | 0 | 0.48415 | 543580
2016-07-26 05:00 | 0 | 0.45169 | 508876
2016-07-26 06:00 | 0 | 0.4125 | 480696
2016-07-26 07:00 | 0 | 0.37483 | 460391
2016-07-26 08:00 | 0 | 0.34861 | 449809
2016-07-26 09:00 | 0 | 0.31521 | 451638
2016-07-26 10:00 | 0 | 0.2863 | 465570
2016-07-26 11:00 | 0 | 0.24817 | 484569
2016-07-26 12:00 | 0.052464 | 0.12988 | 509911
2016-07-26 13:00 | 0.30762 | 0.085747 | 540417
2016-07-26 14:00 | 0.54846 | 0.12319 | 576926
2016-07-26 15:00 | 0.66758 | 0.13064 | 612758
2016-07-26 16:00 | 0.73049 | 0.1196 | 643650
2016-07-26 17:00 | 0.74499 | 0.11203 | 669322
2016-07-26 18:00 | 0.73683 | 0.10498 | 688128
2016-07-26 19:00 | 0.7183 | 0.099126 | 700540
2016-07-26 20:00 | 0.70008 | 0.097847 | 708679
2016-07-26 21:00 | 0.67 | 0.10712 | 711359
2016-07-26 22:00 | 0.62701 | 0.12897 | 706608
2016-07-26 23:00 | 0.55138 | 0.16408 | 691752
2016-07-27 | 0.42012 | 0.22413 | 673003
2016-07-27 01:00 | 0.22281 | 0.354 | 653739
2016-07-27 02:00 | 0.014462 | 0.4339 | 621186
2016-07-27 03:00 | 0 | 0.40531 | 580774
2016-07-27 04:00 | 0 | 0.3563 | 542329
2016-07-27 05:00 | 0 | 0.31137 | 507273
2016-07-27 06:00 | 0 | 0.26421 | 480502
2016-07-27 07:00 | 0 | 0.22281 | 460678
2016-07-27 08:00 | 0 | 0.18856 | 450024
2016-07-27 09:00 | 0 | 0.16123 | 451869
2016-07-27 10:00 | 0 | 0.14627 | 463705
2016-07-27 11:00 | 0 | 0.12848 | 482751
2016-07-27 12:00 | 0.056496 | 0.069071 | 506035
2016-07-27 13:00 | 0.39644 | 0.054696 | 535215
2016-07-27 14:00 | 0.62803 | 0.067528 | 571253
2016-07-27 15:00 | 0.72853 | 0.066403 | 606150
2016-07-27 16:00 | 0.78337 | 0.06292 | 636932
2016-07-27 17:00 | 0.79593 | 0.061736 | 663231
2016-07-27 18:00 | 0.78929 | 0.062671 | 683972
2016-07-27 19:00 | 0.77753 | 0.065121 | 697747
2016-07-27 20:00 | 0.77029 | 0.068838 | 707014
2016-07-27 21:00 | 0.75881 | 0.073431 | 710613
2016-07-27 22:00 | 0.72983 | 0.080809 | 705857
2016-07-27 23:00 | 0.64717 | 0.095354 | 690397
2016-07-28 | 0.50885 | 0.1278 | 671829
2016-07-28 01:00 | 0.22469 | 0.2286 | 653940
2016-07-28 02:00 | 0.01284 | 0.31972 | 622504
2016-07-28 03:00 | 0 | 0.31415 | 581709
2016-07-28 04:00 | 0 | 0.27754 | 544970
2016-07-28 05:00 | 0 | 0.24308 | 511693
2016-07-28 06:00 | 0 | 0.2139 | 484090
2016-07-28 07:00 | 0 | 0.193 | 463557
2016-07-28 08:00 | 0 | 0.18193 | 452595
2016-07-28 09:00 | 0 | 0.16682 | 454199
2016-07-28 10:00 | 0 | 0.15615 | 466476
2016-07-28 11:00 | 0 | 0.13815 | 484847
2016-07-28 12:00 | 0.074043 | 0.074727 | 508526
2016-07-28 13:00 | 0.40719 | 0.062904 | 538216
2016-07-28 14:00 | 0.63658 | 0.080003 | 571509
2016-07-28 15:00 | 0.74026 | 0.09407 | 604417
2016-07-28 16:00 | 0.78023 | 0.097448 | 631869
2016-07-28 17:00 | 0.79967 | 0.09444 | 655351
2016-07-28 18:00 | 0.7928 | 0.086422 | 672844
2016-07-28 19:00 | 0.78441 | 0.078301 | 682884
2016-07-28 20:00 | 0.78152 | 0.072832 | 687430
2016-07-28 21:00 | 0.77272 | 0.072381 | 685827
2016-07-28 22:00 | 0.74328 | 0.079814 | 677578
2016-07-28 23:00 | 0.66018 | 0.096228 | 662885
2016-07-29 | 0.51409 | 0.13549 | 647637
2016-07-29 01:00 | 0.2207 | 0.25095 | 630930
2016-07-29 02:00 | 0.011755 | 0.33614 | 601375
2016-07-29 03:00 | 0 | 0.32911 | 565258
2016-07-29 04:00 | 0 | 0.29331 | 530970
2016-07-29 05:00 | 0 | 0.25162 | 499706
2016-07-29 06:00 | 0 | 0.21201 | 473385
2016-07-29 07:00 | 0 | 0.18456 | 453827
2016-07-29 08:00 | 0 | 0.16431 | 443185
2016-07-29 09:00 | 0 | 0.14307 | 444954
2016-07-29 10:00 | 0 | 0.12683 | 456762
2016-07-29 11:00 | 0 | 0.10663 | 471010
2016-07-29 12:00 | 0.04364 | 0.055523 | 492462
2016-07-29 13:00 | 0.3444 | 0.038356 | 519661
2016-07-29 14:00 | 0.57758 | 0.037565 | 550570
2016-07-29 15:00 | 0.69352 | 0.035128 | 581314
2016-07-29 16:00 | 0.73804 | 0.035578 | 607866
2016-07-29 17:00 | 0.75667 | 0.040334 | 630198
2016-07-29 18:00 | 0.75505 | 0.047139 | 648328
2016-07-29 19:00 | 0.7473 | 0.054377 | 661198
2016-07-29 20:00 | 0.7378 | 0.062324 | 670462
2016-07-29 21:00 | 0.71738 | 0.067448 | 673061
2016-07-29 22:00 | 0.68231 | 0.070517 | 665364
2016-07-29 23:00 | 0.59441 | 0.077812 | 647298
2016-07-30 | 0.44818 | 0.10858 | 628330
2016-07-30 01:00 | 0.19812 | 0.22047 | 610732
2016-07-30 02:00 | 0.011256 | 0.33882 | 582387
2016-07-30 03:00 | 0 | 0.36781 | 546078
2016-07-30 04:00 | 0 | 0.36218 | 511269
2016-07-30 05:00 | 0 | 0.34675 | 481131
2016-07-30 06:00 | 0 | 0.3334 | 455364
2016-07-30 07:00 | 0 | 0.31793 | 436572
2016-07-30 08:00 | 0 | 0.29784 | 424111
2016-07-30 09:00 | 0 | 0.25685 | 418253
2016-07-30 10:00 | 0 | 0.21997 | 418195
2016-07-30 11:00 | 0 | 0.19112 | 424007
2016-07-30 12:00 | 0.059183 | 0.11405 | 444413
2016-07-30 13:00 | 0.34629 | 0.11329 | 473661
2016-07-30 14:00 | 0.57007 | 0.13503 | 507186
2016-07-30 15:00 | 0.69045 | 0.13156 | 539766
2016-07-30 16:00 | 0.74058 | 0.12676 | 567012
2016-07-30 17:00 | 0.75102 | 0.12357 | 587831
2016-07-30 18:00 | 0.74192 | 0.12145 | 602724
2016-07-30 19:00 | 0.7252 | 0.12089 | 612872
2016-07-30 20:00 | 0.70653 | 0.12279 | 620163
2016-07-30 21:00 | 0.67661 | 0.131 | 621612
2016-07-30 22:00 | 0.62859 | 0.15094 | 615579
2016-07-30 23:00 | 0.5404 | 0.19069 | 599767
2016-07-31 | 0.39852 | 0.27903 | 586029
2016-07-31 01:00 | 0.17438 | 0.49953 | 573461
2016-07-31 02:00 | 0.010821 | 0.64715 | 550364
2016-07-31 03:00 | 0 | 0.63819 | 522363
2016-07-31 04:00 | 0 | 0.59796 | 492477
2016-07-31 05:00 | 0 | 0.56017 | 465571
2016-07-31 06:00 | 0 | 0.52971 | 442492
2016-07-31 07:00 | 0 | 0.50965 | 424682
2016-07-31 08:00 | 0 | 0.4972 | 412231
2016-07-31 09:00 | 0 | 0.47103 | 405962
2016-07-31 10:00 | 0 | 0.44024 | 404106
2016-07-31 11:00 | 0 | 0.39257 | 406223
2016-07-31 12:00 | 0.060657 | 0.24848 | 424927
2016-07-31 13:00 | 0.3069 | 0.21703 | 454237
2016-07-31 14:00 | 0.53948 | 0.25043 | 488251
2016-07-31 15:00 | 0.67014 | 0.24027 | 521252
2016-07-31 16:00 | 0.71425 | 0.23091 | 552152
2016-07-31 17:00 | 0.72258 | 0.23936 | 577859
2016-07-31 18:00 | 0.70443 | 0.25966 | 598135
2016-07-31 19:00 | 0.68238 | 0.28345 | 611955
2016-07-31 20:00 | 0.65856 | 0.30274 | 621525
2016-07-31 21:00 | 0.62375 | 0.32034 | 625838
2016-07-31 22:00 | 0.57455 | 0.34373 | 622856
2016-07-31 23:00 | 0.4952 | 0.3943 | 612704
2016-08-01 | 0.363 | 0.49835 | 600594
2016-08-01 01:00 | 0.1693 | 0.67692 | 586283
2016-08-01 02:00 | 0.0091852 | 0.75132 | 562283
2016-08-01 03:00 | 0 | 0.7084 | 529962
2016-08-01 04:00 | 0 | 0.64537 | 496993
2016-08-01 05:00 | 0 | 0.59348 | 468458
2016-08-01 06:00 | 0 | 0.54835 | 446164
2016-08-01 07:00 | 0 | 0.50651 | 430203
2016-08-01 08:00 | 0 | 0.47762 | 423452
2016-08-01 09:00 | 0 | 0.44246 | 426831
2016-08-01 10:00 | 0 | 0.41885 | 441975
2016-08-01 11:00 | 0 | 0.38073 | 460070
2016-08-01 12:00 | 0.052305 | 0.27053 | 483963
2016-08-01 13:00 | 0.3042 | 0.27789 | 514411
2016-08-01 14:00 | 0.53944 | 0.32309 | 548025
2016-08-01 15:00 | 0.65642 | 0.31588 | 581008
2016-08-01 16:00 | 0.71076 | 0.299 | 609100
2016-08-01 17:00 | 0.72584 | 0.29745 | 633495
2016-08-01 18:00 | 0.71825 | 0.30394 | 652822
2016-08-01 19:00 | 0.69983 | 0.30915 | 666006
2016-08-01 20:00 | 0.67798 | 0.31021 | 674610
2016-08-01 21:00 | 0.64316 | 0.30067 | 677045
2016-08-01 22:00 | 0.59272 | 0.28807 | 670787
2016-08-01 23:00 | 0.50427 | 0.2895 | 657844
2016-08-02 | 0.36509 | 0.34786 | 641335
2016-08-02 01:00 | 0.1716 | 0.49155 | 622717
2016-08-02 02:00 | 0.0080411 | 0.55757 | 592757
2016-08-02 03:00 | 0 | 0.55212 | 554537
2016-08-02 04:00 | 0 | 0.5127 | 516692
2016-08-02 05:00 | 0 | 0.4696 | 485217
2016-08-02 06:00 | 0 | 0.43494 | 459636
2016-08-02 07:00 | 0 | 0.41775 | 441125
2016-08-02 08:00 | 0 | 0.40723 | 432409
2016-08-02 09:00 | 0 | 0.37175 | 435990
2016-08-02 10:00 | 0 | 0.32705 | 451272
2016-08-02 11:00 | 0 | 0.27915 | 468913
2016-08-02 12:00 | 0.048246 | 0.16093 | 489949
2016-08-02 13:00 | 0.32003 | 0.12054 | 517096
2016-08-02 14:00 | 0.55232 | 0.12968 | 549361
2016-08-02 15:00 | 0.67168 | 0.11591 | 581580
2016-08-02 16:00 | 0.71549 | 0.091279 | 609773
2016-08-02 17:00 | 0.71817 | 0.079614 | 634098
2016-08-02 18:00 | 0.70055 | 0.077201 | 653280
2016-08-02 19:00 | 0.67166 | 0.081205 | 663366
2016-08-02 20:00 | 0.63982 | 0.090119 | 670381
2016-08-02 21:00 | 0.60078 | 0.10029 | 672154
2016-08-02 22:00 | 0.54948 | 0.11452 | 666562
2016-08-02 23:00 | 0.47508 | 0.14176 | 652378
2016-08-03 | 0.35329 | 0.19993 | 635814
2016-08-03 01:00 | 0.17449 | 0.35508 | 617329
2016-08-03 02:00 | 0.0079898 | 0.45115 | 587534
2016-08-03 03:00 | 0 | 0.46716 | 548730
2016-08-03 04:00 | 0 | 0.45272 | 512360
2016-08-03 05:00 | 0 | 0.43424 | 481561
2016-08-03 06:00 | 0 | 0.42133 | 456311
2016-08-03 07:00 | 0 | 0.40223 | 438423
2016-08-03 08:00 | 0 | 0.38369 | 429382
2016-08-03 09:00 | 0 | 0.36123 | 432012
2016-08-03 10:00 | 0 | 0.34406 | 446890
2016-08-03 11:00 | 0 | 0.33245 | 465284
2016-08-03 12:00 | 0.039294 | 0.23303 | 486959
2016-08-03 13:00 | 0.27726 | 0.22091 | 514567
2016-08-03 14:00 | 0.4906 | 0.27535 | 547136
2016-08-03 15:00 | 0.62632 | 0.31093 | 580434
2016-08-03 16:00 | 0.68886 | 0.33027 | 610440
2016-08-03 17:00 | 0.6969 | 0.34831 | 636024
2016-08-03 18:00 | 0.68356 | 0.36885 | 656420
2016-08-03 19:00 | 0.66007 | 0.38959 | 671477
2016-08-03 20:00 | 0.63215 | 0.41221 | 681036
2016-08-03 21:00 | 0.5959 | 0.43746 | 683380
2016-08-03 22:00 | 0.54986 | 0.46561 | 677806
2016-08-03 23:00 | 0.46279 | 0.49659 | 663640
2016-08-04 | 0.33248 | 0.5591 | 647265
2016-08-04 01:00 | 0.1552 | 0.70639 | 629193
2016-08-04 02:00 | 0.0075409 | 0.76329 | 597187
2016-08-04 03:00 | 0 | 0.74326 | 558357
2016-08-04 04:00 | 0 | 0.70294 | 521327
2016-08-04 05:00 | 0 | 0.66733 | 490549
2016-08-04 06:00 | 0 | 0.64215 | 462055
2016-08-04 07:00 | 0 | 0.61386 | 443032
2016-08-04 08:00 | 0 | 0.58574 | 433845
2016-08-04 09:00 | 0 | 0.55141 | 436996
2016-08-04 10:00 | 0 | 0.52779 | 452952
2016-08-04 11:00 | 0 | 0.49543 | 471032
2016-08-04 12:00 | 0.0423 | 0.38467 | 492757
2016-08-04 13:00 | 0.2758 | 0.40985 | 520777
2016-08-04 14:00 | 0.49975 | 0.46025 | 554967
2016-08-04 15:00 | 0.63117 | 0.44021 | 588187
2016-08-04 16:00 | 0.69771 | 0.41033 | 616495
2016-08-04 17:00 | 0.71181 | 0.392 | 640288
2016-08-04 18:00 | 0.69942 | 0.38077 | 658458
2016-08-04 19:00 | 0.6772 | 0.37279 | 670155
2016-08-04 20:00 | 0.65478 | 0.36342 | 676999
2016-08-04 21:00 | 0.62096 | 0.35518 | 678514
2016-08-04 22:00 | 0.56864 | 0.34563 | 672659
2016-08-04 23:00 | 0.47462 | 0.33134 | 657579
2016-08-05 | 0.3326 | 0.33217 | 641092
2016-08-05 01:00 | 0.14075 | 0.43159 | 623479
2016-08-05 02:00 | 0.0068187 | 0.49068 | 592327
2016-08-05 03:00 | 0 | 0.49867 | 554932
2016-08-05 04:00 | 0 | 0.481 | 518997
2016-08-05 05:00 | 0 | 0.44732 | 487155
2016-08-05 06:00 | 0 | 0.41098 | 461710
2016-08-05 07:00 | 0 | 0.37683 | 444178
2016-08-05 08:00 | 0 | 0.35179 | 434777
2016-08-05 09:00 | 0 | 0.30421 | 437450
2016-08-05 10:00 | 0 | 0.2569 | 450978
2016-08-05 11:00 | 0 | 0.21462 | 467665
2016-08-05 12:00 | 0.044431 | 0.1345 | 489571
2016-08-05 13:00 | 0.28068 | 0.11576 | 517694
2016-08-05 14:00 | 0.52047 | 0.12329 | 548878
2016-08-05 15:00 | 0.6472 | 0.11236 | 579384
2016-08-05 16:00 | 0.69914 | 0.1063 | 605984
2016-08-05 17:00 | 0.70562 | 0.1077 | 629230
2016-08-05 18:00 | 0.68986 | 0.11288 | 646679
2016-08-05 19:00 | 0.66901 | 0.12052 | 657913
2016-08-05 20:00 | 0.64707 | 0.12799 | 662883
2016-08-05 21:00 | 0.61259 | 0.13602 | 661113
2016-08-05 22:00 | 0.56212 | 0.14452 | 651147
2016-08-05 23:00 | 0.47918 | 0.15636 | 634076
2016-08-06 | 0.34817 | 0.19541 | 616767
2016-08-06 01:00 | 0.15655 | 0.31952 | 600353
2016-08-06 02:00 | 0.0057006 | 0.41072 | 573118
2016-08-06 03:00 | 0 | 0.41525 | 539577
2016-08-06 04:00 | 0 | 0.40147 | 506865
2016-08-06 05:00 | 0 | 0.38139 | 477499
2016-08-06 06:00 | 0 | 0.36412 | 453173
2016-08-06 07:00 | 0 | 0.34578 | 435218
2016-08-06 08:00 | 0 | 0.33087 | 423260
2016-08-06 09:00 | 0 | 0.30011 | 418988
2016-08-06 10:00 | 0 | 0.26909 | 419093
2016-08-06 11:00 | 0 | 0.23907 | 424830
2016-08-06 12:00 | 0.030881 | 0.14229 | 443533
2016-08-06 13:00 | 0.30731 | 0.11999 | 472726
2016-08-06 14:00 | 0.55915 | 0.13927 | 507408
2016-08-06 15:00 | 0.67469 | 0.13312 | 541235
2016-08-06 16:00 | 0.72234 | 0.12522 | 569814
2016-08-06 17:00 | 0.72882 | 0.12089 | 592151
2016-08-06 18:00 | 0.71374 | 0.12128 | 608053
2016-08-06 19:00 | 0.69193 | 0.12594 | 619282
2016-08-06 20:00 | 0.6761 | 0.13426 | 626743
2016-08-06 21:00 | 0.65035 | 0.14706 | 629027
2016-08-06 22:00 | 0.61185 | 0.16425 | 623131
2016-08-06 23:00 | 0.53569 | 0.19197 | 609762
2016-08-07 | 0.39696 | 0.25262 | 594637
2016-08-07 01:00 | 0.18537 | 0.38624 | 579373
2016-08-07 02:00 | 0.0048807 | 0.46359 | 551628
2016-08-07 03:00 | 0 | 0.46296 | 518395
2016-08-07 04:00 | 0 | 0.43908 | 487018
2016-08-07 05:00 | 0 | 0.41453 | 460336
2016-08-07 06:00 | 0 | 0.38955 | 436438
2016-08-07 07:00 | 0 | 0.36697 | 418176
2016-08-07 08:00 | 0 | 0.34972 | 405109
2016-08-07 09:00 | 0 | 0.31171 | 398654
2016-08-07 10:00 | 0 | 0.27456 | 396437
2016-08-07 11:00 | 0 | 0.24518 | 400201
2016-08-07 12:00 | 0.026118 | 0.14606 | 417446
2016-08-07 13:00 | 0.33043 | 0.11469 | 445771
2016-08-07 14:00 | 0.61631 | 0.13864 | 476693
2016-08-07 15:00 | 0.72553 | 0.13048 | 508737
2016-08-07 16:00 | 0.77595 | 0.12278 | 537718
2016-08-07 17:00 | 0.77911 | 0.11556 | 561896
2016-08-07 18:00 | 0.7617 | 0.10723 | 580214
2016-08-07 19:00 | 0.74132 | 0.10183 | 594523
2016-08-07 20:00 | 0.72317 | 0.10213 | 604471
2016-08-07 21:00 | 0.70085 | 0.1124 | 610725
2016-08-07 22:00 | 0.66368 | 0.13395 | 609226
2016-08-07 23:00 | 0.57784 | 0.17137 | 598850
2016-08-08 | 0.42484 | 0.24702 | 586835
2016-08-08 01:00 | 0.19436 | 0.40451 | 573941
2016-08-08 02:00 | 0.0054181 | 0.48618 | 547508
2016-08-08 03:00 | 0 | 0.487 | 514602
2016-08-08 04:00 | 0 | 0.46723 | 484360
2016-08-08 05:00 | 0 | 0.44199 | 456614
2016-08-08 06:00 | 0 | 0.40577 | 434810
2016-08-08 07:00 | 0 | 0.37384 | 420049
2016-08-08 08:00 | 0 | 0.35001 | 413608
2016-08-08 09:00 | 0 | 0.3227 | 418611
2016-08-08 10:00 | 0 | 0.3085 | 433554
2016-08-08 11:00 | 0 | 0.30067 | 451396
2016-08-08 12:00 | 0.021898 | 0.2089 | 472744
2016-08-08 13:00 | 0.32077 | 0.20613 | 500555
2016-08-08 14:00 | 0.60304 | 0.28307 | 530957
2016-08-08 15:00 | 0.72266 | 0.2796 | 562651
2016-08-08 16:00 | 0.77921 | 0.26186 | 588832
2016-08-08 17:00 | 0.78282 | 0.24968 | 610947
2016-08-08 18:00 | 0.77012 | 0.24361 | 628214
2016-08-08 19:00 | 0.75604 | 0.24013 | 640296
2016-08-08 20:00 | 0.75031 | 0.23666 | 648566
2016-08-08 21:00 | 0.73576 | 0.23302 | 651755
2016-08-08 22:00 | 0.70293 | 0.23056 | 647720
2016-08-08 23:00 | 0.62164 | 0.23312 | 635421
2016-08-09 | 0.46999 | 0.27498 | 621949
2016-08-09 01:00 | 0.20156 | 0.43935 | 604820
2016-08-09 02:00 | 0.0042747 | 0.5178 | 573048
2016-08-09 03:00 | 0 | 0.49956 | 534744
2016-08-09 04:00 | 0 | 0.46207 | 500652
2016-08-09 05:00 | 0 | 0.43329 | 471436
2016-08-09 06:00 | 0 | 0.40736 | 448168
2016-08-09 07:00 | 0 | 0.38365 | 431015
2016-08-09 08:00 | 0 | 0.36285 | 423605
2016-08-09 09:00 | 0 | 0.33878 | 428396
2016-08-09 10:00 | 0 | 0.30776 | 445945
2016-08-09 11:00 | 0 | 0.27217 | 464137
2016-08-09 12:00 | 0.022785 | 0.15898 | 484561
2016-08-09 13:00 | 0.29108 | 0.10924 | 510825
2016-08-09 14:00 | 0.56184 | 0.10857 | 544130
2016-08-09 15:00 | 0.6824 | 0.10797 | 576327
2016-08-09 16:00 | 0.72681 | 0.10654 | 604939
2016-08-09 17:00 | 0.74396 | 0.11496 | 630306
2016-08-09 18:00 | 0.74255 | 0.13034 | 650268
2016-08-09 19:00 | 0.73141 | 0.15151 | 662438
2016-08-09 20:00 | 0.71932 | 0.17909 | 669236
2016-08-09 21:00 | 0.6956 | 0.21292 | 670932
2016-08-09 22:00 | 0.65384 | 0.257 | 664467
2016-08-09 23:00 | 0.55897 | 0.32428 | 651555
2016-08-10 | 0.41495 | 0.41082 | 638816
2016-08-10 01:00 | 0.19205 | 0.55031 | 622333
2016-08-10 02:00 | 0.0040341 | 0.60296 | 593236
2016-08-10 03:00 | 0 | 0.59299 | 555718
2016-08-10 04:00 | 0 | 0.57594 | 522030
2016-08-10 05:00 | 0 | 0.56092 | 491580
2016-08-10 06:00 | 0 | 0.53996 | 466906
2016-08-10 07:00 | 0 | 0.51022 | 449880
2016-08-10 08:00 | 0 | 0.47646 | 442094
2016-08-10 09:00 | 0 | 0.43962 | 446610
2016-08-10 10:00 | 0 | 0.4016 | 463323
2016-08-10 11:00 | 0 | 0.3741 | 482624
2016-08-10 12:00 | 0.024794 | 0.26147 | 504305
2016-08-10 13:00 | 0.27918 | 0.22074 | 532360
2016-08-10 14:00 | 0.55163 | 0.26815 | 566502
2016-08-10 15:00 | 0.688 | 0.28093 | 600882
2016-08-10 16:00 | 0.75309 | 0.28994 | 630175
2016-08-10 17:00 | 0.75894 | 0.31524 | 654319
2016-08-10 18:00 | 0.73997 | 0.34434 | 672363
2016-08-10 19:00 | 0.71283 | 0.3725 | 683463
2016-08-10 20:00 | 0.68428 | 0.39714 | 692115
2016-08-10 21:00 | 0.64705 | 0.41517 | 694043
2016-08-10 22:00 | 0.59519 | 0.42851 | 689634
2016-08-10 23:00 | 0.5041 | 0.44347 | 676888
2016-08-11 | 0.37368 | 0.50485 | 663518
2016-08-11 01:00 | 0.18008 | 0.61283 | 645779
2016-08-11 02:00 | 0.0058516 | 0.62546 | 613591
2016-08-11 03:00 | 0 | 0.58083 | 574880
2016-08-11 04:00 | 0 | 0.5373 | 539161
2016-08-11 05:00 | 0 | 0.49951 | 506885
2016-08-11 06:00 | 0 | 0.45356 | 480926
2016-08-11 07:00 | 0 | 0.4155 | 463267
2016-08-11 08:00 | 0 | 0.39012 | 454853
2016-08-11 09:00 | 0 | 0.36365 | 459811
2016-08-11 10:00 | 0 | 0.34228 | 477411
2016-08-11 11:00 | 0 | 0.33229 | 496658
2016-08-11 12:00 | 0.02335 | 0.24601 | 520056
2016-08-11 13:00 | 0.28151 | 0.23649 | 548905
2016-08-11 14:00 | 0.52539 | 0.31122 | 584554
2016-08-11 15:00 | 0.6612 | 0.31284 | 620926
2016-08-11 16:00 | 0.72903 | 0.28386 | 650476
2016-08-11 17:00 | 0.74392 | 0.26102 | 672839
2016-08-11 18:00 | 0.73958 | 0.24661 | 691270
2016-08-11 19:00 | 0.73014 | 0.23539 | 704348
2016-08-11 20:00 | 0.72422 | 0.22344 | 711228
2016-08-11 21:00 | 0.71145 | 0.21317 | 712067
2016-08-11 22:00 | 0.67675 | 0.20183 | 705532
2016-08-11 23:00 | 0.58503 | 0.1956 | 693311
2016-08-12 | 0.44402 | 0.23111 | 679786
2016-08-12 01:00 | 0.20224 | 0.32528 | 661145
2016-08-12 02:00 | 0.0027509 | 0.36693 | 627372
2016-08-12 03:00 | 0 | 0.35162 | 587829
2016-08-12 04:00 | 0 | 0.31811 | 552138
2016-08-12 05:00 | 0 | 0.29515 | 518806
2016-08-12 06:00 | 0 | 0.27977 | 491927
2016-08-12 07:00 | 0 | 0.27714 | 472808
2016-08-12 08:00 | 0 | 0.2828 | 463193
2016-08-12 09:00 | 0 | 0.28469 | 466210
2016-08-12 10:00 | 0 | 0.29585 | 482275
2016-08-12 11:00 | 0 | 0.30371 | 501898
2016-08-12 12:00 | 0.028933 | 0.22353 | 523776
2016-08-12 13:00 | 0.37921 | 0.19962 | 552524
2016-08-12 14:00 | 0.59224 | 0.25395 | 585241
2016-08-12 15:00 | 0.73469 | 0.27089 | 618102
2016-08-12 16:00 | 0.7923 | 0.2606 | 645060
2016-08-12 17:00 | 0.80032 | 0.2492 | 667185
2016-08-12 18:00 | 0.79017 | 0.24042 | 683130
2016-08-12 19:00 | 0.77736 | 0.23261 | 691605
2016-08-12 20:00 | 0.76952 | 0.2257 | 693676
2016-08-12 21:00 | 0.75359 | 0.21638 | 691677
2016-08-12 22:00 | 0.71723 | 0.20809 | 681134
2016-08-12 23:00 | 0.61886 | 0.19706 | 662811
2016-08-13 | 0.46548 | 0.20049 | 647312
2016-08-13 01:00 | 0.17651 | 0.27263 | 628394
2016-08-13 02:00 | 0.002373 | 0.2989 | 598858
2016-08-13 03:00 | 0 | 0.30331 | 564410
2016-08-13 04:00 | 0 | 0.30004 | 530967
2016-08-13 05:00 | 0 | 0.29046 | 500597
2016-08-13 06:00 | 0 | 0.28152 | 474944
2016-08-13 07:00 | 0 | 0.27698 | 456605
2016-08-13 08:00 | 0 | 0.28205 | 444618
2016-08-13 09:00 | 0 | 0.28896 | 439691
2016-08-13 10:00 | 0 | 0.30272 | 440900
2016-08-13 11:00 | 0 | 0.31125 | 448811
2016-08-13 12:00 | 0.022261 | 0.18212 | 469762
2016-08-13 13:00 | 0.30415 | 0.1216 | 498958
2016-08-13 14:00 | 0.55874 | 0.18752 | 531719
2016-08-13 15:00 | 0.68077 | 0.2099 | 563517
2016-08-13 16:00 | 0.74825 | 0.21066 | 590577
2016-08-13 17:00 | 0.75538 | 0.20785 | 610030
2016-08-13 18:00 | 0.74625 | 0.20711 | 625920
2016-08-13 19:00 | 0.73706 | 0.20459 | 637776
2016-08-13 20:00 | 0.73421 | 0.20122 | 645466
2016-08-13 21:00 | 0.72411 | 0.20259 | 647940
2016-08-13 22:00 | 0.69047 | 0.20325 | 643110
2016-08-13 23:00 | 0.60151 | 0.20121 | 628592
2016-08-14 | 0.45096 | 0.22888 | 615613
2016-08-14 01:00 | 0.17477 | 0.32009 | 598889
2016-08-14 02:00 | 0.0019266 | 0.34414 | 570370
2016-08-14 03:00 | 0 | 0.33093 | 539040
2016-08-14 04:00 | 0 | 0.30257 | 506573
2016-08-14 05:00 | 0 | 0.2715 | 479368
2016-08-14 06:00 | 0 | 0.2522 | 454836
2016-08-14 07:00 | 0 | 0.2461 | 436168
2016-08-14 08:00 | 0 | 0.25239 | 423088
2016-08-14 09:00 | 0 | 0.25556 | 416755
2016-08-14 10:00 | 0 | 0.25926 | 413239
2016-08-14 11:00 | 0 | 0.26696 | 417707
2016-08-14 12:00 | 0.013324 | 0.18342 | 437681
2016-08-14 13:00 | 0.28149 | 0.081057 | 467631
2016-08-14 14:00 | 0.55697 | 0.10216 | 499596
2016-08-14 15:00 | 0.71097 | 0.12194 | 530843
2016-08-14 16:00 | 0.7797 | 0.12414 | 558890
2016-08-14 17:00 | 0.78958 | 0.12283 | 580961
2016-08-14 18:00 | 0.78177 | 0.12021 | 597919
2016-08-14 19:00 | 0.77136 | 0.11683 | 610934
2016-08-14 20:00 | 0.76805 | 0.11476 | 620918
2016-08-14 21:00 | 0.75908 | 0.11951 | 627236
2016-08-14 22:00 | 0.73106 | 0.13593 | 625583
2016-08-14 23:00 | 0.63973 | 0.17503 | 616316
2016-08-15 | 0.49244 | 0.26448 | 607623
2016-08-15 01:00 | 0.16875 | 0.41268 | 594043
2016-08-15 02:00 | 0.001872 | 0.4791 | 565864
2016-08-15 03:00 | 0 | 0.48517 | 531803
2016-08-15 04:00 | 0 | 0.45914 | 498640
2016-08-15 05:00 | 0 | 0.41846 | 471763
2016-08-15 06:00 | 0 | 0.36793 | 448691
2016-08-15 07:00 | 0 | 0.32262 | 433241
2016-08-15 08:00 | 0 | 0.29669 | 426487
2016-08-15 09:00 | 0 | 0.27569 | 430827
2016-08-15 10:00 | 0 | 0.25622 | 448712
2016-08-15 11:00 | 0 | 0.24651 | 470395
2016-08-15 12:00 | 0.012353 | 0.16435 | 491924
2016-08-15 13:00 | 0.30937 | 0.069014 | 518273
2016-08-15 14:00 | 0.59267 | 0.088494 | 549237
2016-08-15 15:00 | 0.72274 | 0.10299 | 578771
2016-08-15 16:00 | 0.79137 | 0.099849 | 603983
2016-08-15 17:00 | 0.79541 | 0.096078 | 625189
2016-08-15 18:00 | 0.78899 | 0.094523 | 639774
2016-08-15 19:00 | 0.78027 | 0.090157 | 650054
2016-08-15 20:00 | 0.77944 | 0.085994 | 657927
2016-08-15 21:00 | 0.77271 | 0.083351 | 659978
2016-08-15 22:00 | 0.73597 | 0.08577 | 653805
2016-08-15 23:00 | 0.65013 | 0.10347 | 641039
2016-08-16 | 0.44945 | 0.18408 | 631686
2016-08-16 01:00 | 0.14935 | 0.37549 | 615028
2016-08-16 02:00 | 0.0013284 | 0.45391 | 582698
2016-08-16 03:00 | 0 | 0.44857 | 545197
2016-08-16 04:00 | 0 | 0.41433 | 509549
2016-08-16 05:00 | 0 | 0.37218 | 478492
2016-08-16 06:00 | 0 | 0.33314 | 454127
2016-08-16 07:00 | 0 | 0.30325 | 437248
2016-08-16 08:00 | 0 | 0.28845 | 429944
2016-08-16 09:00 | 0 | 0.26867 | 434927
2016-08-16 10:00 | 0 | 0.24874 | 453229
2016-08-16 11:00 | 0 | 0.22963 | 473966
2016-08-16 12:00 | 0.0092355 | 0.14056 | 495516
2016-08-16 13:00 | 0.28331 | 0.051648 | 521078
2016-08-16 14:00 | 0.57119 | 0.056231 | 551975
2016-08-16 15:00 | 0.70787 | 0.060625 | 581844
2016-08-16 16:00 | 0.78072 | 0.053736 | 607904
2016-08-16 17:00 | 0.78906 | 0.053604 | 629406
2016-08-16 18:00 | 0.78463 | 0.05687 | 645681
2016-08-16 19:00 | 0.77302 | 0.062372 | 655792
2016-08-16 20:00 | 0.76603 | 0.066764 | 662781
2016-08-16 21:00 | 0.74996 | 0.069338 | 666103
2016-08-16 22:00 | 0.71012 | 0.072832 | 660448
2016-08-16 23:00 | 0.60708 | 0.084518 | 649221
2016-08-17 | 0.44795 | 0.15009 | 639748
2016-08-17 01:00 | 0.15171 | 0.32549 | 622478
2016-08-17 02:00 | 0.0010527 | 0.45808 | 589902
2016-08-17 03:00 | 0 | 0.50813 | 551696
2016-08-17 04:00 | 0 | 0.5059 | 516398
2016-08-17 05:00 | 0 | 0.48228 | 486058
2016-08-17 06:00 | 0 | 0.44557 | 460748
2016-08-17 07:00 | 0 | 0.40621 | 442708
2016-08-17 08:00 | 0 | 0.37314 | 435260
2016-08-17 09:00 | 0 | 0.34232 | 439205
2016-08-17 10:00 | 0 | 0.31243 | 458406
2016-08-17 11:00 | 0 | 0.28656 | 480095
2016-08-17 12:00 | 0.012567 | 0.19383 | 498402
2016-08-17 13:00 | 0.26067 | 0.073587 | 521282
2016-08-17 14:00 | 0.55729 | 0.071133 | 549024
2016-08-17 15:00 | 0.68897 | 0.09353 | 576883
2016-08-17 16:00 | 0.7567 | 0.087068 | 602481
2016-08-17 17:00 | 0.76117 | 0.081991 | 624699
2016-08-17 18:00 | 0.74929 | 0.082665 | 642586
2016-08-17 19:00 | 0.73194 | 0.087826 | 655492
2016-08-17 20:00 | 0.71499 | 0.095316 | 665307
2016-08-17 21:00 | 0.6887 | 0.10494 | 668430
2016-08-17 22:00 | 0.64275 | 0.12331 | 661194
2016-08-17 23:00 | 0.55131 | 0.16434 | 646276
2016-08-18 | 0.39303 | 0.28131 | 634017
2016-08-18 01:00 | 0.13733 | 0.49705 | 614945
2016-08-18 02:00 | 0.00087392 | 0.59306 | 582294
2016-08-18 03:00 | 0 | 0.59951 | 543538
2016-08-18 04:00 | 0 | 0.5683 | 507707
2016-08-18 05:00 | 0 | 0.52202 | 476687
2016-08-18 06:00 | 0 | 0.47123 | 452939
2016-08-18 07:00 | 0 | 0.42708 | 435719
2016-08-18 08:00 | 0 | 0.39466 | 427768
2016-08-18 09:00 | 0 | 0.36329 | 433040
2016-08-18 10:00 | 0 | 0.33661 | 452116
2016-08-18 11:00 | 0 | 0.31639 | 472052
2016-08-18 12:00 | 0.011263 | 0.21381 | 491223
2016-08-18 13:00 | 0.21073 | 0.12739 | 514763
2016-08-18 14:00 | 0.5107 | 0.14382 | 543408
2016-08-18 15:00 | 0.6546 | 0.19398 | 573296
2016-08-18 16:00 | 0.71729 | 0.21998 | 600194
2016-08-18 17:00 | 0.7186 | 0.2405 | 623965
2016-08-18 18:00 | 0.705 | 0.25574 | 642152
2016-08-18 19:00 | 0.68509 | 0.26202 | 654155
2016-08-18 20:00 | 0.66528 | 0.26493 | 661159
2016-08-18 21:00 | 0.63851 | 0.2712 | 661487
2016-08-18 22:00 | 0.59625 | 0.28502 | 652540
2016-08-18 23:00 | 0.51321 | 0.31179 | 637120
2016-08-19 | 0.36767 | 0.37656 | 625313
2016-08-19 01:00 | 0.1255 | 0.48303 | 608471
2016-08-19 02:00 | 0.0008235 | 0.48442 | 577238
2016-08-19 03:00 | 0 | 0.45453 | 539195
2016-08-19 04:00 | 0 | 0.42122 | 504080
2016-08-19 05:00 | 0 | 0.384 | 473150
2016-08-19 06:00 | 0 | 0.34943 | 449103
2016-08-19 07:00 | 0 | 0.3191 | 431993
2016-08-19 08:00 | 0 | 0.2974 | 424279
2016-08-19 09:00 | 0 | 0.26884 | 428643
2016-08-19 10:00 | 0 | 0.25134 | 445811
2016-08-19 11:00 | 0 | 0.23997 | 465515
2016-08-19 12:00 | 0.005565 | 0.17183 | 485714
2016-08-19 13:00 | 0.21476 | 0.14747 | 509916
2016-08-19 14:00 | 0.51358 | 0.17063 | 539855
2016-08-19 15:00 | 0.6533 | 0.17149 | 568155
2016-08-19 16:00 | 0.71484 | 0.1638 | 593314
2016-08-19 17:00 | 0.72651 | 0.16043 | 615385
2016-08-19 18:00 | 0.71734 | 0.16482 | 632255
2016-08-19 19:00 | 0.69989 | 0.17465 | 642342
2016-08-19 20:00 | 0.68646 | 0.1921 | 647445
2016-08-19 21:00 | 0.65971 | 0.2164 | 645344
2016-08-19 22:00 | 0.61422 | 0.24302 | 633038
2016-08-19 23:00 | 0.52645 | 0.27205 | 613220
2016-08-20 | 0.38007 | 0.31468 | 598060
2016-08-20 01:00 | 0.12132 | 0.37498 | 580612
2016-08-20 02:00 | 0.00057373 | 0.39779 | 551582
2016-08-20 03:00 | 0 | 0.38812 | 517337
2016-08-20 04:00 | 0 | 0.37029 | 484281
2016-08-20 05:00 | 0 | 0.36571 | 457219
2016-08-20 06:00 | 0 | 0.37016 | 434967
2016-08-20 07:00 | 0 | 0.38258 | 418235
2016-08-20 08:00 | 0 | 0.40526 | 407918
2016-08-20 09:00 | 0 | 0.4167 | 404022
2016-08-20 10:00 | 0 | 0.42236 | 406349
2016-08-20 11:00 | 0 | 0.41697 | 414084
2016-08-20 12:00 | 0.0048235 | 0.36811 | 434124
2016-08-20 13:00 | 0.22043 | 0.37851 | 461548
2016-08-20 14:00 | 0.51253 | 0.40751 | 491914
2016-08-20 15:00 | 0.68287 | 0.38884 | 520936
2016-08-20 16:00 | 0.74524 | 0.34559 | 543602
2016-08-20 17:00 | 0.75301 | 0.30832 | 560233
2016-08-20 18:00 | 0.74165 | 0.28288 | 572044
2016-08-20 19:00 | 0.72399 | 0.26816 | 580000
2016-08-20 20:00 | 0.71042 | 0.25939 | 587024
2016-08-20 21:00 | 0.68525 | 0.25146 | 589548
2016-08-20 22:00 | 0.64615 | 0.23869 | 583463
2016-08-20 23:00 | 0.55224 | 0.2153 | 570525
2016-08-21 | 0.39487 | 0.21739 | 560708
2016-08-21 01:00 | 0.12058 | 0.28206 | 546320
2016-08-21 02:00 | 0.00045065 | 0.28246 | 522016
2016-08-21 03:00 | 0 | 0.27102 | 492804
2016-08-21 04:00 | 0 | 0.26523 | 463664
2016-08-21 05:00 | 0 | 0.27143 | 439723
2016-08-21 06:00 | 0 | 0.29207 | 419299
2016-08-21 07:00 | 0 | 0.32059 | 403933
2016-08-21 08:00 | 0 | 0.35417 | 393719
2016-08-21 09:00 | 0 | 0.35968 | 388523
2016-08-21 10:00 | 0 | 0.36264 | 389420
2016-08-21 11:00 | 0 | 0.37141 | 393384
2016-08-21 12:00 | 0.0057517 | 0.29295 | 409119
2016-08-21 13:00 | 0.21642 | 0.11582 | 434233
2016-08-21 14:00 | 0.50111 | 0.10087 | 460036
2016-08-21 15:00 | 0.65985 | 0.12374 | 486552
2016-08-21 16:00 | 0.7245 | 0.13003 | 510928
2016-08-21 17:00 | 0.73089 | 0.13142 | 530086
2016-08-21 18:00 | 0.71727 | 0.13587 | 544479
2016-08-21 19:00 | 0.69366 | 0.1385 | 554802
2016-08-21 20:00 | 0.67056 | 0.13882 | 562710
2016-08-21 21:00 | 0.63575 | 0.14005 | 569215
2016-08-21 22:00 | 0.58863 | 0.14589 | 568881
2016-08-21 23:00 | 0.4868 | 0.16635 | 561221
2016-08-22 | 0.3314 | 0.28692 | 553368
2016-08-22 01:00 | 0.10468 | 0.50836 | 540660
2016-08-22 02:00 | 0.00030083 | 0.60944 | 513972
2016-08-22 03:00 | 0 | 0.66037 | 480482
2016-08-22 04:00 | 0 | 0.67995 | 450332
2016-08-22 05:00 | 0 | 0.68185 | 424764
2016-08-22 06:00 | 0 | 0.66956 | 405107
2016-08-22 07:00 | 0 | 0.65537 | 391802
2016-08-22 08:00 | 0 | 0.63987 | 386560
2016-08-22 09:00 | 0 | 0.60992 | 392538
2016-08-22 10:00 | 0 | 0.5833 | 411037
2016-08-22 11:00 | 0 | 0.56115 | 432991
2016-08-22 12:00 | 0.0041716 | 0.42068 | 452576
2016-08-22 13:00 | 0.18375 | 0.30854 | 476225
2016-08-22 14:00 | 0.42998 | 0.36692 | 502924
2016-08-22 15:00 | 0.56726 | 0.4156 | 527223
2016-08-22 16:00 | 0.63076 | 0.44653 | 548113
2016-08-22 17:00 | 0.64144 | 0.47295 | 567815
2016-08-22 18:00 | 0.63187 | 0.49328 | 584628
2016-08-22 19:00 | 0.61481 | 0.51186 | 597886
2016-08-22 20:00 | 0.59968 | 0.53016 | 606740
2016-08-22 21:00 | 0.57146 | 0.54744 | 610780
2016-08-22 22:00 | 0.52362 | 0.56393 | 605164
2016-08-22 23:00 | 0.43472 | 0.58351 | 590472
2016-08-23 | 0.29031 | 0.66768 | 578424
2016-08-23 01:00 | 0.078792 | 0.77064 | 561596
2016-08-23 02:00 | 0.00027031 | 0.79172 | 528809
2016-08-23 03:00 | 0 | 0.78834 | 492151
2016-08-23 04:00 | 0 | 0.77278 | 459051
2016-08-23 05:00 | 0 | 0.74906 | 431811
2016-08-23 06:00 | 0 | 0.72738 | 410817
2016-08-23 07:00 | 0 | 0.7164 | 396993
2016-08-23 08:00 | 0 | 0.71213 | 390746
2016-08-23 09:00 | 0 | 0.70078 | 397163
2016-08-23 10:00 | 0 | 0.68274 | 416794
2016-08-23 11:00 | 0 | 0.66108 | 437417
2016-08-23 12:00 | 0.0058434 | 0.57613 | 454648
2016-08-23 13:00 | 0.19091 | 0.48957 | 477293
2016-08-23 14:00 | 0.46838 | 0.65188 | 505355
2016-08-23 15:00 | 0.62111 | 0.70389 | 533055
2016-08-23 16:00 | 0.69978 | 0.71381 | 557774
2016-08-23 17:00 | 0.70799 | 0.72873 | 579989
2016-08-23 18:00 | 0.69882 | 0.7395 | 599625
2016-08-23 19:00 | 0.67758 | 0.74171 | 613462
2016-08-23 20:00 | 0.65422 | 0.73541 | 623291
2016-08-23 21:00 | 0.62124 | 0.71634 | 628108
2016-08-23 22:00 | 0.57461 | 0.68637 | 622384
2016-08-23 23:00 | 0.49133 | 0.67594 | 608385
2016-08-24 | 0.35592 | 0.70401 | 598766
2016-08-24 01:00 | 0.12161 | 0.78605 | 581939
2016-08-24 02:00 | 0.00018064 | 0.79012 | 548730
2016-08-24 03:00 | 0 | 0.76602 | 510750
2016-08-24 04:00 | 0 | 0.72337 | 477056
2016-08-24 05:00 | 0 | 0.68322 | 447879
2016-08-24 06:00 | 0 | 0.64663 | 425903
2016-08-24 07:00 | 0 | 0.62037 | 410647
2016-08-24 08:00 | 0 | 0.59591 | 403762
2016-08-24 09:00 | 0 | 0.56374 | 409712
2016-08-24 10:00 | 0 | 0.54099 | 428782
2016-08-24 11:00 | 0 | 0.51445 | 447986
2016-08-24 12:00 | 0.002651 | 0.40182 | 465480
2016-08-24 13:00 | 0.17495 | 0.3445 | 488202
2016-08-24 14:00 | 0.49969 | 0.41249 | 516237
2016-08-24 15:00 | 0.64902 | 0.43558 | 544552
2016-08-24 16:00 | 0.73625 | 0.43189 | 569357
2016-08-24 17:00 | 0.7462 | 0.42352 | 593181
2016-08-24 18:00 | 0.73551 | 0.41766 | 614042
2016-08-24 19:00 | 0.71702 | 0.40948 | 628911
2016-08-24 20:00 | 0.70307 | 0.39649 | 639660
2016-08-24 21:00 | 0.67625 | 0.37921 | 644653
2016-08-24 22:00 | 0.63399 | 0.36024 | 639097
2016-08-24 23:00 | 0.54331 | 0.34854 | 626278
2016-08-25 | 0.38736 | 0.38215 | 615389
2016-08-25 01:00 | 0.11753 | 0.44931 | 596882
2016-08-25 02:00 | 0.00014435 | 0.44392 | 563679
2016-08-25 03:00 | 0 | 0.42542 | 524938
2016-08-25 04:00 | 0 | 0.40783 | 489614
2016-08-25 05:00 | 0 | 0.38474 | 461217
2016-08-25 06:00 | 0 | 0.36616 | 437953
2016-08-25 07:00 | 0 | 0.35456 | 421820
2016-08-25 08:00 | 0 | 0.35169 | 415450
2016-08-25 09:00 | 0 | 0.33664 | 420070
2016-08-25 10:00 | 0 | 0.32175 | 439258
2016-08-25 11:00 | 0 | 0.30558 | 460850
2016-08-25 12:00 | 0.0014828 | 0.22825 | 479942
2016-08-25 13:00 | 0.19025 | 0.21003 | 504835
2016-08-25 14:00 | 0.50505 | 0.2257 | 535488
2016-08-25 15:00 | 0.66323 | 0.20138 | 565825
2016-08-25 16:00 | 0.73232 | 0.16639 | 594468
2016-08-25 17:00 | 0.73188 | 0.14131 | 620489
2016-08-25 18:00 | 0.72238 | 0.1255 | 639768
2016-08-25 19:00 | 0.70157 | 0.11461 | 652454
2016-08-25 20:00 | 0.67938 | 0.10615 | 659693
2016-08-25 21:00 | 0.64155 | 0.098582 | 660450
2016-08-25 22:00 | 0.58744 | 0.092967 | 651636
2016-08-25 23:00 | 0.48602 | 0.094251 | 636994
2016-08-26 | 0.33693 | 0.13664 | 625254
2016-08-26 01:00 | 0.11164 | 0.20275 | 606013
2016-08-26 02:00 | 0.00012143 | 0.23386 | 572344
2016-08-26 03:00 | 0 | 0.24303 | 533346
2016-08-26 04:00 | 0 | 0.24733 | 497549
2016-08-26 05:00 | 0 | 0.25384 | 467937
2016-08-26 06:00 | 0 | 0.26083 | 444734
2016-08-26 07:00 | 0 | 0.26509 | 428458
2016-08-26 08:00 | 0 | 0.26099 | 420866
2016-08-26 09:00 | 0 | 0.24152 | 425519
2016-08-26 10:00 | 0 | 0.22178 | 444728
2016-08-26 11:00 | 0 | 0.20676 | 466043
2016-08-26 12:00 | 0.00091518 | 0.13815 | 487524
2016-08-26 13:00 | 0.15143 | 0.054934 | 514353
2016-08-26 14:00 | 0.45747 | 0.063852 | 545261
2016-08-26 15:00 | 0.6085 | 0.079083 | 576723
2016-08-26 16:00 | 0.68776 | 0.081088 | 603840
2016-08-26 17:00 | 0.69877 | 0.079802 | 625441
2016-08-26 18:00 | 0.69527 | 0.080306 | 641847
2016-08-26 19:00 | 0.68315 | 0.083409 | 651451
2016-08-26 20:00 | 0.67757 | 0.088855 | 655480
2016-08-26 21:00 | 0.65818 | 0.091578 | 653550
2016-08-26 22:00 | 0.62565 | 0.092799 | 639815
2016-08-26 23:00 | 0.53257 | 0.10342 | 617267
2016-08-27 | 0.36912 | 0.16296 | 600923
2016-08-27 01:00 | 0.10772 | 0.29295 | 580016
2016-08-27 02:00 | 8.82e-05 | 0.34269 | 549444
2016-08-27 03:00 | 0 | 0.34466 | 516865
2016-08-27 04:00 | 0 | 0.32549 | 484549
2016-08-27 05:00 | 0 | 0.30134 | 455263
2016-08-27 06:00 | 0 | 0.28369 | 431590
2016-08-27 07:00 | 0 | 0.27119 | 414085
2016-08-27 08:00 | 0 | 0.2596 | 404444
2016-08-27 09:00 | 0 | 0.24432 | 400736
2016-08-27 10:00 | 0 | 0.22976 | 403135
2016-08-27 11:00 | 0 | 0.21675 | 411095
2016-08-27 12:00 | 0.0013379 | 0.17531 | 431558
2016-08-27 13:00 | 0.19779 | 0.094248 | 461423
2016-08-27 14:00 | 0.52467 | 0.080179 | 494132
2016-08-27 15:00 | 0.66568 | 0.083477 | 525588
2016-08-27 16:00 | 0.73359 | 0.082004 | 554105
2016-08-27 17:00 | 0.73622 | 0.081013 | 576251
2016-08-27 18:00 | 0.72366 | 0.084226 | 591311
2016-08-27 19:00 | 0.7078 | 0.090188 | 600803
2016-08-27 20:00 | 0.6966 | 0.094977 | 606858
2016-08-27 21:00 | 0.67443 | 0.096909 | 604271
2016-08-27 22:00 | 0.63086 | 0.10044 | 598870
2016-08-27 23:00 | 0.52953 | 0.1185 | 582528
2016-08-28 | 0.37143 | 0.21214 | 569917
2016-08-28 01:00 | 0.10772 | 0.39989 | 553360
2016-08-28 02:00 | 6.99e-05 | 0.50411 | 527742
2016-08-28 03:00 | 0 | 0.56779 | 498208
2016-08-28 04:00 | 0 | 0.5835 | 468879
2016-08-28 05:00 | 0 | 0.57876 | 442377
2016-08-28 06:00 | 0 | 0.56108 | 421597
2016-08-28 07:00 | 0 | 0.53709 | 406476
2016-08-28 08:00 | 0 | 0.50794 | 395549
2016-08-28 09:00 | 0 | 0.46967 | 390437
2016-08-28 10:00 | 0 | 0.43086 | 390275
2016-08-28 11:00 | 0 | 0.39412 | 394254
2016-08-28 12:00 | 0.001114 | 0.29666 | 413566
2016-08-28 13:00 | 0.16993 | 0.14677 | 444935
2016-08-28 14:00 | 0.51481 | 0.11337 | 478450
2016-08-28 15:00 | 0.70123 | 0.12905 | 511645
2016-08-28 16:00 | 0.74097 | 0.13346 | 544093
2016-08-28 17:00 | 0.73852 | 0.1429 | 570618
2016-08-28 18:00 | 0.7271 | 0.15782 | 591249
2016-08-28 19:00 | 0.70835 | 0.17169 | 604776
2016-08-28 20:00 | 0.69415 | 0.18176 | 615064
2016-08-28 21:00 | 0.66962 | 0.19337 | 618991
2016-08-28 22:00 | 0.63207 | 0.21031 | 613165
2016-08-28 23:00 | 0.54545 | 0.24449 | 600665
2016-08-29 | 0.39528 | 0.34037 | 591304
2016-08-29 01:00 | 0.10675 | 0.45827 | 573739
2016-08-29 02:00 | 5.59e-05 | 0.48791 | 542108
2016-08-29 03:00 | 0 | 0.46879 | 506758
2016-08-29 04:00 | 0 | 0.44464 | 473517
2016-08-29 05:00 | 0 | 0.41794 | 446810
2016-08-29 06:00 | 0 | 0.38593 | 426452
2016-08-29 07:00 | 0 | 0.34588 | 412154
2016-08-29 08:00 | 0 | 0.30888 | 407216
2016-08-29 09:00 | 0 | 0.26784 | 414170
2016-08-29 10:00 | 0 | 0.23722 | 436856
2016-08-29 11:00 | 0 | 0.21294 | 457948
2016-08-29 12:00 | 0.00035055 | 0.15933 | 478038
2016-08-29 13:00 | 0.11591 | 0.093916 | 505765
2016-08-29 14:00 | 0.4552 | 0.09843 | 537954
2016-08-29 15:00 | 0.64028 | 0.10148 | 569735
2016-08-29 16:00 | 0.68052 | 0.10179 | 599965
2016-08-29 17:00 | 0.68775 | 0.10087 | 625021
2016-08-29 18:00 | 0.68073 | 0.099487 | 643308
2016-08-29 19:00 | 0.66668 | 0.097022 | 654056
2016-08-29 20:00 | 0.65452 | 0.093777 | 659447
2016-08-29 21:00 | 0.63131 | 0.089649 | 660975
2016-08-29 22:00 | 0.5926 | 0.08957 | 653722
2016-08-29 23:00 | 0.50494 | 0.097512 | 638313
2016-08-30 | 0.34953 | 0.13695 | 627299
2016-08-30 01:00 | 0.087471 | 0.24224 | 604806
2016-08-30 02:00 | 3.78e-05 | 0.29957 | 566777
2016-08-30 03:00 | 0 | 0.30269 | 525022
2016-08-30 04:00 | 0 | 0.28566 | 488171
2016-08-30 05:00 | 0 | 0.2605 | 457494
2016-08-30 06:00 | 0 | 0.23564 | 433597
2016-08-30 07:00 | 0 | 0.21216 | 417950
2016-08-30 08:00 | 0 | 0.19368 | 410177
2016-08-30 09:00 | 0 | 0.18147 | 416385
2016-08-30 10:00 | 0 | 0.17555 | 437575
2016-08-30 11:00 | 0 | 0.17022 | 456389
2016-08-30 12:00 | 0.00053928 | 0.14054 | 474287
2016-08-30 13:00 | 0.13172 | 0.069301 | 498228
2016-08-30 14:00 | 0.46218 | 0.063872 | 528147
2016-08-30 15:00 | 0.64212 | 0.078612 | 558262
2016-08-30 16:00 | 0.68701 | 0.079106 | 585627
2016-08-30 17:00 | 0.69402 | 0.077045 | 610613
2016-08-30 18:00 | 0.68564 | 0.077924 | 629443
2016-08-30 19:00 | 0.67238 | 0.0816 | 642942
2016-08-30 20:00 | 0.66437 | 0.085914 | 651700
2016-08-30 21:00 | 0.6468 | 0.090645 | 654714
2016-08-30 22:00 | 0.61424 | 0.10067 | 646260
2016-08-30 23:00 | 0.52036 | 0.12602 | 631370
2016-08-31 | 0.35379 | 0.19801 | 620327
2016-08-31 01:00 | 0.084828 | 0.32277 | 599178
2016-08-31 02:00 | 2.16e-05 | 0.3719 | 562468
2016-08-31 03:00 | 0 | 0.36627 | 522581
2016-08-31 04:00 | 0 | 0.34445 | 487285
2016-08-31 05:00 | 0 | 0.31393 | 460254
2016-08-31 06:00 | 0 | 0.28812 | 436830
2016-08-31 07:00 | 0 | 0.2679 | 423222
2016-08-31 08:00 | 0 | 0.24853 | 416224
2016-08-31 09:00 | 0 | 0.23066 | 422535
2016-08-31 10:00 | 0 | 0.21796 | 442793
2016-08-31 11:00 | 0 | 0.21192 | 462873
2016-08-31 12:00 | 0.00039584 | 0.17745 | 481439
2016-08-31 13:00 | 0.13336 | 0.09154 | 503448
2016-08-31 14:00 | 0.46067 | 0.077274 | 531164
2016-08-31 15:00 | 0.66748 | 0.11177 | 558056
2016-08-31 16:00 | 0.71397 | 0.13861 | 583431
2016-08-31 17:00 | 0.71473 | 0.15446 | 606050
2016-08-31 18:00 | 0.70306 | 0.16454 | 622657
2016-08-31 19:00 | 0.68818 | 0.17267 | 632821
2016-08-31 20:00 | 0.67664 | 0.18262 | 640752
2016-08-31 21:00 | 0.65788 | 0.19286 | 640375
2016-08-31 22:00 | 0.61744 | 0.20399 | 631718
2016-08-31 23:00 | 0.52175 | 0.22835 | 619018
2016-09-01 | 0.3516 | 0.31722 | 609097
2016-09-01 01:00 | 0.084384 | 0.41979 | 588286
2016-09-01 02:00 | 2.92e-05 | 0.42808 | 555048
2016-09-01 03:00 | 0 | 0.41544 | 516859
2016-09-01 04:00 | 0 | 0.40646 | 482326
2016-09-01 05:00 | 0 | 0.38752 | 453317
2016-09-01 06:00 | 0 | 0.36493 | 431277
2016-09-01 07:00 | 0 | 0.35083 | 415650
2016-09-01 08:00 | 0 | 0.33842 | 408914
2016-09-01 09:00 | 0 | 0.32012 | 414048
2016-09-01 10:00 | 0 | 0.3103 | 435041
2016-09-01 11:00 | 0 | 0.30604 | 454300
2016-09-01 12:00 | 0.0005094 | 0.25121 | 469139
2016-09-01 13:00 | 0.15226 | 0.14592 | 490089
2016-09-01 14:00 | 0.49696 | 0.17423 | 514772
2016-09-01 15:00 | 0.65849 | 0.22207 | 538909
2016-09-01 16:00 | 0.71559 | 0.23451 | 559226
2016-09-01 17:00 | 0.70821 | 0.23584 | 577014
2016-09-01 18:00 | 0.69031 | 0.23851 | 588812
2016-09-01 19:00 | 0.66929 | 0.24393 | 595831
2016-09-01 20:00 | 0.65549 | 0.25295 | 599406
2016-09-01 21:00 | 0.63119 | 0.26995 | 599573
2016-09-01 22:00 | 0.58734 | 0.30074 | 590983
2016-09-01 23:00 | 0.49045 | 0.3475 | 579268
2016-09-02 | 0.32412 | 0.47134 | 570677
2016-09-02 01:00 | 0.084028 | 0.61715 | 555203
2016-09-02 02:00 | 2.26e-05 | 0.63021 | 524072
2016-09-02 03:00 | 0 | 0.60275 | 489864
2016-09-02 04:00 | 0 | 0.56072 | 458419
2016-09-02 05:00 | 0 | 0.52325 | 432694
2016-09-02 06:00 | 0 | 0.49734 | 411570
2016-09-02 07:00 | 0 | 0.47989 | 397043
2016-09-02 08:00 | 0 | 0.46549 | 390801
2016-09-02 09:00 | 0 | 0.44282 | 395237
2016-09-02 10:00 | 0 | 0.4255 | 411279
2016-09-02 11:00 | 0 | 0.4151 | 429471
2016-09-02 12:00 | 0.00042728 | 0.3484 | 443622
2016-09-02 13:00 | 0.1337 | 0.30817 | 461899
2016-09-02 14:00 | 0.50201 | 0.37917 | 482422
2016-09-02 15:00 | 0.66406 | 0.39159 | 500856
2016-09-02 16:00 | 0.74447 | 0.38336 | 516563
2016-09-02 17:00 | 0.7379 | 0.37678 | 531791
2016-09-02 18:00 | 0.71512 | 0.37269 | 544019
2016-09-02 19:00 | 0.69416 | 0.37365 | 551969
2016-09-02 20:00 | 0.686 | 0.3788 | 557436
2016-09-02 21:00 | 0.669 | 0.38868 | 558648
2016-09-02 22:00 | 0.62719 | 0.40654 | 549446
2016-09-02 23:00 | 0.53124 | 0.44497 | 535830
2016-09-03 | 0.36338 | 0.55731 | 525082
2016-09-03 01:00 | 0.076612 | 0.69957 | 509780
2016-09-03 02:00 | 1.16e-05 | 0.73045 | 484607
2016-09-03 03:00 | 0 | 0.72024 | 455399
2016-09-03 04:00 | 0 | 0.69218 | 428410
2016-09-03 05:00 | 0 | 0.6557 | 405539
2016-09-03 06:00 | 0 | 0.62371 | 386607
2016-09-03 07:00 | 0 | 0.59174 | 372541
2016-09-03 08:00 | 0 | 0.56654 | 363495
2016-09-03 09:00 | 0 | 0.53006 | 359961
2016-09-03 10:00 | 0 | 0.48457 | 362478
2016-09-03 11:00 | 0 | 0.45141 | 365475
2016-09-03 12:00 | 0.00026946 | 0.37715 | 378162
2016-09-03 13:00 | 0.14297 | 0.30753 | 398947
2016-09-03 14:00 | 0.46494 | 0.36399 | 422857
2016-09-03 15:00 | 0.65628 | 0.3858 | 445178
2016-09-03 16:00 | 0.71378 | 0.37665 | 465906
2016-09-03 17:00 | 0.7163 | 0.37307 | 482753
2016-09-03 18:00 | 0.70862 | 0.37758 | 496541
2016-09-03 19:00 | 0.69919 | 0.38274 | 507892
2016-09-03 20:00 | 0.6969 | 0.38671 | 516890
2016-09-03 21:00 | 0.68603 | 0.39511 | 521120
2016-09-03 22:00 | 0.64744 | 0.41264 | 517258
2016-09-03 23:00 | 0.55155 | 0.44524 | 507028
2016-09-04 | 0.36376 | 0.5436 | 497324
2016-09-04 01:00 | 0.06943 | 0.6567 | 483109
2016-09-04 02:00 | 1.07e-05 | 0.66084 | 460774
2016-09-04 03:00 | 0 | 0.63165 | 435321
2016-09-04 04:00 | 0 | 0.59471 | 410858
2016-09-04 05:00 | 0 | 0.55744 | 389279
2016-09-04 06:00 | 0 | 0.51656 | 372139
2016-09-04 07:00 | 0 | 0.48101 | 359705
2016-09-04 08:00 | 0 | 0.45409 | 352011
2016-09-04 09:00 | 0 | 0.43479 | 348343
2016-09-04 10:00 | 0 | 0.42339 | 347660
2016-09-04 11:00 | 0 | 0.41171 | 350404
2016-09-04 12:00 | 0.00018684 | 0.38081 | 362722
2016-09-04 13:00 | 0.15832 | 0.34319 | 385606
2016-09-04 14:00 | 0.52897 | 0.41473 | 411518
2016-09-04 15:00 | 0.73945 | 0.43932 | 436974
2016-09-04 16:00 | 0.77549 | 0.44193 | 461851
2016-09-04 17:00 | 0.7805 | 0.45039 | 483097
2016-09-04 18:00 | 0.77441 | 0.47322 | 499644
2016-09-04 19:00 | 0.76705 | 0.50443 | 512563
2016-09-04 20:00 | 0.76947 | 0.53568 | 522026
2016-09-04 21:00 | 0.77008 | 0.56743 | 526330
2016-09-04 22:00 | 0.74048 | 0.60133 | 521745
2016-09-04 23:00 | 0.63792 | 0.63486 | 509010
2016-09-05 | 0.42382 | 0.68672 | 499706
2016-09-05 01:00 | 0.075843 | 0.73287 | 485495
2016-09-05 02:00 | 1.29e-05 | 0.71088 | 462737
2016-09-05 03:00 | 0 | 0.6759 | 437089
2016-09-05 04:00 | 0 | 0.64226 | 412375
2016-09-05 05:00 | 0 | 0.61815 | 389910
2016-09-05 06:00 | 0 | 0.59708 | 373373
2016-09-05 07:00 | 0 | 0.57453 | 361629
2016-09-05 08:00 | 0 | 0.55566 | 354901
2016-09-05 09:00 | 0 | 0.53056 | 353197
2016-09-05 10:00 | 0 | 0.49888 | 356613
2016-09-05 11:00 | 0 | 0.46073 | 359505
2016-09-05 12:00 | 0.00014488 | 0.39663 | 371656
2016-09-05 13:00 | 0.15765 | 0.35235 | 397428
2016-09-05 14:00 | 0.57277 | 0.43836 | 429589
2016-09-05 15:00 | 0.78851 | 0.4626 | 461590
2016-09-05 16:00 | 0.81151 | 0.44936 | 490153
2016-09-05 17:00 | 0.80625 | 0.44136 | 513829
2016-09-05 18:00 | 0.79084 | 0.45141 | 532803
2016-09-05 19:00 | 0.77794 | 0.47338 | 547506
2016-09-05 20:00 | 0.77776 | 0.49274 | 559333
2016-09-05 21:00 | 0.77395 | 0.50103 | 567243
2016-09-05 22:00 | 0.74489 | 0.50762 | 566801
2016-09-05 23:00 | 0.64096 | 0.52507 | 558791
2016-09-06 | 0.416 | 0.57101 | 553560
2016-09-06 01:00 | 0.070994 | 0.62158 | 536653
2016-09-06 02:00 | 6.73e-06 | 0.6235 | 505417
2016-09-06 03:00 | 0 | 0.59236 | 471840
2016-09-06 04:00 | 0 | 0.55981 | 441900
2016-09-06 05:00 | 0 | 0.53875 | 416467
2016-09-06 06:00 | 0 | 0.52459 | 397731
2016-09-06 07:00 | 0 | 0.51512 | 385563
2016-09-06 08:00 | 0 | 0.5044 | 381781
2016-09-06 09:00 | 0 | 0.49314 | 390414
2016-09-06 10:00 | 0 | 0.47218 | 414539
2016-09-06 11:00 | 0 | 0.45328 | 437133
2016-09-06 12:00 | 0.00010323 | 0.41179 | 457047
2016-09-06 13:00 | 0.1403 | 0.38361 | 482950
2016-09-06 14:00 | 0.53133 | 0.44537 | 513254
2016-09-06 15:00 | 0.71545 | 0.43082 | 543266
2016-09-06 16:00 | 0.73158 | 0.38439 | 570498
2016-09-06 17:00 | 0.72583 | 0.33436 | 596132
2016-09-06 18:00 | 0.70407 | 0.31185 | 616338
2016-09-06 19:00 | 0.67771 | 0.31541 | 630808
2016-09-06 20:00 | 0.65261 | 0.32618 | 640366
2016-09-06 21:00 | 0.61806 | 0.33867 | 643927
2016-09-06 22:00 | 0.56539 | 0.35074 | 637359
2016-09-06 23:00 | 0.46827 | 0.36837 | 624075
2016-09-07 | 0.31564 | 0.41957 | 613268
2016-09-07 01:00 | 0.065678 | 0.47573 | 590777
2016-09-07 02:00 | 5.32e-06 | 0.49863 | 555333
2016-09-07 03:00 | 0 | 0.50038 | 518248
2016-09-07 04:00 | 0 | 0.48857 | 483143
2016-09-07 05:00 | 0 | 0.48046 | 453597
2016-09-07 06:00 | 0 | 0.47474 | 430734
2016-09-07 07:00 | 0 | 0.45847 | 415236
2016-09-07 08:00 | 0 | 0.44125 | 409003
2016-09-07 09:00 | 0 | 0.42675 | 416585
2016-09-07 10:00 | 0 | 0.42283 | 440038
2016-09-07 11:00 | 0 | 0.41129 | 460425
2016-09-07 12:00 | 3.04e-05 | 0.37969 | 478984
2016-09-07 13:00 | 0.077208 | 0.32009 | 502651
2016-09-07 14:00 | 0.38159 | 0.40526 | 531556
2016-09-07 15:00 | 0.57 | 0.46492 | 561068
2016-09-07 16:00 | 0.61425 | 0.44697 | 589066
2016-09-07 17:00 | 0.63063 | 0.43094 | 612874
2016-09-07 18:00 | 0.63253 | 0.43122 | 631647
2016-09-07 19:00 | 0.62435 | 0.43771 | 644930
2016-09-07 20:00 | 0.61515 | 0.44628 | 653355
2016-09-07 21:00 | 0.59341 | 0.4578 | 656020
2016-09-07 22:00 | 0.55475 | 0.46498 | 648378
2016-09-07 23:00 | 0.46749 | 0.47345 | 635022
2016-09-08 | 0.31342 | 0.53831 | 623500
2016-09-08 01:00 | 0.054098 | 0.62503 | 600621
2016-09-08 02:00 | 2.33e-06 | 0.61651 | 564849
2016-09-08 03:00 | 0 | 0.59328 | 525607
2016-09-08 04:00 | 0 | 0.56996 | 490421
2016-09-08 05:00 | 0 | 0.54592 | 461164
2016-09-08 06:00 | 0 | 0.51959 | 438309
2016-09-08 07:00 | 0 | 0.49583 | 423023
2016-09-08 08:00 | 0 | 0.47013 | 416468
2016-09-08 09:00 | 0 | 0.43953 | 424161
2016-09-08 10:00 | 0 | 0.41904 | 448419
2016-09-08 11:00 | 0 | 0.41333 | 469557
2016-09-08 12:00 | 4.93e-05 | 0.37779 | 484677
2016-09-08 13:00 | 0.12067 | 0.24942 | 506377
2016-09-08 14:00 | 0.52818 | 0.23194 | 535641
2016-09-08 15:00 | 0.73713 | 0.26576 | 564311
2016-09-08 16:00 | 0.77819 | 0.26312 | 591052
2016-09-08 17:00 | 0.7786 | 0.26018 | 614819
2016-09-08 18:00 | 0.76609 | 0.27032 | 633513
2016-09-08 19:00 | 0.75627 | 0.28516 | 646581
2016-09-08 20:00 | 0.7584 | 0.30114 | 654955
2016-09-08 21:00 | 0.7528 | 0.31358 | 657602
2016-09-08 22:00 | 0.72214 | 0.32404 | 649221
2016-09-08 23:00 | 0.62115 | 0.34807 | 636235
2016-09-09 | 0.42545 | 0.45011 | 625267
2016-09-09 01:00 | 0.059403 | 0.55189 | 601889
2016-09-09 02:00 | 9.8e-07 | 0.58367 | 564918
2016-09-09 03:00 | 0 | 0.58499 | 526930
2016-09-09 04:00 | 0 | 0.56177 | 491451
2016-09-09 05:00 | 0 | 0.53225 | 461648
2016-09-09 06:00 | 0 | 0.50322 | 438210
2016-09-09 07:00 | 0 | 0.48058 | 422423
2016-09-09 08:00 | 0 | 0.45954 | 415921
2016-09-09 09:00 | 0 | 0.43938 | 423218
2016-09-09 10:00 | 0 | 0.42414 | 446054
2016-09-09 11:00 | 0 | 0.41289 | 467381
2016-09-09 12:00 | 5.01e-05 | 0.37101 | 482993
2016-09-09 13:00 | 0.13596 | 0.26012 | 506442
2016-09-09 14:00 | 0.56312 | 0.35042 | 534724
2016-09-09 15:00 | 0.76286 | 0.38755 | 563014
2016-09-09 16:00 | 0.79114 | 0.36953 | 588325
2016-09-09 17:00 | 0.78778 | 0.35736 | 611508
2016-09-09 18:00 | 0.77474 | 0.3688 | 629152
2016-09-09 19:00 | 0.76381 | 0.40082 | 640895
2016-09-09 20:00 | 0.76593 | 0.44186 | 647977
2016-09-09 21:00 | 0.76335 | 0.46812 | 647514
2016-09-09 22:00 | 0.73382 | 0.48941 | 635007
2016-09-09 23:00 | 0.63214 | 0.5108 | 616608
2016-09-10 | 0.41181 | 0.56897 | 602141
2016-09-10 01:00 | 0.059859 | 0.64842 | 579290
2016-09-10 02:00 | 5.4e-07 | 0.64127 | 548551
2016-09-10 03:00 | 0 | 0.63131 | 515363
2016-09-10 04:00 | 0 | 0.63739 | 482675
2016-09-10 05:00 | 0 | 0.6405 | 452595
2016-09-10 06:00 | 0 | 0.63363 | 429718
2016-09-10 07:00 | 0 | 0.6356 | 412703
2016-09-10 08:00 | 0 | 0.60954 | 402092
2016-09-10 09:00 | 0 | 0.56355 | 398700
2016-09-10 10:00 | 0 | 0.52876 | 401747
2016-09-10 11:00 | 0 | 0.52162 | 408440
2016-09-10 12:00 | 3.62e-05 | 0.47306 | 426216
2016-09-10 13:00 | 0.12263 | 0.31883 | 452245
2016-09-10 14:00 | 0.51814 | 0.32376 | 482481
2016-09-10 15:00 | 0.73543 | 0.3647 | 511554
2016-09-10 16:00 | 0.77706 | 0.36158 | 535911
2016-09-10 17:00 | 0.77439 | 0.33169 | 554524
2016-09-10 18:00 | 0.76233 | 0.30473 | 567796
2016-09-10 19:00 | 0.7548 | 0.28373 | 576545
2016-09-10 20:00 | 0.76031 | 0.26759 | 581338
2016-09-10 21:00 | 0.76214 | 0.25588 | 580827
2016-09-10 22:00 | 0.73553 | 0.23858 | 572569
2016-09-10 23:00 | 0.63355 | 0.22967 | 561112
2016-09-11 | 0.40183 | 0.2856 | 551027
2016-09-11 01:00 | 0.053466 | 0.35522 | 533658
2016-09-11 02:00 | 6.39e-08 | 0.41759 | 506921
2016-09-11 03:00 | 0 | 0.48788 | 477279
2016-09-11 04:00 | 0 | 0.55253 | 447993
2016-09-11 05:00 | 0 | 0.59571 | 422117
2016-09-11 06:00 | 0 | 0.62527 | 402358
2016-09-11 07:00 | 0 | 0.64004 | 386718
2016-09-11 08:00 | 0 | 0.64289 | 376287
2016-09-11 09:00 | 0 | 0.62314 | 371742
2016-09-11 10:00 | 0 | 0.59967 | 372620
2016-09-11 11:00 | 0 | 0.5854 | 375875
2016-09-11 12:00 | 5.79e-05 | 0.53601 | 389538
2016-09-11 13:00 | 0.13226 | 0.33557 | 412784
2016-09-11 14:00 | 0.55601 | 0.30007 | 437043
2016-09-11 15:00 | 0.73747 | 0.3757 | 459920
2016-09-11 16:00 | 0.77957 | 0.40624 | 482980
2016-09-11 17:00 | 0.77104 | 0.41338 | 503234
2016-09-11 18:00 | 0.75592 | 0.41529 | 519746
2016-09-11 19:00 | 0.74167 | 0.4182 | 532370
2016-09-11 20:00 | 0.73924 | 0.42054 | 542155
2016-09-11 21:00 | 0.73171 | 0.42141 | 547828
2016-09-11 22:00 | 0.69581 | 0.42601 | 543941
2016-09-11 23:00 | 0.57889 | 0.49346 | 534700
2016-09-12 | 0.3588 | 0.69236 | 527731
2016-09-12 01:00 | 0.050499 | 0.79047 | 509612
2016-09-12 02:00 | 0 | 0.8117 | 480759
2016-09-12 03:00 | 0 | 0.80437 | 449727
2016-09-12 04:00 | 0 | 0.77898 | 420593
2016-09-12 05:00 | 0 | 0.747 | 395761
2016-09-12 06:00 | 0 | 0.71075 | 377690
2016-09-12 07:00 | 0 | 0.68169 | 366274
2016-09-12 08:00 | 0 | 0.64732 | 363221
2016-09-12 09:00 | 0 | 0.61388 | 371835
2016-09-12 10:00 | 0 | 0.58567 | 395317
2016-09-12 11:00 | 0 | 0.56227 | 417166
2016-09-12 12:00 | 2.52e-05 | 0.51535 | 432034
2016-09-12 13:00 | 0.084892 | 0.41809 | 452760
2016-09-12 14:00 | 0.45872 | 0.51642 | 476402
2016-09-12 15:00 | 0.65191 | 0.56437 | 499707
2016-09-12 16:00 | 0.70802 | 0.53504 | 521331
2016-09-12 17:00 | 0.70983 | 0.50894 | 542091
2016-09-12 18:00 | 0.69497 | 0.49316 | 559929
2016-09-12 19:00 | 0.67312 | 0.47587 | 572163
2016-09-12 20:00 | 0.65761 | 0.45301 | 580272
2016-09-12 21:00 | 0.63515 | 0.42591 | 582208
2016-09-12 22:00 | 0.5888 | 0.41477 | 573717
2016-09-12 23:00 | 0.48558 | 0.44383 | 562447
2016-09-13 | 0.30755 | 0.51069 | 553340
2016-09-13 01:00 | 0.043115 | 0.54154 | 531862
2016-09-13 02:00 | 0 | 0.52039 | 499804
2016-09-13 03:00 | 0 | 0.50129 | 463720
2016-09-13 04:00 | 0 | 0.47326 | 431172
2016-09-13 05:00 | 0 | 0.44345 | 406107
2016-09-13 06:00 | 0 | 0.41869 | 388315
2016-09-13 07:00 | 0 | 0.3953 | 376303
2016-09-13 08:00 | 0 | 0.37237 | 373384
2016-09-13 09:00 | 0 | 0.33872 | 381489
2016-09-13 10:00 | 0 | 0.30812 | 405252
2016-09-13 11:00 | 0 | 0.28321 | 427960
2016-09-13 12:00 | 3.63e-06 | 0.24305 | 443105
2016-09-13 13:00 | 0.098759 | 0.19813 | 463253
2016-09-13 14:00 | 0.48765 | 0.18891 | 485936
2016-09-13 15:00 | 0.68484 | 0.17063 | 507323
2016-09-13 16:00 | 0.73496 | 0.13881 | 529282
2016-09-13 17:00 | 0.72987 | 0.11582 | 549796
2016-09-13 18:00 | 0.70814 | 0.10381 | 566080
2016-09-13 19:00 | 0.6886 | 0.09811 | 577699
2016-09-13 20:00 | 0.6766 | 0.098174 | 585213
2016-09-13 21:00 | 0.65312 | 0.10082 | 586393
2016-09-13 22:00 | 0.59897 | 0.10683 | 576414
2016-09-13 23:00 | 0.46862 | 0.12438 | 564411
2016-09-14 | 0.25519 | 0.17146 | 557510
2016-09-14 01:00 | 0.031 | 0.24224 | 538277
2016-09-14 02:00 | 0 | 0.24835 | 509253
2016-09-14 03:00 | 0 | 0.25674 | 473004
2016-09-14 04:00 | 0 | 0.27518 | 438738
2016-09-14 05:00 | 0 | 0.28682 | 411716
2016-09-14 06:00 | 0 | 0.29335 | 392440
2016-09-14 07:00 | 0 | 0.29836 | 381027
2016-09-14 08:00 | 0 | 0.29737 | 377224
2016-09-14 09:00 | 0 | 0.27877 | 385772
2016-09-14 10:00 | 0 | 0.2557 | 410618
2016-09-14 11:00 | 0 | 0.24014 | 433998
2016-09-14 12:00 | 1.25e-05 | 0.21306 | 451544
2016-09-14 13:00 | 0.062715 | 0.117 | 472214
2016-09-14 14:00 | 0.41679 | 0.13624 | 496004
2016-09-14 15:00 | 0.64405 | 0.16328 | 519969
2016-09-14 16:00 | 0.70053 | 0.16494 | 542546
2016-09-14 17:00 | 0.7088 | 0.168 | 563715
2016-09-14 18:00 | 0.70223 | 0.1725 | 579326
2016-09-14 19:00 | 0.69312 | 0.17653 | 590339
2016-09-14 20:00 | 0.69411 | 0.17693 | 597164
2016-09-14 21:00 | 0.68203 | 0.17868 | 596445
2016-09-14 22:00 | 0.64042 | 0.18403 | 585395
2016-09-14 23:00 | 0.5354 | 0.19458 | 572760
2016-09-15 | 0.33754 | 0.30234 | 562942
2016-09-15 01:00 | 0.036458 | 0.43446 | 541029
2016-09-15 02:00 | 0 | 0.44941 | 508860
2016-09-15 03:00 | 0 | 0.42996 | 471861
2016-09-15 04:00 | 0 | 0.4063 | 437274
2016-09-15 05:00 | 0 | 0.3868 | 409873
2016-09-15 06:00 | 0 | 0.37404 | 390396
2016-09-15 07:00 | 0 | 0.35734 | 377710
2016-09-15 08:00 | 0 | 0.34293 | 372857
2016-09-15 09:00 | 0 | 0.32485 | 380669
2016-09-15 10:00 | 0 | 0.312 | 405076
2016-09-15 11:00 | 0 | 0.31077 | 426605
2016-09-15 12:00 | 8.33e-06 | 0.28883 | 441383
2016-09-15 13:00 | 0.070045 | 0.19048 | 461221
2016-09-15 14:00 | 0.48207 | 0.15595 | 483767
2016-09-15 15:00 | 0.7095 | 0.18163 | 506225
2016-09-15 16:00 | 0.73563 | 0.20369 | 526880
2016-09-15 17:00 | 0.7313 | 0.22435 | 546504
2016-09-15 18:00 | 0.71782 | 0.24697 | 561739
2016-09-15 19:00 | 0.70417 | 0.26595 | 572572
2016-09-15 20:00 | 0.70455 | 0.27082 | 579275
2016-09-15 21:00 | 0.70372 | 0.2654 | 579583
2016-09-15 22:00 | 0.68179 | 0.27219 | 570244
2016-09-15 23:00 | 0.59385 | 0.30626 | 559133
2016-09-16 | 0.3736 | 0.39517 | 552439
2016-09-16 01:00 | 0.031103 | 0.46943 | 532841
2016-09-16 02:00 | 0 | 0.47931 | 502456
2016-09-16 03:00 | 0 | 0.46696 | 467791
2016-09-16 04:00 | 0 | 0.44576 | 435036
2016-09-16 05:00 | 0 | 0.42056 | 408298
2016-09-16 06:00 | 0 | 0.39844 | 389324
2016-09-16 07:00 | 0 | 0.38158 | 376567
2016-09-16 08:00 | 0 | 0.37065 | 372278
2016-09-16 09:00 | 0 | 0.34719 | 379772
2016-09-16 10:00 | 0 | 0.32729 | 403765
2016-09-16 11:00 | 0 | 0.31913 | 426434
2016-09-16 12:00 | 4.47e-06 | 0.30555 | 441129
2016-09-16 13:00 | 0.078259 | 0.20153 | 460947
2016-09-16 14:00 | 0.50524 | 0.17287 | 482425
2016-09-16 15:00 | 0.76579 | 0.21351 | 503225
2016-09-16 16:00 | 0.79237 | 0.21902 | 522004
2016-09-16 17:00 | 0.78681 | 0.21534 | 539250
2016-09-16 18:00 | 0.77001 | 0.21332 | 552449
2016-09-16 19:00 | 0.75879 | 0.21598 | 562395
2016-09-16 20:00 | 0.76288 | 0.21801 | 568008
2016-09-16 21:00 | 0.76235 | 0.21432 | 566868
2016-09-16 22:00 | 0.73049 | 0.20555 | 556300
2016-09-16 23:00 | 0.62448 | 0.19847 | 543980
2016-09-17 | 0.37913 | 0.22838 | 533857
2016-09-17 01:00 | 0.031625 | 0.26015 | 514936
2016-09-17 02:00 | 0 | 0.2746 | 491140
2016-09-17 03:00 | 0 | 0.28235 | 461461
2016-09-17 04:00 | 0 | 0.29124 | 432146
2016-09-17 05:00 | 0 | 0.30886 | 407483
2016-09-17 06:00 | 0 | 0.32707 | 388124
2016-09-17 07:00 | 0 | 0.34052 | 375365
2016-09-17 08:00 | 0 | 0.35263 | 367743
2016-09-17 09:00 | 0 | 0.36109 | 366707
2016-09-17 10:00 | 0 | 0.36775 | 372011
2016-09-17 11:00 | 0 | 0.37452 | 379978
2016-09-17 12:00 | 2.9e-06 | 0.36046 | 395702
2016-09-17 13:00 | 0.087556 | 0.22406 | 418046
2016-09-17 14:00 | 0.49513 | 0.12012 | 442054
2016-09-17 15:00 | 0.73987 | 0.12385 | 465066
2016-09-17 16:00 | 0.76538 | 0.15772 | 485343
2016-09-17 17:00 | 0.76077 | 0.17454 | 502464
2016-09-17 18:00 | 0.74596 | 0.18281 | 516397
2016-09-17 19:00 | 0.7373 | 0.19596 | 526818
2016-09-17 20:00 | 0.74254 | 0.20978 | 535561
2016-09-17 21:00 | 0.7415 | 0.22073 | 539564
2016-09-17 22:00 | 0.71569 | 0.22386 | 535724
2016-09-17 23:00 | 0.59783 | 0.25415 | 528480
2016-09-18 | 0.35252 | 0.35893 | 521396
2016-09-18 01:00 | 0.028435 | 0.47082 | 504388
2016-09-18 02:00 | 0 | 0.53622 | 480604
2016-09-18 03:00 | 0 | 0.58871 | 453704
2016-09-18 04:00 | 0 | 0.63165 | 426816
2016-09-18 05:00 | 0 | 0.66132 | 403371
2016-09-18 06:00 | 0 | 0.66927 | 384582
2016-09-18 07:00 | 0 | 0.66554 | 370698
2016-09-18 08:00 | 0 | 0.65065 | 362522
2016-09-18 09:00 | 0 | 0.63098 | 360159
2016-09-18 10:00 | 0 | 0.60523 | 363022
2016-09-18 11:00 | 0 | 0.58298 | 368632
2016-09-18 12:00 | 0 | 0.55217 | 383070
2016-09-18 13:00 | 0.088419 | 0.41328 | 407510
2016-09-18 14:00 | 0.50875 | 0.27598 | 433739
2016-09-18 15:00 | 0.7402 | 0.33065 | 460279
2016-09-18 16:00 | 0.76733 | 0.38025 | 486363
2016-09-18 17:00 | 0.76073 | 0.40579 | 510136
2016-09-18 18:00 | 0.74715 | 0.4336 | 529340
2016-09-18 19:00 | 0.73617 | 0.4563 | 544013
2016-09-18 20:00 | 0.73973 | 0.46703 | 556485
2016-09-18 21:00 | 0.74215 | 0.46772 | 565678
2016-09-18 22:00 | 0.72145 | 0.46459 | 566590
2016-09-18 23:00 | 0.61167 | 0.4968 | 564433
2016-09-19 | 0.35671 | 0.58356 | 558678
2016-09-19 01:00 | 0.030638 | 0.65862 | 538138
2016-09-19 02:00 | 0 | 0.69597 | 508786
2016-09-19 03:00 | 0 | 0.71056 | 475390
2016-09-19 04:00 | 0 | 0.71245 | 443166
2016-09-19 05:00 | 0 | 0.70939 | 416746
2016-09-19 06:00 | 0 | 0.70587 | 397704
2016-09-19 07:00 | 0 | 0.69921 | 386159
2016-09-19 08:00 | 0 | 0.68663 | 383320
2016-09-19 09:00 | 0 | 0.65821 | 393834
2016-09-19 10:00 | 0 | 0.6262 | 419651
2016-09-19 11:00 | 0 | 0.59281 | 443218
2016-09-19 12:00 | 2.13e-07 | 0.53971 | 460085
2016-09-19 13:00 | 0.10895 | 0.31314 | 481042
2016-09-19 14:00 | 0.51555 | 0.16285 | 505348
2016-09-19 15:00 | 0.71363 | 0.20859 | 529849
2016-09-19 16:00 | 0.74133 | 0.23538 | 553897
2016-09-19 17:00 | 0.73067 | 0.22643 | 575743
2016-09-19 18:00 | 0.71398 | 0.21765 | 594099
2016-09-19 19:00 | 0.7003 | 0.21722 | 607306
2016-09-19 20:00 | 0.69677 | 0.22065 | 616818
2016-09-19 21:00 | 0.68462 | 0.21826 | 618763
2016-09-19 22:00 | 0.63925 | 0.21089 | 612028
2016-09-19 23:00 | 0.50795 | 0.24291 | 600923
2016-09-20 | 0.23185 | 0.37948 | 588349
2016-09-20 01:00 | 0.020818 | 0.47088 | 564326
2016-09-20 02:00 | 0 | 0.51626 | 530781
2016-09-20 03:00 | 0 | 0.53461 | 491276
2016-09-20 04:00 | 0 | 0.53275 | 454545
2016-09-20 05:00 | 0 | 0.51447 | 425252
2016-09-20 06:00 | 0 | 0.48978 | 404308
2016-09-20 07:00 | 0 | 0.46854 | 390534
2016-09-20 08:00 | 0 | 0.46195 | 385650
2016-09-20 09:00 | 0 | 0.4661 | 393778
2016-09-20 10:00 | 0 | 0.45788 | 418576
2016-09-20 11:00 | 0 | 0.44223 | 441938
2016-09-20 12:00 | 0 | 0.40246 | 456999
2016-09-20 13:00 | 0.077967 | 0.22314 | 477501
2016-09-20 14:00 | 0.29535 | 0.12826 | 501755
2016-09-20 15:00 | 0.46826 | 0.15689 | 527500
2016-09-20 16:00 | 0.54162 | 0.19476 | 551934
2016-09-20 17:00 | 0.56379 | 0.21499 | 575250
2016-09-20 18:00 | 0.56994 | 0.22594 | 593606
2016-09-20 19:00 | 0.56203 | 0.23342 | 607109
2016-09-20 20:00 | 0.54607 | 0.23791 | 615912
2016-09-20 21:00 | 0.51475 | 0.23858 | 617397
2016-09-20 22:00 | 0.46323 | 0.25759 | 608226
2016-09-20 23:00 | 0.3592 | 0.35378 | 595605
2016-09-21 | 0.17905 | 0.54704 | 584391
2016-09-21 01:00 | 0.021272 | 0.65818 | 559930
2016-09-21 02:00 | 0 | 0.6762 | 526181
2016-09-21 03:00 | 0 | 0.66343 | 487926
2016-09-21 04:00 | 0 | 0.62858 | 452003
2016-09-21 05:00 | 0 | 0.59064 | 423398
2016-09-21 06:00 | 0 | 0.56357 | 402738
2016-09-21 07:00 | 0 | 0.55051 | 389346
2016-09-21 08:00 | 0 | 0.53507 | 383965
2016-09-21 09:00 | 0 | 0.50942 | 391881
2016-09-21 10:00 | 0 | 0.48027 | 416612
2016-09-21 11:00 | 0 | 0.4573 | 439838
2016-09-21 12:00 | 0 | 0.43898 | 454962
2016-09-21 13:00 | 0.047408 | 0.32896 | 475231
2016-09-21 14:00 | 0.30117 | 0.3015 | 497212
2016-09-21 15:00 | 0.49116 | 0.38242 | 521302
2016-09-21 16:00 | 0.58466 | 0.39833 | 544593
2016-09-21 17:00 | 0.61796 | 0.38789 | 566369
2016-09-21 18:00 | 0.61652 | 0.37681 | 584246
2016-09-21 19:00 | 0.60116 | 0.37153 | 596829
2016-09-21 20:00 | 0.59312 | 0.37781 | 604822
2016-09-21 21:00 | 0.56925 | 0.39157 | 605721
2016-09-21 22:00 | 0.52083 | 0.41826 | 596355
2016-09-21 23:00 | 0.41207 | 0.46769 | 584985
2016-09-22 | 0.2271 | 0.55919 | 573454
2016-09-22 01:00 | 0.018676 | 0.62458 | 548664
2016-09-22 02:00 | 0 | 0.62174 | 516374
2016-09-22 03:00 | 0 | 0.6036 | 479292
2016-09-22 04:00 | 0 | 0.58099 | 443302
2016-09-22 05:00 | 0 | 0.55492 | 415188
2016-09-22 06:00 | 0 | 0.53173 | 395166
2016-09-22 07:00 | 0 | 0.50557 | 382311
2016-09-22 08:00 | 0 | 0.48411 | 377551
2016-09-22 09:00 | 0 | 0.45328 | 385422
2016-09-22 10:00 | 0 | 0.41511 | 410280
2016-09-22 11:00 | 0 | 0.39035 | 433417
2016-09-22 12:00 | 0 | 0.36169 | 449577
2016-09-22 13:00 | 0.071732 | 0.26707 | 469504
2016-09-22 14:00 | 0.3871 | 0.29788 | 492763
2016-09-22 15:00 | 0.62594 | 0.39223 | 517230
2016-09-22 16:00 | 0.69107 | 0.39318 | 540813
2016-09-22 17:00 | 0.69846 | 0.37104 | 562153
2016-09-22 18:00 | 0.6915 | 0.36162 | 578833
2016-09-22 19:00 | 0.68218 | 0.36426 | 591220
2016-09-22 20:00 | 0.68116 | 0.37282 | 599241
2016-09-22 21:00 | 0.67158 | 0.38335 | 599315
2016-09-22 22:00 | 0.63922 | 0.39927 | 586693
2016-09-22 23:00 | 0.52581 | 0.44027 | 574124
2016-09-23 | 0.25972 | 0.56713 | 563475
2016-09-23 01:00 | 0.018963 | 0.65338 | 540989
2016-09-23 02:00 | 0 | 0.65237 | 510591
2016-09-23 03:00 | 0 | 0.6372 | 474484
2016-09-23 04:00 | 0 | 0.60869 | 440499
2016-09-23 05:00 | 0 | 0.58268 | 411698
2016-09-23 06:00 | 0 | 0.56275 | 392249
2016-09-23 07:00 | 0 | 0.54286 | 380374
2016-09-23 08:00 | 0 | 0.52198 | 376076
2016-09-23 09:00 | 0 | 0.5031 | 382748
2016-09-23 10:00 | 0 | 0.48964 | 406169
2016-09-23 11:00 | 0 | 0.47999 | 429086
2016-09-23 12:00 | 0 | 0.47154 | 445632
2016-09-23 13:00 | 0.069164 | 0.3586 | 468144
2016-09-23 14:00 | 0.4265 | 0.40576 | 491424
2016-09-23 15:00 | 0.65226 | 0.50752 | 515169
2016-09-23 16:00 | 0.7373 | 0.53932 | 536671
2016-09-23 17:00 | 0.73882 | 0.56024 | 556404
2016-09-23 18:00 | 0.72875 | 0.5901 | 571875
2016-09-23 19:00 | 0.72159 | 0.6177 | 582063
2016-09-23 20:00 | 0.72719 | 0.63886 | 588232
2016-09-23 21:00 | 0.72721 | 0.64936 | 586369
2016-09-23 22:00 | 0.68876 | 0.65258 | 572867
2016-09-23 23:00 | 0.55311 | 0.68284 | 556402
2016-09-24 | 0.27325 | 0.7592 | 541761
2016-09-24 01:00 | 0.014452 | 0.77925 | 520490
2016-09-24 02:00 | 0 | 0.76307 | 495866
2016-09-24 03:00 | 0 | 0.74143 | 465603
2016-09-24 04:00 | 0 | 0.7282 | 435837
2016-09-24 05:00 | 0 | 0.70937 | 410777
2016-09-24 06:00 | 0 | 0.68747 | 390880
2016-09-24 07:00 | 0 | 0.65116 | 376962
2016-09-24 08:00 | 0 | 0.6211 | 368954
2016-09-24 09:00 | 0 | 0.59464 | 367250
2016-09-24 10:00 | 0 | 0.57146 | 372473
2016-09-24 11:00 | 0 | 0.55055 | 380737
2016-09-24 12:00 | 0 | 0.51484 | 396108
2016-09-24 13:00 | 0.048043 | 0.40319 | 419312
2016-09-24 14:00 | 0.41221 | 0.38823 | 445085
2016-09-24 15:00 | 0.68603 | 0.4452 | 469931
2016-09-24 16:00 | 0.74233 | 0.47314 | 490873
2016-09-24 17:00 | 0.74141 | 0.4833 | 506967
2016-09-24 18:00 | 0.72704 | 0.49411 | 518027
2016-09-24 19:00 | 0.71707 | 0.50682 | 526151
2016-09-24 20:00 | 0.71936 | 0.50705 | 531570
2016-09-24 21:00 | 0.71448 | 0.48947 | 531513
2016-09-24 22:00 | 0.6892 | 0.47396 | 524247
2016-09-24 23:00 | 0.58696 | 0.49847 | 514988
2016-09-25 | 0.29583 | 0.57594 | 507029
2016-09-25 01:00 | 0.021975 | 0.60492 | 488250
2016-09-25 02:00 | 0 | 0.60908 | 465257
2016-09-25 03:00 | 0 | 0.60432 | 438400
2016-09-25 04:00 | 0 | 0.60011 | 412771
2016-09-25 05:00 | 0 | 0.59325 | 389711
2016-09-25 06:00 | 0 | 0.57896 | 371879
2016-09-25 07:00 | 0 | 0.57209 | 359076
2016-09-25 08:00 | 0 | 0.57198 | 351230
2016-09-25 09:00 | 0 | 0.58195 | 347942
2016-09-25 10:00 | 0 | 0.59738 | 349504
2016-09-25 11:00 | 0 | 0.6138 | 355102
2016-09-25 12:00 | 0 | 0.61841 | 367703
2016-09-25 13:00 | 0.040995 | 0.56354 | 389629
2016-09-25 14:00 | 0.41165 | 0.60787 | 411035
2016-09-25 15:00 | 0.70222 | 0.68491 | 433297
2016-09-25 16:00 | 0.73555 | 0.7214 | 455494
2016-09-25 17:00 | 0.7267 | 0.73269 | 474452
2016-09-25 18:00 | 0.71134 | 0.74085 | 489324
2016-09-25 19:00 | 0.6948 | 0.7416 | 499479
2016-09-25 20:00 | 0.69141 | 0.74218 | 506893
2016-09-25 21:00 | 0.68042 | 0.73379 | 512205
2016-09-25 22:00 | 0.64835 | 0.709 | 510048
2016-09-25 23:00 | 0.52275 | 0.68326 | 508980
2016-09-26 | 0.27227 | 0.71099 | 507252
2016-09-26 01:00 | 0.011276 | 0.7093 | 488879
2016-09-26 02:00 | 0 | 0.68538 | 463538
2016-09-26 03:00 | 0 | 0.67171 | 432734
2016-09-26 04:00 | 0 | 0.652 | 404904
2016-09-26 05:00 | 0 | 0.645 | 381928
2016-09-26 06:00 | 0 | 0.64275 | 365113
2016-09-26 07:00 | 0 | 0.63467 | 355928
2016-09-26 08:00 | 0 | 0.62573 | 354275
2016-09-26 09:00 | 0 | 0.61972 | 364282
2016-09-26 10:00 | 0 | 0.62376 | 388057
2016-09-26 11:00 | 0 | 0.63355 | 412470
2016-09-26 12:00 | 0 | 0.62422 | 427194
2016-09-26 13:00 | 0.041704 | 0.42192 | 441798
2016-09-26 14:00 | 0.36767 | 0.28896 | 457712
2016-09-26 15:00 | 0.64534 | 0.39673 | 473022
2016-09-26 16:00 | 0.69271 | 0.45612 | 486534
2016-09-26 17:00 | 0.69326 | 0.45934 | 498321
2016-09-26 18:00 | 0.68089 | 0.46467 | 506525
2016-09-26 19:00 | 0.66609 | 0.47412 | 511847
2016-09-26 20:00 | 0.66068 | 0.48016 | 516288
2016-09-26 21:00 | 0.64784 | 0.47484 | 516610
2016-09-26 22:00 | 0.61665 | 0.44788 | 513497
2016-09-26 23:00 | 0.49934 | 0.42124 | 512918
2016-09-27 | 0.23818 | 0.45148 | 510195
2016-09-27 01:00 | 0.012223 | 0.4461 | 488881
2016-09-27 02:00 | 0 | 0.43297 | 462918
2016-09-27 03:00 | 0 | 0.42557 | 433838
2016-09-27 04:00 | 0 | 0.43542 | 403286
2016-09-27 05:00 | 0 | 0.45588 | 380547
2016-09-27 06:00 | 0 | 0.47505 | 364245
2016-09-27 07:00 | 0 | 0.49199 | 354187
2016-09-27 08:00 | 0 | 0.50657 | 351614
2016-09-27 09:00 | 0 | 0.51589 | 360380
2016-09-27 10:00 | 0 | 0.52601 | 384379
2016-09-27 11:00 | 0 | 0.53579 | 408124
2016-09-27 12:00 | 0 | 0.53023 | 421531
2016-09-27 13:00 | 0.040494 | 0.35476 | 436094
2016-09-27 14:00 | 0.4061 | 0.18315 | 449971
2016-09-27 15:00 | 0.68732 | 0.18346 | 464478
2016-09-27 16:00 | 0.73682 | 0.22404 | 478113
2016-09-27 17:00 | 0.73197 | 0.25256 | 490862
2016-09-27 18:00 | 0.7164 | 0.26754 | 502725
2016-09-27 19:00 | 0.7035 | 0.27861 | 511919
2016-09-27 20:00 | 0.7022 | 0.2879 | 518483
2016-09-27 21:00 | 0.69556 | 0.28646 | 520523
2016-09-27 22:00 | 0.6577 | 0.26898 | 516150
2016-09-27 23:00 | 0.52644 | 0.28762 | 514287
2016-09-28 | 0.23156 | 0.36085 | 509353
2016-09-28 01:00 | 0.0096907 | 0.41001 | 490346
2016-09-28 02:00 | 0 | 0.44814 | 462860
2016-09-28 03:00 | 0 | 0.4646 | 429862
2016-09-28 04:00 | 0 | 0.45988 | 400207
2016-09-28 05:00 | 0 | 0.45271 | 377301
2016-09-28 06:00 | 0 | 0.45029 | 361628
2016-09-28 07:00 | 0 | 0.45474 | 351135
2016-09-28 08:00 | 0 | 0.45436 | 348448
2016-09-28 09:00 | 0 | 0.43808 | 357233
2016-09-28 10:00 | 0 | 0.41462 | 380412
2016-09-28 11:00 | 0 | 0.39221 | 404373
2016-09-28 12:00 | 0 | 0.36606 | 417225
2016-09-28 13:00 | 0.04663 | 0.21148 | 433252
2016-09-28 14:00 | 0.3943 | 0.13519 | 448706
2016-09-28 15:00 | 0.66177 | 0.15208 | 463538
2016-09-28 16:00 | 0.71901 | 0.16971 | 478083
2016-09-28 17:00 | 0.71674 | 0.16868 | 491792
2016-09-28 18:00 | 0.69837 | 0.16689 | 503207
2016-09-28 19:00 | 0.67926 | 0.16861 | 513287
2016-09-28 20:00 | 0.66899 | 0.17441 | 521245
2016-09-28 21:00 | 0.64282 | 0.18328 | 525594
2016-09-28 22:00 | 0.57875 | 0.19258 | 522849
2016-09-28 23:00 | 0.43273 | 0.24783 | 519181
2016-09-29 | 0.17082 | 0.50823 | 510516
2016-09-29 01:00 | 0.0083044 | 0.61986 | 490776
2016-09-29 02:00 | 0 | 0.62577 | 463586
2016-09-29 03:00 | 0 | 0.60151 | 431162
2016-09-29 04:00 | 0 | 0.56583 | 402391
2016-09-29 05:00 | 0 | 0.52963 | 379998
2016-09-29 06:00 | 0 | 0.49812 | 363000
2016-09-29 07:00 | 0 | 0.47678 | 352206
2016-09-29 08:00 | 0 | 0.45766 | 349223
2016-09-29 09:00 | 0 | 0.42153 | 357698
2016-09-29 10:00 | 0 | 0.39107 | 380829
2016-09-29 11:00 | 0 | 0.3745 | 405282
2016-09-29 12:00 | 0 | 0.35232 | 418930
2016-09-29 13:00 | 0.042634 | 0.22257 | 433174
2016-09-29 14:00 | 0.35971 | 0.14823 | 446476
2016-09-29 15:00 | 0.58862 | 0.16732 | 457915
2016-09-29 16:00 | 0.66303 | 0.20107 | 467097
2016-09-29 17:00 | 0.66252 | 0.21337 | 476837
2016-09-29 18:00 | 0.63516 | 0.22144 | 484414
2016-09-29 19:00 | 0.60951 | 0.22868 | 490997
2016-09-29 20:00 | 0.59498 | 0.23504 | 496619
2016-09-29 21:00 | 0.56657 | 0.24344 | 498650
2016-09-29 22:00 | 0.51684 | 0.25676 | 496050
2016-09-29 23:00 | 0.40341 | 0.33217 | 495047
2016-09-30 | 0.18245 | 0.51676 | 490559
2016-09-30 01:00 | 0.0069679 | 0.62602 | 474123
2016-09-30 02:00 | 0 | 0.63701 | 449269
2016-09-30 03:00 | 0 | 0.60454 | 418628
2016-09-30 04:00 | 0 | 0.54966 | 390352
2016-09-30 05:00 | 0 | 0.49842 | 369439
2016-09-30 06:00 | 0 | 0.45894 | 355595
2016-09-30 07:00 | 0 | 0.42976 | 346003
2016-09-30 08:00 | 0 | 0.4009 | 343264
2016-09-30 09:00 | 0 | 0.36934 | 351472
2016-09-30 10:00 | 0 | 0.34467 | 372870
2016-09-30 11:00 | 0 | 0.33222 | 396585
2016-09-30 12:00 | 0 | 0.31667 | 410605
2016-09-30 13:00 | 0.027815 | 0.23082 | 425358
2016-09-30 14:00 | 0.2866 | 0.16129 | 438424
2016-09-30 15:00 | 0.55898 | 0.20711 | 449478
2016-09-30 16:00 | 0.66316 | 0.23257 | 458534
2016-09-30 17:00 | 0.6715 | 0.239 | 466904
2016-09-30 18:00 | 0.65764 | 0.23911 | 473293
2016-09-30 19:00 | 0.64757 | 0.2315 | 477889
2016-09-30 20:00 | 0.65063 | 0.22049 | 481571
2016-09-30 21:00 | 0.64887 | 0.20619 | 481980
2016-09-30 22:00 | 0.6215 | 0.19731 | 477094
2016-09-30 23:00 | 0.50821 | 0.25342 | 471788
2016-10-01 | 0.24306 | 0.41798 | 464160
2016-10-01 01:00 | 0.014263 | 0.49983 | 449071
2016-10-01 02:00 | 0 | 0.4981 | 429616
2016-10-01 03:00 | 0 | 0.4666 | 403733
2016-10-01 04:00 | 0 | 0.41559 | 379347
2016-10-01 05:00 | 0 | 0.36307 | 360029
2016-10-01 06:00 | 0 | 0.32156 | 345957
2016-10-01 07:00 | 0 | 0.29273 | 335981
2016-10-01 08:00 | 0 | 0.26729 | 330386
2016-10-01 09:00 | 0 | 0.24889 | 329674
2016-10-01 10:00 | 0 | 0.23976 | 335756
2016-10-01 11:00 | 0 | 0.23578 | 344879
2016-10-01 12:00 | 0 | 0.22877 | 358481
2016-10-01 13:00 | 0.038544 | 0.15882 | 375301
2016-10-01 14:00 | 0.39965 | 0.078225 | 391050
2016-10-01 15:00 | 0.69564 | 0.091038 | 405328
2016-10-01 16:00 | 0.75124 | 0.11062 | 416744
2016-10-01 17:00 | 0.73339 | 0.12654 | 426036
2016-10-01 18:00 | 0.70978 | 0.13149 | 434374
2016-10-01 19:00 | 0.69638 | 0.12673 | 441308
2016-10-01 20:00 | 0.70368 | 0.11734 | 446442
2016-10-01 21:00 | 0.71294 | 0.11211 | 449559
2016-10-01 22:00 | 0.69614 | 0.11525 | 447957
2016-10-01 23:00 | 0.57704 | 0.16947 | 447614
2016-10-02 | 0.253 | 0.3709 | 444225
2016-10-02 01:00 | 0.0048617 | 0.48312 | 431609
2016-10-02 02:00 | 0 | 0.52098 | 414372
2016-10-02 03:00 | 0 | 0.52578 | 392285
2016-10-02 04:00 | 0 | 0.50539 | 369627
2016-10-02 05:00 | 0 | 0.48151 | 352065
2016-10-02 06:00 | 0 | 0.45505 | 338309
2016-10-02 07:00 | 0 | 0.42531 | 328815
2016-10-02 08:00 | 0 | 0.39592 | 322930
2016-10-02 09:00 | 0 | 0.35882 | 321307
2016-10-02 10:00 | 0 | 0.3268 | 324074
2016-10-02 11:00 | 0 | 0.302 | 330659
2016-10-02 12:00 | 0 | 0.27804 | 341997
2016-10-02 13:00 | 0.04114 | 0.18431 | 360340
2016-10-02 14:00 | 0.39181 | 0.088688 | 377856
2016-10-02 15:00 | 0.69627 | 0.11504 | 394308
2016-10-02 16:00 | 0.75135 | 0.13335 | 409258
2016-10-02 17:00 | 0.73402 | 0.14939 | 422382
2016-10-02 18:00 | 0.71075 | 0.16254 | 432750
2016-10-02 19:00 | 0.6962 | 0.16854 | 440823
2016-10-02 20:00 | 0.70103 | 0.17028 | 447418
2016-10-02 21:00 | 0.7084 | 0.17435 | 452442
2016-10-02 22:00 | 0.68294 | 0.19069 | 453706
2016-10-02 23:00 | 0.55377 | 0.28244 | 455845
2016-10-03 | 0.22151 | 0.52189 | 454506
2016-10-03 01:00 | 0.0043462 | 0.63557 | 440665
2016-10-03 02:00 | 0 | 0.67261 | 419948
2016-10-03 03:00 | 0 | 0.67816 | 393288
2016-10-03 04:00 | 0 | 0.65846 | 370228
2016-10-03 05:00 | 0 | 0.6304 | 352069
2016-10-03 06:00 | 0 | 0.60629 | 339911
2016-10-03 07:00 | 0 | 0.59218 | 332910
2016-10-03 08:00 | 0 | 0.57761 | 333017
2016-10-03 09:00 | 0 | 0.55632 | 343797
2016-10-03 10:00 | 0 | 0.54136 | 367448
2016-10-03 11:00 | 0 | 0.53092 | 392416
2016-10-03 12:00 | 0 | 0.53136 | 407507
2016-10-03 13:00 | 0.028871 | 0.45366 | 422920
2016-10-03 14:00 | 0.34633 | 0.42937 | 438778
2016-10-03 15:00 | 0.64317 | 0.57175 | 452970
2016-10-03 16:00 | 0.70779 | 0.65743 | 466381
2016-10-03 17:00 | 0.70748 | 0.69287 | 478612
2016-10-03 18:00 | 0.69639 | 0.7232 | 488215
2016-10-03 19:00 | 0.69176 | 0.75332 | 494304
2016-10-03 20:00 | 0.69997 | 0.78283 | 497335
2016-10-03 21:00 | 0.70059 | 0.8099 | 497321
2016-10-03 22:00 | 0.68436 | 0.83436 | 493897
2016-10-03 23:00 | 0.56166 | 0.87587 | 493550
2016-10-04 | 0.2296 | 0.92683 | 488761
2016-10-04 01:00 | 0.0028047 | 0.92409 | 471633
2016-10-04 02:00 | 0 | 0.89612 | 446352
2016-10-04 03:00 | 0 | 0.87606 | 416647
2016-10-04 04:00 | 0 | 0.85831 | 388923
2016-10-04 05:00 | 0 | 0.84701 | 366116
2016-10-04 06:00 | 0 | 0.83609 | 351179
2016-10-04 07:00 | 0 | 0.82432 | 342658
2016-10-04 08:00 | 0 | 0.81318 | 341000
2016-10-04 09:00 | 0 | 0.79795 | 350712
2016-10-04 10:00 | 0 | 0.78207 | 375478
2016-10-04 11:00 | 0 | 0.77285 | 400098
2016-10-04 12:00 | 0 | 0.76163 | 413981
2016-10-04 13:00 | 0.028333 | 0.6743 | 428455
2016-10-04 14:00 | 0.39342 | 0.63101 | 442417
2016-10-04 15:00 | 0.73227 | 0.69759 | 455453
2016-10-04 16:00 | 0.77387 | 0.68997 | 468286
2016-10-04 17:00 | 0.76659 | 0.67872 | 480699
2016-10-04 18:00 | 0.74779 | 0.66874 | 490527
2016-10-04 19:00 | 0.73534 | 0.66026 | 497249
2016-10-04 20:00 | 0.74218 | 0.65214 | 502525
2016-10-04 21:00 | 0.74821 | 0.63751 | 503411
2016-10-04 22:00 | 0.73262 | 0.62526 | 498983
2016-10-04 23:00 | 0.58774 | 0.64168 | 498935
2016-10-05 | 0.23474 | 0.67327 | 495150
2016-10-05 01:00 | 0.0027234 | 0.66717 | 478735
2016-10-05 02:00 | 0 | 0.65579 | 453603
2016-10-05 03:00 | 0 | 0.65041 | 425594
2016-10-05 04:00 | 0 | 0.63964 | 397551
2016-10-05 05:00 | 0 | 0.63132 | 377091
2016-10-05 06:00 | 0 | 0.6189 | 361549
2016-10-05 07:00 | 0 | 0.59907 | 352193
2016-10-05 08:00 | 0 | 0.58577 | 349490
2016-10-05 09:00 | 0 | 0.5636 | 357785
2016-10-05 10:00 | 0 | 0.54214 | 381831
2016-10-05 11:00 | 0 | 0.53204 | 406223
2016-10-05 12:00 | 0 | 0.51999 | 419017
2016-10-05 13:00 | 0.026937 | 0.4261 | 432725
2016-10-05 14:00 | 0.38634 | 0.36453 | 447305
2016-10-05 15:00 | 0.73522 | 0.41094 | 460409
2016-10-05 16:00 | 0.77442 | 0.42178 | 473195
2016-10-05 17:00 | 0.75644 | 0.42758 | 486313
2016-10-05 18:00 | 0.73305 | 0.43845 | 498180
2016-10-05 19:00 | 0.71886 | 0.45099 | 507295
2016-10-05 20:00 | 0.7239 | 0.45624 | 513946
2016-10-05 21:00 | 0.72961 | 0.45178 | 515936
2016-10-05 22:00 | 0.71028 | 0.44058 | 511466
2016-10-05 23:00 | 0.562 | 0.47028 | 509137
2016-10-06 | 0.2154 | 0.56064 | 502299
2016-10-06 01:00 | 0.0028614 | 0.63033 | 481284
2016-10-06 02:00 | 0 | 0.66521 | 458450
2016-10-06 03:00 | 0 | 0.66669 | 429111
2016-10-06 04:00 | 0 | 0.64369 | 403890
2016-10-06 05:00 | 0 | 0.61133 | 381752
2016-10-06 06:00 | 0 | 0.58087 | 366277
2016-10-06 07:00 | 0 | 0.55091 | 356084
2016-10-06 08:00 | 0 | 0.5241 | 353626
2016-10-06 09:00 | 0 | 0.49789 | 362758
2016-10-06 10:00 | 0 | 0.47428 | 385927
2016-10-06 11:00 | 0 | 0.45657 | 410874
2016-10-06 12:00 | 0 | 0.44604 | 424885
2016-10-06 13:00 | 0.022041 | 0.38317 | 438806
2016-10-06 14:00 | 0.3326 | 0.38766 | 452384
2016-10-06 15:00 | 0.71098 | 0.4533 | 464701
2016-10-06 16:00 | 0.75616 | 0.45436 | 475928
2016-10-06 17:00 | 0.73612 | 0.43231 | 487992
2016-10-06 18:00 | 0.71714 | 0.41225 | 498243
2016-10-06 19:00 | 0.70476 | 0.40246 | 504825
2016-10-06 20:00 | 0.70994 | 0.4106 | 509579
2016-10-06 21:00 | 0.71306 | 0.42769 | 510568
2016-10-06 22:00 | 0.68395 | 0.44094 | 506396
2016-10-06 23:00 | 0.55136 | 0.46609 | 505799
2016-10-07 | 0.20958 | 0.50132 | 500734
2016-10-07 01:00 | 0.0035225 | 0.51485 | 484447
2016-10-07 02:00 | 0 | 0.53299 | 459365
2016-10-07 03:00 | 0 | 0.54765 | 428443
2016-10-07 04:00 | 0 | 0.55475 | 401406
2016-10-07 05:00 | 0 | 0.55657 | 379573
2016-10-07 06:00 | 0 | 0.56091 | 362525
2016-10-07 07:00 | 0 | 0.56411 | 353282
2016-10-07 08:00 | 0 | 0.56013 | 350335
2016-10-07 09:00 | 0 | 0.52426 | 357442
2016-10-07 10:00 | 0 | 0.47797 | 377785
2016-10-07 11:00 | 0 | 0.46106 | 401400
2016-10-07 12:00 | 0 | 0.45521 | 416117
2016-10-07 13:00 | 0.016532 | 0.3877 | 429380
2016-10-07 14:00 | 0.37611 | 0.38406 | 442980
2016-10-07 15:00 | 0.6794 | 0.40238 | 453071
2016-10-07 16:00 | 0.73263 | 0.38629 | 461304
2016-10-07 17:00 | 0.72758 | 0.37046 | 469765
2016-10-07 18:00 | 0.70706 | 0.35873 | 476505
2016-10-07 19:00 | 0.6941 | 0.34992 | 479943
2016-10-07 20:00 | 0.69694 | 0.34138 | 482069
2016-10-07 21:00 | 0.69671 | 0.32724 | 481238
2016-10-07 22:00 | 0.67296 | 0.29092 | 476103
2016-10-07 23:00 | 0.51603 | 0.2783 | 472386
2016-10-08 | 0.17346 | 0.34457 | 465369
2016-10-08 01:00 | 0.0012964 | 0.3849 | 450868
2016-10-08 02:00 | 0 | 0.41562 | 428352
2016-10-08 03:00 | 0 | 0.44606 | 407395
2016-10-08 04:00 | 0 | 0.46075 | 385732
2016-10-08 05:00 | 0 | 0.45923 | 364959
2016-10-08 06:00 | 0 | 0.45132 | 350104
2016-10-08 07:00 | 0 | 0.4403 | 339014
2016-10-08 08:00 | 0 | 0.42518 | 332471
2016-10-08 09:00 | 0 | 0.40211 | 331938
2016-10-08 10:00 | 0 | 0.37833 | 338002
2016-10-08 11:00 | 0 | 0.35774 | 348329
2016-10-08 12:00 | 0 | 0.34008 | 361100
2016-10-08 13:00 | 0.011475 | 0.24348 | 379211
2016-10-08 14:00 | 0.2288 | 0.10919 | 394483
2016-10-08 15:00 | 0.50403 | 0.11635 | 406622
2016-10-08 16:00 | 0.60041 | 0.14536 | 415739
2016-10-08 17:00 | 0.60721 | 0.13961 | 421708
2016-10-08 18:00 | 0.58993 | 0.12758 | 426659
2016-10-08 19:00 | 0.57137 | 0.11682 | 431968
2016-10-08 20:00 | 0.55779 | 0.10915 | 436274
2016-10-08 21:00 | 0.53064 | 0.10486 | 439383
2016-10-08 22:00 | 0.49097 | 0.11477 | 439069
2016-10-08 23:00 | 0.38473 | 0.20657 | 435365
2016-10-09 | 0.16564 | 0.36874 | 432182
2016-10-09 01:00 | 0.0019661 | 0.46817 | 422059
2016-10-09 02:00 | 0 | 0.48252 | 402252
2016-10-09 03:00 | 0 | 0.48164 | 380070
2016-10-09 04:00 | 0 | 0.48055 | 362415
2016-10-09 05:00 | 0 | 0.47414 | 344211
2016-10-09 06:00 | 0 | 0.47834 | 329703
2016-10-09 07:00 | 0 | 0.477 | 320457
2016-10-09 08:00 | 0 | 0.46869 | 314804
2016-10-09 09:00 | 0 | 0.44924 | 313504
2016-10-09 10:00 | 0 | 0.43864 | 316333
2016-10-09 11:00 | 0 | 0.43705 | 323004
2016-10-09 12:00 | 0 | 0.43931 | 334487
2016-10-09 13:00 | 0.0095861 | 0.37159 | 350536
2016-10-09 14:00 | 0.24328 | 0.23843 | 363656
2016-10-09 15:00 | 0.56268 | 0.28561 | 374100
2016-10-09 16:00 | 0.65616 | 0.36313 | 383930
2016-10-09 17:00 | 0.65121 | 0.40079 | 392899
2016-10-09 18:00 | 0.62912 | 0.43313 | 400269
2016-10-09 19:00 | 0.60847 | 0.45797 | 408188
2016-10-09 20:00 | 0.59542 | 0.47236 | 416624
2016-10-09 21:00 | 0.58142 | 0.47569 | 423858
2016-10-09 22:00 | 0.55574 | 0.47024 | 427184
2016-10-09 23:00 | 0.45481 | 0.55654 | 433837
2016-10-10 | 0.18453 | 0.66285 | 435426
2016-10-10 01:00 | 0.00094442 | 0.70913 | 419781
2016-10-10 02:00 | 0 | 0.72461 | 401543
2016-10-10 03:00 | 0 | 0.72683 | 381256
2016-10-10 04:00 | 0 | 0.71765 | 358189
2016-10-10 05:00 | 0 | 0.69993 | 340263
2016-10-10 06:00 | 0 | 0.68353 | 327877
2016-10-10 07:00 | 0 | 0.65894 | 320921
2016-10-10 08:00 | 0 | 0.63466 | 320475
2016-10-10 09:00 | 0 | 0.59699 | 328559
2016-10-10 10:00 | 0 | 0.56363 | 350200
2016-10-10 11:00 | 0 | 0.53667 | 374730
2016-10-10 12:00 | 0 | 0.52089 | 390068
2016-10-10 13:00 | 0.023213 | 0.44198 | 403659
2016-10-10 14:00 | 0.35092 | 0.32457 | 414344
2016-10-10 15:00 | 0.61674 | 0.36526 | 422674
2016-10-10 16:00 | 0.68672 | 0.41232 | 429540
2016-10-10 17:00 | 0.67969 | 0.41449 | 436521
2016-10-10 18:00 | 0.66245 | 0.41191 | 443254
2016-10-10 19:00 | 0.64942 | 0.40896 | 449624
2016-10-10 20:00 | 0.65119 | 0.40141 | 456276
2016-10-10 21:00 | 0.65067 | 0.39478 | 461341
2016-10-10 22:00 | 0.61271 | 0.40232 | 463319
2016-10-10 23:00 | 0.45385 | 0.49056 | 469066
2016-10-11 | 0.12846 | 0.62632 | 465861
2016-10-11 01:00 | 0.0006282 | 0.70463 | 450737
2016-10-11 02:00 | 0 | 0.74238 | 428112
2016-10-11 03:00 | 0 | 0.74898 | 400669
2016-10-11 04:00 | 0 | 0.72859 | 375252
2016-10-11 05:00 | 0 | 0.69775 | 357030
2016-10-11 06:00 | 0 | 0.65884 | 343584
2016-10-11 07:00 | 0 | 0.6188 | 336113
2016-10-11 08:00 | 0 | 0.58215 | 334737
2016-10-11 09:00 | 0 | 0.55234 | 343866
2016-10-11 10:00 | 0 | 0.5279 | 369914
2016-10-11 11:00 | 0 | 0.5029 | 395969
2016-10-11 12:00 | 0 | 0.47665 | 407918
2016-10-11 13:00 | 0.015359 | 0.36317 | 417206
2016-10-11 14:00 | 0.30124 | 0.23366 | 425449
2016-10-11 15:00 | 0.58977 | 0.23341 | 432647
2016-10-11 16:00 | 0.67929 | 0.26421 | 439652
2016-10-11 17:00 | 0.67986 | 0.26901 | 446392
2016-10-11 18:00 | 0.6636 | 0.28303 | 453427
2016-10-11 19:00 | 0.65332 | 0.30572 | 458453
2016-10-11 20:00 | 0.65947 | 0.32551 | 464133
2016-10-11 21:00 | 0.66645 | 0.34319 | 468519
2016-10-11 22:00 | 0.64842 | 0.38285 | 469706
2016-10-11 23:00 | 0.5109 | 0.45568 | 474251
2016-10-12 | 0.17349 | 0.53594 | 471249
2016-10-12 01:00 | 0.00051295 | 0.55689 | 456932
2016-10-12 02:00 | 0 | 0.56873 | 433484
2016-10-12 03:00 | 0 | 0.56538 | 406043
2016-10-12 04:00 | 0 | 0.56421 | 380992
2016-10-12 05:00 | 0 | 0.55766 | 361760
2016-10-12 06:00 | 0 | 0.54877 | 348243
2016-10-12 07:00 | 0 | 0.54253 | 340838
2016-10-12 08:00 | 0 | 0.54342 | 340028
2016-10-12 09:00 | 0 | 0.54005 | 348468
2016-10-12 10:00 | 0 | 0.52714 | 373533
2016-10-12 11:00 | 0 | 0.52005 | 399567
2016-10-12 12:00 | 0 | 0.50979 | 411951
2016-10-12 13:00 | 0.013642 | 0.46102 | 423006
2016-10-12 14:00 | 0.30358 | 0.42656 | 433683
2016-10-12 15:00 | 0.61662 | 0.42925 | 442339
2016-10-12 16:00 | 0.69518 | 0.40761 | 449506
2016-10-12 17:00 | 0.69897 | 0.36937 | 456544
2016-10-12 18:00 | 0.67324 | 0.33344 | 462687
2016-10-12 19:00 | 0.65533 | 0.30622 | 467162
2016-10-12 20:00 | 0.65424 | 0.28527 | 471056
2016-10-12 21:00 | 0.65111 | 0.26724 | 474321
2016-10-12 22:00 | 0.59659 | 0.24799 | 474450
2016-10-12 23:00 | 0.43019 | 0.25213 | 477720
2016-10-13 | 0.1422 | 0.29729 | 473170
2016-10-13 01:00 | 0.00033761 | 0.31825 | 458461
2016-10-13 02:00 | 0 | 0.33588 | 435066
2016-10-13 03:00 | 0 | 0.34176 | 407110
2016-10-13 04:00 | 0 | 0.35017 | 381865
2016-10-13 05:00 | 0 | 0.36055 | 362529
2016-10-13 06:00 | 0 | 0.36544 | 348729
2016-10-13 07:00 | 0 | 0.36113 | 341147
2016-10-13 08:00 | 0 | 0.35114 | 340195
2016-10-13 09:00 | 0 | 0.34398 | 348595
2016-10-13 10:00 | 0 | 0.33778 | 373419
2016-10-13 11:00 | 0 | 0.33165 | 399415
2016-10-13 12:00 | 0 | 0.32246 | 412453
2016-10-13 13:00 | 0.0068971 | 0.25687 | 423354
2016-10-13 14:00 | 0.24106 | 0.16636 | 433595
2016-10-13 15:00 | 0.55264 | 0.1602 | 441745
2016-10-13 16:00 | 0.63093 | 0.16492 | 448142
2016-10-13 17:00 | 0.63405 | 0.16717 | 454591
2016-10-13 18:00 | 0.62393 | 0.17095 | 460716
2016-10-13 19:00 | 0.61718 | 0.1731 | 464994
2016-10-13 20:00 | 0.62488 | 0.16633 | 467977
2016-10-13 21:00 | 0.631 | 0.16291 | 469397
2016-10-13 22:00 | 0.60297 | 0.17842 | 468201
2016-10-13 23:00 | 0.45331 | 0.29318 | 472705
2016-10-14 | 0.1138 | 0.47024 | 470940
2016-10-14 01:00 | 0.00019909 | 0.56053 | 456951
2016-10-14 02:00 | 0 | 0.60141 | 433342
2016-10-14 03:00 | 0 | 0.62144 | 407036
2016-10-14 04:00 | 0 | 0.63032 | 382596
2016-10-14 05:00 | 0 | 0.6292 | 362278
2016-10-14 06:00 | 0 | 0.62267 | 348008
2016-10-14 07:00 | 0 | 0.61482 | 340313
2016-10-14 08:00 | 0 | 0.60154 | 339060
2016-10-14 09:00 | 0 | 0.57517 | 347726
2016-10-14 10:00 | 0 | 0.55219 | 371146
2016-10-14 11:00 | 0 | 0.53831 | 396426
2016-10-14 12:00 | 0 | 0.5302 | 409246
2016-10-14 13:00 | 0.0091081 | 0.49674 | 419731
2016-10-14 14:00 | 0.27824 | 0.40222 | 429523
2016-10-14 15:00 | 0.54355 | 0.3911 | 436532
2016-10-14 16:00 | 0.62779 | 0.42927 | 442480
2016-10-14 17:00 | 0.64069 | 0.46427 | 448288
2016-10-14 18:00 | 0.63372 | 0.5031 | 453012
2016-10-14 19:00 | 0.62863 | 0.54428 | 456009
2016-10-14 20:00 | 0.63496 | 0.58197 | 458200
2016-10-14 21:00 | 0.64108 | 0.62739 | 458185
2016-10-14 22:00 | 0.60225 | 0.67944 | 455239
2016-10-14 23:00 | 0.4391 | 0.79742 | 456333
2016-10-15 | 0.094799 | 0.90436 | 451920
2016-10-15 01:00 | 0.00014375 | 0.9307 | 440415
2016-10-15 02:00 | 0 | 0.92822 | 422463
2016-10-15 03:00 | 0 | 0.92437 | 399992
2016-10-15 04:00 | 0 | 0.9159 | 377730
2016-10-15 05:00 | 0 | 0.89859 | 360123
2016-10-15 06:00 | 0 | 0.87759 | 346109
2016-10-15 07:00 | 0 | 0.85874 | 337138
2016-10-15 08:00 | 0 | 0.84313 | 333073
2016-10-15 09:00 | 0 | 0.82265 | 334219
2016-10-15 10:00 | 0 | 0.79482 | 341744
2016-10-15 11:00 | 0 | 0.77354 | 353154
2016-10-15 12:00 | 0 | 0.74801 | 366424
2016-10-15 13:00 | 0.009392 | 0.68303 | 381324
2016-10-15 14:00 | 0.32178 | 0.54576 | 395160
2016-10-15 15:00 | 0.62946 | 0.47298 | 407344
2016-10-15 16:00 | 0.70065 | 0.4964 | 417435
2016-10-15 17:00 | 0.69472 | 0.50092 | 425068
2016-10-15 18:00 | 0.6759 | 0.47024 | 431579
2016-10-15 19:00 | 0.66763 | 0.43578 | 437621
2016-10-15 20:00 | 0.6785 | 0.39693 | 442960
2016-10-15 21:00 | 0.69543 | 0.36063 | 445535
2016-10-15 22:00 | 0.68042 | 0.34869 | 446436
2016-10-15 23:00 | 0.49636 | 0.41525 | 449627
2016-10-16 | 0.11725 | 0.47742 | 445552
2016-10-16 01:00 | 0.00011651 | 0.51837 | 434826
2016-10-16 02:00 | 0 | 0.54409 | 417311
2016-10-16 03:00 | 0 | 0.57581 | 396189
2016-10-16 04:00 | 0 | 0.60853 | 374750
2016-10-16 05:00 | 0 | 0.62411 | 357343
2016-10-16 06:00 | 0 | 0.6281 | 343637
2016-10-16 07:00 | 0 | 0.63994 | 333971
2016-10-16 08:00 | 0 | 0.65447 | 328806
2016-10-16 09:00 | 0 | 0.66635 | 327782
2016-10-16 10:00 | 0 | 0.68219 | 331842
2016-10-16 11:00 | 0 | 0.69173 | 340368
2016-10-16 12:00 | 0 | 0.70583 | 351891
2016-10-16 13:00 | 0.0081807 | 0.65264 | 367423
2016-10-16 14:00 | 0.31655 | 0.53615 | 383772
2016-10-16 15:00 | 0.57035 | 0.5099 | 400544
2016-10-16 16:00 | 0.6447 | 0.59078 | 416790
2016-10-16 17:00 | 0.64454 | 0.68706 | 430707
2016-10-16 18:00 | 0.62667 | 0.73268 | 442178
2016-10-16 19:00 | 0.6189 | 0.75319 | 451589
2016-10-16 20:00 | 0.62334 | 0.75853 | 458822
2016-10-16 21:00 | 0.63252 | 0.75228 | 464628
2016-10-16 22:00 | 0.61418 | 0.75669 | 467804
2016-10-16 23:00 | 0.45714 | 0.81713 | 471245
2016-10-17 | 0.10816 | 0.85498 | 468534
2016-10-17 01:00 | 8.49e-05 | 0.84947 | 453973
2016-10-17 02:00 | 0 | 0.8215 | 431304
2016-10-17 03:00 | 0 | 0.78858 | 404663
2016-10-17 04:00 | 0 | 0.76709 | 379946
2016-10-17 05:00 | 0 | 0.74994 | 360858
2016-10-17 06:00 | 0 | 0.72122 | 347528
2016-10-17 07:00 | 0 | 0.69575 | 340423
2016-10-17 08:00 | 0 | 0.67029 | 339804
2016-10-17 09:00 | 0 | 0.63714 | 349623
2016-10-17 10:00 | 0 | 0.60881 | 376218
2016-10-17 11:00 | 0 | 0.5899 | 404471
2016-10-17 12:00 | 0 | 0.58016 | 420646
2016-10-17 13:00 | 0.0079174 | 0.54041 | 436484
2016-10-17 14:00 | 0.30061 | 0.4363 | 453409
2016-10-17 15:00 | 0.60107 | 0.43545 | 468848
2016-10-17 16:00 | 0.68774 | 0.51896 | 483953
2016-10-17 17:00 | 0.69122 | 0.58003 | 498846
2016-10-17 18:00 | 0.66971 | 0.61724 | 511978
2016-10-17 19:00 | 0.66 | 0.63975 | 521613
2016-10-17 20:00 | 0.6718 | 0.65474 | 527488
2016-10-17 21:00 | 0.69386 | 0.6666 | 528429
2016-10-17 22:00 | 0.68577 | 0.69133 | 523606
2016-10-17 23:00 | 0.51176 | 0.76937 | 522334
2016-10-18 | 0.12135 | 0.81432 | 514513
2016-10-18 01:00 | 8.84e-05 | 0.81057 | 495858
2016-10-18 02:00 | 0 | 0.79928 | 468422
2016-10-18 03:00 | 0 | 0.79092 | 435906
2016-10-18 04:00 | 0 | 0.78313 | 406153
2016-10-18 05:00 | 0 | 0.76608 | 383174
2016-10-18 06:00 | 0 | 0.75023 | 367099
2016-10-18 07:00 | 0 | 0.73741 | 357029
2016-10-18 08:00 | 0 | 0.71698 | 354533
2016-10-18 09:00 | 0 | 0.67642 | 363232
2016-10-18 10:00 | 0 | 0.63577 | 388280
2016-10-18 11:00 | 0 | 0.59703 | 414599
2016-10-18 12:00 | 0 | 0.56205 | 428263
2016-10-18 13:00 | 0.0058595 | 0.44825 | 443362
2016-10-18 14:00 | 0.28001 | 0.26506 | 459677
2016-10-18 15:00 | 0.67268 | 0.25748 | 473422
2016-10-18 16:00 | 0.73686 | 0.24389 | 487336
2016-10-18 17:00 | 0.71155 | 0.21427 | 500972
2016-10-18 18:00 | 0.68389 | 0.19931 | 512847
2016-10-18 19:00 | 0.66782 | 0.19869 | 521572
2016-10-18 20:00 | 0.67458 | 0.19986 | 527230
2016-10-18 21:00 | 0.68845 | 0.1988 | 527453
2016-10-18 22:00 | 0.66896 | 0.20335 | 522155
2016-10-18 23:00 | 0.49627 | 0.25835 | 520044
2016-10-19 | 0.11895 | 0.35453 | 512531
2016-10-19 01:00 | 6.18e-05 | 0.42021 | 493705
2016-10-19 02:00 | 0 | 0.44105 | 465734
2016-10-19 03:00 | 0 | 0.43067 | 434382
2016-10-19 04:00 | 0 | 0.40441 | 404120
2016-10-19 05:00 | 0 | 0.37167 | 381461
2016-10-19 06:00 | 0 | 0.34386 | 365213
2016-10-19 07:00 | 0 | 0.32185 | 355191
2016-10-19 08:00 | 0 | 0.3038 | 353273
2016-10-19 09:00 | 0 | 0.28924 | 362507
2016-10-19 10:00 | 0 | 0.28264 | 387847
2016-10-19 11:00 | 0 | 0.28485 | 413174
2016-10-19 12:00 | 0 | 0.28751 | 427913
2016-10-19 13:00 | 0.0050292 | 0.24365 | 441862
2016-10-19 14:00 | 0.26848 | 0.12636 | 458750
2016-10-19 15:00 | 0.69145 | 0.13094 | 474396
2016-10-19 16:00 | 0.74362 | 0.15916 | 488621
2016-10-19 17:00 | 0.71762 | 0.14789 | 504233
2016-10-19 18:00 | 0.68988 | 0.13924 | 514868
2016-10-19 19:00 | 0.67638 | 0.14675 | 522783
2016-10-19 20:00 | 0.68546 | 0.16754 | 526819
2016-10-19 21:00 | 0.70109 | 0.20051 | 524964
2016-10-19 22:00 | 0.68883 | 0.24308 | 520100
2016-10-19 23:00 | 0.51667 | 0.35088 | 519054
2016-10-20 | 0.11501 | 0.48392 | 509934
2016-10-20 01:00 | 5.1e-05 | 0.48911 | 488304
2016-10-20 02:00 | 0 | 0.46043 | 461216
2016-10-20 03:00 | 0 | 0.42539 | 433142
2016-10-20 04:00 | 0 | 0.40721 | 402047
2016-10-20 05:00 | 0 | 0.41165 | 379104
2016-10-20 06:00 | 0 | 0.43422 | 362360
2016-10-20 07:00 | 0 | 0.45151 | 352629
2016-10-20 08:00 | 0 | 0.46327 | 350469
2016-10-20 09:00 | 0 | 0.45832 | 358516
2016-10-20 10:00 | 0 | 0.45044 | 382205
2016-10-20 11:00 | 0 | 0.44036 | 407642
2016-10-20 12:00 | 0 | 0.42952 | 421327
2016-10-20 13:00 | 0.0047758 | 0.38594 | 433915
2016-10-20 14:00 | 0.24858 | 0.32793 | 446863
2016-10-20 15:00 | 0.67916 | 0.30479 | 458334
2016-10-20 16:00 | 0.73505 | 0.28017 | 468446
2016-10-20 17:00 | 0.72176 | 0.25841 | 477166
2016-10-20 18:00 | 0.69621 | 0.24524 | 483333
2016-10-20 19:00 | 0.68256 | 0.23717 | 485984
2016-10-20 20:00 | 0.69208 | 0.23069 | 487956
2016-10-20 21:00 | 0.70991 | 0.22033 | 486898
2016-10-20 22:00 | 0.69967 | 0.20219 | 485387
2016-10-20 23:00 | 0.51975 | 0.23258 | 487256
2016-10-21 | 0.11839 | 0.32175 | 481349
2016-10-21 01:00 | 3.32e-05 | 0.40078 | 464833
2016-10-21 02:00 | 0 | 0.47779 | 440739
2016-10-21 03:00 | 0 | 0.53168 | 411354
2016-10-21 04:00 | 0 | 0.55199 | 384789
2016-10-21 05:00 | 0 | 0.55481 | 365676
2016-10-21 06:00 | 0 | 0.55176 | 350932
2016-10-21 07:00 | 0 | 0.54355 | 342072
2016-10-21 08:00 | 0 | 0.53667 | 340233
2016-10-21 09:00 | 0 | 0.52861 | 347723
2016-10-21 10:00 | 0 | 0.52643 | 369935
2016-10-21 11:00 | 0 | 0.53104 | 396221
2016-10-21 12:00 | 0 | 0.54018 | 410677
2016-10-21 13:00 | 0.0034688 | 0.51203 | 423400
2016-10-21 14:00 | 0.24934 | 0.32562 | 433205
2016-10-21 15:00 | 0.68087 | 0.25331 | 439526
2016-10-21 16:00 | 0.73708 | 0.34517 | 443972
2016-10-21 17:00 | 0.71133 | 0.36555 | 448132
2016-10-21 18:00 | 0.68414 | 0.34828 | 450191
2016-10-21 19:00 | 0.6702 | 0.33138 | 451429
2016-10-21 20:00 | 0.67884 | 0.31506 | 452203
2016-10-21 21:00 | 0.69828 | 0.29126 | 451126
2016-10-21 22:00 | 0.69485 | 0.27135 | 448961
2016-10-21 23:00 | 0.51178 | 0.37948 | 449429
2016-10-22 | 0.1125 | 0.46134 | 443542
2016-10-22 01:00 | 2.65e-05 | 0.50653 | 430130
2016-10-22 02:00 | 0 | 0.52395 | 411926
2016-10-22 03:00 | 0 | 0.53572 | 388331
2016-10-22 04:00 | 0 | 0.54814 | 367509
2016-10-22 05:00 | 0 | 0.54752 | 350055
2016-10-22 06:00 | 0 | 0.53947 | 336559
2016-10-22 07:00 | 0 | 0.52624 | 328180
2016-10-22 08:00 | 0 | 0.50576 | 324353
2016-10-22 09:00 | 0 | 0.47664 | 326281
2016-10-22 10:00 | 0 | 0.45652 | 333702
2016-10-22 11:00 | 0 | 0.45146 | 346674
2016-10-22 12:00 | 0 | 0.45859 | 360161
2016-10-22 13:00 | 0.0028987 | 0.42345 | 374661
2016-10-22 14:00 | 0.26086 | 0.26891 | 383664
2016-10-22 15:00 | 0.61088 | 0.15772 | 387972
2016-10-22 16:00 | 0.6835 | 0.22351 | 388617
2016-10-22 17:00 | 0.67245 | 0.32898 | 388083
2016-10-22 18:00 | 0.64955 | 0.372 | 387684
2016-10-22 19:00 | 0.63789 | 0.39942 | 389417
2016-10-22 20:00 | 0.64608 | 0.41432 | 393748
2016-10-22 21:00 | 0.66141 | 0.42424 | 398974
2016-10-22 22:00 | 0.62641 | 0.47435 | 403878
2016-10-22 23:00 | 0.43036 | 0.64969 | 410658
2016-10-23 | 0.086016 | 0.74998 | 410237
2016-10-23 01:00 | 1.29e-05 | 0.78496 | 403081
2016-10-23 02:00 | 0 | 0.79783 | 389395
2016-10-23 03:00 | 0 | 0.79901 | 371839
2016-10-23 04:00 | 0 | 0.78444 | 354383
2016-10-23 05:00 | 0 | 0.76489 | 339525
2016-10-23 06:00 | 0 | 0.73883 | 328360
2016-10-23 07:00 | 0 | 0.71365 | 321477
2016-10-23 08:00 | 0 | 0.68792 | 318501
2016-10-23 09:00 | 0 | 0.6519 | 318837
2016-10-23 10:00 | 0 | 0.61843 | 325778
2016-10-23 11:00 | 0 | 0.58619 | 335639
2016-10-23 12:00 | 0 | 0.5585 | 347934
2016-10-23 13:00 | 0.0014174 | 0.48118 | 358905
2016-10-23 14:00 | 0.2237 | 0.31613 | 364785
2016-10-23 15:00 | 0.4846 | 0.34712 | 368963
2016-10-23 16:00 | 0.59979 | 0.3481 | 373345
2016-10-23 17:00 | 0.61424 | 0.32748 | 377387
2016-10-23 18:00 | 0.5965 | 0.29964 | 380953
2016-10-23 19:00 | 0.58129 | 0.27933 | 384868
2016-10-23 20:00 | 0.58171 | 0.26381 | 391183
2016-10-23 21:00 | 0.58047 | 0.2527 | 398828
2016-10-23 22:00 | 0.53275 | 0.25498 | 408238
2016-10-23 23:00 | 0.35288 | 0.40228 | 420251
2016-10-24 | 0.056876 | 0.59725 | 422595
2016-10-24 01:00 | 1.15e-05 | 0.66155 | 411659
2016-10-24 02:00 | 0 | 0.64985 | 393670
2016-10-24 03:00 | 0 | 0.61525 | 371559
2016-10-24 04:00 | 0 | 0.57156 | 352342
2016-10-24 05:00 | 0 | 0.5249 | 336659
2016-10-24 06:00 | 0 | 0.48514 | 325873
2016-10-24 07:00 | 0 | 0.45036 | 321177
2016-10-24 08:00 | 0 | 0.41957 | 322115
2016-10-24 09:00 | 0 | 0.38298 | 334390
2016-10-24 10:00 | 0 | 0.35381 | 362713
2016-10-24 11:00 | 0 | 0.32605 | 392252
2016-10-24 12:00 | 0 | 0.29742 | 406365
2016-10-24 13:00 | 0.0021007 | 0.24852 | 414488
2016-10-24 14:00 | 0.22403 | 0.15819 | 422221
2016-10-24 15:00 | 0.42068 | 0.14701 | 427759
2016-10-24 16:00 | 0.51173 | 0.16532 | 432360
2016-10-24 17:00 | 0.52967 | 0.17165 | 437102
2016-10-24 18:00 | 0.51769 | 0.17914 | 441106
2016-10-24 19:00 | 0.50117 | 0.18643 | 444839
2016-10-24 20:00 | 0.48437 | 0.19168 | 448354
2016-10-24 21:00 | 0.45033 | 0.19734 | 451542
2016-10-24 22:00 | 0.37941 | 0.221 | 454806
2016-10-24 23:00 | 0.22674 | 0.40067 | 462102
2016-10-25 | 0.049075 | 0.63928 | 459418
2016-10-25 01:00 | 1.28e-05 | 0.72394 | 445715
2016-10-25 02:00 | 0 | 0.72337 | 421898
2016-10-25 03:00 | 0 | 0.69728 | 395290
2016-10-25 04:00 | 0 | 0.66315 | 370928
2016-10-25 05:00 | 0 | 0.6265 | 353108
2016-10-25 06:00 | 0 | 0.58689 | 340493
2016-10-25 07:00 | 0 | 0.54778 | 333872
2016-10-25 08:00 | 0 | 0.51397 | 333840
2016-10-25 09:00 | 0 | 0.48461 | 345250
2016-10-25 10:00 | 0 | 0.47087 | 374380
2016-10-25 11:00 | 0 | 0.46125 | 402791
2016-10-25 12:00 | 0 | 0.45851 | 414577
2016-10-25 13:00 | 0.00060858 | 0.43481 | 420864
2016-10-25 14:00 | 0.10337 | 0.35033 | 425780
2016-10-25 15:00 | 0.36828 | 0.33402 | 429361
2016-10-25 16:00 | 0.5278 | 0.4093 | 433164
2016-10-25 17:00 | 0.58626 | 0.46754 | 437173
2016-10-25 18:00 | 0.58052 | 0.51008 | 440755
2016-10-25 19:00 | 0.57192 | 0.54519 | 444026
2016-10-25 20:00 | 0.58453 | 0.56278 | 448066
2016-10-25 21:00 | 0.60449 | 0.56047 | 451997
2016-10-25 22:00 | 0.59043 | 0.56234 | 457558
2016-10-25 23:00 | 0.45082 | 0.60567 | 465965
2016-10-26 | 0.08443 | 0.65915 | 463206
2016-10-26 01:00 | 1.25e-05 | 0.63796 | 450822
2016-10-26 02:00 | 0 | 0.61677 | 427489
2016-10-26 03:00 | 0 | 0.60167 | 401143
2016-10-26 04:00 | 0 | 0.58579 | 377467
2016-10-26 05:00 | 0 | 0.57539 | 358988
2016-10-26 06:00 | 0 | 0.56459 | 346963
2016-10-26 07:00 | 0 | 0.54997 | 340536
2016-10-26 08:00 | 0 | 0.52819 | 341377
2016-10-26 09:00 | 0 | 0.49029 | 351909
2016-10-26 10:00 | 0 | 0.45255 | 379889
2016-10-26 11:00 | 0 | 0.42703 | 408520
2016-10-26 12:00 | 0 | 0.40995 | 419924
2016-10-26 13:00 | 0.0015322 | 0.37334 | 425356
2016-10-26 14:00 | 0.22155 | 0.2509 | 430914
2016-10-26 15:00 | 0.60229 | 0.22467 | 434118
2016-10-26 16:00 | 0.69086 | 0.23716 | 437865
2016-10-26 17:00 | 0.67295 | 0.22542 | 442826
2016-10-26 18:00 | 0.64094 | 0.21141 | 447686
2016-10-26 19:00 | 0.62692 | 0.2041 | 452795
2016-10-26 20:00 | 0.6373 | 0.19366 | 458288
2016-10-26 21:00 | 0.66055 | 0.17845 | 463634
2016-10-26 22:00 | 0.63826 | 0.16027 | 469313
2016-10-26 23:00 | 0.43153 | 0.19458 | 474513
2016-10-27 | 0.066606 | 0.25241 | 470084
2016-10-27 01:00 | 1.18e-05 | 0.30527 | 457175
2016-10-27 02:00 | 0 | 0.3397 | 433502
2016-10-27 03:00 | 0 | 0.36102 | 405656
2016-10-27 04:00 | 0 | 0.36809 | 380313
2016-10-27 05:00 | 0 | 0.36953 | 361970
2016-10-27 06:00 | 0 | 0.37219 | 348505
2016-10-27 07:00 | 0 | 0.37093 | 341247
2016-10-27 08:00 | 0 | 0.36309 | 340680
2016-10-27 09:00 | 0 | 0.35047 | 350607
2016-10-27 10:00 | 0 | 0.34035 | 376569
2016-10-27 11:00 | 0 | 0.33383 | 404673
2016-10-27 12:00 | 0 | 0.32529 | 417790
2016-10-27 13:00 | 0.00108 | 0.31053 | 426933
2016-10-27 14:00 | 0.21046 | 0.21473 | 435210
2016-10-27 15:00 | 0.47088 | 0.1249 | 441686
2016-10-27 16:00 | 0.55383 | 0.13883 | 447689
2016-10-27 17:00 | 0.55972 | 0.15899 | 454898
2016-10-27 18:00 | 0.54281 | 0.16001 | 460712
2016-10-27 19:00 | 0.52744 | 0.16277 | 464519
2016-10-27 20:00 | 0.51936 | 0.17285 | 469105
2016-10-27 21:00 | 0.49665 | 0.19797 | 471458
2016-10-27 22:00 | 0.41965 | 0.29307 | 473190
2016-10-27 23:00 | 0.22641 | 0.53549 | 475743
2016-10-28 | 0.016406 | 0.69452 | 471538
2016-10-28 01:00 | 3.05e-07 | 0.78253 | 458174
2016-10-28 02:00 | 0 | 0.81725 | 435168
2016-10-28 03:00 | 0 | 0.82706 | 407076
2016-10-28 04:00 | 0 | 0.82673 | 380575
2016-10-28 05:00 | 0 | 0.81748 | 360923
2016-10-28 06:00 | 0 | 0.80145 | 346937
2016-10-28 07:00 | 0 | 0.78337 | 340245
2016-10-28 08:00 | 0 | 0.76474 | 339281
2016-10-28 09:00 | 0 | 0.7493 | 347939
2016-10-28 10:00 | 0 | 0.74235 | 374656
2016-10-28 11:00 | 0 | 0.73259 | 401690
2016-10-28 12:00 | 0 | 0.71839 | 413635
2016-10-28 13:00 | 0.0010715 | 0.66963 | 422680
2016-10-28 14:00 | 0.12715 | 0.50738 | 431243
2016-10-28 15:00 | 0.30073 | 0.37897 | 437540
2016-10-28 16:00 | 0.40028 | 0.43798 | 443197
2016-10-28 17:00 | 0.43958 | 0.49528 | 449351
2016-10-28 18:00 | 0.45617 | 0.50447 | 454376
2016-10-28 19:00 | 0.46053 | 0.51205 | 456865
2016-10-28 20:00 | 0.45842 | 0.51886 | 459630
2016-10-28 21:00 | 0.43588 | 0.51998 | 460343
2016-10-28 22:00 | 0.383 | 0.53825 | 459351
2016-10-28 23:00 | 0.25355 | 0.59539 | 458141
2016-10-29 | 0.056879 | 0.65941 | 451526
2016-10-29 01:00 | 2.79e-06 | 0.6569 | 438382
2016-10-29 02:00 | 0 | 0.63744 | 419698
2016-10-29 03:00 | 0 | 0.60871 | 398575
2016-10-29 04:00 | 0 | 0.57895 | 376913
2016-10-29 05:00 | 0 | 0.56044 | 358730
2016-10-29 06:00 | 0 | 0.54359 | 345598
2016-10-29 07:00 | 0 | 0.52466 | 336136
2016-10-29 08:00 | 0 | 0.51013 | 331955
2016-10-29 09:00 | 0 | 0.49525 | 334188
2016-10-29 10:00 | 0 | 0.48529 | 341183
2016-10-29 11:00 | 0 | 0.4785 | 353400
2016-10-29 12:00 | 0 | 0.46809 | 366362
2016-10-29 13:00 | 0.00071991 | 0.42792 | 379350
2016-10-29 14:00 | 0.1736 | 0.29084 | 393060
2016-10-29 15:00 | 0.50484 | 0.30702 | 402815
2016-10-29 16:00 | 0.62039 | 0.36949 | 410672
2016-10-29 17:00 | 0.62886 | 0.35709 | 417739
2016-10-29 18:00 | 0.60249 | 0.33823 | 425048
2016-10-29 19:00 | 0.59032 | 0.3416 | 430421
2016-10-29 20:00 | 0.60182 | 0.3581 | 436729
2016-10-29 21:00 | 0.62088 | 0.37472 | 439461
2016-10-29 22:00 | 0.59377 | 0.39075 | 439395
2016-10-29 23:00 | 0.37758 | 0.44487 | 439845
2016-10-30 | 0.046086 | 0.50805 | 433880
2016-10-30 01:00 | 7.84e-07 | 0.51938 | 421469
2016-10-30 02:00 | 0 | 0.51727 | 405072
2016-10-30 03:00 | 0 | 0.51507 | 385088
2016-10-30 04:00 | 0 | 0.51261 | 364576
2016-10-30 05:00 | 0 | 0.50782 | 348139
2016-10-30 06:00 | 0 | 0.49634 | 334018
2016-10-30 07:00 | 0 | 0.47682 | 324431
2016-10-30 08:00 | 0 | 0.45328 | 318956
2016-10-30 09:00 | 0 | 0.41187 | 317742
2016-10-30 10:00 | 0 | 0.37247 | 321987
2016-10-30 11:00 | 0 | 0.34725 | 330156
2016-10-30 12:00 | 0 | 0.32841 | 342297
2016-10-30 13:00 | 0.00059478 | 0.29405 | 356809
2016-10-30 14:00 | 0.18889 | 0.23537 | 371612
2016-10-30 15:00 | 0.3703 | 0.1885 | 384979
2016-10-30 16:00 | 0.46062 | 0.17385 | 398469
2016-10-30 17:00 | 0.48806 | 0.17828 | 411094
2016-10-30 18:00 | 0.4952 | 0.17708 | 421927
2016-10-30 19:00 | 0.5012 | 0.17661 | 429488
2016-10-30 20:00 | 0.50413 | 0.17675 | 436896
2016-10-30 21:00 | 0.49205 | 0.17665 | 441267
2016-10-30 22:00 | 0.43942 | 0.18572 | 444525
2016-10-30 23:00 | 0.26733 | 0.29305 | 448448
2016-10-31 | 0.054225 | 0.43282 | 445376
2016-10-31 01:00 | 1.55e-07 | 0.51223 | 430012
2016-10-31 02:00 | 0 | 0.54834 | 410424
2016-10-31 03:00 | 0 | 0.56649 | 386114
2016-10-31 04:00 | 0 | 0.57182 | 363896
2016-10-31 05:00 | 0 | 0.57026 | 346071
2016-10-31 06:00 | 0 | 0.5732 | 334247
2016-10-31 07:00 | 0 | 0.58172 | 327083
2016-10-31 08:00 | 0 | 0.58684 | 326644
2016-10-31 09:00 | 0 | 0.58748 | 336996
2016-10-31 10:00 | 0 | 0.59156 | 364167
2016-10-31 11:00 | 0 | 0.60877 | 394234
2016-10-31 12:00 | 0 | 0.63876 | 409948
2016-10-31 13:00 | 0.00047581 | 0.64488 | 418819
2016-10-31 14:00 | 0.15252 | 0.58588 | 428158
2016-10-31 15:00 | 0.50213 | 0.63919 | 435884
2016-10-31 16:00 | 0.62814 | 0.73225 | 443570
2016-10-31 17:00 | 0.6393 | 0.77852 | 452155
2016-10-31 18:00 | 0.61377 | 0.79627 | 457632
2016-10-31 19:00 | 0.59979 | 0.79533 | 463453
2016-10-31 20:00 | 0.60827 | 0.78543 | 466731
2016-10-31 21:00 | 0.62142 | 0.76919 | 467068
2016-10-31 22:00 | 0.58233 | 0.7741 | 465870
2016-10-31 23:00 | 0.37658 | 0.82655 | 462651
2016-11-01 | 0.058282 | 0.86168 | 457791
2016-11-01 01:00 | 0 | 0.85389 | 446536
2016-11-01 02:00 | 0 | 0.84215 | 426933
2016-11-01 03:00 | 0 | 0.82492 | 401248
2016-11-01 04:00 | 0 | 0.80523 | 377067
2016-11-01 05:00 | 0 | 0.78966 | 358819
2016-11-01 06:00 | 0 | 0.76166 | 346642
2016-11-01 07:00 | 0 | 0.72028 | 340076
2016-11-01 08:00 | 0 | 0.66835 | 339261
2016-11-01 09:00 | 0 | 0.59616 | 348857
2016-11-01 10:00 | 0 | 0.52623 | 375785
2016-11-01 11:00 | 0 | 0.47006 | 404362
2016-11-01 12:00 | 0 | 0.42961 | 418100
2016-11-01 13:00 | 0.0003552 | 0.38116 | 424883
2016-11-01 14:00 | 0.09131 | 0.26449 | 432738
2016-11-01 15:00 | 0.3218 | 0.19823 | 441024
2016-11-01 16:00 | 0.46121 | 0.19421 | 448543
2016-11-01 17:00 | 0.51334 | 0.23987 | 454209
2016-11-01 18:00 | 0.51294 | 0.26402 | 460031
2016-11-01 19:00 | 0.5041 | 0.28035 | 464625
2016-11-01 20:00 | 0.49829 | 0.29036 | 469424
2016-11-01 21:00 | 0.48337 | 0.29391 | 473308
2016-11-01 22:00 | 0.43537 | 0.31523 | 477350
2016-11-01 23:00 | 0.3073 | 0.42383 | 481831
2016-11-02 | 0.058241 | 0.49996 | 478077
2016-11-02 01:00 | 0 | 0.52088 | 461935
2016-11-02 02:00 | 0 | 0.5239 | 438071
2016-11-02 03:00 | 0 | 0.53165 | 411034
2016-11-02 04:00 | 0 | 0.53283 | 384186
2016-11-02 05:00 | 0 | 0.51605 | 363898
2016-11-02 06:00 | 0 | 0.48946 | 350436
2016-11-02 07:00 | 0 | 0.46407 | 342291
2016-11-02 08:00 | 0 | 0.44964 | 340929
2016-11-02 09:00 | 0 | 0.41985 | 350511
2016-11-02 10:00 | 0 | 0.39053 | 375741
2016-11-02 11:00 | 0 | 0.36786 | 403615
2016-11-02 12:00 | 0 | 0.34788 | 418313
2016-11-02 13:00 | 0.0001469 | 0.3173 | 426393
2016-11-02 14:00 | 0.090839 | 0.23045 | 436379
2016-11-02 15:00 | 0.49401 | 0.16919 | 444579
2016-11-02 16:00 | 0.6102 | 0.15316 | 451675
2016-11-02 17:00 | 0.60246 | 0.15635 | 459394
2016-11-02 18:00 | 0.57566 | 0.16208 | 466383
2016-11-02 19:00 | 0.55841 | 0.16308 | 471568
2016-11-02 20:00 | 0.56125 | 0.16472 | 474377
2016-11-02 21:00 | 0.57053 | 0.1712 | 475810
2016-11-02 22:00 | 0.54677 | 0.19586 | 479192
2016-11-02 23:00 | 0.37102 | 0.26805 | 481998
2016-11-03 | 0.054502 | 0.32192 | 476820
2016-11-03 01:00 | 0 | 0.33738 | 460151
2016-11-03 02:00 | 0 | 0.33984 | 436685
2016-11-03 03:00 | 0 | 0.34388 | 410743
2016-11-03 04:00 | 0 | 0.35579 | 386212
2016-11-03 05:00 | 0 | 0.3774 | 367300
2016-11-03 06:00 | 0 | 0.40505 | 351478
2016-11-03 07:00 | 0 | 0.42573 | 342221
2016-11-03 08:00 | 0 | 0.43823 | 340441
2016-11-03 09:00 | 0 | 0.43661 | 349046
2016-11-03 10:00 | 0 | 0.42904 | 372309
2016-11-03 11:00 | 0 | 0.42241 | 400076
2016-11-03 12:00 | 0 | 0.41969 | 415884
2016-11-03 13:00 | 9.89e-05 | 0.41156 | 425592
2016-11-03 14:00 | 0.087324 | 0.28845 | 436543
2016-11-03 15:00 | 0.43963 | 0.15792 | 444376
2016-11-03 16:00 | 0.56917 | 0.11204 | 450775
2016-11-03 17:00 | 0.584 | 0.10215 | 457150
2016-11-03 18:00 | 0.56883 | 0.10558 | 461030
2016-11-03 19:00 | 0.55311 | 0.10428 | 462902
2016-11-03 20:00 | 0.55007 | 0.098255 | 463605
2016-11-03 21:00 | 0.5448 | 0.091792 | 464188
2016-11-03 22:00 | 0.50449 | 0.107 | 466431
2016-11-03 23:00 | 0.32006 | 0.12507 | 469489
2016-11-04 | 0.045918 | 0.14517 | 466276
2016-11-04 01:00 | 0 | 0.16145 | 452064
2016-11-04 02:00 | 0 | 0.17814 | 428563
2016-11-04 03:00 | 0 | 0.21157 | 402878
2016-11-04 04:00 | 0 | 0.24962 | 378204
2016-11-04 05:00 | 0 | 0.27849 | 358324
2016-11-04 06:00 | 0 | 0.30317 | 345610
2016-11-04 07:00 | 0 | 0.32233 | 337040
2016-11-04 08:00 | 0 | 0.33283 | 335876
2016-11-04 09:00 | 0 | 0.31946 | 344352
2016-11-04 10:00 | 0 | 0.29838 | 368826
2016-11-04 11:00 | 0 | 0.28295 | 396880
2016-11-04 12:00 | 0 | 0.27061 | 411547
2016-11-04 13:00 | 3.04e-05 | 0.25344 | 419830
2016-11-04 14:00 | 0.061083 | 0.18028 | 428091
2016-11-04 15:00 | 0.36023 | 0.090824 | 432715
2016-11-04 16:00 | 0.48477 | 0.05975 | 435014
2016-11-04 17:00 | 0.52163 | 0.062693 | 438947
2016-11-04 18:00 | 0.5125 | 0.074259 | 441631
2016-11-04 19:00 | 0.49878 | 0.082199 | 442149
2016-11-04 20:00 | 0.49503 | 0.079657 | 442635
2016-11-04 21:00 | 0.49086 | 0.078435 | 442022
2016-11-04 22:00 | 0.44536 | 0.10602 | 442778
2016-11-04 23:00 | 0.28666 | 0.1716 | 445082
2016-11-05 | 0.035852 | 0.27805 | 439915
2016-11-05 01:00 | 0 | 0.36304 | 429862
2016-11-05 02:00 | 0 | 0.42301 | 411940
2016-11-05 03:00 | 0 | 0.46368 | 391059
2016-11-05 04:00 | 0 | 0.48608 | 370153
2016-11-05 05:00 | 0 | 0.49168 | 353399
2016-11-05 06:00 | 0 | 0.48296 | 341473
2016-11-05 07:00 | 0 | 0.46608 | 334333
2016-11-05 08:00 | 0 | 0.44448 | 331103
2016-11-05 09:00 | 0 | 0.40724 | 334017
2016-11-05 10:00 | 0 | 0.36327 | 342246
2016-11-05 11:00 | 0 | 0.33049 | 356642
2016-11-05 12:00 | 0 | 0.31098 | 371131
2016-11-05 13:00 | 7.2e-05 | 0.29555 | 383228
2016-11-05 14:00 | 0.04753 | 0.19885 | 390961
2016-11-05 15:00 | 0.34259 | 0.11207 | 394262
2016-11-05 16:00 | 0.48692 | 0.087998 | 394556
2016-11-05 17:00 | 0.52217 | 0.11272 | 393623
2016-11-05 18:00 | 0.51006 | 0.14657 | 392979
2016-11-05 19:00 | 0.49681 | 0.16768 | 392981
2016-11-05 20:00 | 0.49407 | 0.18014 | 395241
2016-11-05 21:00 | 0.48966 | 0.19407 | 397859
2016-11-05 22:00 | 0.45127 | 0.27496 | 405579
2016-11-05 23:00 | 0.31306 | 0.41097 | 412819
2016-11-06 | 0.043386 | 0.5164 | 411564
2016-11-06 01:00 | 0 | 0.57223 | 404747
2016-11-06 02:00 | 0 | 0.60668 | 390608
2016-11-06 03:00 | 0 | 0.63554 | 373425
2016-11-06 04:00 | 0 | 0.65732 | 355387
2016-11-06 05:00 | 0 | 0.66896 | 339352
2016-11-06 06:00 | 0 | 0.66521 | 329384
2016-11-06 07:00 | 0 | 0.64511 | 322959
2016-11-06 08:00 | 0 | 0.61031 | 320466
2016-11-06 09:00 | 0 | 0.56717 | 321170
2016-11-06 10:00 | 0 | 0.5308 | 325728
2016-11-06 11:00 | 0 | 0.50992 | 332624
2016-11-06 12:00 | 0 | 0.50393 | 345359
2016-11-06 13:00 | 4.1e-05 | 0.49817 | 357221
2016-11-06 14:00 | 0.085637 | 0.38196 | 367391
2016-11-06 15:00 | 0.4202 | 0.29985 | 373236
2016-11-06 16:00 | 0.53898 | 0.35314 | 377869
2016-11-06 17:00 | 0.5446 | 0.44288 | 381108
2016-11-06 18:00 | 0.53021 | 0.48695 | 384402
2016-11-06 19:00 | 0.52801 | 0.50987 | 386938
2016-11-06 20:00 | 0.543 | 0.51202 | 390845
2016-11-06 21:00 | 0.56571 | 0.50425 | 400236
2016-11-06 22:00 | 0.53484 | 0.53599 | 410590
2016-11-06 23:00 | 0.34439 | 0.62182 | 420573
2016-11-07 | 0.035073 | 0.67602 | 422553
2016-11-07 01:00 | 0 | 0.67817 | 417048
2016-11-07 02:00 | 0 | 0.66981 | 401103
2016-11-07 03:00 | 0 | 0.6594 | 383244
2016-11-07 04:00 | 0 | 0.64614 | 364444
2016-11-07 05:00 | 0 | 0.61552 | 348335
2016-11-07 06:00 | 0 | 0.58606 | 336181
2016-11-07 07:00 | 0 | 0.55818 | 329397
2016-11-07 08:00 | 0 | 0.53731 | 327608
2016-11-07 09:00 | 0 | 0.51038 | 331047
2016-11-07 10:00 | 0 | 0.48595 | 345633
2016-11-07 11:00 | 0 | 0.46614 | 376476
2016-11-07 12:00 | 0 | 0.44852 | 402683
2016-11-07 13:00 | 9.87e-05 | 0.41935 | 414736
2016-11-07 14:00 | 0.18835 | 0.28371 | 421647
2016-11-07 15:00 | 0.46513 | 0.21078 | 426656
2016-11-07 16:00 | 0.58962 | 0.24726 | 428919
2016-11-07 17:00 | 0.60697 | 0.26919 | 430687
2016-11-07 18:00 | 0.59176 | 0.28026 | 432362
2016-11-07 19:00 | 0.58084 | 0.28969 | 433968
2016-11-07 20:00 | 0.5953 | 0.30289 | 434391
2016-11-07 21:00 | 0.61936 | 0.31786 | 437060
2016-11-07 22:00 | 0.58627 | 0.32507 | 448643
2016-11-07 23:00 | 0.37143 | 0.39245 | 460712
2016-11-08 | 0.035522 | 0.44354 | 460750
2016-11-08 01:00 | 0 | 0.44975 | 454242
2016-11-08 02:00 | 0 | 0.43494 | 437320
2016-11-08 03:00 | 0 | 0.42117 | 414551
2016-11-08 04:00 | 0 | 0.41333 | 390965
2016-11-08 05:00 | 0 | 0.41024 | 370090
2016-11-08 06:00 | 0 | 0.41434 | 355713
2016-11-08 07:00 | 0 | 0.42045 | 346507
2016-11-08 08:00 | 0 | 0.42422 | 342579
2016-11-08 09:00 | 0 | 0.42813 | 343730
2016-11-08 10:00 | 0 | 0.43449 | 356009
2016-11-08 11:00 | 0 | 0.43497 | 382960
2016-11-08 12:00 | 0 | 0.43461 | 407432
2016-11-08 13:00 | 6.13e-05 | 0.42436 | 417824
2016-11-08 14:00 | 0.19821 | 0.3287 | 423057
2016-11-08 15:00 | 0.54457 | 0.30715 | 425691
2016-11-08 16:00 | 0.65281 | 0.28975 | 426448
2016-11-08 17:00 | 0.63926 | 0.27064 | 426886
2016-11-08 18:00 | 0.60235 | 0.26123 | 428327
2016-11-08 19:00 | 0.58659 | 0.25672 | 429072
2016-11-08 20:00 | 0.59891 | 0.25436 | 429520
2016-11-08 21:00 | 0.63246 | 0.25673 | 432640
2016-11-08 22:00 | 0.61522 | 0.30503 | 445778
2016-11-08 23:00 | 0.37868 | 0.4085 | 457394
2016-11-09 | 0.036632 | 0.5054 | 457668
2016-11-09 01:00 | 0 | 0.54479 | 451035
2016-11-09 02:00 | 0 | 0.54998 | 434243
2016-11-09 03:00 | 0 | 0.53878 | 410461
2016-11-09 04:00 | 0 | 0.51941 | 388056
2016-11-09 05:00 | 0 | 0.5025 | 371470
2016-11-09 06:00 | 0 | 0.49322 | 356814
2016-11-09 07:00 | 0 | 0.48235 | 345056
2016-11-09 08:00 | 0 | 0.47009 | 338487
2016-11-09 09:00 | 0 | 0.46187 | 338307
2016-11-09 10:00 | 0 | 0.45597 | 348602
2016-11-09 11:00 | 0 | 0.45644 | 375832
2016-11-09 12:00 | 0 | 0.45922 | 400769
2016-11-09 13:00 | 1.97e-05 | 0.45267 | 413065
2016-11-09 14:00 | 0.20866 | 0.34299 | 421908
2016-11-09 15:00 | 0.54671 | 0.19448 | 426417
2016-11-09 16:00 | 0.63677 | 0.12604 | 426920
2016-11-09 17:00 | 0.6264 | 0.14684 | 428995
2016-11-09 18:00 | 0.59241 | 0.16573 | 430462
2016-11-09 19:00 | 0.57383 | 0.18108 | 430710
2016-11-09 20:00 | 0.58132 | 0.18578 | 430888
2016-11-09 21:00 | 0.60428 | 0.19269 | 435479
2016-11-09 22:00 | 0.57118 | 0.30981 | 446668
2016-11-09 23:00 | 0.35379 | 0.43098 | 458996
2016-11-10 | 0.032319 | 0.51648 | 459987
2016-11-10 01:00 | 0 | 0.58375 | 454010
2016-11-10 02:00 | 0 | 0.63266 | 437767
2016-11-10 03:00 | 0 | 0.66923 | 415539
2016-11-10 04:00 | 0 | 0.69835 | 392399
2016-11-10 05:00 | 0 | 0.71789 | 372662
2016-11-10 06:00 | 0 | 0.726 | 358277
2016-11-10 07:00 | 0 | 0.71939 | 349674
2016-11-10 08:00 | 0 | 0.69938 | 345853
2016-11-10 09:00 | 0 | 0.67222 | 348169
2016-11-10 10:00 | 0 | 0.6488 | 360076
2016-11-10 11:00 | 0 | 0.62688 | 389933
2016-11-10 12:00 | 0 | 0.60677 | 414297
2016-11-10 13:00 | 2.42e-05 | 0.57491 | 422778
2016-11-10 14:00 | 0.16159 | 0.39133 | 424861
2016-11-10 15:00 | 0.50842 | 0.23404 | 425356
2016-11-10 16:00 | 0.61482 | 0.3347 | 424871
2016-11-10 17:00 | 0.61119 | 0.4044 | 424766
2016-11-10 18:00 | 0.57708 | 0.43226 | 425604
2016-11-10 19:00 | 0.56003 | 0.43728 | 426796
2016-11-10 20:00 | 0.56977 | 0.43397 | 427295
2016-11-10 21:00 | 0.59285 | 0.42891 | 429964
2016-11-10 22:00 | 0.56237 | 0.47397 | 440203
2016-11-10 23:00 | 0.32904 | 0.58329 | 452413
2016-11-11 | 0.025362 | 0.65565 | 453740
2016-11-11 01:00 | 0 | 0.69485 | 448723
2016-11-11 02:00 | 0 | 0.71141 | 434945
2016-11-11 03:00 | 0 | 0.71042 | 413757
2016-11-11 04:00 | 0 | 0.69203 | 391708
2016-11-11 05:00 | 0 | 0.66461 | 371502
2016-11-11 06:00 | 0 | 0.63548 | 357326
2016-11-11 07:00 | 0 | 0.60083 | 347689
2016-11-11 08:00 | 0 | 0.56494 | 343422
2016-11-11 09:00 | 0 | 0.53003 | 344999
2016-11-11 10:00 | 0 | 0.5001 | 354705
2016-11-11 11:00 | 0 | 0.4745 | 378884
2016-11-11 12:00 | 0 | 0.45462 | 402229
2016-11-11 13:00 | 3.58e-05 | 0.41896 | 413318
2016-11-11 14:00 | 0.1455 | 0.2892 | 417219
2016-11-11 15:00 | 0.50679 | 0.23944 | 418797
2016-11-11 16:00 | 0.64362 | 0.22113 | 419146
2016-11-11 17:00 | 0.63532 | 0.21662 | 418334
2016-11-11 18:00 | 0.59609 | 0.21877 | 418496
2016-11-11 19:00 | 0.57887 | 0.22777 | 418696
2016-11-11 20:00 | 0.59332 | 0.24302 | 418481
2016-11-11 21:00 | 0.62102 | 0.26028 | 421340
2016-11-11 22:00 | 0.58323 | 0.31089 | 431879
2016-11-11 23:00 | 0.31726 | 0.45497 | 440688
2016-11-12 | 0.021613 | 0.5624 | 439461
2016-11-12 01:00 | 0 | 0.60334 | 433417
2016-11-12 02:00 | 0 | 0.61828 | 420648
2016-11-12 03:00 | 0 | 0.61888 | 403892
2016-11-12 04:00 | 0 | 0.61755 | 385337
2016-11-12 05:00 | 0 | 0.61783 | 367248
2016-11-12 06:00 | 0 | 0.61823 | 353155
2016-11-12 07:00 | 0 | 0.61394 | 344828
2016-11-12 08:00 | 0 | 0.60623 | 340511
2016-11-12 09:00 | 0 | 0.59571 | 340583
2016-11-12 10:00 | 0 | 0.58514 | 345289
2016-11-12 11:00 | 0 | 0.57087 | 355373
2016-11-12 12:00 | 0 | 0.55875 | 368396
2016-11-12 13:00 | 4.35e-05 | 0.53986 | 381390
2016-11-12 14:00 | 0.18715 | 0.42827 | 389712
2016-11-12 15:00 | 0.43785 | 0.27949 | 392801
2016-11-12 16:00 | 0.53778 | 0.32452 | 393111
2016-11-12 17:00 | 0.54546 | 0.35692 | 391081
2016-11-12 18:00 | 0.5334 | 0.35838 | 388594
2016-11-12 19:00 | 0.5275 | 0.36779 | 386795
2016-11-12 20:00 | 0.54027 | 0.37307 | 387364
2016-11-12 21:00 | 0.55471 | 0.37812 | 392396
2016-11-12 22:00 | 0.50971 | 0.44845 | 406035
2016-11-12 23:00 | 0.25867 | 0.56445 | 419527
2016-11-13 | 0.019455 | 0.66151 | 422595
2016-11-13 01:00 | 0 | 0.73017 | 421057
2016-11-13 02:00 | 0 | 0.77072 | 411988
2016-11-13 03:00 | 0 | 0.79402 | 398326
2016-11-13 04:00 | 0 | 0.80453 | 382834
2016-11-13 05:00 | 0 | 0.80911 | 367618
2016-11-13 06:00 | 0 | 0.80827 | 355910
2016-11-13 07:00 | 0 | 0.80221 | 348713
2016-11-13 08:00 | 0 | 0.79217 | 343481
2016-11-13 09:00 | 0 | 0.77372 | 342102
2016-11-13 10:00 | 0 | 0.75738 | 346332
2016-11-13 11:00 | 0 | 0.7402 | 354510
2016-11-13 12:00 | 0 | 0.72208 | 365072
2016-11-13 13:00 | 3.36e-05 | 0.69317 | 375353
2016-11-13 14:00 | 0.17079 | 0.52023 | 381539
2016-11-13 15:00 | 0.49924 | 0.34094 | 382161
2016-11-13 16:00 | 0.61755 | 0.3969 | 381553
2016-11-13 17:00 | 0.61042 | 0.51232 | 381489
2016-11-13 18:00 | 0.57803 | 0.51666 | 381742
2016-11-13 19:00 | 0.56551 | 0.51132 | 382484
2016-11-13 20:00 | 0.58333 | 0.50204 | 384574
2016-11-13 21:00 | 0.61267 | 0.49492 | 391806
2016-11-13 22:00 | 0.57851 | 0.5359 | 408986
2016-11-13 23:00 | 0.31695 | 0.63982 | 426882
2016-11-14 | 0.02192 | 0.67351 | 430953
2016-11-14 01:00 | 0 | 0.69272 | 430938
2016-11-14 02:00 | 0 | 0.6945 | 417746
2016-11-14 03:00 | 0 | 0.68277 | 399502
2016-11-14 04:00 | 0 | 0.66914 | 379881
2016-11-14 05:00 | 0 | 0.66114 | 362913
2016-11-14 06:00 | 0 | 0.6515 | 349904
2016-11-14 07:00 | 0 | 0.64016 | 342914
2016-11-14 08:00 | 0 | 0.62074 | 341012
2016-11-14 09:00 | 0 | 0.58465 | 345976
2016-11-14 10:00 | 0 | 0.54462 | 362341
2016-11-14 11:00 | 0 | 0.51206 | 393689
2016-11-14 12:00 | 0 | 0.4847 | 421004
2016-11-14 13:00 | 2.38e-05 | 0.45668 | 430839
2016-11-14 14:00 | 0.18611 | 0.33694 | 433072
2016-11-14 15:00 | 0.51314 | 0.20802 | 432017
2016-11-14 16:00 | 0.63871 | 0.1659 | 430617
2016-11-14 17:00 | 0.6322 | 0.18535 | 428936
2016-11-14 18:00 | 0.59416 | 0.20663 | 429070
2016-11-14 19:00 | 0.5803 | 0.22521 | 429960
2016-11-14 20:00 | 0.59862 | 0.24299 | 430707
2016-11-14 21:00 | 0.63527 | 0.25345 | 436153
2016-11-14 22:00 | 0.60133 | 0.28695 | 450135
2016-11-14 23:00 | 0.33691 | 0.32128 | 462512
2016-11-15 | 0.018082 | 0.34175 | 463726
2016-11-15 01:00 | 0 | 0.36325 | 458080
2016-11-15 02:00 | 0 | 0.3873 | 441923
2016-11-15 03:00 | 0 | 0.42248 | 419149
2016-11-15 04:00 | 0 | 0.46574 | 394010
2016-11-15 05:00 | 0 | 0.50418 | 374011
2016-11-15 06:00 | 0 | 0.53616 | 359783
2016-11-15 07:00 | 0 | 0.56506 | 350973
2016-11-15 08:00 | 0 | 0.58359 | 347090
2016-11-15 09:00 | 0 | 0.5918 | 349717
2016-11-15 10:00 | 0 | 0.59244 | 361722
2016-11-15 11:00 | 0 | 0.59192 | 391526
2016-11-15 12:00 | 0 | 0.5906 | 417710
2016-11-15 13:00 | 2.47e-05 | 0.58535 | 426726
2016-11-15 14:00 | 0.20047 | 0.45203 | 429103
2016-11-15 15:00 | 0.56314 | 0.18747 | 428933
2016-11-15 16:00 | 0.66132 | 0.165 | 427043
2016-11-15 17:00 | 0.63426 | 0.21636 | 426613
2016-11-15 18:00 | 0.59195 | 0.23055 | 428470
2016-11-15 19:00 | 0.57433 | 0.23554 | 429860
2016-11-15 20:00 | 0.587 | 0.23321 | 431192
2016-11-15 21:00 | 0.61214 | 0.21568 | 435035
2016-11-15 22:00 | 0.5726 | 0.26866 | 447443
2016-11-15 23:00 | 0.2887 | 0.34492 | 457660
2016-11-16 | 0.014792 | 0.40672 | 459462
2016-11-16 01:00 | 0 | 0.44886 | 454621
2016-11-16 02:00 | 0 | 0.47637 | 439452
2016-11-16 03:00 | 0 | 0.50032 | 416820
2016-11-16 04:00 | 0 | 0.52776 | 392584
2016-11-16 05:00 | 0 | 0.55123 | 371667
2016-11-16 06:00 | 0 | 0.56916 | 357214
2016-11-16 07:00 | 0 | 0.58612 | 349218
2016-11-16 08:00 | 0 | 0.59892 | 345715
2016-11-16 09:00 | 0 | 0.60664 | 347876
2016-11-16 10:00 | 0 | 0.62262 | 362110
2016-11-16 11:00 | 0 | 0.64059 | 392804
2016-11-16 12:00 | 0 | 0.64834 | 418031
2016-11-16 13:00 | 2.62e-05 | 0.6587 | 425972
2016-11-16 14:00 | 0.13532 | 0.54813 | 427597
2016-11-16 15:00 | 0.31881 | 0.31763 | 427627
2016-11-16 16:00 | 0.44679 | 0.27515 | 426578
2016-11-16 17:00 | 0.4859 | 0.45895 | 426245
2016-11-16 18:00 | 0.48515 | 0.58808 | 428712
2016-11-16 19:00 | 0.47905 | 0.63536 | 430296
2016-11-16 20:00 | 0.48331 | 0.65404 | 431956
2016-11-16 21:00 | 0.47039 | 0.66785 | 435639
2016-11-16 22:00 | 0.39232 | 0.70689 | 446127
2016-11-16 23:00 | 0.18696 | 0.77544 | 456617
2016-11-17 | 0.018365 | 0.81228 | 458388
2016-11-17 01:00 | 0 | 0.80471 | 453785
2016-11-17 02:00 | 0 | 0.77974 | 439943
2016-11-17 03:00 | 0 | 0.75421 | 417582
2016-11-17 04:00 | 0 | 0.73164 | 393907
2016-11-17 05:00 | 0 | 0.71578 | 373832
2016-11-17 06:00 | 0 | 0.70306 | 358914
2016-11-17 07:00 | 0 | 0.69288 | 349622
2016-11-17 08:00 | 0 | 0.68168 | 345824
2016-11-17 09:00 | 0 | 0.65845 | 349147
2016-11-17 10:00 | 0 | 0.63755 | 362368
2016-11-17 11:00 | 0 | 0.62668 | 391662
2016-11-17 12:00 | 0 | 0.6173 | 417282
2016-11-17 13:00 | 1.8e-05 | 0.60838 | 425836
2016-11-17 14:00 | 0.099928 | 0.55908 | 428519
2016-11-17 15:00 | 0.42475 | 0.551 | 429950
2016-11-17 16:00 | 0.56179 | 0.59199 | 428367
2016-11-17 17:00 | 0.56136 | 0.62074 | 428497
2016-11-17 18:00 | 0.53842 | 0.64433 | 429853
2016-11-17 19:00 | 0.52742 | 0.66047 | 431227
2016-11-17 20:00 | 0.53333 | 0.68247 | 432204
2016-11-17 21:00 | 0.54809 | 0.71306 | 434647
2016-11-17 22:00 | 0.537 | 0.73744 | 445468
2016-11-17 23:00 | 0.29832 | 0.75509 | 455817
2016-11-18 | 0.016674 | 0.75967 | 458725
2016-11-18 01:00 | 0 | 0.75591 | 455329
2016-11-18 02:00 | 0 | 0.75477 | 441714
2016-11-18 03:00 | 0 | 0.75522 | 420225
2016-11-18 04:00 | 0 | 0.75388 | 397919
2016-11-18 05:00 | 0 | 0.75334 | 377492
2016-11-18 06:00 | 0 | 0.74747 | 361446
2016-11-18 07:00 | 0 | 0.74383 | 351750
2016-11-18 08:00 | 0 | 0.74888 | 347859
2016-11-18 09:00 | 0 | 0.75631 | 350172
2016-11-18 10:00 | 0 | 0.76008 | 362246
2016-11-18 11:00 | 0 | 0.76537 | 390730
2016-11-18 12:00 | 0 | 0.76482 | 415430
2016-11-18 13:00 | 2.35e-05 | 0.76036 | 424480
2016-11-18 14:00 | 0.1318 | 0.74901 | 429303
2016-11-18 15:00 | 0.58081 | 0.78372 | 432262
2016-11-18 16:00 | 0.67854 | 0.79347 | 432288
2016-11-18 17:00 | 0.66039 | 0.78354 | 431234
2016-11-18 18:00 | 0.6255 | 0.77327 | 431637
2016-11-18 19:00 | 0.60785 | 0.76908 | 431202
2016-11-18 20:00 | 0.62143 | 0.76299 | 429761
2016-11-18 21:00 | 0.65265 | 0.74902 | 429356
2016-11-18 22:00 | 0.60903 | 0.71976 | 436510
2016-11-18 23:00 | 0.32916 | 0.69778 | 442370
2016-11-19 | 0.015713 | 0.70358 | 440526
2016-11-19 01:00 | 0 | 0.67843 | 434981
2016-11-19 02:00 | 0 | 0.64497 | 422453
2016-11-19 03:00 | 0 | 0.61165 | 406615
2016-11-19 04:00 | 0 | 0.58258 | 387722
2016-11-19 05:00 | 0 | 0.56013 | 369717
2016-11-19 06:00 | 0 | 0.54125 | 354879
2016-11-19 07:00 | 0 | 0.519 | 344814
2016-11-19 08:00 | 0 | 0.49244 | 339808
2016-11-19 09:00 | 0 | 0.45117 | 340430
2016-11-19 10:00 | 0 | 0.40794 | 345724
2016-11-19 11:00 | 0 | 0.38125 | 356890
2016-11-19 12:00 | 0 | 0.36273 | 371621
2016-11-19 13:00 | 2.04e-05 | 0.34648 | 386603
2016-11-19 14:00 | 0.12827 | 0.26343 | 398800
2016-11-19 15:00 | 0.53421 | 0.26304 | 405020
2016-11-19 16:00 | 0.65757 | 0.30987 | 406368
2016-11-19 17:00 | 0.63824 | 0.33489 | 404935
2016-11-19 18:00 | 0.59851 | 0.35106 | 402033
2016-11-19 19:00 | 0.58113 | 0.36259 | 399027
2016-11-19 20:00 | 0.59317 | 0.37013 | 397484
2016-11-19 21:00 | 0.62465 | 0.36828 | 400502
2016-11-19 22:00 | 0.58108 | 0.36779 | 413683
2016-11-19 23:00 | 0.26681 | 0.4896 | 427279
2016-11-20 | 0.011802 | 0.54532 | 431645
2016-11-20 01:00 | 0 | 0.55647 | 430975
2016-11-20 02:00 | 0 | 0.5548 | 423762
2016-11-20 03:00 | 0 | 0.57318 | 411879
2016-11-20 04:00 | 0 | 0.58705 | 396011
2016-11-20 05:00 | 0 | 0.58949 | 382816
2016-11-20 06:00 | 0 | 0.58018 | 371724
2016-11-20 07:00 | 0 | 0.56837 | 364615
2016-11-20 08:00 | 0 | 0.5557 | 361541
2016-11-20 09:00 | 0 | 0.52701 | 362066
2016-11-20 10:00 | 0 | 0.50121 | 367715
2016-11-20 11:00 | 0 | 0.48104 | 377998
2016-11-20 12:00 | 0 | 0.46581 | 390252
2016-11-20 13:00 | 2.28e-05 | 0.44773 | 404595
2016-11-20 14:00 | 0.095506 | 0.33938 | 413303
2016-11-20 15:00 | 0.42029 | 0.29386 | 413355
2016-11-20 16:00 | 0.52859 | 0.31263 | 411016
2016-11-20 17:00 | 0.53046 | 0.30861 | 408200
2016-11-20 18:00 | 0.50024 | 0.28805 | 405059
2016-11-20 19:00 | 0.48172 | 0.26147 | 402637
2016-11-20 20:00 | 0.47902 | 0.23499 | 402846
2016-11-20 21:00 | 0.46255 | 0.20869 | 409160
2016-11-20 22:00 | 0.37658 | 0.25825 | 426655
2016-11-20 23:00 | 0.13829 | 0.4101 | 444859
2016-11-21 | 0.0076254 | 0.51124 | 452735
2016-11-21 01:00 | 0 | 0.55683 | 453663
2016-11-21 02:00 | 0 | 0.56372 | 444215
2016-11-21 03:00 | 0 | 0.55238 | 429663
2016-11-21 04:00 | 0 | 0.53917 | 412088
2016-11-21 05:00 | 0 | 0.52499 | 396983
2016-11-21 06:00 | 0 | 0.50086 | 386667
2016-11-21 07:00 | 0 | 0.47638 | 381643
2016-11-21 08:00 | 0 | 0.45753 | 380988
2016-11-21 09:00 | 0 | 0.42783 | 385774
2016-11-21 10:00 | 0 | 0.39814 | 400883
2016-11-21 11:00 | 0 | 0.38833 | 433200
2016-11-21 12:00 | 0 | 0.39541 | 460210
2016-11-21 13:00 | 1.79e-05 | 0.40546 | 470429
2016-11-21 14:00 | 0.047487 | 0.35284 | 469601
2016-11-21 15:00 | 0.16175 | 0.27948 | 464608
2016-11-21 16:00 | 0.2712 | 0.27336 | 457689
2016-11-21 17:00 | 0.34147 | 0.32378 | 450508
2016-11-21 18:00 | 0.36637 | 0.38846 | 445167
2016-11-21 19:00 | 0.36407 | 0.42079 | 440899
2016-11-21 20:00 | 0.34632 | 0.44456 | 439651
2016-11-21 21:00 | 0.31713 | 0.46849 | 444452
2016-11-21 22:00 | 0.26344 | 0.57538 | 462555
2016-11-21 23:00 | 0.16766 | 0.71958 | 478994
2016-11-22 | 0.013395 | 0.74609 | 485243
2016-11-22 01:00 | 0 | 0.73725 | 484328
2016-11-22 02:00 | 0 | 0.72005 | 472096
2016-11-22 03:00 | 0 | 0.70695 | 451534
2016-11-22 04:00 | 0 | 0.69181 | 430349
2016-11-22 05:00 | 0 | 0.68076 | 411026
2016-11-22 06:00 | 0 | 0.66705 | 398180
2016-11-22 07:00 | 0 | 0.65902 | 390171
2016-11-22 08:00 | 0 | 0.6425 | 387592
2016-11-22 09:00 | 0 | 0.63075 | 391911
2016-11-22 10:00 | 0 | 0.62603 | 404976
2016-11-22 11:00 | 0 | 0.61974 | 433602
2016-11-22 12:00 | 0 | 0.61231 | 457480
2016-11-22 13:00 | 5.38e-08 | 0.60802 | 466043
2016-11-22 14:00 | 0.071122 | 0.53612 | 464785
2016-11-22 15:00 | 0.42971 | 0.49679 | 460742
2016-11-22 16:00 | 0.58341 | 0.54037 | 454831
2016-11-22 17:00 | 0.5959 | 0.57232 | 447871
2016-11-22 18:00 | 0.55742 | 0.57981 | 444399
2016-11-22 19:00 | 0.53775 | 0.57499 | 441711
2016-11-22 20:00 | 0.54466 | 0.56715 | 440798
2016-11-22 21:00 | 0.56203 | 0.55205 | 445928
2016-11-22 22:00 | 0.5217 | 0.55696 | 461392
2016-11-22 23:00 | 0.25109 | 0.597 | 474383
2016-11-23 | 0.0063784 | 0.58402 | 478166
2016-11-23 01:00 | 0 | 0.56081 | 475989
2016-11-23 02:00 | 0 | 0.53674 | 464330
2016-11-23 03:00 | 0 | 0.52083 | 445737
2016-11-23 04:00 | 0 | 0.51232 | 424766
2016-11-23 05:00 | 0 | 0.50481 | 405449
2016-11-23 06:00 | 0 | 0.49932 | 391023
2016-11-23 07:00 | 0 | 0.49426 | 381703
2016-11-23 08:00 | 0 | 0.48526 | 377086
2016-11-23 09:00 | 0 | 0.46916 | 378179
2016-11-23 10:00 | 0 | 0.45492 | 387805
2016-11-23 11:00 | 0 | 0.44024 | 410565
2016-11-23 12:00 | 0 | 0.42182 | 432308
2016-11-23 13:00 | 1.07e-05 | 0.40312 | 445040
2016-11-23 14:00 | 0.15702 | 0.29931 | 450014
2016-11-23 15:00 | 0.48034 | 0.27772 | 451262
2016-11-23 16:00 | 0.59334 | 0.25622 | 448505
2016-11-23 17:00 | 0.59953 | 0.22649 | 443676
2016-11-23 18:00 | 0.57029 | 0.20794 | 439557
2016-11-23 19:00 | 0.55756 | 0.20172 | 437064
2016-11-23 20:00 | 0.57509 | 0.19807 | 435214
2016-11-23 21:00 | 0.60588 | 0.18519 | 438616
2016-11-23 22:00 | 0.56652 | 0.19381 | 450517
2016-11-23 23:00 | 0.25987 | 0.25727 | 457499
2016-11-24 | 0.019017 | 0.29588 | 457519
2016-11-24 01:00 | 0 | 0.32361 | 452882
2016-11-24 02:00 | 0 | 0.34824 | 440455
2016-11-24 03:00 | 0 | 0.37973 | 422019
2016-11-24 04:00 | 0 | 0.39879 | 400437
2016-11-24 05:00 | 0 | 0.40114 | 378621
2016-11-24 06:00 | 0 | 0.39981 | 361370
2016-11-24 07:00 | 0 | 0.39257 | 349616
2016-11-24 08:00 | 0 | 0.38735 | 342238
2016-11-24 09:00 | 0 | 0.38313 | 339265
2016-11-24 10:00 | 0 | 0.37911 | 341378
2016-11-24 11:00 | 0 | 0.38104 | 349184
2016-11-24 12:00 | 0 | 0.38145 | 360350
2016-11-24 13:00 | 8.1e-06 | 0.37974 | 378419
2016-11-24 14:00 | 0.121 | 0.31725 | 397131
2016-11-24 15:00 | 0.45457 | 0.24927 | 410459
2016-11-24 16:00 | 0.5999 | 0.29506 | 417634
2016-11-24 17:00 | 0.60157 | 0.36437 | 414375
2016-11-24 18:00 | 0.57085 | 0.37716 | 404355
2016-11-24 19:00 | 0.55488 | 0.37331 | 395055
2016-11-24 20:00 | 0.56753 | 0.37195 | 386948
2016-11-24 21:00 | 0.58479 | 0.36533 | 381058
2016-11-24 22:00 | 0.54184 | 0.36161 | 380683
2016-11-24 23:00 | 0.24719 | 0.42876 | 383072
2016-11-25 | 0.0064978 | 0.45052 | 383138
2016-11-25 01:00 | 0 | 0.45735 | 382911
2016-11-25 02:00 | 0 | 0.46304 | 377658
2016-11-25 03:00 | 0 | 0.47665 | 369843
2016-11-25 04:00 | 0 | 0.49226 | 358662
2016-11-25 05:00 | 0 | 0.50467 | 346627
2016-11-25 06:00 | 0 | 0.51445 | 336310
2016-11-25 07:00 | 0 | 0.52252 | 328607
2016-11-25 08:00 | 0 | 0.51631 | 325091
2016-11-25 09:00 | 0 | 0.50504 | 326511
2016-11-25 10:00 | 0 | 0.49899 | 331977
2016-11-25 11:00 | 0 | 0.48956 | 343329
2016-11-25 12:00 | 0 | 0.47574 | 357486
2016-11-25 13:00 | 3.02e-07 | 0.46332 | 371226
2016-11-25 14:00 | 0.11004 | 0.38056 | 383890
2016-11-25 15:00 | 0.48557 | 0.23888 | 391571
2016-11-25 16:00 | 0.60668 | 0.16614 | 395380
2016-11-25 17:00 | 0.58435 | 0.15312 | 396317
2016-11-25 18:00 | 0.55642 | 0.16035 | 394411
2016-11-25 19:00 | 0.53961 | 0.17186 | 392762
2016-11-25 20:00 | 0.54595 | 0.17577 | 391901
2016-11-25 21:00 | 0.55706 | 0.21905 | 396044
2016-11-25 22:00 | 0.50413 | 0.32492 | 406896
2016-11-25 23:00 | 0.19677 | 0.45298 | 416199
2016-11-26 | 0.0051314 | 0.55427 | 418426
2016-11-26 01:00 | 0 | 0.62732 | 415820
2016-11-26 02:00 | 0 | 0.67196 | 407072
2016-11-26 03:00 | 0 | 0.68767 | 393596
2016-11-26 04:00 | 0 | 0.67958 | 378696
2016-11-26 05:00 | 0 | 0.6632 | 361931
2016-11-26 06:00 | 0 | 0.64051 | 349185
2016-11-26 07:00 | 0 | 0.61417 | 340395
2016-11-26 08:00 | 0 | 0.58891 | 335497
2016-11-26 09:00 | 0 | 0.57269 | 334757
2016-11-26 10:00 | 0 | 0.56145 | 339519
2016-11-26 11:00 | 0 | 0.54286 | 348815
2016-11-26 12:00 | 0 | 0.51642 | 361410
2016-11-26 13:00 | 0 | 0.4956 | 375765
2016-11-26 14:00 | 0.044908 | 0.40129 | 389723
2016-11-26 15:00 | 0.40162 | 0.23556 | 397906
2016-11-26 16:00 | 0.52884 | 0.19982 | 400428
2016-11-26 17:00 | 0.52598 | 0.24334 | 398878
2016-11-26 18:00 | 0.48968 | 0.27604 | 394611
2016-11-26 19:00 | 0.46614 | 0.28139 | 390173
2016-11-26 20:00 | 0.45634 | 0.2661 | 387851
2016-11-26 21:00 | 0.44754 | 0.2471 | 393039
2016-11-26 22:00 | 0.36802 | 0.27944 | 407750
2016-11-26 23:00 | 0.15401 | 0.36775 | 422463
2016-11-27 | 0.0021298 | 0.45758 | 428188
2016-11-27 01:00 | 0 | 0.51509 | 427833
2016-11-27 02:00 | 0 | 0.5554 | 420951
2016-11-27 03:00 | 0 | 0.56885 | 409666
2016-11-27 04:00 | 0 | 0.57004 | 395489
2016-11-27 05:00 | 0 | 0.5569 | 380970
2016-11-27 06:00 | 0 | 0.53262 | 368714
2016-11-27 07:00 | 0 | 0.51194 | 360779
2016-11-27 08:00 | 0 | 0.49535 | 357817
2016-11-27 09:00 | 0 | 0.481 | 357740
2016-11-27 10:00 | 0 | 0.49657 | 362297
2016-11-27 11:00 | 0 | 0.53261 | 371445
2016-11-27 12:00 | 0 | 0.56333 | 383264
2016-11-27 13:00 | 0 | 0.58346 | 394819
2016-11-27 14:00 | 0.035921 | 0.57758 | 400599
2016-11-27 15:00 | 0.24958 | 0.59099 | 400939
2016-11-27 16:00 | 0.39952 | 0.60306 | 399311
2016-11-27 17:00 | 0.45151 | 0.63772 | 397982
2016-11-27 18:00 | 0.4475 | 0.67485 | 397282
2016-11-27 19:00 | 0.44125 | 0.70498 | 396576
2016-11-27 20:00 | 0.44049 | 0.72842 | 398083
2016-11-27 21:00 | 0.43384 | 0.76141 | 406538
2016-11-27 22:00 | 0.37243 | 0.81079 | 427369
2016-11-27 23:00 | 0.16594 | 0.85209 | 444427
2016-11-28 | 0.005972 | 0.86063 | 451693
2016-11-28 01:00 | 0 | 0.86156 | 450201
2016-11-28 02:00 | 0 | 0.86247 | 436097
2016-11-28 03:00 | 0 | 0.86837 | 420486
2016-11-28 04:00 | 0 | 0.87844 | 399764
2016-11-28 05:00 | 0 | 0.88867 | 383424
2016-11-28 06:00 | 0 | 0.89231 | 369420
2016-11-28 07:00 | 0 | 0.89313 | 362223
2016-11-28 08:00 | 0 | 0.88596 | 359618
2016-11-28 09:00 | 0 | 0.87818 | 361754
2016-11-28 10:00 | 0 | 0.87255 | 375602
2016-11-28 11:00 | 0 | 0.86657 | 406268
2016-11-28 12:00 | 0 | 0.85771 | 433750
2016-11-28 13:00 | 1.64e-06 | 0.85082 | 445747
2016-11-28 14:00 | 0.12211 | 0.75841 | 450896
2016-11-28 15:00 | 0.32252 | 0.68212 | 453009
2016-11-28 16:00 | 0.43992 | 0.7399 | 452270
2016-11-28 17:00 | 0.46279 | 0.79712 | 449944
2016-11-28 18:00 | 0.45789 | 0.80492 | 447330
2016-11-28 19:00 | 0.45144 | 0.80753 | 445643
2016-11-28 20:00 | 0.4538 | 0.79765 | 445537
2016-11-28 21:00 | 0.44493 | 0.78527 | 451033
2016-11-28 22:00 | 0.36771 | 0.80125 | 466339
2016-11-28 23:00 | 0.17167 | 0.82248 | 477026
2016-11-29 | 0.0057514 | 0.82804 | 480299
2016-11-29 01:00 | 0 | 0.83238 | 476024
2016-11-29 02:00 | 0 | 0.83226 | 460372
2016-11-29 03:00 | 0 | 0.83047 | 437418
2016-11-29 04:00 | 0 | 0.82832 | 411152
2016-11-29 05:00 | 0 | 0.82341 | 388395
2016-11-29 06:00 | 0 | 0.81067 | 370865
2016-11-29 07:00 | 0 | 0.79561 | 359202
2016-11-29 08:00 | 0 | 0.78704 | 353473
2016-11-29 09:00 | 0 | 0.78 | 354019
2016-11-29 10:00 | 0 | 0.77162 | 364087
2016-11-29 11:00 | 0 | 0.76743 | 392679
2016-11-29 12:00 | 0 | 0.76713 | 421206
2016-11-29 13:00 | 1.17e-06 | 0.76016 | 434752
2016-11-29 14:00 | 0.064637 | 0.61128 | 442692
2016-11-29 15:00 | 0.44369 | 0.5614 | 447076
2016-11-29 16:00 | 0.59592 | 0.65794 | 447270
2016-11-29 17:00 | 0.58334 | 0.66232 | 446183
2016-11-29 18:00 | 0.53401 | 0.6689 | 445690
2016-11-29 19:00 | 0.51469 | 0.68341 | 443770
2016-11-29 20:00 | 0.52267 | 0.69429 | 441815
2016-11-29 21:00 | 0.53711 | 0.69798 | 444535
2016-11-29 22:00 | 0.50151 | 0.71978 | 457321
2016-11-29 23:00 | 0.26146 | 0.78818 | 470093
2016-11-30 | 0.0054853 | 0.80524 | 475132
2016-11-30 01:00 | 0 | 0.79608 | 472057
2016-11-30 02:00 | 0 | 0.77829 | 457313
2016-11-30 03:00 | 0 | 0.75044 | 435628
2016-11-30 04:00 | 0 | 0.72647 | 410476
2016-11-30 05:00 | 0 | 0.70765 | 387059
2016-11-30 06:00 | 0 | 0.69154 | 369075
2016-11-30 07:00 | 0 | 0.67188 | 357559
2016-11-30 08:00 | 0 | 0.65433 | 351988
2016-11-30 09:00 | 0 | 0.6433 | 353346
2016-11-30 10:00 | 0 | 0.63063 | 365143
2016-11-30 11:00 | 0 | 0.62208 | 393457
2016-11-30 12:00 | 0 | 0.61172 | 421615
2016-11-30 13:00 | 6.54e-07 | 0.60021 | 435659
2016-11-30 14:00 | 0.079457 | 0.4887 | 444282
2016-11-30 15:00 | 0.51423 | 0.45855 | 448406
2016-11-30 16:00 | 0.60731 | 0.54408 | 449393
2016-11-30 17:00 | 0.59735 | 0.57301 | 447517
2016-11-30 18:00 | 0.56552 | 0.58707 | 445504
2016-11-30 19:00 | 0.55117 | 0.59047 | 444301
2016-11-30 20:00 | 0.56274 | 0.57976 | 442947
2016-11-30 21:00 | 0.58199 | 0.54561 | 446786
2016-11-30 22:00 | 0.50834 | 0.52033 | 459609
2016-11-30 23:00 | 0.2085 | 0.54398 | 471628
2016-12-01 | 0.0036948 | 0.53425 | 477172
2016-12-01 01:00 | 0 | 0.51084 | 475680
2016-12-01 02:00 | 0 | 0.49517 | 462867
2016-12-01 03:00 | 0 | 0.49652 | 441928
2016-12-01 04:00 | 0 | 0.50189 | 418210
2016-12-01 05:00 | 0 | 0.49543 | 396190
2016-12-01 06:00 | 0 | 0.47781 | 379482
2016-12-01 07:00 | 0 | 0.45 | 369828
2016-12-01 08:00 | 0 | 0.41916 | 366207
2016-12-01 09:00 | 0 | 0.39518 | 369381
2016-12-01 10:00 | 0 | 0.37678 | 382798
2016-12-01 11:00 | 0 | 0.35841 | 412850
2016-12-01 12:00 | 0 | 0.34052 | 442143
2016-12-01 13:00 | 3.68e-07 | 0.32454 | 454793
2016-12-01 14:00 | 0.075276 | 0.21397 | 458619
2016-12-01 15:00 | 0.38044 | 0.13045 | 458254
2016-12-01 16:00 | 0.51899 | 0.13692 | 454588
2016-12-01 17:00 | 0.54224 | 0.15019 | 449213
2016-12-01 18:00 | 0.52142 | 0.14664 | 445828
2016-12-01 19:00 | 0.50748 | 0.13943 | 443702
2016-12-01 20:00 | 0.51613 | 0.13196 | 441771
2016-12-01 21:00 | 0.51749 | 0.12192 | 445029
2016-12-01 22:00 | 0.45191 | 0.14686 | 460354
2016-12-01 23:00 | 0.20552 | 0.17404 | 476034
2016-12-02 | 0.0044039 | 0.2005 | 483265
2016-12-02 01:00 | 0 | 0.22091 | 484225
2016-12-02 02:00 | 0 | 0.2302 | 474133
2016-12-02 03:00 | 0 | 0.22875 | 454348
2016-12-02 04:00 | 0 | 0.22165 | 431309
2016-12-02 05:00 | 0 | 0.2116 | 410862
2016-12-02 06:00 | 0 | 0.19915 | 395520
2016-12-02 07:00 | 0 | 0.18933 | 386345
2016-12-02 08:00 | 0 | 0.18139 | 382964
2016-12-02 09:00 | 0 | 0.17482 | 385768
2016-12-02 10:00 | 0 | 0.17731 | 398872
2016-12-02 11:00 | 0 | 0.1835 | 430263
2016-12-02 12:00 | 0 | 0.18285 | 458440
2016-12-02 13:00 | 0 | 0.17333 | 468105
2016-12-02 14:00 | 0.023716 | 0.12772 | 468340
2016-12-02 15:00 | 0.27647 | 0.083993 | 463520
2016-12-02 16:00 | 0.45127 | 0.078079 | 456429
2016-12-02 17:00 | 0.49044 | 0.078895 | 449418
2016-12-02 18:00 | 0.46246 | 0.082008 | 445013
2016-12-02 19:00 | 0.44692 | 0.088946 | 441327
2016-12-02 20:00 | 0.44766 | 0.1035 | 439813
2016-12-02 21:00 | 0.43701 | 0.12084 | 444457
2016-12-02 22:00 | 0.37965 | 0.16818 | 458344
2016-12-02 23:00 | 0.20342 | 0.24082 | 471340
2016-12-03 | 0.0043175 | 0.2766 | 474735
2016-12-03 01:00 | 0 | 0.27678 | 473002
2016-12-03 02:00 | 0 | 0.27878 | 463743
2016-12-03 03:00 | 0 | 0.28163 | 447592
2016-12-03 04:00 | 0 | 0.28827 | 428138
2016-12-03 05:00 | 0 | 0.31022 | 409157
2016-12-03 06:00 | 0 | 0.34627 | 394654
2016-12-03 07:00 | 0 | 0.36598 | 384381
2016-12-03 08:00 | 0 | 0.37209 | 378927
2016-12-03 09:00 | 0 | 0.36603 | 377562
2016-12-03 10:00 | 0 | 0.35989 | 382297
2016-12-03 11:00 | 0 | 0.35486 | 391458
2016-12-03 12:00 | 0 | 0.35101 | 405403
2016-12-03 13:00 | 0 | 0.34618 | 420327
2016-12-03 14:00 | 0.010415 | 0.31962 | 431496
2016-12-03 15:00 | 0.3417 | 0.26155 | 436825
2016-12-03 16:00 | 0.5067 | 0.2622 | 436892
2016-12-03 17:00 | 0.53023 | 0.27953 | 433208
2016-12-03 18:00 | 0.50603 | 0.29538 | 428346
2016-12-03 19:00 | 0.4895 | 0.30512 | 425207
2016-12-03 20:00 | 0.5011 | 0.31072 | 424515
2016-12-03 21:00 | 0.52368 | 0.31031 | 429335
2016-12-03 22:00 | 0.48387 | 0.34397 | 445857
2016-12-03 23:00 | 0.22706 | 0.39629 | 456957
2016-12-04 | 0.0034572 | 0.41572 | 459226
2016-12-04 01:00 | 0 | 0.41466 | 457461
2016-12-04 02:00 | 0 | 0.40948 | 448462
2016-12-04 03:00 | 0 | 0.40924 | 434284
2016-12-04 04:00 | 0 | 0.41404 | 416817
2016-12-04 05:00 | 0 | 0.42155 | 399836
2016-12-04 06:00 | 0 | 0.42689 | 384940
2016-12-04 07:00 | 0 | 0.42916 | 373882
2016-12-04 08:00 | 0 | 0.43392 | 367585
2016-12-04 09:00 | 0 | 0.4481 | 365589
2016-12-04 10:00 | 0 | 0.46704 | 367383
2016-12-04 11:00 | 0 | 0.484 | 374978
2016-12-04 12:00 | 0 | 0.49218 | 385505
2016-12-04 13:00 | 0 | 0.48617 | 400585
2016-12-04 14:00 | 0.084526 | 0.4279 | 413990
2016-12-04 15:00 | 0.44933 | 0.28953 | 420910
2016-12-04 16:00 | 0.58094 | 0.22532 | 423653
2016-12-04 17:00 | 0.58468 | 0.23684 | 425473
2016-12-04 18:00 | 0.55484 | 0.26556 | 426290
2016-12-04 19:00 | 0.53626 | 0.27978 | 425797
2016-12-04 20:00 | 0.55151 | 0.27263 | 426201
2016-12-04 21:00 | 0.5771 | 0.26416 | 435167
2016-12-04 22:00 | 0.52969 | 0.30235 | 453288
2016-12-04 23:00 | 0.2165 | 0.36076 | 468054
2016-12-05 | 0.0021879 | 0.44793 | 474630
2016-12-05 01:00 | 0 | 0.51961 | 474565
2016-12-05 02:00 | 0 | 0.55978 | 462403
2016-12-05 03:00 | 0 | 0.57518 | 442384
2016-12-05 04:00 | 0 | 0.58157 | 420138
2016-12-05 05:00 | 0 | 0.58428 | 400445
2016-12-05 06:00 | 0 | 0.58401 | 385515
2016-12-05 07:00 | 0 | 0.58855 | 376224
2016-12-05 08:00 | 0 | 0.58883 | 372708
2016-12-05 09:00 | 0 | 0.57856 | 376676
2016-12-05 10:00 | 0 | 0.57008 | 390407
2016-12-05 11:00 | 0 | 0.56614 | 421183
2016-12-05 12:00 | 0 | 0.55934 | 451832
2016-12-05 13:00 | 0 | 0.55978 | 466587
2016-12-05 14:00 | 0.086458 | 0.51421 | 473979
2016-12-05 15:00 | 0.38223 | 0.43041 | 476630
2016-12-05 16:00 | 0.52056 | 0.49824 | 473521
2016-12-05 17:00 | 0.54372 | 0.59164 | 469196
2016-12-05 18:00 | 0.5247 | 0.63863 | 464977
2016-12-05 19:00 | 0.5189 | 0.66625 | 462140
2016-12-05 20:00 | 0.53984 | 0.67445 | 460300
2016-12-05 21:00 | 0.56598 | 0.66812 | 466385
2016-12-05 22:00 | 0.5027 | 0.6874 | 485100
2016-12-05 23:00 | 0.17557 | 0.74605 | 500221
2016-12-06 | 0.0021579 | 0.77482 | 505617
2016-12-06 01:00 | 0 | 0.77708 | 503684
2016-12-06 02:00 | 0 | 0.76156 | 489900
2016-12-06 03:00 | 0 | 0.7342 | 466299
2016-12-06 04:00 | 0 | 0.70473 | 439753
2016-12-06 05:00 | 0 | 0.69718 | 416325
2016-12-06 06:00 | 0 | 0.70201 | 398910
2016-12-06 07:00 | 0 | 0.7155 | 388642
2016-12-06 08:00 | 0 | 0.73226 | 383548
2016-12-06 09:00 | 0 | 0.74305 | 385909
2016-12-06 10:00 | 0 | 0.74738 | 399364
2016-12-06 11:00 | 0 | 0.74899 | 428384
2016-12-06 12:00 | 0 | 0.73473 | 457657
2016-12-06 13:00 | 0 | 0.70809 | 470719
2016-12-06 14:00 | 0.035758 | 0.64717 | 477873
2016-12-06 15:00 | 0.27608 | 0.66903 | 480748
2016-12-06 16:00 | 0.44022 | 0.65898 | 479528
2016-12-06 17:00 | 0.48498 | 0.6071 | 475564
2016-12-06 18:00 | 0.47262 | 0.56551 | 472105
2016-12-06 19:00 | 0.45722 | 0.54106 | 469315
2016-12-06 20:00 | 0.457 | 0.52495 | 468827
2016-12-06 21:00 | 0.45102 | 0.50983 | 474872
2016-12-06 22:00 | 0.38697 | 0.50096 | 489968
2016-12-06 23:00 | 0.17504 | 0.50976 | 503644
2016-12-07 | 0.0018476 | 0.52129 | 509312
2016-12-07 01:00 | 0 | 0.52843 | 507253
2016-12-07 02:00 | 0 | 0.53199 | 494187
2016-12-07 03:00 | 0 | 0.531 | 471487
2016-12-07 04:00 | 0 | 0.53239 | 447099
2016-12-07 05:00 | 0 | 0.53418 | 425025
2016-12-07 06:00 | 0 | 0.53461 | 407421
2016-12-07 07:00 | 0 | 0.53789 | 397029
2016-12-07 08:00 | 0 | 0.53696 | 393111
2016-12-07 09:00 | 0 | 0.53575 | 395627
2016-12-07 10:00 | 0 | 0.54079 | 408777
2016-12-07 11:00 | 0 | 0.54205 | 438605
2016-12-07 12:00 | 0 | 0.53809 | 468836
2016-12-07 13:00 | 0 | 0.53541 | 480119
2016-12-07 14:00 | 0.031302 | 0.51584 | 483620
2016-12-07 15:00 | 0.30724 | 0.50513 | 482502
2016-12-07 16:00 | 0.46479 | 0.5121 | 477539
2016-12-07 17:00 | 0.48823 | 0.51384 | 472931
2016-12-07 18:00 | 0.46727 | 0.52133 | 468546
2016-12-07 19:00 | 0.45193 | 0.53857 | 465826
2016-12-07 20:00 | 0.45534 | 0.56744 | 464802
2016-12-07 21:00 | 0.45193 | 0.59754 | 470564
2016-12-07 22:00 | 0.38759 | 0.62722 | 490794
2016-12-07 23:00 | 0.13248 | 0.64055 | 508905
2016-12-08 | 0.0016504 | 0.6377 | 515767
2016-12-08 01:00 | 0 | 0.63352 | 515797
2016-12-08 02:00 | 0 | 0.62273 | 504234
2016-12-08 03:00 | 0 | 0.60625 | 483118
2016-12-08 04:00 | 0 | 0.5889 | 458668
2016-12-08 05:00 | 0 | 0.57979 | 436373
2016-12-08 06:00 | 0 | 0.57567 | 420643
2016-12-08 07:00 | 0 | 0.56996 | 410867
2016-12-08 08:00 | 0 | 0.56088 | 406984
2016-12-08 09:00 | 0 | 0.54868 | 410688
2016-12-08 10:00 | 0 | 0.53491 | 425576
2016-12-08 11:00 | 0 | 0.51904 | 455738
2016-12-08 12:00 | 0 | 0.50178 | 486601
2016-12-08 13:00 | 0 | 0.47384 | 499919
2016-12-08 14:00 | 0.036084 | 0.46173 | 505890
2016-12-08 15:00 | 0.30616 | 0.4667 | 507576
2016-12-08 16:00 | 0.44646 | 0.41765 | 504190
2016-12-08 17:00 | 0.47666 | 0.36463 | 499818
2016-12-08 18:00 | 0.46338 | 0.3338 | 496188
2016-12-08 19:00 | 0.45269 | 0.31167 | 493982
2016-12-08 20:00 | 0.46036 | 0.29035 | 492492
2016-12-08 21:00 | 0.46604 | 0.26458 | 500117
2016-12-08 22:00 | 0.39582 | 0.23091 | 522102
2016-12-08 23:00 | 0.14761 | 0.22619 | 540306
2016-12-09 | 0.00090965 | 0.22761 | 548078
2016-12-09 01:00 | 0 | 0.21949 | 548669
2016-12-09 02:00 | 0 | 0.20393 | 537696
2016-12-09 03:00 | 0 | 0.19003 | 516390
2016-12-09 04:00 | 0 | 0.18574 | 492244
2016-12-09 05:00 | 0 | 0.1884 | 472568
2016-12-09 06:00 | 0 | 0.19501 | 457516
2016-12-09 07:00 | 0 | 0.1973 | 449077
2016-12-09 08:00 | 0 | 0.2012 | 446304
2016-12-09 09:00 | 0 | 0.19975 | 449959
2016-12-09 10:00 | 0 | 0.19276 | 463778
2016-12-09 11:00 | 0 | 0.18667 | 495626
2016-12-09 12:00 | 0 | 0.1805 | 525030
2016-12-09 13:00 | 0 | 0.17716 | 533803
2016-12-09 14:00 | 0.073628 | 0.17035 | 533344
2016-12-09 15:00 | 0.33224 | 0.18212 | 528271
2016-12-09 16:00 | 0.44521 | 0.1807 | 518734
2016-12-09 17:00 | 0.46512 | 0.17127 | 508481
2016-12-09 18:00 | 0.45832 | 0.16523 | 499720
2016-12-09 19:00 | 0.4632 | 0.15836 | 493059
2016-12-09 20:00 | 0.48301 | 0.14915 | 489983
2016-12-09 21:00 | 0.48875 | 0.13358 | 497648
2016-12-09 22:00 | 0.41794 | 0.13665 | 518119
2016-12-09 23:00 | 0.13844 | 0.2133 | 534333
2016-12-10 | 0.0016572 | 0.27827 | 539440
2016-12-10 01:00 | 0 | 0.30034 | 539358
2016-12-10 02:00 | 0 | 0.29871 | 531113
2016-12-10 03:00 | 0 | 0.28979 | 515810
2016-12-10 04:00 | 0 | 0.27821 | 495884
2016-12-10 05:00 | 0 | 0.26299 | 477552
2016-12-10 06:00 | 0 | 0.24804 | 463945
2016-12-10 07:00 | 0 | 0.2357 | 454895
2016-12-10 08:00 | 0 | 0.22819 | 449580
2016-12-10 09:00 | 0 | 0.22808 | 450270
2016-12-10 10:00 | 0 | 0.23373 | 455532
2016-12-10 11:00 | 0 | 0.24478 | 468218
2016-12-10 12:00 | 0 | 0.2597 | 483684
2016-12-10 13:00 | 0 | 0.27714 | 496268
2016-12-10 14:00 | 0.068245 | 0.25973 | 499445
2016-12-10 15:00 | 0.3221 | 0.26231 | 493783
2016-12-10 16:00 | 0.43409 | 0.3221 | 485209
2016-12-10 17:00 | 0.45711 | 0.3693 | 475911
2016-12-10 18:00 | 0.44789 | 0.41473 | 465551
2016-12-10 19:00 | 0.44334 | 0.44939 | 457626
2016-12-10 20:00 | 0.44848 | 0.47325 | 454752
2016-12-10 21:00 | 0.4531 | 0.49736 | 462525
2016-12-10 22:00 | 0.38322 | 0.54916 | 482787
2016-12-10 23:00 | 0.12822 | 0.60337 | 498996
2016-12-11 | 0.0015759 | 0.61427 | 506135
2016-12-11 01:00 | 0 | 0.60542 | 506369
2016-12-11 02:00 | 0 | 0.58958 | 498720
2016-12-11 03:00 | 0 | 0.56752 | 485255
2016-12-11 04:00 | 0 | 0.55007 | 468080
2016-12-11 05:00 | 0 | 0.53822 | 451964
2016-12-11 06:00 | 0 | 0.53197 | 438417
2016-12-11 07:00 | 0 | 0.52462 | 428411
2016-12-11 08:00 | 0 | 0.5215 | 422924
2016-12-11 09:00 | 0 | 0.50582 | 420773
2016-12-11 10:00 | 0 | 0.48206 | 423363
2016-12-11 11:00 | 0 | 0.46154 | 429902
2016-12-11 12:00 | 0 | 0.4478 | 438684
2016-12-11 13:00 | 0 | 0.4376 | 449833
2016-12-11 14:00 | 0.049626 | 0.4148 | 455639
2016-12-11 15:00 | 0.26146 | 0.38197 | 455897
2016-12-11 16:00 | 0.41766 | 0.40624 | 452539
2016-12-11 17:00 | 0.48759 | 0.43942 | 450280
2016-12-11 18:00 | 0.48338 | 0.46778 | 447019
2016-12-11 19:00 | 0.47259 | 0.49091 | 444274
2016-12-11 20:00 | 0.49349 | 0.49773 | 443363
2016-12-11 21:00 | 0.52767 | 0.48093 | 449731
2016-12-11 22:00 | 0.46355 | 0.45661 | 468778
2016-12-11 23:00 | 0.17172 | 0.4649 | 483949
2016-12-12 | 0.001935 | 0.44827 | 490456
2016-12-12 01:00 | 0 | 0.43232 | 490156
2016-12-12 02:00 | 0 | 0.42136 | 477727
2016-12-12 03:00 | 0 | 0.41285 | 458047
2016-12-12 04:00 | 0 | 0.39789 | 435517
2016-12-12 05:00 | 0 | 0.38182 | 413850
2016-12-12 06:00 | 0 | 0.37219 | 397790
2016-12-12 07:00 | 0 | 0.36289 | 388280
2016-12-12 08:00 | 0 | 0.36081 | 383816
2016-12-12 09:00 | 0 | 0.35374 | 386705
2016-12-12 10:00 | 0 | 0.34712 | 399214
2016-12-12 11:00 | 0 | 0.34327 | 428769
2016-12-12 12:00 | 0 | 0.33818 | 459733
2016-12-12 13:00 | 0 | 0.33465 | 474570
2016-12-12 14:00 | 0.077631 | 0.30513 | 481857
2016-12-12 15:00 | 0.30685 | 0.23626 | 485452
2016-12-12 16:00 | 0.46542 | 0.22115 | 483680
2016-12-12 17:00 | 0.51106 | 0.2825 | 479136
2016-12-12 18:00 | 0.49055 | 0.34181 | 474502
2016-12-12 19:00 | 0.47486 | 0.3706 | 469330
2016-12-12 20:00 | 0.48472 | 0.3801 | 465665
2016-12-12 21:00 | 0.4916 | 0.37379 | 471122
2016-12-12 22:00 | 0.4152 | 0.39711 | 489289
2016-12-12 23:00 | 0.12978 | 0.44643 | 506586
2016-12-13 | 0.00099876 | 0.47251 | 513426
2016-12-13 01:00 | 0 | 0.49353 | 512445
2016-12-13 02:00 | 0 | 0.50773 | 498922
2016-12-13 03:00 | 0 | 0.51291 | 477079
2016-12-13 04:00 | 0 | 0.51902 | 450772
2016-12-13 05:00 | 0 | 0.5228 | 428061
2016-12-13 06:00 | 0 | 0.52392 | 411296
2016-12-13 07:00 | 0 | 0.51696 | 400863
2016-12-13 08:00 | 0 | 0.5064 | 396104
2016-12-13 09:00 | 0 | 0.48999 | 398352
2016-12-13 10:00 | 0 | 0.47742 | 412311
2016-12-13 11:00 | 0 | 0.47191 | 439986
2016-12-13 12:00 | 0 | 0.46213 | 468628
2016-12-13 13:00 | 0 | 0.44846 | 480429
2016-12-13 14:00 | 0.079673 | 0.4334 | 485323
2016-12-13 15:00 | 0.36042 | 0.38239 | 488028
2016-12-13 16:00 | 0.50833 | 0.33076 | 485695
2016-12-13 17:00 | 0.53494 | 0.34645 | 482159
2016-12-13 18:00 | 0.50567 | 0.37945 | 479438
2016-12-13 19:00 | 0.48803 | 0.40256 | 478435
2016-12-13 20:00 | 0.50054 | 0.41754 | 478561
2016-12-13 21:00 | 0.5013 | 0.41498 | 484659
2016-12-13 22:00 | 0.42526 | 0.41143 | 501507
2016-12-13 23:00 | 0.15114 | 0.48402 | 516581
2016-12-14 | 0.0016147 | 0.53873 | 522850
2016-12-14 01:00 | 0 | 0.53782 | 520842
2016-12-14 02:00 | 0 | 0.52724 | 507901
2016-12-14 03:00 | 0 | 0.52285 | 486219
2016-12-14 04:00 | 0 | 0.51513 | 461112
2016-12-14 05:00 | 0 | 0.50034 | 437754
2016-12-14 06:00 | 0 | 0.48417 | 420383
2016-12-14 07:00 | 0 | 0.46386 | 409972
2016-12-14 08:00 | 0 | 0.44649 | 405901
2016-12-14 09:00 | 0 | 0.44195 | 408921
2016-12-14 10:00 | 0 | 0.44337 | 423189
2016-12-14 11:00 | 0 | 0.44976 | 453577
2016-12-14 12:00 | 0 | 0.46149 | 483151
2016-12-14 13:00 | 0 | 0.471 | 494539
2016-12-14 14:00 | 0.050178 | 0.4405 | 497724
2016-12-14 15:00 | 0.30541 | 0.42968 | 495918
2016-12-14 16:00 | 0.43688 | 0.45643 | 492643
2016-12-14 17:00 | 0.48326 | 0.4904 | 488018
2016-12-14 18:00 | 0.47631 | 0.50852 | 486077
2016-12-14 19:00 | 0.47066 | 0.51451 | 484267
2016-12-14 20:00 | 0.48909 | 0.51145 | 485080
2016-12-14 21:00 | 0.49696 | 0.49694 | 493089
2016-12-14 22:00 | 0.41569 | 0.46642 | 512913
2016-12-14 23:00 | 0.15361 | 0.50044 | 530545
2016-12-15 | 0.0014445 | 0.50222 | 537736
2016-12-15 01:00 | 0 | 0.46331 | 537977
2016-12-15 02:00 | 0 | 0.41726 | 527870
2016-12-15 03:00 | 0 | 0.36914 | 508040
2016-12-15 04:00 | 0 | 0.32824 | 483044
2016-12-15 05:00 | 0 | 0.29653 | 460192
2016-12-15 06:00 | 0 | 0.27065 | 444580
2016-12-15 07:00 | 0 | 0.24796 | 435415
2016-12-15 08:00 | 0 | 0.23681 | 432190
2016-12-15 09:00 | 0 | 0.22649 | 436254
2016-12-15 10:00 | 0 | 0.22034 | 453968
2016-12-15 11:00 | 0 | 0.22199 | 485955
2016-12-15 12:00 | 0 | 0.23195 | 516985
2016-12-15 13:00 | 0 | 0.24743 | 529454
2016-12-15 14:00 | 0.034955 | 0.25903 | 532001
2016-12-15 15:00 | 0.25423 | 0.29202 | 530640
2016-12-15 16:00 | 0.34154 | 0.32303 | 526810
2016-12-15 17:00 | 0.36673 | 0.34743 | 521762
2016-12-15 18:00 | 0.3677 | 0.36521 | 517951
2016-12-15 19:00 | 0.36505 | 0.37752 | 515590
2016-12-15 20:00 | 0.36175 | 0.388 | 515718
2016-12-15 21:00 | 0.34756 | 0.40479 | 525072
2016-12-15 22:00 | 0.27463 | 0.42351 | 547634
2016-12-15 23:00 | 0.062033 | 0.48096 | 565975
2016-12-16 | 2.05e-05 | 0.51121 | 573691
2016-12-16 01:00 | 0 | 0.50703 | 574150
2016-12-16 02:00 | 0 | 0.48695 | 563855
2016-12-16 03:00 | 0 | 0.45571 | 542728
2016-12-16 04:00 | 0 | 0.42819 | 516634
2016-12-16 05:00 | 0 | 0.40392 | 494644
2016-12-16 06:00 | 0 | 0.38671 | 478167
2016-12-16 07:00 | 0 | 0.38523 | 468952
2016-12-16 08:00 | 0 | 0.38356 | 464287
2016-12-16 09:00 | 0 | 0.38358 | 466808
2016-12-16 10:00 | 0 | 0.38356 | 480215
2016-12-16 11:00 | 0 | 0.3882 | 509127
2016-12-16 12:00 | 0 | 0.39719 | 536307
2016-12-16 13:00 | 0 | 0.40193 | 546053
2016-12-16 14:00 | 0.029469 | 0.39279 | 547755
2016-12-16 15:00 | 0.18219 | 0.38701 | 545038
2016-12-16 16:00 | 0.32189 | 0.38602 | 537828
2016-12-16 17:00 | 0.39512 | 0.3828 | 527938
2016-12-16 18:00 | 0.41821 | 0.38238 | 521278
2016-12-16 19:00 | 0.42422 | 0.39026 | 516221
2016-12-16 20:00 | 0.4459 | 0.41284 | 512984
2016-12-16 21:00 | 0.47377 | 0.44728 | 516347
2016-12-16 22:00 | 0.42474 | 0.48641 | 528963
2016-12-16 23:00 | 0.16511 | 0.51566 | 538562
2016-12-17 | 0.0017548 | 0.52954 | 538262
2016-12-17 01:00 | 0 | 0.54068 | 534022
2016-12-17 02:00 | 0 | 0.54696 | 521280
2016-12-17 03:00 | 0 | 0.55486 | 502161
2016-12-17 04:00 | 0 | 0.57883 | 478629
2016-12-17 05:00 | 0 | 0.60484 | 456200
2016-12-17 06:00 | 0 | 0.62756 | 438385
2016-12-17 07:00 | 0 | 0.65204 | 425874
2016-12-17 08:00 | 0 | 0.67187 | 418189
2016-12-17 09:00 | 0 | 0.68499 | 415645
2016-12-17 10:00 | 0 | 0.6892 | 418795
2016-12-17 11:00 | 0 | 0.69087 | 427947
2016-12-17 12:00 | 0 | 0.68811 | 441519
2016-12-17 13:00 | 0 | 0.6713 | 458175
2016-12-17 14:00 | 0.040671 | 0.66158 | 474077
2016-12-17 15:00 | 0.34483 | 0.62199 | 484504
2016-12-17 16:00 | 0.54866 | 0.58072 | 487476
2016-12-17 17:00 | 0.55772 | 0.57371 | 484404
2016-12-17 18:00 | 0.5312 | 0.59781 | 478451
2016-12-17 19:00 | 0.51826 | 0.63463 | 472354
2016-12-17 20:00 | 0.53331 | 0.67074 | 468144
2016-12-17 21:00 | 0.55544 | 0.68852 | 470744
2016-12-17 22:00 | 0.54205 | 0.67999 | 484005
2016-12-17 23:00 | 0.22549 | 0.65553 | 495374
2016-12-18 | 0.0018111 | 0.63064 | 499639
2016-12-18 01:00 | 0 | 0.60451 | 500069
2016-12-18 02:00 | 0 | 0.58374 | 491239
2016-12-18 03:00 | 0 | 0.57207 | 479320
2016-12-18 04:00 | 0 | 0.56082 | 461403
2016-12-18 05:00 | 0 | 0.54524 | 443249
2016-12-18 06:00 | 0 | 0.52749 | 427707
2016-12-18 07:00 | 0 | 0.51122 | 417417
2016-12-18 08:00 | 0 | 0.49654 | 412050
2016-12-18 09:00 | 0 | 0.47064 | 411510
2016-12-18 10:00 | 0 | 0.44009 | 415036
2016-12-18 11:00 | 0 | 0.41713 | 424423
2016-12-18 12:00 | 0 | 0.39853 | 438142
2016-12-18 13:00 | 0 | 0.39174 | 457346
2016-12-18 14:00 | 0.08574 | 0.38993 | 474790
2016-12-18 15:00 | 0.49042 | 0.34076 | 485275
2016-12-18 16:00 | 0.65036 | 0.27617 | 488225
2016-12-18 17:00 | 0.62786 | 0.27764 | 487242
2016-12-18 18:00 | 0.58885 | 0.29185 | 484137
2016-12-18 19:00 | 0.57185 | 0.29843 | 480659
2016-12-18 20:00 | 0.58722 | 0.30567 | 479543
2016-12-18 21:00 | 0.61569 | 0.30905 | 486497
2016-12-18 22:00 | 0.56998 | 0.3594 | 505481
2016-12-18 23:00 | 0.21815 | 0.44216 | 525851
2016-12-19 | 0.002806 | 0.51372 | 537426
2016-12-19 01:00 | 0 | 0.54668 | 542277
2016-12-19 02:00 | 0 | 0.55543 | 534931
2016-12-19 03:00 | 0 | 0.5645 | 519640
2016-12-19 04:00 | 0 | 0.57968 | 499938
2016-12-19 05:00 | 0 | 0.59477 | 481449
2016-12-19 06:00 | 0 | 0.60459 | 468614
2016-12-19 07:00 | 0 | 0.60922 | 461616
2016-12-19 08:00 | 0 | 0.60989 | 459526
2016-12-19 09:00 | 0 | 0.60255 | 463945
2016-12-19 10:00 | 0 | 0.59446 | 480074
2016-12-19 11:00 | 0 | 0.59125 | 510834
2016-12-19 12:00 | 0 | 0.58977 | 542300
2016-12-19 13:00 | 0 | 0.58928 | 559266
2016-12-19 14:00 | 0.034472 | 0.56355 | 565631
2016-12-19 15:00 | 0.43438 | 0.47045 | 563343
2016-12-19 16:00 | 0.59115 | 0.39615 | 555471
2016-12-19 17:00 | 0.58021 | 0.3972 | 545422
2016-12-19 18:00 | 0.55009 | 0.44331 | 536491
2016-12-19 19:00 | 0.53303 | 0.48065 | 528857
2016-12-19 20:00 | 0.54548 | 0.50786 | 525223
2016-12-19 21:00 | 0.5696 | 0.55828 | 529043
2016-12-19 22:00 | 0.50964 | 0.70921 | 548076
2016-12-19 23:00 | 0.22809 | 0.81683 | 567860
2016-12-20 | 0.0029418 | 0.85892 | 576875
2016-12-20 01:00 | 0 | 0.87688 | 577523
2016-12-20 02:00 | 0 | 0.88115 | 566272
2016-12-20 03:00 | 0 | 0.88767 | 545611
2016-12-20 04:00 | 0 | 0.89717 | 520703
2016-12-20 05:00 | 0 | 0.89965 | 498602
2016-12-20 06:00 | 0 | 0.89398 | 480938
2016-12-20 07:00 | 0 | 0.884 | 470824
2016-12-20 08:00 | 0 | 0.869 | 467099
2016-12-20 09:00 | 0 | 0.85397 | 470497
2016-12-20 10:00 | 0 | 0.84754 | 483373
2016-12-20 11:00 | 0 | 0.84386 | 509656
2016-12-20 12:00 | 0 | 0.82415 | 537310
2016-12-20 13:00 | 0 | 0.79622 | 547315
2016-12-20 14:00 | 0.037892 | 0.71372 | 545994
2016-12-20 15:00 | 0.43035 | 0.55863 | 537898
2016-12-20 16:00 | 0.5851 | 0.40151 | 525586
2016-12-20 17:00 | 0.58562 | 0.36268 | 511467
2016-12-20 18:00 | 0.54551 | 0.37676 | 499927
2016-12-20 19:00 | 0.52171 | 0.37875 | 491141
2016-12-20 20:00 | 0.53037 | 0.38089 | 486462
2016-12-20 21:00 | 0.53592 | 0.42794 | 490003
2016-12-20 22:00 | 0.45063 | 0.50718 | 509653
2016-12-20 23:00 | 0.1518 | 0.54771 | 529350
2016-12-21 | 0.0029824 | 0.59463 | 539075
2016-12-21 01:00 | 0 | 0.6364 | 541622
2016-12-21 02:00 | 0 | 0.6761 | 532200
2016-12-21 03:00 | 0 | 0.71479 | 513573
2016-12-21 04:00 | 0 | 0.73252 | 490567
2016-12-21 05:00 | 0 | 0.73452 | 468962
2016-12-21 06:00 | 0 | 0.7343 | 453796
2016-12-21 07:00 | 0 | 0.73454 | 445178
2016-12-21 08:00 | 0 | 0.73425 | 441880
2016-12-21 09:00 | 0 | 0.73834 | 444408
2016-12-21 10:00 | 0 | 0.74579 | 456626
2016-12-21 11:00 | 0 | 0.76246 | 483811
2016-12-21 12:00 | 0 | 0.7826 | 510286
2016-12-21 13:00 | 0 | 0.80063 | 520079
2016-12-21 14:00 | 0.034087 | 0.73504 | 517715
2016-12-21 15:00 | 0.17097 | 0.57903 | 509230
2016-12-21 16:00 | 0.30738 | 0.49612 | 497804
2016-12-21 17:00 | 0.36807 | 0.53692 | 485887
2016-12-21 18:00 | 0.38004 | 0.61254 | 475256
2016-12-21 19:00 | 0.3791 | 0.66402 | 467024
2016-12-21 20:00 | 0.38052 | 0.69069 | 464161
2016-12-21 21:00 | 0.36492 | 0.71917 | 469351
2016-12-21 22:00 | 0.30241 | 0.78256 | 486513
2016-12-21 23:00 | 0.10896 | 0.82479 | 502430
2016-12-22 | 0.0012124 | 0.83637 | 509163
2016-12-22 01:00 | 0 | 0.82779 | 509868
2016-12-22 02:00 | 0 | 0.81489 | 500571
2016-12-22 03:00 | 0 | 0.80652 | 482877
2016-12-22 04:00 | 0 | 0.78658 | 460330
2016-12-22 05:00 | 0 | 0.76152 | 440070
2016-12-22 06:00 | 0 | 0.74035 | 423190
2016-12-22 07:00 | 0 | 0.71191 | 411998
2016-12-22 08:00 | 0 | 0.68555 | 406434
2016-12-22 09:00 | 0 | 0.65724 | 407653
2016-12-22 10:00 | 0 | 0.62109 | 417723
2016-12-22 11:00 | 0 | 0.57785 | 441338
2016-12-22 12:00 | 0 | 0.53364 | 468480
2016-12-22 13:00 | 0 | 0.49787 | 481338
2016-12-22 14:00 | 0.018919 | 0.4309 | 484535
2016-12-22 15:00 | 0.091037 | 0.35842 | 482772
2016-12-22 16:00 | 0.22247 | 0.27019 | 476519
2016-12-22 17:00 | 0.30009 | 0.22943 | 467884
2016-12-22 18:00 | 0.33538 | 0.23819 | 460572
2016-12-22 19:00 | 0.34461 | 0.25639 | 455456
2016-12-22 20:00 | 0.34835 | 0.27997 | 454145
2016-12-22 21:00 | 0.3398 | 0.38178 | 459862
2016-12-22 22:00 | 0.28688 | 0.52788 | 475102
2016-12-22 23:00 | 0.13043 | 0.59947 | 489576
2016-12-23 | 0.0016122 | 0.62738 | 495798
2016-12-23 01:00 | 0 | 0.63333 | 497223
2016-12-23 02:00 | 0 | 0.62986 | 487588
2016-12-23 03:00 | 0 | 0.62675 | 472798
2016-12-23 04:00 | 0 | 0.62705 | 451296
2016-12-23 05:00 | 0 | 0.62692 | 429186
2016-12-23 06:00 | 0 | 0.62615 | 412910
2016-12-23 07:00 | 0 | 0.62134 | 401630
2016-12-23 08:00 | 0 | 0.6171 | 396314
2016-12-23 09:00 | 0 | 0.62294 | 397588
2016-12-23 10:00 | 0 | 0.63818 | 405943
2016-12-23 11:00 | 0 | 0.65648 | 424029
2016-12-23 12:00 | 0 | 0.67075 | 444616
2016-12-23 13:00 | 0 | 0.6697 | 458812
2016-12-23 14:00 | 0.019464 | 0.63157 | 465951
2016-12-23 15:00 | 0.2363 | 0.53461 | 466609
2016-12-23 16:00 | 0.36445 | 0.48939 | 463057
2016-12-23 17:00 | 0.42029 | 0.48697 | 457024
2016-12-23 18:00 | 0.42136 | 0.48154 | 451089
2016-12-23 19:00 | 0.42519 | 0.45183 | 446074
2016-12-23 20:00 | 0.43887 | 0.39245 | 443898
2016-12-23 21:00 | 0.44904 | 0.35112 | 449172
2016-12-23 22:00 | 0.3657 | 0.41582 | 463676
2016-12-23 23:00 | 0.11724 | 0.45572 | 474071
2016-12-24 | 0.00086813 | 0.46013 | 476015
2016-12-24 01:00 | 0 | 0.44129 | 472752
2016-12-24 02:00 | 0 | 0.40968 | 462869
2016-12-24 03:00 | 0 | 0.39241 | 446590
2016-12-24 04:00 | 0 | 0.37783 | 425537
2016-12-24 05:00 | 0 | 0.35993 | 404551
2016-12-24 06:00 | 0 | 0.3388 | 388257
2016-12-24 07:00 | 0 | 0.31799 | 375554
2016-12-24 08:00 | 0 | 0.30513 | 366969
2016-12-24 09:00 | 0 | 0.28924 | 363078
2016-12-24 10:00 | 0 | 0.28067 | 363251
2016-12-24 11:00 | 0 | 0.27563 | 369381
2016-12-24 12:00 | 0 | 0.27428 | 381480
2016-12-24 13:00 | 0 | 0.2834 | 398053
2016-12-24 14:00 | 0.033179 | 0.28864 | 415360
2016-12-24 15:00 | 0.32833 | 0.22943 | 428043
2016-12-24 16:00 | 0.44894 | 0.18798 | 433806
2016-12-24 17:00 | 0.47369 | 0.22227 | 433274
2016-12-24 18:00 | 0.46236 | 0.27503 | 428294
2016-12-24 19:00 | 0.4569 | 0.30938 | 423092
2016-12-24 20:00 | 0.46708 | 0.33916 | 419950
2016-12-24 21:00 | 0.47422 | 0.37689 | 420867
2016-12-24 22:00 | 0.39101 | 0.51925 | 429184
2016-12-24 23:00 | 0.11863 | 0.68853 | 434716
2016-12-25 | 0.0013198 | 0.74563 | 434106
2016-12-25 01:00 | 0 | 0.73086 | 431811
2016-12-25 02:00 | 0 | 0.67189 | 424473
2016-12-25 03:00 | 0 | 0.62163 | 414284
2016-12-25 04:00 | 0 | 0.59541 | 400191
2016-12-25 05:00 | 0 | 0.58242 | 383442
2016-12-25 06:00 | 0 | 0.58787 | 370192
2016-12-25 07:00 | 0 | 0.60199 | 360271
2016-12-25 08:00 | 0 | 0.6126 | 353271
2016-12-25 09:00 | 0 | 0.62226 | 350538
2016-12-25 10:00 | 0 | 0.6482 | 352300
2016-12-25 11:00 | 0 | 0.67752 | 358203
2016-12-25 12:00 | 0 | 0.70663 | 367970
2016-12-25 13:00 | 0 | 0.73766 | 382950
2016-12-25 14:00 | 0.033636 | 0.77113 | 396269
2016-12-25 15:00 | 0.29757 | 0.78498 | 403256
2016-12-25 16:00 | 0.46553 | 0.79523 | 405805
2016-12-25 17:00 | 0.50548 | 0.81045 | 404927
2016-12-25 18:00 | 0.49459 | 0.82808 | 400037
2016-12-25 19:00 | 0.48588 | 0.84999 | 394876
2016-12-25 20:00 | 0.50152 | 0.86734 | 390187
2016-12-25 21:00 | 0.52549 | 0.88805 | 389975
2016-12-25 22:00 | 0.47188 | 0.9048 | 398888
2016-12-25 23:00 | 0.1837 | 0.92466 | 408809
2016-12-26 | 0.0013995 | 0.92253 | 414867
2016-12-26 01:00 | 0 | 0.91107 | 418361
2016-12-26 02:00 | 0 | 0.88883 | 414284
2016-12-26 03:00 | 0 | 0.8814 | 404879
2016-12-26 04:00 | 0 | 0.87328 | 390156
2016-12-26 05:00 | 0 | 0.86757 | 375132
2016-12-26 06:00 | 0 | 0.86395 | 362658
2016-12-26 07:00 | 0 | 0.86203 | 353699
2016-12-26 08:00 | 0 | 0.85667 | 348608
2016-12-26 09:00 | 0 | 0.84155 | 347460
2016-12-26 10:00 | 0 | 0.83064 | 351425
2016-12-26 11:00 | 0 | 0.81583 | 360472
2016-12-26 12:00 | 0 | 0.80204 | 372219
2016-12-26 13:00 | 0 | 0.78995 | 386382
2016-12-26 14:00 | 0.037568 | 0.71759 | 402763
2016-12-26 15:00 | 0.44785 | 0.64497 | 415695
2016-12-26 16:00 | 0.61754 | 0.68585 | 423628
2016-12-26 17:00 | 0.60783 | 0.69351 | 425977
2016-12-26 18:00 | 0.56815 | 0.67925 | 424365
2016-12-26 19:00 | 0.55057 | 0.67451 | 421404
2016-12-26 20:00 | 0.56958 | 0.66289 | 419521
2016-12-26 21:00 | 0.59799 | 0.63181 | 423752
2016-12-26 22:00 | 0.51989 | 0.63488 | 436949
2016-12-26 23:00 | 0.18574 | 0.64107 | 451101
2016-12-27 | 0.0016102 | 0.64278 | 457182
2016-12-27 01:00 | 0 | 0.64502 | 456649
2016-12-27 02:00 | 0 | 0.64303 | 445529
2016-12-27 03:00 | 0 | 0.63856 | 428812
2016-12-27 04:00 | 0 | 0.63855 | 407088
2016-12-27 05:00 | 0 | 0.63862 | 386994
2016-12-27 06:00 | 0 | 0.63699 | 370840
2016-12-27 07:00 | 0 | 0.62298 | 360758
2016-12-27 08:00 | 0 | 0.5995 | 355649
2016-12-27 09:00 | 0 | 0.564 | 355194
2016-12-27 10:00 | 0 | 0.52854 | 363773
2016-12-27 11:00 | 0 | 0.50498 | 381884
2016-12-27 12:00 | 0 | 0.49361 | 404862
2016-12-27 13:00 | 0 | 0.49298 | 423598
2016-12-27 14:00 | 0.076485 | 0.45973 | 438131
2016-12-27 15:00 | 0.4282 | 0.34003 | 446838
2016-12-27 16:00 | 0.57818 | 0.24958 | 449707
2016-12-27 17:00 | 0.58181 | 0.24193 | 447435
2016-12-27 18:00 | 0.5438 | 0.27182 | 443791
2016-12-27 19:00 | 0.52405 | 0.2917 | 440307
2016-12-27 20:00 | 0.53867 | 0.31269 | 438806
2016-12-27 21:00 | 0.56243 | 0.38214 | 441567
2016-12-27 22:00 | 0.48888 | 0.50886 | 455269
2016-12-27 23:00 | 0.18982 | 0.61866 | 470265
2016-12-28 | 0.0027315 | 0.69105 | 475038
2016-12-28 01:00 | 0 | 0.74942 | 473497
2016-12-28 02:00 | 0 | 0.79499 | 462033
2016-12-28 03:00 | 0 | 0.83252 | 443776
2016-12-28 04:00 | 0 | 0.8639 | 422447
2016-12-28 05:00 | 0 | 0.87228 | 402556
2016-12-28 06:00 | 0 | 0.86302 | 387175
2016-12-28 07:00 | 0 | 0.84526 | 377738
2016-12-28 08:00 | 0 | 0.82933 | 373272
2016-12-28 09:00 | 0 | 0.81164 | 374497
2016-12-28 10:00 | 0 | 0.79934 | 384252
2016-12-28 11:00 | 0 | 0.79481 | 403077
2016-12-28 12:00 | 0 | 0.79305 | 427341
2016-12-28 13:00 | 0 | 0.799 | 443446
2016-12-28 14:00 | 0.032394 | 0.74703 | 452691
2016-12-28 15:00 | 0.33795 | 0.57599 | 456814
2016-12-28 16:00 | 0.52394 | 0.47493 | 456842
2016-12-28 17:00 | 0.54613 | 0.54654 | 453459
2016-12-28 18:00 | 0.51369 | 0.62825 | 449712
2016-12-28 19:00 | 0.49848 | 0.65336 | 446431
2016-12-28 20:00 | 0.51459 | 0.6624 | 444718
2016-12-28 21:00 | 0.53599 | 0.69437 | 448630
2016-12-28 22:00 | 0.46663 | 0.79235 | 463782
2016-12-28 23:00 | 0.19042 | 0.87426 | 477506
2016-12-29 | 0.0016683 | 0.91706 | 481095
2016-12-29 01:00 | 0 | 0.92816 | 479408
2016-12-29 02:00 | 0 | 0.9319 | 468166
2016-12-29 03:00 | 0 | 0.93426 | 448978
2016-12-29 04:00 | 0 | 0.93347 | 426749
2016-12-29 05:00 | 0 | 0.9235 | 407362
2016-12-29 06:00 | 0 | 0.91033 | 391950
2016-12-29 07:00 | 0 | 0.89451 | 380919
2016-12-29 08:00 | 0 | 0.87919 | 374964
2016-12-29 09:00 | 0 | 0.86798 | 375678
2016-12-29 10:00 | 0 | 0.85489 | 383293
2016-12-29 11:00 | 0 | 0.84381 | 400267
2016-12-29 12:00 | 0 | 0.83544 | 422823
2016-12-29 13:00 | 0 | 0.82554 | 439712
2016-12-29 14:00 | 0.053651 | 0.74334 | 451937
2016-12-29 15:00 | 0.35059 | 0.65793 | 458406
2016-12-29 16:00 | 0.5094 | 0.66335 | 459642
2016-12-29 17:00 | 0.52178 | 0.67686 | 457177
2016-12-29 18:00 | 0.49245 | 0.65697 | 453413
2016-12-29 19:00 | 0.47417 | 0.61991 | 448588
2016-12-29 20:00 | 0.47443 | 0.58244 | 445166
2016-12-29 21:00 | 0.491 | 0.53842 | 448553
2016-12-29 22:00 | 0.41173 | 0.55844 | 463901
2016-12-29 23:00 | 0.17009 | 0.58742 | 480596
2016-12-30 | 0.0016277 | 0.60732 | 486871
2016-12-30 01:00 | 0 | 0.61598 | 487082
2016-12-30 02:00 | 0 | 0.61955 | 476994
2016-12-30 03:00 | 0 | 0.63139 | 460130
2016-12-30 04:00 | 0 | 0.64122 | 439914
2016-12-30 05:00 | 0 | 0.64251 | 421903
2016-12-30 06:00 | 0 | 0.63847 | 407091
2016-12-30 07:00 | 0 | 0.63143 | 398686
2016-12-30 08:00 | 0 | 0.62491 | 394429
2016-12-30 09:00 | 0 | 0.6231 | 396327
2016-12-30 10:00 | 0 | 0.62508 | 405523
2016-12-30 11:00 | 0 | 0.63262 | 425145
2016-12-30 12:00 | 0 | 0.64758 | 447660
2016-12-30 13:00 | 0 | 0.66833 | 463447
2016-12-30 14:00 | 0.066719 | 0.61355 | 470223
2016-12-30 15:00 | 0.33992 | 0.49243 | 471272
2016-12-30 16:00 | 0.48141 | 0.49189 | 467833
2016-12-30 17:00 | 0.5036 | 0.58274 | 461282
2016-12-30 18:00 | 0.4784 | 0.63601 | 453356
2016-12-30 19:00 | 0.46424 | 0.67126 | 446082
2016-12-30 20:00 | 0.47219 | 0.68752 | 441690
2016-12-30 21:00 | 0.48048 | 0.73834 | 446474
2016-12-30 22:00 | 0.39249 | 0.78405 | 463624
2016-12-30 23:00 | 0.13147 | 0.81133 | 481092
2016-12-31 | 0.0013272 | 0.82084 | 487680
2016-12-31 01:00 | 0 | 0.81546 | 489425
2016-12-31 02:00 | 0 | 0.8063 | 481878
2016-12-31 03:00 | 0 | 0.8072 | 468220
2016-12-31 04:00 | 0 | 0.79934 | 450956
2016-12-31 05:00 | 0 | 0.79354 | 433000
2016-12-31 06:00 | 0 | 0.79506 | 420297
2016-12-31 07:00 | 0 | 0.79259 | 411686
2016-12-31 08:00 | 0 | 0.77895 | 406155
2016-12-31 09:00 | 0 | 0.75431 | 404289
2016-12-31 10:00 | 0 | 0.72933 | 407850
2016-12-31 11:00 | 0 | 0.70563 | 415139
2016-12-31 12:00 | 0 | 0.68337 | 426446
2016-12-31 13:00 | 0 | 0.65616 | 437460
2016-12-31 14:00 | 0.036427 | 0.55801 | 444140
2016-12-31 15:00 | 0.29475 | 0.49612 | 446688
2016-12-31 16:00 | 0.45444 | 0.45406 | 445791
2016-12-31 17:00 | 0.50867 | 0.40843 | 442001
2016-12-31 18:00 | 0.49731 | 0.39735 | 437484
2016-12-31 19:00 | 0.48732 | 0.39133 | 433876
2016-12-31 20:00 | 0.4976 | 0.38105 | 432009
2016-12-31 21:00 | 0.5139 | 0.37142 | 435982
2016-12-31 22:00 | 0.43958 | 0.41346 | 450070
2016-12-31 23:00 | 0.1567 | 0.48672 | 459604
2017-01-01 | 0.0017613 | 0.54371 | 460100

## case results
| objective [€] | system cost [€/h]
0 | 243268235620.5934 | 27694471.2683

## component results
| carrier | Capacity Factor | Capital Expenditure [€] | Curtailment [MWh] | Dispatch [MW] | Installed Capacity [MW] | Market Value [€/MWh] | Operational Expenditure [€] | Optimal Capacity [MW] | Revenue [€] | Supply [MW] | Withdrawal [MW]
Generator | geothermal |  | 0 | 0 | 0 | 0 |  | 0 | 0 | 0 | 0 | 0
| load shedding | 0.00020726 | 0 | 0 | 62061.7029 | 0 | 8771.9298 | 544400903.0478 | 34085.607 | 544400903.0477 | 62061.7029 | 0
| natgas |  | 0 | 0 | 0 | 0 |  | 0 | 0 | 0 | 0 | 0
| natgas_wCCS |  | 0 | 0 | 0 | 0 |  | 0 | 0 | 0 | 0 | 0
| nuclear |  | 0 | 0 | 0 | 0 |  | 0 | 0 | 0 | 0 | 0
| onwind | 0.18917 | 106033204146.8068 | 2189008252.3048 | 1641975246.9893 | 0 | 66.0766 | 2462962870.4839 | 988020.4689 | 108496167017.2096 | 1641975246.9893 | 0
| solar-utility | 0.26252 | 50849693574.8122 | 131946736.9838 | 2364919880.9242 | 0 | 21.5017 | 0 | 1025428.3804 | 50849693574.835 | 2364919880.9242 | 0
Link | direct air capture |  | 0 |  | 0 | 0 |  | 0 | 0 | 0 | 0 | 0
| geothermal |  | 0 |  | 0 | 0 |  | 0 | 0 | 0 | 0 | 0
| gravity_brick_store | 0.6265 | 2406388920.7803 |  | -4.1327e-09 | 0 | 8.2683e+19 | 0 | 71488.5639 | 2406388920.7804 | 393456839.6713 | -393456839.6713
| highT_molten_salt_store | 0.29624 | 17457737855.5234 |  | -1164590626.4638 | 0 | -14.9905 | 0 | 447493.2725 | 17457737855.5248 | 1164590626.4638 | -1164590626.4638
| hydrogen_store | 0.049843 | 6371843005.4782 |  | -11607458.0333 | 0 | -548.9563 | 144698.4233 | 26508.9145 | 6371987703.9121 | 8154251.0015 | -11607458.0333
| lead_acid_store |  | 0 |  | 0 | 0 |  | 0 | 0 | 0 | 0 | 0
| liquid_air_store |  | 0 |  | 0 | 0 |  | 0 | 0 | 0 | 0 | 0
| lithium_ion_lfp_store |  | 0 |  | 0 | 0 |  | 0 | 0 | 0 | 0 | 0
| lithium_ion_nmc_store |  | 0 |  | 0 | 0 |  | 0 | 0 | 0 | 0 | 0
| natgas |  | 0 |  | 0 | 0 |  | 0 | 0 | 0 | 0 | 0
| natgas_wCCS |  | 0 |  | 0 | 0 |  | 0 | 0 | 0 | 0 | 0
| ni_zn_store |  | 0 |  | 0 | 0 |  | 0 | 0 | 0 | 0 | 0
| redox_store |  | 0 |  | 0 | 0 |  | 0 | 0 | 0 | 0 | 0
| zn_br_flow_store |  | 0 |  | 0 | 0 |  | 0 | 0 | 0 | 0 | 0
| zn_br_nonflow_store |  | 0 |  | 0 | 0 |  | 0 | 0 | 0 | 0 | 0
Load | load |  |  |  | -4003477506 |  | -60.7642 |  |  | 243268235620.5282 | 0 | -4003477506
StorageUnit | battery storage |  | 0 | 0 | 0 | 0 |  | 0 | 0 | 0 | 0 | 0
Store | co2 atmosphere |  | 0 |  | 0 | 0 |  | 0 | 0 | 0 | 0 | 0
| gravity_brick_store | 0.45615 | 2569502541.2586 |  | -4.1327e-09 | 0 | 8.8287e+19 | 0 | 203470.6336 | 2569502541.2647 | 196728419.8357 | -196728419.8357
| highT_molten_salt_store | 0.43167 | 54140324019.786 |  | 1.5192e-08 | 0 | 4.9057e+17 | 0 | 6594145.5578 | 54140324019.7635 | 536389151.4789 | -536389151.4789
| hydrogen_store | 0.36666 | 432033084.1906 |  | -26476.5846 | 0 | -16317.5535 | 0 | 2054929.4643 | 432033084.1902 | 5144161.0234 | -5170637.608
| lead_acid_store |  | 0 |  | 0 | 0 |  | 0 | 0 | 0 | 0 | 0
| liquid_air_store |  | 0 |  | 0 | 0 |  | 0 | 0 | 0 | 0 | 0
| lithium_ion_lfp_store |  | 0 |  | 0 | 0 |  | 0 | 0 | 0 | 0 | 0
| lithium_ion_nmc_store |  | 0 |  | 0 | 0 |  | 0 | 0 | 0 | 0 | 0
| load shifting backward |  | 0 |  | 0 | 0 |  | 0 | 0 | 0 | 0 | 0
| load shifting forward |  | 0 |  | 0 | 0 |  | 0 | 0 | 0 | 0 | 0
| ni_zn_store |  | 0 |  | 0 | 0 |  | 0 | 0 | 0 | 0 | 0
| redox_store |  | 0 |  | 0 | 0 |  | 0 | 0 | 0 | 0 | 0
| zn_br_flow_store |  | 0 |  | 0 | 0 |  | 0 | 0 | 0 | 0 | 0
| zn_br_nonflow_store |  | 0 |  | 0 | 0 |  | 0 | 0 | 0 | 0 | 0

## time results
snapshot | CCGT dispatch | CCGT % wCCS dispatch | geothermal dispatch | load shedding dispatch | nuclear dispatch | onwind dispatch | solar-utility dispatch | load load | battery storage charged | battery storage discharged | battery storage state of charge | Gravity-Brick-store state of charge | HighT-Molten-Salt-store state of charge | Lead-Acid-store state of charge | Liquid-Air-store state of charge | Lithium-Ion-LFP-store state of charge | Lithium-Ion-NMC-store state of charge | Ni-Zn-store state of charge | Vanadium-Redox-Flow-store state of charge | Zn-Br-Flow-store state of charge | Zn-Br-Nonflow-store state of charge | co2 atmosphere state of charge | hydrogen storage underground state of charge | load shifting backward state of charge | load shifting forward state of charge | CCGT % link dispatch | CCGT % link wCCS dispatch | Gravity-Brick-bicharger dispatch | HighT-Molten-Salt-charger dispatch | HighT-Molten-Salt-discharger dispatch | Lead-Acid-bicharger dispatch | Liquid-Air-charger dispatch | Liquid-Air-discharger dispatch | Lithium-Ion-LFP-bicharger dispatch | Lithium-Ion-NMC-bicharger dispatch | Ni-Zn-bicharger dispatch | Vanadium-Redox-Flow-bicharger dispatch | Zn-Br-Flow-bicharger dispatch | Zn-Br-Nonflow-bicharger dispatch | direct air capture dispatch | electrolysis dispatch | fuel cell dispatch | geothermal % link dispatch
2016-01-01 | 0 | 0 | 0 | 0 | 0 | 470415.8736 | 1765.84 | 470809 | 0 | 0 | 0 | 0 | 3100903.5406 | 0 | 0 | 0 | 0 | 0 | 0 | 0 | 0 | 0 | 1612048.8906 | 0 | 0 | 0 | 0 | 0 | 0 | 0 | 0 | 0 | 0 | 0 | 0 | 0 | 0 | 0 | 0 | 0 | 1372.7136 | 0 | 0
2016-01-01 01:00 | 0 | 0 | 0 | 0 | 0 | 464265.7136 | 0 | 462893 | 0 | 0 | 0 | 0 | 3100903.5406 | 0 | 0 | 0 | 0 | 0 | 0 | 0 | 0 | 0 | 1613140.6132 | 0 | 0 | 0 | 0 | 0 | 0 | 0 | 0 | 0 | 0 | 0 | 0 | 0 | 0 | 0 | 0 | 0 | 1372.7136 | 0 | 0
2016-01-01 02:00 | 0 | 0 | 0 | 0 | 0 | 453724.7136 | 0 | 452352 | 0 | 0 | 0 | 0 | 3100903.5406 | 0 | 0 | 0 | 0 | 0 | 0 | 0 | 0 | 0 | 1614232.3315 | 0 | 0 | 0 | 0 | 0 | 0 | 0 | 0 | 0 | 0 | 0 | 0 | 0 | 0 | 0 | 0 | 0 | 1372.7136 | 0 | 0
2016-01-01 03:00 | 0 | 0 | 0 | 0 | 0 | 167347.9472 | 0 | 438677 | 0 | 0 | 0 | 0 | 2828201.7742 | 0 | 0 | 0 | 0 | 0 | 0 | 0 | 0 | 0 | 1615324.0455 | 0 | 0 | 0 | 0 | 0 | 0 | 272701.7664 | 0 | 0 | 0 | 0 | 0 | 0 | 0 | 0 | 0 | 0 | 1372.7136 | 0 | 0
2016-01-01 04:00 | 0 | 0 | 0 | 0 | 0 | 424667.7136 | 0 | 423295 | 0 | 0 | 0 | 0 | 2828201.7742 | 0 | 0 | 0 | 0 | 0 | 0 | 0 | 0 | 0 | 1616415.755 | 0 | 0 | 0 | 0 | 0 | 0 | 0 | 0 | 0 | 0 | 0 | 0 | 0 | 0 | 0 | 0 | 0 | 1372.7136 | 0 | 0
2016-01-01 05:00 | 0 | 0 | 0 | 0 | 0 | 483840.2775 | 0 | 410979 | 0 | 0 | 0 | 71488.5639 | 2828201.7742 | 0 | 0 | 0 | 0 | 0 | 0 | 0 | 0 | 0 | 1617507.4602 | 0 | 0 | 0 | 0 | 71488.5639 | 0 | 0 | 0 | 0 | 0 | 0 | 0 | 0 | 0 | 0 | 0 | 0 | 1372.7136 | 0 | 0
2016-01-01 06:00 | 0 | 0 | 0 | 0 | 0 | 330328.1497 | 0 | 400444 | 0 | 0 | 0 | 0 | 2828201.7742 | 0 | 0 | 0 | 0 | 0 | 0 | 0 | 0 | 0 | 1618599.1611 | 0 | 0 | 0 | 0 | -71488.5639 | 0 | 0 | 0 | 0 | 0 | 0 | 0 | 0 | 0 | 0 | 0 | 0 | 1372.7136 | 0 | 0
2016-01-01 07:00 | 0 | 0 | 0 | 0 | 0 | 392217.7136 | 0 | 390845 | 0 | 0 | 0 | 0 | 2828201.7742 | 0 | 0 | 0 | 0 | 0 | 0 | 0 | 0 | 0 | 1619690.8575 | 0 | 0 | 0 | 0 | 0 | 0 | 0 | 0 | 0 | 0 | 0 | 0 | 0 | 0 | 0 | 0 | 0 | 1372.7136 | 0 | 0
2016-01-01 08:00 | 0 | 0 | 0 | 0 | 0 | 456729.2775 | 0 | 383868 | 0 | 0 | 0 | 71488.5639 | 2828201.7742 | 0 | 0 | 0 | 0 | 0 | 0 | 0 | 0 | 0 | 1620782.5497 | 0 | 0 | 0 | 0 | 71488.5639 | 0 | 0 | 0 | 0 | 0 | 0 | 0 | 0 | 0 | 0 | 0 | 0 | 1372.7136 | 0 | 0
2016-01-01 09:00 | 0 | 0 | 0 | 0 | 0 | 455108.2775 | 0 | 382247 | 0 | 0 | 0 | 142977.1278 | 2828201.7742 | 0 | 0 | 0 | 0 | 0 | 0 | 0 | 0 | 0 | 1621874.2374 | 0 | 0 | 0 | 0 | 71488.5639 | 0 | 0 | 0 | 0 | 0 | 0 | 0 | 0 | 0 | 0 | 0 | 0 | 1372.7136 | 0 | 0
2016-01-01 10:00 | 0 | 0 | 0 | 0 | 0 | 398947.2765 | 0 | 385757 | 0 | 0 | 0 | 154794.6907 | 2828201.7742 | 0 | 0 | 0 | 0 | 0 | 0 | 0 | 0 | 0 | 1622965.9208 | 0 | 0 | 0 | 0 | 11817.5629 | 0 | 0 | 0 | 0 | 0 | 0 | 0 | 0 | 0 | 0 | 0 | 0 | 1372.7136 | 0 | 0
2016-01-01 11:00 | 0 | 0 | 0 | 0 | 0 | 495619.6557 | 0 | 390944 | 0 | 0 | 0 | 83306.1268 | 3002993.2803 | 0 | 0 | 0 | 0 | 0 | 0 | 0 | 0 | 0 | 1624057.5998 | 0 | 0 | 0 | 0 | -71488.5639 | 174791.506 | 0 | 0 | 0 | 0 | 0 | 0 | 0 | 0 | 0 | 0 | 0 | 1372.7136 | 0 | 0
2016-01-01 12:00 | 0 | 0 | 0 | 0 | 0 | 471400.2775 | 0 | 398539 | 0 | 0 | 0 | 154794.6907 | 3002993.2803 | 0 | 0 | 0 | 0 | 0 | 0 | 0 | 0 | 0 | 1625149.2744 | 0 | 0 | 0 | 0 | 71488.5639 | 0 | 0 | 0 | 0 | 0 | 0 | 0 | 0 | 0 | 0 | 0 | 0 | 1372.7136 | 0 | 0
2016-01-01 13:00 | 0 | 0 | 0 | 0 | 0 | 632388.1625 | 0 | 407548 | 0 | 0 | 0 | 203470.6336 | 3177784.7863 | 0 | 0 | 0 | 0 | 0 | 0 | 0 | 0 | 0 | 1626240.9447 | 0 | 0 | 0 | 0 | 48675.9429 | 174791.506 | 0 | 0 | 0 | 0 | 0 | 0 | 0 | 0 | 0 | 0 | 0 | 1372.7136 | 0 | 0
2016-01-01 14:00 | 0 | 0 | 0 | 0 | 0 | 304002.1858 | 46170.9639 | 420289 | 0 | 0 | 0 | 131982.0697 | 3177784.7863 | 0 | 0 | 0 | 0 | 0 | 0 | 0 | 0 | 0 | 1627332.6106 | 0 | 0 | 0 | 0 | -71488.5639 | 0 | 0 | 0 | 0 | 0 | 0 | 0 | 0 | 0 | 0 | 0 | 0 | 1372.7136 | 0 | 0
2016-01-01 15:00 | 0 | 0 | 0 | 0 | 0 | 0 | 412843.3837 | 431770 | 0 | 0 | 0 | 60493.5058 | 3228974.0203 | 0 | 0 | 0 | 0 | 0 | 0 | 0 | 0 | 0 | 1628424.2721 | 0 | 0 | 0 | 0 | -71488.5639 | 51189.234 | 0 | 0 | 0 | 0 | 0 | 0 | 0 | 0 | 0 | 0 | 0 | 1372.7136 | 0 | 0
2016-01-01 16:00 | 0 | 0 | 0 | 0 | 0 | 0 | 599148.1073 | 438480 | 0 | 0 | 0 | 44997.3934 | 3403765.5264 | 0 | 0 | 0 | 0 | 0 | 0 | 0 | 0 | 0 | 1629515.9293 | 0 | 0 | 0 | 0 | -15496.1124 | 174791.506 | 0 | 0 | 0 | 0 | 0 | 0 | 0 | 0 | 0 | 0 | 0 | 1372.7136 | 0 | 0
2016-01-01 17:00 | 0 | 0 | 0 | 0 | 0 | 0 | 599670.5599 | 440338 | 0 | 0 | 0 | 113215.014 | 3493507.7521 | 0 | 0 | 0 | 0 | 0 | 0 | 0 | 0 | 0 | 1630607.5821 | 0 | 0 | 0 | 0 | 68217.6206 | 89742.2258 | 0 | 0 | 0 | 0 | 0 | 0 | 0 | 0 | 0 | 0 | 0 | 1372.7136 | 0 | 0
2016-01-01 18:00 | 0 | 0 | 0 | 0 | 0 | 0 | 562035.9305 | 438036 | 0 | 0 | 0 | 61050.7248 | 3668299.2582 | 0 | 0 | 0 | 0 | 0 | 0 | 0 | 0 | 0 | 1631699.2305 | 0 | 0 | 0 | 0 | -52164.2892 | 174791.506 | 0 | 0 | 0 | 0 | 0 | 0 | 0 | 0 | 0 | 0 | 0 | 1372.7136 | 0 | 0
2016-01-01 19:00 | 0 | 0 | 0 | 0 | 0 | 0 | 547434.4948 | 432321 | 0 | 0 | 0 | 0 | 3843090.7642 | 0 | 0 | 0 | 0 | 0 | 0 | 0 | 0 | 0 | 1632790.8746 | 0 | 0 | 0 | 0 | -61050.7248 | 174791.506 | 0 | 0 | 0 | 0 | 0 | 0 | 0 | 0 | 0 | 0 | 0 | 1372.7136 | 0 | 0
2016-01-01 20:00 | 0 | 0 | 0 | 0 | 0 | 0 | 567219.5191 | 428860 | 0 | 0 | 0 | 71488.5639 | 3908589.0059 | 0 | 0 | 0 | 0 | 0 | 0 | 0 | 0 | 0 | 1633882.5143 | 0 | 0 | 0 | 0 | 71488.5639 | 65498.2416 | 0 | 0 | 0 | 0 | 0 | 0 | 0 | 0 | 0 | 0 | 0 | 1372.7136 | 0 | 0
2016-01-01 21:00 | 0 | 0 | 0 | 0 | 0 | 0 | 599671.2347 | 430801 | 0 | 0 | 0 | 131982.0697 | 4015593.0212 | 0 | 0 | 0 | 0 | 0 | 0 | 0 | 0 | 0 | 1634974.1496 | 0 | 0 | 0 | 0 | 60493.5058 | 107004.0153 | 0 | 0 | 0 | 0 | 0 | 0 | 0 | 0 | 0 | 0 | 0 | 1372.7136 | 0 | 0
2016-01-01 22:00 | 0 | 0 | 0 | 0 | 0 | 0 | 549215.9838 | 445055 | 0 | 0 | 0 | 203470.6336 | 4046892.7275 | 0 | 0 | 0 | 0 | 0 | 0 | 0 | 0 | 0 | 1636065.7806 | 0 | 0 | 0 | 0 | 71488.5639 | 31299.7064 | 0 | 0 | 0 | 0 | 0 | 0 | 0 | 0 | 0 | 0 | 0 | 1372.7136 | 0 | 0
2016-01-01 23:00 | 0 | 0 | 0 | 0 | 0 | 174482.4543 | 215571.6954 | 460170 | 0 | 0 | 0 | 131982.0697 | 4046892.7275 | 0 | 0 | 0 | 0 | 0 | 0 | 0 | 0 | 0 | 1637157.4072 | 0 | 0 | 0 | 0 | -71488.5639 | 0 | 0 | 0 | 0 | 0 | 0 | 0 | 0 | 0 | 0 | 0 | 0 | 1372.7136 | 0 | 0
2016-01-02 | 0 | 0 | 0 | 0 | 0 | 613391.5977 | 2014.854 | 465935 | 0 | 0 | 0 | 203470.6336 | 4123502.9017 | 0 | 0 | 0 | 0 | 0 | 0 | 0 | 0 | 0 | 1638249.0294 | 0 | 0 | 0 | 0 | 71488.5639 | 76610.1742 | 0 | 0 | 0 | 0 | 0 | 0 | 0 | 0 | 0 | 0 | 0 | 1372.7136 | 0 | 0
2016-01-02 01:00 | 0 | 0 | 0 | 0 | 0 | 466734.7136 | 0 | 465362 | 0 | 0 | 0 | 203470.6336 | 4123502.9017 | 0 | 0 | 0 | 0 | 0 | 0 | 0 | 0 | 0 | 1639340.6473 | 0 | 0 | 0 | 0 | 0 | 0 | 0 | 0 | 0 | 0 | 0 | 0 | 0 | 0 | 0 | 0 | 0 | 1372.7136 | 0 | 0
2016-01-02 02:00 | 0 | 0 | 0 | 0 | 0 | 391978.1497 | 0 | 462094 | 0 | 0 | 0 | 131982.0697 | 4123502.9017 | 0 | 0 | 0 | 0 | 0 | 0 | 0 | 0 | 0 | 1640432.2608 | 0 | 0 | 0 | 0 | -71488.5639 | 0 | 0 | 0 | 0 | 0 | 0 | 0 | 0 | 0 | 0 | 0 | 0 | 1372.7136 | 0 | 0
2016-01-02 03:00 | 0 | 0 | 0 | 0 | 0 | 523441.2775 | 0 | 450580 | 0 | 0 | 0 | 203470.6336 | 4123502.9017 | 0 | 0 | 0 | 0 | 0 | 0 | 0 | 0 | 0 | 1641523.8699 | 0 | 0 | 0 | 0 | 71488.5639 | 0 | 0 | 0 | 0 | 0 | 0 | 0 | 0 | 0 | 0 | 0 | 0 | 1372.7136 | 0 | 0
2016-01-02 04:00 | 0 | 0 | 0 | 0 | 0 | 436303.7136 | 0 | 434931 | 0 | 0 | 0 | 203470.6336 | 4123502.9017 | 0 | 0 | 0 | 0 | 0 | 0 | 0 | 0 | 0 | 1642615.4747 | 0 | 0 | 0 | 0 | 0 | 0 | 0 | 0 | 0 | 0 | 0 | 0 | 0 | 0 | 0 | 0 | 0 | 1372.7136 | 0 | 0
2016-01-02 05:00 | 0 | 0 | 0 | 0 | 0 | 419287.7136 | 0 | 417915 | 0 | 0 | 0 | 203470.6336 | 4123502.9017 | 0 | 0 | 0 | 0 | 0 | 0 | 0 | 0 | 0 | 1643707.0751 | 0 | 0 | 0 | 0 | 0 | 0 | 0 | 0 | 0 | 0 | 0 | 0 | 0 | 0 | 0 | 0 | 0 | 1372.7136 | 0 | 0
2016-01-02 06:00 | 0 | 0 | 0 | 0 | 0 | 582790.2196 | 0 | 406626 | 0 | 0 | 0 | 203470.6336 | 4298294.4077 | 0 | 0 | 0 | 0 | 0 | 0 | 0 | 0 | 0 | 1644798.6712 | 0 | 0 | 0 | 0 | 0 | 174791.506 | 0 | 0 | 0 | 0 | 0 | 0 | 0 | 0 | 0 | 0 | 0 | 1372.7136 | 0 | 0
2016-01-02 07:00 | 0 | 0 | 0 | 0 | 0 | 502187.6557 | 0 | 397512 | 0 | 0 | 0 | 131982.0697 | 4473085.9138 | 0 | 0 | 0 | 0 | 0 | 0 | 0 | 0 | 0 | 1645890.2628 | 0 | 0 | 0 | 0 | -71488.5639 | 174791.506 | 0 | 0 | 0 | 0 | 0 | 0 | 0 | 0 | 0 | 0 | 0 | 1372.7136 | 0 | 0
2016-01-02 08:00 | 0 | 0 | 0 | 0 | 0 | 322840.1497 | 0 | 392956 | 0 | 0 | 0 | 60493.5058 | 4473085.9138 | 0 | 0 | 0 | 0 | 0 | 0 | 0 | 0 | 0 | 1646981.8501 | 0 | 0 | 0 | 0 | -71488.5639 | 0 | 0 | 0 | 0 | 0 | 0 | 0 | 0 | 0 | 0 | 0 | 0 | 1372.7136 | 0 | 0
2016-01-02 09:00 | 0 | 0 | 0 | 0 | 0 | 507880.7138 | 0 | 392210 | 0 | 0 | 0 | 0 | 4647877.4198 | 0 | 0 | 0 | 0 | 0 | 0 | 0 | 0 | 0 | 1648073.4331 | 0 | 0 | 0 | 0 | -60493.5058 | 174791.506 | 0 | 0 | 0 | 0 | 0 | 0 | 0 | 0 | 0 | 0 | 0 | 1372.7136 | 0 | 0
2016-01-02 10:00 | 0 | 0 | 0 | 0 | 0 | 558761.5559 | 0 | 396592 | 0 | 0 | 0 | 71488.5639 | 4737185.6983 | 0 | 0 | 0 | 0 | 0 | 0 | 0 | 0 | 0 | 1649165.0116 | 0 | 0 | 0 | 0 | 71488.5639 | 89308.2784 | 0 | 0 | 0 | 0 | 0 | 0 | 0 | 0 | 0 | 0 | 0 | 1372.7136 | 0 | 0
2016-01-02 11:00 | 0 | 0 | 0 | 0 | 0 | 549975.6254 | 0 | 406767 | 0 | 0 | 0 | 38532.9697 | 4911977.2043 | 0 | 0 | 0 | 0 | 0 | 0 | 0 | 0 | 0 | 1650256.5859 | 0 | 0 | 0 | 0 | -32955.5942 | 174791.506 | 0 | 0 | 0 | 0 | 0 | 0 | 0 | 0 | 0 | 0 | 0 | 1372.7136 | 0 | 0
2016-01-02 12:00 | 0 | 0 | 0 | 0 | 0 | 493529.2775 | 0 | 420668 | 0 | 0 | 0 | 110021.5336 | 4911977.2043 | 0 | 0 | 0 | 0 | 0 | 0 | 0 | 0 | 0 | 1651348.1557 | 0 | 0 | 0 | 0 | 71488.5639 | 0 | 0 | 0 | 0 | 0 | 0 | 0 | 0 | 0 | 0 | 0 | 0 | 1372.7136 | 0 | 0
2016-01-02 13:00 | 0 | 0 | 0 | 0 | 0 | 540288.6676 | 0 | 434757 | 0 | 0 | 0 | 39388.9816 | 5086768.7103 | 0 | 0 | 0 | 0 | 0 | 0 | 0 | 0 | 0 | 1652439.7212 | 0 | 0 | 0 | 0 | -70632.552 | 174791.506 | 0 | 0 | 0 | 0 | 0 | 0 | 0 | 0 | 0 | 0 | 0 | 1372.7136 | 0 | 0
2016-01-02 14:00 | 0 | 0 | 0 | 0 | 0 | 340197.9244 | 66831.8076 | 445046 | 0 | 0 | 0 | 0 | 5086768.7103 | 0 | 0 | 0 | 0 | 0 | 0 | 0 | 0 | 0 | 1653531.2823 | 0 | 0 | 0 | 0 | -39388.9816 | 0 | 0 | 0 | 0 | 0 | 0 | 0 | 0 | 0 | 0 | 0 | 0 | 1372.7136 | 0 | 0
2016-01-02 15:00 | 0 | 0 | 0 | 0 | 0 | 126732.3691 | 324733.3445 | 450093 | 0 | 0 | 0 | 0 | 5086768.7103 | 0 | 0 | 0 | 0 | 0 | 0 | 0 | 0 | 0 | 1654622.839 | 0 | 0 | 0 | 0 | 0 | 0 | 0 | 0 | 0 | 0 | 0 | 0 | 0 | 0 | 0 | 0 | 0 | 1372.7136 | 0 | 0
2016-01-02 16:00 | 0 | 0 | 0 | 0 | 0 | 0 | 477228.5346 | 448776 | 0 | 0 | 0 | 0 | 5113848.5313 | 0 | 0 | 0 | 0 | 0 | 0 | 0 | 0 | 0 | 1655714.3914 | 0 | 0 | 0 | 0 | 0 | 27079.821 | 0 | 0 | 0 | 0 | 0 | 0 | 0 | 0 | 0 | 0 | 0 | 1372.7136 | 0 | 0
2016-01-02 17:00 | 0 | 0 | 0 | 0 | 0 | 0 | 517621.188 | 443349 | 0 | 0 | 0 | 0 | 5186748.0058 | 0 | 0 | 0 | 0 | 0 | 0 | 0 | 0 | 0 | 1656805.9394 | 0 | 0 | 0 | 0 | 0 | 72899.4744 | 0 | 0 | 0 | 0 | 0 | 0 | 0 | 0 | 0 | 0 | 0 | 1372.7136 | 0 | 0
2016-01-02 18:00 | 0 | 0 | 0 | 0 | 0 | 0 | 509023.6519 | 435148 | 0 | 0 | 0 | 71488.5639 | 5187762.3802 | 0 | 0 | 0 | 0 | 0 | 0 | 0 | 0 | 0 | 1657897.483 | 0 | 0 | 0 | 0 | 71488.5639 | 1014.3745 | 0 | 0 | 0 | 0 | 0 | 0 | 0 | 0 | 0 | 0 | 0 | 1372.7136 | 0 | 0
2016-01-02 19:00 | 0 | 0 | 0 | 0 | 0 | 0 | 497064.698 | 427129 | 0 | 0 | 0 | 140051.5483 | 5187762.3802 | 0 | 0 | 0 | 0 | 0 | 0 | 0 | 0 | 0 | 1658989.0223 | 0 | 0 | 0 | 0 | 68562.9845 | 0 | 0 | 0 | 0 | 0 | 0 | 0 | 0 | 0 | 0 | 0 | 0 | 1372.7136 | 0 | 0
2016-01-02 20:00 | 0 | 0 | 0 | 0 | 0 | 0 | 506412.9851 | 420682 | 0 | 0 | 0 | 131982.0697 | 5280190.1304 | 0 | 0 | 0 | 0 | 0 | 0 | 0 | 0 | 0 | 1660080.5572 | 0 | 0 | 0 | 0 | -8069.4787 | 92427.7502 | 0 | 0 | 0 | 0 | 0 | 0 | 0 | 0 | 0 | 0 | 0 | 1372.7136 | 0 | 0
2016-01-02 21:00 | 0 | 0 | 0 | 0 | 0 | 0 | 511292.9229 | 423696 | 0 | 0 | 0 | 203470.6336 | 5294925.7759 | 0 | 0 | 0 | 0 | 0 | 0 | 0 | 0 | 0 | 1661172.0878 | 0 | 0 | 0 | 0 | 71488.5639 | 14735.6454 | 0 | 0 | 0 | 0 | 0 | 0 | 0 | 0 | 0 | 0 | 0 | 1372.7136 | 0 | 0
2016-01-02 22:00 | 0 | 0 | 0 | 0 | 0 | 19762.0196 | 423108.6939 | 441498 | 0 | 0 | 0 | 203470.6336 | 5294925.7759 | 0 | 0 | 0 | 0 | 0 | 0 | 0 | 0 | 0 | 1662263.6139 | 0 | 0 | 0 | 0 | 0 | 0 | 0 | 0 | 0 | 0 | 0 | 0 | 0 | 0 | 0 | 0 | 0 | 1372.7136 | 0 | 0
2016-01-02 23:00 | 0 | 0 | 0 | 0 | 0 | 310453.9718 | 152510.7417 | 461592 | 0 | 0 | 0 | 203470.6336 | 5294925.7759 | 0 | 0 | 0 | 0 | 0 | 0 | 0 | 0 | 0 | 1663355.1358 | 0 | 0 | 0 | 0 | 0 | 0 | 0 | 0 | 0 | 0 | 0 | 0 | 0 | 0 | 0 | 0 | 0 | 1372.7136 | 0 | 0
2016-01-03 | 0 | 0 | 0 | 0 | 0 | 511419.6205 | 1999.0757 | 469345 | 0 | 0 | 0 | 131982.0697 | 5409115.3224 | 0 | 0 | 0 | 0 | 0 | 0 | 0 | 0 | 0 | 1664446.6532 | 0 | 0 | 0 | 0 | -71488.5639 | 114189.5465 | 0 | 0 | 0 | 0 | 0 | 0 | 0 | 0 | 0 | 0 | 0 | 1372.7136 | 0 | 0
2016-01-03 01:00 | 0 | 0 | 0 | 0 | 0 | 536622.9566 | 0 | 470347 | 0 | 0 | 0 | 203470.6336 | 5402530.0015 | 0 | 0 | 0 | 0 | 0 | 0 | 0 | 0 | 0 | 1665538.1663 | 0 | 0 | 0 | 0 | 71488.5639 | 0 | 6585.3209 | 0 | 0 | 0 | 0 | 0 | 0 | 0 | 0 | 0 | 0 | 1372.7136 | 0 | 0
2016-01-03 02:00 | 0 | 0 | 0 | 0 | 0 | 553520.8563 | 0 | 467310 | 0 | 0 | 0 | 131982.0697 | 5558856.708 | 0 | 0 | 0 | 0 | 0 | 0 | 0 | 0 | 0 | 1666629.675 | 0 | 0 | 0 | 0 | -71488.5639 | 156326.7066 | 0 | 0 | 0 | 0 | 0 | 0 | 0 | 0 | 0 | 0 | 0 | 1372.7136 | 0 | 0
2016-01-03 03:00 | 0 | 0 | 0 | 0 | 0 | 569288.9812 | 0 | 456030 | 0 | 0 | 0 | 203470.6336 | 5599254.4117 | 0 | 0 | 0 | 0 | 0 | 0 | 0 | 0 | 0 | 1667721.1793 | 0 | 0 | 0 | 0 | 71488.5639 | 40397.7037 | 0 | 0 | 0 | 0 | 0 | 0 | 0 | 0 | 0 | 0 | 0 | 1372.7136 | 0 | 0
2016-01-03 04:00 | 0 | 0 | 0 | 0 | 0 | 546234.6557 | 0 | 441559 | 0 | 0 | 0 | 131982.0697 | 5774045.9178 | 0 | 0 | 0 | 0 | 0 | 0 | 0 | 0 | 0 | 1668812.6793 | 0 | 0 | 0 | 0 | -71488.5639 | 174791.506 | 0 | 0 | 0 | 0 | 0 | 0 | 0 | 0 | 0 | 0 | 0 | 1372.7136 | 0 | 0
2016-01-03 05:00 | 0 | 0 | 0 | 0 | 0 | 500028.2775 | 0 | 427167 | 0 | 0 | 0 | 203470.6336 | 5774045.9178 | 0 | 0 | 0 | 0 | 0 | 0 | 0 | 0 | 0 | 1669904.1749 | 0 | 0 | 0 | 0 | 71488.5639 | 0 | 0 | 0 | 0 | 0 | 0 | 0 | 0 | 0 | 0 | 0 | 0 | 1372.7136 | 0 | 0
2016-01-03 06:00 | 0 | 0 | 0 | 0 | 0 | 343718.1497 | 0 | 413834 | 0 | 0 | 0 | 131982.0697 | 5774045.9178 | 0 | 0 | 0 | 0 | 0 | 0 | 0 | 0 | 0 | 1670995.6662 | 0 | 0 | 0 | 0 | -71488.5639 | 0 | 0 | 0 | 0 | 0 | 0 | 0 | 0 | 0 | 0 | 0 | 0 | 1372.7136 | 0 | 0
2016-01-03 07:00 | 0 | 0 | 0 | 0 | 0 | 520535.7138 | 0 | 404865 | 0 | 0 | 0 | 71488.5639 | 5948837.4238 | 0 | 0 | 0 | 0 | 0 | 0 | 0 | 0 | 0 | 1672087.1531 | 0 | 0 | 0 | 0 | -60493.5058 | 174791.506 | 0 | 0 | 0 | 0 | 0 | 0 | 0 | 0 | 0 | 0 | 0 | 1372.7136 | 0 | 0
2016-01-03 08:00 | 0 | 0 | 0 | 0 | 0 | 504374.6557 | 0 | 399699 | 0 | 0 | 0 | 0 | 6123628.9299 | 0 | 0 | 0 | 0 | 0 | 0 | 0 | 0 | 0 | 1673178.6356 | 0 | 0 | 0 | 0 | -71488.5639 | 174791.506 | 0 | 0 | 0 | 0 | 0 | 0 | 0 | 0 | 0 | 0 | 0 | 1372.7136 | 0 | 0
2016-01-03 09:00 | 0 | 0 | 0 | 0 | 0 | 522836.7997 | 0 | 398110 | 0 | 0 | 0 | 1337.9182 | 6245645.0978 | 0 | 0 | 0 | 0 | 0 | 0 | 0 | 0 | 0 | 1674270.1137 | 0 | 0 | 0 | 0 | 1337.9182 | 122016.1679 | 0 | 0 | 0 | 0 | 0 | 0 | 0 | 0 | 0 | 0 | 0 | 1372.7136 | 0 | 0
2016-01-03 10:00 | 0 | 0 | 0 | 0 | 0 | 473695.2775 | 0 | 400834 | 0 | 0 | 0 | 72826.4821 | 6245645.0978 | 0 | 0 | 0 | 0 | 0 | 0 | 0 | 0 | 0 | 1675361.5875 | 0 | 0 | 0 | 0 | 71488.5639 | 0 | 0 | 0 | 0 | 0 | 0 | 0 | 0 | 0 | 0 | 0 | 0 | 1372.7136 | 0 | 0
2016-01-03 11:00 | 0 | 0 | 0 | 0 | 0 | 454482.047 | 0 | 408834 | 0 | 0 | 0 | 1337.9182 | 6361408.9951 | 0 | 0 | 0 | 0 | 0 | 0 | 0 | 0 | 0 | 1676453.057 | 0 | 0 | 0 | 0 | -71488.5639 | 115763.8974 | 0 | 0 | 0 | 0 | 0 | 0 | 0 | 0 | 0 | 0 | 0 | 1372.7136 | 0 | 0
2016-01-03 12:00 | 0 | 0 | 0 | 0 | 0 | 420483.7954 | 0 | 420449 | 0 | 0 | 0 | 0 | 6361408.9951 | 0 | 0 | 0 | 0 | 0 | 0 | 0 | 0 | 0 | 1677544.522 | 0 | 0 | 0 | 0 | -1337.9182 | 0 | 0 | 0 | 0 | 0 | 0 | 0 | 0 | 0 | 0 | 0 | 0 | 1372.7136 | 0 | 0
2016-01-03 13:00 | 0 | 0 | 0 | 0 | 0 | 395610.387 | 0 | 433181 | 0 | 0 | 0 | 0 | 6322465.6685 | 0 | 0 | 0 | 0 | 0 | 0 | 0 | 0 | 0 | 1678635.9827 | 0 | 0 | 0 | 0 | 0 | 0 | 38943.3266 | 0 | 0 | 0 | 0 | 0 | 0 | 0 | 0 | 0 | 0 | 1372.7136 | 0 | 0
2016-01-03 14:00 | 0 | 0 | 0 | 0 | 0 | 194208.7394 | 40669.9118 | 440085 | 0 | 0 | 0 | 0 | 6115886.6062 | 0 | 0 | 0 | 0 | 0 | 0 | 0 | 0 | 0 | 1679727.439 | 0 | 0 | 0 | 0 | 0 | 66122.7041 | 272701.7664 | 0 | 0 | 0 | 0 | 0 | 0 | 0 | 0 | 0 | 0 | 1372.7136 | 0 | 0
2016-01-03 15:00 | 0 | 0 | 0 | 0 | 0 | 58200.6813 | 382978.0323 | 439806 | 0 | 0 | 0 | 0 | 6115886.6062 | 0 | 0 | 0 | 0 | 0 | 0 | 0 | 0 | 0 | 1680818.891 | 0 | 0 | 0 | 0 | 0 | 0 | 0 | 0 | 0 | 0 | 0 | 0 | 0 | 0 | 0 | 0 | 0 | 1372.7136 | 0 | 0
2016-01-03 16:00 | 0 | 0 | 0 | 0 | 0 | 0 | 508965.3871 | 434999 | 0 | 0 | 0 | 0 | 6188480.2797 | 0 | 0 | 0 | 0 | 0 | 0 | 0 | 0 | 0 | 1681910.3386 | 0 | 0 | 0 | 0 | 0 | 72593.6735 | 0 | 0 | 0 | 0 | 0 | 0 | 0 | 0 | 0 | 0 | 0 | 1372.7136 | 0 | 0
2016-01-03 17:00 | 0 | 0 | 0 | 0 | 0 | 0 | 525700.5064 | 430919 | 0 | 0 | 0 | 0 | 6281889.0726 | 0 | 0 | 0 | 0 | 0 | 0 | 0 | 0 | 0 | 1683001.7818 | 0 | 0 | 0 | 0 | 0 | 93408.7929 | 0 | 0 | 0 | 0 | 0 | 0 | 0 | 0 | 0 | 0 | 0 | 1372.7136 | 0 | 0
2016-01-03 18:00 | 0 | 0 | 0 | 0 | 0 | 0 | 504796.2814 | 427178 | 0 | 0 | 0 | 71488.5639 | 6286646.0765 | 0 | 0 | 0 | 0 | 0 | 0 | 0 | 0 | 0 | 1684093.2206 | 0 | 0 | 0 | 0 | 71488.5639 | 4757.0039 | 0 | 0 | 0 | 0 | 0 | 0 | 0 | 0 | 0 | 0 | 0 | 1372.7136 | 0 | 0
2016-01-03 19:00 | 0 | 0 | 0 | 0 | 0 | 85944.8931 | 489434.5644 | 422449 | 0 | 0 | 0 | 131982.0697 | 6377710.3146 | 0 | 0 | 0 | 0 | 0 | 0 | 0 | 0 | 0 | 1685184.6551 | 0 | 0 | 0 | 0 | 60493.5058 | 91064.2381 | 0 | 0 | 0 | 0 | 0 | 0 | 0 | 0 | 0 | 0 | 0 | 1372.7136 | 0 | 0
2016-01-03 20:00 | 0 | 0 | 0 | 0 | 0 | 89065.4332 | 490529.4512 | 418943 | 0 | 0 | 0 | 203470.6336 | 6465500.9215 | 0 | 0 | 0 | 0 | 0 | 0 | 0 | 0 | 0 | 1686276.0853 | 0 | 0 | 0 | 0 | 71488.5639 | 87790.6069 | 0 | 0 | 0 | 0 | 0 | 0 | 0 | 0 | 0 | 0 | 0 | 1372.7136 | 0 | 0
2016-01-03 21:00 | 0 | 0 | 0 | 0 | 0 | 0 | 476933.5476 | 424541 | 0 | 0 | 0 | 203470.6336 | 6516520.7555 | 0 | 0 | 0 | 0 | 0 | 0 | 0 | 0 | 0 | 1687367.511 | 0 | 0 | 0 | 0 | 0 | 51019.834 | 0 | 0 | 0 | 0 | 0 | 0 | 0 | 0 | 0 | 0 | 0 | 1372.7136 | 0 | 0
2016-01-03 22:00 | 0 | 0 | 0 | 0 | 0 | 144760.5156 | 378617.0003 | 444380 | 0 | 0 | 0 | 203470.6336 | 6594145.5578 | 0 | 0 | 0 | 0 | 0 | 0 | 0 | 0 | 0 | 1688458.9324 | 0 | 0 | 0 | 0 | 0 | 77624.8022 | 0 | 0 | 0 | 0 | 0 | 0 | 0 | 0 | 0 | 0 | 0 | 1372.7136 | 0 | 0
2016-01-03 23:00 | 0 | 0 | 0 | 0 | 0 | 190574.6176 | 89068.9286 | 464325 | 0 | 0 | 0 | 131982.0697 | 6479579.9543 | 0 | 0 | 0 | 0 | 0 | 0 | 0 | 0 | 0 | 1689550.3495 | 0 | 0 | 0 | 0 | -71488.5639 | 158136.1629 | 272701.7664 | 0 | 0 | 0 | 0 | 0 | 0 | 0 | 0 | 0 | 0 | 1372.7136 | 0 | 0
2016-01-04 | 0 | 0 | 0 | 0 | 0 | 236340.8244 | 2133.8006 | 474796 | 0 | 0 | 0 | 60493.5058 | 6313374.4296 | 0 | 0 | 0 | 0 | 0 | 0 | 0 | 0 | 0 | 1690641.7621 | 0 | 0 | 0 | 0 | -71488.5639 | 0 | 166205.5247 | 0 | 0 | 0 | 0 | 0 | 0 | 0 | 0 | 0 | 0 | 1372.7136 | 0 | 0
2016-01-04 01:00 | 0 | 0 | 0 | 0 | 0 | 274847.1329 | 0 | 477021 | 0 | 0 | 0 | 71488.5639 | 6098832.7908 | 0 | 0 | 0 | 0 | 0 | 0 | 0 | 0 | 0 | 1691733.1704 | 0 | 0 | 0 | 0 | 10995.0581 | 58160.1276 | 272701.7664 | 0 | 0 | 0 | 0 | 0 | 0 | 0 | 0 | 0 | 0 | 1372.7136 | 0 | 0
2016-01-04 02:00 | 0 | 0 | 0 | 0 | 0 | 303744.2151 | 0 | 469735 | 0 | 0 | 0 | 0 | 6002957.8563 | 0 | 0 | 0 | 0 | 0 | 0 | 0 | 0 | 0 | 1692824.5744 | 0 | 0 | 0 | 0 | -71488.5639 | 0 | 95874.9346 | 0 | 0 | 0 | 0 | 0 | 0 | 0 | 0 | 0 | 0 | 1372.7136 | 0 | 0
2016-01-04 03:00 | 0 | 0 | 0 | 0 | 0 | 323677.9035 | 0 | 452837 | 0 | 0 | 0 | 71488.5639 | 5800937.4823 | 0 | 0 | 0 | 0 | 0 | 0 | 0 | 0 | 0 | 1693915.9739 | 0 | 0 | 0 | 0 | 71488.5639 | 70681.3925 | 272701.7664 | 0 | 0 | 0 | 0 | 0 | 0 | 0 | 0 | 0 | 0 | 1372.7136 | 0 | 0
2016-01-04 04:00 | 0 | 0 | 0 | 0 | 0 | 324453.8731 | 0 | 435678 | 0 | 0 | 0 | 56801.9838 | 5703027.222 | 0 | 0 | 0 | 0 | 0 | 0 | 0 | 0 | 0 | 1695007.3691 | 0 | 0 | 0 | 0 | -14686.5801 | 174791.506 | 272701.7664 | 0 | 0 | 0 | 0 | 0 | 0 | 0 | 0 | 0 | 0 | 1372.7136 | 0 | 0
2016-01-04 05:00 | 0 | 0 | 0 | 0 | 0 | 311687.3998 | 0 | 421559 | 0 | 0 | 0 | 0 | 5648584.8919 | 0 | 0 | 0 | 0 | 0 | 0 | 0 | 0 | 0 | 1696098.76 | 0 | 0 | 0 | 0 | -56801.9838 | 0 | 54442.33 | 0 | 0 | 0 | 0 | 0 | 0 | 0 | 0 | 0 | 0 | 1372.7136 | 0 | 0
2016-01-04 06:00 | 0 | 0 | 0 | 0 | 0 | 296610.3635 | 0 | 410607 | 0 | 0 | 0 | 71488.5639 | 5461726.978 | 0 | 0 | 0 | 0 | 0 | 0 | 0 | 0 | 0 | 1697190.1464 | 0 | 0 | 0 | 0 | 71488.5639 | 85843.8525 | 272701.7664 | 0 | 0 | 0 | 0 | 0 | 0 | 0 | 0 | 0 | 0 | 1372.7136 | 0 | 0
2016-01-04 07:00 | 0 | 0 | 0 | 0 | 0 | 283574.5944 | 0 | 404707 | 0 | 0 | 0 | 0 | 5410710.4226 | 0 | 0 | 0 | 0 | 0 | 0 | 0 | 0 | 0 | 1698281.5285 | 0 | 0 | 0 | 0 | -71488.5639 | 0 | 51016.5553 | 0 | 0 | 0 | 0 | 0 | 0 | 0 | 0 | 0 | 0 | 1372.7136 | 0 | 0
2016-01-04 08:00 | 0 | 0 | 0 | 0 | 0 | 271338.2454 | 0 | 403331 | 0 | 0 | 0 | 71488.5639 | 5205856.3905 | 0 | 0 | 0 | 0 | 0 | 0 | 0 | 0 | 0 | 1699372.9063 | 0 | 0 | 0 | 0 | 71488.5639 | 0 | 204854.0321 | 0 | 0 | 0 | 0 | 0 | 0 | 0 | 0 | 0 | 0 | 1372.7136 | 0 | 0
2016-01-04 09:00 | 0 | 0 | 0 | 0 | 0 | 258960.9227 | 0 | 408268 | 0 | 0 | 0 | 0 | 5126665.1636 | 0 | 0 | 0 | 0 | 0 | 0 | 0 | 0 | 0 | 1700464.2797 | 0 | 0 | 0 | 0 | -71488.5639 | 0 | 79191.227 | 0 | 0 | 0 | 0 | 0 | 0 | 0 | 0 | 0 | 0 | 1372.7136 | 0 | 0
2016-01-04 10:00 | 0 | 0 | 0 | 0 | 0 | 251002.0671 | 0 | 424056 | 0 | 0 | 0 | 0 | 4952238.5171 | 0 | 0 | 0 | 0 | 0 | 0 | 0 | 0 | 0 | 1701555.6487 | 0 | 0 | 0 | 0 | 0 | 0 | 174426.6465 | 0 | 0 | 0 | 0 | 0 | 0 | 0 | 0 | 0 | 0 | 1372.7136 | 0 | 0
2016-01-04 11:00 | 0 | 0 | 0 | 0 | 0 | 249260.2374 | 0 | 457966 | 0 | 0 | 0 | 0 | 4742160.0409 | 0 | 0 | 0 | 0 | 0 | 0 | 0 | 0 | 0 | 1702647.0133 | 0 | 0 | 0 | 0 | 0 | 62623.2902 | 272701.7664 | 0 | 0 | 0 | 0 | 0 | 0 | 0 | 0 | 0 | 0 | 1372.7136 | 0 | 0
2016-01-04 12:00 | 0 | 0 | 0 | 0 | 0 | 255345.6155 | 0 | 490049 | 0 | 0 | 0 | 0 | 4506083.9428 | 0 | 0 | 0 | 0 | 0 | 0 | 0 | 0 | 0 | 1703738.3736 | 0 | 0 | 0 | 0 | 0 | 36625.6684 | 272701.7664 | 0 | 0 | 0 | 0 | 0 | 0 | 0 | 0 | 0 | 0 | 1372.7136 | 0 | 0
2016-01-04 13:00 | 0 | 0 | 0 | 0 | 0 | 269749.8385 | 0 | 503347 | 0 | 0 | 0 | 0 | 4271114.0677 | 0 | 0 | 0 | 0 | 0 | 0 | 0 | 0 | 0 | 1704829.7295 | 0 | 0 | 0 | 0 | 0 | 0 | 234969.8751 | 0 | 0 | 0 | 0 | 0 | 0 | 0 | 0 | 0 | 0 | 1372.7136 | 0 | 0
2016-01-04 14:00 | 0 | 0 | 0 | 0 | 0 | 277423.8132 | 87055.4189 | 505677 | 0 | 0 | 0 | 71488.5639 | 4057055.0224 | 0 | 0 | 0 | 0 | 0 | 0 | 0 | 0 | 0 | 1705921.081 | 0 | 0 | 0 | 0 | 71488.5639 | 58642.7211 | 272701.7664 | 0 | 0 | 0 | 0 | 0 | 0 | 0 | 0 | 0 | 0 | 1372.7136 | 0 | 0
2016-01-04 15:00 | 0 | 0 | 0 | 0 | 0 | 225406.0176 | 265885.3992 | 505098 | 0 | 0 | 0 | 0 | 4113364.2895 | 0 | 0 | 0 | 0 | 0 | 0 | 0 | 0 | 0 | 1707012.4282 | 0 | 0 | 0 | 0 | -71488.5639 | 56309.2671 | 0 | 0 | 0 | 0 | 0 | 0 | 0 | 0 | 0 | 0 | 0 | 1372.7136 | 0 | 0
2016-01-04 16:00 | 0 | 0 | 0 | 0 | 0 | 189502.3269 | 376608.4588 | 499867 | 0 | 0 | 0 | 53509.9544 | 4124725.4073 | 0 | 0 | 0 | 0 | 0 | 0 | 0 | 0 | 0 | 1708103.771 | 0 | 0 | 0 | 0 | 53509.9544 | 11361.1178 | 0 | 0 | 0 | 0 | 0 | 0 | 0 | 0 | 0 | 0 | 0 | 1372.7136 | 0 | 0
2016-01-04 17:00 | 0 | 0 | 0 | 0 | 0 | 205893.0579 | 410207.2073 | 493446 | 0 | 0 | 0 | 0 | 4299516.9133 | 0 | 0 | 0 | 0 | 0 | 0 | 0 | 0 | 0 | 1709195.1095 | 0 | 0 | 0 | 0 | -53509.9544 | 174791.506 | 0 | 0 | 0 | 0 | 0 | 0 | 0 | 0 | 0 | 0 | 0 | 1372.7136 | 0 | 0
2016-01-04 18:00 | 0 | 0 | 0 | 0 | 0 | 240524.9439 | 413376.0158 | 487900 | 0 | 0 | 0 | 0 | 4464145.1594 | 0 | 0 | 0 | 0 | 0 | 0 | 0 | 0 | 0 | 1710286.4436 | 0 | 0 | 0 | 0 | 0 | 164628.2461 | 0 | 0 | 0 | 0 | 0 | 0 | 0 | 0 | 0 | 0 | 0 | 1372.7136 | 0 | 0
2016-01-04 19:00 | 0 | 0 | 0 | 0 | 0 | 274821.1687 | 410571.9347 | 483354 | 0 | 0 | 0 | 71488.5639 | 4593322.9854 | 0 | 0 | 0 | 0 | 0 | 0 | 0 | 0 | 0 | 1711377.7733 | 0 | 0 | 0 | 0 | 71488.5639 | 129177.826 | 0 | 0 | 0 | 0 | 0 | 0 | 0 | 0 | 0 | 0 | 0 | 1372.7136 | 0 | 0
2016-01-04 20:00 | 0 | 0 | 0 | 0 | 0 | 296083.5747 | 405387.9728 | 480122 | 0 | 0 | 0 | 142977.1278 | 4741811.2555 | 0 | 0 | 0 | 0 | 0 | 0 | 0 | 0 | 0 | 1712469.0987 | 0 | 0 | 0 | 0 | 71488.5639 | 148488.2701 | 0 | 0 | 0 | 0 | 0 | 0 | 0 | 0 | 0 | 0 | 0 | 1372.7136 | 0 | 0
2016-01-04 21:00 | 0 | 0 | 0 | 0 | 0 | 308019.93 | 370397.0915 | 484754 | 0 | 0 | 0 | 203470.6336 | 4873608.0577 | 0 | 0 | 0 | 0 | 0 | 0 | 0 | 0 | 0 | 1713560.4197 | 0 | 0 | 0 | 0 | 60493.5058 | 131796.8022 | 0 | 0 | 0 | 0 | 0 | 0 | 0 | 0 | 0 | 0 | 0 | 1372.7136 | 0 | 0
2016-01-04 22:00 | 0 | 0 | 0 | 0 | 0 | 394153.535 | 268970.4733 | 504066 | 0 | 0 | 0 | 203470.6336 | 5031293.3524 | 0 | 0 | 0 | 0 | 0 | 0 | 0 | 0 | 0 | 1714651.7363 | 0 | 0 | 0 | 0 | 0 | 157685.2947 | 0 | 0 | 0 | 0 | 0 | 0 | 0 | 0 | 0 | 0 | 0 | 1372.7136 | 0 | 0
2016-01-04 23:00 | 0 | 0 | 0 | 0 | 0 | 533081.2737 | 82235.2513 | 527878 | 0 | 0 | 0 | 203470.6336 | 5117359.1638 | 0 | 0 | 0 | 0 | 0 | 0 | 0 | 0 | 0 | 1715743.0485 | 0 | 0 | 0 | 0 | 0 | 86065.8114 | 0 | 0 | 0 | 0 | 0 | 0 | 0 | 0 | 0 | 0 | 0 | 1372.7136 | 0 | 0
2016-01-05 | 0 | 0 | 0 | 0 | 0 | 589814.0196 | 1680.8832 | 538994 | 0 | 0 | 0 | 149140.5375 | 5222817.4492 | 0 | 0 | 0 | 0 | 0 | 0 | 0 | 0 | 0 | 1716834.3564 | 0 | 0 | 0 | 0 | -54330.0961 | 105458.2853 | 0 | 0 | 0 | 0 | 0 | 0 | 0 | 0 | 0 | 0 | 0 | 1372.7136 | 0 | 0
2016-01-05 01:00 | 0 | 0 | 0 | 0 | 0 | 595379.8096 | 0 | 539677 | 0 | 0 | 0 | 203470.6336 | 5222817.4492 | 0 | 0 | 0 | 0 | 0 | 0 | 0 | 0 | 0 | 1717925.66 | 0 | 0 | 0 | 0 | 54330.0961 | 0 | 0 | 0 | 0 | 0 | 0 | 0 | 0 | 0 | 0 | 0 | 0 | 1372.7136 | 0 | 0
2016-01-05 02:00 | 0 | 0 | 0 | 0 | 0 | 576960.6894 | 0 | 531819 | 0 | 0 | 0 | 131982.0697 | 5338074.9889 | 0 | 0 | 0 | 0 | 0 | 0 | 0 | 0 | 0 | 1719016.9591 | 0 | 0 | 0 | 0 | -71488.5639 | 115257.5397 | 0 | 0 | 0 | 0 | 0 | 0 | 0 | 0 | 0 | 0 | 0 | 1372.7136 | 0 | 0
2016-01-05 03:00 | 0 | 0 | 0 | 0 | 0 | 552564.3161 | 0 | 511858 | 0 | 0 | 0 | 142977.1278 | 5366413.5333 | 0 | 0 | 0 | 0 | 0 | 0 | 0 | 0 | 0 | 1720108.2539 | 0 | 0 | 0 | 0 | 10995.0581 | 28338.5444 | 0 | 0 | 0 | 0 | 0 | 0 | 0 | 0 | 0 | 0 | 0 | 1372.7136 | 0 | 0
2016-01-05 04:00 | 0 | 0 | 0 | 0 | 0 | 531493.426 | 0 | 488356 | 0 | 0 | 0 | 71488.5639 | 5479666.8096 | 0 | 0 | 0 | 0 | 0 | 0 | 0 | 0 | 0 | 1721199.5444 | 0 | 0 | 0 | 0 | -71488.5639 | 113253.2763 | 0 | 0 | 0 | 0 | 0 | 0 | 0 | 0 | 0 | 0 | 0 | 1372.7136 | 0 | 0
2016-01-05 05:00 | 0 | 0 | 0 | 0 | 0 | 512762.5093 | 0 | 470100 | 0 | 0 | 0 | 0 | 5592445.1691 | 0 | 0 | 0 | 0 | 0 | 0 | 0 | 0 | 0 | 1722290.8304 | 0 | 0 | 0 | 0 | -71488.5639 | 112778.3596 | 0 | 0 | 0 | 0 | 0 | 0 | 0 | 0 | 0 | 0 | 0 | 1372.7136 | 0 | 0
2016-01-05 06:00 | 0 | 0 | 0 | 0 | 0 | 495283.2573 | 0 | 459532 | 0 | 0 | 0 | 34378.5438 | 5592445.1691 | 0 | 0 | 0 | 0 | 0 | 0 | 0 | 0 | 0 | 1723382.1121 | 0 | 0 | 0 | 0 | 34378.5438 | 0 | 0 | 0 | 0 | 0 | 0 | 0 | 0 | 0 | 0 | 0 | 0 | 1372.7136 | 0 | 0
2016-01-05 07:00 | 0 | 0 | 0 | 0 | 0 | 483467.0009 | 0 | 452735 | 0 | 0 | 0 | 63737.831 | 5592445.1691 | 0 | 0 | 0 | 0 | 0 | 0 | 0 | 0 | 0 | 1724473.3895 | 0 | 0 | 0 | 0 | 29359.2873 | 0 | 0 | 0 | 0 | 0 | 0 | 0 | 0 | 0 | 0 | 0 | 0 | 1372.7136 | 0 | 0
2016-01-05 08:00 | 0 | 0 | 0 | 0 | 0 | 475730.5615 | 0 | 450290 | 0 | 0 | 0 | 67729.2998 | 5612521.5482 | 0 | 0 | 0 | 0 | 0 | 0 | 0 | 0 | 0 | 1725564.6624 | 0 | 0 | 0 | 0 | 3991.4688 | 20076.3791 | 0 | 0 | 0 | 0 | 0 | 0 | 0 | 0 | 0 | 0 | 0 | 1372.7136 | 0 | 0
2016-01-05 09:00 | 0 | 0 | 0 | 0 | 0 | 460197.9776 | 0 | 455066 | 0 | 0 | 0 | 71488.5639 | 5612521.5482 | 0 | 0 | 0 | 0 | 0 | 0 | 0 | 0 | 0 | 1726655.931 | 0 | 0 | 0 | 0 | 3759.2641 | 0 | 0 | 0 | 0 | 0 | 0 | 0 | 0 | 0 | 0 | 0 | 0 | 1372.7136 | 0 | 0
2016-01-05 10:00 | 0 | 0 | 0 | 0 | 0 | 443997.3467 | 0 | 471666 | 0 | 0 | 0 | 0 | 5654968.7453 | 0 | 0 | 0 | 0 | 0 | 0 | 0 | 0 | 0 | 1727747.1953 | 0 | 0 | 0 | 0 | -71488.5639 | 42447.197 | 0 | 0 | 0 | 0 | 0 | 0 | 0 | 0 | 0 | 0 | 0 | 1372.7136 | 0 | 0
2016-01-05 11:00 | 0 | 0 | 0 | 0 | 0 | 428235.1331 | 0 | 505340 | 0 | 0 | 0 | 0 | 5576491.1648 | 0 | 0 | 0 | 0 | 0 | 0 | 0 | 0 | 0 | 1728838.4552 | 0 | 0 | 0 | 0 | 0 | 174791.506 | 253269.0865 | 0 | 0 | 0 | 0 | 0 | 0 | 0 | 0 | 0 | 0 | 1372.7136 | 0 | 0
2016-01-05 12:00 | 0 | 0 | 0 | 0 | 0 | 417709.2037 | 0 | 536414 | 0 | 0 | 0 | 0 | 5456413.6549 | 0 | 0 | 0 | 0 | 0 | 0 | 0 | 0 | 0 | 1729929.7107 | 0 | 0 | 0 | 0 | 0 | 0 | 120077.5099 | 0 | 0 | 0 | 0 | 0 | 0 | 0 | 0 | 0 | 0 | 1372.7136 | 0 | 0
2016-01-05 13:00 | 0 | 0 | 0 | 0 | 0 | 412960.9255 | 0 | 544393 | 0 | 0 | 0 | 71488.5639 | 5252120.303 | 0 | 0 | 0 | 0 | 0 | 0 | 0 | 0 | 0 | 1731020.9618 | 0 | 0 | 0 | 0 | 71488.5639 | 68408.4145 | 272701.7664 | 0 | 0 | 0 | 0 | 0 | 0 | 0 | 0 | 0 | 0 | 1372.7136 | 0 | 0
2016-01-05 14:00 | 0 | 0 | 0 | 0 | 0 | 391824.995 | 21763.1218 | 538308 | 0 | 0 | 0 | 0 | 5197516.2701 | 0 | 0 | 0 | 0 | 0 | 0 | 0 | 0 | 0 | 1732112.2086 | 0 | 0 | 0 | 0 | -71488.5639 | 0 | 54604.0329 | 0 | 0 | 0 | 0 | 0 | 0 | 0 | 0 | 0 | 0 | 1372.7136 | 0 | 0
2016-01-05 15:00 | 0 | 0 | 0 | 0 | 0 | 395278.0189 | 192521.38 | 530432 | 0 | 0 | 0 | 0 | 5253510.9554 | 0 | 0 | 0 | 0 | 0 | 0 | 0 | 0 | 0 | 1733203.451 | 0 | 0 | 0 | 0 | 0 | 55994.6853 | 0 | 0 | 0 | 0 | 0 | 0 | 0 | 0 | 0 | 0 | 0 | 1372.7136 | 0 | 0
2016-01-05 16:00 | 0 | 0 | 0 | 0 | 0 | 375790.6479 | 319334.5717 | 518961 | 0 | 0 | 0 | 0 | 5428302.4615 | 0 | 0 | 0 | 0 | 0 | 0 | 0 | 0 | 0 | 1734294.6891 | 0 | 0 | 0 | 0 | 0 | 174791.506 | 0 | 0 | 0 | 0 | 0 | 0 | 0 | 0 | 0 | 0 | 0 | 1372.7136 | 0 | 0
2016-01-05 17:00 | 0 | 0 | 0 | 0 | 0 | 360579.7244 | 383124.001 | 507046 | 0 | 0 | 0 | 60493.5058 | 5603093.9675 | 0 | 0 | 0 | 0 | 0 | 0 | 0 | 0 | 0 | 1735385.9228 | 0 | 0 | 0 | 0 | 60493.5058 | 174791.506 | 0 | 0 | 0 | 0 | 0 | 0 | 0 | 0 | 0 | 0 | 0 | 1372.7136 | 0 | 0
2016-01-05 18:00 | 0 | 0 | 0 | 0 | 0 | 349454.4691 | 396094.3144 | 497896 | 0 | 0 | 0 | 131982.0697 | 5777885.4736 | 0 | 0 | 0 | 0 | 0 | 0 | 0 | 0 | 0 | 1736477.1521 | 0 | 0 | 0 | 0 | 71488.5639 | 174791.506 | 0 | 0 | 0 | 0 | 0 | 0 | 0 | 0 | 0 | 0 | 0 | 1372.7136 | 0 | 0
2016-01-05 19:00 | 0 | 0 | 0 | 0 | 0 | 200061.1158 | 394591.5399 | 489977 | 0 | 0 | 0 | 60493.5058 | 5952676.9796 | 0 | 0 | 0 | 0 | 0 | 0 | 0 | 0 | 0 | 1737568.377 | 0 | 0 | 0 | 0 | -71488.5639 | 174791.506 | 0 | 0 | 0 | 0 | 0 | 0 | 0 | 0 | 0 | 0 | 0 | 1372.7136 | 0 | 0
2016-01-05 20:00 | 0 | 0 | 0 | 0 | 0 | 342682.4402 | 390262.3433 | 485292 | 0 | 0 | 0 | 131982.0697 | 6127468.4856 | 0 | 0 | 0 | 0 | 0 | 0 | 0 | 0 | 0 | 1738659.5976 | 0 | 0 | 0 | 0 | 71488.5639 | 174791.506 | 0 | 0 | 0 | 0 | 0 | 0 | 0 | 0 | 0 | 0 | 0 | 1372.7136 | 0 | 0
2016-01-05 21:00 | 0 | 0 | 0 | 0 | 0 | 378616.4741 | 358940.3094 | 489904 | 0 | 0 | 0 | 203470.6336 | 6302259.9917 | 0 | 0 | 0 | 0 | 0 | 0 | 0 | 0 | 0 | 1739750.8139 | 0 | 0 | 0 | 0 | 71488.5639 | 174791.506 | 0 | 0 | 0 | 0 | 0 | 0 | 0 | 0 | 0 | 0 | 0 | 1372.7136 | 0 | 0
2016-01-05 22:00 | 0 | 0 | 0 | 0 | 0 | 414005.6702 | 267541.747 | 511089 | 0 | 0 | 0 | 197764.8312 | 6477051.4977 | 0 | 0 | 0 | 0 | 0 | 0 | 0 | 0 | 0 | 1740842.0257 | 0 | 0 | 0 | 0 | -5705.8024 | 174791.506 | 0 | 0 | 0 | 0 | 0 | 0 | 0 | 0 | 0 | 0 | 0 | 1372.7136 | 0 | 0
2016-01-05 23:00 | 0 | 0 | 0 | 0 | 0 | 496877.4936 | 69888.6609 | 534774 | 0 | 0 | 0 | 203470.6336 | 6501965.1362 | 0 | 0 | 0 | 0 | 0 | 0 | 0 | 0 | 0 | 1741933.2332 | 0 | 0 | 0 | 0 | 5705.8024 | 24913.6385 | 0 | 0 | 0 | 0 | 0 | 0 | 0 | 0 | 0 | 0 | 0 | 1372.7136 | 0 | 0
2016-01-06 | 0 | 0 | 0 | 0 | 0 | 530053.4464 | 1877.7388 | 544758 | 0 | 0 | 0 | 203470.6336 | 6487765.6079 | 0 | 0 | 0 | 0 | 0 | 0 | 0 | 0 | 0 | 1743024.4364 | 0 | 0 | 0 | 0 | 0 | 0 | 14199.5283 | 0 | 0 | 0 | 0 | 0 | 0 | 0 | 0 | 0 | 0 | 1372.7136 | 0 | 0
2016-01-06 01:00 | 0 | 0 | 0 | 0 | 0 | 525049.512 | 0 | 544168 | 0 | 0 | 0 | 203470.6336 | 6467274.4063 | 0 | 0 | 0 | 0 | 0 | 0 | 0 | 0 | 0 | 1744115.6351 | 0 | 0 | 0 | 0 | 0 | 0 | 20491.2015 | 0 | 0 | 0 | 0 | 0 | 0 | 0 | 0 | 0 | 0 | 1372.7136 | 0 | 0
2016-01-06 02:00 | 0 | 0 | 0 | 0 | 0 | 508143.2221 | 0 | 534403 | 0 | 0 | 0 | 175838.1421 | 6467274.4063 | 0 | 0 | 0 | 0 | 0 | 0 | 0 | 0 | 0 | 1745206.8295 | 0 | 0 | 0 | 0 | -27632.4915 | 0 | 0 | 0 | 0 | 0 | 0 | 0 | 0 | 0 | 0 | 0 | 0 | 1372.7136 | 0 | 0
2016-01-06 03:00 | 0 | 0 | 0 | 0 | 0 | 494667.2483 | 0 | 512646 | 0 | 0 | 0 | 156486.6768 | 6467274.4063 | 0 | 0 | 0 | 0 | 0 | 0 | 0 | 0 | 0 | 1746298.0196 | 0 | 0 | 0 | 0 | -19351.4653 | 0 | 0 | 0 | 0 | 0 | 0 | 0 | 0 | 0 | 0 | 0 | 0 | 1372.7136 | 0 | 0
2016-01-06 04:00 | 0 | 0 | 0 | 0 | 0 | 481822.3726 | 0 | 488746 | 0 | 0 | 0 | 148190.3358 | 6467274.4063 | 0 | 0 | 0 | 0 | 0 | 0 | 0 | 0 | 0 | 1747389.2052 | 0 | 0 | 0 | 0 | -8296.341 | 0 | 0 | 0 | 0 | 0 | 0 | 0 | 0 | 0 | 0 | 0 | 0 | 1372.7136 | 0 | 0
2016-01-06 05:00 | 0 | 0 | 0 | 0 | 0 | 467489.5855 | 0 | 469710 | 0 | 0 | 0 | 144597.2077 | 6467274.4063 | 0 | 0 | 0 | 0 | 0 | 0 | 0 | 0 | 0 | 1748480.3866 | 0 | 0 | 0 | 0 | -3593.1281 | 0 | 0 | 0 | 0 | 0 | 0 | 0 | 0 | 0 | 0 | 0 | 0 | 1372.7136 | 0 | 0
2016-01-06 06:00 | 0 | 0 | 0 | 0 | 0 | 449220.3885 | 0 | 459026 | 0 | 0 | 0 | 133418.8827 | 6467274.4063 | 0 | 0 | 0 | 0 | 0 | 0 | 0 | 0 | 0 | 1749571.5635 | 0 | 0 | 0 | 0 | -11178.3251 | 0 | 0 | 0 | 0 | 0 | 0 | 0 | 0 | 0 | 0 | 0 | 0 | 1372.7136 | 0 | 0
2016-01-06 07:00 | 0 | 0 | 0 | 0 | 0 | 426579.3392 | 0 | 450847 | 0 | 0 | 0 | 107778.5083 | 6467274.4063 | 0 | 0 | 0 | 0 | 0 | 0 | 0 | 0 | 0 | 1750662.7361 | 0 | 0 | 0 | 0 | -25640.3743 | 0 | 0 | 0 | 0 | 0 | 0 | 0 | 0 | 0 | 0 | 0 | 0 | 1372.7136 | 0 | 0
2016-01-06 08:00 | 0 | 0 | 0 | 0 | 0 | 401441.4012 | 0 | 447761 | 0 | 0 | 0 | 179267.0722 | 6348093.5301 | 0 | 0 | 0 | 0 | 0 | 0 | 0 | 0 | 0 | 1751753.9043 | 0 | 0 | 0 | 0 | 71488.5639 | 0 | 119180.8762 | 0 | 0 | 0 | 0 | 0 | 0 | 0 | 0 | 0 | 0 | 1372.7136 | 0 | 0
2016-01-06 09:00 | 0 | 0 | 0 | 0 | 0 | 381498.1211 | 0 | 449636 | 0 | 0 | 0 | 109756.4797 | 6348093.5301 | 0 | 0 | 0 | 0 | 0 | 0 | 0 | 0 | 0 | 1752845.0681 | 0 | 0 | 0 | 0 | -69510.5925 | 0 | 0 | 0 | 0 | 0 | 0 | 0 | 0 | 0 | 0 | 0 | 0 | 1372.7136 | 0 | 0
2016-01-06 10:00 | 0 | 0 | 0 | 0 | 0 | 360435.8317 | 0 | 463512 | 0 | 0 | 0 | 71488.5639 | 6281912.5641 | 0 | 0 | 0 | 0 | 0 | 0 | 0 | 0 | 0 | 1753936.2276 | 0 | 0 | 0 | 0 | -38267.9159 | 0 | 66180.966 | 0 | 0 | 0 | 0 | 0 | 0 | 0 | 0 | 0 | 0 | 1372.7136 | 0 | 0
2016-01-06 11:00 | 0 | 0 | 0 | 0 | 0 | 342836.1915 | 0 | 495560 | 0 | 0 | 0 | 0 | 6199304.6059 | 0 | 0 | 0 | 0 | 0 | 0 | 0 | 0 | 0 | 1755027.3828 | 0 | 0 | 0 | 0 | -71488.5639 | 0 | 82607.9582 | 0 | 0 | 0 | 0 | 0 | 0 | 0 | 0 | 0 | 0 | 1372.7136 | 0 | 0
2016-01-06 12:00 | 0 | 0 | 0 | 0 | 0 | 323958.282 | 0 | 524202 | 0 | 0 | 0 | 71085.3348 | 5926602.8395 | 0 | 0 | 0 | 0 | 0 | 0 | 0 | 0 | 0 | 1756118.5335 | 0 | 0 | 0 | 0 | 71085.3348 | 0 | 272701.7664 | 0 | 0 | 0 | 0 | 0 | 0 | 0 | 0 | 0 | 0 | 1372.7136 | 0 | 0
2016-01-06 13:00 | 0 | 0 | 0 | 0 | 0 | 305339.4206 | 0 | 530125 | 0 | 0 | 0 | 117628.8083 | 5653901.0731 | 0 | 0 | 0 | 0 | 0 | 0 | 0 | 0 | 0 | 1757209.6799 | 0 | 0 | 0 | 0 | 46543.4735 | 0 | 272701.7664 | 0 | 0 | 0 | 0 | 0 | 0 | 0 | 0 | 0 | 0 | 1372.7136 | 0 | 0
2016-01-06 14:00 | 0 | 0 | 0 | 0 | 0 | 260479.0231 | 18451.2353 | 523807 | 0 | 0 | 0 | 46140.2444 | 5479140.1817 | 0 | 0 | 0 | 0 | 0 | 0 | 0 | 0 | 0 | 1758300.8219 | 0 | 0 | 0 | 0 | -71488.5639 | 97940.8751 | 272701.7664 | 0 | 0 | 0 | 0 | 0 | 0 | 0 | 0 | 0 | 0 | 1372.7136 | 0 | 0
2016-01-06 15:00 | 0 | 0 | 0 | 0 | 0 | 196119.5515 | 171382.0714 | 515122 | 0 | 0 | 0 | 71488.5639 | 5304798.7716 | 0 | 0 | 0 | 0 | 0 | 0 | 0 | 0 | 0 | 1759391.9596 | 0 | 0 | 0 | 0 | 25348.3195 | 98360.3563 | 272701.7664 | 0 | 0 | 0 | 0 | 0 | 0 | 0 | 0 | 0 | 0 | 1372.7136 | 0 | 0
2016-01-06 16:00 | 0 | 0 | 0 | 0 | 0 | 172607.2016 | 296290.0757 | 505229 | 0 | 0 | 0 | 0 | 5338582.8992 | 0 | 0 | 0 | 0 | 0 | 0 | 0 | 0 | 0 | 1760483.0929 | 0 | 0 | 0 | 0 | -71488.5639 | 33784.1276 | 0 | 0 | 0 | 0 | 0 | 0 | 0 | 0 | 0 | 0 | 0 | 1372.7136 | 0 | 0
2016-01-06 17:00 | 0 | 0 | 0 | 0 | 0 | 182704.2481 | 378937.137 | 493888 | 0 | 0 | 0 | 0 | 5404963.5707 | 0 | 0 | 0 | 0 | 0 | 0 | 0 | 0 | 0 | 1761574.2218 | 0 | 0 | 0 | 0 | 0 | 66380.6715 | 0 | 0 | 0 | 0 | 0 | 0 | 0 | 0 | 0 | 0 | 0 | 1372.7136 | 0 | 0
2016-01-06 18:00 | 0 | 0 | 0 | 0 | 0 | 181626.0787 | 401168.2674 | 485222 | 0 | 0 | 0 | 0 | 5501163.2032 | 0 | 0 | 0 | 0 | 0 | 0 | 0 | 0 | 0 | 1762665.3464 | 0 | 0 | 0 | 0 | 0 | 96199.6325 | 0 | 0 | 0 | 0 | 0 | 0 | 0 | 0 | 0 | 0 | 0 | 1372.7136 | 0 | 0
2016-01-06 19:00 | 0 | 0 | 0 | 0 | 0 | 173961.342 | 401121.0351 | 478021 | 0 | 0 | 0 | 71488.5639 | 5525363.3028 | 0 | 0 | 0 | 0 | 0 | 0 | 0 | 0 | 0 | 1763756.4666 | 0 | 0 | 0 | 0 | 71488.5639 | 24200.0996 | 0 | 0 | 0 | 0 | 0 | 0 | 0 | 0 | 0 | 0 | 0 | 1372.7136 | 0 | 0
2016-01-06 20:00 | 0 | 0 | 0 | 0 | 0 | 164442.9385 | 396242.5329 | 474674 | 0 | 0 | 0 | 0 | 5681490.6245 | 0 | 0 | 0 | 0 | 0 | 0 | 0 | 0 | 0 | 1764847.5824 | 0 | 0 | 0 | 0 | -71488.5639 | 156127.3217 | 0 | 0 | 0 | 0 | 0 | 0 | 0 | 0 | 0 | 0 | 0 | 1372.7136 | 0 | 0
2016-01-06 21:00 | 0 | 0 | 0 | 0 | 0 | 162384.3662 | 373493.7919 | 478064 | 0 | 0 | 0 | 56441.4446 | 5681490.6245 | 0 | 0 | 0 | 0 | 0 | 0 | 0 | 0 | 0 | 1765938.6939 | 0 | 0 | 0 | 0 | 56441.4446 | 0 | 0 | 0 | 0 | 0 | 0 | 0 | 0 | 0 | 0 | 0 | 0 | 1372.7136 | 0 | 0
2016-01-06 22:00 | 0 | 0 | 0 | 0 | 0 | 193019.9051 | 293576.745 | 496279 | 0 | 0 | 0 | 0 | 5726877.0056 | 0 | 0 | 0 | 0 | 0 | 0 | 0 | 0 | 0 | 1767029.801 | 0 | 0 | 0 | 0 | -56441.4446 | 45386.3811 | 0 | 0 | 0 | 0 | 0 | 0 | 0 | 0 | 0 | 0 | 0 | 1372.7136 | 0 | 0
2016-01-06 23:00 | 0 | 0 | 0 | 0 | 0 | 264896.179 | 106667.9447 | 515072 | 0 | 0 | 0 | 71488.5639 | 5510507.8518 | 0 | 0 | 0 | 0 | 0 | 0 | 0 | 0 | 0 | 1768120.9038 | 0 | 0 | 0 | 0 | 71488.5639 | 56332.6126 | 272701.7664 | 0 | 0 | 0 | 0 | 0 | 0 | 0 | 0 | 0 | 0 | 1372.7136 | 0 | 0
2016-01-07 | 0 | 0 | 0 | 0 | 0 | 312029.4653 | 928.2937 | 521111 | 0 | 0 | 0 | 71488.5639 | 5300981.8972 | 0 | 0 | 0 | 0 | 0 | 0 | 0 | 0 | 0 | 1769212.0022 | 0 | 0 | 0 | 0 | 0 | 63175.8118 | 272701.7664 | 0 | 0 | 0 | 0 | 0 | 0 | 0 | 0 | 0 | 0 | 1372.7136 | 0 | 0
2016-01-07 01:00 | 0 | 0 | 0 | 0 | 0 | 335153.9688 | 0 | 518375 | 0 | 0 | 0 | 142977.1278 | 5044899.5885 | 0 | 0 | 0 | 0 | 0 | 0 | 0 | 0 | 0 | 1770303.0962 | 0 | 0 | 0 | 0 | 71488.5639 | 0 | 256082.3087 | 0 | 0 | 0 | 0 | 0 | 0 | 0 | 0 | 0 | 0 | 1372.7136 | 0 | 0
2016-01-07 02:00 | 0 | 0 | 0 | 0 | 0 | 336127.6857 | 0 | 506895 | 0 | 0 | 0 | 71488.5639 | 4944248.1245 | 0 | 0 | 0 | 0 | 0 | 0 | 0 | 0 | 0 | 1771394.1858 | 0 | 0 | 0 | 0 | -71488.5639 | 172050.3024 | 272701.7664 | 0 | 0 | 0 | 0 | 0 | 0 | 0 | 0 | 0 | 0 | 1372.7136 | 0 | 0
2016-01-07 03:00 | 0 | 0 | 0 | 0 | 0 | 319170.2706 | 0 | 486281 | 0 | 0 | 0 | 0 | 4847253.2454 | 0 | 0 | 0 | 0 | 0 | 0 | 0 | 0 | 0 | 1772485.2711 | 0 | 0 | 0 | 0 | -71488.5639 | 0 | 96994.8791 | 0 | 0 | 0 | 0 | 0 | 0 | 0 | 0 | 0 | 0 | 1372.7136 | 0 | 0
2016-01-07 04:00 | 0 | 0 | 0 | 0 | 0 | 286724.3186 | 0 | 461291 | 0 | 0 | 0 | 0 | 4671313.8504 | 0 | 0 | 0 | 0 | 0 | 0 | 0 | 0 | 0 | 1773576.352 | 0 | 0 | 0 | 0 | 0 | 0 | 175939.3949 | 0 | 0 | 0 | 0 | 0 | 0 | 0 | 0 | 0 | 0 | 1372.7136 | 0 | 0
2016-01-07 05:00 | 0 | 0 | 0 | 0 | 0 | 260423.8451 | 0 | 439921 | 0 | 0 | 0 | 60493.5058 | 4429950.4762 | 0 | 0 | 0 | 0 | 0 | 0 | 0 | 0 | 0 | 1774667.4286 | 0 | 0 | 0 | 0 | 60493.5058 | 31338.3922 | 272701.7664 | 0 | 0 | 0 | 0 | 0 | 0 | 0 | 0 | 0 | 0 | 1372.7136 | 0 | 0
2016-01-07 06:00 | 0 | 0 | 0 | 0 | 0 | 237104.6008 | 0 | 425551 | 0 | 0 | 0 | 131982.0697 | 4168642.7995 | 0 | 0 | 0 | 0 | 0 | 0 | 0 | 0 | 0 | 1775758.5008 | 0 | 0 | 0 | 0 | 71488.5639 | 11394.0898 | 272701.7664 | 0 | 0 | 0 | 0 | 0 | 0 | 0 | 0 | 0 | 0 | 1372.7136 | 0 | 0
2016-01-07 07:00 | 0 | 0 | 0 | 0 | 0 | 216052.5111 | 0 | 415893 | 0 | 0 | 0 | 203470.6336 | 3895941.0331 | 0 | 0 | 0 | 0 | 0 | 0 | 0 | 0 | 0 | 1776849.5686 | 0 | 0 | 0 | 0 | 71488.5639 | 0 | 272701.7664 | 0 | 0 | 0 | 0 | 0 | 0 | 0 | 0 | 0 | 0 | 1372.7136 | 0 | 0
2016-01-07 08:00 | 0 | 0 | 0 | 0 | 0 | 208378.2258 | 0 | 410460 | 0 | 0 | 0 | 137376.4826 | 3758580.6963 | 0 | 0 | 0 | 0 | 0 | 0 | 0 | 0 | 0 | 1777940.6321 | 0 | 0 | 0 | 0 | -66094.151 | 0 | 137360.3368 | 0 | 0 | 0 | 0 | 0 | 0 | 0 | 0 | 0 | 0 | 1372.7136 | 0 | 0
2016-01-07 09:00 | 0 | 0 | 0 | 0 | 0 | 205823.0982 | 0 | 411058 | 0 | 0 | 0 | 203470.6336 | 3485878.9299 | 0 | 0 | 0 | 0 | 0 | 0 | 0 | 0 | 0 | 1779031.6912 | 0 | 0 | 0 | 0 | 66094.151 | 0 | 272701.7664 | 0 | 0 | 0 | 0 | 0 | 0 | 0 | 0 | 0 | 0 | 1372.7136 | 0 | 0
2016-01-07 10:00 | 0 | 0 | 0 | 0 | 0 | 213350.2501 | 0 | 423691 | 0 | 0 | 0 | 142977.1278 | 3334658.9722 | 0 | 0 | 0 | 0 | 0 | 0 | 0 | 0 | 0 | 1780122.7459 | 0 | 0 | 0 | 0 | -60493.5058 | 121481.8087 | 272701.7664 | 0 | 0 | 0 | 0 | 0 | 0 | 0 | 0 | 0 | 0 | 1372.7136 | 0 | 0
2016-01-07 11:00 | 0 | 0 | 0 | 0 | 0 | 225930.2336 | 0 | 454300 | 0 | 0 | 0 | 71488.5639 | 3176405.0561 | 0 | 0 | 0 | 0 | 0 | 0 | 0 | 0 | 0 | 1781213.7963 | 0 | 0 | 0 | 0 | -71488.5639 | 0 | 158253.9161 | 0 | 0 | 0 | 0 | 0 | 0 | 0 | 0 | 0 | 0 | 1372.7136 | 0 | 0
2016-01-07 12:00 | 0 | 0 | 0 | 0 | 0 | 238191.0864 | 0 | 483496 | 0 | 0 | 0 | 0 | 3001215.9928 | 0 | 0 | 0 | 0 | 0 | 0 | 0 | 0 | 0 | 1782304.8423 | 0 | 0 | 0 | 0 | -71488.5639 | 97512.7031 | 272701.7664 | 0 | 0 | 0 | 0 | 0 | 0 | 0 | 0 | 0 | 0 | 1372.7136 | 0 | 0
2016-01-07 13:00 | 0 | 0 | 0 | 0 | 0 | 243625.4747 | 0 | 491785 | 0 | 0 | 0 | 0 | 2751683.7539 | 0 | 0 | 0 | 0 | 0 | 0 | 0 | 0 | 0 | 1783395.884 | 0 | 0 | 0 | 0 | 0 | 23169.5275 | 272701.7664 | 0 | 0 | 0 | 0 | 0 | 0 | 0 | 0 | 0 | 0 | 1372.7136 | 0 | 0
2016-01-07 14:00 | 0 | 0 | 0 | 0 | 0 | 210871.7879 | 43463.8114 | 490686 | 0 | 0 | 0 | 0 | 2513960.6396 | 0 | 0 | 0 | 0 | 0 | 0 | 0 | 0 | 0 | 1784486.9213 | 0 | 0 | 0 | 0 | 0 | 34978.6522 | 272701.7664 | 0 | 0 | 0 | 0 | 0 | 0 | 0 | 0 | 0 | 0 | 1372.7136 | 0 | 0
2016-01-07 15:00 | 0 | 0 | 0 | 0 | 0 | 138810.7679 | 201699.3096 | 488256 | 0 | 0 | 0 | 16759.395 | 2348082.6086 | 0 | 0 | 0 | 0 | 0 | 0 | 0 | 0 | 0 | 1785577.9542 | 0 | 0 | 0 | 0 | 16759.395 | 106823.7354 | 272701.7664 | 0 | 0 | 0 | 0 | 0 | 0 | 0 | 0 | 0 | 0 | 1372.7136 | 0 | 0
2016-01-07 16:00 | 0 | 0 | 0 | 0 | 0 | 153592.8653 | 312150.4533 | 481130 | 0 | 0 | 0 | 0 | 2348082.6086 | 0 | 0 | 0 | 0 | 0 | 0 | 0 | 0 | 0 | 1786668.9827 | 0 | 0 | 0 | 0 | -16759.395 | 0 | 0 | 0 | 0 | 0 | 0 | 0 | 0 | 0 | 0 | 0 | 0 | 1372.7136 | 0 | 0
2016-01-07 17:00 | 0 | 0 | 0 | 0 | 0 | 188362.3133 | 372038.183 | 472955 | 0 | 0 | 0 | 0 | 2434155.3914 | 0 | 0 | 0 | 0 | 0 | 0 | 0 | 0 | 0 | 1787760.0069 | 0 | 0 | 0 | 0 | 0 | 86072.7828 | 0 | 0 | 0 | 0 | 0 | 0 | 0 | 0 | 0 | 0 | 0 | 1372.7136 | 0 | 0
2016-01-07 18:00 | 0 | 0 | 0 | 0 | 0 | 197284.4771 | 387133.0979 | 465227 | 0 | 0 | 0 | 71488.5639 | 2480484.6888 | 0 | 0 | 0 | 0 | 0 | 0 | 0 | 0 | 0 | 1788851.0268 | 0 | 0 | 0 | 0 | 71488.5639 | 46329.2975 | 0 | 0 | 0 | 0 | 0 | 0 | 0 | 0 | 0 | 0 | 0 | 1372.7136 | 0 | 0
2016-01-07 19:00 | 0 | 0 | 0 | 0 | 0 | 206428.567 | 380426.5378 | 459310 | 0 | 0 | 0 | 142977.1278 | 2535168.5162 | 0 | 0 | 0 | 0 | 0 | 0 | 0 | 0 | 0 | 1789942.0422 | 0 | 0 | 0 | 0 | 71488.5639 | 54683.8274 | 0 | 0 | 0 | 0 | 0 | 0 | 0 | 0 | 0 | 0 | 0 | 1372.7136 | 0 | 0
2016-01-07 20:00 | 0 | 0 | 0 | 0 | 0 | 217094.0217 | 367777.4522 | 456439 | 0 | 0 | 0 | 131982.0697 | 2673223.3346 | 0 | 0 | 0 | 0 | 0 | 0 | 0 | 0 | 0 | 1791033.0533 | 0 | 0 | 0 | 0 | -10995.0581 | 138054.8184 | 0 | 0 | 0 | 0 | 0 | 0 | 0 | 0 | 0 | 0 | 0 | 1372.7136 | 0 | 0
2016-01-07 21:00 | 0 | 0 | 0 | 0 | 0 | 227879.4764 | 337232.7853 | 457995 | 0 | 0 | 0 | 203470.6336 | 2707479.3188 | 0 | 0 | 0 | 0 | 0 | 0 | 0 | 0 | 0 | 1792124.06 | 0 | 0 | 0 | 0 | 71488.5639 | 34255.9842 | 0 | 0 | 0 | 0 | 0 | 0 | 0 | 0 | 0 | 0 | 0 | 1372.7136 | 0 | 0
2016-01-07 22:00 | 0 | 0 | 0 | 0 | 0 | 247210.745 | 266541.6231 | 473389 | 0 | 0 | 0 | 203470.6336 | 2746469.9734 | 0 | 0 | 0 | 0 | 0 | 0 | 0 | 0 | 0 | 1793215.0624 | 0 | 0 | 0 | 0 | 0 | 38990.6546 | 0 | 0 | 0 | 0 | 0 | 0 | 0 | 0 | 0 | 0 | 0 | 1372.7136 | 0 | 0
2016-01-07 23:00 | 0 | 0 | 0 | 0 | 0 | 283495.5478 | 91743.1853 | 488977 | 0 | 0 | 0 | 131982.0697 | 2702847.5568 | 0 | 0 | 0 | 0 | 0 | 0 | 0 | 0 | 0 | 1794306.0604 | 0 | 0 | 0 | 0 | -71488.5639 | 0 | 43622.4166 | 0 | 0 | 0 | 0 | 0 | 0 | 0 | 0 | 0 | 0 | 1372.7136 | 0 | 0
2016-01-08 | 0 | 0 | 0 | 0 | 0 | 294214.406 | 2485.5666 | 494433 | 0 | 0 | 0 | 148595.3151 | 2487128.5703 | 0 | 0 | 0 | 0 | 0 | 0 | 0 | 0 | 0 | 1795397.0541 | 0 | 0 | 0 | 0 | 16613.2455 | 0 | 215718.9865 | 0 | 0 | 0 | 0 | 0 | 0 | 0 | 0 | 0 | 0 | 1372.7136 | 0 | 0
2016-01-08 01:00 | 0 | 0 | 0 | 0 | 0 | 289724.9605 | 0 | 491621 | 0 | 0 | 0 | 77106.7512 | 2355348.3811 | 0 | 0 | 0 | 0 | 0 | 0 | 0 | 0 | 0 | 1796488.0433 | 0 | 0 | 0 | 0 | -71488.5639 | 0 | 131780.1892 | 0 | 0 | 0 | 0 | 0 | 0 | 0 | 0 | 0 | 0 | 1372.7136 | 0 | 0
2016-01-08 02:00 | 0 | 0 | 0 | 0 | 0 | 276473.3237 | 0 | 481932 | 0 | 0 | 0 | 142977.1278 | 2082646.6147 | 0 | 0 | 0 | 0 | 0 | 0 | 0 | 0 | 0 | 1797579.0283 | 0 | 0 | 0 | 0 | 65870.3765 | 0 | 272701.7664 | 0 | 0 | 0 | 0 | 0 | 0 | 0 | 0 | 0 | 0 | 1372.7136 | 0 | 0
2016-01-08 03:00 | 0 | 0 | 0 | 0 | 0 | 260926.6408 | 0 | 461801 | 0 | 0 | 0 | 71488.5639 | 1951888.1058 | 0 | 0 | 0 | 0 | 0 | 0 | 0 | 0 | 0 | 1798670.0088 | 0 | 0 | 0 | 0 | -71488.5639 | 0 | 130758.5089 | 0 | 0 | 0 | 0 | 0 | 0 | 0 | 0 | 0 | 0 | 1372.7136 | 0 | 0
2016-01-08 04:00 | 0 | 0 | 0 | 0 | 0 | 247709.48 | 0 | 437008 | 0 | 0 | 0 | 0 | 1832705.4361 | 0 | 0 | 0 | 0 | 0 | 0 | 0 | 0 | 0 | 1799760.985 | 0 | 0 | 0 | 0 | -71488.5639 | 0 | 119182.6697 | 0 | 0 | 0 | 0 | 0 | 0 | 0 | 0 | 0 | 0 | 1372.7136 | 0 | 0
2016-01-08 05:00 | 0 | 0 | 0 | 0 | 0 | 244334.1462 | 0 | 415288 | 0 | 0 | 0 | 71488.5639 | 1588890.3048 | 0 | 0 | 0 | 0 | 0 | 0 | 0 | 0 | 0 | 1800851.9568 | 0 | 0 | 0 | 0 | 71488.5639 | 0 | 243815.1313 | 0 | 0 | 0 | 0 | 0 | 0 | 0 | 0 | 0 | 0 | 1372.7136 | 0 | 0
2016-01-08 06:00 | 0 | 0 | 0 | 0 | 0 | 84101.7024 | 0 | 399917 | 0 | 0 | 0 | 0 | 1343190.8575 | 0 | 0 | 0 | 0 | 0 | 0 | 0 | 0 | 0 | 1801942.9243 | 0 | 0 | 0 | 0 | -71488.5639 | 0 | 245699.4473 | 0 | 0 | 0 | 0 | 0 | 0 | 0 | 0 | 0 | 0 | 1372.7136 | 0 | 0
2016-01-08 07:00 | 0 | 0 | 0 | 0 | 0 | 246547.2814 | 0 | 389529 | 0 | 0 | 0 | 71488.5639 | 1127347.8615 | 0 | 0 | 0 | 0 | 0 | 0 | 0 | 0 | 0 | 1803033.8874 | 0 | 0 | 0 | 0 | 71488.5639 | 0 | 215842.9961 | 0 | 0 | 0 | 0 | 0 | 0 | 0 | 0 | 0 | 0 | 1372.7136 | 0 | 0
2016-01-08 08:00 | 0 | 0 | 0 | 0 | 0 | 184818.5111 | 0 | 384659 | 0 | 0 | 0 | 142977.1278 | 854646.0951 | 0 | 0 | 0 | 0 | 0 | 0 | 0 | 0 | 0 | 1804124.8461 | 0 | 0 | 0 | 0 | 71488.5639 | 0 | 272701.7664 | 0 | 0 | 0 | 0 | 0 | 0 | 0 | 0 | 0 | 0 | 1372.7136 | 0 | 0
2016-01-08 09:00 | 0 | 0 | 0 | 0 | 0 | 256352.3945 | 0 | 384914 | 0 | 0 | 0 | 203470.6336 | 664218.2702 | 0 | 0 | 0 | 0 | 0 | 0 | 0 | 0 | 0 | 1805215.8005 | 0 | 0 | 0 | 0 | 60493.5058 | 0 | 190427.8248 | 0 | 0 | 0 | 0 | 0 | 0 | 0 | 0 | 0 | 0 | 1372.7136 | 0 | 0
2016-01-08 10:00 | 0 | 0 | 0 | 0 | 0 | 227634.8893 | 0 | 395661 | 0 | 0 | 0 | 131982.0697 | 566308.0099 | 0 | 0 | 0 | 0 | 0 | 0 | 0 | 0 | 0 | 1806306.7505 | 0 | 0 | 0 | 0 | -71488.5639 | 174791.506 | 272701.7664 | 0 | 0 | 0 | 0 | 0 | 0 | 0 | 0 | 0 | 0 | 1372.7136 | 0 | 0
2016-01-08 11:00 | 0 | 0 | 0 | 0 | 0 | 274410.9713 | 0 | 426104 | 0 | 0 | 0 | 142977.1278 | 402247.2094 | 0 | 0 | 0 | 0 | 0 | 0 | 0 | 0 | 0 | 1807397.6961 | 0 | 0 | 0 | 0 | 10995.0581 | 0 | 164060.8004 | 0 | 0 | 0 | 0 | 0 | 0 | 0 | 0 | 0 | 0 | 1372.7136 | 0 | 0
2016-01-08 12:00 | 0 | 0 | 0 | 0 | 0 | 279090.6028 | 0 | 455472 | 0 | 0 | 0 | 71488.5639 | 295981.6625 | 0 | 0 | 0 | 0 | 0 | 0 | 0 | 0 | 0 | 1808488.6374 | 0 | 0 | 0 | 0 | -71488.5639 | 166436.2195 | 272701.7664 | 0 | 0 | 0 | 0 | 0 | 0 | 0 | 0 | 0 | 0 | 1372.7136 | 0 | 0
2016-01-08 13:00 | 0 | 0 | 0 | 0 | 0 | 278719.6772 | 0 | 467173 | 0 | 0 | 0 | 0 | 177644.19 | 0 | 0 | 0 | 0 | 0 | 0 | 0 | 0 | 0 | 1809579.5743 | 0 | 0 | 0 | 0 | -71488.5639 | 154364.2939 | 272701.7664 | 0 | 0 | 0 | 0 | 0 | 0 | 0 | 0 | 0 | 0 | 1372.7136 | 0 | 0
2016-01-08 14:00 | 0 | 0 | 0 | 0 | 0 | 260001.7213 | 36276.8023 | 472550 | 0 | 0 | 0 | 0 | 0 | 0 | 0 | 0 | 0 | 0 | 0 | 0 | 0 | 0 | 1810670.5068 | 0 | 0 | 0 | 0 | 0 | 0 | 177644.19 | 0 | 0 | 0 | 0 | 0 | 0 | 0 | 0 | 0 | 0 | 1372.7136 | 0 | 0
2016-01-08 15:00 | 0 | 0 | 0 | 0 | 0 | 244137.1123 | 233969.6012 | 476734 | 0 | 0 | 0 | 0 | 0 | 0 | 0 | 0 | 0 | 0 | 0 | 0 | 0 | 0 | 1811761.435 | 0 | 0 | 0 | 0 | 0 | 174791.506 | 174791.506 | 0 | 0 | 0 | 0 | 0 | 0 | 0 | 0 | 0 | 0 | 1372.7136 | 0 | 0
2016-01-08 16:00 | 0 | 0 | 0 | 0 | 0 | 76576.9782 | 399811.7353 | 475016 | 0 | 0 | 0 | 0 | 0 | 0 | 0 | 0 | 0 | 0 | 0 | 0 | 0 | 0 | 1812852.3589 | 0 | 0 | 0 | 0 | 0 | 0 | 0 | 0 | 0 | 0 | 0 | 0 | 0 | 0 | 0 | 0 | 0 | 1372.7136 | 0 | 0
2016-01-08 17:00 | 0 | 0 | 0 | 0 | 0 | 6194.7761 | 463840.9375 | 468663 | 0 | 0 | 0 | 0 | 0 | 0 | 0 | 0 | 0 | 0 | 0 | 0 | 0 | 0 | 1813943.2783 | 0 | 0 | 0 | 0 | 0 | 0 | 0 | 0 | 0 | 0 | 0 | 0 | 0 | 0 | 0 | 0 | 0 | 1372.7136 | 0 | 0
2016-01-08 18:00 | 0 | 0 | 0 | 0 | 0 | 45411.8098 | 454529.573 | 463564 | 0 | 0 | 0 | 35004.6692 | 0 | 0 | 0 | 0 | 0 | 0 | 0 | 0 | 0 | 0 | 1815034.1934 | 0 | 0 | 0 | 0 | 35004.6692 | 0 | 0 | 0 | 0 | 0 | 0 | 0 | 0 | 0 | 0 | 0 | 0 | 1372.7136 | 0 | 0
2016-01-08 19:00 | 0 | 0 | 0 | 0 | 0 | 275390.3038 | 431214.4797 | 458952 | 0 | 0 | 0 | 106493.2331 | 174791.506 | 0 | 0 | 0 | 0 | 0 | 0 | 0 | 0 | 0 | 1816125.1041 | 0 | 0 | 0 | 0 | 71488.5639 | 174791.506 | 0 | 0 | 0 | 0 | 0 | 0 | 0 | 0 | 0 | 0 | 0 | 1372.7136 | 0 | 0
2016-01-08 20:00 | 0 | 0 | 0 | 0 | 0 | 134672.7438 | 418063.1156 | 454537 | 0 | 0 | 0 | 177981.797 | 200129.088 | 0 | 0 | 0 | 0 | 0 | 0 | 0 | 0 | 0 | 1817216.0105 | 0 | 0 | 0 | 0 | 71488.5639 | 25337.582 | 0 | 0 | 0 | 0 | 0 | 0 | 0 | 0 | 0 | 0 | 0 | 1372.7136 | 0 | 0
2016-01-08 21:00 | 0 | 0 | 0 | 0 | 0 | 0 | 409818.9863 | 454446 | 0 | 0 | 0 | 131982.0697 | 200129.088 | 0 | 0 | 0 | 0 | 0 | 0 | 0 | 0 | 0 | 1818306.9125 | 0 | 0 | 0 | 0 | -45999.7273 | 0 | 0 | 0 | 0 | 0 | 0 | 0 | 0 | 0 | 0 | 0 | 0 | 1372.7136 | 0 | 0
2016-01-08 22:00 | 0 | 0 | 0 | 0 | 0 | 30029.4668 | 363286.6829 | 463432 | 0 | 0 | 0 | 60493.5058 | 200129.088 | 0 | 0 | 0 | 0 | 0 | 0 | 0 | 0 | 0 | 1819397.8101 | 0 | 0 | 0 | 0 | -71488.5639 | 0 | 0 | 0 | 0 | 0 | 0 | 0 | 0 | 0 | 0 | 0 | 0 | 1372.7136 | 0 | 0
2016-01-08 23:00 | 0 | 0 | 0 | 0 | 0 | 352331.9955 | 193152.282 | 472623 | 0 | 0 | 0 | 131982.0697 | 200129.088 | 0 | 0 | 0 | 0 | 0 | 0 | 0 | 0 | 0 | 1820488.7034 | 0 | 0 | 0 | 0 | 71488.5639 | 0 | 0 | 0 | 0 | 0 | 0 | 0 | 0 | 0 | 0 | 0 | 0 | 1372.7136 | 0 | 0
2016-01-09 | 0 | 0 | 0 | 0 | 0 | 405824.014 | 3710.8028 | 473493 | 0 | 0 | 0 | 203470.6336 | 63309.6273 | 0 | 0 | 0 | 0 | 0 | 0 | 0 | 0 | 0 | 1821579.5923 | 0 | 0 | 0 | 0 | 71488.5639 | 0 | 136819.4607 | 0 | 0 | 0 | 0 | 0 | 0 | 0 | 0 | 0 | 0 | 1372.7136 | 0 | 0
2016-01-09 01:00 | 0 | 0 | 0 | 0 | 0 | 406400.0863 | 0 | 468337 | 0 | 0 | 0 | 203470.6336 | 0 | 0 | 0 | 0 | 0 | 0 | 0 | 0 | 0 | 0 | 1822670.4769 | 0 | 0 | 0 | 0 | 0 | 0 | 63309.6273 | 0 | 0 | 0 | 0 | 0 | 0 | 0 | 0 | 0 | 0 | 1372.7136 | 0 | 0
2016-01-09 02:00 | 0 | 0 | 0 | 0 | 0 | 406327.7167 | 0 | 459225 | 0 | 0 | 0 | 149200.6367 | 0 | 0 | 0 | 0 | 0 | 0 | 0 | 0 | 0 | 0 | 1823761.3571 | 0 | 0 | 0 | 0 | -54269.9969 | 0 | 0 | 0 | 0 | 0 | 0 | 0 | 0 | 0 | 0 | 0 | 0 | 1372.7136 | 0 | 0
2016-01-09 03:00 | 0 | 0 | 0 | 0 | 0 | 403506.7533 | 0 | 443600 | 0 | 0 | 0 | 107734.6764 | 0 | 0 | 0 | 0 | 0 | 0 | 0 | 0 | 0 | 0 | 1824852.2329 | 0 | 0 | 0 | 0 | -41465.9603 | 0 | 0 | 0 | 0 | 0 | 0 | 0 | 0 | 0 | 0 | 0 | 0 | 1372.7136 | 0 | 0
2016-01-09 04:00 | 0 | 0 | 0 | 0 | 0 | 404029.6335 | 0 | 424303 | 0 | 0 | 0 | 36246.1125 | 49842.4838 | 0 | 0 | 0 | 0 | 0 | 0 | 0 | 0 | 0 | 1825943.1043 | 0 | 0 | 0 | 0 | -71488.5639 | 49842.4838 | 0 | 0 | 0 | 0 | 0 | 0 | 0 | 0 | 0 | 0 | 0 | 1372.7136 | 0 | 0
2016-01-09 05:00 | 0 | 0 | 0 | 0 | 0 | 321390.1173 | 0 | 406106 | 0 | 0 | 0 | 0 | 0 | 0 | 0 | 0 | 0 | 0 | 0 | 0 | 0 | 0 | 1827033.9714 | 0 | 0 | 0 | 0 | -36246.1125 | 0 | 49842.4838 | 0 | 0 | 0 | 0 | 0 | 0 | 0 | 0 | 0 | 0 | 1372.7136 | 0 | 0
2016-01-09 06:00 | 0 | 0 | 0 | 0 | 0 | 399019.6871 | 0 | 390602 | 0 | 0 | 0 | 0 | 7044.9735 | 0 | 0 | 0 | 0 | 0 | 0 | 0 | 0 | 0 | 1828124.8342 | 0 | 0 | 0 | 0 | 0 | 7044.9735 | 0 | 0 | 0 | 0 | 0 | 0 | 0 | 0 | 0 | 0 | 0 | 1372.7136 | 0 | 0
2016-01-09 07:00 | 0 | 0 | 0 | 0 | 0 | 435030.2459 | 0 | 380209 | 0 | 0 | 0 | 60493.5058 | 0 | 0 | 0 | 0 | 0 | 0 | 0 | 0 | 0 | 0 | 1829215.6925 | 0 | 0 | 0 | 0 | 60493.5058 | 0 | 7044.9735 | 0 | 0 | 0 | 0 | 0 | 0 | 0 | 0 | 0 | 0 | 1372.7136 | 0 | 0
2016-01-09 08:00 | 0 | 0 | 0 | 0 | 0 | 446716.2775 | 0 | 373855 | 0 | 0 | 0 | 131982.0697 | 0 | 0 | 0 | 0 | 0 | 0 | 0 | 0 | 0 | 0 | 1830306.5465 | 0 | 0 | 0 | 0 | 71488.5639 | 0 | 0 | 0 | 0 | 0 | 0 | 0 | 0 | 0 | 0 | 0 | 0 | 1372.7136 | 0 | 0
2016-01-09 09:00 | 0 | 0 | 0 | 0 | 0 | 302704.1497 | 0 | 372820 | 0 | 0 | 0 | 60493.5058 | 0 | 0 | 0 | 0 | 0 | 0 | 0 | 0 | 0 | 0 | 1831397.3962 | 0 | 0 | 0 | 0 | -71488.5639 | 0 | 0 | 0 | 0 | 0 | 0 | 0 | 0 | 0 | 0 | 0 | 0 | 1372.7136 | 0 | 0
2016-01-09 10:00 | 0 | 0 | 0 | 0 | 0 | 449319.2775 | 0 | 376458 | 0 | 0 | 0 | 131982.0697 | 0 | 0 | 0 | 0 | 0 | 0 | 0 | 0 | 0 | 0 | 1832488.2414 | 0 | 0 | 0 | 0 | 71488.5639 | 0 | 0 | 0 | 0 | 0 | 0 | 0 | 0 | 0 | 0 | 0 | 0 | 1372.7136 | 0 | 0
2016-01-09 11:00 | 0 | 0 | 0 | 0 | 0 | 458086.2775 | 0 | 385225 | 0 | 0 | 0 | 203470.6336 | 0 | 0 | 0 | 0 | 0 | 0 | 0 | 0 | 0 | 0 | 1833579.0824 | 0 | 0 | 0 | 0 | 71488.5639 | 0 | 0 | 0 | 0 | 0 | 0 | 0 | 0 | 0 | 0 | 0 | 0 | 1372.7136 | 0 | 0
2016-01-09 12:00 | 0 | 0 | 0 | 0 | 0 | 504737.6557 | 0 | 400062 | 0 | 0 | 0 | 131982.0697 | 174791.506 | 0 | 0 | 0 | 0 | 0 | 0 | 0 | 0 | 0 | 1834669.9189 | 0 | 0 | 0 | 0 | -71488.5639 | 174791.506 | 0 | 0 | 0 | 0 | 0 | 0 | 0 | 0 | 0 | 0 | 0 | 1372.7136 | 0 | 0
2016-01-09 13:00 | 0 | 0 | 0 | 0 | 0 | 464706.6469 | 0.026764 | 417421 | 0 | 0 | 0 | 177895.0297 | 174791.506 | 0 | 0 | 0 | 0 | 0 | 0 | 0 | 0 | 0 | 1835760.7511 | 0 | 0 | 0 | 0 | 45912.9601 | 0 | 0 | 0 | 0 | 0 | 0 | 0 | 0 | 0 | 0 | 0 | 0 | 1372.7136 | 0 | 0
2016-01-09 14:00 | 0 | 0 | 0 | 0 | 0 | 436284.4584 | 101166.1974 | 432775 | 0 | 0 | 0 | 106406.4658 | 349583.0121 | 0 | 0 | 0 | 0 | 0 | 0 | 0 | 0 | 0 | 1836851.5789 | 0 | 0 | 0 | 0 | -71488.5639 | 174791.506 | 0 | 0 | 0 | 0 | 0 | 0 | 0 | 0 | 0 | 0 | 0 | 1372.7136 | 0 | 0
2016-01-09 15:00 | 0 | 0 | 0 | 0 | 0 | 54373.2728 | 432408.8136 | 443504 | 0 | 0 | 0 | 34917.9019 | 462976.9487 | 0 | 0 | 0 | 0 | 0 | 0 | 0 | 0 | 0 | 1837942.4024 | 0 | 0 | 0 | 0 | -71488.5639 | 113393.9366 | 0 | 0 | 0 | 0 | 0 | 0 | 0 | 0 | 0 | 0 | 0 | 1372.7136 | 0 | 0
2016-01-09 16:00 | 0 | 0 | 0 | 0 | 0 | 0 | 588810.3177 | 447564 | 0 | 0 | 0 | 0 | 637768.4547 | 0 | 0 | 0 | 0 | 0 | 0 | 0 | 0 | 0 | 1839033.2215 | 0 | 0 | 0 | 0 | -34917.9019 | 174791.506 | 0 | 0 | 0 | 0 | 0 | 0 | 0 | 0 | 0 | 0 | 0 | 1372.7136 | 0 | 0
2016-01-09 17:00 | 0 | 0 | 0 | 0 | 0 | 0 | 601019.5294 | 446237 | 0 | 0 | 0 | 71488.5639 | 719689.7067 | 0 | 0 | 0 | 0 | 0 | 0 | 0 | 0 | 0 | 1840124.0362 | 0 | 0 | 0 | 0 | 71488.5639 | 81921.252 | 0 | 0 | 0 | 0 | 0 | 0 | 0 | 0 | 0 | 0 | 0 | 1372.7136 | 0 | 0
2016-01-09 18:00 | 0 | 0 | 0 | 0 | 0 | 0 | 563908.9974 | 441450 | 0 | 0 | 0 | 142977.1278 | 769287.4266 | 0 | 0 | 0 | 0 | 0 | 0 | 0 | 0 | 0 | 1841214.8466 | 0 | 0 | 0 | 0 | 71488.5639 | 49597.72 | 0 | 0 | 0 | 0 | 0 | 0 | 0 | 0 | 0 | 0 | 0 | 1372.7136 | 0 | 0
2016-01-09 19:00 | 0 | 0 | 0 | 0 | 0 | 0 | 543796.8594 | 437135 | 0 | 0 | 0 | 203470.6336 | 814083.0667 | 0 | 0 | 0 | 0 | 0 | 0 | 0 | 0 | 0 | 1842305.6526 | 0 | 0 | 0 | 0 | 60493.5058 | 44795.64 | 0 | 0 | 0 | 0 | 0 | 0 | 0 | 0 | 0 | 0 | 0 | 1372.7136 | 0 | 0
2016-01-09 20:00 | 0 | 0 | 0 | 0 | 0 | 0 | 559009.6196 | 434799 | 0 | 0 | 0 | 203470.6336 | 936920.9727 | 0 | 0 | 0 | 0 | 0 | 0 | 0 | 0 | 0 | 1843396.4542 | 0 | 0 | 0 | 0 | 0 | 122837.906 | 0 | 0 | 0 | 0 | 0 | 0 | 0 | 0 | 0 | 0 | 0 | 1372.7136 | 0 | 0
2016-01-09 21:00 | 0 | 0 | 0 | 0 | 0 | 0 | 571909.7814 | 438748 | 0 | 0 | 0 | 160468.1953 | 1111712.4787 | 0 | 0 | 0 | 0 | 0 | 0 | 0 | 0 | 0 | 1844487.2515 | 0 | 0 | 0 | 0 | -43002.4383 | 174791.506 | 0 | 0 | 0 | 0 | 0 | 0 | 0 | 0 | 0 | 0 | 0 | 1372.7136 | 0 | 0
2016-01-09 22:00 | 0 | 0 | 0 | 0 | 0 | 0 | 509251.2406 | 451099 | 0 | 0 | 0 | 203470.6336 | 1125489.5675 | 0 | 0 | 0 | 0 | 0 | 0 | 0 | 0 | 0 | 1845578.0444 | 0 | 0 | 0 | 0 | 43002.4383 | 13777.0888 | 0 | 0 | 0 | 0 | 0 | 0 | 0 | 0 | 0 | 0 | 0 | 1372.7136 | 0 | 0
2016-01-09 23:00 | 0 | 0 | 0 | 0 | 0 | 288542.2928 | 174796.4208 | 461966 | 0 | 0 | 0 | 203470.6336 | 1125489.5675 | 0 | 0 | 0 | 0 | 0 | 0 | 0 | 0 | 0 | 1846668.833 | 0 | 0 | 0 | 0 | 0 | 0 | 0 | 0 | 0 | 0 | 0 | 0 | 0 | 0 | 0 | 0 | 0 | 1372.7136 | 0 | 0
2016-01-10 | 0 | 0 | 0 | 0 | 0 | 411148.4168 | 735.146 | 466908 | 0 | 0 | 0 | 147073.4828 | 1125489.5675 | 0 | 0 | 0 | 0 | 0 | 0 | 0 | 0 | 0 | 1847759.6172 | 0 | 0 | 0 | 0 | -56397.1508 | 0 | 0 | 0 | 0 | 0 | 0 | 0 | 0 | 0 | 0 | 0 | 0 | 1372.7136 | 0 | 0
2016-01-10 01:00 | 0 | 0 | 0 | 0 | 0 | 394566.0207 | 0 | 465022 | 0 | 0 | 0 | 203470.6336 | 997263.7239 | 0 | 0 | 0 | 0 | 0 | 0 | 0 | 0 | 0 | 1848850.397 | 0 | 0 | 0 | 0 | 56397.1508 | 0 | 128225.8437 | 0 | 0 | 0 | 0 | 0 | 0 | 0 | 0 | 0 | 0 | 1372.7136 | 0 | 0
2016-01-10 02:00 | 0 | 0 | 0 | 0 | 0 | 361501.4532 | 0 | 458039 | 0 | 0 | 0 | 203470.6336 | 899353.4635 | 0 | 0 | 0 | 0 | 0 | 0 | 0 | 0 | 0 | 1849941.1725 | 0 | 0 | 0 | 0 | 0 | 174791.506 | 272701.7664 | 0 | 0 | 0 | 0 | 0 | 0 | 0 | 0 | 0 | 0 | 1372.7136 | 0 | 0
2016-01-10 03:00 | 0 | 0 | 0 | 0 | 0 | 364288.3854 | 0 | 445223 | 0 | 0 | 0 | 131982.0697 | 888534.6992 | 0 | 0 | 0 | 0 | 0 | 0 | 0 | 0 | 0 | 1851031.9436 | 0 | 0 | 0 | 0 | -71488.5639 | 0 | 10818.7643 | 0 | 0 | 0 | 0 | 0 | 0 | 0 | 0 | 0 | 0 | 1372.7136 | 0 | 0
2016-01-10 04:00 | 0 | 0 | 0 | 0 | 0 | 349778.1073 | 0 | 429865 | 0 | 0 | 0 | 60493.5058 | 878563.6568 | 0 | 0 | 0 | 0 | 0 | 0 | 0 | 0 | 0 | 1852122.7103 | 0 | 0 | 0 | 0 | -71488.5639 | 0 | 9971.0424 | 0 | 0 | 0 | 0 | 0 | 0 | 0 | 0 | 0 | 0 | 1372.7136 | 0 | 0
2016-01-10 05:00 | 0 | 0 | 0 | 0 | 0 | 340049.4956 | 0 | 414836 | 0 | 0 | 0 | 82244.5482 | 780653.3964 | 0 | 0 | 0 | 0 | 0 | 0 | 0 | 0 | 0 | 1853213.4727 | 0 | 0 | 0 | 0 | 21751.0424 | 174791.506 | 272701.7664 | 0 | 0 | 0 | 0 | 0 | 0 | 0 | 0 | 0 | 0 | 1372.7136 | 0 | 0
2016-01-10 06:00 | 0 | 0 | 0 | 0 | 0 | 332537.9909 | 0 | 401159 | 0 | 0 | 0 | 153733.112 | 639171.1099 | 0 | 0 | 0 | 0 | 0 | 0 | 0 | 0 | 0 | 1854304.2307 | 0 | 0 | 0 | 0 | 71488.5639 | 131219.4799 | 272701.7664 | 0 | 0 | 0 | 0 | 0 | 0 | 0 | 0 | 0 | 0 | 1372.7136 | 0 | 0
2016-01-10 07:00 | 0 | 0 | 0 | 0 | 0 | 326022.7083 | 0 | 391763 | 0 | 0 | 0 | 203470.6336 | 522320.5831 | 0 | 0 | 0 | 0 | 0 | 0 | 0 | 0 | 0 | 1855394.9843 | 0 | 0 | 0 | 0 | 49737.5215 | 0 | 116850.5268 | 0 | 0 | 0 | 0 | 0 | 0 | 0 | 0 | 0 | 0 | 1372.7136 | 0 | 0
2016-01-10 08:00 | 0 | 0 | 0 | 0 | 0 | 319764.6469 | 0 | 387369 | 0 | 0 | 0 | 203470.6336 | 453343.5164 | 0 | 0 | 0 | 0 | 0 | 0 | 0 | 0 | 0 | 1856485.7336 | 0 | 0 | 0 | 0 | 0 | 0 | 68977.0667 | 0 | 0 | 0 | 0 | 0 | 0 | 0 | 0 | 0 | 0 | 1372.7136 | 0 | 0
2016-01-10 09:00 | 0 | 0 | 0 | 0 | 0 | 316553.1497 | 0 | 386669 | 0 | 0 | 0 | 131982.0697 | 453343.5164 | 0 | 0 | 0 | 0 | 0 | 0 | 0 | 0 | 0 | 1857576.4786 | 0 | 0 | 0 | 0 | -71488.5639 | 0 | 0 | 0 | 0 | 0 | 0 | 0 | 0 | 0 | 0 | 0 | 0 | 1372.7136 | 0 | 0
2016-01-10 10:00 | 0 | 0 | 0 | 0 | 0 | 327203.8848 | 0 | 390692 | 0 | 0 | 0 | 67121.2409 | 453343.5164 | 0 | 0 | 0 | 0 | 0 | 0 | 0 | 0 | 0 | 1858667.2191 | 0 | 0 | 0 | 0 | -64860.8288 | 0 | 0 | 0 | 0 | 0 | 0 | 0 | 0 | 0 | 0 | 0 | 0 | 1372.7136 | 0 | 0
2016-01-10 11:00 | 0 | 0 | 0 | 0 | 0 | 326768.3693 | 0 | 400516 | 0 | 0 | 0 | 138609.8048 | 306734.6083 | 0 | 0 | 0 | 0 | 0 | 0 | 0 | 0 | 0 | 1859757.9553 | 0 | 0 | 0 | 0 | 71488.5639 | 126092.8583 | 272701.7664 | 0 | 0 | 0 | 0 | 0 | 0 | 0 | 0 | 0 | 0 | 1372.7136 | 0 | 0
2016-01-10 12:00 | 0 | 0 | 0 | 0 | 0 | 316143.6132 | 0 | 415332 | 0 | 0 | 0 | 67121.2409 | 277662.0717 | 0 | 0 | 0 | 0 | 0 | 0 | 0 | 0 | 0 | 1860848.6871 | 0 | 0 | 0 | 0 | -71488.5639 | 0 | 29072.5365 | 0 | 0 | 0 | 0 | 0 | 0 | 0 | 0 | 0 | 0 | 1372.7136 | 0 | 0
2016-01-10 13:00 | 0 | 0 | 0 | 0 | 0 | 231690.2967 | 0.21431 | 431531 | 0 | 0 | 0 | 138609.8048 | 4960.3053 | 0 | 0 | 0 | 0 | 0 | 0 | 0 | 0 | 0 | 1861939.4146 | 0 | 0 | 0 | 0 | 71488.5639 | 0 | 272701.7664 | 0 | 0 | 0 | 0 | 0 | 0 | 0 | 0 | 0 | 0 | 1372.7136 | 0 | 0
2016-01-10 14:00 | 0 | 0 | 0 | 0 | 0 | 261283.3913 | 109864.4531 | 446224 | 0 | 0 | 0 | 67121.2409 | 0 | 0 | 0 | 0 | 0 | 0 | 0 | 0 | 0 | 0 | 1863030.1377 | 0 | 0 | 0 | 0 | -71488.5639 | 0 | 4960.3053 | 0 | 0 | 0 | 0 | 0 | 0 | 0 | 0 | 0 | 0 | 1372.7136 | 0 | 0
2016-01-10 15:00 | 0 | 0 | 0 | 0 | 0 | 12590.3466 | 376106.1261 | 454445 | 0 | 0 | 0 | 0 | 0 | 0 | 0 | 0 | 0 | 0 | 0 | 0 | 0 | 0 | 1864120.8565 | 0 | 0 | 0 | 0 | -67121.2409 | 0 | 0 | 0 | 0 | 0 | 0 | 0 | 0 | 0 | 0 | 0 | 0 | 1372.7136 | 0 | 0
2016-01-10 16:00 | 0 | 0 | 0 | 0 | 0 | 155036.9481 | 517631.0496 | 455969 | 0 | 0 | 0 | 40534.778 | 174791.506 | 0 | 0 | 0 | 0 | 0 | 0 | 0 | 0 | 0 | 1865211.5709 | 0 | 0 | 0 | 0 | 40534.778 | 174791.506 | 0 | 0 | 0 | 0 | 0 | 0 | 0 | 0 | 0 | 0 | 0 | 1372.7136 | 0 | 0
2016-01-10 17:00 | 0 | 0 | 0 | 0 | 0 | 40620.4489 | 550013.9927 | 455005 | 0 | 0 | 0 | 0 | 349583.0121 | 0 | 0 | 0 | 0 | 0 | 0 | 0 | 0 | 0 | 1866302.2809 | 0 | 0 | 0 | 0 | -40534.778 | 174791.506 | 0 | 0 | 0 | 0 | 0 | 0 | 0 | 0 | 0 | 0 | 0 | 1372.7136 | 0 | 0
2016-01-10 18:00 | 0 | 0 | 0 | 0 | 0 | 113989.2992 | 537242.6924 | 450676 | 0 | 0 | 0 | 71488.5639 | 477277.7262 | 0 | 0 | 0 | 0 | 0 | 0 | 0 | 0 | 0 | 1867392.9865 | 0 | 0 | 0 | 0 | 71488.5639 | 127694.7141 | 0 | 0 | 0 | 0 | 0 | 0 | 0 | 0 | 0 | 0 | 0 | 1372.7136 | 0 | 0
2016-01-10 19:00 | 0 | 0 | 0 | 0 | 0 | 172504.1518 | 520496.6317 | 445348 | 0 | 0 | 0 | 142977.1278 | 652069.2322 | 0 | 0 | 0 | 0 | 0 | 0 | 0 | 0 | 0 | 1868483.6878 | 0 | 0 | 0 | 0 | 71488.5639 | 174791.506 | 0 | 0 | 0 | 0 | 0 | 0 | 0 | 0 | 0 | 0 | 0 | 1372.7136 | 0 | 0
2016-01-10 20:00 | 0 | 0 | 0 | 0 | 0 | 25806.0475 | 519912.6082 | 441043 | 0 | 0 | 0 | 71488.5639 | 826860.7382 | 0 | 0 | 0 | 0 | 0 | 0 | 0 | 0 | 0 | 1869574.3848 | 0 | 0 | 0 | 0 | -71488.5639 | 174791.506 | 0 | 0 | 0 | 0 | 0 | 0 | 0 | 0 | 0 | 0 | 0 | 1372.7136 | 0 | 0
2016-01-10 21:00 | 0 | 0 | 0 | 0 | 0 | 33463.9838 | 517181.672 | 445970 | 0 | 0 | 0 | 0 | 1001652.2443 | 0 | 0 | 0 | 0 | 0 | 0 | 0 | 0 | 0 | 1870665.0773 | 0 | 0 | 0 | 0 | -71488.5639 | 174791.506 | 0 | 0 | 0 | 0 | 0 | 0 | 0 | 0 | 0 | 0 | 0 | 1372.7136 | 0 | 0
2016-01-10 22:00 | 0 | 0 | 0 | 0 | 0 | 256905.8619 | 435252.2762 | 462762 | 0 | 0 | 0 | 71488.5639 | 1158187.1049 | 0 | 0 | 0 | 0 | 0 | 0 | 0 | 0 | 0 | 1871755.7655 | 0 | 0 | 0 | 0 | 71488.5639 | 156534.8606 | 0 | 0 | 0 | 0 | 0 | 0 | 0 | 0 | 0 | 0 | 0 | 1372.7136 | 0 | 0
2016-01-10 23:00 | 0 | 0 | 0 | 0 | 0 | 310678.4639 | 178081.4258 | 486387 | 0 | 0 | 0 | 72488.74 | 1158187.1049 | 0 | 0 | 0 | 0 | 0 | 0 | 0 | 0 | 0 | 1872846.4494 | 0 | 0 | 0 | 0 | 1000.1761 | 0 | 0 | 0 | 0 | 0 | 0 | 0 | 0 | 0 | 0 | 0 | 0 | 1372.7136 | 0 | 0
2016-01-11 | 0 | 0 | 0 | 0 | 0 | 370836.7874 | 2920.6087 | 499575 | 0 | 0 | 0 | 142977.1278 | 960508.3996 | 0 | 0 | 0 | 0 | 0 | 0 | 0 | 0 | 0 | 1873937.1289 | 0 | 0 | 0 | 0 | 70488.3878 | 0 | 197678.7053 | 0 | 0 | 0 | 0 | 0 | 0 | 0 | 0 | 0 | 0 | 1372.7136 | 0 | 0
2016-01-11 01:00 | 0 | 0 | 0 | 0 | 0 | 419004.1092 | 0 | 503763 | 0 | 0 | 0 | 71488.5639 | 945865.3592 | 0 | 0 | 0 | 0 | 0 | 0 | 0 | 0 | 0 | 1875027.804 | 0 | 0 | 0 | 0 | -71488.5639 | 0 | 14643.0404 | 0 | 0 | 0 | 0 | 0 | 0 | 0 | 0 | 0 | 0 | 1372.7136 | 0 | 0
2016-01-11 02:00 | 0 | 0 | 0 | 0 | 0 | 429184.1497 | 0 | 499300 | 0 | 0 | 0 | 0 | 945865.3592 | 0 | 0 | 0 | 0 | 0 | 0 | 0 | 0 | 0 | 1876118.4747 | 0 | 0 | 0 | 0 | -71488.5639 | 0 | 0 | 0 | 0 | 0 | 0 | 0 | 0 | 0 | 0 | 0 | 0 | 1372.7136 | 0 | 0
2016-01-11 03:00 | 0 | 0 | 0 | 0 | 0 | 455868.63 | 0 | 486290 | 0 | 0 | 0 | 71488.5639 | 842582.7118 | 0 | 0 | 0 | 0 | 0 | 0 | 0 | 0 | 0 | 1877209.1411 | 0 | 0 | 0 | 0 | 71488.5639 | 169419.119 | 272701.7664 | 0 | 0 | 0 | 0 | 0 | 0 | 0 | 0 | 0 | 0 | 1372.7136 | 0 | 0
2016-01-11 04:00 | 0 | 0 | 0 | 0 | 0 | 465263.7414 | 0 | 469026 | 0 | 0 | 0 | 66353.5917 | 842582.7118 | 0 | 0 | 0 | 0 | 0 | 0 | 0 | 0 | 0 | 1878299.8032 | 0 | 0 | 0 | 0 | -5134.9722 | 0 | 0 | 0 | 0 | 0 | 0 | 0 | 0 | 0 | 0 | 0 | 0 | 1372.7136 | 0 | 0
2016-01-11 05:00 | 0 | 0 | 0 | 0 | 0 | 117233.3555 | 0 | 454916 | 0 | 0 | 0 | 0 | 569880.9453 | 0 | 0 | 0 | 0 | 0 | 0 | 0 | 0 | 0 | 1879390.4608 | 0 | 0 | 0 | 0 | -66353.5917 | 0 | 272701.7664 | 0 | 0 | 0 | 0 | 0 | 0 | 0 | 0 | 0 | 0 | 1372.7136 | 0 | 0
2016-01-11 06:00 | 0 | 0 | 0 | 0 | 0 | 480143.4581 | 0 | 445035 | 0 | 0 | 0 | 0 | 603616.6898 | 0 | 0 | 0 | 0 | 0 | 0 | 0 | 0 | 0 | 1880481.1141 | 0 | 0 | 0 | 0 | 0 | 33735.7445 | 0 | 0 | 0 | 0 | 0 | 0 | 0 | 0 | 0 | 0 | 0 | 1372.7136 | 0 | 0
2016-01-11 07:00 | 0 | 0 | 0 | 0 | 0 | 480926.2054 | 0 | 440399 | 0 | 0 | 0 | 0 | 642771.1817 | 0 | 0 | 0 | 0 | 0 | 0 | 0 | 0 | 0 | 1881571.7631 | 0 | 0 | 0 | 0 | 0 | 39154.4919 | 0 | 0 | 0 | 0 | 0 | 0 | 0 | 0 | 0 | 0 | 0 | 1372.7136 | 0 | 0
2016-01-11 08:00 | 0 | 0 | 0 | 0 | 0 | 476053.4644 | 0 | 440627 | 0 | 0 | 0 | 0 | 676824.9325 | 0 | 0 | 0 | 0 | 0 | 0 | 0 | 0 | 0 | 1882662.4076 | 0 | 0 | 0 | 0 | 0 | 34053.7508 | 0 | 0 | 0 | 0 | 0 | 0 | 0 | 0 | 0 | 0 | 0 | 1372.7136 | 0 | 0
2016-01-11 09:00 | 0 | 0 | 0 | 0 | 0 | 459969.9998 | 0 | 447243 | 0 | 0 | 0 | 0 | 688179.2187 | 0 | 0 | 0 | 0 | 0 | 0 | 0 | 0 | 0 | 1883753.0479 | 0 | 0 | 0 | 0 | 0 | 11354.2862 | 0 | 0 | 0 | 0 | 0 | 0 | 0 | 0 | 0 | 0 | 0 | 1372.7136 | 0 | 0
2016-01-11 10:00 | 0 | 0 | 0 | 0 | 0 | 440342.0171 | 0 | 465391 | 0 | 0 | 0 | 71488.5639 | 590268.9583 | 0 | 0 | 0 | 0 | 0 | 0 | 0 | 0 | 0 | 1884843.6837 | 0 | 0 | 0 | 0 | 71488.5639 | 174791.506 | 272701.7664 | 0 | 0 | 0 | 0 | 0 | 0 | 0 | 0 | 0 | 0 | 1372.7136 | 0 | 0
2016-01-11 11:00 | 0 | 0 | 0 | 0 | 0 | 303364.5111 | 0 | 503205 | 0 | 0 | 0 | 142977.1278 | 317567.1919 | 0 | 0 | 0 | 0 | 0 | 0 | 0 | 0 | 0 | 1885934.3152 | 0 | 0 | 0 | 0 | 71488.5639 | 0 | 272701.7664 | 0 | 0 | 0 | 0 | 0 | 0 | 0 | 0 | 0 | 0 | 1372.7136 | 0 | 0
2016-01-11 12:00 | 0 | 0 | 0 | 0 | 0 | 422511.7242 | 0 | 537493 | 0 | 0 | 0 | 71488.5639 | 272701.7664 | 0 | 0 | 0 | 0 | 0 | 0 | 0 | 0 | 0 | 1887024.9423 | 0 | 0 | 0 | 0 | -71488.5639 | 0 | 44865.4255 | 0 | 0 | 0 | 0 | 0 | 0 | 0 | 0 | 0 | 0 | 1372.7136 | 0 | 0
2016-01-11 13:00 | 0 | 0 | 0 | 0 | 0 | 260812.3422 | 0.059475 | 547765 | 0 | 0 | 0 | 55865.0184 | 0 | 0 | 0 | 0 | 0 | 0 | 0 | 0 | 0 | 0 | 1888115.5651 | 0 | 0 | 0 | 0 | -15623.5454 | 0 | 272701.7664 | 0 | 0 | 0 | 0 | 0 | 0 | 0 | 0 | 0 | 0 | 1372.7136 | 0 | 0
2016-01-11 14:00 | 0 | 0 | 0 | 0 | 0 | 391508.5074 | 97676.1878 | 543677 | 0 | 0 | 0 | 0 | 0 | 0 | 0 | 0 | 0 | 0 | 0 | 0 | 0 | 0 | 1889206.1835 | 0 | 0 | 0 | 0 | -55865.0184 | 0 | 0 | 0 | 0 | 0 | 0 | 0 | 0 | 0 | 0 | 0 | 0 | 1372.7136 | 0 | 0
2016-01-11 15:00 | 0 | 0 | 0 | 0 | 0 | 43225.988 | 494013.7256 | 535867 | 0 | 0 | 0 | 0 | 0 | 0 | 0 | 0 | 0 | 0 | 0 | 0 | 0 | 0 | 1890296.7976 | 0 | 0 | 0 | 0 | 0 | 0 | 0 | 0 | 0 | 0 | 0 | 0 | 0 | 0 | 0 | 0 | 0 | 1372.7136 | 0 | 0
2016-01-11 16:00 | 0 | 0 | 0 | 0 | 0 | 122086.1089 | 635670.3654 | 524193 | 0 | 0 | 0 | 57399.2546 | 174791.506 | 0 | 0 | 0 | 0 | 0 | 0 | 0 | 0 | 0 | 1891387.4072 | 0 | 0 | 0 | 0 | 57399.2546 | 174791.506 | 0 | 0 | 0 | 0 | 0 | 0 | 0 | 0 | 0 | 0 | 0 | 1372.7136 | 0 | 0
2016-01-11 17:00 | 0 | 0 | 0 | 0 | 0 | 0 | 629810.965 | 511046 | 0 | 0 | 0 | 0 | 349583.0121 | 0 | 0 | 0 | 0 | 0 | 0 | 0 | 0 | 0 | 1892478.0125 | 0 | 0 | 0 | 0 | -57399.2546 | 174791.506 | 0 | 0 | 0 | 0 | 0 | 0 | 0 | 0 | 0 | 0 | 0 | 1372.7136 | 0 | 0
2016-01-11 18:00 | 0 | 0 | 0 | 0 | 0 | 72013.009 | 600220.0398 | 501251 | 0 | 0 | 0 | 71488.5639 | 447703.7835 | 0 | 0 | 0 | 0 | 0 | 0 | 0 | 0 | 0 | 1893568.6135 | 0 | 0 | 0 | 0 | 71488.5639 | 98120.7714 | 0 | 0 | 0 | 0 | 0 | 0 | 0 | 0 | 0 | 0 | 0 | 1372.7136 | 0 | 0
2016-01-11 19:00 | 0 | 0 | 0 | 0 | 0 | 7378.8423 | 589436.8134 | 492140 | 0 | 0 | 0 | 0 | 622495.2895 | 0 | 0 | 0 | 0 | 0 | 0 | 0 | 0 | 0 | 1894659.2101 | 0 | 0 | 0 | 0 | -71488.5639 | 174791.506 | 0 | 0 | 0 | 0 | 0 | 0 | 0 | 0 | 0 | 0 | 0 | 1372.7136 | 0 | 0
2016-01-11 20:00 | 0 | 0 | 0 | 0 | 0 | 116835.0058 | 607415.8861 | 485928 | 0 | 0 | 0 | 62158.6722 | 797286.7956 | 0 | 0 | 0 | 0 | 0 | 0 | 0 | 0 | 0 | 1895749.8023 | 0 | 0 | 0 | 0 | 62158.6722 | 174791.506 | 0 | 0 | 0 | 0 | 0 | 0 | 0 | 0 | 0 | 0 | 0 | 1372.7136 | 0 | 0
2016-01-11 21:00 | 0 | 0 | 0 | 0 | 0 | 0 | 636198.3718 | 488605 | 0 | 0 | 0 | 33587.8243 | 972078.3016 | 0 | 0 | 0 | 0 | 0 | 0 | 0 | 0 | 0 | 1896840.3902 | 0 | 0 | 0 | 0 | -28570.8479 | 174791.506 | 0 | 0 | 0 | 0 | 0 | 0 | 0 | 0 | 0 | 0 | 0 | 1372.7136 | 0 | 0
2016-01-11 22:00 | 0 | 0 | 0 | 0 | 0 | 179548.1853 | 575043.5982 | 506939 | 0 | 0 | 0 | 105076.3882 | 1146869.8076 | 0 | 0 | 0 | 0 | 0 | 0 | 0 | 0 | 0 | 1897930.9737 | 0 | 0 | 0 | 0 | 71488.5639 | 174791.506 | 0 | 0 | 0 | 0 | 0 | 0 | 0 | 0 | 0 | 0 | 0 | 1372.7136 | 0 | 0
2016-01-11 23:00 | 0 | 0 | 0 | 0 | 0 | 569960.8055 | 200331.7922 | 526379 | 0 | 0 | 0 | 172825.7663 | 1321661.3137 | 0 | 0 | 0 | 0 | 0 | 0 | 0 | 0 | 0 | 1899021.5528 | 0 | 0 | 0 | 0 | 67749.378 | 174791.506 | 0 | 0 | 0 | 0 | 0 | 0 | 0 | 0 | 0 | 0 | 0 | 1372.7136 | 0 | 0
2016-01-12 | 0 | 0 | 0 | 0 | 0 | 571816.4927 | 2646.0882 | 542445 | 0 | 0 | 0 | 203470.6336 | 1321661.3137 | 0 | 0 | 0 | 0 | 0 | 0 | 0 | 0 | 0 | 1900112.1276 | 0 | 0 | 0 | 0 | 30644.8673 | 0 | 0 | 0 | 0 | 0 | 0 | 0 | 0 | 0 | 0 | 0 | 0 | 1372.7136 | 0 | 0
2016-01-12 01:00 | 0 | 0 | 0 | 0 | 0 | 576374.0147 | 0 | 543639 | 0 | 0 | 0 | 131982.0697 | 1424512.1787 | 0 | 0 | 0 | 0 | 0 | 0 | 0 | 0 | 0 | 1901202.698 | 0 | 0 | 0 | 0 | -71488.5639 | 174791.506 | 71940.641 | 0 | 0 | 0 | 0 | 0 | 0 | 0 | 0 | 0 | 0 | 1372.7136 | 0 | 0
2016-01-12 02:00 | 0 | 0 | 0 | 0 | 0 | 599952.977 | 0 | 535222 | 0 | 0 | 0 | 195340.3331 | 1424512.1787 | 0 | 0 | 0 | 0 | 0 | 0 | 0 | 0 | 0 | 1902293.2641 | 0 | 0 | 0 | 0 | 63358.2634 | 0 | 0 | 0 | 0 | 0 | 0 | 0 | 0 | 0 | 0 | 0 | 0 | 1372.7136 | 0 | 0
2016-01-12 03:00 | 0 | 0 | 0 | 0 | 0 | 486500.9925 | 0 | 517768 | 0 | 0 | 0 | 162700.612 | 1424512.1787 | 0 | 0 | 0 | 0 | 0 | 0 | 0 | 0 | 0 | 1903383.8258 | 0 | 0 | 0 | 0 | -32639.7211 | 0 | 0 | 0 | 0 | 0 | 0 | 0 | 0 | 0 | 0 | 0 | 0 | 1372.7136 | 0 | 0
2016-01-12 04:00 | 0 | 0 | 0 | 0 | 0 | 423830.1497 | 0 | 493946 | 0 | 0 | 0 | 91212.0481 | 1424512.1787 | 0 | 0 | 0 | 0 | 0 | 0 | 0 | 0 | 0 | 1904474.3831 | 0 | 0 | 0 | 0 | -71488.5639 | 0 | 0 | 0 | 0 | 0 | 0 | 0 | 0 | 0 | 0 | 0 | 0 | 1372.7136 | 0 | 0
2016-01-12 05:00 | 0 | 0 | 0 | 0 | 0 | 580783.6557 | 0 | 476108 | 0 | 0 | 0 | 19723.4842 | 1599303.6847 | 0 | 0 | 0 | 0 | 0 | 0 | 0 | 0 | 0 | 1905564.9361 | 0 | 0 | 0 | 0 | -71488.5639 | 174791.506 | 0 | 0 | 0 | 0 | 0 | 0 | 0 | 0 | 0 | 0 | 0 | 1372.7136 | 0 | 0
2016-01-12 06:00 | 0 | 0 | 0 | 0 | 0 | 690975.2993 | 0 | 463046 | 0 | 0 | 0 | 71488.5639 | 1774095.1908 | 0 | 0 | 0 | 0 | 0 | 0 | 0 | 0 | 0 | 1906655.4847 | 0 | 0 | 0 | 0 | 51765.0797 | 174791.506 | 0 | 0 | 0 | 0 | 0 | 0 | 0 | 0 | 0 | 0 | 0 | 1372.7136 | 0 | 0
2016-01-12 07:00 | 0 | 0 | 0 | 0 | 0 | 112090.3833 | 0 | 454908 | 0 | 0 | 0 | 0 | 1501393.4244 | 0 | 0 | 0 | 0 | 0 | 0 | 0 | 0 | 0 | 1907746.0289 | 0 | 0 | 0 | 0 | -71488.5639 | 0 | 272701.7664 | 0 | 0 | 0 | 0 | 0 | 0 | 0 | 0 | 0 | 0 | 1372.7136 | 0 | 0
2016-01-12 08:00 | 0 | 0 | 0 | 0 | 0 | 453003.7136 | 0 | 451631 | 0 | 0 | 0 | 0 | 1501393.4244 | 0 | 0 | 0 | 0 | 0 | 0 | 0 | 0 | 0 | 1908836.5688 | 0 | 0 | 0 | 0 | 0 | 0 | 0 | 0 | 0 | 0 | 0 | 0 | 0 | 0 | 0 | 0 | 0 | 1372.7136 | 0 | 0
2016-01-12 09:00 | 0 | 0 | 0 | 0 | 0 | 652218.0129 | 0 | 454626 | 0 | 0 | 0 | 21427.7933 | 1676184.9304 | 0 | 0 | 0 | 0 | 0 | 0 | 0 | 0 | 0 | 1909927.1043 | 0 | 0 | 0 | 0 | 21427.7933 | 174791.506 | 0 | 0 | 0 | 0 | 0 | 0 | 0 | 0 | 0 | 0 | 0 | 1372.7136 | 0 | 0
2016-01-12 10:00 | 0 | 0 | 0 | 0 | 0 | 625228.6164 | 0 | 468323 | 0 | 0 | 0 | 92916.3572 | 1760229.2694 | 0 | 0 | 0 | 0 | 0 | 0 | 0 | 0 | 0 | 1911017.6355 | 0 | 0 | 0 | 0 | 71488.5639 | 84044.3389 | 0 | 0 | 0 | 0 | 0 | 0 | 0 | 0 | 0 | 0 | 0 | 1372.7136 | 0 | 0
2016-01-12 11:00 | 0 | 0 | 0 | 0 | 0 | 586054.5504 | 0 | 501211 | 0 | 0 | 0 | 164404.9211 | 1772211.5422 | 0 | 0 | 0 | 0 | 0 | 0 | 0 | 0 | 0 | 1912108.1623 | 0 | 0 | 0 | 0 | 71488.5639 | 11982.2729 | 0 | 0 | 0 | 0 | 0 | 0 | 0 | 0 | 0 | 0 | 0 | 1372.7136 | 0 | 0
2016-01-12 12:00 | 0 | 0 | 0 | 0 | 0 | 461950.1497 | 0 | 532066 | 0 | 0 | 0 | 92916.3572 | 1772211.5422 | 0 | 0 | 0 | 0 | 0 | 0 | 0 | 0 | 0 | 1913198.6847 | 0 | 0 | 0 | 0 | -71488.5639 | 0 | 0 | 0 | 0 | 0 | 0 | 0 | 0 | 0 | 0 | 0 | 0 | 1372.7136 | 0 | 0
2016-01-12 13:00 | 0 | 0 | 0 | 0 | 0 | 469116.4811 | 0.66858 | 539233 | 0 | 0 | 0 | 21427.7933 | 1772211.5422 | 0 | 0 | 0 | 0 | 0 | 0 | 0 | 0 | 0 | 1914289.2028 | 0 | 0 | 0 | 0 | -71488.5639 | 0 | 0 | 0 | 0 | 0 | 0 | 0 | 0 | 0 | 0 | 0 | 0 | 1372.7136 | 0 | 0
2016-01-12 14:00 | 0 | 0 | 0 | 0 | 0 | 382096.6639 | 132570.7496 | 532105 | 0 | 0 | 0 | 2617.4932 | 1772211.5422 | 0 | 0 | 0 | 0 | 0 | 0 | 0 | 0 | 0 | 1915379.7165 | 0 | 0 | 0 | 0 | -18810.3001 | 0 | 0 | 0 | 0 | 0 | 0 | 0 | 0 | 0 | 0 | 0 | 0 | 1372.7136 | 0 | 0
2016-01-12 15:00 | 0 | 0 | 0 | 0 | 0 | 201292.1957 | 568030.5878 | 521670 | 0 | 0 | 0 | 74106.0571 | 1947003.0483 | 0 | 0 | 0 | 0 | 0 | 0 | 0 | 0 | 0 | 1916470.2259 | 0 | 0 | 0 | 0 | 71488.5639 | 174791.506 | 0 | 0 | 0 | 0 | 0 | 0 | 0 | 0 | 0 | 0 | 0 | 1372.7136 | 0 | 0
2016-01-12 16:00 | 0 | 0 | 0 | 0 | 0 | 0 | 674179.7396 | 510052 | 0 | 0 | 0 | 62069.577 | 2121794.5543 | 0 | 0 | 0 | 0 | 0 | 0 | 0 | 0 | 0 | 1917560.7308 | 0 | 0 | 0 | 0 | -12036.48 | 174791.506 | 0 | 0 | 0 | 0 | 0 | 0 | 0 | 0 | 0 | 0 | 0 | 1372.7136 | 0 | 0
2016-01-12 17:00 | 0 | 0 | 0 | 0 | 0 | 0 | 656849.8143 | 498062 | 0 | 0 | 0 | 44693.1717 | 2296586.0604 | 0 | 0 | 0 | 0 | 0 | 0 | 0 | 0 | 0 | 1918651.2315 | 0 | 0 | 0 | 0 | -17376.4053 | 174791.506 | 0 | 0 | 0 | 0 | 0 | 0 | 0 | 0 | 0 | 0 | 0 | 1372.7136 | 0 | 0
2016-01-12 18:00 | 0 | 0 | 0 | 0 | 0 | 58509.8041 | 617967.3329 | 488561 | 0 | 0 | 0 | 56445.0891 | 2471377.5664 | 0 | 0 | 0 | 0 | 0 | 0 | 0 | 0 | 0 | 1919741.7277 | 0 | 0 | 0 | 0 | 11751.9173 | 174791.506 | 0 | 0 | 0 | 0 | 0 | 0 | 0 | 0 | 0 | 0 | 0 | 1372.7136 | 0 | 0
2016-01-12 19:00 | 0 | 0 | 0 | 0 | 0 | 0 | 600475.1305 | 480756 | 0 | 0 | 0 | 0 | 2646169.0724 | 0 | 0 | 0 | 0 | 0 | 0 | 0 | 0 | 0 | 1920832.2196 | 0 | 0 | 0 | 0 | -56445.0891 | 174791.506 | 0 | 0 | 0 | 0 | 0 | 0 | 0 | 0 | 0 | 0 | 0 | 1372.7136 | 0 | 0
2016-01-12 20:00 | 0 | 0 | 0 | 0 | 0 | 0 | 615385.7 | 474428 | 0 | 0 | 0 | 57516.0083 | 2728238.0506 | 0 | 0 | 0 | 0 | 0 | 0 | 0 | 0 | 0 | 1921922.7072 | 0 | 0 | 0 | 0 | 57516.0083 | 82068.9782 | 0 | 0 | 0 | 0 | 0 | 0 | 0 | 0 | 0 | 0 | 0 | 1372.7136 | 0 | 0
2016-01-12 21:00 | 0 | 0 | 0 | 0 | 0 | 0 | 643652.0814 | 476053 | 0 | 0 | 0 | 129004.5722 | 2822975.8546 | 0 | 0 | 0 | 0 | 0 | 0 | 0 | 0 | 0 | 1923013.1903 | 0 | 0 | 0 | 0 | 71488.5639 | 94737.804 | 0 | 0 | 0 | 0 | 0 | 0 | 0 | 0 | 0 | 0 | 0 | 1372.7136 | 0 | 0
2016-01-12 22:00 | 0 | 0 | 0 | 0 | 0 | 0 | 589099.4659 | 492115 | 0 | 0 | 0 | 200493.136 | 2847099.043 | 0 | 0 | 0 | 0 | 0 | 0 | 0 | 0 | 0 | 1924103.6691 | 0 | 0 | 0 | 0 | 71488.5639 | 24123.1885 | 0 | 0 | 0 | 0 | 0 | 0 | 0 | 0 | 0 | 0 | 0 | 1372.7136 | 0 | 0
2016-01-12 23:00 | 0 | 0 | 0 | 0 | 0 | 306665.8677 | 210884.3433 | 513200 | 0 | 0 | 0 | 203470.6336 | 2847099.043 | 0 | 0 | 0 | 0 | 0 | 0 | 0 | 0 | 0 | 1925194.1436 | 0 | 0 | 0 | 0 | 2977.4975 | 0 | 0 | 0 | 0 | 0 | 0 | 0 | 0 | 0 | 0 | 0 | 0 | 1372.7136 | 0 | 0
2016-01-13 | 0 | 0 | 0 | 0 | 0 | 374522.829 | 3453.4951 | 524891 | 0 | 0 | 0 | 202641.4406 | 2699640.8465 | 0 | 0 | 0 | 0 | 0 | 0 | 0 | 0 | 0 | 1926284.6137 | 0 | 0 | 0 | 0 | -829.1929 | 0 | 147458.1966 | 0 | 0 | 0 | 0 | 0 | 0 | 0 | 0 | 0 | 0 | 1372.7136 | 0 | 0
2016-01-13 01:00 | 0 | 0 | 0 | 0 | 0 | 455956.1497 | 0 | 526072 | 0 | 0 | 0 | 131152.8768 | 2699640.8465 | 0 | 0 | 0 | 0 | 0 | 0 | 0 | 0 | 0 | 1927375.0794 | 0 | 0 | 0 | 0 | -71488.5639 | 0 | 0 | 0 | 0 | 0 | 0 | 0 | 0 | 0 | 0 | 0 | 0 | 1372.7136 | 0 | 0
2016-01-13 02:00 | 0 | 0 | 0 | 0 | 0 | 532654.9646 | 0 | 519458 | 0 | 0 | 0 | 142977.1278 | 2699640.8465 | 0 | 0 | 0 | 0 | 0 | 0 | 0 | 0 | 0 | 1928465.5408 | 0 | 0 | 0 | 0 | 11824.251 | 0 | 0 | 0 | 0 | 0 | 0 | 0 | 0 | 0 | 0 | 0 | 0 | 1372.7136 | 0 | 0
2016-01-13 03:00 | 0 | 0 | 0 | 0 | 0 | 593680.5844 | 0 | 503849 | 0 | 0 | 0 | 71488.5639 | 2859588.2812 | 0 | 0 | 0 | 0 | 0 | 0 | 0 | 0 | 0 | 1929555.9978 | 0 | 0 | 0 | 0 | -71488.5639 | 174791.506 | 14844.0714 | 0 | 0 | 0 | 0 | 0 | 0 | 0 | 0 | 0 | 0 | 1372.7136 | 0 | 0
2016-01-13 04:00 | 0 | 0 | 0 | 0 | 0 | 413353.1497 | 0 | 483469 | 0 | 0 | 0 | 0 | 2859588.2812 | 0 | 0 | 0 | 0 | 0 | 0 | 0 | 0 | 0 | 1930646.4504 | 0 | 0 | 0 | 0 | -71488.5639 | 0 | 0 | 0 | 0 | 0 | 0 | 0 | 0 | 0 | 0 | 0 | 0 | 1372.7136 | 0 | 0
2016-01-13 05:00 | 0 | 0 | 0 | 0 | 0 | 466853.7136 | 0 | 465481 | 0 | 0 | 0 | 0 | 2859588.2812 | 0 | 0 | 0 | 0 | 0 | 0 | 0 | 0 | 0 | 1931736.8987 | 0 | 0 | 0 | 0 | 0 | 0 | 0 | 0 | 0 | 0 | 0 | 0 | 0 | 0 | 0 | 0 | 0 | 1372.7136 | 0 | 0
2016-01-13 06:00 | 0 | 0 | 0 | 0 | 0 | 527784.2775 | 0 | 454923 | 0 | 0 | 0 | 71488.5639 | 2859588.2812 | 0 | 0 | 0 | 0 | 0 | 0 | 0 | 0 | 0 | 1932827.3426 | 0 | 0 | 0 | 0 | 71488.5639 | 0 | 0 | 0 | 0 | 0 | 0 | 0 | 0 | 0 | 0 | 0 | 0 | 1372.7136 | 0 | 0
2016-01-13 07:00 | 0 | 0 | 0 | 0 | 0 | 378788.8727 | 0 | 448875 | 0 | 0 | 0 | 29.723 | 2859588.2812 | 0 | 0 | 0 | 0 | 0 | 0 | 0 | 0 | 0 | 1933917.7822 | 0 | 0 | 0 | 0 | -71458.8409 | 0 | 0 | 0 | 0 | 0 | 0 | 0 | 0 | 0 | 0 | 0 | 0 | 1372.7136 | 0 | 0
2016-01-13 08:00 | 0 | 0 | 0 | 0 | 0 | 623563.4966 | 0 | 447429 | 0 | 0 | 0 | 0 | 3034379.7872 | 0 | 0 | 0 | 0 | 0 | 0 | 0 | 0 | 0 | 1935008.2174 | 0 | 0 | 0 | 0 | -29.723 | 174791.506 | 0 | 0 | 0 | 0 | 0 | 0 | 0 | 0 | 0 | 0 | 0 | 1372.7136 | 0 | 0
2016-01-13 09:00 | 0 | 0 | 0 | 0 | 0 | 525069.2775 | 0 | 452208 | 0 | 0 | 0 | 71488.5639 | 3034379.7872 | 0 | 0 | 0 | 0 | 0 | 0 | 0 | 0 | 0 | 1936098.6482 | 0 | 0 | 0 | 0 | 71488.5639 | 0 | 0 | 0 | 0 | 0 | 0 | 0 | 0 | 0 | 0 | 0 | 0 | 1372.7136 | 0 | 0
2016-01-13 10:00 | 0 | 0 | 0 | 0 | 0 | 574362.6557 | 0 | 469687 | 0 | 0 | 0 | 0 | 3209171.2932 | 0 | 0 | 0 | 0 | 0 | 0 | 0 | 0 | 0 | 1937189.0747 | 0 | 0 | 0 | 0 | -71488.5639 | 174791.506 | 0 | 0 | 0 | 0 | 0 | 0 | 0 | 0 | 0 | 0 | 0 | 1372.7136 | 0 | 0
2016-01-13 11:00 | 0 | 0 | 0 | 0 | 0 | 539626.5743 | 0 | 505391 | 0 | 0 | 0 | 32862.8607 | 3209171.2932 | 0 | 0 | 0 | 0 | 0 | 0 | 0 | 0 | 0 | 1938279.4968 | 0 | 0 | 0 | 0 | 32862.8607 | 0 | 0 | 0 | 0 | 0 | 0 | 0 | 0 | 0 | 0 | 0 | 0 | 1372.7136 | 0 | 0
2016-01-13 12:00 | 0 | 0 | 0 | 0 | 0 | 577144.4168 | 0 | 537146 | 0 | 0 | 0 | 71488.5639 | 3209171.2932 | 0 | 0 | 0 | 0 | 0 | 0 | 0 | 0 | 0 | 1939369.9145 | 0 | 0 | 0 | 0 | 38625.7032 | 0 | 0 | 0 | 0 | 0 | 0 | 0 | 0 | 0 | 0 | 0 | 0 | 1372.7136 | 0 | 0
2016-01-13 13:00 | 0 | 0 | 0 | 0 | 0 | 559392.7241 | 1.21 | 545012 | 0 | 0 | 0 | 0 | 3293669.0777 | 0 | 0 | 0 | 0 | 0 | 0 | 0 | 0 | 0 | 1940460.3279 | 0 | 0 | 0 | 0 | -71488.5639 | 84497.7845 | 0 | 0 | 0 | 0 | 0 | 0 | 0 | 0 | 0 | 0 | 0 | 1372.7136 | 0 | 0
2016-01-13 14:00 | 0 | 0 | 0 | 0 | 0 | 459231.1403 | 57085.3426 | 537234 | 0 | 0 | 0 | 0 | 3271378.8471 | 0 | 0 | 0 | 0 | 0 | 0 | 0 | 0 | 0 | 1941550.737 | 0 | 0 | 0 | 0 | 0 | 0 | 22290.2306 | 0 | 0 | 0 | 0 | 0 | 0 | 0 | 0 | 0 | 0 | 1372.7136 | 0 | 0
2016-01-13 15:00 | 0 | 0 | 0 | 0 | 0 | 29039.1699 | 497952.5437 | 525619 | 0 | 0 | 0 | 0 | 3271378.8471 | 0 | 0 | 0 | 0 | 0 | 0 | 0 | 0 | 0 | 1942641.1416 | 0 | 0 | 0 | 0 | 0 | 0 | 0 | 0 | 0 | 0 | 0 | 0 | 0 | 0 | 0 | 0 | 0 | 1372.7136 | 0 | 0
2016-01-13 16:00 | 0 | 0 | 0 | 0 | 0 | 0 | 595668.9446 | 512003 | 0 | 0 | 0 | 0 | 3353672.0781 | 0 | 0 | 0 | 0 | 0 | 0 | 0 | 0 | 0 | 1943731.5419 | 0 | 0 | 0 | 0 | 0 | 82293.231 | 0 | 0 | 0 | 0 | 0 | 0 | 0 | 0 | 0 | 0 | 0 | 1372.7136 | 0 | 0
2016-01-13 17:00 | 0 | 0 | 0 | 0 | 0 | 0 | 596346.7456 | 498883 | 0 | 0 | 0 | 0 | 3449763.1101 | 0 | 0 | 0 | 0 | 0 | 0 | 0 | 0 | 0 | 1944821.9379 | 0 | 0 | 0 | 0 | 0 | 96091.032 | 0 | 0 | 0 | 0 | 0 | 0 | 0 | 0 | 0 | 0 | 0 | 1372.7136 | 0 | 0
2016-01-13 18:00 | 0 | 0 | 0 | 0 | 0 | 0 | 573886.2279 | 487741 | 0 | 0 | 0 | 0 | 3534535.6245 | 0 | 0 | 0 | 0 | 0 | 0 | 0 | 0 | 0 | 1945912.3294 | 0 | 0 | 0 | 0 | 0 | 84772.5143 | 0 | 0 | 0 | 0 | 0 | 0 | 0 | 0 | 0 | 0 | 0 | 1372.7136 | 0 | 0
2016-01-13 19:00 | 0 | 0 | 0 | 0 | 0 | 0 | 560914.5261 | 480098 | 0 | 0 | 0 | 50830.9241 | 3563148.5129 | 0 | 0 | 0 | 0 | 0 | 0 | 0 | 0 | 0 | 1947002.7167 | 0 | 0 | 0 | 0 | 50830.9241 | 28612.8884 | 0 | 0 | 0 | 0 | 0 | 0 | 0 | 0 | 0 | 0 | 0 | 1372.7136 | 0 | 0
2016-01-13 20:00 | 0 | 0 | 0 | 0 | 0 | 0 | 575336.2667 | 475714 | 0 | 0 | 0 | 122319.488 | 3589909.5021 | 0 | 0 | 0 | 0 | 0 | 0 | 0 | 0 | 0 | 1948093.0995 | 0 | 0 | 0 | 0 | 71488.5639 | 26760.9892 | 0 | 0 | 0 | 0 | 0 | 0 | 0 | 0 | 0 | 0 | 0 | 1372.7136 | 0 | 0
2016-01-13 21:00 | 0 | 0 | 0 | 0 | 0 | 0 | 588788.1069 | 479086 | 0 | 0 | 0 | 193808.0519 | 3626750.3315 | 0 | 0 | 0 | 0 | 0 | 0 | 0 | 0 | 0 | 1949183.478 | 0 | 0 | 0 | 0 | 71488.5639 | 36840.8294 | 0 | 0 | 0 | 0 | 0 | 0 | 0 | 0 | 0 | 0 | 0 | 1372.7136 | 0 | 0
2016-01-13 22:00 | 0 | 0 | 0 | 0 | 0 | 0 | 506574.2952 | 495539 | 0 | 0 | 0 | 203470.6336 | 3626750.3315 | 0 | 0 | 0 | 0 | 0 | 0 | 0 | 0 | 0 | 1950273.8521 | 0 | 0 | 0 | 0 | 9662.5817 | 0 | 0 | 0 | 0 | 0 | 0 | 0 | 0 | 0 | 0 | 0 | 0 | 1372.7136 | 0 | 0
2016-01-13 23:00 | 0 | 0 | 0 | 0 | 0 | 266455.8021 | 178740.3476 | 515312 | 0 | 0 | 0 | 131982.0697 | 3626750.3315 | 0 | 0 | 0 | 0 | 0 | 0 | 0 | 0 | 0 | 1951364.2219 | 0 | 0 | 0 | 0 | -71488.5639 | 0 | 0 | 0 | 0 | 0 | 0 | 0 | 0 | 0 | 0 | 0 | 0 | 1372.7136 | 0 | 0
2016-01-14 | 0 | 0 | 0 | 0 | 0 | 563781.7462 | 3980.6945 | 525731 | 0 | 0 | 0 | 172640.7968 | 3626750.3315 | 0 | 0 | 0 | 0 | 0 | 0 | 0 | 0 | 0 | 1952454.5873 | 0 | 0 | 0 | 0 | 40658.7271 | 0 | 0 | 0 | 0 | 0 | 0 | 0 | 0 | 0 | 0 | 0 | 0 | 1372.7136 | 0 | 0
2016-01-14 01:00 | 0 | 0 | 0 | 0 | 0 | 497497.0446 | 0 | 525788 | 0 | 0 | 0 | 142977.1278 | 3626750.3315 | 0 | 0 | 0 | 0 | 0 | 0 | 0 | 0 | 0 | 1953544.9484 | 0 | 0 | 0 | 0 | -29663.669 | 0 | 0 | 0 | 0 | 0 | 0 | 0 | 0 | 0 | 0 | 0 | 0 | 1372.7136 | 0 | 0
2016-01-14 02:00 | 0 | 0 | 0 | 0 | 0 | 622896.6557 | 0 | 518221 | 0 | 0 | 0 | 71488.5639 | 3801541.8376 | 0 | 0 | 0 | 0 | 0 | 0 | 0 | 0 | 0 | 1954635.3051 | 0 | 0 | 0 | 0 | -71488.5639 | 174791.506 | 0 | 0 | 0 | 0 | 0 | 0 | 0 | 0 | 0 | 0 | 0 | 1372.7136 | 0 | 0
2016-01-14 03:00 | 0 | 0 | 0 | 0 | 0 | 428969.1497 | 0 | 499085 | 0 | 0 | 0 | 0 | 3801541.8376 | 0 | 0 | 0 | 0 | 0 | 0 | 0 | 0 | 0 | 1955725.6574 | 0 | 0 | 0 | 0 | -71488.5639 | 0 | 0 | 0 | 0 | 0 | 0 | 0 | 0 | 0 | 0 | 0 | 0 | 1372.7136 | 0 | 0
2016-01-14 04:00 | 0 | 0 | 0 | 0 | 0 | 548920.2775 | 0 | 476059 | 0 | 0 | 0 | 71488.5639 | 3801541.8376 | 0 | 0 | 0 | 0 | 0 | 0 | 0 | 0 | 0 | 1956816.0053 | 0 | 0 | 0 | 0 | 71488.5639 | 0 | 0 | 0 | 0 | 0 | 0 | 0 | 0 | 0 | 0 | 0 | 0 | 1372.7136 | 0 | 0
2016-01-14 05:00 | 0 | 0 | 0 | 0 | 0 | 560642.6557 | 0 | 455967 | 0 | 0 | 0 | 0 | 3976333.3436 | 0 | 0 | 0 | 0 | 0 | 0 | 0 | 0 | 0 | 1957906.3489 | 0 | 0 | 0 | 0 | -71488.5639 | 174791.506 | 0 | 0 | 0 | 0 | 0 | 0 | 0 | 0 | 0 | 0 | 0 | 1372.7136 | 0 | 0
2016-01-14 06:00 | 0 | 0 | 0 | 0 | 0 | 516287.2775 | 0 | 443426 | 0 | 0 | 0 | 71488.5639 | 3976333.3436 | 0 | 0 | 0 | 0 | 0 | 0 | 0 | 0 | 0 | 1958996.6882 | 0 | 0 | 0 | 0 | 71488.5639 | 0 | 0 | 0 | 0 | 0 | 0 | 0 | 0 | 0 | 0 | 0 | 0 | 1372.7136 | 0 | 0
2016-01-14 07:00 | 0 | 0 | 0 | 0 | 0 | 435997.7136 | 0 | 434625 | 0 | 0 | 0 | 71488.5639 | 3976333.3436 | 0 | 0 | 0 | 0 | 0 | 0 | 0 | 0 | 0 | 1960087.0231 | 0 | 0 | 0 | 0 | 0 | 0 | 0 | 0 | 0 | 0 | 0 | 0 | 0 | 0 | 0 | 0 | 0 | 1372.7136 | 0 | 0
2016-01-14 08:00 | 0 | 0 | 0 | 0 | 0 | 360207.1497 | 0 | 430323 | 0 | 0 | 0 | 0 | 3976333.3436 | 0 | 0 | 0 | 0 | 0 | 0 | 0 | 0 | 0 | 1961177.3536 | 0 | 0 | 0 | 0 | -71488.5639 | 0 | 0 | 0 | 0 | 0 | 0 | 0 | 0 | 0 | 0 | 0 | 0 | 1372.7136 | 0 | 0
2016-01-14 09:00 | 0 | 0 | 0 | 0 | 0 | 610046.2196 | 0 | 433882 | 0 | 0 | 0 | 0 | 4151124.8496 | 0 | 0 | 0 | 0 | 0 | 0 | 0 | 0 | 0 | 1962267.6797 | 0 | 0 | 0 | 0 | 0 | 174791.506 | 0 | 0 | 0 | 0 | 0 | 0 | 0 | 0 | 0 | 0 | 0 | 1372.7136 | 0 | 0
2016-01-14 10:00 | 0 | 0 | 0 | 0 | 0 | 450420.7136 | 0 | 449048 | 0 | 0 | 0 | 0 | 4151124.8496 | 0 | 0 | 0 | 0 | 0 | 0 | 0 | 0 | 0 | 1963358.0015 | 0 | 0 | 0 | 0 | 0 | 0 | 0 | 0 | 0 | 0 | 0 | 0 | 0 | 0 | 0 | 0 | 0 | 1372.7136 | 0 | 0
2016-01-14 11:00 | 0 | 0 | 0 | 0 | 0 | 654963.7238 | 0 | 482678 | 0 | 0 | 0 | 71488.5639 | 4250549.2959 | 0 | 0 | 0 | 0 | 0 | 0 | 0 | 0 | 0 | 1964448.319 | 0 | 0 | 0 | 0 | 71488.5639 | 99424.4463 | 0 | 0 | 0 | 0 | 0 | 0 | 0 | 0 | 0 | 0 | 0 | 1372.7136 | 0 | 0
2016-01-14 12:00 | 0 | 0 | 0 | 0 | 0 | 441709.1497 | 0 | 511825 | 0 | 0 | 0 | 0 | 4250549.2959 | 0 | 0 | 0 | 0 | 0 | 0 | 0 | 0 | 0 | 1965538.632 | 0 | 0 | 0 | 0 | -71488.5639 | 0 | 0 | 0 | 0 | 0 | 0 | 0 | 0 | 0 | 0 | 0 | 0 | 1372.7136 | 0 | 0
2016-01-14 13:00 | 0 | 0 | 0 | 0 | 0 | 648992.2338 | 0 | 518934 | 0 | 0 | 0 | 71488.5639 | 4307746.2522 | 0 | 0 | 0 | 0 | 0 | 0 | 0 | 0 | 0 | 1966628.9408 | 0 | 0 | 0 | 0 | 71488.5639 | 57196.9563 | 0 | 0 | 0 | 0 | 0 | 0 | 0 | 0 | 0 | 0 | 0 | 1372.7136 | 0 | 0
2016-01-14 14:00 | 0 | 0 | 0 | 0 | 0 | 307200.379 | 133848.7707 | 511165 | 0 | 0 | 0 | 0 | 4307746.2522 | 0 | 0 | 0 | 0 | 0 | 0 | 0 | 0 | 0 | 1967719.2451 | 0 | 0 | 0 | 0 | -71488.5639 | 0 | 0 | 0 | 0 | 0 | 0 | 0 | 0 | 0 | 0 | 0 | 0 | 1372.7136 | 0 | 0
2016-01-14 15:00 | 0 | 0 | 0 | 0 | 0 | 6981.4799 | 494165.2337 | 499774 | 0 | 0 | 0 | 0 | 4307746.2522 | 0 | 0 | 0 | 0 | 0 | 0 | 0 | 0 | 0 | 1968809.5451 | 0 | 0 | 0 | 0 | 0 | 0 | 0 | 0 | 0 | 0 | 0 | 0 | 0 | 0 | 0 | 0 | 0 | 1372.7136 | 0 | 0
2016-01-14 16:00 | 0 | 0 | 0 | 0 | 0 | 0 | 601351.1683 | 485758 | 0 | 0 | 0 | 0 | 4421966.707 | 0 | 0 | 0 | 0 | 0 | 0 | 0 | 0 | 0 | 1969899.8407 | 0 | 0 | 0 | 0 | 0 | 114220.4548 | 0 | 0 | 0 | 0 | 0 | 0 | 0 | 0 | 0 | 0 | 0 | 1372.7136 | 0 | 0
2016-01-14 17:00 | 0 | 0 | 0 | 0 | 0 | 0 | 619750.4903 | 471708 | 0 | 0 | 0 | 0 | 4568636.4837 | 0 | 0 | 0 | 0 | 0 | 0 | 0 | 0 | 0 | 1970990.132 | 0 | 0 | 0 | 0 | 0 | 146669.7767 | 0 | 0 | 0 | 0 | 0 | 0 | 0 | 0 | 0 | 0 | 0 | 1372.7136 | 0 | 0
2016-01-14 18:00 | 0 | 0 | 0 | 0 | 0 | 0 | 596059.7723 | 461997 | 0 | 0 | 0 | 71488.5639 | 4629837.9785 | 0 | 0 | 0 | 0 | 0 | 0 | 0 | 0 | 0 | 1972080.4189 | 0 | 0 | 0 | 0 | 71488.5639 | 61201.4948 | 0 | 0 | 0 | 0 | 0 | 0 | 0 | 0 | 0 | 0 | 0 | 1372.7136 | 0 | 0
2016-01-14 19:00 | 0 | 0 | 0 | 0 | 0 | 0 | 576130.8804 | 454127 | 0 | 0 | 0 | 131982.0697 | 4689975.6396 | 0 | 0 | 0 | 0 | 0 | 0 | 0 | 0 | 0 | 1973170.7014 | 0 | 0 | 0 | 0 | 60493.5058 | 60137.661 | 0 | 0 | 0 | 0 | 0 | 0 | 0 | 0 | 0 | 0 | 0 | 1372.7136 | 0 | 0
2016-01-14 20:00 | 0 | 0 | 0 | 0 | 0 | 0 | 584067.8755 | 449692 | 0 | 0 | 0 | 203470.6336 | 4751490.2376 | 0 | 0 | 0 | 0 | 0 | 0 | 0 | 0 | 0 | 1974260.9796 | 0 | 0 | 0 | 0 | 71488.5639 | 61514.598 | 0 | 0 | 0 | 0 | 0 | 0 | 0 | 0 | 0 | 0 | 0 | 1372.7136 | 0 | 0
2016-01-14 21:00 | 0 | 0 | 0 | 0 | 0 | 0 | 595188.3315 | 451533 | 0 | 0 | 0 | 203470.6336 | 4893772.8555 | 0 | 0 | 0 | 0 | 0 | 0 | 0 | 0 | 0 | 1975351.2534 | 0 | 0 | 0 | 0 | 0 | 142282.6179 | 0 | 0 | 0 | 0 | 0 | 0 | 0 | 0 | 0 | 0 | 0 | 1372.7136 | 0 | 0
2016-01-14 22:00 | 0 | 0 | 0 | 0 | 0 | 49668.2141 | 518643.4417 | 463636 | 0 | 0 | 0 | 131982.0697 | 5068564.3615 | 0 | 0 | 0 | 0 | 0 | 0 | 0 | 0 | 0 | 1976441.5229 | 0 | 0 | 0 | 0 | -71488.5639 | 174791.506 | 0 | 0 | 0 | 0 | 0 | 0 | 0 | 0 | 0 | 0 | 0 | 1372.7136 | 0 | 0
2016-01-14 23:00 | 0 | 0 | 0 | 0 | 0 | 397548.9204 | 200107.7935 | 481986 | 0 | 0 | 0 | 71488.5639 | 5243355.8676 | 0 | 0 | 0 | 0 | 0 | 0 | 0 | 0 | 0 | 1977531.788 | 0 | 0 | 0 | 0 | -60493.5058 | 174791.506 | 0 | 0 | 0 | 0 | 0 | 0 | 0 | 0 | 0 | 0 | 0 | 1372.7136 | 0 | 0
2016-01-15 | 0 | 0 | 0 | 0 | 0 | 418223.0404 | 2732.1093 | 491071 | 0 | 0 | 0 | 0 | 5243355.8676 | 0 | 0 | 0 | 0 | 0 | 0 | 0 | 0 | 0 | 1978622.0488 | 0 | 0 | 0 | 0 | -71488.5639 | 0 | 0 | 0 | 0 | 0 | 0 | 0 | 0 | 0 | 0 | 0 | 0 | 1372.7136 | 0 | 0
2016-01-15 01:00 | 0 | 0 | 0 | 0 | 0 | 492336.7136 | 0 | 490964 | 0 | 0 | 0 | 0 | 5243355.8676 | 0 | 0 | 0 | 0 | 0 | 0 | 0 | 0 | 0 | 1979712.3051 | 0 | 0 | 0 | 0 | 0 | 0 | 0 | 0 | 0 | 0 | 0 | 0 | 0 | 0 | 0 | 0 | 0 | 1372.7136 | 0 | 0
2016-01-15 02:00 | 0 | 0 | 0 | 0 | 0 | 555120.2775 | 0 | 482259 | 0 | 0 | 0 | 71488.5639 | 5243355.8676 | 0 | 0 | 0 | 0 | 0 | 0 | 0 | 0 | 0 | 1980802.5571 | 0 | 0 | 0 | 0 | 71488.5639 | 0 | 0 | 0 | 0 | 0 | 0 | 0 | 0 | 0 | 0 | 0 | 0 | 1372.7136 | 0 | 0
2016-01-15 03:00 | 0 | 0 | 0 | 0 | 0 | 392577.1497 | 0 | 462693 | 0 | 0 | 0 | 0 | 5243355.8676 | 0 | 0 | 0 | 0 | 0 | 0 | 0 | 0 | 0 | 1981892.8048 | 0 | 0 | 0 | 0 | -71488.5639 | 0 | 0 | 0 | 0 | 0 | 0 | 0 | 0 | 0 | 0 | 0 | 0 | 1372.7136 | 0 | 0
2016-01-15 04:00 | 0 | 0 | 0 | 0 | 0 | 504689.8676 | 0 | 440735 | 0 | 0 | 0 | 62582.154 | 5243355.8676 | 0 | 0 | 0 | 0 | 0 | 0 | 0 | 0 | 0 | 1982983.0481 | 0 | 0 | 0 | 0 | 62582.154 | 0 | 0 | 0 | 0 | 0 | 0 | 0 | 0 | 0 | 0 | 0 | 0 | 1372.7136 | 0 | 0
2016-01-15 05:00 | 0 | 0 | 0 | 0 | 0 | 493159.2775 | 0 | 420298 | 0 | 0 | 0 | 134070.7179 | 5243355.8676 | 0 | 0 | 0 | 0 | 0 | 0 | 0 | 0 | 0 | 1984073.287 | 0 | 0 | 0 | 0 | 71488.5639 | 0 | 0 | 0 | 0 | 0 | 0 | 0 | 0 | 0 | 0 | 0 | 0 | 1372.7136 | 0 | 0
2016-01-15 06:00 | 0 | 0 | 0 | 0 | 0 | 651650.1353 | 0 | 406086 | 0 | 0 | 0 | 203470.6336 | 5418147.3736 | 0 | 0 | 0 | 0 | 0 | 0 | 0 | 0 | 0 | 1985163.5216 | 0 | 0 | 0 | 0 | 69399.9157 | 174791.506 | 0 | 0 | 0 | 0 | 0 | 0 | 0 | 0 | 0 | 0 | 0 | 1372.7136 | 0 | 0
2016-01-15 07:00 | 0 | 0 | 0 | 0 | 0 | 398414.7136 | 0 | 397042 | 0 | 0 | 0 | 203470.6336 | 5418147.3736 | 0 | 0 | 0 | 0 | 0 | 0 | 0 | 0 | 0 | 1986253.7518 | 0 | 0 | 0 | 0 | 0 | 0 | 0 | 0 | 0 | 0 | 0 | 0 | 0 | 0 | 0 | 0 | 0 | 1372.7136 | 0 | 0
2016-01-15 08:00 | 0 | 0 | 0 | 0 | 0 | 394047.7136 | 0 | 392675 | 0 | 0 | 0 | 203470.6336 | 5418147.3736 | 0 | 0 | 0 | 0 | 0 | 0 | 0 | 0 | 0 | 1987343.9777 | 0 | 0 | 0 | 0 | 0 | 0 | 0 | 0 | 0 | 0 | 0 | 0 | 0 | 0 | 0 | 0 | 0 | 1372.7136 | 0 | 0
2016-01-15 09:00 | 0 | 0 | 0 | 0 | 0 | 324645.1497 | 0 | 394761 | 0 | 0 | 0 | 131982.0697 | 5418147.3736 | 0 | 0 | 0 | 0 | 0 | 0 | 0 | 0 | 0 | 1988434.1992 | 0 | 0 | 0 | 0 | -71488.5639 | 0 | 0 | 0 | 0 | 0 | 0 | 0 | 0 | 0 | 0 | 0 | 0 | 1372.7136 | 0 | 0
2016-01-15 10:00 | 0 | 0 | 0 | 0 | 0 | 377361.3854 | 0 | 407359 | 0 | 0 | 0 | 100611.7415 | 5418147.3736 | 0 | 0 | 0 | 0 | 0 | 0 | 0 | 0 | 0 | 1989524.4163 | 0 | 0 | 0 | 0 | -31370.3282 | 0 | 0 | 0 | 0 | 0 | 0 | 0 | 0 | 0 | 0 | 0 | 0 | 1372.7136 | 0 | 0
2016-01-15 11:00 | 0 | 0 | 0 | 0 | 0 | 366550.1497 | 0 | 436666 | 0 | 0 | 0 | 29123.1776 | 5418147.3736 | 0 | 0 | 0 | 0 | 0 | 0 | 0 | 0 | 0 | 1990614.6291 | 0 | 0 | 0 | 0 | -71488.5639 | 0 | 0 | 0 | 0 | 0 | 0 | 0 | 0 | 0 | 0 | 0 | 0 | 1372.7136 | 0 | 0
2016-01-15 12:00 | 0 | 0 | 0 | 0 | 0 | 554826.965 | 0 | 466185 | 0 | 0 | 0 | 100611.7415 | 5433928.0611 | 0 | 0 | 0 | 0 | 0 | 0 | 0 | 0 | 0 | 1991704.8375 | 0 | 0 | 0 | 0 | 71488.5639 | 15780.6875 | 0 | 0 | 0 | 0 | 0 | 0 | 0 | 0 | 0 | 0 | 0 | 1372.7136 | 0 | 0
2016-01-15 13:00 | 0 | 0 | 0 | 0 | 0 | 521287.5055 | 2.5943 | 477552 | 0 | 0 | 0 | 142977.1278 | 5433928.0611 | 0 | 0 | 0 | 0 | 0 | 0 | 0 | 0 | 0 | 1992795.0415 | 0 | 0 | 0 | 0 | 42365.3863 | 0 | 0 | 0 | 0 | 0 | 0 | 0 | 0 | 0 | 0 | 0 | 0 | 1372.7136 | 0 | 0
2016-01-15 14:00 | 0 | 0 | 0 | 0 | 0 | 389065.3778 | 143760.3389 | 480240 | 0 | 0 | 0 | 71488.5639 | 5556629.6281 | 0 | 0 | 0 | 0 | 0 | 0 | 0 | 0 | 0 | 1993885.2412 | 0 | 0 | 0 | 0 | -71488.5639 | 122701.567 | 0 | 0 | 0 | 0 | 0 | 0 | 0 | 0 | 0 | 0 | 0 | 1372.7136 | 0 | 0
2016-01-15 15:00 | 0 | 0 | 0 | 0 | 0 | 242351.6232 | 343850.0325 | 481526 | 0 | 0 | 0 | 0 | 5731421.1341 | 0 | 0 | 0 | 0 | 0 | 0 | 0 | 0 | 0 | 1994975.4365 | 0 | 0 | 0 | 0 | -71488.5639 | 174791.506 | 0 | 0 | 0 | 0 | 0 | 0 | 0 | 0 | 0 | 0 | 0 | 1372.7136 | 0 | 0
2016-01-15 16:00 | 0 | 0 | 0 | 0 | 0 | 16571.2028 | 462045.5108 | 477244 | 0 | 0 | 0 | 0 | 5731421.1341 | 0 | 0 | 0 | 0 | 0 | 0 | 0 | 0 | 0 | 1996065.6275 | 0 | 0 | 0 | 0 | 0 | 0 | 0 | 0 | 0 | 0 | 0 | 0 | 0 | 0 | 0 | 0 | 0 | 1372.7136 | 0 | 0
2016-01-15 17:00 | 0 | 0 | 0 | 0 | 0 | 0 | 494533.2794 | 470535 | 0 | 0 | 0 | 22625.5658 | 5731421.1341 | 0 | 0 | 0 | 0 | 0 | 0 | 0 | 0 | 0 | 1997155.8141 | 0 | 0 | 0 | 0 | 22625.5658 | 0 | 0 | 0 | 0 | 0 | 0 | 0 | 0 | 0 | 0 | 0 | 0 | 1372.7136 | 0 | 0
2016-01-15 18:00 | 0 | 0 | 0 | 0 | 0 | 201487.3912 | 488348.8265 | 464809 | 0 | 0 | 0 | 71488.5639 | 5906212.6402 | 0 | 0 | 0 | 0 | 0 | 0 | 0 | 0 | 0 | 1998245.9963 | 0 | 0 | 0 | 0 | 48862.9981 | 174791.506 | 0 | 0 | 0 | 0 | 0 | 0 | 0 | 0 | 0 | 0 | 0 | 1372.7136 | 0 | 0
2016-01-15 19:00 | 0 | 0 | 0 | 0 | 0 | 81493.8384 | 482487.8173 | 459306 | 0 | 0 | 0 | 0 | 6081004.1462 | 0 | 0 | 0 | 0 | 0 | 0 | 0 | 0 | 0 | 1999336.1742 | 0 | 0 | 0 | 0 | -71488.5639 | 174791.506 | 0 | 0 | 0 | 0 | 0 | 0 | 0 | 0 | 0 | 0 | 0 | 1372.7136 | 0 | 0
2016-01-15 20:00 | 0 | 0 | 0 | 0 | 0 | 167555.2716 | 477956.961 | 455638 | 0 | 0 | 0 | 13710.0129 | 6255795.6522 | 0 | 0 | 0 | 0 | 0 | 0 | 0 | 0 | 0 | 2000426.3477 | 0 | 0 | 0 | 0 | 13710.0129 | 174791.506 | 0 | 0 | 0 | 0 | 0 | 0 | 0 | 0 | 0 | 0 | 0 | 1372.7136 | 0 | 0
2016-01-15 21:00 | 0 | 0 | 0 | 0 | 0 | 239092.5954 | 465471.1881 | 456911 | 0 | 0 | 0 | 85198.5768 | 6430587.1583 | 0 | 0 | 0 | 0 | 0 | 0 | 0 | 0 | 0 | 2001516.5169 | 0 | 0 | 0 | 0 | 71488.5639 | 174791.506 | 0 | 0 | 0 | 0 | 0 | 0 | 0 | 0 | 0 | 0 | 0 | 1372.7136 | 0 | 0
2016-01-15 22:00 | 0 | 0 | 0 | 0 | 0 | 290459.8946 | 410114.7824 | 464155 | 0 | 0 | 0 | 156687.1407 | 6594145.5578 | 0 | 0 | 0 | 0 | 0 | 0 | 0 | 0 | 0 | 2002606.6817 | 0 | 0 | 0 | 0 | 71488.5639 | 163558.3995 | 0 | 0 | 0 | 0 | 0 | 0 | 0 | 0 | 0 | 0 | 0 | 1372.7136 | 0 | 0
2016-01-15 23:00 | 0 | 0 | 0 | 0 | 0 | 324609.8983 | 195410.3081 | 471864 | 0 | 0 | 0 | 203470.6336 | 6594145.5578 | 0 | 0 | 0 | 0 | 0 | 0 | 0 | 0 | 0 | 2003696.8421 | 0 | 0 | 0 | 0 | 46783.4929 | 0 | 0 | 0 | 0 | 0 | 0 | 0 | 0 | 0 | 0 | 0 | 0 | 1372.7136 | 0 | 0
2016-01-16 | 0 | 0 | 0 | 0 | 0 | 342334.4757 | 5973.2382 | 473518 | 0 | 0 | 0 | 131982.0697 | 6539051.122 | 0 | 0 | 0 | 0 | 0 | 0 | 0 | 0 | 0 | 2004786.9982 | 0 | 0 | 0 | 0 | -71488.5639 | 0 | 55094.4357 | 0 | 0 | 0 | 0 | 0 | 0 | 0 | 0 | 0 | 0 | 1372.7136 | 0 | 0
2016-01-16 01:00 | 0 | 0 | 0 | 0 | 0 | 341271.3469 | 0 | 469990 | 0 | 0 | 0 | 142977.1278 | 6397964.6972 | 0 | 0 | 0 | 0 | 0 | 0 | 0 | 0 | 0 | 2005877.1499 | 0 | 0 | 0 | 0 | 10995.0581 | 131615.3416 | 272701.7664 | 0 | 0 | 0 | 0 | 0 | 0 | 0 | 0 | 0 | 0 | 1372.7136 | 0 | 0
2016-01-16 02:00 | 0 | 0 | 0 | 0 | 0 | 332626.8239 | 0 | 462067 | 0 | 0 | 0 | 71488.5639 | 6338640.3714 | 0 | 0 | 0 | 0 | 0 | 0 | 0 | 0 | 0 | 2006967.2973 | 0 | 0 | 0 | 0 | -71488.5639 | 0 | 59324.3258 | 0 | 0 | 0 | 0 | 0 | 0 | 0 | 0 | 0 | 0 | 1372.7136 | 0 | 0
2016-01-16 03:00 | 0 | 0 | 0 | 0 | 0 | 327469.853 | 0 | 446898 | 0 | 0 | 0 | 0 | 6289328.0747 | 0 | 0 | 0 | 0 | 0 | 0 | 0 | 0 | 0 | 2008057.4403 | 0 | 0 | 0 | 0 | -71488.5639 | 0 | 49312.2967 | 0 | 0 | 0 | 0 | 0 | 0 | 0 | 0 | 0 | 0 | 1372.7136 | 0 | 0
2016-01-16 04:00 | 0 | 0 | 0 | 0 | 0 | 324633.3213 | 0 | 429098 | 0 | 0 | 0 | 60493.5058 | 6122997.1766 | 0 | 0 | 0 | 0 | 0 | 0 | 0 | 0 | 0 | 2009147.5789 | 0 | 0 | 0 | 0 | 60493.5058 | 0 | 166330.898 | 0 | 0 | 0 | 0 | 0 | 0 | 0 | 0 | 0 | 0 | 1372.7136 | 0 | 0
2016-01-16 05:00 | 0 | 0 | 0 | 0 | 0 | 211359.5111 | 0 | 411200 | 0 | 0 | 0 | 131982.0697 | 5850295.4102 | 0 | 0 | 0 | 0 | 0 | 0 | 0 | 0 | 0 | 2010237.7132 | 0 | 0 | 0 | 0 | 71488.5639 | 0 | 272701.7664 | 0 | 0 | 0 | 0 | 0 | 0 | 0 | 0 | 0 | 0 | 1372.7136 | 0 | 0
2016-01-16 06:00 | 0 | 0 | 0 | 0 | 0 | 320013.1568 | 0 | 397507 | 0 | 0 | 0 | 203470.6336 | 5699940.2896 | 0 | 0 | 0 | 0 | 0 | 0 | 0 | 0 | 0 | 2011327.8431 | 0 | 0 | 0 | 0 | 71488.5639 | 0 | 150355.1207 | 0 | 0 | 0 | 0 | 0 | 0 | 0 | 0 | 0 | 0 | 1372.7136 | 0 | 0
2016-01-16 07:00 | 0 | 0 | 0 | 0 | 0 | 321745.8967 | 0 | 388116 | 0 | 0 | 0 | 165607.2422 | 5670060.8641 | 0 | 0 | 0 | 0 | 0 | 0 | 0 | 0 | 0 | 2012417.9687 | 0 | 0 | 0 | 0 | -37863.3914 | 0 | 29879.4255 | 0 | 0 | 0 | 0 | 0 | 0 | 0 | 0 | 0 | 0 | 1372.7136 | 0 | 0
2016-01-16 08:00 | 0 | 0 | 0 | 0 | 0 | 324660.8446 | 0 | 383335 | 0 | 0 | 0 | 203470.6336 | 5572150.6037 | 0 | 0 | 0 | 0 | 0 | 0 | 0 | 0 | 0 | 2013508.0899 | 0 | 0 | 0 | 0 | 37863.3914 | 174791.506 | 272701.7664 | 0 | 0 | 0 | 0 | 0 | 0 | 0 | 0 | 0 | 0 | 1372.7136 | 0 | 0
2016-01-16 09:00 | 0 | 0 | 0 | 0 | 0 | 324791.4965 | 0 | 382836 | 0 | 0 | 0 | 144053.4164 | 5572150.6037 | 0 | 0 | 0 | 0 | 0 | 0 | 0 | 0 | 0 | 2014598.2067 | 0 | 0 | 0 | 0 | -59417.2171 | 0 | 0 | 0 | 0 | 0 | 0 | 0 | 0 | 0 | 0 | 0 | 0 | 1372.7136 | 0 | 0
2016-01-16 10:00 | 0 | 0 | 0 | 0 | 0 | 335106.1308 | 0 | 388193 | 0 | 0 | 0 | 203470.6336 | 5458273.8038 | 0 | 0 | 0 | 0 | 0 | 0 | 0 | 0 | 0 | 2015688.3192 | 0 | 0 | 0 | 0 | 59417.2171 | 0 | 113876.7999 | 0 | 0 | 0 | 0 | 0 | 0 | 0 | 0 | 0 | 0 | 1372.7136 | 0 | 0
2016-01-16 11:00 | 0 | 0 | 0 | 0 | 0 | 351418.5513 | 0 | 398613 | 0 | 0 | 0 | 154903.4713 | 5458273.8038 | 0 | 0 | 0 | 0 | 0 | 0 | 0 | 0 | 0 | 2016778.4273 | 0 | 0 | 0 | 0 | -48567.1623 | 0 | 0 | 0 | 0 | 0 | 0 | 0 | 0 | 0 | 0 | 0 | 0 | 1372.7136 | 0 | 0
2016-01-16 12:00 | 0 | 0 | 0 | 0 | 0 | 356297.6661 | 0 | 414957 | 0 | 0 | 0 | 138961.5276 | 5414183.7 | 0 | 0 | 0 | 0 | 0 | 0 | 0 | 0 | 0 | 2017868.531 | 0 | 0 | 0 | 0 | -15941.9436 | 0 | 44090.1038 | 0 | 0 | 0 | 0 | 0 | 0 | 0 | 0 | 0 | 0 | 1372.7136 | 0 | 0
2016-01-16 13:00 | 0 | 0 | 0 | 0 | 0 | 355686.8896 | 0 | 431737 | 0 | 0 | 0 | 67472.9637 | 5408249.4399 | 0 | 0 | 0 | 0 | 0 | 0 | 0 | 0 | 0 | 2018958.6304 | 0 | 0 | 0 | 0 | -71488.5639 | 0 | 5934.2601 | 0 | 0 | 0 | 0 | 0 | 0 | 0 | 0 | 0 | 0 | 1372.7136 | 0 | 0
2016-01-16 14:00 | 0 | 0 | 0 | 0 | 0 | 321069.9712 | 57865.7787 | 445036 | 0 | 0 | 0 | 0 | 5408249.4399 | 0 | 0 | 0 | 0 | 0 | 0 | 0 | 0 | 0 | 2020048.7255 | 0 | 0 | 0 | 0 | -67472.9637 | 0 | 0 | 0 | 0 | 0 | 0 | 0 | 0 | 0 | 0 | 0 | 0 | 1372.7136 | 0 | 0
2016-01-16 15:00 | 0 | 0 | 0 | 0 | 0 | 242191.0522 | 384740.1674 | 450767 | 0 | 0 | 0 | 0 | 5583040.9459 | 0 | 0 | 0 | 0 | 0 | 0 | 0 | 0 | 0 | 2021138.8161 | 0 | 0 | 0 | 0 | 0 | 174791.506 | 0 | 0 | 0 | 0 | 0 | 0 | 0 | 0 | 0 | 0 | 0 | 1372.7136 | 0 | 0
2016-01-16 16:00 | 0 | 0 | 0 | 0 | 0 | 210637.4613 | 486611.3222 | 449596 | 0 | 0 | 0 | 71488.5639 | 5757832.452 | 0 | 0 | 0 | 0 | 0 | 0 | 0 | 0 | 0 | 2022228.9024 | 0 | 0 | 0 | 0 | 71488.5639 | 174791.506 | 0 | 0 | 0 | 0 | 0 | 0 | 0 | 0 | 0 | 0 | 0 | 1372.7136 | 0 | 0
2016-01-16 17:00 | 0 | 0 | 0 | 0 | 0 | 0 | 506900.6563 | 445176 | 0 | 0 | 0 | 0 | 5889672.9586 | 0 | 0 | 0 | 0 | 0 | 0 | 0 | 0 | 0 | 2023318.9844 | 0 | 0 | 0 | 0 | -71488.5639 | 131840.5066 | 0 | 0 | 0 | 0 | 0 | 0 | 0 | 0 | 0 | 0 | 0 | 1372.7136 | 0 | 0
2016-01-16 18:00 | 0 | 0 | 0 | 0 | 0 | 0 | 494640.7381 | 438693 | 0 | 0 | 0 | 0 | 5944247.9831 | 0 | 0 | 0 | 0 | 0 | 0 | 0 | 0 | 0 | 2024409.062 | 0 | 0 | 0 | 0 | 0 | 54575.0246 | 0 | 0 | 0 | 0 | 0 | 0 | 0 | 0 | 0 | 0 | 0 | 1372.7136 | 0 | 0
2016-01-16 19:00 | 0 | 0 | 0 | 0 | 0 | 71605.8507 | 488780.9195 | 433491 | 0 | 0 | 0 | 0 | 6069771.0396 | 0 | 0 | 0 | 0 | 0 | 0 | 0 | 0 | 0 | 2025499.1352 | 0 | 0 | 0 | 0 | 0 | 125523.0565 | 0 | 0 | 0 | 0 | 0 | 0 | 0 | 0 | 0 | 0 | 0 | 1372.7136 | 0 | 0
2016-01-16 20:00 | 0 | 0 | 0 | 0 | 0 | 176489.071 | 490756.6544 | 430588 | 0 | 0 | 0 | 60493.5058 | 6244562.5457 | 0 | 0 | 0 | 0 | 0 | 0 | 0 | 0 | 0 | 2026589.2041 | 0 | 0 | 0 | 0 | 60493.5058 | 174791.506 | 0 | 0 | 0 | 0 | 0 | 0 | 0 | 0 | 0 | 0 | 0 | 1372.7136 | 0 | 0
2016-01-16 21:00 | 0 | 0 | 0 | 0 | 0 | 195238.4709 | 485955.3126 | 433541 | 0 | 0 | 0 | 131982.0697 | 6419354.0517 | 0 | 0 | 0 | 0 | 0 | 0 | 0 | 0 | 0 | 2027679.2686 | 0 | 0 | 0 | 0 | 71488.5639 | 174791.506 | 0 | 0 | 0 | 0 | 0 | 0 | 0 | 0 | 0 | 0 | 0 | 1372.7136 | 0 | 0
2016-01-16 22:00 | 0 | 0 | 0 | 0 | 0 | 288769.0983 | 403693.6852 | 444810 | 0 | 0 | 0 | 203470.6336 | 6594145.5578 | 0 | 0 | 0 | 0 | 0 | 0 | 0 | 0 | 0 | 2028769.3287 | 0 | 0 | 0 | 0 | 71488.5639 | 174791.506 | 0 | 0 | 0 | 0 | 0 | 0 | 0 | 0 | 0 | 0 | 0 | 1372.7136 | 0 | 0
2016-01-16 23:00 | 0 | 0 | 0 | 0 | 0 | 297292.8001 | 140916.8444 | 460141 | 0 | 0 | 0 | 180166.5645 | 6594145.5578 | 0 | 0 | 0 | 0 | 0 | 0 | 0 | 0 | 0 | 2029859.3845 | 0 | 0 | 0 | 0 | -23304.069 | 0 | 0 | 0 | 0 | 0 | 0 | 0 | 0 | 0 | 0 | 0 | 0 | 1372.7136 | 0 | 0
2016-01-17 | 0 | 0 | 0 | 0 | 0 | 294057.1675 | 3779.5373 | 466002 | 0 | 0 | 0 | 142977.1278 | 6461796.9857 | 0 | 0 | 0 | 0 | 0 | 0 | 0 | 0 | 0 | 2030949.436 | 0 | 0 | 0 | 0 | -37189.4368 | 140353.1943 | 272701.7664 | 0 | 0 | 0 | 0 | 0 | 0 | 0 | 0 | 0 | 0 | 1372.7136 | 0 | 0
2016-01-17 01:00 | 0 | 0 | 0 | 0 | 0 | 295544.1402 | 0 | 466202 | 0 | 0 | 0 | 71488.5639 | 6361254.9762 | 0 | 0 | 0 | 0 | 0 | 0 | 0 | 0 | 0 | 2032039.483 | 0 | 0 | 0 | 0 | -71488.5639 | 0 | 100542.0095 | 0 | 0 | 0 | 0 | 0 | 0 | 0 | 0 | 0 | 0 | 1372.7136 | 0 | 0
2016-01-17 02:00 | 0 | 0 | 0 | 0 | 0 | 309233.4118 | 0 | 461031 | 0 | 0 | 0 | 0 | 6279573.2383 | 0 | 0 | 0 | 0 | 0 | 0 | 0 | 0 | 0 | 2033129.5257 | 0 | 0 | 0 | 0 | -71488.5639 | 0 | 81681.7379 | 0 | 0 | 0 | 0 | 0 | 0 | 0 | 0 | 0 | 0 | 1372.7136 | 0 | 0
2016-01-17 03:00 | 0 | 0 | 0 | 0 | 0 | 329087.9361 | 0 | 449651 | 0 | 0 | 0 | 15977.6331 | 6141659.8277 | 0 | 0 | 0 | 0 | 0 | 0 | 0 | 0 | 0 | 2034219.5641 | 0 | 0 | 0 | 0 | 15977.6331 | 134788.3558 | 272701.7664 | 0 | 0 | 0 | 0 | 0 | 0 | 0 | 0 | 0 | 0 | 1372.7136 | 0 | 0
2016-01-17 04:00 | 0 | 0 | 0 | 0 | 0 | 356424.6089 | 0 | 433925 | 0 | 0 | 0 | 35014.7888 | 6043749.5674 | 0 | 0 | 0 | 0 | 0 | 0 | 0 | 0 | 0 | 2035309.5981 | 0 | 0 | 0 | 0 | 19037.1557 | 174791.506 | 272701.7664 | 0 | 0 | 0 | 0 | 0 | 0 | 0 | 0 | 0 | 0 | 1372.7136 | 0 | 0
2016-01-17 05:00 | 0 | 0 | 0 | 0 | 0 | 387137.9247 | 0 | 420780 | 0 | 0 | 0 | 0 | 6043749.5674 | 0 | 0 | 0 | 0 | 0 | 0 | 0 | 0 | 0 | 2036399.6277 | 0 | 0 | 0 | 0 | -35014.7888 | 0 | 0 | 0 | 0 | 0 | 0 | 0 | 0 | 0 | 0 | 0 | 0 | 1372.7136 | 0 | 0
2016-01-17 06:00 | 0 | 0 | 0 | 0 | 0 | 415555.983 | 0 | 409148 | 0 | 0 | 0 | 0 | 6048784.8368 | 0 | 0 | 0 | 0 | 0 | 0 | 0 | 0 | 0 | 2037489.653 | 0 | 0 | 0 | 0 | 0 | 5035.2694 | 0 | 0 | 0 | 0 | 0 | 0 | 0 | 0 | 0 | 0 | 0 | 1372.7136 | 0 | 0
2016-01-17 07:00 | 0 | 0 | 0 | 0 | 0 | 433614.9866 | 0 | 400726 | 0 | 0 | 0 | 31516.273 | 6048784.8368 | 0 | 0 | 0 | 0 | 0 | 0 | 0 | 0 | 0 | 2038579.6739 | 0 | 0 | 0 | 0 | 31516.273 | 0 | 0 | 0 | 0 | 0 | 0 | 0 | 0 | 0 | 0 | 0 | 0 | 1372.7136 | 0 | 0
2016-01-17 08:00 | 0 | 0 | 0 | 0 | 0 | 437797.3246 | 0 | 397107 | 0 | 0 | 0 | 103004.8369 | 6016613.884 | 0 | 0 | 0 | 0 | 0 | 0 | 0 | 0 | 0 | 2039669.6904 | 0 | 0 | 0 | 0 | 71488.5639 | 0 | 32170.9528 | 0 | 0 | 0 | 0 | 0 | 0 | 0 | 0 | 0 | 0 | 1372.7136 | 0 | 0
2016-01-17 09:00 | 0 | 0 | 0 | 0 | 0 | 419142.19 | 0 | 396995 | 0 | 0 | 0 | 31516.273 | 6108876.9243 | 0 | 0 | 0 | 0 | 0 | 0 | 0 | 0 | 0 | 2040759.7026 | 0 | 0 | 0 | 0 | -71488.5639 | 92263.0404 | 0 | 0 | 0 | 0 | 0 | 0 | 0 | 0 | 0 | 0 | 0 | 1372.7136 | 0 | 0
2016-01-17 10:00 | 0 | 0 | 0 | 0 | 0 | 389164.1927 | 0 | 401148 | 0 | 0 | 0 | 18159.7521 | 6108876.9243 | 0 | 0 | 0 | 0 | 0 | 0 | 0 | 0 | 0 | 2041849.7104 | 0 | 0 | 0 | 0 | -13356.5209 | 0 | 0 | 0 | 0 | 0 | 0 | 0 | 0 | 0 | 0 | 0 | 0 | 1372.7136 | 0 | 0
2016-01-17 11:00 | 0 | 0 | 0 | 0 | 0 | 364537.2223 | 0 | 411144 | 0 | 0 | 0 | 71488.5639 | 6007568.6212 | 0 | 0 | 0 | 0 | 0 | 0 | 0 | 0 | 0 | 2042939.7139 | 0 | 0 | 0 | 0 | 53328.8118 | 0 | 101308.3031 | 0 | 0 | 0 | 0 | 0 | 0 | 0 | 0 | 0 | 0 | 1372.7136 | 0 | 0
2016-01-17 12:00 | 0 | 0 | 0 | 0 | 0 | 347143.0142 | 0 | 426593 | 0 | 0 | 0 | 0 | 5998234.4858 | 0 | 0 | 0 | 0 | 0 | 0 | 0 | 0 | 0 | 2044029.713 | 0 | 0 | 0 | 0 | -71488.5639 | 0 | 9334.1355 | 0 | 0 | 0 | 0 | 0 | 0 | 0 | 0 | 0 | 0 | 1372.7136 | 0 | 0
2016-01-17 13:00 | 0 | 0 | 0 | 0 | 0 | 333235.1243 | 3.8043 | 444517 | 0 | 0 | 0 | 71488.5639 | 5814095.137 | 0 | 0 | 0 | 0 | 0 | 0 | 0 | 0 | 0 | 2045119.7078 | 0 | 0 | 0 | 0 | 71488.5639 | 0 | 184139.3488 | 0 | 0 | 0 | 0 | 0 | 0 | 0 | 0 | 0 | 0 | 1372.7136 | 0 | 0
2016-01-17 14:00 | 0 | 0 | 0 | 0 | 0 | 290818.1222 | 50496.7458 | 458932 | 0 | 0 | 0 | 0 | 5766593.8553 | 0 | 0 | 0 | 0 | 0 | 0 | 0 | 0 | 0 | 2046209.6982 | 0 | 0 | 0 | 0 | -71488.5639 | 0 | 47501.2817 | 0 | 0 | 0 | 0 | 0 | 0 | 0 | 0 | 0 | 0 | 1372.7136 | 0 | 0
2016-01-17 15:00 | 0 | 0 | 0 | 0 | 0 | 167430.6107 | 369675.6668 | 464245 | 0 | 0 | 0 | 71488.5639 | 5766593.8553 | 0 | 0 | 0 | 0 | 0 | 0 | 0 | 0 | 0 | 2047299.6842 | 0 | 0 | 0 | 0 | 71488.5639 | 0 | 0 | 0 | 0 | 0 | 0 | 0 | 0 | 0 | 0 | 0 | 0 | 1372.7136 | 0 | 0
2016-01-17 16:00 | 0 | 0 | 0 | 0 | 0 | 0 | 522437.7092 | 462424 | 0 | 0 | 0 | 0 | 5896723.4148 | 0 | 0 | 0 | 0 | 0 | 0 | 0 | 0 | 0 | 2048389.6659 | 0 | 0 | 0 | 0 | -71488.5639 | 130129.5595 | 0 | 0 | 0 | 0 | 0 | 0 | 0 | 0 | 0 | 0 | 0 | 1372.7136 | 0 | 0
2016-01-17 17:00 | 0 | 0 | 0 | 0 | 0 | 76898.0506 | 558343.1691 | 459077 | 0 | 0 | 0 | 0 | 6071514.9208 | 0 | 0 | 0 | 0 | 0 | 0 | 0 | 0 | 0 | 2049479.6432 | 0 | 0 | 0 | 0 | 0 | 174791.506 | 0 | 0 | 0 | 0 | 0 | 0 | 0 | 0 | 0 | 0 | 0 | 1372.7136 | 0 | 0
2016-01-17 18:00 | 0 | 0 | 0 | 0 | 0 | 15114.4751 | 533648.6203 | 454097 | 0 | 0 | 0 | 0 | 6164808.3026 | 0 | 0 | 0 | 0 | 0 | 0 | 0 | 0 | 0 | 2050569.6161 | 0 | 0 | 0 | 0 | 0 | 93293.3818 | 0 | 0 | 0 | 0 | 0 | 0 | 0 | 0 | 0 | 0 | 0 | 1372.7136 | 0 | 0
2016-01-17 19:00 | 0 | 0 | 0 | 0 | 0 | 170748.3159 | 525843.4676 | 448939 | 0 | 0 | 0 | 71488.5639 | 6339599.8087 | 0 | 0 | 0 | 0 | 0 | 0 | 0 | 0 | 0 | 2051659.5847 | 0 | 0 | 0 | 0 | 71488.5639 | 174791.506 | 0 | 0 | 0 | 0 | 0 | 0 | 0 | 0 | 0 | 0 | 0 | 1372.7136 | 0 | 0
2016-01-17 20:00 | 0 | 0 | 0 | 0 | 0 | 0 | 544931.2621 | 445370 | 0 | 0 | 0 | 142977.1278 | 6366299.7933 | 0 | 0 | 0 | 0 | 0 | 0 | 0 | 0 | 0 | 2052749.5489 | 0 | 0 | 0 | 0 | 71488.5639 | 26699.9846 | 0 | 0 | 0 | 0 | 0 | 0 | 0 | 0 | 0 | 0 | 0 | 1372.7136 | 0 | 0
2016-01-17 21:00 | 0 | 0 | 0 | 0 | 0 | 0 | 563793.4778 | 448873 | 0 | 0 | 0 | 203470.6336 | 6419354.0517 | 0 | 0 | 0 | 0 | 0 | 0 | 0 | 0 | 0 | 2053839.5088 | 0 | 0 | 0 | 0 | 60493.5058 | 53054.2584 | 0 | 0 | 0 | 0 | 0 | 0 | 0 | 0 | 0 | 0 | 0 | 1372.7136 | 0 | 0
2016-01-17 22:00 | 0 | 0 | 0 | 0 | 0 | 130129.9227 | 510122.2969 | 464088 | 0 | 0 | 0 | 203470.6336 | 6594145.5578 | 0 | 0 | 0 | 0 | 0 | 0 | 0 | 0 | 0 | 2054929.4643 | 0 | 0 | 0 | 0 | 0 | 174791.506 | 0 | 0 | 0 | 0 | 0 | 0 | 0 | 0 | 0 | 0 | 0 | 1372.7136 | 0 | 0
2016-01-17 23:00 | 0 | 0 | 0 | 0 | 0 | 244947.2514 | 178038.8653 | 485734 | 0 | 0 | 0 | 203470.6336 | 6545976.671 | 0 | 0 | 0 | 0 | 0 | 0 | 0 | 0 | 0 | 2029785.0437 | 0 | 0 | 0 | 0 | 0 | 0 | 48168.8867 | 0 | 0 | 0 | 0 | 0 | 0 | 0 | 0 | 0 | 0 | 0 | 25136.2009 | 0
2016-01-18 | 0 | 0 | 0 | 0 | 0 | 269090.2419 | 5164.1414 | 496055 | 0 | 0 | 0 | 131982.0697 | 6410243.6148 | 0 | 0 | 0 | 0 | 0 | 0 | 0 | 0 | 0 | 2004640.7236 | 0 | 0 | 0 | 0 | -71488.5639 | 0 | 135733.0562 | 0 | 0 | 0 | 0 | 0 | 0 | 0 | 0 | 0 | 0 | 0 | 25136.2009 | 0
2016-01-18 01:00 | 0 | 0 | 0 | 0 | 0 | 269869.3485 | 0 | 499903 | 0 | 0 | 0 | 189229.181 | 6137541.8484 | 0 | 0 | 0 | 0 | 0 | 0 | 0 | 0 | 0 | 1979496.5042 | 0 | 0 | 0 | 0 | 57247.1114 | 0 | 272701.7664 | 0 | 0 | 0 | 0 | 0 | 0 | 0 | 0 | 0 | 0 | 0 | 25136.2009 | 0
2016-01-18 02:00 | 0 | 0 | 0 | 0 | 0 | 265371.0622 | 0 | 495273 | 0 | 0 | 0 | 142977.1278 | 5968470.9604 | 0 | 0 | 0 | 0 | 0 | 0 | 0 | 0 | 0 | 1954352.3853 | 0 | 0 | 0 | 0 | -46252.0533 | 103630.8784 | 272701.7664 | 0 | 0 | 0 | 0 | 0 | 0 | 0 | 0 | 0 | 0 | 0 | 25136.2009 | 0
2016-01-18 03:00 | 0 | 0 | 0 | 0 | 0 | 255972.4088 | 0 | 485022 | 0 | 0 | 0 | 71488.5639 | 5825488.9296 | 0 | 0 | 0 | 0 | 0 | 0 | 0 | 0 | 0 | 1929208.367 | 0 | 0 | 0 | 0 | -71488.5639 | 0 | 142982.0308 | 0 | 0 | 0 | 0 | 0 | 0 | 0 | 0 | 0 | 0 | 0 | 25136.2009 | 0
2016-01-18 04:00 | 0 | 0 | 0 | 0 | 0 | 245770.9236 | 0 | 469740 | 0 | 0 | 0 | 0 | 5687587.4135 | 0 | 0 | 0 | 0 | 0 | 0 | 0 | 0 | 0 | 1904064.4492 | 0 | 0 | 0 | 0 | -71488.5639 | 134800.2504 | 272701.7664 | 0 | 0 | 0 | 0 | 0 | 0 | 0 | 0 | 0 | 0 | 0 | 25136.2009 | 0
2016-01-18 05:00 | 0 | 0 | 0 | 0 | 0 | 240283.3067 | 0 | 455921 | 0 | 0 | 0 | 0 | 5486528.7168 | 0 | 0 | 0 | 0 | 0 | 0 | 0 | 0 | 0 | 1878920.6321 | 0 | 0 | 0 | 0 | 0 | 0 | 201058.6968 | 0 | 0 | 0 | 0 | 0 | 0 | 0 | 0 | 0 | 0 | 0 | 25136.2009 | 0
2016-01-18 06:00 | 0 | 0 | 0 | 0 | 0 | 236300.3146 | 0 | 448386 | 0 | 0 | 0 | 71488.5639 | 5217533.464 | 0 | 0 | 0 | 0 | 0 | 0 | 0 | 0 | 0 | 1853776.9155 | 0 | 0 | 0 | 0 | 71488.5639 | 3706.5137 | 272701.7664 | 0 | 0 | 0 | 0 | 0 | 0 | 0 | 0 | 0 | 0 | 0 | 25136.2009 | 0
2016-01-18 07:00 | 0 | 0 | 0 | 0 | 0 | 230235.1514 | 0 | 444095 | 0 | 0 | 0 | 0 | 5089741.1758 | 0 | 0 | 0 | 0 | 0 | 0 | 0 | 0 | 0 | 1828633.2995 | 0 | 0 | 0 | 0 | -71488.5639 | 0 | 127792.2882 | 0 | 0 | 0 | 0 | 0 | 0 | 0 | 0 | 0 | 0 | 0 | 25136.2009 | 0
2016-01-18 08:00 | 0 | 0 | 0 | 0 | 0 | 224882.5544 | 0 | 444476 | 0 | 0 | 0 | 67687.3174 | 4817039.4094 | 0 | 0 | 0 | 0 | 0 | 0 | 0 | 0 | 0 | 1803489.7841 | 0 | 0 | 0 | 0 | 67687.3174 | 0 | 272701.7664 | 0 | 0 | 0 | 0 | 0 | 0 | 0 | 0 | 0 | 0 | 0 | 25136.2009 | 0
2016-01-18 09:00 | 0 | 0 | 0 | 0 | 0 | 216697.5123 | 0 | 451294 | 0 | 0 | 0 | 120371.5926 | 4544337.643 | 0 | 0 | 0 | 0 | 0 | 0 | 0 | 0 | 0 | 1778346.3692 | 0 | 0 | 0 | 0 | 52684.2752 | 0 | 272701.7664 | 0 | 0 | 0 | 0 | 0 | 0 | 0 | 0 | 0 | 0 | 0 | 25136.2009 | 0
2016-01-18 10:00 | 0 | 0 | 0 | 0 | 0 | 211419.9288 | 0 | 467139 | 0 | 0 | 0 | 151933.2844 | 4271635.8766 | 0 | 0 | 0 | 0 | 0 | 0 | 0 | 0 | 0 | 1753203.0549 | 0 | 0 | 0 | 0 | 31561.6918 | 0 | 272701.7664 | 0 | 0 | 0 | 0 | 0 | 0 | 0 | 0 | 0 | 0 | 0 | 25136.2009 | 0
2016-01-18 11:00 | 0 | 0 | 0 | 0 | 0 | 208849.39 | 0 | 494557 | 0 | 0 | 0 | 80444.7205 | 4071995.827 | 0 | 0 | 0 | 0 | 0 | 0 | 0 | 0 | 0 | 1728059.8412 | 0 | 0 | 0 | 0 | -71488.5639 | 0 | 199640.0495 | 0 | 0 | 0 | 0 | 0 | 0 | 0 | 0 | 0 | 0 | 0 | 25136.2009 | 0
2016-01-18 12:00 | 0 | 0 | 0 | 0 | 0 | 208144.4947 | 0 | 523689 | 0 | 0 | 0 | 42095.9531 | 3809379.0857 | 0 | 0 | 0 | 0 | 0 | 0 | 0 | 0 | 0 | 1702916.7281 | 0 | 0 | 0 | 0 | -38348.7674 | 10085.025 | 272701.7664 | 0 | 0 | 0 | 0 | 0 | 0 | 0 | 0 | 0 | 0 | 0 | 25136.2009 | 0
2016-01-18 13:00 | 0 | 0 | 0 | 0 | 0 | 211463.1261 | 5.1579 | 540845 | 0 | 0 | 0 | 0 | 3536677.3192 | 0 | 0 | 0 | 0 | 0 | 0 | 0 | 0 | 0 | 1677773.7155 | 0 | 0 | 0 | 0 | -42095.9531 | 0 | 272701.7664 | 0 | 0 | 0 | 0 | 0 | 0 | 0 | 0 | 0 | 0 | 0 | 25136.2009 | 0
2016-01-18 14:00 | 0 | 0 | 0 | 0 | 0 | 197388.3892 | 76671.6779 | 544986 | 0 | 0 | 0 | 16354.83 | 3263975.5528 | 0 | 0 | 0 | 0 | 0 | 0 | 0 | 0 | 0 | 1652630.8035 | 0 | 0 | 0 | 0 | 16354.83 | 0 | 272701.7664 | 0 | 0 | 0 | 0 | 0 | 0 | 0 | 0 | 0 | 0 | 0 | 25136.2009 | 0
2016-01-18 15:00 | 0 | 0 | 0 | 0 | 0 | 155769.8696 | 340267.0596 | 543295 | 0 | 0 | 0 | 0 | 3247651.3085 | 0 | 0 | 0 | 0 | 0 | 0 | 0 | 0 | 0 | 1627487.9921 | 0 | 0 | 0 | 0 | -16354.83 | 0 | 16324.2443 | 0 | 0 | 0 | 0 | 0 | 0 | 0 | 0 | 0 | 0 | 0 | 25136.2009 | 0
2016-01-18 16:00 | 0 | 0 | 0 | 0 | 0 | 139054.151 | 452670.3524 | 536682 | 0 | 0 | 0 | 0 | 3317272.8084 | 0 | 0 | 0 | 0 | 0 | 0 | 0 | 0 | 0 | 1602345.2812 | 0 | 0 | 0 | 0 | 0 | 69621.4999 | 0 | 0 | 0 | 0 | 0 | 0 | 0 | 0 | 0 | 0 | 0 | 0 | 25136.2009 | 0
2016-01-18 17:00 | 0 | 0 | 0 | 0 | 0 | 142377.8163 | 489530.3117 | 527471 | 0 | 0 | 0 | 33952.9383 | 3402335.9946 | 0 | 0 | 0 | 0 | 0 | 0 | 0 | 0 | 0 | 1577202.6709 | 0 | 0 | 0 | 0 | 33952.9383 | 85063.1862 | 0 | 0 | 0 | 0 | 0 | 0 | 0 | 0 | 0 | 0 | 0 | 0 | 25136.2009 | 0
2016-01-18 18:00 | 0 | 0 | 0 | 0 | 0 | 158058.041 | 491569.5853 | 517624 | 0 | 0 | 0 | 5744.0551 | 3577127.5006 | 0 | 0 | 0 | 0 | 0 | 0 | 0 | 0 | 0 | 1552060.1612 | 0 | 0 | 0 | 0 | -28208.8833 | 174791.506 | 0 | 0 | 0 | 0 | 0 | 0 | 0 | 0 | 0 | 0 | 0 | 0 | 25136.2009 | 0
2016-01-18 19:00 | 0 | 0 | 0 | 0 | 0 | 174356.5027 | 489757.9517 | 509646 | 0 | 0 | 0 | 0 | 3751919.0067 | 0 | 0 | 0 | 0 | 0 | 0 | 0 | 0 | 0 | 1526917.7521 | 0 | 0 | 0 | 0 | -5744.0551 | 174791.506 | 0 | 0 | 0 | 0 | 0 | 0 | 0 | 0 | 0 | 0 | 0 | 0 | 25136.2009 | 0
2016-01-18 20:00 | 0 | 0 | 0 | 0 | 0 | 182987.5907 | 495138.3867 | 504548 | 0 | 0 | 0 | 60493.5058 | 3879582.4748 | 0 | 0 | 0 | 0 | 0 | 0 | 0 | 0 | 0 | 1501775.4435 | 0 | 0 | 0 | 0 | 60493.5058 | 127663.4682 | 0 | 0 | 0 | 0 | 0 | 0 | 0 | 0 | 0 | 0 | 0 | 0 | 25136.2009 | 0
2016-01-18 21:00 | 0 | 0 | 0 | 0 | 0 | 192730.3894 | 486659.0169 | 507574 | 0 | 0 | 0 | 131982.0697 | 3994488.3138 | 0 | 0 | 0 | 0 | 0 | 0 | 0 | 0 | 0 | 1476633.2355 | 0 | 0 | 0 | 0 | 71488.5639 | 114905.8389 | 0 | 0 | 0 | 0 | 0 | 0 | 0 | 0 | 0 | 0 | 0 | 0 | 25136.2009 | 0
2016-01-18 22:00 | 0 | 0 | 0 | 0 | 0 | 228741.794 | 403464.2179 | 526254 | 0 | 0 | 0 | 203470.6336 | 4043530.7583 | 0 | 0 | 0 | 0 | 0 | 0 | 0 | 0 | 0 | 1451491.1281 | 0 | 0 | 0 | 0 | 71488.5639 | 49042.4446 | 0 | 0 | 0 | 0 | 0 | 0 | 0 | 0 | 0 | 0 | 0 | 0 | 25136.2009 | 0
2016-01-18 23:00 | 0 | 0 | 0 | 0 | 0 | 334620.089 | 171101.2804 | 549477 | 0 | 0 | 0 | 174293.9994 | 4043530.7583 | 0 | 0 | 0 | 0 | 0 | 0 | 0 | 0 | 0 | 1426349.1212 | 0 | 0 | 0 | 0 | -29176.6341 | 0 | 0 | 0 | 0 | 0 | 0 | 0 | 0 | 0 | 0 | 0 | 0 | 0 | 25136.2009 | 0
2016-01-19 | 0 | 0 | 0 | 0 | 0 | 390507.4767 | 5219.4889 | 562369 | 0 | 0 | 0 | 203470.6336 | 3862291.0863 | 0 | 0 | 0 | 0 | 0 | 0 | 0 | 0 | 0 | 1401207.2149 | 0 | 0 | 0 | 0 | 29176.6341 | 0 | 181239.672 | 0 | 0 | 0 | 0 | 0 | 0 | 0 | 0 | 0 | 0 | 0 | 25136.2009 | 0
2016-01-19 01:00 | 0 | 0 | 0 | 0 | 0 | 409294.6859 | 0 | 563958 | 0 | 0 | 0 | 131982.0697 | 3793695.3326 | 0 | 0 | 0 | 0 | 0 | 0 | 0 | 0 | 0 | 1376065.4092 | 0 | 0 | 0 | 0 | -71488.5639 | 0 | 68595.7537 | 0 | 0 | 0 | 0 | 0 | 0 | 0 | 0 | 0 | 0 | 0 | 25136.2009 | 0
2016-01-19 02:00 | 0 | 0 | 0 | 0 | 0 | 393842.6089 | 0 | 556327 | 0 | 0 | 0 | 203470.6336 | 3574301.3741 | 0 | 0 | 0 | 0 | 0 | 0 | 0 | 0 | 0 | 1350923.704 | 0 | 0 | 0 | 0 | 71488.5639 | 53307.808 | 272701.7664 | 0 | 0 | 0 | 0 | 0 | 0 | 0 | 0 | 0 | 0 | 0 | 25136.2009 | 0
2016-01-19 03:00 | 0 | 0 | 0 | 0 | 0 | 375273.032 | 0 | 538055 | 0 | 0 | 0 | 203470.6336 | 3426098.4026 | 0 | 0 | 0 | 0 | 0 | 0 | 0 | 0 | 0 | 1325782.0994 | 0 | 0 | 0 | 0 | 0 | 0 | 148202.9715 | 0 | 0 | 0 | 0 | 0 | 0 | 0 | 0 | 0 | 0 | 0 | 25136.2009 | 0
2016-01-19 04:00 | 0 | 0 | 0 | 0 | 0 | 363988.4293 | 0 | 516738 | 0 | 0 | 0 | 203470.6336 | 3287927.8284 | 0 | 0 | 0 | 0 | 0 | 0 | 0 | 0 | 0 | 1300640.5954 | 0 | 0 | 0 | 0 | 0 | 0 | 138170.5742 | 0 | 0 | 0 | 0 | 0 | 0 | 0 | 0 | 0 | 0 | 0 | 25136.2009 | 0
2016-01-19 05:00 | 0 | 0 | 0 | 0 | 0 | 357927.147 | 0 | 501292 | 0 | 0 | 0 | 131982.0697 | 3230630.5358 | 0 | 0 | 0 | 0 | 0 | 0 | 0 | 0 | 0 | 1275499.1919 | 0 | 0 | 0 | 0 | -71488.5639 | 0 | 57297.2926 | 0 | 0 | 0 | 0 | 0 | 0 | 0 | 0 | 0 | 0 | 0 | 25136.2009 | 0
2016-01-19 06:00 | 0 | 0 | 0 | 0 | 0 | 353779.0557 | 0 | 488827 | 0 | 0 | 0 | 71488.5639 | 3170655.0938 | 0 | 0 | 0 | 0 | 0 | 0 | 0 | 0 | 0 | 1250357.889 | 0 | 0 | 0 | 0 | -60493.5058 | 0 | 59975.442 | 0 | 0 | 0 | 0 | 0 | 0 | 0 | 0 | 0 | 0 | 0 | 25136.2009 | 0
2016-01-19 07:00 | 0 | 0 | 0 | 0 | 0 | 351505.3291 | 0 | 482783 | 0 | 0 | 0 | 142977.1278 | 2982467.8556 | 0 | 0 | 0 | 0 | 0 | 0 | 0 | 0 | 0 | 1225216.6867 | 0 | 0 | 0 | 0 | 71488.5639 | 0 | 188187.2382 | 0 | 0 | 0 | 0 | 0 | 0 | 0 | 0 | 0 | 0 | 0 | 25136.2009 | 0
2016-01-19 08:00 | 0 | 0 | 0 | 0 | 0 | 347121.2215 | 0 | 481076 | 0 | 0 | 0 | 71488.5639 | 2934580.6374 | 0 | 0 | 0 | 0 | 0 | 0 | 0 | 0 | 0 | 1200075.5849 | 0 | 0 | 0 | 0 | -71488.5639 | 0 | 47887.2181 | 0 | 0 | 0 | 0 | 0 | 0 | 0 | 0 | 0 | 0 | 0 | 25136.2009 | 0
2016-01-19 09:00 | 0 | 0 | 0 | 0 | 0 | 341200.9603 | 0 | 486092 | 0 | 0 | 0 | 0 | 2875757.1582 | 0 | 0 | 0 | 0 | 0 | 0 | 0 | 0 | 0 | 1174934.5837 | 0 | 0 | 0 | 0 | -71488.5639 | 0 | 58823.4793 | 0 | 0 | 0 | 0 | 0 | 0 | 0 | 0 | 0 | 0 | 0 | 25136.2009 | 0
2016-01-19 10:00 | 0 | 0 | 0 | 0 | 0 | 337085.7968 | 0 | 502163 | 0 | 0 | 0 | 0 | 2725258.9515 | 0 | 0 | 0 | 0 | 0 | 0 | 0 | 0 | 0 | 1149793.6831 | 0 | 0 | 0 | 0 | 0 | 0 | 150498.2067 | 0 | 0 | 0 | 0 | 0 | 0 | 0 | 0 | 0 | 0 | 0 | 25136.2009 | 0
2016-01-19 11:00 | 0 | 0 | 0 | 0 | 0 | 333895.5152 | 0 | 535457 | 0 | 0 | 0 | 71488.5639 | 2466787.8994 | 0 | 0 | 0 | 0 | 0 | 0 | 0 | 0 | 0 | 1124652.883 | 0 | 0 | 0 | 0 | 71488.5639 | 14230.7143 | 272701.7664 | 0 | 0 | 0 | 0 | 0 | 0 | 0 | 0 | 0 | 0 | 0 | 25136.2009 | 0
2016-01-19 12:00 | 0 | 0 | 0 | 0 | 0 | 335068.9269 | 0 | 566299 | 0 | 0 | 0 | 127539.2537 | 2194086.133 | 0 | 0 | 0 | 0 | 0 | 0 | 0 | 0 | 0 | 1099512.1835 | 0 | 0 | 0 | 0 | 56050.6898 | 0 | 272701.7664 | 0 | 0 | 0 | 0 | 0 | 0 | 0 | 0 | 0 | 0 | 0 | 25136.2009 | 0
2016-01-19 13:00 | 0 | 0 | 0 | 0 | 0 | 341323.0036 | 0 | 573164 | 0 | 0 | 0 | 56050.6898 | 2048312.6969 | 0 | 0 | 0 | 0 | 0 | 0 | 0 | 0 | 0 | 1074371.5845 | 0 | 0 | 0 | 0 | -71488.5639 | 0 | 145773.436 | 0 | 0 | 0 | 0 | 0 | 0 | 0 | 0 | 0 | 0 | 0 | 25136.2009 | 0
2016-01-19 14:00 | 0 | 0 | 0 | 0 | 0 | 324806.9155 | 53581.9901 | 566429 | 0 | 0 | 0 | 71488.5639 | 1859413.7251 | 0 | 0 | 0 | 0 | 0 | 0 | 0 | 0 | 0 | 1049231.0862 | 0 | 0 | 0 | 0 | 15437.8741 | 83802.7945 | 272701.7664 | 0 | 0 | 0 | 0 | 0 | 0 | 0 | 0 | 0 | 0 | 0 | 25136.2009 | 0
2016-01-19 15:00 | 0 | 0 | 0 | 0 | 0 | 263412.9192 | 343521.1889 | 557716 | 0 | 0 | 0 | 0 | 1994699.3936 | 0 | 0 | 0 | 0 | 0 | 0 | 0 | 0 | 0 | 1024090.6883 | 0 | 0 | 0 | 0 | -71488.5639 | 135285.6686 | 0 | 0 | 0 | 0 | 0 | 0 | 0 | 0 | 0 | 0 | 0 | 0 | 25136.2009 | 0
2016-01-19 16:00 | 0 | 0 | 0 | 0 | 0 | 262197.1116 | 453464.9045 | 545130 | 0 | 0 | 0 | 10319.5067 | 2169490.8997 | 0 | 0 | 0 | 0 | 0 | 0 | 0 | 0 | 0 | 998950.3911 | 0 | 0 | 0 | 0 | 10319.5067 | 174791.506 | 0 | 0 | 0 | 0 | 0 | 0 | 0 | 0 | 0 | 0 | 0 | 0 | 25136.2009 | 0
2016-01-19 17:00 | 0 | 0 | 0 | 0 | 0 | 267751.8358 | 469212.7896 | 531980 | 0 | 0 | 0 | 55091.6226 | 2344282.4057 | 0 | 0 | 0 | 0 | 0 | 0 | 0 | 0 | 0 | 973810.1944 | 0 | 0 | 0 | 0 | 44772.116 | 174791.506 | 0 | 0 | 0 | 0 | 0 | 0 | 0 | 0 | 0 | 0 | 0 | 0 | 25136.2009 | 0
2016-01-19 18:00 | 0 | 0 | 0 | 0 | 0 | 256144.1534 | 464218.7094 | 520957 | 0 | 0 | 0 | 94284.9759 | 2519073.9118 | 0 | 0 | 0 | 0 | 0 | 0 | 0 | 0 | 0 | 948670.0982 | 0 | 0 | 0 | 0 | 39193.3533 | 174791.506 | 0 | 0 | 0 | 0 | 0 | 0 | 0 | 0 | 0 | 0 | 0 | 0 | 25136.2009 | 0
2016-01-19 19:00 | 0 | 0 | 0 | 0 | 0 | 248607.9848 | 465513.2645 | 512504 | 0 | 0 | 0 | 135689.7157 | 2693865.4178 | 0 | 0 | 0 | 0 | 0 | 0 | 0 | 0 | 0 | 923530.1026 | 0 | 0 | 0 | 0 | 41404.7398 | 174791.506 | 0 | 0 | 0 | 0 | 0 | 0 | 0 | 0 | 0 | 0 | 0 | 0 | 25136.2009 | 0
2016-01-19 20:00 | 0 | 0 | 0 | 0 | 0 | 238498.9882 | 476160.3325 | 508038 | 0 | 0 | 0 | 182098.5269 | 2868656.9238 | 0 | 0 | 0 | 0 | 0 | 0 | 0 | 0 | 0 | 898390.2076 | 0 | 0 | 0 | 0 | 46408.8112 | 174791.506 | 0 | 0 | 0 | 0 | 0 | 0 | 0 | 0 | 0 | 0 | 0 | 0 | 25136.2009 | 0
2016-01-19 21:00 | 0 | 0 | 0 | 0 | 0 | 218746.5393 | 474188.0769 | 511350 | 0 | 0 | 0 | 203470.6336 | 3043448.4299 | 0 | 0 | 0 | 0 | 0 | 0 | 0 | 0 | 0 | 873250.4132 | 0 | 0 | 0 | 0 | 21372.1066 | 174791.506 | 0 | 0 | 0 | 0 | 0 | 0 | 0 | 0 | 0 | 0 | 0 | 0 | 25136.2009 | 0
2016-01-19 22:00 | 0 | 0 | 0 | 0 | 0 | 208555.9045 | 383900.0955 | 528590 | 0 | 0 | 0 | 142977.1278 | 3182386.9321 | 0 | 0 | 0 | 0 | 0 | 0 | 0 | 0 | 0 | 848110.7193 | 0 | 0 | 0 | 0 | -60493.5058 | 138938.5023 | 0 | 0 | 0 | 0 | 0 | 0 | 0 | 0 | 0 | 0 | 0 | 0 | 25136.2009 | 0
2016-01-19 23:00 | 0 | 0 | 0 | 0 | 0 | 258640.2409 | 127477.858 | 550838 | 0 | 0 | 0 | 71488.5639 | 3103734.5914 | 0 | 0 | 0 | 0 | 0 | 0 | 0 | 0 | 0 | 822971.1259 | 0 | 0 | 0 | 0 | -71488.5639 | 0 | 78652.3407 | 0 | 0 | 0 | 0 | 0 | 0 | 0 | 0 | 0 | 0 | 0 | 25136.2009 | 0
2016-01-20 | 0 | 0 | 0 | 0 | 0 | 311328.4697 | 4279.0101 | 561888 | 0 | 0 | 0 | 0 | 2943521.6317 | 0 | 0 | 0 | 0 | 0 | 0 | 0 | 0 | 0 | 797831.6331 | 0 | 0 | 0 | 0 | -71488.5639 | 112488.8066 | 272701.7664 | 0 | 0 | 0 | 0 | 0 | 0 | 0 | 0 | 0 | 0 | 0 | 25136.2009 | 0
2016-01-20 01:00 | 0 | 0 | 0 | 0 | 0 | 352976.789 | 0 | 561943 | 0 | 0 | 0 | 71488.5639 | 2677645.8533 | 0 | 0 | 0 | 0 | 0 | 0 | 0 | 0 | 0 | 772692.2409 | 0 | 0 | 0 | 0 | 71488.5639 | 6825.988 | 272701.7664 | 0 | 0 | 0 | 0 | 0 | 0 | 0 | 0 | 0 | 0 | 0 | 25136.2009 | 0
2016-01-20 02:00 | 0 | 0 | 0 | 0 | 0 | 388271.4648 | 0 | 552117 | 0 | 0 | 0 | 0 | 2599867.8785 | 0 | 0 | 0 | 0 | 0 | 0 | 0 | 0 | 0 | 747552.9492 | 0 | 0 | 0 | 0 | -71488.5639 | 0 | 77777.9748 | 0 | 0 | 0 | 0 | 0 | 0 | 0 | 0 | 0 | 0 | 0 | 25136.2009 | 0
2016-01-20 03:00 | 0 | 0 | 0 | 0 | 0 | 393949.6945 | 0 | 532519 | 0 | 0 | 0 | 0 | 2475877.5696 | 0 | 0 | 0 | 0 | 0 | 0 | 0 | 0 | 0 | 722413.7581 | 0 | 0 | 0 | 0 | 0 | 0 | 123990.309 | 0 | 0 | 0 | 0 | 0 | 0 | 0 | 0 | 0 | 0 | 0 | 25136.2009 | 0
2016-01-20 04:00 | 0 | 0 | 0 | 0 | 0 | 381458.4284 | 0 | 508121 | 0 | 0 | 0 | 71488.5639 | 2292305.4306 | 0 | 0 | 0 | 0 | 0 | 0 | 0 | 0 | 0 | 697274.6676 | 0 | 0 | 0 | 0 | 71488.5639 | 0 | 183572.139 | 0 | 0 | 0 | 0 | 0 | 0 | 0 | 0 | 0 | 0 | 0 | 25136.2009 | 0
2016-01-20 05:00 | 0 | 0 | 0 | 0 | 0 | 361122.8854 | 0 | 489033 | 0 | 0 | 0 | 0 | 2250462.8764 | 0 | 0 | 0 | 0 | 0 | 0 | 0 | 0 | 0 | 672135.6776 | 0 | 0 | 0 | 0 | -71488.5639 | 0 | 41842.5542 | 0 | 0 | 0 | 0 | 0 | 0 | 0 | 0 | 0 | 0 | 0 | 25136.2009 | 0
2016-01-20 06:00 | 0 | 0 | 0 | 0 | 0 | 343716.6254 | 0 | 477201 | 0 | 0 | 0 | 0 | 2131557.4983 | 0 | 0 | 0 | 0 | 0 | 0 | 0 | 0 | 0 | 646996.7881 | 0 | 0 | 0 | 0 | 0 | 0 | 118905.378 | 0 | 0 | 0 | 0 | 0 | 0 | 0 | 0 | 0 | 0 | 0 | 25136.2009 | 0
2016-01-20 07:00 | 0 | 0 | 0 | 0 | 0 | 333527.0409 | 0 | 469244 | 0 | 0 | 0 | 71488.5639 | 1938930.9719 | 0 | 0 | 0 | 0 | 0 | 0 | 0 | 0 | 0 | 621857.9992 | 0 | 0 | 0 | 0 | 71488.5639 | 0 | 192626.5264 | 0 | 0 | 0 | 0 | 0 | 0 | 0 | 0 | 0 | 0 | 0 | 25136.2009 | 0
2016-01-20 08:00 | 0 | 0 | 0 | 0 | 0 | 323900.7575 | 0 | 465073 | 0 | 0 | 0 | 0 | 1883826.2898 | 0 | 0 | 0 | 0 | 0 | 0 | 0 | 0 | 0 | 596719.3109 | 0 | 0 | 0 | 0 | -71488.5639 | 0 | 55104.6821 | 0 | 0 | 0 | 0 | 0 | 0 | 0 | 0 | 0 | 0 | 0 | 25136.2009 | 0
2016-01-20 09:00 | 0 | 0 | 0 | 0 | 0 | 309080.3497 | 0 | 467668 | 0 | 0 | 0 | 71488.5639 | 1668329.0721 | 0 | 0 | 0 | 0 | 0 | 0 | 0 | 0 | 0 | 571580.7231 | 0 | 0 | 0 | 0 | 71488.5639 | 0 | 215497.2177 | 0 | 0 | 0 | 0 | 0 | 0 | 0 | 0 | 0 | 0 | 0 | 25136.2009 | 0
2016-01-20 10:00 | 0 | 0 | 0 | 0 | 0 | 293666.9261 | 0 | 480665 | 0 | 0 | 0 | 0 | 1567398.5586 | 0 | 0 | 0 | 0 | 0 | 0 | 0 | 0 | 0 | 546442.2359 | 0 | 0 | 0 | 0 | -71488.5639 | 0 | 100930.5135 | 0 | 0 | 0 | 0 | 0 | 0 | 0 | 0 | 0 | 0 | 0 | 25136.2009 | 0
2016-01-20 11:00 | 0 | 0 | 0 | 0 | 0 | 278161.6926 | 0 | 511178 | 0 | 0 | 0 | 54264.4555 | 1294696.7921 | 0 | 0 | 0 | 0 | 0 | 0 | 0 | 0 | 0 | 521303.8492 | 0 | 0 | 0 | 0 | 54264.4555 | 0 | 272701.7664 | 0 | 0 | 0 | 0 | 0 | 0 | 0 | 0 | 0 | 0 | 0 | 25136.2009 | 0
2016-01-20 12:00 | 0 | 0 | 0 | 0 | 0 | 264735.7028 | 0 | 538547 | 0 | 0 | 0 | 67733.9213 | 1021995.0257 | 0 | 0 | 0 | 0 | 0 | 0 | 0 | 0 | 0 | 496165.5631 | 0 | 0 | 0 | 0 | 13469.4657 | 0 | 272701.7664 | 0 | 0 | 0 | 0 | 0 | 0 | 0 | 0 | 0 | 0 | 0 | 25136.2009 | 0
2016-01-20 13:00 | 0 | 0 | 0 | 0 | 0 | 260958.8216 | 11.1772 | 545720 | 0 | 0 | 0 | 0 | 819557.9423 | 0 | 0 | 0 | 0 | 0 | 0 | 0 | 0 | 0 | 471027.3775 | 0 | 0 | 0 | 0 | -67733.9213 | 70264.683 | 272701.7664 | 0 | 0 | 0 | 0 | 0 | 0 | 0 | 0 | 0 | 0 | 0 | 25136.2009 | 0
2016-01-20 14:00 | 0 | 0 | 0 | 0 | 0 | 241185.3615 | 34631.5148 | 541525 | 0 | 0 | 0 | 0 | 568428.8151 | 0 | 0 | 0 | 0 | 0 | 0 | 0 | 0 | 0 | 445889.2925 | 0 | 0 | 0 | 0 | 0 | 21572.6392 | 272701.7664 | 0 | 0 | 0 | 0 | 0 | 0 | 0 | 0 | 0 | 0 | 0 | 25136.2009 | 0
2016-01-20 15:00 | 0 | 0 | 0 | 0 | 0 | 198155.9585 | 325275.2198 | 535783 | 0 | 0 | 0 | 0 | 570655.99 | 0 | 0 | 0 | 0 | 0 | 0 | 0 | 0 | 0 | 420751.3081 | 0 | 0 | 0 | 0 | 0 | 2227.1749 | 0 | 0 | 0 | 0 | 0 | 0 | 0 | 0 | 0 | 0 | 0 | 0 | 25136.2009 | 0
2016-01-20 16:00 | 0 | 0 | 0 | 0 | 0 | 199484.9508 | 483667.7152 | 524933 | 0 | 0 | 0 | 0 | 743454.6525 | 0 | 0 | 0 | 0 | 0 | 0 | 0 | 0 | 0 | 395613.4242 | 0 | 0 | 0 | 0 | 0 | 172798.6625 | 0 | 0 | 0 | 0 | 0 | 0 | 0 | 0 | 0 | 0 | 0 | 0 | 25136.2009 | 0
2016-01-20 17:00 | 0 | 0 | 0 | 0 | 0 | 146647.3054 | 542839.9143 | 513323 | 0 | 0 | 0 | 0 | 918246.1585 | 0 | 0 | 0 | 0 | 0 | 0 | 0 | 0 | 0 | 396710.0126 | 0 | 0 | 0 | 0 | 0 | 174791.506 | 0 | 0 | 0 | 0 | 0 | 0 | 0 | 0 | 0 | 0 | 0 | 1372.7136 | 0 | 0
2016-01-20 18:00 | 0 | 0 | 0 | 0 | 0 | 197199.6296 | 544304.0958 | 504846 | 0 | 0 | 0 | 60493.5058 | 1093037.6646 | 0 | 0 | 0 | 0 | 0 | 0 | 0 | 0 | 0 | 397806.5966 | 0 | 0 | 0 | 0 | 60493.5058 | 174791.506 | 0 | 0 | 0 | 0 | 0 | 0 | 0 | 0 | 0 | 0 | 0 | 1372.7136 | 0 | 0
2016-01-20 19:00 | 0 | 0 | 0 | 0 | 0 | 200598.3249 | 546565.4586 | 499511 | 0 | 0 | 0 | 131982.0697 | 1267829.1706 | 0 | 0 | 0 | 0 | 0 | 0 | 0 | 0 | 0 | 398903.1762 | 0 | 0 | 0 | 0 | 71488.5639 | 174791.506 | 0 | 0 | 0 | 0 | 0 | 0 | 0 | 0 | 0 | 0 | 0 | 1372.7136 | 0 | 0
2016-01-20 20:00 | 0 | 0 | 0 | 0 | 0 | 172699.4284 | 571220.3551 | 496267 | 0 | 0 | 0 | 203470.6336 | 1442620.6767 | 0 | 0 | 0 | 0 | 0 | 0 | 0 | 0 | 0 | 399999.7515 | 0 | 0 | 0 | 0 | 71488.5639 | 174791.506 | 0 | 0 | 0 | 0 | 0 | 0 | 0 | 0 | 0 | 0 | 0 | 1372.7136 | 0 | 0
2016-01-20 21:00 | 0 | 0 | 0 | 0 | 0 | 632.7441 | 602494.9117 | 498452 | 0 | 0 | 0 | 131982.0697 | 1617412.1827 | 0 | 0 | 0 | 0 | 0 | 0 | 0 | 0 | 0 | 401096.3224 | 0 | 0 | 0 | 0 | -71488.5639 | 174791.506 | 0 | 0 | 0 | 0 | 0 | 0 | 0 | 0 | 0 | 0 | 0 | 1372.7136 | 0 | 0
2016-01-20 22:00 | 0 | 0 | 0 | 0 | 0 | 201177.4256 | 559435.358 | 512960 | 0 | 0 | 0 | 203470.6336 | 1792203.6887 | 0 | 0 | 0 | 0 | 0 | 0 | 0 | 0 | 0 | 402192.8888 | 0 | 0 | 0 | 0 | 71488.5639 | 174791.506 | 0 | 0 | 0 | 0 | 0 | 0 | 0 | 0 | 0 | 0 | 0 | 1372.7136 | 0 | 0
2016-01-20 23:00 | 0 | 0 | 0 | 0 | 0 | 347810.8519 | 270744.8828 | 530355 | 0 | 0 | 0 | 131982.0697 | 1966471.9838 | 0 | 0 | 0 | 0 | 0 | 0 | 0 | 0 | 0 | 377055.0792 | 0 | 0 | 0 | 0 | -71488.5639 | 174268.295 | 0 | 0 | 0 | 0 | 0 | 0 | 0 | 0 | 0 | 0 | 0 | 0 | 25136.2009 | 0
2016-01-21 | 0 | 0 | 0 | 0 | 0 | 354009.9946 | 9478.3873 | 536685 | 0 | 0 | 0 | 60493.5058 | 1879342.926 | 0 | 0 | 0 | 0 | 0 | 0 | 0 | 0 | 0 | 351917.37 | 0 | 0 | 0 | 0 | -71488.5639 | 0 | 87129.0577 | 0 | 0 | 0 | 0 | 0 | 0 | 0 | 0 | 0 | 0 | 0 | 25136.2009 | 0
2016-01-21 01:00 | 0 | 0 | 0 | 0 | 0 | 348348.1571 | 0 | 533921 | 0 | 0 | 0 | 70968.6963 | 1697873.8892 | 0 | 0 | 0 | 0 | 0 | 0 | 0 | 0 | 0 | 326779.7615 | 0 | 0 | 0 | 0 | 10475.1905 | 0 | 181469.0368 | 0 | 0 | 0 | 0 | 0 | 0 | 0 | 0 | 0 | 0 | 0 | 25136.2009 | 0
2016-01-21 02:00 | 0 | 0 | 0 | 0 | 0 | 340275.0468 | 0 | 523733 | 0 | 0 | 0 | 0 | 1599963.6288 | 0 | 0 | 0 | 0 | 0 | 0 | 0 | 0 | 0 | 301642.2535 | 0 | 0 | 0 | 0 | -70968.6963 | 174791.506 | 272701.7664 | 0 | 0 | 0 | 0 | 0 | 0 | 0 | 0 | 0 | 0 | 0 | 25136.2009 | 0
2016-01-21 03:00 | 0 | 0 | 0 | 0 | 0 | 334995.7739 | 0 | 502414 | 0 | 0 | 0 | 71488.5639 | 1375635.8353 | 0 | 0 | 0 | 0 | 0 | 0 | 0 | 0 | 0 | 276504.846 | 0 | 0 | 0 | 0 | 71488.5639 | 0 | 224327.7935 | 0 | 0 | 0 | 0 | 0 | 0 | 0 | 0 | 0 | 0 | 0 | 25136.2009 | 0
2016-01-21 04:00 | 0 | 0 | 0 | 0 | 0 | 333534.9846 | 0 | 477551 | 0 | 0 | 0 | 0 | 1317687.3803 | 0 | 0 | 0 | 0 | 0 | 0 | 0 | 0 | 0 | 251367.5391 | 0 | 0 | 0 | 0 | -71488.5639 | 0 | 57948.455 | 0 | 0 | 0 | 0 | 0 | 0 | 0 | 0 | 0 | 0 | 0 | 25136.2009 | 0
2016-01-21 05:00 | 0 | 0 | 0 | 0 | 0 | 327472.6896 | 0 | 456315 | 0 | 0 | 0 | 0 | 1203424.0665 | 0 | 0 | 0 | 0 | 0 | 0 | 0 | 0 | 0 | 226230.3327 | 0 | 0 | 0 | 0 | 0 | 0 | 114263.3139 | 0 | 0 | 0 | 0 | 0 | 0 | 0 | 0 | 0 | 0 | 0 | 25136.2009 | 0
2016-01-21 06:00 | 0 | 0 | 0 | 0 | 0 | 315366.2179 | 0 | 443693 | 0 | 0 | 0 | 71488.5639 | 1018187.717 | 0 | 0 | 0 | 0 | 0 | 0 | 0 | 0 | 0 | 201093.2269 | 0 | 0 | 0 | 0 | 71488.5639 | 0 | 185236.3495 | 0 | 0 | 0 | 0 | 0 | 0 | 0 | 0 | 0 | 0 | 0 | 25136.2009 | 0
2016-01-21 07:00 | 0 | 0 | 0 | 0 | 0 | 312149.8783 | 0 | 435960 | 0 | 0 | 0 | 0 | 980445.1557 | 0 | 0 | 0 | 0 | 0 | 0 | 0 | 0 | 0 | 175956.2216 | 0 | 0 | 0 | 0 | -71488.5639 | 0 | 37742.5613 | 0 | 0 | 0 | 0 | 0 | 0 | 0 | 0 | 0 | 0 | 0 | 25136.2009 | 0
2016-01-21 08:00 | 0 | 0 | 0 | 0 | 0 | 315061.7219 | 0 | 432949 | 0 | 0 | 0 | 0 | 877136.8741 | 0 | 0 | 0 | 0 | 0 | 0 | 0 | 0 | 0 | 150819.3169 | 0 | 0 | 0 | 0 | 0 | 0 | 103308.2816 | 0 | 0 | 0 | 0 | 0 | 0 | 0 | 0 | 0 | 0 | 0 | 25136.2009 | 0
2016-01-21 09:00 | 0 | 0 | 0 | 0 | 0 | 313882.9048 | 0 | 435901 | 0 | 0 | 0 | 0 | 769697.7754 | 0 | 0 | 0 | 0 | 0 | 0 | 0 | 0 | 0 | 125682.5127 | 0 | 0 | 0 | 0 | 0 | 0 | 107439.0987 | 0 | 0 | 0 | 0 | 0 | 0 | 0 | 0 | 0 | 0 | 0 | 25136.2009 | 0
2016-01-21 10:00 | 0 | 0 | 0 | 0 | 0 | 312698.364 | 0 | 448923 | 0 | 0 | 0 | 71488.5639 | 576563.5721 | 0 | 0 | 0 | 0 | 0 | 0 | 0 | 0 | 0 | 100545.8091 | 0 | 0 | 0 | 0 | 71488.5639 | 0 | 193134.2033 | 0 | 0 | 0 | 0 | 0 | 0 | 0 | 0 | 0 | 0 | 0 | 25136.2009 | 0
2016-01-21 11:00 | 0 | 0 | 0 | 0 | 0 | 311883.2659 | 0 | 480425 | 0 | 0 | 0 | 71488.5639 | 422600.8345 | 0 | 0 | 0 | 0 | 0 | 0 | 0 | 0 | 0 | 75409.206 | 0 | 0 | 0 | 0 | 0 | 0 | 153962.7375 | 0 | 0 | 0 | 0 | 0 | 0 | 0 | 0 | 0 | 0 | 0 | 25136.2009 | 0
2016-01-21 12:00 | 0 | 0 | 0 | 0 | 0 | 314073.5413 | 0 | 510035 | 0 | 0 | 0 | 0 | 312706.9363 | 0 | 0 | 0 | 0 | 0 | 0 | 0 | 0 | 0 | 50272.7034 | 0 | 0 | 0 | 0 | -71488.5639 | 0 | 109893.8983 | 0 | 0 | 0 | 0 | 0 | 0 | 0 | 0 | 0 | 0 | 0 | 25136.2009 | 0
2016-01-21 13:00 | 0 | 0 | 0 | 0 | 0 | 317396.4192 | 15.0738 | 518534 | 0 | 0 | 0 | 71488.5639 | 54674.8619 | 0 | 0 | 0 | 0 | 0 | 0 | 0 | 0 | 0 | 25136.3014 | 0 | 0 | 0 | 0 | 71488.5639 | 14669.692 | 272701.7664 | 0 | 0 | 0 | 0 | 0 | 0 | 0 | 0 | 0 | 0 | 0 | 25136.2009 | 0
2016-01-21 14:00 | 0 | 0 | 0 | 0 | 0 | 294014.7547 | 81080.823 | 515838 | 0 | 0 | 0 | 0 | 0 | 0 | 0 | 0 | 0 | 0 | 0 | 0 | 0 | 0 | 0 | 0 | 0 | 0 | 0 | -71488.5639 | 0 | 54674.8619 | 0 | 0 | 0 | 0 | 0 | 0 | 0 | 0 | 0 | 0 | 0 | 25136.2009 | 0
2016-01-21 15:00 | 0 | 0 | 0 | 0 | 0 | 109534.081 | 521887.4459 | 511625 | 0 | 0 | 0 | 0 | 119796.5269 | 0 | 0 | 0 | 0 | 0 | 0 | 0 | 0 | 0 | 0 | 0 | 0 | 0 | 0 | 0 | 119796.5269 | 0 | 0 | 0 | 0 | 0 | 0 | 0 | 0 | 0 | 0 | 0 | 0 | 0 | 0
2016-01-21 16:00 | 0 | 0 | 0 | 0 | 0 | 116274.3703 | 634874.6996 | 504869 | 0 | 0 | 0 | 71488.5639 | 294588.033 | 0 | 0 | 0 | 0 | 0 | 0 | 0 | 0 | 0 | 0 | 0 | 0 | 0 | 0 | 71488.5639 | 174791.506 | 0 | 0 | 0 | 0 | 0 | 0 | 0 | 0 | 0 | 0 | 0 | 0 | 0 | 0
2016-01-21 17:00 | 0 | 0 | 0 | 0 | 0 | 90113.8172 | 633473.183 | 497314 | 0 | 0 | 0 | 122970.0581 | 469379.539 | 0 | 0 | 0 | 0 | 0 | 0 | 0 | 0 | 0 | 0 | 0 | 0 | 0 | 0 | 51481.4942 | 174791.506 | 0 | 0 | 0 | 0 | 0 | 0 | 0 | 0 | 0 | 0 | 0 | 0 | 0 | 0
2016-01-21 18:00 | 0 | 0 | 0 | 0 | 0 | 0 | 603033.9537 | 490719 | 0 | 0 | 0 | 60493.5058 | 644171.045 | 0 | 0 | 0 | 0 | 0 | 0 | 0 | 0 | 0 | 0 | 0 | 0 | 0 | 0 | -62476.5523 | 174791.506 | 0 | 0 | 0 | 0 | 0 | 0 | 0 | 0 | 0 | 0 | 0 | 0 | 0 | 0
2016-01-21 19:00 | 0 | 0 | 0 | 0 | 0 | 144786.8641 | 587831.2059 | 486338 | 0 | 0 | 0 | 131982.0697 | 818962.5511 | 0 | 0 | 0 | 0 | 0 | 0 | 0 | 0 | 0 | 0 | 0 | 0 | 0 | 0 | 71488.5639 | 174791.506 | 0 | 0 | 0 | 0 | 0 | 0 | 0 | 0 | 0 | 0 | 0 | 0 | 0 | 0
2016-01-21 20:00 | 0 | 0 | 0 | 0 | 0 | 132505.3402 | 597758.7297 | 483984 | 0 | 0 | 0 | 203470.6336 | 993754.0571 | 0 | 0 | 0 | 0 | 0 | 0 | 0 | 0 | 0 | 0 | 0 | 0 | 0 | 0 | 71488.5639 | 174791.506 | 0 | 0 | 0 | 0 | 0 | 0 | 0 | 0 | 0 | 0 | 0 | 0 | 0 | 0
2016-01-21 21:00 | 0 | 0 | 0 | 0 | 0 | 0 | 611755.9163 | 486412 | 0 | 0 | 0 | 154023.0438 | 1168545.5631 | 0 | 0 | 0 | 0 | 0 | 0 | 0 | 0 | 0 | 0 | 0 | 0 | 0 | 0 | -49447.5897 | 174791.506 | 0 | 0 | 0 | 0 | 0 | 0 | 0 | 0 | 0 | 0 | 0 | 0 | 0 | 0
2016-01-21 22:00 | 0 | 0 | 0 | 0 | 0 | 179677.9246 | 546522.1712 | 501961 | 0 | 0 | 0 | 203470.6336 | 1343337.0692 | 0 | 0 | 0 | 0 | 0 | 0 | 0 | 0 | 0 | 0 | 0 | 0 | 0 | 0 | 49447.5897 | 174791.506 | 0 | 0 | 0 | 0 | 0 | 0 | 0 | 0 | 0 | 0 | 0 | 0 | 0 | 0
2016-01-21 23:00 | 0 | 0 | 0 | 0 | 0 | 410165.9421 | 217153.1418 | 520445 | 0 | 0 | 0 | 203470.6336 | 1450211.1531 | 0 | 0 | 0 | 0 | 0 | 0 | 0 | 0 | 0 | 0 | 0 | 0 | 0 | 0 | 0 | 106874.0839 | 0 | 0 | 0 | 0 | 0 | 0 | 0 | 0 | 0 | 0 | 0 | 0 | 0 | 0
2016-01-22 | 0 | 0 | 0 | 0 | 0 | 417101.7183 | 6444.7394 | 527936 | 0 | 0 | 0 | 131982.0697 | 1417310.1748 | 0 | 0 | 0 | 0 | 0 | 0 | 0 | 0 | 0 | 0 | 0 | 0 | 0 | 0 | -71488.5639 | 0 | 32900.9784 | 0 | 0 | 0 | 0 | 0 | 0 | 0 | 0 | 0 | 0 | 0 | 0 | 0
2016-01-22 01:00 | 0 | 0 | 0 | 0 | 0 | 399183.5344 | 0 | 526468 | 0 | 0 | 0 | 60493.5058 | 1361514.273 | 0 | 0 | 0 | 0 | 0 | 0 | 0 | 0 | 0 | 0 | 0 | 0 | 0 | 0 | -71488.5639 | 0 | 55795.9017 | 0 | 0 | 0 | 0 | 0 | 0 | 0 | 0 | 0 | 0 | 0 | 0 | 0
2016-01-22 02:00 | 0 | 0 | 0 | 0 | 0 | 377202.8898 | 0 | 516856 | 0 | 0 | 0 | 0 | 1282354.6686 | 0 | 0 | 0 | 0 | 0 | 0 | 0 | 0 | 0 | 0 | 0 | 0 | 0 | 0 | -60493.5058 | 0 | 79159.6044 | 0 | 0 | 0 | 0 | 0 | 0 | 0 | 0 | 0 | 0 | 0 | 0 | 0
2016-01-22 03:00 | 0 | 0 | 0 | 0 | 0 | 361142.792 | 0 | 498821 | 0 | 0 | 0 | 71488.5639 | 1073187.8967 | 0 | 0 | 0 | 0 | 0 | 0 | 0 | 0 | 0 | 0 | 0 | 0 | 0 | 0 | 71488.5639 | 0 | 209166.7719 | 0 | 0 | 0 | 0 | 0 | 0 | 0 | 0 | 0 | 0 | 0 | 0 | 0
2016-01-22 04:00 | 0 | 0 | 0 | 0 | 0 | 346886.4273 | 0 | 476229 | 0 | 0 | 0 | 0 | 1015333.8879 | 0 | 0 | 0 | 0 | 0 | 0 | 0 | 0 | 0 | 0 | 0 | 0 | 0 | 0 | -71488.5639 | 0 | 57854.0088 | 0 | 0 | 0 | 0 | 0 | 0 | 0 | 0 | 0 | 0 | 0 | 0 | 0
2016-01-22 05:00 | 0 | 0 | 0 | 0 | 0 | 343421.7685 | 0 | 456375 | 0 | 0 | 0 | 71488.5639 | 830892.0926 | 0 | 0 | 0 | 0 | 0 | 0 | 0 | 0 | 0 | 0 | 0 | 0 | 0 | 0 | 71488.5639 | 0 | 184441.7954 | 0 | 0 | 0 | 0 | 0 | 0 | 0 | 0 | 0 | 0 | 0 | 0 | 0
2016-01-22 06:00 | 0 | 0 | 0 | 0 | 0 | 348337.0676 | 0 | 444230 | 0 | 0 | 0 | 142977.1278 | 663510.5963 | 0 | 0 | 0 | 0 | 0 | 0 | 0 | 0 | 0 | 0 | 0 | 0 | 0 | 0 | 71488.5639 | 0 | 167381.4963 | 0 | 0 | 0 | 0 | 0 | 0 | 0 | 0 | 0 | 0 | 0 | 0 | 0
2016-01-22 07:00 | 0 | 0 | 0 | 0 | 0 | 357562.2977 | 0 | 436401 | 0 | 0 | 0 | 203470.6336 | 524178.3882 | 0 | 0 | 0 | 0 | 0 | 0 | 0 | 0 | 0 | 0 | 0 | 0 | 0 | 0 | 60493.5058 | 0 | 139332.2081 | 0 | 0 | 0 | 0 | 0 | 0 | 0 | 0 | 0 | 0 | 0 | 0 | 0
2016-01-22 08:00 | 0 | 0 | 0 | 0 | 0 | 367280.0659 | 0 | 433510 | 0 | 0 | 0 | 137240.6995 | 524178.3882 | 0 | 0 | 0 | 0 | 0 | 0 | 0 | 0 | 0 | 0 | 0 | 0 | 0 | 0 | -66229.9341 | 0 | 0 | 0 | 0 | 0 | 0 | 0 | 0 | 0 | 0 | 0 | 0 | 0 | 0 | 0
2016-01-22 09:00 | 0 | 0 | 0 | 0 | 0 | 375302.6815 | 0 | 436978 | 0 | 0 | 0 | 203470.6336 | 396273.1356 | 0 | 0 | 0 | 0 | 0 | 0 | 0 | 0 | 0 | 0 | 0 | 0 | 0 | 0 | 66229.9341 | 0 | 127905.2526 | 0 | 0 | 0 | 0 | 0 | 0 | 0 | 0 | 0 | 0 | 0 | 0 | 0
2016-01-22 10:00 | 0 | 0 | 0 | 0 | 0 | 384300.8813 | 0 | 449180 | 0 | 0 | 0 | 131982.0697 | 402882.5807 | 0 | 0 | 0 | 0 | 0 | 0 | 0 | 0 | 0 | 0 | 0 | 0 | 0 | 0 | -71488.5639 | 6609.4452 | 0 | 0 | 0 | 0 | 0 | 0 | 0 | 0 | 0 | 0 | 0 | 0 | 0 | 0
2016-01-22 11:00 | 0 | 0 | 0 | 0 | 0 | 382504.5168 | 0 | 477761 | 0 | 0 | 0 | 60493.5058 | 379114.6614 | 0 | 0 | 0 | 0 | 0 | 0 | 0 | 0 | 0 | 0 | 0 | 0 | 0 | 0 | -71488.5639 | 0 | 23767.9193 | 0 | 0 | 0 | 0 | 0 | 0 | 0 | 0 | 0 | 0 | 0 | 0 | 0
2016-01-22 12:00 | 0 | 0 | 0 | 0 | 0 | 371277.9139 | 0 | 507663 | 0 | 0 | 0 | 71488.5639 | 231734.5172 | 0 | 0 | 0 | 0 | 0 | 0 | 0 | 0 | 0 | 0 | 0 | 0 | 0 | 0 | 10995.0581 | 125321.6222 | 272701.7664 | 0 | 0 | 0 | 0 | 0 | 0 | 0 | 0 | 0 | 0 | 0 | 0 | 0
2016-01-22 13:00 | 0 | 0 | 0 | 0 | 0 | 353387.5694 | 23.1747 | 521669 | 0 | 0 | 0 | 0 | 134964.8251 | 0 | 0 | 0 | 0 | 0 | 0 | 0 | 0 | 0 | 0 | 0 | 0 | 0 | 0 | -71488.5639 | 0 | 96769.6921 | 0 | 0 | 0 | 0 | 0 | 0 | 0 | 0 | 0 | 0 | 0 | 0 | 0
2016-01-22 14:00 | 0 | 0 | 0 | 0 | 0 | 303369.3305 | 89395.8444 | 527730 | 0 | 0 | 0 | 0 | 0 | 0 | 0 | 0 | 0 | 0 | 0 | 0 | 0 | 0 | 0 | 0 | 0 | 0 | 0 | 0 | 0 | 134964.8251 | 0 | 0 | 0 | 0 | 0 | 0 | 0 | 0 | 0 | 0 | 0 | 0 | 0
2016-01-22 15:00 | 0 | 0 | 0 | 0 | 0 | 274084.6232 | 485068.5898 | 530526 | 0 | 0 | 0 | 71488.5639 | 157138.6491 | 0 | 0 | 0 | 0 | 0 | 0 | 0 | 0 | 0 | 0 | 0 | 0 | 0 | 0 | 71488.5639 | 157138.6491 | 0 | 0 | 0 | 0 | 0 | 0 | 0 | 0 | 0 | 0 | 0 | 0 | 0 | 0
2016-01-22 16:00 | 0 | 0 | 0 | 0 | 0 | 0 | 578643.8741 | 527349 | 0 | 0 | 0 | 0 | 279922.0871 | 0 | 0 | 0 | 0 | 0 | 0 | 0 | 0 | 0 | 0 | 0 | 0 | 0 | 0 | -71488.5639 | 122783.438 | 0 | 0 | 0 | 0 | 0 | 0 | 0 | 0 | 0 | 0 | 0 | 0 | 0 | 0
2016-01-22 17:00 | 0 | 0 | 0 | 0 | 0 | 0 | 571169.9943 | 521407 | 0 | 0 | 0 | 0 | 329685.0814 | 0 | 0 | 0 | 0 | 0 | 0 | 0 | 0 | 0 | 0 | 0 | 0 | 0 | 0 | 0 | 49762.9943 | 0 | 0 | 0 | 0 | 0 | 0 | 0 | 0 | 0 | 0 | 0 | 0 | 0 | 0
2016-01-22 18:00 | 0 | 0 | 0 | 0 | 0 | 0 | 552506.5271 | 515885 | 0 | 0 | 0 | 36621.5271 | 329685.0814 | 0 | 0 | 0 | 0 | 0 | 0 | 0 | 0 | 0 | 0 | 0 | 0 | 0 | 0 | 36621.5271 | 0 | 0 | 0 | 0 | 0 | 0 | 0 | 0 | 0 | 0 | 0 | 0 | 0 | 0 | 0
2016-01-22 19:00 | 0 | 0 | 0 | 0 | 0 | 0 | 546799.608 | 510547 | 0 | 0 | 0 | 72874.1351 | 329685.0814 | 0 | 0 | 0 | 0 | 0 | 0 | 0 | 0 | 0 | 0 | 0 | 0 | 0 | 0 | 36252.608 | 0 | 0 | 0 | 0 | 0 | 0 | 0 | 0 | 0 | 0 | 0 | 0 | 0 | 0 | 0
2016-01-22 20:00 | 0 | 0 | 0 | 0 | 0 | 15559.1462 | 559822.0439 | 506514 | 0 | 0 | 0 | 141741.3253 | 329685.0814 | 0 | 0 | 0 | 0 | 0 | 0 | 0 | 0 | 0 | 0 | 0 | 0 | 0 | 0 | 68867.1902 | 0 | 0 | 0 | 0 | 0 | 0 | 0 | 0 | 0 | 0 | 0 | 0 | 0 | 0 | 0
2016-01-22 21:00 | 0 | 0 | 0 | 0 | 0 | 0 | 568775.3083 | 507046 | 0 | 0 | 0 | 203470.6336 | 329685.0814 | 0 | 0 | 0 | 0 | 0 | 0 | 0 | 0 | 0 | 0 | 0 | 0 | 0 | 0 | 61729.3083 | 0 | 0 | 0 | 0 | 0 | 0 | 0 | 0 | 0 | 0 | 0 | 0 | 0 | 0 | 0
2016-01-22 22:00 | 0 | 0 | 0 | 0 | 0 | 142934.1312 | 477522.811 | 517154 | 0 | 0 | 0 | 131982.0697 | 504476.5874 | 0 | 0 | 0 | 0 | 0 | 0 | 0 | 0 | 0 | 0 | 0 | 0 | 0 | 0 | -71488.5639 | 174791.506 | 0 | 0 | 0 | 0 | 0 | 0 | 0 | 0 | 0 | 0 | 0 | 0 | 0 | 0
2016-01-22 23:00 | 0 | 0 | 0 | 0 | 0 | 377526.1761 | 185807.6553 | 529079 | 0 | 0 | 0 | 166236.9011 | 504476.5874 | 0 | 0 | 0 | 0 | 0 | 0 | 0 | 0 | 0 | 0 | 0 | 0 | 0 | 0 | 34254.8314 | 0 | 0 | 0 | 0 | 0 | 0 | 0 | 0 | 0 | 0 | 0 | 0 | 0 | 0 | 0
2016-01-23 | 0 | 0 | 0 | 0 | 0 | 456549.0629 | 5290.0097 | 532762 | 0 | 0 | 0 | 203470.6336 | 396319.9275 | 0 | 0 | 0 | 0 | 0 | 0 | 0 | 0 | 0 | 0 | 0 | 0 | 0 | 0 | 37233.7325 | 0 | 108156.6599 | 0 | 0 | 0 | 0 | 0 | 0 | 0 | 0 | 0 | 0 | 0 | 0 | 0
2016-01-23 01:00 | 0 | 0 | 0 | 0 | 0 | 468866.1487 | 0 | 529195 | 0 | 0 | 0 | 143141.7823 | 396319.9275 | 0 | 0 | 0 | 0 | 0 | 0 | 0 | 0 | 0 | 0 | 0 | 0 | 0 | 0 | -60328.8513 | 0 | 0 | 0 | 0 | 0 | 0 | 0 | 0 | 0 | 0 | 0 | 0 | 0 | 0 | 0
2016-01-23 02:00 | 0 | 0 | 0 | 0 | 0 | 449016.4361 | 0 | 520505 | 0 | 0 | 0 | 71653.2184 | 396319.9275 | 0 | 0 | 0 | 0 | 0 | 0 | 0 | 0 | 0 | 0 | 0 | 0 | 0 | 0 | -71488.5639 | 0 | 0 | 0 | 0 | 0 | 0 | 0 | 0 | 0 | 0 | 0 | 0 | 0 | 0 | 0
2016-01-23 03:00 | 0 | 0 | 0 | 0 | 0 | 480782.3427 | 0 | 505807 | 0 | 0 | 0 | 143141.7823 | 299806.7064 | 0 | 0 | 0 | 0 | 0 | 0 | 0 | 0 | 0 | 0 | 0 | 0 | 0 | 0 | 71488.5639 | 0 | 96513.2211 | 0 | 0 | 0 | 0 | 0 | 0 | 0 | 0 | 0 | 0 | 0 | 0 | 0
2016-01-23 04:00 | 0 | 0 | 0 | 0 | 0 | 475160.5369 | 0 | 487425 | 0 | 0 | 0 | 130877.3192 | 299806.7064 | 0 | 0 | 0 | 0 | 0 | 0 | 0 | 0 | 0 | 0 | 0 | 0 | 0 | 0 | -12264.4631 | 0 | 0 | 0 | 0 | 0 | 0 | 0 | 0 | 0 | 0 | 0 | 0 | 0 | 0 | 0
2016-01-23 05:00 | 0 | 0 | 0 | 0 | 0 | 473035.7505 | 0 | 471931 | 0 | 0 | 0 | 131982.0697 | 299806.7064 | 0 | 0 | 0 | 0 | 0 | 0 | 0 | 0 | 0 | 0 | 0 | 0 | 0 | 0 | 1104.7505 | 0 | 0 | 0 | 0 | 0 | 0 | 0 | 0 | 0 | 0 | 0 | 0 | 0 | 0 | 0
2016-01-23 06:00 | 0 | 0 | 0 | 0 | 0 | 433624.3035 | 0 | 460046 | 0 | 0 | 0 | 203470.6336 | 201896.446 | 0 | 0 | 0 | 0 | 0 | 0 | 0 | 0 | 0 | 0 | 0 | 0 | 0 | 0 | 71488.5639 | 174791.506 | 272701.7664 | 0 | 0 | 0 | 0 | 0 | 0 | 0 | 0 | 0 | 0 | 0 | 0 | 0
2016-01-23 07:00 | 0 | 0 | 0 | 0 | 0 | 420366.1588 | 0 | 452760 | 0 | 0 | 0 | 171076.7924 | 201896.446 | 0 | 0 | 0 | 0 | 0 | 0 | 0 | 0 | 0 | 0 | 0 | 0 | 0 | 0 | -32393.8412 | 0 | 0 | 0 | 0 | 0 | 0 | 0 | 0 | 0 | 0 | 0 | 0 | 0 | 0 | 0
2016-01-23 08:00 | 0 | 0 | 0 | 0 | 0 | 481235.8412 | 0 | 448842 | 0 | 0 | 0 | 203470.6336 | 201896.446 | 0 | 0 | 0 | 0 | 0 | 0 | 0 | 0 | 0 | 0 | 0 | 0 | 0 | 0 | 32393.8412 | 0 | 0 | 0 | 0 | 0 | 0 | 0 | 0 | 0 | 0 | 0 | 0 | 0 | 0 | 0
2016-01-23 09:00 | 0 | 0 | 0 | 0 | 0 | 204914.9669 | 0 | 449099 | 0 | 0 | 0 | 161183.0464 | 0 | 0 | 0 | 0 | 0 | 0 | 0 | 0 | 0 | 0 | 0 | 0 | 0 | 0 | 0 | -42287.5871 | 0 | 201896.446 | 0 | 0 | 0 | 0 | 0 | 0 | 0 | 0 | 0 | 0 | 0 | 0 | 0
2016-01-23 10:00 | 0 | 0 | 0 | 0 | 0 | 496575.5871 | 0 | 454288 | 0 | 0 | 0 | 203470.6336 | 0 | 0 | 0 | 0 | 0 | 0 | 0 | 0 | 0 | 0 | 0 | 0 | 0 | 0 | 0 | 42287.5871 | 0 | 0 | 0 | 0 | 0 | 0 | 0 | 0 | 0 | 0 | 0 | 0 | 0 | 0 | 0
2016-01-23 11:00 | 0 | 0 | 0 | 0 | 0 | 463739 | 0 | 463739 | 0 | 0 | 0 | 203470.6336 | 0 | 0 | 0 | 0 | 0 | 0 | 0 | 0 | 0 | 0 | 0 | 0 | 0 | 0 | 0 | 0 | 0 | 0 | 0 | 0 | 0 | 0 | 0 | 0 | 0 | 0 | 0 | 0 | 0 | 0 | 0
2016-01-23 12:00 | 0 | 0 | 0 | 0 | 0 | 510025.8842 | 0 | 478856 | 0 | 0 | 0 | 203470.6336 | 31169.8842 | 0 | 0 | 0 | 0 | 0 | 0 | 0 | 0 | 0 | 0 | 0 | 0 | 0 | 0 | 0 | 31169.8842 | 0 | 0 | 0 | 0 | 0 | 0 | 0 | 0 | 0 | 0 | 0 | 0 | 0 | 0
2016-01-23 13:00 | 0 | 0 | 0 | 0 | 0 | 515254.9341 | 28.5069 | 495520 | 0 | 0 | 0 | 131982.0697 | 122421.8892 | 0 | 0 | 0 | 0 | 0 | 0 | 0 | 0 | 0 | 0 | 0 | 0 | 0 | 0 | -71488.5639 | 91252.0049 | 0 | 0 | 0 | 0 | 0 | 0 | 0 | 0 | 0 | 0 | 0 | 0 | 0 | 0
2016-01-23 14:00 | 0 | 0 | 0 | 0 | 0 | 484113.1573 | 101601.4261 | 509928 | 0 | 0 | 0 | 60493.5058 | 269697.0365 | 0 | 0 | 0 | 0 | 0 | 0 | 0 | 0 | 0 | 0 | 0 | 0 | 0 | 0 | -71488.5639 | 147275.1473 | 0 | 0 | 0 | 0 | 0 | 0 | 0 | 0 | 0 | 0 | 0 | 0 | 0 | 0
2016-01-23 15:00 | 0 | 0 | 0 | 0 | 0 | 345070.1073 | 357294.4568 | 516578 | 0 | 0 | 0 | 71488.5639 | 444488.5425 | 0 | 0 | 0 | 0 | 0 | 0 | 0 | 0 | 0 | 0 | 0 | 0 | 0 | 0 | 10995.0581 | 174791.506 | 0 | 0 | 0 | 0 | 0 | 0 | 0 | 0 | 0 | 0 | 0 | 0 | 0 | 0
2016-01-23 16:00 | 0 | 0 | 0 | 0 | 0 | 0 | 462583.4198 | 513731 | 0 | 0 | 0 | 0 | 464829.5262 | 0 | 0 | 0 | 0 | 0 | 0 | 0 | 0 | 0 | 0 | 0 | 0 | 0 | 0 | -71488.5639 | 20340.9837 | 0 | 0 | 0 | 0 | 0 | 0 | 0 | 0 | 0 | 0 | 0 | 0 | 0 | 0
2016-01-23 17:00 | 0 | 0 | 0 | 0 | 0 | 154518.0136 | 491584.4642 | 505643 | 0 | 0 | 0 | 71488.5639 | 533800.4401 | 0 | 0 | 0 | 0 | 0 | 0 | 0 | 0 | 0 | 0 | 0 | 0 | 0 | 0 | 71488.5639 | 68970.9139 | 0 | 0 | 0 | 0 | 0 | 0 | 0 | 0 | 0 | 0 | 0 | 0 | 0 | 0
2016-01-23 18:00 | 0 | 0 | 0 | 0 | 0 | 172920.9284 | 485580.5195 | 494705 | 0 | 0 | 0 | 60493.5058 | 708591.9462 | 0 | 0 | 0 | 0 | 0 | 0 | 0 | 0 | 0 | 0 | 0 | 0 | 0 | 0 | -10995.0581 | 174791.506 | 0 | 0 | 0 | 0 | 0 | 0 | 0 | 0 | 0 | 0 | 0 | 0 | 0 | 0
2016-01-23 19:00 | 0 | 0 | 0 | 0 | 0 | 79202.8549 | 475645.709 | 483360 | 0 | 0 | 0 | 131982.0697 | 708591.9462 | 0 | 0 | 0 | 0 | 0 | 0 | 0 | 0 | 0 | 0 | 0 | 0 | 0 | 0 | 71488.5639 | 0 | 0 | 0 | 0 | 0 | 0 | 0 | 0 | 0 | 0 | 0 | 0 | 0 | 0 | 0
2016-01-23 20:00 | 0 | 0 | 0 | 0 | 0 | 77537.6232 | 470729.9407 | 476779 | 0 | 0 | 0 | 203470.6336 | 708591.9462 | 0 | 0 | 0 | 0 | 0 | 0 | 0 | 0 | 0 | 0 | 0 | 0 | 0 | 0 | 71488.5639 | 0 | 0 | 0 | 0 | 0 | 0 | 0 | 0 | 0 | 0 | 0 | 0 | 0 | 0 | 0
2016-01-23 21:00 | 0 | 0 | 0 | 0 | 0 | 0 | 445908.7012 | 476727 | 0 | 0 | 0 | 172652.3348 | 708591.9462 | 0 | 0 | 0 | 0 | 0 | 0 | 0 | 0 | 0 | 0 | 0 | 0 | 0 | 0 | -30818.2988 | 0 | 0 | 0 | 0 | 0 | 0 | 0 | 0 | 0 | 0 | 0 | 0 | 0 | 0 | 0
2016-01-23 22:00 | 0 | 0 | 0 | 0 | 0 | 89160.7072 | 358469.0276 | 488300 | 0 | 0 | 0 | 131982.0697 | 708591.9462 | 0 | 0 | 0 | 0 | 0 | 0 | 0 | 0 | 0 | 0 | 0 | 0 | 0 | 0 | -40670.2651 | 0 | 0 | 0 | 0 | 0 | 0 | 0 | 0 | 0 | 0 | 0 | 0 | 0 | 0 | 0
2016-01-23 23:00 | 0 | 0 | 0 | 0 | 0 | 529588.9247 | 154108.4258 | 505374 | 0 | 0 | 0 | 203470.6336 | 815426.7327 | 0 | 0 | 0 | 0 | 0 | 0 | 0 | 0 | 0 | 0 | 0 | 0 | 0 | 0 | 71488.5639 | 106834.7866 | 0 | 0 | 0 | 0 | 0 | 0 | 0 | 0 | 0 | 0 | 0 | 0 | 0 | 0
2016-01-24 | 0 | 0 | 0 | 0 | 0 | 583790.619 | 10072.5266 | 514019 | 0 | 0 | 0 | 131982.0697 | 966759.4423 | 0 | 0 | 0 | 0 | 0 | 0 | 0 | 0 | 0 | 0 | 0 | 0 | 0 | 0 | -71488.5639 | 151332.7095 | 0 | 0 | 0 | 0 | 0 | 0 | 0 | 0 | 0 | 0 | 0 | 0 | 0 | 0
2016-01-24 01:00 | 0 | 0 | 0 | 0 | 0 | 588427.2311 | 0 | 514024 | 0 | 0 | 0 | 203470.6336 | 969674.1095 | 0 | 0 | 0 | 0 | 0 | 0 | 0 | 0 | 0 | 0 | 0 | 0 | 0 | 0 | 71488.5639 | 2914.6672 | 0 | 0 | 0 | 0 | 0 | 0 | 0 | 0 | 0 | 0 | 0 | 0 | 0 | 0
2016-01-24 02:00 | 0 | 0 | 0 | 0 | 0 | 566408.0261 | 0 | 508962 | 0 | 0 | 0 | 203470.6336 | 1027120.1357 | 0 | 0 | 0 | 0 | 0 | 0 | 0 | 0 | 0 | 0 | 0 | 0 | 0 | 0 | 0 | 57446.0261 | 0 | 0 | 0 | 0 | 0 | 0 | 0 | 0 | 0 | 0 | 0 | 0 | 0 | 0
2016-01-24 03:00 | 0 | 0 | 0 | 0 | 0 | 530579.4201 | 0 | 497824 | 0 | 0 | 0 | 131982.0697 | 1131364.1197 | 0 | 0 | 0 | 0 | 0 | 0 | 0 | 0 | 0 | 0 | 0 | 0 | 0 | 0 | -71488.5639 | 104243.984 | 0 | 0 | 0 | 0 | 0 | 0 | 0 | 0 | 0 | 0 | 0 | 0 | 0 | 0
2016-01-24 04:00 | 0 | 0 | 0 | 0 | 0 | 493598.8899 | 0 | 482754 | 0 | 0 | 0 | 71488.5639 | 1202702.5154 | 0 | 0 | 0 | 0 | 0 | 0 | 0 | 0 | 0 | 0 | 0 | 0 | 0 | 0 | -60493.5058 | 71338.3957 | 0 | 0 | 0 | 0 | 0 | 0 | 0 | 0 | 0 | 0 | 0 | 0 | 0 | 0
2016-01-24 05:00 | 0 | 0 | 0 | 0 | 0 | 459706.8248 | 0 | 468555 | 0 | 0 | 0 | 0 | 1265342.904 | 0 | 0 | 0 | 0 | 0 | 0 | 0 | 0 | 0 | 0 | 0 | 0 | 0 | 0 | -71488.5639 | 62640.3887 | 0 | 0 | 0 | 0 | 0 | 0 | 0 | 0 | 0 | 0 | 0 | 0 | 0 | 0
2016-01-24 06:00 | 0 | 0 | 0 | 0 | 0 | 428625.1749 | 0 | 459947 | 0 | 0 | 0 | 71488.5639 | 1162532.5151 | 0 | 0 | 0 | 0 | 0 | 0 | 0 | 0 | 0 | 0 | 0 | 0 | 0 | 0 | 71488.5639 | 0 | 102810.3889 | 0 | 0 | 0 | 0 | 0 | 0 | 0 | 0 | 0 | 0 | 0 | 0 | 0
2016-01-24 07:00 | 0 | 0 | 0 | 0 | 0 | 382693.4361 | 0 | 454182 | 0 | 0 | 0 | 0 | 1162532.5151 | 0 | 0 | 0 | 0 | 0 | 0 | 0 | 0 | 0 | 0 | 0 | 0 | 0 | 0 | -71488.5639 | 0 | 0 | 0 | 0 | 0 | 0 | 0 | 0 | 0 | 0 | 0 | 0 | 0 | 0 | 0
2016-01-24 08:00 | 0 | 0 | 0 | 0 | 0 | 250980.7975 | 0 | 452194 | 0 | 0 | 0 | 71488.5639 | 889830.7487 | 0 | 0 | 0 | 0 | 0 | 0 | 0 | 0 | 0 | 0 | 0 | 0 | 0 | 0 | 71488.5639 | 0 | 272701.7664 | 0 | 0 | 0 | 0 | 0 | 0 | 0 | 0 | 0 | 0 | 0 | 0 | 0
2016-01-24 09:00 | 0 | 0 | 0 | 0 | 0 | 353611.276 | 0 | 453163 | 0 | 0 | 0 | 0 | 861767.5885 | 0 | 0 | 0 | 0 | 0 | 0 | 0 | 0 | 0 | 0 | 0 | 0 | 0 | 0 | -71488.5639 | 0 | 28063.1601 | 0 | 0 | 0 | 0 | 0 | 0 | 0 | 0 | 0 | 0 | 0 | 0 | 0
2016-01-24 10:00 | 0 | 0 | 0 | 0 | 0 | 256408.7975 | 0 | 457622 | 0 | 0 | 0 | 71488.5639 | 589065.8221 | 0 | 0 | 0 | 0 | 0 | 0 | 0 | 0 | 0 | 0 | 0 | 0 | 0 | 0 | 71488.5639 | 0 | 272701.7664 | 0 | 0 | 0 | 0 | 0 | 0 | 0 | 0 | 0 | 0 | 0 | 0 | 0
2016-01-24 11:00 | 0 | 0 | 0 | 0 | 0 | 329817.1574 | 0 | 468618 | 0 | 0 | 0 | 71488.5639 | 450264.9796 | 0 | 0 | 0 | 0 | 0 | 0 | 0 | 0 | 0 | 0 | 0 | 0 | 0 | 0 | 0 | 0 | 138800.8426 | 0 | 0 | 0 | 0 | 0 | 0 | 0 | 0 | 0 | 0 | 0 | 0 | 0
2016-01-24 12:00 | 0 | 0 | 0 | 0 | 0 | 281595.7975 | 0 | 482809 | 0 | 0 | 0 | 142977.1278 | 177563.2132 | 0 | 0 | 0 | 0 | 0 | 0 | 0 | 0 | 0 | 0 | 0 | 0 | 0 | 0 | 71488.5639 | 0 | 272701.7664 | 0 | 0 | 0 | 0 | 0 | 0 | 0 | 0 | 0 | 0 | 0 | 0 | 0
2016-01-24 13:00 | 0 | 0 | 0 | 0 | 0 | 313564.0528 | 26.5586 | 494739 | 0 | 0 | 0 | 71488.5639 | 67903.3884 | 0 | 0 | 0 | 0 | 0 | 0 | 0 | 0 | 0 | 0 | 0 | 0 | 0 | 0 | -71488.5639 | 163041.9417 | 272701.7664 | 0 | 0 | 0 | 0 | 0 | 0 | 0 | 0 | 0 | 0 | 0 | 0 | 0
2016-01-24 14:00 | 0 | 0 | 0 | 0 | 0 | 276601.4759 | 80338.5718 | 496332 | 0 | 0 | 0 | 0 | 0 | 0 | 0 | 0 | 0 | 0 | 0 | 0 | 0 | 0 | 0 | 0 | 0 | 0 | 0 | -71488.5639 | 0 | 67903.3884 | 0 | 0 | 0 | 0 | 0 | 0 | 0 | 0 | 0 | 0 | 0 | 0 | 0
2016-01-24 15:00 | 0 | 0 | 0 | 0 | 0 | 78425.4595 | 408966.5405 | 487392 | 0 | 0 | 0 | 0 | 0 | 0 | 0 | 0 | 0 | 0 | 0 | 0 | 0 | 0 | 0 | 0 | 0 | 0 | 0 | 0 | 0 | 0 | 0 | 0 | 0 | 0 | 0 | 0 | 0 | 0 | 0 | 0 | 0 | 0 | 0
2016-01-24 16:00 | 0 | 0 | 0 | 0 | 0 | 0 | 548768.0829 | 473672 | 0 | 0 | 0 | 71488.5639 | 3607.519 | 0 | 0 | 0 | 0 | 0 | 0 | 0 | 0 | 0 | 0 | 0 | 0 | 0 | 0 | 71488.5639 | 3607.519 | 0 | 0 | 0 | 0 | 0 | 0 | 0 | 0 | 0 | 0 | 0 | 0 | 0 | 0
2016-01-24 17:00 | 0 | 0 | 0 | 0 | 0 | 0 | 582722.3545 | 460203 | 0 | 0 | 0 | 60648.215 | 136967.2224 | 0 | 0 | 0 | 0 | 0 | 0 | 0 | 0 | 0 | 0 | 0 | 0 | 0 | 0 | -10840.3489 | 133359.7034 | 0 | 0 | 0 | 0 | 0 | 0 | 0 | 0 | 0 | 0 | 0 | 0 | 0 | 0
2016-01-24 18:00 | 0 | 0 | 0 | 0 | 0 | 0 | 561479.291 | 447336 | 0 | 0 | 0 | 0 | 311758.7284 | 0 | 0 | 0 | 0 | 0 | 0 | 0 | 0 | 0 | 0 | 0 | 0 | 0 | 0 | -60648.215 | 174791.506 | 0 | 0 | 0 | 0 | 0 | 0 | 0 | 0 | 0 | 0 | 0 | 0 | 0 | 0
2016-01-24 19:00 | 0 | 0 | 0 | 0 | 0 | 0 | 547889.6855 | 437481 | 0 | 0 | 0 | 0 | 422167.4139 | 0 | 0 | 0 | 0 | 0 | 0 | 0 | 0 | 0 | 0 | 0 | 0 | 0 | 0 | 0 | 110408.6855 | 0 | 0 | 0 | 0 | 0 | 0 | 0 | 0 | 0 | 0 | 0 | 0 | 0 | 0
2016-01-24 20:00 | 0 | 0 | 0 | 0 | 0 | 0 | 557436.2238 | 431504 | 0 | 0 | 0 | 67075.2676 | 481024.3701 | 0 | 0 | 0 | 0 | 0 | 0 | 0 | 0 | 0 | 0 | 0 | 0 | 0 | 0 | 67075.2676 | 58856.9562 | 0 | 0 | 0 | 0 | 0 | 0 | 0 | 0 | 0 | 0 | 0 | 0 | 0 | 0
2016-01-24 21:00 | 0 | 0 | 0 | 0 | 0 | 0 | 571488.2554 | 433670 | 0 | 0 | 0 | 138563.8315 | 547354.0617 | 0 | 0 | 0 | 0 | 0 | 0 | 0 | 0 | 0 | 0 | 0 | 0 | 0 | 0 | 71488.5639 | 66329.6916 | 0 | 0 | 0 | 0 | 0 | 0 | 0 | 0 | 0 | 0 | 0 | 0 | 0 | 0
2016-01-24 22:00 | 0 | 0 | 0 | 0 | 0 | 0 | 515787.8021 | 450881 | 0 | 0 | 0 | 203470.6336 | 547354.0617 | 0 | 0 | 0 | 0 | 0 | 0 | 0 | 0 | 0 | 0 | 0 | 0 | 0 | 0 | 64906.8021 | 0 | 0 | 0 | 0 | 0 | 0 | 0 | 0 | 0 | 0 | 0 | 0 | 0 | 0 | 0
2016-01-24 23:00 | 0 | 0 | 0 | 0 | 0 | 211169.0059 | 263426.9941 | 474596 | 0 | 0 | 0 | 203470.6336 | 547354.0617 | 0 | 0 | 0 | 0 | 0 | 0 | 0 | 0 | 0 | 0 | 0 | 0 | 0 | 0 | 0 | 0 | 0 | 0 | 0 | 0 | 0 | 0 | 0 | 0 | 0 | 0 | 0 | 0 | 0 | 0
2016-01-25 | 0 | 0 | 0 | 0 | 0 | 481435.4919 | 10290.5081 | 491726 | 0 | 0 | 0 | 203470.6336 | 547354.0617 | 0 | 0 | 0 | 0 | 0 | 0 | 0 | 0 | 0 | 0 | 0 | 0 | 0 | 0 | 0 | 0 | 0 | 0 | 0 | 0 | 0 | 0 | 0 | 0 | 0 | 0 | 0 | 0 | 0 | 0
2016-01-25 01:00 | 0 | 0 | 0 | 0 | 0 | 479495.9282 | 0 | 495962 | 0 | 0 | 0 | 187004.5618 | 547354.0617 | 0 | 0 | 0 | 0 | 0 | 0 | 0 | 0 | 0 | 0 | 0 | 0 | 0 | 0 | -16466.0718 | 0 | 0 | 0 | 0 | 0 | 0 | 0 | 0 | 0 | 0 | 0 | 0 | 0 | 0 | 0
2016-01-25 02:00 | 0 | 0 | 0 | 0 | 0 | 419682.4361 | 0 | 491171 | 0 | 0 | 0 | 115515.9979 | 547354.0617 | 0 | 0 | 0 | 0 | 0 | 0 | 0 | 0 | 0 | 0 | 0 | 0 | 0 | 0 | -71488.5639 | 0 | 0 | 0 | 0 | 0 | 0 | 0 | 0 | 0 | 0 | 0 | 0 | 0 | 0 | 0
2016-01-25 03:00 | 0 | 0 | 0 | 0 | 0 | 416743.657 | 0 | 478100 | 0 | 0 | 0 | 54159.6549 | 547354.0617 | 0 | 0 | 0 | 0 | 0 | 0 | 0 | 0 | 0 | 0 | 0 | 0 | 0 | 0 | -61356.343 | 0 | 0 | 0 | 0 | 0 | 0 | 0 | 0 | 0 | 0 | 0 | 0 | 0 | 0 | 0
2016-01-25 04:00 | 0 | 0 | 0 | 0 | 0 | 477672.9089 | 0 | 460344 | 0 | 0 | 0 | 71488.5639 | 547354.0617 | 0 | 0 | 0 | 0 | 0 | 0 | 0 | 0 | 0 | 0 | 0 | 0 | 0 | 0 | 17328.9089 | 0 | 0 | 0 | 0 | 0 | 0 | 0 | 0 | 0 | 0 | 0 | 0 | 0 | 0 | 0
2016-01-25 05:00 | 0 | 0 | 0 | 0 | 0 | 373550.4361 | 0 | 445039 | 0 | 0 | 0 | 0 | 547354.0617 | 0 | 0 | 0 | 0 | 0 | 0 | 0 | 0 | 0 | 0 | 0 | 0 | 0 | 0 | -71488.5639 | 0 | 0 | 0 | 0 | 0 | 0 | 0 | 0 | 0 | 0 | 0 | 0 | 0 | 0 | 0
2016-01-25 06:00 | 0 | 0 | 0 | 0 | 0 | 435449 | 0 | 435449 | 0 | 0 | 0 | 0 | 547354.0617 | 0 | 0 | 0 | 0 | 0 | 0 | 0 | 0 | 0 | 0 | 0 | 0 | 0 | 0 | 0 | 0 | 0 | 0 | 0 | 0 | 0 | 0 | 0 | 0 | 0 | 0 | 0 | 0 | 0 | 0
2016-01-25 07:00 | 0 | 0 | 0 | 0 | 0 | 501572.5639 | 0 | 430084 | 0 | 0 | 0 | 71488.5639 | 547354.0617 | 0 | 0 | 0 | 0 | 0 | 0 | 0 | 0 | 0 | 0 | 0 | 0 | 0 | 0 | 71488.5639 | 0 | 0 | 0 | 0 | 0 | 0 | 0 | 0 | 0 | 0 | 0 | 0 | 0 | 0 | 0
2016-01-25 08:00 | 0 | 0 | 0 | 0 | 0 | 500859.5639 | 0 | 429371 | 0 | 0 | 0 | 142977.1278 | 547354.0617 | 0 | 0 | 0 | 0 | 0 | 0 | 0 | 0 | 0 | 0 | 0 | 0 | 0 | 0 | 71488.5639 | 0 | 0 | 0 | 0 | 0 | 0 | 0 | 0 | 0 | 0 | 0 | 0 | 0 | 0 | 0
2016-01-25 09:00 | 0 | 0 | 0 | 0 | 0 | 494970.5058 | 0 | 434477 | 0 | 0 | 0 | 203470.6336 | 547354.0617 | 0 | 0 | 0 | 0 | 0 | 0 | 0 | 0 | 0 | 0 | 0 | 0 | 0 | 0 | 60493.5058 | 0 | 0 | 0 | 0 | 0 | 0 | 0 | 0 | 0 | 0 | 0 | 0 | 0 | 0 | 0
2016-01-25 10:00 | 0 | 0 | 0 | 0 | 0 | 379073.4361 | 0 | 450562 | 0 | 0 | 0 | 131982.0697 | 547354.0617 | 0 | 0 | 0 | 0 | 0 | 0 | 0 | 0 | 0 | 0 | 0 | 0 | 0 | 0 | -71488.5639 | 0 | 0 | 0 | 0 | 0 | 0 | 0 | 0 | 0 | 0 | 0 | 0 | 0 | 0 | 0
2016-01-25 11:00 | 0 | 0 | 0 | 0 | 0 | 281750.7975 | 0 | 482964 | 0 | 0 | 0 | 203470.6336 | 274652.2953 | 0 | 0 | 0 | 0 | 0 | 0 | 0 | 0 | 0 | 0 | 0 | 0 | 0 | 0 | 71488.5639 | 0 | 272701.7664 | 0 | 0 | 0 | 0 | 0 | 0 | 0 | 0 | 0 | 0 | 0 | 0 | 0
2016-01-25 12:00 | 0 | 0 | 0 | 0 | 0 | 441765.4361 | 0 | 513254 | 0 | 0 | 0 | 131982.0697 | 274652.2953 | 0 | 0 | 0 | 0 | 0 | 0 | 0 | 0 | 0 | 0 | 0 | 0 | 0 | 0 | -71488.5639 | 0 | 0 | 0 | 0 | 0 | 0 | 0 | 0 | 0 | 0 | 0 | 0 | 0 | 0 | 0
2016-01-25 13:00 | 0 | 0 | 0 | 0 | 0 | 461310.7822 | 28.712 | 521833 | 0 | 0 | 0 | 71488.5639 | 274652.2953 | 0 | 0 | 0 | 0 | 0 | 0 | 0 | 0 | 0 | 0 | 0 | 0 | 0 | 0 | -60493.5058 | 0 | 0 | 0 | 0 | 0 | 0 | 0 | 0 | 0 | 0 | 0 | 0 | 0 | 0 | 0
2016-01-25 14:00 | 0 | 0 | 0 | 0 | 0 | 283457.535 | 158453.9011 | 513400 | 0 | 0 | 0 | 0 | 274652.2953 | 0 | 0 | 0 | 0 | 0 | 0 | 0 | 0 | 0 | 0 | 0 | 0 | 0 | 0 | -71488.5639 | 0 | 0 | 0 | 0 | 0 | 0 | 0 | 0 | 0 | 0 | 0 | 0 | 0 | 0 | 0
2016-01-25 15:00 | 0 | 0 | 0 | 0 | 0 | 9758.5144 | 493044.4856 | 502803 | 0 | 0 | 0 | 0 | 274652.2953 | 0 | 0 | 0 | 0 | 0 | 0 | 0 | 0 | 0 | 0 | 0 | 0 | 0 | 0 | 0 | 0 | 0 | 0 | 0 | 0 | 0 | 0 | 0 | 0 | 0 | 0 | 0 | 0 | 0 | 0
2016-01-25 16:00 | 0 | 0 | 0 | 0 | 0 | 0 | 630936.5255 | 490218 | 0 | 0 | 0 | 0 | 415370.8208 | 0 | 0 | 0 | 0 | 0 | 0 | 0 | 0 | 0 | 0 | 0 | 0 | 0 | 0 | 0 | 140718.5255 | 0 | 0 | 0 | 0 | 0 | 0 | 0 | 0 | 0 | 0 | 0 | 0 | 0 | 0
2016-01-25 17:00 | 0 | 0 | 0 | 0 | 0 | 0 | 649507.3349 | 478418 | 0 | 0 | 0 | 0 | 586460.1557 | 0 | 0 | 0 | 0 | 0 | 0 | 0 | 0 | 0 | 0 | 0 | 0 | 0 | 0 | 0 | 171089.3349 | 0 | 0 | 0 | 0 | 0 | 0 | 0 | 0 | 0 | 0 | 0 | 0 | 0 | 0
2016-01-25 18:00 | 0 | 0 | 0 | 0 | 0 | 0 | 616672.2548 | 468443 | 0 | 0 | 0 | 37546.2761 | 697143.1343 | 0 | 0 | 0 | 0 | 0 | 0 | 0 | 0 | 0 | 0 | 0 | 0 | 0 | 0 | 37546.2761 | 110682.9787 | 0 | 0 | 0 | 0 | 0 | 0 | 0 | 0 | 0 | 0 | 0 | 0 | 0 | 0
2016-01-25 19:00 | 0 | 0 | 0 | 0 | 0 | 0 | 597765.2299 | 460520 | 0 | 0 | 0 | 0 | 871934.6404 | 0 | 0 | 0 | 0 | 0 | 0 | 0 | 0 | 0 | 0 | 0 | 0 | 0 | 0 | -37546.2761 | 174791.506 | 0 | 0 | 0 | 0 | 0 | 0 | 0 | 0 | 0 | 0 | 0 | 0 | 0 | 0
2016-01-25 20:00 | 0 | 0 | 0 | 0 | 0 | 0 | 608514.3588 | 455084 | 0 | 0 | 0 | 0 | 1025364.9992 | 0 | 0 | 0 | 0 | 0 | 0 | 0 | 0 | 0 | 0 | 0 | 0 | 0 | 0 | 0 | 153430.3588 | 0 | 0 | 0 | 0 | 0 | 0 | 0 | 0 | 0 | 0 | 0 | 0 | 0 | 0
2016-01-25 21:00 | 0 | 0 | 0 | 0 | 0 | 0 | 621844.3966 | 456462 | 0 | 0 | 0 | 0 | 1190747.3957 | 0 | 0 | 0 | 0 | 0 | 0 | 0 | 0 | 0 | 0 | 0 | 0 | 0 | 0 | 0 | 165382.3966 | 0 | 0 | 0 | 0 | 0 | 0 | 0 | 0 | 0 | 0 | 0 | 0 | 0 | 0
2016-01-25 22:00 | 0 | 0 | 0 | 0 | 0 | 0 | 560408.4403 | 470804 | 0 | 0 | 0 | 71488.5639 | 1208863.2721 | 0 | 0 | 0 | 0 | 0 | 0 | 0 | 0 | 0 | 0 | 0 | 0 | 0 | 0 | 71488.5639 | 18115.8764 | 0 | 0 | 0 | 0 | 0 | 0 | 0 | 0 | 0 | 0 | 0 | 0 | 0 | 0
2016-01-25 23:00 | 0 | 0 | 0 | 0 | 0 | 120484.4469 | 297997.9892 | 489971 | 0 | 0 | 0 | 0 | 1208863.2721 | 0 | 0 | 0 | 0 | 0 | 0 | 0 | 0 | 0 | 0 | 0 | 0 | 0 | 0 | -71488.5639 | 0 | 0 | 0 | 0 | 0 | 0 | 0 | 0 | 0 | 0 | 0 | 0 | 0 | 0 | 0
2016-01-26 | 0 | 0 | 0 | 0 | 0 | 484164.5135 | 14717.4865 | 498882 | 0 | 0 | 0 | 0 | 1208863.2721 | 0 | 0 | 0 | 0 | 0 | 0 | 0 | 0 | 0 | 0 | 0 | 0 | 0 | 0 | 0 | 0 | 0 | 0 | 0 | 0 | 0 | 0 | 0 | 0 | 0 | 0 | 0 | 0 | 0 | 0
2016-01-26 01:00 | 0 | 0 | 0 | 0 | 0 | 497920 | 0 | 497920 | 0 | 0 | 0 | 0 | 1208863.2721 | 0 | 0 | 0 | 0 | 0 | 0 | 0 | 0 | 0 | 0 | 0 | 0 | 0 | 0 | 0 | 0 | 0 | 0 | 0 | 0 | 0 | 0 | 0 | 0 | 0 | 0 | 0 | 0 | 0 | 0
2016-01-26 02:00 | 0 | 0 | 0 | 0 | 0 | 559066.5639 | 0 | 487578 | 0 | 0 | 0 | 71488.5639 | 1208863.2721 | 0 | 0 | 0 | 0 | 0 | 0 | 0 | 0 | 0 | 0 | 0 | 0 | 0 | 0 | 71488.5639 | 0 | 0 | 0 | 0 | 0 | 0 | 0 | 0 | 0 | 0 | 0 | 0 | 0 | 0 | 0
2016-01-26 03:00 | 0 | 0 | 0 | 0 | 0 | 396725.4361 | 0 | 468214 | 0 | 0 | 0 | 0 | 1208863.2721 | 0 | 0 | 0 | 0 | 0 | 0 | 0 | 0 | 0 | 0 | 0 | 0 | 0 | 0 | -71488.5639 | 0 | 0 | 0 | 0 | 0 | 0 | 0 | 0 | 0 | 0 | 0 | 0 | 0 | 0 | 0
2016-01-26 04:00 | 0 | 0 | 0 | 0 | 0 | 444306 | 0 | 444306 | 0 | 0 | 0 | 0 | 1208863.2721 | 0 | 0 | 0 | 0 | 0 | 0 | 0 | 0 | 0 | 0 | 0 | 0 | 0 | 0 | 0 | 0 | 0 | 0 | 0 | 0 | 0 | 0 | 0 | 0 | 0 | 0 | 0 | 0 | 0 | 0
2016-01-26 05:00 | 0 | 0 | 0 | 0 | 0 | 424224 | 0 | 424224 | 0 | 0 | 0 | 0 | 1208863.2721 | 0 | 0 | 0 | 0 | 0 | 0 | 0 | 0 | 0 | 0 | 0 | 0 | 0 | 0 | 0 | 0 | 0 | 0 | 0 | 0 | 0 | 0 | 0 | 0 | 0 | 0 | 0 | 0 | 0 | 0
2016-01-26 06:00 | 0 | 0 | 0 | 0 | 0 | 481951.5639 | 0 | 410463 | 0 | 0 | 0 | 71488.5639 | 1208863.2721 | 0 | 0 | 0 | 0 | 0 | 0 | 0 | 0 | 0 | 0 | 0 | 0 | 0 | 0 | 71488.5639 | 0 | 0 | 0 | 0 | 0 | 0 | 0 | 0 | 0 | 0 | 0 | 0 | 0 | 0 | 0
2016-01-26 07:00 | 0 | 0 | 0 | 0 | 0 | 330844.4361 | 0 | 402333 | 0 | 0 | 0 | 0 | 1208863.2721 | 0 | 0 | 0 | 0 | 0 | 0 | 0 | 0 | 0 | 0 | 0 | 0 | 0 | 0 | -71488.5639 | 0 | 0 | 0 | 0 | 0 | 0 | 0 | 0 | 0 | 0 | 0 | 0 | 0 | 0 | 0
2016-01-26 08:00 | 0 | 0 | 0 | 0 | 0 | 470383.5639 | 0 | 398895 | 0 | 0 | 0 | 71488.5639 | 1208863.2721 | 0 | 0 | 0 | 0 | 0 | 0 | 0 | 0 | 0 | 0 | 0 | 0 | 0 | 0 | 71488.5639 | 0 | 0 | 0 | 0 | 0 | 0 | 0 | 0 | 0 | 0 | 0 | 0 | 0 | 0 | 0
2016-01-26 09:00 | 0 | 0 | 0 | 0 | 0 | 544818.5083 | 0 | 402129 | 0 | 0 | 0 | 142977.1278 | 1280064.2165 | 0 | 0 | 0 | 0 | 0 | 0 | 0 | 0 | 0 | 0 | 0 | 0 | 0 | 0 | 71488.5639 | 71200.9444 | 0 | 0 | 0 | 0 | 0 | 0 | 0 | 0 | 0 | 0 | 0 | 0 | 0 | 0
2016-01-26 10:00 | 0 | 0 | 0 | 0 | 0 | 546676.4739 | 0 | 415301 | 0 | 0 | 0 | 151037.3207 | 1403379.4975 | 0 | 0 | 0 | 0 | 0 | 0 | 0 | 0 | 0 | 0 | 0 | 0 | 0 | 0 | 8060.193 | 123315.2809 | 0 | 0 | 0 | 0 | 0 | 0 | 0 | 0 | 0 | 0 | 0 | 0 | 0 | 0
2016-01-26 11:00 | 0 | 0 | 0 | 0 | 0 | 374106.4361 | 0 | 445595 | 0 | 0 | 0 | 79548.7569 | 1403379.4975 | 0 | 0 | 0 | 0 | 0 | 0 | 0 | 0 | 0 | 0 | 0 | 0 | 0 | 0 | -71488.5639 | 0 | 0 | 0 | 0 | 0 | 0 | 0 | 0 | 0 | 0 | 0 | 0 | 0 | 0 | 0
2016-01-26 12:00 | 0 | 0 | 0 | 0 | 0 | 527755.3128 | 0 | 475322 | 0 | 0 | 0 | 131982.0697 | 1403379.4975 | 0 | 0 | 0 | 0 | 0 | 0 | 0 | 0 | 0 | 0 | 0 | 0 | 0 | 0 | 52433.3128 | 0 | 0 | 0 | 0 | 0 | 0 | 0 | 0 | 0 | 0 | 0 | 0 | 0 | 0 | 0
2016-01-26 13:00 | 0 | 0 | 0 | 0 | 0 | 506537.8262 | 4.7888 | 486896 | 0 | 0 | 0 | 203470.6336 | 1351537.5485 | 0 | 0 | 0 | 0 | 0 | 0 | 0 | 0 | 0 | 0 | 0 | 0 | 0 | 0 | 71488.5639 | 0 | 51841.949 | 0 | 0 | 0 | 0 | 0 | 0 | 0 | 0 | 0 | 0 | 0 | 0 | 0
2016-01-26 14:00 | 0 | 0 | 0 | 0 | 0 | 99296.4131 | 43958.2566 | 487445 | 0 | 0 | 0 | 131982.0697 | 1078835.7821 | 0 | 0 | 0 | 0 | 0 | 0 | 0 | 0 | 0 | 0 | 0 | 0 | 0 | 0 | -71488.5639 | 0 | 272701.7664 | 0 | 0 | 0 | 0 | 0 | 0 | 0 | 0 | 0 | 0 | 0 | 0 | 0
2016-01-26 15:00 | 0 | 0 | 0 | 0 | 0 | 0 | 510746.9243 | 486455 | 0 | 0 | 0 | 89537.0705 | 1145572.7055 | 0 | 0 | 0 | 0 | 0 | 0 | 0 | 0 | 0 | 0 | 0 | 0 | 0 | 0 | -42444.9991 | 66736.9235 | 0 | 0 | 0 | 0 | 0 | 0 | 0 | 0 | 0 | 0 | 0 | 0 | 0 | 0
2016-01-26 16:00 | 0 | 0 | 0 | 0 | 0 | 0 | 632849.6036 | 481157 | 0 | 0 | 0 | 66438.1681 | 1320364.2116 | 0 | 0 | 0 | 0 | 0 | 0 | 0 | 0 | 0 | 0 | 0 | 0 | 0 | 0 | -23098.9024 | 174791.506 | 0 | 0 | 0 | 0 | 0 | 0 | 0 | 0 | 0 | 0 | 0 | 0 | 0 | 0
2016-01-26 17:00 | 0 | 0 | 0 | 0 | 0 | 0 | 623162.7447 | 474019 | 0 | 0 | 0 | 40790.4068 | 1495155.7176 | 0 | 0 | 0 | 0 | 0 | 0 | 0 | 0 | 0 | 0 | 0 | 0 | 0 | 0 | -25647.7613 | 174791.506 | 0 | 0 | 0 | 0 | 0 | 0 | 0 | 0 | 0 | 0 | 0 | 0 | 0 | 0
2016-01-26 18:00 | 0 | 0 | 0 | 0 | 0 | 0 | 602080.0992 | 468079 | 0 | 0 | 0 | 0 | 1669947.2236 | 0 | 0 | 0 | 0 | 0 | 0 | 0 | 0 | 0 | 0 | 0 | 0 | 0 | 0 | -40790.4068 | 174791.506 | 0 | 0 | 0 | 0 | 0 | 0 | 0 | 0 | 0 | 0 | 0 | 0 | 0 | 0
2016-01-26 19:00 | 0 | 0 | 0 | 0 | 0 | 0 | 591386.9198 | 463872 | 0 | 0 | 0 | 71488.5639 | 1725973.5795 | 0 | 0 | 0 | 0 | 0 | 0 | 0 | 0 | 0 | 0 | 0 | 0 | 0 | 0 | 71488.5639 | 56026.3559 | 0 | 0 | 0 | 0 | 0 | 0 | 0 | 0 | 0 | 0 | 0 | 0 | 0 | 0
2016-01-26 20:00 | 0 | 0 | 0 | 0 | 0 | 0 | 607801.9455 | 461239 | 0 | 0 | 0 | 142977.1278 | 1801047.9612 | 0 | 0 | 0 | 0 | 0 | 0 | 0 | 0 | 0 | 0 | 0 | 0 | 0 | 0 | 71488.5639 | 75074.3816 | 0 | 0 | 0 | 0 | 0 | 0 | 0 | 0 | 0 | 0 | 0 | 0 | 0 | 0
2016-01-26 21:00 | 0 | 0 | 0 | 0 | 0 | 0 | 632629.9282 | 463887 | 0 | 0 | 0 | 186889.3904 | 1925878.6267 | 0 | 0 | 0 | 0 | 0 | 0 | 0 | 0 | 0 | 0 | 0 | 0 | 0 | 0 | 43912.2626 | 124830.6655 | 0 | 0 | 0 | 0 | 0 | 0 | 0 | 0 | 0 | 0 | 0 | 0 | 0 | 0
2016-01-26 22:00 | 0 | 0 | 0 | 0 | 0 | 0 | 608027.2434 | 477148 | 0 | 0 | 0 | 142977.1278 | 2100670.1327 | 0 | 0 | 0 | 0 | 0 | 0 | 0 | 0 | 0 | 0 | 0 | 0 | 0 | 0 | -43912.2626 | 174791.506 | 0 | 0 | 0 | 0 | 0 | 0 | 0 | 0 | 0 | 0 | 0 | 0 | 0 | 0
2016-01-26 23:00 | 0 | 0 | 0 | 0 | 0 | 104466.4618 | 317041.9743 | 492997 | 0 | 0 | 0 | 71488.5639 | 2100670.1327 | 0 | 0 | 0 | 0 | 0 | 0 | 0 | 0 | 0 | 0 | 0 | 0 | 0 | 0 | -71488.5639 | 0 | 0 | 0 | 0 | 0 | 0 | 0 | 0 | 0 | 0 | 0 | 0 | 0 | 0 | 0
2016-01-27 | 0 | 0 | 0 | 0 | 0 | 139773.9687 | 16284.701 | 500249 | 0 | 0 | 0 | 0 | 1827968.3663 | 0 | 0 | 0 | 0 | 0 | 0 | 0 | 0 | 0 | 0 | 0 | 0 | 0 | 0 | -71488.5639 | 0 | 272701.7664 | 0 | 0 | 0 | 0 | 0 | 0 | 0 | 0 | 0 | 0 | 0 | 0 | 0
2016-01-27 01:00 | 0 | 0 | 0 | 0 | 0 | 310461.1004 | 0 | 499113 | 0 | 0 | 0 | 71488.5639 | 1567827.9028 | 0 | 0 | 0 | 0 | 0 | 0 | 0 | 0 | 0 | 0 | 0 | 0 | 0 | 0 | 71488.5639 | 12561.3029 | 272701.7664 | 0 | 0 | 0 | 0 | 0 | 0 | 0 | 0 | 0 | 0 | 0 | 0 | 0
2016-01-27 02:00 | 0 | 0 | 0 | 0 | 0 | 350600.3271 | 0 | 488910 | 0 | 0 | 0 | 0 | 1501006.7938 | 0 | 0 | 0 | 0 | 0 | 0 | 0 | 0 | 0 | 0 | 0 | 0 | 0 | 0 | -71488.5639 | 0 | 66821.109 | 0 | 0 | 0 | 0 | 0 | 0 | 0 | 0 | 0 | 0 | 0 | 0 | 0
2016-01-27 03:00 | 0 | 0 | 0 | 0 | 0 | 387356.6241 | 0 | 469326 | 0 | 0 | 0 | 0 | 1419037.4178 | 0 | 0 | 0 | 0 | 0 | 0 | 0 | 0 | 0 | 0 | 0 | 0 | 0 | 0 | 0 | 0 | 81969.3759 | 0 | 0 | 0 | 0 | 0 | 0 | 0 | 0 | 0 | 0 | 0 | 0 | 0
2016-01-27 04:00 | 0 | 0 | 0 | 0 | 0 | 172832.2336 | 0 | 445534 | 0 | 0 | 0 | 0 | 1146335.6514 | 0 | 0 | 0 | 0 | 0 | 0 | 0 | 0 | 0 | 0 | 0 | 0 | 0 | 0 | 0 | 0 | 272701.7664 | 0 | 0 | 0 | 0 | 0 | 0 | 0 | 0 | 0 | 0 | 0 | 0 | 0
2016-01-27 05:00 | 0 | 0 | 0 | 0 | 0 | 425309 | 0 | 425309 | 0 | 0 | 0 | 0 | 1146335.6514 | 0 | 0 | 0 | 0 | 0 | 0 | 0 | 0 | 0 | 0 | 0 | 0 | 0 | 0 | 0 | 0 | 0 | 0 | 0 | 0 | 0 | 0 | 0 | 0 | 0 | 0 | 0 | 0 | 0 | 0
2016-01-27 06:00 | 0 | 0 | 0 | 0 | 0 | 210505.7975 | 0 | 411719 | 0 | 0 | 0 | 71488.5639 | 873633.885 | 0 | 0 | 0 | 0 | 0 | 0 | 0 | 0 | 0 | 0 | 0 | 0 | 0 | 0 | 71488.5639 | 0 | 272701.7664 | 0 | 0 | 0 | 0 | 0 | 0 | 0 | 0 | 0 | 0 | 0 | 0 | 0
2016-01-27 07:00 | 0 | 0 | 0 | 0 | 0 | 331709.4361 | 0 | 403198 | 0 | 0 | 0 | 0 | 873633.885 | 0 | 0 | 0 | 0 | 0 | 0 | 0 | 0 | 0 | 0 | 0 | 0 | 0 | 0 | -71488.5639 | 0 | 0 | 0 | 0 | 0 | 0 | 0 | 0 | 0 | 0 | 0 | 0 | 0 | 0 | 0
2016-01-27 08:00 | 0 | 0 | 0 | 0 | 0 | 470892.5639 | 0 | 399404 | 0 | 0 | 0 | 71488.5639 | 873633.885 | 0 | 0 | 0 | 0 | 0 | 0 | 0 | 0 | 0 | 0 | 0 | 0 | 0 | 0 | 71488.5639 | 0 | 0 | 0 | 0 | 0 | 0 | 0 | 0 | 0 | 0 | 0 | 0 | 0 | 0 | 0
2016-01-27 09:00 | 0 | 0 | 0 | 0 | 0 | 474869.5639 | 0 | 403381 | 0 | 0 | 0 | 142977.1278 | 873633.885 | 0 | 0 | 0 | 0 | 0 | 0 | 0 | 0 | 0 | 0 | 0 | 0 | 0 | 0 | 71488.5639 | 0 | 0 | 0 | 0 | 0 | 0 | 0 | 0 | 0 | 0 | 0 | 0 | 0 | 0 | 0
2016-01-27 10:00 | 0 | 0 | 0 | 0 | 0 | 347177.4361 | 0 | 418666 | 0 | 0 | 0 | 71488.5639 | 873633.885 | 0 | 0 | 0 | 0 | 0 | 0 | 0 | 0 | 0 | 0 | 0 | 0 | 0 | 0 | -71488.5639 | 0 | 0 | 0 | 0 | 0 | 0 | 0 | 0 | 0 | 0 | 0 | 0 | 0 | 0 | 0
2016-01-27 11:00 | 0 | 0 | 0 | 0 | 0 | 521446.5639 | 0 | 449958 | 0 | 0 | 0 | 142977.1278 | 873633.885 | 0 | 0 | 0 | 0 | 0 | 0 | 0 | 0 | 0 | 0 | 0 | 0 | 0 | 0 | 71488.5639 | 0 | 0 | 0 | 0 | 0 | 0 | 0 | 0 | 0 | 0 | 0 | 0 | 0 | 0 | 0
2016-01-27 12:00 | 0 | 0 | 0 | 0 | 0 | 410764.4361 | 0 | 482253 | 0 | 0 | 0 | 71488.5639 | 873633.885 | 0 | 0 | 0 | 0 | 0 | 0 | 0 | 0 | 0 | 0 | 0 | 0 | 0 | 0 | -71488.5639 | 0 | 0 | 0 | 0 | 0 | 0 | 0 | 0 | 0 | 0 | 0 | 0 | 0 | 0 | 0
2016-01-27 13:00 | 0 | 0 | 0 | 0 | 0 | 565912.0061 | 30.5578 | 494454 | 0 | 0 | 0 | 142977.1278 | 873633.885 | 0 | 0 | 0 | 0 | 0 | 0 | 0 | 0 | 0 | 0 | 0 | 0 | 0 | 0 | 71488.5639 | 0 | 0 | 0 | 0 | 0 | 0 | 0 | 0 | 0 | 0 | 0 | 0 | 0 | 0 | 0
2016-01-27 14:00 | 0 | 0 | 0 | 0 | 0 | 330542.5426 | 94440.8935 | 496472 | 0 | 0 | 0 | 71488.5639 | 873633.885 | 0 | 0 | 0 | 0 | 0 | 0 | 0 | 0 | 0 | 0 | 0 | 0 | 0 | 0 | -71488.5639 | 0 | 0 | 0 | 0 | 0 | 0 | 0 | 0 | 0 | 0 | 0 | 0 | 0 | 0 | 0
2016-01-27 15:00 | 0 | 0 | 0 | 0 | 0 | 0 | 554055.5515 | 495410 | 0 | 0 | 0 | 0 | 1003768.0004 | 0 | 0 | 0 | 0 | 0 | 0 | 0 | 0 | 0 | 0 | 0 | 0 | 0 | 0 | -71488.5639 | 174791.506 | 44657.3906 | 0 | 0 | 0 | 0 | 0 | 0 | 0 | 0 | 0 | 0 | 0 | 0 | 0
2016-01-27 16:00 | 0 | 0 | 0 | 0 | 0 | 0 | 655260.428 | 488754 | 0 | 0 | 0 | 0 | 1170274.4284 | 0 | 0 | 0 | 0 | 0 | 0 | 0 | 0 | 0 | 0 | 0 | 0 | 0 | 0 | 0 | 166506.428 | 0 | 0 | 0 | 0 | 0 | 0 | 0 | 0 | 0 | 0 | 0 | 0 | 0 | 0
2016-01-27 17:00 | 0 | 0 | 0 | 0 | 0 | 0 | 636732.703 | 479322 | 0 | 0 | 0 | 0 | 1327685.1314 | 0 | 0 | 0 | 0 | 0 | 0 | 0 | 0 | 0 | 0 | 0 | 0 | 0 | 0 | 0 | 157410.703 | 0 | 0 | 0 | 0 | 0 | 0 | 0 | 0 | 0 | 0 | 0 | 0 | 0 | 0
2016-01-27 18:00 | 0 | 0 | 0 | 0 | 0 | 0 | 609106.0053 | 469952 | 0 | 0 | 0 | 41604.969 | 1425234.1678 | 0 | 0 | 0 | 0 | 0 | 0 | 0 | 0 | 0 | 0 | 0 | 0 | 0 | 0 | 41604.969 | 97549.0363 | 0 | 0 | 0 | 0 | 0 | 0 | 0 | 0 | 0 | 0 | 0 | 0 | 0 | 0
2016-01-27 19:00 | 0 | 0 | 0 | 0 | 0 | 0 | 595893.537 | 462707 | 0 | 0 | 0 | 0 | 1600025.6738 | 0 | 0 | 0 | 0 | 0 | 0 | 0 | 0 | 0 | 0 | 0 | 0 | 0 | 0 | -41604.969 | 174791.506 | 0 | 0 | 0 | 0 | 0 | 0 | 0 | 0 | 0 | 0 | 0 | 0 | 0 | 0
2016-01-27 20:00 | 0 | 0 | 0 | 0 | 0 | 0 | 607668.4235 | 458018 | 0 | 0 | 0 | 71488.5639 | 1678187.5334 | 0 | 0 | 0 | 0 | 0 | 0 | 0 | 0 | 0 | 0 | 0 | 0 | 0 | 0 | 71488.5639 | 78161.8596 | 0 | 0 | 0 | 0 | 0 | 0 | 0 | 0 | 0 | 0 | 0 | 0 | 0 | 0
2016-01-27 21:00 | 0 | 0 | 0 | 0 | 0 | 0 | 625668.2375 | 458984 | 0 | 0 | 0 | 142977.1278 | 1773383.2069 | 0 | 0 | 0 | 0 | 0 | 0 | 0 | 0 | 0 | 0 | 0 | 0 | 0 | 0 | 71488.5639 | 95195.6736 | 0 | 0 | 0 | 0 | 0 | 0 | 0 | 0 | 0 | 0 | 0 | 0 | 0 | 0
2016-01-27 22:00 | 0 | 0 | 0 | 0 | 0 | 0 | 572768.9878 | 471783 | 0 | 0 | 0 | 142977.1278 | 1874369.1947 | 0 | 0 | 0 | 0 | 0 | 0 | 0 | 0 | 0 | 0 | 0 | 0 | 0 | 0 | 0 | 100985.9878 | 0 | 0 | 0 | 0 | 0 | 0 | 0 | 0 | 0 | 0 | 0 | 0 | 0 | 0
2016-01-27 23:00 | 0 | 0 | 0 | 0 | 0 | 181727.6615 | 238504.7746 | 491721 | 0 | 0 | 0 | 71488.5639 | 1874369.1947 | 0 | 0 | 0 | 0 | 0 | 0 | 0 | 0 | 0 | 0 | 0 | 0 | 0 | 0 | -71488.5639 | 0 | 0 | 0 | 0 | 0 | 0 | 0 | 0 | 0 | 0 | 0 | 0 | 0 | 0 | 0
2016-01-28 | 0 | 0 | 0 | 0 | 0 | 421459.8526 | 10846.5835 | 503795 | 0 | 0 | 0 | 0 | 1874369.1947 | 0 | 0 | 0 | 0 | 0 | 0 | 0 | 0 | 0 | 0 | 0 | 0 | 0 | 0 | -71488.5639 | 0 | 0 | 0 | 0 | 0 | 0 | 0 | 0 | 0 | 0 | 0 | 0 | 0 | 0 | 0
2016-01-28 01:00 | 0 | 0 | 0 | 0 | 0 | 304404.7975 | 0 | 505618 | 0 | 0 | 0 | 71488.5639 | 1601667.4283 | 0 | 0 | 0 | 0 | 0 | 0 | 0 | 0 | 0 | 0 | 0 | 0 | 0 | 0 | 71488.5639 | 0 | 272701.7664 | 0 | 0 | 0 | 0 | 0 | 0 | 0 | 0 | 0 | 0 | 0 | 0 | 0
2016-01-28 02:00 | 0 | 0 | 0 | 0 | 0 | 427044.4361 | 0 | 498533 | 0 | 0 | 0 | 0 | 1601667.4283 | 0 | 0 | 0 | 0 | 0 | 0 | 0 | 0 | 0 | 0 | 0 | 0 | 0 | 0 | -71488.5639 | 0 | 0 | 0 | 0 | 0 | 0 | 0 | 0 | 0 | 0 | 0 | 0 | 0 | 0 | 0
2016-01-28 03:00 | 0 | 0 | 0 | 0 | 0 | 552286.5639 | 0 | 480798 | 0 | 0 | 0 | 71488.5639 | 1601667.4283 | 0 | 0 | 0 | 0 | 0 | 0 | 0 | 0 | 0 | 0 | 0 | 0 | 0 | 0 | 71488.5639 | 0 | 0 | 0 | 0 | 0 | 0 | 0 | 0 | 0 | 0 | 0 | 0 | 0 | 0 | 0
2016-01-28 04:00 | 0 | 0 | 0 | 0 | 0 | 386839.4361 | 0 | 458328 | 0 | 0 | 0 | 0 | 1601667.4283 | 0 | 0 | 0 | 0 | 0 | 0 | 0 | 0 | 0 | 0 | 0 | 0 | 0 | 0 | -71488.5639 | 0 | 0 | 0 | 0 | 0 | 0 | 0 | 0 | 0 | 0 | 0 | 0 | 0 | 0 | 0
2016-01-28 05:00 | 0 | 0 | 0 | 0 | 0 | 166686.2336 | 0 | 439388 | 0 | 0 | 0 | 0 | 1328965.6619 | 0 | 0 | 0 | 0 | 0 | 0 | 0 | 0 | 0 | 0 | 0 | 0 | 0 | 0 | 0 | 0 | 272701.7664 | 0 | 0 | 0 | 0 | 0 | 0 | 0 | 0 | 0 | 0 | 0 | 0 | 0
2016-01-28 06:00 | 0 | 0 | 0 | 0 | 0 | 427549 | 0 | 427549 | 0 | 0 | 0 | 0 | 1328965.6619 | 0 | 0 | 0 | 0 | 0 | 0 | 0 | 0 | 0 | 0 | 0 | 0 | 0 | 0 | 0 | 0 | 0 | 0 | 0 | 0 | 0 | 0 | 0 | 0 | 0 | 0 | 0 | 0 | 0 | 0
2016-01-28 07:00 | 0 | 0 | 0 | 0 | 0 | 491636.5639 | 0 | 420148 | 0 | 0 | 0 | 71488.5639 | 1328965.6619 | 0 | 0 | 0 | 0 | 0 | 0 | 0 | 0 | 0 | 0 | 0 | 0 | 0 | 0 | 71488.5639 | 0 | 0 | 0 | 0 | 0 | 0 | 0 | 0 | 0 | 0 | 0 | 0 | 0 | 0 | 0
2016-01-28 08:00 | 0 | 0 | 0 | 0 | 0 | 345573.4361 | 0 | 417062 | 0 | 0 | 0 | 0 | 1328965.6619 | 0 | 0 | 0 | 0 | 0 | 0 | 0 | 0 | 0 | 0 | 0 | 0 | 0 | 0 | -71488.5639 | 0 | 0 | 0 | 0 | 0 | 0 | 0 | 0 | 0 | 0 | 0 | 0 | 0 | 0 | 0
2016-01-28 09:00 | 0 | 0 | 0 | 0 | 0 | 492215.5639 | 0 | 420727 | 0 | 0 | 0 | 71488.5639 | 1328965.6619 | 0 | 0 | 0 | 0 | 0 | 0 | 0 | 0 | 0 | 0 | 0 | 0 | 0 | 0 | 71488.5639 | 0 | 0 | 0 | 0 | 0 | 0 | 0 | 0 | 0 | 0 | 0 | 0 | 0 | 0 | 0
2016-01-28 10:00 | 0 | 0 | 0 | 0 | 0 | 508614.5639 | 0 | 437126 | 0 | 0 | 0 | 142977.1278 | 1328965.6619 | 0 | 0 | 0 | 0 | 0 | 0 | 0 | 0 | 0 | 0 | 0 | 0 | 0 | 0 | 71488.5639 | 0 | 0 | 0 | 0 | 0 | 0 | 0 | 0 | 0 | 0 | 0 | 0 | 0 | 0 | 0
2016-01-28 11:00 | 0 | 0 | 0 | 0 | 0 | 399938.4361 | 0 | 471427 | 0 | 0 | 0 | 71488.5639 | 1328965.6619 | 0 | 0 | 0 | 0 | 0 | 0 | 0 | 0 | 0 | 0 | 0 | 0 | 0 | 0 | -71488.5639 | 0 | 0 | 0 | 0 | 0 | 0 | 0 | 0 | 0 | 0 | 0 | 0 | 0 | 0 | 0
2016-01-28 12:00 | 0 | 0 | 0 | 0 | 0 | 431915.4361 | 0 | 503404 | 0 | 0 | 0 | 0 | 1328965.6619 | 0 | 0 | 0 | 0 | 0 | 0 | 0 | 0 | 0 | 0 | 0 | 0 | 0 | 0 | -71488.5639 | 0 | 0 | 0 | 0 | 0 | 0 | 0 | 0 | 0 | 0 | 0 | 0 | 0 | 0 | 0
2016-01-28 13:00 | 0 | 0 | 0 | 0 | 0 | 583491.4434 | 37.1205 | 512040 | 0 | 0 | 0 | 71488.5639 | 1328965.6619 | 0 | 0 | 0 | 0 | 0 | 0 | 0 | 0 | 0 | 0 | 0 | 0 | 0 | 0 | 71488.5639 | 0 | 0 | 0 | 0 | 0 | 0 | 0 | 0 | 0 | 0 | 0 | 0 | 0 | 0 | 0
2016-01-28 14:00 | 0 | 0 | 0 | 0 | 0 | 341833.5092 | 94299.9269 | 507622 | 0 | 0 | 0 | 0 | 1328965.6619 | 0 | 0 | 0 | 0 | 0 | 0 | 0 | 0 | 0 | 0 | 0 | 0 | 0 | 0 | -71488.5639 | 0 | 0 | 0 | 0 | 0 | 0 | 0 | 0 | 0 | 0 | 0 | 0 | 0 | 0 | 0
2016-01-28 15:00 | 0 | 0 | 0 | 0 | 0 | 0 | 560531.1933 | 498829 | 0 | 0 | 0 | 0 | 1390667.8552 | 0 | 0 | 0 | 0 | 0 | 0 | 0 | 0 | 0 | 0 | 0 | 0 | 0 | 0 | 0 | 61702.1933 | 0 | 0 | 0 | 0 | 0 | 0 | 0 | 0 | 0 | 0 | 0 | 0 | 0 | 0
2016-01-28 16:00 | 0 | 0 | 0 | 0 | 0 | 0 | 692031.9575 | 486539 | 0 | 0 | 0 | 30701.4515 | 1565459.3612 | 0 | 0 | 0 | 0 | 0 | 0 | 0 | 0 | 0 | 0 | 0 | 0 | 0 | 0 | 30701.4515 | 174791.506 | 0 | 0 | 0 | 0 | 0 | 0 | 0 | 0 | 0 | 0 | 0 | 0 | 0 | 0
2016-01-28 17:00 | 0 | 0 | 0 | 0 | 0 | 0 | 675748.5742 | 473213 | 0 | 0 | 0 | 66774.268 | 1731922.119 | 0 | 0 | 0 | 0 | 0 | 0 | 0 | 0 | 0 | 0 | 0 | 0 | 0 | 0 | 36072.8165 | 166462.7578 | 0 | 0 | 0 | 0 | 0 | 0 | 0 | 0 | 0 | 0 | 0 | 0 | 0 | 0
2016-01-28 18:00 | 0 | 0 | 0 | 0 | 0 | 0 | 634852.3975 | 463101 | 0 | 0 | 0 | 63734.1595 | 1906713.625 | 0 | 0 | 0 | 0 | 0 | 0 | 0 | 0 | 0 | 0 | 0 | 0 | 0 | 0 | -3040.1085 | 174791.506 | 0 | 0 | 0 | 0 | 0 | 0 | 0 | 0 | 0 | 0 | 0 | 0 | 0 | 0
2016-01-28 19:00 | 0 | 0 | 0 | 0 | 0 | 0 | 618050.8109 | 455087 | 0 | 0 | 0 | 51906.4644 | 2081505.1311 | 0 | 0 | 0 | 0 | 0 | 0 | 0 | 0 | 0 | 0 | 0 | 0 | 0 | 0 | -11827.6951 | 174791.506 | 0 | 0 | 0 | 0 | 0 | 0 | 0 | 0 | 0 | 0 | 0 | 0 | 0 | 0
2016-01-28 20:00 | 0 | 0 | 0 | 0 | 0 | 0 | 633674.5474 | 450296 | 0 | 0 | 0 | 60493.5058 | 2256296.6371 | 0 | 0 | 0 | 0 | 0 | 0 | 0 | 0 | 0 | 0 | 0 | 0 | 0 | 0 | 8587.0414 | 174791.506 | 0 | 0 | 0 | 0 | 0 | 0 | 0 | 0 | 0 | 0 | 0 | 0 | 0 | 0
2016-01-28 21:00 | 0 | 0 | 0 | 0 | 0 | 0 | 668963.9135 | 452306 | 0 | 0 | 0 | 131982.0697 | 2401465.9867 | 0 | 0 | 0 | 0 | 0 | 0 | 0 | 0 | 0 | 0 | 0 | 0 | 0 | 0 | 71488.5639 | 145169.3496 | 0 | 0 | 0 | 0 | 0 | 0 | 0 | 0 | 0 | 0 | 0 | 0 | 0 | 0
2016-01-28 22:00 | 0 | 0 | 0 | 0 | 0 | 0 | 632753.5466 | 463893 | 0 | 0 | 0 | 203470.6336 | 2498837.9695 | 0 | 0 | 0 | 0 | 0 | 0 | 0 | 0 | 0 | 0 | 0 | 0 | 0 | 0 | 71488.5639 | 97371.9827 | 0 | 0 | 0 | 0 | 0 | 0 | 0 | 0 | 0 | 0 | 0 | 0 | 0 | 0
2016-01-28 23:00 | 0 | 0 | 0 | 0 | 0 | 205658.3802 | 274075.6198 | 479734 | 0 | 0 | 0 | 203470.6336 | 2498837.9695 | 0 | 0 | 0 | 0 | 0 | 0 | 0 | 0 | 0 | 0 | 0 | 0 | 0 | 0 | 0 | 0 | 0 | 0 | 0 | 0 | 0 | 0 | 0 | 0 | 0 | 0 | 0 | 0 | 0 | 0
2016-01-29 | 0 | 0 | 0 | 0 | 0 | 405659.3979 | 14388.3639 | 489988 | 0 | 0 | 0 | 133530.3954 | 2498837.9695 | 0 | 0 | 0 | 0 | 0 | 0 | 0 | 0 | 0 | 0 | 0 | 0 | 0 | 0 | -69940.2381 | 0 | 0 | 0 | 0 | 0 | 0 | 0 | 0 | 0 | 0 | 0 | 0 | 0 | 0 | 0
2016-01-29 01:00 | 0 | 0 | 0 | 0 | 0 | 438793.0734 | 0 | 491465 | 0 | 0 | 0 | 80858.4688 | 2498837.9695 | 0 | 0 | 0 | 0 | 0 | 0 | 0 | 0 | 0 | 0 | 0 | 0 | 0 | 0 | -52671.9266 | 0 | 0 | 0 | 0 | 0 | 0 | 0 | 0 | 0 | 0 | 0 | 0 | 0 | 0 | 0
2016-01-29 02:00 | 0 | 0 | 0 | 0 | 0 | 484185.0645 | 0 | 483885 | 0 | 0 | 0 | 9369.905 | 2570626.5979 | 0 | 0 | 0 | 0 | 0 | 0 | 0 | 0 | 0 | 0 | 0 | 0 | 0 | 0 | -71488.5639 | 174791.506 | 103002.8777 | 0 | 0 | 0 | 0 | 0 | 0 | 0 | 0 | 0 | 0 | 0 | 0 | 0
2016-01-29 03:00 | 0 | 0 | 0 | 0 | 0 | 456769.095 | 0 | 466139 | 0 | 0 | 0 | 0 | 2570626.5979 | 0 | 0 | 0 | 0 | 0 | 0 | 0 | 0 | 0 | 0 | 0 | 0 | 0 | 0 | -9369.905 | 0 | 0 | 0 | 0 | 0 | 0 | 0 | 0 | 0 | 0 | 0 | 0 | 0 | 0 | 0
2016-01-29 04:00 | 0 | 0 | 0 | 0 | 0 | 442987 | 0 | 442987 | 0 | 0 | 0 | 0 | 2570626.5979 | 0 | 0 | 0 | 0 | 0 | 0 | 0 | 0 | 0 | 0 | 0 | 0 | 0 | 0 | 0 | 0 | 0 | 0 | 0 | 0 | 0 | 0 | 0 | 0 | 0 | 0 | 0 | 0 | 0 | 0
2016-01-29 05:00 | 0 | 0 | 0 | 0 | 0 | 151960.2336 | 0 | 424662 | 0 | 0 | 0 | 0 | 2297924.8314 | 0 | 0 | 0 | 0 | 0 | 0 | 0 | 0 | 0 | 0 | 0 | 0 | 0 | 0 | 0 | 0 | 272701.7664 | 0 | 0 | 0 | 0 | 0 | 0 | 0 | 0 | 0 | 0 | 0 | 0 | 0
2016-01-29 06:00 | 0 | 0 | 0 | 0 | 0 | 484761.5639 | 0 | 413273 | 0 | 0 | 0 | 71488.5639 | 2297924.8314 | 0 | 0 | 0 | 0 | 0 | 0 | 0 | 0 | 0 | 0 | 0 | 0 | 0 | 0 | 71488.5639 | 0 | 0 | 0 | 0 | 0 | 0 | 0 | 0 | 0 | 0 | 0 | 0 | 0 | 0 | 0
2016-01-29 07:00 | 0 | 0 | 0 | 0 | 0 | 334587.4361 | 0 | 406076 | 0 | 0 | 0 | 0 | 2297924.8314 | 0 | 0 | 0 | 0 | 0 | 0 | 0 | 0 | 0 | 0 | 0 | 0 | 0 | 0 | -71488.5639 | 0 | 0 | 0 | 0 | 0 | 0 | 0 | 0 | 0 | 0 | 0 | 0 | 0 | 0 | 0
2016-01-29 08:00 | 0 | 0 | 0 | 0 | 0 | 475318.5639 | 0 | 403830 | 0 | 0 | 0 | 71488.5639 | 2297924.8314 | 0 | 0 | 0 | 0 | 0 | 0 | 0 | 0 | 0 | 0 | 0 | 0 | 0 | 0 | 71488.5639 | 0 | 0 | 0 | 0 | 0 | 0 | 0 | 0 | 0 | 0 | 0 | 0 | 0 | 0 | 0
2016-01-29 09:00 | 0 | 0 | 0 | 0 | 0 | 337228.4361 | 0 | 408717 | 0 | 0 | 0 | 0 | 2297924.8314 | 0 | 0 | 0 | 0 | 0 | 0 | 0 | 0 | 0 | 0 | 0 | 0 | 0 | 0 | -71488.5639 | 0 | 0 | 0 | 0 | 0 | 0 | 0 | 0 | 0 | 0 | 0 | 0 | 0 | 0 | 0
2016-01-29 10:00 | 0 | 0 | 0 | 0 | 0 | 495213.5639 | 0 | 423725 | 0 | 0 | 0 | 71488.5639 | 2297924.8314 | 0 | 0 | 0 | 0 | 0 | 0 | 0 | 0 | 0 | 0 | 0 | 0 | 0 | 0 | 71488.5639 | 0 | 0 | 0 | 0 | 0 | 0 | 0 | 0 | 0 | 0 | 0 | 0 | 0 | 0 | 0
2016-01-29 11:00 | 0 | 0 | 0 | 0 | 0 | 386615.4361 | 0 | 458104 | 0 | 0 | 0 | 0 | 2297924.8314 | 0 | 0 | 0 | 0 | 0 | 0 | 0 | 0 | 0 | 0 | 0 | 0 | 0 | 0 | -71488.5639 | 0 | 0 | 0 | 0 | 0 | 0 | 0 | 0 | 0 | 0 | 0 | 0 | 0 | 0 | 0
2016-01-29 12:00 | 0 | 0 | 0 | 0 | 0 | 489880 | 0 | 489880 | 0 | 0 | 0 | 0 | 2297924.8314 | 0 | 0 | 0 | 0 | 0 | 0 | 0 | 0 | 0 | 0 | 0 | 0 | 0 | 0 | 0 | 0 | 0 | 0 | 0 | 0 | 0 | 0 | 0 | 0 | 0 | 0 | 0 | 0 | 0 | 0
2016-01-29 13:00 | 0 | 0 | 0 | 0 | 0 | 400388.3377 | 40.4019 | 498339 | 0 | 0 | 0 | 0 | 2200014.5711 | 0 | 0 | 0 | 0 | 0 | 0 | 0 | 0 | 0 | 0 | 0 | 0 | 0 | 0 | 0 | 174791.506 | 272701.7664 | 0 | 0 | 0 | 0 | 0 | 0 | 0 | 0 | 0 | 0 | 0 | 0 | 0
2016-01-29 14:00 | 0 | 0 | 0 | 0 | 0 | 378517.4361 | 113766.5639 | 492284 | 0 | 0 | 0 | 0 | 2200014.5711 | 0 | 0 | 0 | 0 | 0 | 0 | 0 | 0 | 0 | 0 | 0 | 0 | 0 | 0 | 0 | 0 | 0 | 0 | 0 | 0 | 0 | 0 | 0 | 0 | 0 | 0 | 0 | 0 | 0 | 0
2016-01-29 15:00 | 0 | 0 | 0 | 0 | 0 | 0 | 493291.0262 | 483987 | 0 | 0 | 0 | 9304.0262 | 2200014.5711 | 0 | 0 | 0 | 0 | 0 | 0 | 0 | 0 | 0 | 0 | 0 | 0 | 0 | 0 | 9304.0262 | 0 | 0 | 0 | 0 | 0 | 0 | 0 | 0 | 0 | 0 | 0 | 0 | 0 | 0 | 0
2016-01-29 16:00 | 0 | 0 | 0 | 0 | 0 | 0 | 586379.6002 | 472607 | 0 | 0 | 0 | 53062.1967 | 2270029.0008 | 0 | 0 | 0 | 0 | 0 | 0 | 0 | 0 | 0 | 0 | 0 | 0 | 0 | 0 | 43758.1705 | 70014.4297 | 0 | 0 | 0 | 0 | 0 | 0 | 0 | 0 | 0 | 0 | 0 | 0 | 0 | 0
2016-01-29 17:00 | 0 | 0 | 0 | 0 | 0 | 0 | 583222.3093 | 461493 | 0 | 0 | 0 | 0 | 2444820.5068 | 0 | 0 | 0 | 0 | 0 | 0 | 0 | 0 | 0 | 0 | 0 | 0 | 0 | 0 | -53062.1967 | 174791.506 | 0 | 0 | 0 | 0 | 0 | 0 | 0 | 0 | 0 | 0 | 0 | 0 | 0 | 0
2016-01-29 18:00 | 0 | 0 | 0 | 0 | 0 | 0 | 565096.6209 | 453063 | 0 | 0 | 0 | 71488.5639 | 2485365.5638 | 0 | 0 | 0 | 0 | 0 | 0 | 0 | 0 | 0 | 0 | 0 | 0 | 0 | 0 | 71488.5639 | 40545.057 | 0 | 0 | 0 | 0 | 0 | 0 | 0 | 0 | 0 | 0 | 0 | 0 | 0 | 0
2016-01-29 19:00 | 0 | 0 | 0 | 0 | 0 | 0 | 558116.8263 | 446413 | 0 | 0 | 0 | 142977.1278 | 2525580.8262 | 0 | 0 | 0 | 0 | 0 | 0 | 0 | 0 | 0 | 0 | 0 | 0 | 0 | 0 | 71488.5639 | 40215.2624 | 0 | 0 | 0 | 0 | 0 | 0 | 0 | 0 | 0 | 0 | 0 | 0 | 0 | 0
2016-01-29 20:00 | 0 | 0 | 0 | 0 | 0 | 0 | 566886.1975 | 441068 | 0 | 0 | 0 | 127070.841 | 2667305.3104 | 0 | 0 | 0 | 0 | 0 | 0 | 0 | 0 | 0 | 0 | 0 | 0 | 0 | 0 | -15906.2868 | 141724.4843 | 0 | 0 | 0 | 0 | 0 | 0 | 0 | 0 | 0 | 0 | 0 | 0 | 0 | 0
2016-01-29 21:00 | 0 | 0 | 0 | 0 | 0 | 0 | 578170.2882 | 441048 | 0 | 0 | 0 | 89401.6232 | 2842096.8165 | 0 | 0 | 0 | 0 | 0 | 0 | 0 | 0 | 0 | 0 | 0 | 0 | 0 | 0 | -37669.2178 | 174791.506 | 0 | 0 | 0 | 0 | 0 | 0 | 0 | 0 | 0 | 0 | 0 | 0 | 0 | 0
2016-01-29 22:00 | 0 | 0 | 0 | 0 | 0 | 0 | 504308.5046 | 450733 | 0 | 0 | 0 | 142977.1278 | 2842096.8165 | 0 | 0 | 0 | 0 | 0 | 0 | 0 | 0 | 0 | 0 | 0 | 0 | 0 | 0 | 53575.5046 | 0 | 0 | 0 | 0 | 0 | 0 | 0 | 0 | 0 | 0 | 0 | 0 | 0 | 0 | 0
2016-01-29 23:00 | 0 | 0 | 0 | 0 | 0 | 158583.8028 | 235926.6334 | 465999 | 0 | 0 | 0 | 71488.5639 | 2842096.8165 | 0 | 0 | 0 | 0 | 0 | 0 | 0 | 0 | 0 | 0 | 0 | 0 | 0 | 0 | -71488.5639 | 0 | 0 | 0 | 0 | 0 | 0 | 0 | 0 | 0 | 0 | 0 | 0 | 0 | 0 | 0
2016-01-30 | 0 | 0 | 0 | 0 | 0 | 388320.8722 | 13908.564 | 473718 | 0 | 0 | 0 | 0 | 2842096.8165 | 0 | 0 | 0 | 0 | 0 | 0 | 0 | 0 | 0 | 0 | 0 | 0 | 0 | 0 | -71488.5639 | 0 | 0 | 0 | 0 | 0 | 0 | 0 | 0 | 0 | 0 | 0 | 0 | 0 | 0 | 0
2016-01-30 01:00 | 0 | 0 | 0 | 0 | 0 | 473262 | 0 | 473262 | 0 | 0 | 0 | 0 | 2842096.8165 | 0 | 0 | 0 | 0 | 0 | 0 | 0 | 0 | 0 | 0 | 0 | 0 | 0 | 0 | 0 | 0 | 0 | 0 | 0 | 0 | 0 | 0 | 0 | 0 | 0 | 0 | 0 | 0 | 0 | 0
2016-01-30 02:00 | 0 | 0 | 0 | 0 | 0 | 195375.2336 | 0 | 468077 | 0 | 0 | 0 | 0 | 2569395.0501 | 0 | 0 | 0 | 0 | 0 | 0 | 0 | 0 | 0 | 0 | 0 | 0 | 0 | 0 | 0 | 0 | 272701.7664 | 0 | 0 | 0 | 0 | 0 | 0 | 0 | 0 | 0 | 0 | 0 | 0 | 0
2016-01-30 03:00 | 0 | 0 | 0 | 0 | 0 | 527068.5639 | 0 | 455580 | 0 | 0 | 0 | 71488.5639 | 2569395.0501 | 0 | 0 | 0 | 0 | 0 | 0 | 0 | 0 | 0 | 0 | 0 | 0 | 0 | 0 | 71488.5639 | 0 | 0 | 0 | 0 | 0 | 0 | 0 | 0 | 0 | 0 | 0 | 0 | 0 | 0 | 0
2016-01-30 04:00 | 0 | 0 | 0 | 0 | 0 | 452275.8068 | 0 | 437622 | 0 | 0 | 0 | 86142.3707 | 2569395.0501 | 0 | 0 | 0 | 0 | 0 | 0 | 0 | 0 | 0 | 0 | 0 | 0 | 0 | 0 | 14653.8068 | 0 | 0 | 0 | 0 | 0 | 0 | 0 | 0 | 0 | 0 | 0 | 0 | 0 | 0 | 0
2016-01-30 05:00 | 0 | 0 | 0 | 0 | 0 | 642085.205 | 0 | 421454 | 0 | 0 | 0 | 131982.0697 | 2744186.5561 | 0 | 0 | 0 | 0 | 0 | 0 | 0 | 0 | 0 | 0 | 0 | 0 | 0 | 0 | 45839.6989 | 174791.506 | 0 | 0 | 0 | 0 | 0 | 0 | 0 | 0 | 0 | 0 | 0 | 0 | 0 | 0
2016-01-30 06:00 | 0 | 0 | 0 | 0 | 0 | 481149.5639 | 0 | 409661 | 0 | 0 | 0 | 203470.6336 | 2744186.5561 | 0 | 0 | 0 | 0 | 0 | 0 | 0 | 0 | 0 | 0 | 0 | 0 | 0 | 0 | 71488.5639 | 0 | 0 | 0 | 0 | 0 | 0 | 0 | 0 | 0 | 0 | 0 | 0 | 0 | 0 | 0
2016-01-30 07:00 | 0 | 0 | 0 | 0 | 0 | 401725 | 0 | 401725 | 0 | 0 | 0 | 203470.6336 | 2744186.5561 | 0 | 0 | 0 | 0 | 0 | 0 | 0 | 0 | 0 | 0 | 0 | 0 | 0 | 0 | 0 | 0 | 0 | 0 | 0 | 0 | 0 | 0 | 0 | 0 | 0 | 0 | 0 | 0 | 0 | 0
2016-01-30 08:00 | 0 | 0 | 0 | 0 | 0 | 336952.4942 | 0 | 397446 | 0 | 0 | 0 | 142977.1278 | 2744186.5561 | 0 | 0 | 0 | 0 | 0 | 0 | 0 | 0 | 0 | 0 | 0 | 0 | 0 | 0 | -60493.5058 | 0 | 0 | 0 | 0 | 0 | 0 | 0 | 0 | 0 | 0 | 0 | 0 | 0 | 0 | 0
2016-01-30 09:00 | 0 | 0 | 0 | 0 | 0 | 327722.4361 | 0 | 399211 | 0 | 0 | 0 | 71488.5639 | 2744186.5561 | 0 | 0 | 0 | 0 | 0 | 0 | 0 | 0 | 0 | 0 | 0 | 0 | 0 | 0 | -71488.5639 | 0 | 0 | 0 | 0 | 0 | 0 | 0 | 0 | 0 | 0 | 0 | 0 | 0 | 0 | 0
2016-01-30 10:00 | 0 | 0 | 0 | 0 | 0 | 335002.4361 | 0 | 406491 | 0 | 0 | 0 | 0 | 2744186.5561 | 0 | 0 | 0 | 0 | 0 | 0 | 0 | 0 | 0 | 0 | 0 | 0 | 0 | 0 | -71488.5639 | 0 | 0 | 0 | 0 | 0 | 0 | 0 | 0 | 0 | 0 | 0 | 0 | 0 | 0 | 0
2016-01-30 11:00 | 0 | 0 | 0 | 0 | 0 | 594866.506 | 0 | 420075 | 0 | 0 | 0 | 0 | 2918978.0621 | 0 | 0 | 0 | 0 | 0 | 0 | 0 | 0 | 0 | 0 | 0 | 0 | 0 | 0 | 0 | 174791.506 | 0 | 0 | 0 | 0 | 0 | 0 | 0 | 0 | 0 | 0 | 0 | 0 | 0 | 0
2016-01-30 12:00 | 0 | 0 | 0 | 0 | 0 | 611390.506 | 0 | 436599 | 0 | 0 | 0 | 0 | 3093769.5682 | 0 | 0 | 0 | 0 | 0 | 0 | 0 | 0 | 0 | 0 | 0 | 0 | 0 | 0 | 0 | 174791.506 | 0 | 0 | 0 | 0 | 0 | 0 | 0 | 0 | 0 | 0 | 0 | 0 | 0 | 0
2016-01-30 13:00 | 0 | 0 | 0 | 0 | 0 | 519525.8552 | 44.7087 | 448082 | 0 | 0 | 0 | 71488.5639 | 3093769.5682 | 0 | 0 | 0 | 0 | 0 | 0 | 0 | 0 | 0 | 0 | 0 | 0 | 0 | 0 | 71488.5639 | 0 | 0 | 0 | 0 | 0 | 0 | 0 | 0 | 0 | 0 | 0 | 0 | 0 | 0 | 0
2016-01-30 14:00 | 0 | 0 | 0 | 0 | 0 | 264302.3846 | 112132.0516 | 447923 | 0 | 0 | 0 | 0 | 3093769.5682 | 0 | 0 | 0 | 0 | 0 | 0 | 0 | 0 | 0 | 0 | 0 | 0 | 0 | 0 | -71488.5639 | 0 | 0 | 0 | 0 | 0 | 0 | 0 | 0 | 0 | 0 | 0 | 0 | 0 | 0 | 0
2016-01-30 15:00 | 0 | 0 | 0 | 0 | 0 | 0 | 433438.3806 | 440969 | 0 | 0 | 0 | 0 | 3086238.9488 | 0 | 0 | 0 | 0 | 0 | 0 | 0 | 0 | 0 | 0 | 0 | 0 | 0 | 0 | 0 | 0 | 7530.6194 | 0 | 0 | 0 | 0 | 0 | 0 | 0 | 0 | 0 | 0 | 0 | 0 | 0
2016-01-30 16:00 | 0 | 0 | 0 | 0 | 0 | 0 | 531814.5545 | 431135 | 0 | 0 | 0 | 45846.6719 | 3141071.8313 | 0 | 0 | 0 | 0 | 0 | 0 | 0 | 0 | 0 | 0 | 0 | 0 | 0 | 0 | 45846.6719 | 54832.8825 | 0 | 0 | 0 | 0 | 0 | 0 | 0 | 0 | 0 | 0 | 0 | 0 | 0 | 0
2016-01-30 17:00 | 0 | 0 | 0 | 0 | 0 | 0 | 549319.8341 | 420375 | 0 | 0 | 0 | 0 | 3315863.3373 | 0 | 0 | 0 | 0 | 0 | 0 | 0 | 0 | 0 | 0 | 0 | 0 | 0 | 0 | -45846.6719 | 174791.506 | 0 | 0 | 0 | 0 | 0 | 0 | 0 | 0 | 0 | 0 | 0 | 0 | 0 | 0
2016-01-30 18:00 | 0 | 0 | 0 | 0 | 0 | 0 | 539008.0812 | 410136 | 0 | 0 | 0 | 43653.4217 | 3401081.9968 | 0 | 0 | 0 | 0 | 0 | 0 | 0 | 0 | 0 | 0 | 0 | 0 | 0 | 0 | 43653.4217 | 85218.6595 | 0 | 0 | 0 | 0 | 0 | 0 | 0 | 0 | 0 | 0 | 0 | 0 | 0 | 0
2016-01-30 19:00 | 0 | 0 | 0 | 0 | 0 | 0 | 533483.0843 | 402345 | 0 | 0 | 0 | 0 | 3575873.5028 | 0 | 0 | 0 | 0 | 0 | 0 | 0 | 0 | 0 | 0 | 0 | 0 | 0 | 0 | -43653.4217 | 174791.506 | 0 | 0 | 0 | 0 | 0 | 0 | 0 | 0 | 0 | 0 | 0 | 0 | 0 | 0
2016-01-30 20:00 | 0 | 0 | 0 | 0 | 0 | 0 | 541384.6489 | 398119 | 0 | 0 | 0 | 71488.5639 | 3647650.5878 | 0 | 0 | 0 | 0 | 0 | 0 | 0 | 0 | 0 | 0 | 0 | 0 | 0 | 0 | 71488.5639 | 71777.085 | 0 | 0 | 0 | 0 | 0 | 0 | 0 | 0 | 0 | 0 | 0 | 0 | 0 | 0
2016-01-30 21:00 | 0 | 0 | 0 | 0 | 0 | 0 | 551614.0753 | 398211 | 0 | 0 | 0 | 142977.1278 | 3729565.0992 | 0 | 0 | 0 | 0 | 0 | 0 | 0 | 0 | 0 | 0 | 0 | 0 | 0 | 0 | 71488.5639 | 81914.5114 | 0 | 0 | 0 | 0 | 0 | 0 | 0 | 0 | 0 | 0 | 0 | 0 | 0 | 0
2016-01-30 22:00 | 0 | 0 | 0 | 0 | 0 | 0 | 488633.1552 | 407935 | 0 | 0 | 0 | 203470.6336 | 3749769.7486 | 0 | 0 | 0 | 0 | 0 | 0 | 0 | 0 | 0 | 0 | 0 | 0 | 0 | 0 | 60493.5058 | 20204.6495 | 0 | 0 | 0 | 0 | 0 | 0 | 0 | 0 | 0 | 0 | 0 | 0 | 0 | 0
2016-01-30 23:00 | 0 | 0 | 0 | 0 | 0 | 97077.9894 | 256145.4467 | 424712 | 0 | 0 | 0 | 131982.0697 | 3749769.7486 | 0 | 0 | 0 | 0 | 0 | 0 | 0 | 0 | 0 | 0 | 0 | 0 | 0 | 0 | -71488.5639 | 0 | 0 | 0 | 0 | 0 | 0 | 0 | 0 | 0 | 0 | 0 | 0 | 0 | 0 | 0
2016-01-31 | 0 | 0 | 0 | 0 | 0 | 154090.5981 | 16908.6936 | 432706 | 0 | 0 | 0 | 142977.1278 | 3477067.9822 | 0 | 0 | 0 | 0 | 0 | 0 | 0 | 0 | 0 | 0 | 0 | 0 | 0 | 0 | 10995.0581 | 0 | 272701.7664 | 0 | 0 | 0 | 0 | 0 | 0 | 0 | 0 | 0 | 0 | 0 | 0 | 0
2016-01-31 01:00 | 0 | 0 | 0 | 0 | 0 | 362077.4361 | 0 | 433566 | 0 | 0 | 0 | 71488.5639 | 3477067.9822 | 0 | 0 | 0 | 0 | 0 | 0 | 0 | 0 | 0 | 0 | 0 | 0 | 0 | 0 | -71488.5639 | 0 | 0 | 0 | 0 | 0 | 0 | 0 | 0 | 0 | 0 | 0 | 0 | 0 | 0 | 0
2016-01-31 02:00 | 0 | 0 | 0 | 0 | 0 | 499882.5639 | 0 | 428394 | 0 | 0 | 0 | 142977.1278 | 3477067.9822 | 0 | 0 | 0 | 0 | 0 | 0 | 0 | 0 | 0 | 0 | 0 | 0 | 0 | 0 | 71488.5639 | 0 | 0 | 0 | 0 | 0 | 0 | 0 | 0 | 0 | 0 | 0 | 0 | 0 | 0 | 0
2016-01-31 03:00 | 0 | 0 | 0 | 0 | 0 | 345923.4361 | 0 | 417412 | 0 | 0 | 0 | 71488.5639 | 3477067.9822 | 0 | 0 | 0 | 0 | 0 | 0 | 0 | 0 | 0 | 0 | 0 | 0 | 0 | 0 | -71488.5639 | 0 | 0 | 0 | 0 | 0 | 0 | 0 | 0 | 0 | 0 | 0 | 0 | 0 | 0 | 0
2016-01-31 04:00 | 0 | 0 | 0 | 0 | 0 | 329977.4361 | 0 | 401466 | 0 | 0 | 0 | 0 | 3477067.9822 | 0 | 0 | 0 | 0 | 0 | 0 | 0 | 0 | 0 | 0 | 0 | 0 | 0 | 0 | -71488.5639 | 0 | 0 | 0 | 0 | 0 | 0 | 0 | 0 | 0 | 0 | 0 | 0 | 0 | 0 | 0
2016-01-31 05:00 | 0 | 0 | 0 | 0 | 0 | 385031 | 0 | 385031 | 0 | 0 | 0 | 0 | 3477067.9822 | 0 | 0 | 0 | 0 | 0 | 0 | 0 | 0 | 0 | 0 | 0 | 0 | 0 | 0 | 0 | 0 | 0 | 0 | 0 | 0 | 0 | 0 | 0 | 0 | 0 | 0 | 0 | 0 | 0 | 0
2016-01-31 06:00 | 0 | 0 | 0 | 0 | 0 | 444372.5639 | 0 | 372884 | 0 | 0 | 0 | 71488.5639 | 3477067.9822 | 0 | 0 | 0 | 0 | 0 | 0 | 0 | 0 | 0 | 0 | 0 | 0 | 0 | 0 | 71488.5639 | 0 | 0 | 0 | 0 | 0 | 0 | 0 | 0 | 0 | 0 | 0 | 0 | 0 | 0 | 0
2016-01-31 07:00 | 0 | 0 | 0 | 0 | 0 | 364163 | 0 | 364163 | 0 | 0 | 0 | 71488.5639 | 3477067.9822 | 0 | 0 | 0 | 0 | 0 | 0 | 0 | 0 | 0 | 0 | 0 | 0 | 0 | 0 | 0 | 0 | 0 | 0 | 0 | 0 | 0 | 0 | 0 | 0 | 0 | 0 | 0 | 0 | 0 | 0
2016-01-31 08:00 | 0 | 0 | 0 | 0 | 0 | 287711.4361 | 0 | 359200 | 0 | 0 | 0 | 0 | 3477067.9822 | 0 | 0 | 0 | 0 | 0 | 0 | 0 | 0 | 0 | 0 | 0 | 0 | 0 | 0 | -71488.5639 | 0 | 0 | 0 | 0 | 0 | 0 | 0 | 0 | 0 | 0 | 0 | 0 | 0 | 0 | 0
2016-01-31 09:00 | 0 | 0 | 0 | 0 | 0 | 429528.5639 | 0 | 358040 | 0 | 0 | 0 | 71488.5639 | 3477067.9822 | 0 | 0 | 0 | 0 | 0 | 0 | 0 | 0 | 0 | 0 | 0 | 0 | 0 | 0 | 71488.5639 | 0 | 0 | 0 | 0 | 0 | 0 | 0 | 0 | 0 | 0 | 0 | 0 | 0 | 0 | 0
2016-01-31 10:00 | 0 | 0 | 0 | 0 | 0 | 586624.8417 | 0 | 360898 | 0 | 0 | 0 | 142977.1278 | 3631306.26 | 0 | 0 | 0 | 0 | 0 | 0 | 0 | 0 | 0 | 0 | 0 | 0 | 0 | 0 | 71488.5639 | 154238.2778 | 0 | 0 | 0 | 0 | 0 | 0 | 0 | 0 | 0 | 0 | 0 | 0 | 0 | 0
2016-01-31 11:00 | 0 | 0 | 0 | 0 | 0 | 471497.9421 | 0 | 368195 | 0 | 0 | 0 | 71488.5639 | 3806097.766 | 0 | 0 | 0 | 0 | 0 | 0 | 0 | 0 | 0 | 0 | 0 | 0 | 0 | 0 | -71488.5639 | 174791.506 | 0 | 0 | 0 | 0 | 0 | 0 | 0 | 0 | 0 | 0 | 0 | 0 | 0 | 0
2016-01-31 12:00 | 0 | 0 | 0 | 0 | 0 | 308668.4361 | 0 | 380157 | 0 | 0 | 0 | 0 | 3806097.766 | 0 | 0 | 0 | 0 | 0 | 0 | 0 | 0 | 0 | 0 | 0 | 0 | 0 | 0 | -71488.5639 | 0 | 0 | 0 | 0 | 0 | 0 | 0 | 0 | 0 | 0 | 0 | 0 | 0 | 0 | 0
2016-01-31 13:00 | 0 | 0 | 0 | 0 | 0 | 420112.8034 | 56.5011 | 391752 | 0 | 0 | 0 | 28417.3045 | 3806097.766 | 0 | 0 | 0 | 0 | 0 | 0 | 0 | 0 | 0 | 0 | 0 | 0 | 0 | 0 | 28417.3045 | 0 | 0 | 0 | 0 | 0 | 0 | 0 | 0 | 0 | 0 | 0 | 0 | 0 | 0 | 0
2016-01-31 14:00 | 0 | 0 | 0 | 0 | 0 | 0 | 120443.567 | 399409 | 0 | 0 | 0 | 22153.6379 | 3533395.9996 | 0 | 0 | 0 | 0 | 0 | 0 | 0 | 0 | 0 | 0 | 0 | 0 | 0 | 0 | -6263.6666 | 0 | 272701.7664 | 0 | 0 | 0 | 0 | 0 | 0 | 0 | 0 | 0 | 0 | 0 | 0 | 0
2016-01-31 15:00 | 0 | 0 | 0 | 0 | 0 | 0 | 378311.3621 | 400465 | 0 | 0 | 0 | 0 | 3533395.9996 | 0 | 0 | 0 | 0 | 0 | 0 | 0 | 0 | 0 | 0 | 0 | 0 | 0 | 0 | -22153.6379 | 0 | 0 | 0 | 0 | 0 | 0 | 0 | 0 | 0 | 0 | 0 | 0 | 0 | 0 | 0
2016-01-31 16:00 | 0 | 0 | 0 | 0 | 0 | 0 | 471008.5926 | 398733 | 0 | 0 | 0 | 0 | 3605671.5923 | 0 | 0 | 0 | 0 | 0 | 0 | 0 | 0 | 0 | 0 | 0 | 0 | 0 | 0 | 0 | 72275.5926 | 0 | 0 | 0 | 0 | 0 | 0 | 0 | 0 | 0 | 0 | 0 | 0 | 0 | 0
2016-01-31 17:00 | 0 | 0 | 0 | 0 | 0 | 0 | 490488.3459 | 397649 | 0 | 0 | 0 | 71488.5639 | 3627022.3743 | 0 | 0 | 0 | 0 | 0 | 0 | 0 | 0 | 0 | 0 | 0 | 0 | 0 | 0 | 71488.5639 | 21350.782 | 0 | 0 | 0 | 0 | 0 | 0 | 0 | 0 | 0 | 0 | 0 | 0 | 0 | 0
2016-01-31 18:00 | 0 | 0 | 0 | 0 | 0 | 0 | 485538.7221 | 395805 | 0 | 0 | 0 | 142977.1278 | 3645267.5324 | 0 | 0 | 0 | 0 | 0 | 0 | 0 | 0 | 0 | 0 | 0 | 0 | 0 | 0 | 71488.5639 | 18245.1582 | 0 | 0 | 0 | 0 | 0 | 0 | 0 | 0 | 0 | 0 | 0 | 0 | 0 | 0
2016-01-31 19:00 | 0 | 0 | 0 | 0 | 0 | 0 | 476728.0394 | 393066 | 0 | 0 | 0 | 120100.4477 | 3751806.2519 | 0 | 0 | 0 | 0 | 0 | 0 | 0 | 0 | 0 | 0 | 0 | 0 | 0 | 0 | -22876.6801 | 106538.7195 | 0 | 0 | 0 | 0 | 0 | 0 | 0 | 0 | 0 | 0 | 0 | 0 | 0 | 0
2016-01-31 20:00 | 0 | 0 | 0 | 0 | 0 | 0 | 456293.6605 | 391975 | 0 | 0 | 0 | 184419.1082 | 3751806.2519 | 0 | 0 | 0 | 0 | 0 | 0 | 0 | 0 | 0 | 0 | 0 | 0 | 0 | 0 | 64318.6605 | 0 | 0 | 0 | 0 | 0 | 0 | 0 | 0 | 0 | 0 | 0 | 0 | 0 | 0 | 0
2016-01-31 21:00 | 0 | 0 | 0 | 0 | 0 | 0 | 414158.5253 | 395107 | 0 | 0 | 0 | 203470.6336 | 3751806.2519 | 0 | 0 | 0 | 0 | 0 | 0 | 0 | 0 | 0 | 0 | 0 | 0 | 0 | 0 | 19051.5253 | 0 | 0 | 0 | 0 | 0 | 0 | 0 | 0 | 0 | 0 | 0 | 0 | 0 | 0 | 0
2016-01-31 22:00 | 0 | 0 | 0 | 0 | 0 | 3823.8691 | 332157.567 | 407470 | 0 | 0 | 0 | 131982.0697 | 3751806.2519 | 0 | 0 | 0 | 0 | 0 | 0 | 0 | 0 | 0 | 0 | 0 | 0 | 0 | 0 | -71488.5639 | 0 | 0 | 0 | 0 | 0 | 0 | 0 | 0 | 0 | 0 | 0 | 0 | 0 | 0 | 0
2016-01-31 23:00 | 0 | 0 | 0 | 0 | 0 | 72221.3107 | 151801.4868 | 425236 | 0 | 0 | 0 | 203470.6336 | 3479104.4855 | 0 | 0 | 0 | 0 | 0 | 0 | 0 | 0 | 0 | 0 | 0 | 0 | 0 | 0 | 71488.5639 | 0 | 272701.7664 | 0 | 0 | 0 | 0 | 0 | 0 | 0 | 0 | 0 | 0 | 0 | 0 | 0
2016-02-01 | 0 | 0 | 0 | 0 | 0 | 78112.6614 | 12503.0083 | 434806 | 0 | 0 | 0 | 131982.0697 | 3206402.7191 | 0 | 0 | 0 | 0 | 0 | 0 | 0 | 0 | 0 | 0 | 0 | 0 | 0 | 0 | -71488.5639 | 0 | 272701.7664 | 0 | 0 | 0 | 0 | 0 | 0 | 0 | 0 | 0 | 0 | 0 | 0 | 0
2016-02-01 01:00 | 0 | 0 | 0 | 0 | 0 | 101868.7278 | 0 | 435064 | 0 | 0 | 0 | 71488.5639 | 2933700.9527 | 0 | 0 | 0 | 0 | 0 | 0 | 0 | 0 | 0 | 0 | 0 | 0 | 0 | 0 | -60493.5058 | 0 | 272701.7664 | 0 | 0 | 0 | 0 | 0 | 0 | 0 | 0 | 0 | 0 | 0 | 0 | 0
2016-02-01 02:00 | 0 | 0 | 0 | 0 | 0 | 331085.6453 | 0 | 426819 | 0 | 0 | 0 | 0 | 2909456.1619 | 0 | 0 | 0 | 0 | 0 | 0 | 0 | 0 | 0 | 0 | 0 | 0 | 0 | 0 | -71488.5639 | 0 | 24244.7908 | 0 | 0 | 0 | 0 | 0 | 0 | 0 | 0 | 0 | 0 | 0 | 0 | 0
2016-02-01 03:00 | 0 | 0 | 0 | 0 | 0 | 210545.7975 | 0 | 411759 | 0 | 0 | 0 | 71488.5639 | 2636754.3954 | 0 | 0 | 0 | 0 | 0 | 0 | 0 | 0 | 0 | 0 | 0 | 0 | 0 | 0 | 71488.5639 | 0 | 272701.7664 | 0 | 0 | 0 | 0 | 0 | 0 | 0 | 0 | 0 | 0 | 0 | 0 | 0
2016-02-01 04:00 | 0 | 0 | 0 | 0 | 0 | 304245.1119 | 0 | 391383 | 0 | 0 | 0 | 0 | 2621105.0712 | 0 | 0 | 0 | 0 | 0 | 0 | 0 | 0 | 0 | 0 | 0 | 0 | 0 | 0 | -71488.5639 | 0 | 15649.3242 | 0 | 0 | 0 | 0 | 0 | 0 | 0 | 0 | 0 | 0 | 0 | 0 | 0
2016-02-01 05:00 | 0 | 0 | 0 | 0 | 0 | 100240.2336 | 0 | 372942 | 0 | 0 | 0 | 0 | 2348403.3048 | 0 | 0 | 0 | 0 | 0 | 0 | 0 | 0 | 0 | 0 | 0 | 0 | 0 | 0 | 0 | 0 | 272701.7664 | 0 | 0 | 0 | 0 | 0 | 0 | 0 | 0 | 0 | 0 | 0 | 0 | 0
2016-02-01 06:00 | 0 | 0 | 0 | 0 | 0 | 280593.7564 | 0 | 361001 | 0 | 0 | 0 | 0 | 2267996.0612 | 0 | 0 | 0 | 0 | 0 | 0 | 0 | 0 | 0 | 0 | 0 | 0 | 0 | 0 | 0 | 0 | 80407.2436 | 0 | 0 | 0 | 0 | 0 | 0 | 0 | 0 | 0 | 0 | 0 | 0 | 0
2016-02-01 07:00 | 0 | 0 | 0 | 0 | 0 | 273438.4113 | 0 | 353033 | 0 | 0 | 0 | 71488.5639 | 2116912.9086 | 0 | 0 | 0 | 0 | 0 | 0 | 0 | 0 | 0 | 0 | 0 | 0 | 0 | 0 | 71488.5639 | 0 | 151083.1525 | 0 | 0 | 0 | 0 | 0 | 0 | 0 | 0 | 0 | 0 | 0 | 0 | 0
2016-02-01 08:00 | 0 | 0 | 0 | 0 | 0 | 148831.7975 | 0 | 350045 | 0 | 0 | 0 | 142977.1278 | 1844211.1422 | 0 | 0 | 0 | 0 | 0 | 0 | 0 | 0 | 0 | 0 | 0 | 0 | 0 | 0 | 71488.5639 | 0 | 272701.7664 | 0 | 0 | 0 | 0 | 0 | 0 | 0 | 0 | 0 | 0 | 0 | 0 | 0
2016-02-01 09:00 | 0 | 0 | 0 | 0 | 0 | 253956.2048 | 0 | 353256 | 0 | 0 | 0 | 71488.5639 | 1816399.9109 | 0 | 0 | 0 | 0 | 0 | 0 | 0 | 0 | 0 | 0 | 0 | 0 | 0 | 0 | -71488.5639 | 0 | 27811.2313 | 0 | 0 | 0 | 0 | 0 | 0 | 0 | 0 | 0 | 0 | 0 | 0 | 0
2016-02-01 10:00 | 0 | 0 | 0 | 0 | 0 | 237845.6577 | 0 | 368542 | 0 | 0 | 0 | 142977.1278 | 1614215.0047 | 0 | 0 | 0 | 0 | 0 | 0 | 0 | 0 | 0 | 0 | 0 | 0 | 0 | 0 | 71488.5639 | 70516.8602 | 272701.7664 | 0 | 0 | 0 | 0 | 0 | 0 | 0 | 0 | 0 | 0 | 0 | 0 | 0
2016-02-01 11:00 | 0 | 0 | 0 | 0 | 0 | 231399.0158 | 0 | 401550 | 0 | 0 | 0 | 203470.6336 | 1383570.5147 | 0 | 0 | 0 | 0 | 0 | 0 | 0 | 0 | 0 | 0 | 0 | 0 | 0 | 0 | 60493.5058 | 0 | 230644.49 | 0 | 0 | 0 | 0 | 0 | 0 | 0 | 0 | 0 | 0 | 0 | 0 | 0
2016-02-01 12:00 | 0 | 0 | 0 | 0 | 0 | 160489.2336 | 0 | 433191 | 0 | 0 | 0 | 203470.6336 | 1110868.7483 | 0 | 0 | 0 | 0 | 0 | 0 | 0 | 0 | 0 | 0 | 0 | 0 | 0 | 0 | 0 | 0 | 272701.7664 | 0 | 0 | 0 | 0 | 0 | 0 | 0 | 0 | 0 | 0 | 0 | 0 | 0
2016-02-01 13:00 | 0 | 0 | 0 | 0 | 0 | 225643.8054 | 61.3206 | 444295 | 0 | 0 | 0 | 142977.1278 | 952772.3801 | 0 | 0 | 0 | 0 | 0 | 0 | 0 | 0 | 0 | 0 | 0 | 0 | 0 | 0 | -60493.5058 | 114605.3982 | 272701.7664 | 0 | 0 | 0 | 0 | 0 | 0 | 0 | 0 | 0 | 0 | 0 | 0 | 0
2016-02-01 14:00 | 0 | 0 | 0 | 0 | 0 | 113733.3519 | 95239.6869 | 447894 | 0 | 0 | 0 | 71488.5639 | 785339.9828 | 0 | 0 | 0 | 0 | 0 | 0 | 0 | 0 | 0 | 0 | 0 | 0 | 0 | 0 | -71488.5639 | 105269.3691 | 272701.7664 | 0 | 0 | 0 | 0 | 0 | 0 | 0 | 0 | 0 | 0 | 0 | 0 | 0
2016-02-01 15:00 | 0 | 0 | 0 | 0 | 0 | 53955.1978 | 325250.2383 | 450694 | 0 | 0 | 0 | 0 | 785339.9828 | 0 | 0 | 0 | 0 | 0 | 0 | 0 | 0 | 0 | 0 | 0 | 0 | 0 | 0 | -71488.5639 | 0 | 0 | 0 | 0 | 0 | 0 | 0 | 0 | 0 | 0 | 0 | 0 | 0 | 0 | 0
2016-02-01 16:00 | 0 | 0 | 0 | 0 | 0 | 0 | 465050.8148 | 449644 | 0 | 0 | 0 | 0 | 800746.7976 | 0 | 0 | 0 | 0 | 0 | 0 | 0 | 0 | 0 | 0 | 0 | 0 | 0 | 0 | 0 | 15406.8148 | 0 | 0 | 0 | 0 | 0 | 0 | 0 | 0 | 0 | 0 | 0 | 0 | 0 | 0
2016-02-01 17:00 | 0 | 0 | 0 | 0 | 0 | 0 | 511939.5406 | 446263 | 0 | 0 | 0 | 0 | 866423.3382 | 0 | 0 | 0 | 0 | 0 | 0 | 0 | 0 | 0 | 0 | 0 | 0 | 0 | 0 | 0 | 65676.5406 | 0 | 0 | 0 | 0 | 0 | 0 | 0 | 0 | 0 | 0 | 0 | 0 | 0 | 0
2016-02-01 18:00 | 0 | 0 | 0 | 0 | 0 | 0 | 519510.9336 | 442699 | 0 | 0 | 0 | 10427.4595 | 932807.8123 | 0 | 0 | 0 | 0 | 0 | 0 | 0 | 0 | 0 | 0 | 0 | 0 | 0 | 0 | 10427.4595 | 66384.4741 | 0 | 0 | 0 | 0 | 0 | 0 | 0 | 0 | 0 | 0 | 0 | 0 | 0 | 0
2016-02-01 19:00 | 0 | 0 | 0 | 0 | 0 | 0 | 512081.5604 | 439797 | 0 | 0 | 0 | 81916.0234 | 933603.8088 | 0 | 0 | 0 | 0 | 0 | 0 | 0 | 0 | 0 | 0 | 0 | 0 | 0 | 0 | 71488.5639 | 795.9965 | 0 | 0 | 0 | 0 | 0 | 0 | 0 | 0 | 0 | 0 | 0 | 0 | 0 | 0
2016-02-01 20:00 | 0 | 0 | 0 | 0 | 0 | 0 | 504229.9916 | 437129 | 0 | 0 | 0 | 149017.015 | 933603.8088 | 0 | 0 | 0 | 0 | 0 | 0 | 0 | 0 | 0 | 0 | 0 | 0 | 0 | 0 | 67100.9916 | 0 | 0 | 0 | 0 | 0 | 0 | 0 | 0 | 0 | 0 | 0 | 0 | 0 | 0 | 0
2016-02-01 21:00 | 0 | 0 | 0 | 0 | 0 | 0 | 492456.9049 | 438025 | 0 | 0 | 0 | 203448.9199 | 933603.8088 | 0 | 0 | 0 | 0 | 0 | 0 | 0 | 0 | 0 | 0 | 0 | 0 | 0 | 0 | 54431.9049 | 0 | 0 | 0 | 0 | 0 | 0 | 0 | 0 | 0 | 0 | 0 | 0 | 0 | 0 | 0
2016-02-01 22:00 | 0 | 0 | 0 | 0 | 0 | 0 | 446209.7137 | 446188 | 0 | 0 | 0 | 203470.6336 | 933603.8088 | 0 | 0 | 0 | 0 | 0 | 0 | 0 | 0 | 0 | 0 | 0 | 0 | 0 | 0 | 21.7137 | 0 | 0 | 0 | 0 | 0 | 0 | 0 | 0 | 0 | 0 | 0 | 0 | 0 | 0 | 0
2016-02-01 23:00 | 0 | 0 | 0 | 0 | 0 | 133776.6404 | 267659.8538 | 461930 | 0 | 0 | 0 | 142977.1278 | 933603.8088 | 0 | 0 | 0 | 0 | 0 | 0 | 0 | 0 | 0 | 0 | 0 | 0 | 0 | 0 | -60493.5058 | 0 | 0 | 0 | 0 | 0 | 0 | 0 | 0 | 0 | 0 | 0 | 0 | 0 | 0 | 0
2016-02-02 | 0 | 0 | 0 | 0 | 0 | 102821.4062 | 24794.2635 | 471806 | 0 | 0 | 0 | 71488.5639 | 660902.0424 | 0 | 0 | 0 | 0 | 0 | 0 | 0 | 0 | 0 | 0 | 0 | 0 | 0 | 0 | -71488.5639 | 0 | 272701.7664 | 0 | 0 | 0 | 0 | 0 | 0 | 0 | 0 | 0 | 0 | 0 | 0 | 0
2016-02-02 01:00 | 0 | 0 | 0 | 0 | 0 | 556423.693 | 0 | 470709 | 0 | 0 | 0 | 0 | 818105.2992 | 0 | 0 | 0 | 0 | 0 | 0 | 0 | 0 | 0 | 0 | 0 | 0 | 0 | 0 | -71488.5639 | 157203.2569 | 0 | 0 | 0 | 0 | 0 | 0 | 0 | 0 | 0 | 0 | 0 | 0 | 0 | 0
2016-02-02 02:00 | 0 | 0 | 0 | 0 | 0 | 521572.5058 | 0 | 461079 | 0 | 0 | 0 | 60493.5058 | 818105.2992 | 0 | 0 | 0 | 0 | 0 | 0 | 0 | 0 | 0 | 0 | 0 | 0 | 0 | 0 | 60493.5058 | 0 | 0 | 0 | 0 | 0 | 0 | 0 | 0 | 0 | 0 | 0 | 0 | 0 | 0 | 0
2016-02-02 03:00 | 0 | 0 | 0 | 0 | 0 | 514158.5639 | 0 | 442670 | 0 | 0 | 0 | 131982.0697 | 818105.2992 | 0 | 0 | 0 | 0 | 0 | 0 | 0 | 0 | 0 | 0 | 0 | 0 | 0 | 0 | 71488.5639 | 0 | 0 | 0 | 0 | 0 | 0 | 0 | 0 | 0 | 0 | 0 | 0 | 0 | 0 | 0
2016-02-02 04:00 | 0 | 0 | 0 | 0 | 0 | 217122.7975 | 0 | 418336 | 0 | 0 | 0 | 203470.6336 | 545403.5328 | 0 | 0 | 0 | 0 | 0 | 0 | 0 | 0 | 0 | 0 | 0 | 0 | 0 | 0 | 71488.5639 | 0 | 272701.7664 | 0 | 0 | 0 | 0 | 0 | 0 | 0 | 0 | 0 | 0 | 0 | 0 | 0
2016-02-02 05:00 | 0 | 0 | 0 | 0 | 0 | 325136.4361 | 0 | 396625 | 0 | 0 | 0 | 131982.0697 | 545403.5328 | 0 | 0 | 0 | 0 | 0 | 0 | 0 | 0 | 0 | 0 | 0 | 0 | 0 | 0 | -71488.5639 | 0 | 0 | 0 | 0 | 0 | 0 | 0 | 0 | 0 | 0 | 0 | 0 | 0 | 0 | 0
2016-02-02 06:00 | 0 | 0 | 0 | 0 | 0 | 310260.4361 | 0 | 381749 | 0 | 0 | 0 | 60493.5058 | 545403.5328 | 0 | 0 | 0 | 0 | 0 | 0 | 0 | 0 | 0 | 0 | 0 | 0 | 0 | 0 | -71488.5639 | 0 | 0 | 0 | 0 | 0 | 0 | 0 | 0 | 0 | 0 | 0 | 0 | 0 | 0 | 0
2016-02-02 07:00 | 0 | 0 | 0 | 0 | 0 | 311275.4942 | 0 | 371769 | 0 | 0 | 0 | 0 | 545403.5328 | 0 | 0 | 0 | 0 | 0 | 0 | 0 | 0 | 0 | 0 | 0 | 0 | 0 | 0 | -60493.5058 | 0 | 0 | 0 | 0 | 0 | 0 | 0 | 0 | 0 | 0 | 0 | 0 | 0 | 0 | 0
2016-02-02 08:00 | 0 | 0 | 0 | 0 | 0 | 438260.5639 | 0 | 366772 | 0 | 0 | 0 | 71488.5639 | 545403.5328 | 0 | 0 | 0 | 0 | 0 | 0 | 0 | 0 | 0 | 0 | 0 | 0 | 0 | 0 | 71488.5639 | 0 | 0 | 0 | 0 | 0 | 0 | 0 | 0 | 0 | 0 | 0 | 0 | 0 | 0 | 0
2016-02-02 09:00 | 0 | 0 | 0 | 0 | 0 | 429084.5058 | 0 | 368591 | 0 | 0 | 0 | 131982.0697 | 545403.5328 | 0 | 0 | 0 | 0 | 0 | 0 | 0 | 0 | 0 | 0 | 0 | 0 | 0 | 0 | 60493.5058 | 0 | 0 | 0 | 0 | 0 | 0 | 0 | 0 | 0 | 0 | 0 | 0 | 0 | 0 | 0
2016-02-02 10:00 | 0 | 0 | 0 | 0 | 0 | 180807.7975 | 0 | 382021 | 0 | 0 | 0 | 203470.6336 | 272701.7664 | 0 | 0 | 0 | 0 | 0 | 0 | 0 | 0 | 0 | 0 | 0 | 0 | 0 | 0 | 71488.5639 | 0 | 272701.7664 | 0 | 0 | 0 | 0 | 0 | 0 | 0 | 0 | 0 | 0 | 0 | 0 | 0
2016-02-02 11:00 | 0 | 0 | 0 | 0 | 0 | 343157.4361 | 0 | 414646 | 0 | 0 | 0 | 131982.0697 | 272701.7664 | 0 | 0 | 0 | 0 | 0 | 0 | 0 | 0 | 0 | 0 | 0 | 0 | 0 | 0 | -71488.5639 | 0 | 0 | 0 | 0 | 0 | 0 | 0 | 0 | 0 | 0 | 0 | 0 | 0 | 0 | 0
2016-02-02 12:00 | 0 | 0 | 0 | 0 | 0 | 99634.6697 | 0 | 443825 | 0 | 0 | 0 | 60493.5058 | 0 | 0 | 0 | 0 | 0 | 0 | 0 | 0 | 0 | 0 | 0 | 0 | 0 | 0 | 0 | -71488.5639 | 0 | 272701.7664 | 0 | 0 | 0 | 0 | 0 | 0 | 0 | 0 | 0 | 0 | 0 | 0 | 0
2016-02-02 13:00 | 0 | 0 | 0 | 0 | 0 | 464867.1518 | 80.9063 | 453953 | 0 | 0 | 0 | 71488.5639 | 0 | 0 | 0 | 0 | 0 | 0 | 0 | 0 | 0 | 0 | 0 | 0 | 0 | 0 | 0 | 10995.0581 | 0 | 0 | 0 | 0 | 0 | 0 | 0 | 0 | 0 | 0 | 0 | 0 | 0 | 0 | 0
2016-02-02 14:00 | 0 | 0 | 0 | 0 | 0 | 264440.6556 | 121223.7805 | 457153 | 0 | 0 | 0 | 0 | 0 | 0 | 0 | 0 | 0 | 0 | 0 | 0 | 0 | 0 | 0 | 0 | 0 | 0 | 0 | -71488.5639 | 0 | 0 | 0 | 0 | 0 | 0 | 0 | 0 | 0 | 0 | 0 | 0 | 0 | 0 | 0
2016-02-02 15:00 | 0 | 0 | 0 | 0 | 0 | 0 | 525169.1643 | 459078 | 0 | 0 | 0 | 0 | 66091.1643 | 0 | 0 | 0 | 0 | 0 | 0 | 0 | 0 | 0 | 0 | 0 | 0 | 0 | 0 | 0 | 66091.1643 | 0 | 0 | 0 | 0 | 0 | 0 | 0 | 0 | 0 | 0 | 0 | 0 | 0 | 0
2016-02-02 16:00 | 0 | 0 | 0 | 0 | 0 | 0 | 624320.7548 | 457079 | 0 | 0 | 0 | 71488.5639 | 161844.3553 | 0 | 0 | 0 | 0 | 0 | 0 | 0 | 0 | 0 | 0 | 0 | 0 | 0 | 0 | 71488.5639 | 95753.191 | 0 | 0 | 0 | 0 | 0 | 0 | 0 | 0 | 0 | 0 | 0 | 0 | 0 | 0
2016-02-02 17:00 | 0 | 0 | 0 | 0 | 0 | 0 | 629783.2108 | 450673 | 0 | 0 | 0 | 142977.1278 | 269466.0022 | 0 | 0 | 0 | 0 | 0 | 0 | 0 | 0 | 0 | 0 | 0 | 0 | 0 | 0 | 71488.5639 | 107621.6469 | 0 | 0 | 0 | 0 | 0 | 0 | 0 | 0 | 0 | 0 | 0 | 0 | 0 | 0
2016-02-02 18:00 | 0 | 0 | 0 | 0 | 0 | 0 | 612229.8652 | 448768 | 0 | 0 | 0 | 131647.487 | 444257.5082 | 0 | 0 | 0 | 0 | 0 | 0 | 0 | 0 | 0 | 0 | 0 | 0 | 0 | 0 | -11329.6408 | 174791.506 | 0 | 0 | 0 | 0 | 0 | 0 | 0 | 0 | 0 | 0 | 0 | 0 | 0 | 0
2016-02-02 19:00 | 0 | 0 | 0 | 0 | 0 | 0 | 596390.8083 | 444618 | 0 | 0 | 0 | 203136.0509 | 524541.7526 | 0 | 0 | 0 | 0 | 0 | 0 | 0 | 0 | 0 | 0 | 0 | 0 | 0 | 0 | 71488.5639 | 80284.2444 | 0 | 0 | 0 | 0 | 0 | 0 | 0 | 0 | 0 | 0 | 0 | 0 | 0 | 0
2016-02-02 20:00 | 0 | 0 | 0 | 0 | 0 | 0 | 597154.534 | 441273 | 0 | 0 | 0 | 184226.0788 | 699333.2586 | 0 | 0 | 0 | 0 | 0 | 0 | 0 | 0 | 0 | 0 | 0 | 0 | 0 | 0 | -18909.972 | 174791.506 | 0 | 0 | 0 | 0 | 0 | 0 | 0 | 0 | 0 | 0 | 0 | 0 | 0 | 0
2016-02-02 21:00 | 0 | 0 | 0 | 0 | 0 | 0 | 591555.3556 | 442635 | 0 | 0 | 0 | 158354.9284 | 874124.7647 | 0 | 0 | 0 | 0 | 0 | 0 | 0 | 0 | 0 | 0 | 0 | 0 | 0 | 0 | -25871.1504 | 174791.506 | 0 | 0 | 0 | 0 | 0 | 0 | 0 | 0 | 0 | 0 | 0 | 0 | 0 | 0
2016-02-02 22:00 | 0 | 0 | 0 | 0 | 0 | 0 | 526868.6898 | 452450 | 0 | 0 | 0 | 203470.6336 | 903427.7494 | 0 | 0 | 0 | 0 | 0 | 0 | 0 | 0 | 0 | 0 | 0 | 0 | 0 | 0 | 45115.7051 | 29302.9847 | 0 | 0 | 0 | 0 | 0 | 0 | 0 | 0 | 0 | 0 | 0 | 0 | 0 | 0
2016-02-02 23:00 | 0 | 0 | 0 | 0 | 0 | 0 | 316818.8022 | 466845 | 0 | 0 | 0 | 197777.4707 | 759094.7143 | 0 | 0 | 0 | 0 | 0 | 0 | 0 | 0 | 0 | 0 | 0 | 0 | 0 | 0 | -5693.1628 | 0 | 144333.035 | 0 | 0 | 0 | 0 | 0 | 0 | 0 | 0 | 0 | 0 | 0 | 0 | 0
2016-02-03 | 0 | 0 | 0 | 0 | 0 | 451604.7855 | 29384.3773 | 475296 | 0 | 0 | 0 | 203470.6336 | 759094.7143 | 0 | 0 | 0 | 0 | 0 | 0 | 0 | 0 | 0 | 0 | 0 | 0 | 0 | 0 | 5693.1628 | 0 | 0 | 0 | 0 | 0 | 0 | 0 | 0 | 0 | 0 | 0 | 0 | 0 | 0 | 0
2016-02-03 01:00 | 0 | 0 | 0 | 0 | 0 | 474068 | 0 | 474068 | 0 | 0 | 0 | 203470.6336 | 759094.7143 | 0 | 0 | 0 | 0 | 0 | 0 | 0 | 0 | 0 | 0 | 0 | 0 | 0 | 0 | 0 | 0 | 0 | 0 | 0 | 0 | 0 | 0 | 0 | 0 | 0 | 0 | 0 | 0 | 0 | 0
2016-02-03 02:00 | 0 | 0 | 0 | 0 | 0 | 392081.4361 | 0 | 463570 | 0 | 0 | 0 | 131982.0697 | 759094.7143 | 0 | 0 | 0 | 0 | 0 | 0 | 0 | 0 | 0 | 0 | 0 | 0 | 0 | 0 | -71488.5639 | 0 | 0 | 0 | 0 | 0 | 0 | 0 | 0 | 0 | 0 | 0 | 0 | 0 | 0 | 0
2016-02-03 03:00 | 0 | 0 | 0 | 0 | 0 | 455147.0581 | 0 | 444152 | 0 | 0 | 0 | 142977.1278 | 759094.7143 | 0 | 0 | 0 | 0 | 0 | 0 | 0 | 0 | 0 | 0 | 0 | 0 | 0 | 0 | 10995.0581 | 0 | 0 | 0 | 0 | 0 | 0 | 0 | 0 | 0 | 0 | 0 | 0 | 0 | 0 | 0
2016-02-03 04:00 | 0 | 0 | 0 | 0 | 0 | 348628.4361 | 0 | 420117 | 0 | 0 | 0 | 71488.5639 | 759094.7143 | 0 | 0 | 0 | 0 | 0 | 0 | 0 | 0 | 0 | 0 | 0 | 0 | 0 | 0 | -71488.5639 | 0 | 0 | 0 | 0 | 0 | 0 | 0 | 0 | 0 | 0 | 0 | 0 | 0 | 0 | 0
2016-02-03 05:00 | 0 | 0 | 0 | 0 | 0 | 328051.4361 | 0 | 399540 | 0 | 0 | 0 | 0 | 759094.7143 | 0 | 0 | 0 | 0 | 0 | 0 | 0 | 0 | 0 | 0 | 0 | 0 | 0 | 0 | -71488.5639 | 0 | 0 | 0 | 0 | 0 | 0 | 0 | 0 | 0 | 0 | 0 | 0 | 0 | 0 | 0
2016-02-03 06:00 | 0 | 0 | 0 | 0 | 0 | 455835.5639 | 0 | 384347 | 0 | 0 | 0 | 71488.5639 | 759094.7143 | 0 | 0 | 0 | 0 | 0 | 0 | 0 | 0 | 0 | 0 | 0 | 0 | 0 | 0 | 71488.5639 | 0 | 0 | 0 | 0 | 0 | 0 | 0 | 0 | 0 | 0 | 0 | 0 | 0 | 0 | 0
2016-02-03 07:00 | 0 | 0 | 0 | 0 | 0 | 29940.6697 | 0 | 374131 | 0 | 0 | 0 | 0 | 486392.9479 | 0 | 0 | 0 | 0 | 0 | 0 | 0 | 0 | 0 | 0 | 0 | 0 | 0 | 0 | -71488.5639 | 0 | 272701.7664 | 0 | 0 | 0 | 0 | 0 | 0 | 0 | 0 | 0 | 0 | 0 | 0 | 0
2016-02-03 08:00 | 0 | 0 | 0 | 0 | 0 | 369211 | 0 | 369211 | 0 | 0 | 0 | 0 | 486392.9479 | 0 | 0 | 0 | 0 | 0 | 0 | 0 | 0 | 0 | 0 | 0 | 0 | 0 | 0 | 0 | 0 | 0 | 0 | 0 | 0 | 0 | 0 | 0 | 0 | 0 | 0 | 0 | 0 | 0 | 0
2016-02-03 09:00 | 0 | 0 | 0 | 0 | 0 | 442703.5639 | 0 | 371215 | 0 | 0 | 0 | 71488.5639 | 486392.9479 | 0 | 0 | 0 | 0 | 0 | 0 | 0 | 0 | 0 | 0 | 0 | 0 | 0 | 0 | 71488.5639 | 0 | 0 | 0 | 0 | 0 | 0 | 0 | 0 | 0 | 0 | 0 | 0 | 0 | 0 | 0
2016-02-03 10:00 | 0 | 0 | 0 | 0 | 0 | 312292.4361 | 0 | 383781 | 0 | 0 | 0 | 0 | 486392.9479 | 0 | 0 | 0 | 0 | 0 | 0 | 0 | 0 | 0 | 0 | 0 | 0 | 0 | 0 | -71488.5639 | 0 | 0 | 0 | 0 | 0 | 0 | 0 | 0 | 0 | 0 | 0 | 0 | 0 | 0 | 0
2016-02-03 11:00 | 0 | 0 | 0 | 0 | 0 | 486743.5639 | 0 | 415255 | 0 | 0 | 0 | 71488.5639 | 486392.9479 | 0 | 0 | 0 | 0 | 0 | 0 | 0 | 0 | 0 | 0 | 0 | 0 | 0 | 0 | 71488.5639 | 0 | 0 | 0 | 0 | 0 | 0 | 0 | 0 | 0 | 0 | 0 | 0 | 0 | 0 | 0
2016-02-03 12:00 | 0 | 0 | 0 | 0 | 0 | 518182.5639 | 0 | 446694 | 0 | 0 | 0 | 142977.1278 | 486392.9479 | 0 | 0 | 0 | 0 | 0 | 0 | 0 | 0 | 0 | 0 | 0 | 0 | 0 | 0 | 71488.5639 | 0 | 0 | 0 | 0 | 0 | 0 | 0 | 0 | 0 | 0 | 0 | 0 | 0 | 0 | 0
2016-02-03 13:00 | 0 | 0 | 0 | 0 | 0 | 115596.2803 | 100.3894 | 459887 | 0 | 0 | 0 | 71488.5639 | 213691.1815 | 0 | 0 | 0 | 0 | 0 | 0 | 0 | 0 | 0 | 0 | 0 | 0 | 0 | 0 | -71488.5639 | 0 | 272701.7664 | 0 | 0 | 0 | 0 | 0 | 0 | 0 | 0 | 0 | 0 | 0 | 0 | 0
2016-02-03 14:00 | 0 | 0 | 0 | 0 | 0 | 158442.7626 | 236054.6735 | 465986 | 0 | 0 | 0 | 0 | 213691.1815 | 0 | 0 | 0 | 0 | 0 | 0 | 0 | 0 | 0 | 0 | 0 | 0 | 0 | 0 | -71488.5639 | 0 | 0 | 0 | 0 | 0 | 0 | 0 | 0 | 0 | 0 | 0 | 0 | 0 | 0 | 0
2016-02-03 15:00 | 0 | 0 | 0 | 0 | 0 | 0 | 643510.9558 | 469666 | 0 | 0 | 0 | 0 | 387536.1374 | 0 | 0 | 0 | 0 | 0 | 0 | 0 | 0 | 0 | 0 | 0 | 0 | 0 | 0 | 0 | 173844.9558 | 0 | 0 | 0 | 0 | 0 | 0 | 0 | 0 | 0 | 0 | 0 | 0 | 0 | 0
2016-02-03 16:00 | 0 | 0 | 0 | 0 | 0 | 0 | 644511.2196 | 468347 | 0 | 0 | 0 | 0 | 562327.6434 | 0 | 0 | 0 | 0 | 0 | 0 | 0 | 0 | 0 | 1098.1709 | 0 | 0 | 0 | 0 | 0 | 174791.506 | 0 | 0 | 0 | 0 | 0 | 0 | 0 | 0 | 0 | 0 | 0 | 1372.7136 | 0 | 0
2016-02-03 17:00 | 0 | 0 | 0 | 0 | 0 | 0 | 661197.1365 | 463302 | 0 | 0 | 0 | 21730.9169 | 737119.1494 | 0 | 0 | 0 | 0 | 0 | 0 | 0 | 0 | 0 | 2196.3373 | 0 | 0 | 0 | 0 | 21730.9169 | 174791.506 | 0 | 0 | 0 | 0 | 0 | 0 | 0 | 0 | 0 | 0 | 0 | 1372.7136 | 0 | 0
2016-02-03 18:00 | 0 | 0 | 0 | 0 | 0 | 0 | 683383.029 | 458532 | 0 | 0 | 0 | 70417.7263 | 911910.6555 | 0 | 0 | 0 | 0 | 0 | 0 | 0 | 0 | 0 | 3294.4994 | 0 | 0 | 0 | 0 | 48686.8094 | 174791.506 | 0 | 0 | 0 | 0 | 0 | 0 | 0 | 0 | 0 | 0 | 0 | 1372.7136 | 0 | 0
2016-02-03 19:00 | 0 | 0 | 0 | 0 | 0 | 0 | 662434.7475 | 453700 | 0 | 0 | 0 | 102988.2541 | 1086702.1615 | 0 | 0 | 0 | 0 | 0 | 0 | 0 | 0 | 0 | 4392.6571 | 0 | 0 | 0 | 0 | 32570.5279 | 174791.506 | 0 | 0 | 0 | 0 | 0 | 0 | 0 | 0 | 0 | 0 | 0 | 1372.7136 | 0 | 0
2016-02-03 20:00 | 0 | 0 | 0 | 0 | 0 | 0 | 668763.4822 | 449532 | 0 | 0 | 0 | 146055.5168 | 1261493.6675 | 0 | 0 | 0 | 0 | 0 | 0 | 0 | 0 | 0 | 5490.8104 | 0 | 0 | 0 | 0 | 43067.2626 | 174791.506 | 0 | 0 | 0 | 0 | 0 | 0 | 0 | 0 | 0 | 0 | 0 | 1372.7136 | 0 | 0
2016-02-03 21:00 | 0 | 0 | 0 | 0 | 0 | 0 | 681319.6179 | 450158 | 0 | 0 | 0 | 201052.9151 | 1436285.1736 | 0 | 0 | 0 | 0 | 0 | 0 | 0 | 0 | 0 | 6588.9593 | 0 | 0 | 0 | 0 | 54997.3983 | 174791.506 | 0 | 0 | 0 | 0 | 0 | 0 | 0 | 0 | 0 | 0 | 0 | 1372.7136 | 0 | 0
2016-02-03 22:00 | 0 | 0 | 0 | 0 | 0 | 0 | 636800.9381 | 458219 | 0 | 0 | 0 | 203470.6336 | 1611076.6796 | 0 | 0 | 0 | 0 | 0 | 0 | 0 | 0 | 0 | 7687.1038 | 0 | 0 | 0 | 0 | 2417.7185 | 174791.506 | 0 | 0 | 0 | 0 | 0 | 0 | 0 | 0 | 0 | 0 | 0 | 1372.7136 | 0 | 0
2016-02-03 23:00 | 0 | 0 | 0 | 0 | 0 | 0 | 393304.8375 | 472065 | 0 | 0 | 0 | 203470.6336 | 1532316.5171 | 0 | 0 | 0 | 0 | 0 | 0 | 0 | 0 | 0 | 7687.0731 | 0 | 0 | 0 | 0 | 0 | 0 | 78760.1625 | 0 | 0 | 0 | 0 | 0 | 0 | 0 | 0 | 0 | 0 | 0 | 0 | 0
2016-02-04 | 0 | 0 | 0 | 0 | 0 | 180138.8295 | 29487.4041 | 482328 | 0 | 0 | 0 | 203470.6336 | 1259614.7507 | 0 | 0 | 0 | 0 | 0 | 0 | 0 | 0 | 0 | 7687.0423 | 0 | 0 | 0 | 0 | 0 | 0 | 272701.7664 | 0 | 0 | 0 | 0 | 0 | 0 | 0 | 0 | 0 | 0 | 0 | 0 | 0
2016-02-04 01:00 | 0 | 0 | 0 | 0 | 0 | 170025.7278 | 0 | 482856 | 0 | 0 | 0 | 163342.1277 | 986912.9843 | 0 | 0 | 0 | 0 | 0 | 0 | 0 | 0 | 0 | 7687.0116 | 0 | 0 | 0 | 0 | -40128.5058 | 0 | 272701.7664 | 0 | 0 | 0 | 0 | 0 | 0 | 0 | 0 | 0 | 0 | 0 | 0 | 0
2016-02-04 02:00 | 0 | 0 | 0 | 0 | 0 | 416585.2454 | 0 | 474367 | 0 | 0 | 0 | 203470.6336 | 889002.7239 | 0 | 0 | 0 | 0 | 0 | 0 | 0 | 0 | 0 | 7686.9808 | 0 | 0 | 0 | 0 | 40128.5058 | 174791.506 | 272701.7664 | 0 | 0 | 0 | 0 | 0 | 0 | 0 | 0 | 0 | 0 | 0 | 0 | 0
2016-02-04 03:00 | 0 | 0 | 0 | 0 | 0 | 384801.4361 | 0 | 456290 | 0 | 0 | 0 | 131982.0697 | 889002.7239 | 0 | 0 | 0 | 0 | 0 | 0 | 0 | 0 | 0 | 7686.9501 | 0 | 0 | 0 | 0 | -71488.5639 | 0 | 0 | 0 | 0 | 0 | 0 | 0 | 0 | 0 | 0 | 0 | 0 | 0 | 0 | 0
2016-02-04 04:00 | 0 | 0 | 0 | 0 | 0 | 88634.6697 | 0 | 432825 | 0 | 0 | 0 | 60493.5058 | 616300.9575 | 0 | 0 | 0 | 0 | 0 | 0 | 0 | 0 | 0 | 7686.9193 | 0 | 0 | 0 | 0 | -71488.5639 | 0 | 272701.7664 | 0 | 0 | 0 | 0 | 0 | 0 | 0 | 0 | 0 | 0 | 0 | 0 | 0
2016-02-04 05:00 | 0 | 0 | 0 | 0 | 0 | 211467.7975 | 0 | 412681 | 0 | 0 | 0 | 131982.0697 | 343599.1911 | 0 | 0 | 0 | 0 | 0 | 0 | 0 | 0 | 0 | 7686.8886 | 0 | 0 | 0 | 0 | 71488.5639 | 0 | 272701.7664 | 0 | 0 | 0 | 0 | 0 | 0 | 0 | 0 | 0 | 0 | 0 | 0 | 0
2016-02-04 06:00 | 0 | 0 | 0 | 0 | 0 | 197510.7975 | 0 | 398724 | 0 | 0 | 0 | 203470.6336 | 70897.4247 | 0 | 0 | 0 | 0 | 0 | 0 | 0 | 0 | 0 | 7686.8578 | 0 | 0 | 0 | 0 | 71488.5639 | 0 | 272701.7664 | 0 | 0 | 0 | 0 | 0 | 0 | 0 | 0 | 0 | 0 | 0 | 0 | 0
2016-02-04 07:00 | 0 | 0 | 0 | 0 | 0 | 409015.8359 | 0 | 390171 | 0 | 0 | 0 | 131982.0697 | 161230.8244 | 0 | 0 | 0 | 0 | 0 | 0 | 0 | 0 | 0 | 7686.8271 | 0 | 0 | 0 | 0 | -71488.5639 | 90333.3998 | 0 | 0 | 0 | 0 | 0 | 0 | 0 | 0 | 0 | 0 | 0 | 0 | 0 | 0
2016-02-04 08:00 | 0 | 0 | 0 | 0 | 0 | 404514.3158 | 0 | 386439 | 0 | 0 | 0 | 60493.5058 | 250794.7041 | 0 | 0 | 0 | 0 | 0 | 0 | 0 | 0 | 0 | 7686.7963 | 0 | 0 | 0 | 0 | -71488.5639 | 174791.506 | 85227.6263 | 0 | 0 | 0 | 0 | 0 | 0 | 0 | 0 | 0 | 0 | 0 | 0 | 0
2016-02-04 09:00 | 0 | 0 | 0 | 0 | 0 | 394496.1113 | 0 | 389595 | 0 | 0 | 0 | 71488.5639 | 244700.7574 | 0 | 0 | 0 | 0 | 0 | 0 | 0 | 0 | 0 | 7686.7656 | 0 | 0 | 0 | 0 | 10995.0581 | 0 | 6093.9468 | 0 | 0 | 0 | 0 | 0 | 0 | 0 | 0 | 0 | 0 | 0 | 0 | 0
2016-02-04 10:00 | 0 | 0 | 0 | 0 | 0 | 381250.5064 | 0 | 404973 | 0 | 0 | 0 | 0 | 292466.8276 | 0 | 0 | 0 | 0 | 0 | 0 | 0 | 0 | 0 | 7686.7348 | 0 | 0 | 0 | 0 | -71488.5639 | 47766.0703 | 0 | 0 | 0 | 0 | 0 | 0 | 0 | 0 | 0 | 0 | 0 | 0 | 0 | 0
2016-02-04 11:00 | 0 | 0 | 0 | 0 | 0 | 374629.5036 | 0 | 438227 | 0 | 0 | 0 | 24625.7201 | 204243.6112 | 0 | 0 | 0 | 0 | 0 | 0 | 0 | 0 | 0 | 7686.7041 | 0 | 0 | 0 | 0 | 24625.7201 | 174791.506 | 263014.7225 | 0 | 0 | 0 | 0 | 0 | 0 | 0 | 0 | 0 | 0 | 0 | 0 | 0
2016-02-04 12:00 | 0 | 0 | 0 | 0 | 0 | 375663.5036 | 0 | 472199 | 0 | 0 | 0 | 96114.2839 | 36219.5509 | 0 | 0 | 0 | 0 | 0 | 0 | 0 | 0 | 0 | 7686.6734 | 0 | 0 | 0 | 0 | 71488.5639 | 104677.7061 | 272701.7664 | 0 | 0 | 0 | 0 | 0 | 0 | 0 | 0 | 0 | 0 | 0 | 0 | 0
2016-02-04 13:00 | 0 | 0 | 0 | 0 | 0 | 377129.8396 | 111.0457 | 484949 | 0 | 0 | 0 | 24625.7201 | 0 | 0 | 0 | 0 | 0 | 0 | 0 | 0 | 0 | 0 | 7686.6426 | 0 | 0 | 0 | 0 | -71488.5639 | 174791.506 | 211011.0569 | 0 | 0 | 0 | 0 | 0 | 0 | 0 | 0 | 0 | 0 | 0 | 0 | 0
2016-02-04 14:00 | 0 | 0 | 0 | 0 | 0 | 315033.7105 | 147668.5695 | 487328 | 0 | 0 | 0 | 0 | 0 | 0 | 0 | 0 | 0 | 0 | 0 | 0 | 0 | 0 | 7686.6119 | 0 | 0 | 0 | 0 | -24625.7201 | 0 | 0 | 0 | 0 | 0 | 0 | 0 | 0 | 0 | 0 | 0 | 0 | 0 | 0 | 0
2016-02-04 15:00 | 0 | 0 | 0 | 0 | 0 | 107903.6075 | 552668.8986 | 485781 | 0 | 0 | 0 | 0 | 174791.506 | 0 | 0 | 0 | 0 | 0 | 0 | 0 | 0 | 0 | 7686.5811 | 0 | 0 | 0 | 0 | 0 | 174791.506 | 0 | 0 | 0 | 0 | 0 | 0 | 0 | 0 | 0 | 0 | 0 | 0 | 0 | 0
2016-02-04 16:00 | 0 | 0 | 0 | 0 | 0 | 17309.2495 | 637075.2566 | 479593 | 0 | 0 | 0 | 0 | 349583.0121 | 0 | 0 | 0 | 0 | 0 | 0 | 0 | 0 | 0 | 7686.5504 | 0 | 0 | 0 | 0 | 0 | 174791.506 | 0 | 0 | 0 | 0 | 0 | 0 | 0 | 0 | 0 | 0 | 0 | 0 | 0 | 0
2016-02-04 17:00 | 0 | 0 | 0 | 0 | 0 | 0 | 648291.8547 | 470967 | 0 | 0 | 0 | 2533.3486 | 524374.5181 | 0 | 0 | 0 | 0 | 0 | 0 | 0 | 0 | 0 | 7686.5196 | 0 | 0 | 0 | 0 | 2533.3486 | 174791.506 | 0 | 0 | 0 | 0 | 0 | 0 | 0 | 0 | 0 | 0 | 0 | 0 | 0 | 0
2016-02-04 18:00 | 0 | 0 | 0 | 0 | 0 | 9193.0622 | 625983.0952 | 462918 | 0 | 0 | 0 | 0 | 699166.0242 | 0 | 0 | 0 | 0 | 0 | 0 | 0 | 0 | 0 | 7686.4889 | 0 | 0 | 0 | 0 | -2533.3486 | 174791.506 | 0 | 0 | 0 | 0 | 0 | 0 | 0 | 0 | 0 | 0 | 0 | 0 | 0 | 0
2016-02-04 19:00 | 0 | 0 | 0 | 0 | 0 | 22242.0534 | 608848.4526 | 456299 | 0 | 0 | 0 | 0 | 873957.5302 | 0 | 0 | 0 | 0 | 0 | 0 | 0 | 0 | 0 | 7686.4581 | 0 | 0 | 0 | 0 | 0 | 174791.506 | 0 | 0 | 0 | 0 | 0 | 0 | 0 | 0 | 0 | 0 | 0 | 0 | 0 | 0
2016-02-04 20:00 | 0 | 0 | 0 | 0 | 0 | 79874.3355 | 606770.6763 | 451360 | 0 | 0 | 0 | 60493.5058 | 1048749.0362 | 0 | 0 | 0 | 0 | 0 | 0 | 0 | 0 | 0 | 7686.4274 | 0 | 0 | 0 | 0 | 60493.5058 | 174791.506 | 0 | 0 | 0 | 0 | 0 | 0 | 0 | 0 | 0 | 0 | 0 | 0 | 0 | 0
2016-02-04 21:00 | 0 | 0 | 0 | 0 | 0 | 91832.6841 | 606163.3858 | 451716 | 0 | 0 | 0 | 131982.0697 | 1223540.5423 | 0 | 0 | 0 | 0 | 0 | 0 | 0 | 0 | 0 | 7686.3966 | 0 | 0 | 0 | 0 | 71488.5639 | 174791.506 | 0 | 0 | 0 | 0 | 0 | 0 | 0 | 0 | 0 | 0 | 0 | 0 | 0 | 0
2016-02-04 22:00 | 0 | 0 | 0 | 0 | 0 | 162663.3027 | 545111.7672 | 461495 | 0 | 0 | 0 | 203470.6336 | 1398332.0483 | 0 | 0 | 0 | 0 | 0 | 0 | 0 | 0 | 0 | 7686.3659 | 0 | 0 | 0 | 0 | 71488.5639 | 174791.506 | 0 | 0 | 0 | 0 | 0 | 0 | 0 | 0 | 0 | 0 | 0 | 0 | 0 | 0
2016-02-04 23:00 | 0 | 0 | 0 | 0 | 0 | 238495.7346 | 341165.9871 | 477809 | 0 | 0 | 0 | 142977.1278 | 1560678.2758 | 0 | 0 | 0 | 0 | 0 | 0 | 0 | 0 | 0 | 7686.3351 | 0 | 0 | 0 | 0 | -60493.5058 | 162346.2275 | 0 | 0 | 0 | 0 | 0 | 0 | 0 | 0 | 0 | 0 | 0 | 0 | 0 | 0
2016-02-05 | 0 | 0 | 0 | 0 | 0 | 257253.3032 | 30095.639 | 491436 | 0 | 0 | 0 | 71488.5639 | 1428079.7819 | 0 | 0 | 0 | 0 | 0 | 0 | 0 | 0 | 0 | 7686.3044 | 0 | 0 | 0 | 0 | -71488.5639 | 0 | 132598.4939 | 0 | 0 | 0 | 0 | 0 | 0 | 0 | 0 | 0 | 0 | 0 | 0 | 0
2016-02-05 01:00 | 0 | 0 | 0 | 0 | 0 | 301286.1081 | 0 | 495085 | 0 | 0 | 0 | 0 | 1305769.4539 | 0 | 0 | 0 | 0 | 0 | 0 | 0 | 0 | 0 | 7686.2737 | 0 | 0 | 0 | 0 | -71488.5639 | 0 | 122310.328 | 0 | 0 | 0 | 0 | 0 | 0 | 0 | 0 | 0 | 0 | 0 | 0 | 0
2016-02-05 02:00 | 0 | 0 | 0 | 0 | 0 | 363633.7201 | 0 | 488990 | 0 | 0 | 0 | 0 | 1180413.174 | 0 | 0 | 0 | 0 | 0 | 0 | 0 | 0 | 0 | 7686.2429 | 0 | 0 | 0 | 0 | 0 | 147345.4865 | 272701.7664 | 0 | 0 | 0 | 0 | 0 | 0 | 0 | 0 | 0 | 0 | 0 | 0 | 0
2016-02-05 03:00 | 0 | 0 | 0 | 0 | 0 | 271829.7975 | 0 | 473043 | 0 | 0 | 0 | 71488.5639 | 907711.4076 | 0 | 0 | 0 | 0 | 0 | 0 | 0 | 0 | 0 | 7686.2122 | 0 | 0 | 0 | 0 | 71488.5639 | 0 | 272701.7664 | 0 | 0 | 0 | 0 | 0 | 0 | 0 | 0 | 0 | 0 | 0 | 0 | 0
2016-02-05 04:00 | 0 | 0 | 0 | 0 | 0 | 250905.7975 | 0 | 452119 | 0 | 0 | 0 | 142977.1278 | 635009.6412 | 0 | 0 | 0 | 0 | 0 | 0 | 0 | 0 | 0 | 7686.1814 | 0 | 0 | 0 | 0 | 71488.5639 | 0 | 272701.7664 | 0 | 0 | 0 | 0 | 0 | 0 | 0 | 0 | 0 | 0 | 0 | 0 | 0
2016-02-05 05:00 | 0 | 0 | 0 | 0 | 0 | 476241.6743 | 0 | 433235 | 0 | 0 | 0 | 185983.8021 | 635009.6412 | 0 | 0 | 0 | 0 | 0 | 0 | 0 | 0 | 0 | 7686.1507 | 0 | 0 | 0 | 0 | 43006.6743 | 0 | 0 | 0 | 0 | 0 | 0 | 0 | 0 | 0 | 0 | 0 | 0 | 0 | 0 | 0
2016-02-05 06:00 | 0 | 0 | 0 | 0 | 0 | 439300.8314 | 0 | 421814 | 0 | 0 | 0 | 203470.6336 | 635009.6412 | 0 | 0 | 0 | 0 | 0 | 0 | 0 | 0 | 0 | 7686.1199 | 0 | 0 | 0 | 0 | 17486.8314 | 0 | 0 | 0 | 0 | 0 | 0 | 0 | 0 | 0 | 0 | 0 | 0 | 0 | 0 | 0
2016-02-05 07:00 | 0 | 0 | 0 | 0 | 0 | 468606.3954 | 0 | 416139 | 0 | 0 | 0 | 203470.6336 | 687477.0366 | 0 | 0 | 0 | 0 | 0 | 0 | 0 | 0 | 0 | 7686.0892 | 0 | 0 | 0 | 0 | 0 | 52467.3954 | 0 | 0 | 0 | 0 | 0 | 0 | 0 | 0 | 0 | 0 | 0 | 0 | 0 | 0
2016-02-05 08:00 | 0 | 0 | 0 | 0 | 0 | 316552.7396 | 0 | 414463 | 0 | 0 | 0 | 203470.6336 | 589566.7762 | 0 | 0 | 0 | 0 | 0 | 0 | 0 | 0 | 0 | 7686.0584 | 0 | 0 | 0 | 0 | 0 | 174791.506 | 272701.7664 | 0 | 0 | 0 | 0 | 0 | 0 | 0 | 0 | 0 | 0 | 0 | 0 | 0
2016-02-05 09:00 | 0 | 0 | 0 | 0 | 0 | 74346.6697 | 0 | 418537 | 0 | 0 | 0 | 131982.0697 | 316865.0098 | 0 | 0 | 0 | 0 | 0 | 0 | 0 | 0 | 0 | 7686.0277 | 0 | 0 | 0 | 0 | -71488.5639 | 0 | 272701.7664 | 0 | 0 | 0 | 0 | 0 | 0 | 0 | 0 | 0 | 0 | 0 | 0 | 0
2016-02-05 10:00 | 0 | 0 | 0 | 0 | 0 | 298778.6842 | 0 | 435319 | 0 | 0 | 0 | 203470.6336 | 108836.1301 | 0 | 0 | 0 | 0 | 0 | 0 | 0 | 0 | 0 | 7685.997 | 0 | 0 | 0 | 0 | 71488.5639 | 64672.8867 | 272701.7664 | 0 | 0 | 0 | 0 | 0 | 0 | 0 | 0 | 0 | 0 | 0 | 0 | 0
2016-02-05 11:00 | 0 | 0 | 0 | 0 | 0 | 430287.1469 | 0 | 470378 | 0 | 0 | 0 | 163379.7804 | 108836.1301 | 0 | 0 | 0 | 0 | 0 | 0 | 0 | 0 | 0 | 7685.9662 | 0 | 0 | 0 | 0 | -40090.8531 | 0 | 0 | 0 | 0 | 0 | 0 | 0 | 0 | 0 | 0 | 0 | 0 | 0 | 0 | 0
2016-02-05 12:00 | 0 | 0 | 0 | 0 | 0 | 340614.7957 | 0 | 503832 | 0 | 0 | 0 | 98072.8365 | 10925.8698 | 0 | 0 | 0 | 0 | 0 | 0 | 0 | 0 | 0 | 7685.9355 | 0 | 0 | 0 | 0 | -65306.9439 | 174791.506 | 272701.7664 | 0 | 0 | 0 | 0 | 0 | 0 | 0 | 0 | 0 | 0 | 0 | 0 | 0
2016-02-05 13:00 | 0 | 0 | 0 | 0 | 0 | 431595.7602 | 128.8061 | 514139 | 0 | 0 | 0 | 26584.2726 | 0 | 0 | 0 | 0 | 0 | 0 | 0 | 0 | 0 | 0 | 7685.9047 | 0 | 0 | 0 | 0 | -71488.5639 | 0 | 10925.8698 | 0 | 0 | 0 | 0 | 0 | 0 | 0 | 0 | 0 | 0 | 0 | 0 | 0
2016-02-05 14:00 | 0 | 0 | 0 | 0 | 0 | 352633.8263 | 132151.901 | 511370 | 0 | 0 | 0 | 0 | 0 | 0 | 0 | 0 | 0 | 0 | 0 | 0 | 0 | 0 | 7685.874 | 0 | 0 | 0 | 0 | -26584.2726 | 0 | 0 | 0 | 0 | 0 | 0 | 0 | 0 | 0 | 0 | 0 | 0 | 0 | 0 | 0
2016-02-05 15:00 | 0 | 0 | 0 | 0 | 0 | 0 | 616261.2036 | 503724 | 0 | 0 | 0 | 0 | 112537.2036 | 0 | 0 | 0 | 0 | 0 | 0 | 0 | 0 | 0 | 7685.8432 | 0 | 0 | 0 | 0 | 0 | 112537.2036 | 0 | 0 | 0 | 0 | 0 | 0 | 0 | 0 | 0 | 0 | 0 | 0 | 0 | 0
2016-02-05 16:00 | 0 | 0 | 0 | 0 | 0 | 0 | 666785.2196 | 490621 | 0 | 0 | 0 | 0 | 287328.7096 | 0 | 0 | 0 | 0 | 0 | 0 | 0 | 0 | 0 | 8783.9834 | 0 | 0 | 0 | 0 | 0 | 174791.506 | 0 | 0 | 0 | 0 | 0 | 0 | 0 | 0 | 0 | 0 | 0 | 1372.7136 | 0 | 0
2016-02-05 17:00 | 0 | 0 | 0 | 0 | 0 | 0 | 723007.7835 | 475355 | 0 | 0 | 0 | 71488.5639 | 462120.2157 | 0 | 0 | 0 | 0 | 0 | 0 | 0 | 0 | 0 | 9882.1191 | 0 | 0 | 0 | 0 | 71488.5639 | 174791.506 | 0 | 0 | 0 | 0 | 0 | 0 | 0 | 0 | 0 | 0 | 0 | 1372.7136 | 0 | 0
2016-02-05 18:00 | 0 | 0 | 0 | 0 | 0 | 0 | 692720.1543 | 462022 | 0 | 0 | 0 | 126022.4986 | 636911.7217 | 0 | 0 | 0 | 0 | 0 | 0 | 0 | 0 | 0 | 10980.2504 | 0 | 0 | 0 | 0 | 54533.9347 | 174791.506 | 0 | 0 | 0 | 0 | 0 | 0 | 0 | 0 | 0 | 0 | 0 | 1372.7136 | 0 | 0
2016-02-05 19:00 | 0 | 0 | 0 | 0 | 0 | 0 | 674672.6384 | 451872 | 0 | 0 | 0 | 172658.9173 | 811703.2278 | 0 | 0 | 0 | 0 | 0 | 0 | 0 | 0 | 0 | 12078.3774 | 0 | 0 | 0 | 0 | 46636.4188 | 174791.506 | 0 | 0 | 0 | 0 | 0 | 0 | 0 | 0 | 0 | 0 | 0 | 1372.7136 | 0 | 0
2016-02-05 20:00 | 0 | 0 | 0 | 0 | 0 | 0 | 548360.6557 | 443685 | 0 | 0 | 0 | 101170.3535 | 986494.7338 | 0 | 0 | 0 | 0 | 0 | 0 | 0 | 0 | 0 | 13176.4999 | 0 | 0 | 0 | 0 | -71488.5639 | 174791.506 | 0 | 0 | 0 | 0 | 0 | 0 | 0 | 0 | 0 | 0 | 0 | 1372.7136 | 0 | 0
2016-02-05 21:00 | 0 | 0 | 0 | 0 | 0 | 0 | 689996.7835 | 442344 | 0 | 0 | 0 | 172658.9173 | 1161286.2398 | 0 | 0 | 0 | 0 | 0 | 0 | 0 | 0 | 0 | 14274.6181 | 0 | 0 | 0 | 0 | 71488.5639 | 174791.506 | 0 | 0 | 0 | 0 | 0 | 0 | 0 | 0 | 0 | 0 | 0 | 1372.7136 | 0 | 0
2016-02-05 22:00 | 0 | 0 | 0 | 0 | 0 | 0 | 659717.9358 | 452742 | 0 | 0 | 0 | 203470.6336 | 1336077.7459 | 0 | 0 | 0 | 0 | 0 | 0 | 0 | 0 | 0 | 15372.7319 | 0 | 0 | 0 | 0 | 30811.7162 | 174791.506 | 0 | 0 | 0 | 0 | 0 | 0 | 0 | 0 | 0 | 0 | 0 | 1372.7136 | 0 | 0
2016-02-05 23:00 | 0 | 0 | 0 | 0 | 0 | 33127.8289 | 367039.6073 | 471656 | 0 | 0 | 0 | 131982.0697 | 1336077.7459 | 0 | 0 | 0 | 0 | 0 | 0 | 0 | 0 | 0 | 15372.6704 | 0 | 0 | 0 | 0 | -71488.5639 | 0 | 0 | 0 | 0 | 0 | 0 | 0 | 0 | 0 | 0 | 0 | 0 | 0 | 0 | 0
2016-02-06 | 0 | 0 | 0 | 0 | 0 | 388118.8092 | 34804.685 | 483417 | 0 | 0 | 0 | 71488.5639 | 1336077.7459 | 0 | 0 | 0 | 0 | 0 | 0 | 0 | 0 | 0 | 15372.6089 | 0 | 0 | 0 | 0 | -60493.5058 | 0 | 0 | 0 | 0 | 0 | 0 | 0 | 0 | 0 | 0 | 0 | 0 | 0 | 0 | 0
2016-02-06 01:00 | 0 | 0 | 0 | 0 | 0 | 415011.4361 | 0 | 486500 | 0 | 0 | 0 | 0 | 1336077.7459 | 0 | 0 | 0 | 0 | 0 | 0 | 0 | 0 | 0 | 15372.5474 | 0 | 0 | 0 | 0 | -71488.5639 | 0 | 0 | 0 | 0 | 0 | 0 | 0 | 0 | 0 | 0 | 0 | 0 | 0 | 0 | 0
2016-02-06 02:00 | 0 | 0 | 0 | 0 | 0 | 483385 | 0 | 483385 | 0 | 0 | 0 | 0 | 1336077.7459 | 0 | 0 | 0 | 0 | 0 | 0 | 0 | 0 | 0 | 15372.4859 | 0 | 0 | 0 | 0 | 0 | 0 | 0 | 0 | 0 | 0 | 0 | 0 | 0 | 0 | 0 | 0 | 0 | 0 | 0 | 0
2016-02-06 03:00 | 0 | 0 | 0 | 0 | 0 | 472460 | 0 | 472460 | 0 | 0 | 0 | 0 | 1336077.7459 | 0 | 0 | 0 | 0 | 0 | 0 | 0 | 0 | 0 | 15372.4244 | 0 | 0 | 0 | 0 | 0 | 0 | 0 | 0 | 0 | 0 | 0 | 0 | 0 | 0 | 0 | 0 | 0 | 0 | 0 | 0
2016-02-06 04:00 | 0 | 0 | 0 | 0 | 0 | 525677.5639 | 0 | 454189 | 0 | 0 | 0 | 71488.5639 | 1336077.7459 | 0 | 0 | 0 | 0 | 0 | 0 | 0 | 0 | 0 | 15372.3629 | 0 | 0 | 0 | 0 | 71488.5639 | 0 | 0 | 0 | 0 | 0 | 0 | 0 | 0 | 0 | 0 | 0 | 0 | 0 | 0 | 0
2016-02-06 05:00 | 0 | 0 | 0 | 0 | 0 | 438683 | 0 | 438683 | 0 | 0 | 0 | 71488.5639 | 1336077.7459 | 0 | 0 | 0 | 0 | 0 | 0 | 0 | 0 | 0 | 15372.3014 | 0 | 0 | 0 | 0 | 0 | 0 | 0 | 0 | 0 | 0 | 0 | 0 | 0 | 0 | 0 | 0 | 0 | 0 | 0 | 0
2016-02-06 06:00 | 0 | 0 | 0 | 0 | 0 | 83173.6697 | 0 | 427364 | 0 | 0 | 0 | 0 | 1063375.9795 | 0 | 0 | 0 | 0 | 0 | 0 | 0 | 0 | 0 | 15372.2399 | 0 | 0 | 0 | 0 | -71488.5639 | 0 | 272701.7664 | 0 | 0 | 0 | 0 | 0 | 0 | 0 | 0 | 0 | 0 | 0 | 0 | 0
2016-02-06 07:00 | 0 | 0 | 0 | 0 | 0 | 420107 | 0 | 420107 | 0 | 0 | 0 | 0 | 1063375.9795 | 0 | 0 | 0 | 0 | 0 | 0 | 0 | 0 | 0 | 15372.1784 | 0 | 0 | 0 | 0 | 0 | 0 | 0 | 0 | 0 | 0 | 0 | 0 | 0 | 0 | 0 | 0 | 0 | 0 | 0 | 0
2016-02-06 08:00 | 0 | 0 | 0 | 0 | 0 | 488099.5639 | 0 | 416611 | 0 | 0 | 0 | 71488.5639 | 1063375.9795 | 0 | 0 | 0 | 0 | 0 | 0 | 0 | 0 | 0 | 15372.117 | 0 | 0 | 0 | 0 | 71488.5639 | 0 | 0 | 0 | 0 | 0 | 0 | 0 | 0 | 0 | 0 | 0 | 0 | 0 | 0 | 0
2016-02-06 09:00 | 0 | 0 | 0 | 0 | 0 | 489068.5639 | 0 | 417580 | 0 | 0 | 0 | 142977.1278 | 1063375.9795 | 0 | 0 | 0 | 0 | 0 | 0 | 0 | 0 | 0 | 15372.0555 | 0 | 0 | 0 | 0 | 71488.5639 | 0 | 0 | 0 | 0 | 0 | 0 | 0 | 0 | 0 | 0 | 0 | 0 | 0 | 0 | 0
2016-02-06 10:00 | 0 | 0 | 0 | 0 | 0 | 352832.4361 | 0 | 424321 | 0 | 0 | 0 | 71488.5639 | 1063375.9795 | 0 | 0 | 0 | 0 | 0 | 0 | 0 | 0 | 0 | 15371.994 | 0 | 0 | 0 | 0 | -71488.5639 | 0 | 0 | 0 | 0 | 0 | 0 | 0 | 0 | 0 | 0 | 0 | 0 | 0 | 0 | 0
2016-02-06 11:00 | 0 | 0 | 0 | 0 | 0 | 367022.4361 | 0 | 438511 | 0 | 0 | 0 | 0 | 1063375.9795 | 0 | 0 | 0 | 0 | 0 | 0 | 0 | 0 | 0 | 15371.9325 | 0 | 0 | 0 | 0 | -71488.5639 | 0 | 0 | 0 | 0 | 0 | 0 | 0 | 0 | 0 | 0 | 0 | 0 | 0 | 0 | 0
2016-02-06 12:00 | 0 | 0 | 0 | 0 | 0 | 526999.5639 | 0 | 455511 | 0 | 0 | 0 | 71488.5639 | 1063375.9795 | 0 | 0 | 0 | 0 | 0 | 0 | 0 | 0 | 0 | 15371.871 | 0 | 0 | 0 | 0 | 71488.5639 | 0 | 0 | 0 | 0 | 0 | 0 | 0 | 0 | 0 | 0 | 0 | 0 | 0 | 0 | 0
2016-02-06 13:00 | 0 | 0 | 0 | 0 | 0 | 396576.8932 | 146.5429 | 468212 | 0 | 0 | 0 | 0 | 1063375.9795 | 0 | 0 | 0 | 0 | 0 | 0 | 0 | 0 | 0 | 15371.8095 | 0 | 0 | 0 | 0 | -71488.5639 | 0 | 0 | 0 | 0 | 0 | 0 | 0 | 0 | 0 | 0 | 0 | 0 | 0 | 0 | 0
2016-02-06 14:00 | 0 | 0 | 0 | 0 | 0 | 300983.8363 | 169547.1637 | 470531 | 0 | 0 | 0 | 0 | 1063375.9795 | 0 | 0 | 0 | 0 | 0 | 0 | 0 | 0 | 0 | 15371.748 | 0 | 0 | 0 | 0 | 0 | 0 | 0 | 0 | 0 | 0 | 0 | 0 | 0 | 0 | 0 | 0 | 0 | 0 | 0 | 0
2016-02-06 15:00 | 0 | 0 | 0 | 0 | 0 | 0 | 674713.313 | 464518 | 0 | 0 | 0 | 34031.0934 | 1238167.4855 | 0 | 0 | 0 | 0 | 0 | 0 | 0 | 0 | 0 | 16469.8574 | 0 | 0 | 0 | 0 | 34031.0934 | 174791.506 | 0 | 0 | 0 | 0 | 0 | 0 | 0 | 0 | 0 | 0 | 0 | 1372.7136 | 0 | 0
2016-02-06 16:00 | 0 | 0 | 0 | 0 | 0 | 0 | 595995.1262 | 453862 | 0 | 0 | 0 | 0 | 1412958.9915 | 0 | 0 | 0 | 0 | 0 | 0 | 0 | 0 | 0 | 17567.9624 | 0 | 0 | 0 | 0 | -34031.0934 | 174791.506 | 0 | 0 | 0 | 0 | 0 | 0 | 0 | 0 | 0 | 0 | 0 | 1372.7136 | 0 | 0
2016-02-06 17:00 | 0 | 0 | 0 | 0 | 0 | 0 | 689133.7835 | 441481 | 0 | 0 | 0 | 71488.5639 | 1587750.4976 | 0 | 0 | 0 | 0 | 0 | 0 | 0 | 0 | 0 | 18666.063 | 0 | 0 | 0 | 0 | 71488.5639 | 174791.506 | 0 | 0 | 0 | 0 | 0 | 0 | 0 | 0 | 0 | 0 | 0 | 1372.7136 | 0 | 0
2016-02-06 18:00 | 0 | 0 | 0 | 0 | 0 | 0 | 605480.1947 | 429388 | 0 | 0 | 0 | 71416.5389 | 1762542.0036 | 0 | 0 | 0 | 0 | 0 | 0 | 0 | 0 | 0 | 19764.1592 | 0 | 0 | 0 | 0 | -72.025 | 174791.506 | 0 | 0 | 0 | 0 | 0 | 0 | 0 | 0 | 0 | 0 | 0 | 1372.7136 | 0 | 0
2016-02-06 19:00 | 0 | 0 | 0 | 0 | 0 | 0 | 666926.7835 | 419274 | 0 | 0 | 0 | 142905.1028 | 1937333.5097 | 0 | 0 | 0 | 0 | 0 | 0 | 0 | 0 | 0 | 20862.251 | 0 | 0 | 0 | 0 | 71488.5639 | 174791.506 | 0 | 0 | 0 | 0 | 0 | 0 | 0 | 0 | 0 | 0 | 0 | 1372.7136 | 0 | 0
2016-02-06 20:00 | 0 | 0 | 0 | 0 | 0 | 0 | 518131.6557 | 413456 | 0 | 0 | 0 | 71416.5389 | 2112125.0157 | 0 | 0 | 0 | 0 | 0 | 0 | 0 | 0 | 0 | 21960.3384 | 0 | 0 | 0 | 0 | -71488.5639 | 174791.506 | 0 | 0 | 0 | 0 | 0 | 0 | 0 | 0 | 0 | 0 | 0 | 1372.7136 | 0 | 0
2016-02-06 21:00 | 0 | 0 | 0 | 0 | 0 | 0 | 661282.7835 | 413630 | 0 | 0 | 0 | 142905.1028 | 2286916.5217 | 0 | 0 | 0 | 0 | 0 | 0 | 0 | 0 | 0 | 23058.4214 | 0 | 0 | 0 | 0 | 71488.5639 | 174791.506 | 0 | 0 | 0 | 0 | 0 | 0 | 0 | 0 | 0 | 0 | 0 | 1372.7136 | 0 | 0
2016-02-06 22:00 | 0 | 0 | 0 | 0 | 0 | 0 | 659957.7504 | 423228 | 0 | 0 | 0 | 203470.6336 | 2461708.0278 | 0 | 0 | 0 | 0 | 0 | 0 | 0 | 0 | 0 | 24156.5001 | 0 | 0 | 0 | 0 | 60565.5307 | 174791.506 | 0 | 0 | 0 | 0 | 0 | 0 | 0 | 0 | 0 | 0 | 0 | 1372.7136 | 0 | 0
2016-02-06 23:00 | 0 | 0 | 0 | 0 | 0 | 0 | 385112.9701 | 441840 | 0 | 0 | 0 | 146743.6037 | 2461708.0278 | 0 | 0 | 0 | 0 | 0 | 0 | 0 | 0 | 0 | 24156.4034 | 0 | 0 | 0 | 0 | -56727.0299 | 0 | 0 | 0 | 0 | 0 | 0 | 0 | 0 | 0 | 0 | 0 | 0 | 0 | 0 | 0
2016-02-07 | 0 | 0 | 0 | 0 | 0 | 350068.8964 | 32938.5397 | 454496 | 0 | 0 | 0 | 75255.0398 | 2461708.0278 | 0 | 0 | 0 | 0 | 0 | 0 | 0 | 0 | 0 | 24156.3068 | 0 | 0 | 0 | 0 | -71488.5639 | 0 | 0 | 0 | 0 | 0 | 0 | 0 | 0 | 0 | 0 | 0 | 0 | 0 | 0 | 0
2016-02-07 01:00 | 0 | 0 | 0 | 0 | 0 | 530372.5639 | 0 | 458884 | 0 | 0 | 0 | 146743.6037 | 2461708.0278 | 0 | 0 | 0 | 0 | 0 | 0 | 0 | 0 | 0 | 24156.2102 | 0 | 0 | 0 | 0 | 71488.5639 | 0 | 0 | 0 | 0 | 0 | 0 | 0 | 0 | 0 | 0 | 0 | 0 | 0 | 0 | 0
2016-02-07 02:00 | 0 | 0 | 0 | 0 | 0 | 513176.0299 | 0 | 456449 | 0 | 0 | 0 | 203470.6336 | 2461708.0278 | 0 | 0 | 0 | 0 | 0 | 0 | 0 | 0 | 0 | 24156.1136 | 0 | 0 | 0 | 0 | 56727.0299 | 0 | 0 | 0 | 0 | 0 | 0 | 0 | 0 | 0 | 0 | 0 | 0 | 0 | 0 | 0
2016-02-07 03:00 | 0 | 0 | 0 | 0 | 0 | 387759.4942 | 0 | 448253 | 0 | 0 | 0 | 142977.1278 | 2461708.0278 | 0 | 0 | 0 | 0 | 0 | 0 | 0 | 0 | 0 | 24156.0169 | 0 | 0 | 0 | 0 | -60493.5058 | 0 | 0 | 0 | 0 | 0 | 0 | 0 | 0 | 0 | 0 | 0 | 0 | 0 | 0 | 0
2016-02-07 04:00 | 0 | 0 | 0 | 0 | 0 | 538199.9421 | 0 | 434897 | 0 | 0 | 0 | 71488.5639 | 2636499.5338 | 0 | 0 | 0 | 0 | 0 | 0 | 0 | 0 | 0 | 24155.9203 | 0 | 0 | 0 | 0 | -71488.5639 | 174791.506 | 0 | 0 | 0 | 0 | 0 | 0 | 0 | 0 | 0 | 0 | 0 | 0 | 0 | 0
2016-02-07 05:00 | 0 | 0 | 0 | 0 | 0 | 77588.6697 | 0 | 421779 | 0 | 0 | 0 | 0 | 2363797.7674 | 0 | 0 | 0 | 0 | 0 | 0 | 0 | 0 | 0 | 24155.8237 | 0 | 0 | 0 | 0 | -71488.5639 | 0 | 272701.7664 | 0 | 0 | 0 | 0 | 0 | 0 | 0 | 0 | 0 | 0 | 0 | 0 | 0
2016-02-07 06:00 | 0 | 0 | 0 | 0 | 0 | 412123 | 0 | 412123 | 0 | 0 | 0 | 0 | 2363797.7674 | 0 | 0 | 0 | 0 | 0 | 0 | 0 | 0 | 0 | 24155.7271 | 0 | 0 | 0 | 0 | 0 | 0 | 0 | 0 | 0 | 0 | 0 | 0 | 0 | 0 | 0 | 0 | 0 | 0 | 0 | 0
2016-02-07 07:00 | 0 | 0 | 0 | 0 | 0 | 581323.506 | 0 | 406532 | 0 | 0 | 0 | 0 | 2538589.2734 | 0 | 0 | 0 | 0 | 0 | 0 | 0 | 0 | 0 | 24155.6305 | 0 | 0 | 0 | 0 | 0 | 174791.506 | 0 | 0 | 0 | 0 | 0 | 0 | 0 | 0 | 0 | 0 | 0 | 0 | 0 | 0
2016-02-07 08:00 | 0 | 0 | 0 | 0 | 0 | 404173 | 0 | 404173 | 0 | 0 | 0 | 0 | 2538589.2734 | 0 | 0 | 0 | 0 | 0 | 0 | 0 | 0 | 0 | 24155.5338 | 0 | 0 | 0 | 0 | 0 | 0 | 0 | 0 | 0 | 0 | 0 | 0 | 0 | 0 | 0 | 0 | 0 | 0 | 0 | 0
2016-02-07 09:00 | 0 | 0 | 0 | 0 | 0 | 132927.2336 | 0 | 405629 | 0 | 0 | 0 | 0 | 2265887.507 | 0 | 0 | 0 | 0 | 0 | 0 | 0 | 0 | 0 | 24155.4372 | 0 | 0 | 0 | 0 | 0 | 0 | 272701.7664 | 0 | 0 | 0 | 0 | 0 | 0 | 0 | 0 | 0 | 0 | 0 | 0 | 0
2016-02-07 10:00 | 0 | 0 | 0 | 0 | 0 | 410888 | 0 | 410888 | 0 | 0 | 0 | 0 | 2265887.507 | 0 | 0 | 0 | 0 | 0 | 0 | 0 | 0 | 0 | 24155.3406 | 0 | 0 | 0 | 0 | 0 | 0 | 0 | 0 | 0 | 0 | 0 | 0 | 0 | 0 | 0 | 0 | 0 | 0 | 0 | 0
2016-02-07 11:00 | 0 | 0 | 0 | 0 | 0 | 493418.5639 | 0 | 421930 | 0 | 0 | 0 | 71488.5639 | 2265887.507 | 0 | 0 | 0 | 0 | 0 | 0 | 0 | 0 | 0 | 24155.244 | 0 | 0 | 0 | 0 | 71488.5639 | 0 | 0 | 0 | 0 | 0 | 0 | 0 | 0 | 0 | 0 | 0 | 0 | 0 | 0 | 0
2016-02-07 12:00 | 0 | 0 | 0 | 0 | 0 | 539382.9421 | 0 | 436080 | 0 | 0 | 0 | 0 | 2440679.0131 | 0 | 0 | 0 | 0 | 0 | 0 | 0 | 0 | 0 | 24155.1473 | 0 | 0 | 0 | 0 | -71488.5639 | 174791.506 | 0 | 0 | 0 | 0 | 0 | 0 | 0 | 0 | 0 | 0 | 0 | 0 | 0 | 0
2016-02-07 13:00 | 0 | 0 | 0 | 0 | 0 | 449815.6403 | 179.3597 | 449995 | 0 | 0 | 0 | 0 | 2440679.0131 | 0 | 0 | 0 | 0 | 0 | 0 | 0 | 0 | 0 | 24155.0507 | 0 | 0 | 0 | 0 | 0 | 0 | 0 | 0 | 0 | 0 | 0 | 0 | 0 | 0 | 0 | 0 | 0 | 0 | 0 | 0
2016-02-07 14:00 | 0 | 0 | 0 | 0 | 0 | 281797.5911 | 172504.4089 | 454302 | 0 | 0 | 0 | 0 | 2440679.0131 | 0 | 0 | 0 | 0 | 0 | 0 | 0 | 0 | 0 | 24154.9541 | 0 | 0 | 0 | 0 | 0 | 0 | 0 | 0 | 0 | 0 | 0 | 0 | 0 | 0 | 0 | 0 | 0 | 0 | 0 | 0
2016-02-07 15:00 | 0 | 0 | 0 | 0 | 0 | 0 | 664627.5748 | 448053 | 0 | 0 | 0 | 40410.3552 | 2615470.5191 | 0 | 0 | 0 | 0 | 0 | 0 | 0 | 0 | 0 | 25253.0284 | 0 | 0 | 0 | 0 | 40410.3552 | 174791.506 | 0 | 0 | 0 | 0 | 0 | 0 | 0 | 0 | 0 | 0 | 0 | 1372.7136 | 0 | 0
2016-02-07 16:00 | 0 | 0 | 0 | 0 | 0 | 0 | 574093.8645 | 438340 | 0 | 0 | 0 | 0 | 2790262.0251 | 0 | 0 | 0 | 0 | 0 | 0 | 0 | 0 | 0 | 26351.0982 | 0 | 0 | 0 | 0 | -40410.3552 | 174791.506 | 0 | 0 | 0 | 0 | 0 | 0 | 0 | 0 | 0 | 0 | 0 | 1372.7136 | 0 | 0
2016-02-07 17:00 | 0 | 0 | 0 | 0 | 0 | 0 | 605867.2196 | 429703 | 0 | 0 | 0 | 0 | 2965053.5312 | 0 | 0 | 0 | 0 | 0 | 0 | 0 | 0 | 0 | 27449.1637 | 0 | 0 | 0 | 0 | 0 | 174791.506 | 0 | 0 | 0 | 0 | 0 | 0 | 0 | 0 | 0 | 0 | 0 | 1372.7136 | 0 | 0
2016-02-07 18:00 | 0 | 0 | 0 | 0 | 0 | 0 | 598865.2196 | 422701 | 0 | 0 | 0 | 0 | 3139845.0372 | 0 | 0 | 0 | 0 | 0 | 0 | 0 | 0 | 0 | 28547.2247 | 0 | 0 | 0 | 0 | 0 | 174791.506 | 0 | 0 | 0 | 0 | 0 | 0 | 0 | 0 | 0 | 0 | 0 | 1372.7136 | 0 | 0
2016-02-07 19:00 | 0 | 0 | 0 | 0 | 0 | 0 | 592785.2196 | 416621 | 0 | 0 | 0 | 0 | 3314636.5433 | 0 | 0 | 0 | 0 | 0 | 0 | 0 | 0 | 0 | 29645.2814 | 0 | 0 | 0 | 0 | 0 | 174791.506 | 0 | 0 | 0 | 0 | 0 | 0 | 0 | 0 | 0 | 0 | 0 | 1372.7136 | 0 | 0
2016-02-07 20:00 | 0 | 0 | 0 | 0 | 0 | 0 | 660858.7835 | 413206 | 0 | 0 | 0 | 71488.5639 | 3489428.0493 | 0 | 0 | 0 | 0 | 0 | 0 | 0 | 0 | 0 | 30743.3337 | 0 | 0 | 0 | 0 | 71488.5639 | 174791.506 | 0 | 0 | 0 | 0 | 0 | 0 | 0 | 0 | 0 | 0 | 0 | 1372.7136 | 0 | 0
2016-02-07 21:00 | 0 | 0 | 0 | 0 | 0 | 0 | 651483.7254 | 414826 | 0 | 0 | 0 | 131982.0697 | 3664219.5553 | 0 | 0 | 0 | 0 | 0 | 0 | 0 | 0 | 0 | 31841.3816 | 0 | 0 | 0 | 0 | 60493.5058 | 174791.506 | 0 | 0 | 0 | 0 | 0 | 0 | 0 | 0 | 0 | 0 | 0 | 1372.7136 | 0 | 0
2016-02-07 22:00 | 0 | 0 | 0 | 0 | 0 | 0 | 672804.7835 | 425152 | 0 | 0 | 0 | 203470.6336 | 3839011.0614 | 0 | 0 | 0 | 0 | 0 | 0 | 0 | 0 | 0 | 32939.4251 | 0 | 0 | 0 | 0 | 71488.5639 | 174791.506 | 0 | 0 | 0 | 0 | 0 | 0 | 0 | 0 | 0 | 0 | 0 | 1372.7136 | 0 | 0
2016-02-07 23:00 | 0 | 0 | 0 | 0 | 0 | 0 | 394865.0688 | 437288 | 0 | 0 | 0 | 161047.7024 | 3839011.0614 | 0 | 0 | 0 | 0 | 0 | 0 | 0 | 0 | 0 | 32939.2933 | 0 | 0 | 0 | 0 | -42422.9312 | 0 | 0 | 0 | 0 | 0 | 0 | 0 | 0 | 0 | 0 | 0 | 0 | 0 | 0 | 0
2016-02-08 | 0 | 0 | 0 | 0 | 0 | 442308.2318 | 41412.6993 | 441298 | 0 | 0 | 0 | 203470.6336 | 3839011.0614 | 0 | 0 | 0 | 0 | 0 | 0 | 0 | 0 | 0 | 32939.1616 | 0 | 0 | 0 | 0 | 42422.9312 | 0 | 0 | 0 | 0 | 0 | 0 | 0 | 0 | 0 | 0 | 0 | 0 | 0 | 0 | 0
2016-02-08 01:00 | 0 | 0 | 0 | 0 | 0 | 444780 | 0 | 444780 | 0 | 0 | 0 | 203470.6336 | 3839011.0614 | 0 | 0 | 0 | 0 | 0 | 0 | 0 | 0 | 0 | 32939.0298 | 0 | 0 | 0 | 0 | 0 | 0 | 0 | 0 | 0 | 0 | 0 | 0 | 0 | 0 | 0 | 0 | 0 | 0 | 0 | 0
2016-02-08 02:00 | 0 | 0 | 0 | 0 | 0 | 444304 | 0 | 444304 | 0 | 0 | 0 | 203470.6336 | 3839011.0614 | 0 | 0 | 0 | 0 | 0 | 0 | 0 | 0 | 0 | 32938.8981 | 0 | 0 | 0 | 0 | 0 | 0 | 0 | 0 | 0 | 0 | 0 | 0 | 0 | 0 | 0 | 0 | 0 | 0 | 0 | 0
2016-02-08 03:00 | 0 | 0 | 0 | 0 | 0 | 552657.0003 | 0 | 438359 | 0 | 0 | 0 | 142977.1278 | 4013802.5674 | 0 | 0 | 0 | 0 | 0 | 0 | 0 | 0 | 0 | 32938.7663 | 0 | 0 | 0 | 0 | -60493.5058 | 174791.506 | 0 | 0 | 0 | 0 | 0 | 0 | 0 | 0 | 0 | 0 | 0 | 0 | 0 | 0
2016-02-08 04:00 | 0 | 0 | 0 | 0 | 0 | 85827.6697 | 0 | 430018 | 0 | 0 | 0 | 71488.5639 | 3741100.801 | 0 | 0 | 0 | 0 | 0 | 0 | 0 | 0 | 0 | 32938.6346 | 0 | 0 | 0 | 0 | -71488.5639 | 0 | 272701.7664 | 0 | 0 | 0 | 0 | 0 | 0 | 0 | 0 | 0 | 0 | 0 | 0 | 0
2016-02-08 05:00 | 0 | 0 | 0 | 0 | 0 | 341997.4361 | 0 | 413486 | 0 | 0 | 0 | 0 | 3741100.801 | 0 | 0 | 0 | 0 | 0 | 0 | 0 | 0 | 0 | 32938.5028 | 0 | 0 | 0 | 0 | -71488.5639 | 0 | 0 | 0 | 0 | 0 | 0 | 0 | 0 | 0 | 0 | 0 | 0 | 0 | 0 | 0
2016-02-08 06:00 | 0 | 0 | 0 | 0 | 0 | 577026.506 | 0 | 402235 | 0 | 0 | 0 | 0 | 3915892.307 | 0 | 0 | 0 | 0 | 0 | 0 | 0 | 0 | 0 | 32938.371 | 0 | 0 | 0 | 0 | 0 | 174791.506 | 0 | 0 | 0 | 0 | 0 | 0 | 0 | 0 | 0 | 0 | 0 | 0 | 0 | 0
2016-02-08 07:00 | 0 | 0 | 0 | 0 | 0 | 396922 | 0 | 396922 | 0 | 0 | 0 | 0 | 3915892.307 | 0 | 0 | 0 | 0 | 0 | 0 | 0 | 0 | 0 | 32938.2393 | 0 | 0 | 0 | 0 | 0 | 0 | 0 | 0 | 0 | 0 | 0 | 0 | 0 | 0 | 0 | 0 | 0 | 0 | 0 | 0
2016-02-08 08:00 | 0 | 0 | 0 | 0 | 0 | 370138.3035 | 0 | 396560 | 0 | 0 | 0 | 71488.5639 | 3817982.0467 | 0 | 0 | 0 | 0 | 0 | 0 | 0 | 0 | 0 | 32938.1075 | 0 | 0 | 0 | 0 | 71488.5639 | 174791.506 | 272701.7664 | 0 | 0 | 0 | 0 | 0 | 0 | 0 | 0 | 0 | 0 | 0 | 0 | 0
2016-02-08 09:00 | 0 | 0 | 0 | 0 | 0 | 331041.4361 | 0 | 402530 | 0 | 0 | 0 | 0 | 3817982.0467 | 0 | 0 | 0 | 0 | 0 | 0 | 0 | 0 | 0 | 32937.9758 | 0 | 0 | 0 | 0 | -71488.5639 | 0 | 0 | 0 | 0 | 0 | 0 | 0 | 0 | 0 | 0 | 0 | 0 | 0 | 0 | 0
2016-02-08 10:00 | 0 | 0 | 0 | 0 | 0 | 667340.0699 | 0 | 421060 | 0 | 0 | 0 | 71488.5639 | 3992773.5527 | 0 | 0 | 0 | 0 | 0 | 0 | 0 | 0 | 0 | 32937.844 | 0 | 0 | 0 | 0 | 71488.5639 | 174791.506 | 0 | 0 | 0 | 0 | 0 | 0 | 0 | 0 | 0 | 0 | 0 | 0 | 0 | 0
2016-02-08 11:00 | 0 | 0 | 0 | 0 | 0 | 386062.4361 | 0 | 457551 | 0 | 0 | 0 | 0 | 3992773.5527 | 0 | 0 | 0 | 0 | 0 | 0 | 0 | 0 | 0 | 32937.7123 | 0 | 0 | 0 | 0 | -71488.5639 | 0 | 0 | 0 | 0 | 0 | 0 | 0 | 0 | 0 | 0 | 0 | 0 | 0 | 0 | 0
2016-02-08 12:00 | 0 | 0 | 0 | 0 | 0 | 490360 | 0 | 490360 | 0 | 0 | 0 | 0 | 3992773.5527 | 0 | 0 | 0 | 0 | 0 | 0 | 0 | 0 | 0 | 32937.5805 | 0 | 0 | 0 | 0 | 0 | 0 | 0 | 0 | 0 | 0 | 0 | 0 | 0 | 0 | 0 | 0 | 0 | 0 | 0 | 0
2016-02-08 13:00 | 0 | 0 | 0 | 0 | 0 | 570137.0197 | 219.5442 | 498868 | 0 | 0 | 0 | 71488.5639 | 3992773.5527 | 0 | 0 | 0 | 0 | 0 | 0 | 0 | 0 | 0 | 32937.4488 | 0 | 0 | 0 | 0 | 71488.5639 | 0 | 0 | 0 | 0 | 0 | 0 | 0 | 0 | 0 | 0 | 0 | 0 | 0 | 0 | 0
2016-02-08 14:00 | 0 | 0 | 0 | 0 | 0 | 265974.0713 | 158433.3648 | 495896 | 0 | 0 | 0 | 0 | 3992773.5527 | 0 | 0 | 0 | 0 | 0 | 0 | 0 | 0 | 0 | 32937.317 | 0 | 0 | 0 | 0 | -71488.5639 | 0 | 0 | 0 | 0 | 0 | 0 | 0 | 0 | 0 | 0 | 0 | 0 | 0 | 0 | 0
2016-02-08 15:00 | 0 | 0 | 0 | 0 | 0 | 0 | 647876.7387 | 491192 | 0 | 0 | 0 | 0 | 4149458.2914 | 0 | 0 | 0 | 0 | 0 | 0 | 0 | 0 | 0 | 32937.1853 | 0 | 0 | 0 | 0 | 0 | 156684.7387 | 0 | 0 | 0 | 0 | 0 | 0 | 0 | 0 | 0 | 0 | 0 | 0 | 0 | 0
2016-02-08 16:00 | 0 | 0 | 0 | 0 | 0 | 0 | 659989.2196 | 483825 | 0 | 0 | 0 | 0 | 4324249.7974 | 0 | 0 | 0 | 0 | 0 | 0 | 0 | 0 | 0 | 34035.2244 | 0 | 0 | 0 | 0 | 0 | 174791.506 | 0 | 0 | 0 | 0 | 0 | 0 | 0 | 0 | 0 | 0 | 0 | 1372.7136 | 0 | 0
2016-02-08 17:00 | 0 | 0 | 0 | 0 | 0 | 0 | 723559.7835 | 475907 | 0 | 0 | 0 | 71488.5639 | 4499041.3035 | 0 | 0 | 0 | 0 | 0 | 0 | 0 | 0 | 0 | 35133.2591 | 0 | 0 | 0 | 0 | 71488.5639 | 174791.506 | 0 | 0 | 0 | 0 | 0 | 0 | 0 | 0 | 0 | 0 | 0 | 1372.7136 | 0 | 0
2016-02-08 18:00 | 0 | 0 | 0 | 0 | 0 | 0 | 694527.037 | 469962 | 0 | 0 | 0 | 119889.3813 | 4673832.8095 | 0 | 0 | 0 | 0 | 0 | 0 | 0 | 0 | 0 | 36231.2895 | 0 | 0 | 0 | 0 | 48400.8174 | 174791.506 | 0 | 0 | 0 | 0 | 0 | 0 | 0 | 0 | 0 | 0 | 0 | 1372.7136 | 0 | 0
2016-02-08 19:00 | 0 | 0 | 0 | 0 | 0 | 0 | 682435.8306 | 464212 | 0 | 0 | 0 | 161948.9923 | 4848624.3156 | 0 | 0 | 0 | 0 | 0 | 0 | 0 | 0 | 0 | 37329.3154 | 0 | 0 | 0 | 0 | 42059.611 | 174791.506 | 0 | 0 | 0 | 0 | 0 | 0 | 0 | 0 | 0 | 0 | 0 | 1372.7136 | 0 | 0
2016-02-08 20:00 | 0 | 0 | 0 | 0 | 0 | 0 | 590624.5128 | 462931 | 0 | 0 | 0 | 113478.2854 | 5023415.8216 | 0 | 0 | 0 | 0 | 0 | 0 | 0 | 0 | 0 | 38427.337 | 0 | 0 | 0 | 0 | -48470.7068 | 174791.506 | 0 | 0 | 0 | 0 | 0 | 0 | 0 | 0 | 0 | 0 | 0 | 1372.7136 | 0 | 0
2016-02-08 21:00 | 0 | 0 | 0 | 0 | 0 | 0 | 713597.7835 | 465945 | 0 | 0 | 0 | 184966.8493 | 5198207.3276 | 0 | 0 | 0 | 0 | 0 | 0 | 0 | 0 | 0 | 39525.3541 | 0 | 0 | 0 | 0 | 71488.5639 | 174791.506 | 0 | 0 | 0 | 0 | 0 | 0 | 0 | 0 | 0 | 0 | 0 | 1372.7136 | 0 | 0
2016-02-08 22:00 | 0 | 0 | 0 | 0 | 0 | 0 | 672480.0039 | 477812 | 0 | 0 | 0 | 203470.6336 | 5372998.8337 | 0 | 0 | 0 | 0 | 0 | 0 | 0 | 0 | 0 | 40623.3669 | 0 | 0 | 0 | 0 | 18503.7842 | 174791.506 | 0 | 0 | 0 | 0 | 0 | 0 | 0 | 0 | 0 | 0 | 0 | 1372.7136 | 0 | 0
2016-02-08 23:00 | 0 | 0 | 0 | 0 | 0 | 47075.9322 | 389049.562 | 496619 | 0 | 0 | 0 | 142977.1278 | 5372998.8337 | 0 | 0 | 0 | 0 | 0 | 0 | 0 | 0 | 0 | 40623.2044 | 0 | 0 | 0 | 0 | -60493.5058 | 0 | 0 | 0 | 0 | 0 | 0 | 0 | 0 | 0 | 0 | 0 | 0 | 0 | 0 | 0
2016-02-09 | 0 | 0 | 0 | 0 | 0 | 125637.0603 | 39798.6094 | 509626 | 0 | 0 | 0 | 71488.5639 | 5100297.0673 | 0 | 0 | 0 | 0 | 0 | 0 | 0 | 0 | 0 | 40623.0419 | 0 | 0 | 0 | 0 | -71488.5639 | 0 | 272701.7664 | 0 | 0 | 0 | 0 | 0 | 0 | 0 | 0 | 0 | 0 | 0 | 0 | 0
2016-02-09 01:00 | 0 | 0 | 0 | 0 | 0 | 756519.0699 | 0 | 510239 | 0 | 0 | 0 | 142977.1278 | 5275088.5733 | 0 | 0 | 0 | 0 | 0 | 0 | 0 | 0 | 0 | 40622.8794 | 0 | 0 | 0 | 0 | 71488.5639 | 174791.506 | 0 | 0 | 0 | 0 | 0 | 0 | 0 | 0 | 0 | 0 | 0 | 0 | 0 | 0
2016-02-09 02:00 | 0 | 0 | 0 | 0 | 0 | 430013.4361 | 0 | 501502 | 0 | 0 | 0 | 71488.5639 | 5275088.5733 | 0 | 0 | 0 | 0 | 0 | 0 | 0 | 0 | 0 | 40622.7169 | 0 | 0 | 0 | 0 | -71488.5639 | 0 | 0 | 0 | 0 | 0 | 0 | 0 | 0 | 0 | 0 | 0 | 0 | 0 | 0 | 0
2016-02-09 03:00 | 0 | 0 | 0 | 0 | 0 | 411245.4361 | 0 | 482734 | 0 | 0 | 0 | 0 | 5275088.5733 | 0 | 0 | 0 | 0 | 0 | 0 | 0 | 0 | 0 | 40622.5544 | 0 | 0 | 0 | 0 | -71488.5639 | 0 | 0 | 0 | 0 | 0 | 0 | 0 | 0 | 0 | 0 | 0 | 0 | 0 | 0 | 0
2016-02-09 04:00 | 0 | 0 | 0 | 0 | 0 | 531643.5639 | 0 | 460155 | 0 | 0 | 0 | 71488.5639 | 5275088.5733 | 0 | 0 | 0 | 0 | 0 | 0 | 0 | 0 | 0 | 40622.3919 | 0 | 0 | 0 | 0 | 71488.5639 | 0 | 0 | 0 | 0 | 0 | 0 | 0 | 0 | 0 | 0 | 0 | 0 | 0 | 0 | 0
2016-02-09 05:00 | 0 | 0 | 0 | 0 | 0 | 369733.4361 | 0 | 441222 | 0 | 0 | 0 | 0 | 5275088.5733 | 0 | 0 | 0 | 0 | 0 | 0 | 0 | 0 | 0 | 40622.2294 | 0 | 0 | 0 | 0 | -71488.5639 | 0 | 0 | 0 | 0 | 0 | 0 | 0 | 0 | 0 | 0 | 0 | 0 | 0 | 0 | 0
2016-02-09 06:00 | 0 | 0 | 0 | 0 | 0 | 430094 | 0 | 430094 | 0 | 0 | 0 | 0 | 5275088.5733 | 0 | 0 | 0 | 0 | 0 | 0 | 0 | 0 | 0 | 40622.0669 | 0 | 0 | 0 | 0 | 0 | 0 | 0 | 0 | 0 | 0 | 0 | 0 | 0 | 0 | 0 | 0 | 0 | 0 | 0 | 0
2016-02-09 07:00 | 0 | 0 | 0 | 0 | 0 | 422745 | 0 | 422745 | 0 | 0 | 0 | 0 | 5275088.5733 | 0 | 0 | 0 | 0 | 0 | 0 | 0 | 0 | 0 | 40621.9045 | 0 | 0 | 0 | 0 | 0 | 0 | 0 | 0 | 0 | 0 | 0 | 0 | 0 | 0 | 0 | 0 | 0 | 0 | 0 | 0
2016-02-09 08:00 | 0 | 0 | 0 | 0 | 0 | 323011.7396 | 0 | 420922 | 0 | 0 | 0 | 0 | 5177178.3129 | 0 | 0 | 0 | 0 | 0 | 0 | 0 | 0 | 0 | 40621.742 | 0 | 0 | 0 | 0 | 0 | 174791.506 | 272701.7664 | 0 | 0 | 0 | 0 | 0 | 0 | 0 | 0 | 0 | 0 | 0 | 0 | 0
2016-02-09 09:00 | 0 | 0 | 0 | 0 | 0 | 398952.3035 | 0 | 425374 | 0 | 0 | 0 | 71488.5639 | 5079268.0526 | 0 | 0 | 0 | 0 | 0 | 0 | 0 | 0 | 0 | 40621.5795 | 0 | 0 | 0 | 0 | 71488.5639 | 174791.506 | 272701.7664 | 0 | 0 | 0 | 0 | 0 | 0 | 0 | 0 | 0 | 0 | 0 | 0 | 0
2016-02-09 10:00 | 0 | 0 | 0 | 0 | 0 | 370138.4361 | 0 | 441627 | 0 | 0 | 0 | 0 | 5079268.0526 | 0 | 0 | 0 | 0 | 0 | 0 | 0 | 0 | 0 | 40621.417 | 0 | 0 | 0 | 0 | -71488.5639 | 0 | 0 | 0 | 0 | 0 | 0 | 0 | 0 | 0 | 0 | 0 | 0 | 0 | 0 | 0
2016-02-09 11:00 | 0 | 0 | 0 | 0 | 0 | 474965 | 0 | 474965 | 0 | 0 | 0 | 0 | 5079268.0526 | 0 | 0 | 0 | 0 | 0 | 0 | 0 | 0 | 0 | 40621.2545 | 0 | 0 | 0 | 0 | 0 | 0 | 0 | 0 | 0 | 0 | 0 | 0 | 0 | 0 | 0 | 0 | 0 | 0 | 0 | 0
2016-02-09 12:00 | 0 | 0 | 0 | 0 | 0 | 577877.5639 | 0 | 506389 | 0 | 0 | 0 | 71488.5639 | 5079268.0526 | 0 | 0 | 0 | 0 | 0 | 0 | 0 | 0 | 0 | 40621.092 | 0 | 0 | 0 | 0 | 71488.5639 | 0 | 0 | 0 | 0 | 0 | 0 | 0 | 0 | 0 | 0 | 0 | 0 | 0 | 0 | 0
2016-02-09 13:00 | 0 | 0 | 0 | 0 | 0 | 445167.2739 | 261.1623 | 516917 | 0 | 0 | 0 | 0 | 5079268.0526 | 0 | 0 | 0 | 0 | 0 | 0 | 0 | 0 | 0 | 40620.9295 | 0 | 0 | 0 | 0 | -71488.5639 | 0 | 0 | 0 | 0 | 0 | 0 | 0 | 0 | 0 | 0 | 0 | 0 | 0 | 0 | 0
2016-02-09 14:00 | 0 | 0 | 0 | 0 | 0 | 333240.2689 | 184398.7311 | 517639 | 0 | 0 | 0 | 0 | 5079268.0526 | 0 | 0 | 0 | 0 | 0 | 0 | 0 | 0 | 0 | 40620.7671 | 0 | 0 | 0 | 0 | 0 | 0 | 0 | 0 | 0 | 0 | 0 | 0 | 0 | 0 | 0 | 0 | 0 | 0 | 0 | 0
2016-02-09 15:00 | 0 | 0 | 0 | 0 | 0 | 0 | 694923.5066 | 515197 | 0 | 0 | 0 | 3562.287 | 5254059.5586 | 0 | 0 | 0 | 0 | 0 | 0 | 0 | 0 | 0 | 41718.7754 | 0 | 0 | 0 | 0 | 3562.287 | 174791.506 | 0 | 0 | 0 | 0 | 0 | 0 | 0 | 0 | 0 | 0 | 0 | 1372.7136 | 0 | 0
2016-02-09 16:00 | 0 | 0 | 0 | 0 | 0 | 0 | 755276.7835 | 507624 | 0 | 0 | 0 | 75050.8509 | 5428851.0646 | 0 | 0 | 0 | 0 | 0 | 0 | 0 | 0 | 0 | 42816.7794 | 0 | 0 | 0 | 0 | 71488.5639 | 174791.506 | 0 | 0 | 0 | 0 | 0 | 0 | 0 | 0 | 0 | 0 | 0 | 1372.7136 | 0 | 0
2016-02-09 17:00 | 0 | 0 | 0 | 0 | 0 | 0 | 729139.1641 | 499345 | 0 | 0 | 0 | 128680.7953 | 5603642.5707 | 0 | 0 | 0 | 0 | 0 | 0 | 0 | 0 | 0 | 43914.779 | 0 | 0 | 0 | 0 | 53629.9444 | 174791.506 | 0 | 0 | 0 | 0 | 0 | 0 | 0 | 0 | 0 | 0 | 0 | 1372.7136 | 0 | 0
2016-02-09 18:00 | 0 | 0 | 0 | 0 | 0 | 0 | 698844.5704 | 492763 | 0 | 0 | 0 | 158598.1461 | 5778434.0767 | 0 | 0 | 0 | 0 | 0 | 0 | 0 | 0 | 0 | 45012.7742 | 0 | 0 | 0 | 0 | 29917.3508 | 174791.506 | 0 | 0 | 0 | 0 | 0 | 0 | 0 | 0 | 0 | 0 | 0 | 1372.7136 | 0 | 0
2016-02-09 19:00 | 0 | 0 | 0 | 0 | 0 | 0 | 684072.0984 | 487287 | 0 | 0 | 0 | 179219.025 | 5953225.5828 | 0 | 0 | 0 | 0 | 0 | 0 | 0 | 0 | 0 | 46110.7651 | 0 | 0 | 0 | 0 | 20620.8788 | 174791.506 | 0 | 0 | 0 | 0 | 0 | 0 | 0 | 0 | 0 | 0 | 0 | 1372.7136 | 0 | 0
2016-02-09 20:00 | 0 | 0 | 0 | 0 | 0 | 0 | 628205.8884 | 484330 | 0 | 0 | 0 | 146930.6937 | 6128017.0888 | 0 | 0 | 0 | 0 | 0 | 0 | 0 | 0 | 0 | 47208.7515 | 0 | 0 | 0 | 0 | -32288.3313 | 174791.506 | 0 | 0 | 0 | 0 | 0 | 0 | 0 | 0 | 0 | 0 | 0 | 1372.7136 | 0 | 0
2016-02-09 21:00 | 0 | 0 | 0 | 0 | 0 | 0 | 719937.1595 | 487233 | 0 | 0 | 0 | 203470.6336 | 6302808.5948 | 0 | 0 | 0 | 0 | 0 | 0 | 0 | 0 | 0 | 48306.7335 | 0 | 0 | 0 | 0 | 56539.9399 | 174791.506 | 0 | 0 | 0 | 0 | 0 | 0 | 0 | 0 | 0 | 0 | 0 | 1372.7136 | 0 | 0
2016-02-09 22:00 | 0 | 0 | 0 | 0 | 0 | 0 | 663517.9352 | 498901 | 0 | 0 | 0 | 203470.6336 | 6467425.53 | 0 | 0 | 0 | 0 | 0 | 0 | 0 | 0 | 0 | 48306.5403 | 0 | 0 | 0 | 0 | 0 | 164616.9352 | 0 | 0 | 0 | 0 | 0 | 0 | 0 | 0 | 0 | 0 | 0 | 0 | 0 | 0
2016-02-09 23:00 | 0 | 0 | 0 | 0 | 0 | 69579.8606 | 381227.0518 | 517753 | 0 | 0 | 0 | 136524.546 | 6467425.53 | 0 | 0 | 0 | 0 | 0 | 0 | 0 | 0 | 0 | 48306.3471 | 0 | 0 | 0 | 0 | -66946.0876 | 0 | 0 | 0 | 0 | 0 | 0 | 0 | 0 | 0 | 0 | 0 | 0 | 0 | 0 | 0
2016-02-10 | 0 | 0 | 0 | 0 | 0 | 418506.7575 | 45651.2604 | 529194 | 0 | 0 | 0 | 71488.5639 | 6467425.53 | 0 | 0 | 0 | 0 | 0 | 0 | 0 | 0 | 0 | 48306.1538 | 0 | 0 | 0 | 0 | -65035.9821 | 0 | 0 | 0 | 0 | 0 | 0 | 0 | 0 | 0 | 0 | 0 | 0 | 0 | 0 | 0
2016-02-10 01:00 | 0 | 0 | 0 | 0 | 0 | 369831.4756 | 0 | 530973 | 0 | 0 | 0 | 0 | 6377772.5695 | 0 | 0 | 0 | 0 | 0 | 0 | 0 | 0 | 0 | 48305.9606 | 0 | 0 | 0 | 0 | -71488.5639 | 0 | 89652.9605 | 0 | 0 | 0 | 0 | 0 | 0 | 0 | 0 | 0 | 0 | 0 | 0 | 0
2016-02-10 02:00 | 0 | 0 | 0 | 0 | 0 | 332006.1168 | 0 | 522241 | 0 | 0 | 0 | 71488.5639 | 6116049.1224 | 0 | 0 | 0 | 0 | 0 | 0 | 0 | 0 | 0 | 48305.7674 | 0 | 0 | 0 | 0 | 71488.5639 | 10978.3193 | 272701.7664 | 0 | 0 | 0 | 0 | 0 | 0 | 0 | 0 | 0 | 0 | 0 | 0 | 0
2016-02-10 03:00 | 0 | 0 | 0 | 0 | 0 | 159550.6697 | 0 | 503741 | 0 | 0 | 0 | 0 | 5843347.356 | 0 | 0 | 0 | 0 | 0 | 0 | 0 | 0 | 0 | 48305.5742 | 0 | 0 | 0 | 0 | -71488.5639 | 0 | 272701.7664 | 0 | 0 | 0 | 0 | 0 | 0 | 0 | 0 | 0 | 0 | 0 | 0 | 0
2016-02-10 04:00 | 0 | 0 | 0 | 0 | 0 | 209445.2336 | 0 | 482147 | 0 | 0 | 0 | 0 | 5570645.5896 | 0 | 0 | 0 | 0 | 0 | 0 | 0 | 0 | 0 | 48305.3809 | 0 | 0 | 0 | 0 | 0 | 0 | 272701.7664 | 0 | 0 | 0 | 0 | 0 | 0 | 0 | 0 | 0 | 0 | 0 | 0 | 0
2016-02-10 05:00 | 0 | 0 | 0 | 0 | 0 | 263564.7975 | 0 | 464778 | 0 | 0 | 0 | 71488.5639 | 5297943.8232 | 0 | 0 | 0 | 0 | 0 | 0 | 0 | 0 | 0 | 48305.1877 | 0 | 0 | 0 | 0 | 71488.5639 | 0 | 272701.7664 | 0 | 0 | 0 | 0 | 0 | 0 | 0 | 0 | 0 | 0 | 0 | 0 | 0
2016-02-10 06:00 | 0 | 0 | 0 | 0 | 0 | 381091.4361 | 0 | 452580 | 0 | 0 | 0 | 0 | 5297943.8232 | 0 | 0 | 0 | 0 | 0 | 0 | 0 | 0 | 0 | 48304.9945 | 0 | 0 | 0 | 0 | -71488.5639 | 0 | 0 | 0 | 0 | 0 | 0 | 0 | 0 | 0 | 0 | 0 | 0 | 0 | 0 | 0
2016-02-10 07:00 | 0 | 0 | 0 | 0 | 0 | 244381.7975 | 0 | 445595 | 0 | 0 | 0 | 71488.5639 | 5025242.0567 | 0 | 0 | 0 | 0 | 0 | 0 | 0 | 0 | 0 | 48304.8013 | 0 | 0 | 0 | 0 | 71488.5639 | 0 | 272701.7664 | 0 | 0 | 0 | 0 | 0 | 0 | 0 | 0 | 0 | 0 | 0 | 0 | 0
2016-02-10 08:00 | 0 | 0 | 0 | 0 | 0 | 372711.4361 | 0 | 444200 | 0 | 0 | 0 | 0 | 5025242.0567 | 0 | 0 | 0 | 0 | 0 | 0 | 0 | 0 | 0 | 48304.6081 | 0 | 0 | 0 | 0 | -71488.5639 | 0 | 0 | 0 | 0 | 0 | 0 | 0 | 0 | 0 | 0 | 0 | 0 | 0 | 0 | 0
2016-02-10 09:00 | 0 | 0 | 0 | 0 | 0 | 248330.7975 | 0 | 449544 | 0 | 0 | 0 | 71488.5639 | 4752540.2903 | 0 | 0 | 0 | 0 | 0 | 0 | 0 | 0 | 0 | 48304.4148 | 0 | 0 | 0 | 0 | 71488.5639 | 0 | 272701.7664 | 0 | 0 | 0 | 0 | 0 | 0 | 0 | 0 | 0 | 0 | 0 | 0 | 0
2016-02-10 10:00 | 0 | 0 | 0 | 0 | 0 | 514399.752 | 0 | 466577 | 0 | 0 | 0 | 0 | 4871851.6063 | 0 | 0 | 0 | 0 | 0 | 0 | 0 | 0 | 0 | 48304.2216 | 0 | 0 | 0 | 0 | -71488.5639 | 174791.506 | 55480.1901 | 0 | 0 | 0 | 0 | 0 | 0 | 0 | 0 | 0 | 0 | 0 | 0 | 0
2016-02-10 11:00 | 0 | 0 | 0 | 0 | 0 | 531969.721 | 0 | 500684 | 0 | 0 | 0 | 31285.721 | 4871851.6063 | 0 | 0 | 0 | 0 | 0 | 0 | 0 | 0 | 0 | 48304.0284 | 0 | 0 | 0 | 0 | 31285.721 | 0 | 0 | 0 | 0 | 0 | 0 | 0 | 0 | 0 | 0 | 0 | 0 | 0 | 0 | 0
2016-02-10 12:00 | 0 | 0 | 0 | 0 | 0 | 402206.0186 | 0 | 531402 | 0 | 0 | 0 | 0 | 4773941.3459 | 0 | 0 | 0 | 0 | 0 | 0 | 0 | 0 | 0 | 48303.8352 | 0 | 0 | 0 | 0 | -31285.721 | 174791.506 | 272701.7664 | 0 | 0 | 0 | 0 | 0 | 0 | 0 | 0 | 0 | 0 | 0 | 0 | 0
2016-02-10 13:00 | 0 | 0 | 0 | 0 | 0 | 439560.293 | 299.4466 | 537770 | 0 | 0 | 0 | 0 | 4676031.0855 | 0 | 0 | 0 | 0 | 0 | 0 | 0 | 0 | 0 | 48303.642 | 0 | 0 | 0 | 0 | 0 | 174791.506 | 272701.7664 | 0 | 0 | 0 | 0 | 0 | 0 | 0 | 0 | 0 | 0 | 0 | 0 | 0
2016-02-10 14:00 | 0 | 0 | 0 | 0 | 0 | 60810.3263 | 197669.9072 | 531182 | 0 | 0 | 0 | 0 | 4403329.3191 | 0 | 0 | 0 | 0 | 0 | 0 | 0 | 0 | 0 | 48303.4488 | 0 | 0 | 0 | 0 | 0 | 0 | 272701.7664 | 0 | 0 | 0 | 0 | 0 | 0 | 0 | 0 | 0 | 0 | 0 | 0 | 0
2016-02-10 15:00 | 0 | 0 | 0 | 0 | 0 | 0 | 674464.5 | 523892 | 0 | 0 | 0 | 0 | 4553901.8191 | 0 | 0 | 0 | 0 | 0 | 0 | 0 | 0 | 0 | 48303.2555 | 0 | 0 | 0 | 0 | 0 | 150572.5 | 0 | 0 | 0 | 0 | 0 | 0 | 0 | 0 | 0 | 0 | 0 | 0 | 0 | 0
2016-02-10 16:00 | 0 | 0 | 0 | 0 | 0 | 0 | 734401.9937 | 511822 | 0 | 0 | 0 | 47788.4877 | 4728693.3252 | 0 | 0 | 0 | 0 | 0 | 0 | 0 | 0 | 0 | 48303.0623 | 0 | 0 | 0 | 0 | 47788.4877 | 174791.506 | 0 | 0 | 0 | 0 | 0 | 0 | 0 | 0 | 0 | 0 | 0 | 0 | 0 | 0
2016-02-10 17:00 | 0 | 0 | 0 | 0 | 0 | 0 | 722160.4451 | 499374 | 0 | 0 | 0 | 95783.4268 | 4903484.8312 | 0 | 0 | 0 | 0 | 0 | 0 | 0 | 0 | 0 | 48302.8691 | 0 | 0 | 0 | 0 | 47994.9391 | 174791.506 | 0 | 0 | 0 | 0 | 0 | 0 | 0 | 0 | 0 | 0 | 0 | 0 | 0 | 0
2016-02-10 18:00 | 0 | 0 | 0 | 0 | 0 | 0 | 688140.0467 | 492133 | 0 | 0 | 0 | 120995.7523 | 5074279.5523 | 0 | 0 | 0 | 0 | 0 | 0 | 0 | 0 | 0 | 48302.6759 | 0 | 0 | 0 | 0 | 25212.3255 | 170794.7211 | 0 | 0 | 0 | 0 | 0 | 0 | 0 | 0 | 0 | 0 | 0 | 0 | 0 | 0
2016-02-10 19:00 | 0 | 0 | 0 | 0 | 0 | 0 | 672440.2952 | 486135 | 0 | 0 | 0 | 132509.5414 | 5249071.0584 | 0 | 0 | 0 | 0 | 0 | 0 | 0 | 0 | 0 | 48302.4827 | 0 | 0 | 0 | 0 | 11513.7891 | 174791.506 | 0 | 0 | 0 | 0 | 0 | 0 | 0 | 0 | 0 | 0 | 0 | 0 | 0 | 0
2016-02-10 20:00 | 0 | 0 | 0 | 0 | 0 | 0 | 684383.478 | 483900 | 0 | 0 | 0 | 158201.5133 | 5423862.5644 | 0 | 0 | 0 | 0 | 0 | 0 | 0 | 0 | 0 | 48302.2895 | 0 | 0 | 0 | 0 | 25691.9719 | 174791.506 | 0 | 0 | 0 | 0 | 0 | 0 | 0 | 0 | 0 | 0 | 0 | 0 | 0 | 0
2016-02-10 21:00 | 0 | 0 | 0 | 0 | 0 | 0 | 705583.6263 | 485523 | 0 | 0 | 0 | 203470.6336 | 5598654.0705 | 0 | 0 | 0 | 0 | 0 | 0 | 0 | 0 | 0 | 48302.0963 | 0 | 0 | 0 | 0 | 45269.1202 | 174791.506 | 0 | 0 | 0 | 0 | 0 | 0 | 0 | 0 | 0 | 0 | 0 | 0 | 0 | 0
2016-02-10 22:00 | 0 | 0 | 0 | 0 | 0 | 0 | 661478.2145 | 497609 | 0 | 0 | 0 | 203470.6336 | 5762523.285 | 0 | 0 | 0 | 0 | 0 | 0 | 0 | 0 | 0 | 48301.9031 | 0 | 0 | 0 | 0 | 0 | 163869.2145 | 0 | 0 | 0 | 0 | 0 | 0 | 0 | 0 | 0 | 0 | 0 | 0 | 0 | 0
2016-02-10 23:00 | 0 | 0 | 0 | 0 | 0 | 0 | 383324.1606 | 518119 | 0 | 0 | 0 | 203470.6336 | 5627728.4456 | 0 | 0 | 0 | 0 | 0 | 0 | 0 | 0 | 0 | 48301.7099 | 0 | 0 | 0 | 0 | 0 | 0 | 134794.8394 | 0 | 0 | 0 | 0 | 0 | 0 | 0 | 0 | 0 | 0 | 0 | 0 | 0
2016-02-11 | 0 | 0 | 0 | 0 | 0 | 135529.2314 | 51178.4383 | 530898 | 0 | 0 | 0 | 131982.0697 | 5355026.6791 | 0 | 0 | 0 | 0 | 0 | 0 | 0 | 0 | 0 | 48301.5167 | 0 | 0 | 0 | 0 | -71488.5639 | 0 | 272701.7664 | 0 | 0 | 0 | 0 | 0 | 0 | 0 | 0 | 0 | 0 | 0 | 0 | 0
2016-02-11 01:00 | 0 | 0 | 0 | 0 | 0 | 199924.7278 | 0 | 533120 | 0 | 0 | 0 | 71488.5639 | 5082324.9127 | 0 | 0 | 0 | 0 | 0 | 0 | 0 | 0 | 0 | 48301.3234 | 0 | 0 | 0 | 0 | -60493.5058 | 0 | 272701.7664 | 0 | 0 | 0 | 0 | 0 | 0 | 0 | 0 | 0 | 0 | 0 | 0 | 0
2016-02-11 02:00 | 0 | 0 | 0 | 0 | 0 | 540869.3865 | 0 | 525973 | 0 | 0 | 0 | 0 | 5168709.8632 | 0 | 0 | 0 | 0 | 0 | 0 | 0 | 0 | 0 | 48301.1302 | 0 | 0 | 0 | 0 | -71488.5639 | 174791.506 | 88406.5556 | 0 | 0 | 0 | 0 | 0 | 0 | 0 | 0 | 0 | 0 | 0 | 0 | 0
2016-02-11 03:00 | 0 | 0 | 0 | 0 | 0 | 236173.2336 | 0 | 508875 | 0 | 0 | 0 | 0 | 4896008.0968 | 0 | 0 | 0 | 0 | 0 | 0 | 0 | 0 | 0 | 48300.937 | 0 | 0 | 0 | 0 | 0 | 0 | 272701.7664 | 0 | 0 | 0 | 0 | 0 | 0 | 0 | 0 | 0 | 0 | 0 | 0 | 0
2016-02-11 04:00 | 0 | 0 | 0 | 0 | 0 | 497486.5934 | 0 | 486593 | 0 | 0 | 0 | 10893.5934 | 4896008.0968 | 0 | 0 | 0 | 0 | 0 | 0 | 0 | 0 | 0 | 48300.7438 | 0 | 0 | 0 | 0 | 10893.5934 | 0 | 0 | 0 | 0 | 0 | 0 | 0 | 0 | 0 | 0 | 0 | 0 | 0 | 0 | 0
2016-02-11 05:00 | 0 | 0 | 0 | 0 | 0 | 469855.9558 | 0 | 468600 | 0 | 0 | 0 | 12149.5492 | 4896008.0968 | 0 | 0 | 0 | 0 | 0 | 0 | 0 | 0 | 0 | 48300.5506 | 0 | 0 | 0 | 0 | 1255.9558 | 0 | 0 | 0 | 0 | 0 | 0 | 0 | 0 | 0 | 0 | 0 | 0 | 0 | 0 | 0
2016-02-11 06:00 | 0 | 0 | 0 | 0 | 0 | 449774.6818 | 0 | 457292 | 0 | 0 | 0 | 0 | 4900640.3277 | 0 | 0 | 0 | 0 | 0 | 0 | 0 | 0 | 0 | 48300.3574 | 0 | 0 | 0 | 0 | -12149.5492 | 4632.231 | 0 | 0 | 0 | 0 | 0 | 0 | 0 | 0 | 0 | 0 | 0 | 0 | 0 | 0
2016-02-11 07:00 | 0 | 0 | 0 | 0 | 0 | 248718.7975 | 0 | 449932 | 0 | 0 | 0 | 71488.5639 | 4627938.5613 | 0 | 0 | 0 | 0 | 0 | 0 | 0 | 0 | 0 | 48300.1642 | 0 | 0 | 0 | 0 | 71488.5639 | 0 | 272701.7664 | 0 | 0 | 0 | 0 | 0 | 0 | 0 | 0 | 0 | 0 | 0 | 0 | 0
2016-02-11 08:00 | 0 | 0 | 0 | 0 | 0 | 103355.6697 | 0 | 447546 | 0 | 0 | 0 | 0 | 4355236.7949 | 0 | 0 | 0 | 0 | 0 | 0 | 0 | 0 | 0 | 48299.971 | 0 | 0 | 0 | 0 | -71488.5639 | 0 | 272701.7664 | 0 | 0 | 0 | 0 | 0 | 0 | 0 | 0 | 0 | 0 | 0 | 0 | 0
2016-02-11 09:00 | 0 | 0 | 0 | 0 | 0 | 391203.4215 | 0 | 451367 | 0 | 0 | 0 | 71488.5639 | 4223584.6525 | 0 | 0 | 0 | 0 | 0 | 0 | 0 | 0 | 0 | 48299.7778 | 0 | 0 | 0 | 0 | 71488.5639 | 0 | 131652.1424 | 0 | 0 | 0 | 0 | 0 | 0 | 0 | 0 | 0 | 0 | 0 | 0 | 0
2016-02-11 10:00 | 0 | 0 | 0 | 0 | 0 | 267307.7975 | 0 | 468521 | 0 | 0 | 0 | 142977.1278 | 3950882.8861 | 0 | 0 | 0 | 0 | 0 | 0 | 0 | 0 | 0 | 48299.5846 | 0 | 0 | 0 | 0 | 71488.5639 | 0 | 272701.7664 | 0 | 0 | 0 | 0 | 0 | 0 | 0 | 0 | 0 | 0 | 0 | 0 | 0
2016-02-11 11:00 | 0 | 0 | 0 | 0 | 0 | 158562.6697 | 0 | 502753 | 0 | 0 | 0 | 71488.5639 | 3678181.1197 | 0 | 0 | 0 | 0 | 0 | 0 | 0 | 0 | 0 | 48299.3914 | 0 | 0 | 0 | 0 | -71488.5639 | 0 | 272701.7664 | 0 | 0 | 0 | 0 | 0 | 0 | 0 | 0 | 0 | 0 | 0 | 0 | 0
2016-02-11 12:00 | 0 | 0 | 0 | 0 | 0 | 361501.1194 | 0 | 530737 | 0 | 0 | 0 | 142977.1278 | 3437456.6751 | 0 | 0 | 0 | 0 | 0 | 0 | 0 | 0 | 0 | 48299.1982 | 0 | 0 | 0 | 0 | 71488.5639 | 0 | 240724.4445 | 0 | 0 | 0 | 0 | 0 | 0 | 0 | 0 | 0 | 0 | 0 | 0 | 0
2016-02-11 13:00 | 0 | 0 | 0 | 0 | 0 | 188660.0895 | 357.5802 | 533208 | 0 | 0 | 0 | 71488.5639 | 3164754.9087 | 0 | 0 | 0 | 0 | 0 | 0 | 0 | 0 | 0 | 48299.005 | 0 | 0 | 0 | 0 | -71488.5639 | 0 | 272701.7664 | 0 | 0 | 0 | 0 | 0 | 0 | 0 | 0 | 0 | 0 | 0 | 0 | 0
2016-02-11 14:00 | 0 | 0 | 0 | 0 | 0 | 243901.0018 | 207918.4343 | 523308 | 0 | 0 | 0 | 0 | 3164754.9087 | 0 | 0 | 0 | 0 | 0 | 0 | 0 | 0 | 0 | 48298.8118 | 0 | 0 | 0 | 0 | -71488.5639 | 0 | 0 | 0 | 0 | 0 | 0 | 0 | 0 | 0 | 0 | 0 | 0 | 0 | 0 | 0
2016-02-11 15:00 | 0 | 0 | 0 | 0 | 0 | 0 | 647192.6754 | 512717 | 0 | 0 | 0 | 0 | 3299230.5842 | 0 | 0 | 0 | 0 | 0 | 0 | 0 | 0 | 0 | 48298.6186 | 0 | 0 | 0 | 0 | 0 | 134475.6754 | 0 | 0 | 0 | 0 | 0 | 0 | 0 | 0 | 0 | 0 | 0 | 0 | 0 | 0
2016-02-11 16:00 | 0 | 0 | 0 | 0 | 0 | 0 | 693830.1648 | 499570 | 0 | 0 | 0 | 18095.9451 | 3474022.0902 | 0 | 0 | 0 | 0 | 0 | 0 | 0 | 0 | 0 | 49396.5963 | 0 | 0 | 0 | 0 | 18095.9451 | 174791.506 | 0 | 0 | 0 | 0 | 0 | 0 | 0 | 0 | 0 | 0 | 0 | 1372.7136 | 0 | 0
2016-02-11 17:00 | 0 | 0 | 0 | 0 | 0 | 0 | 712616.0079 | 487907 | 0 | 0 | 0 | 66640.7335 | 3648813.5962 | 0 | 0 | 0 | 0 | 0 | 0 | 0 | 0 | 0 | 50494.5696 | 0 | 0 | 0 | 0 | 48544.7883 | 174791.506 | 0 | 0 | 0 | 0 | 0 | 0 | 0 | 0 | 0 | 0 | 0 | 1372.7136 | 0 | 0
2016-02-11 18:00 | 0 | 0 | 0 | 0 | 0 | 0 | 685732.7571 | 479400 | 0 | 0 | 0 | 96809.271 | 3823605.1023 | 0 | 0 | 0 | 0 | 0 | 0 | 0 | 0 | 0 | 51592.5385 | 0 | 0 | 0 | 0 | 30168.5375 | 174791.506 | 0 | 0 | 0 | 0 | 0 | 0 | 0 | 0 | 0 | 0 | 0 | 1372.7136 | 0 | 0
2016-02-11 19:00 | 0 | 0 | 0 | 0 | 0 | 0 | 670198.0607 | 473142 | 0 | 0 | 0 | 117701.112 | 3998396.6083 | 0 | 0 | 0 | 0 | 0 | 0 | 0 | 0 | 0 | 52690.503 | 0 | 0 | 0 | 0 | 20891.841 | 174791.506 | 0 | 0 | 0 | 0 | 0 | 0 | 0 | 0 | 0 | 0 | 0 | 1372.7136 | 0 | 0
2016-02-11 20:00 | 0 | 0 | 0 | 0 | 0 | 0 | 679742.2835 | 469165 | 0 | 0 | 0 | 152114.1759 | 4173188.1144 | 0 | 0 | 0 | 0 | 0 | 0 | 0 | 0 | 0 | 53788.4631 | 0 | 0 | 0 | 0 | 34413.0639 | 174791.506 | 0 | 0 | 0 | 0 | 0 | 0 | 0 | 0 | 0 | 0 | 0 | 1372.7136 | 0 | 0
2016-02-11 21:00 | 0 | 0 | 0 | 0 | 0 | 0 | 698660.6773 | 471140 | 0 | 0 | 0 | 203470.6336 | 4347979.6204 | 0 | 0 | 0 | 0 | 0 | 0 | 0 | 0 | 0 | 54886.4188 | 0 | 0 | 0 | 0 | 51356.4577 | 174791.506 | 0 | 0 | 0 | 0 | 0 | 0 | 0 | 0 | 0 | 0 | 0 | 1372.7136 | 0 | 0
2016-02-11 22:00 | 0 | 0 | 0 | 0 | 0 | 0 | 641366.6856 | 481798 | 0 | 0 | 0 | 193765.6318 | 4517253.3078 | 0 | 0 | 0 | 0 | 0 | 0 | 0 | 0 | 0 | 54886.1992 | 0 | 0 | 0 | 0 | -9705.0018 | 169273.6874 | 0 | 0 | 0 | 0 | 0 | 0 | 0 | 0 | 0 | 0 | 0 | 0 | 0 | 0
2016-02-11 23:00 | 0 | 0 | 0 | 0 | 0 | 0 | 368040.0347 | 501780 | 0 | 0 | 0 | 122277.0679 | 4455001.9064 | 0 | 0 | 0 | 0 | 0 | 0 | 0 | 0 | 0 | 54885.9797 | 0 | 0 | 0 | 0 | -71488.5639 | 174791.506 | 237042.9075 | 0 | 0 | 0 | 0 | 0 | 0 | 0 | 0 | 0 | 0 | 0 | 0 | 0
2016-02-12 | 0 | 0 | 0 | 0 | 0 | 288021.2388 | 37666.3388 | 515314 | 0 | 0 | 0 | 193765.6318 | 4193886.92 | 0 | 0 | 0 | 0 | 0 | 0 | 0 | 0 | 0 | 54885.7602 | 0 | 0 | 0 | 0 | 71488.5639 | 11586.7801 | 272701.7664 | 0 | 0 | 0 | 0 | 0 | 0 | 0 | 0 | 0 | 0 | 0 | 0 | 0
2016-02-12 01:00 | 0 | 0 | 0 | 0 | 0 | 173467.6697 | 0 | 517658 | 0 | 0 | 0 | 122277.0679 | 3921185.1536 | 0 | 0 | 0 | 0 | 0 | 0 | 0 | 0 | 0 | 54885.5406 | 0 | 0 | 0 | 0 | -71488.5639 | 0 | 272701.7664 | 0 | 0 | 0 | 0 | 0 | 0 | 0 | 0 | 0 | 0 | 0 | 0 | 0
2016-02-12 02:00 | 0 | 0 | 0 | 0 | 0 | 278732.0185 | 0 | 510551 | 0 | 0 | 0 | 163159.8528 | 3648483.3872 | 0 | 0 | 0 | 0 | 0 | 0 | 0 | 0 | 0 | 54885.3211 | 0 | 0 | 0 | 0 | 40882.7849 | 0 | 272701.7664 | 0 | 0 | 0 | 0 | 0 | 0 | 0 | 0 | 0 | 0 | 0 | 0 | 0
2016-02-12 03:00 | 0 | 0 | 0 | 0 | 0 | 260510.0143 | 0 | 492901 | 0 | 0 | 0 | 203470.6336 | 3375781.6208 | 0 | 0 | 0 | 0 | 0 | 0 | 0 | 0 | 0 | 54885.1015 | 0 | 0 | 0 | 0 | 40310.7807 | 0 | 272701.7664 | 0 | 0 | 0 | 0 | 0 | 0 | 0 | 0 | 0 | 0 | 0 | 0 | 0
2016-02-12 04:00 | 0 | 0 | 0 | 0 | 0 | 127453.6697 | 0 | 471644 | 0 | 0 | 0 | 131982.0697 | 3103079.8544 | 0 | 0 | 0 | 0 | 0 | 0 | 0 | 0 | 0 | 54884.882 | 0 | 0 | 0 | 0 | -71488.5639 | 0 | 272701.7664 | 0 | 0 | 0 | 0 | 0 | 0 | 0 | 0 | 0 | 0 | 0 | 0 | 0
2016-02-12 05:00 | 0 | 0 | 0 | 0 | 0 | 237850.1551 | 0 | 451818 | 0 | 0 | 0 | 190715.9912 | 2830378.088 | 0 | 0 | 0 | 0 | 0 | 0 | 0 | 0 | 0 | 54884.6625 | 0 | 0 | 0 | 0 | 58733.9215 | 0 | 272701.7664 | 0 | 0 | 0 | 0 | 0 | 0 | 0 | 0 | 0 | 0 | 0 | 0 | 0
2016-02-12 06:00 | 0 | 0 | 0 | 0 | 0 | 107304.312 | 0 | 438740 | 0 | 0 | 0 | 131982.0697 | 2557676.3216 | 0 | 0 | 0 | 0 | 0 | 0 | 0 | 0 | 0 | 54884.4429 | 0 | 0 | 0 | 0 | -58733.9215 | 0 | 272701.7664 | 0 | 0 | 0 | 0 | 0 | 0 | 0 | 0 | 0 | 0 | 0 | 0 | 0
2016-02-12 07:00 | 0 | 0 | 0 | 0 | 0 | 266101.7458 | 0 | 430656 | 0 | 0 | 0 | 203470.6336 | 2321633.5035 | 0 | 0 | 0 | 0 | 0 | 0 | 0 | 0 | 0 | 54884.2234 | 0 | 0 | 0 | 0 | 71488.5639 | 0 | 236042.8181 | 0 | 0 | 0 | 0 | 0 | 0 | 0 | 0 | 0 | 0 | 0 | 0 | 0
2016-02-12 08:00 | 0 | 0 | 0 | 0 | 0 | 153904.2336 | 0 | 426606 | 0 | 0 | 0 | 203470.6336 | 2048931.7371 | 0 | 0 | 0 | 0 | 0 | 0 | 0 | 0 | 0 | 54884.0038 | 0 | 0 | 0 | 0 | 0 | 0 | 272701.7664 | 0 | 0 | 0 | 0 | 0 | 0 | 0 | 0 | 0 | 0 | 0 | 0 | 0
2016-02-12 09:00 | 0 | 0 | 0 | 0 | 0 | 85236.6697 | 0 | 429427 | 0 | 0 | 0 | 131982.0697 | 1776229.9707 | 0 | 0 | 0 | 0 | 0 | 0 | 0 | 0 | 0 | 54883.7843 | 0 | 0 | 0 | 0 | -71488.5639 | 0 | 272701.7664 | 0 | 0 | 0 | 0 | 0 | 0 | 0 | 0 | 0 | 0 | 0 | 0 | 0
2016-02-12 10:00 | 0 | 0 | 0 | 0 | 0 | 242973.7975 | 0 | 444187 | 0 | 0 | 0 | 203470.6336 | 1503528.2042 | 0 | 0 | 0 | 0 | 0 | 0 | 0 | 0 | 0 | 54883.5648 | 0 | 0 | 0 | 0 | 71488.5639 | 0 | 272701.7664 | 0 | 0 | 0 | 0 | 0 | 0 | 0 | 0 | 0 | 0 | 0 | 0 | 0
2016-02-12 11:00 | 0 | 0 | 0 | 0 | 0 | 377350.3203 | 0 | 475473 | 0 | 0 | 0 | 203470.6336 | 1405405.5245 | 0 | 0 | 0 | 0 | 0 | 0 | 0 | 0 | 0 | 54883.3452 | 0 | 0 | 0 | 0 | 0 | 0 | 98122.6797 | 0 | 0 | 0 | 0 | 0 | 0 | 0 | 0 | 0 | 0 | 0 | 0 | 0
2016-02-12 12:00 | 0 | 0 | 0 | 0 | 0 | 158235.6697 | 0 | 502426 | 0 | 0 | 0 | 131982.0697 | 1132703.7581 | 0 | 0 | 0 | 0 | 0 | 0 | 0 | 0 | 0 | 54883.1257 | 0 | 0 | 0 | 0 | -71488.5639 | 0 | 272701.7664 | 0 | 0 | 0 | 0 | 0 | 0 | 0 | 0 | 0 | 0 | 0 | 0 | 0
2016-02-12 13:00 | 0 | 0 | 0 | 0 | 0 | 375405.566 | 448.9982 | 508523 | 0 | 0 | 0 | 60493.5058 | 1071523.8862 | 0 | 0 | 0 | 0 | 0 | 0 | 0 | 0 | 0 | 54882.9062 | 0 | 0 | 0 | 0 | -71488.5639 | 0 | 61179.8719 | 0 | 0 | 0 | 0 | 0 | 0 | 0 | 0 | 0 | 0 | 0 | 0 | 0
2016-02-12 14:00 | 0 | 0 | 0 | 0 | 0 | 256300.8858 | 189708.6084 | 506503 | 0 | 0 | 0 | 0 | 1071523.8862 | 0 | 0 | 0 | 0 | 0 | 0 | 0 | 0 | 0 | 54882.6866 | 0 | 0 | 0 | 0 | -60493.5058 | 0 | 0 | 0 | 0 | 0 | 0 | 0 | 0 | 0 | 0 | 0 | 0 | 0 | 0 | 0
2016-02-12 15:00 | 0 | 0 | 0 | 0 | 0 | 0 | 647143.3462 | 502566 | 0 | 0 | 0 | 0 | 1216101.2324 | 0 | 0 | 0 | 0 | 0 | 0 | 0 | 0 | 0 | 54882.4671 | 0 | 0 | 0 | 0 | 0 | 144577.3462 | 0 | 0 | 0 | 0 | 0 | 0 | 0 | 0 | 0 | 0 | 0 | 0 | 0 | 0
2016-02-12 16:00 | 0 | 0 | 0 | 0 | 0 | 0 | 709951.5051 | 495536 | 0 | 0 | 0 | 39623.9991 | 1390892.7384 | 0 | 0 | 0 | 0 | 0 | 0 | 0 | 0 | 0 | 54882.2476 | 0 | 0 | 0 | 0 | 39623.9991 | 174791.506 | 0 | 0 | 0 | 0 | 0 | 0 | 0 | 0 | 0 | 0 | 0 | 0 | 0 | 0
2016-02-12 17:00 | 0 | 0 | 0 | 0 | 0 | 0 | 698005.2604 | 486750 | 0 | 0 | 0 | 76087.7534 | 1565684.2444 | 0 | 0 | 0 | 0 | 0 | 0 | 0 | 0 | 0 | 54882.028 | 0 | 0 | 0 | 0 | 36463.7543 | 174791.506 | 0 | 0 | 0 | 0 | 0 | 0 | 0 | 0 | 0 | 0 | 0 | 0 | 0 | 0
2016-02-12 18:00 | 0 | 0 | 0 | 0 | 0 | 0 | 673776.1976 | 481045 | 0 | 0 | 0 | 94027.445 | 1740475.7505 | 0 | 0 | 0 | 0 | 0 | 0 | 0 | 0 | 0 | 54881.8085 | 0 | 0 | 0 | 0 | 17939.6916 | 174791.506 | 0 | 0 | 0 | 0 | 0 | 0 | 0 | 0 | 0 | 0 | 0 | 0 | 0 | 0
2016-02-12 19:00 | 0 | 0 | 0 | 0 | 0 | 0 | 662065.1287 | 477507 | 0 | 0 | 0 | 103794.0677 | 1915267.2565 | 0 | 0 | 0 | 0 | 0 | 0 | 0 | 0 | 0 | 54881.589 | 0 | 0 | 0 | 0 | 9766.6227 | 174791.506 | 0 | 0 | 0 | 0 | 0 | 0 | 0 | 0 | 0 | 0 | 0 | 0 | 0 | 0
2016-02-12 20:00 | 0 | 0 | 0 | 0 | 0 | 0 | 673945.0785 | 475470 | 0 | 0 | 0 | 127477.6401 | 2090058.7625 | 0 | 0 | 0 | 0 | 0 | 0 | 0 | 0 | 0 | 54881.3695 | 0 | 0 | 0 | 0 | 23683.5725 | 174791.506 | 0 | 0 | 0 | 0 | 0 | 0 | 0 | 0 | 0 | 0 | 0 | 0 | 0 | 0
2016-02-12 21:00 | 0 | 0 | 0 | 0 | 0 | 0 | 693028.7672 | 475511 | 0 | 0 | 0 | 170203.9013 | 2264850.2686 | 0 | 0 | 0 | 0 | 0 | 0 | 0 | 0 | 0 | 54881.1499 | 0 | 0 | 0 | 0 | 42726.2612 | 174791.506 | 0 | 0 | 0 | 0 | 0 | 0 | 0 | 0 | 0 | 0 | 0 | 0 | 0 | 0
2016-02-12 22:00 | 0 | 0 | 0 | 0 | 0 | 0 | 646968.7557 | 480587 | 0 | 0 | 0 | 161794.151 | 2439641.7746 | 0 | 0 | 0 | 0 | 0 | 0 | 0 | 0 | 0 | 54880.9304 | 0 | 0 | 0 | 0 | -8409.7503 | 174791.506 | 0 | 0 | 0 | 0 | 0 | 0 | 0 | 0 | 0 | 0 | 0 | 0 | 0 | 0
2016-02-12 23:00 | 0 | 0 | 0 | 0 | 0 | 0 | 422601.3879 | 492585 | 0 | 0 | 0 | 90305.5871 | 2441146.7264 | 0 | 0 | 0 | 0 | 0 | 0 | 0 | 0 | 0 | 54880.7109 | 0 | 0 | 0 | 0 | -71488.5639 | 1504.9517 | 0 | 0 | 0 | 0 | 0 | 0 | 0 | 0 | 0 | 0 | 0 | 0 | 0 | 0
2016-02-13 | 0 | 0 | 0 | 0 | 0 | 264591.677 | 65818.4988 | 499809 | 0 | 0 | 0 | 18817.0232 | 2343236.466 | 0 | 0 | 0 | 0 | 0 | 0 | 0 | 0 | 0 | 54880.4914 | 0 | 0 | 0 | 0 | -71488.5639 | 174791.506 | 272701.7664 | 0 | 0 | 0 | 0 | 0 | 0 | 0 | 0 | 0 | 0 | 0 | 0 | 0
2016-02-13 01:00 | 0 | 0 | 0 | 0 | 0 | 473083.0184 | 0.023175 | 498731 | 0 | 0 | 0 | 0 | 2336405.5308 | 0 | 0 | 0 | 0 | 0 | 0 | 0 | 0 | 0 | 54880.2718 | 0 | 0 | 0 | 0 | -18817.0232 | 0 | 6830.9352 | 0 | 0 | 0 | 0 | 0 | 0 | 0 | 0 | 0 | 0 | 0 | 0 | 0
2016-02-13 02:00 | 0 | 0 | 0 | 0 | 0 | 290706.7975 | 0 | 491920 | 0 | 0 | 0 | 71488.5639 | 2063703.7643 | 0 | 0 | 0 | 0 | 0 | 0 | 0 | 0 | 0 | 54880.0523 | 0 | 0 | 0 | 0 | 71488.5639 | 0 | 272701.7664 | 0 | 0 | 0 | 0 | 0 | 0 | 0 | 0 | 0 | 0 | 0 | 0 | 0
2016-02-13 03:00 | 0 | 0 | 0 | 0 | 0 | 441219.8404 | 0 | 479170 | 0 | 0 | 0 | 33538.4043 | 2063703.7643 | 0 | 0 | 0 | 0 | 0 | 0 | 0 | 0 | 0 | 54879.8328 | 0 | 0 | 0 | 0 | -37950.1596 | 0 | 0 | 0 | 0 | 0 | 0 | 0 | 0 | 0 | 0 | 0 | 0 | 0 | 0 | 0
2016-02-13 04:00 | 0 | 0 | 0 | 0 | 0 | 261066.7975 | 0 | 462280 | 0 | 0 | 0 | 105026.9682 | 1791001.9979 | 0 | 0 | 0 | 0 | 0 | 0 | 0 | 0 | 0 | 54879.6133 | 0 | 0 | 0 | 0 | 71488.5639 | 0 | 272701.7664 | 0 | 0 | 0 | 0 | 0 | 0 | 0 | 0 | 0 | 0 | 0 | 0 | 0
2016-02-13 05:00 | 0 | 0 | 0 | 0 | 0 | 398701.5256 | 0 | 446151 | 0 | 0 | 0 | 57577.4938 | 1791001.9979 | 0 | 0 | 0 | 0 | 0 | 0 | 0 | 0 | 0 | 54879.3938 | 0 | 0 | 0 | 0 | -47449.4744 | 0 | 0 | 0 | 0 | 0 | 0 | 0 | 0 | 0 | 0 | 0 | 0 | 0 | 0 | 0
2016-02-13 06:00 | 0 | 0 | 0 | 0 | 0 | 232803.7975 | 0 | 434017 | 0 | 0 | 0 | 129066.0577 | 1518300.2315 | 0 | 0 | 0 | 0 | 0 | 0 | 0 | 0 | 0 | 54879.1743 | 0 | 0 | 0 | 0 | 71488.5639 | 0 | 272701.7664 | 0 | 0 | 0 | 0 | 0 | 0 | 0 | 0 | 0 | 0 | 0 | 0 | 0
2016-02-13 07:00 | 0 | 0 | 0 | 0 | 0 | 360821.877 | 0 | 426569 | 0 | 0 | 0 | 71488.5639 | 1510130.6023 | 0 | 0 | 0 | 0 | 0 | 0 | 0 | 0 | 0 | 54878.9547 | 0 | 0 | 0 | 0 | -57577.4938 | 0 | 8169.6292 | 0 | 0 | 0 | 0 | 0 | 0 | 0 | 0 | 0 | 0 | 0 | 0 | 0
2016-02-13 08:00 | 0 | 0 | 0 | 0 | 0 | 350332.4648 | 0 | 423312 | 0 | 0 | 0 | 0 | 1508639.6311 | 0 | 0 | 0 | 0 | 0 | 0 | 0 | 0 | 0 | 54878.7352 | 0 | 0 | 0 | 0 | -71488.5639 | 0 | 1490.9713 | 0 | 0 | 0 | 0 | 0 | 0 | 0 | 0 | 0 | 0 | 0 | 0 | 0
2016-02-13 09:00 | 0 | 0 | 0 | 0 | 0 | 223863.7975 | 0 | 425077 | 0 | 0 | 0 | 71488.5639 | 1235937.8647 | 0 | 0 | 0 | 0 | 0 | 0 | 0 | 0 | 0 | 54878.5157 | 0 | 0 | 0 | 0 | 71488.5639 | 0 | 272701.7664 | 0 | 0 | 0 | 0 | 0 | 0 | 0 | 0 | 0 | 0 | 0 | 0 | 0
2016-02-13 10:00 | 0 | 0 | 0 | 0 | 0 | 231157.7975 | 0 | 432371 | 0 | 0 | 0 | 142977.1278 | 963236.0982 | 0 | 0 | 0 | 0 | 0 | 0 | 0 | 0 | 0 | 54878.2962 | 0 | 0 | 0 | 0 | 71488.5639 | 0 | 272701.7664 | 0 | 0 | 0 | 0 | 0 | 0 | 0 | 0 | 0 | 0 | 0 | 0 | 0
2016-02-13 11:00 | 0 | 0 | 0 | 0 | 0 | 173065.0693 | 0 | 445669 | 0 | 0 | 0 | 143074.9635 | 690534.3318 | 0 | 0 | 0 | 0 | 0 | 0 | 0 | 0 | 0 | 54878.0767 | 0 | 0 | 0 | 0 | 97.8357 | 0 | 272701.7664 | 0 | 0 | 0 | 0 | 0 | 0 | 0 | 0 | 0 | 0 | 0 | 0 | 0
2016-02-13 12:00 | 0 | 0 | 0 | 0 | 0 | 117906.6697 | 0 | 462097 | 0 | 0 | 0 | 71586.3996 | 417832.5654 | 0 | 0 | 0 | 0 | 0 | 0 | 0 | 0 | 0 | 54877.8572 | 0 | 0 | 0 | 0 | -71488.5639 | 0 | 272701.7664 | 0 | 0 | 0 | 0 | 0 | 0 | 0 | 0 | 0 | 0 | 0 | 0 | 0
2016-02-13 13:00 | 0 | 0 | 0 | 0 | 0 | 382169.4761 | 545.9247 | 476177 | 0 | 0 | 0 | 143074.9635 | 252882.4023 | 0 | 0 | 0 | 0 | 0 | 0 | 0 | 0 | 0 | 54877.6377 | 0 | 0 | 0 | 0 | 71488.5639 | 107751.6033 | 272701.7664 | 0 | 0 | 0 | 0 | 0 | 0 | 0 | 0 | 0 | 0 | 0 | 0 | 0
2016-02-13 14:00 | 0 | 0 | 0 | 0 | 0 | 262406.6104 | 150987.8257 | 484883 | 0 | 0 | 0 | 71586.3996 | 252882.4023 | 0 | 0 | 0 | 0 | 0 | 0 | 0 | 0 | 0 | 54877.4181 | 0 | 0 | 0 | 0 | -71488.5639 | 0 | 0 | 0 | 0 | 0 | 0 | 0 | 0 | 0 | 0 | 0 | 0 | 0 | 0 | 0
2016-02-13 15:00 | 0 | 0 | 0 | 0 | 0 | 0 | 562285.7648 | 485582 | 0 | 0 | 0 | 97.8357 | 401074.731 | 0 | 0 | 0 | 0 | 0 | 0 | 0 | 0 | 0 | 54877.1986 | 0 | 0 | 0 | 0 | -71488.5639 | 148192.3287 | 0 | 0 | 0 | 0 | 0 | 0 | 0 | 0 | 0 | 0 | 0 | 0 | 0 | 0
2016-02-13 16:00 | 0 | 0 | 0 | 0 | 0 | 0 | 665183.0145 | 480430 | 0 | 0 | 0 | 10059.3442 | 575866.2371 | 0 | 0 | 0 | 0 | 0 | 0 | 0 | 0 | 0 | 54876.9791 | 0 | 0 | 0 | 0 | 9961.5084 | 174791.506 | 0 | 0 | 0 | 0 | 0 | 0 | 0 | 0 | 0 | 0 | 0 | 0 | 0 | 0
2016-02-13 17:00 | 0 | 0 | 0 | 0 | 0 | 0 | 682594.2839 | 471854 | 0 | 0 | 0 | 46008.122 | 750657.7431 | 0 | 0 | 0 | 0 | 0 | 0 | 0 | 0 | 0 | 54876.7596 | 0 | 0 | 0 | 0 | 35948.7778 | 174791.506 | 0 | 0 | 0 | 0 | 0 | 0 | 0 | 0 | 0 | 0 | 0 | 0 | 0 | 0
2016-02-13 18:00 | 0 | 0 | 0 | 0 | 0 | 0 | 666014.4974 | 462669 | 0 | 0 | 0 | 74562.1134 | 925449.2492 | 0 | 0 | 0 | 0 | 0 | 0 | 0 | 0 | 0 | 54876.5401 | 0 | 0 | 0 | 0 | 28553.9914 | 174791.506 | 0 | 0 | 0 | 0 | 0 | 0 | 0 | 0 | 0 | 0 | 0 | 0 | 0 | 0
2016-02-13 19:00 | 0 | 0 | 0 | 0 | 0 | 0 | 656986.3901 | 456167 | 0 | 0 | 0 | 100589.9975 | 1100240.7552 | 0 | 0 | 0 | 0 | 0 | 0 | 0 | 0 | 0 | 54876.3206 | 0 | 0 | 0 | 0 | 26027.8841 | 174791.506 | 0 | 0 | 0 | 0 | 0 | 0 | 0 | 0 | 0 | 0 | 0 | 0 | 0 | 0
2016-02-13 20:00 | 0 | 0 | 0 | 0 | 0 | 0 | 670165.2941 | 452362 | 0 | 0 | 0 | 143601.7856 | 1275032.2612 | 0 | 0 | 0 | 0 | 0 | 0 | 0 | 0 | 0 | 54876.1011 | 0 | 0 | 0 | 0 | 43011.7881 | 174791.506 | 0 | 0 | 0 | 0 | 0 | 0 | 0 | 0 | 0 | 0 | 0 | 0 | 0 | 0
2016-02-13 21:00 | 0 | 0 | 0 | 0 | 0 | 0 | 682783.6138 | 455137 | 0 | 0 | 0 | 196456.8934 | 1449823.7673 | 0 | 0 | 0 | 0 | 0 | 0 | 0 | 0 | 0 | 54875.8816 | 0 | 0 | 0 | 0 | 52855.1078 | 174791.506 | 0 | 0 | 0 | 0 | 0 | 0 | 0 | 0 | 0 | 0 | 0 | 0 | 0 | 0
2016-02-13 22:00 | 0 | 0 | 0 | 0 | 0 | 0 | 648362.2462 | 466557 | 0 | 0 | 0 | 203470.6336 | 1624615.2733 | 0 | 0 | 0 | 0 | 0 | 0 | 0 | 0 | 0 | 54875.6621 | 0 | 0 | 0 | 0 | 7013.7402 | 174791.506 | 0 | 0 | 0 | 0 | 0 | 0 | 0 | 0 | 0 | 0 | 0 | 0 | 0 | 0
2016-02-13 23:00 | 0 | 0 | 0 | 0 | 0 | 0 | 429106.2338 | 487773 | 0 | 0 | 0 | 131982.0697 | 1637437.071 | 0 | 0 | 0 | 0 | 0 | 0 | 0 | 0 | 0 | 54875.4426 | 0 | 0 | 0 | 0 | -71488.5639 | 12821.7977 | 0 | 0 | 0 | 0 | 0 | 0 | 0 | 0 | 0 | 0 | 0 | 0 | 0 | 0
2016-02-14 | 0 | 0 | 0 | 0 | 0 | 591670.8773 | 89050.2186 | 501197 | 0 | 0 | 0 | 203470.6336 | 1745472.603 | 0 | 0 | 0 | 0 | 0 | 0 | 0 | 0 | 0 | 54875.2231 | 0 | 0 | 0 | 0 | 71488.5639 | 108035.532 | 0 | 0 | 0 | 0 | 0 | 0 | 0 | 0 | 0 | 0 | 0 | 0 | 0 | 0
2016-02-14 01:00 | 0 | 0 | 0 | 0 | 0 | 433183.3701 | 3.066 | 504675 | 0 | 0 | 0 | 131982.0697 | 1745472.603 | 0 | 0 | 0 | 0 | 0 | 0 | 0 | 0 | 0 | 54875.0036 | 0 | 0 | 0 | 0 | -71488.5639 | 0 | 0 | 0 | 0 | 0 | 0 | 0 | 0 | 0 | 0 | 0 | 0 | 0 | 0 | 0
2016-02-14 02:00 | 0 | 0 | 0 | 0 | 0 | 573429.5639 | 0 | 501941 | 0 | 0 | 0 | 203470.6336 | 1745472.603 | 0 | 0 | 0 | 0 | 0 | 0 | 0 | 0 | 0 | 54874.7841 | 0 | 0 | 0 | 0 | 71488.5639 | 0 | 0 | 0 | 0 | 0 | 0 | 0 | 0 | 0 | 0 | 0 | 0 | 0 | 0 | 0
2016-02-14 03:00 | 0 | 0 | 0 | 0 | 0 | 493215 | 0 | 493215 | 0 | 0 | 0 | 203470.6336 | 1745472.603 | 0 | 0 | 0 | 0 | 0 | 0 | 0 | 0 | 0 | 54874.5646 | 0 | 0 | 0 | 0 | 0 | 0 | 0 | 0 | 0 | 0 | 0 | 0 | 0 | 0 | 0 | 0 | 0 | 0 | 0 | 0
2016-02-14 04:00 | 0 | 0 | 0 | 0 | 0 | 407480.4361 | 0 | 478969 | 0 | 0 | 0 | 131982.0697 | 1745472.603 | 0 | 0 | 0 | 0 | 0 | 0 | 0 | 0 | 0 | 54874.3451 | 0 | 0 | 0 | 0 | -71488.5639 | 0 | 0 | 0 | 0 | 0 | 0 | 0 | 0 | 0 | 0 | 0 | 0 | 0 | 0 | 0
2016-02-14 05:00 | 0 | 0 | 0 | 0 | 0 | 392659.4361 | 0 | 464148 | 0 | 0 | 0 | 60493.5058 | 1745472.603 | 0 | 0 | 0 | 0 | 0 | 0 | 0 | 0 | 0 | 54874.1256 | 0 | 0 | 0 | 0 | -71488.5639 | 0 | 0 | 0 | 0 | 0 | 0 | 0 | 0 | 0 | 0 | 0 | 0 | 0 | 0 | 0
2016-02-14 06:00 | 0 | 0 | 0 | 0 | 0 | 525379.5639 | 0 | 453891 | 0 | 0 | 0 | 131982.0697 | 1745472.603 | 0 | 0 | 0 | 0 | 0 | 0 | 0 | 0 | 0 | 54873.9061 | 0 | 0 | 0 | 0 | 71488.5639 | 0 | 0 | 0 | 0 | 0 | 0 | 0 | 0 | 0 | 0 | 0 | 0 | 0 | 0 | 0
2016-02-14 07:00 | 0 | 0 | 0 | 0 | 0 | 375753.4361 | 0 | 447242 | 0 | 0 | 0 | 60493.5058 | 1745472.603 | 0 | 0 | 0 | 0 | 0 | 0 | 0 | 0 | 0 | 54873.6866 | 0 | 0 | 0 | 0 | -71488.5639 | 0 | 0 | 0 | 0 | 0 | 0 | 0 | 0 | 0 | 0 | 0 | 0 | 0 | 0 | 0
2016-02-14 08:00 | 0 | 0 | 0 | 0 | 0 | 382942.4942 | 0 | 443436 | 0 | 0 | 0 | 0 | 1745472.603 | 0 | 0 | 0 | 0 | 0 | 0 | 0 | 0 | 0 | 54873.4671 | 0 | 0 | 0 | 0 | -60493.5058 | 0 | 0 | 0 | 0 | 0 | 0 | 0 | 0 | 0 | 0 | 0 | 0 | 0 | 0 | 0
2016-02-14 09:00 | 0 | 0 | 0 | 0 | 0 | 688686.0699 | 0 | 442406 | 0 | 0 | 0 | 71488.5639 | 1920264.109 | 0 | 0 | 0 | 0 | 0 | 0 | 0 | 0 | 0 | 54873.2476 | 0 | 0 | 0 | 0 | 71488.5639 | 174791.506 | 0 | 0 | 0 | 0 | 0 | 0 | 0 | 0 | 0 | 0 | 0 | 0 | 0 | 0
2016-02-14 10:00 | 0 | 0 | 0 | 0 | 0 | 517832.5639 | 0 | 446344 | 0 | 0 | 0 | 142977.1278 | 1920264.109 | 0 | 0 | 0 | 0 | 0 | 0 | 0 | 0 | 0 | 54873.0281 | 0 | 0 | 0 | 0 | 71488.5639 | 0 | 0 | 0 | 0 | 0 | 0 | 0 | 0 | 0 | 0 | 0 | 0 | 0 | 0 | 0
2016-02-14 11:00 | 0 | 0 | 0 | 0 | 0 | 455950 | 0 | 455950 | 0 | 0 | 0 | 142977.1278 | 1920264.109 | 0 | 0 | 0 | 0 | 0 | 0 | 0 | 0 | 0 | 54872.8086 | 0 | 0 | 0 | 0 | 0 | 0 | 0 | 0 | 0 | 0 | 0 | 0 | 0 | 0 | 0 | 0 | 0 | 0 | 0 | 0
2016-02-14 12:00 | 0 | 0 | 0 | 0 | 0 | 396193.4361 | 0 | 467682 | 0 | 0 | 0 | 71488.5639 | 1920264.109 | 0 | 0 | 0 | 0 | 0 | 0 | 0 | 0 | 0 | 54872.5891 | 0 | 0 | 0 | 0 | -71488.5639 | 0 | 0 | 0 | 0 | 0 | 0 | 0 | 0 | 0 | 0 | 0 | 0 | 0 | 0 | 0
2016-02-14 13:00 | 0 | 0 | 0 | 0 | 0 | 565803.3043 | 678.406 | 477822 | 0 | 0 | 0 | 0 | 2080412.3832 | 0 | 0 | 0 | 0 | 0 | 0 | 0 | 0 | 0 | 54872.3696 | 0 | 0 | 0 | 0 | -71488.5639 | 160148.2741 | 0 | 0 | 0 | 0 | 0 | 0 | 0 | 0 | 0 | 0 | 0 | 0 | 0 | 0
2016-02-14 14:00 | 0 | 0 | 0 | 0 | 0 | 433394.8981 | 157564.8208 | 482732 | 0 | 0 | 0 | 0 | 2188640.1021 | 0 | 0 | 0 | 0 | 0 | 0 | 0 | 0 | 0 | 54872.1502 | 0 | 0 | 0 | 0 | 0 | 108227.7189 | 0 | 0 | 0 | 0 | 0 | 0 | 0 | 0 | 0 | 0 | 0 | 0 | 0 | 0
2016-02-14 15:00 | 0 | 0 | 0 | 0 | 0 | 99251.1409 | 556334.3651 | 480794 | 0 | 0 | 0 | 0 | 2363431.6081 | 0 | 0 | 0 | 0 | 0 | 0 | 0 | 0 | 0 | 54871.9307 | 0 | 0 | 0 | 0 | 0 | 174791.506 | 0 | 0 | 0 | 0 | 0 | 0 | 0 | 0 | 0 | 0 | 0 | 0 | 0 | 0
2016-02-14 16:00 | 0 | 0 | 0 | 0 | 0 | 0 | 654955.0493 | 474300 | 0 | 0 | 0 | 5863.5433 | 2538223.1142 | 0 | 0 | 0 | 0 | 0 | 0 | 0 | 0 | 0 | 54871.7112 | 0 | 0 | 0 | 0 | 5863.5433 | 174791.506 | 0 | 0 | 0 | 0 | 0 | 0 | 0 | 0 | 0 | 0 | 0 | 0 | 0 | 0
2016-02-14 17:00 | 0 | 0 | 0 | 0 | 0 | 0 | 660983.0024 | 468035 | 0 | 0 | 0 | 24020.0396 | 2713014.6202 | 0 | 0 | 0 | 0 | 0 | 0 | 0 | 0 | 0 | 54871.4917 | 0 | 0 | 0 | 0 | 18156.4963 | 174791.506 | 0 | 0 | 0 | 0 | 0 | 0 | 0 | 0 | 0 | 0 | 0 | 0 | 0 | 0
2016-02-14 18:00 | 0 | 0 | 0 | 0 | 0 | 0 | 640671.6144 | 461079 | 0 | 0 | 0 | 28821.148 | 2887806.1262 | 0 | 0 | 0 | 0 | 0 | 0 | 0 | 0 | 0 | 54871.2722 | 0 | 0 | 0 | 0 | 4801.1083 | 174791.506 | 0 | 0 | 0 | 0 | 0 | 0 | 0 | 0 | 0 | 0 | 0 | 0 | 0 | 0
2016-02-14 19:00 | 0 | 0 | 0 | 0 | 0 | 0 | 631714.2001 | 454990 | 0 | 0 | 0 | 90258.8688 | 3003092.6055 | 0 | 0 | 0 | 0 | 0 | 0 | 0 | 0 | 0 | 54871.0527 | 0 | 0 | 0 | 0 | 61437.7209 | 115286.4792 | 0 | 0 | 0 | 0 | 0 | 0 | 0 | 0 | 0 | 0 | 0 | 0 | 0 | 0
2016-02-14 20:00 | 0 | 0 | 0 | 0 | 0 | 0 | 644098.878 | 453504 | 0 | 0 | 0 | 106062.2408 | 3177884.1115 | 0 | 0 | 0 | 0 | 0 | 0 | 0 | 0 | 0 | 54870.8332 | 0 | 0 | 0 | 0 | 15803.372 | 174791.506 | 0 | 0 | 0 | 0 | 0 | 0 | 0 | 0 | 0 | 0 | 0 | 0 | 0 | 0
2016-02-14 21:00 | 0 | 0 | 0 | 0 | 0 | 0 | 657930.3349 | 457219 | 0 | 0 | 0 | 131982.0697 | 3352675.6176 | 0 | 0 | 0 | 0 | 0 | 0 | 0 | 0 | 0 | 54870.6137 | 0 | 0 | 0 | 0 | 25919.8289 | 174791.506 | 0 | 0 | 0 | 0 | 0 | 0 | 0 | 0 | 0 | 0 | 0 | 0 | 0 | 0
2016-02-14 22:00 | 0 | 0 | 0 | 0 | 0 | 119273.8611 | 596002.2089 | 468996 | 0 | 0 | 0 | 203470.6336 | 3527467.1236 | 0 | 0 | 0 | 0 | 0 | 0 | 0 | 0 | 0 | 54870.3943 | 0 | 0 | 0 | 0 | 71488.5639 | 174791.506 | 0 | 0 | 0 | 0 | 0 | 0 | 0 | 0 | 0 | 0 | 0 | 0 | 0 | 0
2016-02-14 23:00 | 0 | 0 | 0 | 0 | 0 | 33436.6882 | 382138.7479 | 487064 | 0 | 0 | 0 | 131982.0697 | 3527467.1236 | 0 | 0 | 0 | 0 | 0 | 0 | 0 | 0 | 0 | 54870.1748 | 0 | 0 | 0 | 0 | -71488.5639 | 0 | 0 | 0 | 0 | 0 | 0 | 0 | 0 | 0 | 0 | 0 | 0 | 0 | 0 | 0
2016-02-15 | 0 | 0 | 0 | 0 | 0 | 283297.8853 | 55543.3485 | 497245 | 0 | 0 | 0 | 71488.5639 | 3429556.8632 | 0 | 0 | 0 | 0 | 0 | 0 | 0 | 0 | 0 | 54869.9553 | 0 | 0 | 0 | 0 | -60493.5058 | 174791.506 | 272701.7664 | 0 | 0 | 0 | 0 | 0 | 0 | 0 | 0 | 0 | 0 | 0 | 0 | 0
2016-02-15 01:00 | 0 | 0 | 0 | 0 | 0 | 429833.3886 | 5.0759 | 496464 | 0 | 0 | 0 | 0 | 3434419.8916 | 0 | 0 | 0 | 0 | 0 | 0 | 0 | 0 | 0 | 54869.7358 | 0 | 0 | 0 | 0 | -71488.5639 | 4863.0284 | 0 | 0 | 0 | 0 | 0 | 0 | 0 | 0 | 0 | 0 | 0 | 0 | 0 | 0
2016-02-15 02:00 | 0 | 0 | 0 | 0 | 0 | 449775.0286 | 0 | 487759 | 0 | 0 | 0 | 71488.5639 | 3324947.3563 | 0 | 0 | 0 | 0 | 0 | 0 | 0 | 0 | 0 | 54869.5163 | 0 | 0 | 0 | 0 | 71488.5639 | 0 | 109472.5353 | 0 | 0 | 0 | 0 | 0 | 0 | 0 | 0 | 0 | 0 | 0 | 0 | 0
2016-02-15 03:00 | 0 | 0 | 0 | 0 | 0 | 272649.7975 | 0 | 473863 | 0 | 0 | 0 | 142977.1278 | 3052245.5899 | 0 | 0 | 0 | 0 | 0 | 0 | 0 | 0 | 0 | 54869.2969 | 0 | 0 | 0 | 0 | 71488.5639 | 0 | 272701.7664 | 0 | 0 | 0 | 0 | 0 | 0 | 0 | 0 | 0 | 0 | 0 | 0 | 0
2016-02-15 04:00 | 0 | 0 | 0 | 0 | 0 | 244038.7394 | 0 | 456247 | 0 | 0 | 0 | 203470.6336 | 2779543.8235 | 0 | 0 | 0 | 0 | 0 | 0 | 0 | 0 | 0 | 54869.0774 | 0 | 0 | 0 | 0 | 60493.5058 | 0 | 272701.7664 | 0 | 0 | 0 | 0 | 0 | 0 | 0 | 0 | 0 | 0 | 0 | 0 | 0
2016-02-15 05:00 | 0 | 0 | 0 | 0 | 0 | 367082.4361 | 0 | 438571 | 0 | 0 | 0 | 131982.0697 | 2779543.8235 | 0 | 0 | 0 | 0 | 0 | 0 | 0 | 0 | 0 | 54868.8579 | 0 | 0 | 0 | 0 | -71488.5639 | 0 | 0 | 0 | 0 | 0 | 0 | 0 | 0 | 0 | 0 | 0 | 0 | 0 | 0 | 0
2016-02-15 06:00 | 0 | 0 | 0 | 0 | 0 | 82122.569 | 0 | 426178 | 0 | 0 | 0 | 60628.4051 | 2506842.0571 | 0 | 0 | 0 | 0 | 0 | 0 | 0 | 0 | 0 | 54868.6384 | 0 | 0 | 0 | 0 | -71353.6646 | 0 | 272701.7664 | 0 | 0 | 0 | 0 | 0 | 0 | 0 | 0 | 0 | 0 | 0 | 0 | 0
2016-02-15 07:00 | 0 | 0 | 0 | 0 | 0 | 489383.6646 | 0 | 418030 | 0 | 0 | 0 | 131982.0697 | 2506842.0571 | 0 | 0 | 0 | 0 | 0 | 0 | 0 | 0 | 0 | 54868.419 | 0 | 0 | 0 | 0 | 71353.6646 | 0 | 0 | 0 | 0 | 0 | 0 | 0 | 0 | 0 | 0 | 0 | 0 | 0 | 0 | 0
2016-02-15 08:00 | 0 | 0 | 0 | 0 | 0 | 212588.7975 | 0 | 413802 | 0 | 0 | 0 | 203470.6336 | 2234140.2907 | 0 | 0 | 0 | 0 | 0 | 0 | 0 | 0 | 0 | 54868.1995 | 0 | 0 | 0 | 0 | 71488.5639 | 0 | 272701.7664 | 0 | 0 | 0 | 0 | 0 | 0 | 0 | 0 | 0 | 0 | 0 | 0 | 0
2016-02-15 09:00 | 0 | 0 | 0 | 0 | 0 | 416020 | 0 | 416020 | 0 | 0 | 0 | 203470.6336 | 2234140.2907 | 0 | 0 | 0 | 0 | 0 | 0 | 0 | 0 | 0 | 54867.98 | 0 | 0 | 0 | 0 | 0 | 0 | 0 | 0 | 0 | 0 | 0 | 0 | 0 | 0 | 0 | 0 | 0 | 0 | 0 | 0
2016-02-15 10:00 | 0 | 0 | 0 | 0 | 0 | 426241 | 0 | 426241 | 0 | 0 | 0 | 203470.6336 | 2234140.2907 | 0 | 0 | 0 | 0 | 0 | 0 | 0 | 0 | 0 | 54867.7605 | 0 | 0 | 0 | 0 | 0 | 0 | 0 | 0 | 0 | 0 | 0 | 0 | 0 | 0 | 0 | 0 | 0 | 0 | 0 | 0
2016-02-15 11:00 | 0 | 0 | 0 | 0 | 0 | 104633.6697 | 0 | 448824 | 0 | 0 | 0 | 131982.0697 | 1961438.5243 | 0 | 0 | 0 | 0 | 0 | 0 | 0 | 0 | 0 | 54867.5411 | 0 | 0 | 0 | 0 | -71488.5639 | 0 | 272701.7664 | 0 | 0 | 0 | 0 | 0 | 0 | 0 | 0 | 0 | 0 | 0 | 0 | 0
2016-02-15 12:00 | 0 | 0 | 0 | 0 | 0 | 400761.4361 | 0 | 472250 | 0 | 0 | 0 | 60493.5058 | 1961438.5243 | 0 | 0 | 0 | 0 | 0 | 0 | 0 | 0 | 0 | 54867.3216 | 0 | 0 | 0 | 0 | -71488.5639 | 0 | 0 | 0 | 0 | 0 | 0 | 0 | 0 | 0 | 0 | 0 | 0 | 0 | 0 | 0
2016-02-15 13:00 | 0 | 0 | 0 | 0 | 0 | 459363.4752 | 852.8283 | 486638 | 0 | 0 | 0 | 131982.0697 | 1863528.2639 | 0 | 0 | 0 | 0 | 0 | 0 | 0 | 0 | 0 | 54867.1021 | 0 | 0 | 0 | 0 | 71488.5639 | 174791.506 | 272701.7664 | 0 | 0 | 0 | 0 | 0 | 0 | 0 | 0 | 0 | 0 | 0 | 0 | 0
2016-02-15 14:00 | 0 | 0 | 0 | 0 | 0 | 288081.5436 | 209708.2129 | 495412 | 0 | 0 | 0 | 60493.5058 | 1937394.5843 | 0 | 0 | 0 | 0 | 0 | 0 | 0 | 0 | 0 | 54866.8827 | 0 | 0 | 0 | 0 | -71488.5639 | 73866.3204 | 0 | 0 | 0 | 0 | 0 | 0 | 0 | 0 | 0 | 0 | 0 | 0 | 0 | 0
2016-02-15 15:00 | 0 | 0 | 0 | 0 | 0 | 0 | 624813.3491 | 501301 | 0 | 0 | 0 | 9214.3488 | 2112186.0903 | 0 | 0 | 0 | 0 | 0 | 0 | 0 | 0 | 0 | 54866.6632 | 0 | 0 | 0 | 0 | -51279.1569 | 174791.506 | 0 | 0 | 0 | 0 | 0 | 0 | 0 | 0 | 0 | 0 | 0 | 0 | 0 | 0
2016-02-15 16:00 | 0 | 0 | 0 | 0 | 0 | 0 | 706345.1422 | 502221 | 0 | 0 | 0 | 38546.985 | 2286977.5963 | 0 | 0 | 0 | 0 | 0 | 0 | 0 | 0 | 0 | 54866.4437 | 0 | 0 | 0 | 0 | 29332.6362 | 174791.506 | 0 | 0 | 0 | 0 | 0 | 0 | 0 | 0 | 0 | 0 | 0 | 0 | 0 | 0
2016-02-15 17:00 | 0 | 0 | 0 | 0 | 0 | 0 | 706330.3976 | 499362 | 0 | 0 | 0 | 70723.8765 | 2461769.1024 | 0 | 0 | 0 | 0 | 0 | 0 | 0 | 0 | 0 | 54866.2243 | 0 | 0 | 0 | 0 | 32176.8915 | 174791.506 | 0 | 0 | 0 | 0 | 0 | 0 | 0 | 0 | 0 | 0 | 0 | 0 | 0 | 0
2016-02-15 18:00 | 0 | 0 | 0 | 0 | 0 | 0 | 684345.8324 | 495186 | 0 | 0 | 0 | 85092.2029 | 2636560.6084 | 0 | 0 | 0 | 0 | 0 | 0 | 0 | 0 | 0 | 54866.0048 | 0 | 0 | 0 | 0 | 14368.3264 | 174791.506 | 0 | 0 | 0 | 0 | 0 | 0 | 0 | 0 | 0 | 0 | 0 | 0 | 0 | 0
2016-02-15 19:00 | 0 | 0 | 0 | 0 | 0 | 0 | 673615.3971 | 490387 | 0 | 0 | 0 | 93529.094 | 2811352.1144 | 0 | 0 | 0 | 0 | 0 | 0 | 0 | 0 | 0 | 54865.7853 | 0 | 0 | 0 | 0 | 8436.8911 | 174791.506 | 0 | 0 | 0 | 0 | 0 | 0 | 0 | 0 | 0 | 0 | 0 | 0 | 0 | 0
2016-02-15 20:00 | 0 | 0 | 0 | 0 | 0 | 0 | 687461.6632 | 486695 | 0 | 0 | 0 | 125947.3455 | 2979700.5261 | 0 | 0 | 0 | 0 | 0 | 0 | 0 | 0 | 0 | 54865.5659 | 0 | 0 | 0 | 0 | 32418.2515 | 168348.4117 | 0 | 0 | 0 | 0 | 0 | 0 | 0 | 0 | 0 | 0 | 0 | 0 | 0 | 0
2016-02-15 21:00 | 0 | 0 | 0 | 0 | 0 | 0 | 716380.1894 | 487005 | 0 | 0 | 0 | 180531.0289 | 3154492.0322 | 0 | 0 | 0 | 0 | 0 | 0 | 0 | 0 | 0 | 54865.3464 | 0 | 0 | 0 | 0 | 54583.6834 | 174791.506 | 0 | 0 | 0 | 0 | 0 | 0 | 0 | 0 | 0 | 0 | 0 | 0 | 0 | 0
2016-02-15 22:00 | 0 | 0 | 0 | 0 | 0 | 0 | 691961.1107 | 494230 | 0 | 0 | 0 | 203470.6336 | 3329283.5382 | 0 | 0 | 0 | 0 | 0 | 0 | 0 | 0 | 0 | 54865.127 | 0 | 0 | 0 | 0 | 22939.6046 | 174791.506 | 0 | 0 | 0 | 0 | 0 | 0 | 0 | 0 | 0 | 0 | 0 | 0 | 0 | 0
2016-02-15 23:00 | 0 | 0 | 0 | 0 | 0 | 0 | 475059.4429 | 505582 | 0 | 0 | 0 | 203470.6336 | 3298760.9811 | 0 | 0 | 0 | 0 | 0 | 0 | 0 | 0 | 0 | 54864.9075 | 0 | 0 | 0 | 0 | 0 | 0 | 30522.5571 | 0 | 0 | 0 | 0 | 0 | 0 | 0 | 0 | 0 | 0 | 0 | 0 | 0
2016-02-16 | 0 | 0 | 0 | 0 | 0 | 383026.6118 | 67054.8824 | 510575 | 0 | 0 | 0 | 142977.1278 | 3298760.9811 | 0 | 0 | 0 | 0 | 0 | 0 | 0 | 0 | 0 | 54864.688 | 0 | 0 | 0 | 0 | -60493.5058 | 0 | 0 | 0 | 0 | 0 | 0 | 0 | 0 | 0 | 0 | 0 | 0 | 0 | 0 | 0
2016-02-16 01:00 | 0 | 0 | 0 | 0 | 0 | 435184.2335 | 12.2026 | 506685 | 0 | 0 | 0 | 71488.5639 | 3298760.9811 | 0 | 0 | 0 | 0 | 0 | 0 | 0 | 0 | 0 | 54864.4686 | 0 | 0 | 0 | 0 | -71488.5639 | 0 | 0 | 0 | 0 | 0 | 0 | 0 | 0 | 0 | 0 | 0 | 0 | 0 | 0 | 0
2016-02-16 02:00 | 0 | 0 | 0 | 0 | 0 | 148429.6697 | 0 | 492620 | 0 | 0 | 0 | 0 | 3026059.2147 | 0 | 0 | 0 | 0 | 0 | 0 | 0 | 0 | 0 | 54864.2491 | 0 | 0 | 0 | 0 | -71488.5639 | 0 | 272701.7664 | 0 | 0 | 0 | 0 | 0 | 0 | 0 | 0 | 0 | 0 | 0 | 0 | 0
2016-02-16 03:00 | 0 | 0 | 0 | 0 | 0 | 543271.5639 | 0 | 471783 | 0 | 0 | 0 | 71488.5639 | 3026059.2147 | 0 | 0 | 0 | 0 | 0 | 0 | 0 | 0 | 0 | 54864.0297 | 0 | 0 | 0 | 0 | 71488.5639 | 0 | 0 | 0 | 0 | 0 | 0 | 0 | 0 | 0 | 0 | 0 | 0 | 0 | 0 | 0
2016-02-16 04:00 | 0 | 0 | 0 | 0 | 0 | 375044.4361 | 0 | 446533 | 0 | 0 | 0 | 0 | 3026059.2147 | 0 | 0 | 0 | 0 | 0 | 0 | 0 | 0 | 0 | 54863.8102 | 0 | 0 | 0 | 0 | -71488.5639 | 0 | 0 | 0 | 0 | 0 | 0 | 0 | 0 | 0 | 0 | 0 | 0 | 0 | 0 | 0
2016-02-16 05:00 | 0 | 0 | 0 | 0 | 0 | 223853.7975 | 0 | 425067 | 0 | 0 | 0 | 71488.5639 | 2753357.4482 | 0 | 0 | 0 | 0 | 0 | 0 | 0 | 0 | 0 | 54863.5907 | 0 | 0 | 0 | 0 | 71488.5639 | 0 | 272701.7664 | 0 | 0 | 0 | 0 | 0 | 0 | 0 | 0 | 0 | 0 | 0 | 0 | 0
2016-02-16 06:00 | 0 | 0 | 0 | 0 | 0 | 408969 | 0 | 408969 | 0 | 0 | 0 | 71488.5639 | 2753357.4482 | 0 | 0 | 0 | 0 | 0 | 0 | 0 | 0 | 0 | 54863.3713 | 0 | 0 | 0 | 0 | 0 | 0 | 0 | 0 | 0 | 0 | 0 | 0 | 0 | 0 | 0 | 0 | 0 | 0 | 0 | 0
2016-02-16 07:00 | 0 | 0 | 0 | 0 | 0 | 327040.4361 | 0 | 398529 | 0 | 0 | 0 | 0 | 2753357.4482 | 0 | 0 | 0 | 0 | 0 | 0 | 0 | 0 | 0 | 54863.1518 | 0 | 0 | 0 | 0 | -71488.5639 | 0 | 0 | 0 | 0 | 0 | 0 | 0 | 0 | 0 | 0 | 0 | 0 | 0 | 0 | 0
2016-02-16 08:00 | 0 | 0 | 0 | 0 | 0 | 463980.5639 | 0 | 392492 | 0 | 0 | 0 | 71488.5639 | 2753357.4482 | 0 | 0 | 0 | 0 | 0 | 0 | 0 | 0 | 0 | 54862.9324 | 0 | 0 | 0 | 0 | 71488.5639 | 0 | 0 | 0 | 0 | 0 | 0 | 0 | 0 | 0 | 0 | 0 | 0 | 0 | 0 | 0
2016-02-16 09:00 | 0 | 0 | 0 | 0 | 0 | 464762.5639 | 0 | 393274 | 0 | 0 | 0 | 142977.1278 | 2753357.4482 | 0 | 0 | 0 | 0 | 0 | 0 | 0 | 0 | 0 | 54862.7129 | 0 | 0 | 0 | 0 | 71488.5639 | 0 | 0 | 0 | 0 | 0 | 0 | 0 | 0 | 0 | 0 | 0 | 0 | 0 | 0 | 0
2016-02-16 10:00 | 0 | 0 | 0 | 0 | 0 | 332583.4361 | 0 | 404072 | 0 | 0 | 0 | 71488.5639 | 2753357.4482 | 0 | 0 | 0 | 0 | 0 | 0 | 0 | 0 | 0 | 54862.4935 | 0 | 0 | 0 | 0 | -71488.5639 | 0 | 0 | 0 | 0 | 0 | 0 | 0 | 0 | 0 | 0 | 0 | 0 | 0 | 0 | 0
2016-02-16 11:00 | 0 | 0 | 0 | 0 | 0 | 358850.4361 | 0 | 430339 | 0 | 0 | 0 | 0 | 2753357.4482 | 0 | 0 | 0 | 0 | 0 | 0 | 0 | 0 | 0 | 54862.274 | 0 | 0 | 0 | 0 | -71488.5639 | 0 | 0 | 0 | 0 | 0 | 0 | 0 | 0 | 0 | 0 | 0 | 0 | 0 | 0 | 0
2016-02-16 12:00 | 0 | 0 | 0 | 0 | 0 | 529499.5639 | 0 | 458011 | 0 | 0 | 0 | 71488.5639 | 2753357.4482 | 0 | 0 | 0 | 0 | 0 | 0 | 0 | 0 | 0 | 54862.0546 | 0 | 0 | 0 | 0 | 71488.5639 | 0 | 0 | 0 | 0 | 0 | 0 | 0 | 0 | 0 | 0 | 0 | 0 | 0 | 0 | 0
2016-02-16 13:00 | 0 | 0 | 0 | 0 | 0 | 599692.6128 | 1082.0792 | 469751 | 0 | 0 | 0 | 27720.7499 | 2928148.9543 | 0 | 0 | 0 | 0 | 0 | 0 | 0 | 0 | 0 | 54861.8351 | 0 | 0 | 0 | 0 | -43767.814 | 174791.506 | 0 | 0 | 0 | 0 | 0 | 0 | 0 | 0 | 0 | 0 | 0 | 0 | 0 | 0
2016-02-16 14:00 | 0 | 0 | 0 | 0 | 0 | 399173.1475 | 219986.6086 | 472089 | 0 | 0 | 0 | 0 | 3102940.4603 | 0 | 0 | 0 | 0 | 0 | 0 | 0 | 0 | 0 | 54861.6157 | 0 | 0 | 0 | 0 | -27720.7499 | 174791.506 | 0 | 0 | 0 | 0 | 0 | 0 | 0 | 0 | 0 | 0 | 0 | 0 | 0 | 0
2016-02-16 15:00 | 0 | 0 | 0 | 0 | 0 | 0 | 659131.5494 | 471516 | 0 | 0 | 0 | 11451.3298 | 3277731.9664 | 0 | 0 | 0 | 0 | 0 | 0 | 0 | 0 | 0 | 55959.5671 | 0 | 0 | 0 | 0 | 11451.3298 | 174791.506 | 0 | 0 | 0 | 0 | 0 | 0 | 0 | 0 | 0 | 0 | 0 | 1372.7136 | 0 | 0
2016-02-16 16:00 | 0 | 0 | 0 | 0 | 0 | 0 | 632492.8899 | 467780 | 0 | 0 | 0 | 0 | 3452523.4724 | 0 | 0 | 0 | 0 | 0 | 0 | 0 | 0 | 0 | 57057.5141 | 0 | 0 | 0 | 0 | -11451.3298 | 174791.506 | 0 | 0 | 0 | 0 | 0 | 0 | 0 | 0 | 0 | 0 | 0 | 1372.7136 | 0 | 0
2016-02-16 17:00 | 0 | 0 | 0 | 0 | 0 | 0 | 709747.7835 | 462095 | 0 | 0 | 0 | 71488.5639 | 3627314.9784 | 0 | 0 | 0 | 0 | 0 | 0 | 0 | 0 | 0 | 58155.4568 | 0 | 0 | 0 | 0 | 71488.5639 | 174791.506 | 0 | 0 | 0 | 0 | 0 | 0 | 0 | 0 | 0 | 0 | 0 | 1372.7136 | 0 | 0
2016-02-16 18:00 | 0 | 0 | 0 | 0 | 0 | 0 | 562379.6557 | 457704 | 0 | 0 | 0 | 0 | 3802106.4845 | 0 | 0 | 0 | 0 | 0 | 0 | 0 | 0 | 0 | 59253.395 | 0 | 0 | 0 | 0 | -71488.5639 | 174791.506 | 0 | 0 | 0 | 0 | 0 | 0 | 0 | 0 | 0 | 0 | 0 | 1372.7136 | 0 | 0
2016-02-16 19:00 | 0 | 0 | 0 | 0 | 0 | 0 | 693136.4239 | 454346 | 0 | 0 | 0 | 62626.2043 | 3976897.9905 | 0 | 0 | 0 | 0 | 0 | 0 | 0 | 0 | 0 | 60351.3289 | 0 | 0 | 0 | 0 | 62626.2043 | 174791.506 | 0 | 0 | 0 | 0 | 0 | 0 | 0 | 0 | 0 | 0 | 0 | 1372.7136 | 0 | 0
2016-02-16 20:00 | 0 | 0 | 0 | 0 | 0 | 0 | 631673.0133 | 451843 | 0 | 0 | 0 | 66291.998 | 4151689.4966 | 0 | 0 | 0 | 0 | 0 | 0 | 0 | 0 | 0 | 61449.2583 | 0 | 0 | 0 | 0 | 3665.7937 | 174791.506 | 0 | 0 | 0 | 0 | 0 | 0 | 0 | 0 | 0 | 0 | 0 | 1372.7136 | 0 | 0
2016-02-16 21:00 | 0 | 0 | 0 | 0 | 0 | 0 | 701527.7835 | 453875 | 0 | 0 | 0 | 137780.5618 | 4326481.0026 | 0 | 0 | 0 | 0 | 0 | 0 | 0 | 0 | 0 | 62547.1834 | 0 | 0 | 0 | 0 | 71488.5639 | 174791.506 | 0 | 0 | 0 | 0 | 0 | 0 | 0 | 0 | 0 | 0 | 0 | 1372.7136 | 0 | 0
2016-02-16 22:00 | 0 | 0 | 0 | 0 | 0 | 0 | 703588.2913 | 461734 | 0 | 0 | 0 | 203470.6336 | 4501272.5086 | 0 | 0 | 0 | 0 | 0 | 0 | 0 | 0 | 0 | 63645.1041 | 0 | 0 | 0 | 0 | 65690.0717 | 174791.506 | 0 | 0 | 0 | 0 | 0 | 0 | 0 | 0 | 0 | 0 | 0 | 1372.7136 | 0 | 0
2016-02-16 23:00 | 0 | 0 | 0 | 0 | 0 | 0 | 449414.6973 | 475995 | 0 | 0 | 0 | 176890.3308 | 4501272.5086 | 0 | 0 | 0 | 0 | 0 | 0 | 0 | 0 | 0 | 63644.8495 | 0 | 0 | 0 | 0 | -26580.3027 | 0 | 0 | 0 | 0 | 0 | 0 | 0 | 0 | 0 | 0 | 0 | 0 | 0 | 0 | 0
2016-02-17 | 0 | 0 | 0 | 0 | 0 | 340360.0126 | 71728.5552 | 484937 | 0 | 0 | 0 | 203470.6336 | 4401843.7738 | 0 | 0 | 0 | 0 | 0 | 0 | 0 | 0 | 0 | 63644.5949 | 0 | 0 | 0 | 0 | 26580.3027 | 173273.0316 | 272701.7664 | 0 | 0 | 0 | 0 | 0 | 0 | 0 | 0 | 0 | 0 | 0 | 0 | 0
2016-02-17 01:00 | 0 | 0 | 0 | 0 | 0 | 354221.4251 | 17.3297 | 484039 | 0 | 0 | 0 | 203470.6336 | 4272043.5286 | 0 | 0 | 0 | 0 | 0 | 0 | 0 | 0 | 0 | 63644.3403 | 0 | 0 | 0 | 0 | 0 | 0 | 129800.2452 | 0 | 0 | 0 | 0 | 0 | 0 | 0 | 0 | 0 | 0 | 0 | 0 | 0
2016-02-17 02:00 | 0 | 0 | 0 | 0 | 0 | 200745.2336 | 0 | 473447 | 0 | 0 | 0 | 203470.6336 | 3999341.7622 | 0 | 0 | 0 | 0 | 0 | 0 | 0 | 0 | 0 | 63644.0858 | 0 | 0 | 0 | 0 | 0 | 0 | 272701.7664 | 0 | 0 | 0 | 0 | 0 | 0 | 0 | 0 | 0 | 0 | 0 | 0 | 0
2016-02-17 03:00 | 0 | 0 | 0 | 0 | 0 | 109246.6697 | 0 | 453437 | 0 | 0 | 0 | 131982.0697 | 3726639.9958 | 0 | 0 | 0 | 0 | 0 | 0 | 0 | 0 | 0 | 63643.8312 | 0 | 0 | 0 | 0 | -71488.5639 | 0 | 272701.7664 | 0 | 0 | 0 | 0 | 0 | 0 | 0 | 0 | 0 | 0 | 0 | 0 | 0
2016-02-17 04:00 | 0 | 0 | 0 | 0 | 0 | 356512.769 | 0 | 429448 | 0 | 0 | 0 | 110636.3098 | 3675050.5247 | 0 | 0 | 0 | 0 | 0 | 0 | 0 | 0 | 0 | 63643.5766 | 0 | 0 | 0 | 0 | -21345.7599 | 0 | 51589.4711 | 0 | 0 | 0 | 0 | 0 | 0 | 0 | 0 | 0 | 0 | 0 | 0 | 0
2016-02-17 05:00 | 0 | 0 | 0 | 0 | 0 | 370634.2541 | 0 | 409782 | 0 | 0 | 0 | 71488.5639 | 3675050.5247 | 0 | 0 | 0 | 0 | 0 | 0 | 0 | 0 | 0 | 63643.322 | 0 | 0 | 0 | 0 | -39147.7459 | 0 | 0 | 0 | 0 | 0 | 0 | 0 | 0 | 0 | 0 | 0 | 0 | 0 | 0 | 0
2016-02-17 06:00 | 0 | 0 | 0 | 0 | 0 | 324580.4361 | 0 | 396069 | 0 | 0 | 0 | 0 | 3675050.5247 | 0 | 0 | 0 | 0 | 0 | 0 | 0 | 0 | 0 | 63643.0675 | 0 | 0 | 0 | 0 | -71488.5639 | 0 | 0 | 0 | 0 | 0 | 0 | 0 | 0 | 0 | 0 | 0 | 0 | 0 | 0 | 0
2016-02-17 07:00 | 0 | 0 | 0 | 0 | 0 | 186632.7975 | 0 | 387846 | 0 | 0 | 0 | 71488.5639 | 3402348.7583 | 0 | 0 | 0 | 0 | 0 | 0 | 0 | 0 | 0 | 63642.8129 | 0 | 0 | 0 | 0 | 71488.5639 | 0 | 272701.7664 | 0 | 0 | 0 | 0 | 0 | 0 | 0 | 0 | 0 | 0 | 0 | 0 | 0
2016-02-17 08:00 | 0 | 0 | 0 | 0 | 0 | 183532.7975 | 0 | 384746 | 0 | 0 | 0 | 142977.1278 | 3129646.9918 | 0 | 0 | 0 | 0 | 0 | 0 | 0 | 0 | 0 | 63642.5583 | 0 | 0 | 0 | 0 | 71488.5639 | 0 | 272701.7664 | 0 | 0 | 0 | 0 | 0 | 0 | 0 | 0 | 0 | 0 | 0 | 0 | 0
2016-02-17 09:00 | 0 | 0 | 0 | 0 | 0 | 387908 | 0 | 387908 | 0 | 0 | 0 | 142977.1278 | 3129646.9918 | 0 | 0 | 0 | 0 | 0 | 0 | 0 | 0 | 0 | 63642.3038 | 0 | 0 | 0 | 0 | 0 | 0 | 0 | 0 | 0 | 0 | 0 | 0 | 0 | 0 | 0 | 0 | 0 | 0 | 0 | 0
2016-02-17 10:00 | 0 | 0 | 0 | 0 | 0 | 331476.4361 | 0 | 402965 | 0 | 0 | 0 | 71488.5639 | 3129646.9918 | 0 | 0 | 0 | 0 | 0 | 0 | 0 | 0 | 0 | 63642.0492 | 0 | 0 | 0 | 0 | -71488.5639 | 0 | 0 | 0 | 0 | 0 | 0 | 0 | 0 | 0 | 0 | 0 | 0 | 0 | 0 | 0
2016-02-17 11:00 | 0 | 0 | 0 | 0 | 0 | 90871.6697 | 0 | 435062 | 0 | 0 | 0 | 0 | 2856945.2254 | 0 | 0 | 0 | 0 | 0 | 0 | 0 | 0 | 0 | 63641.7946 | 0 | 0 | 0 | 0 | -71488.5639 | 0 | 272701.7664 | 0 | 0 | 0 | 0 | 0 | 0 | 0 | 0 | 0 | 0 | 0 | 0 | 0
2016-02-17 12:00 | 0 | 0 | 0 | 0 | 0 | 402703.7545 | 0 | 464480 | 0 | 0 | 0 | 0 | 2795168.9799 | 0 | 0 | 0 | 0 | 0 | 0 | 0 | 0 | 0 | 63641.54 | 0 | 0 | 0 | 0 | 0 | 0 | 61776.2455 | 0 | 0 | 0 | 0 | 0 | 0 | 0 | 0 | 0 | 0 | 0 | 0 | 0
2016-02-17 13:00 | 0 | 0 | 0 | 0 | 0 | 353224.6853 | 1272.4746 | 472263 | 0 | 0 | 0 | 71488.5639 | 2605914.5759 | 0 | 0 | 0 | 0 | 0 | 0 | 0 | 0 | 0 | 63641.2855 | 0 | 0 | 0 | 0 | 71488.5639 | 83447.3624 | 272701.7664 | 0 | 0 | 0 | 0 | 0 | 0 | 0 | 0 | 0 | 0 | 0 | 0 | 0
2016-02-17 14:00 | 0 | 0 | 0 | 0 | 0 | 155356.0397 | 243281.3964 | 470126 | 0 | 0 | 0 | 0 | 2605914.5759 | 0 | 0 | 0 | 0 | 0 | 0 | 0 | 0 | 0 | 63641.0309 | 0 | 0 | 0 | 0 | -71488.5639 | 0 | 0 | 0 | 0 | 0 | 0 | 0 | 0 | 0 | 0 | 0 | 0 | 0 | 0 | 0
2016-02-17 15:00 | 0 | 0 | 0 | 0 | 0 | 0 | 567915.9716 | 465928 | 0 | 0 | 0 | 0 | 2707902.5475 | 0 | 0 | 0 | 0 | 0 | 0 | 0 | 0 | 0 | 63640.7764 | 0 | 0 | 0 | 0 | 0 | 101987.9716 | 0 | 0 | 0 | 0 | 0 | 0 | 0 | 0 | 0 | 0 | 0 | 0 | 0 | 0
2016-02-17 16:00 | 0 | 0 | 0 | 0 | 0 | 0 | 641304.7241 | 460744 | 0 | 0 | 0 | 5769.2181 | 2882694.0536 | 0 | 0 | 0 | 0 | 0 | 0 | 0 | 0 | 0 | 63640.5218 | 0 | 0 | 0 | 0 | 5769.2181 | 174791.506 | 0 | 0 | 0 | 0 | 0 | 0 | 0 | 0 | 0 | 0 | 0 | 0 | 0 | 0
2016-02-17 17:00 | 0 | 0 | 0 | 0 | 0 | 0 | 639205.6251 | 454129 | 0 | 0 | 0 | 77257.782 | 2996282.1147 | 0 | 0 | 0 | 0 | 0 | 0 | 0 | 0 | 0 | 63640.2672 | 0 | 0 | 0 | 0 | 71488.5639 | 113588.0612 | 0 | 0 | 0 | 0 | 0 | 0 | 0 | 0 | 0 | 0 | 0 | 0 | 0 | 0
2016-02-17 18:00 | 0 | 0 | 0 | 0 | 0 | 0 | 623573.9333 | 450106 | 0 | 0 | 0 | 75934.2092 | 3171073.6208 | 0 | 0 | 0 | 0 | 0 | 0 | 0 | 0 | 0 | 63640.0127 | 0 | 0 | 0 | 0 | -1323.5727 | 174791.506 | 0 | 0 | 0 | 0 | 0 | 0 | 0 | 0 | 0 | 0 | 0 | 0 | 0 | 0
2016-02-17 19:00 | 0 | 0 | 0 | 0 | 0 | 0 | 614172.7536 | 446675 | 0 | 0 | 0 | 131982.0697 | 3282523.5139 | 0 | 0 | 0 | 0 | 0 | 0 | 0 | 0 | 0 | 63639.7581 | 0 | 0 | 0 | 0 | 56047.8604 | 111449.8932 | 0 | 0 | 0 | 0 | 0 | 0 | 0 | 0 | 0 | 0 | 0 | 0 | 0 | 0
2016-02-17 20:00 | 0 | 0 | 0 | 0 | 0 | 0 | 615429.1228 | 445132 | 0 | 0 | 0 | 203470.6336 | 3381332.0729 | 0 | 0 | 0 | 0 | 0 | 0 | 0 | 0 | 0 | 63639.5035 | 0 | 0 | 0 | 0 | 71488.5639 | 98808.5589 | 0 | 0 | 0 | 0 | 0 | 0 | 0 | 0 | 0 | 0 | 0 | 0 | 0 | 0
2016-02-17 21:00 | 0 | 0 | 0 | 0 | 0 | 0 | 611046.0051 | 447514 | 0 | 0 | 0 | 203470.6336 | 3544864.078 | 0 | 0 | 0 | 0 | 0 | 0 | 0 | 0 | 0 | 63639.249 | 0 | 0 | 0 | 0 | 0 | 163532.0051 | 0 | 0 | 0 | 0 | 0 | 0 | 0 | 0 | 0 | 0 | 0 | 0 | 0 | 0
2016-02-17 22:00 | 0 | 0 | 0 | 0 | 0 | 0 | 544804.6463 | 455731 | 0 | 0 | 0 | 142977.1278 | 3694431.23 | 0 | 0 | 0 | 0 | 0 | 0 | 0 | 0 | 0 | 63638.9944 | 0 | 0 | 0 | 0 | -60493.5058 | 149567.1521 | 0 | 0 | 0 | 0 | 0 | 0 | 0 | 0 | 0 | 0 | 0 | 0 | 0 | 0
2016-02-17 23:00 | 0 | 0 | 0 | 0 | 0 | 253115.738 | 321463.2042 | 471276 | 0 | 0 | 0 | 71488.5639 | 3869222.7361 | 0 | 0 | 0 | 0 | 0 | 0 | 0 | 0 | 0 | 63638.7399 | 0 | 0 | 0 | 0 | -71488.5639 | 174791.506 | 0 | 0 | 0 | 0 | 0 | 0 | 0 | 0 | 0 | 0 | 0 | 0 | 0 | 0
2016-02-18 | 0 | 0 | 0 | 0 | 0 | 370859.7953 | 41378.6408 | 483727 | 0 | 0 | 0 | 0 | 3869222.7361 | 0 | 0 | 0 | 0 | 0 | 0 | 0 | 0 | 0 | 63638.4853 | 0 | 0 | 0 | 0 | -71488.5639 | 0 | 0 | 0 | 0 | 0 | 0 | 0 | 0 | 0 | 0 | 0 | 0 | 0 | 0 | 0
2016-02-18 01:00 | 0 | 0 | 0 | 0 | 0 | 556644.39 | 2.1739 | 485158 | 0 | 0 | 0 | 71488.5639 | 3869222.7361 | 0 | 0 | 0 | 0 | 0 | 0 | 0 | 0 | 0 | 63638.2308 | 0 | 0 | 0 | 0 | 71488.5639 | 0 | 0 | 0 | 0 | 0 | 0 | 0 | 0 | 0 | 0 | 0 | 0 | 0 | 0 | 0
2016-02-18 02:00 | 0 | 0 | 0 | 0 | 0 | 405484.4361 | 0 | 476973 | 0 | 0 | 0 | 0 | 3869222.7361 | 0 | 0 | 0 | 0 | 0 | 0 | 0 | 0 | 0 | 63637.9762 | 0 | 0 | 0 | 0 | -71488.5639 | 0 | 0 | 0 | 0 | 0 | 0 | 0 | 0 | 0 | 0 | 0 | 0 | 0 | 0 | 0
2016-02-18 03:00 | 0 | 0 | 0 | 0 | 0 | 258359.7975 | 0 | 459573 | 0 | 0 | 0 | 71488.5639 | 3596520.9697 | 0 | 0 | 0 | 0 | 0 | 0 | 0 | 0 | 0 | 63637.7217 | 0 | 0 | 0 | 0 | 71488.5639 | 0 | 272701.7664 | 0 | 0 | 0 | 0 | 0 | 0 | 0 | 0 | 0 | 0 | 0 | 0 | 0
2016-02-18 04:00 | 0 | 0 | 0 | 0 | 0 | 508689.5639 | 0 | 437201 | 0 | 0 | 0 | 142977.1278 | 3596520.9697 | 0 | 0 | 0 | 0 | 0 | 0 | 0 | 0 | 0 | 63637.4671 | 0 | 0 | 0 | 0 | 71488.5639 | 0 | 0 | 0 | 0 | 0 | 0 | 0 | 0 | 0 | 0 | 0 | 0 | 0 | 0 | 0
2016-02-18 05:00 | 0 | 0 | 0 | 0 | 0 | 478778.5058 | 0 | 418285 | 0 | 0 | 0 | 203470.6336 | 3596520.9697 | 0 | 0 | 0 | 0 | 0 | 0 | 0 | 0 | 0 | 63637.2126 | 0 | 0 | 0 | 0 | 60493.5058 | 0 | 0 | 0 | 0 | 0 | 0 | 0 | 0 | 0 | 0 | 0 | 0 | 0 | 0 | 0
2016-02-18 06:00 | 0 | 0 | 0 | 0 | 0 | 334810.4361 | 0 | 406299 | 0 | 0 | 0 | 131982.0697 | 3596520.9697 | 0 | 0 | 0 | 0 | 0 | 0 | 0 | 0 | 0 | 63636.958 | 0 | 0 | 0 | 0 | -71488.5639 | 0 | 0 | 0 | 0 | 0 | 0 | 0 | 0 | 0 | 0 | 0 | 0 | 0 | 0 | 0
2016-02-18 07:00 | 0 | 0 | 0 | 0 | 0 | 410310.0581 | 0 | 399315 | 0 | 0 | 0 | 142977.1278 | 3596520.9697 | 0 | 0 | 0 | 0 | 0 | 0 | 0 | 0 | 0 | 63636.7035 | 0 | 0 | 0 | 0 | 10995.0581 | 0 | 0 | 0 | 0 | 0 | 0 | 0 | 0 | 0 | 0 | 0 | 0 | 0 | 0 | 0
2016-02-18 08:00 | 0 | 0 | 0 | 0 | 0 | 326192.4361 | 0 | 397681 | 0 | 0 | 0 | 71488.5639 | 3596520.9697 | 0 | 0 | 0 | 0 | 0 | 0 | 0 | 0 | 0 | 63636.4489 | 0 | 0 | 0 | 0 | -71488.5639 | 0 | 0 | 0 | 0 | 0 | 0 | 0 | 0 | 0 | 0 | 0 | 0 | 0 | 0 | 0
2016-02-18 09:00 | 0 | 0 | 0 | 0 | 0 | 329718.4361 | 0 | 401207 | 0 | 0 | 0 | 0 | 3596520.9697 | 0 | 0 | 0 | 0 | 0 | 0 | 0 | 0 | 0 | 63636.1944 | 0 | 0 | 0 | 0 | -71488.5639 | 0 | 0 | 0 | 0 | 0 | 0 | 0 | 0 | 0 | 0 | 0 | 0 | 0 | 0 | 0
2016-02-18 10:00 | 0 | 0 | 0 | 0 | 0 | 487815.5639 | 0 | 416327 | 0 | 0 | 0 | 71488.5639 | 3596520.9697 | 0 | 0 | 0 | 0 | 0 | 0 | 0 | 0 | 0 | 63635.9398 | 0 | 0 | 0 | 0 | 71488.5639 | 0 | 0 | 0 | 0 | 0 | 0 | 0 | 0 | 0 | 0 | 0 | 0 | 0 | 0 | 0
2016-02-18 11:00 | 0 | 0 | 0 | 0 | 0 | 378855.4361 | 0 | 450344 | 0 | 0 | 0 | 0 | 3596520.9697 | 0 | 0 | 0 | 0 | 0 | 0 | 0 | 0 | 0 | 63635.6853 | 0 | 0 | 0 | 0 | -71488.5639 | 0 | 0 | 0 | 0 | 0 | 0 | 0 | 0 | 0 | 0 | 0 | 0 | 0 | 0 | 0
2016-02-18 12:00 | 0 | 0 | 0 | 0 | 0 | 478649 | 0 | 478649 | 0 | 0 | 0 | 0 | 3596520.9697 | 0 | 0 | 0 | 0 | 0 | 0 | 0 | 0 | 0 | 63635.4307 | 0 | 0 | 0 | 0 | 0 | 0 | 0 | 0 | 0 | 0 | 0 | 0 | 0 | 0 | 0 | 0 | 0 | 0 | 0 | 0
2016-02-18 13:00 | 0 | 0 | 0 | 0 | 0 | 382891.011 | 1664.7286 | 482466 | 0 | 0 | 0 | 0 | 3498610.7093 | 0 | 0 | 0 | 0 | 0 | 0 | 0 | 0 | 0 | 63635.1762 | 0 | 0 | 0 | 0 | 0 | 174791.506 | 272701.7664 | 0 | 0 | 0 | 0 | 0 | 0 | 0 | 0 | 0 | 0 | 0 | 0 | 0
2016-02-18 14:00 | 0 | 0 | 0 | 0 | 0 | 433929.57 | 216745.936 | 475884 | 0 | 0 | 0 | 0 | 3673402.2153 | 0 | 0 | 0 | 0 | 0 | 0 | 0 | 0 | 0 | 63634.9217 | 0 | 0 | 0 | 0 | 0 | 174791.506 | 0 | 0 | 0 | 0 | 0 | 0 | 0 | 0 | 0 | 0 | 0 | 0 | 0 | 0
2016-02-18 15:00 | 0 | 0 | 0 | 0 | 0 | 0 | 494332.3006 | 468614 | 0 | 0 | 0 | 0 | 3699120.5159 | 0 | 0 | 0 | 0 | 0 | 0 | 0 | 0 | 0 | 63634.6671 | 0 | 0 | 0 | 0 | 0 | 25718.3006 | 0 | 0 | 0 | 0 | 0 | 0 | 0 | 0 | 0 | 0 | 0 | 0 | 0 | 0
2016-02-18 16:00 | 0 | 0 | 0 | 0 | 0 | 0 | 605671.1597 | 460316 | 0 | 0 | 0 | 0 | 3844475.6756 | 0 | 0 | 0 | 0 | 0 | 0 | 0 | 0 | 0 | 63634.4126 | 0 | 0 | 0 | 0 | 0 | 145355.1597 | 0 | 0 | 0 | 0 | 0 | 0 | 0 | 0 | 0 | 0 | 0 | 0 | 0 | 0
2016-02-18 17:00 | 0 | 0 | 0 | 0 | 0 | 0 | 639712.3415 | 452277 | 0 | 0 | 0 | 12643.8355 | 4019267.1816 | 0 | 0 | 0 | 0 | 0 | 0 | 0 | 0 | 0 | 63634.158 | 0 | 0 | 0 | 0 | 12643.8355 | 174791.506 | 0 | 0 | 0 | 0 | 0 | 0 | 0 | 0 | 0 | 0 | 0 | 0 | 0 | 0
2016-02-18 18:00 | 0 | 0 | 0 | 0 | 0 | 0 | 628131.1052 | 446581 | 0 | 0 | 0 | 19402.4346 | 4194058.6877 | 0 | 0 | 0 | 0 | 0 | 0 | 0 | 0 | 0 | 63633.9035 | 0 | 0 | 0 | 0 | 6758.5992 | 174791.506 | 0 | 0 | 0 | 0 | 0 | 0 | 0 | 0 | 0 | 0 | 0 | 0 | 0 | 0
2016-02-18 19:00 | 0 | 0 | 0 | 0 | 0 | 0 | 626260.1198 | 442689 | 0 | 0 | 0 | 28182.0484 | 4368850.1937 | 0 | 0 | 0 | 0 | 0 | 0 | 0 | 0 | 0 | 63633.649 | 0 | 0 | 0 | 0 | 8779.6138 | 174791.506 | 0 | 0 | 0 | 0 | 0 | 0 | 0 | 0 | 0 | 0 | 0 | 0 | 0 | 0
2016-02-18 20:00 | 0 | 0 | 0 | 0 | 0 | 0 | 639484.4113 | 440034 | 0 | 0 | 0 | 52840.9537 | 4543641.6997 | 0 | 0 | 0 | 0 | 0 | 0 | 0 | 0 | 0 | 63633.3944 | 0 | 0 | 0 | 0 | 24658.9053 | 174791.506 | 0 | 0 | 0 | 0 | 0 | 0 | 0 | 0 | 0 | 0 | 0 | 0 | 0 | 0
2016-02-18 21:00 | 0 | 0 | 0 | 0 | 0 | 0 | 657104.3954 | 441636 | 0 | 0 | 0 | 93517.8431 | 4718433.2058 | 0 | 0 | 0 | 0 | 0 | 0 | 0 | 0 | 0 | 63633.1399 | 0 | 0 | 0 | 0 | 40676.8894 | 174791.506 | 0 | 0 | 0 | 0 | 0 | 0 | 0 | 0 | 0 | 0 | 0 | 0 | 0 | 0
2016-02-18 22:00 | 0 | 0 | 0 | 0 | 0 | 0 | 632119.9478 | 450288 | 0 | 0 | 0 | 100558.2848 | 4893224.7118 | 0 | 0 | 0 | 0 | 0 | 0 | 0 | 0 | 0 | 63632.8854 | 0 | 0 | 0 | 0 | 7040.4417 | 174791.506 | 0 | 0 | 0 | 0 | 0 | 0 | 0 | 0 | 0 | 0 | 0 | 0 | 0 | 0
2016-02-18 23:00 | 0 | 0 | 0 | 0 | 0 | 0 | 448733.4416 | 467437 | 0 | 0 | 0 | 29069.7209 | 4946009.7173 | 0 | 0 | 0 | 0 | 0 | 0 | 0 | 0 | 0 | 63632.6308 | 0 | 0 | 0 | 0 | -71488.5639 | 52785.0055 | 0 | 0 | 0 | 0 | 0 | 0 | 0 | 0 | 0 | 0 | 0 | 0 | 0 | 0
2016-02-19 | 0 | 0 | 0 | 0 | 0 | 540101.0412 | 85730.7439 | 480110 | 0 | 0 | 0 | 0 | 5120801.2234 | 0 | 0 | 0 | 0 | 0 | 0 | 0 | 0 | 0 | 63632.3763 | 0 | 0 | 0 | 0 | -29069.7209 | 174791.506 | 0 | 0 | 0 | 0 | 0 | 0 | 0 | 0 | 0 | 0 | 0 | 0 | 0 | 0
2016-02-19 01:00 | 0 | 0 | 0 | 0 | 0 | 656871.5627 | 25.9433 | 482106 | 0 | 0 | 0 | 0 | 5295592.7294 | 0 | 0 | 0 | 0 | 0 | 0 | 0 | 0 | 0 | 63632.1218 | 0 | 0 | 0 | 0 | 0 | 174791.506 | 0 | 0 | 0 | 0 | 0 | 0 | 0 | 0 | 0 | 0 | 0 | 0 | 0 | 0
2016-02-19 02:00 | 0 | 0 | 0 | 0 | 0 | 474395 | 0 | 474395 | 0 | 0 | 0 | 0 | 5295592.7294 | 0 | 0 | 0 | 0 | 0 | 0 | 0 | 0 | 0 | 63631.8672 | 0 | 0 | 0 | 0 | 0 | 0 | 0 | 0 | 0 | 0 | 0 | 0 | 0 | 0 | 0 | 0 | 0 | 0 | 0 | 0
2016-02-19 03:00 | 0 | 0 | 0 | 0 | 0 | 457282 | 0 | 457282 | 0 | 0 | 0 | 0 | 5295592.7294 | 0 | 0 | 0 | 0 | 0 | 0 | 0 | 0 | 0 | 63631.6127 | 0 | 0 | 0 | 0 | 0 | 0 | 0 | 0 | 0 | 0 | 0 | 0 | 0 | 0 | 0 | 0 | 0 | 0 | 0 | 0
2016-02-19 04:00 | 0 | 0 | 0 | 0 | 0 | 505610.5639 | 0 | 434122 | 0 | 0 | 0 | 71488.5639 | 5295592.7294 | 0 | 0 | 0 | 0 | 0 | 0 | 0 | 0 | 0 | 63631.3582 | 0 | 0 | 0 | 0 | 71488.5639 | 0 | 0 | 0 | 0 | 0 | 0 | 0 | 0 | 0 | 0 | 0 | 0 | 0 | 0 | 0
2016-02-19 05:00 | 0 | 0 | 0 | 0 | 0 | 343047.4361 | 0 | 414536 | 0 | 0 | 0 | 0 | 5295592.7294 | 0 | 0 | 0 | 0 | 0 | 0 | 0 | 0 | 0 | 63631.1037 | 0 | 0 | 0 | 0 | -71488.5639 | 0 | 0 | 0 | 0 | 0 | 0 | 0 | 0 | 0 | 0 | 0 | 0 | 0 | 0 | 0
2016-02-19 06:00 | 0 | 0 | 0 | 0 | 0 | 200814.7975 | 0 | 402028 | 0 | 0 | 0 | 71488.5639 | 5022890.963 | 0 | 0 | 0 | 0 | 0 | 0 | 0 | 0 | 0 | 63630.8491 | 0 | 0 | 0 | 0 | 71488.5639 | 0 | 272701.7664 | 0 | 0 | 0 | 0 | 0 | 0 | 0 | 0 | 0 | 0 | 0 | 0 | 0
2016-02-19 07:00 | 0 | 0 | 0 | 0 | 0 | 464885.5639 | 0 | 393397 | 0 | 0 | 0 | 142977.1278 | 5022890.963 | 0 | 0 | 0 | 0 | 0 | 0 | 0 | 0 | 0 | 63630.5946 | 0 | 0 | 0 | 0 | 71488.5639 | 0 | 0 | 0 | 0 | 0 | 0 | 0 | 0 | 0 | 0 | 0 | 0 | 0 | 0 | 0
2016-02-19 08:00 | 0 | 0 | 0 | 0 | 0 | 317565.4361 | 0 | 389054 | 0 | 0 | 0 | 71488.5639 | 5022890.963 | 0 | 0 | 0 | 0 | 0 | 0 | 0 | 0 | 0 | 63630.3401 | 0 | 0 | 0 | 0 | -71488.5639 | 0 | 0 | 0 | 0 | 0 | 0 | 0 | 0 | 0 | 0 | 0 | 0 | 0 | 0 | 0
2016-02-19 09:00 | 0 | 0 | 0 | 0 | 0 | 190496.7975 | 0 | 391710 | 0 | 0 | 0 | 142977.1278 | 4750189.1966 | 0 | 0 | 0 | 0 | 0 | 0 | 0 | 0 | 0 | 63630.0856 | 0 | 0 | 0 | 0 | 71488.5639 | 0 | 272701.7664 | 0 | 0 | 0 | 0 | 0 | 0 | 0 | 0 | 0 | 0 | 0 | 0 | 0
2016-02-19 10:00 | 0 | 0 | 0 | 0 | 0 | 333931.4361 | 0 | 405420 | 0 | 0 | 0 | 71488.5639 | 4750189.1966 | 0 | 0 | 0 | 0 | 0 | 0 | 0 | 0 | 0 | 63629.8311 | 0 | 0 | 0 | 0 | -71488.5639 | 0 | 0 | 0 | 0 | 0 | 0 | 0 | 0 | 0 | 0 | 0 | 0 | 0 | 0 | 0
2016-02-19 11:00 | 0 | 0 | 0 | 0 | 0 | 90979.6697 | 0 | 435170 | 0 | 0 | 0 | 0 | 4477487.4302 | 0 | 0 | 0 | 0 | 0 | 0 | 0 | 0 | 0 | 63629.5765 | 0 | 0 | 0 | 0 | -71488.5639 | 0 | 272701.7664 | 0 | 0 | 0 | 0 | 0 | 0 | 0 | 0 | 0 | 0 | 0 | 0 | 0
2016-02-19 12:00 | 0 | 0 | 0 | 0 | 0 | 532019.5639 | 0 | 460531 | 0 | 0 | 0 | 71488.5639 | 4477487.4302 | 0 | 0 | 0 | 0 | 0 | 0 | 0 | 0 | 0 | 63629.322 | 0 | 0 | 0 | 0 | 71488.5639 | 0 | 0 | 0 | 0 | 0 | 0 | 0 | 0 | 0 | 0 | 0 | 0 | 0 | 0 | 0
2016-02-19 13:00 | 0 | 0 | 0 | 0 | 0 | 390498.7205 | 1979.7156 | 463967 | 0 | 0 | 0 | 0 | 4477487.4302 | 0 | 0 | 0 | 0 | 0 | 0 | 0 | 0 | 0 | 63629.0675 | 0 | 0 | 0 | 0 | -71488.5639 | 0 | 0 | 0 | 0 | 0 | 0 | 0 | 0 | 0 | 0 | 0 | 0 | 0 | 0 | 0
2016-02-19 14:00 | 0 | 0 | 0 | 0 | 0 | 268161.4989 | 192669.5011 | 460831 | 0 | 0 | 0 | 0 | 4477487.4302 | 0 | 0 | 0 | 0 | 0 | 0 | 0 | 0 | 0 | 63628.813 | 0 | 0 | 0 | 0 | 0 | 0 | 0 | 0 | 0 | 0 | 0 | 0 | 0 | 0 | 0 | 0 | 0 | 0 | 0 | 0
2016-02-19 15:00 | 0 | 0 | 0 | 0 | 0 | 0 | 551198.7265 | 457400 | 0 | 0 | 0 | 0 | 4571286.1567 | 0 | 0 | 0 | 0 | 0 | 0 | 0 | 0 | 0 | 63628.5585 | 0 | 0 | 0 | 0 | 0 | 93798.7265 | 0 | 0 | 0 | 0 | 0 | 0 | 0 | 0 | 0 | 0 | 0 | 0 | 0 | 0
2016-02-19 16:00 | 0 | 0 | 0 | 0 | 0 | 0 | 650432.9871 | 450971 | 0 | 0 | 0 | 24670.481 | 4746077.6627 | 0 | 0 | 0 | 0 | 0 | 0 | 0 | 0 | 0 | 63628.304 | 0 | 0 | 0 | 0 | 24670.481 | 174791.506 | 0 | 0 | 0 | 0 | 0 | 0 | 0 | 0 | 0 | 0 | 0 | 0 | 0 | 0
2016-02-19 17:00 | 0 | 0 | 0 | 0 | 0 | 0 | 655433.8188 | 444834 | 0 | 0 | 0 | 60478.7938 | 4920869.1688 | 0 | 0 | 0 | 0 | 0 | 0 | 0 | 0 | 0 | 63628.0494 | 0 | 0 | 0 | 0 | 35808.3127 | 174791.506 | 0 | 0 | 0 | 0 | 0 | 0 | 0 | 0 | 0 | 0 | 0 | 0 | 0 | 0
2016-02-19 18:00 | 0 | 0 | 0 | 0 | 0 | 0 | 629725.7899 | 439677 | 0 | 0 | 0 | 75736.0776 | 5095660.6748 | 0 | 0 | 0 | 0 | 0 | 0 | 0 | 0 | 0 | 63627.7949 | 0 | 0 | 0 | 0 | 15257.2838 | 174791.506 | 0 | 0 | 0 | 0 | 0 | 0 | 0 | 0 | 0 | 0 | 0 | 0 | 0 | 0
2016-02-19 19:00 | 0 | 0 | 0 | 0 | 0 | 0 | 610286.0652 | 436715 | 0 | 0 | 0 | 147224.6415 | 5197743.1761 | 0 | 0 | 0 | 0 | 0 | 0 | 0 | 0 | 0 | 63627.5404 | 0 | 0 | 0 | 0 | 71488.5639 | 102082.5014 | 0 | 0 | 0 | 0 | 0 | 0 | 0 | 0 | 0 | 0 | 0 | 0 | 0 | 0
2016-02-19 20:00 | 0 | 0 | 0 | 0 | 0 | 0 | 608664.3328 | 434312 | 0 | 0 | 0 | 146785.4683 | 5372534.6822 | 0 | 0 | 0 | 0 | 0 | 0 | 0 | 0 | 0 | 63627.2859 | 0 | 0 | 0 | 0 | -439.1732 | 174791.506 | 0 | 0 | 0 | 0 | 0 | 0 | 0 | 0 | 0 | 0 | 0 | 0 | 0 | 0
2016-02-19 21:00 | 0 | 0 | 0 | 0 | 0 | 0 | 599866.7459 | 433831 | 0 | 0 | 0 | 138029.7082 | 5547326.1882 | 0 | 0 | 0 | 0 | 0 | 0 | 0 | 0 | 0 | 63627.0314 | 0 | 0 | 0 | 0 | -8755.7601 | 174791.506 | 0 | 0 | 0 | 0 | 0 | 0 | 0 | 0 | 0 | 0 | 0 | 0 | 0 | 0
2016-02-19 22:00 | 0 | 0 | 0 | 0 | 0 | 0 | 562105.2997 | 438853 | 0 | 0 | 0 | 86490.5018 | 5722117.6943 | 0 | 0 | 0 | 0 | 0 | 0 | 0 | 0 | 0 | 63626.7769 | 0 | 0 | 0 | 0 | -51539.2064 | 174791.506 | 0 | 0 | 0 | 0 | 0 | 0 | 0 | 0 | 0 | 0 | 0 | 0 | 0 | 0
2016-02-19 23:00 | 0 | 0 | 0 | 0 | 0 | 83886.2591 | 409930.3088 | 448325 | 0 | 0 | 0 | 131982.0697 | 5722117.6943 | 0 | 0 | 0 | 0 | 0 | 0 | 0 | 0 | 0 | 63626.5224 | 0 | 0 | 0 | 0 | 45491.5679 | 0 | 0 | 0 | 0 | 0 | 0 | 0 | 0 | 0 | 0 | 0 | 0 | 0 | 0 | 0
2016-02-20 | 0 | 0 | 0 | 0 | 0 | 448293.6909 | 76897.873 | 453703 | 0 | 0 | 0 | 203470.6336 | 5722117.6943 | 0 | 0 | 0 | 0 | 0 | 0 | 0 | 0 | 0 | 63626.2679 | 0 | 0 | 0 | 0 | 71488.5639 | 0 | 0 | 0 | 0 | 0 | 0 | 0 | 0 | 0 | 0 | 0 | 0 | 0 | 0 | 0
2016-02-20 01:00 | 0 | 0 | 0 | 0 | 0 | 379326.3894 | 22.0467 | 450837 | 0 | 0 | 0 | 131982.0697 | 5722117.6943 | 0 | 0 | 0 | 0 | 0 | 0 | 0 | 0 | 0 | 63626.0134 | 0 | 0 | 0 | 0 | -71488.5639 | 0 | 0 | 0 | 0 | 0 | 0 | 0 | 0 | 0 | 0 | 0 | 0 | 0 | 0 | 0
2016-02-20 02:00 | 0 | 0 | 0 | 0 | 0 | 513730.5639 | 0 | 442242 | 0 | 0 | 0 | 203470.6336 | 5722117.6943 | 0 | 0 | 0 | 0 | 0 | 0 | 0 | 0 | 0 | 63625.7589 | 0 | 0 | 0 | 0 | 71488.5639 | 0 | 0 | 0 | 0 | 0 | 0 | 0 | 0 | 0 | 0 | 0 | 0 | 0 | 0 | 0
2016-02-20 03:00 | 0 | 0 | 0 | 0 | 0 | 356357.4361 | 0 | 427846 | 0 | 0 | 0 | 131982.0697 | 5722117.6943 | 0 | 0 | 0 | 0 | 0 | 0 | 0 | 0 | 0 | 63625.5044 | 0 | 0 | 0 | 0 | -71488.5639 | 0 | 0 | 0 | 0 | 0 | 0 | 0 | 0 | 0 | 0 | 0 | 0 | 0 | 0 | 0
2016-02-20 04:00 | 0 | 0 | 0 | 0 | 0 | 206856.7975 | 0 | 408070 | 0 | 0 | 0 | 203470.6336 | 5449415.9278 | 0 | 0 | 0 | 0 | 0 | 0 | 0 | 0 | 0 | 63625.2499 | 0 | 0 | 0 | 0 | 71488.5639 | 0 | 272701.7664 | 0 | 0 | 0 | 0 | 0 | 0 | 0 | 0 | 0 | 0 | 0 | 0 | 0
2016-02-20 05:00 | 0 | 0 | 0 | 0 | 0 | 328083.4942 | 0 | 388577 | 0 | 0 | 0 | 142977.1278 | 5449415.9278 | 0 | 0 | 0 | 0 | 0 | 0 | 0 | 0 | 0 | 63624.9954 | 0 | 0 | 0 | 0 | -60493.5058 | 0 | 0 | 0 | 0 | 0 | 0 | 0 | 0 | 0 | 0 | 0 | 0 | 0 | 0 | 0
2016-02-20 06:00 | 0 | 0 | 0 | 0 | 0 | 302083.4361 | 0 | 373572 | 0 | 0 | 0 | 71488.5639 | 5449415.9278 | 0 | 0 | 0 | 0 | 0 | 0 | 0 | 0 | 0 | 63624.7409 | 0 | 0 | 0 | 0 | -71488.5639 | 0 | 0 | 0 | 0 | 0 | 0 | 0 | 0 | 0 | 0 | 0 | 0 | 0 | 0 | 0
2016-02-20 07:00 | 0 | 0 | 0 | 0 | 0 | 291138.4361 | 0 | 362627 | 0 | 0 | 0 | 0 | 5449415.9278 | 0 | 0 | 0 | 0 | 0 | 0 | 0 | 0 | 0 | 63624.4864 | 0 | 0 | 0 | 0 | -71488.5639 | 0 | 0 | 0 | 0 | 0 | 0 | 0 | 0 | 0 | 0 | 0 | 0 | 0 | 0 | 0
2016-02-20 08:00 | 0 | 0 | 0 | 0 | 0 | 428040.5639 | 0 | 356552 | 0 | 0 | 0 | 71488.5639 | 5449415.9278 | 0 | 0 | 0 | 0 | 0 | 0 | 0 | 0 | 0 | 63624.2319 | 0 | 0 | 0 | 0 | 71488.5639 | 0 | 0 | 0 | 0 | 0 | 0 | 0 | 0 | 0 | 0 | 0 | 0 | 0 | 0 | 0
2016-02-20 09:00 | 0 | 0 | 0 | 0 | 0 | 282529.4361 | 0 | 354018 | 0 | 0 | 0 | 0 | 5449415.9278 | 0 | 0 | 0 | 0 | 0 | 0 | 0 | 0 | 0 | 63623.9774 | 0 | 0 | 0 | 0 | -71488.5639 | 0 | 0 | 0 | 0 | 0 | 0 | 0 | 0 | 0 | 0 | 0 | 0 | 0 | 0 | 0
2016-02-20 10:00 | 0 | 0 | 0 | 0 | 0 | 356351 | 0 | 356351 | 0 | 0 | 0 | 0 | 5449415.9278 | 0 | 0 | 0 | 0 | 0 | 0 | 0 | 0 | 0 | 63623.7229 | 0 | 0 | 0 | 0 | 0 | 0 | 0 | 0 | 0 | 0 | 0 | 0 | 0 | 0 | 0 | 0 | 0 | 0 | 0 | 0
2016-02-20 11:00 | 0 | 0 | 0 | 0 | 0 | 164705.7975 | 0 | 365919 | 0 | 0 | 0 | 71488.5639 | 5176714.1614 | 0 | 0 | 0 | 0 | 0 | 0 | 0 | 0 | 0 | 63623.4684 | 0 | 0 | 0 | 0 | 71488.5639 | 0 | 272701.7664 | 0 | 0 | 0 | 0 | 0 | 0 | 0 | 0 | 0 | 0 | 0 | 0 | 0
2016-02-20 12:00 | 0 | 0 | 0 | 0 | 0 | 306236.4361 | 0 | 377725 | 0 | 0 | 0 | 0 | 5176714.1614 | 0 | 0 | 0 | 0 | 0 | 0 | 0 | 0 | 0 | 63623.2139 | 0 | 0 | 0 | 0 | -71488.5639 | 0 | 0 | 0 | 0 | 0 | 0 | 0 | 0 | 0 | 0 | 0 | 0 | 0 | 0 | 0
2016-02-20 13:00 | 0 | 0 | 0 | 0 | 0 | 290404.6789 | 1646.0607 | 389961 | 0 | 0 | 0 | 0 | 5078803.9011 | 0 | 0 | 0 | 0 | 0 | 0 | 0 | 0 | 0 | 63622.9594 | 0 | 0 | 0 | 0 | 0 | 174791.506 | 272701.7664 | 0 | 0 | 0 | 0 | 0 | 0 | 0 | 0 | 0 | 0 | 0 | 0 | 0
2016-02-20 14:00 | 0 | 0 | 0 | 0 | 0 | 178078.8487 | 221875.1513 | 399954 | 0 | 0 | 0 | 0 | 5078803.9011 | 0 | 0 | 0 | 0 | 0 | 0 | 0 | 0 | 0 | 63622.7049 | 0 | 0 | 0 | 0 | 0 | 0 | 0 | 0 | 0 | 0 | 0 | 0 | 0 | 0 | 0 | 0 | 0 | 0 | 0 | 0
2016-02-20 15:00 | 0 | 0 | 0 | 0 | 0 | 0 | 626823.3989 | 403739 | 0 | 0 | 0 | 46920.1793 | 5253595.4071 | 0 | 0 | 0 | 0 | 0 | 0 | 0 | 0 | 0 | 64720.6213 | 0 | 0 | 0 | 0 | 46920.1793 | 174791.506 | 0 | 0 | 0 | 0 | 0 | 0 | 0 | 0 | 0 | 0 | 0 | 1372.7136 | 0 | 0
2016-02-20 16:00 | 0 | 0 | 0 | 0 | 0 | 0 | 531860.0403 | 402616 | 0 | 0 | 0 | 0 | 5428386.9131 | 0 | 0 | 0 | 0 | 0 | 0 | 0 | 0 | 0 | 65818.5333 | 0 | 0 | 0 | 0 | -46920.1793 | 174791.506 | 0 | 0 | 0 | 0 | 0 | 0 | 0 | 0 | 0 | 0 | 0 | 1372.7136 | 0 | 0
2016-02-20 17:00 | 0 | 0 | 0 | 0 | 0 | 0 | 646698.7835 | 399046 | 0 | 0 | 0 | 71488.5639 | 5603178.4192 | 0 | 0 | 0 | 0 | 0 | 0 | 0 | 0 | 0 | 66916.4409 | 0 | 0 | 0 | 0 | 71488.5639 | 174791.506 | 0 | 0 | 0 | 0 | 0 | 0 | 0 | 0 | 0 | 0 | 0 | 1372.7136 | 0 | 0
2016-02-20 18:00 | 0 | 0 | 0 | 0 | 0 | 0 | 630961.7254 | 394304 | 0 | 0 | 0 | 131982.0697 | 5777969.9252 | 0 | 0 | 0 | 0 | 0 | 0 | 0 | 0 | 0 | 68014.3441 | 0 | 0 | 0 | 0 | 60493.5058 | 174791.506 | 0 | 0 | 0 | 0 | 0 | 0 | 0 | 0 | 0 | 0 | 0 | 1372.7136 | 0 | 0
2016-02-20 19:00 | 0 | 0 | 0 | 0 | 0 | 0 | 636832.7835 | 389180 | 0 | 0 | 0 | 203470.6336 | 5952761.4313 | 0 | 0 | 0 | 0 | 0 | 0 | 0 | 0 | 0 | 69112.2429 | 0 | 0 | 0 | 0 | 71488.5639 | 174791.506 | 0 | 0 | 0 | 0 | 0 | 0 | 0 | 0 | 0 | 0 | 0 | 1372.7136 | 0 | 0
2016-02-20 20:00 | 0 | 0 | 0 | 0 | 0 | 0 | 489948.6557 | 385273 | 0 | 0 | 0 | 131982.0697 | 6127552.9373 | 0 | 0 | 0 | 0 | 0 | 0 | 0 | 0 | 0 | 70210.1373 | 0 | 0 | 0 | 0 | -71488.5639 | 174791.506 | 0 | 0 | 0 | 0 | 0 | 0 | 0 | 0 | 0 | 0 | 0 | 1372.7136 | 0 | 0
2016-02-20 21:00 | 0 | 0 | 0 | 0 | 0 | 0 | 632458.7835 | 384806 | 0 | 0 | 0 | 203470.6336 | 6302344.4433 | 0 | 0 | 0 | 0 | 0 | 0 | 0 | 0 | 0 | 71308.0273 | 0 | 0 | 0 | 0 | 71488.5639 | 174791.506 | 0 | 0 | 0 | 0 | 0 | 0 | 0 | 0 | 0 | 0 | 0 | 1372.7136 | 0 | 0
2016-02-20 22:00 | 0 | 0 | 0 | 0 | 0 | 0 | 565805.2196 | 389641 | 0 | 0 | 0 | 203470.6336 | 6477135.9494 | 0 | 0 | 0 | 0 | 0 | 0 | 0 | 0 | 0 | 72405.9129 | 0 | 0 | 0 | 0 | 0 | 174791.506 | 0 | 0 | 0 | 0 | 0 | 0 | 0 | 0 | 0 | 0 | 0 | 1372.7136 | 0 | 0
2016-02-20 23:00 | 0 | 0 | 0 | 0 | 0 | 0 | 447943.0445 | 402422 | 0 | 0 | 0 | 131982.0697 | 6594145.5578 | 0 | 0 | 0 | 0 | 0 | 0 | 0 | 0 | 0 | 72405.6233 | 0 | 0 | 0 | 0 | -71488.5639 | 117009.6084 | 0 | 0 | 0 | 0 | 0 | 0 | 0 | 0 | 0 | 0 | 0 | 0 | 0 | 0
2016-02-21 | 0 | 0 | 0 | 0 | 0 | 397179.4962 | 85020.0677 | 410711 | 0 | 0 | 0 | 203470.6336 | 6594145.5578 | 0 | 0 | 0 | 0 | 0 | 0 | 0 | 0 | 0 | 72405.3337 | 0 | 0 | 0 | 0 | 71488.5639 | 0 | 0 | 0 | 0 | 0 | 0 | 0 | 0 | 0 | 0 | 0 | 0 | 0 | 0 | 0
2016-02-21 01:00 | 0 | 0 | 0 | 0 | 0 | 251714.2905 | 25.9433 | 410144 | 0 | 0 | 0 | 142977.1278 | 6496235.2974 | 0 | 0 | 0 | 0 | 0 | 0 | 0 | 0 | 0 | 72405.0441 | 0 | 0 | 0 | 0 | -60493.5058 | 174791.506 | 272701.7664 | 0 | 0 | 0 | 0 | 0 | 0 | 0 | 0 | 0 | 0 | 0 | 0 | 0
2016-02-21 02:00 | 0 | 0 | 0 | 0 | 0 | 60647.6697 | 0 | 404838 | 0 | 0 | 0 | 71488.5639 | 6223533.531 | 0 | 0 | 0 | 0 | 0 | 0 | 0 | 0 | 0 | 72404.7545 | 0 | 0 | 0 | 0 | -71488.5639 | 0 | 272701.7664 | 0 | 0 | 0 | 0 | 0 | 0 | 0 | 0 | 0 | 0 | 0 | 0 | 0
2016-02-21 03:00 | 0 | 0 | 0 | 0 | 0 | 322400.4361 | 0 | 393889 | 0 | 0 | 0 | 0 | 6223533.531 | 0 | 0 | 0 | 0 | 0 | 0 | 0 | 0 | 0 | 72404.4648 | 0 | 0 | 0 | 0 | -71488.5639 | 0 | 0 | 0 | 0 | 0 | 0 | 0 | 0 | 0 | 0 | 0 | 0 | 0 | 0 | 0
2016-02-21 04:00 | 0 | 0 | 0 | 0 | 0 | 449868.5639 | 0 | 378380 | 0 | 0 | 0 | 71488.5639 | 6223533.531 | 0 | 0 | 0 | 0 | 0 | 0 | 0 | 0 | 0 | 72404.1752 | 0 | 0 | 0 | 0 | 71488.5639 | 0 | 0 | 0 | 0 | 0 | 0 | 0 | 0 | 0 | 0 | 0 | 0 | 0 | 0 | 0
2016-02-21 05:00 | 0 | 0 | 0 | 0 | 0 | 433856.5639 | 0 | 362368 | 0 | 0 | 0 | 142977.1278 | 6223533.531 | 0 | 0 | 0 | 0 | 0 | 0 | 0 | 0 | 0 | 72403.8856 | 0 | 0 | 0 | 0 | 71488.5639 | 0 | 0 | 0 | 0 | 0 | 0 | 0 | 0 | 0 | 0 | 0 | 0 | 0 | 0 | 0
2016-02-21 06:00 | 0 | 0 | 0 | 0 | 0 | 77243.2336 | 0 | 349945 | 0 | 0 | 0 | 142977.1278 | 5950831.7646 | 0 | 0 | 0 | 0 | 0 | 0 | 0 | 0 | 0 | 72403.596 | 0 | 0 | 0 | 0 | 0 | 0 | 272701.7664 | 0 | 0 | 0 | 0 | 0 | 0 | 0 | 0 | 0 | 0 | 0 | 0 | 0
2016-02-21 07:00 | 0 | 0 | 0 | 0 | 0 | 268593.4361 | 0 | 340082 | 0 | 0 | 0 | 71488.5639 | 5950831.7646 | 0 | 0 | 0 | 0 | 0 | 0 | 0 | 0 | 0 | 72403.3064 | 0 | 0 | 0 | 0 | -71488.5639 | 0 | 0 | 0 | 0 | 0 | 0 | 0 | 0 | 0 | 0 | 0 | 0 | 0 | 0 | 0
2016-02-21 08:00 | 0 | 0 | 0 | 0 | 0 | 0 | 0 | 334957 | 0 | 0 | 0 | 0 | 5687363.3284 | 0 | 0 | 0 | 0 | 0 | 0 | 0 | 0 | 0 | 72403.0168 | 0 | 0 | 0 | 0 | -71488.5639 | 9233.3303 | 272701.7664 | 0 | 0 | 0 | 0 | 0 | 0 | 0 | 0 | 0 | 0 | 0 | 0 | 0
2016-02-21 09:00 | 0 | 0 | 0 | 0 | 0 | 404380.5639 | 0 | 332892 | 0 | 0 | 0 | 71488.5639 | 5687363.3284 | 0 | 0 | 0 | 0 | 0 | 0 | 0 | 0 | 0 | 72402.7271 | 0 | 0 | 0 | 0 | 71488.5639 | 0 | 0 | 0 | 0 | 0 | 0 | 0 | 0 | 0 | 0 | 0 | 0 | 0 | 0 | 0
2016-02-21 10:00 | 0 | 0 | 0 | 0 | 0 | 406340.5639 | 0 | 334852 | 0 | 0 | 0 | 142977.1278 | 5687363.3284 | 0 | 0 | 0 | 0 | 0 | 0 | 0 | 0 | 0 | 72402.4375 | 0 | 0 | 0 | 0 | 71488.5639 | 0 | 0 | 0 | 0 | 0 | 0 | 0 | 0 | 0 | 0 | 0 | 0 | 0 | 0 | 0
2016-02-21 11:00 | 0 | 0 | 0 | 0 | 0 | 270120.4361 | 0 | 341609 | 0 | 0 | 0 | 71488.5639 | 5687363.3284 | 0 | 0 | 0 | 0 | 0 | 0 | 0 | 0 | 0 | 72402.1479 | 0 | 0 | 0 | 0 | -71488.5639 | 0 | 0 | 0 | 0 | 0 | 0 | 0 | 0 | 0 | 0 | 0 | 0 | 0 | 0 | 0
2016-02-21 12:00 | 0 | 0 | 0 | 0 | 0 | 150476.7975 | 0 | 351690 | 0 | 0 | 0 | 142977.1278 | 5414661.562 | 0 | 0 | 0 | 0 | 0 | 0 | 0 | 0 | 0 | 72401.8583 | 0 | 0 | 0 | 0 | 71488.5639 | 0 | 272701.7664 | 0 | 0 | 0 | 0 | 0 | 0 | 0 | 0 | 0 | 0 | 0 | 0 | 0
2016-02-21 13:00 | 0 | 0 | 0 | 0 | 0 | 88756.8508 | 681.1429 | 363583 | 0 | 0 | 0 | 71488.5639 | 5212005.1196 | 0 | 0 | 0 | 0 | 0 | 0 | 0 | 0 | 0 | 72401.5687 | 0 | 0 | 0 | 0 | -71488.5639 | 70045.324 | 272701.7664 | 0 | 0 | 0 | 0 | 0 | 0 | 0 | 0 | 0 | 0 | 0 | 0 | 0
2016-02-21 14:00 | 0 | 0 | 0 | 0 | 0 | 0 | 176714.0621 | 376732 | 0 | 0 | 0 | 0 | 5083475.7456 | 0 | 0 | 0 | 0 | 0 | 0 | 0 | 0 | 0 | 72401.2791 | 0 | 0 | 0 | 0 | -71488.5639 | 0 | 128529.374 | 0 | 0 | 0 | 0 | 0 | 0 | 0 | 0 | 0 | 0 | 0 | 0 | 0
2016-02-21 15:00 | 0 | 0 | 0 | 0 | 0 | 0 | 560085.2196 | 383921 | 0 | 0 | 0 | 0 | 5258267.2516 | 0 | 0 | 0 | 0 | 0 | 0 | 0 | 0 | 0 | 73499.1604 | 0 | 0 | 0 | 0 | 0 | 174791.506 | 0 | 0 | 0 | 0 | 0 | 0 | 0 | 0 | 0 | 0 | 0 | 1372.7136 | 0 | 0
2016-02-21 16:00 | 0 | 0 | 0 | 0 | 0 | 0 | 563798.2196 | 387634 | 0 | 0 | 0 | 0 | 5433058.7577 | 0 | 0 | 0 | 0 | 0 | 0 | 0 | 0 | 0 | 74597.0372 | 0 | 0 | 0 | 0 | 0 | 174791.506 | 0 | 0 | 0 | 0 | 0 | 0 | 0 | 0 | 0 | 0 | 0 | 1372.7136 | 0 | 0
2016-02-21 17:00 | 0 | 0 | 0 | 0 | 0 | 0 | 637087.7835 | 389435 | 0 | 0 | 0 | 71488.5639 | 5607850.2637 | 0 | 0 | 0 | 0 | 0 | 0 | 0 | 0 | 0 | 75694.9097 | 0 | 0 | 0 | 0 | 71488.5639 | 174791.506 | 0 | 0 | 0 | 0 | 0 | 0 | 0 | 0 | 0 | 0 | 0 | 1372.7136 | 0 | 0
2016-02-21 18:00 | 0 | 0 | 0 | 0 | 0 | 0 | 625277.7254 | 388620 | 0 | 0 | 0 | 131982.0697 | 5782641.7698 | 0 | 0 | 0 | 0 | 0 | 0 | 0 | 0 | 0 | 76792.7778 | 0 | 0 | 0 | 0 | 60493.5058 | 174791.506 | 0 | 0 | 0 | 0 | 0 | 0 | 0 | 0 | 0 | 0 | 0 | 1372.7136 | 0 | 0
2016-02-21 19:00 | 0 | 0 | 0 | 0 | 0 | 0 | 634399.7835 | 386747 | 0 | 0 | 0 | 203470.6336 | 5957433.2758 | 0 | 0 | 0 | 0 | 0 | 0 | 0 | 0 | 0 | 77890.6415 | 0 | 0 | 0 | 0 | 71488.5639 | 174791.506 | 0 | 0 | 0 | 0 | 0 | 0 | 0 | 0 | 0 | 0 | 0 | 1372.7136 | 0 | 0
2016-02-21 20:00 | 0 | 0 | 0 | 0 | 0 | 0 | 491103.6557 | 386428 | 0 | 0 | 0 | 131982.0697 | 6132224.7818 | 0 | 0 | 0 | 0 | 0 | 0 | 0 | 0 | 0 | 78988.5008 | 0 | 0 | 0 | 0 | -71488.5639 | 174791.506 | 0 | 0 | 0 | 0 | 0 | 0 | 0 | 0 | 0 | 0 | 0 | 1372.7136 | 0 | 0
2016-02-21 21:00 | 0 | 0 | 0 | 0 | 0 | 0 | 636883.7835 | 389231 | 0 | 0 | 0 | 203470.6336 | 6307016.2879 | 0 | 0 | 0 | 0 | 0 | 0 | 0 | 0 | 0 | 80086.3557 | 0 | 0 | 0 | 0 | 71488.5639 | 174791.506 | 0 | 0 | 0 | 0 | 0 | 0 | 0 | 0 | 0 | 0 | 0 | 1372.7136 | 0 | 0
2016-02-21 22:00 | 0 | 0 | 0 | 0 | 0 | 0 | 574001.2196 | 397837 | 0 | 0 | 0 | 203470.6336 | 6481807.7939 | 0 | 0 | 0 | 0 | 0 | 0 | 0 | 0 | 0 | 81184.2062 | 0 | 0 | 0 | 0 | 0 | 174791.506 | 0 | 0 | 0 | 0 | 0 | 0 | 0 | 0 | 0 | 0 | 0 | 1372.7136 | 0 | 0
2016-02-21 23:00 | 0 | 0 | 0 | 0 | 0 | 0 | 489978.5193 | 412587 | 0 | 0 | 0 | 178447.8637 | 6584222.0831 | 0 | 0 | 0 | 0 | 0 | 0 | 0 | 0 | 0 | 81183.8815 | 0 | 0 | 0 | 0 | -25022.7699 | 102414.2892 | 0 | 0 | 0 | 0 | 0 | 0 | 0 | 0 | 0 | 0 | 0 | 0 | 0 | 0
2016-02-22 | 0 | 0 | 0 | 0 | 0 | 341976.1296 | 107680.6403 | 424634 | 0 | 0 | 0 | 203470.6336 | 6584222.0831 | 0 | 0 | 0 | 0 | 0 | 0 | 0 | 0 | 0 | 81183.5568 | 0 | 0 | 0 | 0 | 25022.7699 | 0 | 0 | 0 | 0 | 0 | 0 | 0 | 0 | 0 | 0 | 0 | 0 | 0 | 0 | 0
2016-02-22 01:00 | 0 | 0 | 0 | 0 | 0 | 363440.2538 | 46.657 | 425052 | 0 | 0 | 0 | 131982.0697 | 6594145.5578 | 0 | 0 | 0 | 0 | 0 | 0 | 0 | 0 | 0 | 81183.232 | 0 | 0 | 0 | 0 | -71488.5639 | 9923.4747 | 0 | 0 | 0 | 0 | 0 | 0 | 0 | 0 | 0 | 0 | 0 | 0 | 0 | 0
2016-02-22 02:00 | 0 | 0 | 0 | 0 | 0 | 250509.3342 | 0 | 417877 | 0 | 0 | 0 | 203470.6336 | 6355289.328 | 0 | 0 | 0 | 0 | 0 | 0 | 0 | 0 | 0 | 81182.9073 | 0 | 0 | 0 | 0 | 71488.5639 | 33845.5367 | 272701.7664 | 0 | 0 | 0 | 0 | 0 | 0 | 0 | 0 | 0 | 0 | 0 | 0 | 0
2016-02-22 03:00 | 0 | 0 | 0 | 0 | 0 | 332259.4361 | 0 | 403748 | 0 | 0 | 0 | 131982.0697 | 6355289.328 | 0 | 0 | 0 | 0 | 0 | 0 | 0 | 0 | 0 | 81182.5826 | 0 | 0 | 0 | 0 | -71488.5639 | 0 | 0 | 0 | 0 | 0 | 0 | 0 | 0 | 0 | 0 | 0 | 0 | 0 | 0 | 0
2016-02-22 04:00 | 0 | 0 | 0 | 0 | 0 | 183111.7975 | 0 | 384325 | 0 | 0 | 0 | 203470.6336 | 6082587.5616 | 0 | 0 | 0 | 0 | 0 | 0 | 0 | 0 | 0 | 81182.2578 | 0 | 0 | 0 | 0 | 71488.5639 | 0 | 272701.7664 | 0 | 0 | 0 | 0 | 0 | 0 | 0 | 0 | 0 | 0 | 0 | 0 | 0
2016-02-22 05:00 | 0 | 0 | 0 | 0 | 0 | 294521.4361 | 0 | 366010 | 0 | 0 | 0 | 131982.0697 | 6082587.5616 | 0 | 0 | 0 | 0 | 0 | 0 | 0 | 0 | 0 | 81181.9331 | 0 | 0 | 0 | 0 | -71488.5639 | 0 | 0 | 0 | 0 | 0 | 0 | 0 | 0 | 0 | 0 | 0 | 0 | 0 | 0 | 0
2016-02-22 06:00 | 0 | 0 | 0 | 0 | 0 | 8948.6697 | 0 | 353139 | 0 | 0 | 0 | 60493.5058 | 5809885.7952 | 0 | 0 | 0 | 0 | 0 | 0 | 0 | 0 | 0 | 81181.6084 | 0 | 0 | 0 | 0 | -71488.5639 | 0 | 272701.7664 | 0 | 0 | 0 | 0 | 0 | 0 | 0 | 0 | 0 | 0 | 0 | 0 | 0
2016-02-22 07:00 | 0 | 0 | 0 | 0 | 0 | 335310.9346 | 0 | 344882 | 0 | 0 | 0 | 131982.0697 | 5728826.1659 | 0 | 0 | 0 | 0 | 0 | 0 | 0 | 0 | 0 | 81181.2836 | 0 | 0 | 0 | 0 | 71488.5639 | 0 | 81059.6293 | 0 | 0 | 0 | 0 | 0 | 0 | 0 | 0 | 0 | 0 | 0 | 0 | 0
2016-02-22 08:00 | 0 | 0 | 0 | 0 | 0 | 0 | 0 | 341726 | 0 | 0 | 0 | 60493.5058 | 5458588.7298 | 0 | 0 | 0 | 0 | 0 | 0 | 0 | 0 | 0 | 81180.9589 | 0 | 0 | 0 | 0 | -71488.5639 | 0 | 270237.4361 | 0 | 0 | 0 | 0 | 0 | 0 | 0 | 0 | 0 | 0 | 0 | 0 | 0
2016-02-22 09:00 | 0 | 0 | 0 | 0 | 0 | 301676.2132 | 0 | 345837 | 0 | 0 | 0 | 131982.0697 | 5342939.3791 | 0 | 0 | 0 | 0 | 0 | 0 | 0 | 0 | 0 | 81180.6342 | 0 | 0 | 0 | 0 | 71488.5639 | 0 | 115649.3507 | 0 | 0 | 0 | 0 | 0 | 0 | 0 | 0 | 0 | 0 | 0 | 0 | 0
2016-02-22 10:00 | 0 | 0 | 0 | 0 | 0 | 282027.3039 | 0 | 360995 | 0 | 0 | 0 | 203470.6336 | 5192483.1191 | 0 | 0 | 0 | 0 | 0 | 0 | 0 | 0 | 0 | 81180.3095 | 0 | 0 | 0 | 0 | 71488.5639 | 0 | 150456.26 | 0 | 0 | 0 | 0 | 0 | 0 | 0 | 0 | 0 | 0 | 0 | 0 | 0
2016-02-22 11:00 | 0 | 0 | 0 | 0 | 0 | 264589.0183 | 0 | 392795 | 0 | 0 | 0 | 131982.0697 | 5135765.7013 | 0 | 0 | 0 | 0 | 0 | 0 | 0 | 0 | 0 | 81179.9847 | 0 | 0 | 0 | 0 | -71488.5639 | 0 | 56717.4178 | 0 | 0 | 0 | 0 | 0 | 0 | 0 | 0 | 0 | 0 | 0 | 0 | 0
2016-02-22 12:00 | 0 | 0 | 0 | 0 | 0 | 220511.7975 | 0 | 421725 | 0 | 0 | 0 | 203470.6336 | 4863063.9349 | 0 | 0 | 0 | 0 | 0 | 0 | 0 | 0 | 0 | 81179.66 | 0 | 0 | 0 | 0 | 71488.5639 | 0 | 272701.7664 | 0 | 0 | 0 | 0 | 0 | 0 | 0 | 0 | 0 | 0 | 0 | 0 | 0
2016-02-22 13:00 | 0 | 0 | 0 | 0 | 0 | 212257.0124 | 2988.7341 | 434072 | 0 | 0 | 0 | 131982.0697 | 4715726.2452 | 0 | 0 | 0 | 0 | 0 | 0 | 0 | 0 | 0 | 81179.3353 | 0 | 0 | 0 | 0 | -71488.5639 | 125364.0767 | 272701.7664 | 0 | 0 | 0 | 0 | 0 | 0 | 0 | 0 | 0 | 0 | 0 | 0 | 0
2016-02-22 14:00 | 0 | 0 | 0 | 0 | 0 | 140274.7475 | 205324.5783 | 439407 | 0 | 0 | 0 | 60493.5058 | 4693407.135 | 0 | 0 | 0 | 0 | 0 | 0 | 0 | 0 | 0 | 81179.0106 | 0 | 0 | 0 | 0 | -71488.5639 | 0 | 22319.1103 | 0 | 0 | 0 | 0 | 0 | 0 | 0 | 0 | 0 | 0 | 0 | 0 | 0
2016-02-22 15:00 | 0 | 0 | 0 | 0 | 0 | 58766.962 | 554282.0615 | 442540 | 0 | 0 | 0 | 56211.0232 | 4868198.641 | 0 | 0 | 0 | 0 | 0 | 0 | 0 | 0 | 0 | 81178.6859 | 0 | 0 | 0 | 0 | -4282.4826 | 174791.506 | 0 | 0 | 0 | 0 | 0 | 0 | 0 | 0 | 0 | 0 | 0 | 0 | 0 | 0
2016-02-22 16:00 | 0 | 0 | 0 | 0 | 0 | 0 | 656260.6965 | 441350 | 0 | 0 | 0 | 96330.2137 | 5042990.1471 | 0 | 0 | 0 | 0 | 0 | 0 | 0 | 0 | 0 | 81178.3612 | 0 | 0 | 0 | 0 | 40119.1905 | 174791.506 | 0 | 0 | 0 | 0 | 0 | 0 | 0 | 0 | 0 | 0 | 0 | 0 | 0 | 0
2016-02-22 17:00 | 0 | 0 | 0 | 0 | 0 | 0 | 659955.8769 | 438115 | 0 | 0 | 0 | 143379.5846 | 5217781.6531 | 0 | 0 | 0 | 0 | 0 | 0 | 0 | 0 | 0 | 81178.0364 | 0 | 0 | 0 | 0 | 47049.3709 | 174791.506 | 0 | 0 | 0 | 0 | 0 | 0 | 0 | 0 | 0 | 0 | 0 | 0 | 0 | 0
2016-02-22 18:00 | 0 | 0 | 0 | 0 | 0 | 0 | 642309.8921 | 435252 | 0 | 0 | 0 | 175645.9706 | 5392573.1591 | 0 | 0 | 0 | 0 | 0 | 0 | 0 | 0 | 0 | 81177.7117 | 0 | 0 | 0 | 0 | 32266.386 | 174791.506 | 0 | 0 | 0 | 0 | 0 | 0 | 0 | 0 | 0 | 0 | 0 | 0 | 0 | 0
2016-02-22 19:00 | 0 | 0 | 0 | 0 | 0 | 0 | 623689.8775 | 432459 | 0 | 0 | 0 | 192085.342 | 5567364.6652 | 0 | 0 | 0 | 0 | 0 | 0 | 0 | 0 | 0 | 81177.387 | 0 | 0 | 0 | 0 | 16439.3714 | 174791.506 | 0 | 0 | 0 | 0 | 0 | 0 | 0 | 0 | 0 | 0 | 0 | 0 | 0 | 0
2016-02-22 20:00 | 0 | 0 | 0 | 0 | 0 | 0 | 616062.7976 | 429886 | 0 | 0 | 0 | 203470.6336 | 5742156.1712 | 0 | 0 | 0 | 0 | 0 | 0 | 0 | 0 | 0 | 81177.0623 | 0 | 0 | 0 | 0 | 11385.2915 | 174791.506 | 0 | 0 | 0 | 0 | 0 | 0 | 0 | 0 | 0 | 0 | 0 | 0 | 0 | 0
2016-02-22 21:00 | 0 | 0 | 0 | 0 | 0 | 0 | 598841.7175 | 431668 | 0 | 0 | 0 | 195852.845 | 5916947.6772 | 0 | 0 | 0 | 0 | 0 | 0 | 0 | 0 | 0 | 81176.7376 | 0 | 0 | 0 | 0 | -7617.7886 | 174791.506 | 0 | 0 | 0 | 0 | 0 | 0 | 0 | 0 | 0 | 0 | 0 | 0 | 0 | 0
2016-02-22 22:00 | 0 | 0 | 0 | 0 | 0 | 0 | 553596.1555 | 438908 | 0 | 0 | 0 | 135749.4944 | 6091739.1833 | 0 | 0 | 0 | 0 | 0 | 0 | 0 | 0 | 0 | 81176.4129 | 0 | 0 | 0 | 0 | -60103.3505 | 174791.506 | 0 | 0 | 0 | 0 | 0 | 0 | 0 | 0 | 0 | 0 | 0 | 0 | 0 | 0
2016-02-22 23:00 | 0 | 0 | 0 | 0 | 0 | 144566.183 | 413861.7592 | 455125 | 0 | 0 | 0 | 64260.9305 | 6266530.6893 | 0 | 0 | 0 | 0 | 0 | 0 | 0 | 0 | 0 | 81176.0882 | 0 | 0 | 0 | 0 | -71488.5639 | 174791.506 | 0 | 0 | 0 | 0 | 0 | 0 | 0 | 0 | 0 | 0 | 0 | 0 | 0 | 0
2016-02-23 | 0 | 0 | 0 | 0 | 0 | 327256.8027 | 112646.5008 | 466325 | 0 | 0 | 0 | 135749.4944 | 6168620.4289 | 0 | 0 | 0 | 0 | 0 | 0 | 0 | 0 | 0 | 81175.7635 | 0 | 0 | 0 | 0 | 71488.5639 | 174791.506 | 272701.7664 | 0 | 0 | 0 | 0 | 0 | 0 | 0 | 0 | 0 | 0 | 0 | 0 | 0
2016-02-23 01:00 | 0 | 0 | 0 | 0 | 0 | 436417.4394 | 59.0647 | 465317 | 0 | 0 | 0 | 71488.5639 | 6204040.8636 | 0 | 0 | 0 | 0 | 0 | 0 | 0 | 0 | 0 | 81175.4388 | 0 | 0 | 0 | 0 | -64260.9305 | 35420.4347 | 0 | 0 | 0 | 0 | 0 | 0 | 0 | 0 | 0 | 0 | 0 | 0 | 0 | 0
2016-02-23 02:00 | 0 | 0 | 0 | 0 | 0 | 383742.4361 | 0 | 455231 | 0 | 0 | 0 | 0 | 6204040.8636 | 0 | 0 | 0 | 0 | 0 | 0 | 0 | 0 | 0 | 81175.1141 | 0 | 0 | 0 | 0 | -71488.5639 | 0 | 0 | 0 | 0 | 0 | 0 | 0 | 0 | 0 | 0 | 0 | 0 | 0 | 0 | 0
2016-02-23 03:00 | 0 | 0 | 0 | 0 | 0 | 458563.442 | 0 | 436595 | 0 | 0 | 0 | 21968.442 | 6204040.8636 | 0 | 0 | 0 | 0 | 0 | 0 | 0 | 0 | 0 | 81174.7894 | 0 | 0 | 0 | 0 | 21968.442 | 0 | 0 | 0 | 0 | 0 | 0 | 0 | 0 | 0 | 0 | 0 | 0 | 0 | 0 | 0
2016-02-23 04:00 | 0 | 0 | 0 | 0 | 0 | 390332.558 | 0 | 412301 | 0 | 0 | 0 | 0 | 6204040.8636 | 0 | 0 | 0 | 0 | 0 | 0 | 0 | 0 | 0 | 81174.4647 | 0 | 0 | 0 | 0 | -21968.442 | 0 | 0 | 0 | 0 | 0 | 0 | 0 | 0 | 0 | 0 | 0 | 0 | 0 | 0 | 0
2016-02-23 05:00 | 0 | 0 | 0 | 0 | 0 | 391289 | 0 | 391289 | 0 | 0 | 0 | 0 | 6204040.8636 | 0 | 0 | 0 | 0 | 0 | 0 | 0 | 0 | 0 | 81174.14 | 0 | 0 | 0 | 0 | 0 | 0 | 0 | 0 | 0 | 0 | 0 | 0 | 0 | 0 | 0 | 0 | 0 | 0 | 0 | 0
2016-02-23 06:00 | 0 | 0 | 0 | 0 | 0 | 427429.7443 | 0 | 376473 | 0 | 0 | 0 | 50956.7443 | 6204040.8636 | 0 | 0 | 0 | 0 | 0 | 0 | 0 | 0 | 0 | 81173.8153 | 0 | 0 | 0 | 0 | 50956.7443 | 0 | 0 | 0 | 0 | 0 | 0 | 0 | 0 | 0 | 0 | 0 | 0 | 0 | 0 | 0
2016-02-23 07:00 | 0 | 0 | 0 | 0 | 0 | 165707.7975 | 0 | 366921 | 0 | 0 | 0 | 122445.3082 | 5931339.0972 | 0 | 0 | 0 | 0 | 0 | 0 | 0 | 0 | 0 | 81173.4906 | 0 | 0 | 0 | 0 | 71488.5639 | 0 | 272701.7664 | 0 | 0 | 0 | 0 | 0 | 0 | 0 | 0 | 0 | 0 | 0 | 0 | 0
2016-02-23 08:00 | 0 | 0 | 0 | 0 | 0 | 290661.4361 | 0 | 362150 | 0 | 0 | 0 | 50956.7443 | 5931339.0972 | 0 | 0 | 0 | 0 | 0 | 0 | 0 | 0 | 0 | 81173.1659 | 0 | 0 | 0 | 0 | -71488.5639 | 0 | 0 | 0 | 0 | 0 | 0 | 0 | 0 | 0 | 0 | 0 | 0 | 0 | 0 | 0
2016-02-23 09:00 | 0 | 0 | 0 | 0 | 0 | 123036.3888 | 0 | 364236 | 0 | 0 | 0 | 82458.8995 | 5658637.3308 | 0 | 0 | 0 | 0 | 0 | 0 | 0 | 0 | 0 | 81172.8412 | 0 | 0 | 0 | 0 | 31502.1553 | 0 | 272701.7664 | 0 | 0 | 0 | 0 | 0 | 0 | 0 | 0 | 0 | 0 | 0 | 0 | 0
2016-02-23 10:00 | 0 | 0 | 0 | 0 | 0 | 426965.1701 | 0 | 377442 | 0 | 0 | 0 | 131982.0697 | 5658637.3308 | 0 | 0 | 0 | 0 | 0 | 0 | 0 | 0 | 0 | 81172.5165 | 0 | 0 | 0 | 0 | 49523.1701 | 0 | 0 | 0 | 0 | 0 | 0 | 0 | 0 | 0 | 0 | 0 | 0 | 0 | 0 | 0
2016-02-23 11:00 | 0 | 0 | 0 | 0 | 0 | 208308.7975 | 0 | 409522 | 0 | 0 | 0 | 203470.6336 | 5385935.5644 | 0 | 0 | 0 | 0 | 0 | 0 | 0 | 0 | 0 | 81172.1918 | 0 | 0 | 0 | 0 | 71488.5639 | 0 | 272701.7664 | 0 | 0 | 0 | 0 | 0 | 0 | 0 | 0 | 0 | 0 | 0 | 0 | 0
2016-02-23 12:00 | 0 | 0 | 0 | 0 | 0 | 93026.6697 | 0 | 437217 | 0 | 0 | 0 | 131982.0697 | 5113233.798 | 0 | 0 | 0 | 0 | 0 | 0 | 0 | 0 | 0 | 81171.8671 | 0 | 0 | 0 | 0 | -71488.5639 | 0 | 272701.7664 | 0 | 0 | 0 | 0 | 0 | 0 | 0 | 0 | 0 | 0 | 0 | 0 | 0
2016-02-23 13:00 | 0 | 0 | 0 | 0 | 0 | 420337.6721 | 2675.7979 | 448790 | 0 | 0 | 0 | 60493.5058 | 5158945.8319 | 0 | 0 | 0 | 0 | 0 | 0 | 0 | 0 | 0 | 81171.5425 | 0 | 0 | 0 | 0 | -71488.5639 | 45712.0339 | 0 | 0 | 0 | 0 | 0 | 0 | 0 | 0 | 0 | 0 | 0 | 0 | 0 | 0
2016-02-23 14:00 | 0 | 0 | 0 | 0 | 0 | 283872.1736 | 182204.8845 | 455082 | 0 | 0 | 0 | 71488.5639 | 5158945.8319 | 0 | 0 | 0 | 0 | 0 | 0 | 0 | 0 | 0 | 81171.2178 | 0 | 0 | 0 | 0 | 10995.0581 | 0 | 0 | 0 | 0 | 0 | 0 | 0 | 0 | 0 | 0 | 0 | 0 | 0 | 0 | 0
2016-02-23 15:00 | 0 | 0 | 0 | 0 | 0 | 0 | 560523.1847 | 459144 | 0 | 0 | 0 | 0 | 5331813.5804 | 0 | 0 | 0 | 0 | 0 | 0 | 0 | 0 | 0 | 81170.8931 | 0 | 0 | 0 | 0 | -71488.5639 | 172867.7486 | 0 | 0 | 0 | 0 | 0 | 0 | 0 | 0 | 0 | 0 | 0 | 0 | 0 | 0
2016-02-23 16:00 | 0 | 0 | 0 | 0 | 0 | 0 | 652472.5313 | 458114 | 0 | 0 | 0 | 19567.0253 | 5506605.0865 | 0 | 0 | 0 | 0 | 0 | 0 | 0 | 0 | 0 | 81170.5684 | 0 | 0 | 0 | 0 | 19567.0253 | 174791.506 | 0 | 0 | 0 | 0 | 0 | 0 | 0 | 0 | 0 | 0 | 0 | 0 | 0 | 0
2016-02-23 17:00 | 0 | 0 | 0 | 0 | 0 | 0 | 671982.4199 | 455547 | 0 | 0 | 0 | 61210.9391 | 5681396.5925 | 0 | 0 | 0 | 0 | 0 | 0 | 0 | 0 | 0 | 81170.2437 | 0 | 0 | 0 | 0 | 41643.9138 | 174791.506 | 0 | 0 | 0 | 0 | 0 | 0 | 0 | 0 | 0 | 0 | 0 | 0 | 0 | 0
2016-02-23 18:00 | 0 | 0 | 0 | 0 | 0 | 0 | 667052.3468 | 453357 | 0 | 0 | 0 | 100114.7799 | 5856188.0986 | 0 | 0 | 0 | 0 | 0 | 0 | 0 | 0 | 0 | 81169.919 | 0 | 0 | 0 | 0 | 38903.8408 | 174791.506 | 0 | 0 | 0 | 0 | 0 | 0 | 0 | 0 | 0 | 0 | 0 | 0 | 0 | 0
2016-02-23 19:00 | 0 | 0 | 0 | 0 | 0 | 0 | 655815.477 | 450352 | 0 | 0 | 0 | 135456.3704 | 6026309.9851 | 0 | 0 | 0 | 0 | 0 | 0 | 0 | 0 | 0 | 81169.5944 | 0 | 0 | 0 | 0 | 35341.5905 | 170121.8865 | 0 | 0 | 0 | 0 | 0 | 0 | 0 | 0 | 0 | 0 | 0 | 0 | 0 | 0
2016-02-23 20:00 | 0 | 0 | 0 | 0 | 0 | 0 | 658413.0563 | 448235 | 0 | 0 | 0 | 170842.9207 | 6201101.4911 | 0 | 0 | 0 | 0 | 0 | 0 | 0 | 0 | 0 | 81169.2697 | 0 | 0 | 0 | 0 | 35386.5503 | 174791.506 | 0 | 0 | 0 | 0 | 0 | 0 | 0 | 0 | 0 | 0 | 0 | 0 | 0 | 0
2016-02-23 21:00 | 0 | 0 | 0 | 0 | 0 | 0 | 657619.2189 | 450200 | 0 | 0 | 0 | 203470.6336 | 6375892.9972 | 0 | 0 | 0 | 0 | 0 | 0 | 0 | 0 | 0 | 81168.945 | 0 | 0 | 0 | 0 | 32627.7129 | 174791.506 | 0 | 0 | 0 | 0 | 0 | 0 | 0 | 0 | 0 | 0 | 0 | 0 | 0 | 0
2016-02-23 22:00 | 0 | 0 | 0 | 0 | 0 | 0 | 619986.6649 | 457914 | 0 | 0 | 0 | 190751.7924 | 6550684.5032 | 0 | 0 | 0 | 0 | 0 | 0 | 0 | 0 | 0 | 81168.6203 | 0 | 0 | 0 | 0 | -12718.8411 | 174791.506 | 0 | 0 | 0 | 0 | 0 | 0 | 0 | 0 | 0 | 0 | 0 | 0 | 0 | 0
2016-02-23 23:00 | 0 | 0 | 0 | 0 | 0 | 0 | 442962.4907 | 470990 | 0 | 0 | 0 | 119263.2285 | 6594145.5578 | 0 | 0 | 0 | 0 | 0 | 0 | 0 | 0 | 0 | 81168.2957 | 0 | 0 | 0 | 0 | -71488.5639 | 43461.0546 | 0 | 0 | 0 | 0 | 0 | 0 | 0 | 0 | 0 | 0 | 0 | 0 | 0 | 0
2016-02-24 | 0 | 0 | 0 | 0 | 0 | 309152.14 | 99364.2962 | 480005 | 0 | 0 | 0 | 47774.6646 | 6594145.5578 | 0 | 0 | 0 | 0 | 0 | 0 | 0 | 0 | 0 | 81167.971 | 0 | 0 | 0 | 0 | -71488.5639 | 0 | 0 | 0 | 0 | 0 | 0 | 0 | 0 | 0 | 0 | 0 | 0 | 0 | 0 | 0
2016-02-24 01:00 | 0 | 0 | 0 | 0 | 0 | 430193.091 | 58.2443 | 478026 | 0 | 0 | 0 | 0 | 6594145.5578 | 0 | 0 | 0 | 0 | 0 | 0 | 0 | 0 | 0 | 81167.6463 | 0 | 0 | 0 | 0 | -47774.6646 | 174791.506 | 174791.506 | 0 | 0 | 0 | 0 | 0 | 0 | 0 | 0 | 0 | 0 | 0 | 0 | 0
2016-02-24 02:00 | 0 | 0 | 0 | 0 | 0 | 265963.7975 | 0 | 467177 | 0 | 0 | 0 | 71488.5639 | 6321443.7913 | 0 | 0 | 0 | 0 | 0 | 0 | 0 | 0 | 0 | 81167.3216 | 0 | 0 | 0 | 0 | 71488.5639 | 0 | 272701.7664 | 0 | 0 | 0 | 0 | 0 | 0 | 0 | 0 | 0 | 0 | 0 | 0 | 0
2016-02-24 03:00 | 0 | 0 | 0 | 0 | 0 | 507032.5058 | 0 | 446539 | 0 | 0 | 0 | 131982.0697 | 6321443.7913 | 0 | 0 | 0 | 0 | 0 | 0 | 0 | 0 | 0 | 81166.997 | 0 | 0 | 0 | 0 | 60493.5058 | 0 | 0 | 0 | 0 | 0 | 0 | 0 | 0 | 0 | 0 | 0 | 0 | 0 | 0 | 0
2016-02-24 04:00 | 0 | 0 | 0 | 0 | 0 | 221156.7975 | 0 | 422370 | 0 | 0 | 0 | 203470.6336 | 6048742.0249 | 0 | 0 | 0 | 0 | 0 | 0 | 0 | 0 | 0 | 81166.6723 | 0 | 0 | 0 | 0 | 71488.5639 | 0 | 272701.7664 | 0 | 0 | 0 | 0 | 0 | 0 | 0 | 0 | 0 | 0 | 0 | 0 | 0
2016-02-24 05:00 | 0 | 0 | 0 | 0 | 0 | 504172.9421 | 0 | 400870 | 0 | 0 | 0 | 131982.0697 | 6223533.531 | 0 | 0 | 0 | 0 | 0 | 0 | 0 | 0 | 0 | 81166.3476 | 0 | 0 | 0 | 0 | -71488.5639 | 174791.506 | 0 | 0 | 0 | 0 | 0 | 0 | 0 | 0 | 0 | 0 | 0 | 0 | 0 | 0
2016-02-24 06:00 | 0 | 0 | 0 | 0 | 0 | 457360.5639 | 0 | 385872 | 0 | 0 | 0 | 203470.6336 | 6223533.531 | 0 | 0 | 0 | 0 | 0 | 0 | 0 | 0 | 0 | 81166.023 | 0 | 0 | 0 | 0 | 71488.5639 | 0 | 0 | 0 | 0 | 0 | 0 | 0 | 0 | 0 | 0 | 0 | 0 | 0 | 0 | 0
2016-02-24 07:00 | 0 | 0 | 0 | 0 | 0 | 376535 | 0 | 376535 | 0 | 0 | 0 | 203470.6336 | 6223533.531 | 0 | 0 | 0 | 0 | 0 | 0 | 0 | 0 | 0 | 81165.6983 | 0 | 0 | 0 | 0 | 0 | 0 | 0 | 0 | 0 | 0 | 0 | 0 | 0 | 0 | 0 | 0 | 0 | 0 | 0 | 0
2016-02-24 08:00 | 0 | 0 | 0 | 0 | 0 | 98935.2336 | 0 | 371637 | 0 | 0 | 0 | 203470.6336 | 5950831.7646 | 0 | 0 | 0 | 0 | 0 | 0 | 0 | 0 | 0 | 81165.3736 | 0 | 0 | 0 | 0 | 0 | 0 | 272701.7664 | 0 | 0 | 0 | 0 | 0 | 0 | 0 | 0 | 0 | 0 | 0 | 0 | 0
2016-02-24 09:00 | 0 | 0 | 0 | 0 | 0 | 301598.4361 | 0 | 373087 | 0 | 0 | 0 | 131982.0697 | 5950831.7646 | 0 | 0 | 0 | 0 | 0 | 0 | 0 | 0 | 0 | 81165.049 | 0 | 0 | 0 | 0 | -71488.5639 | 0 | 0 | 0 | 0 | 0 | 0 | 0 | 0 | 0 | 0 | 0 | 0 | 0 | 0 | 0
2016-02-24 10:00 | 0 | 0 | 0 | 0 | 0 | 347025.3358 | 0 | 385851 | 0 | 0 | 0 | 203470.6336 | 5840517.5365 | 0 | 0 | 0 | 0 | 0 | 0 | 0 | 0 | 0 | 81164.7243 | 0 | 0 | 0 | 0 | 71488.5639 | 0 | 110314.2281 | 0 | 0 | 0 | 0 | 0 | 0 | 0 | 0 | 0 | 0 | 0 | 0 | 0
2016-02-24 11:00 | 0 | 0 | 0 | 0 | 0 | 345714.4361 | 0 | 417203 | 0 | 0 | 0 | 131982.0697 | 5840517.5365 | 0 | 0 | 0 | 0 | 0 | 0 | 0 | 0 | 0 | 81164.3997 | 0 | 0 | 0 | 0 | -71488.5639 | 0 | 0 | 0 | 0 | 0 | 0 | 0 | 0 | 0 | 0 | 0 | 0 | 0 | 0 | 0
2016-02-24 12:00 | 0 | 0 | 0 | 0 | 0 | 113801.7278 | 0 | 446997 | 0 | 0 | 0 | 71488.5639 | 5567815.7701 | 0 | 0 | 0 | 0 | 0 | 0 | 0 | 0 | 0 | 81164.075 | 0 | 0 | 0 | 0 | -60493.5058 | 0 | 272701.7664 | 0 | 0 | 0 | 0 | 0 | 0 | 0 | 0 | 0 | 0 | 0 | 0 | 0
2016-02-24 13:00 | 0 | 0 | 0 | 0 | 0 | 109686.5435 | 4639.1262 | 458516 | 0 | 0 | 0 | 0 | 5295114.0037 | 0 | 0 | 0 | 0 | 0 | 0 | 0 | 0 | 0 | 81163.7503 | 0 | 0 | 0 | 0 | -71488.5639 | 0 | 272701.7664 | 0 | 0 | 0 | 0 | 0 | 0 | 0 | 0 | 0 | 0 | 0 | 0 | 0
2016-02-24 14:00 | 0 | 0 | 0 | 0 | 0 | 0 | 312373.4502 | 463168 | 0 | 0 | 0 | 0 | 5144319.4538 | 0 | 0 | 0 | 0 | 0 | 0 | 0 | 0 | 0 | 81163.4257 | 0 | 0 | 0 | 0 | 0 | 0 | 150794.5498 | 0 | 0 | 0 | 0 | 0 | 0 | 0 | 0 | 0 | 0 | 0 | 0 | 0
2016-02-24 15:00 | 0 | 0 | 0 | 0 | 0 | 0 | 642539.2196 | 466375 | 0 | 0 | 0 | 0 | 5319110.9599 | 0 | 0 | 0 | 0 | 0 | 0 | 0 | 0 | 0 | 82261.2719 | 0 | 0 | 0 | 0 | 0 | 174791.506 | 0 | 0 | 0 | 0 | 0 | 0 | 0 | 0 | 0 | 0 | 0 | 1372.7136 | 0 | 0
2016-02-24 16:00 | 0 | 0 | 0 | 0 | 0 | 0 | 641555.2196 | 465391 | 0 | 0 | 0 | 0 | 5493902.4659 | 0 | 0 | 0 | 0 | 0 | 0 | 0 | 0 | 0 | 83359.1137 | 0 | 0 | 0 | 0 | 0 | 174791.506 | 0 | 0 | 0 | 0 | 0 | 0 | 0 | 0 | 0 | 0 | 0 | 1372.7136 | 0 | 0
2016-02-24 17:00 | 0 | 0 | 0 | 0 | 0 | 0 | 637130.2196 | 460966 | 0 | 0 | 0 | 0 | 5668693.9719 | 0 | 0 | 0 | 0 | 0 | 0 | 0 | 0 | 0 | 84456.9512 | 0 | 0 | 0 | 0 | 0 | 174791.506 | 0 | 0 | 0 | 0 | 0 | 0 | 0 | 0 | 0 | 0 | 0 | 1372.7136 | 0 | 0
2016-02-24 18:00 | 0 | 0 | 0 | 0 | 0 | 0 | 704156.7835 | 456504 | 0 | 0 | 0 | 71488.5639 | 5843485.478 | 0 | 0 | 0 | 0 | 0 | 0 | 0 | 0 | 0 | 85554.7842 | 0 | 0 | 0 | 0 | 71488.5639 | 174791.506 | 0 | 0 | 0 | 0 | 0 | 0 | 0 | 0 | 0 | 0 | 0 | 1372.7136 | 0 | 0
2016-02-24 19:00 | 0 | 0 | 0 | 0 | 0 | 0 | 699522.7835 | 451870 | 0 | 0 | 0 | 142977.1278 | 6018276.984 | 0 | 0 | 0 | 0 | 0 | 0 | 0 | 0 | 0 | 86652.6128 | 0 | 0 | 0 | 0 | 71488.5639 | 174791.506 | 0 | 0 | 0 | 0 | 0 | 0 | 0 | 0 | 0 | 0 | 0 | 1372.7136 | 0 | 0
2016-02-24 20:00 | 0 | 0 | 0 | 0 | 0 | 0 | 684079.7254 | 447422 | 0 | 0 | 0 | 203470.6336 | 6193068.4901 | 0 | 0 | 0 | 0 | 0 | 0 | 0 | 0 | 0 | 87750.4371 | 0 | 0 | 0 | 0 | 60493.5058 | 174791.506 | 0 | 0 | 0 | 0 | 0 | 0 | 0 | 0 | 0 | 0 | 0 | 1372.7136 | 0 | 0
2016-02-24 21:00 | 0 | 0 | 0 | 0 | 0 | 0 | 623566.2196 | 447402 | 0 | 0 | 0 | 203470.6336 | 6367859.9961 | 0 | 0 | 0 | 0 | 0 | 0 | 0 | 0 | 0 | 88848.257 | 0 | 0 | 0 | 0 | 0 | 174791.506 | 0 | 0 | 0 | 0 | 0 | 0 | 0 | 0 | 0 | 0 | 0 | 1372.7136 | 0 | 0
2016-02-24 22:00 | 0 | 0 | 0 | 0 | 0 | 0 | 629439.2196 | 453275 | 0 | 0 | 0 | 203470.6336 | 6542651.5021 | 0 | 0 | 0 | 0 | 0 | 0 | 0 | 0 | 0 | 89946.0724 | 0 | 0 | 0 | 0 | 0 | 174791.506 | 0 | 0 | 0 | 0 | 0 | 0 | 0 | 0 | 0 | 0 | 0 | 1372.7136 | 0 | 0
2016-02-24 23:00 | 0 | 0 | 0 | 0 | 0 | 0 | 516390.0556 | 464896 | 0 | 0 | 0 | 203470.6336 | 6594145.5578 | 0 | 0 | 0 | 0 | 0 | 0 | 0 | 0 | 0 | 89945.7126 | 0 | 0 | 0 | 0 | 0 | 51494.0556 | 0 | 0 | 0 | 0 | 0 | 0 | 0 | 0 | 0 | 0 | 0 | 0 | 0 | 0
2016-02-25 | 0 | 0 | 0 | 0 | 0 | 10903.8697 | 119210.8 | 474305 | 0 | 0 | 0 | 131982.0697 | 6321443.7913 | 0 | 0 | 0 | 0 | 0 | 0 | 0 | 0 | 0 | 89945.3529 | 0 | 0 | 0 | 0 | -71488.5639 | 0 | 272701.7664 | 0 | 0 | 0 | 0 | 0 | 0 | 0 | 0 | 0 | 0 | 0 | 0 | 0
2016-02-25 01:00 | 0 | 0 | 0 | 0 | 0 | 642205.0282 | 86.4436 | 473808 | 0 | 0 | 0 | 125674.0354 | 6496235.2974 | 0 | 0 | 0 | 0 | 0 | 0 | 0 | 0 | 0 | 89944.9931 | 0 | 0 | 0 | 0 | -6308.0343 | 174791.506 | 0 | 0 | 0 | 0 | 0 | 0 | 0 | 0 | 0 | 0 | 0 | 0 | 0 | 0
2016-02-25 02:00 | 0 | 0 | 0 | 0 | 0 | 120790.6697 | 0 | 464981 | 0 | 0 | 0 | 54185.4715 | 6223533.531 | 0 | 0 | 0 | 0 | 0 | 0 | 0 | 0 | 0 | 89944.6333 | 0 | 0 | 0 | 0 | -71488.5639 | 0 | 272701.7664 | 0 | 0 | 0 | 0 | 0 | 0 | 0 | 0 | 0 | 0 | 0 | 0 | 0
2016-02-25 03:00 | 0 | 0 | 0 | 0 | 0 | 464308.0924 | 0 | 447005 | 0 | 0 | 0 | 71488.5639 | 6223533.531 | 0 | 0 | 0 | 0 | 0 | 0 | 0 | 0 | 0 | 89944.2735 | 0 | 0 | 0 | 0 | 17303.0924 | 0 | 0 | 0 | 0 | 0 | 0 | 0 | 0 | 0 | 0 | 0 | 0 | 0 | 0 | 0
2016-02-25 04:00 | 0 | 0 | 0 | 0 | 0 | 352289.4361 | 0 | 423778 | 0 | 0 | 0 | 0 | 6223533.531 | 0 | 0 | 0 | 0 | 0 | 0 | 0 | 0 | 0 | 89943.9137 | 0 | 0 | 0 | 0 | -71488.5639 | 0 | 0 | 0 | 0 | 0 | 0 | 0 | 0 | 0 | 0 | 0 | 0 | 0 | 0 | 0
2016-02-25 05:00 | 0 | 0 | 0 | 0 | 0 | 403872 | 0 | 403872 | 0 | 0 | 0 | 0 | 6223533.531 | 0 | 0 | 0 | 0 | 0 | 0 | 0 | 0 | 0 | 89943.554 | 0 | 0 | 0 | 0 | 0 | 0 | 0 | 0 | 0 | 0 | 0 | 0 | 0 | 0 | 0 | 0 | 0 | 0 | 0 | 0
2016-02-25 06:00 | 0 | 0 | 0 | 0 | 0 | 390676 | 0 | 390676 | 0 | 0 | 0 | 0 | 6223533.531 | 0 | 0 | 0 | 0 | 0 | 0 | 0 | 0 | 0 | 89943.1942 | 0 | 0 | 0 | 0 | 0 | 0 | 0 | 0 | 0 | 0 | 0 | 0 | 0 | 0 | 0 | 0 | 0 | 0 | 0 | 0
2016-02-25 07:00 | 0 | 0 | 0 | 0 | 0 | 453693.5639 | 0 | 382205 | 0 | 0 | 0 | 71488.5639 | 6223533.531 | 0 | 0 | 0 | 0 | 0 | 0 | 0 | 0 | 0 | 89942.8344 | 0 | 0 | 0 | 0 | 71488.5639 | 0 | 0 | 0 | 0 | 0 | 0 | 0 | 0 | 0 | 0 | 0 | 0 | 0 | 0 | 0
2016-02-25 08:00 | 0 | 0 | 0 | 0 | 0 | 34783.6697 | 0 | 378974 | 0 | 0 | 0 | 0 | 5950831.7646 | 0 | 0 | 0 | 0 | 0 | 0 | 0 | 0 | 0 | 89942.4747 | 0 | 0 | 0 | 0 | -71488.5639 | 0 | 272701.7664 | 0 | 0 | 0 | 0 | 0 | 0 | 0 | 0 | 0 | 0 | 0 | 0 | 0
2016-02-25 09:00 | 0 | 0 | 0 | 0 | 0 | 382788 | 0 | 382788 | 0 | 0 | 0 | 0 | 5950831.7646 | 0 | 0 | 0 | 0 | 0 | 0 | 0 | 0 | 0 | 89942.1149 | 0 | 0 | 0 | 0 | 0 | 0 | 0 | 0 | 0 | 0 | 0 | 0 | 0 | 0 | 0 | 0 | 0 | 0 | 0 | 0
2016-02-25 10:00 | 0 | 0 | 0 | 0 | 0 | 469101.5639 | 0 | 397613 | 0 | 0 | 0 | 71488.5639 | 5950831.7646 | 0 | 0 | 0 | 0 | 0 | 0 | 0 | 0 | 0 | 89941.7551 | 0 | 0 | 0 | 0 | 71488.5639 | 0 | 0 | 0 | 0 | 0 | 0 | 0 | 0 | 0 | 0 | 0 | 0 | 0 | 0 | 0
2016-02-25 11:00 | 0 | 0 | 0 | 0 | 0 | 158032.2336 | 0 | 430734 | 0 | 0 | 0 | 71488.5639 | 5678129.9981 | 0 | 0 | 0 | 0 | 0 | 0 | 0 | 0 | 0 | 89941.3953 | 0 | 0 | 0 | 0 | 0 | 0 | 272701.7664 | 0 | 0 | 0 | 0 | 0 | 0 | 0 | 0 | 0 | 0 | 0 | 0 | 0
2016-02-25 12:00 | 0 | 0 | 0 | 0 | 0 | 200243.4491 | 0 | 460048 | 0 | 0 | 0 | 0 | 5489814.0111 | 0 | 0 | 0 | 0 | 0 | 0 | 0 | 0 | 0 | 89941.0356 | 0 | 0 | 0 | 0 | -71488.5639 | 0 | 188315.987 | 0 | 0 | 0 | 0 | 0 | 0 | 0 | 0 | 0 | 0 | 0 | 0 | 0
2016-02-25 13:00 | 0 | 0 | 0 | 0 | 0 | 263280.3554 | 4960.4421 | 469454 | 0 | 0 | 0 | 71488.5639 | 5217112.2447 | 0 | 0 | 0 | 0 | 0 | 0 | 0 | 0 | 0 | 89940.6758 | 0 | 0 | 0 | 0 | 71488.5639 | 0 | 272701.7664 | 0 | 0 | 0 | 0 | 0 | 0 | 0 | 0 | 0 | 0 | 0 | 0 | 0
2016-02-25 14:00 | 0 | 0 | 0 | 0 | 0 | 0 | 309170.5349 | 469941 | 0 | 0 | 0 | 0 | 5127830.3435 | 0 | 0 | 0 | 0 | 0 | 0 | 0 | 0 | 0 | 89940.3161 | 0 | 0 | 0 | 0 | -71488.5639 | 0 | 89281.9012 | 0 | 0 | 0 | 0 | 0 | 0 | 0 | 0 | 0 | 0 | 0 | 0 | 0
2016-02-25 15:00 | 0 | 0 | 0 | 0 | 0 | 0 | 645163.2196 | 468999 | 0 | 0 | 0 | 0 | 5302621.8495 | 0 | 0 | 0 | 0 | 0 | 0 | 0 | 0 | 0 | 91038.1272 | 0 | 0 | 0 | 0 | 0 | 174791.506 | 0 | 0 | 0 | 0 | 0 | 0 | 0 | 0 | 0 | 0 | 0 | 1372.7136 | 0 | 0
2016-02-25 16:00 | 0 | 0 | 0 | 0 | 0 | 0 | 711716.7835 | 464064 | 0 | 0 | 0 | 71488.5639 | 5477413.3555 | 0 | 0 | 0 | 0 | 0 | 0 | 0 | 0 | 0 | 92135.9339 | 0 | 0 | 0 | 0 | 71488.5639 | 174791.506 | 0 | 0 | 0 | 0 | 0 | 0 | 0 | 0 | 0 | 0 | 0 | 1372.7136 | 0 | 0
2016-02-25 17:00 | 0 | 0 | 0 | 0 | 0 | 0 | 562465.6557 | 457790 | 0 | 0 | 0 | 0 | 5652204.8616 | 0 | 0 | 0 | 0 | 0 | 0 | 0 | 0 | 0 | 93233.7362 | 0 | 0 | 0 | 0 | -71488.5639 | 174791.506 | 0 | 0 | 0 | 0 | 0 | 0 | 0 | 0 | 0 | 0 | 0 | 1372.7136 | 0 | 0
2016-02-25 18:00 | 0 | 0 | 0 | 0 | 0 | 0 | 700547.7835 | 452895 | 0 | 0 | 0 | 71488.5639 | 5826996.3676 | 0 | 0 | 0 | 0 | 0 | 0 | 0 | 0 | 0 | 94331.5341 | 0 | 0 | 0 | 0 | 71488.5639 | 174791.506 | 0 | 0 | 0 | 0 | 0 | 0 | 0 | 0 | 0 | 0 | 0 | 1372.7136 | 0 | 0
2016-02-25 19:00 | 0 | 0 | 0 | 0 | 0 | 0 | 696979.7835 | 449327 | 0 | 0 | 0 | 142977.1278 | 6001787.8736 | 0 | 0 | 0 | 0 | 0 | 0 | 0 | 0 | 0 | 95429.3277 | 0 | 0 | 0 | 0 | 71488.5639 | 174791.506 | 0 | 0 | 0 | 0 | 0 | 0 | 0 | 0 | 0 | 0 | 0 | 1372.7136 | 0 | 0
2016-02-25 20:00 | 0 | 0 | 0 | 0 | 0 | 0 | 684080.7254 | 447423 | 0 | 0 | 0 | 203470.6336 | 6176579.3797 | 0 | 0 | 0 | 0 | 0 | 0 | 0 | 0 | 0 | 96527.1168 | 0 | 0 | 0 | 0 | 60493.5058 | 174791.506 | 0 | 0 | 0 | 0 | 0 | 0 | 0 | 0 | 0 | 0 | 0 | 1372.7136 | 0 | 0
2016-02-25 21:00 | 0 | 0 | 0 | 0 | 0 | 0 | 553708.6557 | 449033 | 0 | 0 | 0 | 131982.0697 | 6351370.8857 | 0 | 0 | 0 | 0 | 0 | 0 | 0 | 0 | 0 | 97624.9016 | 0 | 0 | 0 | 0 | -71488.5639 | 174791.506 | 0 | 0 | 0 | 0 | 0 | 0 | 0 | 0 | 0 | 0 | 0 | 1372.7136 | 0 | 0
2016-02-25 22:00 | 0 | 0 | 0 | 0 | 0 | 0 | 704169.7835 | 456517 | 0 | 0 | 0 | 203470.6336 | 6526162.3918 | 0 | 0 | 0 | 0 | 0 | 0 | 0 | 0 | 0 | 98722.6819 | 0 | 0 | 0 | 0 | 71488.5639 | 174791.506 | 0 | 0 | 0 | 0 | 0 | 0 | 0 | 0 | 0 | 0 | 0 | 1372.7136 | 0 | 0
2016-02-25 23:00 | 0 | 0 | 0 | 0 | 0 | 0 | 540053.166 | 472070 | 0 | 0 | 0 | 203470.6336 | 6594145.5578 | 0 | 0 | 0 | 0 | 0 | 0 | 0 | 0 | 0 | 98722.2871 | 0 | 0 | 0 | 0 | 0 | 67983.166 | 0 | 0 | 0 | 0 | 0 | 0 | 0 | 0 | 0 | 0 | 0 | 0 | 0 | 0
2016-02-26 | 0 | 0 | 0 | 0 | 0 | 290450.3493 | 133687.0083 | 484445 | 0 | 0 | 0 | 143162.9912 | 6594145.5578 | 0 | 0 | 0 | 0 | 0 | 0 | 0 | 0 | 0 | 98721.8922 | 0 | 0 | 0 | 0 | -60307.6423 | 0 | 0 | 0 | 0 | 0 | 0 | 0 | 0 | 0 | 0 | 0 | 0 | 0 | 0 | 0
2016-02-26 01:00 | 0 | 0 | 0 | 0 | 0 | 202535.8141 | 106.4979 | 486525 | 0 | 0 | 0 | 131982.0697 | 6321443.7913 | 0 | 0 | 0 | 0 | 0 | 0 | 0 | 0 | 0 | 98721.4973 | 0 | 0 | 0 | 0 | -11180.9216 | 0 | 272701.7664 | 0 | 0 | 0 | 0 | 0 | 0 | 0 | 0 | 0 | 0 | 0 | 0 | 0
2016-02-26 02:00 | 0 | 0 | 0 | 0 | 0 | 314156.2465 | 0 | 478144 | 0 | 0 | 0 | 203470.6336 | 6085967.474 | 0 | 0 | 0 | 0 | 0 | 0 | 0 | 0 | 0 | 98721.1024 | 0 | 0 | 0 | 0 | 71488.5639 | 37225.4491 | 272701.7664 | 0 | 0 | 0 | 0 | 0 | 0 | 0 | 0 | 0 | 0 | 0 | 0 | 0
2016-02-26 03:00 | 0 | 0 | 0 | 0 | 0 | 118042.6697 | 0 | 462233 | 0 | 0 | 0 | 131982.0697 | 5813265.7076 | 0 | 0 | 0 | 0 | 0 | 0 | 0 | 0 | 0 | 98720.7075 | 0 | 0 | 0 | 0 | -71488.5639 | 0 | 272701.7664 | 0 | 0 | 0 | 0 | 0 | 0 | 0 | 0 | 0 | 0 | 0 | 0 | 0
2016-02-26 04:00 | 0 | 0 | 0 | 0 | 0 | 354046.5731 | 0 | 440294 | 0 | 0 | 0 | 60493.5058 | 5798506.8446 | 0 | 0 | 0 | 0 | 0 | 0 | 0 | 0 | 0 | 98720.3126 | 0 | 0 | 0 | 0 | -71488.5639 | 0 | 14758.863 | 0 | 0 | 0 | 0 | 0 | 0 | 0 | 0 | 0 | 0 | 0 | 0 | 0
2016-02-26 05:00 | 0 | 0 | 0 | 0 | 0 | 360335.4942 | 0 | 420829 | 0 | 0 | 0 | 0 | 5798506.8446 | 0 | 0 | 0 | 0 | 0 | 0 | 0 | 0 | 0 | 98719.9177 | 0 | 0 | 0 | 0 | -60493.5058 | 0 | 0 | 0 | 0 | 0 | 0 | 0 | 0 | 0 | 0 | 0 | 0 | 0 | 0 | 0
2016-02-26 06:00 | 0 | 0 | 0 | 0 | 0 | 136206.2336 | 0 | 408908 | 0 | 0 | 0 | 0 | 5525805.0782 | 0 | 0 | 0 | 0 | 0 | 0 | 0 | 0 | 0 | 98719.5229 | 0 | 0 | 0 | 0 | 0 | 0 | 272701.7664 | 0 | 0 | 0 | 0 | 0 | 0 | 0 | 0 | 0 | 0 | 0 | 0 | 0
2016-02-26 07:00 | 0 | 0 | 0 | 0 | 0 | 200767.7975 | 0 | 401981 | 0 | 0 | 0 | 71488.5639 | 5253103.3118 | 0 | 0 | 0 | 0 | 0 | 0 | 0 | 0 | 0 | 98719.128 | 0 | 0 | 0 | 0 | 71488.5639 | 0 | 272701.7664 | 0 | 0 | 0 | 0 | 0 | 0 | 0 | 0 | 0 | 0 | 0 | 0 | 0
2016-02-26 08:00 | 0 | 0 | 0 | 0 | 0 | 198830.7975 | 0 | 400044 | 0 | 0 | 0 | 142977.1278 | 4980401.5453 | 0 | 0 | 0 | 0 | 0 | 0 | 0 | 0 | 0 | 98718.7331 | 0 | 0 | 0 | 0 | 71488.5639 | 0 | 272701.7664 | 0 | 0 | 0 | 0 | 0 | 0 | 0 | 0 | 0 | 0 | 0 | 0 | 0
2016-02-26 09:00 | 0 | 0 | 0 | 0 | 0 | 192116.7394 | 0 | 404325 | 0 | 0 | 0 | 203470.6336 | 4707699.7789 | 0 | 0 | 0 | 0 | 0 | 0 | 0 | 0 | 0 | 98718.3382 | 0 | 0 | 0 | 0 | 60493.5058 | 0 | 272701.7664 | 0 | 0 | 0 | 0 | 0 | 0 | 0 | 0 | 0 | 0 | 0 | 0 | 0
2016-02-26 10:00 | 0 | 0 | 0 | 0 | 0 | 75598.6697 | 0 | 419789 | 0 | 0 | 0 | 131982.0697 | 4434998.0125 | 0 | 0 | 0 | 0 | 0 | 0 | 0 | 0 | 0 | 98717.9434 | 0 | 0 | 0 | 0 | -71488.5639 | 0 | 272701.7664 | 0 | 0 | 0 | 0 | 0 | 0 | 0 | 0 | 0 | 0 | 0 | 0 | 0
2016-02-26 11:00 | 0 | 0 | 0 | 0 | 0 | 381658.4361 | 0 | 453147 | 0 | 0 | 0 | 60493.5058 | 4434998.0125 | 0 | 0 | 0 | 0 | 0 | 0 | 0 | 0 | 0 | 98717.5485 | 0 | 0 | 0 | 0 | -71488.5639 | 0 | 0 | 0 | 0 | 0 | 0 | 0 | 0 | 0 | 0 | 0 | 0 | 0 | 0 | 0
2016-02-26 12:00 | 0 | 0 | 0 | 0 | 0 | 522392.379 | 0 | 480966 | 0 | 0 | 0 | 101919.8848 | 4434998.0125 | 0 | 0 | 0 | 0 | 0 | 0 | 0 | 0 | 0 | 98717.1536 | 0 | 0 | 0 | 0 | 41426.379 | 0 | 0 | 0 | 0 | 0 | 0 | 0 | 0 | 0 | 0 | 0 | 0 | 0 | 0 | 0
2016-02-26 13:00 | 0 | 0 | 0 | 0 | 0 | 408607.0361 | 7161.4001 | 487257 | 0 | 0 | 0 | 30431.3209 | 4434998.0125 | 0 | 0 | 0 | 0 | 0 | 0 | 0 | 0 | 0 | 98716.7587 | 0 | 0 | 0 | 0 | -71488.5639 | 0 | 0 | 0 | 0 | 0 | 0 | 0 | 0 | 0 | 0 | 0 | 0 | 0 | 0 | 0
2016-02-26 14:00 | 0 | 0 | 0 | 0 | 0 | 0 | 330170.2037 | 482161 | 0 | 0 | 0 | 0 | 4313438.5371 | 0 | 0 | 0 | 0 | 0 | 0 | 0 | 0 | 0 | 98716.3639 | 0 | 0 | 0 | 0 | -30431.3209 | 0 | 121559.4754 | 0 | 0 | 0 | 0 | 0 | 0 | 0 | 0 | 0 | 0 | 0 | 0 | 0
2016-02-26 15:00 | 0 | 0 | 0 | 0 | 0 | 0 | 650705.2196 | 474541 | 0 | 0 | 0 | 0 | 4488230.0432 | 0 | 0 | 0 | 0 | 0 | 0 | 0 | 0 | 0 | 99814.1399 | 0 | 0 | 0 | 0 | 0 | 174791.506 | 0 | 0 | 0 | 0 | 0 | 0 | 0 | 0 | 0 | 0 | 0 | 1372.7136 | 0 | 0
2016-02-26 16:00 | 0 | 0 | 0 | 0 | 0 | 0 | 641348.2196 | 465184 | 0 | 0 | 0 | 0 | 4663021.5492 | 0 | 0 | 0 | 0 | 0 | 0 | 0 | 0 | 0 | 100911.9115 | 0 | 0 | 0 | 0 | 0 | 174791.506 | 0 | 0 | 0 | 0 | 0 | 0 | 0 | 0 | 0 | 0 | 0 | 1372.7136 | 0 | 0
2016-02-26 17:00 | 0 | 0 | 0 | 0 | 0 | 0 | 702618.7835 | 454966 | 0 | 0 | 0 | 71488.5639 | 4837813.0553 | 0 | 0 | 0 | 0 | 0 | 0 | 0 | 0 | 0 | 102009.6787 | 0 | 0 | 0 | 0 | 71488.5639 | 174791.506 | 0 | 0 | 0 | 0 | 0 | 0 | 0 | 0 | 0 | 0 | 0 | 1372.7136 | 0 | 0
2016-02-26 18:00 | 0 | 0 | 0 | 0 | 0 | 0 | 550646.6557 | 445971 | 0 | 0 | 0 | 0 | 5012604.5613 | 0 | 0 | 0 | 0 | 0 | 0 | 0 | 0 | 0 | 103107.4415 | 0 | 0 | 0 | 0 | -71488.5639 | 174791.506 | 0 | 0 | 0 | 0 | 0 | 0 | 0 | 0 | 0 | 0 | 0 | 1372.7136 | 0 | 0
2016-02-26 19:00 | 0 | 0 | 0 | 0 | 0 | 0 | 686778.7835 | 439126 | 0 | 0 | 0 | 71488.5639 | 5187396.0673 | 0 | 0 | 0 | 0 | 0 | 0 | 0 | 0 | 0 | 104205.2 | 0 | 0 | 0 | 0 | 71488.5639 | 174791.506 | 0 | 0 | 0 | 0 | 0 | 0 | 0 | 0 | 0 | 0 | 0 | 1372.7136 | 0 | 0
2016-02-26 20:00 | 0 | 0 | 0 | 0 | 0 | 0 | 599359.1615 | 434190 | 0 | 0 | 0 | 60493.5058 | 5362187.5734 | 0 | 0 | 0 | 0 | 0 | 0 | 0 | 0 | 0 | 105302.954 | 0 | 0 | 0 | 0 | -10995.0581 | 174791.506 | 0 | 0 | 0 | 0 | 0 | 0 | 0 | 0 | 0 | 0 | 0 | 1372.7136 | 0 | 0
2016-02-26 21:00 | 0 | 0 | 0 | 0 | 0 | 0 | 680926.7835 | 433274 | 0 | 0 | 0 | 131982.0697 | 5536979.0794 | 0 | 0 | 0 | 0 | 0 | 0 | 0 | 0 | 0 | 106400.7037 | 0 | 0 | 0 | 0 | 71488.5639 | 174791.506 | 0 | 0 | 0 | 0 | 0 | 0 | 0 | 0 | 0 | 0 | 0 | 1372.7136 | 0 | 0
2016-02-26 22:00 | 0 | 0 | 0 | 0 | 0 | 0 | 687340.7835 | 439688 | 0 | 0 | 0 | 203470.6336 | 5711770.5855 | 0 | 0 | 0 | 0 | 0 | 0 | 0 | 0 | 0 | 107498.4489 | 0 | 0 | 0 | 0 | 71488.5639 | 174791.506 | 0 | 0 | 0 | 0 | 0 | 0 | 0 | 0 | 0 | 0 | 0 | 1372.7136 | 0 | 0
2016-02-26 23:00 | 0 | 0 | 0 | 0 | 0 | 0 | 485169.0028 | 454068 | 0 | 0 | 0 | 203470.6336 | 5742871.5883 | 0 | 0 | 0 | 0 | 0 | 0 | 0 | 0 | 0 | 107498.0189 | 0 | 0 | 0 | 0 | 0 | 31101.0028 | 0 | 0 | 0 | 0 | 0 | 0 | 0 | 0 | 0 | 0 | 0 | 0 | 0 | 0
2016-02-27 | 0 | 0 | 0 | 0 | 0 | 93473.5421 | 101043.6915 | 467219 | 0 | 0 | 0 | 203470.6336 | 5470169.8219 | 0 | 0 | 0 | 0 | 0 | 0 | 0 | 0 | 0 | 107497.589 | 0 | 0 | 0 | 0 | 0 | 0 | 272701.7664 | 0 | 0 | 0 | 0 | 0 | 0 | 0 | 0 | 0 | 0 | 0 | 0 | 0
2016-02-27 01:00 | 0 | 0 | 0 | 0 | 0 | 197466.7234 | 106.5102 | 470275 | 0 | 0 | 0 | 203470.6336 | 5197468.0555 | 0 | 0 | 0 | 0 | 0 | 0 | 0 | 0 | 0 | 107497.159 | 0 | 0 | 0 | 0 | 0 | 0 | 272701.7664 | 0 | 0 | 0 | 0 | 0 | 0 | 0 | 0 | 0 | 0 | 0 | 0 | 0
2016-02-27 02:00 | 0 | 0 | 0 | 0 | 0 | 466084 | 0 | 466084 | 0 | 0 | 0 | 203470.6336 | 5197468.0555 | 0 | 0 | 0 | 0 | 0 | 0 | 0 | 0 | 0 | 107496.729 | 0 | 0 | 0 | 0 | 0 | 0 | 0 | 0 | 0 | 0 | 0 | 0 | 0 | 0 | 0 | 0 | 0 | 0 | 0 | 0
2016-02-27 03:00 | 0 | 0 | 0 | 0 | 0 | 383205.4361 | 0 | 454694 | 0 | 0 | 0 | 131982.0697 | 5197468.0555 | 0 | 0 | 0 | 0 | 0 | 0 | 0 | 0 | 0 | 107496.299 | 0 | 0 | 0 | 0 | -71488.5639 | 0 | 0 | 0 | 0 | 0 | 0 | 0 | 0 | 0 | 0 | 0 | 0 | 0 | 0 | 0
2016-02-27 04:00 | 0 | 0 | 0 | 0 | 0 | 448588.0581 | 0 | 437593 | 0 | 0 | 0 | 142977.1278 | 5197468.0555 | 0 | 0 | 0 | 0 | 0 | 0 | 0 | 0 | 0 | 107495.869 | 0 | 0 | 0 | 0 | 10995.0581 | 0 | 0 | 0 | 0 | 0 | 0 | 0 | 0 | 0 | 0 | 0 | 0 | 0 | 0 | 0
2016-02-27 05:00 | 0 | 0 | 0 | 0 | 0 | 349416.4361 | 0 | 420905 | 0 | 0 | 0 | 71488.5639 | 5197468.0555 | 0 | 0 | 0 | 0 | 0 | 0 | 0 | 0 | 0 | 107495.439 | 0 | 0 | 0 | 0 | -71488.5639 | 0 | 0 | 0 | 0 | 0 | 0 | 0 | 0 | 0 | 0 | 0 | 0 | 0 | 0 | 0
2016-02-27 06:00 | 0 | 0 | 0 | 0 | 0 | 65690.6697 | 0 | 409881 | 0 | 0 | 0 | 0 | 4924766.289 | 0 | 0 | 0 | 0 | 0 | 0 | 0 | 0 | 0 | 107495.009 | 0 | 0 | 0 | 0 | -71488.5639 | 0 | 272701.7664 | 0 | 0 | 0 | 0 | 0 | 0 | 0 | 0 | 0 | 0 | 0 | 0 | 0
2016-02-27 07:00 | 0 | 0 | 0 | 0 | 0 | 202225.7975 | 0 | 403439 | 0 | 0 | 0 | 71488.5639 | 4652064.5226 | 0 | 0 | 0 | 0 | 0 | 0 | 0 | 0 | 0 | 107494.5791 | 0 | 0 | 0 | 0 | 71488.5639 | 0 | 272701.7664 | 0 | 0 | 0 | 0 | 0 | 0 | 0 | 0 | 0 | 0 | 0 | 0 | 0
2016-02-27 08:00 | 0 | 0 | 0 | 0 | 0 | 328621.4361 | 0 | 400110 | 0 | 0 | 0 | 0 | 4652064.5226 | 0 | 0 | 0 | 0 | 0 | 0 | 0 | 0 | 0 | 107494.1491 | 0 | 0 | 0 | 0 | -71488.5639 | 0 | 0 | 0 | 0 | 0 | 0 | 0 | 0 | 0 | 0 | 0 | 0 | 0 | 0 | 0
2016-02-27 09:00 | 0 | 0 | 0 | 0 | 0 | 401585 | 0 | 401585 | 0 | 0 | 0 | 0 | 4652064.5226 | 0 | 0 | 0 | 0 | 0 | 0 | 0 | 0 | 0 | 107493.7191 | 0 | 0 | 0 | 0 | 0 | 0 | 0 | 0 | 0 | 0 | 0 | 0 | 0 | 0 | 0 | 0 | 0 | 0 | 0 | 0
2016-02-27 10:00 | 0 | 0 | 0 | 0 | 0 | 478773.5639 | 0 | 407285 | 0 | 0 | 0 | 71488.5639 | 4652064.5226 | 0 | 0 | 0 | 0 | 0 | 0 | 0 | 0 | 0 | 107493.2891 | 0 | 0 | 0 | 0 | 71488.5639 | 0 | 0 | 0 | 0 | 0 | 0 | 0 | 0 | 0 | 0 | 0 | 0 | 0 | 0 | 0
2016-02-27 11:00 | 0 | 0 | 0 | 0 | 0 | 350322.4361 | 0 | 421811 | 0 | 0 | 0 | 0 | 4652064.5226 | 0 | 0 | 0 | 0 | 0 | 0 | 0 | 0 | 0 | 107492.8592 | 0 | 0 | 0 | 0 | -71488.5639 | 0 | 0 | 0 | 0 | 0 | 0 | 0 | 0 | 0 | 0 | 0 | 0 | 0 | 0 | 0
2016-02-27 12:00 | 0 | 0 | 0 | 0 | 0 | 235700.7975 | 0 | 436914 | 0 | 0 | 0 | 71488.5639 | 4379362.7562 | 0 | 0 | 0 | 0 | 0 | 0 | 0 | 0 | 0 | 107492.4292 | 0 | 0 | 0 | 0 | 71488.5639 | 0 | 272701.7664 | 0 | 0 | 0 | 0 | 0 | 0 | 0 | 0 | 0 | 0 | 0 | 0 | 0
2016-02-27 13:00 | 0 | 0 | 0 | 0 | 0 | 364968.0081 | 7120.428 | 443577 | 0 | 0 | 0 | 0 | 4379362.7562 | 0 | 0 | 0 | 0 | 0 | 0 | 0 | 0 | 0 | 107491.9992 | 0 | 0 | 0 | 0 | -71488.5639 | 0 | 0 | 0 | 0 | 0 | 0 | 0 | 0 | 0 | 0 | 0 | 0 | 0 | 0 | 0
2016-02-27 14:00 | 0 | 0 | 0 | 0 | 0 | 141400.6148 | 298902.3852 | 440303 | 0 | 0 | 0 | 0 | 4379362.7562 | 0 | 0 | 0 | 0 | 0 | 0 | 0 | 0 | 0 | 107491.5692 | 0 | 0 | 0 | 0 | 0 | 0 | 0 | 0 | 0 | 0 | 0 | 0 | 0 | 0 | 0 | 0 | 0 | 0 | 0 | 0
2016-02-27 15:00 | 0 | 0 | 0 | 0 | 0 | 0 | 607930.2196 | 431766 | 0 | 0 | 0 | 0 | 4554154.2623 | 0 | 0 | 0 | 0 | 0 | 0 | 0 | 0 | 0 | 108589.3101 | 0 | 0 | 0 | 0 | 0 | 174791.506 | 0 | 0 | 0 | 0 | 0 | 0 | 0 | 0 | 0 | 0 | 0 | 1372.7136 | 0 | 0
2016-02-27 16:00 | 0 | 0 | 0 | 0 | 0 | 0 | 657861.7254 | 421204 | 0 | 0 | 0 | 60493.5058 | 4728945.7683 | 0 | 0 | 0 | 0 | 0 | 0 | 0 | 0 | 0 | 109687.0467 | 0 | 0 | 0 | 0 | 60493.5058 | 174791.506 | 0 | 0 | 0 | 0 | 0 | 0 | 0 | 0 | 0 | 0 | 0 | 1372.7136 | 0 | 0
2016-02-27 17:00 | 0 | 0 | 0 | 0 | 0 | 0 | 658623.7835 | 410971 | 0 | 0 | 0 | 131982.0697 | 4903737.2743 | 0 | 0 | 0 | 0 | 0 | 0 | 0 | 0 | 0 | 110784.7788 | 0 | 0 | 0 | 0 | 71488.5639 | 174791.506 | 0 | 0 | 0 | 0 | 0 | 0 | 0 | 0 | 0 | 0 | 0 | 1372.7136 | 0 | 0
2016-02-27 18:00 | 0 | 0 | 0 | 0 | 0 | 0 | 505991.6557 | 401316 | 0 | 0 | 0 | 60493.5058 | 5078528.7804 | 0 | 0 | 0 | 0 | 0 | 0 | 0 | 0 | 0 | 111882.5065 | 0 | 0 | 0 | 0 | -71488.5639 | 174791.506 | 0 | 0 | 0 | 0 | 0 | 0 | 0 | 0 | 0 | 0 | 0 | 1372.7136 | 0 | 0
2016-02-27 19:00 | 0 | 0 | 0 | 0 | 0 | 0 | 641684.7835 | 394032 | 0 | 0 | 0 | 131982.0697 | 5253320.2864 | 0 | 0 | 0 | 0 | 0 | 0 | 0 | 0 | 0 | 112980.2298 | 0 | 0 | 0 | 0 | 71488.5639 | 174791.506 | 0 | 0 | 0 | 0 | 0 | 0 | 0 | 0 | 0 | 0 | 0 | 1372.7136 | 0 | 0
2016-02-27 20:00 | 0 | 0 | 0 | 0 | 0 | 0 | 636646.7835 | 388994 | 0 | 0 | 0 | 203470.6336 | 5428111.7924 | 0 | 0 | 0 | 0 | 0 | 0 | 0 | 0 | 0 | 114077.9488 | 0 | 0 | 0 | 0 | 71488.5639 | 174791.506 | 0 | 0 | 0 | 0 | 0 | 0 | 0 | 0 | 0 | 0 | 0 | 1372.7136 | 0 | 0
2016-02-27 21:00 | 0 | 0 | 0 | 0 | 0 | 0 | 564890.2196 | 388726 | 0 | 0 | 0 | 203470.6336 | 5602903.2985 | 0 | 0 | 0 | 0 | 0 | 0 | 0 | 0 | 0 | 115175.6633 | 0 | 0 | 0 | 0 | 0 | 174791.506 | 0 | 0 | 0 | 0 | 0 | 0 | 0 | 0 | 0 | 0 | 0 | 1372.7136 | 0 | 0
2016-02-27 22:00 | 0 | 0 | 0 | 0 | 0 | 0 | 569900.2196 | 393736 | 0 | 0 | 0 | 203470.6336 | 5777694.8045 | 0 | 0 | 0 | 0 | 0 | 0 | 0 | 0 | 0 | 116273.3735 | 0 | 0 | 0 | 0 | 0 | 174791.506 | 0 | 0 | 0 | 0 | 0 | 0 | 0 | 0 | 0 | 0 | 0 | 1372.7136 | 0 | 0
2016-02-27 23:00 | 0 | 0 | 0 | 0 | 0 | 0 | 501795.4616 | 408718 | 0 | 0 | 0 | 203470.6336 | 5870772.2662 | 0 | 0 | 0 | 0 | 0 | 0 | 0 | 0 | 0 | 116272.9084 | 0 | 0 | 0 | 0 | 0 | 93077.4616 | 0 | 0 | 0 | 0 | 0 | 0 | 0 | 0 | 0 | 0 | 0 | 0 | 0 | 0
2016-02-28 | 0 | 0 | 0 | 0 | 0 | 220152.1242 | 131540.312 | 423181 | 0 | 0 | 0 | 131982.0697 | 5870772.2662 | 0 | 0 | 0 | 0 | 0 | 0 | 0 | 0 | 0 | 116272.4433 | 0 | 0 | 0 | 0 | -71488.5639 | 0 | 0 | 0 | 0 | 0 | 0 | 0 | 0 | 0 | 0 | 0 | 0 | 0 | 0 | 0
2016-02-28 01:00 | 0 | 0 | 0 | 0 | 0 | 498357.5801 | 166.9838 | 427036 | 0 | 0 | 0 | 203470.6336 | 5870772.2662 | 0 | 0 | 0 | 0 | 0 | 0 | 0 | 0 | 0 | 116271.9782 | 0 | 0 | 0 | 0 | 71488.5639 | 0 | 0 | 0 | 0 | 0 | 0 | 0 | 0 | 0 | 0 | 0 | 0 | 0 | 0 | 0
2016-02-28 02:00 | 0 | 0 | 0 | 0 | 0 | 353570.4361 | 0 | 425059 | 0 | 0 | 0 | 131982.0697 | 5870772.2662 | 0 | 0 | 0 | 0 | 0 | 0 | 0 | 0 | 0 | 116271.5131 | 0 | 0 | 0 | 0 | -71488.5639 | 0 | 0 | 0 | 0 | 0 | 0 | 0 | 0 | 0 | 0 | 0 | 0 | 0 | 0 | 0
2016-02-28 03:00 | 0 | 0 | 0 | 0 | 0 | 155126.2917 | 0 | 416833 | 0 | 0 | 0 | 142977.1278 | 5598070.4997 | 0 | 0 | 0 | 0 | 0 | 0 | 0 | 0 | 0 | 116271.0481 | 0 | 0 | 0 | 0 | 10995.0581 | 0 | 272701.7664 | 0 | 0 | 0 | 0 | 0 | 0 | 0 | 0 | 0 | 0 | 0 | 0 | 0
2016-02-28 04:00 | 0 | 0 | 0 | 0 | 0 | 331448.4361 | 0 | 402937 | 0 | 0 | 0 | 71488.5639 | 5598070.4997 | 0 | 0 | 0 | 0 | 0 | 0 | 0 | 0 | 0 | 116270.583 | 0 | 0 | 0 | 0 | -71488.5639 | 0 | 0 | 0 | 0 | 0 | 0 | 0 | 0 | 0 | 0 | 0 | 0 | 0 | 0 | 0
2016-02-28 05:00 | 0 | 0 | 0 | 0 | 0 | 318031.4361 | 0 | 389520 | 0 | 0 | 0 | 0 | 5598070.4997 | 0 | 0 | 0 | 0 | 0 | 0 | 0 | 0 | 0 | 116270.1179 | 0 | 0 | 0 | 0 | -71488.5639 | 0 | 0 | 0 | 0 | 0 | 0 | 0 | 0 | 0 | 0 | 0 | 0 | 0 | 0 | 0
2016-02-28 06:00 | 0 | 0 | 0 | 0 | 0 | 177801.7975 | 0 | 379015 | 0 | 0 | 0 | 71488.5639 | 5325368.7333 | 0 | 0 | 0 | 0 | 0 | 0 | 0 | 0 | 0 | 116269.6528 | 0 | 0 | 0 | 0 | 71488.5639 | 0 | 272701.7664 | 0 | 0 | 0 | 0 | 0 | 0 | 0 | 0 | 0 | 0 | 0 | 0 | 0
2016-02-28 07:00 | 0 | 0 | 0 | 0 | 0 | 300712.4361 | 0 | 372201 | 0 | 0 | 0 | 0 | 5325368.7333 | 0 | 0 | 0 | 0 | 0 | 0 | 0 | 0 | 0 | 116269.1877 | 0 | 0 | 0 | 0 | -71488.5639 | 0 | 0 | 0 | 0 | 0 | 0 | 0 | 0 | 0 | 0 | 0 | 0 | 0 | 0 | 0
2016-02-28 08:00 | 0 | 0 | 0 | 0 | 0 | 368586 | 0 | 368586 | 0 | 0 | 0 | 0 | 5325368.7333 | 0 | 0 | 0 | 0 | 0 | 0 | 0 | 0 | 0 | 116268.7226 | 0 | 0 | 0 | 0 | 0 | 0 | 0 | 0 | 0 | 0 | 0 | 0 | 0 | 0 | 0 | 0 | 0 | 0 | 0 | 0
2016-02-28 09:00 | 0 | 0 | 0 | 0 | 0 | 167717.7975 | 0 | 368931 | 0 | 0 | 0 | 71488.5639 | 5052666.9669 | 0 | 0 | 0 | 0 | 0 | 0 | 0 | 0 | 0 | 116268.2576 | 0 | 0 | 0 | 0 | 71488.5639 | 0 | 272701.7664 | 0 | 0 | 0 | 0 | 0 | 0 | 0 | 0 | 0 | 0 | 0 | 0 | 0
2016-02-28 10:00 | 0 | 0 | 0 | 0 | 0 | 301776.4361 | 0 | 373265 | 0 | 0 | 0 | 0 | 5052666.9669 | 0 | 0 | 0 | 0 | 0 | 0 | 0 | 0 | 0 | 116267.7925 | 0 | 0 | 0 | 0 | -71488.5639 | 0 | 0 | 0 | 0 | 0 | 0 | 0 | 0 | 0 | 0 | 0 | 0 | 0 | 0 | 0
2016-02-28 11:00 | 0 | 0 | 0 | 0 | 0 | 453609.5639 | 0 | 382121 | 0 | 0 | 0 | 71488.5639 | 5052666.9669 | 0 | 0 | 0 | 0 | 0 | 0 | 0 | 0 | 0 | 116267.3274 | 0 | 0 | 0 | 0 | 71488.5639 | 0 | 0 | 0 | 0 | 0 | 0 | 0 | 0 | 0 | 0 | 0 | 0 | 0 | 0 | 0
2016-02-28 12:00 | 0 | 0 | 0 | 0 | 0 | 320759.4361 | 0 | 392248 | 0 | 0 | 0 | 0 | 5052666.9669 | 0 | 0 | 0 | 0 | 0 | 0 | 0 | 0 | 0 | 116266.8624 | 0 | 0 | 0 | 0 | -71488.5639 | 0 | 0 | 0 | 0 | 0 | 0 | 0 | 0 | 0 | 0 | 0 | 0 | 0 | 0 | 0
2016-02-28 13:00 | 0 | 0 | 0 | 0 | 0 | 460132.4901 | 8527.0738 | 397171 | 0 | 0 | 0 | 71488.5639 | 5052666.9669 | 0 | 0 | 0 | 0 | 0 | 0 | 0 | 0 | 0 | 116266.3973 | 0 | 0 | 0 | 0 | 71488.5639 | 0 | 0 | 0 | 0 | 0 | 0 | 0 | 0 | 0 | 0 | 0 | 0 | 0 | 0 | 0
2016-02-28 14:00 | 0 | 0 | 0 | 0 | 0 | 5222.1046 | 319291.3315 | 396002 | 0 | 0 | 0 | 0 | 5052666.9669 | 0 | 0 | 0 | 0 | 0 | 0 | 0 | 0 | 0 | 116265.9322 | 0 | 0 | 0 | 0 | -71488.5639 | 0 | 0 | 0 | 0 | 0 | 0 | 0 | 0 | 0 | 0 | 0 | 0 | 0 | 0 | 0
2016-02-28 15:00 | 0 | 0 | 0 | 0 | 0 | 0 | 567040.2196 | 390876 | 0 | 0 | 0 | 0 | 5227458.473 | 0 | 0 | 0 | 0 | 0 | 0 | 0 | 0 | 0 | 117363.638 | 0 | 0 | 0 | 0 | 0 | 174791.506 | 0 | 0 | 0 | 0 | 0 | 0 | 0 | 0 | 0 | 0 | 0 | 1372.7136 | 0 | 0
2016-02-28 16:00 | 0 | 0 | 0 | 0 | 0 | 0 | 633294.7835 | 385642 | 0 | 0 | 0 | 71488.5639 | 5402249.979 | 0 | 0 | 0 | 0 | 0 | 0 | 0 | 0 | 0 | 118461.3394 | 0 | 0 | 0 | 0 | 71488.5639 | 174791.506 | 0 | 0 | 0 | 0 | 0 | 0 | 0 | 0 | 0 | 0 | 0 | 1372.7136 | 0 | 0
2016-02-28 17:00 | 0 | 0 | 0 | 0 | 0 | 0 | 617622.7254 | 380965 | 0 | 0 | 0 | 131982.0697 | 5577041.485 | 0 | 0 | 0 | 0 | 0 | 0 | 0 | 0 | 0 | 119559.0365 | 0 | 0 | 0 | 0 | 60493.5058 | 174791.506 | 0 | 0 | 0 | 0 | 0 | 0 | 0 | 0 | 0 | 0 | 0 | 1372.7136 | 0 | 0
2016-02-28 18:00 | 0 | 0 | 0 | 0 | 0 | 0 | 625116.7835 | 377464 | 0 | 0 | 0 | 203470.6336 | 5751832.9911 | 0 | 0 | 0 | 0 | 0 | 0 | 0 | 0 | 0 | 120656.7291 | 0 | 0 | 0 | 0 | 71488.5639 | 174791.506 | 0 | 0 | 0 | 0 | 0 | 0 | 0 | 0 | 0 | 0 | 0 | 1372.7136 | 0 | 0
2016-02-28 19:00 | 0 | 0 | 0 | 0 | 0 | 0 | 478859.6557 | 374184 | 0 | 0 | 0 | 131982.0697 | 5926624.4971 | 0 | 0 | 0 | 0 | 0 | 0 | 0 | 0 | 0 | 121754.4173 | 0 | 0 | 0 | 0 | -71488.5639 | 174791.506 | 0 | 0 | 0 | 0 | 0 | 0 | 0 | 0 | 0 | 0 | 0 | 1372.7136 | 0 | 0
2016-02-28 20:00 | 0 | 0 | 0 | 0 | 0 | 0 | 620649.7835 | 372997 | 0 | 0 | 0 | 203470.6336 | 6101416.0031 | 0 | 0 | 0 | 0 | 0 | 0 | 0 | 0 | 0 | 122852.1012 | 0 | 0 | 0 | 0 | 71488.5639 | 174791.506 | 0 | 0 | 0 | 0 | 0 | 0 | 0 | 0 | 0 | 0 | 0 | 1372.7136 | 0 | 0
2016-02-28 21:00 | 0 | 0 | 0 | 0 | 0 | 0 | 551764.2196 | 375600 | 0 | 0 | 0 | 203470.6336 | 6276207.5092 | 0 | 0 | 0 | 0 | 0 | 0 | 0 | 0 | 0 | 123949.7806 | 0 | 0 | 0 | 0 | 0 | 174791.506 | 0 | 0 | 0 | 0 | 0 | 0 | 0 | 0 | 0 | 0 | 0 | 1372.7136 | 0 | 0
2016-02-28 22:00 | 0 | 0 | 0 | 0 | 0 | 0 | 560793.2196 | 384629 | 0 | 0 | 0 | 203470.6336 | 6450999.0152 | 0 | 0 | 0 | 0 | 0 | 0 | 0 | 0 | 0 | 125047.4557 | 0 | 0 | 0 | 0 | 0 | 174791.506 | 0 | 0 | 0 | 0 | 0 | 0 | 0 | 0 | 0 | 0 | 0 | 1372.7136 | 0 | 0
2016-02-28 23:00 | 0 | 0 | 0 | 0 | 0 | 0 | 440988.6446 | 401421 | 0 | 0 | 0 | 203470.6336 | 6490566.6598 | 0 | 0 | 0 | 0 | 0 | 0 | 0 | 0 | 0 | 125046.9555 | 0 | 0 | 0 | 0 | 0 | 39567.6446 | 0 | 0 | 0 | 0 | 0 | 0 | 0 | 0 | 0 | 0 | 0 | 0 | 0 | 0
2016-02-29 | 0 | 0 | 0 | 0 | 0 | 325647.0081 | 90934.9919 | 416582 | 0 | 0 | 0 | 203470.6336 | 6490566.6598 | 0 | 0 | 0 | 0 | 0 | 0 | 0 | 0 | 0 | 125046.4553 | 0 | 0 | 0 | 0 | 0 | 0 | 0 | 0 | 0 | 0 | 0 | 0 | 0 | 0 | 0 | 0 | 0 | 0 | 0 | 0
2016-02-29 01:00 | 0 | 0 | 0 | 0 | 0 | 146771.2699 | 174.9637 | 419648 | 0 | 0 | 0 | 203470.6336 | 6217864.8934 | 0 | 0 | 0 | 0 | 0 | 0 | 0 | 0 | 0 | 125045.9551 | 0 | 0 | 0 | 0 | 0 | 0 | 272701.7664 | 0 | 0 | 0 | 0 | 0 | 0 | 0 | 0 | 0 | 0 | 0 | 0 | 0
2016-02-29 02:00 | 0 | 0 | 0 | 0 | 0 | 341300.4361 | 0 | 412789 | 0 | 0 | 0 | 131982.0697 | 6217864.8934 | 0 | 0 | 0 | 0 | 0 | 0 | 0 | 0 | 0 | 125045.455 | 0 | 0 | 0 | 0 | -71488.5639 | 0 | 0 | 0 | 0 | 0 | 0 | 0 | 0 | 0 | 0 | 0 | 0 | 0 | 0 | 0
2016-02-29 03:00 | 0 | 0 | 0 | 0 | 0 | 65535.7278 | 0 | 398731 | 0 | 0 | 0 | 71488.5639 | 5945163.127 | 0 | 0 | 0 | 0 | 0 | 0 | 0 | 0 | 0 | 125044.9548 | 0 | 0 | 0 | 0 | -60493.5058 | 0 | 272701.7664 | 0 | 0 | 0 | 0 | 0 | 0 | 0 | 0 | 0 | 0 | 0 | 0 | 0
2016-02-29 04:00 | 0 | 0 | 0 | 0 | 0 | 178470.7975 | 0 | 379684 | 0 | 0 | 0 | 142977.1278 | 5672461.3606 | 0 | 0 | 0 | 0 | 0 | 0 | 0 | 0 | 0 | 125044.4546 | 0 | 0 | 0 | 0 | 71488.5639 | 0 | 272701.7664 | 0 | 0 | 0 | 0 | 0 | 0 | 0 | 0 | 0 | 0 | 0 | 0 | 0
2016-02-29 05:00 | 0 | 0 | 0 | 0 | 0 | 292203.4361 | 0 | 363692 | 0 | 0 | 0 | 71488.5639 | 5672461.3606 | 0 | 0 | 0 | 0 | 0 | 0 | 0 | 0 | 0 | 125043.9544 | 0 | 0 | 0 | 0 | -71488.5639 | 0 | 0 | 0 | 0 | 0 | 0 | 0 | 0 | 0 | 0 | 0 | 0 | 0 | 0 | 0
2016-02-29 06:00 | 0 | 0 | 0 | 0 | 0 | 279407.4361 | 0 | 350896 | 0 | 0 | 0 | 0 | 5672461.3606 | 0 | 0 | 0 | 0 | 0 | 0 | 0 | 0 | 0 | 125043.4542 | 0 | 0 | 0 | 0 | -71488.5639 | 0 | 0 | 0 | 0 | 0 | 0 | 0 | 0 | 0 | 0 | 0 | 0 | 0 | 0 | 0
2016-02-29 07:00 | 0 | 0 | 0 | 0 | 0 | 414721.5639 | 0 | 343233 | 0 | 0 | 0 | 71488.5639 | 5672461.3606 | 0 | 0 | 0 | 0 | 0 | 0 | 0 | 0 | 0 | 125042.9541 | 0 | 0 | 0 | 0 | 71488.5639 | 0 | 0 | 0 | 0 | 0 | 0 | 0 | 0 | 0 | 0 | 0 | 0 | 0 | 0 | 0
2016-02-29 08:00 | 0 | 0 | 0 | 0 | 0 | 269735.4361 | 0 | 341224 | 0 | 0 | 0 | 0 | 5672461.3606 | 0 | 0 | 0 | 0 | 0 | 0 | 0 | 0 | 0 | 125042.4539 | 0 | 0 | 0 | 0 | -71488.5639 | 0 | 0 | 0 | 0 | 0 | 0 | 0 | 0 | 0 | 0 | 0 | 0 | 0 | 0 | 0
2016-02-29 09:00 | 0 | 0 | 0 | 0 | 0 | 144330.7975 | 0 | 345544 | 0 | 0 | 0 | 71488.5639 | 5399759.5942 | 0 | 0 | 0 | 0 | 0 | 0 | 0 | 0 | 0 | 125041.9537 | 0 | 0 | 0 | 0 | 71488.5639 | 0 | 272701.7664 | 0 | 0 | 0 | 0 | 0 | 0 | 0 | 0 | 0 | 0 | 0 | 0 | 0
2016-02-29 10:00 | 0 | 0 | 0 | 0 | 0 | 290635.4361 | 0 | 362124 | 0 | 0 | 0 | 0 | 5399759.5942 | 0 | 0 | 0 | 0 | 0 | 0 | 0 | 0 | 0 | 125041.4536 | 0 | 0 | 0 | 0 | -71488.5639 | 0 | 0 | 0 | 0 | 0 | 0 | 0 | 0 | 0 | 0 | 0 | 0 | 0 | 0 | 0
2016-02-29 11:00 | 0 | 0 | 0 | 0 | 0 | 122925.2336 | 0 | 395627 | 0 | 0 | 0 | 0 | 5127057.8278 | 0 | 0 | 0 | 0 | 0 | 0 | 0 | 0 | 0 | 125040.9534 | 0 | 0 | 0 | 0 | 0 | 0 | 272701.7664 | 0 | 0 | 0 | 0 | 0 | 0 | 0 | 0 | 0 | 0 | 0 | 0 | 0
2016-02-29 12:00 | 0 | 0 | 0 | 0 | 0 | 496055.5639 | 0 | 424567 | 0 | 0 | 0 | 71488.5639 | 5127057.8278 | 0 | 0 | 0 | 0 | 0 | 0 | 0 | 0 | 0 | 125040.4532 | 0 | 0 | 0 | 0 | 71488.5639 | 0 | 0 | 0 | 0 | 0 | 0 | 0 | 0 | 0 | 0 | 0 | 0 | 0 | 0 | 0
2016-02-29 13:00 | 0 | 0 | 0 | 0 | 0 | 350237.1783 | 11349.2578 | 433075 | 0 | 0 | 0 | 0 | 5127057.8278 | 0 | 0 | 0 | 0 | 0 | 0 | 0 | 0 | 0 | 125039.9531 | 0 | 0 | 0 | 0 | -71488.5639 | 0 | 0 | 0 | 0 | 0 | 0 | 0 | 0 | 0 | 0 | 0 | 0 | 0 | 0 | 0
2016-02-29 14:00 | 0 | 0 | 0 | 0 | 0 | 117094.6697 | 318520.3303 | 435615 | 0 | 0 | 0 | 0 | 5127057.8278 | 0 | 0 | 0 | 0 | 0 | 0 | 0 | 0 | 0 | 125039.4529 | 0 | 0 | 0 | 0 | 0 | 0 | 0 | 0 | 0 | 0 | 0 | 0 | 0 | 0 | 0 | 0 | 0 | 0 | 0 | 0
2016-02-29 15:00 | 0 | 0 | 0 | 0 | 0 | 0 | 678033.7937 | 436352 | 0 | 0 | 0 | 65517.5741 | 5301849.3338 | 0 | 0 | 0 | 0 | 0 | 0 | 0 | 0 | 0 | 126137.1236 | 0 | 0 | 0 | 0 | 65517.5741 | 174791.506 | 0 | 0 | 0 | 0 | 0 | 0 | 0 | 0 | 0 | 0 | 0 | 1372.7136 | 0 | 0
2016-02-29 16:00 | 0 | 0 | 0 | 0 | 0 | 0 | 544916.6456 | 434270 | 0 | 0 | 0 | 0 | 5476640.8398 | 0 | 0 | 0 | 0 | 0 | 0 | 0 | 0 | 0 | 127234.7899 | 0 | 0 | 0 | 0 | -65517.5741 | 174791.506 | 0 | 0 | 0 | 0 | 0 | 0 | 0 | 0 | 0 | 0 | 0 | 1372.7136 | 0 | 0
2016-02-29 17:00 | 0 | 0 | 0 | 0 | 0 | 0 | 677936.7835 | 430284 | 0 | 0 | 0 | 71488.5639 | 5651432.3459 | 0 | 0 | 0 | 0 | 0 | 0 | 0 | 0 | 0 | 128332.4519 | 0 | 0 | 0 | 0 | 71488.5639 | 174791.506 | 0 | 0 | 0 | 0 | 0 | 0 | 0 | 0 | 0 | 0 | 0 | 1372.7136 | 0 | 0
2016-02-29 18:00 | 0 | 0 | 0 | 0 | 0 | 0 | 531546.6557 | 426871 | 0 | 0 | 0 | 0 | 5826223.8519 | 0 | 0 | 0 | 0 | 0 | 0 | 0 | 0 | 0 | 129430.1094 | 0 | 0 | 0 | 0 | -71488.5639 | 174791.506 | 0 | 0 | 0 | 0 | 0 | 0 | 0 | 0 | 0 | 0 | 0 | 1372.7136 | 0 | 0
2016-02-29 19:00 | 0 | 0 | 0 | 0 | 0 | 0 | 671693.7835 | 424041 | 0 | 0 | 0 | 71488.5639 | 6001015.358 | 0 | 0 | 0 | 0 | 0 | 0 | 0 | 0 | 0 | 130527.7625 | 0 | 0 | 0 | 0 | 71488.5639 | 174791.506 | 0 | 0 | 0 | 0 | 0 | 0 | 0 | 0 | 0 | 0 | 0 | 1372.7136 | 0 | 0
2016-02-29 20:00 | 0 | 0 | 0 | 0 | 0 | 0 | 586746.1615 | 421577 | 0 | 0 | 0 | 60493.5058 | 6175806.864 | 0 | 0 | 0 | 0 | 0 | 0 | 0 | 0 | 0 | 131625.4113 | 0 | 0 | 0 | 0 | -10995.0581 | 174791.506 | 0 | 0 | 0 | 0 | 0 | 0 | 0 | 0 | 0 | 0 | 0 | 1372.7136 | 0 | 0
2016-02-29 21:00 | 0 | 0 | 0 | 0 | 0 | 0 | 669799.7835 | 422147 | 0 | 0 | 0 | 131982.0697 | 6350598.37 | 0 | 0 | 0 | 0 | 0 | 0 | 0 | 0 | 0 | 132723.0557 | 0 | 0 | 0 | 0 | 71488.5639 | 174791.506 | 0 | 0 | 0 | 0 | 0 | 0 | 0 | 0 | 0 | 0 | 0 | 1372.7136 | 0 | 0
2016-02-29 22:00 | 0 | 0 | 0 | 0 | 0 | 0 | 675058.7835 | 427406 | 0 | 0 | 0 | 203470.6336 | 6525389.8761 | 0 | 0 | 0 | 0 | 0 | 0 | 0 | 0 | 0 | 133820.6956 | 0 | 0 | 0 | 0 | 71488.5639 | 174791.506 | 0 | 0 | 0 | 0 | 0 | 0 | 0 | 0 | 0 | 0 | 0 | 1372.7136 | 0 | 0
2016-02-29 23:00 | 0 | 0 | 0 | 0 | 0 | 0 | 509562.6817 | 440807 | 0 | 0 | 0 | 203470.6336 | 6594145.5578 | 0 | 0 | 0 | 0 | 0 | 0 | 0 | 0 | 0 | 133820.1604 | 0 | 0 | 0 | 0 | 0 | 68755.6817 | 0 | 0 | 0 | 0 | 0 | 0 | 0 | 0 | 0 | 0 | 0 | 0 | 0 | 0
2016-03-01 | 0 | 0 | 0 | 0 | 0 | 231372.8007 | 152113.6354 | 454975 | 0 | 0 | 0 | 131982.0697 | 6594145.5578 | 0 | 0 | 0 | 0 | 0 | 0 | 0 | 0 | 0 | 133819.6251 | 0 | 0 | 0 | 0 | -71488.5639 | 0 | 0 | 0 | 0 | 0 | 0 | 0 | 0 | 0 | 0 | 0 | 0 | 0 | 0 | 0
2016-03-01 01:00 | 0 | 0 | 0 | 0 | 0 | 198078.7909 | 280.3121 | 454940 | 0 | 0 | 0 | 142977.1278 | 6326569.6026 | 0 | 0 | 0 | 0 | 0 | 0 | 0 | 0 | 0 | 133819.0898 | 0 | 0 | 0 | 0 | 10995.0581 | 5125.8113 | 272701.7664 | 0 | 0 | 0 | 0 | 0 | 0 | 0 | 0 | 0 | 0 | 0 | 0 | 0
2016-03-01 02:00 | 0 | 0 | 0 | 0 | 0 | 99455.6697 | 0 | 443646 | 0 | 0 | 0 | 71488.5639 | 6053867.8362 | 0 | 0 | 0 | 0 | 0 | 0 | 0 | 0 | 0 | 133818.5545 | 0 | 0 | 0 | 0 | -71488.5639 | 0 | 272701.7664 | 0 | 0 | 0 | 0 | 0 | 0 | 0 | 0 | 0 | 0 | 0 | 0 | 0
2016-03-01 03:00 | 0 | 0 | 0 | 0 | 0 | 353451.4361 | 0 | 424940 | 0 | 0 | 0 | 0 | 6053867.8362 | 0 | 0 | 0 | 0 | 0 | 0 | 0 | 0 | 0 | 133818.0192 | 0 | 0 | 0 | 0 | -71488.5639 | 0 | 0 | 0 | 0 | 0 | 0 | 0 | 0 | 0 | 0 | 0 | 0 | 0 | 0 | 0
2016-03-01 04:00 | 0 | 0 | 0 | 0 | 0 | 473936.5639 | 0 | 402448 | 0 | 0 | 0 | 71488.5639 | 6053867.8362 | 0 | 0 | 0 | 0 | 0 | 0 | 0 | 0 | 0 | 133817.484 | 0 | 0 | 0 | 0 | 71488.5639 | 0 | 0 | 0 | 0 | 0 | 0 | 0 | 0 | 0 | 0 | 0 | 0 | 0 | 0 | 0
2016-03-01 05:00 | 0 | 0 | 0 | 0 | 0 | 382522 | 0 | 382522 | 0 | 0 | 0 | 71488.5639 | 6053867.8362 | 0 | 0 | 0 | 0 | 0 | 0 | 0 | 0 | 0 | 133816.9487 | 0 | 0 | 0 | 0 | 0 | 0 | 0 | 0 | 0 | 0 | 0 | 0 | 0 | 0 | 0 | 0 | 0 | 0 | 0 | 0
2016-03-01 06:00 | 0 | 0 | 0 | 0 | 0 | 24949.6697 | 0 | 369140 | 0 | 0 | 0 | 0 | 5781166.0698 | 0 | 0 | 0 | 0 | 0 | 0 | 0 | 0 | 0 | 133816.4134 | 0 | 0 | 0 | 0 | -71488.5639 | 0 | 272701.7664 | 0 | 0 | 0 | 0 | 0 | 0 | 0 | 0 | 0 | 0 | 0 | 0 | 0
2016-03-01 07:00 | 0 | 0 | 0 | 0 | 0 | 360103 | 0 | 360103 | 0 | 0 | 0 | 0 | 5781166.0698 | 0 | 0 | 0 | 0 | 0 | 0 | 0 | 0 | 0 | 133815.8782 | 0 | 0 | 0 | 0 | 0 | 0 | 0 | 0 | 0 | 0 | 0 | 0 | 0 | 0 | 0 | 0 | 0 | 0 | 0 | 0
2016-03-01 08:00 | 0 | 0 | 0 | 0 | 0 | 259065.7396 | 0 | 356976 | 0 | 0 | 0 | 0 | 5683255.8094 | 0 | 0 | 0 | 0 | 0 | 0 | 0 | 0 | 0 | 133815.3429 | 0 | 0 | 0 | 0 | 0 | 174791.506 | 272701.7664 | 0 | 0 | 0 | 0 | 0 | 0 | 0 | 0 | 0 | 0 | 0 | 0 | 0
2016-03-01 09:00 | 0 | 0 | 0 | 0 | 0 | 158214.7975 | 0 | 359428 | 0 | 0 | 0 | 71488.5639 | 5410554.043 | 0 | 0 | 0 | 0 | 0 | 0 | 0 | 0 | 0 | 133814.8076 | 0 | 0 | 0 | 0 | 71488.5639 | 0 | 272701.7664 | 0 | 0 | 0 | 0 | 0 | 0 | 0 | 0 | 0 | 0 | 0 | 0 | 0
2016-03-01 10:00 | 0 | 0 | 0 | 0 | 0 | 445177.5639 | 0 | 373689 | 0 | 0 | 0 | 142977.1278 | 5410554.043 | 0 | 0 | 0 | 0 | 0 | 0 | 0 | 0 | 0 | 133814.2724 | 0 | 0 | 0 | 0 | 71488.5639 | 0 | 0 | 0 | 0 | 0 | 0 | 0 | 0 | 0 | 0 | 0 | 0 | 0 | 0 | 0
2016-03-01 11:00 | 0 | 0 | 0 | 0 | 0 | 333906.4361 | 0 | 405395 | 0 | 0 | 0 | 71488.5639 | 5410554.043 | 0 | 0 | 0 | 0 | 0 | 0 | 0 | 0 | 0 | 133813.7371 | 0 | 0 | 0 | 0 | -71488.5639 | 0 | 0 | 0 | 0 | 0 | 0 | 0 | 0 | 0 | 0 | 0 | 0 | 0 | 0 | 0
2016-03-01 12:00 | 0 | 0 | 0 | 0 | 0 | 229112.7975 | 0 | 430326 | 0 | 0 | 0 | 142977.1278 | 5137852.2766 | 0 | 0 | 0 | 0 | 0 | 0 | 0 | 0 | 0 | 133813.2019 | 0 | 0 | 0 | 0 | 71488.5639 | 0 | 272701.7664 | 0 | 0 | 0 | 0 | 0 | 0 | 0 | 0 | 0 | 0 | 0 | 0 | 0
2016-03-01 13:00 | 0 | 0 | 0 | 0 | 0 | 350310.5951 | 13927.841 | 435727 | 0 | 0 | 0 | 71488.5639 | 5137852.2766 | 0 | 0 | 0 | 0 | 0 | 0 | 0 | 0 | 0 | 133812.6666 | 0 | 0 | 0 | 0 | -71488.5639 | 0 | 0 | 0 | 0 | 0 | 0 | 0 | 0 | 0 | 0 | 0 | 0 | 0 | 0 | 0
2016-03-01 14:00 | 0 | 0 | 0 | 0 | 0 | 38443.4616 | 326388.9745 | 436321 | 0 | 0 | 0 | 0 | 5137852.2766 | 0 | 0 | 0 | 0 | 0 | 0 | 0 | 0 | 0 | 133812.1314 | 0 | 0 | 0 | 0 | -71488.5639 | 0 | 0 | 0 | 0 | 0 | 0 | 0 | 0 | 0 | 0 | 0 | 0 | 0 | 0 | 0
2016-03-01 15:00 | 0 | 0 | 0 | 0 | 0 | 0 | 610435.3727 | 437031 | 0 | 0 | 0 | 0 | 5311256.6493 | 0 | 0 | 0 | 0 | 0 | 0 | 0 | 0 | 0 | 133811.5961 | 0 | 0 | 0 | 0 | 0 | 173404.3727 | 0 | 0 | 0 | 0 | 0 | 0 | 0 | 0 | 0 | 0 | 0 | 0 | 0 | 0
2016-03-01 16:00 | 0 | 0 | 0 | 0 | 0 | 0 | 612202.2196 | 436038 | 0 | 0 | 0 | 0 | 5486048.1554 | 0 | 0 | 0 | 0 | 0 | 0 | 0 | 0 | 0 | 134909.2317 | 0 | 0 | 0 | 0 | 0 | 174791.506 | 0 | 0 | 0 | 0 | 0 | 0 | 0 | 0 | 0 | 0 | 0 | 1372.7136 | 0 | 0
2016-03-01 17:00 | 0 | 0 | 0 | 0 | 0 | 0 | 610286.2196 | 434122 | 0 | 0 | 0 | 0 | 5660839.6614 | 0 | 0 | 0 | 0 | 0 | 0 | 0 | 0 | 0 | 136006.863 | 0 | 0 | 0 | 0 | 0 | 174791.506 | 0 | 0 | 0 | 0 | 0 | 0 | 0 | 0 | 0 | 0 | 0 | 1372.7136 | 0 | 0
2016-03-01 18:00 | 0 | 0 | 0 | 0 | 0 | 0 | 681693.7835 | 434041 | 0 | 0 | 0 | 71488.5639 | 5835631.1675 | 0 | 0 | 0 | 0 | 0 | 0 | 0 | 0 | 0 | 137104.4898 | 0 | 0 | 0 | 0 | 71488.5639 | 174791.506 | 0 | 0 | 0 | 0 | 0 | 0 | 0 | 0 | 0 | 0 | 0 | 1372.7136 | 0 | 0
2016-03-01 19:00 | 0 | 0 | 0 | 0 | 0 | 0 | 680726.7835 | 433074 | 0 | 0 | 0 | 142977.1278 | 6010422.6735 | 0 | 0 | 0 | 0 | 0 | 0 | 0 | 0 | 0 | 138202.1123 | 0 | 0 | 0 | 0 | 71488.5639 | 174791.506 | 0 | 0 | 0 | 0 | 0 | 0 | 0 | 0 | 0 | 0 | 0 | 1372.7136 | 0 | 0
2016-03-01 20:00 | 0 | 0 | 0 | 0 | 0 | 0 | 537536.6557 | 432861 | 0 | 0 | 0 | 71488.5639 | 6185214.1795 | 0 | 0 | 0 | 0 | 0 | 0 | 0 | 0 | 0 | 139299.7303 | 0 | 0 | 0 | 0 | -71488.5639 | 174791.506 | 0 | 0 | 0 | 0 | 0 | 0 | 0 | 0 | 0 | 0 | 0 | 1372.7136 | 0 | 0
2016-03-01 21:00 | 0 | 0 | 0 | 0 | 0 | 0 | 682584.7835 | 434932 | 0 | 0 | 0 | 142977.1278 | 6360005.6856 | 0 | 0 | 0 | 0 | 0 | 0 | 0 | 0 | 0 | 140397.344 | 0 | 0 | 0 | 0 | 71488.5639 | 174791.506 | 0 | 0 | 0 | 0 | 0 | 0 | 0 | 0 | 0 | 0 | 0 | 1372.7136 | 0 | 0
2016-03-01 22:00 | 0 | 0 | 0 | 0 | 0 | 0 | 677864.7254 | 441207 | 0 | 0 | 0 | 203470.6336 | 6534797.1916 | 0 | 0 | 0 | 0 | 0 | 0 | 0 | 0 | 0 | 141494.9533 | 0 | 0 | 0 | 0 | 60493.5058 | 174791.506 | 0 | 0 | 0 | 0 | 0 | 0 | 0 | 0 | 0 | 0 | 0 | 1372.7136 | 0 | 0
2016-03-01 23:00 | 0 | 0 | 0 | 0 | 0 | 0 | 513181.3661 | 453833 | 0 | 0 | 0 | 203470.6336 | 6594145.5578 | 0 | 0 | 0 | 0 | 0 | 0 | 0 | 0 | 0 | 141494.3873 | 0 | 0 | 0 | 0 | 0 | 59348.3661 | 0 | 0 | 0 | 0 | 0 | 0 | 0 | 0 | 0 | 0 | 0 | 0 | 0 | 0
2016-03-02 | 0 | 0 | 0 | 0 | 0 | 237312.4882 | 178977.3856 | 465032 | 0 | 0 | 0 | 154728.5074 | 6594145.5578 | 0 | 0 | 0 | 0 | 0 | 0 | 0 | 0 | 0 | 141493.8213 | 0 | 0 | 0 | 0 | -48742.1262 | 0 | 0 | 0 | 0 | 0 | 0 | 0 | 0 | 0 | 0 | 0 | 0 | 0 | 0 | 0
2016-03-02 01:00 | 0 | 0 | 0 | 0 | 0 | 245376.987 | 373.9266 | 465282 | 0 | 0 | 0 | 203470.6336 | 6325872.3451 | 0 | 0 | 0 | 0 | 0 | 0 | 0 | 0 | 0 | 141493.2553 | 0 | 0 | 0 | 0 | 48742.1262 | 4428.5538 | 272701.7664 | 0 | 0 | 0 | 0 | 0 | 0 | 0 | 0 | 0 | 0 | 0 | 0 | 0
2016-03-02 02:00 | 0 | 0 | 0 | 0 | 0 | 267760.8545 | 0 | 454570 | 0 | 0 | 0 | 131982.0697 | 6210551.7635 | 0 | 0 | 0 | 0 | 0 | 0 | 0 | 0 | 0 | 141492.6894 | 0 | 0 | 0 | 0 | -71488.5639 | 0 | 115320.5816 | 0 | 0 | 0 | 0 | 0 | 0 | 0 | 0 | 0 | 0 | 0 | 0 | 0
2016-03-02 03:00 | 0 | 0 | 0 | 0 | 0 | 302957.4258 | 0 | 436355 | 0 | 0 | 0 | 60493.5058 | 6148642.7531 | 0 | 0 | 0 | 0 | 0 | 0 | 0 | 0 | 0 | 141492.1234 | 0 | 0 | 0 | 0 | -71488.5639 | 0 | 61909.0103 | 0 | 0 | 0 | 0 | 0 | 0 | 0 | 0 | 0 | 0 | 0 | 0 | 0
2016-03-02 04:00 | 0 | 0 | 0 | 0 | 0 | 79238.7278 | 0 | 412434 | 0 | 0 | 0 | 0 | 5875940.9867 | 0 | 0 | 0 | 0 | 0 | 0 | 0 | 0 | 0 | 141491.5574 | 0 | 0 | 0 | 0 | -60493.5058 | 0 | 272701.7664 | 0 | 0 | 0 | 0 | 0 | 0 | 0 | 0 | 0 | 0 | 0 | 0 | 0
2016-03-02 05:00 | 0 | 0 | 0 | 0 | 0 | 392239 | 0 | 392239 | 0 | 0 | 0 | 0 | 5875940.9867 | 0 | 0 | 0 | 0 | 0 | 0 | 0 | 0 | 0 | 141490.9915 | 0 | 0 | 0 | 0 | 0 | 0 | 0 | 0 | 0 | 0 | 0 | 0 | 0 | 0 | 0 | 0 | 0 | 0 | 0 | 0
2016-03-02 06:00 | 0 | 0 | 0 | 0 | 0 | 104986.2336 | 0 | 377688 | 0 | 0 | 0 | 0 | 5603239.2203 | 0 | 0 | 0 | 0 | 0 | 0 | 0 | 0 | 0 | 141490.4255 | 0 | 0 | 0 | 0 | 0 | 0 | 272701.7664 | 0 | 0 | 0 | 0 | 0 | 0 | 0 | 0 | 0 | 0 | 0 | 0 | 0
2016-03-02 07:00 | 0 | 0 | 0 | 0 | 0 | 367874 | 0 | 367874 | 0 | 0 | 0 | 0 | 5603239.2203 | 0 | 0 | 0 | 0 | 0 | 0 | 0 | 0 | 0 | 141489.8595 | 0 | 0 | 0 | 0 | 0 | 0 | 0 | 0 | 0 | 0 | 0 | 0 | 0 | 0 | 0 | 0 | 0 | 0 | 0 | 0
2016-03-02 08:00 | 0 | 0 | 0 | 0 | 0 | 363047 | 0 | 363047 | 0 | 0 | 0 | 0 | 5603239.2203 | 0 | 0 | 0 | 0 | 0 | 0 | 0 | 0 | 0 | 141489.2936 | 0 | 0 | 0 | 0 | 0 | 0 | 0 | 0 | 0 | 0 | 0 | 0 | 0 | 0 | 0 | 0 | 0 | 0 | 0 | 0
2016-03-02 09:00 | 0 | 0 | 0 | 0 | 0 | 366611 | 0 | 366611 | 0 | 0 | 0 | 0 | 5603239.2203 | 0 | 0 | 0 | 0 | 0 | 0 | 0 | 0 | 0 | 141488.7276 | 0 | 0 | 0 | 0 | 0 | 0 | 0 | 0 | 0 | 0 | 0 | 0 | 0 | 0 | 0 | 0 | 0 | 0 | 0 | 0
2016-03-02 10:00 | 0 | 0 | 0 | 0 | 0 | 452273.5639 | 0 | 380785 | 0 | 0 | 0 | 71488.5639 | 5603239.2203 | 0 | 0 | 0 | 0 | 0 | 0 | 0 | 0 | 0 | 141488.1617 | 0 | 0 | 0 | 0 | 71488.5639 | 0 | 0 | 0 | 0 | 0 | 0 | 0 | 0 | 0 | 0 | 0 | 0 | 0 | 0 | 0
2016-03-02 11:00 | 0 | 0 | 0 | 0 | 0 | 69385.6697 | 0 | 413576 | 0 | 0 | 0 | 0 | 5330537.4539 | 0 | 0 | 0 | 0 | 0 | 0 | 0 | 0 | 0 | 141487.5957 | 0 | 0 | 0 | 0 | -71488.5639 | 0 | 272701.7664 | 0 | 0 | 0 | 0 | 0 | 0 | 0 | 0 | 0 | 0 | 0 | 0 | 0
2016-03-02 12:00 | 0 | 0 | 0 | 0 | 0 | 448463.4749 | 0 | 442641 | 0 | 0 | 0 | 5822.4749 | 5330537.4539 | 0 | 0 | 0 | 0 | 0 | 0 | 0 | 0 | 0 | 141487.0297 | 0 | 0 | 0 | 0 | 5822.4749 | 0 | 0 | 0 | 0 | 0 | 0 | 0 | 0 | 0 | 0 | 0 | 0 | 0 | 0 | 0
2016-03-02 13:00 | 0 | 0 | 0 | 0 | 0 | 194758.5927 | 15557.0877 | 453351 | 0 | 0 | 0 | 0 | 5093324.6092 | 0 | 0 | 0 | 0 | 0 | 0 | 0 | 0 | 0 | 141486.4638 | 0 | 0 | 0 | 0 | -5822.4749 | 35488.9217 | 272701.7664 | 0 | 0 | 0 | 0 | 0 | 0 | 0 | 0 | 0 | 0 | 0 | 0 | 0
2016-03-02 14:00 | 0 | 0 | 0 | 0 | 0 | 127056.4221 | 328934.5779 | 455991 | 0 | 0 | 0 | 0 | 5093324.6092 | 0 | 0 | 0 | 0 | 0 | 0 | 0 | 0 | 0 | 141485.8979 | 0 | 0 | 0 | 0 | 0 | 0 | 0 | 0 | 0 | 0 | 0 | 0 | 0 | 0 | 0 | 0 | 0 | 0 | 0 | 0
2016-03-02 15:00 | 0 | 0 | 0 | 0 | 0 | 0 | 632619.2196 | 456455 | 0 | 0 | 0 | 0 | 5268116.1153 | 0 | 0 | 0 | 0 | 0 | 0 | 0 | 0 | 0 | 142583.5028 | 0 | 0 | 0 | 0 | 0 | 174791.506 | 0 | 0 | 0 | 0 | 0 | 0 | 0 | 0 | 0 | 0 | 0 | 1372.7136 | 0 | 0
2016-03-02 16:00 | 0 | 0 | 0 | 0 | 0 | 0 | 700487.7835 | 452835 | 0 | 0 | 0 | 71488.5639 | 5442907.6213 | 0 | 0 | 0 | 0 | 0 | 0 | 0 | 0 | 0 | 143681.1033 | 0 | 0 | 0 | 0 | 71488.5639 | 174791.506 | 0 | 0 | 0 | 0 | 0 | 0 | 0 | 0 | 0 | 0 | 0 | 1372.7136 | 0 | 0
2016-03-02 17:00 | 0 | 0 | 0 | 0 | 0 | 0 | 552457.6557 | 447782 | 0 | 0 | 0 | 0 | 5617699.1273 | 0 | 0 | 0 | 0 | 0 | 0 | 0 | 0 | 0 | 144778.6995 | 0 | 0 | 0 | 0 | -71488.5639 | 174791.506 | 0 | 0 | 0 | 0 | 0 | 0 | 0 | 0 | 0 | 0 | 0 | 1372.7136 | 0 | 0
2016-03-02 18:00 | 0 | 0 | 0 | 0 | 0 | 0 | 691652.7835 | 444000 | 0 | 0 | 0 | 71488.5639 | 5792490.6334 | 0 | 0 | 0 | 0 | 0 | 0 | 0 | 0 | 0 | 145876.2912 | 0 | 0 | 0 | 0 | 71488.5639 | 174791.506 | 0 | 0 | 0 | 0 | 0 | 0 | 0 | 0 | 0 | 0 | 0 | 1372.7136 | 0 | 0
2016-03-02 19:00 | 0 | 0 | 0 | 0 | 0 | 0 | 688541.7835 | 440889 | 0 | 0 | 0 | 142977.1278 | 5967282.1394 | 0 | 0 | 0 | 0 | 0 | 0 | 0 | 0 | 0 | 146973.8786 | 0 | 0 | 0 | 0 | 71488.5639 | 174791.506 | 0 | 0 | 0 | 0 | 0 | 0 | 0 | 0 | 0 | 0 | 0 | 1372.7136 | 0 | 0
2016-03-02 20:00 | 0 | 0 | 0 | 0 | 0 | 0 | 677050.7254 | 440393 | 0 | 0 | 0 | 203470.6336 | 6142073.6455 | 0 | 0 | 0 | 0 | 0 | 0 | 0 | 0 | 0 | 148071.4615 | 0 | 0 | 0 | 0 | 60493.5058 | 174791.506 | 0 | 0 | 0 | 0 | 0 | 0 | 0 | 0 | 0 | 0 | 0 | 1372.7136 | 0 | 0
2016-03-02 21:00 | 0 | 0 | 0 | 0 | 0 | 0 | 546287.6557 | 441612 | 0 | 0 | 0 | 131982.0697 | 6316865.1515 | 0 | 0 | 0 | 0 | 0 | 0 | 0 | 0 | 0 | 149169.0401 | 0 | 0 | 0 | 0 | -71488.5639 | 174791.506 | 0 | 0 | 0 | 0 | 0 | 0 | 0 | 0 | 0 | 0 | 0 | 1372.7136 | 0 | 0
2016-03-02 22:00 | 0 | 0 | 0 | 0 | 0 | 0 | 696521.7835 | 448869 | 0 | 0 | 0 | 203470.6336 | 6491656.6575 | 0 | 0 | 0 | 0 | 0 | 0 | 0 | 0 | 0 | 150266.6143 | 0 | 0 | 0 | 0 | 71488.5639 | 174791.506 | 0 | 0 | 0 | 0 | 0 | 0 | 0 | 0 | 0 | 0 | 0 | 1372.7136 | 0 | 0
2016-03-02 23:00 | 0 | 0 | 0 | 0 | 0 | 0 | 567468.9002 | 464980 | 0 | 0 | 0 | 203470.6336 | 6594145.5578 | 0 | 0 | 0 | 0 | 0 | 0 | 0 | 0 | 0 | 150266.0132 | 0 | 0 | 0 | 0 | 0 | 102488.9002 | 0 | 0 | 0 | 0 | 0 | 0 | 0 | 0 | 0 | 0 | 0 | 0 | 0 | 0
2016-03-03 | 0 | 0 | 0 | 0 | 0 | 252707.9601 | 156146.476 | 480343 | 0 | 0 | 0 | 131982.0697 | 6594145.5578 | 0 | 0 | 0 | 0 | 0 | 0 | 0 | 0 | 0 | 150265.4122 | 0 | 0 | 0 | 0 | -71488.5639 | 0 | 0 | 0 | 0 | 0 | 0 | 0 | 0 | 0 | 0 | 0 | 0 | 0 | 0 | 0
2016-03-03 01:00 | 0 | 0 | 0 | 0 | 0 | 553312.8561 | 419.7078 | 482244 | 0 | 0 | 0 | 203470.6336 | 6594145.5578 | 0 | 0 | 0 | 0 | 0 | 0 | 0 | 0 | 0 | 150264.8111 | 0 | 0 | 0 | 0 | 71488.5639 | 0 | 0 | 0 | 0 | 0 | 0 | 0 | 0 | 0 | 0 | 0 | 0 | 0 | 0 | 0
2016-03-03 02:00 | 0 | 0 | 0 | 0 | 0 | 140748.7278 | 0 | 473944 | 0 | 0 | 0 | 142977.1278 | 6321443.7913 | 0 | 0 | 0 | 0 | 0 | 0 | 0 | 0 | 0 | 150264.2101 | 0 | 0 | 0 | 0 | -60493.5058 | 0 | 272701.7664 | 0 | 0 | 0 | 0 | 0 | 0 | 0 | 0 | 0 | 0 | 0 | 0 | 0
2016-03-03 03:00 | 0 | 0 | 0 | 0 | 0 | 384207.4361 | 0 | 455696 | 0 | 0 | 0 | 71488.5639 | 6321443.7913 | 0 | 0 | 0 | 0 | 0 | 0 | 0 | 0 | 0 | 150263.609 | 0 | 0 | 0 | 0 | -71488.5639 | 0 | 0 | 0 | 0 | 0 | 0 | 0 | 0 | 0 | 0 | 0 | 0 | 0 | 0 | 0
2016-03-03 04:00 | 0 | 0 | 0 | 0 | 0 | 88276.6697 | 0 | 432467 | 0 | 0 | 0 | 0 | 6048742.0249 | 0 | 0 | 0 | 0 | 0 | 0 | 0 | 0 | 0 | 150263.0079 | 0 | 0 | 0 | 0 | -71488.5639 | 0 | 272701.7664 | 0 | 0 | 0 | 0 | 0 | 0 | 0 | 0 | 0 | 0 | 0 | 0 | 0
2016-03-03 05:00 | 0 | 0 | 0 | 0 | 0 | 211116.7975 | 0 | 412330 | 0 | 0 | 0 | 71488.5639 | 5776040.2585 | 0 | 0 | 0 | 0 | 0 | 0 | 0 | 0 | 0 | 150262.4069 | 0 | 0 | 0 | 0 | 71488.5639 | 0 | 272701.7664 | 0 | 0 | 0 | 0 | 0 | 0 | 0 | 0 | 0 | 0 | 0 | 0 | 0
2016-03-03 06:00 | 0 | 0 | 0 | 0 | 0 | 469545.5639 | 0 | 398057 | 0 | 0 | 0 | 142977.1278 | 5776040.2585 | 0 | 0 | 0 | 0 | 0 | 0 | 0 | 0 | 0 | 150261.8058 | 0 | 0 | 0 | 0 | 71488.5639 | 0 | 0 | 0 | 0 | 0 | 0 | 0 | 0 | 0 | 0 | 0 | 0 | 0 | 0 | 0
2016-03-03 07:00 | 0 | 0 | 0 | 0 | 0 | 116771.2336 | 0 | 389473 | 0 | 0 | 0 | 142977.1278 | 5503338.4921 | 0 | 0 | 0 | 0 | 0 | 0 | 0 | 0 | 0 | 150261.2048 | 0 | 0 | 0 | 0 | 0 | 0 | 272701.7664 | 0 | 0 | 0 | 0 | 0 | 0 | 0 | 0 | 0 | 0 | 0 | 0 | 0
2016-03-03 08:00 | 0 | 0 | 0 | 0 | 0 | 314415.4361 | 0 | 385904 | 0 | 0 | 0 | 71488.5639 | 5503338.4921 | 0 | 0 | 0 | 0 | 0 | 0 | 0 | 0 | 0 | 150260.6038 | 0 | 0 | 0 | 0 | -71488.5639 | 0 | 0 | 0 | 0 | 0 | 0 | 0 | 0 | 0 | 0 | 0 | 0 | 0 | 0 | 0
2016-03-03 09:00 | 0 | 0 | 0 | 0 | 0 | 317699.4361 | 0 | 389188 | 0 | 0 | 0 | 0 | 5503338.4921 | 0 | 0 | 0 | 0 | 0 | 0 | 0 | 0 | 0 | 150260.0027 | 0 | 0 | 0 | 0 | -71488.5639 | 0 | 0 | 0 | 0 | 0 | 0 | 0 | 0 | 0 | 0 | 0 | 0 | 0 | 0 | 0
2016-03-03 10:00 | 0 | 0 | 0 | 0 | 0 | 130582.2336 | 0 | 403284 | 0 | 0 | 0 | 0 | 5230636.7257 | 0 | 0 | 0 | 0 | 0 | 0 | 0 | 0 | 0 | 150259.4017 | 0 | 0 | 0 | 0 | 0 | 0 | 272701.7664 | 0 | 0 | 0 | 0 | 0 | 0 | 0 | 0 | 0 | 0 | 0 | 0 | 0
2016-03-03 11:00 | 0 | 0 | 0 | 0 | 0 | 434864 | 0 | 434864 | 0 | 0 | 0 | 0 | 5230636.7257 | 0 | 0 | 0 | 0 | 0 | 0 | 0 | 0 | 0 | 150258.8006 | 0 | 0 | 0 | 0 | 0 | 0 | 0 | 0 | 0 | 0 | 0 | 0 | 0 | 0 | 0 | 0 | 0 | 0 | 0 | 0
2016-03-03 12:00 | 0 | 0 | 0 | 0 | 0 | 186300.2336 | 0 | 459002 | 0 | 0 | 0 | 0 | 4957934.9593 | 0 | 0 | 0 | 0 | 0 | 0 | 0 | 0 | 0 | 150258.1996 | 0 | 0 | 0 | 0 | 0 | 0 | 272701.7664 | 0 | 0 | 0 | 0 | 0 | 0 | 0 | 0 | 0 | 0 | 0 | 0 | 0
2016-03-03 13:00 | 0 | 0 | 0 | 0 | 0 | 174181.5893 | 16770.6443 | 463654 | 0 | 0 | 0 | 0 | 4685233.1929 | 0 | 0 | 0 | 0 | 0 | 0 | 0 | 0 | 0 | 150257.5986 | 0 | 0 | 0 | 0 | 0 | 0 | 272701.7664 | 0 | 0 | 0 | 0 | 0 | 0 | 0 | 0 | 0 | 0 | 0 | 0 | 0
2016-03-03 14:00 | 0 | 0 | 0 | 0 | 0 | 0 | 333264.9886 | 463675 | 0 | 0 | 0 | 0 | 4554823.1815 | 0 | 0 | 0 | 0 | 0 | 0 | 0 | 0 | 0 | 150256.9975 | 0 | 0 | 0 | 0 | 0 | 0 | 130410.0114 | 0 | 0 | 0 | 0 | 0 | 0 | 0 | 0 | 0 | 0 | 0 | 0 | 0
2016-03-03 15:00 | 0 | 0 | 0 | 0 | 0 | 0 | 608216.2863 | 462773 | 0 | 0 | 0 | 0 | 4700266.4677 | 0 | 0 | 0 | 0 | 0 | 0 | 0 | 0 | 0 | 150256.3965 | 0 | 0 | 0 | 0 | 0 | 145443.2863 | 0 | 0 | 0 | 0 | 0 | 0 | 0 | 0 | 0 | 0 | 0 | 0 | 0 | 0
2016-03-03 16:00 | 0 | 0 | 0 | 0 | 0 | 0 | 636130.2196 | 459966 | 0 | 0 | 0 | 0 | 4875057.9738 | 0 | 0 | 0 | 0 | 0 | 0 | 0 | 0 | 0 | 151353.9663 | 0 | 0 | 0 | 0 | 0 | 174791.506 | 0 | 0 | 0 | 0 | 0 | 0 | 0 | 0 | 0 | 0 | 0 | 1372.7136 | 0 | 0
2016-03-03 17:00 | 0 | 0 | 0 | 0 | 0 | 0 | 704441.7835 | 456789 | 0 | 0 | 0 | 71488.5639 | 5049849.4798 | 0 | 0 | 0 | 0 | 0 | 0 | 0 | 0 | 0 | 152451.5318 | 0 | 0 | 0 | 0 | 71488.5639 | 174791.506 | 0 | 0 | 0 | 0 | 0 | 0 | 0 | 0 | 0 | 0 | 0 | 1372.7136 | 0 | 0
2016-03-03 18:00 | 0 | 0 | 0 | 0 | 0 | 0 | 645491.8823 | 455812 | 0 | 0 | 0 | 85004.2266 | 5224640.9858 | 0 | 0 | 0 | 0 | 0 | 0 | 0 | 0 | 0 | 153549.0929 | 0 | 0 | 0 | 0 | 13515.6627 | 174791.506 | 0 | 0 | 0 | 0 | 0 | 0 | 0 | 0 | 0 | 0 | 0 | 1372.7136 | 0 | 0
2016-03-03 19:00 | 0 | 0 | 0 | 0 | 0 | 0 | 683467.2434 | 455296 | 0 | 0 | 0 | 137011.2503 | 5399432.4919 | 0 | 0 | 0 | 0 | 0 | 0 | 0 | 0 | 0 | 154646.6495 | 0 | 0 | 0 | 0 | 52007.0237 | 174791.506 | 0 | 0 | 0 | 0 | 0 | 0 | 0 | 0 | 0 | 0 | 0 | 1372.7136 | 0 | 0
2016-03-03 20:00 | 0 | 0 | 0 | 0 | 0 | 0 | 679715.9495 | 455980 | 0 | 0 | 0 | 184582.9801 | 5574223.9979 | 0 | 0 | 0 | 0 | 0 | 0 | 0 | 0 | 0 | 155744.2018 | 0 | 0 | 0 | 0 | 47571.7299 | 174791.506 | 0 | 0 | 0 | 0 | 0 | 0 | 0 | 0 | 0 | 0 | 0 | 1372.7136 | 0 | 0
2016-03-03 21:00 | 0 | 0 | 0 | 0 | 0 | 0 | 654825.873 | 459774 | 0 | 0 | 0 | 203470.6336 | 5749015.504 | 0 | 0 | 0 | 0 | 0 | 0 | 0 | 0 | 0 | 156841.7497 | 0 | 0 | 0 | 0 | 18887.6534 | 174791.506 | 0 | 0 | 0 | 0 | 0 | 0 | 0 | 0 | 0 | 0 | 0 | 1372.7136 | 0 | 0
2016-03-03 22:00 | 0 | 0 | 0 | 0 | 0 | 0 | 581891.4602 | 466502 | 0 | 0 | 0 | 203470.6336 | 5864404.9641 | 0 | 0 | 0 | 0 | 0 | 0 | 0 | 0 | 0 | 156841.1223 | 0 | 0 | 0 | 0 | 0 | 115389.4602 | 0 | 0 | 0 | 0 | 0 | 0 | 0 | 0 | 0 | 0 | 0 | 0 | 0 | 0
2016-03-03 23:00 | 0 | 0 | 0 | 0 | 0 | 0 | 404470.561 | 478087 | 0 | 0 | 0 | 131982.0697 | 5862277.089 | 0 | 0 | 0 | 0 | 0 | 0 | 0 | 0 | 0 | 156840.495 | 0 | 0 | 0 | 0 | -71488.5639 | 0 | 2127.8751 | 0 | 0 | 0 | 0 | 0 | 0 | 0 | 0 | 0 | 0 | 0 | 0 | 0
2016-03-04 | 0 | 0 | 0 | 0 | 0 | 307545.8521 | 99545.9785 | 485246 | 0 | 0 | 0 | 71488.5639 | 5844616.4254 | 0 | 0 | 0 | 0 | 0 | 0 | 0 | 0 | 0 | 156839.8676 | 0 | 0 | 0 | 0 | -60493.5058 | 0 | 17660.6636 | 0 | 0 | 0 | 0 | 0 | 0 | 0 | 0 | 0 | 0 | 0 | 0 | 0
2016-03-04 01:00 | 0 | 0 | 0 | 0 | 0 | 282309.2652 | 331.5323 | 483854 | 0 | 0 | 0 | 142977.1278 | 5571914.659 | 0 | 0 | 0 | 0 | 0 | 0 | 0 | 0 | 0 | 156839.2402 | 0 | 0 | 0 | 0 | 71488.5639 | 0 | 272701.7664 | 0 | 0 | 0 | 0 | 0 | 0 | 0 | 0 | 0 | 0 | 0 | 0 | 0
2016-03-04 02:00 | 0 | 0 | 0 | 0 | 0 | 128459.6697 | 0 | 472650 | 0 | 0 | 0 | 71488.5639 | 5299212.8926 | 0 | 0 | 0 | 0 | 0 | 0 | 0 | 0 | 0 | 156838.6129 | 0 | 0 | 0 | 0 | -71488.5639 | 0 | 272701.7664 | 0 | 0 | 0 | 0 | 0 | 0 | 0 | 0 | 0 | 0 | 0 | 0 | 0
2016-03-04 03:00 | 0 | 0 | 0 | 0 | 0 | 382125.4361 | 0 | 453614 | 0 | 0 | 0 | 0 | 5299212.8926 | 0 | 0 | 0 | 0 | 0 | 0 | 0 | 0 | 0 | 156837.9855 | 0 | 0 | 0 | 0 | -71488.5639 | 0 | 0 | 0 | 0 | 0 | 0 | 0 | 0 | 0 | 0 | 0 | 0 | 0 | 0 | 0
2016-03-04 04:00 | 0 | 0 | 0 | 0 | 0 | 156816.2336 | 0 | 429518 | 0 | 0 | 0 | 0 | 5026511.1262 | 0 | 0 | 0 | 0 | 0 | 0 | 0 | 0 | 0 | 156837.3582 | 0 | 0 | 0 | 0 | 0 | 0 | 272701.7664 | 0 | 0 | 0 | 0 | 0 | 0 | 0 | 0 | 0 | 0 | 0 | 0 | 0
2016-03-04 05:00 | 0 | 0 | 0 | 0 | 0 | 136395.2336 | 0 | 409097 | 0 | 0 | 0 | 0 | 4753809.3597 | 0 | 0 | 0 | 0 | 0 | 0 | 0 | 0 | 0 | 156836.7308 | 0 | 0 | 0 | 0 | 0 | 0 | 272701.7664 | 0 | 0 | 0 | 0 | 0 | 0 | 0 | 0 | 0 | 0 | 0 | 0 | 0
2016-03-04 06:00 | 0 | 0 | 0 | 0 | 0 | 395777 | 0 | 395777 | 0 | 0 | 0 | 0 | 4753809.3597 | 0 | 0 | 0 | 0 | 0 | 0 | 0 | 0 | 0 | 156836.1035 | 0 | 0 | 0 | 0 | 0 | 0 | 0 | 0 | 0 | 0 | 0 | 0 | 0 | 0 | 0 | 0 | 0 | 0 | 0 | 0
2016-03-04 07:00 | 0 | 0 | 0 | 0 | 0 | 458451.5639 | 0 | 386963 | 0 | 0 | 0 | 71488.5639 | 4753809.3597 | 0 | 0 | 0 | 0 | 0 | 0 | 0 | 0 | 0 | 156835.4761 | 0 | 0 | 0 | 0 | 71488.5639 | 0 | 0 | 0 | 0 | 0 | 0 | 0 | 0 | 0 | 0 | 0 | 0 | 0 | 0 | 0
2016-03-04 08:00 | 0 | 0 | 0 | 0 | 0 | 453934.5639 | 0 | 382446 | 0 | 0 | 0 | 142977.1278 | 4753809.3597 | 0 | 0 | 0 | 0 | 0 | 0 | 0 | 0 | 0 | 156834.8488 | 0 | 0 | 0 | 0 | 71488.5639 | 0 | 0 | 0 | 0 | 0 | 0 | 0 | 0 | 0 | 0 | 0 | 0 | 0 | 0 | 0
2016-03-04 09:00 | 0 | 0 | 0 | 0 | 0 | 312441.4361 | 0 | 383930 | 0 | 0 | 0 | 71488.5639 | 4753809.3597 | 0 | 0 | 0 | 0 | 0 | 0 | 0 | 0 | 0 | 156834.2215 | 0 | 0 | 0 | 0 | -71488.5639 | 0 | 0 | 0 | 0 | 0 | 0 | 0 | 0 | 0 | 0 | 0 | 0 | 0 | 0 | 0
2016-03-04 10:00 | 0 | 0 | 0 | 0 | 0 | 324889.4361 | 0 | 396378 | 0 | 0 | 0 | 0 | 4753809.3597 | 0 | 0 | 0 | 0 | 0 | 0 | 0 | 0 | 0 | 156833.5941 | 0 | 0 | 0 | 0 | -71488.5639 | 0 | 0 | 0 | 0 | 0 | 0 | 0 | 0 | 0 | 0 | 0 | 0 | 0 | 0 | 0
2016-03-04 11:00 | 0 | 0 | 0 | 0 | 0 | 426195 | 0 | 426195 | 0 | 0 | 0 | 0 | 4753809.3597 | 0 | 0 | 0 | 0 | 0 | 0 | 0 | 0 | 0 | 156832.9668 | 0 | 0 | 0 | 0 | 0 | 0 | 0 | 0 | 0 | 0 | 0 | 0 | 0 | 0 | 0 | 0 | 0 | 0 | 0 | 0
2016-03-04 12:00 | 0 | 0 | 0 | 0 | 0 | 251558.7975 | 0 | 452772 | 0 | 0 | 0 | 71488.5639 | 4481107.5933 | 0 | 0 | 0 | 0 | 0 | 0 | 0 | 0 | 0 | 156832.3395 | 0 | 0 | 0 | 0 | 71488.5639 | 0 | 272701.7664 | 0 | 0 | 0 | 0 | 0 | 0 | 0 | 0 | 0 | 0 | 0 | 0 | 0
2016-03-04 13:00 | 0 | 0 | 0 | 0 | 0 | 100599.2426 | 18347.4271 | 463137 | 0 | 0 | 0 | 0 | 4208405.8269 | 0 | 0 | 0 | 0 | 0 | 0 | 0 | 0 | 0 | 156831.7121 | 0 | 0 | 0 | 0 | -71488.5639 | 0 | 272701.7664 | 0 | 0 | 0 | 0 | 0 | 0 | 0 | 0 | 0 | 0 | 0 | 0 | 0
2016-03-04 14:00 | 0 | 0 | 0 | 0 | 0 | 0 | 267009.5261 | 466733 | 0 | 0 | 0 | 0 | 4008682.353 | 0 | 0 | 0 | 0 | 0 | 0 | 0 | 0 | 0 | 156831.0848 | 0 | 0 | 0 | 0 | 0 | 0 | 199723.4739 | 0 | 0 | 0 | 0 | 0 | 0 | 0 | 0 | 0 | 0 | 0 | 0 | 0
2016-03-04 15:00 | 0 | 0 | 0 | 0 | 0 | 0 | 610841.8023 | 467077 | 0 | 0 | 0 | 0 | 4152447.1553 | 0 | 0 | 0 | 0 | 0 | 0 | 0 | 0 | 0 | 156830.4575 | 0 | 0 | 0 | 0 | 0 | 143764.8023 | 0 | 0 | 0 | 0 | 0 | 0 | 0 | 0 | 0 | 0 | 0 | 0 | 0 | 0
2016-03-04 16:00 | 0 | 0 | 0 | 0 | 0 | 0 | 644415.9725 | 464285 | 0 | 0 | 0 | 3966.7529 | 4327238.6614 | 0 | 0 | 0 | 0 | 0 | 0 | 0 | 0 | 0 | 157928.001 | 0 | 0 | 0 | 0 | 3966.7529 | 174791.506 | 0 | 0 | 0 | 0 | 0 | 0 | 0 | 0 | 0 | 0 | 0 | 1372.7136 | 0 | 0
2016-03-04 17:00 | 0 | 0 | 0 | 0 | 0 | 0 | 704259.7835 | 456607 | 0 | 0 | 0 | 75455.3168 | 4502030.1674 | 0 | 0 | 0 | 0 | 0 | 0 | 0 | 0 | 0 | 159025.5402 | 0 | 0 | 0 | 0 | 71488.5639 | 174791.506 | 0 | 0 | 0 | 0 | 0 | 0 | 0 | 0 | 0 | 0 | 0 | 1372.7136 | 0 | 0
2016-03-04 18:00 | 0 | 0 | 0 | 0 | 0 | 0 | 696199.9496 | 452165 | 0 | 0 | 0 | 143326.0467 | 4676821.6734 | 0 | 0 | 0 | 0 | 0 | 0 | 0 | 0 | 0 | 160123.0749 | 0 | 0 | 0 | 0 | 67870.73 | 174791.506 | 0 | 0 | 0 | 0 | 0 | 0 | 0 | 0 | 0 | 0 | 0 | 1372.7136 | 0 | 0
2016-03-04 19:00 | 0 | 0 | 0 | 0 | 0 | 0 | 684515.8064 | 448207 | 0 | 0 | 0 | 203470.6336 | 4851613.1795 | 0 | 0 | 0 | 0 | 0 | 0 | 0 | 0 | 0 | 161220.6053 | 0 | 0 | 0 | 0 | 60144.5868 | 174791.506 | 0 | 0 | 0 | 0 | 0 | 0 | 0 | 0 | 0 | 0 | 0 | 1372.7136 | 0 | 0
2016-03-04 20:00 | 0 | 0 | 0 | 0 | 0 | 0 | 621136.2196 | 444972 | 0 | 0 | 0 | 203470.6336 | 5026404.6855 | 0 | 0 | 0 | 0 | 0 | 0 | 0 | 0 | 0 | 162318.1313 | 0 | 0 | 0 | 0 | 0 | 174791.506 | 0 | 0 | 0 | 0 | 0 | 0 | 0 | 0 | 0 | 0 | 0 | 1372.7136 | 0 | 0
2016-03-04 21:00 | 0 | 0 | 0 | 0 | 0 | 0 | 620661.2196 | 444497 | 0 | 0 | 0 | 203470.6336 | 5201196.1916 | 0 | 0 | 0 | 0 | 0 | 0 | 0 | 0 | 0 | 163415.6529 | 0 | 0 | 0 | 0 | 0 | 174791.506 | 0 | 0 | 0 | 0 | 0 | 0 | 0 | 0 | 0 | 0 | 0 | 1372.7136 | 0 | 0
2016-03-04 22:00 | 0 | 0 | 0 | 0 | 0 | 0 | 623254.6549 | 447234 | 0 | 0 | 0 | 203470.6336 | 5375987.6976 | 0 | 0 | 0 | 0 | 0 | 0 | 0 | 0 | 0 | 164398.3183 | 0 | 0 | 0 | 0 | 0 | 174791.506 | 0 | 0 | 0 | 0 | 0 | 0 | 0 | 0 | 0 | 0 | 0 | 1229.1489 | 0 | 0
2016-03-04 23:00 | 0 | 0 | 0 | 0 | 0 | 0 | 448466.1094 | 454889 | 0 | 0 | 0 | 203470.6336 | 5369564.807 | 0 | 0 | 0 | 0 | 0 | 0 | 0 | 0 | 0 | 164397.6607 | 0 | 0 | 0 | 0 | 0 | 0 | 6422.8906 | 0 | 0 | 0 | 0 | 0 | 0 | 0 | 0 | 0 | 0 | 0 | 0 | 0
2016-03-05 | 0 | 0 | 0 | 0 | 0 | 16241.8122 | 102112.8575 | 462545 | 0 | 0 | 0 | 131982.0697 | 5096863.0405 | 0 | 0 | 0 | 0 | 0 | 0 | 0 | 0 | 0 | 164397.0031 | 0 | 0 | 0 | 0 | -71488.5639 | 0 | 272701.7664 | 0 | 0 | 0 | 0 | 0 | 0 | 0 | 0 | 0 | 0 | 0 | 0 | 0
2016-03-05 01:00 | 0 | 0 | 0 | 0 | 0 | 398916.309 | 328.1853 | 459738 | 0 | 0 | 0 | 71488.5639 | 5096863.0405 | 0 | 0 | 0 | 0 | 0 | 0 | 0 | 0 | 0 | 164396.3455 | 0 | 0 | 0 | 0 | -60493.5058 | 0 | 0 | 0 | 0 | 0 | 0 | 0 | 0 | 0 | 0 | 0 | 0 | 0 | 0 | 0
2016-03-05 02:00 | 0 | 0 | 0 | 0 | 0 | 382559.4361 | 0 | 454048 | 0 | 0 | 0 | 0 | 5096863.0405 | 0 | 0 | 0 | 0 | 0 | 0 | 0 | 0 | 0 | 164395.688 | 0 | 0 | 0 | 0 | -71488.5639 | 0 | 0 | 0 | 0 | 0 | 0 | 0 | 0 | 0 | 0 | 0 | 0 | 0 | 0 | 0
2016-03-05 03:00 | 0 | 0 | 0 | 0 | 0 | 439985 | 0 | 439985 | 0 | 0 | 0 | 0 | 5096863.0405 | 0 | 0 | 0 | 0 | 0 | 0 | 0 | 0 | 0 | 164395.0304 | 0 | 0 | 0 | 0 | 0 | 0 | 0 | 0 | 0 | 0 | 0 | 0 | 0 | 0 | 0 | 0 | 0 | 0 | 0 | 0
2016-03-05 04:00 | 0 | 0 | 0 | 0 | 0 | 218702.7975 | 0 | 419916 | 0 | 0 | 0 | 71488.5639 | 4824161.2741 | 0 | 0 | 0 | 0 | 0 | 0 | 0 | 0 | 0 | 164394.3728 | 0 | 0 | 0 | 0 | 71488.5639 | 0 | 272701.7664 | 0 | 0 | 0 | 0 | 0 | 0 | 0 | 0 | 0 | 0 | 0 | 0 | 0
2016-03-05 05:00 | 0 | 0 | 0 | 0 | 0 | 330819.4361 | 0 | 402308 | 0 | 0 | 0 | 0 | 4824161.2741 | 0 | 0 | 0 | 0 | 0 | 0 | 0 | 0 | 0 | 164393.7152 | 0 | 0 | 0 | 0 | -71488.5639 | 0 | 0 | 0 | 0 | 0 | 0 | 0 | 0 | 0 | 0 | 0 | 0 | 0 | 0 | 0
2016-03-05 06:00 | 0 | 0 | 0 | 0 | 0 | 188575.7975 | 0 | 389789 | 0 | 0 | 0 | 71488.5639 | 4551459.5077 | 0 | 0 | 0 | 0 | 0 | 0 | 0 | 0 | 0 | 164393.0576 | 0 | 0 | 0 | 0 | 71488.5639 | 0 | 272701.7664 | 0 | 0 | 0 | 0 | 0 | 0 | 0 | 0 | 0 | 0 | 0 | 0 | 0
2016-03-05 07:00 | 0 | 0 | 0 | 0 | 0 | 37692.6697 | 0 | 381883 | 0 | 0 | 0 | 0 | 4278757.7413 | 0 | 0 | 0 | 0 | 0 | 0 | 0 | 0 | 0 | 164392.4001 | 0 | 0 | 0 | 0 | -71488.5639 | 0 | 272701.7664 | 0 | 0 | 0 | 0 | 0 | 0 | 0 | 0 | 0 | 0 | 0 | 0 | 0
2016-03-05 08:00 | 0 | 0 | 0 | 0 | 0 | 449849.5639 | 0 | 378361 | 0 | 0 | 0 | 71488.5639 | 4278757.7413 | 0 | 0 | 0 | 0 | 0 | 0 | 0 | 0 | 0 | 164391.7425 | 0 | 0 | 0 | 0 | 71488.5639 | 0 | 0 | 0 | 0 | 0 | 0 | 0 | 0 | 0 | 0 | 0 | 0 | 0 | 0 | 0
2016-03-05 09:00 | 0 | 0 | 0 | 0 | 0 | 34613.6697 | 0 | 378804 | 0 | 0 | 0 | 0 | 4006055.9749 | 0 | 0 | 0 | 0 | 0 | 0 | 0 | 0 | 0 | 164391.0849 | 0 | 0 | 0 | 0 | -71488.5639 | 0 | 272701.7664 | 0 | 0 | 0 | 0 | 0 | 0 | 0 | 0 | 0 | 0 | 0 | 0 | 0
2016-03-05 10:00 | 0 | 0 | 0 | 0 | 0 | 455110.5639 | 0 | 383622 | 0 | 0 | 0 | 71488.5639 | 4006055.9749 | 0 | 0 | 0 | 0 | 0 | 0 | 0 | 0 | 0 | 164390.4274 | 0 | 0 | 0 | 0 | 71488.5639 | 0 | 0 | 0 | 0 | 0 | 0 | 0 | 0 | 0 | 0 | 0 | 0 | 0 | 0 | 0
2016-03-05 11:00 | 0 | 0 | 0 | 0 | 0 | 466221.5639 | 0 | 394733 | 0 | 0 | 0 | 142977.1278 | 4006055.9749 | 0 | 0 | 0 | 0 | 0 | 0 | 0 | 0 | 0 | 164389.7698 | 0 | 0 | 0 | 0 | 71488.5639 | 0 | 0 | 0 | 0 | 0 | 0 | 0 | 0 | 0 | 0 | 0 | 0 | 0 | 0 | 0
2016-03-05 12:00 | 0 | 0 | 0 | 0 | 0 | 63576.6697 | 0 | 407767 | 0 | 0 | 0 | 71488.5639 | 3733354.2085 | 0 | 0 | 0 | 0 | 0 | 0 | 0 | 0 | 0 | 164389.1122 | 0 | 0 | 0 | 0 | -71488.5639 | 0 | 272701.7664 | 0 | 0 | 0 | 0 | 0 | 0 | 0 | 0 | 0 | 0 | 0 | 0 | 0
2016-03-05 13:00 | 0 | 0 | 0 | 0 | 0 | 51296.9478 | 22108.7219 | 417596 | 0 | 0 | 0 | 0 | 3460652.4421 | 0 | 0 | 0 | 0 | 0 | 0 | 0 | 0 | 0 | 164388.4547 | 0 | 0 | 0 | 0 | -71488.5639 | 0 | 272701.7664 | 0 | 0 | 0 | 0 | 0 | 0 | 0 | 0 | 0 | 0 | 0 | 0 | 0
2016-03-05 14:00 | 0 | 0 | 0 | 0 | 0 | 0 | 247995.7777 | 421215 | 0 | 0 | 0 | 0 | 3287433.2198 | 0 | 0 | 0 | 0 | 0 | 0 | 0 | 0 | 0 | 164387.7971 | 0 | 0 | 0 | 0 | 0 | 0 | 173219.2223 | 0 | 0 | 0 | 0 | 0 | 0 | 0 | 0 | 0 | 0 | 0 | 0 | 0
2016-03-05 15:00 | 0 | 0 | 0 | 0 | 0 | 0 | 473801.5888 | 420620 | 0 | 0 | 0 | 0 | 3340614.8086 | 0 | 0 | 0 | 0 | 0 | 0 | 0 | 0 | 0 | 164387.1396 | 0 | 0 | 0 | 0 | 0 | 53181.5888 | 0 | 0 | 0 | 0 | 0 | 0 | 0 | 0 | 0 | 0 | 0 | 0 | 0 | 0
2016-03-05 16:00 | 0 | 0 | 0 | 0 | 0 | 0 | 595356.2556 | 416121 | 0 | 0 | 0 | 4443.7496 | 3515406.3147 | 0 | 0 | 0 | 0 | 0 | 0 | 0 | 0 | 0 | 164386.482 | 0 | 0 | 0 | 0 | 4443.7496 | 174791.506 | 0 | 0 | 0 | 0 | 0 | 0 | 0 | 0 | 0 | 0 | 0 | 0 | 0 | 0
2016-03-05 17:00 | 0 | 0 | 0 | 0 | 0 | 0 | 638974.9098 | 411893 | 0 | 0 | 0 | 56734.1534 | 3690197.8207 | 0 | 0 | 0 | 0 | 0 | 0 | 0 | 0 | 0 | 164385.8245 | 0 | 0 | 0 | 0 | 52290.4038 | 174791.506 | 0 | 0 | 0 | 0 | 0 | 0 | 0 | 0 | 0 | 0 | 0 | 0 | 0 | 0
2016-03-05 18:00 | 0 | 0 | 0 | 0 | 0 | 0 | 634168.203 | 407135 | 0 | 0 | 0 | 108975.8503 | 3864989.3267 | 0 | 0 | 0 | 0 | 0 | 0 | 0 | 0 | 0 | 164385.1669 | 0 | 0 | 0 | 0 | 52241.697 | 174791.506 | 0 | 0 | 0 | 0 | 0 | 0 | 0 | 0 | 0 | 0 | 0 | 0 | 0 | 0
2016-03-05 19:00 | 0 | 0 | 0 | 0 | 0 | 0 | 625278.1758 | 404596 | 0 | 0 | 0 | 154866.5201 | 4039780.8328 | 0 | 0 | 0 | 0 | 0 | 0 | 0 | 0 | 0 | 164384.5094 | 0 | 0 | 0 | 0 | 45890.6697 | 174791.506 | 0 | 0 | 0 | 0 | 0 | 0 | 0 | 0 | 0 | 0 | 0 | 0 | 0 | 0
2016-03-05 20:00 | 0 | 0 | 0 | 0 | 0 | 0 | 616199.4615 | 402744 | 0 | 0 | 0 | 193530.4756 | 4214572.3388 | 0 | 0 | 0 | 0 | 0 | 0 | 0 | 0 | 0 | 164383.8519 | 0 | 0 | 0 | 0 | 38663.9555 | 174791.506 | 0 | 0 | 0 | 0 | 0 | 0 | 0 | 0 | 0 | 0 | 0 | 0 | 0 | 0
2016-03-05 21:00 | 0 | 0 | 0 | 0 | 0 | 0 | 583129.4096 | 403627 | 0 | 0 | 0 | 198241.3791 | 4389363.8448 | 0 | 0 | 0 | 0 | 0 | 0 | 0 | 0 | 0 | 164383.1943 | 0 | 0 | 0 | 0 | 4710.9036 | 174791.506 | 0 | 0 | 0 | 0 | 0 | 0 | 0 | 0 | 0 | 0 | 0 | 0 | 0 | 0
2016-03-05 22:00 | 0 | 0 | 0 | 0 | 0 | 0 | 506232.0534 | 407156 | 0 | 0 | 0 | 126752.8153 | 4559928.4621 | 0 | 0 | 0 | 0 | 0 | 0 | 0 | 0 | 0 | 164382.5368 | 0 | 0 | 0 | 0 | -71488.5639 | 170564.6173 | 0 | 0 | 0 | 0 | 0 | 0 | 0 | 0 | 0 | 0 | 0 | 0 | 0 | 0
2016-03-05 23:00 | 0 | 0 | 0 | 0 | 0 | 0 | 355190.5813 | 417186 | 0 | 0 | 0 | 152455.3121 | 4472230.5466 | 0 | 0 | 0 | 0 | 0 | 0 | 0 | 0 | 0 | 164381.8793 | 0 | 0 | 0 | 0 | 25702.4969 | 0 | 87697.9155 | 0 | 0 | 0 | 0 | 0 | 0 | 0 | 0 | 0 | 0 | 0 | 0 | 0
2016-03-06 | 0 | 0 | 0 | 0 | 0 | 0 | 110882.3138 | 426981 | 0 | 0 | 0 | 80966.7482 | 4227620.4243 | 0 | 0 | 0 | 0 | 0 | 0 | 0 | 0 | 0 | 164381.2217 | 0 | 0 | 0 | 0 | -71488.5639 | 0 | 244610.1223 | 0 | 0 | 0 | 0 | 0 | 0 | 0 | 0 | 0 | 0 | 0 | 0 | 0
2016-03-06 01:00 | 0 | 0 | 0 | 0 | 0 | 83918.3977 | 449.272 | 428558 | 0 | 0 | 0 | 9478.1843 | 3954918.6579 | 0 | 0 | 0 | 0 | 0 | 0 | 0 | 0 | 0 | 164380.5642 | 0 | 0 | 0 | 0 | -71488.5639 | 0 | 272701.7664 | 0 | 0 | 0 | 0 | 0 | 0 | 0 | 0 | 0 | 0 | 0 | 0 | 0
2016-03-06 02:00 | 0 | 0 | 0 | 0 | 0 | 141277.0492 | 0 | 423457 | 0 | 0 | 0 | 0 | 3682216.8915 | 0 | 0 | 0 | 0 | 0 | 0 | 0 | 0 | 0 | 164379.9067 | 0 | 0 | 0 | 0 | -9478.1843 | 0 | 272701.7664 | 0 | 0 | 0 | 0 | 0 | 0 | 0 | 0 | 0 | 0 | 0 | 0 | 0
2016-03-06 03:00 | 0 | 0 | 0 | 0 | 0 | 483035.5639 | 0 | 411547 | 0 | 0 | 0 | 71488.5639 | 3682216.8915 | 0 | 0 | 0 | 0 | 0 | 0 | 0 | 0 | 0 | 164379.2492 | 0 | 0 | 0 | 0 | 71488.5639 | 0 | 0 | 0 | 0 | 0 | 0 | 0 | 0 | 0 | 0 | 0 | 0 | 0 | 0 | 0
2016-03-06 04:00 | 0 | 0 | 0 | 0 | 0 | 323358.4361 | 0 | 394847 | 0 | 0 | 0 | 0 | 3682216.8915 | 0 | 0 | 0 | 0 | 0 | 0 | 0 | 0 | 0 | 164378.5917 | 0 | 0 | 0 | 0 | -71488.5639 | 0 | 0 | 0 | 0 | 0 | 0 | 0 | 0 | 0 | 0 | 0 | 0 | 0 | 0 | 0
2016-03-06 05:00 | 0 | 0 | 0 | 0 | 0 | 449825.5639 | 0 | 378337 | 0 | 0 | 0 | 71488.5639 | 3682216.8915 | 0 | 0 | 0 | 0 | 0 | 0 | 0 | 0 | 0 | 164377.9341 | 0 | 0 | 0 | 0 | 71488.5639 | 0 | 0 | 0 | 0 | 0 | 0 | 0 | 0 | 0 | 0 | 0 | 0 | 0 | 0 | 0
2016-03-06 06:00 | 0 | 0 | 0 | 0 | 0 | 366804 | 0 | 366804 | 0 | 0 | 0 | 71488.5639 | 3682216.8915 | 0 | 0 | 0 | 0 | 0 | 0 | 0 | 0 | 0 | 164377.2766 | 0 | 0 | 0 | 0 | 0 | 0 | 0 | 0 | 0 | 0 | 0 | 0 | 0 | 0 | 0 | 0 | 0 | 0 | 0 | 0
2016-03-06 07:00 | 0 | 0 | 0 | 0 | 0 | 15982.6697 | 0 | 360173 | 0 | 0 | 0 | 0 | 3409515.1251 | 0 | 0 | 0 | 0 | 0 | 0 | 0 | 0 | 0 | 164376.6191 | 0 | 0 | 0 | 0 | -71488.5639 | 0 | 272701.7664 | 0 | 0 | 0 | 0 | 0 | 0 | 0 | 0 | 0 | 0 | 0 | 0 | 0
2016-03-06 08:00 | 0 | 0 | 0 | 0 | 0 | 427899.5639 | 0 | 356411 | 0 | 0 | 0 | 71488.5639 | 3409515.1251 | 0 | 0 | 0 | 0 | 0 | 0 | 0 | 0 | 0 | 164375.9616 | 0 | 0 | 0 | 0 | 71488.5639 | 0 | 0 | 0 | 0 | 0 | 0 | 0 | 0 | 0 | 0 | 0 | 0 | 0 | 0 | 0
2016-03-06 09:00 | 0 | 0 | 0 | 0 | 0 | 284926.4361 | 0 | 356415 | 0 | 0 | 0 | 0 | 3409515.1251 | 0 | 0 | 0 | 0 | 0 | 0 | 0 | 0 | 0 | 164375.3041 | 0 | 0 | 0 | 0 | -71488.5639 | 0 | 0 | 0 | 0 | 0 | 0 | 0 | 0 | 0 | 0 | 0 | 0 | 0 | 0 | 0
2016-03-06 10:00 | 0 | 0 | 0 | 0 | 0 | 86346.2336 | 0 | 359048 | 0 | 0 | 0 | 0 | 3136813.3586 | 0 | 0 | 0 | 0 | 0 | 0 | 0 | 0 | 0 | 164374.6466 | 0 | 0 | 0 | 0 | 0 | 0 | 272701.7664 | 0 | 0 | 0 | 0 | 0 | 0 | 0 | 0 | 0 | 0 | 0 | 0 | 0
2016-03-06 11:00 | 0 | 0 | 0 | 0 | 0 | 438134.5639 | 0 | 366646 | 0 | 0 | 0 | 71488.5639 | 3136813.3586 | 0 | 0 | 0 | 0 | 0 | 0 | 0 | 0 | 0 | 164373.9891 | 0 | 0 | 0 | 0 | 71488.5639 | 0 | 0 | 0 | 0 | 0 | 0 | 0 | 0 | 0 | 0 | 0 | 0 | 0 | 0 | 0
2016-03-06 12:00 | 0 | 0 | 0 | 0 | 0 | 306111.4361 | 0 | 377600 | 0 | 0 | 0 | 0 | 3136813.3586 | 0 | 0 | 0 | 0 | 0 | 0 | 0 | 0 | 0 | 164373.3316 | 0 | 0 | 0 | 0 | -71488.5639 | 0 | 0 | 0 | 0 | 0 | 0 | 0 | 0 | 0 | 0 | 0 | 0 | 0 | 0 | 0
2016-03-06 13:00 | 0 | 0 | 0 | 0 | 0 | 374735.7783 | 12883.2217 | 387619 | 0 | 0 | 0 | 0 | 3136813.3586 | 0 | 0 | 0 | 0 | 0 | 0 | 0 | 0 | 0 | 164372.6741 | 0 | 0 | 0 | 0 | 0 | 0 | 0 | 0 | 0 | 0 | 0 | 0 | 0 | 0 | 0 | 0 | 0 | 0 | 0 | 0
2016-03-06 14:00 | 0 | 0 | 0 | 0 | 0 | 0 | 228665.416 | 393836 | 0 | 0 | 0 | 0 | 2971642.7747 | 0 | 0 | 0 | 0 | 0 | 0 | 0 | 0 | 0 | 164372.0166 | 0 | 0 | 0 | 0 | 0 | 0 | 165170.584 | 0 | 0 | 0 | 0 | 0 | 0 | 0 | 0 | 0 | 0 | 0 | 0 | 0
2016-03-06 15:00 | 0 | 0 | 0 | 0 | 0 | 0 | 459023.1663 | 394051 | 0 | 0 | 0 | 0 | 3036614.941 | 0 | 0 | 0 | 0 | 0 | 0 | 0 | 0 | 0 | 164371.3591 | 0 | 0 | 0 | 0 | 0 | 64972.1663 | 0 | 0 | 0 | 0 | 0 | 0 | 0 | 0 | 0 | 0 | 0 | 0 | 0 | 0
2016-03-06 16:00 | 0 | 0 | 0 | 0 | 0 | 0 | 571034.4654 | 391527 | 0 | 0 | 0 | 4715.9594 | 3211406.447 | 0 | 0 | 0 | 0 | 0 | 0 | 0 | 0 | 0 | 164370.7017 | 0 | 0 | 0 | 0 | 4715.9594 | 174791.506 | 0 | 0 | 0 | 0 | 0 | 0 | 0 | 0 | 0 | 0 | 0 | 0 | 0 | 0
2016-03-06 17:00 | 0 | 0 | 0 | 0 | 0 | 0 | 614321.4018 | 389677 | 0 | 0 | 0 | 54568.8551 | 3386197.953 | 0 | 0 | 0 | 0 | 0 | 0 | 0 | 0 | 0 | 164370.0442 | 0 | 0 | 0 | 0 | 49852.8957 | 174791.506 | 0 | 0 | 0 | 0 | 0 | 0 | 0 | 0 | 0 | 0 | 0 | 0 | 0 | 0
2016-03-06 18:00 | 0 | 0 | 0 | 0 | 0 | 0 | 610984.2035 | 387230 | 0 | 0 | 0 | 103531.5526 | 3560989.4591 | 0 | 0 | 0 | 0 | 0 | 0 | 0 | 0 | 0 | 164369.3867 | 0 | 0 | 0 | 0 | 48962.6975 | 174791.506 | 0 | 0 | 0 | 0 | 0 | 0 | 0 | 0 | 0 | 0 | 0 | 0 | 0 | 0
2016-03-06 19:00 | 0 | 0 | 0 | 0 | 0 | 0 | 600906.598 | 385165 | 0 | 0 | 0 | 144481.6446 | 3735780.9651 | 0 | 0 | 0 | 0 | 0 | 0 | 0 | 0 | 0 | 164368.7292 | 0 | 0 | 0 | 0 | 40950.0919 | 174791.506 | 0 | 0 | 0 | 0 | 0 | 0 | 0 | 0 | 0 | 0 | 0 | 0 | 0 | 0
2016-03-06 20:00 | 0 | 0 | 0 | 0 | 0 | 0 | 592796.2245 | 383511 | 0 | 0 | 0 | 194250.3607 | 3895297.4735 | 0 | 0 | 0 | 0 | 0 | 0 | 0 | 0 | 0 | 164368.0717 | 0 | 0 | 0 | 0 | 49768.7161 | 159516.5084 | 0 | 0 | 0 | 0 | 0 | 0 | 0 | 0 | 0 | 0 | 0 | 0 | 0 | 0
2016-03-06 21:00 | 0 | 0 | 0 | 0 | 0 | 0 | 570155.7789 | 386144 | 0 | 0 | 0 | 203470.6336 | 4070088.9795 | 0 | 0 | 0 | 0 | 0 | 0 | 0 | 0 | 0 | 164367.4143 | 0 | 0 | 0 | 0 | 9220.2729 | 174791.506 | 0 | 0 | 0 | 0 | 0 | 0 | 0 | 0 | 0 | 0 | 0 | 0 | 0 | 0
2016-03-06 22:00 | 0 | 0 | 0 | 0 | 0 | 0 | 514487.3897 | 392608 | 0 | 0 | 0 | 203470.6336 | 4191968.3692 | 0 | 0 | 0 | 0 | 0 | 0 | 0 | 0 | 0 | 164366.7568 | 0 | 0 | 0 | 0 | 0 | 121879.3897 | 0 | 0 | 0 | 0 | 0 | 0 | 0 | 0 | 0 | 0 | 0 | 0 | 0 | 0
2016-03-06 23:00 | 0 | 0 | 0 | 0 | 0 | 0 | 395068.9445 | 408579 | 0 | 0 | 0 | 203470.6336 | 4178458.3137 | 0 | 0 | 0 | 0 | 0 | 0 | 0 | 0 | 0 | 164366.0993 | 0 | 0 | 0 | 0 | 0 | 0 | 13510.0555 | 0 | 0 | 0 | 0 | 0 | 0 | 0 | 0 | 0 | 0 | 0 | 0 | 0
2016-03-07 | 0 | 0 | 0 | 0 | 0 | 186131.5277 | 168804.9084 | 426425 | 0 | 0 | 0 | 131982.0697 | 4178458.3137 | 0 | 0 | 0 | 0 | 0 | 0 | 0 | 0 | 0 | 164365.4419 | 0 | 0 | 0 | 0 | -71488.5639 | 0 | 0 | 0 | 0 | 0 | 0 | 0 | 0 | 0 | 0 | 0 | 0 | 0 | 0 | 0
2016-03-07 01:00 | 0 | 0 | 0 | 0 | 0 | 97385.6139 | 1068.1139 | 431649 | 0 | 0 | 0 | 71488.5639 | 3905756.5473 | 0 | 0 | 0 | 0 | 0 | 0 | 0 | 0 | 0 | 164364.7844 | 0 | 0 | 0 | 0 | -60493.5058 | 0 | 272701.7664 | 0 | 0 | 0 | 0 | 0 | 0 | 0 | 0 | 0 | 0 | 0 | 0 | 0
2016-03-07 02:00 | 0 | 0 | 0 | 0 | 0 | 80244.6697 | 0 | 424435 | 0 | 0 | 0 | 0 | 3633054.7809 | 0 | 0 | 0 | 0 | 0 | 0 | 0 | 0 | 0 | 164364.1269 | 0 | 0 | 0 | 0 | -71488.5639 | 0 | 272701.7664 | 0 | 0 | 0 | 0 | 0 | 0 | 0 | 0 | 0 | 0 | 0 | 0 | 0
2016-03-07 03:00 | 0 | 0 | 0 | 0 | 0 | 137986.2336 | 0 | 410688 | 0 | 0 | 0 | 0 | 3360353.0145 | 0 | 0 | 0 | 0 | 0 | 0 | 0 | 0 | 0 | 164363.4695 | 0 | 0 | 0 | 0 | 0 | 0 | 272701.7664 | 0 | 0 | 0 | 0 | 0 | 0 | 0 | 0 | 0 | 0 | 0 | 0 | 0
2016-03-07 04:00 | 0 | 0 | 0 | 0 | 0 | 463219.5639 | 0 | 391731 | 0 | 0 | 0 | 71488.5639 | 3360353.0145 | 0 | 0 | 0 | 0 | 0 | 0 | 0 | 0 | 0 | 164362.812 | 0 | 0 | 0 | 0 | 71488.5639 | 0 | 0 | 0 | 0 | 0 | 0 | 0 | 0 | 0 | 0 | 0 | 0 | 0 | 0 | 0
2016-03-07 05:00 | 0 | 0 | 0 | 0 | 0 | 447836.5639 | 0 | 376348 | 0 | 0 | 0 | 142977.1278 | 3360353.0145 | 0 | 0 | 0 | 0 | 0 | 0 | 0 | 0 | 0 | 164362.1546 | 0 | 0 | 0 | 0 | 71488.5639 | 0 | 0 | 0 | 0 | 0 | 0 | 0 | 0 | 0 | 0 | 0 | 0 | 0 | 0 | 0
2016-03-07 06:00 | 0 | 0 | 0 | 0 | 0 | 355164.9419 | 0 | 366160 | 0 | 0 | 0 | 131982.0697 | 3360353.0145 | 0 | 0 | 0 | 0 | 0 | 0 | 0 | 0 | 0 | 164361.4971 | 0 | 0 | 0 | 0 | -10995.0581 | 0 | 0 | 0 | 0 | 0 | 0 | 0 | 0 | 0 | 0 | 0 | 0 | 0 | 0 | 0
2016-03-07 07:00 | 0 | 0 | 0 | 0 | 0 | 431427.5639 | 0 | 359939 | 0 | 0 | 0 | 203470.6336 | 3360353.0145 | 0 | 0 | 0 | 0 | 0 | 0 | 0 | 0 | 0 | 164360.8397 | 0 | 0 | 0 | 0 | 71488.5639 | 0 | 0 | 0 | 0 | 0 | 0 | 0 | 0 | 0 | 0 | 0 | 0 | 0 | 0 | 0
2016-03-07 08:00 | 0 | 0 | 0 | 0 | 0 | 286471.4361 | 0 | 357960 | 0 | 0 | 0 | 131982.0697 | 3360353.0145 | 0 | 0 | 0 | 0 | 0 | 0 | 0 | 0 | 0 | 164360.1822 | 0 | 0 | 0 | 0 | -71488.5639 | 0 | 0 | 0 | 0 | 0 | 0 | 0 | 0 | 0 | 0 | 0 | 0 | 0 | 0 | 0
2016-03-07 09:00 | 0 | 0 | 0 | 0 | 0 | 17345.6697 | 0 | 361536 | 0 | 0 | 0 | 60493.5058 | 3087651.2481 | 0 | 0 | 0 | 0 | 0 | 0 | 0 | 0 | 0 | 164359.5248 | 0 | 0 | 0 | 0 | -71488.5639 | 0 | 272701.7664 | 0 | 0 | 0 | 0 | 0 | 0 | 0 | 0 | 0 | 0 | 0 | 0 | 0
2016-03-07 10:00 | 0 | 0 | 0 | 0 | 0 | 316217.4942 | 0 | 376711 | 0 | 0 | 0 | 0 | 3087651.2481 | 0 | 0 | 0 | 0 | 0 | 0 | 0 | 0 | 0 | 164358.8674 | 0 | 0 | 0 | 0 | -60493.5058 | 0 | 0 | 0 | 0 | 0 | 0 | 0 | 0 | 0 | 0 | 0 | 0 | 0 | 0 | 0
2016-03-07 11:00 | 0 | 0 | 0 | 0 | 0 | 207130.7975 | 0 | 408344 | 0 | 0 | 0 | 71488.5639 | 2814949.4816 | 0 | 0 | 0 | 0 | 0 | 0 | 0 | 0 | 0 | 164358.2099 | 0 | 0 | 0 | 0 | 71488.5639 | 0 | 272701.7664 | 0 | 0 | 0 | 0 | 0 | 0 | 0 | 0 | 0 | 0 | 0 | 0 | 0
2016-03-07 12:00 | 0 | 0 | 0 | 0 | 0 | 609818.1416 | 0 | 431451 | 0 | 0 | 0 | 75064.1994 | 2989740.9877 | 0 | 0 | 0 | 0 | 0 | 0 | 0 | 0 | 0 | 164357.5525 | 0 | 0 | 0 | 0 | 3575.6356 | 174791.506 | 0 | 0 | 0 | 0 | 0 | 0 | 0 | 0 | 0 | 0 | 0 | 0 | 0 | 0
2016-03-07 13:00 | 0 | 0 | 0 | 0 | 0 | 587176.8685 | 20051.002 | 436012 | 0 | 0 | 0 | 71488.5639 | 3164532.4937 | 0 | 0 | 0 | 0 | 0 | 0 | 0 | 0 | 0 | 164356.8951 | 0 | 0 | 0 | 0 | -3575.6356 | 174791.506 | 0 | 0 | 0 | 0 | 0 | 0 | 0 | 0 | 0 | 0 | 0 | 0 | 0 | 0
2016-03-07 14:00 | 0 | 0 | 0 | 0 | 0 | 0 | 316478.1169 | 435209 | 0 | 0 | 0 | 0 | 3117290.1745 | 0 | 0 | 0 | 0 | 0 | 0 | 0 | 0 | 0 | 164356.2376 | 0 | 0 | 0 | 0 | -71488.5639 | 0 | 47242.3192 | 0 | 0 | 0 | 0 | 0 | 0 | 0 | 0 | 0 | 0 | 0 | 0 | 0
2016-03-07 15:00 | 0 | 0 | 0 | 0 | 0 | 0 | 563606.1013 | 434992 | 0 | 0 | 0 | 0 | 3245904.2758 | 0 | 0 | 0 | 0 | 0 | 0 | 0 | 0 | 0 | 164355.5802 | 0 | 0 | 0 | 0 | 0 | 128614.1013 | 0 | 0 | 0 | 0 | 0 | 0 | 0 | 0 | 0 | 0 | 0 | 0 | 0 | 0
2016-03-07 16:00 | 0 | 0 | 0 | 0 | 0 | 0 | 624101.0055 | 433605 | 0 | 0 | 0 | 15704.4995 | 3420695.7818 | 0 | 0 | 0 | 0 | 0 | 0 | 0 | 0 | 0 | 164354.9228 | 0 | 0 | 0 | 0 | 15704.4995 | 174791.506 | 0 | 0 | 0 | 0 | 0 | 0 | 0 | 0 | 0 | 0 | 0 | 0 | 0 | 0
2016-03-07 17:00 | 0 | 0 | 0 | 0 | 0 | 0 | 640002.5911 | 430155 | 0 | 0 | 0 | 50760.5845 | 3595487.2879 | 0 | 0 | 0 | 0 | 0 | 0 | 0 | 0 | 0 | 164354.2654 | 0 | 0 | 0 | 0 | 35056.085 | 174791.506 | 0 | 0 | 0 | 0 | 0 | 0 | 0 | 0 | 0 | 0 | 0 | 0 | 0 | 0
2016-03-07 18:00 | 0 | 0 | 0 | 0 | 0 | 0 | 638922.1977 | 428360 | 0 | 0 | 0 | 86531.2762 | 3770278.7939 | 0 | 0 | 0 | 0 | 0 | 0 | 0 | 0 | 0 | 164353.608 | 0 | 0 | 0 | 0 | 35770.6916 | 174791.506 | 0 | 0 | 0 | 0 | 0 | 0 | 0 | 0 | 0 | 0 | 0 | 0 | 0 | 0
2016-03-07 19:00 | 0 | 0 | 0 | 0 | 0 | 0 | 627826.9129 | 425749 | 0 | 0 | 0 | 158019.8401 | 3900868.1429 | 0 | 0 | 0 | 0 | 0 | 0 | 0 | 0 | 0 | 164352.9505 | 0 | 0 | 0 | 0 | 71488.5639 | 130589.349 | 0 | 0 | 0 | 0 | 0 | 0 | 0 | 0 | 0 | 0 | 0 | 0 | 0 | 0
2016-03-07 20:00 | 0 | 0 | 0 | 0 | 0 | 0 | 613314.0373 | 423283 | 0 | 0 | 0 | 173259.3713 | 4075659.6489 | 0 | 0 | 0 | 0 | 0 | 0 | 0 | 0 | 0 | 164352.2931 | 0 | 0 | 0 | 0 | 15239.5313 | 174791.506 | 0 | 0 | 0 | 0 | 0 | 0 | 0 | 0 | 0 | 0 | 0 | 0 | 0 | 0
2016-03-07 21:00 | 0 | 0 | 0 | 0 | 0 | 0 | 579502.3812 | 422736 | 0 | 0 | 0 | 203470.6336 | 4202214.768 | 0 | 0 | 0 | 0 | 0 | 0 | 0 | 0 | 0 | 164351.6357 | 0 | 0 | 0 | 0 | 30211.2622 | 126555.119 | 0 | 0 | 0 | 0 | 0 | 0 | 0 | 0 | 0 | 0 | 0 | 0 | 0 | 0
2016-03-07 22:00 | 0 | 0 | 0 | 0 | 0 | 0 | 506462.3349 | 425027 | 0 | 0 | 0 | 203470.6336 | 4283650.1028 | 0 | 0 | 0 | 0 | 0 | 0 | 0 | 0 | 0 | 164350.9783 | 0 | 0 | 0 | 0 | 0 | 81435.3349 | 0 | 0 | 0 | 0 | 0 | 0 | 0 | 0 | 0 | 0 | 0 | 0 | 0 | 0
2016-03-07 23:00 | 0 | 0 | 0 | 0 | 0 | 0 | 349386.2055 | 436129 | 0 | 0 | 0 | 131982.0697 | 4268395.8722 | 0 | 0 | 0 | 0 | 0 | 0 | 0 | 0 | 0 | 164350.3209 | 0 | 0 | 0 | 0 | -71488.5639 | 0 | 15254.2306 | 0 | 0 | 0 | 0 | 0 | 0 | 0 | 0 | 0 | 0 | 0 | 0 | 0
2016-03-08 | 0 | 0 | 0 | 0 | 0 | 11791.4881 | 92814.1816 | 448796 | 0 | 0 | 0 | 60493.5058 | 3995694.1058 | 0 | 0 | 0 | 0 | 0 | 0 | 0 | 0 | 0 | 164349.6635 | 0 | 0 | 0 | 0 | -71488.5639 | 0 | 272701.7664 | 0 | 0 | 0 | 0 | 0 | 0 | 0 | 0 | 0 | 0 | 0 | 0 | 0
2016-03-08 01:00 | 0 | 0 | 0 | 0 | 0 | 385598.8454 | 1470.6489 | 447563 | 0 | 0 | 0 | 0 | 3995694.1058 | 0 | 0 | 0 | 0 | 0 | 0 | 0 | 0 | 0 | 164349.0061 | 0 | 0 | 0 | 0 | -60493.5058 | 0 | 0 | 0 | 0 | 0 | 0 | 0 | 0 | 0 | 0 | 0 | 0 | 0 | 0 | 0
2016-03-08 02:00 | 0 | 0 | 0 | 0 | 0 | 235463.7975 | 0 | 436677 | 0 | 0 | 0 | 71488.5639 | 3722992.3394 | 0 | 0 | 0 | 0 | 0 | 0 | 0 | 0 | 0 | 164348.3487 | 0 | 0 | 0 | 0 | 71488.5639 | 0 | 272701.7664 | 0 | 0 | 0 | 0 | 0 | 0 | 0 | 0 | 0 | 0 | 0 | 0 | 0
2016-03-08 03:00 | 0 | 0 | 0 | 0 | 0 | 490019.5639 | 0 | 418531 | 0 | 0 | 0 | 142977.1278 | 3722992.3394 | 0 | 0 | 0 | 0 | 0 | 0 | 0 | 0 | 0 | 164347.6913 | 0 | 0 | 0 | 0 | 71488.5639 | 0 | 0 | 0 | 0 | 0 | 0 | 0 | 0 | 0 | 0 | 0 | 0 | 0 | 0 | 0
2016-03-08 04:00 | 0 | 0 | 0 | 0 | 0 | 323978.4361 | 0 | 395467 | 0 | 0 | 0 | 71488.5639 | 3722992.3394 | 0 | 0 | 0 | 0 | 0 | 0 | 0 | 0 | 0 | 164347.0339 | 0 | 0 | 0 | 0 | -71488.5639 | 0 | 0 | 0 | 0 | 0 | 0 | 0 | 0 | 0 | 0 | 0 | 0 | 0 | 0 | 0
2016-03-08 05:00 | 0 | 0 | 0 | 0 | 0 | 302792.4361 | 0 | 374281 | 0 | 0 | 0 | 0 | 3722992.3394 | 0 | 0 | 0 | 0 | 0 | 0 | 0 | 0 | 0 | 164346.3765 | 0 | 0 | 0 | 0 | -71488.5639 | 0 | 0 | 0 | 0 | 0 | 0 | 0 | 0 | 0 | 0 | 0 | 0 | 0 | 0 | 0
2016-03-08 06:00 | 0 | 0 | 0 | 0 | 0 | 86367.2336 | 0 | 359069 | 0 | 0 | 0 | 0 | 3450290.573 | 0 | 0 | 0 | 0 | 0 | 0 | 0 | 0 | 0 | 164345.7192 | 0 | 0 | 0 | 0 | 0 | 0 | 272701.7664 | 0 | 0 | 0 | 0 | 0 | 0 | 0 | 0 | 0 | 0 | 0 | 0 | 0
2016-03-08 07:00 | 0 | 0 | 0 | 0 | 0 | 349145 | 0 | 349145 | 0 | 0 | 0 | 0 | 3450290.573 | 0 | 0 | 0 | 0 | 0 | 0 | 0 | 0 | 0 | 164345.0618 | 0 | 0 | 0 | 0 | 0 | 0 | 0 | 0 | 0 | 0 | 0 | 0 | 0 | 0 | 0 | 0 | 0 | 0 | 0 | 0
2016-03-08 08:00 | 0 | 0 | 0 | 0 | 0 | 415755.5639 | 0 | 344267 | 0 | 0 | 0 | 71488.5639 | 3450290.573 | 0 | 0 | 0 | 0 | 0 | 0 | 0 | 0 | 0 | 164344.4044 | 0 | 0 | 0 | 0 | 71488.5639 | 0 | 0 | 0 | 0 | 0 | 0 | 0 | 0 | 0 | 0 | 0 | 0 | 0 | 0 | 0
2016-03-08 09:00 | 0 | 0 | 0 | 0 | 0 | 275435.4361 | 0 | 346924 | 0 | 0 | 0 | 0 | 3450290.573 | 0 | 0 | 0 | 0 | 0 | 0 | 0 | 0 | 0 | 164343.747 | 0 | 0 | 0 | 0 | -71488.5639 | 0 | 0 | 0 | 0 | 0 | 0 | 0 | 0 | 0 | 0 | 0 | 0 | 0 | 0 | 0
2016-03-08 10:00 | 0 | 0 | 0 | 0 | 0 | 430403.5639 | 0 | 358915 | 0 | 0 | 0 | 71488.5639 | 3450290.573 | 0 | 0 | 0 | 0 | 0 | 0 | 0 | 0 | 0 | 164343.0896 | 0 | 0 | 0 | 0 | 71488.5639 | 0 | 0 | 0 | 0 | 0 | 0 | 0 | 0 | 0 | 0 | 0 | 0 | 0 | 0 | 0
2016-03-08 11:00 | 0 | 0 | 0 | 0 | 0 | 315941.4361 | 0 | 387430 | 0 | 0 | 0 | 0 | 3450290.573 | 0 | 0 | 0 | 0 | 0 | 0 | 0 | 0 | 0 | 164342.4323 | 0 | 0 | 0 | 0 | -71488.5639 | 0 | 0 | 0 | 0 | 0 | 0 | 0 | 0 | 0 | 0 | 0 | 0 | 0 | 0 | 0
2016-03-08 12:00 | 0 | 0 | 0 | 0 | 0 | 482742.5639 | 0 | 411254 | 0 | 0 | 0 | 71488.5639 | 3450290.573 | 0 | 0 | 0 | 0 | 0 | 0 | 0 | 0 | 0 | 164341.7749 | 0 | 0 | 0 | 0 | 71488.5639 | 0 | 0 | 0 | 0 | 0 | 0 | 0 | 0 | 0 | 0 | 0 | 0 | 0 | 0 | 0
2016-03-08 13:00 | 0 | 0 | 0 | 0 | 0 | 133269.134 | 13190.0996 | 419161 | 0 | 0 | 0 | 71488.5639 | 3177588.8066 | 0 | 0 | 0 | 0 | 0 | 0 | 0 | 0 | 0 | 164341.1175 | 0 | 0 | 0 | 0 | 0 | 0 | 272701.7664 | 0 | 0 | 0 | 0 | 0 | 0 | 0 | 0 | 0 | 0 | 0 | 0 | 0
2016-03-08 14:00 | 0 | 0 | 0 | 0 | 0 | 0 | 293904.9672 | 423336 | 0 | 0 | 0 | 0 | 3119646.3377 | 0 | 0 | 0 | 0 | 0 | 0 | 0 | 0 | 0 | 164340.4602 | 0 | 0 | 0 | 0 | -71488.5639 | 0 | 57942.4689 | 0 | 0 | 0 | 0 | 0 | 0 | 0 | 0 | 0 | 0 | 0 | 0 | 0
2016-03-08 15:00 | 0 | 0 | 0 | 0 | 0 | 0 | 602041.2196 | 425877 | 0 | 0 | 0 | 0 | 3294437.8437 | 0 | 0 | 0 | 0 | 0 | 0 | 0 | 0 | 0 | 165437.9737 | 0 | 0 | 0 | 0 | 0 | 174791.506 | 0 | 0 | 0 | 0 | 0 | 0 | 0 | 0 | 0 | 0 | 0 | 1372.7136 | 0 | 0
2016-03-08 16:00 | 0 | 0 | 0 | 0 | 0 | 0 | 674061.7835 | 426409 | 0 | 0 | 0 | 71488.5639 | 3469229.3497 | 0 | 0 | 0 | 0 | 0 | 0 | 0 | 0 | 0 | 166535.4828 | 0 | 0 | 0 | 0 | 71488.5639 | 174791.506 | 0 | 0 | 0 | 0 | 0 | 0 | 0 | 0 | 0 | 0 | 0 | 1372.7136 | 0 | 0
2016-03-08 17:00 | 0 | 0 | 0 | 0 | 0 | 0 | 672492.7835 | 424840 | 0 | 0 | 0 | 142977.1278 | 3644020.8558 | 0 | 0 | 0 | 0 | 0 | 0 | 0 | 0 | 0 | 167632.9875 | 0 | 0 | 0 | 0 | 71488.5639 | 174791.506 | 0 | 0 | 0 | 0 | 0 | 0 | 0 | 0 | 0 | 0 | 0 | 1372.7136 | 0 | 0
2016-03-08 18:00 | 0 | 0 | 0 | 0 | 0 | 0 | 660765.7254 | 424108 | 0 | 0 | 0 | 203470.6336 | 3818812.3618 | 0 | 0 | 0 | 0 | 0 | 0 | 0 | 0 | 0 | 168730.4878 | 0 | 0 | 0 | 0 | 60493.5058 | 174791.506 | 0 | 0 | 0 | 0 | 0 | 0 | 0 | 0 | 0 | 0 | 0 | 1372.7136 | 0 | 0
2016-03-08 19:00 | 0 | 0 | 0 | 0 | 0 | 0 | 600022.2196 | 423858 | 0 | 0 | 0 | 203470.6336 | 3993603.8679 | 0 | 0 | 0 | 0 | 0 | 0 | 0 | 0 | 0 | 169827.9838 | 0 | 0 | 0 | 0 | 0 | 174791.506 | 0 | 0 | 0 | 0 | 0 | 0 | 0 | 0 | 0 | 0 | 0 | 1372.7136 | 0 | 0
2016-03-08 20:00 | 0 | 0 | 0 | 0 | 0 | 0 | 598900.2196 | 422736 | 0 | 0 | 0 | 203470.6336 | 4168395.3739 | 0 | 0 | 0 | 0 | 0 | 0 | 0 | 0 | 0 | 170925.4753 | 0 | 0 | 0 | 0 | 0 | 174791.506 | 0 | 0 | 0 | 0 | 0 | 0 | 0 | 0 | 0 | 0 | 0 | 1372.7136 | 0 | 0
2016-03-08 21:00 | 0 | 0 | 0 | 0 | 0 | 0 | 598948.2196 | 422784 | 0 | 0 | 0 | 203470.6336 | 4343186.8799 | 0 | 0 | 0 | 0 | 0 | 0 | 0 | 0 | 0 | 172022.9625 | 0 | 0 | 0 | 0 | 0 | 174791.506 | 0 | 0 | 0 | 0 | 0 | 0 | 0 | 0 | 0 | 0 | 0 | 1372.7136 | 0 | 0
2016-03-08 22:00 | 0 | 0 | 0 | 0 | 0 | 0 | 571939.4501 | 424813 | 0 | 0 | 0 | 203470.6336 | 4490313.33 | 0 | 0 | 0 | 0 | 0 | 0 | 0 | 0 | 0 | 172022.2744 | 0 | 0 | 0 | 0 | 0 | 147126.4501 | 0 | 0 | 0 | 0 | 0 | 0 | 0 | 0 | 0 | 0 | 0 | 0 | 0 | 0
2016-03-08 23:00 | 0 | 0 | 0 | 0 | 0 | 0 | 414623.0157 | 433883 | 0 | 0 | 0 | 131982.0697 | 4542541.9096 | 0 | 0 | 0 | 0 | 0 | 0 | 0 | 0 | 0 | 172021.5863 | 0 | 0 | 0 | 0 | -71488.5639 | 52228.5796 | 0 | 0 | 0 | 0 | 0 | 0 | 0 | 0 | 0 | 0 | 0 | 0 | 0 | 0
2016-03-09 | 0 | 0 | 0 | 0 | 0 | 291162.8672 | 144098.4298 | 446635 | 0 | 0 | 0 | 203470.6336 | 4459679.6427 | 0 | 0 | 0 | 0 | 0 | 0 | 0 | 0 | 0 | 172020.8982 | 0 | 0 | 0 | 0 | 71488.5639 | 174791.506 | 257653.7729 | 0 | 0 | 0 | 0 | 0 | 0 | 0 | 0 | 0 | 0 | 0 | 0 | 0
2016-03-09 01:00 | 0 | 0 | 0 | 0 | 0 | 296893.4936 | 1513.117 | 445107 | 0 | 0 | 0 | 203470.6336 | 4312979.2533 | 0 | 0 | 0 | 0 | 0 | 0 | 0 | 0 | 0 | 172020.2102 | 0 | 0 | 0 | 0 | 0 | 126001.377 | 272701.7664 | 0 | 0 | 0 | 0 | 0 | 0 | 0 | 0 | 0 | 0 | 0 | 0 | 0
2016-03-09 02:00 | 0 | 0 | 0 | 0 | 0 | 300107.0628 | 0 | 432794 | 0 | 0 | 0 | 131982.0697 | 4251780.88 | 0 | 0 | 0 | 0 | 0 | 0 | 0 | 0 | 0 | 172019.5221 | 0 | 0 | 0 | 0 | -71488.5639 | 0 | 61198.3733 | 0 | 0 | 0 | 0 | 0 | 0 | 0 | 0 | 0 | 0 | 0 | 0 | 0
2016-03-09 03:00 | 0 | 0 | 0 | 0 | 0 | 152058.2917 | 0 | 413765 | 0 | 0 | 0 | 142977.1278 | 3979079.1136 | 0 | 0 | 0 | 0 | 0 | 0 | 0 | 0 | 0 | 172018.834 | 0 | 0 | 0 | 0 | 10995.0581 | 0 | 272701.7664 | 0 | 0 | 0 | 0 | 0 | 0 | 0 | 0 | 0 | 0 | 0 | 0 | 0
2016-03-09 04:00 | 0 | 0 | 0 | 0 | 0 | 45556.6697 | 0 | 389747 | 0 | 0 | 0 | 71488.5639 | 3706377.3472 | 0 | 0 | 0 | 0 | 0 | 0 | 0 | 0 | 0 | 172018.1459 | 0 | 0 | 0 | 0 | -71488.5639 | 0 | 272701.7664 | 0 | 0 | 0 | 0 | 0 | 0 | 0 | 0 | 0 | 0 | 0 | 0 | 0
2016-03-09 05:00 | 0 | 0 | 0 | 0 | 0 | 239984.0857 | 0 | 367798 | 0 | 0 | 0 | 0 | 3650051.9968 | 0 | 0 | 0 | 0 | 0 | 0 | 0 | 0 | 0 | 172017.4579 | 0 | 0 | 0 | 0 | -71488.5639 | 0 | 56325.3504 | 0 | 0 | 0 | 0 | 0 | 0 | 0 | 0 | 0 | 0 | 0 | 0 | 0
2016-03-09 06:00 | 0 | 0 | 0 | 0 | 0 | 77888.2336 | 0 | 350590 | 0 | 0 | 0 | 0 | 3377350.2304 | 0 | 0 | 0 | 0 | 0 | 0 | 0 | 0 | 0 | 172016.7698 | 0 | 0 | 0 | 0 | 0 | 0 | 272701.7664 | 0 | 0 | 0 | 0 | 0 | 0 | 0 | 0 | 0 | 0 | 0 | 0 | 0
2016-03-09 07:00 | 0 | 0 | 0 | 0 | 0 | 244712.3397 | 0 | 339505 | 0 | 0 | 0 | 71488.5639 | 3211069.0061 | 0 | 0 | 0 | 0 | 0 | 0 | 0 | 0 | 0 | 172016.0817 | 0 | 0 | 0 | 0 | 71488.5639 | 0 | 166281.2242 | 0 | 0 | 0 | 0 | 0 | 0 | 0 | 0 | 0 | 0 | 0 | 0 | 0
2016-03-09 08:00 | 0 | 0 | 0 | 0 | 0 | 133327.7975 | 0 | 334541 | 0 | 0 | 0 | 142977.1278 | 2938367.2397 | 0 | 0 | 0 | 0 | 0 | 0 | 0 | 0 | 0 | 172015.3937 | 0 | 0 | 0 | 0 | 71488.5639 | 0 | 272701.7664 | 0 | 0 | 0 | 0 | 0 | 0 | 0 | 0 | 0 | 0 | 0 | 0 | 0
2016-03-09 09:00 | 0 | 0 | 0 | 0 | 0 | 255705.3844 | 0 | 336101 | 0 | 0 | 0 | 71488.5639 | 2929460.188 | 0 | 0 | 0 | 0 | 0 | 0 | 0 | 0 | 0 | 172014.7056 | 0 | 0 | 0 | 0 | -71488.5639 | 0 | 8907.0517 | 0 | 0 | 0 | 0 | 0 | 0 | 0 | 0 | 0 | 0 | 0 | 0 | 0
2016-03-09 10:00 | 0 | 0 | 0 | 0 | 0 | 243617.4253 | 0 | 349279 | 0 | 0 | 0 | 0 | 2895287.1772 | 0 | 0 | 0 | 0 | 0 | 0 | 0 | 0 | 0 | 172014.0175 | 0 | 0 | 0 | 0 | -71488.5639 | 0 | 34173.0109 | 0 | 0 | 0 | 0 | 0 | 0 | 0 | 0 | 0 | 0 | 0 | 0 | 0
2016-03-09 11:00 | 0 | 0 | 0 | 0 | 0 | 102660.2336 | 0 | 375362 | 0 | 0 | 0 | 0 | 2622585.4108 | 0 | 0 | 0 | 0 | 0 | 0 | 0 | 0 | 0 | 172013.3295 | 0 | 0 | 0 | 0 | 0 | 0 | 272701.7664 | 0 | 0 | 0 | 0 | 0 | 0 | 0 | 0 | 0 | 0 | 0 | 0 | 0
2016-03-09 12:00 | 0 | 0 | 0 | 0 | 0 | 230433.1062 | 0 | 399305 | 0 | 0 | 0 | 71488.5639 | 2382224.9531 | 0 | 0 | 0 | 0 | 0 | 0 | 0 | 0 | 0 | 172012.6414 | 0 | 0 | 0 | 0 | 71488.5639 | 0 | 240360.4577 | 0 | 0 | 0 | 0 | 0 | 0 | 0 | 0 | 0 | 0 | 0 | 0 | 0
2016-03-09 13:00 | 0 | 0 | 0 | 0 | 0 | 199929.7902 | 11806.7957 | 409712 | 0 | 0 | 0 | 71488.5639 | 2184249.539 | 0 | 0 | 0 | 0 | 0 | 0 | 0 | 0 | 0 | 172011.9534 | 0 | 0 | 0 | 0 | 0 | 74726.3523 | 272701.7664 | 0 | 0 | 0 | 0 | 0 | 0 | 0 | 0 | 0 | 0 | 0 | 0 | 0
2016-03-09 14:00 | 0 | 0 | 0 | 0 | 0 | 0 | 292780.2558 | 415738 | 0 | 0 | 0 | 0 | 2132780.3587 | 0 | 0 | 0 | 0 | 0 | 0 | 0 | 0 | 0 | 172011.2653 | 0 | 0 | 0 | 0 | -71488.5639 | 0 | 51469.1803 | 0 | 0 | 0 | 0 | 0 | 0 | 0 | 0 | 0 | 0 | 0 | 0 | 0
2016-03-09 15:00 | 0 | 0 | 0 | 0 | 0 | 0 | 605865.8803 | 420814 | 0 | 0 | 0 | 8887.6607 | 2307571.8647 | 0 | 0 | 0 | 0 | 0 | 0 | 0 | 0 | 0 | 173108.7481 | 0 | 0 | 0 | 0 | 8887.6607 | 174791.506 | 0 | 0 | 0 | 0 | 0 | 0 | 0 | 0 | 0 | 0 | 0 | 1372.7136 | 0 | 0
2016-03-09 16:00 | 0 | 0 | 0 | 0 | 0 | 0 | 591034.5589 | 423758 | 0 | 0 | 0 | 0 | 2482363.3708 | 0 | 0 | 0 | 0 | 0 | 0 | 0 | 0 | 0 | 174206.2266 | 0 | 0 | 0 | 0 | -8887.6607 | 174791.506 | 0 | 0 | 0 | 0 | 0 | 0 | 0 | 0 | 0 | 0 | 0 | 1372.7136 | 0 | 0
2016-03-09 17:00 | 0 | 0 | 0 | 0 | 0 | 0 | 671940.7835 | 424288 | 0 | 0 | 0 | 71488.5639 | 2657154.8768 | 0 | 0 | 0 | 0 | 0 | 0 | 0 | 0 | 0 | 175303.7006 | 0 | 0 | 0 | 0 | 71488.5639 | 174791.506 | 0 | 0 | 0 | 0 | 0 | 0 | 0 | 0 | 0 | 0 | 0 | 1372.7136 | 0 | 0
2016-03-09 18:00 | 0 | 0 | 0 | 0 | 0 | 0 | 529241.6557 | 424566 | 0 | 0 | 0 | 0 | 2831946.3829 | 0 | 0 | 0 | 0 | 0 | 0 | 0 | 0 | 0 | 176401.1703 | 0 | 0 | 0 | 0 | -71488.5639 | 174791.506 | 0 | 0 | 0 | 0 | 0 | 0 | 0 | 0 | 0 | 0 | 0 | 1372.7136 | 0 | 0
2016-03-09 19:00 | 0 | 0 | 0 | 0 | 0 | 0 | 672371.7835 | 424719 | 0 | 0 | 0 | 71488.5639 | 3006737.8889 | 0 | 0 | 0 | 0 | 0 | 0 | 0 | 0 | 0 | 177498.6355 | 0 | 0 | 0 | 0 | 71488.5639 | 174791.506 | 0 | 0 | 0 | 0 | 0 | 0 | 0 | 0 | 0 | 0 | 0 | 1372.7136 | 0 | 0
2016-03-09 20:00 | 0 | 0 | 0 | 0 | 0 | 0 | 660533.7254 | 423876 | 0 | 0 | 0 | 131982.0697 | 3181529.3949 | 0 | 0 | 0 | 0 | 0 | 0 | 0 | 0 | 0 | 178596.0964 | 0 | 0 | 0 | 0 | 60493.5058 | 174791.506 | 0 | 0 | 0 | 0 | 0 | 0 | 0 | 0 | 0 | 0 | 0 | 1372.7136 | 0 | 0
2016-03-09 21:00 | 0 | 0 | 0 | 0 | 0 | 0 | 672145.7835 | 424493 | 0 | 0 | 0 | 203470.6336 | 3356320.901 | 0 | 0 | 0 | 0 | 0 | 0 | 0 | 0 | 0 | 179693.5529 | 0 | 0 | 0 | 0 | 71488.5639 | 174791.506 | 0 | 0 | 0 | 0 | 0 | 0 | 0 | 0 | 0 | 0 | 0 | 1372.7136 | 0 | 0
2016-03-09 22:00 | 0 | 0 | 0 | 0 | 0 | 0 | 603033.2196 | 426869 | 0 | 0 | 0 | 203470.6336 | 3531112.407 | 0 | 0 | 0 | 0 | 0 | 0 | 0 | 0 | 0 | 180791.005 | 0 | 0 | 0 | 0 | 0 | 174791.506 | 0 | 0 | 0 | 0 | 0 | 0 | 0 | 0 | 0 | 0 | 0 | 1372.7136 | 0 | 0
2016-03-09 23:00 | 0 | 0 | 0 | 0 | 0 | 0 | 508782.826 | 436308 | 0 | 0 | 0 | 203470.6336 | 3603587.233 | 0 | 0 | 0 | 0 | 0 | 0 | 0 | 0 | 0 | 180790.2818 | 0 | 0 | 0 | 0 | 0 | 72474.826 | 0 | 0 | 0 | 0 | 0 | 0 | 0 | 0 | 0 | 0 | 0 | 0 | 0 | 0
2016-03-10 | 0 | 0 | 0 | 0 | 0 | 176343.1985 | 155173.729 | 446277 | 0 | 0 | 0 | 131982.0697 | 3560315.7243 | 0 | 0 | 0 | 0 | 0 | 0 | 0 | 0 | 0 | 180789.5587 | 0 | 0 | 0 | 0 | -71488.5639 | 0 | 43271.5087 | 0 | 0 | 0 | 0 | 0 | 0 | 0 | 0 | 0 | 0 | 0 | 0 | 0
2016-03-10 01:00 | 0 | 0 | 0 | 0 | 0 | 168181.4017 | 2427.8319 | 443311 | 0 | 0 | 0 | 131982.0697 | 3287613.9579 | 0 | 0 | 0 | 0 | 0 | 0 | 0 | 0 | 0 | 180788.8355 | 0 | 0 | 0 | 0 | 0 | 0 | 272701.7664 | 0 | 0 | 0 | 0 | 0 | 0 | 0 | 0 | 0 | 0 | 0 | 0 | 0
2016-03-10 02:00 | 0 | 0 | 0 | 0 | 0 | 230588.7975 | 0 | 431802 | 0 | 0 | 0 | 203470.6336 | 3014912.1915 | 0 | 0 | 0 | 0 | 0 | 0 | 0 | 0 | 0 | 180788.1123 | 0 | 0 | 0 | 0 | 71488.5639 | 0 | 272701.7664 | 0 | 0 | 0 | 0 | 0 | 0 | 0 | 0 | 0 | 0 | 0 | 0 | 0
2016-03-10 03:00 | 0 | 0 | 0 | 0 | 0 | 264289.2203 | 0 | 412417 | 0 | 0 | 0 | 131982.0697 | 2938272.9757 | 0 | 0 | 0 | 0 | 0 | 0 | 0 | 0 | 0 | 180787.3892 | 0 | 0 | 0 | 0 | -71488.5639 | 0 | 76639.2158 | 0 | 0 | 0 | 0 | 0 | 0 | 0 | 0 | 0 | 0 | 0 | 0 | 0
2016-03-10 04:00 | 0 | 0 | 0 | 0 | 0 | 43367.6697 | 0 | 387558 | 0 | 0 | 0 | 60493.5058 | 2665571.2093 | 0 | 0 | 0 | 0 | 0 | 0 | 0 | 0 | 0 | 180786.666 | 0 | 0 | 0 | 0 | -71488.5639 | 0 | 272701.7664 | 0 | 0 | 0 | 0 | 0 | 0 | 0 | 0 | 0 | 0 | 0 | 0 | 0
2016-03-10 05:00 | 0 | 0 | 0 | 0 | 0 | 237295.3066 | 0 | 365298 | 0 | 0 | 0 | 0 | 2598062.0216 | 0 | 0 | 0 | 0 | 0 | 0 | 0 | 0 | 0 | 180785.9429 | 0 | 0 | 0 | 0 | -60493.5058 | 0 | 67509.1877 | 0 | 0 | 0 | 0 | 0 | 0 | 0 | 0 | 0 | 0 | 0 | 0 | 0
2016-03-10 06:00 | 0 | 0 | 0 | 0 | 0 | 76073.2336 | 0 | 348775 | 0 | 0 | 0 | 0 | 2325360.2552 | 0 | 0 | 0 | 0 | 0 | 0 | 0 | 0 | 0 | 180785.2197 | 0 | 0 | 0 | 0 | 0 | 0 | 272701.7664 | 0 | 0 | 0 | 0 | 0 | 0 | 0 | 0 | 0 | 0 | 0 | 0 | 0
2016-03-10 07:00 | 0 | 0 | 0 | 0 | 0 | 248160.7613 | 0 | 337334 | 0 | 0 | 0 | 71488.5639 | 2164698.4526 | 0 | 0 | 0 | 0 | 0 | 0 | 0 | 0 | 0 | 180784.4966 | 0 | 0 | 0 | 0 | 71488.5639 | 0 | 160661.8026 | 0 | 0 | 0 | 0 | 0 | 0 | 0 | 0 | 0 | 0 | 0 | 0 | 0
2016-03-10 08:00 | 0 | 0 | 0 | 0 | 0 | 274952.5478 | 0 | 331475 | 0 | 0 | 0 | 63553.197 | 2116111.3673 | 0 | 0 | 0 | 0 | 0 | 0 | 0 | 0 | 0 | 180783.7735 | 0 | 0 | 0 | 0 | -7935.3669 | 0 | 48587.0853 | 0 | 0 | 0 | 0 | 0 | 0 | 0 | 0 | 0 | 0 | 0 | 0 | 0
2016-03-10 09:00 | 0 | 0 | 0 | 0 | 0 | 130868.7975 | 0 | 332082 | 0 | 0 | 0 | 135041.7609 | 1843409.6009 | 0 | 0 | 0 | 0 | 0 | 0 | 0 | 0 | 0 | 180783.0503 | 0 | 0 | 0 | 0 | 71488.5639 | 0 | 272701.7664 | 0 | 0 | 0 | 0 | 0 | 0 | 0 | 0 | 0 | 0 | 0 | 0 | 0
2016-03-10 10:00 | 0 | 0 | 0 | 0 | 0 | 319614.1833 | 0 | 344103 | 0 | 0 | 0 | 110552.9441 | 1843409.6009 | 0 | 0 | 0 | 0 | 0 | 0 | 0 | 0 | 0 | 180782.3272 | 0 | 0 | 0 | 0 | -24488.8167 | 0 | 0 | 0 | 0 | 0 | 0 | 0 | 0 | 0 | 0 | 0 | 0 | 0 | 0 | 0
2016-03-10 11:00 | 0 | 0 | 0 | 0 | 0 | 24004.6697 | 0 | 368195 | 0 | 0 | 0 | 39064.3802 | 1570707.8345 | 0 | 0 | 0 | 0 | 0 | 0 | 0 | 0 | 0 | 180781.6041 | 0 | 0 | 0 | 0 | -71488.5639 | 0 | 272701.7664 | 0 | 0 | 0 | 0 | 0 | 0 | 0 | 0 | 0 | 0 | 0 | 0 | 0
2016-03-10 12:00 | 0 | 0 | 0 | 0 | 0 | 192191.7975 | 0 | 393405 | 0 | 0 | 0 | 110552.9441 | 1298006.0681 | 0 | 0 | 0 | 0 | 0 | 0 | 0 | 0 | 0 | 180780.8809 | 0 | 0 | 0 | 0 | 71488.5639 | 0 | 272701.7664 | 0 | 0 | 0 | 0 | 0 | 0 | 0 | 0 | 0 | 0 | 0 | 0 | 0
2016-03-10 13:00 | 0 | 0 | 0 | 0 | 0 | 216627.7273 | 20860.4485 | 406887 | 0 | 0 | 0 | 39064.3802 | 1200095.8077 | 0 | 0 | 0 | 0 | 0 | 0 | 0 | 0 | 0 | 180780.1578 | 0 | 0 | 0 | 0 | -71488.5639 | 174791.506 | 272701.7664 | 0 | 0 | 0 | 0 | 0 | 0 | 0 | 0 | 0 | 0 | 0 | 0 | 0
2016-03-10 14:00 | 0 | 0 | 0 | 0 | 0 | 0 | 377365.6198 | 416430 | 0 | 0 | 0 | 0 | 1200095.8077 | 0 | 0 | 0 | 0 | 0 | 0 | 0 | 0 | 0 | 180779.4347 | 0 | 0 | 0 | 0 | -39064.3802 | 0 | 0 | 0 | 0 | 0 | 0 | 0 | 0 | 0 | 0 | 0 | 0 | 0 | 0 | 0
2016-03-10 15:00 | 0 | 0 | 0 | 0 | 0 | 0 | 600248.2196 | 424084 | 0 | 0 | 0 | 0 | 1374887.3137 | 0 | 0 | 0 | 0 | 0 | 0 | 0 | 0 | 0 | 181876.8824 | 0 | 0 | 0 | 0 | 0 | 174791.506 | 0 | 0 | 0 | 0 | 0 | 0 | 0 | 0 | 0 | 0 | 0 | 1372.7136 | 0 | 0
2016-03-10 16:00 | 0 | 0 | 0 | 0 | 0 | 0 | 603499.2196 | 427335 | 0 | 0 | 0 | 0 | 1549678.8198 | 0 | 0 | 0 | 0 | 0 | 0 | 0 | 0 | 0 | 182974.3258 | 0 | 0 | 0 | 0 | 0 | 174791.506 | 0 | 0 | 0 | 0 | 0 | 0 | 0 | 0 | 0 | 0 | 0 | 1372.7136 | 0 | 0
2016-03-10 17:00 | 0 | 0 | 0 | 0 | 0 | 0 | 676518.7835 | 428866 | 0 | 0 | 0 | 71488.5639 | 1724470.3258 | 0 | 0 | 0 | 0 | 0 | 0 | 0 | 0 | 0 | 184071.7648 | 0 | 0 | 0 | 0 | 71488.5639 | 174791.506 | 0 | 0 | 0 | 0 | 0 | 0 | 0 | 0 | 0 | 0 | 0 | 1372.7136 | 0 | 0
2016-03-10 18:00 | 0 | 0 | 0 | 0 | 0 | 0 | 535247.6557 | 430572 | 0 | 0 | 0 | 0 | 1899261.8318 | 0 | 0 | 0 | 0 | 0 | 0 | 0 | 0 | 0 | 185169.1994 | 0 | 0 | 0 | 0 | -71488.5639 | 174791.506 | 0 | 0 | 0 | 0 | 0 | 0 | 0 | 0 | 0 | 0 | 0 | 1372.7136 | 0 | 0
2016-03-10 19:00 | 0 | 0 | 0 | 0 | 0 | 0 | 679353.7835 | 431701 | 0 | 0 | 0 | 71488.5639 | 2074053.3379 | 0 | 0 | 0 | 0 | 0 | 0 | 0 | 0 | 0 | 186266.6295 | 0 | 0 | 0 | 0 | 71488.5639 | 174791.506 | 0 | 0 | 0 | 0 | 0 | 0 | 0 | 0 | 0 | 0 | 0 | 1372.7136 | 0 | 0
2016-03-10 20:00 | 0 | 0 | 0 | 0 | 0 | 0 | 679803.7835 | 432151 | 0 | 0 | 0 | 142977.1278 | 2248844.8439 | 0 | 0 | 0 | 0 | 0 | 0 | 0 | 0 | 0 | 187364.0553 | 0 | 0 | 0 | 0 | 71488.5639 | 174791.506 | 0 | 0 | 0 | 0 | 0 | 0 | 0 | 0 | 0 | 0 | 0 | 1372.7136 | 0 | 0
2016-03-10 21:00 | 0 | 0 | 0 | 0 | 0 | 0 | 669673.7254 | 433016 | 0 | 0 | 0 | 203470.6336 | 2423636.35 | 0 | 0 | 0 | 0 | 0 | 0 | 0 | 0 | 0 | 188461.4768 | 0 | 0 | 0 | 0 | 60493.5058 | 174791.506 | 0 | 0 | 0 | 0 | 0 | 0 | 0 | 0 | 0 | 0 | 0 | 1372.7136 | 0 | 0
2016-03-10 22:00 | 0 | 0 | 0 | 0 | 0 | 0 | 610799.2196 | 434635 | 0 | 0 | 0 | 203470.6336 | 2598427.856 | 0 | 0 | 0 | 0 | 0 | 0 | 0 | 0 | 0 | 189558.8938 | 0 | 0 | 0 | 0 | 0 | 174791.506 | 0 | 0 | 0 | 0 | 0 | 0 | 0 | 0 | 0 | 0 | 0 | 1372.7136 | 0 | 0
2016-03-10 23:00 | 0 | 0 | 0 | 0 | 0 | 0 | 572934.2315 | 440543 | 0 | 0 | 0 | 161070.359 | 2773219.362 | 0 | 0 | 0 | 0 | 0 | 0 | 0 | 0 | 0 | 189558.1355 | 0 | 0 | 0 | 0 | -42400.2746 | 174791.506 | 0 | 0 | 0 | 0 | 0 | 0 | 0 | 0 | 0 | 0 | 0 | 0 | 0 | 0
2016-03-11 | 0 | 0 | 0 | 0 | 0 | 0 | 182343.546 | 448569 | 0 | 0 | 0 | 89581.7951 | 2578482.4719 | 0 | 0 | 0 | 0 | 0 | 0 | 0 | 0 | 0 | 189557.3773 | 0 | 0 | 0 | 0 | -71488.5639 | 77964.8763 | 272701.7664 | 0 | 0 | 0 | 0 | 0 | 0 | 0 | 0 | 0 | 0 | 0 | 0 | 0
2016-03-11 01:00 | 0 | 0 | 0 | 0 | 0 | 561120.5743 | 2949.7586 | 447010 | 0 | 0 | 0 | 71488.5639 | 2713636.0361 | 0 | 0 | 0 | 0 | 0 | 0 | 0 | 0 | 0 | 189556.6191 | 0 | 0 | 0 | 0 | -18093.2312 | 135153.5641 | 0 | 0 | 0 | 0 | 0 | 0 | 0 | 0 | 0 | 0 | 0 | 0 | 0 | 0
2016-03-11 02:00 | 0 | 0 | 0 | 0 | 0 | 92064.6697 | 0 | 436255 | 0 | 0 | 0 | 0 | 2440934.2696 | 0 | 0 | 0 | 0 | 0 | 0 | 0 | 0 | 0 | 189555.8609 | 0 | 0 | 0 | 0 | -71488.5639 | 0 | 272701.7664 | 0 | 0 | 0 | 0 | 0 | 0 | 0 | 0 | 0 | 0 | 0 | 0 | 0
2016-03-11 03:00 | 0 | 0 | 0 | 0 | 0 | 488498.5639 | 0 | 417010 | 0 | 0 | 0 | 71488.5639 | 2440934.2696 | 0 | 0 | 0 | 0 | 0 | 0 | 0 | 0 | 0 | 189555.1026 | 0 | 0 | 0 | 0 | 71488.5639 | 0 | 0 | 0 | 0 | 0 | 0 | 0 | 0 | 0 | 0 | 0 | 0 | 0 | 0 | 0
2016-03-11 04:00 | 0 | 0 | 0 | 0 | 0 | 391138.6697 | 0 | 392696 | 0 | 0 | 0 | 69931.2336 | 2440934.2696 | 0 | 0 | 0 | 0 | 0 | 0 | 0 | 0 | 0 | 189554.3444 | 0 | 0 | 0 | 0 | -1557.3303 | 0 | 0 | 0 | 0 | 0 | 0 | 0 | 0 | 0 | 0 | 0 | 0 | 0 | 0 | 0
2016-03-11 05:00 | 0 | 0 | 0 | 0 | 0 | 443074.5639 | 0 | 371586 | 0 | 0 | 0 | 141419.7975 | 2440934.2696 | 0 | 0 | 0 | 0 | 0 | 0 | 0 | 0 | 0 | 189553.5862 | 0 | 0 | 0 | 0 | 71488.5639 | 0 | 0 | 0 | 0 | 0 | 0 | 0 | 0 | 0 | 0 | 0 | 0 | 0 | 0 | 0
2016-03-11 06:00 | 0 | 0 | 0 | 0 | 0 | 283174.4361 | 0 | 354663 | 0 | 0 | 0 | 69931.2336 | 2440934.2696 | 0 | 0 | 0 | 0 | 0 | 0 | 0 | 0 | 0 | 189552.828 | 0 | 0 | 0 | 0 | -71488.5639 | 0 | 0 | 0 | 0 | 0 | 0 | 0 | 0 | 0 | 0 | 0 | 0 | 0 | 0 | 0
2016-03-11 07:00 | 0 | 0 | 0 | 0 | 0 | 0 | 0 | 342633 | 0 | 0 | 0 | 0 | 2168232.5032 | 0 | 0 | 0 | 0 | 0 | 0 | 0 | 0 | 0 | 189552.0698 | 0 | 0 | 0 | 0 | -69931.2336 | 0 | 272701.7664 | 0 | 0 | 0 | 0 | 0 | 0 | 0 | 0 | 0 | 0 | 0 | 0 | 0
2016-03-11 08:00 | 0 | 0 | 0 | 0 | 0 | 407620.5639 | 0 | 336132 | 0 | 0 | 0 | 71488.5639 | 2168232.5032 | 0 | 0 | 0 | 0 | 0 | 0 | 0 | 0 | 0 | 189551.3116 | 0 | 0 | 0 | 0 | 71488.5639 | 0 | 0 | 0 | 0 | 0 | 0 | 0 | 0 | 0 | 0 | 0 | 0 | 0 | 0 | 0
2016-03-11 09:00 | 0 | 0 | 0 | 0 | 0 | 407566.5639 | 0 | 336078 | 0 | 0 | 0 | 142977.1278 | 2168232.5032 | 0 | 0 | 0 | 0 | 0 | 0 | 0 | 0 | 0 | 189550.5534 | 0 | 0 | 0 | 0 | 71488.5639 | 0 | 0 | 0 | 0 | 0 | 0 | 0 | 0 | 0 | 0 | 0 | 0 | 0 | 0 | 0
2016-03-11 10:00 | 0 | 0 | 0 | 0 | 0 | 1305.6697 | 0 | 345496 | 0 | 0 | 0 | 71488.5639 | 1895530.7368 | 0 | 0 | 0 | 0 | 0 | 0 | 0 | 0 | 0 | 189549.7951 | 0 | 0 | 0 | 0 | -71488.5639 | 0 | 272701.7664 | 0 | 0 | 0 | 0 | 0 | 0 | 0 | 0 | 0 | 0 | 0 | 0 | 0
2016-03-11 11:00 | 0 | 0 | 0 | 0 | 0 | 169038.7975 | 0 | 370252 | 0 | 0 | 0 | 142977.1278 | 1622828.9704 | 0 | 0 | 0 | 0 | 0 | 0 | 0 | 0 | 0 | 189549.0369 | 0 | 0 | 0 | 0 | 71488.5639 | 0 | 272701.7664 | 0 | 0 | 0 | 0 | 0 | 0 | 0 | 0 | 0 | 0 | 0 | 0 | 0
2016-03-11 12:00 | 0 | 0 | 0 | 0 | 0 | 51138.6697 | 0 | 395329 | 0 | 0 | 0 | 71488.5639 | 1350127.204 | 0 | 0 | 0 | 0 | 0 | 0 | 0 | 0 | 0 | 189548.2788 | 0 | 0 | 0 | 0 | -71488.5639 | 0 | 272701.7664 | 0 | 0 | 0 | 0 | 0 | 0 | 0 | 0 | 0 | 0 | 0 | 0 | 0
2016-03-11 13:00 | 0 | 0 | 0 | 0 | 0 | 520091.0918 | 28237.3269 | 409015 | 0 | 0 | 0 | 56005.7217 | 1504923.4649 | 0 | 0 | 0 | 0 | 0 | 0 | 0 | 0 | 0 | 189547.5206 | 0 | 0 | 0 | 0 | -15482.8422 | 154796.261 | 0 | 0 | 0 | 0 | 0 | 0 | 0 | 0 | 0 | 0 | 0 | 0 | 0 | 0
2016-03-11 14:00 | 0 | 0 | 0 | 0 | 0 | 0 | 361627.2783 | 417633 | 0 | 0 | 0 | 0 | 1504923.4649 | 0 | 0 | 0 | 0 | 0 | 0 | 0 | 0 | 0 | 189546.7624 | 0 | 0 | 0 | 0 | -56005.7217 | 0 | 0 | 0 | 0 | 0 | 0 | 0 | 0 | 0 | 0 | 0 | 0 | 0 | 0 | 0
2016-03-11 15:00 | 0 | 0 | 0 | 0 | 0 | 0 | 560769.2977 | 424674 | 0 | 0 | 0 | 0 | 1641018.7627 | 0 | 0 | 0 | 0 | 0 | 0 | 0 | 0 | 0 | 189546.0042 | 0 | 0 | 0 | 0 | 0 | 136095.2977 | 0 | 0 | 0 | 0 | 0 | 0 | 0 | 0 | 0 | 0 | 0 | 0 | 0 | 0
2016-03-11 16:00 | 0 | 0 | 0 | 0 | 0 | 0 | 606527.4426 | 429006 | 0 | 0 | 0 | 71488.5639 | 1747051.6414 | 0 | 0 | 0 | 0 | 0 | 0 | 0 | 0 | 0 | 189545.246 | 0 | 0 | 0 | 0 | 71488.5639 | 106032.8787 | 0 | 0 | 0 | 0 | 0 | 0 | 0 | 0 | 0 | 0 | 0 | 0 | 0 | 0
2016-03-11 17:00 | 0 | 0 | 0 | 0 | 0 | 0 | 629647.7322 | 429653 | 0 | 0 | 0 | 96691.7901 | 1921843.1475 | 0 | 0 | 0 | 0 | 0 | 0 | 0 | 0 | 0 | 189544.4878 | 0 | 0 | 0 | 0 | 25203.2262 | 174791.506 | 0 | 0 | 0 | 0 | 0 | 0 | 0 | 0 | 0 | 0 | 0 | 0 | 0 | 0
2016-03-11 18:00 | 0 | 0 | 0 | 0 | 0 | 0 | 638913.784 | 429771 | 0 | 0 | 0 | 131043.0681 | 2096634.6535 | 0 | 0 | 0 | 0 | 0 | 0 | 0 | 0 | 0 | 189543.7296 | 0 | 0 | 0 | 0 | 34351.278 | 174791.506 | 0 | 0 | 0 | 0 | 0 | 0 | 0 | 0 | 0 | 0 | 0 | 0 | 0 | 0
2016-03-11 19:00 | 0 | 0 | 0 | 0 | 0 | 0 | 634583.1611 | 429113 | 0 | 0 | 0 | 161721.7231 | 2271426.1595 | 0 | 0 | 0 | 0 | 0 | 0 | 0 | 0 | 0 | 189542.9715 | 0 | 0 | 0 | 0 | 30678.655 | 174791.506 | 0 | 0 | 0 | 0 | 0 | 0 | 0 | 0 | 0 | 0 | 0 | 0 | 0 | 0
2016-03-11 20:00 | 0 | 0 | 0 | 0 | 0 | 0 | 625743.0312 | 426720 | 0 | 0 | 0 | 203139.0403 | 2429031.8735 | 0 | 0 | 0 | 0 | 0 | 0 | 0 | 0 | 0 | 189542.2133 | 0 | 0 | 0 | 0 | 41417.3172 | 157605.714 | 0 | 0 | 0 | 0 | 0 | 0 | 0 | 0 | 0 | 0 | 0 | 0 | 0 | 0
2016-03-11 21:00 | 0 | 0 | 0 | 0 | 0 | 0 | 600057.0993 | 424934 | 0 | 0 | 0 | 203470.6336 | 2603823.3795 | 0 | 0 | 0 | 0 | 0 | 0 | 0 | 0 | 0 | 189541.4551 | 0 | 0 | 0 | 0 | 331.5932 | 174791.506 | 0 | 0 | 0 | 0 | 0 | 0 | 0 | 0 | 0 | 0 | 0 | 0 | 0 | 0
2016-03-11 22:00 | 0 | 0 | 0 | 0 | 0 | 0 | 534949.4787 | 422823 | 0 | 0 | 0 | 203470.6336 | 2715949.8582 | 0 | 0 | 0 | 0 | 0 | 0 | 0 | 0 | 0 | 189540.697 | 0 | 0 | 0 | 0 | 0 | 112126.4787 | 0 | 0 | 0 | 0 | 0 | 0 | 0 | 0 | 0 | 0 | 0 | 0 | 0 | 0
2016-03-11 23:00 | 0 | 0 | 0 | 0 | 0 | 0 | 384540.1997 | 424991 | 0 | 0 | 0 | 131982.0697 | 2746987.6218 | 0 | 0 | 0 | 0 | 0 | 0 | 0 | 0 | 0 | 189539.9388 | 0 | 0 | 0 | 0 | -71488.5639 | 31037.7635 | 0 | 0 | 0 | 0 | 0 | 0 | 0 | 0 | 0 | 0 | 0 | 0 | 0 | 0
2016-03-12 | 0 | 0 | 0 | 0 | 0 | 0 | 114068.3023 | 430809 | 0 | 0 | 0 | 60493.5058 | 2501735.488 | 0 | 0 | 0 | 0 | 0 | 0 | 0 | 0 | 0 | 189539.1806 | 0 | 0 | 0 | 0 | -71488.5639 | 0 | 245252.1338 | 0 | 0 | 0 | 0 | 0 | 0 | 0 | 0 | 0 | 0 | 0 | 0 | 0
2016-03-12 01:00 | 0 | 0 | 0 | 0 | 0 | 497555.1199 | 2577.444 | 428644 | 0 | 0 | 0 | 131982.0697 | 2501735.488 | 0 | 0 | 0 | 0 | 0 | 0 | 0 | 0 | 0 | 189538.4225 | 0 | 0 | 0 | 0 | 71488.5639 | 0 | 0 | 0 | 0 | 0 | 0 | 0 | 0 | 0 | 0 | 0 | 0 | 0 | 0 | 0
2016-03-12 02:00 | 0 | 0 | 0 | 0 | 0 | 73475.6697 | 0 | 417666 | 0 | 0 | 0 | 60493.5058 | 2229033.7216 | 0 | 0 | 0 | 0 | 0 | 0 | 0 | 0 | 0 | 189537.6643 | 0 | 0 | 0 | 0 | -71488.5639 | 0 | 272701.7664 | 0 | 0 | 0 | 0 | 0 | 0 | 0 | 0 | 0 | 0 | 0 | 0 | 0
2016-03-12 03:00 | 0 | 0 | 0 | 0 | 0 | 143250.2917 | 0 | 404957 | 0 | 0 | 0 | 71488.5639 | 1956331.9552 | 0 | 0 | 0 | 0 | 0 | 0 | 0 | 0 | 0 | 189536.9062 | 0 | 0 | 0 | 0 | 10995.0581 | 0 | 272701.7664 | 0 | 0 | 0 | 0 | 0 | 0 | 0 | 0 | 0 | 0 | 0 | 0 | 0
2016-03-12 04:00 | 0 | 0 | 0 | 0 | 0 | 310675.4361 | 0 | 382164 | 0 | 0 | 0 | 0 | 1956331.9552 | 0 | 0 | 0 | 0 | 0 | 0 | 0 | 0 | 0 | 189536.148 | 0 | 0 | 0 | 0 | -71488.5639 | 0 | 0 | 0 | 0 | 0 | 0 | 0 | 0 | 0 | 0 | 0 | 0 | 0 | 0 | 0
2016-03-12 05:00 | 0 | 0 | 0 | 0 | 0 | 92256.2336 | 0 | 364958 | 0 | 0 | 0 | 0 | 1683630.1888 | 0 | 0 | 0 | 0 | 0 | 0 | 0 | 0 | 0 | 189535.3899 | 0 | 0 | 0 | 0 | 0 | 0 | 272701.7664 | 0 | 0 | 0 | 0 | 0 | 0 | 0 | 0 | 0 | 0 | 0 | 0 | 0
2016-03-12 06:00 | 0 | 0 | 0 | 0 | 0 | 149117.7975 | 0 | 350331 | 0 | 0 | 0 | 71488.5639 | 1410928.4224 | 0 | 0 | 0 | 0 | 0 | 0 | 0 | 0 | 0 | 189534.6317 | 0 | 0 | 0 | 0 | 71488.5639 | 0 | 272701.7664 | 0 | 0 | 0 | 0 | 0 | 0 | 0 | 0 | 0 | 0 | 0 | 0 | 0
2016-03-12 07:00 | 0 | 0 | 0 | 0 | 0 | 266893.4361 | 0 | 338382 | 0 | 0 | 0 | 0 | 1410928.4224 | 0 | 0 | 0 | 0 | 0 | 0 | 0 | 0 | 0 | 189533.8736 | 0 | 0 | 0 | 0 | -71488.5639 | 0 | 0 | 0 | 0 | 0 | 0 | 0 | 0 | 0 | 0 | 0 | 0 | 0 | 0 | 0
2016-03-12 08:00 | 0 | 0 | 0 | 0 | 0 | 402903.5639 | 0 | 331415 | 0 | 0 | 0 | 71488.5639 | 1410928.4224 | 0 | 0 | 0 | 0 | 0 | 0 | 0 | 0 | 0 | 189533.1155 | 0 | 0 | 0 | 0 | 71488.5639 | 0 | 0 | 0 | 0 | 0 | 0 | 0 | 0 | 0 | 0 | 0 | 0 | 0 | 0 | 0
2016-03-12 09:00 | 0 | 0 | 0 | 0 | 0 | 400359.5639 | 0 | 328871 | 0 | 0 | 0 | 142977.1278 | 1410928.4224 | 0 | 0 | 0 | 0 | 0 | 0 | 0 | 0 | 0 | 189532.3573 | 0 | 0 | 0 | 0 | 71488.5639 | 0 | 0 | 0 | 0 | 0 | 0 | 0 | 0 | 0 | 0 | 0 | 0 | 0 | 0 | 0
2016-03-12 10:00 | 0 | 0 | 0 | 0 | 0 | 0 | 0 | 331181 | 0 | 0 | 0 | 71488.5639 | 1151235.9863 | 0 | 0 | 0 | 0 | 0 | 0 | 0 | 0 | 0 | 189531.5992 | 0 | 0 | 0 | 0 | -71488.5639 | 0 | 259692.4361 | 0 | 0 | 0 | 0 | 0 | 0 | 0 | 0 | 0 | 0 | 0 | 0 | 0
2016-03-12 11:00 | 0 | 0 | 0 | 0 | 0 | 409128.5639 | 0 | 337640 | 0 | 0 | 0 | 142977.1278 | 1151235.9863 | 0 | 0 | 0 | 0 | 0 | 0 | 0 | 0 | 0 | 189530.8411 | 0 | 0 | 0 | 0 | 71488.5639 | 0 | 0 | 0 | 0 | 0 | 0 | 0 | 0 | 0 | 0 | 0 | 0 | 0 | 0 | 0
2016-03-12 12:00 | 0 | 0 | 0 | 0 | 0 | 4111.6697 | 0 | 348302 | 0 | 0 | 0 | 71488.5639 | 878534.2199 | 0 | 0 | 0 | 0 | 0 | 0 | 0 | 0 | 0 | 189530.083 | 0 | 0 | 0 | 0 | -71488.5639 | 0 | 272701.7664 | 0 | 0 | 0 | 0 | 0 | 0 | 0 | 0 | 0 | 0 | 0 | 0 | 0
2016-03-12 13:00 | 0 | 0 | 0 | 0 | 0 | 0 | 23832.9223 | 362752 | 0 | 0 | 0 | 0 | 611103.7061 | 0 | 0 | 0 | 0 | 0 | 0 | 0 | 0 | 0 | 189529.3248 | 0 | 0 | 0 | 0 | -71488.5639 | 0 | 267430.5138 | 0 | 0 | 0 | 0 | 0 | 0 | 0 | 0 | 0 | 0 | 0 | 0 | 0
2016-03-12 14:00 | 0 | 0 | 0 | 0 | 0 | 0 | 328229.6482 | 377676 | 0 | 0 | 0 | 0 | 561657.3543 | 0 | 0 | 0 | 0 | 0 | 0 | 0 | 0 | 0 | 189528.5667 | 0 | 0 | 0 | 0 | 0 | 0 | 49446.3518 | 0 | 0 | 0 | 0 | 0 | 0 | 0 | 0 | 0 | 0 | 0 | 0 | 0
2016-03-12 15:00 | 0 | 0 | 0 | 0 | 0 | 0 | 635907.7835 | 388255 | 0 | 0 | 0 | 71488.5639 | 736448.8603 | 0 | 0 | 0 | 0 | 0 | 0 | 0 | 0 | 0 | 190625.9795 | 0 | 0 | 0 | 0 | 71488.5639 | 174791.506 | 0 | 0 | 0 | 0 | 0 | 0 | 0 | 0 | 0 | 0 | 0 | 1372.7136 | 0 | 0
2016-03-12 16:00 | 0 | 0 | 0 | 0 | 0 | 0 | 498150.6557 | 393475 | 0 | 0 | 0 | 0 | 911240.3663 | 0 | 0 | 0 | 0 | 0 | 0 | 0 | 0 | 0 | 191723.3878 | 0 | 0 | 0 | 0 | -71488.5639 | 174791.506 | 0 | 0 | 0 | 0 | 0 | 0 | 0 | 0 | 0 | 0 | 0 | 1372.7136 | 0 | 0
2016-03-12 17:00 | 0 | 0 | 0 | 0 | 0 | 0 | 642110.7835 | 394458 | 0 | 0 | 0 | 71488.5639 | 1086031.8724 | 0 | 0 | 0 | 0 | 0 | 0 | 0 | 0 | 0 | 192820.7918 | 0 | 0 | 0 | 0 | 71488.5639 | 174791.506 | 0 | 0 | 0 | 0 | 0 | 0 | 0 | 0 | 0 | 0 | 0 | 1372.7136 | 0 | 0
2016-03-12 18:00 | 0 | 0 | 0 | 0 | 0 | 0 | 498063.6557 | 393388 | 0 | 0 | 0 | 0 | 1260823.3784 | 0 | 0 | 0 | 0 | 0 | 0 | 0 | 0 | 0 | 193918.1914 | 0 | 0 | 0 | 0 | -71488.5639 | 174791.506 | 0 | 0 | 0 | 0 | 0 | 0 | 0 | 0 | 0 | 0 | 0 | 1372.7136 | 0 | 0
2016-03-12 19:00 | 0 | 0 | 0 | 0 | 0 | 0 | 639017.7835 | 391365 | 0 | 0 | 0 | 71488.5639 | 1435614.8844 | 0 | 0 | 0 | 0 | 0 | 0 | 0 | 0 | 0 | 195015.5866 | 0 | 0 | 0 | 0 | 71488.5639 | 174791.506 | 0 | 0 | 0 | 0 | 0 | 0 | 0 | 0 | 0 | 0 | 0 | 1372.7136 | 0 | 0
2016-03-12 20:00 | 0 | 0 | 0 | 0 | 0 | 0 | 627042.7254 | 390385 | 0 | 0 | 0 | 131982.0697 | 1610406.3905 | 0 | 0 | 0 | 0 | 0 | 0 | 0 | 0 | 0 | 196112.9774 | 0 | 0 | 0 | 0 | 60493.5058 | 174791.506 | 0 | 0 | 0 | 0 | 0 | 0 | 0 | 0 | 0 | 0 | 0 | 1372.7136 | 0 | 0
2016-03-12 21:00 | 0 | 0 | 0 | 0 | 0 | 0 | 638427.7835 | 390775 | 0 | 0 | 0 | 203470.6336 | 1785197.8965 | 0 | 0 | 0 | 0 | 0 | 0 | 0 | 0 | 0 | 197210.3638 | 0 | 0 | 0 | 0 | 71488.5639 | 174791.506 | 0 | 0 | 0 | 0 | 0 | 0 | 0 | 0 | 0 | 0 | 0 | 1372.7136 | 0 | 0
2016-03-12 22:00 | 0 | 0 | 0 | 0 | 0 | 0 | 568896.2196 | 392732 | 0 | 0 | 0 | 203470.6336 | 1959989.4026 | 0 | 0 | 0 | 0 | 0 | 0 | 0 | 0 | 0 | 198307.7458 | 0 | 0 | 0 | 0 | 0 | 174791.506 | 0 | 0 | 0 | 0 | 0 | 0 | 0 | 0 | 0 | 0 | 0 | 1372.7136 | 0 | 0
2016-03-12 23:00 | 0 | 0 | 0 | 0 | 0 | 0 | 555607.1313 | 399719 | 0 | 0 | 0 | 203470.6336 | 2115877.5339 | 0 | 0 | 0 | 0 | 0 | 0 | 0 | 0 | 0 | 198306.9526 | 0 | 0 | 0 | 0 | 0 | 155888.1313 | 0 | 0 | 0 | 0 | 0 | 0 | 0 | 0 | 0 | 0 | 0 | 0 | 0 | 0
2016-03-13 | 0 | 0 | 0 | 0 | 0 | 0 | 200470.831 | 407436 | 0 | 0 | 0 | 203470.6336 | 1908912.3649 | 0 | 0 | 0 | 0 | 0 | 0 | 0 | 0 | 0 | 198306.1594 | 0 | 0 | 0 | 0 | 0 | 0 | 206965.169 | 0 | 0 | 0 | 0 | 0 | 0 | 0 | 0 | 0 | 0 | 0 | 0 | 0
2016-03-13 01:00 | 0 | 0 | 0 | 0 | 0 | 129996.0233 | 3818.2103 | 406516 | 0 | 0 | 0 | 203470.6336 | 1636210.5985 | 0 | 0 | 0 | 0 | 0 | 0 | 0 | 0 | 0 | 198305.3661 | 0 | 0 | 0 | 0 | 0 | 0 | 272701.7664 | 0 | 0 | 0 | 0 | 0 | 0 | 0 | 0 | 0 | 0 | 0 | 0 | 0
2016-03-13 02:00 | 0 | 0 | 0 | 0 | 0 | 54685.6697 | 0 | 398876 | 0 | 0 | 0 | 131982.0697 | 1363508.8321 | 0 | 0 | 0 | 0 | 0 | 0 | 0 | 0 | 0 | 198304.5729 | 0 | 0 | 0 | 0 | -71488.5639 | 0 | 272701.7664 | 0 | 0 | 0 | 0 | 0 | 0 | 0 | 0 | 0 | 0 | 0 | 0 | 0
2016-03-13 03:00 | 0 | 0 | 0 | 0 | 0 | 124584.2917 | 0 | 386291 | 0 | 0 | 0 | 142977.1278 | 1090807.0657 | 0 | 0 | 0 | 0 | 0 | 0 | 0 | 0 | 0 | 198303.7797 | 0 | 0 | 0 | 0 | 10995.0581 | 0 | 272701.7664 | 0 | 0 | 0 | 0 | 0 | 0 | 0 | 0 | 0 | 0 | 0 | 0 | 0
2016-03-13 04:00 | 0 | 0 | 0 | 0 | 0 | 24198.6697 | 0 | 368389 | 0 | 0 | 0 | 71488.5639 | 818105.2992 | 0 | 0 | 0 | 0 | 0 | 0 | 0 | 0 | 0 | 198302.9865 | 0 | 0 | 0 | 0 | -71488.5639 | 0 | 272701.7664 | 0 | 0 | 0 | 0 | 0 | 0 | 0 | 0 | 0 | 0 | 0 | 0 | 0
2016-03-13 05:00 | 0 | 0 | 0 | 0 | 0 | 279572.4361 | 0 | 351061 | 0 | 0 | 0 | 0 | 818105.2992 | 0 | 0 | 0 | 0 | 0 | 0 | 0 | 0 | 0 | 198302.1933 | 0 | 0 | 0 | 0 | -71488.5639 | 0 | 0 | 0 | 0 | 0 | 0 | 0 | 0 | 0 | 0 | 0 | 0 | 0 | 0 | 0
2016-03-13 06:00 | 0 | 0 | 0 | 0 | 0 | 64612.2336 | 0 | 337314 | 0 | 0 | 0 | 0 | 545403.5328 | 0 | 0 | 0 | 0 | 0 | 0 | 0 | 0 | 0 | 198301.4001 | 0 | 0 | 0 | 0 | 0 | 0 | 272701.7664 | 0 | 0 | 0 | 0 | 0 | 0 | 0 | 0 | 0 | 0 | 0 | 0 | 0
2016-03-13 07:00 | 0 | 0 | 0 | 0 | 0 | 398629.5639 | 0 | 327141 | 0 | 0 | 0 | 71488.5639 | 545403.5328 | 0 | 0 | 0 | 0 | 0 | 0 | 0 | 0 | 0 | 198300.6069 | 0 | 0 | 0 | 0 | 71488.5639 | 0 | 0 | 0 | 0 | 0 | 0 | 0 | 0 | 0 | 0 | 0 | 0 | 0 | 0 | 0
2016-03-13 08:00 | 0 | 0 | 0 | 0 | 0 | 0 | 0 | 320515 | 0 | 0 | 0 | 23675.3303 | 272701.7664 | 0 | 0 | 0 | 0 | 0 | 0 | 0 | 0 | 0 | 198299.8137 | 0 | 0 | 0 | 0 | -47813.2336 | 0 | 272701.7664 | 0 | 0 | 0 | 0 | 0 | 0 | 0 | 0 | 0 | 0 | 0 | 0 | 0
2016-03-13 09:00 | 0 | 0 | 0 | 0 | 0 | 390389.5639 | 0 | 318901 | 0 | 0 | 0 | 95163.8942 | 272701.7664 | 0 | 0 | 0 | 0 | 0 | 0 | 0 | 0 | 0 | 198299.0205 | 0 | 0 | 0 | 0 | 71488.5639 | 0 | 0 | 0 | 0 | 0 | 0 | 0 | 0 | 0 | 0 | 0 | 0 | 0 | 0 | 0
2016-03-13 10:00 | 0 | 0 | 0 | 0 | 0 | 362282.9033 | 0 | 322082 | 0 | 0 | 0 | 135364.7975 | 272701.7664 | 0 | 0 | 0 | 0 | 0 | 0 | 0 | 0 | 0 | 198298.2273 | 0 | 0 | 0 | 0 | 40200.9033 | 0 | 0 | 0 | 0 | 0 | 0 | 0 | 0 | 0 | 0 | 0 | 0 | 0 | 0 | 0
2016-03-13 11:00 | 0 | 0 | 0 | 0 | 0 | 256409.4361 | 0 | 327898 | 0 | 0 | 0 | 63876.2336 | 272701.7664 | 0 | 0 | 0 | 0 | 0 | 0 | 0 | 0 | 0 | 198297.4341 | 0 | 0 | 0 | 0 | -71488.5639 | 0 | 0 | 0 | 0 | 0 | 0 | 0 | 0 | 0 | 0 | 0 | 0 | 0 | 0 | 0
2016-03-13 12:00 | 0 | 0 | 0 | 0 | 0 | 0 | 0 | 336578 | 0 | 0 | 0 | 0 | 0 | 0 | 0 | 0 | 0 | 0 | 0 | 0 | 0 | 0 | 198296.6409 | 0 | 0 | 0 | 0 | -63876.2336 | 0 | 272701.7664 | 0 | 0 | 0 | 0 | 0 | 0 | 0 | 0 | 0 | 0 | 0 | 0 | 0
2016-03-13 13:00 | 0 | 0 | 0 | 0 | 0 | 482343.1572 | 39918.5066 | 349873 | 0 | 0 | 0 | 0 | 172388.6638 | 0 | 0 | 0 | 0 | 0 | 0 | 0 | 0 | 0 | 198295.8477 | 0 | 0 | 0 | 0 | 0 | 172388.6638 | 0 | 0 | 0 | 0 | 0 | 0 | 0 | 0 | 0 | 0 | 0 | 0 | 0 | 0
2016-03-13 14:00 | 0 | 0 | 0 | 0 | 0 | 0 | 395083.2892 | 364303 | 0 | 0 | 0 | 0 | 203168.9531 | 0 | 0 | 0 | 0 | 0 | 0 | 0 | 0 | 0 | 198295.0545 | 0 | 0 | 0 | 0 | 0 | 30780.2892 | 0 | 0 | 0 | 0 | 0 | 0 | 0 | 0 | 0 | 0 | 0 | 0 | 0 | 0
2016-03-13 15:00 | 0 | 0 | 0 | 0 | 0 | 0 | 550909.2196 | 374745 | 0 | 0 | 0 | 0 | 377960.4591 | 0 | 0 | 0 | 0 | 0 | 0 | 0 | 0 | 0 | 199392.4322 | 0 | 0 | 0 | 0 | 0 | 174791.506 | 0 | 0 | 0 | 0 | 0 | 0 | 0 | 0 | 0 | 0 | 0 | 1372.7136 | 0 | 0
2016-03-13 16:00 | 0 | 0 | 0 | 0 | 0 | 0 | 630997.7835 | 383345 | 0 | 0 | 0 | 71488.5639 | 552751.9651 | 0 | 0 | 0 | 0 | 0 | 0 | 0 | 0 | 0 | 200489.8055 | 0 | 0 | 0 | 0 | 71488.5639 | 174791.506 | 0 | 0 | 0 | 0 | 0 | 0 | 0 | 0 | 0 | 0 | 0 | 1372.7136 | 0 | 0
2016-03-13 17:00 | 0 | 0 | 0 | 0 | 0 | 0 | 494279.6557 | 389604 | 0 | 0 | 0 | 0 | 727543.4712 | 0 | 0 | 0 | 0 | 0 | 0 | 0 | 0 | 0 | 201587.1744 | 0 | 0 | 0 | 0 | -71488.5639 | 174791.506 | 0 | 0 | 0 | 0 | 0 | 0 | 0 | 0 | 0 | 0 | 0 | 1372.7136 | 0 | 0
2016-03-13 18:00 | 0 | 0 | 0 | 0 | 0 | 0 | 639685.7835 | 392033 | 0 | 0 | 0 | 71488.5639 | 902334.9772 | 0 | 0 | 0 | 0 | 0 | 0 | 0 | 0 | 0 | 202684.5389 | 0 | 0 | 0 | 0 | 71488.5639 | 174791.506 | 0 | 0 | 0 | 0 | 0 | 0 | 0 | 0 | 0 | 0 | 0 | 1372.7136 | 0 | 0
2016-03-13 19:00 | 0 | 0 | 0 | 0 | 0 | 0 | 629257.7254 | 392600 | 0 | 0 | 0 | 131982.0697 | 1077126.4833 | 0 | 0 | 0 | 0 | 0 | 0 | 0 | 0 | 0 | 203781.899 | 0 | 0 | 0 | 0 | 60493.5058 | 174791.506 | 0 | 0 | 0 | 0 | 0 | 0 | 0 | 0 | 0 | 0 | 0 | 1372.7136 | 0 | 0
2016-03-13 20:00 | 0 | 0 | 0 | 0 | 0 | 0 | 642109.7835 | 394457 | 0 | 0 | 0 | 203470.6336 | 1251917.9893 | 0 | 0 | 0 | 0 | 0 | 0 | 0 | 0 | 0 | 204879.2548 | 0 | 0 | 0 | 0 | 71488.5639 | 174791.506 | 0 | 0 | 0 | 0 | 0 | 0 | 0 | 0 | 0 | 0 | 0 | 1372.7136 | 0 | 0
2016-03-13 21:00 | 0 | 0 | 0 | 0 | 0 | 0 | 574662.2196 | 398498 | 0 | 0 | 0 | 203470.6336 | 1426709.4953 | 0 | 0 | 0 | 0 | 0 | 0 | 0 | 0 | 0 | 205976.6061 | 0 | 0 | 0 | 0 | 0 | 174791.506 | 0 | 0 | 0 | 0 | 0 | 0 | 0 | 0 | 0 | 0 | 0 | 1372.7136 | 0 | 0
2016-03-13 22:00 | 0 | 0 | 0 | 0 | 0 | 0 | 578197.2196 | 402033 | 0 | 0 | 0 | 203470.6336 | 1601501.0014 | 0 | 0 | 0 | 0 | 0 | 0 | 0 | 0 | 0 | 207073.9531 | 0 | 0 | 0 | 0 | 0 | 174791.506 | 0 | 0 | 0 | 0 | 0 | 0 | 0 | 0 | 0 | 0 | 0 | 1372.7136 | 0 | 0
2016-03-13 23:00 | 0 | 0 | 0 | 0 | 0 | 0 | 445555.0218 | 407399 | 0 | 0 | 0 | 194353.7799 | 1648773.8768 | 0 | 0 | 0 | 0 | 0 | 0 | 0 | 0 | 0 | 207073.1248 | 0 | 0 | 0 | 0 | -9116.8537 | 47272.8754 | 0 | 0 | 0 | 0 | 0 | 0 | 0 | 0 | 0 | 0 | 0 | 0 | 0 | 0
2016-03-14 | 0 | 0 | 0 | 0 | 0 | 0 | 151705.0873 | 415290 | 0 | 0 | 0 | 203470.6336 | 1376072.1104 | 0 | 0 | 0 | 0 | 0 | 0 | 0 | 0 | 0 | 207072.2965 | 0 | 0 | 0 | 0 | 9116.8537 | 0 | 272701.7664 | 0 | 0 | 0 | 0 | 0 | 0 | 0 | 0 | 0 | 0 | 0 | 0 | 0
2016-03-14 01:00 | 0 | 0 | 0 | 0 | 0 | 105768.3824 | 2805.1301 | 416415 | 0 | 0 | 0 | 168330.9125 | 1103370.344 | 0 | 0 | 0 | 0 | 0 | 0 | 0 | 0 | 0 | 207071.4682 | 0 | 0 | 0 | 0 | -35139.7211 | 0 | 272701.7664 | 0 | 0 | 0 | 0 | 0 | 0 | 0 | 0 | 0 | 0 | 0 | 0 | 0
2016-03-14 02:00 | 0 | 0 | 0 | 0 | 0 | 60533.6697 | 0 | 404724 | 0 | 0 | 0 | 96842.3486 | 830668.5776 | 0 | 0 | 0 | 0 | 0 | 0 | 0 | 0 | 0 | 207070.6399 | 0 | 0 | 0 | 0 | -71488.5639 | 0 | 272701.7664 | 0 | 0 | 0 | 0 | 0 | 0 | 0 | 0 | 0 | 0 | 0 | 0 | 0
2016-03-14 03:00 | 0 | 0 | 0 | 0 | 0 | 40846.6697 | 0 | 385037 | 0 | 0 | 0 | 25353.7847 | 557966.8112 | 0 | 0 | 0 | 0 | 0 | 0 | 0 | 0 | 0 | 207069.8116 | 0 | 0 | 0 | 0 | -71488.5639 | 0 | 272701.7664 | 0 | 0 | 0 | 0 | 0 | 0 | 0 | 0 | 0 | 0 | 0 | 0 | 0
2016-03-14 04:00 | 0 | 0 | 0 | 0 | 0 | 324071.937 | 0 | 361989 | 0 | 0 | 0 | 0 | 545403.5328 | 0 | 0 | 0 | 0 | 0 | 0 | 0 | 0 | 0 | 207068.9834 | 0 | 0 | 0 | 0 | -25353.7847 | 0 | 12563.2783 | 0 | 0 | 0 | 0 | 0 | 0 | 0 | 0 | 0 | 0 | 0 | 0 | 0
2016-03-14 05:00 | 0 | 0 | 0 | 0 | 0 | 141808.7975 | 0 | 343022 | 0 | 0 | 0 | 71488.5639 | 272701.7664 | 0 | 0 | 0 | 0 | 0 | 0 | 0 | 0 | 0 | 207068.1551 | 0 | 0 | 0 | 0 | 71488.5639 | 0 | 272701.7664 | 0 | 0 | 0 | 0 | 0 | 0 | 0 | 0 | 0 | 0 | 0 | 0 | 0
2016-03-14 06:00 | 0 | 0 | 0 | 0 | 0 | 0 | 0 | 331889 | 0 | 0 | 0 | 12301.3303 | 0 | 0 | 0 | 0 | 0 | 0 | 0 | 0 | 0 | 0 | 207067.3268 | 0 | 0 | 0 | 0 | -59187.2336 | 0 | 272701.7664 | 0 | 0 | 0 | 0 | 0 | 0 | 0 | 0 | 0 | 0 | 0 | 0 | 0
2016-03-14 07:00 | 0 | 0 | 0 | 0 | 0 | 312747.6697 | 0 | 325049 | 0 | 0 | 0 | 0 | 0 | 0 | 0 | 0 | 0 | 0 | 0 | 0 | 0 | 0 | 207066.4986 | 0 | 0 | 0 | 0 | -12301.3303 | 0 | 0 | 0 | 0 | 0 | 0 | 0 | 0 | 0 | 0 | 0 | 0 | 0 | 0 | 0
2016-03-14 08:00 | 0 | 0 | 0 | 0 | 0 | 326183 | 0 | 326183 | 0 | 0 | 0 | 0 | 0 | 0 | 0 | 0 | 0 | 0 | 0 | 0 | 0 | 0 | 207065.6703 | 0 | 0 | 0 | 0 | 0 | 0 | 0 | 0 | 0 | 0 | 0 | 0 | 0 | 0 | 0 | 0 | 0 | 0 | 0 | 0
2016-03-14 09:00 | 0 | 0 | 0 | 0 | 0 | 410419.5639 | 0 | 338931 | 0 | 0 | 0 | 71488.5639 | 0 | 0 | 0 | 0 | 0 | 0 | 0 | 0 | 0 | 0 | 207064.842 | 0 | 0 | 0 | 0 | 71488.5639 | 0 | 0 | 0 | 0 | 0 | 0 | 0 | 0 | 0 | 0 | 0 | 0 | 0 | 0 | 0
2016-03-14 10:00 | 0 | 0 | 0 | 0 | 0 | 433844.5639 | 0 | 362356 | 0 | 0 | 0 | 142977.1278 | 0 | 0 | 0 | 0 | 0 | 0 | 0 | 0 | 0 | 0 | 207064.0138 | 0 | 0 | 0 | 0 | 71488.5639 | 0 | 0 | 0 | 0 | 0 | 0 | 0 | 0 | 0 | 0 | 0 | 0 | 0 | 0 | 0
2016-03-14 11:00 | 0 | 0 | 0 | 0 | 0 | 320387.4361 | 0 | 391876 | 0 | 0 | 0 | 71488.5639 | 0 | 0 | 0 | 0 | 0 | 0 | 0 | 0 | 0 | 0 | 207063.1855 | 0 | 0 | 0 | 0 | -71488.5639 | 0 | 0 | 0 | 0 | 0 | 0 | 0 | 0 | 0 | 0 | 0 | 0 | 0 | 0 | 0
2016-03-14 12:00 | 0 | 0 | 0 | 0 | 0 | 337696.4361 | 0 | 409185 | 0 | 0 | 0 | 0 | 0 | 0 | 0 | 0 | 0 | 0 | 0 | 0 | 0 | 0 | 207062.3573 | 0 | 0 | 0 | 0 | -71488.5639 | 0 | 0 | 0 | 0 | 0 | 0 | 0 | 0 | 0 | 0 | 0 | 0 | 0 | 0 | 0
2016-03-14 13:00 | 0 | 0 | 0 | 0 | 0 | 421783.724 | 55146.157 | 420455 | 0 | 0 | 0 | 0 | 56474.8811 | 0 | 0 | 0 | 0 | 0 | 0 | 0 | 0 | 0 | 207061.529 | 0 | 0 | 0 | 0 | 0 | 56474.8811 | 0 | 0 | 0 | 0 | 0 | 0 | 0 | 0 | 0 | 0 | 0 | 0 | 0 | 0
2016-03-14 14:00 | 0 | 0 | 0 | 0 | 0 | 160141.2891 | 444594.2169 | 429944 | 0 | 0 | 0 | 0 | 231266.3871 | 0 | 0 | 0 | 0 | 0 | 0 | 0 | 0 | 0 | 207060.7008 | 0 | 0 | 0 | 0 | 0 | 174791.506 | 0 | 0 | 0 | 0 | 0 | 0 | 0 | 0 | 0 | 0 | 0 | 0 | 0 | 0
2016-03-14 15:00 | 0 | 0 | 0 | 0 | 0 | 0 | 613289.2196 | 437125 | 0 | 0 | 0 | 0 | 406057.8932 | 0 | 0 | 0 | 0 | 0 | 0 | 0 | 0 | 0 | 208158.0434 | 0 | 0 | 0 | 0 | 0 | 174791.506 | 0 | 0 | 0 | 0 | 0 | 0 | 0 | 0 | 0 | 0 | 0 | 1372.7136 | 0 | 0
2016-03-14 16:00 | 0 | 0 | 0 | 0 | 0 | 0 | 616725.2196 | 440561 | 0 | 0 | 0 | 0 | 580849.3992 | 0 | 0 | 0 | 0 | 0 | 0 | 0 | 0 | 0 | 209255.3816 | 0 | 0 | 0 | 0 | 0 | 174791.506 | 0 | 0 | 0 | 0 | 0 | 0 | 0 | 0 | 0 | 0 | 0 | 1372.7136 | 0 | 0
2016-03-14 17:00 | 0 | 0 | 0 | 0 | 0 | 0 | 619821.2196 | 443657 | 0 | 0 | 0 | 0 | 755640.9052 | 0 | 0 | 0 | 0 | 0 | 0 | 0 | 0 | 0 | 210352.7155 | 0 | 0 | 0 | 0 | 0 | 174791.506 | 0 | 0 | 0 | 0 | 0 | 0 | 0 | 0 | 0 | 0 | 0 | 1372.7136 | 0 | 0
2016-03-14 18:00 | 0 | 0 | 0 | 0 | 0 | 0 | 694255.7835 | 446603 | 0 | 0 | 0 | 71488.5639 | 930432.4113 | 0 | 0 | 0 | 0 | 0 | 0 | 0 | 0 | 0 | 211450.0449 | 0 | 0 | 0 | 0 | 71488.5639 | 174791.506 | 0 | 0 | 0 | 0 | 0 | 0 | 0 | 0 | 0 | 0 | 0 | 1372.7136 | 0 | 0
2016-03-14 19:00 | 0 | 0 | 0 | 0 | 0 | 0 | 696524.7835 | 448872 | 0 | 0 | 0 | 142977.1278 | 1105223.9173 | 0 | 0 | 0 | 0 | 0 | 0 | 0 | 0 | 0 | 212547.37 | 0 | 0 | 0 | 0 | 71488.5639 | 174791.506 | 0 | 0 | 0 | 0 | 0 | 0 | 0 | 0 | 0 | 0 | 0 | 1372.7136 | 0 | 0
2016-03-14 20:00 | 0 | 0 | 0 | 0 | 0 | 0 | 687394.7254 | 450737 | 0 | 0 | 0 | 203470.6336 | 1280015.4233 | 0 | 0 | 0 | 0 | 0 | 0 | 0 | 0 | 0 | 213644.6907 | 0 | 0 | 0 | 0 | 60493.5058 | 174791.506 | 0 | 0 | 0 | 0 | 0 | 0 | 0 | 0 | 0 | 0 | 0 | 1372.7136 | 0 | 0
2016-03-14 21:00 | 0 | 0 | 0 | 0 | 0 | 0 | 628756.2196 | 452592 | 0 | 0 | 0 | 203470.6336 | 1454806.9294 | 0 | 0 | 0 | 0 | 0 | 0 | 0 | 0 | 0 | 214742.0069 | 0 | 0 | 0 | 0 | 0 | 174791.506 | 0 | 0 | 0 | 0 | 0 | 0 | 0 | 0 | 0 | 0 | 0 | 1372.7136 | 0 | 0
2016-03-14 22:00 | 0 | 0 | 0 | 0 | 0 | 0 | 628693.2196 | 452529 | 0 | 0 | 0 | 203470.6336 | 1629598.4354 | 0 | 0 | 0 | 0 | 0 | 0 | 0 | 0 | 0 | 215839.3188 | 0 | 0 | 0 | 0 | 0 | 174791.506 | 0 | 0 | 0 | 0 | 0 | 0 | 0 | 0 | 0 | 0 | 0 | 1372.7136 | 0 | 0
2016-03-14 23:00 | 0 | 0 | 0 | 0 | 0 | 0 | 578467.9496 | 452786 | 0 | 0 | 0 | 154361.0771 | 1804389.9415 | 0 | 0 | 0 | 0 | 0 | 0 | 0 | 0 | 0 | 215838.4555 | 0 | 0 | 0 | 0 | -49109.5565 | 174791.506 | 0 | 0 | 0 | 0 | 0 | 0 | 0 | 0 | 0 | 0 | 0 | 0 | 0 | 0
2016-03-15 | 0 | 0 | 0 | 0 | 0 | 129440.3157 | 254138.1204 | 455067 | 0 | 0 | 0 | 82872.5132 | 1804389.9415 | 0 | 0 | 0 | 0 | 0 | 0 | 0 | 0 | 0 | 215837.5921 | 0 | 0 | 0 | 0 | -71488.5639 | 0 | 0 | 0 | 0 | 0 | 0 | 0 | 0 | 0 | 0 | 0 | 0 | 0 | 0 | 0
2016-03-15 01:00 | 0 | 0 | 0 | 0 | 0 | 415266.7729 | 6294.5306 | 447983 | 0 | 0 | 0 | 154361.0771 | 1706479.6811 | 0 | 0 | 0 | 0 | 0 | 0 | 0 | 0 | 0 | 215836.7288 | 0 | 0 | 0 | 0 | 71488.5639 | 174791.506 | 272701.7664 | 0 | 0 | 0 | 0 | 0 | 0 | 0 | 0 | 0 | 0 | 0 | 0 | 0
2016-03-15 02:00 | 0 | 0 | 0 | 0 | 0 | 357477.4361 | 0 | 428966 | 0 | 0 | 0 | 82872.5132 | 1706479.6811 | 0 | 0 | 0 | 0 | 0 | 0 | 0 | 0 | 0 | 215835.8654 | 0 | 0 | 0 | 0 | -71488.5639 | 0 | 0 | 0 | 0 | 0 | 0 | 0 | 0 | 0 | 0 | 0 | 0 | 0 | 0 | 0
2016-03-15 03:00 | 0 | 0 | 0 | 0 | 0 | 395029.0507 | 0 | 406413 | 0 | 0 | 0 | 71488.5639 | 1706479.6811 | 0 | 0 | 0 | 0 | 0 | 0 | 0 | 0 | 0 | 215835.0021 | 0 | 0 | 0 | 0 | -11383.9493 | 0 | 0 | 0 | 0 | 0 | 0 | 0 | 0 | 0 | 0 | 0 | 0 | 0 | 0 | 0
2016-03-15 04:00 | 0 | 0 | 0 | 0 | 0 | 453841.5639 | 0 | 382353 | 0 | 0 | 0 | 142977.1278 | 1706479.6811 | 0 | 0 | 0 | 0 | 0 | 0 | 0 | 0 | 0 | 215834.1388 | 0 | 0 | 0 | 0 | 71488.5639 | 0 | 0 | 0 | 0 | 0 | 0 | 0 | 0 | 0 | 0 | 0 | 0 | 0 | 0 | 0
2016-03-15 05:00 | 0 | 0 | 0 | 0 | 0 | 290684.4361 | 0 | 362173 | 0 | 0 | 0 | 71488.5639 | 1706479.6811 | 0 | 0 | 0 | 0 | 0 | 0 | 0 | 0 | 0 | 215833.2754 | 0 | 0 | 0 | 0 | -71488.5639 | 0 | 0 | 0 | 0 | 0 | 0 | 0 | 0 | 0 | 0 | 0 | 0 | 0 | 0 | 0
2016-03-15 06:00 | 0 | 0 | 0 | 0 | 0 | 277096.4361 | 0 | 348585 | 0 | 0 | 0 | 0 | 1706479.6811 | 0 | 0 | 0 | 0 | 0 | 0 | 0 | 0 | 0 | 215832.4121 | 0 | 0 | 0 | 0 | -71488.5639 | 0 | 0 | 0 | 0 | 0 | 0 | 0 | 0 | 0 | 0 | 0 | 0 | 0 | 0 | 0
2016-03-15 07:00 | 0 | 0 | 0 | 0 | 0 | 411468.5639 | 0 | 339980 | 0 | 0 | 0 | 71488.5639 | 1706479.6811 | 0 | 0 | 0 | 0 | 0 | 0 | 0 | 0 | 0 | 215831.5488 | 0 | 0 | 0 | 0 | 71488.5639 | 0 | 0 | 0 | 0 | 0 | 0 | 0 | 0 | 0 | 0 | 0 | 0 | 0 | 0 | 0
2016-03-15 08:00 | 0 | 0 | 0 | 0 | 0 | 267597.4361 | 0 | 339086 | 0 | 0 | 0 | 0 | 1706479.6811 | 0 | 0 | 0 | 0 | 0 | 0 | 0 | 0 | 0 | 215830.6854 | 0 | 0 | 0 | 0 | -71488.5639 | 0 | 0 | 0 | 0 | 0 | 0 | 0 | 0 | 0 | 0 | 0 | 0 | 0 | 0 | 0
2016-03-15 09:00 | 0 | 0 | 0 | 0 | 0 | 347259 | 0 | 347259 | 0 | 0 | 0 | 0 | 1706479.6811 | 0 | 0 | 0 | 0 | 0 | 0 | 0 | 0 | 0 | 215829.8221 | 0 | 0 | 0 | 0 | 0 | 0 | 0 | 0 | 0 | 0 | 0 | 0 | 0 | 0 | 0 | 0 | 0 | 0 | 0 | 0
2016-03-15 10:00 | 0 | 0 | 0 | 0 | 0 | 171918.7975 | 0 | 373132 | 0 | 0 | 0 | 71488.5639 | 1433777.9147 | 0 | 0 | 0 | 0 | 0 | 0 | 0 | 0 | 0 | 215828.9588 | 0 | 0 | 0 | 0 | 71488.5639 | 0 | 272701.7664 | 0 | 0 | 0 | 0 | 0 | 0 | 0 | 0 | 0 | 0 | 0 | 0 | 0
2016-03-15 11:00 | 0 | 0 | 0 | 0 | 0 | 328764.4361 | 0 | 400253 | 0 | 0 | 0 | 0 | 1433777.9147 | 0 | 0 | 0 | 0 | 0 | 0 | 0 | 0 | 0 | 215828.0955 | 0 | 0 | 0 | 0 | -71488.5639 | 0 | 0 | 0 | 0 | 0 | 0 | 0 | 0 | 0 | 0 | 0 | 0 | 0 | 0 | 0
2016-03-15 12:00 | 0 | 0 | 0 | 0 | 0 | 587842.506 | 0 | 413051 | 0 | 0 | 0 | 0 | 1608569.4207 | 0 | 0 | 0 | 0 | 0 | 0 | 0 | 0 | 0 | 215827.2322 | 0 | 0 | 0 | 0 | 0 | 174791.506 | 0 | 0 | 0 | 0 | 0 | 0 | 0 | 0 | 0 | 0 | 0 | 0 | 0 | 0
2016-03-15 13:00 | 0 | 0 | 0 | 0 | 0 | 366204.2751 | 54875.7249 | 421080 | 0 | 0 | 0 | 0 | 1608569.4207 | 0 | 0 | 0 | 0 | 0 | 0 | 0 | 0 | 0 | 215826.3688 | 0 | 0 | 0 | 0 | 0 | 0 | 0 | 0 | 0 | 0 | 0 | 0 | 0 | 0 | 0 | 0 | 0 | 0 | 0 | 0
2016-03-15 14:00 | 0 | 0 | 0 | 0 | 0 | 0 | 487112.9238 | 429798 | 0 | 0 | 0 | 0 | 1665884.3445 | 0 | 0 | 0 | 0 | 0 | 0 | 0 | 0 | 0 | 215825.5055 | 0 | 0 | 0 | 0 | 0 | 57314.9238 | 0 | 0 | 0 | 0 | 0 | 0 | 0 | 0 | 0 | 0 | 0 | 0 | 0 | 0
2016-03-15 15:00 | 0 | 0 | 0 | 0 | 0 | 0 | 610911.2196 | 434747 | 0 | 0 | 0 | 0 | 1840675.8506 | 0 | 0 | 0 | 0 | 0 | 0 | 0 | 0 | 0 | 216922.8131 | 0 | 0 | 0 | 0 | 0 | 174791.506 | 0 | 0 | 0 | 0 | 0 | 0 | 0 | 0 | 0 | 0 | 0 | 1372.7136 | 0 | 0
2016-03-15 16:00 | 0 | 0 | 0 | 0 | 0 | 0 | 686396.7835 | 438744 | 0 | 0 | 0 | 71488.5639 | 2015467.3566 | 0 | 0 | 0 | 0 | 0 | 0 | 0 | 0 | 0 | 218020.1163 | 0 | 0 | 0 | 0 | 71488.5639 | 174791.506 | 0 | 0 | 0 | 0 | 0 | 0 | 0 | 0 | 0 | 0 | 0 | 1372.7136 | 0 | 0
2016-03-15 17:00 | 0 | 0 | 0 | 0 | 0 | 0 | 679146.7254 | 442489 | 0 | 0 | 0 | 131982.0697 | 2190258.8626 | 0 | 0 | 0 | 0 | 0 | 0 | 0 | 0 | 0 | 219117.4151 | 0 | 0 | 0 | 0 | 60493.5058 | 174791.506 | 0 | 0 | 0 | 0 | 0 | 0 | 0 | 0 | 0 | 0 | 0 | 1372.7136 | 0 | 0
2016-03-15 18:00 | 0 | 0 | 0 | 0 | 0 | 0 | 692924.7835 | 445272 | 0 | 0 | 0 | 203470.6336 | 2365050.3687 | 0 | 0 | 0 | 0 | 0 | 0 | 0 | 0 | 0 | 220214.7095 | 0 | 0 | 0 | 0 | 71488.5639 | 174791.506 | 0 | 0 | 0 | 0 | 0 | 0 | 0 | 0 | 0 | 0 | 0 | 1372.7136 | 0 | 0
2016-03-15 19:00 | 0 | 0 | 0 | 0 | 0 | 0 | 551891.6557 | 447216 | 0 | 0 | 0 | 131982.0697 | 2539841.8747 | 0 | 0 | 0 | 0 | 0 | 0 | 0 | 0 | 0 | 221311.9995 | 0 | 0 | 0 | 0 | -71488.5639 | 174791.506 | 0 | 0 | 0 | 0 | 0 | 0 | 0 | 0 | 0 | 0 | 0 | 1372.7136 | 0 | 0
2016-03-15 20:00 | 0 | 0 | 0 | 0 | 0 | 0 | 698007.7835 | 450355 | 0 | 0 | 0 | 203470.6336 | 2714633.3808 | 0 | 0 | 0 | 0 | 0 | 0 | 0 | 0 | 0 | 222409.2851 | 0 | 0 | 0 | 0 | 71488.5639 | 174791.506 | 0 | 0 | 0 | 0 | 0 | 0 | 0 | 0 | 0 | 0 | 0 | 1372.7136 | 0 | 0
2016-03-15 21:00 | 0 | 0 | 0 | 0 | 0 | 0 | 629260.2196 | 453096 | 0 | 0 | 0 | 203470.6336 | 2889424.8868 | 0 | 0 | 0 | 0 | 0 | 0 | 0 | 0 | 0 | 223506.5663 | 0 | 0 | 0 | 0 | 0 | 174791.506 | 0 | 0 | 0 | 0 | 0 | 0 | 0 | 0 | 0 | 0 | 0 | 1372.7136 | 0 | 0
2016-03-15 22:00 | 0 | 0 | 0 | 0 | 0 | 0 | 627991.2196 | 451827 | 0 | 0 | 0 | 203470.6336 | 3064216.3928 | 0 | 0 | 0 | 0 | 0 | 0 | 0 | 0 | 0 | 224603.8432 | 0 | 0 | 0 | 0 | 0 | 174791.506 | 0 | 0 | 0 | 0 | 0 | 0 | 0 | 0 | 0 | 0 | 0 | 1372.7136 | 0 | 0
2016-03-15 23:00 | 0 | 0 | 0 | 0 | 0 | 0 | 574073.8341 | 453300 | 0 | 0 | 0 | 203470.6336 | 3184990.227 | 0 | 0 | 0 | 0 | 0 | 0 | 0 | 0 | 0 | 224602.9447 | 0 | 0 | 0 | 0 | 0 | 174791.506 | 54017.6719 | 0 | 0 | 0 | 0 | 0 | 0 | 0 | 0 | 0 | 0 | 0 | 0 | 0
2016-03-16 | 0 | 0 | 0 | 0 | 0 | 207045.4928 | 250032.5072 | 457078 | 0 | 0 | 0 | 203470.6336 | 3184990.227 | 0 | 0 | 0 | 0 | 0 | 0 | 0 | 0 | 0 | 224602.0463 | 0 | 0 | 0 | 0 | 0 | 0 | 0 | 0 | 0 | 0 | 0 | 0 | 0 | 0 | 0 | 0 | 0 | 0 | 0 | 0
2016-03-16 01:00 | 0 | 0 | 0 | 0 | 0 | 343412.9293 | 8852.8103 | 450176 | 0 | 0 | 0 | 203470.6336 | 3087079.9666 | 0 | 0 | 0 | 0 | 0 | 0 | 0 | 0 | 0 | 224601.1479 | 0 | 0 | 0 | 0 | 0 | 174791.506 | 272701.7664 | 0 | 0 | 0 | 0 | 0 | 0 | 0 | 0 | 0 | 0 | 0 | 0 | 0
2016-03-16 02:00 | 0 | 0 | 0 | 0 | 0 | 358406.4361 | 0 | 429895 | 0 | 0 | 0 | 131982.0697 | 3087079.9666 | 0 | 0 | 0 | 0 | 0 | 0 | 0 | 0 | 0 | 224600.2495 | 0 | 0 | 0 | 0 | -71488.5639 | 0 | 0 | 0 | 0 | 0 | 0 | 0 | 0 | 0 | 0 | 0 | 0 | 0 | 0 | 0
2016-03-16 03:00 | 0 | 0 | 0 | 0 | 0 | 334501.4361 | 0 | 405990 | 0 | 0 | 0 | 60493.5058 | 3087079.9666 | 0 | 0 | 0 | 0 | 0 | 0 | 0 | 0 | 0 | 224599.3511 | 0 | 0 | 0 | 0 | -71488.5639 | 0 | 0 | 0 | 0 | 0 | 0 | 0 | 0 | 0 | 0 | 0 | 0 | 0 | 0 | 0
2016-03-16 04:00 | 0 | 0 | 0 | 0 | 0 | 453024.5639 | 0 | 381536 | 0 | 0 | 0 | 131982.0697 | 3087079.9666 | 0 | 0 | 0 | 0 | 0 | 0 | 0 | 0 | 0 | 224598.4527 | 0 | 0 | 0 | 0 | 71488.5639 | 0 | 0 | 0 | 0 | 0 | 0 | 0 | 0 | 0 | 0 | 0 | 0 | 0 | 0 | 0
2016-03-16 05:00 | 0 | 0 | 0 | 0 | 0 | 434292.5639 | 0 | 362804 | 0 | 0 | 0 | 203470.6336 | 3087079.9666 | 0 | 0 | 0 | 0 | 0 | 0 | 0 | 0 | 0 | 224597.5543 | 0 | 0 | 0 | 0 | 71488.5639 | 0 | 0 | 0 | 0 | 0 | 0 | 0 | 0 | 0 | 0 | 0 | 0 | 0 | 0 | 0
2016-03-16 06:00 | 0 | 0 | 0 | 0 | 0 | 276974.4361 | 0 | 348463 | 0 | 0 | 0 | 131982.0697 | 3087079.9666 | 0 | 0 | 0 | 0 | 0 | 0 | 0 | 0 | 0 | 224596.6559 | 0 | 0 | 0 | 0 | -71488.5639 | 0 | 0 | 0 | 0 | 0 | 0 | 0 | 0 | 0 | 0 | 0 | 0 | 0 | 0 | 0
2016-03-16 07:00 | 0 | 0 | 0 | 0 | 0 | 351047.0581 | 0 | 340052 | 0 | 0 | 0 | 142977.1278 | 3087079.9666 | 0 | 0 | 0 | 0 | 0 | 0 | 0 | 0 | 0 | 224595.7576 | 0 | 0 | 0 | 0 | 10995.0581 | 0 | 0 | 0 | 0 | 0 | 0 | 0 | 0 | 0 | 0 | 0 | 0 | 0 | 0 | 0
2016-03-16 08:00 | 0 | 0 | 0 | 0 | 0 | 266994.4361 | 0 | 338483 | 0 | 0 | 0 | 71488.5639 | 3087079.9666 | 0 | 0 | 0 | 0 | 0 | 0 | 0 | 0 | 0 | 224594.8592 | 0 | 0 | 0 | 0 | -71488.5639 | 0 | 0 | 0 | 0 | 0 | 0 | 0 | 0 | 0 | 0 | 0 | 0 | 0 | 0 | 0
2016-03-16 09:00 | 0 | 0 | 0 | 0 | 0 | 3165.6697 | 0 | 347356 | 0 | 0 | 0 | 0 | 2814378.2002 | 0 | 0 | 0 | 0 | 0 | 0 | 0 | 0 | 0 | 224593.9608 | 0 | 0 | 0 | 0 | -71488.5639 | 0 | 272701.7664 | 0 | 0 | 0 | 0 | 0 | 0 | 0 | 0 | 0 | 0 | 0 | 0 | 0
2016-03-16 10:00 | 0 | 0 | 0 | 0 | 0 | 171916.7975 | 0 | 373130 | 0 | 0 | 0 | 71488.5639 | 2541676.4338 | 0 | 0 | 0 | 0 | 0 | 0 | 0 | 0 | 0 | 224593.0624 | 0 | 0 | 0 | 0 | 71488.5639 | 0 | 272701.7664 | 0 | 0 | 0 | 0 | 0 | 0 | 0 | 0 | 0 | 0 | 0 | 0 | 0
2016-03-16 11:00 | 0 | 0 | 0 | 0 | 0 | 471125.5639 | 0 | 399637 | 0 | 0 | 0 | 142977.1278 | 2541676.4338 | 0 | 0 | 0 | 0 | 0 | 0 | 0 | 0 | 0 | 224592.164 | 0 | 0 | 0 | 0 | 71488.5639 | 0 | 0 | 0 | 0 | 0 | 0 | 0 | 0 | 0 | 0 | 0 | 0 | 0 | 0 | 0
2016-03-16 12:00 | 0 | 0 | 0 | 0 | 0 | 411341 | 0 | 411341 | 0 | 0 | 0 | 142977.1278 | 2541676.4338 | 0 | 0 | 0 | 0 | 0 | 0 | 0 | 0 | 0 | 224591.2657 | 0 | 0 | 0 | 0 | 0 | 0 | 0 | 0 | 0 | 0 | 0 | 0 | 0 | 0 | 0 | 0 | 0 | 0 | 0 | 0
2016-03-16 13:00 | 0 | 0 | 0 | 0 | 0 | 288017.4875 | 58920.9486 | 418427 | 0 | 0 | 0 | 71488.5639 | 2541676.4338 | 0 | 0 | 0 | 0 | 0 | 0 | 0 | 0 | 0 | 224590.3673 | 0 | 0 | 0 | 0 | -71488.5639 | 0 | 0 | 0 | 0 | 0 | 0 | 0 | 0 | 0 | 0 | 0 | 0 | 0 | 0 | 0
2016-03-16 14:00 | 0 | 0 | 0 | 0 | 0 | 0 | 485364.5284 | 426785 | 0 | 0 | 0 | 0 | 2671744.5261 | 0 | 0 | 0 | 0 | 0 | 0 | 0 | 0 | 0 | 224589.4689 | 0 | 0 | 0 | 0 | -71488.5639 | 130068.0923 | 0 | 0 | 0 | 0 | 0 | 0 | 0 | 0 | 0 | 0 | 0 | 0 | 0 | 0
2016-03-16 15:00 | 0 | 0 | 0 | 0 | 0 | 0 | 607114.2196 | 430950 | 0 | 0 | 0 | 0 | 2846536.0321 | 0 | 0 | 0 | 0 | 0 | 0 | 0 | 0 | 0 | 225686.7415 | 0 | 0 | 0 | 0 | 0 | 174791.506 | 0 | 0 | 0 | 0 | 0 | 0 | 0 | 0 | 0 | 0 | 0 | 1372.7136 | 0 | 0
2016-03-16 16:00 | 0 | 0 | 0 | 0 | 0 | 0 | 680899.7835 | 433247 | 0 | 0 | 0 | 71488.5639 | 3021327.5382 | 0 | 0 | 0 | 0 | 0 | 0 | 0 | 0 | 0 | 226784.0096 | 0 | 0 | 0 | 0 | 71488.5639 | 174791.506 | 0 | 0 | 0 | 0 | 0 | 0 | 0 | 0 | 0 | 0 | 0 | 1372.7136 | 0 | 0
2016-03-16 17:00 | 0 | 0 | 0 | 0 | 0 | 0 | 683973.7835 | 436321 | 0 | 0 | 0 | 142977.1278 | 3196119.0442 | 0 | 0 | 0 | 0 | 0 | 0 | 0 | 0 | 0 | 227881.2733 | 0 | 0 | 0 | 0 | 71488.5639 | 174791.506 | 0 | 0 | 0 | 0 | 0 | 0 | 0 | 0 | 0 | 0 | 0 | 1372.7136 | 0 | 0
2016-03-16 18:00 | 0 | 0 | 0 | 0 | 0 | 0 | 676690.7254 | 440033 | 0 | 0 | 0 | 203470.6336 | 3370910.5503 | 0 | 0 | 0 | 0 | 0 | 0 | 0 | 0 | 0 | 228978.5326 | 0 | 0 | 0 | 0 | 60493.5058 | 174791.506 | 0 | 0 | 0 | 0 | 0 | 0 | 0 | 0 | 0 | 0 | 0 | 1372.7136 | 0 | 0
2016-03-16 19:00 | 0 | 0 | 0 | 0 | 0 | 0 | 617523.2196 | 441359 | 0 | 0 | 0 | 203470.6336 | 3545702.0563 | 0 | 0 | 0 | 0 | 0 | 0 | 0 | 0 | 0 | 230075.7876 | 0 | 0 | 0 | 0 | 0 | 174791.506 | 0 | 0 | 0 | 0 | 0 | 0 | 0 | 0 | 0 | 0 | 0 | 1372.7136 | 0 | 0
2016-03-16 20:00 | 0 | 0 | 0 | 0 | 0 | 0 | 619065.2196 | 442901 | 0 | 0 | 0 | 203470.6336 | 3720493.5623 | 0 | 0 | 0 | 0 | 0 | 0 | 0 | 0 | 0 | 231173.0382 | 0 | 0 | 0 | 0 | 0 | 174791.506 | 0 | 0 | 0 | 0 | 0 | 0 | 0 | 0 | 0 | 0 | 0 | 1372.7136 | 0 | 0
2016-03-16 21:00 | 0 | 0 | 0 | 0 | 0 | 0 | 621190.2196 | 445026 | 0 | 0 | 0 | 203470.6336 | 3895285.0684 | 0 | 0 | 0 | 0 | 0 | 0 | 0 | 0 | 0 | 232270.2843 | 0 | 0 | 0 | 0 | 0 | 174791.506 | 0 | 0 | 0 | 0 | 0 | 0 | 0 | 0 | 0 | 0 | 0 | 1372.7136 | 0 | 0
2016-03-16 22:00 | 0 | 0 | 0 | 0 | 0 | 0 | 619193.2196 | 443029 | 0 | 0 | 0 | 203470.6336 | 4070076.5744 | 0 | 0 | 0 | 0 | 0 | 0 | 0 | 0 | 0 | 233367.5261 | 0 | 0 | 0 | 0 | 0 | 174791.506 | 0 | 0 | 0 | 0 | 0 | 0 | 0 | 0 | 0 | 0 | 0 | 1372.7136 | 0 | 0
2016-03-16 23:00 | 0 | 0 | 0 | 0 | 0 | 0 | 619719.1296 | 444337 | 0 | 0 | 0 | 203470.6336 | 4244868.0804 | 0 | 0 | 0 | 0 | 0 | 0 | 0 | 0 | 0 | 233839.0915 | 0 | 0 | 0 | 0 | 0 | 174791.506 | 0 | 0 | 0 | 0 | 0 | 0 | 0 | 0 | 0 | 0 | 0 | 590.6236 | 0 | 0
2016-03-17 | 0 | 0 | 0 | 0 | 0 | 205557.3098 | 271126.4877 | 450102 | 0 | 0 | 0 | 203470.6336 | 4271449.878 | 0 | 0 | 0 | 0 | 0 | 0 | 0 | 0 | 0 | 233838.1561 | 0 | 0 | 0 | 0 | 0 | 26581.7975 | 0 | 0 | 0 | 0 | 0 | 0 | 0 | 0 | 0 | 0 | 0 | 0 | 0 | 0
2016-03-17 01:00 | 0 | 0 | 0 | 0 | 0 | 337063.519 | 8778.2207 | 443752 | 0 | 0 | 0 | 203470.6336 | 4173539.6176 | 0 | 0 | 0 | 0 | 0 | 0 | 0 | 0 | 0 | 233837.2208 | 0 | 0 | 0 | 0 | 0 | 174791.506 | 272701.7664 | 0 | 0 | 0 | 0 | 0 | 0 | 0 | 0 | 0 | 0 | 0 | 0 | 0
2016-03-17 02:00 | 0 | 0 | 0 | 0 | 0 | 353609.4361 | 0 | 425098 | 0 | 0 | 0 | 131982.0697 | 4173539.6176 | 0 | 0 | 0 | 0 | 0 | 0 | 0 | 0 | 0 | 233836.2854 | 0 | 0 | 0 | 0 | -71488.5639 | 0 | 0 | 0 | 0 | 0 | 0 | 0 | 0 | 0 | 0 | 0 | 0 | 0 | 0 | 0
2016-03-17 03:00 | 0 | 0 | 0 | 0 | 0 | 330345.4361 | 0 | 401834 | 0 | 0 | 0 | 60493.5058 | 4173539.6176 | 0 | 0 | 0 | 0 | 0 | 0 | 0 | 0 | 0 | 233835.3501 | 0 | 0 | 0 | 0 | -71488.5639 | 0 | 0 | 0 | 0 | 0 | 0 | 0 | 0 | 0 | 0 | 0 | 0 | 0 | 0 | 0
2016-03-17 04:00 | 0 | 0 | 0 | 0 | 0 | 390762.0581 | 0 | 379767 | 0 | 0 | 0 | 71488.5639 | 4173539.6176 | 0 | 0 | 0 | 0 | 0 | 0 | 0 | 0 | 0 | 233834.4148 | 0 | 0 | 0 | 0 | 10995.0581 | 0 | 0 | 0 | 0 | 0 | 0 | 0 | 0 | 0 | 0 | 0 | 0 | 0 | 0 | 0
2016-03-17 05:00 | 0 | 0 | 0 | 0 | 0 | 16170.6697 | 0 | 360361 | 0 | 0 | 0 | 0 | 3900837.8512 | 0 | 0 | 0 | 0 | 0 | 0 | 0 | 0 | 0 | 233833.4794 | 0 | 0 | 0 | 0 | -71488.5639 | 0 | 272701.7664 | 0 | 0 | 0 | 0 | 0 | 0 | 0 | 0 | 0 | 0 | 0 | 0 | 0
2016-03-17 06:00 | 0 | 0 | 0 | 0 | 0 | 418899.5639 | 0 | 347411 | 0 | 0 | 0 | 71488.5639 | 3900837.8512 | 0 | 0 | 0 | 0 | 0 | 0 | 0 | 0 | 0 | 233832.5441 | 0 | 0 | 0 | 0 | 71488.5639 | 0 | 0 | 0 | 0 | 0 | 0 | 0 | 0 | 0 | 0 | 0 | 0 | 0 | 0 | 0
2016-03-17 07:00 | 0 | 0 | 0 | 0 | 0 | 268474.4361 | 0 | 339963 | 0 | 0 | 0 | 0 | 3900837.8512 | 0 | 0 | 0 | 0 | 0 | 0 | 0 | 0 | 0 | 233831.6088 | 0 | 0 | 0 | 0 | -71488.5639 | 0 | 0 | 0 | 0 | 0 | 0 | 0 | 0 | 0 | 0 | 0 | 0 | 0 | 0 | 0
2016-03-17 08:00 | 0 | 0 | 0 | 0 | 0 | 411212.5639 | 0 | 339724 | 0 | 0 | 0 | 71488.5639 | 3900837.8512 | 0 | 0 | 0 | 0 | 0 | 0 | 0 | 0 | 0 | 233830.6734 | 0 | 0 | 0 | 0 | 71488.5639 | 0 | 0 | 0 | 0 | 0 | 0 | 0 | 0 | 0 | 0 | 0 | 0 | 0 | 0 | 0
2016-03-17 09:00 | 0 | 0 | 0 | 0 | 0 | 278205.4361 | 0 | 349694 | 0 | 0 | 0 | 0 | 3900837.8512 | 0 | 0 | 0 | 0 | 0 | 0 | 0 | 0 | 0 | 233829.7381 | 0 | 0 | 0 | 0 | -71488.5639 | 0 | 0 | 0 | 0 | 0 | 0 | 0 | 0 | 0 | 0 | 0 | 0 | 0 | 0 | 0
2016-03-17 10:00 | 0 | 0 | 0 | 0 | 0 | 448110.5639 | 0 | 376622 | 0 | 0 | 0 | 71488.5639 | 3900837.8512 | 0 | 0 | 0 | 0 | 0 | 0 | 0 | 0 | 0 | 233828.8028 | 0 | 0 | 0 | 0 | 71488.5639 | 0 | 0 | 0 | 0 | 0 | 0 | 0 | 0 | 0 | 0 | 0 | 0 | 0 | 0 | 0
2016-03-17 11:00 | 0 | 0 | 0 | 0 | 0 | 404862 | 0 | 404862 | 0 | 0 | 0 | 71488.5639 | 3900837.8512 | 0 | 0 | 0 | 0 | 0 | 0 | 0 | 0 | 0 | 233827.8675 | 0 | 0 | 0 | 0 | 0 | 0 | 0 | 0 | 0 | 0 | 0 | 0 | 0 | 0 | 0 | 0 | 0 | 0 | 0 | 0
2016-03-17 12:00 | 0 | 0 | 0 | 0 | 0 | 72002.6697 | 0 | 416193 | 0 | 0 | 0 | 0 | 3628136.0848 | 0 | 0 | 0 | 0 | 0 | 0 | 0 | 0 | 0 | 233826.9322 | 0 | 0 | 0 | 0 | -71488.5639 | 0 | 272701.7664 | 0 | 0 | 0 | 0 | 0 | 0 | 0 | 0 | 0 | 0 | 0 | 0 | 0
2016-03-17 13:00 | 0 | 0 | 0 | 0 | 0 | 320259.2996 | 102266.7004 | 422526 | 0 | 0 | 0 | 0 | 3628136.0848 | 0 | 0 | 0 | 0 | 0 | 0 | 0 | 0 | 0 | 233825.9969 | 0 | 0 | 0 | 0 | 0 | 0 | 0 | 0 | 0 | 0 | 0 | 0 | 0 | 0 | 0 | 0 | 0 | 0 | 0 | 0
2016-03-17 14:00 | 0 | 0 | 0 | 0 | 0 | 0 | 490920.0543 | 428195 | 0 | 0 | 0 | 0 | 3690861.1391 | 0 | 0 | 0 | 0 | 0 | 0 | 0 | 0 | 0 | 233825.0615 | 0 | 0 | 0 | 0 | 0 | 62725.0543 | 0 | 0 | 0 | 0 | 0 | 0 | 0 | 0 | 0 | 0 | 0 | 0 | 0 | 0
2016-03-17 15:00 | 0 | 0 | 0 | 0 | 0 | 0 | 607235.2196 | 431071 | 0 | 0 | 0 | 0 | 3865652.6451 | 0 | 0 | 0 | 0 | 0 | 0 | 0 | 0 | 0 | 234922.2971 | 0 | 0 | 0 | 0 | 0 | 174791.506 | 0 | 0 | 0 | 0 | 0 | 0 | 0 | 0 | 0 | 0 | 0 | 1372.7136 | 0 | 0
2016-03-17 16:00 | 0 | 0 | 0 | 0 | 0 | 0 | 679580.7835 | 431928 | 0 | 0 | 0 | 71488.5639 | 4040444.1512 | 0 | 0 | 0 | 0 | 0 | 0 | 0 | 0 | 0 | 236019.5283 | 0 | 0 | 0 | 0 | 71488.5639 | 174791.506 | 0 | 0 | 0 | 0 | 0 | 0 | 0 | 0 | 0 | 0 | 0 | 1372.7136 | 0 | 0
2016-03-17 17:00 | 0 | 0 | 0 | 0 | 0 | 0 | 538148.6557 | 433473 | 0 | 0 | 0 | 0 | 4215235.6572 | 0 | 0 | 0 | 0 | 0 | 0 | 0 | 0 | 0 | 237116.7551 | 0 | 0 | 0 | 0 | -71488.5639 | 174791.506 | 0 | 0 | 0 | 0 | 0 | 0 | 0 | 0 | 0 | 0 | 0 | 1372.7136 | 0 | 0
2016-03-17 18:00 | 0 | 0 | 0 | 0 | 0 | 0 | 681543.7835 | 433891 | 0 | 0 | 0 | 71488.5639 | 4390027.1632 | 0 | 0 | 0 | 0 | 0 | 0 | 0 | 0 | 0 | 238213.9775 | 0 | 0 | 0 | 0 | 71488.5639 | 174791.506 | 0 | 0 | 0 | 0 | 0 | 0 | 0 | 0 | 0 | 0 | 0 | 1372.7136 | 0 | 0
2016-03-17 19:00 | 0 | 0 | 0 | 0 | 0 | 0 | 680710.7835 | 433058 | 0 | 0 | 0 | 142977.1278 | 4564818.6693 | 0 | 0 | 0 | 0 | 0 | 0 | 0 | 0 | 0 | 239311.1955 | 0 | 0 | 0 | 0 | 71488.5639 | 174791.506 | 0 | 0 | 0 | 0 | 0 | 0 | 0 | 0 | 0 | 0 | 0 | 1372.7136 | 0 | 0
2016-03-17 20:00 | 0 | 0 | 0 | 0 | 0 | 0 | 669626.7254 | 432969 | 0 | 0 | 0 | 203470.6336 | 4739610.1753 | 0 | 0 | 0 | 0 | 0 | 0 | 0 | 0 | 0 | 240408.4091 | 0 | 0 | 0 | 0 | 60493.5058 | 174791.506 | 0 | 0 | 0 | 0 | 0 | 0 | 0 | 0 | 0 | 0 | 0 | 1372.7136 | 0 | 0
2016-03-17 21:00 | 0 | 0 | 0 | 0 | 0 | 0 | 537691.6557 | 433016 | 0 | 0 | 0 | 131982.0697 | 4914401.6814 | 0 | 0 | 0 | 0 | 0 | 0 | 0 | 0 | 0 | 241505.6183 | 0 | 0 | 0 | 0 | -71488.5639 | 174791.506 | 0 | 0 | 0 | 0 | 0 | 0 | 0 | 0 | 0 | 0 | 0 | 1372.7136 | 0 | 0
2016-03-17 22:00 | 0 | 0 | 0 | 0 | 0 | 0 | 679180.7835 | 431528 | 0 | 0 | 0 | 203470.6336 | 5089193.1874 | 0 | 0 | 0 | 0 | 0 | 0 | 0 | 0 | 0 | 242602.8232 | 0 | 0 | 0 | 0 | 71488.5639 | 174791.506 | 0 | 0 | 0 | 0 | 0 | 0 | 0 | 0 | 0 | 0 | 0 | 1372.7136 | 0 | 0
2016-03-17 23:00 | 0 | 0 | 0 | 0 | 0 | 0 | 609602.931 | 434635 | 0 | 0 | 0 | 203470.6336 | 5263984.6934 | 0 | 0 | 0 | 0 | 0 | 0 | 0 | 0 | 0 | 242742.9928 | 0 | 0 | 0 | 0 | 0 | 174791.506 | 0 | 0 | 0 | 0 | 0 | 0 | 0 | 0 | 0 | 0 | 0 | 176.425 | 0 | 0
2016-03-18 | 0 | 0 | 0 | 0 | 0 | 160987.2594 | 281183.7406 | 442171 | 0 | 0 | 0 | 203470.6336 | 5263984.6934 | 0 | 0 | 0 | 0 | 0 | 0 | 0 | 0 | 0 | 242742.0218 | 0 | 0 | 0 | 0 | 0 | 0 | 0 | 0 | 0 | 0 | 0 | 0 | 0 | 0 | 0 | 0 | 0 | 0 | 0 | 0
2016-03-18 01:00 | 0 | 0 | 0 | 0 | 0 | 352917.7952 | 11603.6409 | 436010 | 0 | 0 | 0 | 131982.0697 | 5263984.6934 | 0 | 0 | 0 | 0 | 0 | 0 | 0 | 0 | 0 | 242741.0508 | 0 | 0 | 0 | 0 | -71488.5639 | 0 | 0 | 0 | 0 | 0 | 0 | 0 | 0 | 0 | 0 | 0 | 0 | 0 | 0 | 0
2016-03-18 02:00 | 0 | 0 | 0 | 0 | 0 | 491221.5639 | 0 | 419733 | 0 | 0 | 0 | 203470.6336 | 5263984.6934 | 0 | 0 | 0 | 0 | 0 | 0 | 0 | 0 | 0 | 242740.0798 | 0 | 0 | 0 | 0 | 71488.5639 | 0 | 0 | 0 | 0 | 0 | 0 | 0 | 0 | 0 | 0 | 0 | 0 | 0 | 0 | 0
2016-03-18 03:00 | 0 | 0 | 0 | 0 | 0 | 399149 | 0 | 399149 | 0 | 0 | 0 | 203470.6336 | 5263984.6934 | 0 | 0 | 0 | 0 | 0 | 0 | 0 | 0 | 0 | 242739.1089 | 0 | 0 | 0 | 0 | 0 | 0 | 0 | 0 | 0 | 0 | 0 | 0 | 0 | 0 | 0 | 0 | 0 | 0 | 0 | 0
2016-03-18 04:00 | 0 | 0 | 0 | 0 | 0 | 209175.1757 | 0 | 378574 | 0 | 0 | 0 | 131982.0697 | 5166074.4331 | 0 | 0 | 0 | 0 | 0 | 0 | 0 | 0 | 0 | 242738.1379 | 0 | 0 | 0 | 0 | -71488.5639 | 174791.506 | 272701.7664 | 0 | 0 | 0 | 0 | 0 | 0 | 0 | 0 | 0 | 0 | 0 | 0 | 0
2016-03-18 05:00 | 0 | 0 | 0 | 0 | 0 | 361172 | 0 | 361172 | 0 | 0 | 0 | 131982.0697 | 5166074.4331 | 0 | 0 | 0 | 0 | 0 | 0 | 0 | 0 | 0 | 242737.167 | 0 | 0 | 0 | 0 | 0 | 0 | 0 | 0 | 0 | 0 | 0 | 0 | 0 | 0 | 0 | 0 | 0 | 0 | 0 | 0
2016-03-18 06:00 | 0 | 0 | 0 | 0 | 0 | 402380.7953 | 0 | 348755 | 0 | 0 | 0 | 203470.6336 | 5148211.6645 | 0 | 0 | 0 | 0 | 0 | 0 | 0 | 0 | 0 | 242736.196 | 0 | 0 | 0 | 0 | 71488.5639 | 0 | 17862.7686 | 0 | 0 | 0 | 0 | 0 | 0 | 0 | 0 | 0 | 0 | 0 | 0 | 0
2016-03-18 07:00 | 0 | 0 | 0 | 0 | 0 | 0 | 0 | 341577 | 0 | 0 | 0 | 131982.0697 | 4878123.2283 | 0 | 0 | 0 | 0 | 0 | 0 | 0 | 0 | 0 | 242735.2251 | 0 | 0 | 0 | 0 | -71488.5639 | 0 | 270088.4361 | 0 | 0 | 0 | 0 | 0 | 0 | 0 | 0 | 0 | 0 | 0 | 0 | 0
2016-03-18 08:00 | 0 | 0 | 0 | 0 | 0 | 0 | 0 | 341671 | 0 | 0 | 0 | 60493.5058 | 4607940.7922 | 0 | 0 | 0 | 0 | 0 | 0 | 0 | 0 | 0 | 242734.2541 | 0 | 0 | 0 | 0 | -71488.5639 | 0 | 270182.4361 | 0 | 0 | 0 | 0 | 0 | 0 | 0 | 0 | 0 | 0 | 0 | 0 | 0
2016-03-18 09:00 | 0 | 0 | 0 | 0 | 0 | 320778.6245 | 0 | 352041 | 0 | 0 | 0 | 29231.1303 | 4607940.7922 | 0 | 0 | 0 | 0 | 0 | 0 | 0 | 0 | 0 | 242733.2832 | 0 | 0 | 0 | 0 | -31262.3755 | 0 | 0 | 0 | 0 | 0 | 0 | 0 | 0 | 0 | 0 | 0 | 0 | 0 | 0 | 0
2016-03-18 10:00 | 0 | 0 | 0 | 0 | 0 | 348899.8697 | 0 | 378131 | 0 | 0 | 0 | 0 | 4607940.7922 | 0 | 0 | 0 | 0 | 0 | 0 | 0 | 0 | 0 | 242732.3123 | 0 | 0 | 0 | 0 | -29231.1303 | 0 | 0 | 0 | 0 | 0 | 0 | 0 | 0 | 0 | 0 | 0 | 0 | 0 | 0 | 0
2016-03-18 11:00 | 0 | 0 | 0 | 0 | 0 | 132691.2336 | 0 | 405393 | 0 | 0 | 0 | 0 | 4335239.0258 | 0 | 0 | 0 | 0 | 0 | 0 | 0 | 0 | 0 | 242731.3413 | 0 | 0 | 0 | 0 | 0 | 0 | 272701.7664 | 0 | 0 | 0 | 0 | 0 | 0 | 0 | 0 | 0 | 0 | 0 | 0 | 0
2016-03-18 12:00 | 0 | 0 | 0 | 0 | 0 | 336986.4622 | 0 | 416764 | 0 | 0 | 0 | 0 | 4255461.488 | 0 | 0 | 0 | 0 | 0 | 0 | 0 | 0 | 0 | 242730.3704 | 0 | 0 | 0 | 0 | 0 | 0 | 79777.5378 | 0 | 0 | 0 | 0 | 0 | 0 | 0 | 0 | 0 | 0 | 0 | 0 | 0
2016-03-18 13:00 | 0 | 0 | 0 | 0 | 0 | 75482.9088 | 74714.3248 | 422899 | 0 | 0 | 0 | 0 | 3982759.7216 | 0 | 0 | 0 | 0 | 0 | 0 | 0 | 0 | 0 | 242729.3995 | 0 | 0 | 0 | 0 | 0 | 0 | 272701.7664 | 0 | 0 | 0 | 0 | 0 | 0 | 0 | 0 | 0 | 0 | 0 | 0 | 0
2016-03-18 14:00 | 0 | 0 | 0 | 0 | 0 | 0 | 446248.7825 | 428495 | 0 | 0 | 0 | 0 | 4000513.5041 | 0 | 0 | 0 | 0 | 0 | 0 | 0 | 0 | 0 | 242728.4286 | 0 | 0 | 0 | 0 | 0 | 17753.7825 | 0 | 0 | 0 | 0 | 0 | 0 | 0 | 0 | 0 | 0 | 0 | 0 | 0 | 0
2016-03-18 15:00 | 0 | 0 | 0 | 0 | 0 | 0 | 606899.2196 | 430735 | 0 | 0 | 0 | 0 | 4175305.0102 | 0 | 0 | 0 | 0 | 0 | 0 | 0 | 0 | 0 | 243825.6285 | 0 | 0 | 0 | 0 | 0 | 174791.506 | 0 | 0 | 0 | 0 | 0 | 0 | 0 | 0 | 0 | 0 | 0 | 1372.7136 | 0 | 0
2016-03-18 16:00 | 0 | 0 | 0 | 0 | 0 | 0 | 678007.7835 | 430355 | 0 | 0 | 0 | 71488.5639 | 4350096.5162 | 0 | 0 | 0 | 0 | 0 | 0 | 0 | 0 | 0 | 244922.8241 | 0 | 0 | 0 | 0 | 71488.5639 | 174791.506 | 0 | 0 | 0 | 0 | 0 | 0 | 0 | 0 | 0 | 0 | 0 | 1372.7136 | 0 | 0
2016-03-18 17:00 | 0 | 0 | 0 | 0 | 0 | 0 | 535653.6557 | 430978 | 0 | 0 | 0 | 0 | 4524888.0222 | 0 | 0 | 0 | 0 | 0 | 0 | 0 | 0 | 0 | 246020.0153 | 0 | 0 | 0 | 0 | -71488.5639 | 174791.506 | 0 | 0 | 0 | 0 | 0 | 0 | 0 | 0 | 0 | 0 | 0 | 1372.7136 | 0 | 0
2016-03-18 18:00 | 0 | 0 | 0 | 0 | 0 | 0 | 678428.7835 | 430776 | 0 | 0 | 0 | 71488.5639 | 4699679.5283 | 0 | 0 | 0 | 0 | 0 | 0 | 0 | 0 | 0 | 247117.2021 | 0 | 0 | 0 | 0 | 71488.5639 | 174791.506 | 0 | 0 | 0 | 0 | 0 | 0 | 0 | 0 | 0 | 0 | 0 | 1372.7136 | 0 | 0
2016-03-18 19:00 | 0 | 0 | 0 | 0 | 0 | 0 | 677521.7835 | 429869 | 0 | 0 | 0 | 142977.1278 | 4874471.0343 | 0 | 0 | 0 | 0 | 0 | 0 | 0 | 0 | 0 | 248214.3845 | 0 | 0 | 0 | 0 | 71488.5639 | 174791.506 | 0 | 0 | 0 | 0 | 0 | 0 | 0 | 0 | 0 | 0 | 0 | 1372.7136 | 0 | 0
2016-03-18 20:00 | 0 | 0 | 0 | 0 | 0 | 0 | 664536.7254 | 427879 | 0 | 0 | 0 | 203470.6336 | 5049262.5403 | 0 | 0 | 0 | 0 | 0 | 0 | 0 | 0 | 0 | 249311.5625 | 0 | 0 | 0 | 0 | 60493.5058 | 174791.506 | 0 | 0 | 0 | 0 | 0 | 0 | 0 | 0 | 0 | 0 | 0 | 1372.7136 | 0 | 0
2016-03-18 21:00 | 0 | 0 | 0 | 0 | 0 | 0 | 530690.6557 | 426015 | 0 | 0 | 0 | 131982.0697 | 5224054.0464 | 0 | 0 | 0 | 0 | 0 | 0 | 0 | 0 | 0 | 250408.7361 | 0 | 0 | 0 | 0 | -71488.5639 | 174791.506 | 0 | 0 | 0 | 0 | 0 | 0 | 0 | 0 | 0 | 0 | 0 | 1372.7136 | 0 | 0
2016-03-18 22:00 | 0 | 0 | 0 | 0 | 0 | 0 | 671095.7835 | 423443 | 0 | 0 | 0 | 203470.6336 | 5398845.5524 | 0 | 0 | 0 | 0 | 0 | 0 | 0 | 0 | 0 | 251505.9053 | 0 | 0 | 0 | 0 | 71488.5639 | 174791.506 | 0 | 0 | 0 | 0 | 0 | 0 | 0 | 0 | 0 | 0 | 0 | 1372.7136 | 0 | 0
2016-03-18 23:00 | 0 | 0 | 0 | 0 | 0 | 0 | 602556.2196 | 426392 | 0 | 0 | 0 | 203470.6336 | 5573637.0585 | 0 | 0 | 0 | 0 | 0 | 0 | 0 | 0 | 0 | 252603.0702 | 0 | 0 | 0 | 0 | 0 | 174791.506 | 0 | 0 | 0 | 0 | 0 | 0 | 0 | 0 | 0 | 0 | 0 | 1372.7136 | 0 | 0
2016-03-19 | 0 | 0 | 0 | 0 | 0 | 76539.8131 | 283590.623 | 431619 | 0 | 0 | 0 | 131982.0697 | 5573637.0585 | 0 | 0 | 0 | 0 | 0 | 0 | 0 | 0 | 0 | 252602.0597 | 0 | 0 | 0 | 0 | -71488.5639 | 0 | 0 | 0 | 0 | 0 | 0 | 0 | 0 | 0 | 0 | 0 | 0 | 0 | 0 | 0
2016-03-19 01:00 | 0 | 0 | 0 | 0 | 0 | 342535.0553 | 12798.3808 | 426822 | 0 | 0 | 0 | 60493.5058 | 5573637.0585 | 0 | 0 | 0 | 0 | 0 | 0 | 0 | 0 | 0 | 252601.0493 | 0 | 0 | 0 | 0 | -71488.5639 | 0 | 0 | 0 | 0 | 0 | 0 | 0 | 0 | 0 | 0 | 0 | 0 | 0 | 0 | 0
2016-03-19 02:00 | 0 | 0 | 0 | 0 | 0 | 413735.2135 | 0 | 415031 | 0 | 0 | 0 | 131982.0697 | 5500852.708 | 0 | 0 | 0 | 0 | 0 | 0 | 0 | 0 | 0 | 252600.0389 | 0 | 0 | 0 | 0 | 71488.5639 | 174791.506 | 247575.8565 | 0 | 0 | 0 | 0 | 0 | 0 | 0 | 0 | 0 | 0 | 0 | 0 | 0
2016-03-19 03:00 | 0 | 0 | 0 | 0 | 0 | 53166.6697 | 0 | 397357 | 0 | 0 | 0 | 60493.5058 | 5228150.9416 | 0 | 0 | 0 | 0 | 0 | 0 | 0 | 0 | 0 | 252599.0285 | 0 | 0 | 0 | 0 | -71488.5639 | 0 | 272701.7664 | 0 | 0 | 0 | 0 | 0 | 0 | 0 | 0 | 0 | 0 | 0 | 0 | 0
2016-03-19 04:00 | 0 | 0 | 0 | 0 | 0 | 317659.4942 | 0 | 378153 | 0 | 0 | 0 | 0 | 5228150.9416 | 0 | 0 | 0 | 0 | 0 | 0 | 0 | 0 | 0 | 252598.0181 | 0 | 0 | 0 | 0 | -60493.5058 | 0 | 0 | 0 | 0 | 0 | 0 | 0 | 0 | 0 | 0 | 0 | 0 | 0 | 0 | 0
2016-03-19 05:00 | 0 | 0 | 0 | 0 | 0 | 161471.7975 | 0 | 362685 | 0 | 0 | 0 | 71488.5639 | 4955449.1752 | 0 | 0 | 0 | 0 | 0 | 0 | 0 | 0 | 0 | 252597.0077 | 0 | 0 | 0 | 0 | 71488.5639 | 0 | 272701.7664 | 0 | 0 | 0 | 0 | 0 | 0 | 0 | 0 | 0 | 0 | 0 | 0 | 0
2016-03-19 06:00 | 0 | 0 | 0 | 0 | 0 | 333511.5715 | 0 | 350609 | 0 | 0 | 0 | 142977.1278 | 4866863.1828 | 0 | 0 | 0 | 0 | 0 | 0 | 0 | 0 | 0 | 252595.9974 | 0 | 0 | 0 | 0 | 71488.5639 | 0 | 88585.9924 | 0 | 0 | 0 | 0 | 0 | 0 | 0 | 0 | 0 | 0 | 0 | 0 | 0
2016-03-19 07:00 | 0 | 0 | 0 | 0 | 0 | 0 | 0 | 342841 | 0 | 0 | 0 | 72837.8942 | 4594161.4164 | 0 | 0 | 0 | 0 | 0 | 0 | 0 | 0 | 0 | 252594.987 | 0 | 0 | 0 | 0 | -70139.2336 | 0 | 272701.7664 | 0 | 0 | 0 | 0 | 0 | 0 | 0 | 0 | 0 | 0 | 0 | 0 | 0
2016-03-19 08:00 | 0 | 0 | 0 | 0 | 0 | 0 | 0 | 340170 | 0 | 0 | 0 | 5369.6606 | 4321459.65 | 0 | 0 | 0 | 0 | 0 | 0 | 0 | 0 | 0 | 252593.9766 | 0 | 0 | 0 | 0 | -67468.2336 | 0 | 272701.7664 | 0 | 0 | 0 | 0 | 0 | 0 | 0 | 0 | 0 | 0 | 0 | 0 | 0
2016-03-19 09:00 | 0 | 0 | 0 | 0 | 0 | 309602.066 | 0 | 342388 | 0 | 0 | 0 | 76858.2245 | 4217185.1521 | 0 | 0 | 0 | 0 | 0 | 0 | 0 | 0 | 0 | 252592.9662 | 0 | 0 | 0 | 0 | 71488.5639 | 0 | 104274.4979 | 0 | 0 | 0 | 0 | 0 | 0 | 0 | 0 | 0 | 0 | 0 | 0 | 0
2016-03-19 10:00 | 0 | 0 | 0 | 0 | 0 | 7127.6697 | 0 | 351318 | 0 | 0 | 0 | 5369.6606 | 3944483.3856 | 0 | 0 | 0 | 0 | 0 | 0 | 0 | 0 | 0 | 252591.9558 | 0 | 0 | 0 | 0 | -71488.5639 | 0 | 272701.7664 | 0 | 0 | 0 | 0 | 0 | 0 | 0 | 0 | 0 | 0 | 0 | 0 | 0
2016-03-19 11:00 | 0 | 0 | 0 | 0 | 0 | 86170.573 | 0 | 364242 | 0 | 0 | 0 | 0 | 3671781.6192 | 0 | 0 | 0 | 0 | 0 | 0 | 0 | 0 | 0 | 252590.9455 | 0 | 0 | 0 | 0 | -5369.6606 | 0 | 272701.7664 | 0 | 0 | 0 | 0 | 0 | 0 | 0 | 0 | 0 | 0 | 0 | 0 | 0
2016-03-19 12:00 | 0 | 0 | 0 | 0 | 0 | 300306.2507 | 0 | 379072 | 0 | 0 | 0 | 0 | 3593015.8699 | 0 | 0 | 0 | 0 | 0 | 0 | 0 | 0 | 0 | 252589.9351 | 0 | 0 | 0 | 0 | 0 | 0 | 78765.7493 | 0 | 0 | 0 | 0 | 0 | 0 | 0 | 0 | 0 | 0 | 0 | 0 | 0
2016-03-19 13:00 | 0 | 0 | 0 | 0 | 0 | 233652.7053 | 118011.7369 | 393999 | 0 | 0 | 0 | 0 | 3550681.3121 | 0 | 0 | 0 | 0 | 0 | 0 | 0 | 0 | 0 | 252588.9248 | 0 | 0 | 0 | 0 | 0 | 0 | 42334.5578 | 0 | 0 | 0 | 0 | 0 | 0 | 0 | 0 | 0 | 0 | 0 | 0 | 0
2016-03-19 14:00 | 0 | 0 | 0 | 0 | 0 | 0 | 499994.3787 | 404444 | 0 | 0 | 0 | 0 | 3646231.6908 | 0 | 0 | 0 | 0 | 0 | 0 | 0 | 0 | 0 | 252587.9144 | 0 | 0 | 0 | 0 | 0 | 95550.3787 | 0 | 0 | 0 | 0 | 0 | 0 | 0 | 0 | 0 | 0 | 0 | 0 | 0 | 0
2016-03-19 15:00 | 0 | 0 | 0 | 0 | 0 | 0 | 583755.2196 | 407591 | 0 | 0 | 0 | 0 | 3821023.1969 | 0 | 0 | 0 | 0 | 0 | 0 | 0 | 0 | 0 | 253685.0749 | 0 | 0 | 0 | 0 | 0 | 174791.506 | 0 | 0 | 0 | 0 | 0 | 0 | 0 | 0 | 0 | 0 | 0 | 1372.7136 | 0 | 0
2016-03-19 16:00 | 0 | 0 | 0 | 0 | 0 | 0 | 653752.7835 | 406100 | 0 | 0 | 0 | 71488.5639 | 3995814.7029 | 0 | 0 | 0 | 0 | 0 | 0 | 0 | 0 | 0 | 254782.231 | 0 | 0 | 0 | 0 | 71488.5639 | 174791.506 | 0 | 0 | 0 | 0 | 0 | 0 | 0 | 0 | 0 | 0 | 0 | 1372.7136 | 0 | 0
2016-03-19 17:00 | 0 | 0 | 0 | 0 | 0 | 0 | 506628.6557 | 401953 | 0 | 0 | 0 | 0 | 4170606.2089 | 0 | 0 | 0 | 0 | 0 | 0 | 0 | 0 | 0 | 255879.3828 | 0 | 0 | 0 | 0 | -71488.5639 | 174791.506 | 0 | 0 | 0 | 0 | 0 | 0 | 0 | 0 | 0 | 0 | 0 | 1372.7136 | 0 | 0
2016-03-19 18:00 | 0 | 0 | 0 | 0 | 0 | 0 | 644395.7835 | 396743 | 0 | 0 | 0 | 71488.5639 | 4345397.715 | 0 | 0 | 0 | 0 | 0 | 0 | 0 | 0 | 0 | 256976.5301 | 0 | 0 | 0 | 0 | 71488.5639 | 174791.506 | 0 | 0 | 0 | 0 | 0 | 0 | 0 | 0 | 0 | 0 | 0 | 1372.7136 | 0 | 0
2016-03-19 19:00 | 0 | 0 | 0 | 0 | 0 | 0 | 639752.7835 | 392100 | 0 | 0 | 0 | 142977.1278 | 4520189.221 | 0 | 0 | 0 | 0 | 0 | 0 | 0 | 0 | 0 | 258073.6731 | 0 | 0 | 0 | 0 | 71488.5639 | 174791.506 | 0 | 0 | 0 | 0 | 0 | 0 | 0 | 0 | 0 | 0 | 0 | 1372.7136 | 0 | 0
2016-03-19 20:00 | 0 | 0 | 0 | 0 | 0 | 0 | 627472.7254 | 390815 | 0 | 0 | 0 | 203470.6336 | 4694980.7271 | 0 | 0 | 0 | 0 | 0 | 0 | 0 | 0 | 0 | 259170.8117 | 0 | 0 | 0 | 0 | 60493.5058 | 174791.506 | 0 | 0 | 0 | 0 | 0 | 0 | 0 | 0 | 0 | 0 | 0 | 1372.7136 | 0 | 0
2016-03-19 21:00 | 0 | 0 | 0 | 0 | 0 | 0 | 497076.6557 | 392401 | 0 | 0 | 0 | 131982.0697 | 4869772.2331 | 0 | 0 | 0 | 0 | 0 | 0 | 0 | 0 | 0 | 260267.9458 | 0 | 0 | 0 | 0 | -71488.5639 | 174791.506 | 0 | 0 | 0 | 0 | 0 | 0 | 0 | 0 | 0 | 0 | 0 | 1372.7136 | 0 | 0
2016-03-19 22:00 | 0 | 0 | 0 | 0 | 0 | 0 | 642126.7835 | 394474 | 0 | 0 | 0 | 203470.6336 | 5044563.7391 | 0 | 0 | 0 | 0 | 0 | 0 | 0 | 0 | 0 | 261365.0756 | 0 | 0 | 0 | 0 | 71488.5639 | 174791.506 | 0 | 0 | 0 | 0 | 0 | 0 | 0 | 0 | 0 | 0 | 0 | 1372.7136 | 0 | 0
2016-03-19 23:00 | 0 | 0 | 0 | 0 | 0 | 0 | 577168.2196 | 401004 | 0 | 0 | 0 | 203470.6336 | 5219355.2452 | 0 | 0 | 0 | 0 | 0 | 0 | 0 | 0 | 0 | 262462.201 | 0 | 0 | 0 | 0 | 0 | 174791.506 | 0 | 0 | 0 | 0 | 0 | 0 | 0 | 0 | 0 | 0 | 0 | 1372.7136 | 0 | 0
2016-03-20 | 0 | 0 | 0 | 0 | 0 | 0 | 258970.0302 | 411271 | 0 | 0 | 0 | 203470.6336 | 5067054.2754 | 0 | 0 | 0 | 0 | 0 | 0 | 0 | 0 | 0 | 262461.1512 | 0 | 0 | 0 | 0 | 0 | 0 | 152300.9698 | 0 | 0 | 0 | 0 | 0 | 0 | 0 | 0 | 0 | 0 | 0 | 0 | 0
2016-03-20 01:00 | 0 | 0 | 0 | 0 | 0 | 124881.0913 | 14013.1423 | 411596 | 0 | 0 | 0 | 203470.6336 | 4794352.5089 | 0 | 0 | 0 | 0 | 0 | 0 | 0 | 0 | 0 | 262460.1013 | 0 | 0 | 0 | 0 | 0 | 0 | 272701.7664 | 0 | 0 | 0 | 0 | 0 | 0 | 0 | 0 | 0 | 0 | 0 | 0 | 0
2016-03-20 02:00 | 0 | 0 | 0 | 0 | 0 | 59093.6697 | 0 | 403284 | 0 | 0 | 0 | 131982.0697 | 4521650.7425 | 0 | 0 | 0 | 0 | 0 | 0 | 0 | 0 | 0 | 262459.0515 | 0 | 0 | 0 | 0 | -71488.5639 | 0 | 272701.7664 | 0 | 0 | 0 | 0 | 0 | 0 | 0 | 0 | 0 | 0 | 0 | 0 | 0
2016-03-20 03:00 | 0 | 0 | 0 | 0 | 0 | 188869.7975 | 0 | 390083 | 0 | 0 | 0 | 203470.6336 | 4248948.9761 | 0 | 0 | 0 | 0 | 0 | 0 | 0 | 0 | 0 | 262458.0017 | 0 | 0 | 0 | 0 | 71488.5639 | 0 | 272701.7664 | 0 | 0 | 0 | 0 | 0 | 0 | 0 | 0 | 0 | 0 | 0 | 0 | 0
2016-03-20 04:00 | 0 | 0 | 0 | 0 | 0 | 102607.2336 | 0 | 375309 | 0 | 0 | 0 | 203470.6336 | 3976247.2097 | 0 | 0 | 0 | 0 | 0 | 0 | 0 | 0 | 0 | 262456.9518 | 0 | 0 | 0 | 0 | 0 | 0 | 272701.7664 | 0 | 0 | 0 | 0 | 0 | 0 | 0 | 0 | 0 | 0 | 0 | 0 | 0
2016-03-20 05:00 | 0 | 0 | 0 | 0 | 0 | 301996.4942 | 0 | 362490 | 0 | 0 | 0 | 142977.1278 | 3976247.2097 | 0 | 0 | 0 | 0 | 0 | 0 | 0 | 0 | 0 | 262455.902 | 0 | 0 | 0 | 0 | -60493.5058 | 0 | 0 | 0 | 0 | 0 | 0 | 0 | 0 | 0 | 0 | 0 | 0 | 0 | 0 | 0
2016-03-20 06:00 | 0 | 0 | 0 | 0 | 0 | 281230.4361 | 0 | 352719 | 0 | 0 | 0 | 71488.5639 | 3976247.2097 | 0 | 0 | 0 | 0 | 0 | 0 | 0 | 0 | 0 | 262454.8522 | 0 | 0 | 0 | 0 | -71488.5639 | 0 | 0 | 0 | 0 | 0 | 0 | 0 | 0 | 0 | 0 | 0 | 0 | 0 | 0 | 0
2016-03-20 07:00 | 0 | 0 | 0 | 0 | 0 | 275443.4361 | 0 | 346932 | 0 | 0 | 0 | 0 | 3976247.2097 | 0 | 0 | 0 | 0 | 0 | 0 | 0 | 0 | 0 | 262453.8024 | 0 | 0 | 0 | 0 | -71488.5639 | 0 | 0 | 0 | 0 | 0 | 0 | 0 | 0 | 0 | 0 | 0 | 0 | 0 | 0 | 0
2016-03-20 08:00 | 0 | 0 | 0 | 0 | 0 | 71680.2336 | 0 | 344382 | 0 | 0 | 0 | 0 | 3703545.4433 | 0 | 0 | 0 | 0 | 0 | 0 | 0 | 0 | 0 | 262452.7526 | 0 | 0 | 0 | 0 | 0 | 0 | 272701.7664 | 0 | 0 | 0 | 0 | 0 | 0 | 0 | 0 | 0 | 0 | 0 | 0 | 0
2016-03-20 09:00 | 0 | 0 | 0 | 0 | 0 | 329534.0184 | 0 | 347241 | 0 | 0 | 0 | 0 | 3685838.4617 | 0 | 0 | 0 | 0 | 0 | 0 | 0 | 0 | 0 | 262451.7027 | 0 | 0 | 0 | 0 | 0 | 0 | 17706.9816 | 0 | 0 | 0 | 0 | 0 | 0 | 0 | 0 | 0 | 0 | 0 | 0 | 0
2016-03-20 10:00 | 0 | 0 | 0 | 0 | 0 | 146278.9026 | 0 | 354367 | 0 | 0 | 0 | 64613.669 | 3413136.6953 | 0 | 0 | 0 | 0 | 0 | 0 | 0 | 0 | 0 | 262450.6529 | 0 | 0 | 0 | 0 | 64613.669 | 0 | 272701.7664 | 0 | 0 | 0 | 0 | 0 | 0 | 0 | 0 | 0 | 0 | 0 | 0 | 0
2016-03-20 11:00 | 0 | 0 | 0 | 0 | 0 | 301955.331 | 0 | 366569 | 0 | 0 | 0 | 0 | 3413136.6953 | 0 | 0 | 0 | 0 | 0 | 0 | 0 | 0 | 0 | 262449.6031 | 0 | 0 | 0 | 0 | -64613.669 | 0 | 0 | 0 | 0 | 0 | 0 | 0 | 0 | 0 | 0 | 0 | 0 | 0 | 0 | 0
2016-03-20 12:00 | 0 | 0 | 0 | 0 | 0 | 274496.353 | 0 | 380362 | 0 | 0 | 0 | 11865.1142 | 3295405.9341 | 0 | 0 | 0 | 0 | 0 | 0 | 0 | 0 | 0 | 262448.5533 | 0 | 0 | 0 | 0 | 11865.1142 | 0 | 117730.7612 | 0 | 0 | 0 | 0 | 0 | 0 | 0 | 0 | 0 | 0 | 0 | 0 | 0
2016-03-20 13:00 | 0 | 0 | 0 | 0 | 0 | 0 | 108333.1194 | 392900 | 0 | 0 | 0 | 0 | 3022704.1677 | 0 | 0 | 0 | 0 | 0 | 0 | 0 | 0 | 0 | 262447.5035 | 0 | 0 | 0 | 0 | -11865.1142 | 0 | 272701.7664 | 0 | 0 | 0 | 0 | 0 | 0 | 0 | 0 | 0 | 0 | 0 | 0 | 0
2016-03-20 14:00 | 0 | 0 | 0 | 0 | 0 | 0 | 486891.0324 | 399596 | 0 | 0 | 0 | 0 | 3109999.2001 | 0 | 0 | 0 | 0 | 0 | 0 | 0 | 0 | 0 | 262446.4538 | 0 | 0 | 0 | 0 | 0 | 87295.0324 | 0 | 0 | 0 | 0 | 0 | 0 | 0 | 0 | 0 | 0 | 0 | 0 | 0 | 0
2016-03-20 15:00 | 0 | 0 | 0 | 0 | 0 | 0 | 576698.2196 | 400534 | 0 | 0 | 0 | 0 | 3284790.7061 | 0 | 0 | 0 | 0 | 0 | 0 | 0 | 0 | 0 | 263543.5748 | 0 | 0 | 0 | 0 | 0 | 174791.506 | 0 | 0 | 0 | 0 | 0 | 0 | 0 | 0 | 0 | 0 | 0 | 1372.7136 | 0 | 0
2016-03-20 16:00 | 0 | 0 | 0 | 0 | 0 | 0 | 648462.7835 | 400810 | 0 | 0 | 0 | 71488.5639 | 3459582.2122 | 0 | 0 | 0 | 0 | 0 | 0 | 0 | 0 | 0 | 264640.6915 | 0 | 0 | 0 | 0 | 71488.5639 | 174791.506 | 0 | 0 | 0 | 0 | 0 | 0 | 0 | 0 | 0 | 0 | 0 | 1372.7136 | 0 | 0
2016-03-20 17:00 | 0 | 0 | 0 | 0 | 0 | 0 | 504777.6557 | 400102 | 0 | 0 | 0 | 0 | 3634373.7182 | 0 | 0 | 0 | 0 | 0 | 0 | 0 | 0 | 0 | 265737.8038 | 0 | 0 | 0 | 0 | -71488.5639 | 174791.506 | 0 | 0 | 0 | 0 | 0 | 0 | 0 | 0 | 0 | 0 | 0 | 1372.7136 | 0 | 0
2016-03-20 18:00 | 0 | 0 | 0 | 0 | 0 | 0 | 645096.7835 | 397444 | 0 | 0 | 0 | 71488.5639 | 3809165.2243 | 0 | 0 | 0 | 0 | 0 | 0 | 0 | 0 | 0 | 266834.9117 | 0 | 0 | 0 | 0 | 71488.5639 | 174791.506 | 0 | 0 | 0 | 0 | 0 | 0 | 0 | 0 | 0 | 0 | 0 | 1372.7136 | 0 | 0
2016-03-20 19:00 | 0 | 0 | 0 | 0 | 0 | 0 | 500153.6557 | 395478 | 0 | 0 | 0 | 0 | 3983956.7303 | 0 | 0 | 0 | 0 | 0 | 0 | 0 | 0 | 0 | 267932.0153 | 0 | 0 | 0 | 0 | -71488.5639 | 174791.506 | 0 | 0 | 0 | 0 | 0 | 0 | 0 | 0 | 0 | 0 | 0 | 1372.7136 | 0 | 0
2016-03-20 20:00 | 0 | 0 | 0 | 0 | 0 | 0 | 632534.7254 | 395877 | 0 | 0 | 0 | 60493.5058 | 4158748.2363 | 0 | 0 | 0 | 0 | 0 | 0 | 0 | 0 | 0 | 269029.1144 | 0 | 0 | 0 | 0 | 60493.5058 | 174791.506 | 0 | 0 | 0 | 0 | 0 | 0 | 0 | 0 | 0 | 0 | 0 | 1372.7136 | 0 | 0
2016-03-20 21:00 | 0 | 0 | 0 | 0 | 0 | 0 | 647314.7835 | 399662 | 0 | 0 | 0 | 131982.0697 | 4333539.7424 | 0 | 0 | 0 | 0 | 0 | 0 | 0 | 0 | 0 | 270126.2092 | 0 | 0 | 0 | 0 | 71488.5639 | 174791.506 | 0 | 0 | 0 | 0 | 0 | 0 | 0 | 0 | 0 | 0 | 0 | 1372.7136 | 0 | 0
2016-03-20 22:00 | 0 | 0 | 0 | 0 | 0 | 0 | 653224.7835 | 405572 | 0 | 0 | 0 | 203470.6336 | 4508331.2484 | 0 | 0 | 0 | 0 | 0 | 0 | 0 | 0 | 0 | 271223.2995 | 0 | 0 | 0 | 0 | 71488.5639 | 174791.506 | 0 | 0 | 0 | 0 | 0 | 0 | 0 | 0 | 0 | 0 | 0 | 1372.7136 | 0 | 0
2016-03-20 23:00 | 0 | 0 | 0 | 0 | 0 | 0 | 592246.2196 | 416082 | 0 | 0 | 0 | 203470.6336 | 4683122.7544 | 0 | 0 | 0 | 0 | 0 | 0 | 0 | 0 | 0 | 272320.3855 | 0 | 0 | 0 | 0 | 0 | 174791.506 | 0 | 0 | 0 | 0 | 0 | 0 | 0 | 0 | 0 | 0 | 0 | 1372.7136 | 0 | 0
2016-03-21 | 0 | 0 | 0 | 0 | 0 | 0 | 295656.1138 | 427870 | 0 | 0 | 0 | 131982.0697 | 4622397.4321 | 0 | 0 | 0 | 0 | 0 | 0 | 0 | 0 | 0 | 272319.2962 | 0 | 0 | 0 | 0 | -71488.5639 | 0 | 60725.3223 | 0 | 0 | 0 | 0 | 0 | 0 | 0 | 0 | 0 | 0 | 0 | 0 | 0
2016-03-21 01:00 | 0 | 0 | 0 | 0 | 0 | 368285.3451 | 13544.2621 | 429768 | 0 | 0 | 0 | 84043.6768 | 4622397.4321 | 0 | 0 | 0 | 0 | 0 | 0 | 0 | 0 | 0 | 272318.2069 | 0 | 0 | 0 | 0 | -47938.3928 | 0 | 0 | 0 | 0 | 0 | 0 | 0 | 0 | 0 | 0 | 0 | 0 | 0 | 0 | 0
2016-03-21 02:00 | 0 | 0 | 0 | 0 | 0 | 75033.6697 | 0 | 419224 | 0 | 0 | 0 | 12555.113 | 4349695.6657 | 0 | 0 | 0 | 0 | 0 | 0 | 0 | 0 | 0 | 272317.1177 | 0 | 0 | 0 | 0 | -71488.5639 | 0 | 272701.7664 | 0 | 0 | 0 | 0 | 0 | 0 | 0 | 0 | 0 | 0 | 0 | 0 | 0
2016-03-21 03:00 | 0 | 0 | 0 | 0 | 0 | 463033.4509 | 0 | 404100 | 0 | 0 | 0 | 71488.5639 | 4349695.6657 | 0 | 0 | 0 | 0 | 0 | 0 | 0 | 0 | 0 | 272316.0284 | 0 | 0 | 0 | 0 | 58933.4509 | 0 | 0 | 0 | 0 | 0 | 0 | 0 | 0 | 0 | 0 | 0 | 0 | 0 | 0 | 0
2016-03-21 04:00 | 0 | 0 | 0 | 0 | 0 | 458414.5639 | 0 | 386926 | 0 | 0 | 0 | 142977.1278 | 4349695.6657 | 0 | 0 | 0 | 0 | 0 | 0 | 0 | 0 | 0 | 272314.9391 | 0 | 0 | 0 | 0 | 71488.5639 | 0 | 0 | 0 | 0 | 0 | 0 | 0 | 0 | 0 | 0 | 0 | 0 | 0 | 0 | 0
2016-03-21 05:00 | 0 | 0 | 0 | 0 | 0 | 30248.6697 | 0 | 374439 | 0 | 0 | 0 | 71488.5639 | 4076993.8993 | 0 | 0 | 0 | 0 | 0 | 0 | 0 | 0 | 0 | 272313.8499 | 0 | 0 | 0 | 0 | -71488.5639 | 0 | 272701.7664 | 0 | 0 | 0 | 0 | 0 | 0 | 0 | 0 | 0 | 0 | 0 | 0 | 0
2016-03-21 06:00 | 0 | 0 | 0 | 0 | 0 | 295095.4361 | 0 | 366584 | 0 | 0 | 0 | 0 | 4076993.8993 | 0 | 0 | 0 | 0 | 0 | 0 | 0 | 0 | 0 | 272312.7606 | 0 | 0 | 0 | 0 | -71488.5639 | 0 | 0 | 0 | 0 | 0 | 0 | 0 | 0 | 0 | 0 | 0 | 0 | 0 | 0 | 0
2016-03-21 07:00 | 0 | 0 | 0 | 0 | 0 | 363565 | 0 | 363565 | 0 | 0 | 0 | 0 | 4076993.8993 | 0 | 0 | 0 | 0 | 0 | 0 | 0 | 0 | 0 | 272311.6714 | 0 | 0 | 0 | 0 | 0 | 0 | 0 | 0 | 0 | 0 | 0 | 0 | 0 | 0 | 0 | 0 | 0 | 0 | 0 | 0
2016-03-21 08:00 | 0 | 0 | 0 | 0 | 0 | 367334 | 0 | 367334 | 0 | 0 | 0 | 0 | 4076993.8993 | 0 | 0 | 0 | 0 | 0 | 0 | 0 | 0 | 0 | 272310.5821 | 0 | 0 | 0 | 0 | 0 | 0 | 0 | 0 | 0 | 0 | 0 | 0 | 0 | 0 | 0 | 0 | 0 | 0 | 0 | 0
2016-03-21 09:00 | 0 | 0 | 0 | 0 | 0 | 628341.0699 | 0 | 382061 | 0 | 0 | 0 | 71488.5639 | 4251785.4053 | 0 | 0 | 0 | 0 | 0 | 0 | 0 | 0 | 0 | 272309.4929 | 0 | 0 | 0 | 0 | 71488.5639 | 174791.506 | 0 | 0 | 0 | 0 | 0 | 0 | 0 | 0 | 0 | 0 | 0 | 0 | 0 | 0
2016-03-21 10:00 | 0 | 0 | 0 | 0 | 0 | 342628.4361 | 0 | 414117 | 0 | 0 | 0 | 0 | 4251785.4053 | 0 | 0 | 0 | 0 | 0 | 0 | 0 | 0 | 0 | 272308.4036 | 0 | 0 | 0 | 0 | -71488.5639 | 0 | 0 | 0 | 0 | 0 | 0 | 0 | 0 | 0 | 0 | 0 | 0 | 0 | 0 | 0
2016-03-21 11:00 | 0 | 0 | 0 | 0 | 0 | 517730.5639 | 0 | 446242 | 0 | 0 | 0 | 71488.5639 | 4251785.4053 | 0 | 0 | 0 | 0 | 0 | 0 | 0 | 0 | 0 | 272307.3144 | 0 | 0 | 0 | 0 | 71488.5639 | 0 | 0 | 0 | 0 | 0 | 0 | 0 | 0 | 0 | 0 | 0 | 0 | 0 | 0 | 0
2016-03-21 12:00 | 0 | 0 | 0 | 0 | 0 | 115002.6697 | 0 | 459193 | 0 | 0 | 0 | 0 | 3979083.6389 | 0 | 0 | 0 | 0 | 0 | 0 | 0 | 0 | 0 | 272306.2252 | 0 | 0 | 0 | 0 | -71488.5639 | 0 | 272701.7664 | 0 | 0 | 0 | 0 | 0 | 0 | 0 | 0 | 0 | 0 | 0 | 0 | 0
2016-03-21 13:00 | 0 | 0 | 0 | 0 | 0 | 372044.17 | 86754.83 | 458799 | 0 | 0 | 0 | 0 | 3979083.6389 | 0 | 0 | 0 | 0 | 0 | 0 | 0 | 0 | 0 | 272305.1359 | 0 | 0 | 0 | 0 | 0 | 0 | 0 | 0 | 0 | 0 | 0 | 0 | 0 | 0 | 0 | 0 | 0 | 0 | 0 | 0
2016-03-21 14:00 | 0 | 0 | 0 | 0 | 0 | 0 | 487155.3673 | 454396 | 0 | 0 | 0 | 0 | 4011843.0062 | 0 | 0 | 0 | 0 | 0 | 0 | 0 | 0 | 0 | 272304.0467 | 0 | 0 | 0 | 0 | 0 | 32759.3673 | 0 | 0 | 0 | 0 | 0 | 0 | 0 | 0 | 0 | 0 | 0 | 0 | 0 | 0
2016-03-21 15:00 | 0 | 0 | 0 | 0 | 0 | 0 | 624322.2196 | 448158 | 0 | 0 | 0 | 0 | 4186634.5123 | 0 | 0 | 0 | 0 | 0 | 0 | 0 | 0 | 0 | 273401.1284 | 0 | 0 | 0 | 0 | 0 | 174791.506 | 0 | 0 | 0 | 0 | 0 | 0 | 0 | 0 | 0 | 0 | 0 | 1372.7136 | 0 | 0
2016-03-21 16:00 | 0 | 0 | 0 | 0 | 0 | 0 | 616636.2196 | 440472 | 0 | 0 | 0 | 0 | 4361426.0183 | 0 | 0 | 0 | 0 | 0 | 0 | 0 | 0 | 0 | 274498.2056 | 0 | 0 | 0 | 0 | 0 | 174791.506 | 0 | 0 | 0 | 0 | 0 | 0 | 0 | 0 | 0 | 0 | 0 | 1372.7136 | 0 | 0
2016-03-21 17:00 | 0 | 0 | 0 | 0 | 0 | 0 | 680853.7835 | 433201 | 0 | 0 | 0 | 71488.5639 | 4536217.5244 | 0 | 0 | 0 | 0 | 0 | 0 | 0 | 0 | 0 | 275595.2785 | 0 | 0 | 0 | 0 | 71488.5639 | 174791.506 | 0 | 0 | 0 | 0 | 0 | 0 | 0 | 0 | 0 | 0 | 0 | 1372.7136 | 0 | 0
2016-03-21 18:00 | 0 | 0 | 0 | 0 | 0 | 0 | 673822.7835 | 426170 | 0 | 0 | 0 | 142977.1278 | 4711009.0304 | 0 | 0 | 0 | 0 | 0 | 0 | 0 | 0 | 0 | 276692.347 | 0 | 0 | 0 | 0 | 71488.5639 | 174791.506 | 0 | 0 | 0 | 0 | 0 | 0 | 0 | 0 | 0 | 0 | 0 | 1372.7136 | 0 | 0
2016-03-21 19:00 | 0 | 0 | 0 | 0 | 0 | 0 | 657270.7254 | 420613 | 0 | 0 | 0 | 203470.6336 | 4885800.5364 | 0 | 0 | 0 | 0 | 0 | 0 | 0 | 0 | 0 | 277789.4111 | 0 | 0 | 0 | 0 | 60493.5058 | 174791.506 | 0 | 0 | 0 | 0 | 0 | 0 | 0 | 0 | 0 | 0 | 0 | 1372.7136 | 0 | 0
2016-03-21 20:00 | 0 | 0 | 0 | 0 | 0 | 0 | 593294.2196 | 417130 | 0 | 0 | 0 | 203470.6336 | 5060592.0425 | 0 | 0 | 0 | 0 | 0 | 0 | 0 | 0 | 0 | 278886.4708 | 0 | 0 | 0 | 0 | 0 | 174791.506 | 0 | 0 | 0 | 0 | 0 | 0 | 0 | 0 | 0 | 0 | 0 | 1372.7136 | 0 | 0
2016-03-21 21:00 | 0 | 0 | 0 | 0 | 0 | 0 | 593304.2196 | 417140 | 0 | 0 | 0 | 203470.6336 | 5235383.5485 | 0 | 0 | 0 | 0 | 0 | 0 | 0 | 0 | 0 | 279983.5261 | 0 | 0 | 0 | 0 | 0 | 174791.506 | 0 | 0 | 0 | 0 | 0 | 0 | 0 | 0 | 0 | 0 | 0 | 1372.7136 | 0 | 0
2016-03-21 22:00 | 0 | 0 | 0 | 0 | 0 | 0 | 595637.2196 | 419473 | 0 | 0 | 0 | 203470.6336 | 5410175.0546 | 0 | 0 | 0 | 0 | 0 | 0 | 0 | 0 | 0 | 281080.5771 | 0 | 0 | 0 | 0 | 0 | 174791.506 | 0 | 0 | 0 | 0 | 0 | 0 | 0 | 0 | 0 | 0 | 0 | 1372.7136 | 0 | 0
2016-03-21 23:00 | 0 | 0 | 0 | 0 | 0 | 0 | 493679.2585 | 429597 | 0 | 0 | 0 | 131982.0697 | 5545745.877 | 0 | 0 | 0 | 0 | 0 | 0 | 0 | 0 | 0 | 281079.4527 | 0 | 0 | 0 | 0 | -71488.5639 | 135570.8224 | 0 | 0 | 0 | 0 | 0 | 0 | 0 | 0 | 0 | 0 | 0 | 0 | 0 | 0
2016-03-22 | 0 | 0 | 0 | 0 | 0 | 0 | 210843.8717 | 443841 | 0 | 0 | 0 | 60493.5058 | 5384237.3126 | 0 | 0 | 0 | 0 | 0 | 0 | 0 | 0 | 0 | 281078.3284 | 0 | 0 | 0 | 0 | -71488.5639 | 0 | 161508.5644 | 0 | 0 | 0 | 0 | 0 | 0 | 0 | 0 | 0 | 0 | 0 | 0 | 0
2016-03-22 01:00 | 0 | 0 | 0 | 0 | 0 | 96202.4381 | 14118.2897 | 443516 | 0 | 0 | 0 | 0 | 5111535.5462 | 0 | 0 | 0 | 0 | 0 | 0 | 0 | 0 | 0 | 281077.2041 | 0 | 0 | 0 | 0 | -60493.5058 | 0 | 272701.7664 | 0 | 0 | 0 | 0 | 0 | 0 | 0 | 0 | 0 | 0 | 0 | 0 | 0
2016-03-22 02:00 | 0 | 0 | 0 | 0 | 0 | 675623.0699 | 0 | 429343 | 0 | 0 | 0 | 71488.5639 | 5286327.0522 | 0 | 0 | 0 | 0 | 0 | 0 | 0 | 0 | 0 | 281076.0798 | 0 | 0 | 0 | 0 | 71488.5639 | 174791.506 | 0 | 0 | 0 | 0 | 0 | 0 | 0 | 0 | 0 | 0 | 0 | 0 | 0 | 0
2016-03-22 03:00 | 0 | 0 | 0 | 0 | 0 | 573698.4479 | 0 | 409902 | 0 | 0 | 0 | 60493.5058 | 5461118.5583 | 0 | 0 | 0 | 0 | 0 | 0 | 0 | 0 | 0 | 281074.9555 | 0 | 0 | 0 | 0 | -10995.0581 | 174791.506 | 0 | 0 | 0 | 0 | 0 | 0 | 0 | 0 | 0 | 0 | 0 | 0 | 0 | 0
2016-03-22 04:00 | 0 | 0 | 0 | 0 | 0 | 462635.5639 | 0 | 391147 | 0 | 0 | 0 | 131982.0697 | 5461118.5583 | 0 | 0 | 0 | 0 | 0 | 0 | 0 | 0 | 0 | 281073.8312 | 0 | 0 | 0 | 0 | 71488.5639 | 0 | 0 | 0 | 0 | 0 | 0 | 0 | 0 | 0 | 0 | 0 | 0 | 0 | 0 | 0
2016-03-22 05:00 | 0 | 0 | 0 | 0 | 0 | 306716.4361 | 0 | 378205 | 0 | 0 | 0 | 60493.5058 | 5461118.5583 | 0 | 0 | 0 | 0 | 0 | 0 | 0 | 0 | 0 | 281072.7069 | 0 | 0 | 0 | 0 | -71488.5639 | 0 | 0 | 0 | 0 | 0 | 0 | 0 | 0 | 0 | 0 | 0 | 0 | 0 | 0 | 0
2016-03-22 06:00 | 0 | 0 | 0 | 0 | 0 | 441446.5639 | 0 | 369958 | 0 | 0 | 0 | 131982.0697 | 5461118.5583 | 0 | 0 | 0 | 0 | 0 | 0 | 0 | 0 | 0 | 281071.5826 | 0 | 0 | 0 | 0 | 71488.5639 | 0 | 0 | 0 | 0 | 0 | 0 | 0 | 0 | 0 | 0 | 0 | 0 | 0 | 0 | 0
2016-03-22 07:00 | 0 | 0 | 0 | 0 | 0 | 438737.5639 | 0 | 367249 | 0 | 0 | 0 | 203470.6336 | 5461118.5583 | 0 | 0 | 0 | 0 | 0 | 0 | 0 | 0 | 0 | 281070.4583 | 0 | 0 | 0 | 0 | 71488.5639 | 0 | 0 | 0 | 0 | 0 | 0 | 0 | 0 | 0 | 0 | 0 | 0 | 0 | 0 | 0
2016-03-22 08:00 | 0 | 0 | 0 | 0 | 0 | 298659.4361 | 0 | 370148 | 0 | 0 | 0 | 131982.0697 | 5461118.5583 | 0 | 0 | 0 | 0 | 0 | 0 | 0 | 0 | 0 | 281069.334 | 0 | 0 | 0 | 0 | -71488.5639 | 0 | 0 | 0 | 0 | 0 | 0 | 0 | 0 | 0 | 0 | 0 | 0 | 0 | 0 | 0
2016-03-22 09:00 | 0 | 0 | 0 | 0 | 0 | 455576.5639 | 0 | 384088 | 0 | 0 | 0 | 203470.6336 | 5461118.5583 | 0 | 0 | 0 | 0 | 0 | 0 | 0 | 0 | 0 | 281068.2098 | 0 | 0 | 0 | 0 | 71488.5639 | 0 | 0 | 0 | 0 | 0 | 0 | 0 | 0 | 0 | 0 | 0 | 0 | 0 | 0 | 0
2016-03-22 10:00 | 0 | 0 | 0 | 0 | 0 | 343955.4361 | 0 | 415444 | 0 | 0 | 0 | 131982.0697 | 5461118.5583 | 0 | 0 | 0 | 0 | 0 | 0 | 0 | 0 | 0 | 281067.0855 | 0 | 0 | 0 | 0 | -71488.5639 | 0 | 0 | 0 | 0 | 0 | 0 | 0 | 0 | 0 | 0 | 0 | 0 | 0 | 0 | 0
2016-03-22 11:00 | 0 | 0 | 0 | 0 | 0 | 286562.2339 | 0 | 444966 | 0 | 0 | 0 | 71488.5639 | 5363208.2979 | 0 | 0 | 0 | 0 | 0 | 0 | 0 | 0 | 0 | 281065.9612 | 0 | 0 | 0 | 0 | -60493.5058 | 174791.506 | 272701.7664 | 0 | 0 | 0 | 0 | 0 | 0 | 0 | 0 | 0 | 0 | 0 | 0 | 0
2016-03-22 12:00 | 0 | 0 | 0 | 0 | 0 | 381008.4361 | 0 | 452497 | 0 | 0 | 0 | 0 | 5363208.2979 | 0 | 0 | 0 | 0 | 0 | 0 | 0 | 0 | 0 | 281064.837 | 0 | 0 | 0 | 0 | -71488.5639 | 0 | 0 | 0 | 0 | 0 | 0 | 0 | 0 | 0 | 0 | 0 | 0 | 0 | 0 | 0
2016-03-22 13:00 | 0 | 0 | 0 | 0 | 0 | 103379.4802 | 70990.7534 | 447072 | 0 | 0 | 0 | 0 | 5090506.5315 | 0 | 0 | 0 | 0 | 0 | 0 | 0 | 0 | 0 | 281063.7127 | 0 | 0 | 0 | 0 | 0 | 0 | 272701.7664 | 0 | 0 | 0 | 0 | 0 | 0 | 0 | 0 | 0 | 0 | 0 | 0 | 0
2016-03-22 14:00 | 0 | 0 | 0 | 0 | 0 | 0 | 407170.5662 | 440164 | 0 | 0 | 0 | 0 | 5057513.0977 | 0 | 0 | 0 | 0 | 0 | 0 | 0 | 0 | 0 | 281062.5884 | 0 | 0 | 0 | 0 | 0 | 0 | 32993.4338 | 0 | 0 | 0 | 0 | 0 | 0 | 0 | 0 | 0 | 0 | 0 | 0 | 0
2016-03-22 15:00 | 0 | 0 | 0 | 0 | 0 | 0 | 638332.321 | 433376 | 0 | 0 | 0 | 28792.1014 | 5232304.6038 | 0 | 0 | 0 | 0 | 0 | 0 | 0 | 0 | 0 | 282159.6351 | 0 | 0 | 0 | 0 | 28792.1014 | 174791.506 | 0 | 0 | 0 | 0 | 0 | 0 | 0 | 0 | 0 | 0 | 0 | 1372.7136 | 0 | 0
2016-03-22 16:00 | 0 | 0 | 0 | 0 | 0 | 0 | 573646.1182 | 426274 | 0 | 0 | 0 | 0 | 5407096.1098 | 0 | 0 | 0 | 0 | 0 | 0 | 0 | 0 | 0 | 283256.6773 | 0 | 0 | 0 | 0 | -28792.1014 | 174791.506 | 0 | 0 | 0 | 0 | 0 | 0 | 0 | 0 | 0 | 0 | 0 | 1372.7136 | 0 | 0
2016-03-22 17:00 | 0 | 0 | 0 | 0 | 0 | 0 | 667614.7835 | 419962 | 0 | 0 | 0 | 71488.5639 | 5581887.6159 | 0 | 0 | 0 | 0 | 0 | 0 | 0 | 0 | 0 | 284353.7151 | 0 | 0 | 0 | 0 | 71488.5639 | 174791.506 | 0 | 0 | 0 | 0 | 0 | 0 | 0 | 0 | 0 | 0 | 0 | 1372.7136 | 0 | 0
2016-03-22 18:00 | 0 | 0 | 0 | 0 | 0 | 0 | 580659.1615 | 415490 | 0 | 0 | 0 | 60493.5058 | 5756679.1219 | 0 | 0 | 0 | 0 | 0 | 0 | 0 | 0 | 0 | 285450.7486 | 0 | 0 | 0 | 0 | -10995.0581 | 174791.506 | 0 | 0 | 0 | 0 | 0 | 0 | 0 | 0 | 0 | 0 | 0 | 1372.7136 | 0 | 0
2016-03-22 19:00 | 0 | 0 | 0 | 0 | 0 | 0 | 658638.7835 | 410986 | 0 | 0 | 0 | 131982.0697 | 5931470.6279 | 0 | 0 | 0 | 0 | 0 | 0 | 0 | 0 | 0 | 286547.7776 | 0 | 0 | 0 | 0 | 71488.5639 | 174791.506 | 0 | 0 | 0 | 0 | 0 | 0 | 0 | 0 | 0 | 0 | 0 | 1372.7136 | 0 | 0
2016-03-22 20:00 | 0 | 0 | 0 | 0 | 0 | 0 | 513621.6557 | 408946 | 0 | 0 | 0 | 60493.5058 | 6106262.134 | 0 | 0 | 0 | 0 | 0 | 0 | 0 | 0 | 0 | 287644.8023 | 0 | 0 | 0 | 0 | -71488.5639 | 174791.506 | 0 | 0 | 0 | 0 | 0 | 0 | 0 | 0 | 0 | 0 | 0 | 1372.7136 | 0 | 0
2016-03-22 21:00 | 0 | 0 | 0 | 0 | 0 | 0 | 657313.7835 | 409661 | 0 | 0 | 0 | 131982.0697 | 6281053.64 | 0 | 0 | 0 | 0 | 0 | 0 | 0 | 0 | 0 | 288741.8226 | 0 | 0 | 0 | 0 | 71488.5639 | 174791.506 | 0 | 0 | 0 | 0 | 0 | 0 | 0 | 0 | 0 | 0 | 0 | 1372.7136 | 0 | 0
2016-03-22 22:00 | 0 | 0 | 0 | 0 | 0 | 0 | 658685.7835 | 411033 | 0 | 0 | 0 | 203470.6336 | 6455845.146 | 0 | 0 | 0 | 0 | 0 | 0 | 0 | 0 | 0 | 289838.8385 | 0 | 0 | 0 | 0 | 71488.5639 | 174791.506 | 0 | 0 | 0 | 0 | 0 | 0 | 0 | 0 | 0 | 0 | 0 | 1372.7136 | 0 | 0
2016-03-22 23:00 | 0 | 0 | 0 | 0 | 0 | 0 | 556040.4117 | 417740 | 0 | 0 | 0 | 203470.6336 | 6594145.5578 | 0 | 0 | 0 | 0 | 0 | 0 | 0 | 0 | 0 | 289837.6791 | 0 | 0 | 0 | 0 | 0 | 138300.4117 | 0 | 0 | 0 | 0 | 0 | 0 | 0 | 0 | 0 | 0 | 0 | 0 | 0 | 0
2016-03-23 | 0 | 0 | 0 | 0 | 0 | 0 | 284744.4955 | 429407 | 0 | 0 | 0 | 203470.6336 | 6449483.0533 | 0 | 0 | 0 | 0 | 0 | 0 | 0 | 0 | 0 | 289836.5198 | 0 | 0 | 0 | 0 | 0 | 0 | 144662.5045 | 0 | 0 | 0 | 0 | 0 | 0 | 0 | 0 | 0 | 0 | 0 | 0 | 0
2016-03-23 01:00 | 0 | 0 | 0 | 0 | 0 | 129802.1738 | 24906.0598 | 427410 | 0 | 0 | 0 | 203470.6336 | 6176781.2869 | 0 | 0 | 0 | 0 | 0 | 0 | 0 | 0 | 0 | 289835.3604 | 0 | 0 | 0 | 0 | 0 | 0 | 272701.7664 | 0 | 0 | 0 | 0 | 0 | 0 | 0 | 0 | 0 | 0 | 0 | 0 | 0
2016-03-23 02:00 | 0 | 0 | 0 | 0 | 0 | 340680.4361 | 0 | 412169 | 0 | 0 | 0 | 131982.0697 | 6176781.2869 | 0 | 0 | 0 | 0 | 0 | 0 | 0 | 0 | 0 | 289834.2011 | 0 | 0 | 0 | 0 | -71488.5639 | 0 | 0 | 0 | 0 | 0 | 0 | 0 | 0 | 0 | 0 | 0 | 0 | 0 | 0 | 0
2016-03-23 03:00 | 0 | 0 | 0 | 0 | 0 | 190863.7975 | 0 | 392077 | 0 | 0 | 0 | 203470.6336 | 5904079.5205 | 0 | 0 | 0 | 0 | 0 | 0 | 0 | 0 | 0 | 289833.0418 | 0 | 0 | 0 | 0 | 71488.5639 | 0 | 272701.7664 | 0 | 0 | 0 | 0 | 0 | 0 | 0 | 0 | 0 | 0 | 0 | 0 | 0
2016-03-23 04:00 | 0 | 0 | 0 | 0 | 0 | 299946.4361 | 0 | 371435 | 0 | 0 | 0 | 131982.0697 | 5904079.5205 | 0 | 0 | 0 | 0 | 0 | 0 | 0 | 0 | 0 | 289831.8824 | 0 | 0 | 0 | 0 | -71488.5639 | 0 | 0 | 0 | 0 | 0 | 0 | 0 | 0 | 0 | 0 | 0 | 0 | 0 | 0 | 0
2016-03-23 05:00 | 0 | 0 | 0 | 0 | 0 | 426763.5639 | 0 | 355275 | 0 | 0 | 0 | 203470.6336 | 5904079.5205 | 0 | 0 | 0 | 0 | 0 | 0 | 0 | 0 | 0 | 289830.7231 | 0 | 0 | 0 | 0 | 71488.5639 | 0 | 0 | 0 | 0 | 0 | 0 | 0 | 0 | 0 | 0 | 0 | 0 | 0 | 0 | 0
2016-03-23 06:00 | 0 | 0 | 0 | 0 | 0 | 273254.4361 | 0 | 344743 | 0 | 0 | 0 | 131982.0697 | 5904079.5205 | 0 | 0 | 0 | 0 | 0 | 0 | 0 | 0 | 0 | 289829.5638 | 0 | 0 | 0 | 0 | -71488.5639 | 0 | 0 | 0 | 0 | 0 | 0 | 0 | 0 | 0 | 0 | 0 | 0 | 0 | 0 | 0
2016-03-23 07:00 | 0 | 0 | 0 | 0 | 0 | 247685.4674 | 0 | 338507 | 0 | 0 | 0 | 139070.7975 | 5806169.2601 | 0 | 0 | 0 | 0 | 0 | 0 | 0 | 0 | 0 | 289828.4045 | 0 | 0 | 0 | 0 | 7088.7278 | 174791.506 | 272701.7664 | 0 | 0 | 0 | 0 | 0 | 0 | 0 | 0 | 0 | 0 | 0 | 0 | 0
2016-03-23 08:00 | 0 | 0 | 0 | 0 | 0 | 0 | 0 | 340284 | 0 | 0 | 0 | 71488.5639 | 5533467.4937 | 0 | 0 | 0 | 0 | 0 | 0 | 0 | 0 | 0 | 289827.2452 | 0 | 0 | 0 | 0 | -67582.2336 | 0 | 272701.7664 | 0 | 0 | 0 | 0 | 0 | 0 | 0 | 0 | 0 | 0 | 0 | 0 | 0
2016-03-23 09:00 | 0 | 0 | 0 | 0 | 0 | 598015.0699 | 0 | 351735 | 0 | 0 | 0 | 142977.1278 | 5708258.9997 | 0 | 0 | 0 | 0 | 0 | 0 | 0 | 0 | 0 | 289826.0858 | 0 | 0 | 0 | 0 | 71488.5639 | 174791.506 | 0 | 0 | 0 | 0 | 0 | 0 | 0 | 0 | 0 | 0 | 0 | 0 | 0 | 0
2016-03-23 10:00 | 0 | 0 | 0 | 0 | 0 | 35366.6697 | 0 | 379557 | 0 | 0 | 0 | 71488.5639 | 5435557.2333 | 0 | 0 | 0 | 0 | 0 | 0 | 0 | 0 | 0 | 289824.9265 | 0 | 0 | 0 | 0 | -71488.5639 | 0 | 272701.7664 | 0 | 0 | 0 | 0 | 0 | 0 | 0 | 0 | 0 | 0 | 0 | 0 | 0
2016-03-23 11:00 | 0 | 0 | 0 | 0 | 0 | 62382.6697 | 0 | 406573 | 0 | 0 | 0 | 0 | 5162855.4669 | 0 | 0 | 0 | 0 | 0 | 0 | 0 | 0 | 0 | 289823.7672 | 0 | 0 | 0 | 0 | -71488.5639 | 0 | 272701.7664 | 0 | 0 | 0 | 0 | 0 | 0 | 0 | 0 | 0 | 0 | 0 | 0 | 0
2016-03-23 12:00 | 0 | 0 | 0 | 0 | 0 | 489060.4647 | 0.099159 | 417572 | 0 | 0 | 0 | 71488.5639 | 5162855.4669 | 0 | 0 | 0 | 0 | 0 | 0 | 0 | 0 | 0 | 289822.6079 | 0 | 0 | 0 | 0 | 71488.5639 | 0 | 0 | 0 | 0 | 0 | 0 | 0 | 0 | 0 | 0 | 0 | 0 | 0 | 0 | 0
2016-03-23 13:00 | 0 | 0 | 0 | 0 | 0 | 0 | 100141.5863 | 420523 | 0 | 0 | 0 | 0 | 4913962.617 | 0 | 0 | 0 | 0 | 0 | 0 | 0 | 0 | 0 | 289821.4487 | 0 | 0 | 0 | 0 | -71488.5639 | 23808.9166 | 272701.7664 | 0 | 0 | 0 | 0 | 0 | 0 | 0 | 0 | 0 | 0 | 0 | 0 | 0
2016-03-23 14:00 | 0 | 0 | 0 | 0 | 0 | 0 | 448241.6318 | 423590 | 0 | 0 | 0 | 0 | 4938614.2488 | 0 | 0 | 0 | 0 | 0 | 0 | 0 | 0 | 0 | 289820.2894 | 0 | 0 | 0 | 0 | 0 | 24651.6318 | 0 | 0 | 0 | 0 | 0 | 0 | 0 | 0 | 0 | 0 | 0 | 0 | 0 | 0
2016-03-23 15:00 | 0 | 0 | 0 | 0 | 0 | 0 | 600111.2196 | 423947 | 0 | 0 | 0 | 0 | 5113405.7549 | 0 | 0 | 0 | 0 | 0 | 0 | 0 | 0 | 0 | 290917.301 | 0 | 0 | 0 | 0 | 0 | 174791.506 | 0 | 0 | 0 | 0 | 0 | 0 | 0 | 0 | 0 | 0 | 0 | 1372.7136 | 0 | 0
2016-03-23 16:00 | 0 | 0 | 0 | 0 | 0 | 0 | 598124.2196 | 421960 | 0 | 0 | 0 | 0 | 5288197.2609 | 0 | 0 | 0 | 0 | 0 | 0 | 0 | 0 | 0 | 292014.3082 | 0 | 0 | 0 | 0 | 0 | 174791.506 | 0 | 0 | 0 | 0 | 0 | 0 | 0 | 0 | 0 | 0 | 0 | 1372.7136 | 0 | 0
2016-03-23 17:00 | 0 | 0 | 0 | 0 | 0 | 0 | 597249.2196 | 421085 | 0 | 0 | 0 | 0 | 5462988.767 | 0 | 0 | 0 | 0 | 0 | 0 | 0 | 0 | 0 | 293111.311 | 0 | 0 | 0 | 0 | 0 | 174791.506 | 0 | 0 | 0 | 0 | 0 | 0 | 0 | 0 | 0 | 0 | 0 | 1372.7136 | 0 | 0
2016-03-23 18:00 | 0 | 0 | 0 | 0 | 0 | 0 | 668479.7835 | 420827 | 0 | 0 | 0 | 71488.5639 | 5637780.273 | 0 | 0 | 0 | 0 | 0 | 0 | 0 | 0 | 0 | 294208.3094 | 0 | 0 | 0 | 0 | 71488.5639 | 174791.506 | 0 | 0 | 0 | 0 | 0 | 0 | 0 | 0 | 0 | 0 | 0 | 1372.7136 | 0 | 0
2016-03-23 19:00 | 0 | 0 | 0 | 0 | 0 | 0 | 668109.7835 | 420457 | 0 | 0 | 0 | 142977.1278 | 5812571.779 | 0 | 0 | 0 | 0 | 0 | 0 | 0 | 0 | 0 | 295305.3034 | 0 | 0 | 0 | 0 | 71488.5639 | 174791.506 | 0 | 0 | 0 | 0 | 0 | 0 | 0 | 0 | 0 | 0 | 0 | 1372.7136 | 0 | 0
2016-03-23 20:00 | 0 | 0 | 0 | 0 | 0 | 0 | 658216.7254 | 421559 | 0 | 0 | 0 | 203470.6336 | 5987363.2851 | 0 | 0 | 0 | 0 | 0 | 0 | 0 | 0 | 0 | 296402.2931 | 0 | 0 | 0 | 0 | 60493.5058 | 174791.506 | 0 | 0 | 0 | 0 | 0 | 0 | 0 | 0 | 0 | 0 | 0 | 1372.7136 | 0 | 0
2016-03-23 21:00 | 0 | 0 | 0 | 0 | 0 | 0 | 599914.2196 | 423750 | 0 | 0 | 0 | 203470.6336 | 6162154.7911 | 0 | 0 | 0 | 0 | 0 | 0 | 0 | 0 | 0 | 297499.2783 | 0 | 0 | 0 | 0 | 0 | 174791.506 | 0 | 0 | 0 | 0 | 0 | 0 | 0 | 0 | 0 | 0 | 0 | 1372.7136 | 0 | 0
2016-03-23 22:00 | 0 | 0 | 0 | 0 | 0 | 0 | 600308.2196 | 424144 | 0 | 0 | 0 | 203470.6336 | 6336946.2972 | 0 | 0 | 0 | 0 | 0 | 0 | 0 | 0 | 0 | 298596.2592 | 0 | 0 | 0 | 0 | 0 | 174791.506 | 0 | 0 | 0 | 0 | 0 | 0 | 0 | 0 | 0 | 0 | 0 | 1372.7136 | 0 | 0
2016-03-23 23:00 | 0 | 0 | 0 | 0 | 0 | 0 | 604617.2196 | 428453 | 0 | 0 | 0 | 203470.6336 | 6511737.8032 | 0 | 0 | 0 | 0 | 0 | 0 | 0 | 0 | 0 | 299693.2357 | 0 | 0 | 0 | 0 | 0 | 174791.506 | 0 | 0 | 0 | 0 | 0 | 0 | 0 | 0 | 0 | 0 | 0 | 1372.7136 | 0 | 0
2016-03-24 | 0 | 0 | 0 | 0 | 0 | 0 | 363096.3942 | 436285 | 0 | 0 | 0 | 203470.6336 | 6438549.1974 | 0 | 0 | 0 | 0 | 0 | 0 | 0 | 0 | 0 | 299692.0369 | 0 | 0 | 0 | 0 | 0 | 0 | 73188.6058 | 0 | 0 | 0 | 0 | 0 | 0 | 0 | 0 | 0 | 0 | 0 | 0 | 0
2016-03-24 01:00 | 0 | 0 | 0 | 0 | 0 | 130696.8254 | 28414.4082 | 431813 | 0 | 0 | 0 | 203470.6336 | 6165847.431 | 0 | 0 | 0 | 0 | 0 | 0 | 0 | 0 | 0 | 299690.8381 | 0 | 0 | 0 | 0 | 0 | 0 | 272701.7664 | 0 | 0 | 0 | 0 | 0 | 0 | 0 | 0 | 0 | 0 | 0 | 0 | 0
2016-03-24 02:00 | 0 | 0 | 0 | 0 | 0 | 142482.2336 | 0 | 415184 | 0 | 0 | 0 | 203470.6336 | 5893145.6646 | 0 | 0 | 0 | 0 | 0 | 0 | 0 | 0 | 0 | 299689.6394 | 0 | 0 | 0 | 0 | 0 | 0 | 272701.7664 | 0 | 0 | 0 | 0 | 0 | 0 | 0 | 0 | 0 | 0 | 0 | 0 | 0
2016-03-24 03:00 | 0 | 0 | 0 | 0 | 0 | 120546.2336 | 0 | 393248 | 0 | 0 | 0 | 203470.6336 | 5620443.8981 | 0 | 0 | 0 | 0 | 0 | 0 | 0 | 0 | 0 | 299688.4406 | 0 | 0 | 0 | 0 | 0 | 0 | 272701.7664 | 0 | 0 | 0 | 0 | 0 | 0 | 0 | 0 | 0 | 0 | 0 | 0 | 0
2016-03-24 04:00 | 0 | 0 | 0 | 0 | 0 | 299291.4361 | 0 | 370780 | 0 | 0 | 0 | 131982.0697 | 5620443.8981 | 0 | 0 | 0 | 0 | 0 | 0 | 0 | 0 | 0 | 299687.2419 | 0 | 0 | 0 | 0 | -71488.5639 | 0 | 0 | 0 | 0 | 0 | 0 | 0 | 0 | 0 | 0 | 0 | 0 | 0 | 0 | 0
2016-03-24 05:00 | 0 | 0 | 0 | 0 | 0 | 425253.5639 | 0 | 353765 | 0 | 0 | 0 | 203470.6336 | 5620443.8981 | 0 | 0 | 0 | 0 | 0 | 0 | 0 | 0 | 0 | 299686.0431 | 0 | 0 | 0 | 0 | 71488.5639 | 0 | 0 | 0 | 0 | 0 | 0 | 0 | 0 | 0 | 0 | 0 | 0 | 0 | 0 | 0
2016-03-24 06:00 | 0 | 0 | 0 | 0 | 0 | 281705.4942 | 0 | 342199 | 0 | 0 | 0 | 142977.1278 | 5620443.8981 | 0 | 0 | 0 | 0 | 0 | 0 | 0 | 0 | 0 | 299684.8444 | 0 | 0 | 0 | 0 | -60493.5058 | 0 | 0 | 0 | 0 | 0 | 0 | 0 | 0 | 0 | 0 | 0 | 0 | 0 | 0 | 0
2016-03-24 07:00 | 0 | 0 | 0 | 0 | 0 | 153832.4056 | 0 | 335265 | 0 | 0 | 0 | 71488.5639 | 5510499.8676 | 0 | 0 | 0 | 0 | 0 | 0 | 0 | 0 | 0 | 299683.6456 | 0 | 0 | 0 | 0 | -71488.5639 | 0 | 109944.0305 | 0 | 0 | 0 | 0 | 0 | 0 | 0 | 0 | 0 | 0 | 0 | 0 | 0
2016-03-24 08:00 | 0 | 0 | 0 | 0 | 0 | 262925.4361 | 0 | 334414 | 0 | 0 | 0 | 0 | 5510499.8676 | 0 | 0 | 0 | 0 | 0 | 0 | 0 | 0 | 0 | 299682.4469 | 0 | 0 | 0 | 0 | -71488.5639 | 0 | 0 | 0 | 0 | 0 | 0 | 0 | 0 | 0 | 0 | 0 | 0 | 0 | 0 | 0
2016-03-24 09:00 | 0 | 0 | 0 | 0 | 0 | 416058.5639 | 0 | 344570 | 0 | 0 | 0 | 71488.5639 | 5510499.8676 | 0 | 0 | 0 | 0 | 0 | 0 | 0 | 0 | 0 | 299681.2482 | 0 | 0 | 0 | 0 | 71488.5639 | 0 | 0 | 0 | 0 | 0 | 0 | 0 | 0 | 0 | 0 | 0 | 0 | 0 | 0 | 0
2016-03-24 10:00 | 0 | 0 | 0 | 0 | 0 | 25794.6697 | 0 | 369985 | 0 | 0 | 0 | 0 | 5237798.1012 | 0 | 0 | 0 | 0 | 0 | 0 | 0 | 0 | 0 | 299680.0494 | 0 | 0 | 0 | 0 | -71488.5639 | 0 | 272701.7664 | 0 | 0 | 0 | 0 | 0 | 0 | 0 | 0 | 0 | 0 | 0 | 0 | 0
2016-03-24 11:00 | 0 | 0 | 0 | 0 | 0 | 571843.506 | 0 | 397052 | 0 | 0 | 0 | 0 | 5412589.6072 | 0 | 0 | 0 | 0 | 0 | 0 | 0 | 0 | 0 | 299678.8507 | 0 | 0 | 0 | 0 | 0 | 174791.506 | 0 | 0 | 0 | 0 | 0 | 0 | 0 | 0 | 0 | 0 | 0 | 0 | 0 | 0
2016-03-24 12:00 | 0 | 0 | 0 | 0 | 0 | 209461.48 | 2.3175 | 410677 | 0 | 0 | 0 | 71488.5639 | 5139887.8408 | 0 | 0 | 0 | 0 | 0 | 0 | 0 | 0 | 0 | 299677.652 | 0 | 0 | 0 | 0 | 71488.5639 | 0 | 272701.7664 | 0 | 0 | 0 | 0 | 0 | 0 | 0 | 0 | 0 | 0 | 0 | 0 | 0
2016-03-24 13:00 | 0 | 0 | 0 | 0 | 0 | 0 | 123199.1771 | 417690 | 0 | 0 | 0 | 0 | 4916885.5818 | 0 | 0 | 0 | 0 | 0 | 0 | 0 | 0 | 0 | 299676.4533 | 0 | 0 | 0 | 0 | -71488.5639 | 0 | 223002.2591 | 0 | 0 | 0 | 0 | 0 | 0 | 0 | 0 | 0 | 0 | 0 | 0 | 0
2016-03-24 14:00 | 0 | 0 | 0 | 0 | 0 | 0 | 528577.4216 | 424441 | 0 | 0 | 0 | 0 | 5021022.0034 | 0 | 0 | 0 | 0 | 0 | 0 | 0 | 0 | 0 | 299675.2546 | 0 | 0 | 0 | 0 | 0 | 104136.4216 | 0 | 0 | 0 | 0 | 0 | 0 | 0 | 0 | 0 | 0 | 0 | 0 | 0 | 0
2016-03-24 15:00 | 0 | 0 | 0 | 0 | 0 | 0 | 602942.2196 | 426778 | 0 | 0 | 0 | 0 | 5195813.5094 | 0 | 0 | 0 | 0 | 0 | 0 | 0 | 0 | 0 | 300772.2267 | 0 | 0 | 0 | 0 | 0 | 174791.506 | 0 | 0 | 0 | 0 | 0 | 0 | 0 | 0 | 0 | 0 | 0 | 1372.7136 | 0 | 0
2016-03-24 16:00 | 0 | 0 | 0 | 0 | 0 | 0 | 674028.7835 | 426376 | 0 | 0 | 0 | 71488.5639 | 5370605.0155 | 0 | 0 | 0 | 0 | 0 | 0 | 0 | 0 | 0 | 301869.1945 | 0 | 0 | 0 | 0 | 71488.5639 | 174791.506 | 0 | 0 | 0 | 0 | 0 | 0 | 0 | 0 | 0 | 0 | 0 | 1372.7136 | 0 | 0
2016-03-24 17:00 | 0 | 0 | 0 | 0 | 0 | 0 | 590944.1615 | 425775 | 0 | 0 | 0 | 60493.5058 | 5545396.5215 | 0 | 0 | 0 | 0 | 0 | 0 | 0 | 0 | 0 | 302966.1579 | 0 | 0 | 0 | 0 | -10995.0581 | 174791.506 | 0 | 0 | 0 | 0 | 0 | 0 | 0 | 0 | 0 | 0 | 0 | 1372.7136 | 0 | 0
2016-03-24 18:00 | 0 | 0 | 0 | 0 | 0 | 0 | 671814.7835 | 424162 | 0 | 0 | 0 | 131982.0697 | 5720188.0276 | 0 | 0 | 0 | 0 | 0 | 0 | 0 | 0 | 0 | 304063.1169 | 0 | 0 | 0 | 0 | 71488.5639 | 174791.506 | 0 | 0 | 0 | 0 | 0 | 0 | 0 | 0 | 0 | 0 | 0 | 1372.7136 | 0 | 0
2016-03-24 19:00 | 0 | 0 | 0 | 0 | 0 | 0 | 669782.7835 | 422130 | 0 | 0 | 0 | 203470.6336 | 5894979.5336 | 0 | 0 | 0 | 0 | 0 | 0 | 0 | 0 | 0 | 305160.0715 | 0 | 0 | 0 | 0 | 71488.5639 | 174791.506 | 0 | 0 | 0 | 0 | 0 | 0 | 0 | 0 | 0 | 0 | 0 | 1372.7136 | 0 | 0
2016-03-24 20:00 | 0 | 0 | 0 | 0 | 0 | 0 | 526310.6557 | 421635 | 0 | 0 | 0 | 131982.0697 | 6069771.0396 | 0 | 0 | 0 | 0 | 0 | 0 | 0 | 0 | 0 | 306257.0218 | 0 | 0 | 0 | 0 | -71488.5639 | 174791.506 | 0 | 0 | 0 | 0 | 0 | 0 | 0 | 0 | 0 | 0 | 0 | 1372.7136 | 0 | 0
2016-03-24 21:00 | 0 | 0 | 0 | 0 | 0 | 0 | 669688.7835 | 422036 | 0 | 0 | 0 | 203470.6336 | 6244562.5457 | 0 | 0 | 0 | 0 | 0 | 0 | 0 | 0 | 0 | 307353.9676 | 0 | 0 | 0 | 0 | 71488.5639 | 174791.506 | 0 | 0 | 0 | 0 | 0 | 0 | 0 | 0 | 0 | 0 | 0 | 1372.7136 | 0 | 0
2016-03-24 22:00 | 0 | 0 | 0 | 0 | 0 | 0 | 597726.2196 | 421562 | 0 | 0 | 0 | 203470.6336 | 6419354.0517 | 0 | 0 | 0 | 0 | 0 | 0 | 0 | 0 | 0 | 308450.909 | 0 | 0 | 0 | 0 | 0 | 174791.506 | 0 | 0 | 0 | 0 | 0 | 0 | 0 | 0 | 0 | 0 | 0 | 1372.7136 | 0 | 0
2016-03-24 23:00 | 0 | 0 | 0 | 0 | 0 | 0 | 600212.2196 | 424048 | 0 | 0 | 0 | 203470.6336 | 6594145.5578 | 0 | 0 | 0 | 0 | 0 | 0 | 0 | 0 | 0 | 309547.8461 | 0 | 0 | 0 | 0 | 0 | 174791.506 | 0 | 0 | 0 | 0 | 0 | 0 | 0 | 0 | 0 | 0 | 0 | 1372.7136 | 0 | 0
2016-03-25 | 0 | 0 | 0 | 0 | 0 | 10189.2989 | 347470.1372 | 429148 | 0 | 0 | 0 | 131982.0697 | 6594145.5578 | 0 | 0 | 0 | 0 | 0 | 0 | 0 | 0 | 0 | 309546.6079 | 0 | 0 | 0 | 0 | -71488.5639 | 0 | 0 | 0 | 0 | 0 | 0 | 0 | 0 | 0 | 0 | 0 | 0 | 0 | 0 | 0
2016-03-25 01:00 | 0 | 0 | 0 | 0 | 0 | 124380.8869 | 29739.3467 | 426822 | 0 | 0 | 0 | 131982.0697 | 6321443.7913 | 0 | 0 | 0 | 0 | 0 | 0 | 0 | 0 | 0 | 309545.3697 | 0 | 0 | 0 | 0 | 0 | 0 | 272701.7664 | 0 | 0 | 0 | 0 | 0 | 0 | 0 | 0 | 0 | 0 | 0 | 0 | 0
2016-03-25 02:00 | 0 | 0 | 0 | 0 | 0 | 210179.7975 | 0 | 411393 | 0 | 0 | 0 | 203470.6336 | 6048742.0249 | 0 | 0 | 0 | 0 | 0 | 0 | 0 | 0 | 0 | 309544.1315 | 0 | 0 | 0 | 0 | 71488.5639 | 0 | 272701.7664 | 0 | 0 | 0 | 0 | 0 | 0 | 0 | 0 | 0 | 0 | 0 | 0 | 0
2016-03-25 03:00 | 0 | 0 | 0 | 0 | 0 | 319859.4361 | 0 | 391348 | 0 | 0 | 0 | 131982.0697 | 6048742.0249 | 0 | 0 | 0 | 0 | 0 | 0 | 0 | 0 | 0 | 309542.8934 | 0 | 0 | 0 | 0 | -71488.5639 | 0 | 0 | 0 | 0 | 0 | 0 | 0 | 0 | 0 | 0 | 0 | 0 | 0 | 0 | 0
2016-03-25 04:00 | 0 | 0 | 0 | 0 | 0 | 379456.7278 | 0 | 370618 | 0 | 0 | 0 | 140820.7975 | 6048742.0249 | 0 | 0 | 0 | 0 | 0 | 0 | 0 | 0 | 0 | 309541.6552 | 0 | 0 | 0 | 0 | 8838.7278 | 0 | 0 | 0 | 0 | 0 | 0 | 0 | 0 | 0 | 0 | 0 | 0 | 0 | 0 | 0
2016-03-25 05:00 | 0 | 0 | 0 | 0 | 0 | 282276.4361 | 0 | 353765 | 0 | 0 | 0 | 69332.2336 | 6048742.0249 | 0 | 0 | 0 | 0 | 0 | 0 | 0 | 0 | 0 | 309540.417 | 0 | 0 | 0 | 0 | -71488.5639 | 0 | 0 | 0 | 0 | 0 | 0 | 0 | 0 | 0 | 0 | 0 | 0 | 0 | 0 | 0
2016-03-25 06:00 | 0 | 0 | 0 | 0 | 0 | 0 | 0 | 342034 | 0 | 0 | 0 | 0 | 5776040.2585 | 0 | 0 | 0 | 0 | 0 | 0 | 0 | 0 | 0 | 309539.1789 | 0 | 0 | 0 | 0 | -69332.2336 | 0 | 272701.7664 | 0 | 0 | 0 | 0 | 0 | 0 | 0 | 0 | 0 | 0 | 0 | 0 | 0
2016-03-25 07:00 | 0 | 0 | 0 | 0 | 0 | 191229.9078 | 0 | 335251 | 0 | 0 | 0 | 71488.5639 | 5560530.6024 | 0 | 0 | 0 | 0 | 0 | 0 | 0 | 0 | 0 | 309537.9407 | 0 | 0 | 0 | 0 | 71488.5639 | 0 | 215509.6561 | 0 | 0 | 0 | 0 | 0 | 0 | 0 | 0 | 0 | 0 | 0 | 0 | 0
2016-03-25 08:00 | 0 | 0 | 0 | 0 | 0 | 0 | 0 | 334299 | 0 | 0 | 0 | 9891.3303 | 5287828.836 | 0 | 0 | 0 | 0 | 0 | 0 | 0 | 0 | 0 | 309536.7026 | 0 | 0 | 0 | 0 | -61597.2336 | 0 | 272701.7664 | 0 | 0 | 0 | 0 | 0 | 0 | 0 | 0 | 0 | 0 | 0 | 0 | 0
2016-03-25 09:00 | 0 | 0 | 0 | 0 | 0 | 330822.6697 | 0 | 340714 | 0 | 0 | 0 | 0 | 5287828.836 | 0 | 0 | 0 | 0 | 0 | 0 | 0 | 0 | 0 | 309535.4644 | 0 | 0 | 0 | 0 | -9891.3303 | 0 | 0 | 0 | 0 | 0 | 0 | 0 | 0 | 0 | 0 | 0 | 0 | 0 | 0 | 0
2016-03-25 10:00 | 0 | 0 | 0 | 0 | 0 | 429868.5639 | 0 | 358380 | 0 | 0 | 0 | 71488.5639 | 5287828.836 | 0 | 0 | 0 | 0 | 0 | 0 | 0 | 0 | 0 | 309534.2263 | 0 | 0 | 0 | 0 | 71488.5639 | 0 | 0 | 0 | 0 | 0 | 0 | 0 | 0 | 0 | 0 | 0 | 0 | 0 | 0 | 0
2016-03-25 11:00 | 0 | 0 | 0 | 0 | 0 | 380796 | 0 | 380796 | 0 | 0 | 0 | 71488.5639 | 5287828.836 | 0 | 0 | 0 | 0 | 0 | 0 | 0 | 0 | 0 | 309532.9881 | 0 | 0 | 0 | 0 | 0 | 0 | 0 | 0 | 0 | 0 | 0 | 0 | 0 | 0 | 0 | 0 | 0 | 0 | 0 | 0
2016-03-25 12:00 | 0 | 0 | 0 | 0 | 0 | 53010.2604 | 4.4093 | 397205 | 0 | 0 | 0 | 0 | 5015127.0696 | 0 | 0 | 0 | 0 | 0 | 0 | 0 | 0 | 0 | 309531.75 | 0 | 0 | 0 | 0 | -71488.5639 | 0 | 272701.7664 | 0 | 0 | 0 | 0 | 0 | 0 | 0 | 0 | 0 | 0 | 0 | 0 | 0
2016-03-25 13:00 | 0 | 0 | 0 | 0 | 0 | 202663.5449 | 109933.1947 | 410507 | 0 | 0 | 0 | 0 | 4917216.8092 | 0 | 0 | 0 | 0 | 0 | 0 | 0 | 0 | 0 | 309530.5119 | 0 | 0 | 0 | 0 | 0 | 174791.506 | 272701.7664 | 0 | 0 | 0 | 0 | 0 | 0 | 0 | 0 | 0 | 0 | 0 | 0 | 0
2016-03-25 14:00 | 0 | 0 | 0 | 0 | 0 | 0 | 522834.1942 | 419029 | 0 | 0 | 0 | 0 | 5021022.0034 | 0 | 0 | 0 | 0 | 0 | 0 | 0 | 0 | 0 | 309529.2738 | 0 | 0 | 0 | 0 | 0 | 103805.1942 | 0 | 0 | 0 | 0 | 0 | 0 | 0 | 0 | 0 | 0 | 0 | 0 | 0 | 0
2016-03-25 15:00 | 0 | 0 | 0 | 0 | 0 | 0 | 596514.2196 | 420350 | 0 | 0 | 0 | 0 | 5195813.5094 | 0 | 0 | 0 | 0 | 0 | 0 | 0 | 0 | 0 | 310626.2065 | 0 | 0 | 0 | 0 | 0 | 174791.506 | 0 | 0 | 0 | 0 | 0 | 0 | 0 | 0 | 0 | 0 | 0 | 1372.7136 | 0 | 0
2016-03-25 16:00 | 0 | 0 | 0 | 0 | 0 | 0 | 665076.7835 | 417424 | 0 | 0 | 0 | 71488.5639 | 5370605.0155 | 0 | 0 | 0 | 0 | 0 | 0 | 0 | 0 | 0 | 311723.1349 | 0 | 0 | 0 | 0 | 71488.5639 | 174791.506 | 0 | 0 | 0 | 0 | 0 | 0 | 0 | 0 | 0 | 0 | 0 | 1372.7136 | 0 | 0
2016-03-25 17:00 | 0 | 0 | 0 | 0 | 0 | 0 | 517826.6557 | 413151 | 0 | 0 | 0 | 0 | 5545396.5215 | 0 | 0 | 0 | 0 | 0 | 0 | 0 | 0 | 0 | 312820.0588 | 0 | 0 | 0 | 0 | -71488.5639 | 174791.506 | 0 | 0 | 0 | 0 | 0 | 0 | 0 | 0 | 0 | 0 | 0 | 1372.7136 | 0 | 0
2016-03-25 18:00 | 0 | 0 | 0 | 0 | 0 | 0 | 656910.7835 | 409258 | 0 | 0 | 0 | 71488.5639 | 5720188.0276 | 0 | 0 | 0 | 0 | 0 | 0 | 0 | 0 | 0 | 313916.9784 | 0 | 0 | 0 | 0 | 71488.5639 | 174791.506 | 0 | 0 | 0 | 0 | 0 | 0 | 0 | 0 | 0 | 0 | 0 | 1372.7136 | 0 | 0
2016-03-25 19:00 | 0 | 0 | 0 | 0 | 0 | 0 | 652943.7835 | 405291 | 0 | 0 | 0 | 142977.1278 | 5894979.5336 | 0 | 0 | 0 | 0 | 0 | 0 | 0 | 0 | 0 | 315013.8936 | 0 | 0 | 0 | 0 | 71488.5639 | 174791.506 | 0 | 0 | 0 | 0 | 0 | 0 | 0 | 0 | 0 | 0 | 0 | 1372.7136 | 0 | 0
2016-03-25 20:00 | 0 | 0 | 0 | 0 | 0 | 0 | 639118.7254 | 402461 | 0 | 0 | 0 | 203470.6336 | 6069771.0396 | 0 | 0 | 0 | 0 | 0 | 0 | 0 | 0 | 0 | 316110.8044 | 0 | 0 | 0 | 0 | 60493.5058 | 174791.506 | 0 | 0 | 0 | 0 | 0 | 0 | 0 | 0 | 0 | 0 | 0 | 1372.7136 | 0 | 0
2016-03-25 21:00 | 0 | 0 | 0 | 0 | 0 | 0 | 506315.6557 | 401640 | 0 | 0 | 0 | 131982.0697 | 6244562.5457 | 0 | 0 | 0 | 0 | 0 | 0 | 0 | 0 | 0 | 317207.7109 | 0 | 0 | 0 | 0 | -71488.5639 | 174791.506 | 0 | 0 | 0 | 0 | 0 | 0 | 0 | 0 | 0 | 0 | 0 | 1372.7136 | 0 | 0
2016-03-25 22:00 | 0 | 0 | 0 | 0 | 0 | 0 | 647271.7835 | 399619 | 0 | 0 | 0 | 203470.6336 | 6419354.0517 | 0 | 0 | 0 | 0 | 0 | 0 | 0 | 0 | 0 | 318304.6129 | 0 | 0 | 0 | 0 | 71488.5639 | 174791.506 | 0 | 0 | 0 | 0 | 0 | 0 | 0 | 0 | 0 | 0 | 0 | 1372.7136 | 0 | 0
2016-03-25 23:00 | 0 | 0 | 0 | 0 | 0 | 0 | 576822.2196 | 400658 | 0 | 0 | 0 | 203470.6336 | 6594145.5578 | 0 | 0 | 0 | 0 | 0 | 0 | 0 | 0 | 0 | 319401.5105 | 0 | 0 | 0 | 0 | 0 | 174791.506 | 0 | 0 | 0 | 0 | 0 | 0 | 0 | 0 | 0 | 0 | 0 | 1372.7136 | 0 | 0
2016-03-26 | 0 | 0 | 0 | 0 | 0 | 0 | 330073.956 | 407842 | 0 | 0 | 0 | 166755.561 | 6553092.5863 | 0 | 0 | 0 | 0 | 0 | 0 | 0 | 0 | 0 | 319400.2329 | 0 | 0 | 0 | 0 | -36715.0726 | 0 | 41052.9715 | 0 | 0 | 0 | 0 | 0 | 0 | 0 | 0 | 0 | 0 | 0 | 0 | 0
2016-03-26 01:00 | 0 | 0 | 0 | 0 | 0 | 138918.1388 | 31524.1674 | 406429 | 0 | 0 | 0 | 203470.6336 | 6280390.8199 | 0 | 0 | 0 | 0 | 0 | 0 | 0 | 0 | 0 | 319398.9553 | 0 | 0 | 0 | 0 | 36715.0726 | 0 | 272701.7664 | 0 | 0 | 0 | 0 | 0 | 0 | 0 | 0 | 0 | 0 | 0 | 0 | 0
2016-03-26 02:00 | 0 | 0 | 0 | 0 | 0 | 52136.6697 | 0 | 396327 | 0 | 0 | 0 | 131982.0697 | 6007689.0535 | 0 | 0 | 0 | 0 | 0 | 0 | 0 | 0 | 0 | 319397.6777 | 0 | 0 | 0 | 0 | -71488.5639 | 0 | 272701.7664 | 0 | 0 | 0 | 0 | 0 | 0 | 0 | 0 | 0 | 0 | 0 | 0 | 0
2016-03-26 03:00 | 0 | 0 | 0 | 0 | 0 | 37398.6697 | 0 | 381589 | 0 | 0 | 0 | 60493.5058 | 5734987.2871 | 0 | 0 | 0 | 0 | 0 | 0 | 0 | 0 | 0 | 319396.4001 | 0 | 0 | 0 | 0 | -71488.5639 | 0 | 272701.7664 | 0 | 0 | 0 | 0 | 0 | 0 | 0 | 0 | 0 | 0 | 0 | 0 | 0
2016-03-26 04:00 | 0 | 0 | 0 | 0 | 0 | 436706.5639 | 0 | 365218 | 0 | 0 | 0 | 131982.0697 | 5734987.2871 | 0 | 0 | 0 | 0 | 0 | 0 | 0 | 0 | 0 | 319395.1226 | 0 | 0 | 0 | 0 | 71488.5639 | 0 | 0 | 0 | 0 | 0 | 0 | 0 | 0 | 0 | 0 | 0 | 0 | 0 | 0 | 0
2016-03-26 05:00 | 0 | 0 | 0 | 0 | 0 | 6500.6697 | 0 | 350691 | 0 | 0 | 0 | 60493.5058 | 5462285.5206 | 0 | 0 | 0 | 0 | 0 | 0 | 0 | 0 | 0 | 319393.845 | 0 | 0 | 0 | 0 | -71488.5639 | 0 | 272701.7664 | 0 | 0 | 0 | 0 | 0 | 0 | 0 | 0 | 0 | 0 | 0 | 0 | 0
2016-03-26 06:00 | 0 | 0 | 0 | 0 | 0 | 351881.0581 | 0 | 340886 | 0 | 0 | 0 | 71488.5639 | 5462285.5206 | 0 | 0 | 0 | 0 | 0 | 0 | 0 | 0 | 0 | 319392.5674 | 0 | 0 | 0 | 0 | 10995.0581 | 0 | 0 | 0 | 0 | 0 | 0 | 0 | 0 | 0 | 0 | 0 | 0 | 0 | 0 | 0
2016-03-26 07:00 | 0 | 0 | 0 | 0 | 0 | 405394.5639 | 0 | 333906 | 0 | 0 | 0 | 142977.1278 | 5462285.5206 | 0 | 0 | 0 | 0 | 0 | 0 | 0 | 0 | 0 | 319391.2898 | 0 | 0 | 0 | 0 | 71488.5639 | 0 | 0 | 0 | 0 | 0 | 0 | 0 | 0 | 0 | 0 | 0 | 0 | 0 | 0 | 0
2016-03-26 08:00 | 0 | 0 | 0 | 0 | 0 | 260122.4361 | 0 | 331611 | 0 | 0 | 0 | 71488.5639 | 5462285.5206 | 0 | 0 | 0 | 0 | 0 | 0 | 0 | 0 | 0 | 319390.0123 | 0 | 0 | 0 | 0 | -71488.5639 | 0 | 0 | 0 | 0 | 0 | 0 | 0 | 0 | 0 | 0 | 0 | 0 | 0 | 0 | 0
2016-03-26 09:00 | 0 | 0 | 0 | 0 | 0 | 262731.4361 | 0 | 334220 | 0 | 0 | 0 | 0 | 5462285.5206 | 0 | 0 | 0 | 0 | 0 | 0 | 0 | 0 | 0 | 319388.7347 | 0 | 0 | 0 | 0 | -71488.5639 | 0 | 0 | 0 | 0 | 0 | 0 | 0 | 0 | 0 | 0 | 0 | 0 | 0 | 0 | 0
2016-03-26 10:00 | 0 | 0 | 0 | 0 | 0 | 413912.5639 | 0 | 342424 | 0 | 0 | 0 | 71488.5639 | 5462285.5206 | 0 | 0 | 0 | 0 | 0 | 0 | 0 | 0 | 0 | 319387.4572 | 0 | 0 | 0 | 0 | 71488.5639 | 0 | 0 | 0 | 0 | 0 | 0 | 0 | 0 | 0 | 0 | 0 | 0 | 0 | 0 | 0
2016-03-26 11:00 | 0 | 0 | 0 | 0 | 0 | 283175.4361 | 0 | 354664 | 0 | 0 | 0 | 0 | 5462285.5206 | 0 | 0 | 0 | 0 | 0 | 0 | 0 | 0 | 0 | 319386.1796 | 0 | 0 | 0 | 0 | -71488.5639 | 0 | 0 | 0 | 0 | 0 | 0 | 0 | 0 | 0 | 0 | 0 | 0 | 0 | 0 | 0
2016-03-26 12:00 | 0 | 0 | 0 | 0 | 0 | 96710.159 | 11.0746 | 369423 | 0 | 0 | 0 | 0 | 5189583.7542 | 0 | 0 | 0 | 0 | 0 | 0 | 0 | 0 | 0 | 319384.9021 | 0 | 0 | 0 | 0 | 0 | 0 | 272701.7664 | 0 | 0 | 0 | 0 | 0 | 0 | 0 | 0 | 0 | 0 | 0 | 0 | 0
2016-03-26 13:00 | 0 | 0 | 0 | 0 | 0 | 7949.6295 | 101593.6041 | 382245 | 0 | 0 | 0 | 0 | 4916881.9878 | 0 | 0 | 0 | 0 | 0 | 0 | 0 | 0 | 0 | 319383.6245 | 0 | 0 | 0 | 0 | 0 | 0 | 272701.7664 | 0 | 0 | 0 | 0 | 0 | 0 | 0 | 0 | 0 | 0 | 0 | 0 | 0
2016-03-26 14:00 | 0 | 0 | 0 | 0 | 0 | 0 | 493827.0156 | 389687 | 0 | 0 | 0 | 0 | 5021022.0034 | 0 | 0 | 0 | 0 | 0 | 0 | 0 | 0 | 0 | 319382.347 | 0 | 0 | 0 | 0 | 0 | 104140.0156 | 0 | 0 | 0 | 0 | 0 | 0 | 0 | 0 | 0 | 0 | 0 | 0 | 0 | 0
2016-03-26 15:00 | 0 | 0 | 0 | 0 | 0 | 0 | 567543.2196 | 391379 | 0 | 0 | 0 | 0 | 5195813.5094 | 0 | 0 | 0 | 0 | 0 | 0 | 0 | 0 | 0 | 320479.2403 | 0 | 0 | 0 | 0 | 0 | 174791.506 | 0 | 0 | 0 | 0 | 0 | 0 | 0 | 0 | 0 | 0 | 0 | 1372.7136 | 0 | 0
2016-03-26 16:00 | 0 | 0 | 0 | 0 | 0 | 0 | 637446.7835 | 389794 | 0 | 0 | 0 | 71488.5639 | 5370605.0155 | 0 | 0 | 0 | 0 | 0 | 0 | 0 | 0 | 0 | 321576.1293 | 0 | 0 | 0 | 0 | 71488.5639 | 174791.506 | 0 | 0 | 0 | 0 | 0 | 0 | 0 | 0 | 0 | 0 | 0 | 1372.7136 | 0 | 0
2016-03-26 17:00 | 0 | 0 | 0 | 0 | 0 | 0 | 490356.6557 | 385681 | 0 | 0 | 0 | 0 | 5545396.5215 | 0 | 0 | 0 | 0 | 0 | 0 | 0 | 0 | 0 | 322673.0138 | 0 | 0 | 0 | 0 | -71488.5639 | 174791.506 | 0 | 0 | 0 | 0 | 0 | 0 | 0 | 0 | 0 | 0 | 0 | 1372.7136 | 0 | 0
2016-03-26 18:00 | 0 | 0 | 0 | 0 | 0 | 0 | 628697.7835 | 381045 | 0 | 0 | 0 | 71488.5639 | 5720188.0276 | 0 | 0 | 0 | 0 | 0 | 0 | 0 | 0 | 0 | 323769.894 | 0 | 0 | 0 | 0 | 71488.5639 | 174791.506 | 0 | 0 | 0 | 0 | 0 | 0 | 0 | 0 | 0 | 0 | 0 | 1372.7136 | 0 | 0
2016-03-26 19:00 | 0 | 0 | 0 | 0 | 0 | 0 | 626341.7835 | 378689 | 0 | 0 | 0 | 142977.1278 | 5894979.5336 | 0 | 0 | 0 | 0 | 0 | 0 | 0 | 0 | 0 | 324866.7698 | 0 | 0 | 0 | 0 | 71488.5639 | 174791.506 | 0 | 0 | 0 | 0 | 0 | 0 | 0 | 0 | 0 | 0 | 0 | 1372.7136 | 0 | 0
2016-03-26 20:00 | 0 | 0 | 0 | 0 | 0 | 0 | 615270.7254 | 378613 | 0 | 0 | 0 | 203470.6336 | 6069771.0396 | 0 | 0 | 0 | 0 | 0 | 0 | 0 | 0 | 0 | 325963.6412 | 0 | 0 | 0 | 0 | 60493.5058 | 174791.506 | 0 | 0 | 0 | 0 | 0 | 0 | 0 | 0 | 0 | 0 | 0 | 1372.7136 | 0 | 0
2016-03-26 21:00 | 0 | 0 | 0 | 0 | 0 | 0 | 484690.6557 | 380015 | 0 | 0 | 0 | 131982.0697 | 6244562.5457 | 0 | 0 | 0 | 0 | 0 | 0 | 0 | 0 | 0 | 327060.5082 | 0 | 0 | 0 | 0 | -71488.5639 | 174791.506 | 0 | 0 | 0 | 0 | 0 | 0 | 0 | 0 | 0 | 0 | 0 | 1372.7136 | 0 | 0
2016-03-26 22:00 | 0 | 0 | 0 | 0 | 0 | 0 | 629827.7835 | 382175 | 0 | 0 | 0 | 203470.6336 | 6419354.0517 | 0 | 0 | 0 | 0 | 0 | 0 | 0 | 0 | 0 | 328157.3708 | 0 | 0 | 0 | 0 | 71488.5639 | 174791.506 | 0 | 0 | 0 | 0 | 0 | 0 | 0 | 0 | 0 | 0 | 0 | 1372.7136 | 0 | 0
2016-03-26 23:00 | 0 | 0 | 0 | 0 | 0 | 0 | 563566.2196 | 387402 | 0 | 0 | 0 | 203470.6336 | 6594145.5578 | 0 | 0 | 0 | 0 | 0 | 0 | 0 | 0 | 0 | 329254.2291 | 0 | 0 | 0 | 0 | 0 | 174791.506 | 0 | 0 | 0 | 0 | 0 | 0 | 0 | 0 | 0 | 0 | 0 | 1372.7136 | 0 | 0
2016-03-27 | 0 | 0 | 0 | 0 | 0 | 0 | 357573.4985 | 397354 | 0 | 0 | 0 | 163690.132 | 6594145.5578 | 0 | 0 | 0 | 0 | 0 | 0 | 0 | 0 | 0 | 329252.912 | 0 | 0 | 0 | 0 | -39780.5015 | 0 | 0 | 0 | 0 | 0 | 0 | 0 | 0 | 0 | 0 | 0 | 0 | 0 | 0 | 0
2016-03-27 01:00 | 0 | 0 | 0 | 0 | 0 | 131603.547 | 33229.1882 | 397754 | 0 | 0 | 0 | 203470.6336 | 6321443.7913 | 0 | 0 | 0 | 0 | 0 | 0 | 0 | 0 | 0 | 329251.595 | 0 | 0 | 0 | 0 | 39780.5015 | 0 | 272701.7664 | 0 | 0 | 0 | 0 | 0 | 0 | 0 | 0 | 0 | 0 | 0 | 0 | 0
2016-03-27 02:00 | 0 | 0 | 0 | 0 | 0 | 60075.2247 | 0 | 389218 | 0 | 0 | 0 | 142977.1278 | 6052794.5218 | 0 | 0 | 0 | 0 | 0 | 0 | 0 | 0 | 0 | 329250.278 | 0 | 0 | 0 | 0 | -60493.5058 | 0 | 268649.2695 | 0 | 0 | 0 | 0 | 0 | 0 | 0 | 0 | 0 | 0 | 0 | 0 | 0
2016-03-27 03:00 | 0 | 0 | 0 | 0 | 0 | 31492.6697 | 0 | 375683 | 0 | 0 | 0 | 71488.5639 | 5780092.7554 | 0 | 0 | 0 | 0 | 0 | 0 | 0 | 0 | 0 | 329248.961 | 0 | 0 | 0 | 0 | -71488.5639 | 0 | 272701.7664 | 0 | 0 | 0 | 0 | 0 | 0 | 0 | 0 | 0 | 0 | 0 | 0 | 0
2016-03-27 04:00 | 0 | 0 | 0 | 0 | 0 | 287714.4361 | 0 | 359203 | 0 | 0 | 0 | 0 | 5780092.7554 | 0 | 0 | 0 | 0 | 0 | 0 | 0 | 0 | 0 | 329247.644 | 0 | 0 | 0 | 0 | -71488.5639 | 0 | 0 | 0 | 0 | 0 | 0 | 0 | 0 | 0 | 0 | 0 | 0 | 0 | 0 | 0
2016-03-27 05:00 | 0 | 0 | 0 | 0 | 0 | 70471.2336 | 0 | 343173 | 0 | 0 | 0 | 0 | 5507390.989 | 0 | 0 | 0 | 0 | 0 | 0 | 0 | 0 | 0 | 329246.327 | 0 | 0 | 0 | 0 | 0 | 0 | 272701.7664 | 0 | 0 | 0 | 0 | 0 | 0 | 0 | 0 | 0 | 0 | 0 | 0 | 0
2016-03-27 06:00 | 0 | 0 | 0 | 0 | 0 | 331201 | 0 | 331201 | 0 | 0 | 0 | 0 | 5507390.989 | 0 | 0 | 0 | 0 | 0 | 0 | 0 | 0 | 0 | 329245.0101 | 0 | 0 | 0 | 0 | 0 | 0 | 0 | 0 | 0 | 0 | 0 | 0 | 0 | 0 | 0 | 0 | 0 | 0 | 0 | 0
2016-03-27 07:00 | 0 | 0 | 0 | 0 | 0 | 323577 | 0 | 323577 | 0 | 0 | 0 | 0 | 5507390.989 | 0 | 0 | 0 | 0 | 0 | 0 | 0 | 0 | 0 | 329243.6931 | 0 | 0 | 0 | 0 | 0 | 0 | 0 | 0 | 0 | 0 | 0 | 0 | 0 | 0 | 0 | 0 | 0 | 0 | 0 | 0
2016-03-27 08:00 | 0 | 0 | 0 | 0 | 0 | 47304.2336 | 0 | 320006 | 0 | 0 | 0 | 0 | 5234689.2226 | 0 | 0 | 0 | 0 | 0 | 0 | 0 | 0 | 0 | 329242.3761 | 0 | 0 | 0 | 0 | 0 | 0 | 272701.7664 | 0 | 0 | 0 | 0 | 0 | 0 | 0 | 0 | 0 | 0 | 0 | 0 | 0
2016-03-27 09:00 | 0 | 0 | 0 | 0 | 0 | 392490.5639 | 0 | 321002 | 0 | 0 | 0 | 71488.5639 | 5234689.2226 | 0 | 0 | 0 | 0 | 0 | 0 | 0 | 0 | 0 | 329241.0591 | 0 | 0 | 0 | 0 | 71488.5639 | 0 | 0 | 0 | 0 | 0 | 0 | 0 | 0 | 0 | 0 | 0 | 0 | 0 | 0 | 0
2016-03-27 10:00 | 0 | 0 | 0 | 0 | 0 | 53993.2336 | 0 | 326695 | 0 | 0 | 0 | 71488.5639 | 4961987.4562 | 0 | 0 | 0 | 0 | 0 | 0 | 0 | 0 | 0 | 329239.7422 | 0 | 0 | 0 | 0 | 0 | 0 | 272701.7664 | 0 | 0 | 0 | 0 | 0 | 0 | 0 | 0 | 0 | 0 | 0 | 0 | 0
2016-03-27 11:00 | 0 | 0 | 0 | 0 | 0 | 264061.4361 | 0 | 335550 | 0 | 0 | 0 | 0 | 4961987.4562 | 0 | 0 | 0 | 0 | 0 | 0 | 0 | 0 | 0 | 329238.4252 | 0 | 0 | 0 | 0 | -71488.5639 | 0 | 0 | 0 | 0 | 0 | 0 | 0 | 0 | 0 | 0 | 0 | 0 | 0 | 0 | 0
2016-03-27 12:00 | 0 | 0 | 0 | 0 | 0 | 421506.4655 | 20.0984 | 350038 | 0 | 0 | 0 | 71488.5639 | 4961987.4562 | 0 | 0 | 0 | 0 | 0 | 0 | 0 | 0 | 0 | 329237.1083 | 0 | 0 | 0 | 0 | 71488.5639 | 0 | 0 | 0 | 0 | 0 | 0 | 0 | 0 | 0 | 0 | 0 | 0 | 0 | 0 | 0
2016-03-27 13:00 | 0 | 0 | 0 | 0 | 0 | 0 | 178635.6216 | 364893 | 0 | 0 | 0 | 0 | 4847218.6417 | 0 | 0 | 0 | 0 | 0 | 0 | 0 | 0 | 0 | 329235.7913 | 0 | 0 | 0 | 0 | -71488.5639 | 0 | 114768.8145 | 0 | 0 | 0 | 0 | 0 | 0 | 0 | 0 | 0 | 0 | 0 | 0 | 0
2016-03-27 14:00 | 0 | 0 | 0 | 0 | 0 | 0 | 547329.3617 | 373526 | 0 | 0 | 0 | 0 | 5021022.0034 | 0 | 0 | 0 | 0 | 0 | 0 | 0 | 0 | 0 | 329234.4744 | 0 | 0 | 0 | 0 | 0 | 173803.3617 | 0 | 0 | 0 | 0 | 0 | 0 | 0 | 0 | 0 | 0 | 0 | 0 | 0 | 0
2016-03-27 15:00 | 0 | 0 | 0 | 0 | 0 | 0 | 552282.2196 | 376118 | 0 | 0 | 0 | 0 | 5195813.5094 | 0 | 0 | 0 | 0 | 0 | 0 | 0 | 0 | 0 | 330331.3283 | 0 | 0 | 0 | 0 | 0 | 174791.506 | 0 | 0 | 0 | 0 | 0 | 0 | 0 | 0 | 0 | 0 | 0 | 1372.7136 | 0 | 0
2016-03-27 16:00 | 0 | 0 | 0 | 0 | 0 | 0 | 624348.7835 | 376696 | 0 | 0 | 0 | 71488.5639 | 5370605.0155 | 0 | 0 | 0 | 0 | 0 | 0 | 0 | 0 | 0 | 331428.1778 | 0 | 0 | 0 | 0 | 71488.5639 | 174791.506 | 0 | 0 | 0 | 0 | 0 | 0 | 0 | 0 | 0 | 0 | 0 | 1372.7136 | 0 | 0
2016-03-27 17:00 | 0 | 0 | 0 | 0 | 0 | 0 | 610707.7254 | 374050 | 0 | 0 | 0 | 131982.0697 | 5545396.5215 | 0 | 0 | 0 | 0 | 0 | 0 | 0 | 0 | 0 | 332525.023 | 0 | 0 | 0 | 0 | 60493.5058 | 174791.506 | 0 | 0 | 0 | 0 | 0 | 0 | 0 | 0 | 0 | 0 | 0 | 1372.7136 | 0 | 0
2016-03-27 18:00 | 0 | 0 | 0 | 0 | 0 | 0 | 617076.7835 | 369424 | 0 | 0 | 0 | 203470.6336 | 5720188.0276 | 0 | 0 | 0 | 0 | 0 | 0 | 0 | 0 | 0 | 333621.8638 | 0 | 0 | 0 | 0 | 71488.5639 | 174791.506 | 0 | 0 | 0 | 0 | 0 | 0 | 0 | 0 | 0 | 0 | 0 | 1372.7136 | 0 | 0
2016-03-27 19:00 | 0 | 0 | 0 | 0 | 0 | 0 | 471268.6557 | 366593 | 0 | 0 | 0 | 131982.0697 | 5894979.5336 | 0 | 0 | 0 | 0 | 0 | 0 | 0 | 0 | 0 | 334718.7001 | 0 | 0 | 0 | 0 | -71488.5639 | 174791.506 | 0 | 0 | 0 | 0 | 0 | 0 | 0 | 0 | 0 | 0 | 0 | 1372.7136 | 0 | 0
2016-03-27 20:00 | 0 | 0 | 0 | 0 | 0 | 0 | 613569.7835 | 365917 | 0 | 0 | 0 | 203470.6336 | 6069771.0396 | 0 | 0 | 0 | 0 | 0 | 0 | 0 | 0 | 0 | 335815.5321 | 0 | 0 | 0 | 0 | 71488.5639 | 174791.506 | 0 | 0 | 0 | 0 | 0 | 0 | 0 | 0 | 0 | 0 | 0 | 1372.7136 | 0 | 0
2016-03-27 21:00 | 0 | 0 | 0 | 0 | 0 | 0 | 542358.2196 | 366194 | 0 | 0 | 0 | 203470.6336 | 6244562.5457 | 0 | 0 | 0 | 0 | 0 | 0 | 0 | 0 | 0 | 336912.3597 | 0 | 0 | 0 | 0 | 0 | 174791.506 | 0 | 0 | 0 | 0 | 0 | 0 | 0 | 0 | 0 | 0 | 0 | 1372.7136 | 0 | 0
2016-03-27 22:00 | 0 | 0 | 0 | 0 | 0 | 0 | 545902.2196 | 369738 | 0 | 0 | 0 | 203470.6336 | 6419354.0517 | 0 | 0 | 0 | 0 | 0 | 0 | 0 | 0 | 0 | 338009.1829 | 0 | 0 | 0 | 0 | 0 | 174791.506 | 0 | 0 | 0 | 0 | 0 | 0 | 0 | 0 | 0 | 0 | 0 | 1372.7136 | 0 | 0
2016-03-27 23:00 | 0 | 0 | 0 | 0 | 0 | 0 | 554713.2196 | 378549 | 0 | 0 | 0 | 203470.6336 | 6594145.5578 | 0 | 0 | 0 | 0 | 0 | 0 | 0 | 0 | 0 | 339106.0018 | 0 | 0 | 0 | 0 | 0 | 174791.506 | 0 | 0 | 0 | 0 | 0 | 0 | 0 | 0 | 0 | 0 | 0 | 1372.7136 | 0 | 0
2016-03-28 | 0 | 0 | 0 | 0 | 0 | 48431.3557 | 341399.6443 | 389831 | 0 | 0 | 0 | 203470.6336 | 6594145.5578 | 0 | 0 | 0 | 0 | 0 | 0 | 0 | 0 | 0 | 339104.6454 | 0 | 0 | 0 | 0 | 0 | 0 | 0 | 0 | 0 | 0 | 0 | 0 | 0 | 0 | 0 | 0 | 0 | 0 | 0 | 0
2016-03-28 01:00 | 0 | 0 | 0 | 0 | 0 | 265414.5944 | 27986.5984 | 391812 | 0 | 0 | 0 | 202970.0867 | 6496235.2974 | 0 | 0 | 0 | 0 | 0 | 0 | 0 | 0 | 0 | 339103.2889 | 0 | 0 | 0 | 0 | -500.5468 | 174791.506 | 272701.7664 | 0 | 0 | 0 | 0 | 0 | 0 | 0 | 0 | 0 | 0 | 0 | 0 | 0
2016-03-28 02:00 | 0 | 0 | 0 | 0 | 0 | 306549.3012 | 0 | 382930 | 0 | 0 | 0 | 203470.6336 | 6419354.0517 | 0 | 0 | 0 | 0 | 0 | 0 | 0 | 0 | 0 | 339101.9325 | 0 | 0 | 0 | 0 | 500.5468 | 174791.506 | 251672.7517 | 0 | 0 | 0 | 0 | 0 | 0 | 0 | 0 | 0 | 0 | 0 | 0 | 0
2016-03-28 03:00 | 0 | 0 | 0 | 0 | 0 | 471367.9421 | 0 | 368065 | 0 | 0 | 0 | 131982.0697 | 6594145.5578 | 0 | 0 | 0 | 0 | 0 | 0 | 0 | 0 | 0 | 339100.5761 | 0 | 0 | 0 | 0 | -71488.5639 | 174791.506 | 0 | 0 | 0 | 0 | 0 | 0 | 0 | 0 | 0 | 0 | 0 | 0 | 0 | 0
2016-03-28 04:00 | 0 | 0 | 0 | 0 | 0 | 6294.6697 | 0 | 350485 | 0 | 0 | 0 | 60493.5058 | 6321443.7913 | 0 | 0 | 0 | 0 | 0 | 0 | 0 | 0 | 0 | 339099.2197 | 0 | 0 | 0 | 0 | -71488.5639 | 0 | 272701.7664 | 0 | 0 | 0 | 0 | 0 | 0 | 0 | 0 | 0 | 0 | 0 | 0 | 0
2016-03-28 05:00 | 0 | 0 | 0 | 0 | 0 | 310655.3035 | 0 | 337077 | 0 | 0 | 0 | 131982.0697 | 6223533.531 | 0 | 0 | 0 | 0 | 0 | 0 | 0 | 0 | 0 | 339097.8633 | 0 | 0 | 0 | 0 | 71488.5639 | 174791.506 | 272701.7664 | 0 | 0 | 0 | 0 | 0 | 0 | 0 | 0 | 0 | 0 | 0 | 0 | 0
2016-03-28 06:00 | 0 | 0 | 0 | 0 | 0 | 431475.9421 | 0 | 328173 | 0 | 0 | 0 | 60493.5058 | 6398325.037 | 0 | 0 | 0 | 0 | 0 | 0 | 0 | 0 | 0 | 339096.5069 | 0 | 0 | 0 | 0 | -71488.5639 | 174791.506 | 0 | 0 | 0 | 0 | 0 | 0 | 0 | 0 | 0 | 0 | 0 | 0 | 0 | 0
2016-03-28 07:00 | 0 | 0 | 0 | 0 | 0 | 134852.4507 | 0 | 323301 | 0 | 0 | 0 | 71488.5639 | 6198881.4296 | 0 | 0 | 0 | 0 | 0 | 0 | 0 | 0 | 0 | 339095.1505 | 0 | 0 | 0 | 0 | 10995.0581 | 73258.159 | 272701.7664 | 0 | 0 | 0 | 0 | 0 | 0 | 0 | 0 | 0 | 0 | 0 | 0 | 0
2016-03-28 08:00 | 0 | 0 | 0 | 0 | 0 | 0 | 0 | 324491 | 0 | 0 | 0 | 0 | 5945878.9935 | 0 | 0 | 0 | 0 | 0 | 0 | 0 | 0 | 0 | 339093.7942 | 0 | 0 | 0 | 0 | -71488.5639 | 0 | 253002.4361 | 0 | 0 | 0 | 0 | 0 | 0 | 0 | 0 | 0 | 0 | 0 | 0 | 0
2016-03-28 09:00 | 0 | 0 | 0 | 0 | 0 | 337024 | 0 | 337024 | 0 | 0 | 0 | 0 | 5945878.9935 | 0 | 0 | 0 | 0 | 0 | 0 | 0 | 0 | 0 | 339092.4378 | 0 | 0 | 0 | 0 | 0 | 0 | 0 | 0 | 0 | 0 | 0 | 0 | 0 | 0 | 0 | 0 | 0 | 0 | 0 | 0
2016-03-28 10:00 | 0 | 0 | 0 | 0 | 0 | 434831.5639 | 0 | 363343 | 0 | 0 | 0 | 71488.5639 | 5945878.9935 | 0 | 0 | 0 | 0 | 0 | 0 | 0 | 0 | 0 | 339091.0814 | 0 | 0 | 0 | 0 | 71488.5639 | 0 | 0 | 0 | 0 | 0 | 0 | 0 | 0 | 0 | 0 | 0 | 0 | 0 | 0 | 0
2016-03-28 11:00 | 0 | 0 | 0 | 0 | 0 | 48579.6697 | 0 | 392770 | 0 | 0 | 0 | 0 | 5673177.2271 | 0 | 0 | 0 | 0 | 0 | 0 | 0 | 0 | 0 | 339089.725 | 0 | 0 | 0 | 0 | -71488.5639 | 0 | 272701.7664 | 0 | 0 | 0 | 0 | 0 | 0 | 0 | 0 | 0 | 0 | 0 | 0 | 0
2016-03-28 12:00 | 0 | 0 | 0 | 0 | 0 | 138153.4207 | 36.8129 | 410892 | 0 | 0 | 0 | 0 | 5400475.4606 | 0 | 0 | 0 | 0 | 0 | 0 | 0 | 0 | 0 | 339088.3687 | 0 | 0 | 0 | 0 | 0 | 0 | 272701.7664 | 0 | 0 | 0 | 0 | 0 | 0 | 0 | 0 | 0 | 0 | 0 | 0 | 0
2016-03-28 13:00 | 0 | 0 | 0 | 0 | 0 | 0 | 163389.7811 | 421543 | 0 | 0 | 0 | 0 | 5142322.2418 | 0 | 0 | 0 | 0 | 0 | 0 | 0 | 0 | 0 | 339087.0123 | 0 | 0 | 0 | 0 | 0 | 0 | 258153.2189 | 0 | 0 | 0 | 0 | 0 | 0 | 0 | 0 | 0 | 0 | 0 | 0 | 0
2016-03-28 14:00 | 0 | 0 | 0 | 0 | 0 | 0 | 462624.7907 | 429601 | 0 | 0 | 0 | 0 | 5175346.0324 | 0 | 0 | 0 | 0 | 0 | 0 | 0 | 0 | 0 | 339085.656 | 0 | 0 | 0 | 0 | 0 | 33023.7907 | 0 | 0 | 0 | 0 | 0 | 0 | 0 | 0 | 0 | 0 | 0 | 0 | 0 | 0
2016-03-28 15:00 | 0 | 0 | 0 | 0 | 0 | 0 | 645478.2915 | 432761 | 0 | 0 | 0 | 36553.0718 | 5350137.5385 | 0 | 0 | 0 | 0 | 0 | 0 | 0 | 0 | 0 | 340182.4705 | 0 | 0 | 0 | 0 | 36553.0718 | 174791.506 | 0 | 0 | 0 | 0 | 0 | 0 | 0 | 0 | 0 | 0 | 0 | 1372.7136 | 0 | 0
2016-03-28 16:00 | 0 | 0 | 0 | 0 | 0 | 0 | 572261.1478 | 432650 | 0 | 0 | 0 | 0 | 5524929.0445 | 0 | 0 | 0 | 0 | 0 | 0 | 0 | 0 | 0 | 341279.2806 | 0 | 0 | 0 | 0 | -36553.0718 | 174791.506 | 0 | 0 | 0 | 0 | 0 | 0 | 0 | 0 | 0 | 0 | 0 | 1372.7136 | 0 | 0
2016-03-28 17:00 | 0 | 0 | 0 | 0 | 0 | 0 | 679901.7835 | 432249 | 0 | 0 | 0 | 71488.5639 | 5699720.5506 | 0 | 0 | 0 | 0 | 0 | 0 | 0 | 0 | 0 | 342376.0864 | 0 | 0 | 0 | 0 | 71488.5639 | 174791.506 | 0 | 0 | 0 | 0 | 0 | 0 | 0 | 0 | 0 | 0 | 0 | 1372.7136 | 0 | 0
2016-03-28 18:00 | 0 | 0 | 0 | 0 | 0 | 0 | 679016.7835 | 431364 | 0 | 0 | 0 | 142977.1278 | 5874512.0566 | 0 | 0 | 0 | 0 | 0 | 0 | 0 | 0 | 0 | 343472.8878 | 0 | 0 | 0 | 0 | 71488.5639 | 174791.506 | 0 | 0 | 0 | 0 | 0 | 0 | 0 | 0 | 0 | 0 | 0 | 1372.7136 | 0 | 0
2016-03-28 19:00 | 0 | 0 | 0 | 0 | 0 | 0 | 666488.7254 | 429831 | 0 | 0 | 0 | 203470.6336 | 6049303.5626 | 0 | 0 | 0 | 0 | 0 | 0 | 0 | 0 | 0 | 344569.6847 | 0 | 0 | 0 | 0 | 60493.5058 | 174791.506 | 0 | 0 | 0 | 0 | 0 | 0 | 0 | 0 | 0 | 0 | 0 | 1372.7136 | 0 | 0
2016-03-28 20:00 | 0 | 0 | 0 | 0 | 0 | 0 | 560927.892 | 428490 | 0 | 0 | 0 | 159744.3059 | 6224095.0687 | 0 | 0 | 0 | 0 | 0 | 0 | 0 | 0 | 0 | 345666.4773 | 0 | 0 | 0 | 0 | -43726.3276 | 174791.506 | 0 | 0 | 0 | 0 | 0 | 0 | 0 | 0 | 0 | 0 | 0 | 1372.7136 | 0 | 0
2016-03-28 21:00 | 0 | 0 | 0 | 0 | 0 | 0 | 649106.5473 | 429216 | 0 | 0 | 0 | 203470.6336 | 6398886.5747 | 0 | 0 | 0 | 0 | 0 | 0 | 0 | 0 | 0 | 346763.2655 | 0 | 0 | 0 | 0 | 43726.3276 | 174791.506 | 0 | 0 | 0 | 0 | 0 | 0 | 0 | 0 | 0 | 0 | 0 | 1372.7136 | 0 | 0
2016-03-28 22:00 | 0 | 0 | 0 | 0 | 0 | 0 | 590872.0348 | 428639 | 0 | 0 | 0 | 203470.6336 | 6561119.6095 | 0 | 0 | 0 | 0 | 0 | 0 | 0 | 0 | 0 | 346761.8785 | 0 | 0 | 0 | 0 | 0 | 162233.0348 | 0 | 0 | 0 | 0 | 0 | 0 | 0 | 0 | 0 | 0 | 0 | 0 | 0 | 0
2016-03-28 23:00 | 0 | 0 | 0 | 0 | 0 | 0 | 463951.9483 | 430926 | 0 | 0 | 0 | 203470.6336 | 6594145.5578 | 0 | 0 | 0 | 0 | 0 | 0 | 0 | 0 | 0 | 346760.4914 | 0 | 0 | 0 | 0 | 0 | 33025.9483 | 0 | 0 | 0 | 0 | 0 | 0 | 0 | 0 | 0 | 0 | 0 | 0 | 0 | 0
2016-03-29 | 0 | 0 | 0 | 0 | 0 | 210072.0424 | 227255.9576 | 437328 | 0 | 0 | 0 | 203470.6336 | 6594145.5578 | 0 | 0 | 0 | 0 | 0 | 0 | 0 | 0 | 0 | 346759.1044 | 0 | 0 | 0 | 0 | 0 | 0 | 0 | 0 | 0 | 0 | 0 | 0 | 0 | 0 | 0 | 0 | 0 | 0 | 0 | 0
2016-03-29 01:00 | 0 | 0 | 0 | 0 | 0 | 336168.5902 | 26248.846 | 433906 | 0 | 0 | 0 | 131982.0697 | 6594145.5578 | 0 | 0 | 0 | 0 | 0 | 0 | 0 | 0 | 0 | 346757.7173 | 0 | 0 | 0 | 0 | -71488.5639 | 0 | 0 | 0 | 0 | 0 | 0 | 0 | 0 | 0 | 0 | 0 | 0 | 0 | 0 | 0
2016-03-29 02:00 | 0 | 0 | 0 | 0 | 0 | 489308.5639 | 0 | 417820 | 0 | 0 | 0 | 203470.6336 | 6594145.5578 | 0 | 0 | 0 | 0 | 0 | 0 | 0 | 0 | 0 | 346756.3303 | 0 | 0 | 0 | 0 | 71488.5639 | 174791.506 | 174791.506 | 0 | 0 | 0 | 0 | 0 | 0 | 0 | 0 | 0 | 0 | 0 | 0 | 0
2016-03-29 03:00 | 0 | 0 | 0 | 0 | 0 | 298999.7396 | 0 | 396910 | 0 | 0 | 0 | 203470.6336 | 6496235.2974 | 0 | 0 | 0 | 0 | 0 | 0 | 0 | 0 | 0 | 346754.9433 | 0 | 0 | 0 | 0 | 0 | 174791.506 | 272701.7664 | 0 | 0 | 0 | 0 | 0 | 0 | 0 | 0 | 0 | 0 | 0 | 0 | 0
2016-03-29 04:00 | 0 | 0 | 0 | 0 | 0 | 277158.7396 | 0 | 375069 | 0 | 0 | 0 | 203470.6336 | 6398325.037 | 0 | 0 | 0 | 0 | 0 | 0 | 0 | 0 | 0 | 346753.5563 | 0 | 0 | 0 | 0 | 0 | 174791.506 | 272701.7664 | 0 | 0 | 0 | 0 | 0 | 0 | 0 | 0 | 0 | 0 | 0 | 0 | 0
2016-03-29 05:00 | 0 | 0 | 0 | 0 | 0 | 287517.4361 | 0 | 359006 | 0 | 0 | 0 | 131982.0697 | 6398325.037 | 0 | 0 | 0 | 0 | 0 | 0 | 0 | 0 | 0 | 346752.1693 | 0 | 0 | 0 | 0 | -71488.5639 | 0 | 0 | 0 | 0 | 0 | 0 | 0 | 0 | 0 | 0 | 0 | 0 | 0 | 0 | 0
2016-03-29 06:00 | 0 | 0 | 0 | 0 | 0 | 13199.3975 | 0 | 348076 | 0 | 0 | 0 | 69807.2336 | 6125623.2706 | 0 | 0 | 0 | 0 | 0 | 0 | 0 | 0 | 0 | 346750.7822 | 0 | 0 | 0 | 0 | -62174.8361 | 0 | 272701.7664 | 0 | 0 | 0 | 0 | 0 | 0 | 0 | 0 | 0 | 0 | 0 | 0 | 0
2016-03-29 07:00 | 0 | 0 | 0 | 0 | 0 | 0 | 0 | 342509 | 0 | 0 | 0 | 0 | 5852921.5042 | 0 | 0 | 0 | 0 | 0 | 0 | 0 | 0 | 0 | 346749.3952 | 0 | 0 | 0 | 0 | -69807.2336 | 0 | 272701.7664 | 0 | 0 | 0 | 0 | 0 | 0 | 0 | 0 | 0 | 0 | 0 | 0 | 0
2016-03-29 08:00 | 0 | 0 | 0 | 0 | 0 | 72016.3373 | 0 | 342496 | 0 | 0 | 0 | 0 | 5582441.8415 | 0 | 0 | 0 | 0 | 0 | 0 | 0 | 0 | 0 | 346748.0082 | 0 | 0 | 0 | 0 | 0 | 2222.1037 | 272701.7664 | 0 | 0 | 0 | 0 | 0 | 0 | 0 | 0 | 0 | 0 | 0 | 0 | 0
2016-03-29 09:00 | 0 | 0 | 0 | 0 | 0 | 353594 | 0 | 353594 | 0 | 0 | 0 | 0 | 5582441.8415 | 0 | 0 | 0 | 0 | 0 | 0 | 0 | 0 | 0 | 346746.6212 | 0 | 0 | 0 | 0 | 0 | 0 | 0 | 0 | 0 | 0 | 0 | 0 | 0 | 0 | 0 | 0 | 0 | 0 | 0 | 0
2016-03-29 10:00 | 0 | 0 | 0 | 0 | 0 | 452545.5639 | 0 | 381057 | 0 | 0 | 0 | 71488.5639 | 5582441.8415 | 0 | 0 | 0 | 0 | 0 | 0 | 0 | 0 | 0 | 346745.2343 | 0 | 0 | 0 | 0 | 71488.5639 | 0 | 0 | 0 | 0 | 0 | 0 | 0 | 0 | 0 | 0 | 0 | 0 | 0 | 0 | 0
2016-03-29 11:00 | 0 | 0 | 0 | 0 | 0 | 618870.345 | 0 | 409016 | 0 | 0 | 0 | 106551.4028 | 5757233.3475 | 0 | 0 | 0 | 0 | 0 | 0 | 0 | 0 | 0 | 346743.8473 | 0 | 0 | 0 | 0 | 35062.8389 | 174791.506 | 0 | 0 | 0 | 0 | 0 | 0 | 0 | 0 | 0 | 0 | 0 | 0 | 0 | 0
2016-03-29 12:00 | 0 | 0 | 0 | 0 | 0 | 77061.2645 | 24.4052 | 421276 | 0 | 0 | 0 | 35062.8389 | 5484531.5811 | 0 | 0 | 0 | 0 | 0 | 0 | 0 | 0 | 0 | 346742.4603 | 0 | 0 | 0 | 0 | -71488.5639 | 0 | 272701.7664 | 0 | 0 | 0 | 0 | 0 | 0 | 0 | 0 | 0 | 0 | 0 | 0 | 0
2016-03-29 13:00 | 0 | 0 | 0 | 0 | 0 | 0 | 118351.3947 | 426116 | 0 | 0 | 0 | 0 | 5211829.8147 | 0 | 0 | 0 | 0 | 0 | 0 | 0 | 0 | 0 | 346741.0733 | 0 | 0 | 0 | 0 | -35062.8389 | 0 | 272701.7664 | 0 | 0 | 0 | 0 | 0 | 0 | 0 | 0 | 0 | 0 | 0 | 0 | 0
2016-03-29 14:00 | 0 | 0 | 0 | 0 | 0 | 0 | 432197.5907 | 430112 | 0 | 0 | 0 | 0 | 5213915.4054 | 0 | 0 | 0 | 0 | 0 | 0 | 0 | 0 | 0 | 346739.6864 | 0 | 0 | 0 | 0 | 0 | 2085.5907 | 0 | 0 | 0 | 0 | 0 | 0 | 0 | 0 | 0 | 0 | 0 | 0 | 0 | 0
2016-03-29 15:00 | 0 | 0 | 0 | 0 | 0 | 0 | 649346.5293 | 429882 | 0 | 0 | 0 | 43300.3097 | 5388706.9114 | 0 | 0 | 0 | 0 | 0 | 0 | 0 | 0 | 0 | 347836.4703 | 0 | 0 | 0 | 0 | 43300.3097 | 174791.506 | 0 | 0 | 0 | 0 | 0 | 0 | 0 | 0 | 0 | 0 | 0 | 1372.7136 | 0 | 0
2016-03-29 16:00 | 0 | 0 | 0 | 0 | 0 | 0 | 559308.9099 | 426445 | 0 | 0 | 0 | 0 | 5563498.4175 | 0 | 0 | 0 | 0 | 0 | 0 | 0 | 0 | 0 | 348933.2498 | 0 | 0 | 0 | 0 | -43300.3097 | 174791.506 | 0 | 0 | 0 | 0 | 0 | 0 | 0 | 0 | 0 | 0 | 0 | 1372.7136 | 0 | 0
2016-03-29 17:00 | 0 | 0 | 0 | 0 | 0 | 0 | 671182.7835 | 423530 | 0 | 0 | 0 | 71488.5639 | 5738289.9235 | 0 | 0 | 0 | 0 | 0 | 0 | 0 | 0 | 0 | 350030.0249 | 0 | 0 | 0 | 0 | 71488.5639 | 174791.506 | 0 | 0 | 0 | 0 | 0 | 0 | 0 | 0 | 0 | 0 | 0 | 1372.7136 | 0 | 0
2016-03-29 18:00 | 0 | 0 | 0 | 0 | 0 | 0 | 667359.7835 | 419707 | 0 | 0 | 0 | 142977.1278 | 5913081.4295 | 0 | 0 | 0 | 0 | 0 | 0 | 0 | 0 | 0 | 351126.7957 | 0 | 0 | 0 | 0 | 71488.5639 | 174791.506 | 0 | 0 | 0 | 0 | 0 | 0 | 0 | 0 | 0 | 0 | 0 | 1372.7136 | 0 | 0
2016-03-29 19:00 | 0 | 0 | 0 | 0 | 0 | 0 | 651325.7254 | 414668 | 0 | 0 | 0 | 203470.6336 | 6087872.9356 | 0 | 0 | 0 | 0 | 0 | 0 | 0 | 0 | 0 | 352223.562 | 0 | 0 | 0 | 0 | 60493.5058 | 174791.506 | 0 | 0 | 0 | 0 | 0 | 0 | 0 | 0 | 0 | 0 | 0 | 1372.7136 | 0 | 0
2016-03-29 20:00 | 0 | 0 | 0 | 0 | 0 | 0 | 587782.2196 | 411618 | 0 | 0 | 0 | 203470.6336 | 6262664.4416 | 0 | 0 | 0 | 0 | 0 | 0 | 0 | 0 | 0 | 353320.324 | 0 | 0 | 0 | 0 | 0 | 174791.506 | 0 | 0 | 0 | 0 | 0 | 0 | 0 | 0 | 0 | 0 | 0 | 1372.7136 | 0 | 0
2016-03-29 21:00 | 0 | 0 | 0 | 0 | 0 | 0 | 587142.2196 | 410978 | 0 | 0 | 0 | 203470.6336 | 6437455.9477 | 0 | 0 | 0 | 0 | 0 | 0 | 0 | 0 | 0 | 354417.0816 | 0 | 0 | 0 | 0 | 0 | 174791.506 | 0 | 0 | 0 | 0 | 0 | 0 | 0 | 0 | 0 | 0 | 0 | 1372.7136 | 0 | 0
2016-03-29 22:00 | 0 | 0 | 0 | 0 | 0 | 0 | 568348.6101 | 411659 | 0 | 0 | 0 | 203470.6336 | 6594145.5578 | 0 | 0 | 0 | 0 | 0 | 0 | 0 | 0 | 0 | 354415.6639 | 0 | 0 | 0 | 0 | 0 | 156689.6101 | 0 | 0 | 0 | 0 | 0 | 0 | 0 | 0 | 0 | 0 | 0 | 0 | 0 | 0
2016-03-29 23:00 | 0 | 0 | 0 | 0 | 0 | 2800.4289 | 413962.5711 | 416763 | 0 | 0 | 0 | 203470.6336 | 6594145.5578 | 0 | 0 | 0 | 0 | 0 | 0 | 0 | 0 | 0 | 354414.2463 | 0 | 0 | 0 | 0 | 0 | 174791.506 | 174791.506 | 0 | 0 | 0 | 0 | 0 | 0 | 0 | 0 | 0 | 0 | 0 | 0 | 0
2016-03-30 | 0 | 0 | 0 | 0 | 0 | 0 | 221627.0951 | 428876 | 0 | 0 | 0 | 131982.0697 | 6458385.2167 | 0 | 0 | 0 | 0 | 0 | 0 | 0 | 0 | 0 | 354412.8286 | 0 | 0 | 0 | 0 | -71488.5639 | 0 | 135760.341 | 0 | 0 | 0 | 0 | 0 | 0 | 0 | 0 | 0 | 0 | 0 | 0 | 0
2016-03-30 01:00 | 0 | 0 | 0 | 0 | 0 | 408952.0321 | 28912.026 | 426869 | 0 | 0 | 0 | 142977.1278 | 6458385.2167 | 0 | 0 | 0 | 0 | 0 | 0 | 0 | 0 | 0 | 354411.411 | 0 | 0 | 0 | 0 | 10995.0581 | 0 | 0 | 0 | 0 | 0 | 0 | 0 | 0 | 0 | 0 | 0 | 0 | 0 | 0 | 0
2016-03-30 02:00 | 0 | 0 | 0 | 0 | 0 | 159445.3936 | 0 | 411229 | 0 | 0 | 0 | 71488.5639 | 6278090.1743 | 0 | 0 | 0 | 0 | 0 | 0 | 0 | 0 | 0 | 354409.9933 | 0 | 0 | 0 | 0 | -71488.5639 | 92406.7239 | 272701.7664 | 0 | 0 | 0 | 0 | 0 | 0 | 0 | 0 | 0 | 0 | 0 | 0 | 0
2016-03-30 03:00 | 0 | 0 | 0 | 0 | 0 | 47752.6697 | 0 | 391943 | 0 | 0 | 0 | 0 | 6005388.4078 | 0 | 0 | 0 | 0 | 0 | 0 | 0 | 0 | 0 | 354408.5757 | 0 | 0 | 0 | 0 | -71488.5639 | 0 | 272701.7664 | 0 | 0 | 0 | 0 | 0 | 0 | 0 | 0 | 0 | 0 | 0 | 0 | 0
2016-03-30 04:00 | 0 | 0 | 0 | 0 | 0 | 172085.7975 | 0 | 373299 | 0 | 0 | 0 | 71488.5639 | 5732686.6414 | 0 | 0 | 0 | 0 | 0 | 0 | 0 | 0 | 0 | 354407.158 | 0 | 0 | 0 | 0 | 71488.5639 | 0 | 272701.7664 | 0 | 0 | 0 | 0 | 0 | 0 | 0 | 0 | 0 | 0 | 0 | 0 | 0
2016-03-30 05:00 | 0 | 0 | 0 | 0 | 0 | 287414.4361 | 0 | 358903 | 0 | 0 | 0 | 0 | 5732686.6414 | 0 | 0 | 0 | 0 | 0 | 0 | 0 | 0 | 0 | 354405.7404 | 0 | 0 | 0 | 0 | -71488.5639 | 0 | 0 | 0 | 0 | 0 | 0 | 0 | 0 | 0 | 0 | 0 | 0 | 0 | 0 | 0
2016-03-30 06:00 | 0 | 0 | 0 | 0 | 0 | 419975.2336 | 0 | 348692 | 0 | 0 | 0 | 71283.2336 | 5732686.6414 | 0 | 0 | 0 | 0 | 0 | 0 | 0 | 0 | 0 | 354404.3228 | 0 | 0 | 0 | 0 | 71283.2336 | 0 | 0 | 0 | 0 | 0 | 0 | 0 | 0 | 0 | 0 | 0 | 0 | 0 | 0 | 0
2016-03-30 07:00 | 0 | 0 | 0 | 0 | 0 | 0 | 0 | 343985 | 0 | 0 | 0 | 0 | 5459984.875 | 0 | 0 | 0 | 0 | 0 | 0 | 0 | 0 | 0 | 354402.9052 | 0 | 0 | 0 | 0 | -71283.2336 | 0 | 272701.7664 | 0 | 0 | 0 | 0 | 0 | 0 | 0 | 0 | 0 | 0 | 0 | 0 | 0
2016-03-30 08:00 | 0 | 0 | 0 | 0 | 0 | 416812.5639 | 0 | 345324 | 0 | 0 | 0 | 71488.5639 | 5459984.875 | 0 | 0 | 0 | 0 | 0 | 0 | 0 | 0 | 0 | 354401.4876 | 0 | 0 | 0 | 0 | 71488.5639 | 0 | 0 | 0 | 0 | 0 | 0 | 0 | 0 | 0 | 0 | 0 | 0 | 0 | 0 | 0
2016-03-30 09:00 | 0 | 0 | 0 | 0 | 0 | 283473.4361 | 0 | 354962 | 0 | 0 | 0 | 0 | 5459984.875 | 0 | 0 | 0 | 0 | 0 | 0 | 0 | 0 | 0 | 354400.07 | 0 | 0 | 0 | 0 | -71488.5639 | 0 | 0 | 0 | 0 | 0 | 0 | 0 | 0 | 0 | 0 | 0 | 0 | 0 | 0 | 0
2016-03-30 10:00 | 0 | 0 | 0 | 0 | 0 | 181465.7975 | 0 | 382679 | 0 | 0 | 0 | 71488.5639 | 5187283.1086 | 0 | 0 | 0 | 0 | 0 | 0 | 0 | 0 | 0 | 354398.6523 | 0 | 0 | 0 | 0 | 71488.5639 | 0 | 272701.7664 | 0 | 0 | 0 | 0 | 0 | 0 | 0 | 0 | 0 | 0 | 0 | 0 | 0
2016-03-30 11:00 | 0 | 0 | 0 | 0 | 0 | 337884.4361 | 0 | 409373 | 0 | 0 | 0 | 0 | 5187283.1086 | 0 | 0 | 0 | 0 | 0 | 0 | 0 | 0 | 0 | 354397.2348 | 0 | 0 | 0 | 0 | -71488.5639 | 0 | 0 | 0 | 0 | 0 | 0 | 0 | 0 | 0 | 0 | 0 | 0 | 0 | 0 | 0
2016-03-30 12:00 | 0 | 0 | 0 | 0 | 0 | 147255.1614 | 23.0721 | 419980 | 0 | 0 | 0 | 0 | 4914581.3422 | 0 | 0 | 0 | 0 | 0 | 0 | 0 | 0 | 0 | 354395.8172 | 0 | 0 | 0 | 0 | 0 | 0 | 272701.7664 | 0 | 0 | 0 | 0 | 0 | 0 | 0 | 0 | 0 | 0 | 0 | 0 | 0
2016-03-30 13:00 | 0 | 0 | 0 | 0 | 0 | 375537.8443 | 119346.7195 | 423396 | 0 | 0 | 0 | 71488.5639 | 4914581.3422 | 0 | 0 | 0 | 0 | 0 | 0 | 0 | 0 | 0 | 354394.3996 | 0 | 0 | 0 | 0 | 71488.5639 | 0 | 0 | 0 | 0 | 0 | 0 | 0 | 0 | 0 | 0 | 0 | 0 | 0 | 0 | 0
2016-03-30 14:00 | 0 | 0 | 0 | 0 | 0 | 0 | 471598.1278 | 425989 | 0 | 0 | 0 | 0 | 5031679.0339 | 0 | 0 | 0 | 0 | 0 | 0 | 0 | 0 | 0 | 354392.982 | 0 | 0 | 0 | 0 | -71488.5639 | 117097.6917 | 0 | 0 | 0 | 0 | 0 | 0 | 0 | 0 | 0 | 0 | 0 | 0 | 0 | 0
2016-03-30 15:00 | 0 | 0 | 0 | 0 | 0 | 0 | 602042.2196 | 425878 | 0 | 0 | 0 | 0 | 5206470.5399 | 0 | 0 | 0 | 0 | 0 | 0 | 0 | 0 | 0 | 355489.7353 | 0 | 0 | 0 | 0 | 0 | 174791.506 | 0 | 0 | 0 | 0 | 0 | 0 | 0 | 0 | 0 | 0 | 0 | 1372.7136 | 0 | 0
2016-03-30 16:00 | 0 | 0 | 0 | 0 | 0 | 0 | 671293.7835 | 423641 | 0 | 0 | 0 | 71488.5639 | 5381262.046 | 0 | 0 | 0 | 0 | 0 | 0 | 0 | 0 | 0 | 356586.4842 | 0 | 0 | 0 | 0 | 71488.5639 | 174791.506 | 0 | 0 | 0 | 0 | 0 | 0 | 0 | 0 | 0 | 0 | 0 | 1372.7136 | 0 | 0
2016-03-30 17:00 | 0 | 0 | 0 | 0 | 0 | 0 | 587192.1615 | 422023 | 0 | 0 | 0 | 60493.5058 | 5556053.552 | 0 | 0 | 0 | 0 | 0 | 0 | 0 | 0 | 0 | 357683.2287 | 0 | 0 | 0 | 0 | -10995.0581 | 174791.506 | 0 | 0 | 0 | 0 | 0 | 0 | 0 | 0 | 0 | 0 | 0 | 1372.7136 | 0 | 0
2016-03-30 18:00 | 0 | 0 | 0 | 0 | 0 | 0 | 667447.7835 | 419795 | 0 | 0 | 0 | 131982.0697 | 5730845.058 | 0 | 0 | 0 | 0 | 0 | 0 | 0 | 0 | 0 | 358779.9689 | 0 | 0 | 0 | 0 | 71488.5639 | 174791.506 | 0 | 0 | 0 | 0 | 0 | 0 | 0 | 0 | 0 | 0 | 0 | 1372.7136 | 0 | 0
2016-03-30 19:00 | 0 | 0 | 0 | 0 | 0 | 0 | 667748.7835 | 420096 | 0 | 0 | 0 | 203470.6336 | 5905636.5641 | 0 | 0 | 0 | 0 | 0 | 0 | 0 | 0 | 0 | 359876.7046 | 0 | 0 | 0 | 0 | 71488.5639 | 174791.506 | 0 | 0 | 0 | 0 | 0 | 0 | 0 | 0 | 0 | 0 | 0 | 1372.7136 | 0 | 0
2016-03-30 20:00 | 0 | 0 | 0 | 0 | 0 | 0 | 595526.2196 | 419362 | 0 | 0 | 0 | 203470.6336 | 6080428.0701 | 0 | 0 | 0 | 0 | 0 | 0 | 0 | 0 | 0 | 360973.436 | 0 | 0 | 0 | 0 | 0 | 174791.506 | 0 | 0 | 0 | 0 | 0 | 0 | 0 | 0 | 0 | 0 | 0 | 1372.7136 | 0 | 0
2016-03-30 21:00 | 0 | 0 | 0 | 0 | 0 | 0 | 596394.2196 | 420230 | 0 | 0 | 0 | 203470.6336 | 6255219.5762 | 0 | 0 | 0 | 0 | 0 | 0 | 0 | 0 | 0 | 362070.1629 | 0 | 0 | 0 | 0 | 0 | 174791.506 | 0 | 0 | 0 | 0 | 0 | 0 | 0 | 0 | 0 | 0 | 0 | 1372.7136 | 0 | 0
2016-03-30 22:00 | 0 | 0 | 0 | 0 | 0 | 0 | 597295.2196 | 421131 | 0 | 0 | 0 | 203470.6336 | 6430011.0822 | 0 | 0 | 0 | 0 | 0 | 0 | 0 | 0 | 0 | 363166.8855 | 0 | 0 | 0 | 0 | 0 | 174791.506 | 0 | 0 | 0 | 0 | 0 | 0 | 0 | 0 | 0 | 0 | 0 | 1372.7136 | 0 | 0
2016-03-30 23:00 | 0 | 0 | 0 | 0 | 0 | 0 | 589745.4756 | 425611 | 0 | 0 | 0 | 203470.6336 | 6594145.5578 | 0 | 0 | 0 | 0 | 0 | 0 | 0 | 0 | 0 | 363165.4329 | 0 | 0 | 0 | 0 | 0 | 164134.4756 | 0 | 0 | 0 | 0 | 0 | 0 | 0 | 0 | 0 | 0 | 0 | 0 | 0 | 0
2016-03-31 | 0 | 0 | 0 | 0 | 0 | 16939.6128 | 345951.8234 | 434380 | 0 | 0 | 0 | 131982.0697 | 6594145.5578 | 0 | 0 | 0 | 0 | 0 | 0 | 0 | 0 | 0 | 363163.9802 | 0 | 0 | 0 | 0 | -71488.5639 | 0 | 0 | 0 | 0 | 0 | 0 | 0 | 0 | 0 | 0 | 0 | 0 | 0 | 0 | 0
2016-03-31 01:00 | 0 | 0 | 0 | 0 | 0 | 451289.9122 | 49654.6517 | 429456 | 0 | 0 | 0 | 203470.6336 | 6594145.5578 | 0 | 0 | 0 | 0 | 0 | 0 | 0 | 0 | 0 | 363162.5275 | 0 | 0 | 0 | 0 | 71488.5639 | 0 | 0 | 0 | 0 | 0 | 0 | 0 | 0 | 0 | 0 | 0 | 0 | 0 | 0 | 0
2016-03-31 02:00 | 0 | 0 | 0 | 0 | 0 | 340823.4361 | 0 | 412312 | 0 | 0 | 0 | 131982.0697 | 6594145.5578 | 0 | 0 | 0 | 0 | 0 | 0 | 0 | 0 | 0 | 363161.0749 | 0 | 0 | 0 | 0 | -71488.5639 | 0 | 0 | 0 | 0 | 0 | 0 | 0 | 0 | 0 | 0 | 0 | 0 | 0 | 0 | 0
2016-03-31 03:00 | 0 | 0 | 0 | 0 | 0 | 47871.6697 | 0 | 392062 | 0 | 0 | 0 | 60493.5058 | 6321443.7913 | 0 | 0 | 0 | 0 | 0 | 0 | 0 | 0 | 0 | 363159.6222 | 0 | 0 | 0 | 0 | -71488.5639 | 0 | 272701.7664 | 0 | 0 | 0 | 0 | 0 | 0 | 0 | 0 | 0 | 0 | 0 | 0 | 0
2016-03-31 04:00 | 0 | 0 | 0 | 0 | 0 | 442096.5639 | 0 | 370608 | 0 | 0 | 0 | 131982.0697 | 6321443.7913 | 0 | 0 | 0 | 0 | 0 | 0 | 0 | 0 | 0 | 363158.1696 | 0 | 0 | 0 | 0 | 71488.5639 | 0 | 0 | 0 | 0 | 0 | 0 | 0 | 0 | 0 | 0 | 0 | 0 | 0 | 0 | 0
2016-03-31 05:00 | 0 | 0 | 0 | 0 | 0 | 291314.1639 | 0 | 354013 | 0 | 0 | 0 | 69283.2336 | 6321443.7913 | 0 | 0 | 0 | 0 | 0 | 0 | 0 | 0 | 0 | 363156.717 | 0 | 0 | 0 | 0 | -62698.8361 | 0 | 0 | 0 | 0 | 0 | 0 | 0 | 0 | 0 | 0 | 0 | 0 | 0 | 0 | 0
2016-03-31 06:00 | 0 | 0 | 0 | 0 | 0 | 0 | 0 | 341985 | 0 | 0 | 0 | 0 | 6048742.0249 | 0 | 0 | 0 | 0 | 0 | 0 | 0 | 0 | 0 | 363155.2643 | 0 | 0 | 0 | 0 | -69283.2336 | 0 | 272701.7664 | 0 | 0 | 0 | 0 | 0 | 0 | 0 | 0 | 0 | 0 | 0 | 0 | 0
2016-03-31 07:00 | 0 | 0 | 0 | 0 | 0 | 133717.7975 | 0 | 334931 | 0 | 0 | 0 | 71488.5639 | 5776040.2585 | 0 | 0 | 0 | 0 | 0 | 0 | 0 | 0 | 0 | 363153.8117 | 0 | 0 | 0 | 0 | 71488.5639 | 0 | 272701.7664 | 0 | 0 | 0 | 0 | 0 | 0 | 0 | 0 | 0 | 0 | 0 | 0 | 0
2016-03-31 08:00 | 0 | 0 | 0 | 0 | 0 | 0 | 0 | 334585 | 0 | 0 | 0 | 9605.3303 | 5503338.4921 | 0 | 0 | 0 | 0 | 0 | 0 | 0 | 0 | 0 | 363152.3591 | 0 | 0 | 0 | 0 | -61883.2336 | 0 | 272701.7664 | 0 | 0 | 0 | 0 | 0 | 0 | 0 | 0 | 0 | 0 | 0 | 0 | 0
2016-03-31 09:00 | 0 | 0 | 0 | 0 | 0 | 132316.4672 | 0 | 343135 | 0 | 0 | 0 | 71488.5639 | 5230636.7257 | 0 | 0 | 0 | 0 | 0 | 0 | 0 | 0 | 0 | 363150.9065 | 0 | 0 | 0 | 0 | 61883.2336 | 0 | 272701.7664 | 0 | 0 | 0 | 0 | 0 | 0 | 0 | 0 | 0 | 0 | 0 | 0 | 0
2016-03-31 10:00 | 0 | 0 | 0 | 0 | 0 | 165043.7975 | 0 | 366257 | 0 | 0 | 0 | 142977.1278 | 4957934.9593 | 0 | 0 | 0 | 0 | 0 | 0 | 0 | 0 | 0 | 363149.4539 | 0 | 0 | 0 | 0 | 71488.5639 | 0 | 272701.7664 | 0 | 0 | 0 | 0 | 0 | 0 | 0 | 0 | 0 | 0 | 0 | 0 | 0
2016-03-31 11:00 | 0 | 0 | 0 | 0 | 0 | 48059.6697 | 0 | 392250 | 0 | 0 | 0 | 71488.5639 | 4685233.1929 | 0 | 0 | 0 | 0 | 0 | 0 | 0 | 0 | 0 | 363148.0013 | 0 | 0 | 0 | 0 | -71488.5639 | 0 | 272701.7664 | 0 | 0 | 0 | 0 | 0 | 0 | 0 | 0 | 0 | 0 | 0 | 0 | 0
2016-03-31 12:00 | 0 | 0 | 0 | 0 | 0 | 61656.7905 | 87.8792 | 405935 | 0 | 0 | 0 | 0 | 4412531.4265 | 0 | 0 | 0 | 0 | 0 | 0 | 0 | 0 | 0 | 363146.5487 | 0 | 0 | 0 | 0 | -71488.5639 | 0 | 272701.7664 | 0 | 0 | 0 | 0 | 0 | 0 | 0 | 0 | 0 | 0 | 0 | 0 | 0
2016-03-31 13:00 | 0 | 0 | 0 | 0 | 0 | 0 | 181305.8935 | 415097 | 0 | 0 | 0 | 0 | 4178740.32 | 0 | 0 | 0 | 0 | 0 | 0 | 0 | 0 | 0 | 363145.0961 | 0 | 0 | 0 | 0 | 0 | 0 | 233791.1065 | 0 | 0 | 0 | 0 | 0 | 0 | 0 | 0 | 0 | 0 | 0 | 0 | 0
2016-03-31 14:00 | 0 | 0 | 0 | 0 | 0 | 0 | 531414.8753 | 424306 | 0 | 0 | 0 | 0 | 4285849.1952 | 0 | 0 | 0 | 0 | 0 | 0 | 0 | 0 | 0 | 363143.6435 | 0 | 0 | 0 | 0 | 0 | 107108.8753 | 0 | 0 | 0 | 0 | 0 | 0 | 0 | 0 | 0 | 0 | 0 | 0 | 0 | 0
2016-03-31 15:00 | 0 | 0 | 0 | 0 | 0 | 0 | 605341.2196 | 429177 | 0 | 0 | 0 | 0 | 4460640.7013 | 0 | 0 | 0 | 0 | 0 | 0 | 0 | 0 | 0 | 364240.3618 | 0 | 0 | 0 | 0 | 0 | 174791.506 | 0 | 0 | 0 | 0 | 0 | 0 | 0 | 0 | 0 | 0 | 0 | 1372.7136 | 0 | 0
2016-03-31 16:00 | 0 | 0 | 0 | 0 | 0 | 0 | 678330.7835 | 430678 | 0 | 0 | 0 | 71488.5639 | 4635432.2073 | 0 | 0 | 0 | 0 | 0 | 0 | 0 | 0 | 0 | 365337.0757 | 0 | 0 | 0 | 0 | 71488.5639 | 174791.506 | 0 | 0 | 0 | 0 | 0 | 0 | 0 | 0 | 0 | 0 | 0 | 1372.7136 | 0 | 0
2016-03-31 17:00 | 0 | 0 | 0 | 0 | 0 | 0 | 668918.7254 | 432261 | 0 | 0 | 0 | 131982.0697 | 4810223.7134 | 0 | 0 | 0 | 0 | 0 | 0 | 0 | 0 | 0 | 366433.7853 | 0 | 0 | 0 | 0 | 60493.5058 | 174791.506 | 0 | 0 | 0 | 0 | 0 | 0 | 0 | 0 | 0 | 0 | 0 | 1372.7136 | 0 | 0
2016-03-31 18:00 | 0 | 0 | 0 | 0 | 0 | 0 | 681165.7835 | 433513 | 0 | 0 | 0 | 203470.6336 | 4985015.2194 | 0 | 0 | 0 | 0 | 0 | 0 | 0 | 0 | 0 | 367530.4904 | 0 | 0 | 0 | 0 | 71488.5639 | 174791.506 | 0 | 0 | 0 | 0 | 0 | 0 | 0 | 0 | 0 | 0 | 0 | 1372.7136 | 0 | 0
2016-03-31 19:00 | 0 | 0 | 0 | 0 | 0 | 0 | 537694.6557 | 433019 | 0 | 0 | 0 | 131982.0697 | 5159806.7254 | 0 | 0 | 0 | 0 | 0 | 0 | 0 | 0 | 0 | 368627.1911 | 0 | 0 | 0 | 0 | -71488.5639 | 174791.506 | 0 | 0 | 0 | 0 | 0 | 0 | 0 | 0 | 0 | 0 | 0 | 1372.7136 | 0 | 0
2016-03-31 20:00 | 0 | 0 | 0 | 0 | 0 | 0 | 681599.7835 | 433947 | 0 | 0 | 0 | 203470.6336 | 5334598.2315 | 0 | 0 | 0 | 0 | 0 | 0 | 0 | 0 | 0 | 369723.8875 | 0 | 0 | 0 | 0 | 71488.5639 | 174791.506 | 0 | 0 | 0 | 0 | 0 | 0 | 0 | 0 | 0 | 0 | 0 | 1372.7136 | 0 | 0
2016-03-31 21:00 | 0 | 0 | 0 | 0 | 0 | 0 | 611737.2196 | 435573 | 0 | 0 | 0 | 203470.6336 | 5509389.7375 | 0 | 0 | 0 | 0 | 0 | 0 | 0 | 0 | 0 | 370820.5795 | 0 | 0 | 0 | 0 | 0 | 174791.506 | 0 | 0 | 0 | 0 | 0 | 0 | 0 | 0 | 0 | 0 | 0 | 1372.7136 | 0 | 0
2016-03-31 22:00 | 0 | 0 | 0 | 0 | 0 | 0 | 610501.2196 | 434337 | 0 | 0 | 0 | 203470.6336 | 5684181.2436 | 0 | 0 | 0 | 0 | 0 | 0 | 0 | 0 | 0 | 371917.267 | 0 | 0 | 0 | 0 | 0 | 174791.506 | 0 | 0 | 0 | 0 | 0 | 0 | 0 | 0 | 0 | 0 | 0 | 1372.7136 | 0 | 0
2016-03-31 23:00 | 0 | 0 | 0 | 0 | 0 | 0 | 552950.0638 | 435426 | 0 | 0 | 0 | 159155.2346 | 5846020.7064 | 0 | 0 | 0 | 0 | 0 | 0 | 0 | 0 | 0 | 371915.7794 | 0 | 0 | 0 | 0 | -44315.399 | 161839.4628 | 0 | 0 | 0 | 0 | 0 | 0 | 0 | 0 | 0 | 0 | 0 | 0 | 0 | 0
2016-04-01 | 0 | 0 | 0 | 0 | 0 | 0 | 325207.6328 | 439296 | 0 | 0 | 0 | 142977.1278 | 5748110.446 | 0 | 0 | 0 | 0 | 0 | 0 | 0 | 0 | 0 | 371914.2917 | 0 | 0 | 0 | 0 | -16178.1068 | 174791.506 | 272701.7664 | 0 | 0 | 0 | 0 | 0 | 0 | 0 | 0 | 0 | 0 | 0 | 0 | 0
2016-04-01 01:00 | 0 | 0 | 0 | 0 | 0 | 310803.6217 | 52297.8144 | 434590 | 0 | 0 | 0 | 71488.5639 | 5748110.446 | 0 | 0 | 0 | 0 | 0 | 0 | 0 | 0 | 0 | 371912.8041 | 0 | 0 | 0 | 0 | -71488.5639 | 0 | 0 | 0 | 0 | 0 | 0 | 0 | 0 | 0 | 0 | 0 | 0 | 0 | 0 | 0
2016-04-01 02:00 | 0 | 0 | 0 | 0 | 0 | 73029.4933 | 0.17637 | 417220 | 0 | 0 | 0 | 0 | 5475408.6796 | 0 | 0 | 0 | 0 | 0 | 0 | 0 | 0 | 0 | 371911.3164 | 0 | 0 | 0 | 0 | -71488.5639 | 0 | 272701.7664 | 0 | 0 | 0 | 0 | 0 | 0 | 0 | 0 | 0 | 0 | 0 | 0 | 0
2016-04-01 03:00 | 0 | 0 | 0 | 0 | 0 | 123659.2336 | 0 | 396361 | 0 | 0 | 0 | 0 | 5202706.9132 | 0 | 0 | 0 | 0 | 0 | 0 | 0 | 0 | 0 | 371909.8288 | 0 | 0 | 0 | 0 | 0 | 0 | 272701.7664 | 0 | 0 | 0 | 0 | 0 | 0 | 0 | 0 | 0 | 0 | 0 | 0 | 0
2016-04-01 04:00 | 0 | 0 | 0 | 0 | 0 | 445253.5639 | 0 | 373765 | 0 | 0 | 0 | 71488.5639 | 5202706.9132 | 0 | 0 | 0 | 0 | 0 | 0 | 0 | 0 | 0 | 371908.3411 | 0 | 0 | 0 | 0 | 71488.5639 | 0 | 0 | 0 | 0 | 0 | 0 | 0 | 0 | 0 | 0 | 0 | 0 | 0 | 0 | 0
2016-04-01 05:00 | 0 | 0 | 0 | 0 | 0 | 81311.9033 | 0 | 355606 | 0 | 0 | 0 | 69896.2336 | 4930005.1467 | 0 | 0 | 0 | 0 | 0 | 0 | 0 | 0 | 0 | 371906.8535 | 0 | 0 | 0 | 0 | -1592.3303 | 0 | 272701.7664 | 0 | 0 | 0 | 0 | 0 | 0 | 0 | 0 | 0 | 0 | 0 | 0 | 0
2016-04-01 06:00 | 0 | 0 | 0 | 0 | 0 | 0 | 0 | 342598 | 0 | 0 | 0 | 0 | 4657303.3803 | 0 | 0 | 0 | 0 | 0 | 0 | 0 | 0 | 0 | 371905.3659 | 0 | 0 | 0 | 0 | -69896.2336 | 0 | 272701.7664 | 0 | 0 | 0 | 0 | 0 | 0 | 0 | 0 | 0 | 0 | 0 | 0 | 0
2016-04-01 07:00 | 0 | 0 | 0 | 0 | 0 | 61399.2336 | 0 | 334101 | 0 | 0 | 0 | 0 | 4384601.6139 | 0 | 0 | 0 | 0 | 0 | 0 | 0 | 0 | 0 | 371903.8782 | 0 | 0 | 0 | 0 | 0 | 0 | 272701.7664 | 0 | 0 | 0 | 0 | 0 | 0 | 0 | 0 | 0 | 0 | 0 | 0 | 0
2016-04-01 08:00 | 0 | 0 | 0 | 0 | 0 | 332912 | 0 | 332912 | 0 | 0 | 0 | 0 | 4384601.6139 | 0 | 0 | 0 | 0 | 0 | 0 | 0 | 0 | 0 | 371902.3906 | 0 | 0 | 0 | 0 | 0 | 0 | 0 | 0 | 0 | 0 | 0 | 0 | 0 | 0 | 0 | 0 | 0 | 0 | 0 | 0
2016-04-01 09:00 | 0 | 0 | 0 | 0 | 0 | 139575.7975 | 0 | 340789 | 0 | 0 | 0 | 71488.5639 | 4111899.8475 | 0 | 0 | 0 | 0 | 0 | 0 | 0 | 0 | 0 | 371900.903 | 0 | 0 | 0 | 0 | 71488.5639 | 0 | 272701.7664 | 0 | 0 | 0 | 0 | 0 | 0 | 0 | 0 | 0 | 0 | 0 | 0 | 0
2016-04-01 10:00 | 0 | 0 | 0 | 0 | 0 | 18831.6697 | 0 | 363022 | 0 | 0 | 0 | 0 | 3839198.0811 | 0 | 0 | 0 | 0 | 0 | 0 | 0 | 0 | 0 | 371899.4154 | 0 | 0 | 0 | 0 | -71488.5639 | 0 | 272701.7664 | 0 | 0 | 0 | 0 | 0 | 0 | 0 | 0 | 0 | 0 | 0 | 0 | 0
2016-04-01 11:00 | 0 | 0 | 0 | 0 | 0 | 188305.7975 | 0 | 389519 | 0 | 0 | 0 | 71488.5639 | 3566496.3147 | 0 | 0 | 0 | 0 | 0 | 0 | 0 | 0 | 0 | 371897.9278 | 0 | 0 | 0 | 0 | 71488.5639 | 0 | 272701.7664 | 0 | 0 | 0 | 0 | 0 | 0 | 0 | 0 | 0 | 0 | 0 | 0 | 0
2016-04-01 12:00 | 0 | 0 | 0 | 0 | 0 | 82769.4987 | 29.5323 | 404981 | 0 | 0 | 0 | 22008.3614 | 3293794.5483 | 0 | 0 | 0 | 0 | 0 | 0 | 0 | 0 | 0 | 371896.4402 | 0 | 0 | 0 | 0 | -49480.2025 | 0 | 272701.7664 | 0 | 0 | 0 | 0 | 0 | 0 | 0 | 0 | 0 | 0 | 0 | 0 | 0
2016-04-01 13:00 | 0 | 0 | 0 | 0 | 0 | 0 | 121498.8722 | 416209 | 0 | 0 | 0 | 0 | 3021092.7818 | 0 | 0 | 0 | 0 | 0 | 0 | 0 | 0 | 0 | 371894.9526 | 0 | 0 | 0 | 0 | -22008.3614 | 0 | 272701.7664 | 0 | 0 | 0 | 0 | 0 | 0 | 0 | 0 | 0 | 0 | 0 | 0 | 0
2016-04-01 14:00 | 0 | 0 | 0 | 0 | 0 | 0 | 519305.4675 | 425683 | 0 | 0 | 0 | 0 | 3114715.2493 | 0 | 0 | 0 | 0 | 0 | 0 | 0 | 0 | 0 | 371893.4651 | 0 | 0 | 0 | 0 | 0 | 93622.4675 | 0 | 0 | 0 | 0 | 0 | 0 | 0 | 0 | 0 | 0 | 0 | 0 | 0 | 0
2016-04-01 15:00 | 0 | 0 | 0 | 0 | 0 | 0 | 606303.2196 | 430139 | 0 | 0 | 0 | 0 | 3289506.7554 | 0 | 0 | 0 | 0 | 0 | 0 | 0 | 0 | 0 | 372990.1483 | 0 | 0 | 0 | 0 | 0 | 174791.506 | 0 | 0 | 0 | 0 | 0 | 0 | 0 | 0 | 0 | 0 | 0 | 1372.7136 | 0 | 0
2016-04-01 16:00 | 0 | 0 | 0 | 0 | 0 | 0 | 606617.2196 | 430453 | 0 | 0 | 0 | 0 | 3464298.2614 | 0 | 0 | 0 | 0 | 0 | 0 | 0 | 0 | 0 | 374086.8273 | 0 | 0 | 0 | 0 | 0 | 174791.506 | 0 | 0 | 0 | 0 | 0 | 0 | 0 | 0 | 0 | 0 | 0 | 1372.7136 | 0 | 0
2016-04-01 17:00 | 0 | 0 | 0 | 0 | 0 | 0 | 677418.7835 | 429766 | 0 | 0 | 0 | 71488.5639 | 3639089.7674 | 0 | 0 | 0 | 0 | 0 | 0 | 0 | 0 | 0 | 375183.5018 | 0 | 0 | 0 | 0 | 71488.5639 | 174791.506 | 0 | 0 | 0 | 0 | 0 | 0 | 0 | 0 | 0 | 0 | 0 | 1372.7136 | 0 | 0
2016-04-01 18:00 | 0 | 0 | 0 | 0 | 0 | 0 | 532225.6557 | 427550 | 0 | 0 | 0 | 0 | 3813881.2735 | 0 | 0 | 0 | 0 | 0 | 0 | 0 | 0 | 0 | 376280.1719 | 0 | 0 | 0 | 0 | -71488.5639 | 174791.506 | 0 | 0 | 0 | 0 | 0 | 0 | 0 | 0 | 0 | 0 | 0 | 1372.7136 | 0 | 0
2016-04-01 19:00 | 0 | 0 | 0 | 0 | 0 | 0 | 672225.7835 | 424573 | 0 | 0 | 0 | 71488.5639 | 3988672.7795 | 0 | 0 | 0 | 0 | 0 | 0 | 0 | 0 | 0 | 377376.8376 | 0 | 0 | 0 | 0 | 71488.5639 | 174791.506 | 0 | 0 | 0 | 0 | 0 | 0 | 0 | 0 | 0 | 0 | 0 | 1372.7136 | 0 | 0
2016-04-01 20:00 | 0 | 0 | 0 | 0 | 0 | 0 | 669459.7835 | 421807 | 0 | 0 | 0 | 142977.1278 | 4163464.2855 | 0 | 0 | 0 | 0 | 0 | 0 | 0 | 0 | 0 | 378473.499 | 0 | 0 | 0 | 0 | 71488.5639 | 174791.506 | 0 | 0 | 0 | 0 | 0 | 0 | 0 | 0 | 0 | 0 | 0 | 1372.7136 | 0 | 0
2016-04-01 21:00 | 0 | 0 | 0 | 0 | 0 | 0 | 655997.7254 | 419340 | 0 | 0 | 0 | 203470.6336 | 4338255.7916 | 0 | 0 | 0 | 0 | 0 | 0 | 0 | 0 | 0 | 379570.156 | 0 | 0 | 0 | 0 | 60493.5058 | 174791.506 | 0 | 0 | 0 | 0 | 0 | 0 | 0 | 0 | 0 | 0 | 0 | 1372.7136 | 0 | 0
2016-04-01 22:00 | 0 | 0 | 0 | 0 | 0 | 0 | 520299.6557 | 415624 | 0 | 0 | 0 | 131982.0697 | 4513047.2976 | 0 | 0 | 0 | 0 | 0 | 0 | 0 | 0 | 0 | 380666.8086 | 0 | 0 | 0 | 0 | -71488.5639 | 174791.506 | 0 | 0 | 0 | 0 | 0 | 0 | 0 | 0 | 0 | 0 | 0 | 1372.7136 | 0 | 0
2016-04-01 23:00 | 0 | 0 | 0 | 0 | 0 | 0 | 662263.7835 | 414611 | 0 | 0 | 0 | 203470.6336 | 4687838.8037 | 0 | 0 | 0 | 0 | 0 | 0 | 0 | 0 | 0 | 381763.4568 | 0 | 0 | 0 | 0 | 71488.5639 | 174791.506 | 0 | 0 | 0 | 0 | 0 | 0 | 0 | 0 | 0 | 0 | 0 | 1372.7136 | 0 | 0
2016-04-02 | 0 | 0 | 0 | 0 | 0 | 0 | 440950.4156 | 419217 | 0 | 0 | 0 | 203470.6336 | 4709572.2193 | 0 | 0 | 0 | 0 | 0 | 0 | 0 | 0 | 0 | 381761.9297 | 0 | 0 | 0 | 0 | 0 | 21733.4156 | 0 | 0 | 0 | 0 | 0 | 0 | 0 | 0 | 0 | 0 | 0 | 0 | 0 | 0
2016-04-02 01:00 | 0 | 0 | 0 | 0 | 0 | 84987.7692 | 58733.4644 | 416423 | 0 | 0 | 0 | 203470.6336 | 4436870.4529 | 0 | 0 | 0 | 0 | 0 | 0 | 0 | 0 | 0 | 381760.4027 | 0 | 0 | 0 | 0 | 0 | 0 | 272701.7664 | 0 | 0 | 0 | 0 | 0 | 0 | 0 | 0 | 0 | 0 | 0 | 0 | 0
2016-04-02 02:00 | 0 | 0 | 0 | 0 | 0 | 404927.5611 | 0.43888 | 404928 | 0 | 0 | 0 | 203470.6336 | 4436870.4529 | 0 | 0 | 0 | 0 | 0 | 0 | 0 | 0 | 0 | 381758.8756 | 0 | 0 | 0 | 0 | 0 | 0 | 0 | 0 | 0 | 0 | 0 | 0 | 0 | 0 | 0 | 0 | 0 | 0 | 0 | 0
2016-04-02 03:00 | 0 | 0 | 0 | 0 | 0 | 388010 | 0 | 388010 | 0 | 0 | 0 | 203470.6336 | 4436870.4529 | 0 | 0 | 0 | 0 | 0 | 0 | 0 | 0 | 0 | 381757.3486 | 0 | 0 | 0 | 0 | 0 | 0 | 0 | 0 | 0 | 0 | 0 | 0 | 0 | 0 | 0 | 0 | 0 | 0 | 0 | 0
2016-04-02 04:00 | 0 | 0 | 0 | 0 | 0 | 92016.6311 | 0 | 368271 | 0 | 0 | 0 | 199918.0311 | 4164168.6864 | 0 | 0 | 0 | 0 | 0 | 0 | 0 | 0 | 0 | 381755.8216 | 0 | 0 | 0 | 0 | -3552.6025 | 0 | 272701.7664 | 0 | 0 | 0 | 0 | 0 | 0 | 0 | 0 | 0 | 0 | 0 | 0 | 0
2016-04-02 05:00 | 0 | 0 | 0 | 0 | 0 | 281532.4361 | 0 | 353021 | 0 | 0 | 0 | 128429.4672 | 4164168.6864 | 0 | 0 | 0 | 0 | 0 | 0 | 0 | 0 | 0 | 381754.2945 | 0 | 0 | 0 | 0 | -71488.5639 | 0 | 0 | 0 | 0 | 0 | 0 | 0 | 0 | 0 | 0 | 0 | 0 | 0 | 0 | 0
2016-04-02 06:00 | 0 | 0 | 0 | 0 | 0 | 0 | 0 | 341050 | 0 | 0 | 0 | 60081.2336 | 3891466.92 | 0 | 0 | 0 | 0 | 0 | 0 | 0 | 0 | 0 | 381752.7675 | 0 | 0 | 0 | 0 | -68348.2336 | 0 | 272701.7664 | 0 | 0 | 0 | 0 | 0 | 0 | 0 | 0 | 0 | 0 | 0 | 0 | 0
2016-04-02 07:00 | 0 | 0 | 0 | 0 | 0 | 0 | 0 | 332783 | 0 | 0 | 0 | 0 | 3618765.1536 | 0 | 0 | 0 | 0 | 0 | 0 | 0 | 0 | 0 | 381751.2405 | 0 | 0 | 0 | 0 | -60081.2336 | 0 | 272701.7664 | 0 | 0 | 0 | 0 | 0 | 0 | 0 | 0 | 0 | 0 | 0 | 0 | 0
2016-04-02 08:00 | 0 | 0 | 0 | 0 | 0 | 401476.5639 | 0 | 329988 | 0 | 0 | 0 | 71488.5639 | 3618765.1536 | 0 | 0 | 0 | 0 | 0 | 0 | 0 | 0 | 0 | 381749.7135 | 0 | 0 | 0 | 0 | 71488.5639 | 0 | 0 | 0 | 0 | 0 | 0 | 0 | 0 | 0 | 0 | 0 | 0 | 0 | 0 | 0
2016-04-02 09:00 | 0 | 0 | 0 | 0 | 0 | 0 | 0 | 333243 | 0 | 0 | 0 | 0 | 3357010.7175 | 0 | 0 | 0 | 0 | 0 | 0 | 0 | 0 | 0 | 381748.1865 | 0 | 0 | 0 | 0 | -71488.5639 | 10947.3303 | 272701.7664 | 0 | 0 | 0 | 0 | 0 | 0 | 0 | 0 | 0 | 0 | 0 | 0 | 0
2016-04-02 10:00 | 0 | 0 | 0 | 0 | 0 | 140994.7975 | 0 | 342208 | 0 | 0 | 0 | 71488.5639 | 3084308.9511 | 0 | 0 | 0 | 0 | 0 | 0 | 0 | 0 | 0 | 381746.6595 | 0 | 0 | 0 | 0 | 71488.5639 | 0 | 272701.7664 | 0 | 0 | 0 | 0 | 0 | 0 | 0 | 0 | 0 | 0 | 0 | 0 | 0
2016-04-02 11:00 | 0 | 0 | 0 | 0 | 0 | 283747.4361 | 0 | 355236 | 0 | 0 | 0 | 0 | 3084308.9511 | 0 | 0 | 0 | 0 | 0 | 0 | 0 | 0 | 0 | 381745.1325 | 0 | 0 | 0 | 0 | -71488.5639 | 0 | 0 | 0 | 0 | 0 | 0 | 0 | 0 | 0 | 0 | 0 | 0 | 0 | 0 | 0
2016-04-02 12:00 | 0 | 0 | 0 | 0 | 0 | 97153.6294 | 103.6042 | 369959 | 0 | 0 | 0 | 0 | 2811607.1847 | 0 | 0 | 0 | 0 | 0 | 0 | 0 | 0 | 0 | 381743.6055 | 0 | 0 | 0 | 0 | 0 | 0 | 272701.7664 | 0 | 0 | 0 | 0 | 0 | 0 | 0 | 0 | 0 | 0 | 0 | 0 | 0
2016-04-02 13:00 | 0 | 0 | 0 | 0 | 0 | 0 | 180202.9202 | 384596 | 0 | 0 | 0 | 0 | 2607214.1049 | 0 | 0 | 0 | 0 | 0 | 0 | 0 | 0 | 0 | 381742.0786 | 0 | 0 | 0 | 0 | 0 | 0 | 204393.0798 | 0 | 0 | 0 | 0 | 0 | 0 | 0 | 0 | 0 | 0 | 0 | 0 | 0
2016-04-02 14:00 | 0 | 0 | 0 | 0 | 0 | 0 | 609062.4626 | 393724 | 0 | 0 | 0 | 39174.243 | 2782005.6109 | 0 | 0 | 0 | 0 | 0 | 0 | 0 | 0 | 0 | 382838.7225 | 0 | 0 | 0 | 0 | 39174.243 | 174791.506 | 0 | 0 | 0 | 0 | 0 | 0 | 0 | 0 | 0 | 0 | 0 | 1372.7136 | 0 | 0
2016-04-02 15:00 | 0 | 0 | 0 | 0 | 0 | 0 | 533743.9767 | 396754 | 0 | 0 | 0 | 0 | 2956797.1169 | 0 | 0 | 0 | 0 | 0 | 0 | 0 | 0 | 0 | 383935.362 | 0 | 0 | 0 | 0 | -39174.243 | 174791.506 | 0 | 0 | 0 | 0 | 0 | 0 | 0 | 0 | 0 | 0 | 0 | 1372.7136 | 0 | 0
2016-04-02 16:00 | 0 | 0 | 0 | 0 | 0 | 0 | 641653.7835 | 394001 | 0 | 0 | 0 | 71488.5639 | 3131588.623 | 0 | 0 | 0 | 0 | 0 | 0 | 0 | 0 | 0 | 385031.9971 | 0 | 0 | 0 | 0 | 71488.5639 | 174791.506 | 0 | 0 | 0 | 0 | 0 | 0 | 0 | 0 | 0 | 0 | 0 | 1372.7136 | 0 | 0
2016-04-02 17:00 | 0 | 0 | 0 | 0 | 0 | 0 | 494570.6557 | 389895 | 0 | 0 | 0 | 0 | 3306380.129 | 0 | 0 | 0 | 0 | 0 | 0 | 0 | 0 | 0 | 386128.6278 | 0 | 0 | 0 | 0 | -71488.5639 | 174791.506 | 0 | 0 | 0 | 0 | 0 | 0 | 0 | 0 | 0 | 0 | 0 | 1372.7136 | 0 | 0
2016-04-02 18:00 | 0 | 0 | 0 | 0 | 0 | 0 | 633163.7835 | 385511 | 0 | 0 | 0 | 71488.5639 | 3481171.635 | 0 | 0 | 0 | 0 | 0 | 0 | 0 | 0 | 0 | 387225.2542 | 0 | 0 | 0 | 0 | 71488.5639 | 174791.506 | 0 | 0 | 0 | 0 | 0 | 0 | 0 | 0 | 0 | 0 | 0 | 1372.7136 | 0 | 0
2016-04-02 19:00 | 0 | 0 | 0 | 0 | 0 | 0 | 629369.7835 | 381717 | 0 | 0 | 0 | 142977.1278 | 3655963.1411 | 0 | 0 | 0 | 0 | 0 | 0 | 0 | 0 | 0 | 388321.8762 | 0 | 0 | 0 | 0 | 71488.5639 | 174791.506 | 0 | 0 | 0 | 0 | 0 | 0 | 0 | 0 | 0 | 0 | 0 | 1372.7136 | 0 | 0
2016-04-02 20:00 | 0 | 0 | 0 | 0 | 0 | 0 | 617584.7254 | 380927 | 0 | 0 | 0 | 203470.6336 | 3830754.6471 | 0 | 0 | 0 | 0 | 0 | 0 | 0 | 0 | 0 | 389418.4937 | 0 | 0 | 0 | 0 | 60493.5058 | 174791.506 | 0 | 0 | 0 | 0 | 0 | 0 | 0 | 0 | 0 | 0 | 0 | 1372.7136 | 0 | 0
2016-04-02 21:00 | 0 | 0 | 0 | 0 | 0 | 0 | 558166.2196 | 382002 | 0 | 0 | 0 | 203470.6336 | 4005546.1532 | 0 | 0 | 0 | 0 | 0 | 0 | 0 | 0 | 0 | 390515.1069 | 0 | 0 | 0 | 0 | 0 | 174791.506 | 0 | 0 | 0 | 0 | 0 | 0 | 0 | 0 | 0 | 0 | 0 | 1372.7136 | 0 | 0
2016-04-02 22:00 | 0 | 0 | 0 | 0 | 0 | 0 | 559755.2196 | 383591 | 0 | 0 | 0 | 203470.6336 | 4180337.6592 | 0 | 0 | 0 | 0 | 0 | 0 | 0 | 0 | 0 | 391611.7157 | 0 | 0 | 0 | 0 | 0 | 174791.506 | 0 | 0 | 0 | 0 | 0 | 0 | 0 | 0 | 0 | 0 | 0 | 1372.7136 | 0 | 0
2016-04-02 23:00 | 0 | 0 | 0 | 0 | 0 | 0 | 564220.2196 | 388056 | 0 | 0 | 0 | 203470.6336 | 4355129.1652 | 0 | 0 | 0 | 0 | 0 | 0 | 0 | 0 | 0 | 392708.3202 | 0 | 0 | 0 | 0 | 0 | 174791.506 | 0 | 0 | 0 | 0 | 0 | 0 | 0 | 0 | 0 | 0 | 0 | 1372.7136 | 0 | 0
2016-04-03 | 0 | 0 | 0 | 0 | 0 | 0 | 436177.1049 | 397214 | 0 | 0 | 0 | 203470.6336 | 4394092.2702 | 0 | 0 | 0 | 0 | 0 | 0 | 0 | 0 | 0 | 392706.7493 | 0 | 0 | 0 | 0 | 0 | 38963.1049 | 0 | 0 | 0 | 0 | 0 | 0 | 0 | 0 | 0 | 0 | 0 | 0 | 0 | 0
2016-04-03 01:00 | 0 | 0 | 0 | 0 | 0 | 0 | 57311.8515 | 399248 | 0 | 0 | 0 | 134236.2515 | 4121390.5038 | 0 | 0 | 0 | 0 | 0 | 0 | 0 | 0 | 0 | 392705.1785 | 0 | 0 | 0 | 0 | -69234.3821 | 0 | 272701.7664 | 0 | 0 | 0 | 0 | 0 | 0 | 0 | 0 | 0 | 0 | 0 | 0 | 0
2016-04-03 02:00 | 0 | 0 | 0 | 0 | 0 | 46255.5946 | 0.075061 | 390446 | 0 | 0 | 0 | 62747.6876 | 3848688.7374 | 0 | 0 | 0 | 0 | 0 | 0 | 0 | 0 | 0 | 392703.6077 | 0 | 0 | 0 | 0 | -71488.5639 | 0 | 272701.7664 | 0 | 0 | 0 | 0 | 0 | 0 | 0 | 0 | 0 | 0 | 0 | 0 | 0
2016-04-03 03:00 | 0 | 0 | 0 | 0 | 0 | 41700.546 | 0 | 377150 | 0 | 0 | 0 | 0 | 3575986.9709 | 0 | 0 | 0 | 0 | 0 | 0 | 0 | 0 | 0 | 392702.0369 | 0 | 0 | 0 | 0 | -62747.6876 | 0 | 272701.7664 | 0 | 0 | 0 | 0 | 0 | 0 | 0 | 0 | 0 | 0 | 0 | 0 | 0
2016-04-03 04:00 | 0 | 0 | 0 | 0 | 0 | 160066.7975 | 0 | 361280 | 0 | 0 | 0 | 71488.5639 | 3303285.2045 | 0 | 0 | 0 | 0 | 0 | 0 | 0 | 0 | 0 | 392700.4661 | 0 | 0 | 0 | 0 | 71488.5639 | 0 | 272701.7664 | 0 | 0 | 0 | 0 | 0 | 0 | 0 | 0 | 0 | 0 | 0 | 0 | 0
2016-04-03 05:00 | 0 | 0 | 0 | 0 | 0 | 3653.6697 | 0 | 347844 | 0 | 0 | 0 | 0 | 3030583.4381 | 0 | 0 | 0 | 0 | 0 | 0 | 0 | 0 | 0 | 392698.8952 | 0 | 0 | 0 | 0 | -71488.5639 | 0 | 272701.7664 | 0 | 0 | 0 | 0 | 0 | 0 | 0 | 0 | 0 | 0 | 0 | 0 | 0
2016-04-03 06:00 | 0 | 0 | 0 | 0 | 0 | 136937.7975 | 0 | 338151 | 0 | 0 | 0 | 71488.5639 | 2757881.6717 | 0 | 0 | 0 | 0 | 0 | 0 | 0 | 0 | 0 | 392697.3245 | 0 | 0 | 0 | 0 | 71488.5639 | 0 | 272701.7664 | 0 | 0 | 0 | 0 | 0 | 0 | 0 | 0 | 0 | 0 | 0 | 0 | 0
2016-04-03 07:00 | 0 | 0 | 0 | 0 | 0 | 131610.7975 | 0 | 332824 | 0 | 0 | 0 | 142977.1278 | 2485179.9053 | 0 | 0 | 0 | 0 | 0 | 0 | 0 | 0 | 0 | 392695.7537 | 0 | 0 | 0 | 0 | 71488.5639 | 0 | 272701.7664 | 0 | 0 | 0 | 0 | 0 | 0 | 0 | 0 | 0 | 0 | 0 | 0 | 0
2016-04-03 08:00 | 0 | 0 | 0 | 0 | 0 | 48043.9033 | 0 | 331348 | 0 | 0 | 0 | 132374.7975 | 2212478.1389 | 0 | 0 | 0 | 0 | 0 | 0 | 0 | 0 | 0 | 392694.1829 | 0 | 0 | 0 | 0 | -10602.3303 | 0 | 272701.7664 | 0 | 0 | 0 | 0 | 0 | 0 | 0 | 0 | 0 | 0 | 0 | 0 | 0
2016-04-03 09:00 | 0 | 0 | 0 | 0 | 0 | 0 | 0 | 333588 | 0 | 0 | 0 | 71488.5639 | 1939776.3725 | 0 | 0 | 0 | 0 | 0 | 0 | 0 | 0 | 0 | 392692.6121 | 0 | 0 | 0 | 0 | -60886.2336 | 0 | 272701.7664 | 0 | 0 | 0 | 0 | 0 | 0 | 0 | 0 | 0 | 0 | 0 | 0 | 0
2016-04-03 10:00 | 0 | 0 | 0 | 0 | 0 | 140217.7975 | 0 | 341431 | 0 | 0 | 0 | 142977.1278 | 1667074.606 | 0 | 0 | 0 | 0 | 0 | 0 | 0 | 0 | 0 | 392691.0413 | 0 | 0 | 0 | 0 | 71488.5639 | 0 | 272701.7664 | 0 | 0 | 0 | 0 | 0 | 0 | 0 | 0 | 0 | 0 | 0 | 0 | 0
2016-04-03 11:00 | 0 | 0 | 0 | 0 | 0 | 7792.6697 | 0 | 351983 | 0 | 0 | 0 | 71488.5639 | 1394372.8396 | 0 | 0 | 0 | 0 | 0 | 0 | 0 | 0 | 0 | 392689.4706 | 0 | 0 | 0 | 0 | -71488.5639 | 0 | 272701.7664 | 0 | 0 | 0 | 0 | 0 | 0 | 0 | 0 | 0 | 0 | 0 | 0 | 0
2016-04-03 12:00 | 0 | 0 | 0 | 0 | 0 | 20340.3319 | 102.3378 | 364633 | 0 | 0 | 0 | 0 | 1121671.0732 | 0 | 0 | 0 | 0 | 0 | 0 | 0 | 0 | 0 | 392687.8998 | 0 | 0 | 0 | 0 | -71488.5639 | 0 | 272701.7664 | 0 | 0 | 0 | 0 | 0 | 0 | 0 | 0 | 0 | 0 | 0 | 0 | 0
2016-04-03 13:00 | 0 | 0 | 0 | 0 | 0 | 0 | 183604.0477 | 374386 | 0 | 0 | 0 | 0 | 930889.1209 | 0 | 0 | 0 | 0 | 0 | 0 | 0 | 0 | 0 | 392686.3291 | 0 | 0 | 0 | 0 | 0 | 0 | 190781.9523 | 0 | 0 | 0 | 0 | 0 | 0 | 0 | 0 | 0 | 0 | 0 | 0 | 0
2016-04-03 14:00 | 0 | 0 | 0 | 0 | 0 | 0 | 582329.5785 | 378868 | 0 | 0 | 0 | 27297.3589 | 1105680.627 | 0 | 0 | 0 | 0 | 0 | 0 | 0 | 0 | 0 | 393782.9292 | 0 | 0 | 0 | 0 | 27297.3589 | 174791.506 | 0 | 0 | 0 | 0 | 0 | 0 | 0 | 0 | 0 | 0 | 0 | 1372.7136 | 0 | 0
2016-04-03 15:00 | 0 | 0 | 0 | 0 | 0 | 0 | 527062.8607 | 378196 | 0 | 0 | 0 | 0 | 1280472.133 | 0 | 0 | 0 | 0 | 0 | 0 | 0 | 0 | 0 | 394879.5249 | 0 | 0 | 0 | 0 | -27297.3589 | 174791.506 | 0 | 0 | 0 | 0 | 0 | 0 | 0 | 0 | 0 | 0 | 0 | 1372.7136 | 0 | 0
2016-04-03 16:00 | 0 | 0 | 0 | 0 | 0 | 0 | 624919.7835 | 377267 | 0 | 0 | 0 | 71488.5639 | 1455263.639 | 0 | 0 | 0 | 0 | 0 | 0 | 0 | 0 | 0 | 395976.1163 | 0 | 0 | 0 | 0 | 71488.5639 | 174791.506 | 0 | 0 | 0 | 0 | 0 | 0 | 0 | 0 | 0 | 0 | 0 | 1372.7136 | 0 | 0
2016-04-03 17:00 | 0 | 0 | 0 | 0 | 0 | 0 | 480313.6557 | 375638 | 0 | 0 | 0 | 0 | 1630055.1451 | 0 | 0 | 0 | 0 | 0 | 0 | 0 | 0 | 0 | 397072.7032 | 0 | 0 | 0 | 0 | -71488.5639 | 174791.506 | 0 | 0 | 0 | 0 | 0 | 0 | 0 | 0 | 0 | 0 | 0 | 1372.7136 | 0 | 0
2016-04-03 18:00 | 0 | 0 | 0 | 0 | 0 | 0 | 621344.7835 | 373692 | 0 | 0 | 0 | 71488.5639 | 1804846.6511 | 0 | 0 | 0 | 0 | 0 | 0 | 0 | 0 | 0 | 398169.2858 | 0 | 0 | 0 | 0 | 71488.5639 | 174791.506 | 0 | 0 | 0 | 0 | 0 | 0 | 0 | 0 | 0 | 0 | 0 | 1372.7136 | 0 | 0
2016-04-03 19:00 | 0 | 0 | 0 | 0 | 0 | 0 | 608795.7254 | 372138 | 0 | 0 | 0 | 131982.0697 | 1979638.1572 | 0 | 0 | 0 | 0 | 0 | 0 | 0 | 0 | 0 | 399265.864 | 0 | 0 | 0 | 0 | 60493.5058 | 174791.506 | 0 | 0 | 0 | 0 | 0 | 0 | 0 | 0 | 0 | 0 | 0 | 1372.7136 | 0 | 0
2016-04-03 20:00 | 0 | 0 | 0 | 0 | 0 | 0 | 622545.7835 | 374893 | 0 | 0 | 0 | 203470.6336 | 2154429.6632 | 0 | 0 | 0 | 0 | 0 | 0 | 0 | 0 | 0 | 400362.4378 | 0 | 0 | 0 | 0 | 71488.5639 | 174791.506 | 0 | 0 | 0 | 0 | 0 | 0 | 0 | 0 | 0 | 0 | 0 | 1372.7136 | 0 | 0
2016-04-03 21:00 | 0 | 0 | 0 | 0 | 0 | 0 | 484772.6557 | 380097 | 0 | 0 | 0 | 131982.0697 | 2329221.1692 | 0 | 0 | 0 | 0 | 0 | 0 | 0 | 0 | 0 | 401459.0072 | 0 | 0 | 0 | 0 | -71488.5639 | 174791.506 | 0 | 0 | 0 | 0 | 0 | 0 | 0 | 0 | 0 | 0 | 0 | 1372.7136 | 0 | 0
2016-04-03 22:00 | 0 | 0 | 0 | 0 | 0 | 0 | 633952.7835 | 386300 | 0 | 0 | 0 | 203470.6336 | 2504012.6753 | 0 | 0 | 0 | 0 | 0 | 0 | 0 | 0 | 0 | 402555.5722 | 0 | 0 | 0 | 0 | 71488.5639 | 174791.506 | 0 | 0 | 0 | 0 | 0 | 0 | 0 | 0 | 0 | 0 | 0 | 1372.7136 | 0 | 0
2016-04-03 23:00 | 0 | 0 | 0 | 0 | 0 | 0 | 570127.2196 | 393963 | 0 | 0 | 0 | 203470.6336 | 2678804.1813 | 0 | 0 | 0 | 0 | 0 | 0 | 0 | 0 | 0 | 403652.1329 | 0 | 0 | 0 | 0 | 0 | 174791.506 | 0 | 0 | 0 | 0 | 0 | 0 | 0 | 0 | 0 | 0 | 0 | 1372.7136 | 0 | 0
2016-04-04 | 0 | 0 | 0 | 0 | 0 | 0 | 391682.7995 | 405691 | 0 | 0 | 0 | 141248.9502 | 2727017.6641 | 0 | 0 | 0 | 0 | 0 | 0 | 0 | 0 | 0 | 403650.5183 | 0 | 0 | 0 | 0 | -62221.6833 | 48213.4828 | 0 | 0 | 0 | 0 | 0 | 0 | 0 | 0 | 0 | 0 | 0 | 0 | 0 | 0
2016-04-04 01:00 | 0 | 0 | 0 | 0 | 0 | 285277.8201 | 49777.616 | 406544 | 0 | 0 | 0 | 69760.3863 | 2727017.6641 | 0 | 0 | 0 | 0 | 0 | 0 | 0 | 0 | 0 | 403648.9037 | 0 | 0 | 0 | 0 | -71488.5639 | 0 | 0 | 0 | 0 | 0 | 0 | 0 | 0 | 0 | 0 | 0 | 0 | 0 | 0 | 0
2016-04-04 02:00 | 0 | 0 | 0 | 0 | 0 | 51145.3554 | 2.4918 | 393610 | 0 | 0 | 0 | 0 | 2454315.8977 | 0 | 0 | 0 | 0 | 0 | 0 | 0 | 0 | 0 | 403647.2891 | 0 | 0 | 0 | 0 | -69760.3863 | 0 | 272701.7664 | 0 | 0 | 0 | 0 | 0 | 0 | 0 | 0 | 0 | 0 | 0 | 0 | 0
2016-04-04 03:00 | 0 | 0 | 0 | 0 | 0 | 103744.2336 | 0 | 376446 | 0 | 0 | 0 | 0 | 2181614.1313 | 0 | 0 | 0 | 0 | 0 | 0 | 0 | 0 | 0 | 403645.6745 | 0 | 0 | 0 | 0 | 0 | 0 | 272701.7664 | 0 | 0 | 0 | 0 | 0 | 0 | 0 | 0 | 0 | 0 | 0 | 0 | 0
2016-04-04 04:00 | 0 | 0 | 0 | 0 | 0 | 155976.7975 | 0 | 357190 | 0 | 0 | 0 | 71488.5639 | 1908912.3649 | 0 | 0 | 0 | 0 | 0 | 0 | 0 | 0 | 0 | 403644.0599 | 0 | 0 | 0 | 0 | 71488.5639 | 0 | 272701.7664 | 0 | 0 | 0 | 0 | 0 | 0 | 0 | 0 | 0 | 0 | 0 | 0 | 0
2016-04-04 05:00 | 0 | 0 | 0 | 0 | 0 | 0 | 0 | 342504 | 0 | 0 | 0 | 1686.3303 | 1636210.5985 | 0 | 0 | 0 | 0 | 0 | 0 | 0 | 0 | 0 | 403642.4453 | 0 | 0 | 0 | 0 | -69802.2336 | 0 | 272701.7664 | 0 | 0 | 0 | 0 | 0 | 0 | 0 | 0 | 0 | 0 | 0 | 0 | 0
2016-04-04 06:00 | 0 | 0 | 0 | 0 | 0 | 131730.7975 | 0 | 332944 | 0 | 0 | 0 | 73174.8942 | 1363508.8321 | 0 | 0 | 0 | 0 | 0 | 0 | 0 | 0 | 0 | 403640.8308 | 0 | 0 | 0 | 0 | 71488.5639 | 0 | 272701.7664 | 0 | 0 | 0 | 0 | 0 | 0 | 0 | 0 | 0 | 0 | 0 | 0 | 0
2016-04-04 07:00 | 0 | 0 | 0 | 0 | 0 | 37802.573 | 0 | 327624 | 0 | 0 | 0 | 56055.2336 | 1090807.0657 | 0 | 0 | 0 | 0 | 0 | 0 | 0 | 0 | 0 | 403639.2162 | 0 | 0 | 0 | 0 | -17119.6606 | 0 | 272701.7664 | 0 | 0 | 0 | 0 | 0 | 0 | 0 | 0 | 0 | 0 | 0 | 0 | 0
2016-04-04 08:00 | 0 | 0 | 0 | 0 | 0 | 0 | 0 | 328757 | 0 | 0 | 0 | 0 | 818105.2992 | 0 | 0 | 0 | 0 | 0 | 0 | 0 | 0 | 0 | 403637.6016 | 0 | 0 | 0 | 0 | -56055.2336 | 0 | 272701.7664 | 0 | 0 | 0 | 0 | 0 | 0 | 0 | 0 | 0 | 0 | 0 | 0 | 0
2016-04-04 09:00 | 0 | 0 | 0 | 0 | 0 | 140941.7975 | 0 | 342155 | 0 | 0 | 0 | 71488.5639 | 545403.5328 | 0 | 0 | 0 | 0 | 0 | 0 | 0 | 0 | 0 | 403635.9871 | 0 | 0 | 0 | 0 | 71488.5639 | 0 | 272701.7664 | 0 | 0 | 0 | 0 | 0 | 0 | 0 | 0 | 0 | 0 | 0 | 0 | 0
2016-04-04 10:00 | 0 | 0 | 0 | 0 | 0 | 170568.7975 | 0 | 371782 | 0 | 0 | 0 | 142977.1278 | 272701.7664 | 0 | 0 | 0 | 0 | 0 | 0 | 0 | 0 | 0 | 403634.3725 | 0 | 0 | 0 | 0 | 71488.5639 | 0 | 272701.7664 | 0 | 0 | 0 | 0 | 0 | 0 | 0 | 0 | 0 | 0 | 0 | 0 | 0
2016-04-04 11:00 | 0 | 0 | 0 | 0 | 0 | 387982.9816 | 0 | 399995 | 0 | 0 | 0 | 130965.1094 | 272701.7664 | 0 | 0 | 0 | 0 | 0 | 0 | 0 | 0 | 0 | 403632.758 | 0 | 0 | 0 | 0 | -12012.0184 | 0 | 0 | 0 | 0 | 0 | 0 | 0 | 0 | 0 | 0 | 0 | 0 | 0 | 0 | 0
2016-04-04 12:00 | 0 | 0 | 0 | 0 | 0 | 79669.3651 | 109.323 | 411957 | 0 | 0 | 0 | 71488.5639 | 0 | 0 | 0 | 0 | 0 | 0 | 0 | 0 | 0 | 0 | 403631.1435 | 0 | 0 | 0 | 0 | -59476.5455 | 0 | 272701.7664 | 0 | 0 | 0 | 0 | 0 | 0 | 0 | 0 | 0 | 0 | 0 | 0 | 0
2016-04-04 13:00 | 0 | 0 | 0 | 0 | 0 | 120242.646 | 225664.7901 | 417396 | 0 | 0 | 0 | 0 | 0 | 0 | 0 | 0 | 0 | 0 | 0 | 0 | 0 | 0 | 403629.529 | 0 | 0 | 0 | 0 | -71488.5639 | 0 | 0 | 0 | 0 | 0 | 0 | 0 | 0 | 0 | 0 | 0 | 0 | 0 | 0 | 0
2016-04-04 14:00 | 0 | 0 | 0 | 0 | 0 | 0 | 524597.6449 | 422326 | 0 | 0 | 0 | 0 | 102271.6449 | 0 | 0 | 0 | 0 | 0 | 0 | 0 | 0 | 0 | 403627.9144 | 0 | 0 | 0 | 0 | 0 | 102271.6449 | 0 | 0 | 0 | 0 | 0 | 0 | 0 | 0 | 0 | 0 | 0 | 0 | 0 | 0
2016-04-04 15:00 | 0 | 0 | 0 | 0 | 0 | 0 | 601125.2196 | 424961 | 0 | 0 | 0 | 0 | 277063.1509 | 0 | 0 | 0 | 0 | 0 | 0 | 0 | 0 | 0 | 404724.4708 | 0 | 0 | 0 | 0 | 0 | 174791.506 | 0 | 0 | 0 | 0 | 0 | 0 | 0 | 0 | 0 | 0 | 0 | 1372.7136 | 0 | 0
2016-04-04 16:00 | 0 | 0 | 0 | 0 | 0 | 0 | 602481.2196 | 426317 | 0 | 0 | 0 | 0 | 451854.657 | 0 | 0 | 0 | 0 | 0 | 0 | 0 | 0 | 0 | 405821.0228 | 0 | 0 | 0 | 0 | 0 | 174791.506 | 0 | 0 | 0 | 0 | 0 | 0 | 0 | 0 | 0 | 0 | 0 | 1372.7136 | 0 | 0
2016-04-04 17:00 | 0 | 0 | 0 | 0 | 0 | 0 | 676179.7835 | 428527 | 0 | 0 | 0 | 71488.5639 | 626646.163 | 0 | 0 | 0 | 0 | 0 | 0 | 0 | 0 | 0 | 406917.5703 | 0 | 0 | 0 | 0 | 71488.5639 | 174791.506 | 0 | 0 | 0 | 0 | 0 | 0 | 0 | 0 | 0 | 0 | 0 | 1372.7136 | 0 | 0
2016-04-04 18:00 | 0 | 0 | 0 | 0 | 0 | 0 | 678276.7835 | 430624 | 0 | 0 | 0 | 142977.1278 | 801437.669 | 0 | 0 | 0 | 0 | 0 | 0 | 0 | 0 | 0 | 408014.1135 | 0 | 0 | 0 | 0 | 71488.5639 | 174791.506 | 0 | 0 | 0 | 0 | 0 | 0 | 0 | 0 | 0 | 0 | 0 | 1372.7136 | 0 | 0
2016-04-04 19:00 | 0 | 0 | 0 | 0 | 0 | 0 | 537461.6557 | 432786 | 0 | 0 | 0 | 71488.5639 | 976229.1751 | 0 | 0 | 0 | 0 | 0 | 0 | 0 | 0 | 0 | 409110.6523 | 0 | 0 | 0 | 0 | -71488.5639 | 174791.506 | 0 | 0 | 0 | 0 | 0 | 0 | 0 | 0 | 0 | 0 | 0 | 1372.7136 | 0 | 0
2016-04-04 20:00 | 0 | 0 | 0 | 0 | 0 | 0 | 684570.7835 | 436918 | 0 | 0 | 0 | 142977.1278 | 1151020.6811 | 0 | 0 | 0 | 0 | 0 | 0 | 0 | 0 | 0 | 410207.1868 | 0 | 0 | 0 | 0 | 71488.5639 | 174791.506 | 0 | 0 | 0 | 0 | 0 | 0 | 0 | 0 | 0 | 0 | 0 | 1372.7136 | 0 | 0
2016-04-04 21:00 | 0 | 0 | 0 | 0 | 0 | 0 | 678160.7254 | 441503 | 0 | 0 | 0 | 203470.6336 | 1325812.1872 | 0 | 0 | 0 | 0 | 0 | 0 | 0 | 0 | 0 | 411303.7168 | 0 | 0 | 0 | 0 | 60493.5058 | 174791.506 | 0 | 0 | 0 | 0 | 0 | 0 | 0 | 0 | 0 | 0 | 0 | 1372.7136 | 0 | 0
2016-04-04 22:00 | 0 | 0 | 0 | 0 | 0 | 0 | 620206.2196 | 444042 | 0 | 0 | 0 | 203470.6336 | 1500603.6932 | 0 | 0 | 0 | 0 | 0 | 0 | 0 | 0 | 0 | 412400.2425 | 0 | 0 | 0 | 0 | 0 | 174791.506 | 0 | 0 | 0 | 0 | 0 | 0 | 0 | 0 | 0 | 0 | 0 | 1372.7136 | 0 | 0
2016-04-04 23:00 | 0 | 0 | 0 | 0 | 0 | 0 | 612917.8067 | 445816 | 0 | 0 | 0 | 203470.6336 | 1667705.4999 | 0 | 0 | 0 | 0 | 0 | 0 | 0 | 0 | 0 | 412398.5929 | 0 | 0 | 0 | 0 | 0 | 167101.8067 | 0 | 0 | 0 | 0 | 0 | 0 | 0 | 0 | 0 | 0 | 0 | 0 | 0 | 0
2016-04-05 | 0 | 0 | 0 | 0 | 0 | 0 | 363371.5064 | 451312 | 0 | 0 | 0 | 203470.6336 | 1579765.0062 | 0 | 0 | 0 | 0 | 0 | 0 | 0 | 0 | 0 | 412396.9433 | 0 | 0 | 0 | 0 | 0 | 0 | 87940.4936 | 0 | 0 | 0 | 0 | 0 | 0 | 0 | 0 | 0 | 0 | 0 | 0 | 0
2016-04-05 01:00 | 0 | 0 | 0 | 0 | 0 | 42432.3073 | 59789.3624 | 446412 | 0 | 0 | 0 | 131982.0697 | 1307063.2398 | 0 | 0 | 0 | 0 | 0 | 0 | 0 | 0 | 0 | 412395.2937 | 0 | 0 | 0 | 0 | -71488.5639 | 0 | 272701.7664 | 0 | 0 | 0 | 0 | 0 | 0 | 0 | 0 | 0 | 0 | 0 | 0 | 0
2016-04-05 02:00 | 0 | 0 | 0 | 0 | 0 | 165863.4517 | 4.84 | 427575 | 0 | 0 | 0 | 142977.1278 | 1034361.4734 | 0 | 0 | 0 | 0 | 0 | 0 | 0 | 0 | 0 | 412393.6441 | 0 | 0 | 0 | 0 | 10995.0581 | 0 | 272701.7664 | 0 | 0 | 0 | 0 | 0 | 0 | 0 | 0 | 0 | 0 | 0 | 0 | 0
2016-04-05 03:00 | 0 | 0 | 0 | 0 | 0 | 332732.4361 | 0 | 404221 | 0 | 0 | 0 | 71488.5639 | 1034361.4734 | 0 | 0 | 0 | 0 | 0 | 0 | 0 | 0 | 0 | 412391.9945 | 0 | 0 | 0 | 0 | -71488.5639 | 0 | 0 | 0 | 0 | 0 | 0 | 0 | 0 | 0 | 0 | 0 | 0 | 0 | 0 | 0
2016-04-05 04:00 | 0 | 0 | 0 | 0 | 0 | 310562.4361 | 0 | 382051 | 0 | 0 | 0 | 0 | 1034361.4734 | 0 | 0 | 0 | 0 | 0 | 0 | 0 | 0 | 0 | 412390.345 | 0 | 0 | 0 | 0 | -71488.5639 | 0 | 0 | 0 | 0 | 0 | 0 | 0 | 0 | 0 | 0 | 0 | 0 | 0 | 0 | 0
2016-04-05 05:00 | 0 | 0 | 0 | 0 | 0 | 163120.7975 | 0 | 364334 | 0 | 0 | 0 | 71488.5639 | 761659.707 | 0 | 0 | 0 | 0 | 0 | 0 | 0 | 0 | 0 | 412388.6954 | 0 | 0 | 0 | 0 | 71488.5639 | 0 | 272701.7664 | 0 | 0 | 0 | 0 | 0 | 0 | 0 | 0 | 0 | 0 | 0 | 0 | 0
2016-04-05 06:00 | 0 | 0 | 0 | 0 | 0 | 281162.4361 | 0 | 352651 | 0 | 0 | 0 | 0 | 761659.707 | 0 | 0 | 0 | 0 | 0 | 0 | 0 | 0 | 0 | 412387.0458 | 0 | 0 | 0 | 0 | -71488.5639 | 0 | 0 | 0 | 0 | 0 | 0 | 0 | 0 | 0 | 0 | 0 | 0 | 0 | 0 | 0
2016-04-05 07:00 | 0 | 0 | 0 | 0 | 0 | 417470.5639 | 0 | 345982 | 0 | 0 | 0 | 71488.5639 | 761659.707 | 0 | 0 | 0 | 0 | 0 | 0 | 0 | 0 | 0 | 412385.3963 | 0 | 0 | 0 | 0 | 71488.5639 | 0 | 0 | 0 | 0 | 0 | 0 | 0 | 0 | 0 | 0 | 0 | 0 | 0 | 0 | 0
2016-04-05 08:00 | 0 | 0 | 0 | 0 | 0 | 2040.6697 | 0 | 346231 | 0 | 0 | 0 | 0 | 488957.9406 | 0 | 0 | 0 | 0 | 0 | 0 | 0 | 0 | 0 | 412383.7467 | 0 | 0 | 0 | 0 | -71488.5639 | 0 | 272701.7664 | 0 | 0 | 0 | 0 | 0 | 0 | 0 | 0 | 0 | 0 | 0 | 0 | 0
2016-04-05 09:00 | 0 | 0 | 0 | 0 | 0 | 142808.8258 | 0 | 359065 | 0 | 0 | 0 | 0 | 272701.7664 | 0 | 0 | 0 | 0 | 0 | 0 | 0 | 0 | 0 | 412382.0972 | 0 | 0 | 0 | 0 | 0 | 0 | 216256.1742 | 0 | 0 | 0 | 0 | 0 | 0 | 0 | 0 | 0 | 0 | 0 | 0 | 0
2016-04-05 10:00 | 0 | 0 | 0 | 0 | 0 | 115341.2336 | 0 | 388043 | 0 | 0 | 0 | 0 | 0 | 0 | 0 | 0 | 0 | 0 | 0 | 0 | 0 | 0 | 412380.4477 | 0 | 0 | 0 | 0 | 0 | 0 | 272701.7664 | 0 | 0 | 0 | 0 | 0 | 0 | 0 | 0 | 0 | 0 | 0 | 0 | 0
2016-04-05 11:00 | 0 | 0 | 0 | 0 | 0 | 486818.5639 | 0 | 415330 | 0 | 0 | 0 | 71488.5639 | 0 | 0 | 0 | 0 | 0 | 0 | 0 | 0 | 0 | 0 | 412378.7982 | 0 | 0 | 0 | 0 | 71488.5639 | 0 | 0 | 0 | 0 | 0 | 0 | 0 | 0 | 0 | 0 | 0 | 0 | 0 | 0 | 0
2016-04-05 12:00 | 0 | 0 | 0 | 0 | 0 | 576501.9947 | 131.8721 | 425343 | 0 | 0 | 0 | 71488.5639 | 151290.8668 | 0 | 0 | 0 | 0 | 0 | 0 | 0 | 0 | 0 | 412377.1486 | 0 | 0 | 0 | 0 | 0 | 151290.8668 | 0 | 0 | 0 | 0 | 0 | 0 | 0 | 0 | 0 | 0 | 0 | 0 | 0 | 0
2016-04-05 13:00 | 0 | 0 | 0 | 0 | 0 | 0 | 206802.5693 | 429582 | 0 | 0 | 0 | 0 | 0 | 0 | 0 | 0 | 0 | 0 | 0 | 0 | 0 | 0 | 412375.4991 | 0 | 0 | 0 | 0 | -71488.5639 | 0 | 151290.8668 | 0 | 0 | 0 | 0 | 0 | 0 | 0 | 0 | 0 | 0 | 0 | 0 | 0
2016-04-05 14:00 | 0 | 0 | 0 | 0 | 0 | 0 | 565848.7049 | 433786 | 0 | 0 | 0 | 0 | 132062.7049 | 0 | 0 | 0 | 0 | 0 | 0 | 0 | 0 | 0 | 412373.8496 | 0 | 0 | 0 | 0 | 0 | 132062.7049 | 0 | 0 | 0 | 0 | 0 | 0 | 0 | 0 | 0 | 0 | 0 | 0 | 0 | 0
2016-04-05 15:00 | 0 | 0 | 0 | 0 | 0 | 0 | 610816.2196 | 434652 | 0 | 0 | 0 | 0 | 306854.211 | 0 | 0 | 0 | 0 | 0 | 0 | 0 | 0 | 0 | 413470.371 | 0 | 0 | 0 | 0 | 0 | 174791.506 | 0 | 0 | 0 | 0 | 0 | 0 | 0 | 0 | 0 | 0 | 0 | 1372.7136 | 0 | 0
2016-04-05 16:00 | 0 | 0 | 0 | 0 | 0 | 0 | 681258.7835 | 433606 | 0 | 0 | 0 | 71488.5639 | 481645.717 | 0 | 0 | 0 | 0 | 0 | 0 | 0 | 0 | 0 | 414566.888 | 0 | 0 | 0 | 0 | 71488.5639 | 174791.506 | 0 | 0 | 0 | 0 | 0 | 0 | 0 | 0 | 0 | 0 | 0 | 1372.7136 | 0 | 0
2016-04-05 17:00 | 0 | 0 | 0 | 0 | 0 | 0 | 538374.6557 | 433699 | 0 | 0 | 0 | 0 | 656437.223 | 0 | 0 | 0 | 0 | 0 | 0 | 0 | 0 | 0 | 415663.4006 | 0 | 0 | 0 | 0 | -71488.5639 | 174791.506 | 0 | 0 | 0 | 0 | 0 | 0 | 0 | 0 | 0 | 0 | 0 | 1372.7136 | 0 | 0
2016-04-05 18:00 | 0 | 0 | 0 | 0 | 0 | 0 | 681526.7835 | 433874 | 0 | 0 | 0 | 71488.5639 | 831228.7291 | 0 | 0 | 0 | 0 | 0 | 0 | 0 | 0 | 0 | 416759.9088 | 0 | 0 | 0 | 0 | 71488.5639 | 174791.506 | 0 | 0 | 0 | 0 | 0 | 0 | 0 | 0 | 0 | 0 | 0 | 1372.7136 | 0 | 0
2016-04-05 19:00 | 0 | 0 | 0 | 0 | 0 | 0 | 682115.7835 | 434463 | 0 | 0 | 0 | 142977.1278 | 1006020.2351 | 0 | 0 | 0 | 0 | 0 | 0 | 0 | 0 | 0 | 417856.4126 | 0 | 0 | 0 | 0 | 71488.5639 | 174791.506 | 0 | 0 | 0 | 0 | 0 | 0 | 0 | 0 | 0 | 0 | 0 | 1372.7136 | 0 | 0
2016-04-05 20:00 | 0 | 0 | 0 | 0 | 0 | 0 | 673153.7254 | 436496 | 0 | 0 | 0 | 203470.6336 | 1180811.7412 | 0 | 0 | 0 | 0 | 0 | 0 | 0 | 0 | 0 | 418952.9121 | 0 | 0 | 0 | 0 | 60493.5058 | 174791.506 | 0 | 0 | 0 | 0 | 0 | 0 | 0 | 0 | 0 | 0 | 0 | 1372.7136 | 0 | 0
2016-04-05 21:00 | 0 | 0 | 0 | 0 | 0 | 0 | 544763.6557 | 440088 | 0 | 0 | 0 | 131982.0697 | 1355603.2472 | 0 | 0 | 0 | 0 | 0 | 0 | 0 | 0 | 0 | 420049.4071 | 0 | 0 | 0 | 0 | -71488.5639 | 174791.506 | 0 | 0 | 0 | 0 | 0 | 0 | 0 | 0 | 0 | 0 | 0 | 1372.7136 | 0 | 0
2016-04-05 22:00 | 0 | 0 | 0 | 0 | 0 | 0 | 690390.7835 | 442738 | 0 | 0 | 0 | 203470.6336 | 1530394.7532 | 0 | 0 | 0 | 0 | 0 | 0 | 0 | 0 | 0 | 421145.8978 | 0 | 0 | 0 | 0 | 71488.5639 | 174791.506 | 0 | 0 | 0 | 0 | 0 | 0 | 0 | 0 | 0 | 0 | 0 | 1372.7136 | 0 | 0
2016-04-05 23:00 | 0 | 0 | 0 | 0 | 0 | 0 | 622996.2196 | 446832 | 0 | 0 | 0 | 203470.6336 | 1705186.2593 | 0 | 0 | 0 | 0 | 0 | 0 | 0 | 0 | 0 | 422242.3841 | 0 | 0 | 0 | 0 | 0 | 174791.506 | 0 | 0 | 0 | 0 | 0 | 0 | 0 | 0 | 0 | 0 | 0 | 1372.7136 | 0 | 0
2016-04-06 | 0 | 0 | 0 | 0 | 0 | 0 | 404120.0214 | 457670 | 0 | 0 | 0 | 203470.6336 | 1651636.2807 | 0 | 0 | 0 | 0 | 0 | 0 | 0 | 0 | 0 | 422240.6951 | 0 | 0 | 0 | 0 | 0 | 0 | 53549.9786 | 0 | 0 | 0 | 0 | 0 | 0 | 0 | 0 | 0 | 0 | 0 | 0 | 0
2016-04-06 01:00 | 0 | 0 | 0 | 0 | 0 | 118879.4686 | 63688.765 | 455270 | 0 | 0 | 0 | 203470.6336 | 1378934.5143 | 0 | 0 | 0 | 0 | 0 | 0 | 0 | 0 | 0 | 422239.0061 | 0 | 0 | 0 | 0 | 0 | 0 | 272701.7664 | 0 | 0 | 0 | 0 | 0 | 0 | 0 | 0 | 0 | 0 | 0 | 0 | 0
2016-04-06 02:00 | 0 | 0 | 0 | 0 | 0 | 377042.3474 | 9.1468 | 437545 | 0 | 0 | 0 | 142977.1278 | 1378934.5143 | 0 | 0 | 0 | 0 | 0 | 0 | 0 | 0 | 0 | 422237.3172 | 0 | 0 | 0 | 0 | -60493.5058 | 0 | 0 | 0 | 0 | 0 | 0 | 0 | 0 | 0 | 0 | 0 | 0 | 0 | 0 | 0
2016-04-06 03:00 | 0 | 0 | 0 | 0 | 0 | 70496.6697 | 0 | 414687 | 0 | 0 | 0 | 71488.5639 | 1106232.7479 | 0 | 0 | 0 | 0 | 0 | 0 | 0 | 0 | 0 | 422235.6282 | 0 | 0 | 0 | 0 | -71488.5639 | 0 | 272701.7664 | 0 | 0 | 0 | 0 | 0 | 0 | 0 | 0 | 0 | 0 | 0 | 0 | 0
2016-04-06 04:00 | 0 | 0 | 0 | 0 | 0 | 322847.4361 | 0 | 394336 | 0 | 0 | 0 | 0 | 1106232.7479 | 0 | 0 | 0 | 0 | 0 | 0 | 0 | 0 | 0 | 422233.9393 | 0 | 0 | 0 | 0 | -71488.5639 | 0 | 0 | 0 | 0 | 0 | 0 | 0 | 0 | 0 | 0 | 0 | 0 | 0 | 0 | 0
2016-04-06 05:00 | 0 | 0 | 0 | 0 | 0 | 104697.2336 | 0 | 377399 | 0 | 0 | 0 | 0 | 833530.9814 | 0 | 0 | 0 | 0 | 0 | 0 | 0 | 0 | 0 | 422232.2504 | 0 | 0 | 0 | 0 | 0 | 0 | 272701.7664 | 0 | 0 | 0 | 0 | 0 | 0 | 0 | 0 | 0 | 0 | 0 | 0 | 0
2016-04-06 06:00 | 0 | 0 | 0 | 0 | 0 | 365727 | 0 | 365727 | 0 | 0 | 0 | 0 | 833530.9814 | 0 | 0 | 0 | 0 | 0 | 0 | 0 | 0 | 0 | 422230.5614 | 0 | 0 | 0 | 0 | 0 | 0 | 0 | 0 | 0 | 0 | 0 | 0 | 0 | 0 | 0 | 0 | 0 | 0 | 0 | 0
2016-04-06 07:00 | 0 | 0 | 0 | 0 | 0 | 359665 | 0 | 359665 | 0 | 0 | 0 | 0 | 833530.9814 | 0 | 0 | 0 | 0 | 0 | 0 | 0 | 0 | 0 | 422228.8725 | 0 | 0 | 0 | 0 | 0 | 0 | 0 | 0 | 0 | 0 | 0 | 0 | 0 | 0 | 0 | 0 | 0 | 0 | 0 | 0
2016-04-06 08:00 | 0 | 0 | 0 | 0 | 0 | 431228.5639 | 0 | 359740 | 0 | 0 | 0 | 71488.5639 | 833530.9814 | 0 | 0 | 0 | 0 | 0 | 0 | 0 | 0 | 0 | 422227.1836 | 0 | 0 | 0 | 0 | 71488.5639 | 0 | 0 | 0 | 0 | 0 | 0 | 0 | 0 | 0 | 0 | 0 | 0 | 0 | 0 | 0
2016-04-06 09:00 | 0 | 0 | 0 | 0 | 0 | 97844.2336 | 0 | 370546 | 0 | 0 | 0 | 71488.5639 | 560829.215 | 0 | 0 | 0 | 0 | 0 | 0 | 0 | 0 | 0 | 422225.4947 | 0 | 0 | 0 | 0 | 0 | 0 | 272701.7664 | 0 | 0 | 0 | 0 | 0 | 0 | 0 | 0 | 0 | 0 | 0 | 0 | 0
2016-04-06 10:00 | 0 | 0 | 0 | 0 | 0 | 54487.6697 | 0 | 398678 | 0 | 0 | 0 | 0 | 288127.4486 | 0 | 0 | 0 | 0 | 0 | 0 | 0 | 0 | 0 | 422223.8058 | 0 | 0 | 0 | 0 | -71488.5639 | 0 | 272701.7664 | 0 | 0 | 0 | 0 | 0 | 0 | 0 | 0 | 0 | 0 | 0 | 0 | 0
2016-04-06 11:00 | 0 | 0 | 0 | 0 | 0 | 598268.506 | 0 | 423477 | 0 | 0 | 0 | 0 | 462918.9547 | 0 | 0 | 0 | 0 | 0 | 0 | 0 | 0 | 0 | 422222.1169 | 0 | 0 | 0 | 0 | 0 | 174791.506 | 0 | 0 | 0 | 0 | 0 | 0 | 0 | 0 | 0 | 0 | 0 | 0 | 0 | 0
2016-04-06 12:00 | 0 | 0 | 0 | 0 | 0 | 500976.5517 | 154.0122 | 429642 | 0 | 0 | 0 | 71488.5639 | 462918.9547 | 0 | 0 | 0 | 0 | 0 | 0 | 0 | 0 | 0 | 422220.428 | 0 | 0 | 0 | 0 | 71488.5639 | 0 | 0 | 0 | 0 | 0 | 0 | 0 | 0 | 0 | 0 | 0 | 0 | 0 | 0 | 0
2016-04-06 13:00 | 0 | 0 | 0 | 0 | 0 | 141702.1758 | 217739.2603 | 430930 | 0 | 0 | 0 | 0 | 462918.9547 | 0 | 0 | 0 | 0 | 0 | 0 | 0 | 0 | 0 | 422218.7391 | 0 | 0 | 0 | 0 | -71488.5639 | 0 | 0 | 0 | 0 | 0 | 0 | 0 | 0 | 0 | 0 | 0 | 0 | 0 | 0 | 0
2016-04-06 14:00 | 0 | 0 | 0 | 0 | 0 | 0 | 609054.2196 | 432890 | 0 | 0 | 0 | 0 | 637710.4607 | 0 | 0 | 0 | 0 | 0 | 0 | 0 | 0 | 0 | 423315.2211 | 0 | 0 | 0 | 0 | 0 | 174791.506 | 0 | 0 | 0 | 0 | 0 | 0 | 0 | 0 | 0 | 0 | 0 | 1372.7136 | 0 | 0
2016-04-06 15:00 | 0 | 0 | 0 | 0 | 0 | 0 | 608502.2196 | 432338 | 0 | 0 | 0 | 0 | 812501.9667 | 0 | 0 | 0 | 0 | 0 | 0 | 0 | 0 | 0 | 424411.6987 | 0 | 0 | 0 | 0 | 0 | 174791.506 | 0 | 0 | 0 | 0 | 0 | 0 | 0 | 0 | 0 | 0 | 0 | 1372.7136 | 0 | 0
2016-04-06 16:00 | 0 | 0 | 0 | 0 | 0 | 0 | 677786.7835 | 430134 | 0 | 0 | 0 | 71488.5639 | 987293.4728 | 0 | 0 | 0 | 0 | 0 | 0 | 0 | 0 | 0 | 425508.1719 | 0 | 0 | 0 | 0 | 71488.5639 | 174791.506 | 0 | 0 | 0 | 0 | 0 | 0 | 0 | 0 | 0 | 0 | 0 | 1372.7136 | 0 | 0
2016-04-06 17:00 | 0 | 0 | 0 | 0 | 0 | 0 | 534030.6557 | 429355 | 0 | 0 | 0 | 0 | 1162084.9788 | 0 | 0 | 0 | 0 | 0 | 0 | 0 | 0 | 0 | 426604.6408 | 0 | 0 | 0 | 0 | -71488.5639 | 174791.506 | 0 | 0 | 0 | 0 | 0 | 0 | 0 | 0 | 0 | 0 | 0 | 1372.7136 | 0 | 0
2016-04-06 18:00 | 0 | 0 | 0 | 0 | 0 | 0 | 677366.7835 | 429714 | 0 | 0 | 0 | 71488.5639 | 1336876.4848 | 0 | 0 | 0 | 0 | 0 | 0 | 0 | 0 | 0 | 427701.1052 | 0 | 0 | 0 | 0 | 71488.5639 | 174791.506 | 0 | 0 | 0 | 0 | 0 | 0 | 0 | 0 | 0 | 0 | 0 | 1372.7136 | 0 | 0
2016-04-06 19:00 | 0 | 0 | 0 | 0 | 0 | 0 | 677284.7835 | 429632 | 0 | 0 | 0 | 142977.1278 | 1511667.9909 | 0 | 0 | 0 | 0 | 0 | 0 | 0 | 0 | 0 | 428797.5653 | 0 | 0 | 0 | 0 | 71488.5639 | 174791.506 | 0 | 0 | 0 | 0 | 0 | 0 | 0 | 0 | 0 | 0 | 0 | 1372.7136 | 0 | 0
2016-04-06 20:00 | 0 | 0 | 0 | 0 | 0 | 0 | 536926.6557 | 432251 | 0 | 0 | 0 | 71488.5639 | 1686459.4969 | 0 | 0 | 0 | 0 | 0 | 0 | 0 | 0 | 0 | 429894.021 | 0 | 0 | 0 | 0 | -71488.5639 | 174791.506 | 0 | 0 | 0 | 0 | 0 | 0 | 0 | 0 | 0 | 0 | 0 | 1372.7136 | 0 | 0
2016-04-06 21:00 | 0 | 0 | 0 | 0 | 0 | 0 | 683018.7835 | 435366 | 0 | 0 | 0 | 142977.1278 | 1861251.003 | 0 | 0 | 0 | 0 | 0 | 0 | 0 | 0 | 0 | 430990.4722 | 0 | 0 | 0 | 0 | 71488.5639 | 174791.506 | 0 | 0 | 0 | 0 | 0 | 0 | 0 | 0 | 0 | 0 | 0 | 1372.7136 | 0 | 0
2016-04-06 22:00 | 0 | 0 | 0 | 0 | 0 | 0 | 675001.7254 | 438344 | 0 | 0 | 0 | 203470.6336 | 2036042.509 | 0 | 0 | 0 | 0 | 0 | 0 | 0 | 0 | 0 | 432086.9191 | 0 | 0 | 0 | 0 | 60493.5058 | 174791.506 | 0 | 0 | 0 | 0 | 0 | 0 | 0 | 0 | 0 | 0 | 0 | 1372.7136 | 0 | 0
2016-04-06 23:00 | 0 | 0 | 0 | 0 | 0 | 0 | 619346.2196 | 443182 | 0 | 0 | 0 | 203470.6336 | 2210834.015 | 0 | 0 | 0 | 0 | 0 | 0 | 0 | 0 | 0 | 433183.3617 | 0 | 0 | 0 | 0 | 0 | 174791.506 | 0 | 0 | 0 | 0 | 0 | 0 | 0 | 0 | 0 | 0 | 0 | 1372.7136 | 0 | 0
2016-04-07 | 0 | 0 | 0 | 0 | 0 | 0 | 428531.838 | 448526 | 0 | 0 | 0 | 131982.0697 | 2262328.417 | 0 | 0 | 0 | 0 | 0 | 0 | 0 | 0 | 0 | 433181.6289 | 0 | 0 | 0 | 0 | -71488.5639 | 51494.4019 | 0 | 0 | 0 | 0 | 0 | 0 | 0 | 0 | 0 | 0 | 0 | 0 | 0 | 0
2016-04-07 01:00 | 0 | 0 | 0 | 0 | 0 | 39087.603 | 59746.0667 | 443024 | 0 | 0 | 0 | 60493.5058 | 1989626.6506 | 0 | 0 | 0 | 0 | 0 | 0 | 0 | 0 | 0 | 433179.8962 | 0 | 0 | 0 | 0 | -71488.5639 | 0 | 272701.7664 | 0 | 0 | 0 | 0 | 0 | 0 | 0 | 0 | 0 | 0 | 0 | 0 | 0
2016-04-07 02:00 | 0 | 0 | 0 | 0 | 0 | 496229.1094 | 9.4544 | 424750 | 0 | 0 | 0 | 131982.0697 | 1989626.6506 | 0 | 0 | 0 | 0 | 0 | 0 | 0 | 0 | 0 | 433178.1635 | 0 | 0 | 0 | 0 | 71488.5639 | 0 | 0 | 0 | 0 | 0 | 0 | 0 | 0 | 0 | 0 | 0 | 0 | 0 | 0 | 0
2016-04-07 03:00 | 0 | 0 | 0 | 0 | 0 | 200405.7975 | 0 | 401619 | 0 | 0 | 0 | 203470.6336 | 1716924.8842 | 0 | 0 | 0 | 0 | 0 | 0 | 0 | 0 | 0 | 433176.4308 | 0 | 0 | 0 | 0 | 71488.5639 | 0 | 272701.7664 | 0 | 0 | 0 | 0 | 0 | 0 | 0 | 0 | 0 | 0 | 0 | 0 | 0
2016-04-07 04:00 | 0 | 0 | 0 | 0 | 0 | 34467.6697 | 0 | 378658 | 0 | 0 | 0 | 131982.0697 | 1444223.1177 | 0 | 0 | 0 | 0 | 0 | 0 | 0 | 0 | 0 | 433174.6981 | 0 | 0 | 0 | 0 | -71488.5639 | 0 | 272701.7664 | 0 | 0 | 0 | 0 | 0 | 0 | 0 | 0 | 0 | 0 | 0 | 0 | 0
2016-04-07 05:00 | 0 | 0 | 0 | 0 | 0 | 27898.7278 | 0 | 361094 | 0 | 0 | 0 | 71488.5639 | 1171521.3513 | 0 | 0 | 0 | 0 | 0 | 0 | 0 | 0 | 0 | 433172.9654 | 0 | 0 | 0 | 0 | -60493.5058 | 0 | 272701.7664 | 0 | 0 | 0 | 0 | 0 | 0 | 0 | 0 | 0 | 0 | 0 | 0 | 0
2016-04-07 06:00 | 0 | 0 | 0 | 0 | 0 | 4758.6697 | 0 | 348949 | 0 | 0 | 0 | 0 | 898819.5849 | 0 | 0 | 0 | 0 | 0 | 0 | 0 | 0 | 0 | 433171.2327 | 0 | 0 | 0 | 0 | -71488.5639 | 0 | 272701.7664 | 0 | 0 | 0 | 0 | 0 | 0 | 0 | 0 | 0 | 0 | 0 | 0 | 0
2016-04-07 07:00 | 0 | 0 | 0 | 0 | 0 | 411306.2336 | 0 | 342122 | 0 | 0 | 0 | 69184.2336 | 898819.5849 | 0 | 0 | 0 | 0 | 0 | 0 | 0 | 0 | 0 | 433169.5 | 0 | 0 | 0 | 0 | 69184.2336 | 0 | 0 | 0 | 0 | 0 | 0 | 0 | 0 | 0 | 0 | 0 | 0 | 0 | 0 | 0
2016-04-07 08:00 | 0 | 0 | 0 | 0 | 0 | 0 | 0 | 341886 | 0 | 0 | 0 | 0 | 626117.8185 | 0 | 0 | 0 | 0 | 0 | 0 | 0 | 0 | 0 | 433167.7673 | 0 | 0 | 0 | 0 | -69184.2336 | 0 | 272701.7664 | 0 | 0 | 0 | 0 | 0 | 0 | 0 | 0 | 0 | 0 | 0 | 0 | 0
2016-04-07 09:00 | 0 | 0 | 0 | 0 | 0 | 77415.2336 | 0 | 350117 | 0 | 0 | 0 | 0 | 353416.0521 | 0 | 0 | 0 | 0 | 0 | 0 | 0 | 0 | 0 | 433166.0346 | 0 | 0 | 0 | 0 | 0 | 0 | 272701.7664 | 0 | 0 | 0 | 0 | 0 | 0 | 0 | 0 | 0 | 0 | 0 | 0 | 0
2016-04-07 10:00 | 0 | 0 | 0 | 0 | 0 | 376991 | 0 | 376991 | 0 | 0 | 0 | 0 | 353416.0521 | 0 | 0 | 0 | 0 | 0 | 0 | 0 | 0 | 0 | 433164.302 | 0 | 0 | 0 | 0 | 0 | 0 | 0 | 0 | 0 | 0 | 0 | 0 | 0 | 0 | 0 | 0 | 0 | 0 | 0 | 0
2016-04-07 11:00 | 0 | 0 | 0 | 0 | 0 | 130690.2336 | 0 | 403392 | 0 | 0 | 0 | 0 | 80714.2857 | 0 | 0 | 0 | 0 | 0 | 0 | 0 | 0 | 0 | 433162.5693 | 0 | 0 | 0 | 0 | 0 | 0 | 272701.7664 | 0 | 0 | 0 | 0 | 0 | 0 | 0 | 0 | 0 | 0 | 0 | 0 | 0
2016-04-07 12:00 | 0 | 0 | 0 | 0 | 0 | 405429.9126 | 185.3657 | 414841 | 0 | 0 | 0 | 71488.5639 | 0 | 0 | 0 | 0 | 0 | 0 | 0 | 0 | 0 | 0 | 433160.8367 | 0 | 0 | 0 | 0 | 71488.5639 | 0 | 80714.2857 | 0 | 0 | 0 | 0 | 0 | 0 | 0 | 0 | 0 | 0 | 0 | 0 | 0
2016-04-07 13:00 | 0 | 0 | 0 | 0 | 0 | 161042.4337 | 189243.0024 | 421774 | 0 | 0 | 0 | 0 | 0 | 0 | 0 | 0 | 0 | 0 | 0 | 0 | 0 | 0 | 433159.104 | 0 | 0 | 0 | 0 | -71488.5639 | 0 | 0 | 0 | 0 | 0 | 0 | 0 | 0 | 0 | 0 | 0 | 0 | 0 | 0 | 0
2016-04-07 14:00 | 0 | 0 | 0 | 0 | 0 | 0 | 464190.83 | 428430 | 0 | 0 | 0 | 0 | 35760.83 | 0 | 0 | 0 | 0 | 0 | 0 | 0 | 0 | 0 | 433157.3714 | 0 | 0 | 0 | 0 | 0 | 35760.83 | 0 | 0 | 0 | 0 | 0 | 0 | 0 | 0 | 0 | 0 | 0 | 0 | 0 | 0
2016-04-07 15:00 | 0 | 0 | 0 | 0 | 0 | 0 | 627247.2762 | 431891 | 0 | 0 | 0 | 19192.0565 | 210552.3361 | 0 | 0 | 0 | 0 | 0 | 0 | 0 | 0 | 0 | 434253.8096 | 0 | 0 | 0 | 0 | 19192.0565 | 174791.506 | 0 | 0 | 0 | 0 | 0 | 0 | 0 | 0 | 0 | 0 | 0 | 1372.7136 | 0 | 0
2016-04-07 16:00 | 0 | 0 | 0 | 0 | 0 | 0 | 590486.1631 | 433514 | 0 | 0 | 0 | 0 | 385343.8421 | 0 | 0 | 0 | 0 | 0 | 0 | 0 | 0 | 0 | 435350.2435 | 0 | 0 | 0 | 0 | -19192.0565 | 174791.506 | 0 | 0 | 0 | 0 | 0 | 0 | 0 | 0 | 0 | 0 | 0 | 1372.7136 | 0 | 0
2016-04-07 17:00 | 0 | 0 | 0 | 0 | 0 | 0 | 682757.7835 | 435105 | 0 | 0 | 0 | 71488.5639 | 560135.3482 | 0 | 0 | 0 | 0 | 0 | 0 | 0 | 0 | 0 | 436446.6729 | 0 | 0 | 0 | 0 | 71488.5639 | 174791.506 | 0 | 0 | 0 | 0 | 0 | 0 | 0 | 0 | 0 | 0 | 0 | 1372.7136 | 0 | 0
2016-04-07 18:00 | 0 | 0 | 0 | 0 | 0 | 0 | 684235.7835 | 436583 | 0 | 0 | 0 | 142977.1278 | 734926.8542 | 0 | 0 | 0 | 0 | 0 | 0 | 0 | 0 | 0 | 437543.098 | 0 | 0 | 0 | 0 | 71488.5639 | 174791.506 | 0 | 0 | 0 | 0 | 0 | 0 | 0 | 0 | 0 | 0 | 0 | 1372.7136 | 0 | 0
2016-04-07 19:00 | 0 | 0 | 0 | 0 | 0 | 0 | 675015.7254 | 438358 | 0 | 0 | 0 | 203470.6336 | 909718.3602 | 0 | 0 | 0 | 0 | 0 | 0 | 0 | 0 | 0 | 438639.5187 | 0 | 0 | 0 | 0 | 60493.5058 | 174791.506 | 0 | 0 | 0 | 0 | 0 | 0 | 0 | 0 | 0 | 0 | 0 | 1372.7136 | 0 | 0
2016-04-07 20:00 | 0 | 0 | 0 | 0 | 0 | 0 | 617748.2196 | 441584 | 0 | 0 | 0 | 203470.6336 | 1084509.8663 | 0 | 0 | 0 | 0 | 0 | 0 | 0 | 0 | 0 | 439735.935 | 0 | 0 | 0 | 0 | 0 | 174791.506 | 0 | 0 | 0 | 0 | 0 | 0 | 0 | 0 | 0 | 0 | 0 | 1372.7136 | 0 | 0
2016-04-07 21:00 | 0 | 0 | 0 | 0 | 0 | 0 | 620510.2196 | 444346 | 0 | 0 | 0 | 203470.6336 | 1259301.3723 | 0 | 0 | 0 | 0 | 0 | 0 | 0 | 0 | 0 | 440832.347 | 0 | 0 | 0 | 0 | 0 | 174791.506 | 0 | 0 | 0 | 0 | 0 | 0 | 0 | 0 | 0 | 0 | 0 | 1372.7136 | 0 | 0
2016-04-07 22:00 | 0 | 0 | 0 | 0 | 0 | 0 | 609966.7509 | 443858 | 0 | 0 | 0 | 194787.8785 | 1434092.8783 | 0 | 0 | 0 | 0 | 0 | 0 | 0 | 0 | 0 | 440830.5836 | 0 | 0 | 0 | 0 | -8682.7551 | 174791.506 | 0 | 0 | 0 | 0 | 0 | 0 | 0 | 0 | 0 | 0 | 0 | 0 | 0 | 0
2016-04-07 23:00 | 0 | 0 | 0 | 0 | 0 | 0 | 476606.0288 | 443415 | 0 | 0 | 0 | 203470.6336 | 1458601.1521 | 0 | 0 | 0 | 0 | 0 | 0 | 0 | 0 | 0 | 440828.8203 | 0 | 0 | 0 | 0 | 8682.7551 | 174791.506 | 150283.2323 | 0 | 0 | 0 | 0 | 0 | 0 | 0 | 0 | 0 | 0 | 0 | 0 | 0
2016-04-08 | 0 | 0 | 0 | 0 | 0 | 0 | 269631.125 | 447159 | 0 | 0 | 0 | 131982.0697 | 1352561.841 | 0 | 0 | 0 | 0 | 0 | 0 | 0 | 0 | 0 | 440827.057 | 0 | 0 | 0 | 0 | -71488.5639 | 0 | 106039.3111 | 0 | 0 | 0 | 0 | 0 | 0 | 0 | 0 | 0 | 0 | 0 | 0 | 0
2016-04-08 01:00 | 0 | 0 | 0 | 0 | 0 | 84979.8401 | 35175.8788 | 442404 | 0 | 0 | 0 | 71488.5639 | 1090807.0657 | 0 | 0 | 0 | 0 | 0 | 0 | 0 | 0 | 0 | 440825.2937 | 0 | 0 | 0 | 0 | -60493.5058 | 0 | 261754.7753 | 0 | 0 | 0 | 0 | 0 | 0 | 0 | 0 | 0 | 0 | 0 | 0 | 0
2016-04-08 02:00 | 0 | 0 | 0 | 0 | 0 | 80671.3428 | 6.3269 | 424868 | 0 | 0 | 0 | 0 | 818105.2992 | 0 | 0 | 0 | 0 | 0 | 0 | 0 | 0 | 0 | 440823.5304 | 0 | 0 | 0 | 0 | -71488.5639 | 0 | 272701.7664 | 0 | 0 | 0 | 0 | 0 | 0 | 0 | 0 | 0 | 0 | 0 | 0 | 0
2016-04-08 03:00 | 0 | 0 | 0 | 0 | 0 | 201535.7975 | 0 | 402749 | 0 | 0 | 0 | 71488.5639 | 545403.5328 | 0 | 0 | 0 | 0 | 0 | 0 | 0 | 0 | 0 | 440821.7671 | 0 | 0 | 0 | 0 | 71488.5639 | 0 | 272701.7664 | 0 | 0 | 0 | 0 | 0 | 0 | 0 | 0 | 0 | 0 | 0 | 0 | 0
2016-04-08 04:00 | 0 | 0 | 0 | 0 | 0 | 108263.2336 | 0 | 380965 | 0 | 0 | 0 | 71488.5639 | 272701.7664 | 0 | 0 | 0 | 0 | 0 | 0 | 0 | 0 | 0 | 440820.0038 | 0 | 0 | 0 | 0 | 0 | 0 | 272701.7664 | 0 | 0 | 0 | 0 | 0 | 0 | 0 | 0 | 0 | 0 | 0 | 0 | 0
2016-04-08 05:00 | 0 | 0 | 0 | 0 | 0 | 292136.4361 | 0 | 363625 | 0 | 0 | 0 | 0 | 272701.7664 | 0 | 0 | 0 | 0 | 0 | 0 | 0 | 0 | 0 | 440818.2405 | 0 | 0 | 0 | 0 | -71488.5639 | 0 | 0 | 0 | 0 | 0 | 0 | 0 | 0 | 0 | 0 | 0 | 0 | 0 | 0 | 0
2016-04-08 06:00 | 0 | 0 | 0 | 0 | 0 | 150661.7975 | 0 | 351875 | 0 | 0 | 0 | 71488.5639 | 0 | 0 | 0 | 0 | 0 | 0 | 0 | 0 | 0 | 0 | 440816.4772 | 0 | 0 | 0 | 0 | 71488.5639 | 0 | 272701.7664 | 0 | 0 | 0 | 0 | 0 | 0 | 0 | 0 | 0 | 0 | 0 | 0 | 0
2016-04-08 07:00 | 0 | 0 | 0 | 0 | 0 | 447041.1957 | 0 | 345250 | 0 | 0 | 0 | 142977.1278 | 30302.6318 | 0 | 0 | 0 | 0 | 0 | 0 | 0 | 0 | 0 | 440814.714 | 0 | 0 | 0 | 0 | 71488.5639 | 30302.6318 | 0 | 0 | 0 | 0 | 0 | 0 | 0 | 0 | 0 | 0 | 0 | 0 | 0 | 0
2016-04-08 08:00 | 0 | 0 | 0 | 0 | 0 | 424614.7495 | 0 | 345398 | 0 | 0 | 0 | 71488.5639 | 181007.9452 | 0 | 0 | 0 | 0 | 0 | 0 | 0 | 0 | 0 | 440812.9507 | 0 | 0 | 0 | 0 | -71488.5639 | 150705.3134 | 0 | 0 | 0 | 0 | 0 | 0 | 0 | 0 | 0 | 0 | 0 | 0 | 0 | 0
2016-04-08 09:00 | 0 | 0 | 0 | 0 | 0 | 328899.3035 | 0 | 355321 | 0 | 0 | 0 | 142977.1278 | 83097.6848 | 0 | 0 | 0 | 0 | 0 | 0 | 0 | 0 | 0 | 440811.1875 | 0 | 0 | 0 | 0 | 71488.5639 | 174791.506 | 272701.7664 | 0 | 0 | 0 | 0 | 0 | 0 | 0 | 0 | 0 | 0 | 0 | 0 | 0
2016-04-08 10:00 | 0 | 0 | 0 | 0 | 0 | 398163.507 | 0 | 380433 | 0 | 0 | 0 | 131982.0697 | 111823.2499 | 0 | 0 | 0 | 0 | 0 | 0 | 0 | 0 | 0 | 440809.4242 | 0 | 0 | 0 | 0 | -10995.0581 | 28725.5651 | 0 | 0 | 0 | 0 | 0 | 0 | 0 | 0 | 0 | 0 | 0 | 0 | 0 | 0
2016-04-08 11:00 | 0 | 0 | 0 | 0 | 0 | 364337.314 | 0 | 404672 | 0 | 0 | 0 | 203470.6336 | 0 | 0 | 0 | 0 | 0 | 0 | 0 | 0 | 0 | 0 | 440807.661 | 0 | 0 | 0 | 0 | 71488.5639 | 160878.5165 | 272701.7664 | 0 | 0 | 0 | 0 | 0 | 0 | 0 | 0 | 0 | 0 | 0 | 0 | 0
2016-04-08 12:00 | 0 | 0 | 0 | 0 | 0 | 368990.6159 | 201.1973 | 414752 | 0 | 0 | 0 | 131982.0697 | 25928.377 | 0 | 0 | 0 | 0 | 0 | 0 | 0 | 0 | 0 | 440805.8978 | 0 | 0 | 0 | 0 | -71488.5639 | 25928.377 | 0 | 0 | 0 | 0 | 0 | 0 | 0 | 0 | 0 | 0 | 0 | 0 | 0 | 0
2016-04-08 13:00 | 0 | 0 | 0 | 0 | 0 | 189412.6046 | 133746.4545 | 420576 | 0 | 0 | 0 | 60493.5058 | 0 | 0 | 0 | 0 | 0 | 0 | 0 | 0 | 0 | 0 | 440804.1345 | 0 | 0 | 0 | 0 | -71488.5639 | 0 | 25928.377 | 0 | 0 | 0 | 0 | 0 | 0 | 0 | 0 | 0 | 0 | 0 | 0 | 0
2016-04-08 14:00 | 0 | 0 | 0 | 0 | 0 | 28332.631 | 337296.8633 | 426123 | 0 | 0 | 0 | 0 | 0 | 0 | 0 | 0 | 0 | 0 | 0 | 0 | 0 | 0 | 440802.3713 | 0 | 0 | 0 | 0 | -60493.5058 | 0 | 0 | 0 | 0 | 0 | 0 | 0 | 0 | 0 | 0 | 0 | 0 | 0 | 0 | 0
2016-04-08 15:00 | 0 | 0 | 0 | 0 | 0 | 0 | 491418.3623 | 429033 | 0 | 0 | 0 | 24123.1344 | 38262.2278 | 0 | 0 | 0 | 0 | 0 | 0 | 0 | 0 | 0 | 440800.6081 | 0 | 0 | 0 | 0 | 24123.1344 | 38262.2278 | 0 | 0 | 0 | 0 | 0 | 0 | 0 | 0 | 0 | 0 | 0 | 0 | 0 | 0
2016-04-08 16:00 | 0 | 0 | 0 | 0 | 0 | 0 | 579410.3716 | 428742 | 0 | 0 | 0 | 0 | 213053.7339 | 0 | 0 | 0 | 0 | 0 | 0 | 0 | 0 | 0 | 440798.8449 | 0 | 0 | 0 | 0 | -24123.1344 | 174791.506 | 0 | 0 | 0 | 0 | 0 | 0 | 0 | 0 | 0 | 0 | 0 | 0 | 0 | 0
2016-04-08 17:00 | 0 | 0 | 0 | 0 | 0 | 0 | 618895.0267 | 428449 | 0 | 0 | 0 | 15654.5206 | 387845.2399 | 0 | 0 | 0 | 0 | 0 | 0 | 0 | 0 | 0 | 440797.0817 | 0 | 0 | 0 | 0 | 15654.5206 | 174791.506 | 0 | 0 | 0 | 0 | 0 | 0 | 0 | 0 | 0 | 0 | 0 | 0 | 0 | 0
2016-04-08 18:00 | 0 | 0 | 0 | 0 | 0 | 0 | 624951.2856 | 428302 | 0 | 0 | 0 | 87143.0845 | 513005.9616 | 0 | 0 | 0 | 0 | 0 | 0 | 0 | 0 | 0 | 440795.3185 | 0 | 0 | 0 | 0 | 71488.5639 | 125160.7217 | 0 | 0 | 0 | 0 | 0 | 0 | 0 | 0 | 0 | 0 | 0 | 0 | 0 | 0
2016-04-08 19:00 | 0 | 0 | 0 | 0 | 0 | 0 | 616879.622 | 426825 | 0 | 0 | 0 | 158631.6484 | 631572.0198 | 0 | 0 | 0 | 0 | 0 | 0 | 0 | 0 | 0 | 440793.5553 | 0 | 0 | 0 | 0 | 71488.5639 | 118566.0581 | 0 | 0 | 0 | 0 | 0 | 0 | 0 | 0 | 0 | 0 | 0 | 0 | 0 | 0
2016-04-08 20:00 | 0 | 0 | 0 | 0 | 0 | 0 | 600767.2012 | 426716 | 0 | 0 | 0 | 189065.184 | 775189.6854 | 0 | 0 | 0 | 0 | 0 | 0 | 0 | 0 | 0 | 440791.7922 | 0 | 0 | 0 | 0 | 30433.5356 | 143617.6656 | 0 | 0 | 0 | 0 | 0 | 0 | 0 | 0 | 0 | 0 | 0 | 0 | 0 | 0
2016-04-08 21:00 | 0 | 0 | 0 | 0 | 0 | 0 | 556174.7962 | 426130 | 0 | 0 | 0 | 144318.4741 | 949981.1914 | 0 | 0 | 0 | 0 | 0 | 0 | 0 | 0 | 0 | 440790.029 | 0 | 0 | 0 | 0 | -44746.7099 | 174791.506 | 0 | 0 | 0 | 0 | 0 | 0 | 0 | 0 | 0 | 0 | 0 | 0 | 0 | 0
2016-04-08 22:00 | 0 | 0 | 0 | 0 | 0 | 0 | 483004.1594 | 423852 | 0 | 0 | 0 | 203470.6336 | 949981.1914 | 0 | 0 | 0 | 0 | 0 | 0 | 0 | 0 | 0 | 440788.2658 | 0 | 0 | 0 | 0 | 59152.1594 | 0 | 0 | 0 | 0 | 0 | 0 | 0 | 0 | 0 | 0 | 0 | 0 | 0 | 0 | 0
2016-04-08 23:00 | 0 | 0 | 0 | 0 | 0 | 0 | 355448.0459 | 422141 | 0 | 0 | 0 | 136777.6794 | 949981.1914 | 0 | 0 | 0 | 0 | 0 | 0 | 0 | 0 | 0 | 440786.5027 | 0 | 0 | 0 | 0 | -66692.9541 | 0 | 0 | 0 | 0 | 0 | 0 | 0 | 0 | 0 | 0 | 0 | 0 | 0 | 0 | 0
2016-04-09 | 0 | 0 | 0 | 0 | 0 | 275884.4547 | 184709.8676 | 427867 | 0 | 0 | 0 | 203470.6336 | 916015.5596 | 0 | 0 | 0 | 0 | 0 | 0 | 0 | 0 | 0 | 440784.7395 | 0 | 0 | 0 | 0 | 66692.9541 | 0 | 33965.6318 | 0 | 0 | 0 | 0 | 0 | 0 | 0 | 0 | 0 | 0 | 0 | 0 | 0
2016-04-09 01:00 | 0 | 0 | 0 | 0 | 0 | 512236.7634 | 17690.1787 | 426624 | 0 | 0 | 0 | 131982.0697 | 1090807.0657 | 0 | 0 | 0 | 0 | 0 | 0 | 0 | 0 | 0 | 440782.9764 | 0 | 0 | 0 | 0 | -71488.5639 | 174791.506 | 0 | 0 | 0 | 0 | 0 | 0 | 0 | 0 | 0 | 0 | 0 | 0 | 0 | 0
2016-04-09 02:00 | 0 | 0 | 0 | 0 | 0 | 71083.5756 | 0.094134 | 415274 | 0 | 0 | 0 | 60493.5058 | 818105.2992 | 0 | 0 | 0 | 0 | 0 | 0 | 0 | 0 | 0 | 440781.2133 | 0 | 0 | 0 | 0 | -71488.5639 | 0 | 272701.7664 | 0 | 0 | 0 | 0 | 0 | 0 | 0 | 0 | 0 | 0 | 0 | 0 | 0
2016-04-09 03:00 | 0 | 0 | 0 | 0 | 0 | 410138.0581 | 0 | 399143 | 0 | 0 | 0 | 71488.5639 | 818105.2992 | 0 | 0 | 0 | 0 | 0 | 0 | 0 | 0 | 0 | 440779.4501 | 0 | 0 | 0 | 0 | 10995.0581 | 0 | 0 | 0 | 0 | 0 | 0 | 0 | 0 | 0 | 0 | 0 | 0 | 0 | 0 | 0
2016-04-09 04:00 | 0 | 0 | 0 | 0 | 0 | 452549.5639 | 0 | 381061 | 0 | 0 | 0 | 142977.1278 | 818105.2992 | 0 | 0 | 0 | 0 | 0 | 0 | 0 | 0 | 0 | 440777.687 | 0 | 0 | 0 | 0 | 71488.5639 | 0 | 0 | 0 | 0 | 0 | 0 | 0 | 0 | 0 | 0 | 0 | 0 | 0 | 0 | 0
2016-04-09 05:00 | 0 | 0 | 0 | 0 | 0 | 22857.6697 | 0 | 367048 | 0 | 0 | 0 | 71488.5639 | 545403.5328 | 0 | 0 | 0 | 0 | 0 | 0 | 0 | 0 | 0 | 440775.9239 | 0 | 0 | 0 | 0 | -71488.5639 | 0 | 272701.7664 | 0 | 0 | 0 | 0 | 0 | 0 | 0 | 0 | 0 | 0 | 0 | 0 | 0
2016-04-09 06:00 | 0 | 0 | 0 | 0 | 0 | 284698.4361 | 0 | 356187 | 0 | 0 | 0 | 0 | 545403.5328 | 0 | 0 | 0 | 0 | 0 | 0 | 0 | 0 | 0 | 440774.1608 | 0 | 0 | 0 | 0 | -71488.5639 | 0 | 0 | 0 | 0 | 0 | 0 | 0 | 0 | 0 | 0 | 0 | 0 | 0 | 0 | 0
2016-04-09 07:00 | 0 | 0 | 0 | 0 | 0 | 421332.5639 | 0 | 349844 | 0 | 0 | 0 | 71488.5639 | 545403.5328 | 0 | 0 | 0 | 0 | 0 | 0 | 0 | 0 | 0 | 440772.3977 | 0 | 0 | 0 | 0 | 71488.5639 | 0 | 0 | 0 | 0 | 0 | 0 | 0 | 0 | 0 | 0 | 0 | 0 | 0 | 0 | 0
2016-04-09 08:00 | 0 | 0 | 0 | 0 | 0 | 347363 | 0 | 347363 | 0 | 0 | 0 | 71488.5639 | 545403.5328 | 0 | 0 | 0 | 0 | 0 | 0 | 0 | 0 | 0 | 440770.6346 | 0 | 0 | 0 | 0 | 0 | 0 | 0 | 0 | 0 | 0 | 0 | 0 | 0 | 0 | 0 | 0 | 0 | 0 | 0 | 0
2016-04-09 09:00 | 0 | 0 | 0 | 0 | 0 | 279681.4361 | 0 | 351170 | 0 | 0 | 0 | 0 | 545403.5328 | 0 | 0 | 0 | 0 | 0 | 0 | 0 | 0 | 0 | 440768.8715 | 0 | 0 | 0 | 0 | -71488.5639 | 0 | 0 | 0 | 0 | 0 | 0 | 0 | 0 | 0 | 0 | 0 | 0 | 0 | 0 | 0
2016-04-09 10:00 | 0 | 0 | 0 | 0 | 0 | 430705.5639 | 0 | 359217 | 0 | 0 | 0 | 71488.5639 | 545403.5328 | 0 | 0 | 0 | 0 | 0 | 0 | 0 | 0 | 0 | 440767.1085 | 0 | 0 | 0 | 0 | 71488.5639 | 0 | 0 | 0 | 0 | 0 | 0 | 0 | 0 | 0 | 0 | 0 | 0 | 0 | 0 | 0
2016-04-09 11:00 | 0 | 0 | 0 | 0 | 0 | 168746.7975 | 0 | 369960 | 0 | 0 | 0 | 142977.1278 | 272701.7664 | 0 | 0 | 0 | 0 | 0 | 0 | 0 | 0 | 0 | 440765.3454 | 0 | 0 | 0 | 0 | 71488.5639 | 0 | 272701.7664 | 0 | 0 | 0 | 0 | 0 | 0 | 0 | 0 | 0 | 0 | 0 | 0 | 0
2016-04-09 12:00 | 0 | 0 | 0 | 0 | 0 | 38822.7719 | 225.8978 | 383239 | 0 | 0 | 0 | 71488.5639 | 0 | 0 | 0 | 0 | 0 | 0 | 0 | 0 | 0 | 0 | 440763.5823 | 0 | 0 | 0 | 0 | -71488.5639 | 0 | 272701.7664 | 0 | 0 | 0 | 0 | 0 | 0 | 0 | 0 | 0 | 0 | 0 | 0 | 0
2016-04-09 13:00 | 0 | 0 | 0 | 0 | 0 | 152099.0997 | 170915.3364 | 394503 | 0 | 0 | 0 | 0 | 0 | 0 | 0 | 0 | 0 | 0 | 0 | 0 | 0 | 0 | 440761.8193 | 0 | 0 | 0 | 0 | -71488.5639 | 0 | 0 | 0 | 0 | 0 | 0 | 0 | 0 | 0 | 0 | 0 | 0 | 0 | 0 | 0
2016-04-09 14:00 | 0 | 0 | 0 | 0 | 0 | 0 | 446591.1597 | 402159 | 0 | 0 | 0 | 0 | 44432.1597 | 0 | 0 | 0 | 0 | 0 | 0 | 0 | 0 | 0 | 440760.0562 | 0 | 0 | 0 | 0 | 0 | 44432.1597 | 0 | 0 | 0 | 0 | 0 | 0 | 0 | 0 | 0 | 0 | 0 | 0 | 0 | 0
2016-04-09 15:00 | 0 | 0 | 0 | 0 | 0 | 0 | 628842.1854 | 404535 | 0 | 0 | 0 | 48142.9658 | 219223.6658 | 0 | 0 | 0 | 0 | 0 | 0 | 0 | 0 | 0 | 441856.4641 | 0 | 0 | 0 | 0 | 48142.9658 | 174791.506 | 0 | 0 | 0 | 0 | 0 | 0 | 0 | 0 | 0 | 0 | 0 | 1372.7136 | 0 | 0
2016-04-09 16:00 | 0 | 0 | 0 | 0 | 0 | 0 | 531446.2538 | 403425 | 0 | 0 | 0 | 0 | 394015.1718 | 0 | 0 | 0 | 0 | 0 | 0 | 0 | 0 | 0 | 442952.8675 | 0 | 0 | 0 | 0 | -48142.9658 | 174791.506 | 0 | 0 | 0 | 0 | 0 | 0 | 0 | 0 | 0 | 0 | 0 | 1372.7136 | 0 | 0
2016-04-09 17:00 | 0 | 0 | 0 | 0 | 0 | 0 | 577928.2196 | 401764 | 0 | 0 | 0 | 0 | 568806.6778 | 0 | 0 | 0 | 0 | 0 | 0 | 0 | 0 | 0 | 444049.2666 | 0 | 0 | 0 | 0 | 0 | 174791.506 | 0 | 0 | 0 | 0 | 0 | 0 | 0 | 0 | 0 | 0 | 0 | 1372.7136 | 0 | 0
2016-04-09 18:00 | 0 | 0 | 0 | 0 | 0 | 0 | 635868.7254 | 399211 | 0 | 0 | 0 | 60493.5058 | 743598.1839 | 0 | 0 | 0 | 0 | 0 | 0 | 0 | 0 | 0 | 445145.6612 | 0 | 0 | 0 | 0 | 60493.5058 | 174791.506 | 0 | 0 | 0 | 0 | 0 | 0 | 0 | 0 | 0 | 0 | 0 | 1372.7136 | 0 | 0
2016-04-09 19:00 | 0 | 0 | 0 | 0 | 0 | 0 | 644228.7835 | 396576 | 0 | 0 | 0 | 131982.0697 | 918389.6899 | 0 | 0 | 0 | 0 | 0 | 0 | 0 | 0 | 0 | 446242.0515 | 0 | 0 | 0 | 0 | 71488.5639 | 174791.506 | 0 | 0 | 0 | 0 | 0 | 0 | 0 | 0 | 0 | 0 | 0 | 1372.7136 | 0 | 0
2016-04-09 20:00 | 0 | 0 | 0 | 0 | 0 | 0 | 644132.7835 | 396480 | 0 | 0 | 0 | 203470.6336 | 1093181.1959 | 0 | 0 | 0 | 0 | 0 | 0 | 0 | 0 | 0 | 447338.4374 | 0 | 0 | 0 | 0 | 71488.5639 | 174791.506 | 0 | 0 | 0 | 0 | 0 | 0 | 0 | 0 | 0 | 0 | 0 | 1372.7136 | 0 | 0
2016-04-09 21:00 | 0 | 0 | 0 | 0 | 0 | 0 | 572764.2196 | 396600 | 0 | 0 | 0 | 203470.6336 | 1267972.702 | 0 | 0 | 0 | 0 | 0 | 0 | 0 | 0 | 0 | 448434.8189 | 0 | 0 | 0 | 0 | 0 | 174791.506 | 0 | 0 | 0 | 0 | 0 | 0 | 0 | 0 | 0 | 0 | 0 | 1372.7136 | 0 | 0
2016-04-09 22:00 | 0 | 0 | 0 | 0 | 0 | 0 | 573498.2196 | 397334 | 0 | 0 | 0 | 203470.6336 | 1442764.208 | 0 | 0 | 0 | 0 | 0 | 0 | 0 | 0 | 0 | 449531.196 | 0 | 0 | 0 | 0 | 0 | 174791.506 | 0 | 0 | 0 | 0 | 0 | 0 | 0 | 0 | 0 | 0 | 0 | 1372.7136 | 0 | 0
2016-04-09 23:00 | 0 | 0 | 0 | 0 | 0 | 0 | 473912.7719 | 400185 | 0 | 0 | 0 | 142977.1278 | 1576985.4857 | 0 | 0 | 0 | 0 | 0 | 0 | 0 | 0 | 0 | 449529.3979 | 0 | 0 | 0 | 0 | -60493.5058 | 134221.2777 | 0 | 0 | 0 | 0 | 0 | 0 | 0 | 0 | 0 | 0 | 0 | 0 | 0 | 0
2016-04-10 | 0 | 0 | 0 | 0 | 0 | 0 | 271542.3369 | 410290 | 0 | 0 | 0 | 71488.5639 | 1509726.3865 | 0 | 0 | 0 | 0 | 0 | 0 | 0 | 0 | 0 | 449527.5998 | 0 | 0 | 0 | 0 | -71488.5639 | 0 | 67259.0992 | 0 | 0 | 0 | 0 | 0 | 0 | 0 | 0 | 0 | 0 | 0 | 0 | 0
2016-04-10 01:00 | 0 | 0 | 0 | 0 | 0 | 42328.6086 | 26344.0611 | 412863 | 0 | 0 | 0 | 0 | 1237024.6201 | 0 | 0 | 0 | 0 | 0 | 0 | 0 | 0 | 0 | 449525.8017 | 0 | 0 | 0 | 0 | -71488.5639 | 0 | 272701.7664 | 0 | 0 | 0 | 0 | 0 | 0 | 0 | 0 | 0 | 0 | 0 | 0 | 0
2016-04-10 02:00 | 0 | 0 | 0 | 0 | 0 | 131603.1064 | 0.12715 | 404305 | 0 | 0 | 0 | 0 | 964322.8537 | 0 | 0 | 0 | 0 | 0 | 0 | 0 | 0 | 0 | 449524.0036 | 0 | 0 | 0 | 0 | 0 | 0 | 272701.7664 | 0 | 0 | 0 | 0 | 0 | 0 | 0 | 0 | 0 | 0 | 0 | 0 | 0
2016-04-10 03:00 | 0 | 0 | 0 | 0 | 0 | 189854.7975 | 0 | 391068 | 0 | 0 | 0 | 71488.5639 | 691621.0873 | 0 | 0 | 0 | 0 | 0 | 0 | 0 | 0 | 0 | 449522.2055 | 0 | 0 | 0 | 0 | 71488.5639 | 0 | 272701.7664 | 0 | 0 | 0 | 0 | 0 | 0 | 0 | 0 | 0 | 0 | 0 | 0 | 0
2016-04-10 04:00 | 0 | 0 | 0 | 0 | 0 | 436544.5058 | 0 | 376051 | 0 | 0 | 0 | 131982.0697 | 691621.0873 | 0 | 0 | 0 | 0 | 0 | 0 | 0 | 0 | 0 | 449520.4074 | 0 | 0 | 0 | 0 | 60493.5058 | 0 | 0 | 0 | 0 | 0 | 0 | 0 | 0 | 0 | 0 | 0 | 0 | 0 | 0 | 0
2016-04-10 05:00 | 0 | 0 | 0 | 0 | 0 | 435414.5639 | 0 | 363926 | 0 | 0 | 0 | 203470.6336 | 691621.0873 | 0 | 0 | 0 | 0 | 0 | 0 | 0 | 0 | 0 | 449518.6093 | 0 | 0 | 0 | 0 | 71488.5639 | 0 | 0 | 0 | 0 | 0 | 0 | 0 | 0 | 0 | 0 | 0 | 0 | 0 | 0 | 0
2016-04-10 06:00 | 0 | 0 | 0 | 0 | 0 | 354621 | 0 | 354621 | 0 | 0 | 0 | 203470.6336 | 691621.0873 | 0 | 0 | 0 | 0 | 0 | 0 | 0 | 0 | 0 | 449516.8112 | 0 | 0 | 0 | 0 | 0 | 0 | 0 | 0 | 0 | 0 | 0 | 0 | 0 | 0 | 0 | 0 | 0 | 0 | 0 | 0
2016-04-10 07:00 | 0 | 0 | 0 | 0 | 0 | 277426.4361 | 0 | 348915 | 0 | 0 | 0 | 131982.0697 | 691621.0873 | 0 | 0 | 0 | 0 | 0 | 0 | 0 | 0 | 0 | 449515.0132 | 0 | 0 | 0 | 0 | -71488.5639 | 0 | 0 | 0 | 0 | 0 | 0 | 0 | 0 | 0 | 0 | 0 | 0 | 0 | 0 | 0
2016-04-10 08:00 | 0 | 0 | 0 | 0 | 0 | 418803.5639 | 0 | 347315 | 0 | 0 | 0 | 203470.6336 | 691621.0873 | 0 | 0 | 0 | 0 | 0 | 0 | 0 | 0 | 0 | 449513.2151 | 0 | 0 | 0 | 0 | 71488.5639 | 0 | 0 | 0 | 0 | 0 | 0 | 0 | 0 | 0 | 0 | 0 | 0 | 0 | 0 | 0
2016-04-10 09:00 | 0 | 0 | 0 | 0 | 0 | 4763.6697 | 0 | 348954 | 0 | 0 | 0 | 131982.0697 | 418919.3208 | 0 | 0 | 0 | 0 | 0 | 0 | 0 | 0 | 0 | 449511.4171 | 0 | 0 | 0 | 0 | -71488.5639 | 0 | 272701.7664 | 0 | 0 | 0 | 0 | 0 | 0 | 0 | 0 | 0 | 0 | 0 | 0 | 0
2016-04-10 10:00 | 0 | 0 | 0 | 0 | 0 | 280156.0095 | 0 | 354885 | 0 | 0 | 0 | 203470.6336 | 272701.7664 | 0 | 0 | 0 | 0 | 0 | 0 | 0 | 0 | 0 | 449509.619 | 0 | 0 | 0 | 0 | 71488.5639 | 0 | 146217.5544 | 0 | 0 | 0 | 0 | 0 | 0 | 0 | 0 | 0 | 0 | 0 | 0 | 0
2016-04-10 11:00 | 0 | 0 | 0 | 0 | 0 | 18286.6697 | 0 | 362477 | 0 | 0 | 0 | 131982.0697 | 0 | 0 | 0 | 0 | 0 | 0 | 0 | 0 | 0 | 0 | 449507.821 | 0 | 0 | 0 | 0 | -71488.5639 | 0 | 272701.7664 | 0 | 0 | 0 | 0 | 0 | 0 | 0 | 0 | 0 | 0 | 0 | 0 | 0
2016-04-10 12:00 | 0 | 0 | 0 | 0 | 0 | 299151.1006 | 469.3355 | 371109 | 0 | 0 | 0 | 60493.5058 | 0 | 0 | 0 | 0 | 0 | 0 | 0 | 0 | 0 | 0 | 449506.0229 | 0 | 0 | 0 | 0 | -71488.5639 | 0 | 0 | 0 | 0 | 0 | 0 | 0 | 0 | 0 | 0 | 0 | 0 | 0 | 0 | 0
2016-04-10 13:00 | 0 | 0 | 0 | 0 | 0 | 97506.9343 | 221665.5599 | 379666 | 0 | 0 | 0 | 0 | 0 | 0 | 0 | 0 | 0 | 0 | 0 | 0 | 0 | 0 | 449504.2249 | 0 | 0 | 0 | 0 | -60493.5058 | 0 | 0 | 0 | 0 | 0 | 0 | 0 | 0 | 0 | 0 | 0 | 0 | 0 | 0 | 0
2016-04-10 14:00 | 0 | 0 | 0 | 0 | 0 | 0 | 482550.7089 | 385109 | 0 | 0 | 0 | 0 | 97441.7089 | 0 | 0 | 0 | 0 | 0 | 0 | 0 | 0 | 0 | 449502.4269 | 0 | 0 | 0 | 0 | 0 | 97441.7089 | 0 | 0 | 0 | 0 | 0 | 0 | 0 | 0 | 0 | 0 | 0 | 0 | 0 | 0
2016-04-10 15:00 | 0 | 0 | 0 | 0 | 0 | 0 | 562970.2196 | 386806 | 0 | 0 | 0 | 0 | 272233.2149 | 0 | 0 | 0 | 0 | 0 | 0 | 0 | 0 | 0 | 450598.7998 | 0 | 0 | 0 | 0 | 0 | 174791.506 | 0 | 0 | 0 | 0 | 0 | 0 | 0 | 0 | 0 | 0 | 0 | 1372.7136 | 0 | 0
2016-04-10 16:00 | 0 | 0 | 0 | 0 | 0 | 0 | 564966.2196 | 388802 | 0 | 0 | 0 | 0 | 447024.7209 | 0 | 0 | 0 | 0 | 0 | 0 | 0 | 0 | 0 | 451695.1682 | 0 | 0 | 0 | 0 | 0 | 174791.506 | 0 | 0 | 0 | 0 | 0 | 0 | 0 | 0 | 0 | 0 | 0 | 1372.7136 | 0 | 0
2016-04-10 17:00 | 0 | 0 | 0 | 0 | 0 | 0 | 565046.2196 | 388882 | 0 | 0 | 0 | 0 | 621816.227 | 0 | 0 | 0 | 0 | 0 | 0 | 0 | 0 | 0 | 452791.5323 | 0 | 0 | 0 | 0 | 0 | 174791.506 | 0 | 0 | 0 | 0 | 0 | 0 | 0 | 0 | 0 | 0 | 0 | 1372.7136 | 0 | 0
2016-04-10 18:00 | 0 | 0 | 0 | 0 | 0 | 0 | 636437.7835 | 388785 | 0 | 0 | 0 | 71488.5639 | 796607.733 | 0 | 0 | 0 | 0 | 0 | 0 | 0 | 0 | 0 | 453887.892 | 0 | 0 | 0 | 0 | 71488.5639 | 174791.506 | 0 | 0 | 0 | 0 | 0 | 0 | 0 | 0 | 0 | 0 | 0 | 1372.7136 | 0 | 0
2016-04-10 19:00 | 0 | 0 | 0 | 0 | 0 | 0 | 636268.7835 | 388616 | 0 | 0 | 0 | 142977.1278 | 971399.2391 | 0 | 0 | 0 | 0 | 0 | 0 | 0 | 0 | 0 | 454984.2473 | 0 | 0 | 0 | 0 | 71488.5639 | 174791.506 | 0 | 0 | 0 | 0 | 0 | 0 | 0 | 0 | 0 | 0 | 0 | 1372.7136 | 0 | 0
2016-04-10 20:00 | 0 | 0 | 0 | 0 | 0 | 0 | 627735.7254 | 391078 | 0 | 0 | 0 | 203470.6336 | 1146190.7451 | 0 | 0 | 0 | 0 | 0 | 0 | 0 | 0 | 0 | 456080.5983 | 0 | 0 | 0 | 0 | 60493.5058 | 174791.506 | 0 | 0 | 0 | 0 | 0 | 0 | 0 | 0 | 0 | 0 | 0 | 1372.7136 | 0 | 0
2016-04-10 21:00 | 0 | 0 | 0 | 0 | 0 | 0 | 571477.2196 | 395313 | 0 | 0 | 0 | 203470.6336 | 1320982.2511 | 0 | 0 | 0 | 0 | 0 | 0 | 0 | 0 | 0 | 457176.9448 | 0 | 0 | 0 | 0 | 0 | 174791.506 | 0 | 0 | 0 | 0 | 0 | 0 | 0 | 0 | 0 | 0 | 0 | 1372.7136 | 0 | 0
2016-04-10 22:00 | 0 | 0 | 0 | 0 | 0 | 0 | 510729.1413 | 399719 | 0 | 0 | 0 | 203470.6336 | 1431992.3925 | 0 | 0 | 0 | 0 | 0 | 0 | 0 | 0 | 0 | 457175.1161 | 0 | 0 | 0 | 0 | 0 | 111010.1413 | 0 | 0 | 0 | 0 | 0 | 0 | 0 | 0 | 0 | 0 | 0 | 0 | 0 | 0
2016-04-10 23:00 | 0 | 0 | 0 | 0 | 0 | 0 | 387467.9361 | 405711 | 0 | 0 | 0 | 203470.6336 | 1413749.3286 | 0 | 0 | 0 | 0 | 0 | 0 | 0 | 0 | 0 | 457173.2874 | 0 | 0 | 0 | 0 | 0 | 0 | 18243.0639 | 0 | 0 | 0 | 0 | 0 | 0 | 0 | 0 | 0 | 0 | 0 | 0 | 0
2016-04-11 | 0 | 0 | 0 | 0 | 0 | 0 | 209275.9774 | 416358 | 0 | 0 | 0 | 203470.6336 | 1206667.306 | 0 | 0 | 0 | 0 | 0 | 0 | 0 | 0 | 0 | 457171.4587 | 0 | 0 | 0 | 0 | 0 | 0 | 207082.0226 | 0 | 0 | 0 | 0 | 0 | 0 | 0 | 0 | 0 | 0 | 0 | 0 | 0
2016-04-11 01:00 | 0 | 0 | 0 | 0 | 0 | 40006.0931 | 42174.6347 | 415376 | 0 | 0 | 0 | 142977.1278 | 933965.5396 | 0 | 0 | 0 | 0 | 0 | 0 | 0 | 0 | 0 | 457169.63 | 0 | 0 | 0 | 0 | -60493.5058 | 0 | 272701.7664 | 0 | 0 | 0 | 0 | 0 | 0 | 0 | 0 | 0 | 0 | 0 | 0 | 0
2016-04-11 02:00 | 0 | 0 | 0 | 0 | 0 | 57317.8342 | 1.8355 | 401510 | 0 | 0 | 0 | 71488.5639 | 661263.7732 | 0 | 0 | 0 | 0 | 0 | 0 | 0 | 0 | 0 | 457167.8013 | 0 | 0 | 0 | 0 | -71488.5639 | 0 | 272701.7664 | 0 | 0 | 0 | 0 | 0 | 0 | 0 | 0 | 0 | 0 | 0 | 0 | 0
2016-04-11 03:00 | 0 | 0 | 0 | 0 | 0 | 312305.4361 | 0 | 383794 | 0 | 0 | 0 | 0 | 661263.7732 | 0 | 0 | 0 | 0 | 0 | 0 | 0 | 0 | 0 | 457165.9727 | 0 | 0 | 0 | 0 | -71488.5639 | 0 | 0 | 0 | 0 | 0 | 0 | 0 | 0 | 0 | 0 | 0 | 0 | 0 | 0 | 0
2016-04-11 04:00 | 0 | 0 | 0 | 0 | 0 | 320862.3236 | 0 | 365234 | 0 | 0 | 0 | 71488.5639 | 545403.5328 | 0 | 0 | 0 | 0 | 0 | 0 | 0 | 0 | 0 | 457164.144 | 0 | 0 | 0 | 0 | 71488.5639 | 0 | 115860.2403 | 0 | 0 | 0 | 0 | 0 | 0 | 0 | 0 | 0 | 0 | 0 | 0 | 0
2016-04-11 05:00 | 0 | 0 | 0 | 0 | 0 | 6233.6697 | 0 | 350424 | 0 | 0 | 0 | 0 | 272701.7664 | 0 | 0 | 0 | 0 | 0 | 0 | 0 | 0 | 0 | 457162.3154 | 0 | 0 | 0 | 0 | -71488.5639 | 0 | 272701.7664 | 0 | 0 | 0 | 0 | 0 | 0 | 0 | 0 | 0 | 0 | 0 | 0 | 0
2016-04-11 06:00 | 0 | 0 | 0 | 0 | 0 | 67745.2336 | 0 | 340447 | 0 | 0 | 0 | 0 | 0 | 0 | 0 | 0 | 0 | 0 | 0 | 0 | 0 | 0 | 457160.4867 | 0 | 0 | 0 | 0 | 0 | 0 | 272701.7664 | 0 | 0 | 0 | 0 | 0 | 0 | 0 | 0 | 0 | 0 | 0 | 0 | 0
2016-04-11 07:00 | 0 | 0 | 0 | 0 | 0 | 433093.2604 | 0 | 335183 | 0 | 0 | 0 | 0 | 97910.2604 | 0 | 0 | 0 | 0 | 0 | 0 | 0 | 0 | 0 | 457158.6581 | 0 | 0 | 0 | 0 | 0 | 97910.2604 | 0 | 0 | 0 | 0 | 0 | 0 | 0 | 0 | 0 | 0 | 0 | 0 | 0 | 0
2016-04-11 08:00 | 0 | 0 | 0 | 0 | 0 | 239308.7396 | 0 | 337219 | 0 | 0 | 0 | 0 | 0 | 0 | 0 | 0 | 0 | 0 | 0 | 0 | 0 | 0 | 457156.8294 | 0 | 0 | 0 | 0 | 0 | 174791.506 | 272701.7664 | 0 | 0 | 0 | 0 | 0 | 0 | 0 | 0 | 0 | 0 | 0 | 0 | 0
2016-04-11 09:00 | 0 | 0 | 0 | 0 | 0 | 420216.5639 | 0 | 348728 | 0 | 0 | 0 | 71488.5639 | 0 | 0 | 0 | 0 | 0 | 0 | 0 | 0 | 0 | 0 | 457155.0008 | 0 | 0 | 0 | 0 | 71488.5639 | 0 | 0 | 0 | 0 | 0 | 0 | 0 | 0 | 0 | 0 | 0 | 0 | 0 | 0 | 0
2016-04-11 10:00 | 0 | 0 | 0 | 0 | 0 | 376332 | 0 | 376332 | 0 | 0 | 0 | 71488.5639 | 0 | 0 | 0 | 0 | 0 | 0 | 0 | 0 | 0 | 0 | 457153.1722 | 0 | 0 | 0 | 0 | 0 | 0 | 0 | 0 | 0 | 0 | 0 | 0 | 0 | 0 | 0 | 0 | 0 | 0 | 0 | 0
2016-04-11 11:00 | 0 | 0 | 0 | 0 | 0 | 330771.4361 | 0 | 402260 | 0 | 0 | 0 | 0 | 0 | 0 | 0 | 0 | 0 | 0 | 0 | 0 | 0 | 0 | 457151.3436 | 0 | 0 | 0 | 0 | -71488.5639 | 0 | 0 | 0 | 0 | 0 | 0 | 0 | 0 | 0 | 0 | 0 | 0 | 0 | 0 | 0
2016-04-11 12:00 | 0 | 0 | 0 | 0 | 0 | 421814.0464 | 383.4118 | 414026 | 0 | 0 | 0 | 8171.4582 | 0 | 0 | 0 | 0 | 0 | 0 | 0 | 0 | 0 | 0 | 457149.515 | 0 | 0 | 0 | 0 | 8171.4582 | 0 | 0 | 0 | 0 | 0 | 0 | 0 | 0 | 0 | 0 | 0 | 0 | 0 | 0 | 0
2016-04-11 13:00 | 0 | 0 | 0 | 0 | 0 | 204614.5306 | 208430.0113 | 421216 | 0 | 0 | 0 | 0 | 0 | 0 | 0 | 0 | 0 | 0 | 0 | 0 | 0 | 0 | 457147.6864 | 0 | 0 | 0 | 0 | -8171.4582 | 0 | 0 | 0 | 0 | 0 | 0 | 0 | 0 | 0 | 0 | 0 | 0 | 0 | 0 | 0
2016-04-11 14:00 | 0 | 0 | 0 | 0 | 0 | 0 | 493523.8959 | 427489 | 0 | 0 | 0 | 0 | 66034.8959 | 0 | 0 | 0 | 0 | 0 | 0 | 0 | 0 | 0 | 457145.8578 | 0 | 0 | 0 | 0 | 0 | 66034.8959 | 0 | 0 | 0 | 0 | 0 | 0 | 0 | 0 | 0 | 0 | 0 | 0 | 0 | 0
2016-04-11 15:00 | 0 | 0 | 0 | 0 | 0 | 0 | 606656.2196 | 430492 | 0 | 0 | 0 | 0 | 240826.4019 | 0 | 0 | 0 | 0 | 0 | 0 | 0 | 0 | 0 | 458242.2001 | 0 | 0 | 0 | 0 | 0 | 174791.506 | 0 | 0 | 0 | 0 | 0 | 0 | 0 | 0 | 0 | 0 | 0 | 1372.7136 | 0 | 0
2016-04-11 16:00 | 0 | 0 | 0 | 0 | 0 | 0 | 678373.7835 | 430721 | 0 | 0 | 0 | 71488.5639 | 415617.908 | 0 | 0 | 0 | 0 | 0 | 0 | 0 | 0 | 0 | 459338.538 | 0 | 0 | 0 | 0 | 71488.5639 | 174791.506 | 0 | 0 | 0 | 0 | 0 | 0 | 0 | 0 | 0 | 0 | 0 | 1372.7136 | 0 | 0
2016-04-11 17:00 | 0 | 0 | 0 | 0 | 0 | 0 | 667791.7254 | 431134 | 0 | 0 | 0 | 131982.0697 | 590409.414 | 0 | 0 | 0 | 0 | 0 | 0 | 0 | 0 | 0 | 460434.8715 | 0 | 0 | 0 | 0 | 60493.5058 | 174791.506 | 0 | 0 | 0 | 0 | 0 | 0 | 0 | 0 | 0 | 0 | 0 | 1372.7136 | 0 | 0
2016-04-11 18:00 | 0 | 0 | 0 | 0 | 0 | 0 | 679133.7835 | 431481 | 0 | 0 | 0 | 203470.6336 | 765200.92 | 0 | 0 | 0 | 0 | 0 | 0 | 0 | 0 | 0 | 461531.2006 | 0 | 0 | 0 | 0 | 71488.5639 | 174791.506 | 0 | 0 | 0 | 0 | 0 | 0 | 0 | 0 | 0 | 0 | 0 | 1372.7136 | 0 | 0
2016-04-11 19:00 | 0 | 0 | 0 | 0 | 0 | 0 | 608006.2196 | 431842 | 0 | 0 | 0 | 203470.6336 | 939992.4261 | 0 | 0 | 0 | 0 | 0 | 0 | 0 | 0 | 0 | 462627.5253 | 0 | 0 | 0 | 0 | 0 | 174791.506 | 0 | 0 | 0 | 0 | 0 | 0 | 0 | 0 | 0 | 0 | 0 | 1372.7136 | 0 | 0
2016-04-11 20:00 | 0 | 0 | 0 | 0 | 0 | 0 | 609019.2196 | 432855 | 0 | 0 | 0 | 203470.6336 | 1114783.9321 | 0 | 0 | 0 | 0 | 0 | 0 | 0 | 0 | 0 | 463723.8457 | 0 | 0 | 0 | 0 | 0 | 174791.506 | 0 | 0 | 0 | 0 | 0 | 0 | 0 | 0 | 0 | 0 | 0 | 1372.7136 | 0 | 0
2016-04-11 21:00 | 0 | 0 | 0 | 0 | 0 | 0 | 610959.2196 | 434795 | 0 | 0 | 0 | 203470.6336 | 1289575.4382 | 0 | 0 | 0 | 0 | 0 | 0 | 0 | 0 | 0 | 464820.1617 | 0 | 0 | 0 | 0 | 0 | 174791.506 | 0 | 0 | 0 | 0 | 0 | 0 | 0 | 0 | 0 | 0 | 0 | 1372.7136 | 0 | 0
2016-04-11 22:00 | 0 | 0 | 0 | 0 | 0 | 0 | 611043.2196 | 434879 | 0 | 0 | 0 | 203470.6336 | 1464366.9442 | 0 | 0 | 0 | 0 | 0 | 0 | 0 | 0 | 0 | 465916.4732 | 0 | 0 | 0 | 0 | 0 | 174791.506 | 0 | 0 | 0 | 0 | 0 | 0 | 0 | 0 | 0 | 0 | 0 | 1372.7136 | 0 | 0
2016-04-11 23:00 | 0 | 0 | 0 | 0 | 0 | 0 | 561064.9298 | 435622 | 0 | 0 | 0 | 203470.6336 | 1589809.874 | 0 | 0 | 0 | 0 | 0 | 0 | 0 | 0 | 0 | 465914.6096 | 0 | 0 | 0 | 0 | 0 | 125442.9298 | 0 | 0 | 0 | 0 | 0 | 0 | 0 | 0 | 0 | 0 | 0 | 0 | 0 | 0
2016-04-12 | 0 | 0 | 0 | 0 | 0 | 17008.1903 | 351996.2458 | 440493 | 0 | 0 | 0 | 131982.0697 | 1589809.874 | 0 | 0 | 0 | 0 | 0 | 0 | 0 | 0 | 0 | 465912.7459 | 0 | 0 | 0 | 0 | -71488.5639 | 0 | 0 | 0 | 0 | 0 | 0 | 0 | 0 | 0 | 0 | 0 | 0 | 0 | 0 | 0
2016-04-12 01:00 | 0 | 0 | 0 | 0 | 0 | 31136.6758 | 72058.052 | 436390 | 0 | 0 | 0 | 71488.5639 | 1317108.1076 | 0 | 0 | 0 | 0 | 0 | 0 | 0 | 0 | 0 | 465910.8823 | 0 | 0 | 0 | 0 | -60493.5058 | 0 | 272701.7664 | 0 | 0 | 0 | 0 | 0 | 0 | 0 | 0 | 0 | 0 | 0 | 0 | 0
2016-04-12 02:00 | 0 | 0 | 0 | 0 | 0 | 74957.2637 | 20.406 | 419168 | 0 | 0 | 0 | 0 | 1044406.3411 | 0 | 0 | 0 | 0 | 0 | 0 | 0 | 0 | 0 | 465909.0186 | 0 | 0 | 0 | 0 | -71488.5639 | 0 | 272701.7664 | 0 | 0 | 0 | 0 | 0 | 0 | 0 | 0 | 0 | 0 | 0 | 0 | 0
2016-04-12 03:00 | 0 | 0 | 0 | 0 | 0 | 522978.466 | 0 | 396397 | 0 | 0 | 0 | 0 | 1170987.8072 | 0 | 0 | 0 | 0 | 0 | 0 | 0 | 0 | 0 | 465907.155 | 0 | 0 | 0 | 0 | 0 | 174791.506 | 48210.04 | 0 | 0 | 0 | 0 | 0 | 0 | 0 | 0 | 0 | 0 | 0 | 0 | 0
2016-04-12 04:00 | 0 | 0 | 0 | 0 | 0 | 375364 | 0 | 375364 | 0 | 0 | 0 | 0 | 1170987.8072 | 0 | 0 | 0 | 0 | 0 | 0 | 0 | 0 | 0 | 465905.2914 | 0 | 0 | 0 | 0 | 0 | 0 | 0 | 0 | 0 | 0 | 0 | 0 | 0 | 0 | 0 | 0 | 0 | 0 | 0 | 0
2016-04-12 05:00 | 0 | 0 | 0 | 0 | 0 | 84971.2336 | 0 | 357673 | 0 | 0 | 0 | 0 | 898286.0408 | 0 | 0 | 0 | 0 | 0 | 0 | 0 | 0 | 0 | 465903.4277 | 0 | 0 | 0 | 0 | 0 | 0 | 272701.7664 | 0 | 0 | 0 | 0 | 0 | 0 | 0 | 0 | 0 | 0 | 0 | 0 | 0
2016-04-12 06:00 | 0 | 0 | 0 | 0 | 0 | 72980.2336 | 0 | 345682 | 0 | 0 | 0 | 0 | 625584.2743 | 0 | 0 | 0 | 0 | 0 | 0 | 0 | 0 | 0 | 465901.5641 | 0 | 0 | 0 | 0 | 0 | 0 | 272701.7664 | 0 | 0 | 0 | 0 | 0 | 0 | 0 | 0 | 0 | 0 | 0 | 0 | 0
2016-04-12 07:00 | 0 | 0 | 0 | 0 | 0 | 66699.2336 | 0 | 339401 | 0 | 0 | 0 | 0 | 352882.5079 | 0 | 0 | 0 | 0 | 0 | 0 | 0 | 0 | 0 | 465899.7005 | 0 | 0 | 0 | 0 | 0 | 0 | 272701.7664 | 0 | 0 | 0 | 0 | 0 | 0 | 0 | 0 | 0 | 0 | 0 | 0 | 0
2016-04-12 08:00 | 0 | 0 | 0 | 0 | 0 | 413169.3307 | 0 | 339616 | 0 | 0 | 0 | 0 | 426435.8386 | 0 | 0 | 0 | 0 | 0 | 0 | 0 | 0 | 0 | 465897.8369 | 0 | 0 | 0 | 0 | 0 | 73553.3307 | 0 | 0 | 0 | 0 | 0 | 0 | 0 | 0 | 0 | 0 | 0 | 0 | 0 | 0
2016-04-12 09:00 | 0 | 0 | 0 | 0 | 0 | 77112.2336 | 0 | 349814 | 0 | 0 | 0 | 0 | 153734.0722 | 0 | 0 | 0 | 0 | 0 | 0 | 0 | 0 | 0 | 465895.9733 | 0 | 0 | 0 | 0 | 0 | 0 | 272701.7664 | 0 | 0 | 0 | 0 | 0 | 0 | 0 | 0 | 0 | 0 | 0 | 0 | 0
2016-04-12 10:00 | 0 | 0 | 0 | 0 | 0 | 376869 | 0 | 376869 | 0 | 0 | 0 | 0 | 153734.0722 | 0 | 0 | 0 | 0 | 0 | 0 | 0 | 0 | 0 | 465894.1097 | 0 | 0 | 0 | 0 | 0 | 0 | 0 | 0 | 0 | 0 | 0 | 0 | 0 | 0 | 0 | 0 | 0 | 0 | 0 | 0
2016-04-12 11:00 | 0 | 0 | 0 | 0 | 0 | 414166.0763 | 0 | 402783 | 0 | 0 | 0 | 0 | 165117.1485 | 0 | 0 | 0 | 0 | 0 | 0 | 0 | 0 | 0 | 465892.2462 | 0 | 0 | 0 | 0 | 0 | 11383.0763 | 0 | 0 | 0 | 0 | 0 | 0 | 0 | 0 | 0 | 0 | 0 | 0 | 0 | 0
2016-04-12 12:00 | 0 | 0 | 0 | 0 | 0 | 366057.932 | 916.4079 | 414108 | 0 | 0 | 0 | 2722.8283 | 115260.6602 | 0 | 0 | 0 | 0 | 0 | 0 | 0 | 0 | 0 | 465890.3826 | 0 | 0 | 0 | 0 | 2722.8283 | 0 | 49856.4883 | 0 | 0 | 0 | 0 | 0 | 0 | 0 | 0 | 0 | 0 | 0 | 0 | 0
2016-04-12 13:00 | 0 | 0 | 0 | 0 | 0 | 234297.1871 | 183185.9846 | 420206 | 0 | 0 | 0 | 0 | 115260.6602 | 0 | 0 | 0 | 0 | 0 | 0 | 0 | 0 | 0 | 465888.519 | 0 | 0 | 0 | 0 | -2722.8283 | 0 | 0 | 0 | 0 | 0 | 0 | 0 | 0 | 0 | 0 | 0 | 0 | 0 | 0 | 0
2016-04-12 14:00 | 0 | 0 | 0 | 0 | 0 | 91362.5973 | 509906.9088 | 426478 | 0 | 0 | 0 | 0 | 290052.1662 | 0 | 0 | 0 | 0 | 0 | 0 | 0 | 0 | 0 | 465886.6555 | 0 | 0 | 0 | 0 | 0 | 174791.506 | 0 | 0 | 0 | 0 | 0 | 0 | 0 | 0 | 0 | 0 | 0 | 0 | 0 | 0
2016-04-12 15:00 | 0 | 0 | 0 | 0 | 0 | 0 | 604791.2196 | 428627 | 0 | 0 | 0 | 0 | 464843.6722 | 0 | 0 | 0 | 0 | 0 | 0 | 0 | 0 | 0 | 466982.9628 | 0 | 0 | 0 | 0 | 0 | 174791.506 | 0 | 0 | 0 | 0 | 0 | 0 | 0 | 0 | 0 | 0 | 0 | 1372.7136 | 0 | 0
2016-04-12 16:00 | 0 | 0 | 0 | 0 | 0 | 0 | 676453.7835 | 428801 | 0 | 0 | 0 | 71488.5639 | 639635.1783 | 0 | 0 | 0 | 0 | 0 | 0 | 0 | 0 | 0 | 468079.2657 | 0 | 0 | 0 | 0 | 71488.5639 | 174791.506 | 0 | 0 | 0 | 0 | 0 | 0 | 0 | 0 | 0 | 0 | 0 | 1372.7136 | 0 | 0
2016-04-12 17:00 | 0 | 0 | 0 | 0 | 0 | 0 | 533754.6557 | 429079 | 0 | 0 | 0 | 0 | 814426.6843 | 0 | 0 | 0 | 0 | 0 | 0 | 0 | 0 | 0 | 469175.5643 | 0 | 0 | 0 | 0 | -71488.5639 | 174791.506 | 0 | 0 | 0 | 0 | 0 | 0 | 0 | 0 | 0 | 0 | 0 | 1372.7136 | 0 | 0
2016-04-12 18:00 | 0 | 0 | 0 | 0 | 0 | 0 | 675668.7835 | 428016 | 0 | 0 | 0 | 71488.5639 | 989218.1904 | 0 | 0 | 0 | 0 | 0 | 0 | 0 | 0 | 0 | 470271.8585 | 0 | 0 | 0 | 0 | 71488.5639 | 174791.506 | 0 | 0 | 0 | 0 | 0 | 0 | 0 | 0 | 0 | 0 | 0 | 1372.7136 | 0 | 0
2016-04-12 19:00 | 0 | 0 | 0 | 0 | 0 | 0 | 663316.7254 | 426659 | 0 | 0 | 0 | 131982.0697 | 1164009.6964 | 0 | 0 | 0 | 0 | 0 | 0 | 0 | 0 | 0 | 471368.1482 | 0 | 0 | 0 | 0 | 60493.5058 | 174791.506 | 0 | 0 | 0 | 0 | 0 | 0 | 0 | 0 | 0 | 0 | 0 | 1372.7136 | 0 | 0
2016-04-12 20:00 | 0 | 0 | 0 | 0 | 0 | 0 | 674059.7835 | 426407 | 0 | 0 | 0 | 203470.6336 | 1338801.2024 | 0 | 0 | 0 | 0 | 0 | 0 | 0 | 0 | 0 | 472464.4336 | 0 | 0 | 0 | 0 | 71488.5639 | 174791.506 | 0 | 0 | 0 | 0 | 0 | 0 | 0 | 0 | 0 | 0 | 0 | 1372.7136 | 0 | 0
2016-04-12 21:00 | 0 | 0 | 0 | 0 | 0 | 0 | 602953.2196 | 426789 | 0 | 0 | 0 | 203470.6336 | 1513592.7085 | 0 | 0 | 0 | 0 | 0 | 0 | 0 | 0 | 0 | 473560.7146 | 0 | 0 | 0 | 0 | 0 | 174791.506 | 0 | 0 | 0 | 0 | 0 | 0 | 0 | 0 | 0 | 0 | 0 | 1372.7136 | 0 | 0
2016-04-12 22:00 | 0 | 0 | 0 | 0 | 0 | 0 | 601478.2196 | 425314 | 0 | 0 | 0 | 203470.6336 | 1688384.2145 | 0 | 0 | 0 | 0 | 0 | 0 | 0 | 0 | 0 | 474656.9913 | 0 | 0 | 0 | 0 | 0 | 174791.506 | 0 | 0 | 0 | 0 | 0 | 0 | 0 | 0 | 0 | 0 | 0 | 1372.7136 | 0 | 0
2016-04-12 23:00 | 0 | 0 | 0 | 0 | 0 | 18563.194 | 511576.7481 | 426837 | 0 | 0 | 0 | 131982.0697 | 1863175.7206 | 0 | 0 | 0 | 0 | 0 | 0 | 0 | 0 | 0 | 474655.0926 | 0 | 0 | 0 | 0 | -71488.5639 | 174791.506 | 0 | 0 | 0 | 0 | 0 | 0 | 0 | 0 | 0 | 0 | 0 | 0 | 0 | 0
2016-04-13 | 0 | 0 | 0 | 0 | 0 | 214535.5503 | 346847.2561 | 437655 | 0 | 0 | 0 | 80918.37 | 2037967.2266 | 0 | 0 | 0 | 0 | 0 | 0 | 0 | 0 | 0 | 474653.194 | 0 | 0 | 0 | 0 | -51063.6997 | 174791.506 | 0 | 0 | 0 | 0 | 0 | 0 | 0 | 0 | 0 | 0 | 0 | 0 | 0 | 0
2016-04-13 01:00 | 0 | 0 | 0 | 0 | 0 | 514466.7537 | 87855.9463 | 436961 | 0 | 0 | 0 | 71488.5639 | 2212758.7326 | 0 | 0 | 0 | 0 | 0 | 0 | 0 | 0 | 0 | 474651.2954 | 0 | 0 | 0 | 0 | -9429.8061 | 174791.506 | 0 | 0 | 0 | 0 | 0 | 0 | 0 | 0 | 0 | 0 | 0 | 0 | 0 | 0
2016-04-13 02:00 | 0 | 0 | 0 | 0 | 0 | 348485.5174 | 20.9187 | 419995 | 0 | 0 | 0 | 0 | 2212758.7326 | 0 | 0 | 0 | 0 | 0 | 0 | 0 | 0 | 0 | 474649.3968 | 0 | 0 | 0 | 0 | -71488.5639 | 0 | 0 | 0 | 0 | 0 | 0 | 0 | 0 | 0 | 0 | 0 | 0 | 0 | 0 | 0
2016-04-13 03:00 | 0 | 0 | 0 | 0 | 0 | 539042.7155 | 0 | 397238 | 0 | 0 | 0 | 71488.5639 | 2283074.8843 | 0 | 0 | 0 | 0 | 0 | 0 | 0 | 0 | 0 | 474647.4982 | 0 | 0 | 0 | 0 | 71488.5639 | 70316.1516 | 0 | 0 | 0 | 0 | 0 | 0 | 0 | 0 | 0 | 0 | 0 | 0 | 0 | 0
2016-04-13 04:00 | 0 | 0 | 0 | 0 | 0 | 479497.9421 | 0 | 376195 | 0 | 0 | 0 | 0 | 2457866.3903 | 0 | 0 | 0 | 0 | 0 | 0 | 0 | 0 | 0 | 474645.5996 | 0 | 0 | 0 | 0 | -71488.5639 | 174791.506 | 0 | 0 | 0 | 0 | 0 | 0 | 0 | 0 | 0 | 0 | 0 | 0 | 0 | 0
2016-04-13 05:00 | 0 | 0 | 0 | 0 | 0 | 432107.5639 | 0 | 360619 | 0 | 0 | 0 | 71488.5639 | 2457866.3903 | 0 | 0 | 0 | 0 | 0 | 0 | 0 | 0 | 0 | 474643.701 | 0 | 0 | 0 | 0 | 71488.5639 | 0 | 0 | 0 | 0 | 0 | 0 | 0 | 0 | 0 | 0 | 0 | 0 | 0 | 0 | 0
2016-04-13 06:00 | 0 | 0 | 0 | 0 | 0 | 421246.5639 | 0 | 349758 | 0 | 0 | 0 | 142977.1278 | 2457866.3903 | 0 | 0 | 0 | 0 | 0 | 0 | 0 | 0 | 0 | 474641.8024 | 0 | 0 | 0 | 0 | 71488.5639 | 0 | 0 | 0 | 0 | 0 | 0 | 0 | 0 | 0 | 0 | 0 | 0 | 0 | 0 | 0
2016-04-13 07:00 | 0 | 0 | 0 | 0 | 0 | 272515.4361 | 0 | 344004 | 0 | 0 | 0 | 71488.5639 | 2457866.3903 | 0 | 0 | 0 | 0 | 0 | 0 | 0 | 0 | 0 | 474639.9039 | 0 | 0 | 0 | 0 | -71488.5639 | 0 | 0 | 0 | 0 | 0 | 0 | 0 | 0 | 0 | 0 | 0 | 0 | 0 | 0 | 0
2016-04-13 08:00 | 0 | 0 | 0 | 0 | 0 | 415222.5639 | 0 | 343734 | 0 | 0 | 0 | 142977.1278 | 2457866.3903 | 0 | 0 | 0 | 0 | 0 | 0 | 0 | 0 | 0 | 474638.0053 | 0 | 0 | 0 | 0 | 71488.5639 | 0 | 0 | 0 | 0 | 0 | 0 | 0 | 0 | 0 | 0 | 0 | 0 | 0 | 0 | 0
2016-04-13 09:00 | 0 | 0 | 0 | 0 | 0 | 283758.4361 | 0 | 355247 | 0 | 0 | 0 | 71488.5639 | 2457866.3903 | 0 | 0 | 0 | 0 | 0 | 0 | 0 | 0 | 0 | 474636.1068 | 0 | 0 | 0 | 0 | -71488.5639 | 0 | 0 | 0 | 0 | 0 | 0 | 0 | 0 | 0 | 0 | 0 | 0 | 0 | 0 | 0
2016-04-13 10:00 | 0 | 0 | 0 | 0 | 0 | 414950.1407 | 0 | 383845 | 0 | 0 | 0 | 102593.7046 | 2457866.3903 | 0 | 0 | 0 | 0 | 0 | 0 | 0 | 0 | 0 | 474634.2082 | 0 | 0 | 0 | 0 | 31105.1407 | 0 | 0 | 0 | 0 | 0 | 0 | 0 | 0 | 0 | 0 | 0 | 0 | 0 | 0 | 0
2016-04-13 11:00 | 0 | 0 | 0 | 0 | 0 | 387122.4207 | 0 | 408309 | 0 | 0 | 0 | 142977.1278 | 2396296.3879 | 0 | 0 | 0 | 0 | 0 | 0 | 0 | 0 | 0 | 474632.3097 | 0 | 0 | 0 | 0 | 40383.4232 | 0 | 61570.0024 | 0 | 0 | 0 | 0 | 0 | 0 | 0 | 0 | 0 | 0 | 0 | 0 | 0
2016-04-13 12:00 | 0 | 0 | 0 | 0 | 0 | 69757.0786 | 2070.5911 | 416018 | 0 | 0 | 0 | 71488.5639 | 2123594.6214 | 0 | 0 | 0 | 0 | 0 | 0 | 0 | 0 | 0 | 474630.4112 | 0 | 0 | 0 | 0 | -71488.5639 | 0 | 272701.7664 | 0 | 0 | 0 | 0 | 0 | 0 | 0 | 0 | 0 | 0 | 0 | 0 | 0
2016-04-13 13:00 | 0 | 0 | 0 | 0 | 0 | 120703.1163 | 227304.3198 | 419496 | 0 | 0 | 0 | 0 | 2123594.6214 | 0 | 0 | 0 | 0 | 0 | 0 | 0 | 0 | 0 | 474628.5126 | 0 | 0 | 0 | 0 | -71488.5639 | 0 | 0 | 0 | 0 | 0 | 0 | 0 | 0 | 0 | 0 | 0 | 0 | 0 | 0 | 0
2016-04-13 14:00 | 0 | 0 | 0 | 0 | 0 | 21967.2854 | 574846.2206 | 422022 | 0 | 0 | 0 | 0 | 2298386.1275 | 0 | 0 | 0 | 0 | 0 | 0 | 0 | 0 | 0 | 474626.6141 | 0 | 0 | 0 | 0 | 0 | 174791.506 | 0 | 0 | 0 | 0 | 0 | 0 | 0 | 0 | 0 | 0 | 0 | 0 | 0 | 0
2016-04-13 15:00 | 0 | 0 | 0 | 0 | 0 | 0 | 598841.2196 | 422677 | 0 | 0 | 0 | 0 | 2473177.6335 | 0 | 0 | 0 | 0 | 0 | 0 | 0 | 0 | 0 | 475722.8865 | 0 | 0 | 0 | 0 | 0 | 174791.506 | 0 | 0 | 0 | 0 | 0 | 0 | 0 | 0 | 0 | 0 | 0 | 1372.7136 | 0 | 0
2016-04-13 16:00 | 0 | 0 | 0 | 0 | 0 | 0 | 669287.7835 | 421635 | 0 | 0 | 0 | 71488.5639 | 2647969.1396 | 0 | 0 | 0 | 0 | 0 | 0 | 0 | 0 | 0 | 476819.1545 | 0 | 0 | 0 | 0 | 71488.5639 | 174791.506 | 0 | 0 | 0 | 0 | 0 | 0 | 0 | 0 | 0 | 0 | 0 | 1372.7136 | 0 | 0
2016-04-13 17:00 | 0 | 0 | 0 | 0 | 0 | 0 | 526096.6557 | 421421 | 0 | 0 | 0 | 0 | 2822760.6456 | 0 | 0 | 0 | 0 | 0 | 0 | 0 | 0 | 0 | 477915.418 | 0 | 0 | 0 | 0 | -71488.5639 | 174791.506 | 0 | 0 | 0 | 0 | 0 | 0 | 0 | 0 | 0 | 0 | 0 | 1372.7136 | 0 | 0
2016-04-13 18:00 | 0 | 0 | 0 | 0 | 0 | 0 | 667970.7835 | 420318 | 0 | 0 | 0 | 71488.5639 | 2997552.1516 | 0 | 0 | 0 | 0 | 0 | 0 | 0 | 0 | 0 | 479011.6773 | 0 | 0 | 0 | 0 | 71488.5639 | 174791.506 | 0 | 0 | 0 | 0 | 0 | 0 | 0 | 0 | 0 | 0 | 0 | 1372.7136 | 0 | 0
2016-04-13 19:00 | 0 | 0 | 0 | 0 | 0 | 0 | 655804.7254 | 419147 | 0 | 0 | 0 | 131982.0697 | 3172343.6577 | 0 | 0 | 0 | 0 | 0 | 0 | 0 | 0 | 0 | 480107.9321 | 0 | 0 | 0 | 0 | 60493.5058 | 174791.506 | 0 | 0 | 0 | 0 | 0 | 0 | 0 | 0 | 0 | 0 | 0 | 1372.7136 | 0 | 0
2016-04-13 20:00 | 0 | 0 | 0 | 0 | 0 | 0 | 667232.7835 | 419580 | 0 | 0 | 0 | 203470.6336 | 3347135.1637 | 0 | 0 | 0 | 0 | 0 | 0 | 0 | 0 | 0 | 481204.1825 | 0 | 0 | 0 | 0 | 71488.5639 | 174791.506 | 0 | 0 | 0 | 0 | 0 | 0 | 0 | 0 | 0 | 0 | 0 | 1372.7136 | 0 | 0
2016-04-13 21:00 | 0 | 0 | 0 | 0 | 0 | 0 | 525125.6557 | 420450 | 0 | 0 | 0 | 131982.0697 | 3521926.6698 | 0 | 0 | 0 | 0 | 0 | 0 | 0 | 0 | 0 | 482300.4286 | 0 | 0 | 0 | 0 | -71488.5639 | 174791.506 | 0 | 0 | 0 | 0 | 0 | 0 | 0 | 0 | 0 | 0 | 0 | 1372.7136 | 0 | 0
2016-04-13 22:00 | 0 | 0 | 0 | 0 | 0 | 0 | 668366.7835 | 420714 | 0 | 0 | 0 | 203470.6336 | 3696718.1758 | 0 | 0 | 0 | 0 | 0 | 0 | 0 | 0 | 0 | 483396.6702 | 0 | 0 | 0 | 0 | 71488.5639 | 174791.506 | 0 | 0 | 0 | 0 | 0 | 0 | 0 | 0 | 0 | 0 | 0 | 1372.7136 | 0 | 0
2016-04-13 23:00 | 0 | 0 | 0 | 0 | 0 | 0 | 599630.2196 | 423466 | 0 | 0 | 0 | 203470.6336 | 3871509.6818 | 0 | 0 | 0 | 0 | 0 | 0 | 0 | 0 | 0 | 484492.9075 | 0 | 0 | 0 | 0 | 0 | 174791.506 | 0 | 0 | 0 | 0 | 0 | 0 | 0 | 0 | 0 | 0 | 0 | 1372.7136 | 0 | 0
2016-04-14 | 0 | 0 | 0 | 0 | 0 | 0 | 438139.7667 | 433333 | 0 | 0 | 0 | 131982.0697 | 3947805.0124 | 0 | 0 | 0 | 0 | 0 | 0 | 0 | 0 | 0 | 484490.9695 | 0 | 0 | 0 | 0 | -71488.5639 | 76295.3305 | 0 | 0 | 0 | 0 | 0 | 0 | 0 | 0 | 0 | 0 | 0 | 0 | 0 | 0
2016-04-14 01:00 | 0 | 0 | 0 | 0 | 0 | 268233.4333 | 103130.0609 | 431857 | 0 | 0 | 0 | 71488.5639 | 3947805.0124 | 0 | 0 | 0 | 0 | 0 | 0 | 0 | 0 | 0 | 484489.0316 | 0 | 0 | 0 | 0 | -60493.5058 | 0 | 0 | 0 | 0 | 0 | 0 | 0 | 0 | 0 | 0 | 0 | 0 | 0 | 0 | 0
2016-04-14 02:00 | 0 | 0 | 0 | 0 | 0 | 661455.5188 | 62.5511 | 415238 | 0 | 0 | 0 | 142977.1278 | 4122596.5184 | 0 | 0 | 0 | 0 | 0 | 0 | 0 | 0 | 0 | 484487.0936 | 0 | 0 | 0 | 0 | 71488.5639 | 174791.506 | 0 | 0 | 0 | 0 | 0 | 0 | 0 | 0 | 0 | 0 | 0 | 0 | 0 | 0
2016-04-14 03:00 | 0 | 0 | 0 | 0 | 0 | 48911.6697 | 0 | 393102 | 0 | 0 | 0 | 71488.5639 | 3849894.752 | 0 | 0 | 0 | 0 | 0 | 0 | 0 | 0 | 0 | 484485.1557 | 0 | 0 | 0 | 0 | -71488.5639 | 0 | 272701.7664 | 0 | 0 | 0 | 0 | 0 | 0 | 0 | 0 | 0 | 0 | 0 | 0 | 0
2016-04-14 04:00 | 0 | 0 | 0 | 0 | 0 | 301517.4361 | 0 | 373006 | 0 | 0 | 0 | 0 | 3849894.752 | 0 | 0 | 0 | 0 | 0 | 0 | 0 | 0 | 0 | 484483.2177 | 0 | 0 | 0 | 0 | -71488.5639 | 0 | 0 | 0 | 0 | 0 | 0 | 0 | 0 | 0 | 0 | 0 | 0 | 0 | 0 | 0
2016-04-14 05:00 | 0 | 0 | 0 | 0 | 0 | 358223 | 0 | 358223 | 0 | 0 | 0 | 0 | 3849894.752 | 0 | 0 | 0 | 0 | 0 | 0 | 0 | 0 | 0 | 484481.2798 | 0 | 0 | 0 | 0 | 0 | 0 | 0 | 0 | 0 | 0 | 0 | 0 | 0 | 0 | 0 | 0 | 0 | 0 | 0 | 0
2016-04-14 06:00 | 0 | 0 | 0 | 0 | 0 | 347343 | 0 | 347343 | 0 | 0 | 0 | 0 | 3849894.752 | 0 | 0 | 0 | 0 | 0 | 0 | 0 | 0 | 0 | 484479.3419 | 0 | 0 | 0 | 0 | 0 | 0 | 0 | 0 | 0 | 0 | 0 | 0 | 0 | 0 | 0 | 0 | 0 | 0 | 0 | 0
2016-04-14 07:00 | 0 | 0 | 0 | 0 | 0 | 413481.5639 | 0 | 341993 | 0 | 0 | 0 | 71488.5639 | 3849894.752 | 0 | 0 | 0 | 0 | 0 | 0 | 0 | 0 | 0 | 484477.4039 | 0 | 0 | 0 | 0 | 71488.5639 | 0 | 0 | 0 | 0 | 0 | 0 | 0 | 0 | 0 | 0 | 0 | 0 | 0 | 0 | 0
2016-04-14 08:00 | 0 | 0 | 0 | 0 | 0 | 413234.5639 | 0 | 341746 | 0 | 0 | 0 | 142977.1278 | 3849894.752 | 0 | 0 | 0 | 0 | 0 | 0 | 0 | 0 | 0 | 484475.466 | 0 | 0 | 0 | 0 | 71488.5639 | 0 | 0 | 0 | 0 | 0 | 0 | 0 | 0 | 0 | 0 | 0 | 0 | 0 | 0 | 0
2016-04-14 09:00 | 0 | 0 | 0 | 0 | 0 | 8551.6697 | 0 | 352742 | 0 | 0 | 0 | 71488.5639 | 3577192.9856 | 0 | 0 | 0 | 0 | 0 | 0 | 0 | 0 | 0 | 484473.5281 | 0 | 0 | 0 | 0 | -71488.5639 | 0 | 272701.7664 | 0 | 0 | 0 | 0 | 0 | 0 | 0 | 0 | 0 | 0 | 0 | 0 | 0
2016-04-14 10:00 | 0 | 0 | 0 | 0 | 0 | 325069.6406 | 0 | 380747 | 0 | 0 | 0 | 15811.2045 | 3577192.9856 | 0 | 0 | 0 | 0 | 0 | 0 | 0 | 0 | 0 | 484471.5902 | 0 | 0 | 0 | 0 | -55677.3594 | 0 | 0 | 0 | 0 | 0 | 0 | 0 | 0 | 0 | 0 | 0 | 0 | 0 | 0 | 0
2016-04-14 11:00 | 0 | 0 | 0 | 0 | 0 | 388778.7955 | 0 | 404590 | 0 | 0 | 0 | 0 | 3577192.9856 | 0 | 0 | 0 | 0 | 0 | 0 | 0 | 0 | 0 | 484469.6524 | 0 | 0 | 0 | 0 | -15811.2045 | 0 | 0 | 0 | 0 | 0 | 0 | 0 | 0 | 0 | 0 | 0 | 0 | 0 | 0 | 0
2016-04-14 12:00 | 0 | 0 | 0 | 0 | 0 | 325893.741 | 1142.4359 | 413020 | 0 | 0 | 0 | 0 | 3491209.1625 | 0 | 0 | 0 | 0 | 0 | 0 | 0 | 0 | 0 | 484467.7145 | 0 | 0 | 0 | 0 | 0 | 174791.506 | 260775.3291 | 0 | 0 | 0 | 0 | 0 | 0 | 0 | 0 | 0 | 0 | 0 | 0 | 0
2016-04-14 13:00 | 0 | 0 | 0 | 0 | 0 | 138702.2747 | 277869.7253 | 416572 | 0 | 0 | 0 | 0 | 3491209.1625 | 0 | 0 | 0 | 0 | 0 | 0 | 0 | 0 | 0 | 484465.7766 | 0 | 0 | 0 | 0 | 0 | 0 | 0 | 0 | 0 | 0 | 0 | 0 | 0 | 0 | 0 | 0 | 0 | 0 | 0 | 0
2016-04-14 14:00 | 0 | 0 | 0 | 0 | 0 | 0 | 618704.621 | 420562 | 0 | 0 | 0 | 21978.4014 | 3666000.6686 | 0 | 0 | 0 | 0 | 0 | 0 | 0 | 0 | 0 | 485562.0096 | 0 | 0 | 0 | 0 | 21978.4014 | 174791.506 | 0 | 0 | 0 | 0 | 0 | 0 | 0 | 0 | 0 | 0 | 0 | 1372.7136 | 0 | 0
2016-04-14 15:00 | 0 | 0 | 0 | 0 | 0 | 0 | 576687.8182 | 422502 | 0 | 0 | 0 | 0 | 3840792.1746 | 0 | 0 | 0 | 0 | 0 | 0 | 0 | 0 | 0 | 486658.2382 | 0 | 0 | 0 | 0 | -21978.4014 | 174791.506 | 0 | 0 | 0 | 0 | 0 | 0 | 0 | 0 | 0 | 0 | 0 | 1372.7136 | 0 | 0
2016-04-14 16:00 | 0 | 0 | 0 | 0 | 0 | 0 | 670658.7835 | 423006 | 0 | 0 | 0 | 71488.5639 | 4015583.6806 | 0 | 0 | 0 | 0 | 0 | 0 | 0 | 0 | 0 | 487754.4625 | 0 | 0 | 0 | 0 | 71488.5639 | 174791.506 | 0 | 0 | 0 | 0 | 0 | 0 | 0 | 0 | 0 | 0 | 0 | 1372.7136 | 0 | 0
2016-04-14 17:00 | 0 | 0 | 0 | 0 | 0 | 0 | 529231.6557 | 424556 | 0 | 0 | 0 | 0 | 4190375.1867 | 0 | 0 | 0 | 0 | 0 | 0 | 0 | 0 | 0 | 488850.6823 | 0 | 0 | 0 | 0 | -71488.5639 | 174791.506 | 0 | 0 | 0 | 0 | 0 | 0 | 0 | 0 | 0 | 0 | 0 | 1372.7136 | 0 | 0
2016-04-14 18:00 | 0 | 0 | 0 | 0 | 0 | 0 | 672979.7835 | 425327 | 0 | 0 | 0 | 71488.5639 | 4365166.6927 | 0 | 0 | 0 | 0 | 0 | 0 | 0 | 0 | 0 | 489946.8978 | 0 | 0 | 0 | 0 | 71488.5639 | 174791.506 | 0 | 0 | 0 | 0 | 0 | 0 | 0 | 0 | 0 | 0 | 0 | 1372.7136 | 0 | 0
2016-04-14 19:00 | 0 | 0 | 0 | 0 | 0 | 0 | 672754.7835 | 425102 | 0 | 0 | 0 | 142977.1278 | 4539958.1987 | 0 | 0 | 0 | 0 | 0 | 0 | 0 | 0 | 0 | 491043.1088 | 0 | 0 | 0 | 0 | 71488.5639 | 174791.506 | 0 | 0 | 0 | 0 | 0 | 0 | 0 | 0 | 0 | 0 | 0 | 1372.7136 | 0 | 0
2016-04-14 20:00 | 0 | 0 | 0 | 0 | 0 | 0 | 597067.9881 | 425819 | 0 | 0 | 0 | 138061.8962 | 4714749.7048 | 0 | 0 | 0 | 0 | 0 | 0 | 0 | 0 | 0 | 492139.3155 | 0 | 0 | 0 | 0 | -4915.2315 | 174791.506 | 0 | 0 | 0 | 0 | 0 | 0 | 0 | 0 | 0 | 0 | 0 | 1372.7136 | 0 | 0
2016-04-14 21:00 | 0 | 0 | 0 | 0 | 0 | 0 | 531054.6557 | 426379 | 0 | 0 | 0 | 66573.3323 | 4889541.2108 | 0 | 0 | 0 | 0 | 0 | 0 | 0 | 0 | 0 | 493235.5179 | 0 | 0 | 0 | 0 | -71488.5639 | 174791.506 | 0 | 0 | 0 | 0 | 0 | 0 | 0 | 0 | 0 | 0 | 0 | 1372.7136 | 0 | 0
2016-04-14 22:00 | 0 | 0 | 0 | 0 | 0 | 0 | 672767.7835 | 425115 | 0 | 0 | 0 | 138061.8962 | 5064332.7169 | 0 | 0 | 0 | 0 | 0 | 0 | 0 | 0 | 0 | 494331.7158 | 0 | 0 | 0 | 0 | 71488.5639 | 174791.506 | 0 | 0 | 0 | 0 | 0 | 0 | 0 | 0 | 0 | 0 | 0 | 1372.7136 | 0 | 0
2016-04-14 23:00 | 0 | 0 | 0 | 0 | 0 | 0 | 667705.9569 | 426133 | 0 | 0 | 0 | 203470.6336 | 5239124.2229 | 0 | 0 | 0 | 0 | 0 | 0 | 0 | 0 | 0 | 495427.9093 | 0 | 0 | 0 | 0 | 65408.7373 | 174791.506 | 0 | 0 | 0 | 0 | 0 | 0 | 0 | 0 | 0 | 0 | 0 | 1372.7136 | 0 | 0
2016-04-15 | 0 | 0 | 0 | 0 | 0 | 0 | 448177.7292 | 434114 | 0 | 0 | 0 | 131982.0697 | 5324676.516 | 0 | 0 | 0 | 0 | 0 | 0 | 0 | 0 | 0 | 495425.9276 | 0 | 0 | 0 | 0 | -71488.5639 | 85552.2931 | 0 | 0 | 0 | 0 | 0 | 0 | 0 | 0 | 0 | 0 | 0 | 0 | 0 | 0
2016-04-15 01:00 | 0 | 0 | 0 | 0 | 0 | 247188.1625 | 113821.2736 | 432498 | 0 | 0 | 0 | 60493.5058 | 5324676.516 | 0 | 0 | 0 | 0 | 0 | 0 | 0 | 0 | 0 | 495423.9459 | 0 | 0 | 0 | 0 | -71488.5639 | 0 | 0 | 0 | 0 | 0 | 0 | 0 | 0 | 0 | 0 | 0 | 0 | 0 | 0 | 0
2016-04-15 02:00 | 0 | 0 | 0 | 0 | 0 | 426567.4332 | 77.6249 | 415650 | 0 | 0 | 0 | 71488.5639 | 5324676.516 | 0 | 0 | 0 | 0 | 0 | 0 | 0 | 0 | 0 | 495421.9642 | 0 | 0 | 0 | 0 | 10995.0581 | 0 | 0 | 0 | 0 | 0 | 0 | 0 | 0 | 0 | 0 | 0 | 0 | 0 | 0 | 0
2016-04-15 03:00 | 0 | 0 | 0 | 0 | 0 | 50533.6697 | 0 | 394724 | 0 | 0 | 0 | 0 | 5051974.7495 | 0 | 0 | 0 | 0 | 0 | 0 | 0 | 0 | 0 | 495419.9825 | 0 | 0 | 0 | 0 | -71488.5639 | 0 | 272701.7664 | 0 | 0 | 0 | 0 | 0 | 0 | 0 | 0 | 0 | 0 | 0 | 0 | 0
2016-04-15 04:00 | 0 | 0 | 0 | 0 | 0 | 372955 | 0 | 372955 | 0 | 0 | 0 | 0 | 5051974.7495 | 0 | 0 | 0 | 0 | 0 | 0 | 0 | 0 | 0 | 495418.0008 | 0 | 0 | 0 | 0 | 0 | 0 | 0 | 0 | 0 | 0 | 0 | 0 | 0 | 0 | 0 | 0 | 0 | 0 | 0 | 0
2016-04-15 05:00 | 0 | 0 | 0 | 0 | 0 | 426330.5639 | 0 | 354842 | 0 | 0 | 0 | 71488.5639 | 5051974.7495 | 0 | 0 | 0 | 0 | 0 | 0 | 0 | 0 | 0 | 495416.0192 | 0 | 0 | 0 | 0 | 71488.5639 | 0 | 0 | 0 | 0 | 0 | 0 | 0 | 0 | 0 | 0 | 0 | 0 | 0 | 0 | 0
2016-04-15 06:00 | 0 | 0 | 0 | 0 | 0 | 271812.4361 | 0 | 343301 | 0 | 0 | 0 | 0 | 5051974.7495 | 0 | 0 | 0 | 0 | 0 | 0 | 0 | 0 | 0 | 495414.0375 | 0 | 0 | 0 | 0 | -71488.5639 | 0 | 0 | 0 | 0 | 0 | 0 | 0 | 0 | 0 | 0 | 0 | 0 | 0 | 0 | 0
2016-04-15 07:00 | 0 | 0 | 0 | 0 | 0 | 64467.2336 | 0 | 337169 | 0 | 0 | 0 | 0 | 4779272.9831 | 0 | 0 | 0 | 0 | 0 | 0 | 0 | 0 | 0 | 495412.0558 | 0 | 0 | 0 | 0 | 0 | 0 | 272701.7664 | 0 | 0 | 0 | 0 | 0 | 0 | 0 | 0 | 0 | 0 | 0 | 0 | 0
2016-04-15 08:00 | 0 | 0 | 0 | 0 | 0 | 407868.5639 | 0 | 336380 | 0 | 0 | 0 | 71488.5639 | 4779272.9831 | 0 | 0 | 0 | 0 | 0 | 0 | 0 | 0 | 0 | 495410.0742 | 0 | 0 | 0 | 0 | 71488.5639 | 0 | 0 | 0 | 0 | 0 | 0 | 0 | 0 | 0 | 0 | 0 | 0 | 0 | 0 | 0
2016-04-15 09:00 | 0 | 0 | 0 | 0 | 0 | 347158 | 0 | 347158 | 0 | 0 | 0 | 71488.5639 | 4779272.9831 | 0 | 0 | 0 | 0 | 0 | 0 | 0 | 0 | 0 | 495408.0926 | 0 | 0 | 0 | 0 | 0 | 0 | 0 | 0 | 0 | 0 | 0 | 0 | 0 | 0 | 0 | 0 | 0 | 0 | 0 | 0
2016-04-15 10:00 | 0 | 0 | 0 | 0 | 0 | 29348.6697 | 0 | 373539 | 0 | 0 | 0 | 0 | 4506571.2167 | 0 | 0 | 0 | 0 | 0 | 0 | 0 | 0 | 0 | 495406.1109 | 0 | 0 | 0 | 0 | -71488.5639 | 0 | 272701.7664 | 0 | 0 | 0 | 0 | 0 | 0 | 0 | 0 | 0 | 0 | 0 | 0 | 0
2016-04-15 11:00 | 0 | 0 | 0 | 0 | 0 | 123800.2336 | 0 | 396502 | 0 | 0 | 0 | 0 | 4233869.4503 | 0 | 0 | 0 | 0 | 0 | 0 | 0 | 0 | 0 | 495404.1293 | 0 | 0 | 0 | 0 | 0 | 0 | 272701.7664 | 0 | 0 | 0 | 0 | 0 | 0 | 0 | 0 | 0 | 0 | 0 | 0 | 0
2016-04-15 12:00 | 0 | 0 | 0 | 0 | 0 | 402197.7874 | 3490.2126 | 405688 | 0 | 0 | 0 | 0 | 4233869.4503 | 0 | 0 | 0 | 0 | 0 | 0 | 0 | 0 | 0 | 495402.1477 | 0 | 0 | 0 | 0 | 0 | 0 | 0 | 0 | 0 | 0 | 0 | 0 | 0 | 0 | 0 | 0 | 0 | 0 | 0 | 0
2016-04-15 13:00 | 0 | 0 | 0 | 0 | 0 | 247421.8863 | 164620.1137 | 412042 | 0 | 0 | 0 | 0 | 4233869.4503 | 0 | 0 | 0 | 0 | 0 | 0 | 0 | 0 | 0 | 495400.1661 | 0 | 0 | 0 | 0 | 0 | 0 | 0 | 0 | 0 | 0 | 0 | 0 | 0 | 0 | 0 | 0 | 0 | 0 | 0 | 0
2016-04-15 14:00 | 0 | 0 | 0 | 0 | 0 | 0 | 506737.8972 | 416745 | 0 | 0 | 0 | 0 | 4323862.3475 | 0 | 0 | 0 | 0 | 0 | 0 | 0 | 0 | 0 | 495398.1845 | 0 | 0 | 0 | 0 | 0 | 89992.8972 | 0 | 0 | 0 | 0 | 0 | 0 | 0 | 0 | 0 | 0 | 0 | 0 | 0 | 0
2016-04-15 15:00 | 0 | 0 | 0 | 0 | 0 | 0 | 594997.2196 | 418833 | 0 | 0 | 0 | 0 | 4498653.8536 | 0 | 0 | 0 | 0 | 0 | 0 | 0 | 0 | 0 | 496494.3737 | 0 | 0 | 0 | 0 | 0 | 174791.506 | 0 | 0 | 0 | 0 | 0 | 0 | 0 | 0 | 0 | 0 | 0 | 1372.7136 | 0 | 0
2016-04-15 16:00 | 0 | 0 | 0 | 0 | 0 | 0 | 594687.2196 | 418523 | 0 | 0 | 0 | 0 | 4673445.3596 | 0 | 0 | 0 | 0 | 0 | 0 | 0 | 0 | 0 | 497590.5586 | 0 | 0 | 0 | 0 | 0 | 174791.506 | 0 | 0 | 0 | 0 | 0 | 0 | 0 | 0 | 0 | 0 | 0 | 1372.7136 | 0 | 0
2016-04-15 17:00 | 0 | 0 | 0 | 0 | 0 | 0 | 594287.2196 | 418123 | 0 | 0 | 0 | 0 | 4848236.8656 | 0 | 0 | 0 | 0 | 0 | 0 | 0 | 0 | 0 | 498686.7391 | 0 | 0 | 0 | 0 | 0 | 174791.506 | 0 | 0 | 0 | 0 | 0 | 0 | 0 | 0 | 0 | 0 | 0 | 1372.7136 | 0 | 0
2016-04-15 18:00 | 0 | 0 | 0 | 0 | 0 | 0 | 594522.2196 | 418358 | 0 | 0 | 0 | 0 | 5023028.3717 | 0 | 0 | 0 | 0 | 0 | 0 | 0 | 0 | 0 | 499782.9153 | 0 | 0 | 0 | 0 | 0 | 174791.506 | 0 | 0 | 0 | 0 | 0 | 0 | 0 | 0 | 0 | 0 | 0 | 1372.7136 | 0 | 0
2016-04-15 19:00 | 0 | 0 | 0 | 0 | 0 | 0 | 665753.7835 | 418101 | 0 | 0 | 0 | 71488.5639 | 5197819.8777 | 0 | 0 | 0 | 0 | 0 | 0 | 0 | 0 | 0 | 500879.087 | 0 | 0 | 0 | 0 | 71488.5639 | 174791.506 | 0 | 0 | 0 | 0 | 0 | 0 | 0 | 0 | 0 | 0 | 0 | 1372.7136 | 0 | 0
2016-04-15 20:00 | 0 | 0 | 0 | 0 | 0 | 0 | 665010.7835 | 417358 | 0 | 0 | 0 | 142977.1278 | 5372611.3838 | 0 | 0 | 0 | 0 | 0 | 0 | 0 | 0 | 0 | 501975.2543 | 0 | 0 | 0 | 0 | 71488.5639 | 174791.506 | 0 | 0 | 0 | 0 | 0 | 0 | 0 | 0 | 0 | 0 | 0 | 1372.7136 | 0 | 0
2016-04-15 21:00 | 0 | 0 | 0 | 0 | 0 | 0 | 653253.7254 | 416596 | 0 | 0 | 0 | 203470.6336 | 5547402.8898 | 0 | 0 | 0 | 0 | 0 | 0 | 0 | 0 | 0 | 503071.4173 | 0 | 0 | 0 | 0 | 60493.5058 | 174791.506 | 0 | 0 | 0 | 0 | 0 | 0 | 0 | 0 | 0 | 0 | 0 | 1372.7136 | 0 | 0
2016-04-15 22:00 | 0 | 0 | 0 | 0 | 0 | 0 | 589440.2196 | 413276 | 0 | 0 | 0 | 203470.6336 | 5722194.3958 | 0 | 0 | 0 | 0 | 0 | 0 | 0 | 0 | 0 | 504167.5759 | 0 | 0 | 0 | 0 | 0 | 174791.506 | 0 | 0 | 0 | 0 | 0 | 0 | 0 | 0 | 0 | 0 | 0 | 1372.7136 | 0 | 0
2016-04-15 23:00 | 0 | 0 | 0 | 0 | 0 | 0 | 547545.319 | 410671 | 0 | 0 | 0 | 203470.6336 | 5859068.7148 | 0 | 0 | 0 | 0 | 0 | 0 | 0 | 0 | 0 | 504165.5592 | 0 | 0 | 0 | 0 | 0 | 136874.319 | 0 | 0 | 0 | 0 | 0 | 0 | 0 | 0 | 0 | 0 | 0 | 0 | 0 | 0
2016-04-16 | 0 | 0 | 0 | 0 | 0 | 0 | 387093.9593 | 414985 | 0 | 0 | 0 | 142977.1278 | 5891671.1799 | 0 | 0 | 0 | 0 | 0 | 0 | 0 | 0 | 0 | 504163.5426 | 0 | 0 | 0 | 0 | -60493.5058 | 32602.4651 | 0 | 0 | 0 | 0 | 0 | 0 | 0 | 0 | 0 | 0 | 0 | 0 | 0 | 0
2016-04-16 01:00 | 0 | 0 | 0 | 0 | 0 | 217337.811 | 125415.6251 | 414242 | 0 | 0 | 0 | 71488.5639 | 5891671.1799 | 0 | 0 | 0 | 0 | 0 | 0 | 0 | 0 | 0 | 504161.5259 | 0 | 0 | 0 | 0 | -71488.5639 | 0 | 0 | 0 | 0 | 0 | 0 | 0 | 0 | 0 | 0 | 0 | 0 | 0 | 0 | 0
2016-04-16 02:00 | 0 | 0 | 0 | 0 | 0 | 56355.043 | 103.6267 | 400649 | 0 | 0 | 0 | 0 | 5618969.4135 | 0 | 0 | 0 | 0 | 0 | 0 | 0 | 0 | 0 | 504159.5093 | 0 | 0 | 0 | 0 | -71488.5639 | 0 | 272701.7664 | 0 | 0 | 0 | 0 | 0 | 0 | 0 | 0 | 0 | 0 | 0 | 0 | 0
2016-04-16 03:00 | 0 | 0 | 0 | 0 | 0 | 454383.5639 | 0 | 382895 | 0 | 0 | 0 | 71488.5639 | 5618969.4135 | 0 | 0 | 0 | 0 | 0 | 0 | 0 | 0 | 0 | 504157.4926 | 0 | 0 | 0 | 0 | 71488.5639 | 0 | 0 | 0 | 0 | 0 | 0 | 0 | 0 | 0 | 0 | 0 | 0 | 0 | 0 | 0
2016-04-16 04:00 | 0 | 0 | 0 | 0 | 0 | 19664.6697 | 0 | 363855 | 0 | 0 | 0 | 0 | 5346267.6471 | 0 | 0 | 0 | 0 | 0 | 0 | 0 | 0 | 0 | 504155.476 | 0 | 0 | 0 | 0 | -71488.5639 | 0 | 272701.7664 | 0 | 0 | 0 | 0 | 0 | 0 | 0 | 0 | 0 | 0 | 0 | 0 | 0
2016-04-16 05:00 | 0 | 0 | 0 | 0 | 0 | 418984.5639 | 0 | 347496 | 0 | 0 | 0 | 71488.5639 | 5346267.6471 | 0 | 0 | 0 | 0 | 0 | 0 | 0 | 0 | 0 | 504153.4594 | 0 | 0 | 0 | 0 | 71488.5639 | 0 | 0 | 0 | 0 | 0 | 0 | 0 | 0 | 0 | 0 | 0 | 0 | 0 | 0 | 0
2016-04-16 06:00 | 0 | 0 | 0 | 0 | 0 | 134203.7975 | 0 | 335417 | 0 | 0 | 0 | 142977.1278 | 5073565.8807 | 0 | 0 | 0 | 0 | 0 | 0 | 0 | 0 | 0 | 504151.4428 | 0 | 0 | 0 | 0 | 71488.5639 | 0 | 272701.7664 | 0 | 0 | 0 | 0 | 0 | 0 | 0 | 0 | 0 | 0 | 0 | 0 | 0
2016-04-16 07:00 | 0 | 0 | 0 | 0 | 0 | 256336.4361 | 0 | 327825 | 0 | 0 | 0 | 71488.5639 | 5073565.8807 | 0 | 0 | 0 | 0 | 0 | 0 | 0 | 0 | 0 | 504149.4261 | 0 | 0 | 0 | 0 | -71488.5639 | 0 | 0 | 0 | 0 | 0 | 0 | 0 | 0 | 0 | 0 | 0 | 0 | 0 | 0 | 0
2016-04-16 08:00 | 0 | 0 | 0 | 0 | 0 | 253848.4361 | 0 | 325337 | 0 | 0 | 0 | 0 | 5073565.8807 | 0 | 0 | 0 | 0 | 0 | 0 | 0 | 0 | 0 | 504147.4096 | 0 | 0 | 0 | 0 | -71488.5639 | 0 | 0 | 0 | 0 | 0 | 0 | 0 | 0 | 0 | 0 | 0 | 0 | 0 | 0 | 0
2016-04-16 09:00 | 0 | 0 | 0 | 0 | 0 | 574213.0699 | 0 | 327933 | 0 | 0 | 0 | 71488.5639 | 5248357.3867 | 0 | 0 | 0 | 0 | 0 | 0 | 0 | 0 | 0 | 504145.393 | 0 | 0 | 0 | 0 | 71488.5639 | 174791.506 | 0 | 0 | 0 | 0 | 0 | 0 | 0 | 0 | 0 | 0 | 0 | 0 | 0 | 0
2016-04-16 10:00 | 0 | 0 | 0 | 0 | 0 | 406234.5639 | 0 | 334746 | 0 | 0 | 0 | 142977.1278 | 5248357.3867 | 0 | 0 | 0 | 0 | 0 | 0 | 0 | 0 | 0 | 504143.3764 | 0 | 0 | 0 | 0 | 71488.5639 | 0 | 0 | 0 | 0 | 0 | 0 | 0 | 0 | 0 | 0 | 0 | 0 | 0 | 0 | 0
2016-04-16 11:00 | 0 | 0 | 0 | 0 | 0 | 116.6697 | 0 | 344307 | 0 | 0 | 0 | 71488.5639 | 4975655.6203 | 0 | 0 | 0 | 0 | 0 | 0 | 0 | 0 | 0 | 504141.3598 | 0 | 0 | 0 | 0 | -71488.5639 | 0 | 272701.7664 | 0 | 0 | 0 | 0 | 0 | 0 | 0 | 0 | 0 | 0 | 0 | 0 | 0
2016-04-16 12:00 | 0 | 0 | 0 | 0 | 0 | 11000.8044 | 1910.8653 | 357102 | 0 | 0 | 0 | 0 | 4702953.8539 | 0 | 0 | 0 | 0 | 0 | 0 | 0 | 0 | 0 | 504139.3432 | 0 | 0 | 0 | 0 | -71488.5639 | 0 | 272701.7664 | 0 | 0 | 0 | 0 | 0 | 0 | 0 | 0 | 0 | 0 | 0 | 0 | 0
2016-04-16 13:00 | 0 | 0 | 0 | 0 | 0 | 132918.9911 | 171877.6087 | 369331 | 0 | 0 | 0 | 0 | 4638419.4537 | 0 | 0 | 0 | 0 | 0 | 0 | 0 | 0 | 0 | 504137.3267 | 0 | 0 | 0 | 0 | 0 | 0 | 64534.4002 | 0 | 0 | 0 | 0 | 0 | 0 | 0 | 0 | 0 | 0 | 0 | 0 | 0
2016-04-16 14:00 | 0 | 0 | 0 | 0 | 0 | 0 | 512401.4335 | 378117 | 0 | 0 | 0 | 0 | 4772703.8872 | 0 | 0 | 0 | 0 | 0 | 0 | 0 | 0 | 0 | 504135.3101 | 0 | 0 | 0 | 0 | 0 | 134284.4335 | 0 | 0 | 0 | 0 | 0 | 0 | 0 | 0 | 0 | 0 | 0 | 0 | 0 | 0
2016-04-16 15:00 | 0 | 0 | 0 | 0 | 0 | 0 | 559025.2196 | 382861 | 0 | 0 | 0 | 0 | 4947495.3932 | 0 | 0 | 0 | 0 | 0 | 0 | 0 | 0 | 0 | 505231.4645 | 0 | 0 | 0 | 0 | 0 | 174791.506 | 0 | 0 | 0 | 0 | 0 | 0 | 0 | 0 | 0 | 0 | 0 | 1372.7136 | 0 | 0
2016-04-16 16:00 | 0 | 0 | 0 | 0 | 0 | 0 | 632793.7835 | 385141 | 0 | 0 | 0 | 71488.5639 | 5122286.8993 | 0 | 0 | 0 | 0 | 0 | 0 | 0 | 0 | 0 | 506327.6144 | 0 | 0 | 0 | 0 | 71488.5639 | 174791.506 | 0 | 0 | 0 | 0 | 0 | 0 | 0 | 0 | 0 | 0 | 0 | 1372.7136 | 0 | 0
2016-04-16 17:00 | 0 | 0 | 0 | 0 | 0 | 0 | 489016.6557 | 384341 | 0 | 0 | 0 | 0 | 5297078.4053 | 0 | 0 | 0 | 0 | 0 | 0 | 0 | 0 | 0 | 507423.76 | 0 | 0 | 0 | 0 | -71488.5639 | 174791.506 | 0 | 0 | 0 | 0 | 0 | 0 | 0 | 0 | 0 | 0 | 0 | 1372.7136 | 0 | 0
2016-04-16 18:00 | 0 | 0 | 0 | 0 | 0 | 0 | 631422.7835 | 383770 | 0 | 0 | 0 | 71488.5639 | 5471869.9114 | 0 | 0 | 0 | 0 | 0 | 0 | 0 | 0 | 0 | 508519.9011 | 0 | 0 | 0 | 0 | 71488.5639 | 174791.506 | 0 | 0 | 0 | 0 | 0 | 0 | 0 | 0 | 0 | 0 | 0 | 1372.7136 | 0 | 0
2016-04-16 19:00 | 0 | 0 | 0 | 0 | 0 | 0 | 631753.7835 | 384101 | 0 | 0 | 0 | 142977.1278 | 5646661.4174 | 0 | 0 | 0 | 0 | 0 | 0 | 0 | 0 | 0 | 509616.0379 | 0 | 0 | 0 | 0 | 71488.5639 | 174791.506 | 0 | 0 | 0 | 0 | 0 | 0 | 0 | 0 | 0 | 0 | 0 | 1372.7136 | 0 | 0
2016-04-16 20:00 | 0 | 0 | 0 | 0 | 0 | 0 | 622119.7254 | 385462 | 0 | 0 | 0 | 203470.6336 | 5821452.9234 | 0 | 0 | 0 | 0 | 0 | 0 | 0 | 0 | 0 | 510712.1703 | 0 | 0 | 0 | 0 | 60493.5058 | 174791.506 | 0 | 0 | 0 | 0 | 0 | 0 | 0 | 0 | 0 | 0 | 0 | 1372.7136 | 0 | 0
2016-04-16 21:00 | 0 | 0 | 0 | 0 | 0 | 0 | 491760.6557 | 387085 | 0 | 0 | 0 | 131982.0697 | 5996244.4295 | 0 | 0 | 0 | 0 | 0 | 0 | 0 | 0 | 0 | 511808.2983 | 0 | 0 | 0 | 0 | -71488.5639 | 174791.506 | 0 | 0 | 0 | 0 | 0 | 0 | 0 | 0 | 0 | 0 | 0 | 1372.7136 | 0 | 0
2016-04-16 22:00 | 0 | 0 | 0 | 0 | 0 | 0 | 635754.7835 | 388102 | 0 | 0 | 0 | 203470.6336 | 6171035.9355 | 0 | 0 | 0 | 0 | 0 | 0 | 0 | 0 | 0 | 512904.422 | 0 | 0 | 0 | 0 | 71488.5639 | 174791.506 | 0 | 0 | 0 | 0 | 0 | 0 | 0 | 0 | 0 | 0 | 0 | 1372.7136 | 0 | 0
2016-04-16 23:00 | 0 | 0 | 0 | 0 | 0 | 0 | 564201.2196 | 388037 | 0 | 0 | 0 | 203470.6336 | 6345827.4416 | 0 | 0 | 0 | 0 | 0 | 0 | 0 | 0 | 0 | 514000.5412 | 0 | 0 | 0 | 0 | 0 | 174791.506 | 0 | 0 | 0 | 0 | 0 | 0 | 0 | 0 | 0 | 0 | 0 | 1372.7136 | 0 | 0
2016-04-17 | 0 | 0 | 0 | 0 | 0 | 0 | 421583.1826 | 394464 | 0 | 0 | 0 | 203470.6336 | 6372946.6241 | 0 | 0 | 0 | 0 | 0 | 0 | 0 | 0 | 0 | 513998.4852 | 0 | 0 | 0 | 0 | 0 | 27119.1826 | 0 | 0 | 0 | 0 | 0 | 0 | 0 | 0 | 0 | 0 | 0 | 0 | 0 | 0
2016-04-17 01:00 | 0 | 0 | 0 | 0 | 0 | 0 | 132979.5304 | 395190 | 0 | 0 | 0 | 203470.6336 | 6110736.1546 | 0 | 0 | 0 | 0 | 0 | 0 | 0 | 0 | 0 | 513996.4292 | 0 | 0 | 0 | 0 | 0 | 0 | 262210.4696 | 0 | 0 | 0 | 0 | 0 | 0 | 0 | 0 | 0 | 0 | 0 | 0 | 0
2016-04-17 02:00 | 0 | 0 | 0 | 0 | 0 | 324177.8194 | 128.6749 | 384800 | 0 | 0 | 0 | 142977.1278 | 6110736.1546 | 0 | 0 | 0 | 0 | 0 | 0 | 0 | 0 | 0 | 513994.3732 | 0 | 0 | 0 | 0 | -60493.5058 | 0 | 0 | 0 | 0 | 0 | 0 | 0 | 0 | 0 | 0 | 0 | 0 | 0 | 0 | 0
2016-04-17 03:00 | 0 | 0 | 0 | 0 | 0 | 297858.4361 | 0 | 369347 | 0 | 0 | 0 | 71488.5639 | 6110736.1546 | 0 | 0 | 0 | 0 | 0 | 0 | 0 | 0 | 0 | 513992.3173 | 0 | 0 | 0 | 0 | -71488.5639 | 0 | 0 | 0 | 0 | 0 | 0 | 0 | 0 | 0 | 0 | 0 | 0 | 0 | 0 | 0
2016-04-17 04:00 | 0 | 0 | 0 | 0 | 0 | 280264.4361 | 0 | 351753 | 0 | 0 | 0 | 0 | 6110736.1546 | 0 | 0 | 0 | 0 | 0 | 0 | 0 | 0 | 0 | 513990.2613 | 0 | 0 | 0 | 0 | -71488.5639 | 0 | 0 | 0 | 0 | 0 | 0 | 0 | 0 | 0 | 0 | 0 | 0 | 0 | 0 | 0
2016-04-17 05:00 | 0 | 0 | 0 | 0 | 0 | 510641.506 | 0 | 335850 | 0 | 0 | 0 | 0 | 6285527.6606 | 0 | 0 | 0 | 0 | 0 | 0 | 0 | 0 | 0 | 513988.2053 | 0 | 0 | 0 | 0 | 0 | 174791.506 | 0 | 0 | 0 | 0 | 0 | 0 | 0 | 0 | 0 | 0 | 0 | 0 | 0 | 0
2016-04-17 06:00 | 0 | 0 | 0 | 0 | 0 | 395535.5639 | 0 | 324047 | 0 | 0 | 0 | 71488.5639 | 6285527.6606 | 0 | 0 | 0 | 0 | 0 | 0 | 0 | 0 | 0 | 513986.1494 | 0 | 0 | 0 | 0 | 71488.5639 | 0 | 0 | 0 | 0 | 0 | 0 | 0 | 0 | 0 | 0 | 0 | 0 | 0 | 0 | 0
2016-04-17 07:00 | 0 | 0 | 0 | 0 | 0 | 115417.7975 | 0 | 316631 | 0 | 0 | 0 | 142977.1278 | 6012825.8942 | 0 | 0 | 0 | 0 | 0 | 0 | 0 | 0 | 0 | 513984.0934 | 0 | 0 | 0 | 0 | 71488.5639 | 0 | 272701.7664 | 0 | 0 | 0 | 0 | 0 | 0 | 0 | 0 | 0 | 0 | 0 | 0 | 0
2016-04-17 08:00 | 0 | 0 | 0 | 0 | 0 | 242101.4361 | 0 | 313590 | 0 | 0 | 0 | 71488.5639 | 6012825.8942 | 0 | 0 | 0 | 0 | 0 | 0 | 0 | 0 | 0 | 513982.0375 | 0 | 0 | 0 | 0 | -71488.5639 | 0 | 0 | 0 | 0 | 0 | 0 | 0 | 0 | 0 | 0 | 0 | 0 | 0 | 0 | 0
2016-04-17 09:00 | 0 | 0 | 0 | 0 | 0 | 0 | 0 | 314738 | 0 | 0 | 0 | 0 | 5769576.4581 | 0 | 0 | 0 | 0 | 0 | 0 | 0 | 0 | 0 | 513979.9816 | 0 | 0 | 0 | 0 | -71488.5639 | 0 | 243249.4361 | 0 | 0 | 0 | 0 | 0 | 0 | 0 | 0 | 0 | 0 | 0 | 0 | 0
2016-04-17 10:00 | 0 | 0 | 0 | 0 | 0 | 45714.2336 | 0 | 318416 | 0 | 0 | 0 | 0 | 5496874.6917 | 0 | 0 | 0 | 0 | 0 | 0 | 0 | 0 | 0 | 513977.9256 | 0 | 0 | 0 | 0 | 0 | 0 | 272701.7664 | 0 | 0 | 0 | 0 | 0 | 0 | 0 | 0 | 0 | 0 | 0 | 0 | 0
2016-04-17 11:00 | 0 | 0 | 0 | 0 | 0 | 51964.2336 | 0 | 324666 | 0 | 0 | 0 | 0 | 5224172.9253 | 0 | 0 | 0 | 0 | 0 | 0 | 0 | 0 | 0 | 513975.8697 | 0 | 0 | 0 | 0 | 0 | 0 | 272701.7664 | 0 | 0 | 0 | 0 | 0 | 0 | 0 | 0 | 0 | 0 | 0 | 0 | 0
2016-04-17 12:00 | 0 | 0 | 0 | 0 | 0 | 61268.6562 | 2428.5774 | 336399 | 0 | 0 | 0 | 0 | 4951471.1588 | 0 | 0 | 0 | 0 | 0 | 0 | 0 | 0 | 0 | 513973.8138 | 0 | 0 | 0 | 0 | 0 | 0 | 272701.7664 | 0 | 0 | 0 | 0 | 0 | 0 | 0 | 0 | 0 | 0 | 0 | 0 | 0
2016-04-17 13:00 | 0 | 0 | 0 | 0 | 0 | 0 | 204073.4439 | 348917 | 0 | 0 | 0 | 0 | 4806627.6028 | 0 | 0 | 0 | 0 | 0 | 0 | 0 | 0 | 0 | 513971.7579 | 0 | 0 | 0 | 0 | 0 | 0 | 144843.5561 | 0 | 0 | 0 | 0 | 0 | 0 | 0 | 0 | 0 | 0 | 0 | 0 | 0
2016-04-17 14:00 | 0 | 0 | 0 | 0 | 0 | 0 | 534028.2196 | 357864 | 0 | 0 | 0 | 0 | 4981419.1088 | 0 | 0 | 0 | 0 | 0 | 0 | 0 | 0 | 0 | 515067.8729 | 0 | 0 | 0 | 0 | 0 | 174791.506 | 0 | 0 | 0 | 0 | 0 | 0 | 0 | 0 | 0 | 0 | 0 | 1372.7136 | 0 | 0
2016-04-17 15:00 | 0 | 0 | 0 | 0 | 0 | 0 | 540149.2196 | 363985 | 0 | 0 | 0 | 0 | 5156210.6149 | 0 | 0 | 0 | 0 | 0 | 0 | 0 | 0 | 0 | 516163.9835 | 0 | 0 | 0 | 0 | 0 | 174791.506 | 0 | 0 | 0 | 0 | 0 | 0 | 0 | 0 | 0 | 0 | 0 | 1372.7136 | 0 | 0
2016-04-17 16:00 | 0 | 0 | 0 | 0 | 0 | 0 | 617311.7835 | 369659 | 0 | 0 | 0 | 71488.5639 | 5331002.1209 | 0 | 0 | 0 | 0 | 0 | 0 | 0 | 0 | 0 | 517260.0897 | 0 | 0 | 0 | 0 | 71488.5639 | 174791.506 | 0 | 0 | 0 | 0 | 0 | 0 | 0 | 0 | 0 | 0 | 0 | 1372.7136 | 0 | 0
2016-04-17 17:00 | 0 | 0 | 0 | 0 | 0 | 0 | 478536.6557 | 373861 | 0 | 0 | 0 | 0 | 5505793.6269 | 0 | 0 | 0 | 0 | 0 | 0 | 0 | 0 | 0 | 518356.1915 | 0 | 0 | 0 | 0 | -71488.5639 | 174791.506 | 0 | 0 | 0 | 0 | 0 | 0 | 0 | 0 | 0 | 0 | 0 | 1372.7136 | 0 | 0
2016-04-17 18:00 | 0 | 0 | 0 | 0 | 0 | 0 | 624864.7835 | 377212 | 0 | 0 | 0 | 71488.5639 | 5680585.133 | 0 | 0 | 0 | 0 | 0 | 0 | 0 | 0 | 0 | 519452.289 | 0 | 0 | 0 | 0 | 71488.5639 | 174791.506 | 0 | 0 | 0 | 0 | 0 | 0 | 0 | 0 | 0 | 0 | 0 | 1372.7136 | 0 | 0
2016-04-17 19:00 | 0 | 0 | 0 | 0 | 0 | 0 | 627870.7835 | 380218 | 0 | 0 | 0 | 142977.1278 | 5855376.639 | 0 | 0 | 0 | 0 | 0 | 0 | 0 | 0 | 0 | 520548.382 | 0 | 0 | 0 | 0 | 71488.5639 | 174791.506 | 0 | 0 | 0 | 0 | 0 | 0 | 0 | 0 | 0 | 0 | 0 | 1372.7136 | 0 | 0
2016-04-17 20:00 | 0 | 0 | 0 | 0 | 0 | 0 | 621702.7254 | 385045 | 0 | 0 | 0 | 203470.6336 | 6030168.1451 | 0 | 0 | 0 | 0 | 0 | 0 | 0 | 0 | 0 | 521644.4707 | 0 | 0 | 0 | 0 | 60493.5058 | 174791.506 | 0 | 0 | 0 | 0 | 0 | 0 | 0 | 0 | 0 | 0 | 0 | 1372.7136 | 0 | 0
2016-04-17 21:00 | 0 | 0 | 0 | 0 | 0 | 0 | 495856.6557 | 391181 | 0 | 0 | 0 | 131982.0697 | 6204959.6511 | 0 | 0 | 0 | 0 | 0 | 0 | 0 | 0 | 0 | 522740.555 | 0 | 0 | 0 | 0 | -71488.5639 | 174791.506 | 0 | 0 | 0 | 0 | 0 | 0 | 0 | 0 | 0 | 0 | 0 | 1372.7136 | 0 | 0
2016-04-17 22:00 | 0 | 0 | 0 | 0 | 0 | 0 | 643767.7835 | 396115 | 0 | 0 | 0 | 203470.6336 | 6379751.1571 | 0 | 0 | 0 | 0 | 0 | 0 | 0 | 0 | 0 | 523836.6349 | 0 | 0 | 0 | 0 | 71488.5639 | 174791.506 | 0 | 0 | 0 | 0 | 0 | 0 | 0 | 0 | 0 | 0 | 0 | 1372.7136 | 0 | 0
2016-04-17 23:00 | 0 | 0 | 0 | 0 | 0 | 0 | 576014.2196 | 399850 | 0 | 0 | 0 | 203470.6336 | 6554542.6632 | 0 | 0 | 0 | 0 | 0 | 0 | 0 | 0 | 0 | 524932.7104 | 0 | 0 | 0 | 0 | 0 | 174791.506 | 0 | 0 | 0 | 0 | 0 | 0 | 0 | 0 | 0 | 0 | 0 | 1372.7136 | 0 | 0
2016-04-18 | 0 | 0 | 0 | 0 | 0 | 0 | 449496.8946 | 409894 | 0 | 0 | 0 | 203470.6336 | 6594145.5578 | 0 | 0 | 0 | 0 | 0 | 0 | 0 | 0 | 0 | 524930.6107 | 0 | 0 | 0 | 0 | 0 | 39602.8946 | 0 | 0 | 0 | 0 | 0 | 0 | 0 | 0 | 0 | 0 | 0 | 0 | 0 | 0
2016-04-18 01:00 | 0 | 0 | 0 | 0 | 0 | 276203.2653 | 134071.7347 | 410275 | 0 | 0 | 0 | 203470.6336 | 6594145.5578 | 0 | 0 | 0 | 0 | 0 | 0 | 0 | 0 | 0 | 524928.511 | 0 | 0 | 0 | 0 | 0 | 0 | 0 | 0 | 0 | 0 | 0 | 0 | 0 | 0 | 0 | 0 | 0 | 0 | 0 | 0
2016-04-18 02:00 | 0 | 0 | 0 | 0 | 0 | 337776.6914 | 165.8887 | 394431 | 0 | 0 | 0 | 146982.2136 | 6594145.5578 | 0 | 0 | 0 | 0 | 0 | 0 | 0 | 0 | 0 | 524926.4113 | 0 | 0 | 0 | 0 | -56488.4199 | 0 | 0 | 0 | 0 | 0 | 0 | 0 | 0 | 0 | 0 | 0 | 0 | 0 | 0 | 0
2016-04-18 03:00 | 0 | 0 | 0 | 0 | 0 | 366913.8976 | 0 | 373893 | 0 | 0 | 0 | 140003.1113 | 6594145.5578 | 0 | 0 | 0 | 0 | 0 | 0 | 0 | 0 | 0 | 524924.3116 | 0 | 0 | 0 | 0 | -6979.1024 | 0 | 0 | 0 | 0 | 0 | 0 | 0 | 0 | 0 | 0 | 0 | 0 | 0 | 0 | 0
2016-04-18 04:00 | 0 | 0 | 0 | 0 | 0 | 344790.9584 | 0 | 352812 | 0 | 0 | 0 | 131982.0697 | 6594145.5578 | 0 | 0 | 0 | 0 | 0 | 0 | 0 | 0 | 0 | 524922.2119 | 0 | 0 | 0 | 0 | -8021.0416 | 0 | 0 | 0 | 0 | 0 | 0 | 0 | 0 | 0 | 0 | 0 | 0 | 0 | 0 | 0
2016-04-18 05:00 | 0 | 0 | 0 | 0 | 0 | 322008.6756 | 0 | 335936 | 0 | 0 | 0 | 203470.6336 | 6508729.6694 | 0 | 0 | 0 | 0 | 0 | 0 | 0 | 0 | 0 | 524920.1122 | 0 | 0 | 0 | 0 | 71488.5639 | 0 | 85415.8883 | 0 | 0 | 0 | 0 | 0 | 0 | 0 | 0 | 0 | 0 | 0 | 0 | 0
2016-04-18 06:00 | 0 | 0 | 0 | 0 | 0 | 51759.2336 | 0 | 324461 | 0 | 0 | 0 | 203470.6336 | 6236027.903 | 0 | 0 | 0 | 0 | 0 | 0 | 0 | 0 | 0 | 524918.0125 | 0 | 0 | 0 | 0 | 0 | 0 | 272701.7664 | 0 | 0 | 0 | 0 | 0 | 0 | 0 | 0 | 0 | 0 | 0 | 0 | 0
2016-04-18 07:00 | 0 | 0 | 0 | 0 | 0 | 0 | 0 | 317564 | 0 | 0 | 0 | 158608.4 | 5963326.1366 | 0 | 0 | 0 | 0 | 0 | 0 | 0 | 0 | 0 | 524915.9128 | 0 | 0 | 0 | 0 | -44862.2336 | 0 | 272701.7664 | 0 | 0 | 0 | 0 | 0 | 0 | 0 | 0 | 0 | 0 | 0 | 0 | 0
2016-04-18 08:00 | 0 | 0 | 0 | 0 | 0 | 0 | 0 | 318785 | 0 | 0 | 0 | 112525.1664 | 5690624.3702 | 0 | 0 | 0 | 0 | 0 | 0 | 0 | 0 | 0 | 524913.8132 | 0 | 0 | 0 | 0 | -46083.2336 | 0 | 272701.7664 | 0 | 0 | 0 | 0 | 0 | 0 | 0 | 0 | 0 | 0 | 0 | 0 | 0
2016-04-18 09:00 | 0 | 0 | 0 | 0 | 0 | 282035.5154 | 0 | 330821 | 0 | 0 | 0 | 63739.6817 | 5690624.3702 | 0 | 0 | 0 | 0 | 0 | 0 | 0 | 0 | 0 | 524911.7135 | 0 | 0 | 0 | 0 | -48785.4846 | 0 | 0 | 0 | 0 | 0 | 0 | 0 | 0 | 0 | 0 | 0 | 0 | 0 | 0 | 0
2016-04-18 10:00 | 0 | 0 | 0 | 0 | 0 | 19226.5519 | 0 | 355668 | 0 | 0 | 0 | 0 | 5417922.6038 | 0 | 0 | 0 | 0 | 0 | 0 | 0 | 0 | 0 | 524909.6139 | 0 | 0 | 0 | 0 | -63739.6817 | 0 | 272701.7664 | 0 | 0 | 0 | 0 | 0 | 0 | 0 | 0 | 0 | 0 | 0 | 0 | 0
2016-04-18 11:00 | 0 | 0 | 0 | 0 | 0 | 106900.2336 | 0 | 379602 | 0 | 0 | 0 | 0 | 5145220.8374 | 0 | 0 | 0 | 0 | 0 | 0 | 0 | 0 | 0 | 524907.5142 | 0 | 0 | 0 | 0 | 0 | 0 | 272701.7664 | 0 | 0 | 0 | 0 | 0 | 0 | 0 | 0 | 0 | 0 | 0 | 0 | 0
2016-04-18 12:00 | 0 | 0 | 0 | 0 | 0 | 116257.0141 | 4095.2195 | 393054 | 0 | 0 | 0 | 0 | 4872519.071 | 0 | 0 | 0 | 0 | 0 | 0 | 0 | 0 | 0 | 524905.4146 | 0 | 0 | 0 | 0 | 0 | 0 | 272701.7664 | 0 | 0 | 0 | 0 | 0 | 0 | 0 | 0 | 0 | 0 | 0 | 0 | 0
2016-04-18 13:00 | 0 | 0 | 0 | 0 | 0 | 147914.3208 | 210880.5329 | 402340 | 0 | 0 | 0 | 0 | 4828973.9246 | 0 | 0 | 0 | 0 | 0 | 0 | 0 | 0 | 0 | 524903.315 | 0 | 0 | 0 | 0 | 0 | 0 | 43545.1463 | 0 | 0 | 0 | 0 | 0 | 0 | 0 | 0 | 0 | 0 | 0 | 0 | 0
2016-04-18 14:00 | 0 | 0 | 0 | 0 | 0 | 0 | 593116.9046 | 411514 | 0 | 0 | 0 | 5438.685 | 5003765.4307 | 0 | 0 | 0 | 0 | 0 | 0 | 0 | 0 | 0 | 525999.3862 | 0 | 0 | 0 | 0 | 5438.685 | 174791.506 | 0 | 0 | 0 | 0 | 0 | 0 | 0 | 0 | 0 | 0 | 0 | 1372.7136 | 0 | 0
2016-04-18 15:00 | 0 | 0 | 0 | 0 | 0 | 0 | 589300.5346 | 418575 | 0 | 0 | 0 | 0 | 5178556.9367 | 0 | 0 | 0 | 0 | 0 | 0 | 0 | 0 | 0 | 527095.4531 | 0 | 0 | 0 | 0 | -5438.685 | 174791.506 | 0 | 0 | 0 | 0 | 0 | 0 | 0 | 0 | 0 | 0 | 0 | 1372.7136 | 0 | 0
2016-04-18 16:00 | 0 | 0 | 0 | 0 | 0 | 0 | 671578.7835 | 423926 | 0 | 0 | 0 | 71488.5639 | 5353348.4428 | 0 | 0 | 0 | 0 | 0 | 0 | 0 | 0 | 0 | 528191.5156 | 0 | 0 | 0 | 0 | 71488.5639 | 174791.506 | 0 | 0 | 0 | 0 | 0 | 0 | 0 | 0 | 0 | 0 | 0 | 1372.7136 | 0 | 0
2016-04-18 17:00 | 0 | 0 | 0 | 0 | 0 | 0 | 534783.6557 | 430108 | 0 | 0 | 0 | 0 | 5528139.9488 | 0 | 0 | 0 | 0 | 0 | 0 | 0 | 0 | 0 | 529287.5737 | 0 | 0 | 0 | 0 | -71488.5639 | 174791.506 | 0 | 0 | 0 | 0 | 0 | 0 | 0 | 0 | 0 | 0 | 0 | 1372.7136 | 0 | 0
2016-04-18 18:00 | 0 | 0 | 0 | 0 | 0 | 0 | 683302.7835 | 435650 | 0 | 0 | 0 | 71488.5639 | 5702931.4548 | 0 | 0 | 0 | 0 | 0 | 0 | 0 | 0 | 0 | 530383.6274 | 0 | 0 | 0 | 0 | 71488.5639 | 174791.506 | 0 | 0 | 0 | 0 | 0 | 0 | 0 | 0 | 0 | 0 | 0 | 1372.7136 | 0 | 0
2016-04-18 19:00 | 0 | 0 | 0 | 0 | 0 | 0 | 688546.7835 | 440894 | 0 | 0 | 0 | 142977.1278 | 5877722.9609 | 0 | 0 | 0 | 0 | 0 | 0 | 0 | 0 | 0 | 531479.6767 | 0 | 0 | 0 | 0 | 71488.5639 | 174791.506 | 0 | 0 | 0 | 0 | 0 | 0 | 0 | 0 | 0 | 0 | 0 | 1372.7136 | 0 | 0
2016-04-18 20:00 | 0 | 0 | 0 | 0 | 0 | 0 | 682780.7254 | 446123 | 0 | 0 | 0 | 203470.6336 | 6052514.4669 | 0 | 0 | 0 | 0 | 0 | 0 | 0 | 0 | 0 | 532575.7217 | 0 | 0 | 0 | 0 | 60493.5058 | 174791.506 | 0 | 0 | 0 | 0 | 0 | 0 | 0 | 0 | 0 | 0 | 0 | 1372.7136 | 0 | 0
2016-04-18 21:00 | 0 | 0 | 0 | 0 | 0 | 0 | 554383.6557 | 449708 | 0 | 0 | 0 | 131982.0697 | 6227305.9729 | 0 | 0 | 0 | 0 | 0 | 0 | 0 | 0 | 0 | 533671.7622 | 0 | 0 | 0 | 0 | -71488.5639 | 174791.506 | 0 | 0 | 0 | 0 | 0 | 0 | 0 | 0 | 0 | 0 | 0 | 1372.7136 | 0 | 0
2016-04-18 22:00 | 0 | 0 | 0 | 0 | 0 | 0 | 697259.7835 | 449607 | 0 | 0 | 0 | 203470.6336 | 6402097.479 | 0 | 0 | 0 | 0 | 0 | 0 | 0 | 0 | 0 | 534767.7984 | 0 | 0 | 0 | 0 | 71488.5639 | 174791.506 | 0 | 0 | 0 | 0 | 0 | 0 | 0 | 0 | 0 | 0 | 0 | 1372.7136 | 0 | 0
2016-04-18 23:00 | 0 | 0 | 0 | 0 | 0 | 0 | 623646.2196 | 447482 | 0 | 0 | 0 | 203470.6336 | 6576888.985 | 0 | 0 | 0 | 0 | 0 | 0 | 0 | 0 | 0 | 535863.8302 | 0 | 0 | 0 | 0 | 0 | 174791.506 | 0 | 0 | 0 | 0 | 0 | 0 | 0 | 0 | 0 | 0 | 0 | 1372.7136 | 0 | 0
2016-04-19 | 0 | 0 | 0 | 0 | 0 | 0 | 468997.5727 | 451741 | 0 | 0 | 0 | 203470.6336 | 6594145.5578 | 0 | 0 | 0 | 0 | 0 | 0 | 0 | 0 | 0 | 535861.6867 | 0 | 0 | 0 | 0 | 0 | 17256.5727 | 0 | 0 | 0 | 0 | 0 | 0 | 0 | 0 | 0 | 0 | 0 | 0 | 0 | 0
2016-04-19 01:00 | 0 | 0 | 0 | 0 | 0 | 299725.1672 | 139411.7309 | 445831 | 0 | 0 | 0 | 196776.5317 | 6594145.5578 | 0 | 0 | 0 | 0 | 0 | 0 | 0 | 0 | 0 | 535859.5433 | 0 | 0 | 0 | 0 | -6694.1019 | 0 | 0 | 0 | 0 | 0 | 0 | 0 | 0 | 0 | 0 | 0 | 0 | 0 | 0 | 0
2016-04-19 02:00 | 0 | 0 | 0 | 0 | 0 | 324670.0164 | 201.9684 | 423020 | 0 | 0 | 0 | 125287.9678 | 6567486.1064 | 0 | 0 | 0 | 0 | 0 | 0 | 0 | 0 | 0 | 535857.3999 | 0 | 0 | 0 | 0 | -71488.5639 | 0 | 26659.4513 | 0 | 0 | 0 | 0 | 0 | 0 | 0 | 0 | 0 | 0 | 0 | 0 | 0
2016-04-19 03:00 | 0 | 0 | 0 | 0 | 0 | 325959.6074 | 0 | 395905 | 0 | 0 | 0 | 53799.4039 | 6569029.2777 | 0 | 0 | 0 | 0 | 0 | 0 | 0 | 0 | 0 | 535855.2564 | 0 | 0 | 0 | 0 | -71488.5639 | 1543.1713 | 0 | 0 | 0 | 0 | 0 | 0 | 0 | 0 | 0 | 0 | 0 | 0 | 0 | 0
2016-04-19 04:00 | 0 | 0 | 0 | 0 | 0 | 308256.9305 | 0 | 370617 | 0 | 0 | 0 | 0 | 6560468.6121 | 0 | 0 | 0 | 0 | 0 | 0 | 0 | 0 | 0 | 535853.113 | 0 | 0 | 0 | 0 | -53799.4039 | 0 | 8560.6656 | 0 | 0 | 0 | 0 | 0 | 0 | 0 | 0 | 0 | 0 | 0 | 0 | 0
2016-04-19 05:00 | 0 | 0 | 0 | 0 | 0 | 279050.2402 | 0 | 351081 | 0 | 0 | 0 | 25879.5005 | 6462558.3517 | 0 | 0 | 0 | 0 | 0 | 0 | 0 | 0 | 0 | 535850.9696 | 0 | 0 | 0 | 0 | 25879.5005 | 174791.506 | 272701.7664 | 0 | 0 | 0 | 0 | 0 | 0 | 0 | 0 | 0 | 0 | 0 | 0 | 0
2016-04-19 06:00 | 0 | 0 | 0 | 0 | 0 | 37141.7331 | 0 | 335723 | 0 | 0 | 0 | 0 | 6189856.5853 | 0 | 0 | 0 | 0 | 0 | 0 | 0 | 0 | 0 | 535848.8262 | 0 | 0 | 0 | 0 | -25879.5005 | 0 | 272701.7664 | 0 | 0 | 0 | 0 | 0 | 0 | 0 | 0 | 0 | 0 | 0 | 0 | 0
2016-04-19 07:00 | 0 | 0 | 0 | 0 | 0 | 226119.6549 | 0 | 326292 | 0 | 0 | 0 | 71488.5639 | 6018195.6763 | 0 | 0 | 0 | 0 | 0 | 0 | 0 | 0 | 0 | 535846.6828 | 0 | 0 | 0 | 0 | 71488.5639 | 0 | 171660.909 | 0 | 0 | 0 | 0 | 0 | 0 | 0 | 0 | 0 | 0 | 0 | 0 | 0
2016-04-19 08:00 | 0 | 0 | 0 | 0 | 0 | 201767.9993 | 0 | 324772 | 0 | 0 | 0 | 0 | 5966680.2395 | 0 | 0 | 0 | 0 | 0 | 0 | 0 | 0 | 0 | 535844.5394 | 0 | 0 | 0 | 0 | -71488.5639 | 0 | 51515.4368 | 0 | 0 | 0 | 0 | 0 | 0 | 0 | 0 | 0 | 0 | 0 | 0 | 0
2016-04-19 09:00 | 0 | 0 | 0 | 0 | 0 | 112168.9671 | 0 | 334201 | 0 | 0 | 0 | 0 | 5744648.2066 | 0 | 0 | 0 | 0 | 0 | 0 | 0 | 0 | 0 | 535842.396 | 0 | 0 | 0 | 0 | 0 | 0 | 222032.0329 | 0 | 0 | 0 | 0 | 0 | 0 | 0 | 0 | 0 | 0 | 0 | 0 | 0
2016-04-19 10:00 | 0 | 0 | 0 | 0 | 0 | 156767.7975 | 0 | 357981 | 0 | 0 | 0 | 71488.5639 | 5471946.4402 | 0 | 0 | 0 | 0 | 0 | 0 | 0 | 0 | 0 | 535840.2527 | 0 | 0 | 0 | 0 | 71488.5639 | 0 | 272701.7664 | 0 | 0 | 0 | 0 | 0 | 0 | 0 | 0 | 0 | 0 | 0 | 0 | 0
2016-04-19 11:00 | 0 | 0 | 0 | 0 | 0 | 160732.4454 | 0 | 381298 | 0 | 0 | 0 | 123624.7757 | 5199244.6738 | 0 | 0 | 0 | 0 | 0 | 0 | 0 | 0 | 0 | 535838.1093 | 0 | 0 | 0 | 0 | 52136.2118 | 0 | 272701.7664 | 0 | 0 | 0 | 0 | 0 | 0 | 0 | 0 | 0 | 0 | 0 | 0 | 0
2016-04-19 12:00 | 0 | 0 | 0 | 0 | 0 | 66958.8933 | 2615.1285 | 394412 | 0 | 0 | 0 | 71488.5639 | 4926542.9073 | 0 | 0 | 0 | 0 | 0 | 0 | 0 | 0 | 0 | 535835.966 | 0 | 0 | 0 | 0 | -52136.2118 | 0 | 272701.7664 | 0 | 0 | 0 | 0 | 0 | 0 | 0 | 0 | 0 | 0 | 0 | 0 | 0
2016-04-19 13:00 | 0 | 0 | 0 | 0 | 0 | 83672.6357 | 204751.0819 | 403745 | 0 | 0 | 0 | 0 | 4882710.1888 | 0 | 0 | 0 | 0 | 0 | 0 | 0 | 0 | 0 | 535833.8226 | 0 | 0 | 0 | 0 | -71488.5639 | 0 | 43832.7186 | 0 | 0 | 0 | 0 | 0 | 0 | 0 | 0 | 0 | 0 | 0 | 0 | 0
2016-04-19 14:00 | 0 | 0 | 0 | 0 | 0 | 0 | 530055.6679 | 412923 | 0 | 0 | 0 | 0 | 4999842.8567 | 0 | 0 | 0 | 0 | 0 | 0 | 0 | 0 | 0 | 535831.6793 | 0 | 0 | 0 | 0 | 0 | 117132.6679 | 0 | 0 | 0 | 0 | 0 | 0 | 0 | 0 | 0 | 0 | 0 | 0 | 0 | 0
2016-04-19 15:00 | 0 | 0 | 0 | 0 | 0 | 0 | 596404.2196 | 420240 | 0 | 0 | 0 | 0 | 5174634.3627 | 0 | 0 | 0 | 0 | 0 | 0 | 0 | 0 | 0 | 536927.7068 | 0 | 0 | 0 | 0 | 0 | 174791.506 | 0 | 0 | 0 | 0 | 0 | 0 | 0 | 0 | 0 | 0 | 0 | 1372.7136 | 0 | 0
2016-04-19 16:00 | 0 | 0 | 0 | 0 | 0 | 0 | 674139.7835 | 426487 | 0 | 0 | 0 | 71488.5639 | 5349425.8688 | 0 | 0 | 0 | 0 | 0 | 0 | 0 | 0 | 0 | 538023.73 | 0 | 0 | 0 | 0 | 71488.5639 | 174791.506 | 0 | 0 | 0 | 0 | 0 | 0 | 0 | 0 | 0 | 0 | 0 | 1372.7136 | 0 | 0
2016-04-19 17:00 | 0 | 0 | 0 | 0 | 0 | 0 | 680744.7835 | 433092 | 0 | 0 | 0 | 142977.1278 | 5524217.3748 | 0 | 0 | 0 | 0 | 0 | 0 | 0 | 0 | 0 | 539119.7487 | 0 | 0 | 0 | 0 | 71488.5639 | 174791.506 | 0 | 0 | 0 | 0 | 0 | 0 | 0 | 0 | 0 | 0 | 0 | 1372.7136 | 0 | 0
2016-04-19 18:00 | 0 | 0 | 0 | 0 | 0 | 0 | 676468.7254 | 439811 | 0 | 0 | 0 | 203470.6336 | 5699008.8809 | 0 | 0 | 0 | 0 | 0 | 0 | 0 | 0 | 0 | 540215.7631 | 0 | 0 | 0 | 0 | 60493.5058 | 174791.506 | 0 | 0 | 0 | 0 | 0 | 0 | 0 | 0 | 0 | 0 | 0 | 1372.7136 | 0 | 0
2016-04-19 19:00 | 0 | 0 | 0 | 0 | 0 | 0 | 620612.2196 | 444448 | 0 | 0 | 0 | 203470.6336 | 5873800.3869 | 0 | 0 | 0 | 0 | 0 | 0 | 0 | 0 | 0 | 541311.7731 | 0 | 0 | 0 | 0 | 0 | 174791.506 | 0 | 0 | 0 | 0 | 0 | 0 | 0 | 0 | 0 | 0 | 0 | 1372.7136 | 0 | 0
2016-04-19 20:00 | 0 | 0 | 0 | 0 | 0 | 0 | 625174.2196 | 449010 | 0 | 0 | 0 | 203470.6336 | 6048591.8929 | 0 | 0 | 0 | 0 | 0 | 0 | 0 | 0 | 0 | 542407.7787 | 0 | 0 | 0 | 0 | 0 | 174791.506 | 0 | 0 | 0 | 0 | 0 | 0 | 0 | 0 | 0 | 0 | 0 | 1372.7136 | 0 | 0
2016-04-19 21:00 | 0 | 0 | 0 | 0 | 0 | 0 | 556368.6557 | 451693 | 0 | 0 | 0 | 131982.0697 | 6223383.399 | 0 | 0 | 0 | 0 | 0 | 0 | 0 | 0 | 0 | 543503.78 | 0 | 0 | 0 | 0 | -71488.5639 | 174791.506 | 0 | 0 | 0 | 0 | 0 | 0 | 0 | 0 | 0 | 0 | 0 | 1372.7136 | 0 | 0
2016-04-19 22:00 | 0 | 0 | 0 | 0 | 0 | 0 | 698589.7835 | 450937 | 0 | 0 | 0 | 203470.6336 | 6398174.905 | 0 | 0 | 0 | 0 | 0 | 0 | 0 | 0 | 0 | 544599.7768 | 0 | 0 | 0 | 0 | 71488.5639 | 174791.506 | 0 | 0 | 0 | 0 | 0 | 0 | 0 | 0 | 0 | 0 | 0 | 1372.7136 | 0 | 0
2016-04-19 23:00 | 0 | 0 | 0 | 0 | 0 | 0 | 625150.2196 | 448986 | 0 | 0 | 0 | 203470.6336 | 6572966.4111 | 0 | 0 | 0 | 0 | 0 | 0 | 0 | 0 | 0 | 545695.7693 | 0 | 0 | 0 | 0 | 0 | 174791.506 | 0 | 0 | 0 | 0 | 0 | 0 | 0 | 0 | 0 | 0 | 0 | 1372.7136 | 0 | 0
2016-04-20 | 0 | 0 | 0 | 0 | 0 | 0 | 474514.1467 | 453335 | 0 | 0 | 0 | 203470.6336 | 6594145.5578 | 0 | 0 | 0 | 0 | 0 | 0 | 0 | 0 | 0 | 545693.5865 | 0 | 0 | 0 | 0 | 0 | 21179.1467 | 0 | 0 | 0 | 0 | 0 | 0 | 0 | 0 | 0 | 0 | 0 | 0 | 0 | 0
2016-04-20 01:00 | 0 | 0 | 0 | 0 | 0 | 0 | 124861.0488 | 447800 | 0 | 0 | 0 | 131982.0697 | 6342695.1705 | 0 | 0 | 0 | 0 | 0 | 0 | 0 | 0 | 0 | 545691.4037 | 0 | 0 | 0 | 0 | -71488.5639 | 0 | 251450.3873 | 0 | 0 | 0 | 0 | 0 | 0 | 0 | 0 | 0 | 0 | 0 | 0 | 0
2016-04-20 02:00 | 0 | 0 | 0 | 0 | 0 | 231219.3808 | 211.9335 | 425207 | 0 | 0 | 0 | 203470.6336 | 6077430.9209 | 0 | 0 | 0 | 0 | 0 | 0 | 0 | 0 | 0 | 545689.221 | 0 | 0 | 0 | 0 | 71488.5639 | 7437.5168 | 272701.7664 | 0 | 0 | 0 | 0 | 0 | 0 | 0 | 0 | 0 | 0 | 0 | 0 | 0
2016-04-20 03:00 | 0 | 0 | 0 | 0 | 0 | 65145.7278 | 0 | 398341 | 0 | 0 | 0 | 142977.1278 | 5804729.1545 | 0 | 0 | 0 | 0 | 0 | 0 | 0 | 0 | 0 | 545687.0382 | 0 | 0 | 0 | 0 | -60493.5058 | 0 | 272701.7664 | 0 | 0 | 0 | 0 | 0 | 0 | 0 | 0 | 0 | 0 | 0 | 0 | 0
2016-04-20 04:00 | 0 | 0 | 0 | 0 | 0 | 248848.4769 | 0 | 373790 | 0 | 0 | 0 | 71488.5639 | 5751276.1953 | 0 | 0 | 0 | 0 | 0 | 0 | 0 | 0 | 0 | 545684.8555 | 0 | 0 | 0 | 0 | -71488.5639 | 0 | 53452.9592 | 0 | 0 | 0 | 0 | 0 | 0 | 0 | 0 | 0 | 0 | 0 | 0 | 0
2016-04-20 05:00 | 0 | 0 | 0 | 0 | 0 | 153127.7975 | 0 | 354341 | 0 | 0 | 0 | 142977.1278 | 5478574.4289 | 0 | 0 | 0 | 0 | 0 | 0 | 0 | 0 | 0 | 545682.6727 | 0 | 0 | 0 | 0 | 71488.5639 | 0 | 272701.7664 | 0 | 0 | 0 | 0 | 0 | 0 | 0 | 0 | 0 | 0 | 0 | 0 | 0
2016-04-20 06:00 | 0 | 0 | 0 | 0 | 0 | 214307.4246 | 0 | 338967 | 0 | 0 | 0 | 71488.5639 | 5425403.4173 | 0 | 0 | 0 | 0 | 0 | 0 | 0 | 0 | 0 | 545680.49 | 0 | 0 | 0 | 0 | -71488.5639 | 0 | 53171.0115 | 0 | 0 | 0 | 0 | 0 | 0 | 0 | 0 | 0 | 0 | 0 | 0 | 0
2016-04-20 07:00 | 0 | 0 | 0 | 0 | 0 | 192728.7344 | 0 | 329453 | 0 | 0 | 0 | 0 | 5360167.7157 | 0 | 0 | 0 | 0 | 0 | 0 | 0 | 0 | 0 | 545678.3073 | 0 | 0 | 0 | 0 | -71488.5639 | 0 | 65235.7017 | 0 | 0 | 0 | 0 | 0 | 0 | 0 | 0 | 0 | 0 | 0 | 0 | 0
2016-04-20 08:00 | 0 | 0 | 0 | 0 | 0 | 174655.8927 | 0 | 327697 | 0 | 0 | 0 | 71488.5639 | 5135638.0445 | 0 | 0 | 0 | 0 | 0 | 0 | 0 | 0 | 0 | 545676.1246 | 0 | 0 | 0 | 0 | 71488.5639 | 0 | 224529.6712 | 0 | 0 | 0 | 0 | 0 | 0 | 0 | 0 | 0 | 0 | 0 | 0 | 0
2016-04-20 09:00 | 0 | 0 | 0 | 0 | 0 | 157042.2403 | 0 | 335851 | 0 | 0 | 0 | 0 | 5028317.8487 | 0 | 0 | 0 | 0 | 0 | 0 | 0 | 0 | 0 | 545673.9419 | 0 | 0 | 0 | 0 | -71488.5639 | 0 | 107320.1958 | 0 | 0 | 0 | 0 | 0 | 0 | 0 | 0 | 0 | 0 | 0 | 0 | 0
2016-04-20 10:00 | 0 | 0 | 0 | 0 | 0 | 86575.2336 | 0 | 359277 | 0 | 0 | 0 | 0 | 4755616.0823 | 0 | 0 | 0 | 0 | 0 | 0 | 0 | 0 | 0 | 545671.7592 | 0 | 0 | 0 | 0 | 0 | 0 | 272701.7664 | 0 | 0 | 0 | 0 | 0 | 0 | 0 | 0 | 0 | 0 | 0 | 0 | 0
2016-04-20 11:00 | 0 | 0 | 0 | 0 | 0 | 145143.0899 | 0 | 381420 | 0 | 0 | 0 | 36424.8563 | 4482914.3159 | 0 | 0 | 0 | 0 | 0 | 0 | 0 | 0 | 0 | 545669.5765 | 0 | 0 | 0 | 0 | 36424.8563 | 0 | 272701.7664 | 0 | 0 | 0 | 0 | 0 | 0 | 0 | 0 | 0 | 0 | 0 | 0 | 0
2016-04-20 12:00 | 0 | 0 | 0 | 0 | 0 | 127155.4738 | 7844.4594 | 393612 | 0 | 0 | 0 | 50514.556 | 4210212.5494 | 0 | 0 | 0 | 0 | 0 | 0 | 0 | 0 | 0 | 545667.3938 | 0 | 0 | 0 | 0 | 14089.6997 | 0 | 272701.7664 | 0 | 0 | 0 | 0 | 0 | 0 | 0 | 0 | 0 | 0 | 0 | 0 | 0
2016-04-20 13:00 | 0 | 0 | 0 | 0 | 0 | 91666.3469 | 259864.0971 | 402045 | 0 | 0 | 0 | 0 | 4210212.5494 | 0 | 0 | 0 | 0 | 0 | 0 | 0 | 0 | 0 | 545665.2111 | 0 | 0 | 0 | 0 | -50514.556 | 0 | 0 | 0 | 0 | 0 | 0 | 0 | 0 | 0 | 0 | 0 | 0 | 0 | 0 | 0
2016-04-20 14:00 | 0 | 0 | 0 | 0 | 0 | 0 | 608942.267 | 411489 | 0 | 0 | 0 | 21289.0474 | 4385004.0555 | 0 | 0 | 0 | 0 | 0 | 0 | 0 | 0 | 0 | 546761.1993 | 0 | 0 | 0 | 0 | 21289.0474 | 174791.506 | 0 | 0 | 0 | 0 | 0 | 0 | 0 | 0 | 0 | 0 | 0 | 1372.7136 | 0 | 0
2016-04-20 15:00 | 0 | 0 | 0 | 0 | 0 | 0 | 573136.1723 | 418261 | 0 | 0 | 0 | 0 | 4559795.5615 | 0 | 0 | 0 | 0 | 0 | 0 | 0 | 0 | 0 | 547857.1832 | 0 | 0 | 0 | 0 | -21289.0474 | 174791.506 | 0 | 0 | 0 | 0 | 0 | 0 | 0 | 0 | 0 | 0 | 0 | 1372.7136 | 0 | 0
2016-04-20 16:00 | 0 | 0 | 0 | 0 | 0 | 0 | 671247.7835 | 423595 | 0 | 0 | 0 | 71488.5639 | 4734587.0676 | 0 | 0 | 0 | 0 | 0 | 0 | 0 | 0 | 0 | 548953.1626 | 0 | 0 | 0 | 0 | 71488.5639 | 174791.506 | 0 | 0 | 0 | 0 | 0 | 0 | 0 | 0 | 0 | 0 | 0 | 1372.7136 | 0 | 0
2016-04-20 17:00 | 0 | 0 | 0 | 0 | 0 | 0 | 534540.6557 | 429865 | 0 | 0 | 0 | 0 | 4909378.5736 | 0 | 0 | 0 | 0 | 0 | 0 | 0 | 0 | 0 | 550049.1377 | 0 | 0 | 0 | 0 | -71488.5639 | 174791.506 | 0 | 0 | 0 | 0 | 0 | 0 | 0 | 0 | 0 | 0 | 0 | 1372.7136 | 0 | 0
2016-04-20 18:00 | 0 | 0 | 0 | 0 | 0 | 0 | 683712.7835 | 436060 | 0 | 0 | 0 | 71488.5639 | 5084170.0796 | 0 | 0 | 0 | 0 | 0 | 0 | 0 | 0 | 0 | 551145.1083 | 0 | 0 | 0 | 0 | 71488.5639 | 174791.506 | 0 | 0 | 0 | 0 | 0 | 0 | 0 | 0 | 0 | 0 | 0 | 1372.7136 | 0 | 0
2016-04-20 19:00 | 0 | 0 | 0 | 0 | 0 | 0 | 546481.6557 | 441806 | 0 | 0 | 0 | 0 | 5258961.5857 | 0 | 0 | 0 | 0 | 0 | 0 | 0 | 0 | 0 | 552241.0746 | 0 | 0 | 0 | 0 | -71488.5639 | 174791.506 | 0 | 0 | 0 | 0 | 0 | 0 | 0 | 0 | 0 | 0 | 0 | 1372.7136 | 0 | 0
2016-04-20 20:00 | 0 | 0 | 0 | 0 | 0 | 0 | 694488.7835 | 446836 | 0 | 0 | 0 | 71488.5639 | 5433753.0917 | 0 | 0 | 0 | 0 | 0 | 0 | 0 | 0 | 0 | 553337.0365 | 0 | 0 | 0 | 0 | 71488.5639 | 174791.506 | 0 | 0 | 0 | 0 | 0 | 0 | 0 | 0 | 0 | 0 | 0 | 1372.7136 | 0 | 0
2016-04-20 21:00 | 0 | 0 | 0 | 0 | 0 | 0 | 615211.1615 | 450042 | 0 | 0 | 0 | 60493.5058 | 5608544.5978 | 0 | 0 | 0 | 0 | 0 | 0 | 0 | 0 | 0 | 554432.994 | 0 | 0 | 0 | 0 | -10995.0581 | 174791.506 | 0 | 0 | 0 | 0 | 0 | 0 | 0 | 0 | 0 | 0 | 0 | 1372.7136 | 0 | 0
2016-04-20 22:00 | 0 | 0 | 0 | 0 | 0 | 0 | 697226.7835 | 449574 | 0 | 0 | 0 | 131982.0697 | 5783336.1038 | 0 | 0 | 0 | 0 | 0 | 0 | 0 | 0 | 0 | 555528.9472 | 0 | 0 | 0 | 0 | 71488.5639 | 174791.506 | 0 | 0 | 0 | 0 | 0 | 0 | 0 | 0 | 0 | 0 | 0 | 1372.7136 | 0 | 0
2016-04-20 23:00 | 0 | 0 | 0 | 0 | 0 | 0 | 695467.7835 | 447815 | 0 | 0 | 0 | 203470.6336 | 5958127.6098 | 0 | 0 | 0 | 0 | 0 | 0 | 0 | 0 | 0 | 556624.8959 | 0 | 0 | 0 | 0 | 71488.5639 | 174791.506 | 0 | 0 | 0 | 0 | 0 | 0 | 0 | 0 | 0 | 0 | 0 | 1372.7136 | 0 | 0
2016-04-21 | 0 | 0 | 0 | 0 | 0 | 0 | 531974.2413 | 452475 | 0 | 0 | 0 | 203470.6336 | 6037626.8512 | 0 | 0 | 0 | 0 | 0 | 0 | 0 | 0 | 0 | 556622.6694 | 0 | 0 | 0 | 0 | 0 | 174791.506 | 95292.2647 | 0 | 0 | 0 | 0 | 0 | 0 | 0 | 0 | 0 | 0 | 0 | 0 | 0
2016-04-21 01:00 | 0 | 0 | 0 | 0 | 0 | 221742.8668 | 153475.5693 | 446707 | 0 | 0 | 0 | 131982.0697 | 6037626.8512 | 0 | 0 | 0 | 0 | 0 | 0 | 0 | 0 | 0 | 556620.4429 | 0 | 0 | 0 | 0 | -71488.5639 | 0 | 0 | 0 | 0 | 0 | 0 | 0 | 0 | 0 | 0 | 0 | 0 | 0 | 0 | 0
2016-04-21 02:00 | 0 | 0 | 0 | 0 | 0 | 342643.82 | 369.0209 | 424801 | 0 | 0 | 0 | 203470.6336 | 5884350.1282 | 0 | 0 | 0 | 0 | 0 | 0 | 0 | 0 | 0 | 556618.2164 | 0 | 0 | 0 | 0 | 71488.5639 | 119425.0434 | 272701.7664 | 0 | 0 | 0 | 0 | 0 | 0 | 0 | 0 | 0 | 0 | 0 | 0 | 0
2016-04-21 03:00 | 0 | 0 | 0 | 0 | 0 | 53258.6697 | 0 | 397449 | 0 | 0 | 0 | 131982.0697 | 5611648.3618 | 0 | 0 | 0 | 0 | 0 | 0 | 0 | 0 | 0 | 556615.99 | 0 | 0 | 0 | 0 | -71488.5639 | 0 | 272701.7664 | 0 | 0 | 0 | 0 | 0 | 0 | 0 | 0 | 0 | 0 | 0 | 0 | 0
2016-04-21 04:00 | 0 | 0 | 0 | 0 | 0 | 39756.7278 | 0 | 372952 | 0 | 0 | 0 | 71488.5639 | 5338946.5953 | 0 | 0 | 0 | 0 | 0 | 0 | 0 | 0 | 0 | 556613.7635 | 0 | 0 | 0 | 0 | -60493.5058 | 0 | 272701.7664 | 0 | 0 | 0 | 0 | 0 | 0 | 0 | 0 | 0 | 0 | 0 | 0 | 0
2016-04-21 05:00 | 0 | 0 | 0 | 0 | 0 | 281961.4361 | 0 | 353450 | 0 | 0 | 0 | 0 | 5338946.5953 | 0 | 0 | 0 | 0 | 0 | 0 | 0 | 0 | 0 | 556611.537 | 0 | 0 | 0 | 0 | -71488.5639 | 0 | 0 | 0 | 0 | 0 | 0 | 0 | 0 | 0 | 0 | 0 | 0 | 0 | 0 | 0
2016-04-21 06:00 | 0 | 0 | 0 | 0 | 0 | 137826.7975 | 0 | 339040 | 0 | 0 | 0 | 71488.5639 | 5066244.8289 | 0 | 0 | 0 | 0 | 0 | 0 | 0 | 0 | 0 | 556609.3106 | 0 | 0 | 0 | 0 | 71488.5639 | 0 | 272701.7664 | 0 | 0 | 0 | 0 | 0 | 0 | 0 | 0 | 0 | 0 | 0 | 0 | 0
2016-04-21 07:00 | 0 | 0 | 0 | 0 | 0 | 0 | 0 | 329104 | 0 | 0 | 0 | 15086.3303 | 4793543.0625 | 0 | 0 | 0 | 0 | 0 | 0 | 0 | 0 | 0 | 556607.0842 | 0 | 0 | 0 | 0 | -56402.2336 | 0 | 272701.7664 | 0 | 0 | 0 | 0 | 0 | 0 | 0 | 0 | 0 | 0 | 0 | 0 | 0
2016-04-21 08:00 | 0 | 0 | 0 | 0 | 0 | 384559.2336 | 0 | 328157 | 0 | 0 | 0 | 71488.5639 | 4793543.0625 | 0 | 0 | 0 | 0 | 0 | 0 | 0 | 0 | 0 | 556604.8577 | 0 | 0 | 0 | 0 | 56402.2336 | 0 | 0 | 0 | 0 | 0 | 0 | 0 | 0 | 0 | 0 | 0 | 0 | 0 | 0 | 0
2016-04-21 09:00 | 0 | 0 | 0 | 0 | 0 | 409757.5639 | 0 | 338269 | 0 | 0 | 0 | 142977.1278 | 4793543.0625 | 0 | 0 | 0 | 0 | 0 | 0 | 0 | 0 | 0 | 556602.6313 | 0 | 0 | 0 | 0 | 71488.5639 | 0 | 0 | 0 | 0 | 0 | 0 | 0 | 0 | 0 | 0 | 0 | 0 | 0 | 0 | 0
2016-04-21 10:00 | 0 | 0 | 0 | 0 | 0 | 17018.6697 | 0 | 361209 | 0 | 0 | 0 | 71488.5639 | 4520841.2961 | 0 | 0 | 0 | 0 | 0 | 0 | 0 | 0 | 0 | 556600.4049 | 0 | 0 | 0 | 0 | -71488.5639 | 0 | 272701.7664 | 0 | 0 | 0 | 0 | 0 | 0 | 0 | 0 | 0 | 0 | 0 | 0 | 0
2016-04-21 11:00 | 0 | 0 | 0 | 0 | 0 | 312281.4361 | 0 | 383770 | 0 | 0 | 0 | 0 | 4520841.2961 | 0 | 0 | 0 | 0 | 0 | 0 | 0 | 0 | 0 | 556598.1785 | 0 | 0 | 0 | 0 | -71488.5639 | 0 | 0 | 0 | 0 | 0 | 0 | 0 | 0 | 0 | 0 | 0 | 0 | 0 | 0 | 0
2016-04-21 12:00 | 0 | 0 | 0 | 0 | 0 | 390478.9364 | 5910.0636 | 396389 | 0 | 0 | 0 | 0 | 4520841.2961 | 0 | 0 | 0 | 0 | 0 | 0 | 0 | 0 | 0 | 556595.9521 | 0 | 0 | 0 | 0 | 0 | 0 | 0 | 0 | 0 | 0 | 0 | 0 | 0 | 0 | 0 | 0 | 0 | 0 | 0 | 0
2016-04-21 13:00 | 0 | 0 | 0 | 0 | 0 | 108646.907 | 298343.093 | 406990 | 0 | 0 | 0 | 0 | 4520841.2961 | 0 | 0 | 0 | 0 | 0 | 0 | 0 | 0 | 0 | 556593.7257 | 0 | 0 | 0 | 0 | 0 | 0 | 0 | 0 | 0 | 0 | 0 | 0 | 0 | 0 | 0 | 0 | 0 | 0 | 0 | 0
2016-04-21 14:00 | 0 | 0 | 0 | 0 | 0 | 0 | 639685.8711 | 416456 | 0 | 0 | 0 | 47065.6515 | 4695632.8021 | 0 | 0 | 0 | 0 | 0 | 0 | 0 | 0 | 0 | 557689.6702 | 0 | 0 | 0 | 0 | 47065.6515 | 174791.506 | 0 | 0 | 0 | 0 | 0 | 0 | 0 | 0 | 0 | 0 | 0 | 1372.7136 | 0 | 0
2016-04-21 15:00 | 0 | 0 | 0 | 0 | 0 | 0 | 551808.5681 | 422710 | 0 | 0 | 0 | 0 | 4870424.3082 | 0 | 0 | 0 | 0 | 0 | 0 | 0 | 0 | 0 | 558785.6103 | 0 | 0 | 0 | 0 | -47065.6515 | 174791.506 | 0 | 0 | 0 | 0 | 0 | 0 | 0 | 0 | 0 | 0 | 0 | 1372.7136 | 0 | 0
2016-04-21 16:00 | 0 | 0 | 0 | 0 | 0 | 0 | 674869.7835 | 427217 | 0 | 0 | 0 | 71488.5639 | 5045215.8142 | 0 | 0 | 0 | 0 | 0 | 0 | 0 | 0 | 0 | 559881.5461 | 0 | 0 | 0 | 0 | 71488.5639 | 174791.506 | 0 | 0 | 0 | 0 | 0 | 0 | 0 | 0 | 0 | 0 | 0 | 1372.7136 | 0 | 0
2016-04-21 17:00 | 0 | 0 | 0 | 0 | 0 | 0 | 537391.6557 | 432716 | 0 | 0 | 0 | 0 | 5220007.3203 | 0 | 0 | 0 | 0 | 0 | 0 | 0 | 0 | 0 | 560977.4774 | 0 | 0 | 0 | 0 | -71488.5639 | 174791.506 | 0 | 0 | 0 | 0 | 0 | 0 | 0 | 0 | 0 | 0 | 0 | 1372.7136 | 0 | 0
2016-04-21 18:00 | 0 | 0 | 0 | 0 | 0 | 0 | 685743.7835 | 438091 | 0 | 0 | 0 | 71488.5639 | 5394798.8263 | 0 | 0 | 0 | 0 | 0 | 0 | 0 | 0 | 0 | 562073.4043 | 0 | 0 | 0 | 0 | 71488.5639 | 174791.506 | 0 | 0 | 0 | 0 | 0 | 0 | 0 | 0 | 0 | 0 | 0 | 1372.7136 | 0 | 0
2016-04-21 19:00 | 0 | 0 | 0 | 0 | 0 | 0 | 689146.7835 | 441494 | 0 | 0 | 0 | 142977.1278 | 5569590.3323 | 0 | 0 | 0 | 0 | 0 | 0 | 0 | 0 | 0 | 563169.3269 | 0 | 0 | 0 | 0 | 71488.5639 | 174791.506 | 0 | 0 | 0 | 0 | 0 | 0 | 0 | 0 | 0 | 0 | 0 | 1372.7136 | 0 | 0
2016-04-21 20:00 | 0 | 0 | 0 | 0 | 0 | 0 | 681856.7254 | 445199 | 0 | 0 | 0 | 203470.6336 | 5744381.8384 | 0 | 0 | 0 | 0 | 0 | 0 | 0 | 0 | 0 | 564265.2451 | 0 | 0 | 0 | 0 | 60493.5058 | 174791.506 | 0 | 0 | 0 | 0 | 0 | 0 | 0 | 0 | 0 | 0 | 0 | 1372.7136 | 0 | 0
2016-04-21 21:00 | 0 | 0 | 0 | 0 | 0 | 0 | 551618.6557 | 446943 | 0 | 0 | 0 | 131982.0697 | 5919173.3444 | 0 | 0 | 0 | 0 | 0 | 0 | 0 | 0 | 0 | 565361.1589 | 0 | 0 | 0 | 0 | -71488.5639 | 174791.506 | 0 | 0 | 0 | 0 | 0 | 0 | 0 | 0 | 0 | 0 | 0 | 1372.7136 | 0 | 0
2016-04-21 22:00 | 0 | 0 | 0 | 0 | 0 | 0 | 692179.7835 | 444527 | 0 | 0 | 0 | 203470.6336 | 6093964.8505 | 0 | 0 | 0 | 0 | 0 | 0 | 0 | 0 | 0 | 566457.0683 | 0 | 0 | 0 | 0 | 71488.5639 | 174791.506 | 0 | 0 | 0 | 0 | 0 | 0 | 0 | 0 | 0 | 0 | 0 | 1372.7136 | 0 | 0
2016-04-21 23:00 | 0 | 0 | 0 | 0 | 0 | 0 | 619023.2196 | 442859 | 0 | 0 | 0 | 203470.6336 | 6268756.3565 | 0 | 0 | 0 | 0 | 0 | 0 | 0 | 0 | 0 | 567552.9734 | 0 | 0 | 0 | 0 | 0 | 174791.506 | 0 | 0 | 0 | 0 | 0 | 0 | 0 | 0 | 0 | 0 | 0 | 1372.7136 | 0 | 0
2016-04-22 | 0 | 0 | 0 | 0 | 0 | 0 | 546552.7751 | 447196 | 0 | 0 | 0 | 131982.0697 | 6439601.6955 | 0 | 0 | 0 | 0 | 0 | 0 | 0 | 0 | 0 | 567550.7032 | 0 | 0 | 0 | 0 | -71488.5639 | 170845.339 | 0 | 0 | 0 | 0 | 0 | 0 | 0 | 0 | 0 | 0 | 0 | 0 | 0 | 0
2016-04-22 01:00 | 0 | 0 | 0 | 0 | 0 | 219504.0303 | 150777.4058 | 441770 | 0 | 0 | 0 | 60493.5058 | 6439601.6955 | 0 | 0 | 0 | 0 | 0 | 0 | 0 | 0 | 0 | 567548.433 | 0 | 0 | 0 | 0 | -71488.5639 | 0 | 0 | 0 | 0 | 0 | 0 | 0 | 0 | 0 | 0 | 0 | 0 | 0 | 0 | 0
2016-04-22 02:00 | 0 | 0 | 0 | 0 | 0 | 220924.2066 | 434.5909 | 422572 | 0 | 0 | 0 | 131982.0697 | 6166899.9291 | 0 | 0 | 0 | 0 | 0 | 0 | 0 | 0 | 0 | 567546.1628 | 0 | 0 | 0 | 0 | 71488.5639 | 0 | 272701.7664 | 0 | 0 | 0 | 0 | 0 | 0 | 0 | 0 | 0 | 0 | 0 | 0 | 0
2016-04-22 03:00 | 0 | 0 | 0 | 0 | 0 | 363892.5196 | 0 | 397667 | 0 | 0 | 0 | 203470.6336 | 6061636.8848 | 0 | 0 | 0 | 0 | 0 | 0 | 0 | 0 | 0 | 567543.8926 | 0 | 0 | 0 | 0 | 71488.5639 | 0 | 105263.0443 | 0 | 0 | 0 | 0 | 0 | 0 | 0 | 0 | 0 | 0 | 0 | 0 | 0
2016-04-22 04:00 | 0 | 0 | 0 | 0 | 0 | 28133.6697 | 0 | 372324 | 0 | 0 | 0 | 131982.0697 | 5788935.1184 | 0 | 0 | 0 | 0 | 0 | 0 | 0 | 0 | 0 | 567541.6224 | 0 | 0 | 0 | 0 | -71488.5639 | 0 | 272701.7664 | 0 | 0 | 0 | 0 | 0 | 0 | 0 | 0 | 0 | 0 | 0 | 0 | 0
2016-04-22 05:00 | 0 | 0 | 0 | 0 | 0 | 373878.6757 | 0 | 351972 | 0 | 0 | 0 | 153888.7453 | 5788935.1184 | 0 | 0 | 0 | 0 | 0 | 0 | 0 | 0 | 0 | 567539.3522 | 0 | 0 | 0 | 0 | 21906.6757 | 0 | 0 | 0 | 0 | 0 | 0 | 0 | 0 | 0 | 0 | 0 | 0 | 0 | 0 | 0
2016-04-22 06:00 | 0 | 0 | 0 | 0 | 0 | 0 | 0 | 337193 | 0 | 0 | 0 | 89397.5117 | 5516233.3519 | 0 | 0 | 0 | 0 | 0 | 0 | 0 | 0 | 0 | 567537.0821 | 0 | 0 | 0 | 0 | -64491.2336 | 0 | 272701.7664 | 0 | 0 | 0 | 0 | 0 | 0 | 0 | 0 | 0 | 0 | 0 | 0 | 0
2016-04-22 07:00 | 0 | 0 | 0 | 0 | 0 | 400018.5639 | 0 | 328530 | 0 | 0 | 0 | 160886.0756 | 5516233.3519 | 0 | 0 | 0 | 0 | 0 | 0 | 0 | 0 | 0 | 567534.8119 | 0 | 0 | 0 | 0 | 71488.5639 | 0 | 0 | 0 | 0 | 0 | 0 | 0 | 0 | 0 | 0 | 0 | 0 | 0 | 0 | 0
2016-04-22 08:00 | 0 | 0 | 0 | 0 | 0 | 0 | 0 | 326530 | 0 | 0 | 0 | 89397.5117 | 5261191.9158 | 0 | 0 | 0 | 0 | 0 | 0 | 0 | 0 | 0 | 567532.5418 | 0 | 0 | 0 | 0 | -71488.5639 | 0 | 255041.4361 | 0 | 0 | 0 | 0 | 0 | 0 | 0 | 0 | 0 | 0 | 0 | 0 | 0
2016-04-22 09:00 | 0 | 0 | 0 | 0 | 0 | 388543.616 | 0 | 334964 | 0 | 0 | 0 | 142977.1278 | 5261191.9158 | 0 | 0 | 0 | 0 | 0 | 0 | 0 | 0 | 0 | 567530.2717 | 0 | 0 | 0 | 0 | 53579.616 | 0 | 0 | 0 | 0 | 0 | 0 | 0 | 0 | 0 | 0 | 0 | 0 | 0 | 0 | 0
2016-04-22 10:00 | 0 | 0 | 0 | 0 | 0 | 13428.6697 | 0 | 357619 | 0 | 0 | 0 | 71488.5639 | 4988490.1494 | 0 | 0 | 0 | 0 | 0 | 0 | 0 | 0 | 0 | 567528.0015 | 0 | 0 | 0 | 0 | -71488.5639 | 0 | 272701.7664 | 0 | 0 | 0 | 0 | 0 | 0 | 0 | 0 | 0 | 0 | 0 | 0 | 0
2016-04-22 11:00 | 0 | 0 | 0 | 0 | 0 | 35709.6697 | 0 | 379900 | 0 | 0 | 0 | 0 | 4715788.383 | 0 | 0 | 0 | 0 | 0 | 0 | 0 | 0 | 0 | 567525.7314 | 0 | 0 | 0 | 0 | -71488.5639 | 0 | 272701.7664 | 0 | 0 | 0 | 0 | 0 | 0 | 0 | 0 | 0 | 0 | 0 | 0 | 0
2016-04-22 12:00 | 0 | 0 | 0 | 0 | 0 | 310745.84 | 7381.5759 | 394673 | 0 | 0 | 0 | 71488.5639 | 4567754.235 | 0 | 0 | 0 | 0 | 0 | 0 | 0 | 0 | 0 | 567523.4613 | 0 | 0 | 0 | 0 | 71488.5639 | 0 | 148034.148 | 0 | 0 | 0 | 0 | 0 | 0 | 0 | 0 | 0 | 0 | 0 | 0 | 0
2016-04-22 13:00 | 0 | 0 | 0 | 0 | 0 | 8797.2496 | 326702.1865 | 406988 | 0 | 0 | 0 | 0 | 4567754.235 | 0 | 0 | 0 | 0 | 0 | 0 | 0 | 0 | 0 | 567521.1912 | 0 | 0 | 0 | 0 | -71488.5639 | 0 | 0 | 0 | 0 | 0 | 0 | 0 | 0 | 0 | 0 | 0 | 0 | 0 | 0 | 0
2016-04-22 14:00 | 0 | 0 | 0 | 0 | 0 | 0 | 619291.4337 | 418460 | 0 | 0 | 0 | 24667.2141 | 4742545.7411 | 0 | 0 | 0 | 0 | 0 | 0 | 0 | 0 | 0 | 568617.092 | 0 | 0 | 0 | 0 | 24667.2141 | 174791.506 | 0 | 0 | 0 | 0 | 0 | 0 | 0 | 0 | 0 | 0 | 0 | 1372.7136 | 0 | 0
2016-04-22 15:00 | 0 | 0 | 0 | 0 | 0 | 0 | 579154.0056 | 427657 | 0 | 0 | 0 | 0 | 4917337.2471 | 0 | 0 | 0 | 0 | 0 | 0 | 0 | 0 | 0 | 569712.9884 | 0 | 0 | 0 | 0 | -24667.2141 | 174791.506 | 0 | 0 | 0 | 0 | 0 | 0 | 0 | 0 | 0 | 0 | 0 | 1372.7136 | 0 | 0
2016-04-22 16:00 | 0 | 0 | 0 | 0 | 0 | 0 | 681310.7835 | 433658 | 0 | 0 | 0 | 71488.5639 | 5092128.7531 | 0 | 0 | 0 | 0 | 0 | 0 | 0 | 0 | 0 | 570808.8804 | 0 | 0 | 0 | 0 | 71488.5639 | 174791.506 | 0 | 0 | 0 | 0 | 0 | 0 | 0 | 0 | 0 | 0 | 0 | 1372.7136 | 0 | 0
2016-04-22 17:00 | 0 | 0 | 0 | 0 | 0 | 0 | 675689.7254 | 439032 | 0 | 0 | 0 | 131982.0697 | 5266920.2592 | 0 | 0 | 0 | 0 | 0 | 0 | 0 | 0 | 0 | 571904.7681 | 0 | 0 | 0 | 0 | 60493.5058 | 174791.506 | 0 | 0 | 0 | 0 | 0 | 0 | 0 | 0 | 0 | 0 | 0 | 1372.7136 | 0 | 0
2016-04-22 18:00 | 0 | 0 | 0 | 0 | 0 | 0 | 689868.7835 | 442216 | 0 | 0 | 0 | 203470.6336 | 5441711.7652 | 0 | 0 | 0 | 0 | 0 | 0 | 0 | 0 | 0 | 573000.6513 | 0 | 0 | 0 | 0 | 71488.5639 | 174791.506 | 0 | 0 | 0 | 0 | 0 | 0 | 0 | 0 | 0 | 0 | 0 | 1372.7136 | 0 | 0
2016-04-22 19:00 | 0 | 0 | 0 | 0 | 0 | 0 | 621048.2196 | 444884 | 0 | 0 | 0 | 203470.6336 | 5616503.2713 | 0 | 0 | 0 | 0 | 0 | 0 | 0 | 0 | 0 | 574096.5302 | 0 | 0 | 0 | 0 | 0 | 174791.506 | 0 | 0 | 0 | 0 | 0 | 0 | 0 | 0 | 0 | 0 | 0 | 1372.7136 | 0 | 0
2016-04-22 20:00 | 0 | 0 | 0 | 0 | 0 | 0 | 622475.2196 | 446311 | 0 | 0 | 0 | 203470.6336 | 5791294.7773 | 0 | 0 | 0 | 0 | 0 | 0 | 0 | 0 | 0 | 575192.4047 | 0 | 0 | 0 | 0 | 0 | 174791.506 | 0 | 0 | 0 | 0 | 0 | 0 | 0 | 0 | 0 | 0 | 0 | 1372.7136 | 0 | 0
2016-04-22 21:00 | 0 | 0 | 0 | 0 | 0 | 0 | 620974.2196 | 444810 | 0 | 0 | 0 | 203470.6336 | 5966086.2833 | 0 | 0 | 0 | 0 | 0 | 0 | 0 | 0 | 0 | 576288.2747 | 0 | 0 | 0 | 0 | 0 | 174791.506 | 0 | 0 | 0 | 0 | 0 | 0 | 0 | 0 | 0 | 0 | 0 | 1372.7136 | 0 | 0
2016-04-22 22:00 | 0 | 0 | 0 | 0 | 0 | 0 | 615093.2196 | 438929 | 0 | 0 | 0 | 203470.6336 | 6140877.7894 | 0 | 0 | 0 | 0 | 0 | 0 | 0 | 0 | 0 | 577384.1405 | 0 | 0 | 0 | 0 | 0 | 174791.506 | 0 | 0 | 0 | 0 | 0 | 0 | 0 | 0 | 0 | 0 | 0 | 1372.7136 | 0 | 0
2016-04-22 23:00 | 0 | 0 | 0 | 0 | 0 | 0 | 596322.7065 | 432558 | 0 | 0 | 0 | 203470.6336 | 6304642.4959 | 0 | 0 | 0 | 0 | 0 | 0 | 0 | 0 | 0 | 577381.8309 | 0 | 0 | 0 | 0 | 0 | 163764.7065 | 0 | 0 | 0 | 0 | 0 | 0 | 0 | 0 | 0 | 0 | 0 | 0 | 0 | 0
2016-04-23 | 0 | 0 | 0 | 0 | 0 | 0 | 408760.3986 | 430109 | 0 | 0 | 0 | 142977.1278 | 6343787.4003 | 0 | 0 | 0 | 0 | 0 | 0 | 0 | 0 | 0 | 577379.5214 | 0 | 0 | 0 | 0 | -60493.5058 | 39144.9044 | 0 | 0 | 0 | 0 | 0 | 0 | 0 | 0 | 0 | 0 | 0 | 0 | 0 | 0
2016-04-23 01:00 | 0 | 0 | 0 | 0 | 0 | 0 | 107215.0568 | 425116 | 0 | 0 | 0 | 71488.5639 | 6097375.021 | 0 | 0 | 0 | 0 | 0 | 0 | 0 | 0 | 0 | 577377.2119 | 0 | 0 | 0 | 0 | -71488.5639 | 0 | 246412.3793 | 0 | 0 | 0 | 0 | 0 | 0 | 0 | 0 | 0 | 0 | 0 | 0 | 0
2016-04-23 02:00 | 0 | 0 | 0 | 0 | 0 | 65222.9385 | 504.7312 | 409918 | 0 | 0 | 0 | 0 | 5824673.2546 | 0 | 0 | 0 | 0 | 0 | 0 | 0 | 0 | 0 | 577374.9024 | 0 | 0 | 0 | 0 | -71488.5639 | 0 | 272701.7664 | 0 | 0 | 0 | 0 | 0 | 0 | 0 | 0 | 0 | 0 | 0 | 0 | 0
2016-04-23 03:00 | 0 | 0 | 0 | 0 | 0 | 187901.7975 | 0 | 389115 | 0 | 0 | 0 | 71488.5639 | 5551971.4882 | 0 | 0 | 0 | 0 | 0 | 0 | 0 | 0 | 0 | 577372.5929 | 0 | 0 | 0 | 0 | 71488.5639 | 0 | 272701.7664 | 0 | 0 | 0 | 0 | 0 | 0 | 0 | 0 | 0 | 0 | 0 | 0 | 0
2016-04-23 04:00 | 0 | 0 | 0 | 0 | 0 | 22930.6697 | 0 | 367121 | 0 | 0 | 0 | 0 | 5279269.7217 | 0 | 0 | 0 | 0 | 0 | 0 | 0 | 0 | 0 | 577370.2834 | 0 | 0 | 0 | 0 | -71488.5639 | 0 | 272701.7664 | 0 | 0 | 0 | 0 | 0 | 0 | 0 | 0 | 0 | 0 | 0 | 0 | 0
2016-04-23 05:00 | 0 | 0 | 0 | 0 | 0 | 349095 | 0 | 349095 | 0 | 0 | 0 | 0 | 5279269.7217 | 0 | 0 | 0 | 0 | 0 | 0 | 0 | 0 | 0 | 577367.9739 | 0 | 0 | 0 | 0 | 0 | 0 | 0 | 0 | 0 | 0 | 0 | 0 | 0 | 0 | 0 | 0 | 0 | 0 | 0 | 0
2016-04-23 06:00 | 0 | 0 | 0 | 0 | 0 | 385877.2336 | 0 | 334518 | 0 | 0 | 0 | 51359.2336 | 5279269.7217 | 0 | 0 | 0 | 0 | 0 | 0 | 0 | 0 | 0 | 577365.6644 | 0 | 0 | 0 | 0 | 51359.2336 | 0 | 0 | 0 | 0 | 0 | 0 | 0 | 0 | 0 | 0 | 0 | 0 | 0 | 0 | 0
2016-04-23 07:00 | 0 | 0 | 0 | 0 | 0 | 0 | 0 | 324061 | 0 | 0 | 0 | 0 | 5006567.9553 | 0 | 0 | 0 | 0 | 0 | 0 | 0 | 0 | 0 | 577363.355 | 0 | 0 | 0 | 0 | -51359.2336 | 0 | 272701.7664 | 0 | 0 | 0 | 0 | 0 | 0 | 0 | 0 | 0 | 0 | 0 | 0 | 0
2016-04-23 08:00 | 0 | 0 | 0 | 0 | 0 | 391143.5639 | 0 | 319655 | 0 | 0 | 0 | 71488.5639 | 5006567.9553 | 0 | 0 | 0 | 0 | 0 | 0 | 0 | 0 | 0 | 577361.0455 | 0 | 0 | 0 | 0 | 71488.5639 | 0 | 0 | 0 | 0 | 0 | 0 | 0 | 0 | 0 | 0 | 0 | 0 | 0 | 0 | 0
2016-04-23 09:00 | 0 | 0 | 0 | 0 | 0 | 300520.6697 | 0 | 319973 | 0 | 0 | 0 | 52036.2336 | 5006567.9553 | 0 | 0 | 0 | 0 | 0 | 0 | 0 | 0 | 0 | 577358.7361 | 0 | 0 | 0 | 0 | -19452.3303 | 0 | 0 | 0 | 0 | 0 | 0 | 0 | 0 | 0 | 0 | 0 | 0 | 0 | 0 | 0
2016-04-23 10:00 | 0 | 0 | 0 | 0 | 0 | 0 | 0 | 324738 | 0 | 0 | 0 | 0 | 4733866.1889 | 0 | 0 | 0 | 0 | 0 | 0 | 0 | 0 | 0 | 577356.4266 | 0 | 0 | 0 | 0 | -52036.2336 | 0 | 272701.7664 | 0 | 0 | 0 | 0 | 0 | 0 | 0 | 0 | 0 | 0 | 0 | 0 | 0
2016-04-23 11:00 | 0 | 0 | 0 | 0 | 0 | 58786.2336 | 0 | 331488 | 0 | 0 | 0 | 0 | 4461164.4225 | 0 | 0 | 0 | 0 | 0 | 0 | 0 | 0 | 0 | 577354.1172 | 0 | 0 | 0 | 0 | 0 | 0 | 272701.7664 | 0 | 0 | 0 | 0 | 0 | 0 | 0 | 0 | 0 | 0 | 0 | 0 | 0
2016-04-23 12:00 | 0 | 0 | 0 | 0 | 0 | 65137.4301 | 9894.8035 | 347734 | 0 | 0 | 0 | 0 | 4188462.6561 | 0 | 0 | 0 | 0 | 0 | 0 | 0 | 0 | 0 | 577351.8078 | 0 | 0 | 0 | 0 | 0 | 0 | 272701.7664 | 0 | 0 | 0 | 0 | 0 | 0 | 0 | 0 | 0 | 0 | 0 | 0 | 0
2016-04-23 13:00 | 0 | 0 | 0 | 0 | 0 | 0 | 257004.2676 | 364929 | 0 | 0 | 0 | 0 | 4080537.9237 | 0 | 0 | 0 | 0 | 0 | 0 | 0 | 0 | 0 | 577349.4984 | 0 | 0 | 0 | 0 | 0 | 0 | 107924.7324 | 0 | 0 | 0 | 0 | 0 | 0 | 0 | 0 | 0 | 0 | 0 | 0 | 0
2016-04-23 14:00 | 0 | 0 | 0 | 0 | 0 | 0 | 554773.2196 | 378609 | 0 | 0 | 0 | 0 | 4255329.4297 | 0 | 0 | 0 | 0 | 0 | 0 | 0 | 0 | 0 | 578445.3599 | 0 | 0 | 0 | 0 | 0 | 174791.506 | 0 | 0 | 0 | 0 | 0 | 0 | 0 | 0 | 0 | 0 | 0 | 1372.7136 | 0 | 0
2016-04-23 15:00 | 0 | 0 | 0 | 0 | 0 | 0 | 564002.2196 | 387838 | 0 | 0 | 0 | 0 | 4430120.9357 | 0 | 0 | 0 | 0 | 0 | 0 | 0 | 0 | 0 | 579541.2169 | 0 | 0 | 0 | 0 | 0 | 174791.506 | 0 | 0 | 0 | 0 | 0 | 0 | 0 | 0 | 0 | 0 | 0 | 1372.7136 | 0 | 0
2016-04-23 16:00 | 0 | 0 | 0 | 0 | 0 | 0 | 641110.7835 | 393458 | 0 | 0 | 0 | 71488.5639 | 4604912.4418 | 0 | 0 | 0 | 0 | 0 | 0 | 0 | 0 | 0 | 580637.0696 | 0 | 0 | 0 | 0 | 71488.5639 | 174791.506 | 0 | 0 | 0 | 0 | 0 | 0 | 0 | 0 | 0 | 0 | 0 | 1372.7136 | 0 | 0
2016-04-23 17:00 | 0 | 0 | 0 | 0 | 0 | 0 | 644104.7835 | 396452 | 0 | 0 | 0 | 142977.1278 | 4779703.9478 | 0 | 0 | 0 | 0 | 0 | 0 | 0 | 0 | 0 | 581732.918 | 0 | 0 | 0 | 0 | 71488.5639 | 174791.506 | 0 | 0 | 0 | 0 | 0 | 0 | 0 | 0 | 0 | 0 | 0 | 1372.7136 | 0 | 0
2016-04-23 18:00 | 0 | 0 | 0 | 0 | 0 | 0 | 635890.7254 | 399233 | 0 | 0 | 0 | 203470.6336 | 4954495.4539 | 0 | 0 | 0 | 0 | 0 | 0 | 0 | 0 | 0 | 582828.7619 | 0 | 0 | 0 | 0 | 60493.5058 | 174791.506 | 0 | 0 | 0 | 0 | 0 | 0 | 0 | 0 | 0 | 0 | 0 | 1372.7136 | 0 | 0
2016-04-23 19:00 | 0 | 0 | 0 | 0 | 0 | 0 | 579000.2196 | 402836 | 0 | 0 | 0 | 203470.6336 | 5129286.9599 | 0 | 0 | 0 | 0 | 0 | 0 | 0 | 0 | 0 | 583924.6014 | 0 | 0 | 0 | 0 | 0 | 174791.506 | 0 | 0 | 0 | 0 | 0 | 0 | 0 | 0 | 0 | 0 | 0 | 1372.7136 | 0 | 0
2016-04-23 20:00 | 0 | 0 | 0 | 0 | 0 | 0 | 583362.2196 | 407198 | 0 | 0 | 0 | 203470.6336 | 5304078.4659 | 0 | 0 | 0 | 0 | 0 | 0 | 0 | 0 | 0 | 585020.4366 | 0 | 0 | 0 | 0 | 0 | 174791.506 | 0 | 0 | 0 | 0 | 0 | 0 | 0 | 0 | 0 | 0 | 0 | 1372.7136 | 0 | 0
2016-04-23 21:00 | 0 | 0 | 0 | 0 | 0 | 0 | 586694.2196 | 410530 | 0 | 0 | 0 | 203470.6336 | 5478869.972 | 0 | 0 | 0 | 0 | 0 | 0 | 0 | 0 | 0 | 586116.2674 | 0 | 0 | 0 | 0 | 0 | 174791.506 | 0 | 0 | 0 | 0 | 0 | 0 | 0 | 0 | 0 | 0 | 0 | 1372.7136 | 0 | 0
2016-04-23 22:00 | 0 | 0 | 0 | 0 | 0 | 0 | 523998.3544 | 410579 | 0 | 0 | 0 | 140725.7683 | 5653661.478 | 0 | 0 | 0 | 0 | 0 | 0 | 0 | 0 | 0 | 587212.0938 | 0 | 0 | 0 | 0 | -62744.8653 | 174791.506 | 0 | 0 | 0 | 0 | 0 | 0 | 0 | 0 | 0 | 0 | 0 | 1372.7136 | 0 | 0
2016-04-23 23:00 | 0 | 0 | 0 | 0 | 0 | 0 | 645317.0849 | 406408 | 0 | 0 | 0 | 203470.6336 | 5828452.984 | 0 | 0 | 0 | 0 | 0 | 0 | 0 | 0 | 0 | 588307.9158 | 0 | 0 | 0 | 0 | 62744.8653 | 174791.506 | 0 | 0 | 0 | 0 | 0 | 0 | 0 | 0 | 0 | 0 | 0 | 1372.7136 | 0 | 0
2016-04-24 | 0 | 0 | 0 | 0 | 0 | 0 | 489548.2126 | 406739 | 0 | 0 | 0 | 203470.6336 | 5911262.1967 | 0 | 0 | 0 | 0 | 0 | 0 | 0 | 0 | 0 | 588305.5626 | 0 | 0 | 0 | 0 | 0 | 82809.2126 | 0 | 0 | 0 | 0 | 0 | 0 | 0 | 0 | 0 | 0 | 0 | 0 | 0 | 0
2016-04-24 01:00 | 0 | 0 | 0 | 0 | 0 | 152779.888 | 180394.5481 | 404663 | 0 | 0 | 0 | 131982.0697 | 5911262.1967 | 0 | 0 | 0 | 0 | 0 | 0 | 0 | 0 | 0 | 588303.2094 | 0 | 0 | 0 | 0 | -71488.5639 | 0 | 0 | 0 | 0 | 0 | 0 | 0 | 0 | 0 | 0 | 0 | 0 | 0 | 0 | 0
2016-04-24 02:00 | 0 | 0 | 0 | 0 | 0 | 401705.1972 | 764.8609 | 391475 | 0 | 0 | 0 | 142977.1278 | 5911262.1967 | 0 | 0 | 0 | 0 | 0 | 0 | 0 | 0 | 0 | 588300.8561 | 0 | 0 | 0 | 0 | 10995.0581 | 0 | 0 | 0 | 0 | 0 | 0 | 0 | 0 | 0 | 0 | 0 | 0 | 0 | 0 | 0
2016-04-24 03:00 | 0 | 0 | 0 | 0 | 0 | 29582.6697 | 0 | 373773 | 0 | 0 | 0 | 71488.5639 | 5638560.4303 | 0 | 0 | 0 | 0 | 0 | 0 | 0 | 0 | 0 | 588298.5029 | 0 | 0 | 0 | 0 | -71488.5639 | 0 | 272701.7664 | 0 | 0 | 0 | 0 | 0 | 0 | 0 | 0 | 0 | 0 | 0 | 0 | 0
2016-04-24 04:00 | 0 | 0 | 0 | 0 | 0 | 10495.6697 | 0 | 354686 | 0 | 0 | 0 | 0 | 5365858.6639 | 0 | 0 | 0 | 0 | 0 | 0 | 0 | 0 | 0 | 588296.1497 | 0 | 0 | 0 | 0 | -71488.5639 | 0 | 272701.7664 | 0 | 0 | 0 | 0 | 0 | 0 | 0 | 0 | 0 | 0 | 0 | 0 | 0
2016-04-24 05:00 | 0 | 0 | 0 | 0 | 0 | 409128.5639 | 0 | 337640 | 0 | 0 | 0 | 71488.5639 | 5365858.6639 | 0 | 0 | 0 | 0 | 0 | 0 | 0 | 0 | 0 | 588293.7966 | 0 | 0 | 0 | 0 | 71488.5639 | 0 | 0 | 0 | 0 | 0 | 0 | 0 | 0 | 0 | 0 | 0 | 0 | 0 | 0 | 0
2016-04-24 06:00 | 0 | 0 | 0 | 0 | 0 | 395979.5639 | 0 | 324491 | 0 | 0 | 0 | 142977.1278 | 5365858.6639 | 0 | 0 | 0 | 0 | 0 | 0 | 0 | 0 | 0 | 588291.4434 | 0 | 0 | 0 | 0 | 71488.5639 | 0 | 0 | 0 | 0 | 0 | 0 | 0 | 0 | 0 | 0 | 0 | 0 | 0 | 0 | 0
2016-04-24 07:00 | 0 | 0 | 0 | 0 | 0 | 0 | 0 | 315498 | 0 | 0 | 0 | 100180.8942 | 5093156.8975 | 0 | 0 | 0 | 0 | 0 | 0 | 0 | 0 | 0 | 588289.0902 | 0 | 0 | 0 | 0 | -42796.2336 | 0 | 272701.7664 | 0 | 0 | 0 | 0 | 0 | 0 | 0 | 0 | 0 | 0 | 0 | 0 | 0
2016-04-24 08:00 | 0 | 0 | 0 | 0 | 0 | 382082.5639 | 0 | 310594 | 0 | 0 | 0 | 171669.4581 | 5093156.8975 | 0 | 0 | 0 | 0 | 0 | 0 | 0 | 0 | 0 | 588286.7371 | 0 | 0 | 0 | 0 | 71488.5639 | 0 | 0 | 0 | 0 | 0 | 0 | 0 | 0 | 0 | 0 | 0 | 0 | 0 | 0 | 0
2016-04-24 09:00 | 0 | 0 | 0 | 0 | 0 | 239408.4361 | 0 | 310897 | 0 | 0 | 0 | 100180.8942 | 5093156.8975 | 0 | 0 | 0 | 0 | 0 | 0 | 0 | 0 | 0 | 588284.3839 | 0 | 0 | 0 | 0 | -71488.5639 | 0 | 0 | 0 | 0 | 0 | 0 | 0 | 0 | 0 | 0 | 0 | 0 | 0 | 0 | 0
2016-04-24 10:00 | 0 | 0 | 0 | 0 | 0 | 368141.0807 | 0 | 313017 | 0 | 0 | 0 | 155304.9749 | 5093156.8975 | 0 | 0 | 0 | 0 | 0 | 0 | 0 | 0 | 0 | 588282.0308 | 0 | 0 | 0 | 0 | 55124.0807 | 0 | 0 | 0 | 0 | 0 | 0 | 0 | 0 | 0 | 0 | 0 | 0 | 0 | 0 | 0
2016-04-24 11:00 | 0 | 0 | 0 | 0 | 0 | 0 | 0 | 318226 | 0 | 0 | 0 | 109780.7413 | 4820455.131 | 0 | 0 | 0 | 0 | 0 | 0 | 0 | 0 | 0 | 588279.6777 | 0 | 0 | 0 | 0 | -45524.2336 | 0 | 272701.7664 | 0 | 0 | 0 | 0 | 0 | 0 | 0 | 0 | 0 | 0 | 0 | 0 | 0
2016-04-24 12:00 | 0 | 0 | 0 | 0 | 0 | 246491.0843 | 11286.3518 | 329266 | 0 | 0 | 0 | 38292.1774 | 4820455.131 | 0 | 0 | 0 | 0 | 0 | 0 | 0 | 0 | 0 | 588277.3245 | 0 | 0 | 0 | 0 | -71488.5639 | 0 | 0 | 0 | 0 | 0 | 0 | 0 | 0 | 0 | 0 | 0 | 0 | 0 | 0 | 0
2016-04-24 13:00 | 0 | 0 | 0 | 0 | 0 | 0 | 306165.8226 | 344458 | 0 | 0 | 0 | 0 | 4820455.131 | 0 | 0 | 0 | 0 | 0 | 0 | 0 | 0 | 0 | 588274.9714 | 0 | 0 | 0 | 0 | -38292.1774 | 0 | 0 | 0 | 0 | 0 | 0 | 0 | 0 | 0 | 0 | 0 | 0 | 0 | 0 | 0
2016-04-24 14:00 | 0 | 0 | 0 | 0 | 0 | 0 | 579048.7245 | 356787 | 0 | 0 | 0 | 46097.5049 | 4995246.6371 | 0 | 0 | 0 | 0 | 0 | 0 | 0 | 0 | 0 | 589370.7892 | 0 | 0 | 0 | 0 | 46097.5049 | 174791.506 | 0 | 0 | 0 | 0 | 0 | 0 | 0 | 0 | 0 | 0 | 0 | 1372.7136 | 0 | 0
2016-04-24 15:00 | 0 | 0 | 0 | 0 | 0 | 0 | 496410.7147 | 366344 | 0 | 0 | 0 | 0 | 5170038.1431 | 0 | 0 | 0 | 0 | 0 | 0 | 0 | 0 | 0 | 590466.6026 | 0 | 0 | 0 | 0 | -46097.5049 | 174791.506 | 0 | 0 | 0 | 0 | 0 | 0 | 0 | 0 | 0 | 0 | 0 | 1372.7136 | 0 | 0
2016-04-24 16:00 | 0 | 0 | 0 | 0 | 0 | 0 | 622860.7835 | 375208 | 0 | 0 | 0 | 71488.5639 | 5344829.6492 | 0 | 0 | 0 | 0 | 0 | 0 | 0 | 0 | 0 | 591562.4116 | 0 | 0 | 0 | 0 | 71488.5639 | 174791.506 | 0 | 0 | 0 | 0 | 0 | 0 | 0 | 0 | 0 | 0 | 0 | 1372.7136 | 0 | 0
2016-04-24 17:00 | 0 | 0 | 0 | 0 | 0 | 0 | 487376.6557 | 382701 | 0 | 0 | 0 | 0 | 5519621.1552 | 0 | 0 | 0 | 0 | 0 | 0 | 0 | 0 | 0 | 592658.2162 | 0 | 0 | 0 | 0 | -71488.5639 | 174791.506 | 0 | 0 | 0 | 0 | 0 | 0 | 0 | 0 | 0 | 0 | 0 | 1372.7136 | 0 | 0
2016-04-24 18:00 | 0 | 0 | 0 | 0 | 0 | 0 | 636979.7835 | 389327 | 0 | 0 | 0 | 71488.5639 | 5694412.6612 | 0 | 0 | 0 | 0 | 0 | 0 | 0 | 0 | 0 | 593754.0164 | 0 | 0 | 0 | 0 | 71488.5639 | 174791.506 | 0 | 0 | 0 | 0 | 0 | 0 | 0 | 0 | 0 | 0 | 0 | 1372.7136 | 0 | 0
2016-04-24 19:00 | 0 | 0 | 0 | 0 | 0 | 0 | 642872.7835 | 395220 | 0 | 0 | 0 | 142977.1278 | 5869204.1673 | 0 | 0 | 0 | 0 | 0 | 0 | 0 | 0 | 0 | 594849.8123 | 0 | 0 | 0 | 0 | 71488.5639 | 174791.506 | 0 | 0 | 0 | 0 | 0 | 0 | 0 | 0 | 0 | 0 | 0 | 1372.7136 | 0 | 0
2016-04-24 20:00 | 0 | 0 | 0 | 0 | 0 | 0 | 639380.7254 | 402723 | 0 | 0 | 0 | 203470.6336 | 6043995.6733 | 0 | 0 | 0 | 0 | 0 | 0 | 0 | 0 | 0 | 595945.6037 | 0 | 0 | 0 | 0 | 60493.5058 | 174791.506 | 0 | 0 | 0 | 0 | 0 | 0 | 0 | 0 | 0 | 0 | 0 | 1372.7136 | 0 | 0
2016-04-24 21:00 | 0 | 0 | 0 | 0 | 0 | 0 | 514924.6557 | 410249 | 0 | 0 | 0 | 131982.0697 | 6218787.1794 | 0 | 0 | 0 | 0 | 0 | 0 | 0 | 0 | 0 | 597041.3908 | 0 | 0 | 0 | 0 | -71488.5639 | 174791.506 | 0 | 0 | 0 | 0 | 0 | 0 | 0 | 0 | 0 | 0 | 0 | 1372.7136 | 0 | 0
2016-04-24 22:00 | 0 | 0 | 0 | 0 | 0 | 0 | 661588.7835 | 413936 | 0 | 0 | 0 | 203470.6336 | 6393578.6854 | 0 | 0 | 0 | 0 | 0 | 0 | 0 | 0 | 0 | 598137.1735 | 0 | 0 | 0 | 0 | 71488.5639 | 174791.506 | 0 | 0 | 0 | 0 | 0 | 0 | 0 | 0 | 0 | 0 | 0 | 1372.7136 | 0 | 0
2016-04-24 23:00 | 0 | 0 | 0 | 0 | 0 | 0 | 590325.2196 | 414161 | 0 | 0 | 0 | 203470.6336 | 6568370.1914 | 0 | 0 | 0 | 0 | 0 | 0 | 0 | 0 | 0 | 599232.9518 | 0 | 0 | 0 | 0 | 0 | 174791.506 | 0 | 0 | 0 | 0 | 0 | 0 | 0 | 0 | 0 | 0 | 0 | 1372.7136 | 0 | 0
2016-04-25 | 0 | 0 | 0 | 0 | 0 | 0 | 444996.3663 | 419221 | 0 | 0 | 0 | 203470.6336 | 6594145.5578 | 0 | 0 | 0 | 0 | 0 | 0 | 0 | 0 | 0 | 599230.5549 | 0 | 0 | 0 | 0 | 0 | 25775.3663 | 0 | 0 | 0 | 0 | 0 | 0 | 0 | 0 | 0 | 0 | 0 | 0 | 0 | 0
2016-04-25 01:00 | 0 | 0 | 0 | 0 | 0 | 318190.2315 | 99712.7685 | 417903 | 0 | 0 | 0 | 203470.6336 | 6594145.5578 | 0 | 0 | 0 | 0 | 0 | 0 | 0 | 0 | 0 | 599228.158 | 0 | 0 | 0 | 0 | 0 | 0 | 0 | 0 | 0 | 0 | 0 | 0 | 0 | 0 | 0 | 0 | 0 | 0 | 0 | 0
2016-04-25 02:00 | 0 | 0 | 0 | 0 | 0 | 128676.043 | 708.1906 | 402086 | 0 | 0 | 0 | 203470.6336 | 6321443.7913 | 0 | 0 | 0 | 0 | 0 | 0 | 0 | 0 | 0 | 599225.7611 | 0 | 0 | 0 | 0 | 0 | 0 | 272701.7664 | 0 | 0 | 0 | 0 | 0 | 0 | 0 | 0 | 0 | 0 | 0 | 0 | 0
2016-04-25 03:00 | 0 | 0 | 0 | 0 | 0 | 35660.6697 | 0 | 379851 | 0 | 0 | 0 | 131982.0697 | 6048742.0249 | 0 | 0 | 0 | 0 | 0 | 0 | 0 | 0 | 0 | 599223.3642 | 0 | 0 | 0 | 0 | -71488.5639 | 0 | 272701.7664 | 0 | 0 | 0 | 0 | 0 | 0 | 0 | 0 | 0 | 0 | 0 | 0 | 0
2016-04-25 04:00 | 0 | 0 | 0 | 0 | 0 | 25095.7278 | 0 | 358291 | 0 | 0 | 0 | 71488.5639 | 5776040.2585 | 0 | 0 | 0 | 0 | 0 | 0 | 0 | 0 | 0 | 599220.9673 | 0 | 0 | 0 | 0 | -60493.5058 | 0 | 272701.7664 | 0 | 0 | 0 | 0 | 0 | 0 | 0 | 0 | 0 | 0 | 0 | 0 | 0
2016-04-25 05:00 | 0 | 0 | 0 | 0 | 0 | 268933.4361 | 0 | 340422 | 0 | 0 | 0 | 0 | 5776040.2585 | 0 | 0 | 0 | 0 | 0 | 0 | 0 | 0 | 0 | 599218.5704 | 0 | 0 | 0 | 0 | -71488.5639 | 0 | 0 | 0 | 0 | 0 | 0 | 0 | 0 | 0 | 0 | 0 | 0 | 0 | 0 | 0
2016-04-25 06:00 | 0 | 0 | 0 | 0 | 0 | 399402.5639 | 0 | 327914 | 0 | 0 | 0 | 71488.5639 | 5776040.2585 | 0 | 0 | 0 | 0 | 0 | 0 | 0 | 0 | 0 | 599216.1735 | 0 | 0 | 0 | 0 | 71488.5639 | 0 | 0 | 0 | 0 | 0 | 0 | 0 | 0 | 0 | 0 | 0 | 0 | 0 | 0 | 0
2016-04-25 07:00 | 0 | 0 | 0 | 0 | 0 | 249557.4361 | 0 | 321046 | 0 | 0 | 0 | 0 | 5776040.2585 | 0 | 0 | 0 | 0 | 0 | 0 | 0 | 0 | 0 | 599213.7767 | 0 | 0 | 0 | 0 | -71488.5639 | 0 | 0 | 0 | 0 | 0 | 0 | 0 | 0 | 0 | 0 | 0 | 0 | 0 | 0 | 0
2016-04-25 08:00 | 0 | 0 | 0 | 0 | 0 | 320265 | 0 | 320265 | 0 | 0 | 0 | 0 | 5776040.2585 | 0 | 0 | 0 | 0 | 0 | 0 | 0 | 0 | 0 | 599211.3798 | 0 | 0 | 0 | 0 | 0 | 0 | 0 | 0 | 0 | 0 | 0 | 0 | 0 | 0 | 0 | 0 | 0 | 0 | 0 | 0
2016-04-25 09:00 | 0 | 0 | 0 | 0 | 0 | 58500.2336 | 0 | 331202 | 0 | 0 | 0 | 0 | 5503338.4921 | 0 | 0 | 0 | 0 | 0 | 0 | 0 | 0 | 0 | 599208.983 | 0 | 0 | 0 | 0 | 0 | 0 | 272701.7664 | 0 | 0 | 0 | 0 | 0 | 0 | 0 | 0 | 0 | 0 | 0 | 0 | 0
2016-04-25 10:00 | 0 | 0 | 0 | 0 | 0 | 427162.5639 | 0 | 355674 | 0 | 0 | 0 | 71488.5639 | 5503338.4921 | 0 | 0 | 0 | 0 | 0 | 0 | 0 | 0 | 0 | 599206.5861 | 0 | 0 | 0 | 0 | 71488.5639 | 0 | 0 | 0 | 0 | 0 | 0 | 0 | 0 | 0 | 0 | 0 | 0 | 0 | 0 | 0
2016-04-25 11:00 | 0 | 0 | 0 | 0 | 0 | 36225.6697 | 0 | 380416 | 0 | 0 | 0 | 0 | 5230636.7257 | 0 | 0 | 0 | 0 | 0 | 0 | 0 | 0 | 0 | 599204.1893 | 0 | 0 | 0 | 0 | -71488.5639 | 0 | 272701.7664 | 0 | 0 | 0 | 0 | 0 | 0 | 0 | 0 | 0 | 0 | 0 | 0 | 0
2016-04-25 12:00 | 0 | 0 | 0 | 0 | 0 | 105819.4339 | 18088.7997 | 396610 | 0 | 0 | 0 | 0 | 4957934.9593 | 0 | 0 | 0 | 0 | 0 | 0 | 0 | 0 | 0 | 599201.7925 | 0 | 0 | 0 | 0 | 0 | 0 | 272701.7664 | 0 | 0 | 0 | 0 | 0 | 0 | 0 | 0 | 0 | 0 | 0 | 0 | 0
2016-04-25 13:00 | 0 | 0 | 0 | 0 | 0 | 0 | 303843.1709 | 410489 | 0 | 0 | 0 | 17951.6871 | 4833337.4431 | 0 | 0 | 0 | 0 | 0 | 0 | 0 | 0 | 0 | 599199.3957 | 0 | 0 | 0 | 0 | 17951.6871 | 0 | 124597.5162 | 0 | 0 | 0 | 0 | 0 | 0 | 0 | 0 | 0 | 0 | 0 | 0 | 0
2016-04-25 14:00 | 0 | 0 | 0 | 0 | 0 | 0 | 580556.819 | 423717 | 0 | 0 | 0 | 0 | 5008128.9492 | 0 | 0 | 0 | 0 | 0 | 0 | 0 | 0 | 0 | 599196.9989 | 0 | 0 | 0 | 0 | -17951.6871 | 174791.506 | 0 | 0 | 0 | 0 | 0 | 0 | 0 | 0 | 0 | 0 | 0 | 0 | 0 | 0
2016-04-25 15:00 | 0 | 0 | 0 | 0 | 0 | 0 | 610719.2196 | 434555 | 0 | 0 | 0 | 0 | 5182920.4552 | 0 | 0 | 0 | 0 | 0 | 0 | 0 | 0 | 0 | 600292.773 | 0 | 0 | 0 | 0 | 0 | 174791.506 | 0 | 0 | 0 | 0 | 0 | 0 | 0 | 0 | 0 | 0 | 0 | 1372.7136 | 0 | 0
2016-04-25 16:00 | 0 | 0 | 0 | 0 | 0 | 0 | 620051.2196 | 443887 | 0 | 0 | 0 | 0 | 5357711.9612 | 0 | 0 | 0 | 0 | 0 | 0 | 0 | 0 | 0 | 601388.5426 | 0 | 0 | 0 | 0 | 0 | 174791.506 | 0 | 0 | 0 | 0 | 0 | 0 | 0 | 0 | 0 | 0 | 0 | 1372.7136 | 0 | 0
2016-04-25 17:00 | 0 | 0 | 0 | 0 | 0 | 0 | 629202.2196 | 453038 | 0 | 0 | 0 | 0 | 5532503.4673 | 0 | 0 | 0 | 0 | 0 | 0 | 0 | 0 | 0 | 602484.308 | 0 | 0 | 0 | 0 | 0 | 174791.506 | 0 | 0 | 0 | 0 | 0 | 0 | 0 | 0 | 0 | 0 | 0 | 1372.7136 | 0 | 0
2016-04-25 18:00 | 0 | 0 | 0 | 0 | 0 | 0 | 708319.7835 | 460667 | 0 | 0 | 0 | 71488.5639 | 5707294.9733 | 0 | 0 | 0 | 0 | 0 | 0 | 0 | 0 | 0 | 603580.0689 | 0 | 0 | 0 | 0 | 71488.5639 | 174791.506 | 0 | 0 | 0 | 0 | 0 | 0 | 0 | 0 | 0 | 0 | 0 | 1372.7136 | 0 | 0
2016-04-25 19:00 | 0 | 0 | 0 | 0 | 0 | 0 | 702871.7254 | 466214 | 0 | 0 | 0 | 131982.0697 | 5882086.4793 | 0 | 0 | 0 | 0 | 0 | 0 | 0 | 0 | 0 | 604675.8254 | 0 | 0 | 0 | 0 | 60493.5058 | 174791.506 | 0 | 0 | 0 | 0 | 0 | 0 | 0 | 0 | 0 | 0 | 0 | 1372.7136 | 0 | 0
2016-04-25 20:00 | 0 | 0 | 0 | 0 | 0 | 0 | 718108.7835 | 470456 | 0 | 0 | 0 | 203470.6336 | 6056877.9854 | 0 | 0 | 0 | 0 | 0 | 0 | 0 | 0 | 0 | 605771.5776 | 0 | 0 | 0 | 0 | 71488.5639 | 174791.506 | 0 | 0 | 0 | 0 | 0 | 0 | 0 | 0 | 0 | 0 | 0 | 1372.7136 | 0 | 0
2016-04-25 21:00 | 0 | 0 | 0 | 0 | 0 | 0 | 600138.1108 | 472741 | 0 | 0 | 0 | 154703.5247 | 6231669.4914 | 0 | 0 | 0 | 0 | 0 | 0 | 0 | 0 | 0 | 606867.3254 | 0 | 0 | 0 | 0 | -48767.1088 | 174791.506 | 0 | 0 | 0 | 0 | 0 | 0 | 0 | 0 | 0 | 0 | 0 | 1372.7136 | 0 | 0
2016-04-25 22:00 | 0 | 0 | 0 | 0 | 0 | 0 | 695085.3284 | 470154 | 0 | 0 | 0 | 203470.6336 | 6406460.9975 | 0 | 0 | 0 | 0 | 0 | 0 | 0 | 0 | 0 | 607963.0688 | 0 | 0 | 0 | 0 | 48767.1088 | 174791.506 | 0 | 0 | 0 | 0 | 0 | 0 | 0 | 0 | 0 | 0 | 0 | 1372.7136 | 0 | 0
2016-04-25 23:00 | 0 | 0 | 0 | 0 | 0 | 0 | 592598.084 | 464938 | 0 | 0 | 0 | 156339.2115 | 6581252.5035 | 0 | 0 | 0 | 0 | 0 | 0 | 0 | 0 | 0 | 607960.6369 | 0 | 0 | 0 | 0 | -47131.422 | 174791.506 | 0 | 0 | 0 | 0 | 0 | 0 | 0 | 0 | 0 | 0 | 0 | 0 | 0 | 0
2016-04-26 | 0 | 0 | 0 | 0 | 0 | 0 | 424306.5419 | 465175 | 0 | 0 | 0 | 102577.6992 | 6594145.5578 | 0 | 0 | 0 | 0 | 0 | 0 | 0 | 0 | 0 | 607958.2051 | 0 | 0 | 0 | 0 | -53761.5123 | 12893.0543 | 0 | 0 | 0 | 0 | 0 | 0 | 0 | 0 | 0 | 0 | 0 | 0 | 0 | 0
2016-04-26 01:00 | 0 | 0 | 0 | 0 | 0 | 272714.8323 | 128109.2522 | 459454 | 0 | 0 | 0 | 142977.1278 | 6495116.2137 | 0 | 0 | 0 | 0 | 0 | 0 | 0 | 0 | 0 | 607955.7732 | 0 | 0 | 0 | 0 | 40399.4286 | 173672.4223 | 272701.7664 | 0 | 0 | 0 | 0 | 0 | 0 | 0 | 0 | 0 | 0 | 0 | 0 | 0
2016-04-26 02:00 | 0 | 0 | 0 | 0 | 0 | 364488.1591 | 1300.277 | 437277 | 0 | 0 | 0 | 71488.5639 | 6495116.2137 | 0 | 0 | 0 | 0 | 0 | 0 | 0 | 0 | 0 | 607953.3414 | 0 | 0 | 0 | 0 | -71488.5639 | 0 | 0 | 0 | 0 | 0 | 0 | 0 | 0 | 0 | 0 | 0 | 0 | 0 | 0 | 0
2016-04-26 03:00 | 0 | 0 | 0 | 0 | 0 | 338505.4361 | 0 | 409994 | 0 | 0 | 0 | 0 | 6495116.2137 | 0 | 0 | 0 | 0 | 0 | 0 | 0 | 0 | 0 | 607950.9096 | 0 | 0 | 0 | 0 | -71488.5639 | 0 | 0 | 0 | 0 | 0 | 0 | 0 | 0 | 0 | 0 | 0 | 0 | 0 | 0 | 0
2016-04-26 04:00 | 0 | 0 | 0 | 0 | 0 | 455537.5639 | 0 | 384049 | 0 | 0 | 0 | 71488.5639 | 6495116.2137 | 0 | 0 | 0 | 0 | 0 | 0 | 0 | 0 | 0 | 607948.4778 | 0 | 0 | 0 | 0 | 71488.5639 | 0 | 0 | 0 | 0 | 0 | 0 | 0 | 0 | 0 | 0 | 0 | 0 | 0 | 0 | 0
2016-04-26 05:00 | 0 | 0 | 0 | 0 | 0 | 19642.6697 | 0 | 363833 | 0 | 0 | 0 | 0 | 6222414.4472 | 0 | 0 | 0 | 0 | 0 | 0 | 0 | 0 | 0 | 607946.046 | 0 | 0 | 0 | 0 | -71488.5639 | 0 | 272701.7664 | 0 | 0 | 0 | 0 | 0 | 0 | 0 | 0 | 0 | 0 | 0 | 0 | 0
2016-04-26 06:00 | 0 | 0 | 0 | 0 | 0 | 552791.5934 | 0 | 347623 | 0 | 0 | 0 | 71488.5639 | 6356094.4768 | 0 | 0 | 0 | 0 | 0 | 0 | 0 | 0 | 0 | 607943.6142 | 0 | 0 | 0 | 0 | 71488.5639 | 133680.0295 | 0 | 0 | 0 | 0 | 0 | 0 | 0 | 0 | 0 | 0 | 0 | 0 | 0 | 0
2016-04-26 07:00 | 0 | 0 | 0 | 0 | 0 | 0 | 0 | 337973 | 0 | 0 | 0 | 0 | 6089610.0406 | 0 | 0 | 0 | 0 | 0 | 0 | 0 | 0 | 0 | 607941.1825 | 0 | 0 | 0 | 0 | -71488.5639 | 6217.3303 | 272701.7664 | 0 | 0 | 0 | 0 | 0 | 0 | 0 | 0 | 0 | 0 | 0 | 0 | 0
2016-04-26 08:00 | 0 | 0 | 0 | 0 | 0 | 134153.7975 | 0 | 335367 | 0 | 0 | 0 | 71488.5639 | 5816908.2742 | 0 | 0 | 0 | 0 | 0 | 0 | 0 | 0 | 0 | 607938.7507 | 0 | 0 | 0 | 0 | 71488.5639 | 0 | 272701.7664 | 0 | 0 | 0 | 0 | 0 | 0 | 0 | 0 | 0 | 0 | 0 | 0 | 0
2016-04-26 09:00 | 0 | 0 | 0 | 0 | 0 | 241.6697 | 0 | 344432 | 0 | 0 | 0 | 0 | 5544206.5078 | 0 | 0 | 0 | 0 | 0 | 0 | 0 | 0 | 0 | 607936.3189 | 0 | 0 | 0 | 0 | -71488.5639 | 0 | 272701.7664 | 0 | 0 | 0 | 0 | 0 | 0 | 0 | 0 | 0 | 0 | 0 | 0 | 0
2016-04-26 10:00 | 0 | 0 | 0 | 0 | 0 | 435284.6157 | 0 | 367887 | 0 | 0 | 0 | 71488.5639 | 5540115.5596 | 0 | 0 | 0 | 0 | 0 | 0 | 0 | 0 | 0 | 607933.8872 | 0 | 0 | 0 | 0 | 71488.5639 | 0 | 4090.9482 | 0 | 0 | 0 | 0 | 0 | 0 | 0 | 0 | 0 | 0 | 0 | 0 | 0
2016-04-26 11:00 | 0 | 0 | 0 | 0 | 0 | 46989.6697 | 0 | 391180 | 0 | 0 | 0 | 0 | 5267413.7932 | 0 | 0 | 0 | 0 | 0 | 0 | 0 | 0 | 0 | 607931.4555 | 0 | 0 | 0 | 0 | -71488.5639 | 0 | 272701.7664 | 0 | 0 | 0 | 0 | 0 | 0 | 0 | 0 | 0 | 0 | 0 | 0 | 0
2016-04-26 12:00 | 0 | 0 | 0 | 0 | 0 | 191328.0563 | 14636.7412 | 407178 | 0 | 0 | 0 | 71488.5639 | 4994712.0268 | 0 | 0 | 0 | 0 | 0 | 0 | 0 | 0 | 0 | 607929.0237 | 0 | 0 | 0 | 0 | 71488.5639 | 0 | 272701.7664 | 0 | 0 | 0 | 0 | 0 | 0 | 0 | 0 | 0 | 0 | 0 | 0 | 0
2016-04-26 13:00 | 0 | 0 | 0 | 0 | 0 | 0 | 274008.9966 | 422235 | 0 | 0 | 0 | 0 | 4917974.5873 | 0 | 0 | 0 | 0 | 0 | 0 | 0 | 0 | 0 | 607926.592 | 0 | 0 | 0 | 0 | -71488.5639 | 0 | 76737.4395 | 0 | 0 | 0 | 0 | 0 | 0 | 0 | 0 | 0 | 0 | 0 | 0 | 0
2016-04-26 14:00 | 0 | 0 | 0 | 0 | 0 | 0 | 579904.9921 | 436334 | 0 | 0 | 0 | 0 | 5061545.5794 | 0 | 0 | 0 | 0 | 0 | 0 | 0 | 0 | 0 | 607924.1603 | 0 | 0 | 0 | 0 | 0 | 143570.9921 | 0 | 0 | 0 | 0 | 0 | 0 | 0 | 0 | 0 | 0 | 0 | 0 | 0 | 0
2016-04-26 15:00 | 0 | 0 | 0 | 0 | 0 | 0 | 622783.2196 | 446619 | 0 | 0 | 0 | 0 | 5236337.0855 | 0 | 0 | 0 | 0 | 0 | 0 | 0 | 0 | 0 | 609019.8995 | 0 | 0 | 0 | 0 | 0 | 174791.506 | 0 | 0 | 0 | 0 | 0 | 0 | 0 | 0 | 0 | 0 | 0 | 1372.7136 | 0 | 0
2016-04-26 16:00 | 0 | 0 | 0 | 0 | 0 | 0 | 631395.2196 | 455231 | 0 | 0 | 0 | 0 | 5411128.5915 | 0 | 0 | 0 | 0 | 0 | 0 | 0 | 0 | 0 | 610115.6343 | 0 | 0 | 0 | 0 | 0 | 174791.506 | 0 | 0 | 0 | 0 | 0 | 0 | 0 | 0 | 0 | 0 | 0 | 1372.7136 | 0 | 0
2016-04-26 17:00 | 0 | 0 | 0 | 0 | 0 | 0 | 639717.2196 | 463553 | 0 | 0 | 0 | 0 | 5585920.0975 | 0 | 0 | 0 | 0 | 0 | 0 | 0 | 0 | 0 | 611211.3647 | 0 | 0 | 0 | 0 | 0 | 174791.506 | 0 | 0 | 0 | 0 | 0 | 0 | 0 | 0 | 0 | 0 | 0 | 1372.7136 | 0 | 0
2016-04-26 18:00 | 0 | 0 | 0 | 0 | 0 | 0 | 645871.2196 | 469707 | 0 | 0 | 0 | 0 | 5760711.6036 | 0 | 0 | 0 | 0 | 0 | 0 | 0 | 0 | 0 | 612307.0907 | 0 | 0 | 0 | 0 | 0 | 174791.506 | 0 | 0 | 0 | 0 | 0 | 0 | 0 | 0 | 0 | 0 | 0 | 1372.7136 | 0 | 0
2016-04-26 19:00 | 0 | 0 | 0 | 0 | 0 | 0 | 723026.7835 | 475374 | 0 | 0 | 0 | 71488.5639 | 5935503.1096 | 0 | 0 | 0 | 0 | 0 | 0 | 0 | 0 | 0 | 613402.8123 | 0 | 0 | 0 | 0 | 71488.5639 | 174791.506 | 0 | 0 | 0 | 0 | 0 | 0 | 0 | 0 | 0 | 0 | 0 | 1372.7136 | 0 | 0
2016-04-26 20:00 | 0 | 0 | 0 | 0 | 0 | 0 | 717117.7254 | 480460 | 0 | 0 | 0 | 131982.0697 | 6110294.6156 | 0 | 0 | 0 | 0 | 0 | 0 | 0 | 0 | 0 | 614498.5296 | 0 | 0 | 0 | 0 | 60493.5058 | 174791.506 | 0 | 0 | 0 | 0 | 0 | 0 | 0 | 0 | 0 | 0 | 0 | 1372.7136 | 0 | 0
2016-04-26 21:00 | 0 | 0 | 0 | 0 | 0 | 0 | 729257.7835 | 481605 | 0 | 0 | 0 | 203470.6336 | 6285086.1217 | 0 | 0 | 0 | 0 | 0 | 0 | 0 | 0 | 0 | 615594.2425 | 0 | 0 | 0 | 0 | 71488.5639 | 174791.506 | 0 | 0 | 0 | 0 | 0 | 0 | 0 | 0 | 0 | 0 | 0 | 1372.7136 | 0 | 0
2016-04-26 22:00 | 0 | 0 | 0 | 0 | 0 | 0 | 652654.2196 | 476490 | 0 | 0 | 0 | 203470.6336 | 6459877.6277 | 0 | 0 | 0 | 0 | 0 | 0 | 0 | 0 | 0 | 616689.9509 | 0 | 0 | 0 | 0 | 0 | 174791.506 | 0 | 0 | 0 | 0 | 0 | 0 | 0 | 0 | 0 | 0 | 0 | 1372.7136 | 0 | 0
2016-04-26 23:00 | 0 | 0 | 0 | 0 | 0 | 0 | 604552.93 | 470285 | 0 | 0 | 0 | 203470.6336 | 6594145.5578 | 0 | 0 | 0 | 0 | 0 | 0 | 0 | 0 | 0 | 616687.4842 | 0 | 0 | 0 | 0 | 0 | 134267.93 | 0 | 0 | 0 | 0 | 0 | 0 | 0 | 0 | 0 | 0 | 0 | 0 | 0 | 0
2016-04-27 | 0 | 0 | 0 | 0 | 0 | 0 | 439344.3507 | 469467 | 0 | 0 | 0 | 203470.6336 | 6564022.9085 | 0 | 0 | 0 | 0 | 0 | 0 | 0 | 0 | 0 | 616685.0174 | 0 | 0 | 0 | 0 | 0 | 0 | 30122.6493 | 0 | 0 | 0 | 0 | 0 | 0 | 0 | 0 | 0 | 0 | 0 | 0 | 0
2016-04-27 01:00 | 0 | 0 | 0 | 0 | 0 | 0 | 145418.8852 | 461997 | 0 | 0 | 0 | 142977.1278 | 6307938.2994 | 0 | 0 | 0 | 0 | 0 | 0 | 0 | 0 | 0 | 616682.5507 | 0 | 0 | 0 | 0 | -60493.5058 | 0 | 256084.609 | 0 | 0 | 0 | 0 | 0 | 0 | 0 | 0 | 0 | 0 | 0 | 0 | 0
2016-04-27 02:00 | 0 | 0 | 0 | 0 | 0 | 93551.5148 | 1325.1549 | 439067 | 0 | 0 | 0 | 71488.5639 | 6035236.533 | 0 | 0 | 0 | 0 | 0 | 0 | 0 | 0 | 0 | 616680.084 | 0 | 0 | 0 | 0 | -71488.5639 | 0 | 272701.7664 | 0 | 0 | 0 | 0 | 0 | 0 | 0 | 0 | 0 | 0 | 0 | 0 | 0
2016-04-27 03:00 | 0 | 0 | 0 | 0 | 0 | 339353.4361 | 0 | 410842 | 0 | 0 | 0 | 0 | 6035236.533 | 0 | 0 | 0 | 0 | 0 | 0 | 0 | 0 | 0 | 616677.6172 | 0 | 0 | 0 | 0 | -71488.5639 | 0 | 0 | 0 | 0 | 0 | 0 | 0 | 0 | 0 | 0 | 0 | 0 | 0 | 0 | 0
2016-04-27 04:00 | 0 | 0 | 0 | 0 | 0 | 457464.5639 | 0 | 385976 | 0 | 0 | 0 | 71488.5639 | 6035236.533 | 0 | 0 | 0 | 0 | 0 | 0 | 0 | 0 | 0 | 616675.1505 | 0 | 0 | 0 | 0 | 71488.5639 | 0 | 0 | 0 | 0 | 0 | 0 | 0 | 0 | 0 | 0 | 0 | 0 | 0 | 0 | 0
2016-04-27 05:00 | 0 | 0 | 0 | 0 | 0 | 21622.6697 | 0 | 365813 | 0 | 0 | 0 | 0 | 5762534.7666 | 0 | 0 | 0 | 0 | 0 | 0 | 0 | 0 | 0 | 616672.6838 | 0 | 0 | 0 | 0 | -71488.5639 | 0 | 272701.7664 | 0 | 0 | 0 | 0 | 0 | 0 | 0 | 0 | 0 | 0 | 0 | 0 | 0
2016-04-27 06:00 | 0 | 0 | 0 | 0 | 0 | 350619 | 0 | 350619 | 0 | 0 | 0 | 0 | 5762534.7666 | 0 | 0 | 0 | 0 | 0 | 0 | 0 | 0 | 0 | 616670.2171 | 0 | 0 | 0 | 0 | 0 | 0 | 0 | 0 | 0 | 0 | 0 | 0 | 0 | 0 | 0 | 0 | 0 | 0 | 0 | 0
2016-04-27 07:00 | 0 | 0 | 0 | 0 | 0 | 133568.4672 | 0 | 340552 | 0 | 0 | 0 | 65718.2336 | 5489833.0002 | 0 | 0 | 0 | 0 | 0 | 0 | 0 | 0 | 0 | 616667.7505 | 0 | 0 | 0 | 0 | 65718.2336 | 0 | 272701.7664 | 0 | 0 | 0 | 0 | 0 | 0 | 0 | 0 | 0 | 0 | 0 | 0 | 0
2016-04-27 08:00 | 0 | 0 | 0 | 0 | 0 | 0 | 0 | 338420 | 0 | 0 | 0 | 0 | 5217131.2338 | 0 | 0 | 0 | 0 | 0 | 0 | 0 | 0 | 0 | 616665.2838 | 0 | 0 | 0 | 0 | -65718.2336 | 0 | 272701.7664 | 0 | 0 | 0 | 0 | 0 | 0 | 0 | 0 | 0 | 0 | 0 | 0 | 0
2016-04-27 09:00 | 0 | 0 | 0 | 0 | 0 | 418055.5639 | 0 | 346567 | 0 | 0 | 0 | 71488.5639 | 5217131.2338 | 0 | 0 | 0 | 0 | 0 | 0 | 0 | 0 | 0 | 616662.8171 | 0 | 0 | 0 | 0 | 71488.5639 | 0 | 0 | 0 | 0 | 0 | 0 | 0 | 0 | 0 | 0 | 0 | 0 | 0 | 0 | 0
2016-04-27 10:00 | 0 | 0 | 0 | 0 | 0 | 22723.6697 | 0 | 366914 | 0 | 0 | 0 | 0 | 4944429.4674 | 0 | 0 | 0 | 0 | 0 | 0 | 0 | 0 | 0 | 616660.3505 | 0 | 0 | 0 | 0 | -71488.5639 | 0 | 272701.7664 | 0 | 0 | 0 | 0 | 0 | 0 | 0 | 0 | 0 | 0 | 0 | 0 | 0
2016-04-27 11:00 | 0 | 0 | 0 | 0 | 0 | 460748.5639 | 0 | 389260 | 0 | 0 | 0 | 71488.5639 | 4944429.4674 | 0 | 0 | 0 | 0 | 0 | 0 | 0 | 0 | 0 | 616657.8838 | 0 | 0 | 0 | 0 | 71488.5639 | 0 | 0 | 0 | 0 | 0 | 0 | 0 | 0 | 0 | 0 | 0 | 0 | 0 | 0 | 0
2016-04-27 12:00 | 0 | 0 | 0 | 0 | 0 | 107465.4451 | 23884.7885 | 404052 | 0 | 0 | 0 | 71488.5639 | 4671727.701 | 0 | 0 | 0 | 0 | 0 | 0 | 0 | 0 | 0 | 616655.4172 | 0 | 0 | 0 | 0 | 0 | 0 | 272701.7664 | 0 | 0 | 0 | 0 | 0 | 0 | 0 | 0 | 0 | 0 | 0 | 0 | 0
2016-04-27 13:00 | 0 | 0 | 0 | 0 | 0 | 20148.557 | 324479.8791 | 416117 | 0 | 0 | 0 | 0 | 4671727.701 | 0 | 0 | 0 | 0 | 0 | 0 | 0 | 0 | 0 | 616652.9506 | 0 | 0 | 0 | 0 | -71488.5639 | 0 | 0 | 0 | 0 | 0 | 0 | 0 | 0 | 0 | 0 | 0 | 0 | 0 | 0 | 0
2016-04-27 14:00 | 0 | 0 | 0 | 0 | 0 | 0 | 553138.6196 | 427951 | 0 | 0 | 0 | 0 | 4796915.3206 | 0 | 0 | 0 | 0 | 0 | 0 | 0 | 0 | 0 | 616650.484 | 0 | 0 | 0 | 0 | 0 | 125187.6196 | 0 | 0 | 0 | 0 | 0 | 0 | 0 | 0 | 0 | 0 | 0 | 0 | 0 | 0
2016-04-27 15:00 | 0 | 0 | 0 | 0 | 0 | 0 | 613465.2196 | 437301 | 0 | 0 | 0 | 0 | 4971706.8266 | 0 | 0 | 0 | 0 | 0 | 0 | 0 | 0 | 0 | 617746.1882 | 0 | 0 | 0 | 0 | 0 | 174791.506 | 0 | 0 | 0 | 0 | 0 | 0 | 0 | 0 | 0 | 0 | 0 | 1372.7136 | 0 | 0
2016-04-27 16:00 | 0 | 0 | 0 | 0 | 0 | 0 | 692657.7835 | 445005 | 0 | 0 | 0 | 71488.5639 | 5146498.3327 | 0 | 0 | 0 | 0 | 0 | 0 | 0 | 0 | 0 | 618841.8881 | 0 | 0 | 0 | 0 | 71488.5639 | 174791.506 | 0 | 0 | 0 | 0 | 0 | 0 | 0 | 0 | 0 | 0 | 0 | 1372.7136 | 0 | 0
2016-04-27 17:00 | 0 | 0 | 0 | 0 | 0 | 0 | 556642.6557 | 451967 | 0 | 0 | 0 | 0 | 5321289.8387 | 0 | 0 | 0 | 0 | 0 | 0 | 0 | 0 | 0 | 619937.5836 | 0 | 0 | 0 | 0 | -71488.5639 | 174791.506 | 0 | 0 | 0 | 0 | 0 | 0 | 0 | 0 | 0 | 0 | 0 | 1372.7136 | 0 | 0
2016-04-27 18:00 | 0 | 0 | 0 | 0 | 0 | 0 | 705109.7835 | 457457 | 0 | 0 | 0 | 71488.5639 | 5496081.3447 | 0 | 0 | 0 | 0 | 0 | 0 | 0 | 0 | 0 | 621033.2747 | 0 | 0 | 0 | 0 | 71488.5639 | 174791.506 | 0 | 0 | 0 | 0 | 0 | 0 | 0 | 0 | 0 | 0 | 0 | 1372.7136 | 0 | 0
2016-04-27 19:00 | 0 | 0 | 0 | 0 | 0 | 0 | 697911.7254 | 461254 | 0 | 0 | 0 | 131982.0697 | 5670872.8508 | 0 | 0 | 0 | 0 | 0 | 0 | 0 | 0 | 0 | 622128.9615 | 0 | 0 | 0 | 0 | 60493.5058 | 174791.506 | 0 | 0 | 0 | 0 | 0 | 0 | 0 | 0 | 0 | 0 | 0 | 1372.7136 | 0 | 0
2016-04-27 20:00 | 0 | 0 | 0 | 0 | 0 | 0 | 711976.7835 | 464324 | 0 | 0 | 0 | 203470.6336 | 5845664.3568 | 0 | 0 | 0 | 0 | 0 | 0 | 0 | 0 | 0 | 623224.6438 | 0 | 0 | 0 | 0 | 71488.5639 | 174791.506 | 0 | 0 | 0 | 0 | 0 | 0 | 0 | 0 | 0 | 0 | 0 | 1372.7136 | 0 | 0
2016-04-27 21:00 | 0 | 0 | 0 | 0 | 0 | 0 | 639953.2972 | 465915 | 0 | 0 | 0 | 201344.7111 | 6020455.8629 | 0 | 0 | 0 | 0 | 0 | 0 | 0 | 0 | 0 | 624320.3218 | 0 | 0 | 0 | 0 | -2125.9225 | 174791.506 | 0 | 0 | 0 | 0 | 0 | 0 | 0 | 0 | 0 | 0 | 0 | 1372.7136 | 0 | 0
2016-04-27 22:00 | 0 | 0 | 0 | 0 | 0 | 0 | 642583.1421 | 464293 | 0 | 0 | 0 | 203470.6336 | 6195247.3689 | 0 | 0 | 0 | 0 | 0 | 0 | 0 | 0 | 0 | 625415.9954 | 0 | 0 | 0 | 0 | 2125.9225 | 174791.506 | 0 | 0 | 0 | 0 | 0 | 0 | 0 | 0 | 0 | 0 | 0 | 1372.7136 | 0 | 0
2016-04-27 23:00 | 0 | 0 | 0 | 0 | 0 | 0 | 534089.7432 | 459867 | 0 | 0 | 0 | 203470.6336 | 6269470.1121 | 0 | 0 | 0 | 0 | 0 | 0 | 0 | 0 | 0 | 625413.4937 | 0 | 0 | 0 | 0 | 0 | 74222.7432 | 0 | 0 | 0 | 0 | 0 | 0 | 0 | 0 | 0 | 0 | 0 | 0 | 0 | 0
2016-04-28 | 0 | 0 | 0 | 0 | 0 | 0 | 360879.5267 | 460658 | 0 | 0 | 0 | 131982.0697 | 6241180.2027 | 0 | 0 | 0 | 0 | 0 | 0 | 0 | 0 | 0 | 625410.9921 | 0 | 0 | 0 | 0 | -71488.5639 | 0 | 28289.9094 | 0 | 0 | 0 | 0 | 0 | 0 | 0 | 0 | 0 | 0 | 0 | 0 | 0
2016-04-28 01:00 | 0 | 0 | 0 | 0 | 0 | 283597.8439 | 98055.5922 | 453142 | 0 | 0 | 0 | 60493.5058 | 6241180.2027 | 0 | 0 | 0 | 0 | 0 | 0 | 0 | 0 | 0 | 625408.4904 | 0 | 0 | 0 | 0 | -71488.5639 | 0 | 0 | 0 | 0 | 0 | 0 | 0 | 0 | 0 | 0 | 0 | 0 | 0 | 0 | 0
2016-04-28 02:00 | 0 | 0 | 0 | 0 | 0 | 169409.2157 | 1424.076 | 432540 | 0 | 0 | 0 | 71488.5639 | 5968478.4363 | 0 | 0 | 0 | 0 | 0 | 0 | 0 | 0 | 0 | 625405.9888 | 0 | 0 | 0 | 0 | 10995.0581 | 0 | 272701.7664 | 0 | 0 | 0 | 0 | 0 | 0 | 0 | 0 | 0 | 0 | 0 | 0 | 0
2016-04-28 03:00 | 0 | 0 | 0 | 0 | 0 | 205228.7975 | 0 | 406442 | 0 | 0 | 0 | 142977.1278 | 5695776.6699 | 0 | 0 | 0 | 0 | 0 | 0 | 0 | 0 | 0 | 625403.4871 | 0 | 0 | 0 | 0 | 71488.5639 | 0 | 272701.7664 | 0 | 0 | 0 | 0 | 0 | 0 | 0 | 0 | 0 | 0 | 0 | 0 | 0
2016-04-28 04:00 | 0 | 0 | 0 | 0 | 0 | 310732.4361 | 0 | 382221 | 0 | 0 | 0 | 71488.5639 | 5695776.6699 | 0 | 0 | 0 | 0 | 0 | 0 | 0 | 0 | 0 | 625400.9855 | 0 | 0 | 0 | 0 | -71488.5639 | 0 | 0 | 0 | 0 | 0 | 0 | 0 | 0 | 0 | 0 | 0 | 0 | 0 | 0 | 0
2016-04-28 05:00 | 0 | 0 | 0 | 0 | 0 | 290549.4361 | 0 | 362038 | 0 | 0 | 0 | 0 | 5695776.6699 | 0 | 0 | 0 | 0 | 0 | 0 | 0 | 0 | 0 | 625398.4839 | 0 | 0 | 0 | 0 | -71488.5639 | 0 | 0 | 0 | 0 | 0 | 0 | 0 | 0 | 0 | 0 | 0 | 0 | 0 | 0 | 0
2016-04-28 06:00 | 0 | 0 | 0 | 0 | 0 | 418262.5639 | 0 | 346774 | 0 | 0 | 0 | 71488.5639 | 5695776.6699 | 0 | 0 | 0 | 0 | 0 | 0 | 0 | 0 | 0 | 625395.9823 | 0 | 0 | 0 | 0 | 71488.5639 | 0 | 0 | 0 | 0 | 0 | 0 | 0 | 0 | 0 | 0 | 0 | 0 | 0 | 0 | 0
2016-04-28 07:00 | 0 | 0 | 0 | 0 | 0 | 136368.7975 | 0 | 337582 | 0 | 0 | 0 | 142977.1278 | 5423074.9034 | 0 | 0 | 0 | 0 | 0 | 0 | 0 | 0 | 0 | 625393.4808 | 0 | 0 | 0 | 0 | 71488.5639 | 0 | 272701.7664 | 0 | 0 | 0 | 0 | 0 | 0 | 0 | 0 | 0 | 0 | 0 | 0 | 0
2016-04-28 08:00 | 0 | 0 | 0 | 0 | 0 | 396743.5058 | 0 | 336250 | 0 | 0 | 0 | 203470.6336 | 5423074.9034 | 0 | 0 | 0 | 0 | 0 | 0 | 0 | 0 | 0 | 625390.9792 | 0 | 0 | 0 | 0 | 60493.5058 | 0 | 0 | 0 | 0 | 0 | 0 | 0 | 0 | 0 | 0 | 0 | 0 | 0 | 0 | 0
2016-04-28 09:00 | 0 | 0 | 0 | 0 | 0 | 1297.6697 | 0 | 345488 | 0 | 0 | 0 | 131982.0697 | 5150373.137 | 0 | 0 | 0 | 0 | 0 | 0 | 0 | 0 | 0 | 625388.4776 | 0 | 0 | 0 | 0 | -71488.5639 | 0 | 272701.7664 | 0 | 0 | 0 | 0 | 0 | 0 | 0 | 0 | 0 | 0 | 0 | 0 | 0
2016-04-28 10:00 | 0 | 0 | 0 | 0 | 0 | 307541.4942 | 0 | 368035 | 0 | 0 | 0 | 71488.5639 | 5150373.137 | 0 | 0 | 0 | 0 | 0 | 0 | 0 | 0 | 0 | 625385.9761 | 0 | 0 | 0 | 0 | -60493.5058 | 0 | 0 | 0 | 0 | 0 | 0 | 0 | 0 | 0 | 0 | 0 | 0 | 0 | 0 | 0
2016-04-28 11:00 | 0 | 0 | 0 | 0 | 0 | 47655.6697 | 0 | 391846 | 0 | 0 | 0 | 0 | 4877671.3706 | 0 | 0 | 0 | 0 | 0 | 0 | 0 | 0 | 0 | 625383.4745 | 0 | 0 | 0 | 0 | -71488.5639 | 0 | 272701.7664 | 0 | 0 | 0 | 0 | 0 | 0 | 0 | 0 | 0 | 0 | 0 | 0 | 0
2016-04-28 12:00 | 0 | 0 | 0 | 0 | 0 | 191155.9076 | 14532.8899 | 406902 | 0 | 0 | 0 | 71488.5639 | 4604969.6042 | 0 | 0 | 0 | 0 | 0 | 0 | 0 | 0 | 0 | 625380.973 | 0 | 0 | 0 | 0 | 71488.5639 | 0 | 272701.7664 | 0 | 0 | 0 | 0 | 0 | 0 | 0 | 0 | 0 | 0 | 0 | 0 | 0
2016-04-28 13:00 | 0 | 0 | 0 | 0 | 0 | 0 | 248164.0126 | 419282 | 0 | 0 | 0 | 0 | 4505340.1807 | 0 | 0 | 0 | 0 | 0 | 0 | 0 | 0 | 0 | 625378.4715 | 0 | 0 | 0 | 0 | -71488.5639 | 0 | 99629.4235 | 0 | 0 | 0 | 0 | 0 | 0 | 0 | 0 | 0 | 0 | 0 | 0 | 0
2016-04-28 14:00 | 0 | 0 | 0 | 0 | 0 | 0 | 517251.0043 | 433056 | 0 | 0 | 0 | 0 | 4589535.1849 | 0 | 0 | 0 | 0 | 0 | 0 | 0 | 0 | 0 | 625375.9699 | 0 | 0 | 0 | 0 | 0 | 84195.0043 | 0 | 0 | 0 | 0 | 0 | 0 | 0 | 0 | 0 | 0 | 0 | 0 | 0 | 0
2016-04-28 15:00 | 0 | 0 | 0 | 0 | 0 | 0 | 617848.2196 | 441684 | 0 | 0 | 0 | 0 | 4764326.691 | 0 | 0 | 0 | 0 | 0 | 0 | 0 | 0 | 0 | 626471.6393 | 0 | 0 | 0 | 0 | 0 | 174791.506 | 0 | 0 | 0 | 0 | 0 | 0 | 0 | 0 | 0 | 0 | 0 | 1372.7136 | 0 | 0
2016-04-28 16:00 | 0 | 0 | 0 | 0 | 0 | 0 | 698486.7835 | 450834 | 0 | 0 | 0 | 71488.5639 | 4939118.197 | 0 | 0 | 0 | 0 | 0 | 0 | 0 | 0 | 0 | 627567.3043 | 0 | 0 | 0 | 0 | 71488.5639 | 174791.506 | 0 | 0 | 0 | 0 | 0 | 0 | 0 | 0 | 0 | 0 | 0 | 1372.7136 | 0 | 0
2016-04-28 17:00 | 0 | 0 | 0 | 0 | 0 | 0 | 695429.7254 | 458772 | 0 | 0 | 0 | 131982.0697 | 5113909.7031 | 0 | 0 | 0 | 0 | 0 | 0 | 0 | 0 | 0 | 628662.9649 | 0 | 0 | 0 | 0 | 60493.5058 | 174791.506 | 0 | 0 | 0 | 0 | 0 | 0 | 0 | 0 | 0 | 0 | 0 | 1372.7136 | 0 | 0
2016-04-28 18:00 | 0 | 0 | 0 | 0 | 0 | 0 | 713072.7835 | 465420 | 0 | 0 | 0 | 203470.6336 | 5288701.2091 | 0 | 0 | 0 | 0 | 0 | 0 | 0 | 0 | 0 | 629758.6211 | 0 | 0 | 0 | 0 | 71488.5639 | 174791.506 | 0 | 0 | 0 | 0 | 0 | 0 | 0 | 0 | 0 | 0 | 0 | 1372.7136 | 0 | 0
2016-04-28 19:00 | 0 | 0 | 0 | 0 | 0 | 0 | 574021.6557 | 469346 | 0 | 0 | 0 | 131982.0697 | 5463492.7151 | 0 | 0 | 0 | 0 | 0 | 0 | 0 | 0 | 0 | 630854.2729 | 0 | 0 | 0 | 0 | -71488.5639 | 174791.506 | 0 | 0 | 0 | 0 | 0 | 0 | 0 | 0 | 0 | 0 | 0 | 1372.7136 | 0 | 0
2016-04-28 20:00 | 0 | 0 | 0 | 0 | 0 | 0 | 719817.7835 | 472165 | 0 | 0 | 0 | 203470.6336 | 5638284.2212 | 0 | 0 | 0 | 0 | 0 | 0 | 0 | 0 | 0 | 631949.9204 | 0 | 0 | 0 | 0 | 71488.5639 | 174791.506 | 0 | 0 | 0 | 0 | 0 | 0 | 0 | 0 | 0 | 0 | 0 | 1372.7136 | 0 | 0
2016-04-28 21:00 | 0 | 0 | 0 | 0 | 0 | 0 | 650359.2196 | 474195 | 0 | 0 | 0 | 203470.6336 | 5813075.7272 | 0 | 0 | 0 | 0 | 0 | 0 | 0 | 0 | 0 | 633045.5634 | 0 | 0 | 0 | 0 | 0 | 174791.506 | 0 | 0 | 0 | 0 | 0 | 0 | 0 | 0 | 0 | 0 | 0 | 1372.7136 | 0 | 0
2016-04-28 22:00 | 0 | 0 | 0 | 0 | 0 | 0 | 647683.2196 | 471519 | 0 | 0 | 0 | 203470.6336 | 5987867.2333 | 0 | 0 | 0 | 0 | 0 | 0 | 0 | 0 | 0 | 634141.2021 | 0 | 0 | 0 | 0 | 0 | 174791.506 | 0 | 0 | 0 | 0 | 0 | 0 | 0 | 0 | 0 | 0 | 0 | 1372.7136 | 0 | 0
2016-04-28 23:00 | 0 | 0 | 0 | 0 | 0 | 0 | 536058.0078 | 466295 | 0 | 0 | 0 | 142977.1278 | 6118123.7468 | 0 | 0 | 0 | 0 | 0 | 0 | 0 | 0 | 0 | 634138.6656 | 0 | 0 | 0 | 0 | -60493.5058 | 130256.5136 | 0 | 0 | 0 | 0 | 0 | 0 | 0 | 0 | 0 | 0 | 0 | 0 | 0 | 0
2016-04-29 | 0 | 0 | 0 | 0 | 0 | 0 | 370261.455 | 464614 | 0 | 0 | 0 | 71488.5639 | 6095259.7658 | 0 | 0 | 0 | 0 | 0 | 0 | 0 | 0 | 0 | 634136.129 | 0 | 0 | 0 | 0 | -71488.5639 | 0 | 22863.9811 | 0 | 0 | 0 | 0 | 0 | 0 | 0 | 0 | 0 | 0 | 0 | 0 | 0
2016-04-29 01:00 | 0 | 0 | 0 | 0 | 0 | 0 | 125054.8528 | 457563 | 0 | 0 | 0 | 0 | 5834240.1824 | 0 | 0 | 0 | 0 | 0 | 0 | 0 | 0 | 0 | 634133.5925 | 0 | 0 | 0 | 0 | -71488.5639 | 11682.1831 | 272701.7664 | 0 | 0 | 0 | 0 | 0 | 0 | 0 | 0 | 0 | 0 | 0 | 0 | 0
2016-04-29 02:00 | 0 | 0 | 0 | 0 | 0 | 409766.8045 | 2559.8169 | 437103 | 0 | 0 | 0 | 71488.5639 | 5737975.2399 | 0 | 0 | 0 | 0 | 0 | 0 | 0 | 0 | 0 | 634131.0559 | 0 | 0 | 0 | 0 | 71488.5639 | 0 | 96264.9425 | 0 | 0 | 0 | 0 | 0 | 0 | 0 | 0 | 0 | 0 | 0 | 0 | 0
2016-04-29 03:00 | 0 | 0 | 0 | 0 | 0 | 402349.8643 | 0 | 411991 | 0 | 0 | 0 | 142977.1278 | 5656845.5403 | 0 | 0 | 0 | 0 | 0 | 0 | 0 | 0 | 0 | 634128.5194 | 0 | 0 | 0 | 0 | 71488.5639 | 0 | 81129.6996 | 0 | 0 | 0 | 0 | 0 | 0 | 0 | 0 | 0 | 0 | 0 | 0 | 0
2016-04-29 04:00 | 0 | 0 | 0 | 0 | 0 | 43751.6697 | 0 | 387942 | 0 | 0 | 0 | 71488.5639 | 5384143.7739 | 0 | 0 | 0 | 0 | 0 | 0 | 0 | 0 | 0 | 634125.9829 | 0 | 0 | 0 | 0 | -71488.5639 | 0 | 272701.7664 | 0 | 0 | 0 | 0 | 0 | 0 | 0 | 0 | 0 | 0 | 0 | 0 | 0
2016-04-29 05:00 | 0 | 0 | 0 | 0 | 0 | 23332.6697 | 0 | 367523 | 0 | 0 | 0 | 0 | 5111442.0075 | 0 | 0 | 0 | 0 | 0 | 0 | 0 | 0 | 0 | 634123.4464 | 0 | 0 | 0 | 0 | -71488.5639 | 0 | 272701.7664 | 0 | 0 | 0 | 0 | 0 | 0 | 0 | 0 | 0 | 0 | 0 | 0 | 0
2016-04-29 06:00 | 0 | 0 | 0 | 0 | 0 | 79696.2336 | 0 | 352398 | 0 | 0 | 0 | 0 | 4838740.2411 | 0 | 0 | 0 | 0 | 0 | 0 | 0 | 0 | 0 | 634120.9099 | 0 | 0 | 0 | 0 | 0 | 0 | 272701.7664 | 0 | 0 | 0 | 0 | 0 | 0 | 0 | 0 | 0 | 0 | 0 | 0 | 0
2016-04-29 07:00 | 0 | 0 | 0 | 0 | 0 | 139666.4672 | 0 | 343479 | 0 | 0 | 0 | 68889.2336 | 4566038.4747 | 0 | 0 | 0 | 0 | 0 | 0 | 0 | 0 | 0 | 634118.3734 | 0 | 0 | 0 | 0 | 68889.2336 | 0 | 272701.7664 | 0 | 0 | 0 | 0 | 0 | 0 | 0 | 0 | 0 | 0 | 0 | 0 | 0
2016-04-29 08:00 | 0 | 0 | 0 | 0 | 0 | 0 | 0 | 341591 | 0 | 0 | 0 | 0 | 4293336.7083 | 0 | 0 | 0 | 0 | 0 | 0 | 0 | 0 | 0 | 634115.8369 | 0 | 0 | 0 | 0 | -68889.2336 | 0 | 272701.7664 | 0 | 0 | 0 | 0 | 0 | 0 | 0 | 0 | 0 | 0 | 0 | 0 | 0
2016-04-29 09:00 | 0 | 0 | 0 | 0 | 0 | 273917.9876 | 0 | 348117 | 0 | 0 | 0 | 71488.5639 | 4147649.132 | 0 | 0 | 0 | 0 | 0 | 0 | 0 | 0 | 0 | 634113.3005 | 0 | 0 | 0 | 0 | 71488.5639 | 0 | 145687.5763 | 0 | 0 | 0 | 0 | 0 | 0 | 0 | 0 | 0 | 0 | 0 | 0 | 0
2016-04-29 10:00 | 0 | 0 | 0 | 0 | 0 | 27163.6697 | 0 | 371354 | 0 | 0 | 0 | 0 | 3874947.3656 | 0 | 0 | 0 | 0 | 0 | 0 | 0 | 0 | 0 | 634110.764 | 0 | 0 | 0 | 0 | -71488.5639 | 0 | 272701.7664 | 0 | 0 | 0 | 0 | 0 | 0 | 0 | 0 | 0 | 0 | 0 | 0 | 0
2016-04-29 11:00 | 0 | 0 | 0 | 0 | 0 | 192599.7975 | 0 | 393813 | 0 | 0 | 0 | 71488.5639 | 3602245.5991 | 0 | 0 | 0 | 0 | 0 | 0 | 0 | 0 | 0 | 634108.2276 | 0 | 0 | 0 | 0 | 71488.5639 | 0 | 272701.7664 | 0 | 0 | 0 | 0 | 0 | 0 | 0 | 0 | 0 | 0 | 0 | 0 | 0
2016-04-29 12:00 | 0 | 0 | 0 | 0 | 0 | 55228.6568 | 9785.0129 | 409204 | 0 | 0 | 0 | 0 | 3329543.8327 | 0 | 0 | 0 | 0 | 0 | 0 | 0 | 0 | 0 | 634105.6911 | 0 | 0 | 0 | 0 | -71488.5639 | 0 | 272701.7664 | 0 | 0 | 0 | 0 | 0 | 0 | 0 | 0 | 0 | 0 | 0 | 0 | 0
2016-04-29 13:00 | 0 | 0 | 0 | 0 | 0 | 0 | 257184.5286 | 422065 | 0 | 0 | 0 | 0 | 3164663.3614 | 0 | 0 | 0 | 0 | 0 | 0 | 0 | 0 | 0 | 634103.1547 | 0 | 0 | 0 | 0 | 0 | 0 | 164880.4714 | 0 | 0 | 0 | 0 | 0 | 0 | 0 | 0 | 0 | 0 | 0 | 0 | 0
2016-04-29 14:00 | 0 | 0 | 0 | 0 | 0 | 0 | 543751.2709 | 435392 | 0 | 0 | 0 | 0 | 3273022.6323 | 0 | 0 | 0 | 0 | 0 | 0 | 0 | 0 | 0 | 634100.6183 | 0 | 0 | 0 | 0 | 0 | 108359.2709 | 0 | 0 | 0 | 0 | 0 | 0 | 0 | 0 | 0 | 0 | 0 | 0 | 0 | 0
2016-04-29 15:00 | 0 | 0 | 0 | 0 | 0 | 0 | 620989.2196 | 444825 | 0 | 0 | 0 | 0 | 3447814.1383 | 0 | 0 | 0 | 0 | 0 | 0 | 0 | 0 | 0 | 635196.2528 | 0 | 0 | 0 | 0 | 0 | 174791.506 | 0 | 0 | 0 | 0 | 0 | 0 | 0 | 0 | 0 | 0 | 0 | 1372.7136 | 0 | 0
2016-04-29 16:00 | 0 | 0 | 0 | 0 | 0 | 0 | 699465.7835 | 451813 | 0 | 0 | 0 | 71488.5639 | 3622605.6444 | 0 | 0 | 0 | 0 | 0 | 0 | 0 | 0 | 0 | 636291.8829 | 0 | 0 | 0 | 0 | 71488.5639 | 174791.506 | 0 | 0 | 0 | 0 | 0 | 0 | 0 | 0 | 0 | 0 | 0 | 1372.7136 | 0 | 0
2016-04-29 17:00 | 0 | 0 | 0 | 0 | 0 | 0 | 694771.7254 | 458114 | 0 | 0 | 0 | 131982.0697 | 3797397.1504 | 0 | 0 | 0 | 0 | 0 | 0 | 0 | 0 | 0 | 637387.5086 | 0 | 0 | 0 | 0 | 60493.5058 | 174791.506 | 0 | 0 | 0 | 0 | 0 | 0 | 0 | 0 | 0 | 0 | 0 | 1372.7136 | 0 | 0
2016-04-29 18:00 | 0 | 0 | 0 | 0 | 0 | 0 | 709892.7835 | 462240 | 0 | 0 | 0 | 203470.6336 | 3972188.6564 | 0 | 0 | 0 | 0 | 0 | 0 | 0 | 0 | 0 | 638483.1299 | 0 | 0 | 0 | 0 | 71488.5639 | 174791.506 | 0 | 0 | 0 | 0 | 0 | 0 | 0 | 0 | 0 | 0 | 0 | 1372.7136 | 0 | 0
2016-04-29 19:00 | 0 | 0 | 0 | 0 | 0 | 0 | 568476.6557 | 463801 | 0 | 0 | 0 | 131982.0697 | 4146980.1625 | 0 | 0 | 0 | 0 | 0 | 0 | 0 | 0 | 0 | 639578.7468 | 0 | 0 | 0 | 0 | -71488.5639 | 174791.506 | 0 | 0 | 0 | 0 | 0 | 0 | 0 | 0 | 0 | 0 | 0 | 1372.7136 | 0 | 0
2016-04-29 20:00 | 0 | 0 | 0 | 0 | 0 | 0 | 711278.7835 | 463626 | 0 | 0 | 0 | 203470.6336 | 4321771.6685 | 0 | 0 | 0 | 0 | 0 | 0 | 0 | 0 | 0 | 640674.3594 | 0 | 0 | 0 | 0 | 71488.5639 | 174791.506 | 0 | 0 | 0 | 0 | 0 | 0 | 0 | 0 | 0 | 0 | 0 | 1372.7136 | 0 | 0
2016-04-29 21:00 | 0 | 0 | 0 | 0 | 0 | 0 | 636952.2196 | 460788 | 0 | 0 | 0 | 203470.6336 | 4496563.1746 | 0 | 0 | 0 | 0 | 0 | 0 | 0 | 0 | 0 | 641769.9675 | 0 | 0 | 0 | 0 | 0 | 174791.506 | 0 | 0 | 0 | 0 | 0 | 0 | 0 | 0 | 0 | 0 | 0 | 1372.7136 | 0 | 0
2016-04-29 22:00 | 0 | 0 | 0 | 0 | 0 | 0 | 630030.2196 | 453866 | 0 | 0 | 0 | 203470.6336 | 4671354.6806 | 0 | 0 | 0 | 0 | 0 | 0 | 0 | 0 | 0 | 642865.5713 | 0 | 0 | 0 | 0 | 0 | 174791.506 | 0 | 0 | 0 | 0 | 0 | 0 | 0 | 0 | 0 | 0 | 0 | 1372.7136 | 0 | 0
2016-04-29 23:00 | 0 | 0 | 0 | 0 | 0 | 0 | 541501.9394 | 445437 | 0 | 0 | 0 | 203470.6336 | 4767419.62 | 0 | 0 | 0 | 0 | 0 | 0 | 0 | 0 | 0 | 642862.9999 | 0 | 0 | 0 | 0 | 0 | 96064.9394 | 0 | 0 | 0 | 0 | 0 | 0 | 0 | 0 | 0 | 0 | 0 | 0 | 0 | 0
2016-04-30 | 0 | 0 | 0 | 0 | 0 | 0 | 371858.8745 | 444156 | 0 | 0 | 0 | 131982.0697 | 4766611.0584 | 0 | 0 | 0 | 0 | 0 | 0 | 0 | 0 | 0 | 642860.4284 | 0 | 0 | 0 | 0 | -71488.5639 | 0 | 808.5616 | 0 | 0 | 0 | 0 | 0 | 0 | 0 | 0 | 0 | 0 | 0 | 0 | 0
2016-04-30 01:00 | 0 | 0 | 0 | 0 | 0 | 20450.4829 | 128210.4937 | 438874 | 0 | 0 | 0 | 60493.5058 | 4547886.599 | 0 | 0 | 0 | 0 | 0 | 0 | 0 | 0 | 0 | 642857.857 | 0 | 0 | 0 | 0 | -71488.5639 | 0 | 218724.4594 | 0 | 0 | 0 | 0 | 0 | 0 | 0 | 0 | 0 | 0 | 0 | 0 | 0
2016-04-30 02:00 | 0 | 0 | 0 | 0 | 0 | 218562.5738 | 2888.2236 | 422664 | 0 | 0 | 0 | 131982.0697 | 4275184.8326 | 0 | 0 | 0 | 0 | 0 | 0 | 0 | 0 | 0 | 642855.2855 | 0 | 0 | 0 | 0 | 71488.5639 | 0 | 272701.7664 | 0 | 0 | 0 | 0 | 0 | 0 | 0 | 0 | 0 | 0 | 0 | 0 | 0
2016-04-30 03:00 | 0 | 0 | 0 | 0 | 0 | 474058.5639 | 0 | 402570 | 0 | 0 | 0 | 203470.6336 | 4275184.8326 | 0 | 0 | 0 | 0 | 0 | 0 | 0 | 0 | 0 | 642852.7141 | 0 | 0 | 0 | 0 | 71488.5639 | 0 | 0 | 0 | 0 | 0 | 0 | 0 | 0 | 0 | 0 | 0 | 0 | 0 | 0 | 0
2016-04-30 04:00 | 0 | 0 | 0 | 0 | 0 | 37000.6697 | 0 | 381191 | 0 | 0 | 0 | 131982.0697 | 4002483.0662 | 0 | 0 | 0 | 0 | 0 | 0 | 0 | 0 | 0 | 642850.1427 | 0 | 0 | 0 | 0 | -71488.5639 | 0 | 272701.7664 | 0 | 0 | 0 | 0 | 0 | 0 | 0 | 0 | 0 | 0 | 0 | 0 | 0
2016-04-30 05:00 | 0 | 0 | 0 | 0 | 0 | 301644.4942 | 0 | 362138 | 0 | 0 | 0 | 71488.5639 | 4002483.0662 | 0 | 0 | 0 | 0 | 0 | 0 | 0 | 0 | 0 | 642847.5713 | 0 | 0 | 0 | 0 | -60493.5058 | 0 | 0 | 0 | 0 | 0 | 0 | 0 | 0 | 0 | 0 | 0 | 0 | 0 | 0 | 0
2016-04-30 06:00 | 0 | 0 | 0 | 0 | 0 | 3336.6697 | 0 | 347527 | 0 | 0 | 0 | 0 | 3729781.2998 | 0 | 0 | 0 | 0 | 0 | 0 | 0 | 0 | 0 | 642844.9999 | 0 | 0 | 0 | 0 | -71488.5639 | 0 | 272701.7664 | 0 | 0 | 0 | 0 | 0 | 0 | 0 | 0 | 0 | 0 | 0 | 0 | 0
2016-04-30 07:00 | 0 | 0 | 0 | 0 | 0 | 65310.2336 | 0 | 338012 | 0 | 0 | 0 | 0 | 3457079.5333 | 0 | 0 | 0 | 0 | 0 | 0 | 0 | 0 | 0 | 642842.4285 | 0 | 0 | 0 | 0 | 0 | 0 | 272701.7664 | 0 | 0 | 0 | 0 | 0 | 0 | 0 | 0 | 0 | 0 | 0 | 0 | 0
2016-04-30 08:00 | 0 | 0 | 0 | 0 | 0 | 404064.5639 | 0 | 332576 | 0 | 0 | 0 | 71488.5639 | 3457079.5333 | 0 | 0 | 0 | 0 | 0 | 0 | 0 | 0 | 0 | 642839.8572 | 0 | 0 | 0 | 0 | 71488.5639 | 0 | 0 | 0 | 0 | 0 | 0 | 0 | 0 | 0 | 0 | 0 | 0 | 0 | 0 | 0
2016-04-30 09:00 | 0 | 0 | 0 | 0 | 0 | 0 | 0 | 332710 | 0 | 0 | 0 | 0 | 3195858.0972 | 0 | 0 | 0 | 0 | 0 | 0 | 0 | 0 | 0 | 642837.2858 | 0 | 0 | 0 | 0 | -71488.5639 | 0 | 261221.4361 | 0 | 0 | 0 | 0 | 0 | 0 | 0 | 0 | 0 | 0 | 0 | 0 | 0
2016-04-30 10:00 | 0 | 0 | 0 | 0 | 0 | 134948.7975 | 0 | 336162 | 0 | 0 | 0 | 71488.5639 | 2923156.3308 | 0 | 0 | 0 | 0 | 0 | 0 | 0 | 0 | 0 | 642834.7144 | 0 | 0 | 0 | 0 | 71488.5639 | 0 | 272701.7664 | 0 | 0 | 0 | 0 | 0 | 0 | 0 | 0 | 0 | 0 | 0 | 0 | 0
2016-04-30 11:00 | 0 | 0 | 0 | 0 | 0 | 134.6697 | 0 | 344325 | 0 | 0 | 0 | 0 | 2650454.5644 | 0 | 0 | 0 | 0 | 0 | 0 | 0 | 0 | 0 | 642832.1431 | 0 | 0 | 0 | 0 | -71488.5639 | 0 | 272701.7664 | 0 | 0 | 0 | 0 | 0 | 0 | 0 | 0 | 0 | 0 | 0 | 0 | 0
2016-04-30 12:00 | 0 | 0 | 0 | 0 | 0 | 68863.5248 | 18200.7088 | 359766 | 0 | 0 | 0 | 0 | 2377752.798 | 0 | 0 | 0 | 0 | 0 | 0 | 0 | 0 | 0 | 642829.5718 | 0 | 0 | 0 | 0 | 0 | 0 | 272701.7664 | 0 | 0 | 0 | 0 | 0 | 0 | 0 | 0 | 0 | 0 | 0 | 0 | 0
2016-04-30 13:00 | 0 | 0 | 0 | 0 | 0 | 0 | 312952.4768 | 376422 | 0 | 0 | 0 | 0 | 2314283.2747 | 0 | 0 | 0 | 0 | 0 | 0 | 0 | 0 | 0 | 642827.0005 | 0 | 0 | 0 | 0 | 0 | 0 | 63469.5232 | 0 | 0 | 0 | 0 | 0 | 0 | 0 | 0 | 0 | 0 | 0 | 0 | 0
2016-04-30 14:00 | 0 | 0 | 0 | 0 | 0 | 0 | 598117.682 | 389822 | 0 | 0 | 0 | 32131.4623 | 2489074.7808 | 0 | 0 | 0 | 0 | 0 | 0 | 0 | 0 | 0 | 643922.6 | 0 | 0 | 0 | 0 | 32131.4623 | 174791.506 | 0 | 0 | 0 | 0 | 0 | 0 | 0 | 0 | 0 | 0 | 0 | 1372.7136 | 0 | 0
2016-04-30 15:00 | 0 | 0 | 0 | 0 | 0 | 0 | 544131.7573 | 400099 | 0 | 0 | 0 | 0 | 2663866.2868 | 0 | 0 | 0 | 0 | 0 | 0 | 0 | 0 | 0 | 645018.1952 | 0 | 0 | 0 | 0 | -32131.4623 | 174791.506 | 0 | 0 | 0 | 0 | 0 | 0 | 0 | 0 | 0 | 0 | 0 | 1372.7136 | 0 | 0
2016-04-30 16:00 | 0 | 0 | 0 | 0 | 0 | 0 | 582283.2196 | 406119 | 0 | 0 | 0 | 0 | 2838657.7929 | 0 | 0 | 0 | 0 | 0 | 0 | 0 | 0 | 0 | 646113.786 | 0 | 0 | 0 | 0 | 0 | 174791.506 | 0 | 0 | 0 | 0 | 0 | 0 | 0 | 0 | 0 | 0 | 0 | 1372.7136 | 0 | 0
2016-04-30 17:00 | 0 | 0 | 0 | 0 | 0 | 0 | 657175.7835 | 409523 | 0 | 0 | 0 | 71488.5639 | 3013449.2989 | 0 | 0 | 0 | 0 | 0 | 0 | 0 | 0 | 0 | 647209.3724 | 0 | 0 | 0 | 0 | 71488.5639 | 174791.506 | 0 | 0 | 0 | 0 | 0 | 0 | 0 | 0 | 0 | 0 | 0 | 1372.7136 | 0 | 0
2016-04-30 18:00 | 0 | 0 | 0 | 0 | 0 | 0 | 648113.7254 | 411456 | 0 | 0 | 0 | 131982.0697 | 3188240.8049 | 0 | 0 | 0 | 0 | 0 | 0 | 0 | 0 | 0 | 648304.9544 | 0 | 0 | 0 | 0 | 60493.5058 | 174791.506 | 0 | 0 | 0 | 0 | 0 | 0 | 0 | 0 | 0 | 0 | 0 | 1372.7136 | 0 | 0
2016-04-30 19:00 | 0 | 0 | 0 | 0 | 0 | 0 | 661121.7835 | 413469 | 0 | 0 | 0 | 203470.6336 | 3363032.311 | 0 | 0 | 0 | 0 | 0 | 0 | 0 | 0 | 0 | 649400.5321 | 0 | 0 | 0 | 0 | 71488.5639 | 174791.506 | 0 | 0 | 0 | 0 | 0 | 0 | 0 | 0 | 0 | 0 | 0 | 1372.7136 | 0 | 0
2016-04-30 20:00 | 0 | 0 | 0 | 0 | 0 | 0 | 592921.2196 | 416757 | 0 | 0 | 0 | 203470.6336 | 3537823.817 | 0 | 0 | 0 | 0 | 0 | 0 | 0 | 0 | 0 | 650496.1053 | 0 | 0 | 0 | 0 | 0 | 174791.506 | 0 | 0 | 0 | 0 | 0 | 0 | 0 | 0 | 0 | 0 | 0 | 1372.7136 | 0 | 0
2016-04-30 21:00 | 0 | 0 | 0 | 0 | 0 | 0 | 594458.2196 | 418294 | 0 | 0 | 0 | 203470.6336 | 3712615.3231 | 0 | 0 | 0 | 0 | 0 | 0 | 0 | 0 | 0 | 651591.6742 | 0 | 0 | 0 | 0 | 0 | 174791.506 | 0 | 0 | 0 | 0 | 0 | 0 | 0 | 0 | 0 | 0 | 0 | 1372.7136 | 0 | 0
2016-04-30 22:00 | 0 | 0 | 0 | 0 | 0 | 0 | 593180.2196 | 417016 | 0 | 0 | 0 | 203470.6336 | 3887406.8291 | 0 | 0 | 0 | 0 | 0 | 0 | 0 | 0 | 0 | 652687.2387 | 0 | 0 | 0 | 0 | 0 | 174791.506 | 0 | 0 | 0 | 0 | 0 | 0 | 0 | 0 | 0 | 0 | 0 | 1372.7136 | 0 | 0
2016-04-30 23:00 | 0 | 0 | 0 | 0 | 0 | 0 | 516815.068 | 415549 | 0 | 0 | 0 | 203470.6336 | 3988672.8971 | 0 | 0 | 0 | 0 | 0 | 0 | 0 | 0 | 0 | 652684.628 | 0 | 0 | 0 | 0 | 0 | 101266.068 | 0 | 0 | 0 | 0 | 0 | 0 | 0 | 0 | 0 | 0 | 0 | 0 | 0 | 0
2016-05-01 | 0 | 0 | 0 | 0 | 0 | 0 | 357495.8089 | 416916 | 0 | 0 | 0 | 142977.1278 | 3989746.2118 | 0 | 0 | 0 | 0 | 0 | 0 | 0 | 0 | 0 | 652682.0172 | 0 | 0 | 0 | 0 | -60493.5058 | 1073.3147 | 0 | 0 | 0 | 0 | 0 | 0 | 0 | 0 | 0 | 0 | 0 | 0 | 0 | 0
2016-05-01 01:00 | 0 | 0 | 0 | 0 | 0 | 0 | 136682.905 | 412798 | 0 | 0 | 0 | 71488.5639 | 3785119.6807 | 0 | 0 | 0 | 0 | 0 | 0 | 0 | 0 | 0 | 652679.4065 | 0 | 0 | 0 | 0 | -71488.5639 | 0 | 204626.5311 | 0 | 0 | 0 | 0 | 0 | 0 | 0 | 0 | 0 | 0 | 0 | 0 | 0
2016-05-01 02:00 | 0 | 0 | 0 | 0 | 0 | 53826.044 | 3486.6257 | 401503 | 0 | 0 | 0 | 0 | 3512417.9143 | 0 | 0 | 0 | 0 | 0 | 0 | 0 | 0 | 0 | 652676.7958 | 0 | 0 | 0 | 0 | -71488.5639 | 0 | 272701.7664 | 0 | 0 | 0 | 0 | 0 | 0 | 0 | 0 | 0 | 0 | 0 | 0 | 0
2016-05-01 03:00 | 0 | 0 | 0 | 0 | 0 | 184146.7975 | 0 | 385360 | 0 | 0 | 0 | 71488.5639 | 3239716.1479 | 0 | 0 | 0 | 0 | 0 | 0 | 0 | 0 | 0 | 652674.1851 | 0 | 0 | 0 | 0 | 71488.5639 | 0 | 272701.7664 | 0 | 0 | 0 | 0 | 0 | 0 | 0 | 0 | 0 | 0 | 0 | 0 | 0
2016-05-01 04:00 | 0 | 0 | 0 | 0 | 0 | 93063.2336 | 0 | 365765 | 0 | 0 | 0 | 71488.5639 | 2967014.3815 | 0 | 0 | 0 | 0 | 0 | 0 | 0 | 0 | 0 | 652671.5744 | 0 | 0 | 0 | 0 | 0 | 0 | 272701.7664 | 0 | 0 | 0 | 0 | 0 | 0 | 0 | 0 | 0 | 0 | 0 | 0 | 0
2016-05-01 05:00 | 0 | 0 | 0 | 0 | 0 | 3858.6697 | 0 | 348049 | 0 | 0 | 0 | 0 | 2694312.6151 | 0 | 0 | 0 | 0 | 0 | 0 | 0 | 0 | 0 | 652668.9637 | 0 | 0 | 0 | 0 | -71488.5639 | 0 | 272701.7664 | 0 | 0 | 0 | 0 | 0 | 0 | 0 | 0 | 0 | 0 | 0 | 0 | 0
2016-05-01 06:00 | 0 | 0 | 0 | 0 | 0 | 116244.4672 | 0 | 335251 | 0 | 0 | 0 | 53695.2336 | 2421610.8486 | 0 | 0 | 0 | 0 | 0 | 0 | 0 | 0 | 0 | 652666.353 | 0 | 0 | 0 | 0 | 53695.2336 | 0 | 272701.7664 | 0 | 0 | 0 | 0 | 0 | 0 | 0 | 0 | 0 | 0 | 0 | 0 | 0
2016-05-01 07:00 | 0 | 0 | 0 | 0 | 0 | 0 | 0 | 326397 | 0 | 0 | 0 | 0 | 2148909.0822 | 0 | 0 | 0 | 0 | 0 | 0 | 0 | 0 | 0 | 652663.7424 | 0 | 0 | 0 | 0 | -53695.2336 | 0 | 272701.7664 | 0 | 0 | 0 | 0 | 0 | 0 | 0 | 0 | 0 | 0 | 0 | 0 | 0
2016-05-01 08:00 | 0 | 0 | 0 | 0 | 0 | 48833.2336 | 0 | 321535 | 0 | 0 | 0 | 0 | 1876207.3158 | 0 | 0 | 0 | 0 | 0 | 0 | 0 | 0 | 0 | 652661.1317 | 0 | 0 | 0 | 0 | 0 | 0 | 272701.7664 | 0 | 0 | 0 | 0 | 0 | 0 | 0 | 0 | 0 | 0 | 0 | 0 | 0
2016-05-01 09:00 | 0 | 0 | 0 | 0 | 0 | 390687.5639 | 0 | 319199 | 0 | 0 | 0 | 71488.5639 | 1876207.3158 | 0 | 0 | 0 | 0 | 0 | 0 | 0 | 0 | 0 | 652658.5211 | 0 | 0 | 0 | 0 | 71488.5639 | 0 | 0 | 0 | 0 | 0 | 0 | 0 | 0 | 0 | 0 | 0 | 0 | 0 | 0 | 0
2016-05-01 10:00 | 0 | 0 | 0 | 0 | 0 | 153692.1757 | 0 | 323091 | 0 | 0 | 0 | 0 | 1778297.0554 | 0 | 0 | 0 | 0 | 0 | 0 | 0 | 0 | 0 | 652655.9104 | 0 | 0 | 0 | 0 | -71488.5639 | 174791.506 | 272701.7664 | 0 | 0 | 0 | 0 | 0 | 0 | 0 | 0 | 0 | 0 | 0 | 0 | 0
2016-05-01 11:00 | 0 | 0 | 0 | 0 | 0 | 99129.556 | 0 | 328861 | 0 | 0 | 0 | 42970.3224 | 1505595.289 | 0 | 0 | 0 | 0 | 0 | 0 | 0 | 0 | 0 | 652653.2998 | 0 | 0 | 0 | 0 | 42970.3224 | 0 | 272701.7664 | 0 | 0 | 0 | 0 | 0 | 0 | 0 | 0 | 0 | 0 | 0 | 0 | 0
2016-05-01 12:00 | 0 | 0 | 0 | 0 | 0 | 0 | 28085.9112 | 343758 | 0 | 0 | 0 | 0 | 1232893.5226 | 0 | 0 | 0 | 0 | 0 | 0 | 0 | 0 | 0 | 652650.6892 | 0 | 0 | 0 | 0 | -42970.3224 | 0 | 272701.7664 | 0 | 0 | 0 | 0 | 0 | 0 | 0 | 0 | 0 | 0 | 0 | 0 | 0
2016-05-01 13:00 | 0 | 0 | 0 | 0 | 0 | 0 | 291598.9869 | 362462 | 0 | 0 | 0 | 0 | 1162030.5095 | 0 | 0 | 0 | 0 | 0 | 0 | 0 | 0 | 0 | 652648.0786 | 0 | 0 | 0 | 0 | 0 | 0 | 70863.0131 | 0 | 0 | 0 | 0 | 0 | 0 | 0 | 0 | 0 | 0 | 0 | 0 | 0
2016-05-01 14:00 | 0 | 0 | 0 | 0 | 0 | 0 | 605577.8252 | 378251 | 0 | 0 | 0 | 51162.6056 | 1336822.0156 | 0 | 0 | 0 | 0 | 0 | 0 | 0 | 0 | 0 | 653743.6389 | 0 | 0 | 0 | 0 | 51162.6056 | 174791.506 | 0 | 0 | 0 | 0 | 0 | 0 | 0 | 0 | 0 | 0 | 0 | 1372.7136 | 0 | 0
2016-05-01 15:00 | 0 | 0 | 0 | 0 | 0 | 0 | 515124.6141 | 390123 | 0 | 0 | 0 | 0 | 1511613.5216 | 0 | 0 | 0 | 0 | 0 | 0 | 0 | 0 | 0 | 654839.1947 | 0 | 0 | 0 | 0 | -51162.6056 | 174791.506 | 0 | 0 | 0 | 0 | 0 | 0 | 0 | 0 | 0 | 0 | 0 | 1372.7136 | 0 | 0
2016-05-01 16:00 | 0 | 0 | 0 | 0 | 0 | 0 | 576657.2196 | 400493 | 0 | 0 | 0 | 0 | 1686405.0277 | 0 | 0 | 0 | 0 | 0 | 0 | 0 | 0 | 0 | 655934.7463 | 0 | 0 | 0 | 0 | 0 | 174791.506 | 0 | 0 | 0 | 0 | 0 | 0 | 0 | 0 | 0 | 0 | 0 | 1372.7136 | 0 | 0
2016-05-01 17:00 | 0 | 0 | 0 | 0 | 0 | 0 | 583518.2196 | 407354 | 0 | 0 | 0 | 0 | 1861196.5337 | 0 | 0 | 0 | 0 | 0 | 0 | 0 | 0 | 0 | 657030.2934 | 0 | 0 | 0 | 0 | 0 | 174791.506 | 0 | 0 | 0 | 0 | 0 | 0 | 0 | 0 | 0 | 0 | 0 | 1372.7136 | 0 | 0
2016-05-01 18:00 | 0 | 0 | 0 | 0 | 0 | 0 | 659579.7835 | 411927 | 0 | 0 | 0 | 71488.5639 | 2035988.0397 | 0 | 0 | 0 | 0 | 0 | 0 | 0 | 0 | 0 | 658125.8361 | 0 | 0 | 0 | 0 | 71488.5639 | 174791.506 | 0 | 0 | 0 | 0 | 0 | 0 | 0 | 0 | 0 | 0 | 0 | 1372.7136 | 0 | 0
2016-05-01 19:00 | 0 | 0 | 0 | 0 | 0 | 0 | 661861.7835 | 414209 | 0 | 0 | 0 | 142977.1278 | 2210779.5458 | 0 | 0 | 0 | 0 | 0 | 0 | 0 | 0 | 0 | 659221.3745 | 0 | 0 | 0 | 0 | 71488.5639 | 174791.506 | 0 | 0 | 0 | 0 | 0 | 0 | 0 | 0 | 0 | 0 | 0 | 1372.7136 | 0 | 0
2016-05-01 20:00 | 0 | 0 | 0 | 0 | 0 | 0 | 657856.7254 | 421199 | 0 | 0 | 0 | 203470.6336 | 2385571.0518 | 0 | 0 | 0 | 0 | 0 | 0 | 0 | 0 | 0 | 660316.9085 | 0 | 0 | 0 | 0 | 60493.5058 | 174791.506 | 0 | 0 | 0 | 0 | 0 | 0 | 0 | 0 | 0 | 0 | 0 | 1372.7136 | 0 | 0
2016-05-01 21:00 | 0 | 0 | 0 | 0 | 0 | 0 | 600638.2196 | 424474 | 0 | 0 | 0 | 203470.6336 | 2560362.5578 | 0 | 0 | 0 | 0 | 0 | 0 | 0 | 0 | 0 | 661412.4381 | 0 | 0 | 0 | 0 | 0 | 174791.506 | 0 | 0 | 0 | 0 | 0 | 0 | 0 | 0 | 0 | 0 | 0 | 1372.7136 | 0 | 0
2016-05-01 22:00 | 0 | 0 | 0 | 0 | 0 | 0 | 601981.2196 | 425817 | 0 | 0 | 0 | 203470.6336 | 2735154.0639 | 0 | 0 | 0 | 0 | 0 | 0 | 0 | 0 | 0 | 662507.9633 | 0 | 0 | 0 | 0 | 0 | 174791.506 | 0 | 0 | 0 | 0 | 0 | 0 | 0 | 0 | 0 | 0 | 0 | 1372.7136 | 0 | 0
2016-05-01 23:00 | 0 | 0 | 0 | 0 | 0 | 0 | 590601.7175 | 426115 | 0 | 0 | 0 | 203470.6336 | 2899640.7814 | 0 | 0 | 0 | 0 | 0 | 0 | 0 | 0 | 0 | 662505.3133 | 0 | 0 | 0 | 0 | 0 | 164486.7175 | 0 | 0 | 0 | 0 | 0 | 0 | 0 | 0 | 0 | 0 | 0 | 0 | 0 | 0
2016-05-02 | 0 | 0 | 0 | 0 | 0 | 0 | 424336.5521 | 429974 | 0 | 0 | 0 | 197833.1857 | 2899640.7814 | 0 | 0 | 0 | 0 | 0 | 0 | 0 | 0 | 0 | 662502.6632 | 0 | 0 | 0 | 0 | -5637.4479 | 0 | 0 | 0 | 0 | 0 | 0 | 0 | 0 | 0 | 0 | 0 | 0 | 0 | 0 | 0
2016-05-02 01:00 | 0 | 0 | 0 | 0 | 0 | 197526.2289 | 173959.3113 | 426880 | 0 | 0 | 0 | 142438.7259 | 2899640.7814 | 0 | 0 | 0 | 0 | 0 | 0 | 0 | 0 | 0 | 662500.0132 | 0 | 0 | 0 | 0 | -55394.4598 | 0 | 0 | 0 | 0 | 0 | 0 | 0 | 0 | 0 | 0 | 0 | 0 | 0 | 0 | 0
2016-05-02 02:00 | 0 | 0 | 0 | 0 | 0 | 74037.2995 | 4064.3213 | 411645 | 0 | 0 | 0 | 81597.1131 | 2626939.015 | 0 | 0 | 0 | 0 | 0 | 0 | 0 | 0 | 0 | 662497.3632 | 0 | 0 | 0 | 0 | -60841.6128 | 0 | 272701.7664 | 0 | 0 | 0 | 0 | 0 | 0 | 0 | 0 | 0 | 0 | 0 | 0 | 0
2016-05-02 03:00 | 0 | 0 | 0 | 0 | 0 | 177654.2483 | 0 | 388976 | 0 | 0 | 0 | 142977.1278 | 2354237.2485 | 0 | 0 | 0 | 0 | 0 | 0 | 0 | 0 | 0 | 662494.7132 | 0 | 0 | 0 | 0 | 61380.0147 | 0 | 272701.7664 | 0 | 0 | 0 | 0 | 0 | 0 | 0 | 0 | 0 | 0 | 0 | 0 | 0
2016-05-02 04:00 | 0 | 0 | 0 | 0 | 0 | 23938.6697 | 0 | 368129 | 0 | 0 | 0 | 71488.5639 | 2081535.4821 | 0 | 0 | 0 | 0 | 0 | 0 | 0 | 0 | 0 | 662492.0633 | 0 | 0 | 0 | 0 | -71488.5639 | 0 | 272701.7664 | 0 | 0 | 0 | 0 | 0 | 0 | 0 | 0 | 0 | 0 | 0 | 0 | 0
2016-05-02 05:00 | 0 | 0 | 0 | 0 | 0 | 200039.6393 | 0 | 349560 | 0 | 0 | 0 | 0 | 2003503.6853 | 0 | 0 | 0 | 0 | 0 | 0 | 0 | 0 | 0 | 662489.4133 | 0 | 0 | 0 | 0 | -71488.5639 | 0 | 78031.7968 | 0 | 0 | 0 | 0 | 0 | 0 | 0 | 0 | 0 | 0 | 0 | 0 | 0
2016-05-02 06:00 | 0 | 0 | 0 | 0 | 0 | 233621.0788 | 0 | 337193 | 0 | 0 | 0 | 0 | 1899931.7641 | 0 | 0 | 0 | 0 | 0 | 0 | 0 | 0 | 0 | 662486.7633 | 0 | 0 | 0 | 0 | 0 | 0 | 103571.9212 | 0 | 0 | 0 | 0 | 0 | 0 | 0 | 0 | 0 | 0 | 0 | 0 | 0
2016-05-02 07:00 | 0 | 0 | 0 | 0 | 0 | 276356.9438 | 0 | 329807 | 0 | 0 | 0 | 0 | 1846481.7079 | 0 | 0 | 0 | 0 | 0 | 0 | 0 | 0 | 0 | 662484.1134 | 0 | 0 | 0 | 0 | 0 | 0 | 53450.0562 | 0 | 0 | 0 | 0 | 0 | 0 | 0 | 0 | 0 | 0 | 0 | 0 | 0
2016-05-02 08:00 | 0 | 0 | 0 | 0 | 0 | 57932.6868 | 0 | 329309 | 0 | 0 | 0 | 1325.4532 | 1573779.9415 | 0 | 0 | 0 | 0 | 0 | 0 | 0 | 0 | 0 | 662481.4634 | 0 | 0 | 0 | 0 | 1325.4532 | 0 | 272701.7664 | 0 | 0 | 0 | 0 | 0 | 0 | 0 | 0 | 0 | 0 | 0 | 0 | 0
2016-05-02 09:00 | 0 | 0 | 0 | 0 | 0 | 137923.7975 | 0 | 339137 | 0 | 0 | 0 | 72814.0171 | 1301078.1751 | 0 | 0 | 0 | 0 | 0 | 0 | 0 | 0 | 0 | 662478.8135 | 0 | 0 | 0 | 0 | 71488.5639 | 0 | 272701.7664 | 0 | 0 | 0 | 0 | 0 | 0 | 0 | 0 | 0 | 0 | 0 | 0 | 0
2016-05-02 10:00 | 0 | 0 | 0 | 0 | 0 | 20402.6697 | 0 | 364593 | 0 | 0 | 0 | 1325.4532 | 1028376.4087 | 0 | 0 | 0 | 0 | 0 | 0 | 0 | 0 | 0 | 662476.1636 | 0 | 0 | 0 | 0 | -71488.5639 | 0 | 272701.7664 | 0 | 0 | 0 | 0 | 0 | 0 | 0 | 0 | 0 | 0 | 0 | 0 | 0
2016-05-02 11:00 | 0 | 0 | 0 | 0 | 0 | 387149.5468 | 0 | 388475 | 0 | 0 | 0 | 0 | 1028376.4087 | 0 | 0 | 0 | 0 | 0 | 0 | 0 | 0 | 0 | 662473.5137 | 0 | 0 | 0 | 0 | -1325.4532 | 0 | 0 | 0 | 0 | 0 | 0 | 0 | 0 | 0 | 0 | 0 | 0 | 0 | 0 | 0
2016-05-02 12:00 | 0 | 0 | 0 | 0 | 0 | 87481.617 | 45229.6165 | 405413 | 0 | 0 | 0 | 0 | 755674.6422 | 0 | 0 | 0 | 0 | 0 | 0 | 0 | 0 | 0 | 662470.8638 | 0 | 0 | 0 | 0 | 0 | 0 | 272701.7664 | 0 | 0 | 0 | 0 | 0 | 0 | 0 | 0 | 0 | 0 | 0 | 0 | 0
2016-05-02 13:00 | 0 | 0 | 0 | 0 | 0 | 0 | 394165.5903 | 418102 | 0 | 0 | 0 | 0 | 731738.2325 | 0 | 0 | 0 | 0 | 0 | 0 | 0 | 0 | 0 | 662468.2139 | 0 | 0 | 0 | 0 | 0 | 0 | 23936.4097 | 0 | 0 | 0 | 0 | 0 | 0 | 0 | 0 | 0 | 0 | 0 | 0 | 0
2016-05-02 14:00 | 0 | 0 | 0 | 0 | 0 | 0 | 607295.2196 | 431131 | 0 | 0 | 0 | 0 | 906529.7386 | 0 | 0 | 0 | 0 | 0 | 0 | 0 | 0 | 0 | 663563.7349 | 0 | 0 | 0 | 0 | 0 | 174791.506 | 0 | 0 | 0 | 0 | 0 | 0 | 0 | 0 | 0 | 0 | 0 | 1372.7136 | 0 | 0
2016-05-02 15:00 | 0 | 0 | 0 | 0 | 0 | 0 | 616969.2196 | 440805 | 0 | 0 | 0 | 0 | 1081321.2446 | 0 | 0 | 0 | 0 | 0 | 0 | 0 | 0 | 0 | 664659.2515 | 0 | 0 | 0 | 0 | 0 | 174791.506 | 0 | 0 | 0 | 0 | 0 | 0 | 0 | 0 | 0 | 0 | 0 | 1372.7136 | 0 | 0
2016-05-02 16:00 | 0 | 0 | 0 | 0 | 0 | 0 | 693797.7835 | 446145 | 0 | 0 | 0 | 71488.5639 | 1256112.7506 | 0 | 0 | 0 | 0 | 0 | 0 | 0 | 0 | 0 | 665754.7638 | 0 | 0 | 0 | 0 | 71488.5639 | 174791.506 | 0 | 0 | 0 | 0 | 0 | 0 | 0 | 0 | 0 | 0 | 0 | 1372.7136 | 0 | 0
2016-05-02 17:00 | 0 | 0 | 0 | 0 | 0 | 0 | 555681.6557 | 451006 | 0 | 0 | 0 | 0 | 1430904.2567 | 0 | 0 | 0 | 0 | 0 | 0 | 0 | 0 | 0 | 666850.2716 | 0 | 0 | 0 | 0 | -71488.5639 | 174791.506 | 0 | 0 | 0 | 0 | 0 | 0 | 0 | 0 | 0 | 0 | 0 | 1372.7136 | 0 | 0
2016-05-02 18:00 | 0 | 0 | 0 | 0 | 0 | 0 | 630785.2196 | 454621 | 0 | 0 | 0 | 0 | 1605695.7627 | 0 | 0 | 0 | 0 | 0 | 0 | 0 | 0 | 0 | 667945.7751 | 0 | 0 | 0 | 0 | 0 | 174791.506 | 0 | 0 | 0 | 0 | 0 | 0 | 0 | 0 | 0 | 0 | 0 | 1372.7136 | 0 | 0
2016-05-02 19:00 | 0 | 0 | 0 | 0 | 0 | 0 | 691412.7254 | 454755 | 0 | 0 | 0 | 60493.5058 | 1780487.2688 | 0 | 0 | 0 | 0 | 0 | 0 | 0 | 0 | 0 | 669041.2742 | 0 | 0 | 0 | 0 | 60493.5058 | 174791.506 | 0 | 0 | 0 | 0 | 0 | 0 | 0 | 0 | 0 | 0 | 0 | 1372.7136 | 0 | 0
2016-05-02 20:00 | 0 | 0 | 0 | 0 | 0 | 0 | 702457.7835 | 454805 | 0 | 0 | 0 | 131982.0697 | 1955278.7748 | 0 | 0 | 0 | 0 | 0 | 0 | 0 | 0 | 0 | 670136.7689 | 0 | 0 | 0 | 0 | 71488.5639 | 174791.506 | 0 | 0 | 0 | 0 | 0 | 0 | 0 | 0 | 0 | 0 | 0 | 1372.7136 | 0 | 0
2016-05-02 21:00 | 0 | 0 | 0 | 0 | 0 | 0 | 558930.6557 | 454255 | 0 | 0 | 0 | 60493.5058 | 2130070.2808 | 0 | 0 | 0 | 0 | 0 | 0 | 0 | 0 | 0 | 671232.2592 | 0 | 0 | 0 | 0 | -71488.5639 | 174791.506 | 0 | 0 | 0 | 0 | 0 | 0 | 0 | 0 | 0 | 0 | 0 | 1372.7136 | 0 | 0
2016-05-02 22:00 | 0 | 0 | 0 | 0 | 0 | 0 | 699911.7835 | 452259 | 0 | 0 | 0 | 131982.0697 | 2304861.7869 | 0 | 0 | 0 | 0 | 0 | 0 | 0 | 0 | 0 | 672327.7451 | 0 | 0 | 0 | 0 | 71488.5639 | 174791.506 | 0 | 0 | 0 | 0 | 0 | 0 | 0 | 0 | 0 | 0 | 0 | 1372.7136 | 0 | 0
2016-05-02 23:00 | 0 | 0 | 0 | 0 | 0 | 0 | 698208.7835 | 450556 | 0 | 0 | 0 | 203470.6336 | 2479653.2929 | 0 | 0 | 0 | 0 | 0 | 0 | 0 | 0 | 0 | 673423.2267 | 0 | 0 | 0 | 0 | 71488.5639 | 174791.506 | 0 | 0 | 0 | 0 | 0 | 0 | 0 | 0 | 0 | 0 | 0 | 1372.7136 | 0 | 0
2016-05-03 | 0 | 0 | 0 | 0 | 0 | 0 | 547306.0989 | 452680 | 0 | 0 | 0 | 172627.137 | 2605122.8884 | 0 | 0 | 0 | 0 | 0 | 0 | 0 | 0 | 0 | 673420.533 | 0 | 0 | 0 | 0 | -30843.4966 | 125469.5955 | 0 | 0 | 0 | 0 | 0 | 0 | 0 | 0 | 0 | 0 | 0 | 0 | 0 | 0
2016-05-03 01:00 | 0 | 0 | 0 | 0 | 0 | 0 | 206204.7302 | 448063 | 0 | 0 | 0 | 203470.6336 | 2332421.122 | 0 | 0 | 0 | 0 | 0 | 0 | 0 | 0 | 0 | 673417.8393 | 0 | 0 | 0 | 0 | 30843.4966 | 0 | 272701.7664 | 0 | 0 | 0 | 0 | 0 | 0 | 0 | 0 | 0 | 0 | 0 | 0 | 0
2016-05-03 02:00 | 0 | 0 | 0 | 0 | 0 | 79713.5142 | 4087.1555 | 427991 | 0 | 0 | 0 | 131982.0697 | 2059719.3555 | 0 | 0 | 0 | 0 | 0 | 0 | 0 | 0 | 0 | 673415.1456 | 0 | 0 | 0 | 0 | -71488.5639 | 0 | 272701.7664 | 0 | 0 | 0 | 0 | 0 | 0 | 0 | 0 | 0 | 0 | 0 | 0 | 0
2016-05-03 03:00 | 0 | 0 | 0 | 0 | 0 | 140673.2917 | 0 | 402380 | 0 | 0 | 0 | 142977.1278 | 1787017.5891 | 0 | 0 | 0 | 0 | 0 | 0 | 0 | 0 | 0 | 673412.452 | 0 | 0 | 0 | 0 | 10995.0581 | 0 | 272701.7664 | 0 | 0 | 0 | 0 | 0 | 0 | 0 | 0 | 0 | 0 | 0 | 0 | 0
2016-05-03 04:00 | 0 | 0 | 0 | 0 | 0 | 33845.6697 | 0 | 378036 | 0 | 0 | 0 | 71488.5639 | 1514315.8227 | 0 | 0 | 0 | 0 | 0 | 0 | 0 | 0 | 0 | 673409.7583 | 0 | 0 | 0 | 0 | -71488.5639 | 0 | 272701.7664 | 0 | 0 | 0 | 0 | 0 | 0 | 0 | 0 | 0 | 0 | 0 | 0 | 0
2016-05-03 05:00 | 0 | 0 | 0 | 0 | 0 | 235232.4917 | 0 | 359393 | 0 | 0 | 0 | 0 | 1461643.8783 | 0 | 0 | 0 | 0 | 0 | 0 | 0 | 0 | 0 | 673407.0647 | 0 | 0 | 0 | 0 | -71488.5639 | 0 | 52671.9444 | 0 | 0 | 0 | 0 | 0 | 0 | 0 | 0 | 0 | 0 | 0 | 0 | 0
2016-05-03 06:00 | 0 | 0 | 0 | 0 | 0 | 71794.2336 | 0 | 344496 | 0 | 0 | 0 | 0 | 1188942.1119 | 0 | 0 | 0 | 0 | 0 | 0 | 0 | 0 | 0 | 673404.371 | 0 | 0 | 0 | 0 | 0 | 0 | 272701.7664 | 0 | 0 | 0 | 0 | 0 | 0 | 0 | 0 | 0 | 0 | 0 | 0 | 0
2016-05-03 07:00 | 0 | 0 | 0 | 0 | 0 | 322946.6548 | 0 | 336170 | 0 | 0 | 0 | 0 | 1175718.7667 | 0 | 0 | 0 | 0 | 0 | 0 | 0 | 0 | 0 | 673401.6774 | 0 | 0 | 0 | 0 | 0 | 0 | 13223.3452 | 0 | 0 | 0 | 0 | 0 | 0 | 0 | 0 | 0 | 0 | 0 | 0 | 0
2016-05-03 08:00 | 0 | 0 | 0 | 0 | 0 | 342012.8494 | 0 | 334623 | 0 | 0 | 0 | 71488.5639 | 1111620.0522 | 0 | 0 | 0 | 0 | 0 | 0 | 0 | 0 | 0 | 673398.9838 | 0 | 0 | 0 | 0 | 71488.5639 | 0 | 64098.7145 | 0 | 0 | 0 | 0 | 0 | 0 | 0 | 0 | 0 | 0 | 0 | 0 | 0
2016-05-03 09:00 | 0 | 0 | 0 | 0 | 0 | 142273.7975 | 0 | 343487 | 0 | 0 | 0 | 142977.1278 | 838918.2858 | 0 | 0 | 0 | 0 | 0 | 0 | 0 | 0 | 0 | 673396.2902 | 0 | 0 | 0 | 0 | 71488.5639 | 0 | 272701.7664 | 0 | 0 | 0 | 0 | 0 | 0 | 0 | 0 | 0 | 0 | 0 | 0 | 0
2016-05-03 10:00 | 0 | 0 | 0 | 0 | 0 | 94055.2336 | 0 | 366757 | 0 | 0 | 0 | 142977.1278 | 566216.5193 | 0 | 0 | 0 | 0 | 0 | 0 | 0 | 0 | 0 | 673393.5966 | 0 | 0 | 0 | 0 | 0 | 0 | 272701.7664 | 0 | 0 | 0 | 0 | 0 | 0 | 0 | 0 | 0 | 0 | 0 | 0 | 0
2016-05-03 11:00 | 0 | 0 | 0 | 0 | 0 | 46169.6697 | 0 | 390360 | 0 | 0 | 0 | 71488.5639 | 293514.7529 | 0 | 0 | 0 | 0 | 0 | 0 | 0 | 0 | 0 | 673390.9031 | 0 | 0 | 0 | 0 | -71488.5639 | 0 | 272701.7664 | 0 | 0 | 0 | 0 | 0 | 0 | 0 | 0 | 0 | 0 | 0 | 0 | 0
2016-05-03 12:00 | 0 | 0 | 0 | 0 | 0 | 15001.9007 | 45849.769 | 405042 | 0 | 0 | 0 | 0 | 20812.9865 | 0 | 0 | 0 | 0 | 0 | 0 | 0 | 0 | 0 | 673388.2095 | 0 | 0 | 0 | 0 | -71488.5639 | 0 | 272701.7664 | 0 | 0 | 0 | 0 | 0 | 0 | 0 | 0 | 0 | 0 | 0 | 0 | 0
2016-05-03 13:00 | 0 | 0 | 0 | 0 | 0 | 0 | 394484.0135 | 415297 | 0 | 0 | 0 | 0 | 0 | 0 | 0 | 0 | 0 | 0 | 0 | 0 | 0 | 0 | 673385.5159 | 0 | 0 | 0 | 0 | 0 | 0 | 20812.9865 | 0 | 0 | 0 | 0 | 0 | 0 | 0 | 0 | 0 | 0 | 0 | 0 | 0
2016-05-03 14:00 | 0 | 0 | 0 | 0 | 0 | 0 | 601645.2196 | 425481 | 0 | 0 | 0 | 0 | 174791.506 | 0 | 0 | 0 | 0 | 0 | 0 | 0 | 0 | 0 | 674480.9933 | 0 | 0 | 0 | 0 | 0 | 174791.506 | 0 | 0 | 0 | 0 | 0 | 0 | 0 | 0 | 0 | 0 | 0 | 1372.7136 | 0 | 0
2016-05-03 15:00 | 0 | 0 | 0 | 0 | 0 | 0 | 609264.2196 | 433100 | 0 | 0 | 0 | 0 | 349583.0121 | 0 | 0 | 0 | 0 | 0 | 0 | 0 | 0 | 0 | 675576.4662 | 0 | 0 | 0 | 0 | 0 | 174791.506 | 0 | 0 | 0 | 0 | 0 | 0 | 0 | 0 | 0 | 0 | 0 | 1372.7136 | 0 | 0
2016-05-03 16:00 | 0 | 0 | 0 | 0 | 0 | 0 | 686453.7835 | 438801 | 0 | 0 | 0 | 71488.5639 | 524374.5181 | 0 | 0 | 0 | 0 | 0 | 0 | 0 | 0 | 0 | 676671.9348 | 0 | 0 | 0 | 0 | 71488.5639 | 174791.506 | 0 | 0 | 0 | 0 | 0 | 0 | 0 | 0 | 0 | 0 | 0 | 1372.7136 | 0 | 0
2016-05-03 17:00 | 0 | 0 | 0 | 0 | 0 | 0 | 680878.7254 | 444221 | 0 | 0 | 0 | 131982.0697 | 699166.0242 | 0 | 0 | 0 | 0 | 0 | 0 | 0 | 0 | 0 | 677767.399 | 0 | 0 | 0 | 0 | 60493.5058 | 174791.506 | 0 | 0 | 0 | 0 | 0 | 0 | 0 | 0 | 0 | 0 | 0 | 1372.7136 | 0 | 0
2016-05-03 18:00 | 0 | 0 | 0 | 0 | 0 | 0 | 696597.7835 | 448945 | 0 | 0 | 0 | 203470.6336 | 873957.5302 | 0 | 0 | 0 | 0 | 0 | 0 | 0 | 0 | 0 | 678862.8587 | 0 | 0 | 0 | 0 | 71488.5639 | 174791.506 | 0 | 0 | 0 | 0 | 0 | 0 | 0 | 0 | 0 | 0 | 0 | 1372.7136 | 0 | 0
2016-05-03 19:00 | 0 | 0 | 0 | 0 | 0 | 0 | 628361.2196 | 452197 | 0 | 0 | 0 | 203470.6336 | 1048749.0362 | 0 | 0 | 0 | 0 | 0 | 0 | 0 | 0 | 0 | 679958.3142 | 0 | 0 | 0 | 0 | 0 | 174791.506 | 0 | 0 | 0 | 0 | 0 | 0 | 0 | 0 | 0 | 0 | 0 | 1372.7136 | 0 | 0
2016-05-03 20:00 | 0 | 0 | 0 | 0 | 0 | 0 | 629775.2196 | 453611 | 0 | 0 | 0 | 203470.6336 | 1223540.5423 | 0 | 0 | 0 | 0 | 0 | 0 | 0 | 0 | 0 | 681053.7652 | 0 | 0 | 0 | 0 | 0 | 174791.506 | 0 | 0 | 0 | 0 | 0 | 0 | 0 | 0 | 0 | 0 | 0 | 1372.7136 | 0 | 0
2016-05-03 21:00 | 0 | 0 | 0 | 0 | 0 | 0 | 560660.6557 | 455985 | 0 | 0 | 0 | 131982.0697 | 1398332.0483 | 0 | 0 | 0 | 0 | 0 | 0 | 0 | 0 | 0 | 682149.2118 | 0 | 0 | 0 | 0 | -71488.5639 | 174791.506 | 0 | 0 | 0 | 0 | 0 | 0 | 0 | 0 | 0 | 0 | 0 | 1372.7136 | 0 | 0
2016-05-03 22:00 | 0 | 0 | 0 | 0 | 0 | 0 | 701305.7835 | 453653 | 0 | 0 | 0 | 203470.6336 | 1573123.5543 | 0 | 0 | 0 | 0 | 0 | 0 | 0 | 0 | 0 | 683244.6541 | 0 | 0 | 0 | 0 | 71488.5639 | 174791.506 | 0 | 0 | 0 | 0 | 0 | 0 | 0 | 0 | 0 | 0 | 0 | 1372.7136 | 0 | 0
2016-05-03 23:00 | 0 | 0 | 0 | 0 | 0 | 0 | 626298.2196 | 450134 | 0 | 0 | 0 | 203470.6336 | 1747915.0604 | 0 | 0 | 0 | 0 | 0 | 0 | 0 | 0 | 0 | 684340.092 | 0 | 0 | 0 | 0 | 0 | 174791.506 | 0 | 0 | 0 | 0 | 0 | 0 | 0 | 0 | 0 | 0 | 0 | 1372.7136 | 0 | 0
2016-05-04 | 0 | 0 | 0 | 0 | 0 | 0 | 532299.4406 | 450877 | 0 | 0 | 0 | 203470.6336 | 1829337.501 | 0 | 0 | 0 | 0 | 0 | 0 | 0 | 0 | 0 | 684337.3546 | 0 | 0 | 0 | 0 | 0 | 81422.4406 | 0 | 0 | 0 | 0 | 0 | 0 | 0 | 0 | 0 | 0 | 0 | 0 | 0 | 0
2016-05-04 01:00 | 0 | 0 | 0 | 0 | 0 | 222674.7997 | 153646.6364 | 447810 | 0 | 0 | 0 | 131982.0697 | 1829337.501 | 0 | 0 | 0 | 0 | 0 | 0 | 0 | 0 | 0 | 684334.6173 | 0 | 0 | 0 | 0 | -71488.5639 | 0 | 0 | 0 | 0 | 0 | 0 | 0 | 0 | 0 | 0 | 0 | 0 | 0 | 0 | 0
2016-05-04 02:00 | 0 | 0 | 0 | 0 | 0 | 224355.7094 | 2711.0881 | 428280 | 0 | 0 | 0 | 203470.6336 | 1556635.7345 | 0 | 0 | 0 | 0 | 0 | 0 | 0 | 0 | 0 | 684331.88 | 0 | 0 | 0 | 0 | 71488.5639 | 0 | 272701.7664 | 0 | 0 | 0 | 0 | 0 | 0 | 0 | 0 | 0 | 0 | 0 | 0 | 0
2016-05-04 03:00 | 0 | 0 | 0 | 0 | 0 | 57824.6697 | 0 | 402015 | 0 | 0 | 0 | 131982.0697 | 1283933.9681 | 0 | 0 | 0 | 0 | 0 | 0 | 0 | 0 | 0 | 684329.1426 | 0 | 0 | 0 | 0 | -71488.5639 | 0 | 272701.7664 | 0 | 0 | 0 | 0 | 0 | 0 | 0 | 0 | 0 | 0 | 0 | 0 | 0
2016-05-04 04:00 | 0 | 0 | 0 | 0 | 0 | 449091.5639 | 0 | 377603 | 0 | 0 | 0 | 203470.6336 | 1283933.9681 | 0 | 0 | 0 | 0 | 0 | 0 | 0 | 0 | 0 | 684326.4053 | 0 | 0 | 0 | 0 | 71488.5639 | 0 | 0 | 0 | 0 | 0 | 0 | 0 | 0 | 0 | 0 | 0 | 0 | 0 | 0 | 0
2016-05-04 05:00 | 0 | 0 | 0 | 0 | 0 | 84170.2336 | 0 | 356872 | 0 | 0 | 0 | 203470.6336 | 1011232.2017 | 0 | 0 | 0 | 0 | 0 | 0 | 0 | 0 | 0 | 684323.668 | 0 | 0 | 0 | 0 | 0 | 0 | 272701.7664 | 0 | 0 | 0 | 0 | 0 | 0 | 0 | 0 | 0 | 0 | 0 | 0 | 0
2016-05-04 06:00 | 0 | 0 | 0 | 0 | 0 | 98424.021 | 0 | 342224 | 0 | 0 | 0 | 142977.1278 | 827925.7285 | 0 | 0 | 0 | 0 | 0 | 0 | 0 | 0 | 0 | 684320.9307 | 0 | 0 | 0 | 0 | -60493.5058 | 0 | 183306.4732 | 0 | 0 | 0 | 0 | 0 | 0 | 0 | 0 | 0 | 0 | 0 | 0 | 0
2016-05-04 07:00 | 0 | 0 | 0 | 0 | 0 | 261637.4361 | 0 | 333126 | 0 | 0 | 0 | 71488.5639 | 827925.7285 | 0 | 0 | 0 | 0 | 0 | 0 | 0 | 0 | 0 | 684318.1934 | 0 | 0 | 0 | 0 | -71488.5639 | 0 | 0 | 0 | 0 | 0 | 0 | 0 | 0 | 0 | 0 | 0 | 0 | 0 | 0 | 0
2016-05-04 08:00 | 0 | 0 | 0 | 0 | 0 | 259418.4361 | 0 | 330907 | 0 | 0 | 0 | 0 | 827925.7285 | 0 | 0 | 0 | 0 | 0 | 0 | 0 | 0 | 0 | 684315.4562 | 0 | 0 | 0 | 0 | -71488.5639 | 0 | 0 | 0 | 0 | 0 | 0 | 0 | 0 | 0 | 0 | 0 | 0 | 0 | 0 | 0
2016-05-04 09:00 | 0 | 0 | 0 | 0 | 0 | 138409.7975 | 0 | 339623 | 0 | 0 | 0 | 71488.5639 | 555223.9621 | 0 | 0 | 0 | 0 | 0 | 0 | 0 | 0 | 0 | 684312.7189 | 0 | 0 | 0 | 0 | 71488.5639 | 0 | 272701.7664 | 0 | 0 | 0 | 0 | 0 | 0 | 0 | 0 | 0 | 0 | 0 | 0 | 0
2016-05-04 10:00 | 0 | 0 | 0 | 0 | 0 | 162037.7975 | 0 | 363251 | 0 | 0 | 0 | 142977.1278 | 282522.1957 | 0 | 0 | 0 | 0 | 0 | 0 | 0 | 0 | 0 | 684309.9816 | 0 | 0 | 0 | 0 | 71488.5639 | 0 | 272701.7664 | 0 | 0 | 0 | 0 | 0 | 0 | 0 | 0 | 0 | 0 | 0 | 0 | 0
2016-05-04 11:00 | 0 | 0 | 0 | 0 | 0 | 46072.1399 | 0 | 384772 | 0 | 0 | 0 | 76979.0341 | 9820.4292 | 0 | 0 | 0 | 0 | 0 | 0 | 0 | 0 | 0 | 684307.2444 | 0 | 0 | 0 | 0 | -65998.0937 | 0 | 272701.7664 | 0 | 0 | 0 | 0 | 0 | 0 | 0 | 0 | 0 | 0 | 0 | 0 | 0
2016-05-04 12:00 | 0 | 0 | 0 | 0 | 0 | 281257.0772 | 44978.3589 | 397724 | 0 | 0 | 0 | 5490.4702 | 9820.4292 | 0 | 0 | 0 | 0 | 0 | 0 | 0 | 0 | 0 | 684304.5072 | 0 | 0 | 0 | 0 | -71488.5639 | 0 | 0 | 0 | 0 | 0 | 0 | 0 | 0 | 0 | 0 | 0 | 0 | 0 | 0 | 0
2016-05-04 13:00 | 0 | 0 | 0 | 0 | 0 | 0 | 402568.5298 | 408059 | 0 | 0 | 0 | 0 | 9820.4292 | 0 | 0 | 0 | 0 | 0 | 0 | 0 | 0 | 0 | 684301.77 | 0 | 0 | 0 | 0 | -5490.4702 | 0 | 0 | 0 | 0 | 0 | 0 | 0 | 0 | 0 | 0 | 0 | 0 | 0 | 0 | 0
2016-05-04 14:00 | 0 | 0 | 0 | 0 | 0 | 0 | 630514.2264 | 417378 | 0 | 0 | 0 | 36972.0068 | 184611.9353 | 0 | 0 | 0 | 0 | 0 | 0 | 0 | 0 | 0 | 685397.2036 | 0 | 0 | 0 | 0 | 36972.0068 | 174791.506 | 0 | 0 | 0 | 0 | 0 | 0 | 0 | 0 | 0 | 0 | 0 | 1372.7136 | 0 | 0
2016-05-04 15:00 | 0 | 0 | 0 | 0 | 0 | 0 | 563482.2129 | 424290 | 0 | 0 | 0 | 0 | 359403.4413 | 0 | 0 | 0 | 0 | 0 | 0 | 0 | 0 | 0 | 686492.6329 | 0 | 0 | 0 | 0 | -36972.0068 | 174791.506 | 0 | 0 | 0 | 0 | 0 | 0 | 0 | 0 | 0 | 0 | 0 | 1372.7136 | 0 | 0
2016-05-04 16:00 | 0 | 0 | 0 | 0 | 0 | 0 | 675723.7835 | 428071 | 0 | 0 | 0 | 71488.5639 | 534194.9474 | 0 | 0 | 0 | 0 | 0 | 0 | 0 | 0 | 0 | 687588.0578 | 0 | 0 | 0 | 0 | 71488.5639 | 174791.506 | 0 | 0 | 0 | 0 | 0 | 0 | 0 | 0 | 0 | 0 | 0 | 1372.7136 | 0 | 0
2016-05-04 17:00 | 0 | 0 | 0 | 0 | 0 | 0 | 679151.7835 | 431499 | 0 | 0 | 0 | 142977.1278 | 708986.4534 | 0 | 0 | 0 | 0 | 0 | 0 | 0 | 0 | 0 | 688683.4783 | 0 | 0 | 0 | 0 | 71488.5639 | 174791.506 | 0 | 0 | 0 | 0 | 0 | 0 | 0 | 0 | 0 | 0 | 0 | 1372.7136 | 0 | 0
2016-05-04 18:00 | 0 | 0 | 0 | 0 | 0 | 0 | 671071.7254 | 434414 | 0 | 0 | 0 | 203470.6336 | 883777.9594 | 0 | 0 | 0 | 0 | 0 | 0 | 0 | 0 | 0 | 689778.8944 | 0 | 0 | 0 | 0 | 60493.5058 | 174791.506 | 0 | 0 | 0 | 0 | 0 | 0 | 0 | 0 | 0 | 0 | 0 | 1372.7136 | 0 | 0
2016-05-04 19:00 | 0 | 0 | 0 | 0 | 0 | 0 | 613064.2196 | 436900 | 0 | 0 | 0 | 203470.6336 | 1058569.4655 | 0 | 0 | 0 | 0 | 0 | 0 | 0 | 0 | 0 | 690874.3062 | 0 | 0 | 0 | 0 | 0 | 174791.506 | 0 | 0 | 0 | 0 | 0 | 0 | 0 | 0 | 0 | 0 | 0 | 1372.7136 | 0 | 0
2016-05-04 20:00 | 0 | 0 | 0 | 0 | 0 | 0 | 616544.2196 | 440380 | 0 | 0 | 0 | 203470.6336 | 1233360.9715 | 0 | 0 | 0 | 0 | 0 | 0 | 0 | 0 | 0 | 691969.7136 | 0 | 0 | 0 | 0 | 0 | 174791.506 | 0 | 0 | 0 | 0 | 0 | 0 | 0 | 0 | 0 | 0 | 0 | 1372.7136 | 0 | 0
2016-05-04 21:00 | 0 | 0 | 0 | 0 | 0 | 0 | 549177.6557 | 444502 | 0 | 0 | 0 | 131982.0697 | 1408152.4776 | 0 | 0 | 0 | 0 | 0 | 0 | 0 | 0 | 0 | 693065.1165 | 0 | 0 | 0 | 0 | -71488.5639 | 174791.506 | 0 | 0 | 0 | 0 | 0 | 0 | 0 | 0 | 0 | 0 | 0 | 1372.7136 | 0 | 0
2016-05-04 22:00 | 0 | 0 | 0 | 0 | 0 | 0 | 693467.7835 | 445815 | 0 | 0 | 0 | 203470.6336 | 1582943.9836 | 0 | 0 | 0 | 0 | 0 | 0 | 0 | 0 | 0 | 694160.5151 | 0 | 0 | 0 | 0 | 71488.5639 | 174791.506 | 0 | 0 | 0 | 0 | 0 | 0 | 0 | 0 | 0 | 0 | 0 | 1372.7136 | 0 | 0
2016-05-04 23:00 | 0 | 0 | 0 | 0 | 0 | 0 | 621364.2196 | 445200 | 0 | 0 | 0 | 203470.6336 | 1757735.4896 | 0 | 0 | 0 | 0 | 0 | 0 | 0 | 0 | 0 | 695255.9094 | 0 | 0 | 0 | 0 | 0 | 174791.506 | 0 | 0 | 0 | 0 | 0 | 0 | 0 | 0 | 0 | 0 | 0 | 1372.7136 | 0 | 0
2016-05-05 | 0 | 0 | 0 | 0 | 0 | 0 | 536369.1033 | 446544 | 0 | 0 | 0 | 142118.8616 | 1908912.3649 | 0 | 0 | 0 | 0 | 0 | 0 | 0 | 0 | 0 | 695253.1284 | 0 | 0 | 0 | 0 | -61351.772 | 151176.8753 | 0 | 0 | 0 | 0 | 0 | 0 | 0 | 0 | 0 | 0 | 0 | 0 | 0 | 0
2016-05-05 01:00 | 0 | 0 | 0 | 0 | 0 | 0 | 169954.4998 | 441798 | 0 | 0 | 0 | 142977.1278 | 1636210.5985 | 0 | 0 | 0 | 0 | 0 | 0 | 0 | 0 | 0 | 695250.3473 | 0 | 0 | 0 | 0 | 858.2662 | 0 | 272701.7664 | 0 | 0 | 0 | 0 | 0 | 0 | 0 | 0 | 0 | 0 | 0 | 0 | 0
2016-05-05 02:00 | 0 | 0 | 0 | 0 | 0 | 76592.4045 | 2470.2652 | 423253 | 0 | 0 | 0 | 71488.5639 | 1363508.8321 | 0 | 0 | 0 | 0 | 0 | 0 | 0 | 0 | 0 | 695247.5663 | 0 | 0 | 0 | 0 | -71488.5639 | 0 | 272701.7664 | 0 | 0 | 0 | 0 | 0 | 0 | 0 | 0 | 0 | 0 | 0 | 0 | 0
2016-05-05 03:00 | 0 | 0 | 0 | 0 | 0 | 52403.6697 | 0 | 396594 | 0 | 0 | 0 | 0 | 1090807.0657 | 0 | 0 | 0 | 0 | 0 | 0 | 0 | 0 | 0 | 695244.7853 | 0 | 0 | 0 | 0 | -71488.5639 | 0 | 272701.7664 | 0 | 0 | 0 | 0 | 0 | 0 | 0 | 0 | 0 | 0 | 0 | 0 | 0
2016-05-05 04:00 | 0 | 0 | 0 | 0 | 0 | 100363.2336 | 0 | 373065 | 0 | 0 | 0 | 0 | 818105.2992 | 0 | 0 | 0 | 0 | 0 | 0 | 0 | 0 | 0 | 695242.0044 | 0 | 0 | 0 | 0 | 0 | 0 | 272701.7664 | 0 | 0 | 0 | 0 | 0 | 0 | 0 | 0 | 0 | 0 | 0 | 0 | 0
2016-05-05 05:00 | 0 | 0 | 0 | 0 | 0 | 418964.2336 | 0 | 353190 | 0 | 0 | 0 | 65774.2336 | 818105.2992 | 0 | 0 | 0 | 0 | 0 | 0 | 0 | 0 | 0 | 695239.2234 | 0 | 0 | 0 | 0 | 65774.2336 | 0 | 0 | 0 | 0 | 0 | 0 | 0 | 0 | 0 | 0 | 0 | 0 | 0 | 0 | 0
2016-05-05 06:00 | 0 | 0 | 0 | 0 | 0 | 0 | 0 | 338476 | 0 | 0 | 0 | 0 | 545403.5328 | 0 | 0 | 0 | 0 | 0 | 0 | 0 | 0 | 0 | 695236.4424 | 0 | 0 | 0 | 0 | -65774.2336 | 0 | 272701.7664 | 0 | 0 | 0 | 0 | 0 | 0 | 0 | 0 | 0 | 0 | 0 | 0 | 0
2016-05-05 07:00 | 0 | 0 | 0 | 0 | 0 | 57506.2336 | 0 | 330208 | 0 | 0 | 0 | 0 | 272701.7664 | 0 | 0 | 0 | 0 | 0 | 0 | 0 | 0 | 0 | 695233.6615 | 0 | 0 | 0 | 0 | 0 | 0 | 272701.7664 | 0 | 0 | 0 | 0 | 0 | 0 | 0 | 0 | 0 | 0 | 0 | 0 | 0
2016-05-05 08:00 | 0 | 0 | 0 | 0 | 0 | 55622.2336 | 0 | 328324 | 0 | 0 | 0 | 0 | 0 | 0 | 0 | 0 | 0 | 0 | 0 | 0 | 0 | 0 | 695230.8806 | 0 | 0 | 0 | 0 | 0 | 0 | 272701.7664 | 0 | 0 | 0 | 0 | 0 | 0 | 0 | 0 | 0 | 0 | 0 | 0 | 0
2016-05-05 09:00 | 0 | 0 | 0 | 0 | 0 | 468989.864 | 0 | 338000 | 0 | 0 | 0 | 33079.6036 | 97910.2604 | 0 | 0 | 0 | 0 | 0 | 0 | 0 | 0 | 0 | 695228.0996 | 0 | 0 | 0 | 0 | 33079.6036 | 97910.2604 | 0 | 0 | 0 | 0 | 0 | 0 | 0 | 0 | 0 | 0 | 0 | 0 | 0 | 0
2016-05-05 10:00 | 0 | 0 | 0 | 0 | 0 | 244300.644 | 0 | 360668 | 0 | 0 | 0 | 14622.508 | 0 | 0 | 0 | 0 | 0 | 0 | 0 | 0 | 0 | 0 | 695225.3187 | 0 | 0 | 0 | 0 | -18457.0956 | 174791.506 | 272701.7664 | 0 | 0 | 0 | 0 | 0 | 0 | 0 | 0 | 0 | 0 | 0 | 0 | 0
2016-05-05 11:00 | 0 | 0 | 0 | 0 | 0 | 416535.8909 | 0 | 384312 | 0 | 0 | 0 | 46846.3988 | 0 | 0 | 0 | 0 | 0 | 0 | 0 | 0 | 0 | 0 | 695222.5378 | 0 | 0 | 0 | 0 | 32223.8909 | 0 | 0 | 0 | 0 | 0 | 0 | 0 | 0 | 0 | 0 | 0 | 0 | 0 | 0 | 0
2016-05-05 12:00 | 0 | 0 | 0 | 0 | 0 | 305681.6768 | 45337.9243 | 397866 | 0 | 0 | 0 | 0 | 0 | 0 | 0 | 0 | 0 | 0 | 0 | 0 | 0 | 0 | 695219.7569 | 0 | 0 | 0 | 0 | -46846.3988 | 0 | 0 | 0 | 0 | 0 | 0 | 0 | 0 | 0 | 0 | 0 | 0 | 0 | 0 | 0
2016-05-05 13:00 | 0 | 0 | 0 | 0 | 0 | 11744.043 | 396096.957 | 407841 | 0 | 0 | 0 | 0 | 0 | 0 | 0 | 0 | 0 | 0 | 0 | 0 | 0 | 0 | 695216.9761 | 0 | 0 | 0 | 0 | 0 | 0 | 0 | 0 | 0 | 0 | 0 | 0 | 0 | 0 | 0 | 0 | 0 | 0 | 0 | 0
2016-05-05 14:00 | 0 | 0 | 0 | 0 | 0 | 0 | 621658.1747 | 417112 | 0 | 0 | 0 | 28381.9551 | 174791.506 | 0 | 0 | 0 | 0 | 0 | 0 | 0 | 0 | 0 | 696312.3661 | 0 | 0 | 0 | 0 | 28381.9551 | 174791.506 | 0 | 0 | 0 | 0 | 0 | 0 | 0 | 0 | 0 | 0 | 0 | 1372.7136 | 0 | 0
2016-05-05 15:00 | 0 | 0 | 0 | 0 | 0 | 0 | 571466.2646 | 423684 | 0 | 0 | 0 | 0 | 349583.0121 | 0 | 0 | 0 | 0 | 0 | 0 | 0 | 0 | 0 | 697407.7517 | 0 | 0 | 0 | 0 | -28381.9551 | 174791.506 | 0 | 0 | 0 | 0 | 0 | 0 | 0 | 0 | 0 | 0 | 0 | 1372.7136 | 0 | 0
2016-05-05 16:00 | 0 | 0 | 0 | 0 | 0 | 0 | 675698.7835 | 428046 | 0 | 0 | 0 | 71488.5639 | 524374.5181 | 0 | 0 | 0 | 0 | 0 | 0 | 0 | 0 | 0 | 698503.1329 | 0 | 0 | 0 | 0 | 71488.5639 | 174791.506 | 0 | 0 | 0 | 0 | 0 | 0 | 0 | 0 | 0 | 0 | 0 | 1372.7136 | 0 | 0
2016-05-05 17:00 | 0 | 0 | 0 | 0 | 0 | 0 | 536722.6557 | 432047 | 0 | 0 | 0 | 0 | 699166.0242 | 0 | 0 | 0 | 0 | 0 | 0 | 0 | 0 | 0 | 699598.5098 | 0 | 0 | 0 | 0 | -71488.5639 | 174791.506 | 0 | 0 | 0 | 0 | 0 | 0 | 0 | 0 | 0 | 0 | 0 | 1372.7136 | 0 | 0
2016-05-05 18:00 | 0 | 0 | 0 | 0 | 0 | 0 | 682813.7835 | 435161 | 0 | 0 | 0 | 71488.5639 | 873957.5302 | 0 | 0 | 0 | 0 | 0 | 0 | 0 | 0 | 0 | 700693.8822 | 0 | 0 | 0 | 0 | 71488.5639 | 174791.506 | 0 | 0 | 0 | 0 | 0 | 0 | 0 | 0 | 0 | 0 | 0 | 1372.7136 | 0 | 0
2016-05-05 19:00 | 0 | 0 | 0 | 0 | 0 | 0 | 686477.7835 | 438825 | 0 | 0 | 0 | 142977.1278 | 1048749.0362 | 0 | 0 | 0 | 0 | 0 | 0 | 0 | 0 | 0 | 701789.2503 | 0 | 0 | 0 | 0 | 71488.5639 | 174791.506 | 0 | 0 | 0 | 0 | 0 | 0 | 0 | 0 | 0 | 0 | 0 | 1372.7136 | 0 | 0
2016-05-05 20:00 | 0 | 0 | 0 | 0 | 0 | 0 | 679376.7254 | 442719 | 0 | 0 | 0 | 203470.6336 | 1223540.5423 | 0 | 0 | 0 | 0 | 0 | 0 | 0 | 0 | 0 | 702884.614 | 0 | 0 | 0 | 0 | 60493.5058 | 174791.506 | 0 | 0 | 0 | 0 | 0 | 0 | 0 | 0 | 0 | 0 | 0 | 1372.7136 | 0 | 0
2016-05-05 21:00 | 0 | 0 | 0 | 0 | 0 | 0 | 621176.2196 | 445012 | 0 | 0 | 0 | 203470.6336 | 1398332.0483 | 0 | 0 | 0 | 0 | 0 | 0 | 0 | 0 | 0 | 703979.9734 | 0 | 0 | 0 | 0 | 0 | 174791.506 | 0 | 0 | 0 | 0 | 0 | 0 | 0 | 0 | 0 | 0 | 0 | 1372.7136 | 0 | 0
2016-05-05 22:00 | 0 | 0 | 0 | 0 | 0 | 0 | 619691.2196 | 443527 | 0 | 0 | 0 | 203470.6336 | 1573123.5543 | 0 | 0 | 0 | 0 | 0 | 0 | 0 | 0 | 0 | 705075.3283 | 0 | 0 | 0 | 0 | 0 | 174791.506 | 0 | 0 | 0 | 0 | 0 | 0 | 0 | 0 | 0 | 0 | 0 | 1372.7136 | 0 | 0
2016-05-05 23:00 | 0 | 0 | 0 | 0 | 0 | 0 | 615981.2196 | 439817 | 0 | 0 | 0 | 203470.6336 | 1747915.0604 | 0 | 0 | 0 | 0 | 0 | 0 | 0 | 0 | 0 | 706170.6789 | 0 | 0 | 0 | 0 | 0 | 174791.506 | 0 | 0 | 0 | 0 | 0 | 0 | 0 | 0 | 0 | 0 | 0 | 1372.7136 | 0 | 0
2016-05-06 | 0 | 0 | 0 | 0 | 0 | 0 | 449611.7559 | 440439 | 0 | 0 | 0 | 203470.6336 | 1757087.8163 | 0 | 0 | 0 | 0 | 0 | 0 | 0 | 0 | 0 | 706167.8542 | 0 | 0 | 0 | 0 | 0 | 9172.7559 | 0 | 0 | 0 | 0 | 0 | 0 | 0 | 0 | 0 | 0 | 0 | 0 | 0 | 0
2016-05-06 01:00 | 0 | 0 | 0 | 0 | 0 | 28260.4195 | 136275.814 | 437238 | 0 | 0 | 0 | 203470.6336 | 1484386.0499 | 0 | 0 | 0 | 0 | 0 | 0 | 0 | 0 | 0 | 706165.0295 | 0 | 0 | 0 | 0 | 0 | 0 | 272701.7664 | 0 | 0 | 0 | 0 | 0 | 0 | 0 | 0 | 0 | 0 | 0 | 0 | 0
2016-05-06 02:00 | 0 | 0 | 0 | 0 | 0 | 344207.6606 | 3792.7755 | 419489 | 0 | 0 | 0 | 131982.0697 | 1484386.0499 | 0 | 0 | 0 | 0 | 0 | 0 | 0 | 0 | 0 | 706162.2049 | 0 | 0 | 0 | 0 | -71488.5639 | 0 | 0 | 0 | 0 | 0 | 0 | 0 | 0 | 0 | 0 | 0 | 0 | 0 | 0 | 0
2016-05-06 03:00 | 0 | 0 | 0 | 0 | 0 | 123241.2336 | 0 | 395943 | 0 | 0 | 0 | 131982.0697 | 1211684.2835 | 0 | 0 | 0 | 0 | 0 | 0 | 0 | 0 | 0 | 706159.3802 | 0 | 0 | 0 | 0 | 0 | 0 | 272701.7664 | 0 | 0 | 0 | 0 | 0 | 0 | 0 | 0 | 0 | 0 | 0 | 0 | 0
2016-05-06 04:00 | 0 | 0 | 0 | 0 | 0 | 28867.6697 | 0 | 373058 | 0 | 0 | 0 | 60493.5058 | 938982.517 | 0 | 0 | 0 | 0 | 0 | 0 | 0 | 0 | 0 | 706156.5556 | 0 | 0 | 0 | 0 | -71488.5639 | 0 | 272701.7664 | 0 | 0 | 0 | 0 | 0 | 0 | 0 | 0 | 0 | 0 | 0 | 0 | 0
2016-05-06 05:00 | 0 | 0 | 0 | 0 | 0 | 426275.5639 | 0 | 354787 | 0 | 0 | 0 | 131982.0697 | 938982.517 | 0 | 0 | 0 | 0 | 0 | 0 | 0 | 0 | 0 | 706153.7309 | 0 | 0 | 0 | 0 | 71488.5639 | 0 | 0 | 0 | 0 | 0 | 0 | 0 | 0 | 0 | 0 | 0 | 0 | 0 | 0 | 0
2016-05-06 06:00 | 0 | 0 | 0 | 0 | 0 | 138921.7975 | 0 | 340135 | 0 | 0 | 0 | 203470.6336 | 666280.7506 | 0 | 0 | 0 | 0 | 0 | 0 | 0 | 0 | 0 | 706150.9063 | 0 | 0 | 0 | 0 | 71488.5639 | 0 | 272701.7664 | 0 | 0 | 0 | 0 | 0 | 0 | 0 | 0 | 0 | 0 | 0 | 0 | 0
2016-05-06 07:00 | 0 | 0 | 0 | 0 | 0 | 328908.7278 | 0 | 331931 | 0 | 0 | 0 | 200448.3614 | 666280.7506 | 0 | 0 | 0 | 0 | 0 | 0 | 0 | 0 | 0 | 706148.0817 | 0 | 0 | 0 | 0 | -3022.2722 | 0 | 0 | 0 | 0 | 0 | 0 | 0 | 0 | 0 | 0 | 0 | 0 | 0 | 0 | 0
2016-05-06 08:00 | 0 | 0 | 0 | 0 | 0 | 0 | 0 | 330173 | 0 | 0 | 0 | 142977.1278 | 393578.9842 | 0 | 0 | 0 | 0 | 0 | 0 | 0 | 0 | 0 | 706145.2571 | 0 | 0 | 0 | 0 | -57471.2336 | 0 | 272701.7664 | 0 | 0 | 0 | 0 | 0 | 0 | 0 | 0 | 0 | 0 | 0 | 0 | 0
2016-05-06 09:00 | 0 | 0 | 0 | 0 | 0 | 0 | 0 | 338097 | 0 | 0 | 0 | 71488.5639 | 126970.5481 | 0 | 0 | 0 | 0 | 0 | 0 | 0 | 0 | 0 | 706142.4326 | 0 | 0 | 0 | 0 | -71488.5639 | 0 | 266608.4361 | 0 | 0 | 0 | 0 | 0 | 0 | 0 | 0 | 0 | 0 | 0 | 0 | 0
2016-05-06 10:00 | 0 | 0 | 0 | 0 | 0 | 288998.4361 | 0 | 360487 | 0 | 0 | 0 | 0 | 126970.5481 | 0 | 0 | 0 | 0 | 0 | 0 | 0 | 0 | 0 | 706139.608 | 0 | 0 | 0 | 0 | -71488.5639 | 0 | 0 | 0 | 0 | 0 | 0 | 0 | 0 | 0 | 0 | 0 | 0 | 0 | 0 | 0
2016-05-06 11:00 | 0 | 0 | 0 | 0 | 0 | 380677 | 0 | 380677 | 0 | 0 | 0 | 0 | 126970.5481 | 0 | 0 | 0 | 0 | 0 | 0 | 0 | 0 | 0 | 706136.7834 | 0 | 0 | 0 | 0 | 0 | 0 | 0 | 0 | 0 | 0 | 0 | 0 | 0 | 0 | 0 | 0 | 0 | 0 | 0 | 0
2016-05-06 12:00 | 0 | 0 | 0 | 0 | 0 | 268645.9601 | 49394.8154 | 393325 | 0 | 0 | 0 | 0 | 51686.3235 | 0 | 0 | 0 | 0 | 0 | 0 | 0 | 0 | 0 | 706133.9589 | 0 | 0 | 0 | 0 | 0 | 0 | 75284.2246 | 0 | 0 | 0 | 0 | 0 | 0 | 0 | 0 | 0 | 0 | 0 | 0 | 0
2016-05-06 13:00 | 0 | 0 | 0 | 0 | 0 | 0 | 352550.6765 | 404237 | 0 | 0 | 0 | 0 | 0 | 0 | 0 | 0 | 0 | 0 | 0 | 0 | 0 | 0 | 706131.1343 | 0 | 0 | 0 | 0 | 0 | 0 | 51686.3235 | 0 | 0 | 0 | 0 | 0 | 0 | 0 | 0 | 0 | 0 | 0 | 0 | 0
2016-05-06 14:00 | 0 | 0 | 0 | 0 | 0 | 0 | 579429.8619 | 414417 | 0 | 0 | 0 | 0 | 165012.8619 | 0 | 0 | 0 | 0 | 0 | 0 | 0 | 0 | 0 | 706128.3098 | 0 | 0 | 0 | 0 | 0 | 165012.8619 | 0 | 0 | 0 | 0 | 0 | 0 | 0 | 0 | 0 | 0 | 0 | 0 | 0 | 0
2016-05-06 15:00 | 0 | 0 | 0 | 0 | 0 | 0 | 596591.2196 | 420427 | 0 | 0 | 0 | 0 | 339804.3679 | 0 | 0 | 0 | 0 | 0 | 0 | 0 | 0 | 0 | 707223.6562 | 0 | 0 | 0 | 0 | 0 | 174791.506 | 0 | 0 | 0 | 0 | 0 | 0 | 0 | 0 | 0 | 0 | 0 | 1372.7136 | 0 | 0
2016-05-06 16:00 | 0 | 0 | 0 | 0 | 0 | 0 | 671605.7835 | 423953 | 0 | 0 | 0 | 71488.5639 | 514595.874 | 0 | 0 | 0 | 0 | 0 | 0 | 0 | 0 | 0 | 708318.9981 | 0 | 0 | 0 | 0 | 71488.5639 | 174791.506 | 0 | 0 | 0 | 0 | 0 | 0 | 0 | 0 | 0 | 0 | 0 | 1372.7136 | 0 | 0
2016-05-06 17:00 | 0 | 0 | 0 | 0 | 0 | 0 | 665822.7254 | 429165 | 0 | 0 | 0 | 131982.0697 | 689387.38 | 0 | 0 | 0 | 0 | 0 | 0 | 0 | 0 | 0 | 709414.3357 | 0 | 0 | 0 | 0 | 60493.5058 | 174791.506 | 0 | 0 | 0 | 0 | 0 | 0 | 0 | 0 | 0 | 0 | 0 | 1372.7136 | 0 | 0
2016-05-06 18:00 | 0 | 0 | 0 | 0 | 0 | 0 | 680172.7835 | 432520 | 0 | 0 | 0 | 203470.6336 | 864178.8861 | 0 | 0 | 0 | 0 | 0 | 0 | 0 | 0 | 0 | 710509.6689 | 0 | 0 | 0 | 0 | 71488.5639 | 174791.506 | 0 | 0 | 0 | 0 | 0 | 0 | 0 | 0 | 0 | 0 | 0 | 1372.7136 | 0 | 0
2016-05-06 19:00 | 0 | 0 | 0 | 0 | 0 | 0 | 611624.2196 | 435460 | 0 | 0 | 0 | 203470.6336 | 1038970.3921 | 0 | 0 | 0 | 0 | 0 | 0 | 0 | 0 | 0 | 711604.9978 | 0 | 0 | 0 | 0 | 0 | 174791.506 | 0 | 0 | 0 | 0 | 0 | 0 | 0 | 0 | 0 | 0 | 0 | 1372.7136 | 0 | 0
2016-05-06 20:00 | 0 | 0 | 0 | 0 | 0 | 0 | 614421.2196 | 438257 | 0 | 0 | 0 | 203470.6336 | 1213761.8981 | 0 | 0 | 0 | 0 | 0 | 0 | 0 | 0 | 0 | 712700.3222 | 0 | 0 | 0 | 0 | 0 | 174791.506 | 0 | 0 | 0 | 0 | 0 | 0 | 0 | 0 | 0 | 0 | 0 | 1372.7136 | 0 | 0
2016-05-06 21:00 | 0 | 0 | 0 | 0 | 0 | 0 | 577050.1551 | 439977 | 0 | 0 | 0 | 164379.5691 | 1388553.4042 | 0 | 0 | 0 | 0 | 0 | 0 | 0 | 0 | 0 | 713795.6423 | 0 | 0 | 0 | 0 | -39091.0645 | 174791.506 | 0 | 0 | 0 | 0 | 0 | 0 | 0 | 0 | 0 | 0 | 0 | 1372.7136 | 0 | 0
2016-05-06 22:00 | 0 | 0 | 0 | 0 | 0 | 0 | 651864.2841 | 436609 | 0 | 0 | 0 | 203470.6336 | 1563344.9102 | 0 | 0 | 0 | 0 | 0 | 0 | 0 | 0 | 0 | 714890.958 | 0 | 0 | 0 | 0 | 39091.0645 | 174791.506 | 0 | 0 | 0 | 0 | 0 | 0 | 0 | 0 | 0 | 0 | 0 | 1372.7136 | 0 | 0
2016-05-06 23:00 | 0 | 0 | 0 | 0 | 0 | 0 | 547302.393 | 430635 | 0 | 0 | 0 | 203470.6336 | 1680012.3032 | 0 | 0 | 0 | 0 | 0 | 0 | 0 | 0 | 0 | 714888.0984 | 0 | 0 | 0 | 0 | 0 | 116667.393 | 0 | 0 | 0 | 0 | 0 | 0 | 0 | 0 | 0 | 0 | 0 | 0 | 0 | 0
2016-05-07 | 0 | 0 | 0 | 0 | 0 | 0 | 373586.1082 | 427574 | 0 | 0 | 0 | 203470.6336 | 1626024.4113 | 0 | 0 | 0 | 0 | 0 | 0 | 0 | 0 | 0 | 714885.2388 | 0 | 0 | 0 | 0 | 0 | 0 | 53987.8918 | 0 | 0 | 0 | 0 | 0 | 0 | 0 | 0 | 0 | 0 | 0 | 0 | 0
2016-05-07 01:00 | 0 | 0 | 0 | 0 | 0 | 0 | 94896.8236 | 423353 | 0 | 0 | 0 | 131982.0697 | 1369056.7988 | 0 | 0 | 0 | 0 | 0 | 0 | 0 | 0 | 0 | 714882.3793 | 0 | 0 | 0 | 0 | -71488.5639 | 0 | 256967.6125 | 0 | 0 | 0 | 0 | 0 | 0 | 0 | 0 | 0 | 0 | 0 | 0 | 0
2016-05-07 02:00 | 0 | 0 | 0 | 0 | 0 | 476828.208 | 3175.3559 | 408515 | 0 | 0 | 0 | 203470.6336 | 1369056.7988 | 0 | 0 | 0 | 0 | 0 | 0 | 0 | 0 | 0 | 714879.5198 | 0 | 0 | 0 | 0 | 71488.5639 | 0 | 0 | 0 | 0 | 0 | 0 | 0 | 0 | 0 | 0 | 0 | 0 | 0 | 0 | 0
2016-05-07 03:00 | 0 | 0 | 0 | 0 | 0 | 43107.6697 | 0 | 387298 | 0 | 0 | 0 | 131982.0697 | 1096355.0324 | 0 | 0 | 0 | 0 | 0 | 0 | 0 | 0 | 0 | 714876.6603 | 0 | 0 | 0 | 0 | -71488.5639 | 0 | 272701.7664 | 0 | 0 | 0 | 0 | 0 | 0 | 0 | 0 | 0 | 0 | 0 | 0 | 0
2016-05-07 04:00 | 0 | 0 | 0 | 0 | 0 | 92810.2336 | 0 | 365512 | 0 | 0 | 0 | 131982.0697 | 823653.266 | 0 | 0 | 0 | 0 | 0 | 0 | 0 | 0 | 0 | 714873.8008 | 0 | 0 | 0 | 0 | 0 | 0 | 272701.7664 | 0 | 0 | 0 | 0 | 0 | 0 | 0 | 0 | 0 | 0 | 0 | 0 | 0
2016-05-07 05:00 | 0 | 0 | 0 | 0 | 0 | 145401.7975 | 0 | 346615 | 0 | 0 | 0 | 203470.6336 | 550951.4996 | 0 | 0 | 0 | 0 | 0 | 0 | 0 | 0 | 0 | 714870.9413 | 0 | 0 | 0 | 0 | 71488.5639 | 0 | 272701.7664 | 0 | 0 | 0 | 0 | 0 | 0 | 0 | 0 | 0 | 0 | 0 | 0 | 0
2016-05-07 06:00 | 0 | 0 | 0 | 0 | 0 | 0 | 0 | 332451 | 0 | 0 | 0 | 143721.4 | 278249.7332 | 0 | 0 | 0 | 0 | 0 | 0 | 0 | 0 | 0 | 714868.0818 | 0 | 0 | 0 | 0 | -59749.2336 | 0 | 272701.7664 | 0 | 0 | 0 | 0 | 0 | 0 | 0 | 0 | 0 | 0 | 0 | 0 | 0
2016-05-07 07:00 | 0 | 0 | 0 | 0 | 0 | 369287.9614 | 0 | 322728 | 0 | 0 | 0 | 190281.3614 | 278249.7332 | 0 | 0 | 0 | 0 | 0 | 0 | 0 | 0 | 0 | 714865.2223 | 0 | 0 | 0 | 0 | 46559.9614 | 0 | 0 | 0 | 0 | 0 | 0 | 0 | 0 | 0 | 0 | 0 | 0 | 0 | 0 | 0
2016-05-07 08:00 | 0 | 0 | 0 | 0 | 0 | 241753.4693 | 0 | 318790 | 0 | 0 | 0 | 118792.7975 | 272701.7664 | 0 | 0 | 0 | 0 | 0 | 0 | 0 | 0 | 0 | 714862.3628 | 0 | 0 | 0 | 0 | -71488.5639 | 0 | 5547.9668 | 0 | 0 | 0 | 0 | 0 | 0 | 0 | 0 | 0 | 0 | 0 | 0 | 0
2016-05-07 09:00 | 0 | 0 | 0 | 0 | 0 | 0 | 0 | 320006 | 0 | 0 | 0 | 71488.5639 | 0 | 0 | 0 | 0 | 0 | 0 | 0 | 0 | 0 | 0 | 714859.5034 | 0 | 0 | 0 | 0 | -47304.2336 | 0 | 272701.7664 | 0 | 0 | 0 | 0 | 0 | 0 | 0 | 0 | 0 | 0 | 0 | 0 | 0
2016-05-07 10:00 | 0 | 0 | 0 | 0 | 0 | 252558.4361 | 0 | 324047 | 0 | 0 | 0 | 0 | 0 | 0 | 0 | 0 | 0 | 0 | 0 | 0 | 0 | 0 | 714856.644 | 0 | 0 | 0 | 0 | -71488.5639 | 0 | 0 | 0 | 0 | 0 | 0 | 0 | 0 | 0 | 0 | 0 | 0 | 0 | 0 | 0
2016-05-07 11:00 | 0 | 0 | 0 | 0 | 0 | 331978 | 0 | 331978 | 0 | 0 | 0 | 0 | 0 | 0 | 0 | 0 | 0 | 0 | 0 | 0 | 0 | 0 | 714853.7845 | 0 | 0 | 0 | 0 | 0 | 0 | 0 | 0 | 0 | 0 | 0 | 0 | 0 | 0 | 0 | 0 | 0 | 0 | 0 | 0
2016-05-07 12:00 | 0 | 0 | 0 | 0 | 0 | 306308.3169 | 52303.1866 | 345804 | 0 | 0 | 0 | 12807.5035 | 0 | 0 | 0 | 0 | 0 | 0 | 0 | 0 | 0 | 0 | 714850.9251 | 0 | 0 | 0 | 0 | 12807.5035 | 0 | 0 | 0 | 0 | 0 | 0 | 0 | 0 | 0 | 0 | 0 | 0 | 0 | 0 | 0
2016-05-07 13:00 | 0 | 0 | 0 | 0 | 0 | 0 | 348131.4965 | 360939 | 0 | 0 | 0 | 0 | 0 | 0 | 0 | 0 | 0 | 0 | 0 | 0 | 0 | 0 | 714848.0657 | 0 | 0 | 0 | 0 | -12807.5035 | 0 | 0 | 0 | 0 | 0 | 0 | 0 | 0 | 0 | 0 | 0 | 0 | 0 | 0 | 0
2016-05-07 14:00 | 0 | 0 | 0 | 0 | 0 | 0 | 548590.7545 | 372679 | 0 | 0 | 0 | 0 | 174791.506 | 0 | 0 | 0 | 0 | 0 | 0 | 0 | 0 | 0 | 715741.4051 | 0 | 0 | 0 | 0 | 0 | 174791.506 | 0 | 0 | 0 | 0 | 0 | 0 | 0 | 0 | 0 | 0 | 0 | 1120.2485 | 0 | 0
2016-05-07 15:00 | 0 | 0 | 0 | 0 | 0 | 0 | 557985.2196 | 381821 | 0 | 0 | 0 | 0 | 349583.0121 | 0 | 0 | 0 | 0 | 0 | 0 | 0 | 0 | 0 | 716836.713 | 0 | 0 | 0 | 0 | 0 | 174791.506 | 0 | 0 | 0 | 0 | 0 | 0 | 0 | 0 | 0 | 0 | 0 | 1372.7136 | 0 | 0
2016-05-07 16:00 | 0 | 0 | 0 | 0 | 0 | 0 | 624302.7254 | 387645 | 0 | 0 | 0 | 60493.5058 | 524374.5181 | 0 | 0 | 0 | 0 | 0 | 0 | 0 | 0 | 0 | 717932.0165 | 0 | 0 | 0 | 0 | 60493.5058 | 174791.506 | 0 | 0 | 0 | 0 | 0 | 0 | 0 | 0 | 0 | 0 | 0 | 1372.7136 | 0 | 0
2016-05-07 17:00 | 0 | 0 | 0 | 0 | 0 | 0 | 640033.7835 | 392381 | 0 | 0 | 0 | 131982.0697 | 699166.0242 | 0 | 0 | 0 | 0 | 0 | 0 | 0 | 0 | 0 | 719027.3157 | 0 | 0 | 0 | 0 | 71488.5639 | 174791.506 | 0 | 0 | 0 | 0 | 0 | 0 | 0 | 0 | 0 | 0 | 0 | 1372.7136 | 0 | 0
2016-05-07 18:00 | 0 | 0 | 0 | 0 | 0 | 0 | 645265.7835 | 397613 | 0 | 0 | 0 | 203470.6336 | 873957.5302 | 0 | 0 | 0 | 0 | 0 | 0 | 0 | 0 | 0 | 720122.6104 | 0 | 0 | 0 | 0 | 71488.5639 | 174791.506 | 0 | 0 | 0 | 0 | 0 | 0 | 0 | 0 | 0 | 0 | 0 | 1372.7136 | 0 | 0
2016-05-07 19:00 | 0 | 0 | 0 | 0 | 0 | 0 | 579191.2196 | 403027 | 0 | 0 | 0 | 203470.6336 | 1048749.0362 | 0 | 0 | 0 | 0 | 0 | 0 | 0 | 0 | 0 | 721217.9008 | 0 | 0 | 0 | 0 | 0 | 174791.506 | 0 | 0 | 0 | 0 | 0 | 0 | 0 | 0 | 0 | 0 | 0 | 1372.7136 | 0 | 0
2016-05-07 20:00 | 0 | 0 | 0 | 0 | 0 | 0 | 584414.2196 | 408250 | 0 | 0 | 0 | 203470.6336 | 1223540.5423 | 0 | 0 | 0 | 0 | 0 | 0 | 0 | 0 | 0 | 722313.1868 | 0 | 0 | 0 | 0 | 0 | 174791.506 | 0 | 0 | 0 | 0 | 0 | 0 | 0 | 0 | 0 | 0 | 0 | 1372.7136 | 0 | 0
2016-05-07 21:00 | 0 | 0 | 0 | 0 | 0 | 0 | 589032.2196 | 412868 | 0 | 0 | 0 | 203470.6336 | 1398332.0483 | 0 | 0 | 0 | 0 | 0 | 0 | 0 | 0 | 0 | 723408.4684 | 0 | 0 | 0 | 0 | 0 | 174791.506 | 0 | 0 | 0 | 0 | 0 | 0 | 0 | 0 | 0 | 0 | 0 | 1372.7136 | 0 | 0
2016-05-07 22:00 | 0 | 0 | 0 | 0 | 0 | 0 | 587760.2196 | 411596 | 0 | 0 | 0 | 203470.6336 | 1573123.5543 | 0 | 0 | 0 | 0 | 0 | 0 | 0 | 0 | 0 | 724503.7456 | 0 | 0 | 0 | 0 | 0 | 174791.506 | 0 | 0 | 0 | 0 | 0 | 0 | 0 | 0 | 0 | 0 | 0 | 1372.7136 | 0 | 0
2016-05-07 23:00 | 0 | 0 | 0 | 0 | 0 | 0 | 566825.1424 | 408324 | 0 | 0 | 0 | 203470.6336 | 1731624.6968 | 0 | 0 | 0 | 0 | 0 | 0 | 0 | 0 | 0 | 724500.8476 | 0 | 0 | 0 | 0 | 0 | 158501.1424 | 0 | 0 | 0 | 0 | 0 | 0 | 0 | 0 | 0 | 0 | 0 | 0 | 0 | 0
2016-05-08 | 0 | 0 | 0 | 0 | 0 | 0 | 398004.6947 | 407114 | 0 | 0 | 0 | 194361.3282 | 1731624.6968 | 0 | 0 | 0 | 0 | 0 | 0 | 0 | 0 | 0 | 724497.9496 | 0 | 0 | 0 | 0 | -9109.3053 | 0 | 0 | 0 | 0 | 0 | 0 | 0 | 0 | 0 | 0 | 0 | 0 | 0 | 0 | 0
2016-05-08 01:00 | 0 | 0 | 0 | 0 | 0 | 212914.0171 | 120939.419 | 405342 | 0 | 0 | 0 | 122872.7643 | 1731624.6968 | 0 | 0 | 0 | 0 | 0 | 0 | 0 | 0 | 0 | 724495.0516 | 0 | 0 | 0 | 0 | -71488.5639 | 0 | 0 | 0 | 0 | 0 | 0 | 0 | 0 | 0 | 0 | 0 | 0 | 0 | 0 | 0
2016-05-08 02:00 | 0 | 0 | 0 | 0 | 0 | 410041.6242 | 5295.7357 | 393060 | 0 | 0 | 0 | 71488.5639 | 1805286.2571 | 0 | 0 | 0 | 0 | 0 | 0 | 0 | 0 | 0 | 724492.1536 | 0 | 0 | 0 | 0 | -51384.2005 | 73661.5603 | 0 | 0 | 0 | 0 | 0 | 0 | 0 | 0 | 0 | 0 | 0 | 0 | 0 | 0
2016-05-08 03:00 | 0 | 0 | 0 | 0 | 0 | 29938.6697 | 0 | 374129 | 0 | 0 | 0 | 0 | 1532584.4907 | 0 | 0 | 0 | 0 | 0 | 0 | 0 | 0 | 0 | 724489.2557 | 0 | 0 | 0 | 0 | -71488.5639 | 0 | 272701.7664 | 0 | 0 | 0 | 0 | 0 | 0 | 0 | 0 | 0 | 0 | 0 | 0 | 0
2016-05-08 04:00 | 0 | 0 | 0 | 0 | 0 | 426657.5639 | 0 | 355169 | 0 | 0 | 0 | 71488.5639 | 1532584.4907 | 0 | 0 | 0 | 0 | 0 | 0 | 0 | 0 | 0 | 724486.3577 | 0 | 0 | 0 | 0 | 71488.5639 | 0 | 0 | 0 | 0 | 0 | 0 | 0 | 0 | 0 | 0 | 0 | 0 | 0 | 0 | 0
2016-05-08 05:00 | 0 | 0 | 0 | 0 | 0 | 0 | 0 | 338425 | 0 | 0 | 0 | 0 | 1265648.0546 | 0 | 0 | 0 | 0 | 0 | 0 | 0 | 0 | 0 | 724483.4598 | 0 | 0 | 0 | 0 | -71488.5639 | 0 | 266936.4361 | 0 | 0 | 0 | 0 | 0 | 0 | 0 | 0 | 0 | 0 | 0 | 0 | 0
2016-05-08 06:00 | 0 | 0 | 0 | 0 | 0 | 51145.2336 | 0 | 323847 | 0 | 0 | 0 | 0 | 992946.2882 | 0 | 0 | 0 | 0 | 0 | 0 | 0 | 0 | 0 | 724480.5618 | 0 | 0 | 0 | 0 | 0 | 0 | 272701.7664 | 0 | 0 | 0 | 0 | 0 | 0 | 0 | 0 | 0 | 0 | 0 | 0 | 0
2016-05-08 07:00 | 0 | 0 | 0 | 0 | 0 | 41592.2336 | 0 | 314294 | 0 | 0 | 0 | 0 | 720244.5218 | 0 | 0 | 0 | 0 | 0 | 0 | 0 | 0 | 0 | 724477.6639 | 0 | 0 | 0 | 0 | 0 | 0 | 272701.7664 | 0 | 0 | 0 | 0 | 0 | 0 | 0 | 0 | 0 | 0 | 0 | 0 | 0
2016-05-08 08:00 | 0 | 0 | 0 | 0 | 0 | 309467 | 0 | 309467 | 0 | 0 | 0 | 0 | 720244.5218 | 0 | 0 | 0 | 0 | 0 | 0 | 0 | 0 | 0 | 724474.766 | 0 | 0 | 0 | 0 | 0 | 0 | 0 | 0 | 0 | 0 | 0 | 0 | 0 | 0 | 0 | 0 | 0 | 0 | 0 | 0
2016-05-08 09:00 | 0 | 0 | 0 | 0 | 0 | 380592.5639 | 0 | 309104 | 0 | 0 | 0 | 71488.5639 | 720244.5218 | 0 | 0 | 0 | 0 | 0 | 0 | 0 | 0 | 0 | 724471.8681 | 0 | 0 | 0 | 0 | 71488.5639 | 0 | 0 | 0 | 0 | 0 | 0 | 0 | 0 | 0 | 0 | 0 | 0 | 0 | 0 | 0
2016-05-08 10:00 | 0 | 0 | 0 | 0 | 0 | 381919.5639 | 0 | 310431 | 0 | 0 | 0 | 142977.1278 | 720244.5218 | 0 | 0 | 0 | 0 | 0 | 0 | 0 | 0 | 0 | 724468.9702 | 0 | 0 | 0 | 0 | 71488.5639 | 0 | 0 | 0 | 0 | 0 | 0 | 0 | 0 | 0 | 0 | 0 | 0 | 0 | 0 | 0
2016-05-08 11:00 | 0 | 0 | 0 | 0 | 0 | 249186.8714 | 0 | 316560 | 0 | 0 | 0 | 75603.9991 | 720244.5218 | 0 | 0 | 0 | 0 | 0 | 0 | 0 | 0 | 0 | 724466.0723 | 0 | 0 | 0 | 0 | -67373.1286 | 0 | 0 | 0 | 0 | 0 | 0 | 0 | 0 | 0 | 0 | 0 | 0 | 0 | 0 | 0
2016-05-08 12:00 | 0 | 0 | 0 | 0 | 0 | 211613.6263 | 47482.8098 | 330585 | 0 | 0 | 0 | 4115.4353 | 720244.5218 | 0 | 0 | 0 | 0 | 0 | 0 | 0 | 0 | 0 | 724463.1745 | 0 | 0 | 0 | 0 | -71488.5639 | 0 | 0 | 0 | 0 | 0 | 0 | 0 | 0 | 0 | 0 | 0 | 0 | 0 | 0 | 0
2016-05-08 13:00 | 0 | 0 | 0 | 0 | 0 | 0 | 343662.5647 | 347778 | 0 | 0 | 0 | 0 | 720244.5218 | 0 | 0 | 0 | 0 | 0 | 0 | 0 | 0 | 0 | 724460.2766 | 0 | 0 | 0 | 0 | -4115.4353 | 0 | 0 | 0 | 0 | 0 | 0 | 0 | 0 | 0 | 0 | 0 | 0 | 0 | 0 | 0
2016-05-08 14:00 | 0 | 0 | 0 | 0 | 0 | 0 | 553397.2778 | 361514 | 0 | 0 | 0 | 15719.0582 | 895036.0278 | 0 | 0 | 0 | 0 | 0 | 0 | 0 | 0 | 0 | 725555.5496 | 0 | 0 | 0 | 0 | 15719.0582 | 174791.506 | 0 | 0 | 0 | 0 | 0 | 0 | 0 | 0 | 0 | 0 | 0 | 1372.7136 | 0 | 0
2016-05-08 15:00 | 0 | 0 | 0 | 0 | 0 | 0 | 531537.1615 | 371092 | 0 | 0 | 0 | 0 | 1069827.5339 | 0 | 0 | 0 | 0 | 0 | 0 | 0 | 0 | 0 | 726650.8183 | 0 | 0 | 0 | 0 | -15719.0582 | 174791.506 | 0 | 0 | 0 | 0 | 0 | 0 | 0 | 0 | 0 | 0 | 0 | 1372.7136 | 0 | 0
2016-05-08 16:00 | 0 | 0 | 0 | 0 | 0 | 0 | 625862.7835 | 378210 | 0 | 0 | 0 | 71488.5639 | 1244619.0399 | 0 | 0 | 0 | 0 | 0 | 0 | 0 | 0 | 0 | 727746.0826 | 0 | 0 | 0 | 0 | 71488.5639 | 174791.506 | 0 | 0 | 0 | 0 | 0 | 0 | 0 | 0 | 0 | 0 | 0 | 1372.7136 | 0 | 0
2016-05-08 17:00 | 0 | 0 | 0 | 0 | 0 | 0 | 622041.7254 | 385384 | 0 | 0 | 0 | 131982.0697 | 1419410.5459 | 0 | 0 | 0 | 0 | 0 | 0 | 0 | 0 | 0 | 728841.3424 | 0 | 0 | 0 | 0 | 60493.5058 | 174791.506 | 0 | 0 | 0 | 0 | 0 | 0 | 0 | 0 | 0 | 0 | 0 | 1372.7136 | 0 | 0
2016-05-08 18:00 | 0 | 0 | 0 | 0 | 0 | 0 | 638112.7835 | 390460 | 0 | 0 | 0 | 203470.6336 | 1594202.052 | 0 | 0 | 0 | 0 | 0 | 0 | 0 | 0 | 0 | 729936.5979 | 0 | 0 | 0 | 0 | 71488.5639 | 174791.506 | 0 | 0 | 0 | 0 | 0 | 0 | 0 | 0 | 0 | 0 | 0 | 1372.7136 | 0 | 0
2016-05-08 19:00 | 0 | 0 | 0 | 0 | 0 | 0 | 571008.2196 | 394844 | 0 | 0 | 0 | 203470.6336 | 1768993.558 | 0 | 0 | 0 | 0 | 0 | 0 | 0 | 0 | 0 | 731031.8491 | 0 | 0 | 0 | 0 | 0 | 174791.506 | 0 | 0 | 0 | 0 | 0 | 0 | 0 | 0 | 0 | 0 | 0 | 1372.7136 | 0 | 0
2016-05-08 20:00 | 0 | 0 | 0 | 0 | 0 | 0 | 575896.2196 | 399732 | 0 | 0 | 0 | 203470.6336 | 1943785.0641 | 0 | 0 | 0 | 0 | 0 | 0 | 0 | 0 | 0 | 732127.0958 | 0 | 0 | 0 | 0 | 0 | 174791.506 | 0 | 0 | 0 | 0 | 0 | 0 | 0 | 0 | 0 | 0 | 0 | 1372.7136 | 0 | 0
2016-05-08 21:00 | 0 | 0 | 0 | 0 | 0 | 0 | 580020.2196 | 403856 | 0 | 0 | 0 | 203470.6336 | 2118576.5701 | 0 | 0 | 0 | 0 | 0 | 0 | 0 | 0 | 0 | 733222.3382 | 0 | 0 | 0 | 0 | 0 | 174791.506 | 0 | 0 | 0 | 0 | 0 | 0 | 0 | 0 | 0 | 0 | 0 | 1372.7136 | 0 | 0
2016-05-08 22:00 | 0 | 0 | 0 | 0 | 0 | 0 | 581425.2196 | 405261 | 0 | 0 | 0 | 203470.6336 | 2293368.0761 | 0 | 0 | 0 | 0 | 0 | 0 | 0 | 0 | 0 | 734317.5761 | 0 | 0 | 0 | 0 | 0 | 174791.506 | 0 | 0 | 0 | 0 | 0 | 0 | 0 | 0 | 0 | 0 | 0 | 1372.7136 | 0 | 0
2016-05-08 23:00 | 0 | 0 | 0 | 0 | 0 | 0 | 554410.038 | 404452 | 0 | 0 | 0 | 203470.6336 | 2443326.1142 | 0 | 0 | 0 | 0 | 0 | 0 | 0 | 0 | 0 | 734314.6389 | 0 | 0 | 0 | 0 | 0 | 149958.038 | 0 | 0 | 0 | 0 | 0 | 0 | 0 | 0 | 0 | 0 | 0 | 0 | 0 | 0
2016-05-09 | 0 | 0 | 0 | 0 | 0 | 0 | 398462.2849 | 408354 | 0 | 0 | 0 | 193578.9185 | 2443326.1142 | 0 | 0 | 0 | 0 | 0 | 0 | 0 | 0 | 0 | 734311.7016 | 0 | 0 | 0 | 0 | -9891.7151 | 0 | 0 | 0 | 0 | 0 | 0 | 0 | 0 | 0 | 0 | 0 | 0 | 0 | 0 | 0
2016-05-09 01:00 | 0 | 0 | 0 | 0 | 0 | 272347.4957 | 148486.2194 | 410942 | 0 | 0 | 0 | 203470.6336 | 2443326.1142 | 0 | 0 | 0 | 0 | 0 | 0 | 0 | 0 | 0 | 734308.7644 | 0 | 0 | 0 | 0 | 9891.7151 | 0 | 0 | 0 | 0 | 0 | 0 | 0 | 0 | 0 | 0 | 0 | 0 | 0 | 0 | 0
2016-05-09 02:00 | 0 | 0 | 0 | 0 | 0 | 318493.3511 | 8290.085 | 398272 | 0 | 0 | 0 | 131982.0697 | 2443326.1142 | 0 | 0 | 0 | 0 | 0 | 0 | 0 | 0 | 0 | 734305.8271 | 0 | 0 | 0 | 0 | -71488.5639 | 0 | 0 | 0 | 0 | 0 | 0 | 0 | 0 | 0 | 0 | 0 | 0 | 0 | 0 | 0
2016-05-09 03:00 | 0 | 0 | 0 | 0 | 0 | 305245.4361 | 0 | 376734 | 0 | 0 | 0 | 60493.5058 | 2443326.1142 | 0 | 0 | 0 | 0 | 0 | 0 | 0 | 0 | 0 | 734302.8899 | 0 | 0 | 0 | 0 | -71488.5639 | 0 | 0 | 0 | 0 | 0 | 0 | 0 | 0 | 0 | 0 | 0 | 0 | 0 | 0 | 0
2016-05-09 04:00 | 0 | 0 | 0 | 0 | 0 | 154935.7975 | 0 | 356149 | 0 | 0 | 0 | 131982.0697 | 2170624.3477 | 0 | 0 | 0 | 0 | 0 | 0 | 0 | 0 | 0 | 734299.9527 | 0 | 0 | 0 | 0 | 71488.5639 | 0 | 272701.7664 | 0 | 0 | 0 | 0 | 0 | 0 | 0 | 0 | 0 | 0 | 0 | 0 | 0
2016-05-09 05:00 | 0 | 0 | 0 | 0 | 0 | 410701.5639 | 0 | 339213 | 0 | 0 | 0 | 203470.6336 | 2170624.3477 | 0 | 0 | 0 | 0 | 0 | 0 | 0 | 0 | 0 | 734297.0155 | 0 | 0 | 0 | 0 | 71488.5639 | 0 | 0 | 0 | 0 | 0 | 0 | 0 | 0 | 0 | 0 | 0 | 0 | 0 | 0 | 0
2016-05-09 06:00 | 0 | 0 | 0 | 0 | 0 | 0 | 0 | 326866 | 0 | 0 | 0 | 131982.0697 | 1915246.9116 | 0 | 0 | 0 | 0 | 0 | 0 | 0 | 0 | 0 | 734294.0783 | 0 | 0 | 0 | 0 | -71488.5639 | 0 | 255377.4361 | 0 | 0 | 0 | 0 | 0 | 0 | 0 | 0 | 0 | 0 | 0 | 0 | 0
2016-05-09 07:00 | 0 | 0 | 0 | 0 | 0 | 391237.5639 | 0 | 319749 | 0 | 0 | 0 | 203470.6336 | 1915246.9116 | 0 | 0 | 0 | 0 | 0 | 0 | 0 | 0 | 0 | 734291.1411 | 0 | 0 | 0 | 0 | 71488.5639 | 0 | 0 | 0 | 0 | 0 | 0 | 0 | 0 | 0 | 0 | 0 | 0 | 0 | 0 | 0
2016-05-09 08:00 | 0 | 0 | 0 | 0 | 0 | 248322.4361 | 0 | 319811 | 0 | 0 | 0 | 131982.0697 | 1915246.9116 | 0 | 0 | 0 | 0 | 0 | 0 | 0 | 0 | 0 | 734288.204 | 0 | 0 | 0 | 0 | -71488.5639 | 0 | 0 | 0 | 0 | 0 | 0 | 0 | 0 | 0 | 0 | 0 | 0 | 0 | 0 | 0
2016-05-09 09:00 | 0 | 0 | 0 | 0 | 0 | 160937.1757 | 0 | 330336 | 0 | 0 | 0 | 60493.5058 | 1817336.6513 | 0 | 0 | 0 | 0 | 0 | 0 | 0 | 0 | 0 | 734285.2668 | 0 | 0 | 0 | 0 | -71488.5639 | 174791.506 | 272701.7664 | 0 | 0 | 0 | 0 | 0 | 0 | 0 | 0 | 0 | 0 | 0 | 0 | 0
2016-05-09 10:00 | 0 | 0 | 0 | 0 | 0 | 293921.4942 | 0 | 354415 | 0 | 0 | 0 | 0 | 1817336.6513 | 0 | 0 | 0 | 0 | 0 | 0 | 0 | 0 | 0 | 734282.3297 | 0 | 0 | 0 | 0 | -60493.5058 | 0 | 0 | 0 | 0 | 0 | 0 | 0 | 0 | 0 | 0 | 0 | 0 | 0 | 0 | 0
2016-05-09 11:00 | 0 | 0 | 0 | 0 | 0 | 177696.7975 | 0 | 378910 | 0 | 0 | 0 | 71488.5639 | 1544634.8848 | 0 | 0 | 0 | 0 | 0 | 0 | 0 | 0 | 0 | 734279.3925 | 0 | 0 | 0 | 0 | 71488.5639 | 0 | 272701.7664 | 0 | 0 | 0 | 0 | 0 | 0 | 0 | 0 | 0 | 0 | 0 | 0 | 0
2016-05-09 12:00 | 0 | 0 | 0 | 0 | 0 | 287466.4462 | 56026.9036 | 395303 | 0 | 0 | 0 | 19678.9137 | 1544634.8848 | 0 | 0 | 0 | 0 | 0 | 0 | 0 | 0 | 0 | 734276.4554 | 0 | 0 | 0 | 0 | -51809.6502 | 0 | 0 | 0 | 0 | 0 | 0 | 0 | 0 | 0 | 0 | 0 | 0 | 0 | 0 | 0
2016-05-09 13:00 | 0 | 0 | 0 | 0 | 0 | 0 | 388920.0863 | 408599 | 0 | 0 | 0 | 0 | 1544634.8848 | 0 | 0 | 0 | 0 | 0 | 0 | 0 | 0 | 0 | 734273.5183 | 0 | 0 | 0 | 0 | -19678.9137 | 0 | 0 | 0 | 0 | 0 | 0 | 0 | 0 | 0 | 0 | 0 | 0 | 0 | 0 | 0
2016-05-09 14:00 | 0 | 0 | 0 | 0 | 0 | 0 | 649764.1319 | 421708 | 0 | 0 | 0 | 51891.9123 | 1719426.3909 | 0 | 0 | 0 | 0 | 0 | 0 | 0 | 0 | 0 | 735368.7521 | 0 | 0 | 0 | 0 | 51891.9123 | 174791.506 | 0 | 0 | 0 | 0 | 0 | 0 | 0 | 0 | 0 | 0 | 0 | 1372.7136 | 0 | 0
2016-05-09 15:00 | 0 | 0 | 0 | 0 | 0 | 0 | 557019.3073 | 432747 | 0 | 0 | 0 | 0 | 1894217.8969 | 0 | 0 | 0 | 0 | 0 | 0 | 0 | 0 | 0 | 736463.9815 | 0 | 0 | 0 | 0 | -51891.9123 | 174791.506 | 0 | 0 | 0 | 0 | 0 | 0 | 0 | 0 | 0 | 0 | 0 | 1372.7136 | 0 | 0
2016-05-09 16:00 | 0 | 0 | 0 | 0 | 0 | 0 | 688791.7835 | 441139 | 0 | 0 | 0 | 71488.5639 | 2069009.403 | 0 | 0 | 0 | 0 | 0 | 0 | 0 | 0 | 0 | 737559.2065 | 0 | 0 | 0 | 0 | 71488.5639 | 174791.506 | 0 | 0 | 0 | 0 | 0 | 0 | 0 | 0 | 0 | 0 | 0 | 1372.7136 | 0 | 0
2016-05-09 17:00 | 0 | 0 | 0 | 0 | 0 | 0 | 554081.6557 | 449406 | 0 | 0 | 0 | 0 | 2243800.909 | 0 | 0 | 0 | 0 | 0 | 0 | 0 | 0 | 0 | 738654.4271 | 0 | 0 | 0 | 0 | -71488.5639 | 174791.506 | 0 | 0 | 0 | 0 | 0 | 0 | 0 | 0 | 0 | 0 | 0 | 1372.7136 | 0 | 0
2016-05-09 18:00 | 0 | 0 | 0 | 0 | 0 | 0 | 702266.7835 | 454614 | 0 | 0 | 0 | 71488.5639 | 2418592.415 | 0 | 0 | 0 | 0 | 0 | 0 | 0 | 0 | 0 | 739749.6434 | 0 | 0 | 0 | 0 | 71488.5639 | 174791.506 | 0 | 0 | 0 | 0 | 0 | 0 | 0 | 0 | 0 | 0 | 0 | 1372.7136 | 0 | 0
2016-05-09 19:00 | 0 | 0 | 0 | 0 | 0 | 0 | 694717.7254 | 458060 | 0 | 0 | 0 | 131982.0697 | 2593383.9211 | 0 | 0 | 0 | 0 | 0 | 0 | 0 | 0 | 0 | 740844.8552 | 0 | 0 | 0 | 0 | 60493.5058 | 174791.506 | 0 | 0 | 0 | 0 | 0 | 0 | 0 | 0 | 0 | 0 | 0 | 1372.7136 | 0 | 0
2016-05-09 20:00 | 0 | 0 | 0 | 0 | 0 | 0 | 708133.7835 | 460481 | 0 | 0 | 0 | 203470.6336 | 2768175.4271 | 0 | 0 | 0 | 0 | 0 | 0 | 0 | 0 | 0 | 741940.0627 | 0 | 0 | 0 | 0 | 71488.5639 | 174791.506 | 0 | 0 | 0 | 0 | 0 | 0 | 0 | 0 | 0 | 0 | 0 | 1372.7136 | 0 | 0
2016-05-09 21:00 | 0 | 0 | 0 | 0 | 0 | 0 | 567003.6557 | 462328 | 0 | 0 | 0 | 131982.0697 | 2942966.9332 | 0 | 0 | 0 | 0 | 0 | 0 | 0 | 0 | 0 | 743035.2658 | 0 | 0 | 0 | 0 | -71488.5639 | 174791.506 | 0 | 0 | 0 | 0 | 0 | 0 | 0 | 0 | 0 | 0 | 0 | 1372.7136 | 0 | 0
2016-05-09 22:00 | 0 | 0 | 0 | 0 | 0 | 0 | 709075.7835 | 461423 | 0 | 0 | 0 | 203470.6336 | 3117758.4392 | 0 | 0 | 0 | 0 | 0 | 0 | 0 | 0 | 0 | 744130.4645 | 0 | 0 | 0 | 0 | 71488.5639 | 174791.506 | 0 | 0 | 0 | 0 | 0 | 0 | 0 | 0 | 0 | 0 | 0 | 1372.7136 | 0 | 0
2016-05-09 23:00 | 0 | 0 | 0 | 0 | 0 | 0 | 635138.2196 | 458974 | 0 | 0 | 0 | 203470.6336 | 3292549.9452 | 0 | 0 | 0 | 0 | 0 | 0 | 0 | 0 | 0 | 745225.6589 | 0 | 0 | 0 | 0 | 0 | 174791.506 | 0 | 0 | 0 | 0 | 0 | 0 | 0 | 0 | 0 | 0 | 0 | 1372.7136 | 0 | 0
2016-05-10 | 0 | 0 | 0 | 0 | 0 | 0 | 601249.3854 | 460125 | 0 | 0 | 0 | 203470.6336 | 3433674.3306 | 0 | 0 | 0 | 0 | 0 | 0 | 0 | 0 | 0 | 745222.678 | 0 | 0 | 0 | 0 | 0 | 141124.3854 | 0 | 0 | 0 | 0 | 0 | 0 | 0 | 0 | 0 | 0 | 0 | 0 | 0 | 0
2016-05-10 01:00 | 0 | 0 | 0 | 0 | 0 | 112126.6436 | 270952.7925 | 454568 | 0 | 0 | 0 | 131982.0697 | 3433674.3306 | 0 | 0 | 0 | 0 | 0 | 0 | 0 | 0 | 0 | 745219.6971 | 0 | 0 | 0 | 0 | -71488.5639 | 0 | 0 | 0 | 0 | 0 | 0 | 0 | 0 | 0 | 0 | 0 | 0 | 0 | 0 | 0
2016-05-10 02:00 | 0 | 0 | 0 | 0 | 0 | 494821.3354 | 10486.2285 | 433819 | 0 | 0 | 0 | 203470.6336 | 3433674.3306 | 0 | 0 | 0 | 0 | 0 | 0 | 0 | 0 | 0 | 745216.7162 | 0 | 0 | 0 | 0 | 71488.5639 | 0 | 0 | 0 | 0 | 0 | 0 | 0 | 0 | 0 | 0 | 0 | 0 | 0 | 0 | 0
2016-05-10 03:00 | 0 | 0 | 0 | 0 | 0 | 406534 | 0 | 406534 | 0 | 0 | 0 | 203470.6336 | 3433674.3306 | 0 | 0 | 0 | 0 | 0 | 0 | 0 | 0 | 0 | 745213.7354 | 0 | 0 | 0 | 0 | 0 | 0 | 0 | 0 | 0 | 0 | 0 | 0 | 0 | 0 | 0 | 0 | 0 | 0 | 0 | 0
2016-05-10 04:00 | 0 | 0 | 0 | 0 | 0 | 38893.6697 | 0 | 383084 | 0 | 0 | 0 | 131982.0697 | 3160972.5642 | 0 | 0 | 0 | 0 | 0 | 0 | 0 | 0 | 0 | 745210.7545 | 0 | 0 | 0 | 0 | -71488.5639 | 0 | 272701.7664 | 0 | 0 | 0 | 0 | 0 | 0 | 0 | 0 | 0 | 0 | 0 | 0 | 0
2016-05-10 05:00 | 0 | 0 | 0 | 0 | 0 | 161234.7975 | 0 | 362448 | 0 | 0 | 0 | 203470.6336 | 2888270.7978 | 0 | 0 | 0 | 0 | 0 | 0 | 0 | 0 | 0 | 745207.7737 | 0 | 0 | 0 | 0 | 71488.5639 | 0 | 272701.7664 | 0 | 0 | 0 | 0 | 0 | 0 | 0 | 0 | 0 | 0 | 0 | 0 | 0
2016-05-10 06:00 | 0 | 0 | 0 | 0 | 0 | 75632.2336 | 0 | 348334 | 0 | 0 | 0 | 203470.6336 | 2615569.0313 | 0 | 0 | 0 | 0 | 0 | 0 | 0 | 0 | 0 | 745204.7928 | 0 | 0 | 0 | 0 | 0 | 0 | 272701.7664 | 0 | 0 | 0 | 0 | 0 | 0 | 0 | 0 | 0 | 0 | 0 | 0 | 0
2016-05-10 07:00 | 0 | 0 | 0 | 0 | 0 | 0 | 0 | 339313 | 0 | 0 | 0 | 136859.4 | 2342867.2649 | 0 | 0 | 0 | 0 | 0 | 0 | 0 | 0 | 0 | 745201.812 | 0 | 0 | 0 | 0 | -66611.2336 | 0 | 272701.7664 | 0 | 0 | 0 | 0 | 0 | 0 | 0 | 0 | 0 | 0 | 0 | 0 | 0
2016-05-10 08:00 | 0 | 0 | 0 | 0 | 0 | 265636.4361 | 0 | 337125 | 0 | 0 | 0 | 65370.8361 | 2342867.2649 | 0 | 0 | 0 | 0 | 0 | 0 | 0 | 0 | 0 | 745198.8312 | 0 | 0 | 0 | 0 | -71488.5639 | 0 | 0 | 0 | 0 | 0 | 0 | 0 | 0 | 0 | 0 | 0 | 0 | 0 | 0 | 0
2016-05-10 09:00 | 0 | 0 | 0 | 0 | 0 | 143702.7975 | 0 | 344916 | 0 | 0 | 0 | 136859.4 | 2070165.4985 | 0 | 0 | 0 | 0 | 0 | 0 | 0 | 0 | 0 | 745195.8504 | 0 | 0 | 0 | 0 | 71488.5639 | 0 | 272701.7664 | 0 | 0 | 0 | 0 | 0 | 0 | 0 | 0 | 0 | 0 | 0 | 0 | 0
2016-05-10 10:00 | 0 | 0 | 0 | 0 | 0 | 295494.4361 | 0 | 366983 | 0 | 0 | 0 | 65370.8361 | 2070165.4985 | 0 | 0 | 0 | 0 | 0 | 0 | 0 | 0 | 0 | 745192.8696 | 0 | 0 | 0 | 0 | -71488.5639 | 0 | 0 | 0 | 0 | 0 | 0 | 0 | 0 | 0 | 0 | 0 | 0 | 0 | 0 | 0
2016-05-10 11:00 | 0 | 0 | 0 | 0 | 0 | 395776.7278 | 0 | 389659 | 0 | 0 | 0 | 71488.5639 | 2070165.4985 | 0 | 0 | 0 | 0 | 0 | 0 | 0 | 0 | 0 | 745189.8888 | 0 | 0 | 0 | 0 | 6117.7278 | 0 | 0 | 0 | 0 | 0 | 0 | 0 | 0 | 0 | 0 | 0 | 0 | 0 | 0 | 0
2016-05-10 12:00 | 0 | 0 | 0 | 0 | 0 | 284011.6164 | 48918.8197 | 404419 | 0 | 0 | 0 | 0 | 2070165.4985 | 0 | 0 | 0 | 0 | 0 | 0 | 0 | 0 | 0 | 745186.9081 | 0 | 0 | 0 | 0 | -71488.5639 | 0 | 0 | 0 | 0 | 0 | 0 | 0 | 0 | 0 | 0 | 0 | 0 | 0 | 0 | 0
2016-05-10 13:00 | 0 | 0 | 0 | 0 | 0 | 0 | 439947.1816 | 419261 | 0 | 0 | 0 | 0 | 2090851.6801 | 0 | 0 | 0 | 0 | 0 | 0 | 0 | 0 | 0 | 745183.9273 | 0 | 0 | 0 | 0 | 0 | 20686.1816 | 0 | 0 | 0 | 0 | 0 | 0 | 0 | 0 | 0 | 0 | 0 | 0 | 0 | 0
2016-05-10 14:00 | 0 | 0 | 0 | 0 | 0 | 0 | 610230.2196 | 434066 | 0 | 0 | 0 | 0 | 2265643.1861 | 0 | 0 | 0 | 0 | 0 | 0 | 0 | 0 | 0 | 746279.1175 | 0 | 0 | 0 | 0 | 0 | 174791.506 | 0 | 0 | 0 | 0 | 0 | 0 | 0 | 0 | 0 | 0 | 0 | 1372.7136 | 0 | 0
2016-05-10 15:00 | 0 | 0 | 0 | 0 | 0 | 0 | 622705.2196 | 446541 | 0 | 0 | 0 | 0 | 2440434.6922 | 0 | 0 | 0 | 0 | 0 | 0 | 0 | 0 | 0 | 747374.3032 | 0 | 0 | 0 | 0 | 0 | 174791.506 | 0 | 0 | 0 | 0 | 0 | 0 | 0 | 0 | 0 | 0 | 0 | 1372.7136 | 0 | 0
2016-05-10 16:00 | 0 | 0 | 0 | 0 | 0 | 0 | 703960.7835 | 456308 | 0 | 0 | 0 | 71488.5639 | 2615226.1982 | 0 | 0 | 0 | 0 | 0 | 0 | 0 | 0 | 0 | 748469.4846 | 0 | 0 | 0 | 0 | 71488.5639 | 174791.506 | 0 | 0 | 0 | 0 | 0 | 0 | 0 | 0 | 0 | 0 | 0 | 1372.7136 | 0 | 0
2016-05-10 17:00 | 0 | 0 | 0 | 0 | 0 | 0 | 570595.6557 | 465920 | 0 | 0 | 0 | 0 | 2790017.7043 | 0 | 0 | 0 | 0 | 0 | 0 | 0 | 0 | 0 | 749564.6616 | 0 | 0 | 0 | 0 | -71488.5639 | 174791.506 | 0 | 0 | 0 | 0 | 0 | 0 | 0 | 0 | 0 | 0 | 0 | 1372.7136 | 0 | 0
2016-05-10 18:00 | 0 | 0 | 0 | 0 | 0 | 0 | 720155.7835 | 472503 | 0 | 0 | 0 | 71488.5639 | 2964809.2103 | 0 | 0 | 0 | 0 | 0 | 0 | 0 | 0 | 0 | 750659.8342 | 0 | 0 | 0 | 0 | 71488.5639 | 174791.506 | 0 | 0 | 0 | 0 | 0 | 0 | 0 | 0 | 0 | 0 | 0 | 1372.7136 | 0 | 0
2016-05-10 19:00 | 0 | 0 | 0 | 0 | 0 | 0 | 730125.7835 | 482473 | 0 | 0 | 0 | 142977.1278 | 3139600.7163 | 0 | 0 | 0 | 0 | 0 | 0 | 0 | 0 | 0 | 751755.0024 | 0 | 0 | 0 | 0 | 71488.5639 | 174791.506 | 0 | 0 | 0 | 0 | 0 | 0 | 0 | 0 | 0 | 0 | 0 | 1372.7136 | 0 | 0
2016-05-10 20:00 | 0 | 0 | 0 | 0 | 0 | 0 | 723740.7254 | 487083 | 0 | 0 | 0 | 203470.6336 | 3314392.2224 | 0 | 0 | 0 | 0 | 0 | 0 | 0 | 0 | 0 | 752850.1663 | 0 | 0 | 0 | 0 | 60493.5058 | 174791.506 | 0 | 0 | 0 | 0 | 0 | 0 | 0 | 0 | 0 | 0 | 0 | 1372.7136 | 0 | 0
2016-05-10 21:00 | 0 | 0 | 0 | 0 | 0 | 0 | 595837.6557 | 491162 | 0 | 0 | 0 | 131982.0697 | 3489183.7284 | 0 | 0 | 0 | 0 | 0 | 0 | 0 | 0 | 0 | 753945.3257 | 0 | 0 | 0 | 0 | -71488.5639 | 174791.506 | 0 | 0 | 0 | 0 | 0 | 0 | 0 | 0 | 0 | 0 | 0 | 1372.7136 | 0 | 0
2016-05-10 22:00 | 0 | 0 | 0 | 0 | 0 | 0 | 736941.7835 | 489289 | 0 | 0 | 0 | 203470.6336 | 3663975.2345 | 0 | 0 | 0 | 0 | 0 | 0 | 0 | 0 | 0 | 755040.4808 | 0 | 0 | 0 | 0 | 71488.5639 | 174791.506 | 0 | 0 | 0 | 0 | 0 | 0 | 0 | 0 | 0 | 0 | 0 | 1372.7136 | 0 | 0
2016-05-10 23:00 | 0 | 0 | 0 | 0 | 0 | 0 | 660204.2196 | 484040 | 0 | 0 | 0 | 203470.6336 | 3838766.7405 | 0 | 0 | 0 | 0 | 0 | 0 | 0 | 0 | 0 | 756135.6315 | 0 | 0 | 0 | 0 | 0 | 174791.506 | 0 | 0 | 0 | 0 | 0 | 0 | 0 | 0 | 0 | 0 | 0 | 1372.7136 | 0 | 0
2016-05-11 | 0 | 0 | 0 | 0 | 0 | 0 | 567942.3241 | 482045 | 0 | 0 | 0 | 203470.6336 | 3924664.0646 | 0 | 0 | 0 | 0 | 0 | 0 | 0 | 0 | 0 | 756132.607 | 0 | 0 | 0 | 0 | 0 | 85897.3241 | 0 | 0 | 0 | 0 | 0 | 0 | 0 | 0 | 0 | 0 | 0 | 0 | 0 | 0
2016-05-11 01:00 | 0 | 0 | 0 | 0 | 0 | 142098.7126 | 261175.7235 | 474763 | 0 | 0 | 0 | 131982.0697 | 3924664.0646 | 0 | 0 | 0 | 0 | 0 | 0 | 0 | 0 | 0 | 756129.5824 | 0 | 0 | 0 | 0 | -71488.5639 | 0 | 0 | 0 | 0 | 0 | 0 | 0 | 0 | 0 | 0 | 0 | 0 | 0 | 0 | 0
2016-05-11 02:00 | 0 | 0 | 0 | 0 | 0 | 368619.4629 | 11687.9732 | 451796 | 0 | 0 | 0 | 60493.5058 | 3924664.0646 | 0 | 0 | 0 | 0 | 0 | 0 | 0 | 0 | 0 | 756126.5579 | 0 | 0 | 0 | 0 | -71488.5639 | 0 | 0 | 0 | 0 | 0 | 0 | 0 | 0 | 0 | 0 | 0 | 0 | 0 | 0 | 0
2016-05-11 03:00 | 0 | 0 | 0 | 0 | 0 | 493956.5639 | 0 | 422468 | 0 | 0 | 0 | 131982.0697 | 3924664.0646 | 0 | 0 | 0 | 0 | 0 | 0 | 0 | 0 | 0 | 756123.5334 | 0 | 0 | 0 | 0 | 71488.5639 | 0 | 0 | 0 | 0 | 0 | 0 | 0 | 0 | 0 | 0 | 0 | 0 | 0 | 0 | 0
2016-05-11 04:00 | 0 | 0 | 0 | 0 | 0 | 323992.4361 | 0 | 395481 | 0 | 0 | 0 | 60493.5058 | 3924664.0646 | 0 | 0 | 0 | 0 | 0 | 0 | 0 | 0 | 0 | 756120.5089 | 0 | 0 | 0 | 0 | -71488.5639 | 0 | 0 | 0 | 0 | 0 | 0 | 0 | 0 | 0 | 0 | 0 | 0 | 0 | 0 | 0
2016-05-11 05:00 | 0 | 0 | 0 | 0 | 0 | 445696.5639 | 0 | 374208 | 0 | 0 | 0 | 131982.0697 | 3924664.0646 | 0 | 0 | 0 | 0 | 0 | 0 | 0 | 0 | 0 | 756117.4844 | 0 | 0 | 0 | 0 | 71488.5639 | 0 | 0 | 0 | 0 | 0 | 0 | 0 | 0 | 0 | 0 | 0 | 0 | 0 | 0 | 0
2016-05-11 06:00 | 0 | 0 | 0 | 0 | 0 | 428452.5639 | 0 | 356964 | 0 | 0 | 0 | 203470.6336 | 3924664.0646 | 0 | 0 | 0 | 0 | 0 | 0 | 0 | 0 | 0 | 756114.46 | 0 | 0 | 0 | 0 | 71488.5639 | 0 | 0 | 0 | 0 | 0 | 0 | 0 | 0 | 0 | 0 | 0 | 0 | 0 | 0 | 0
2016-05-11 07:00 | 0 | 0 | 0 | 0 | 0 | 74263.2336 | 0 | 346965 | 0 | 0 | 0 | 203470.6336 | 3651962.2982 | 0 | 0 | 0 | 0 | 0 | 0 | 0 | 0 | 0 | 756111.4355 | 0 | 0 | 0 | 0 | 0 | 0 | 272701.7664 | 0 | 0 | 0 | 0 | 0 | 0 | 0 | 0 | 0 | 0 | 0 | 0 | 0
2016-05-11 08:00 | 0 | 0 | 0 | 0 | 0 | 0 | 0 | 343361 | 0 | 0 | 0 | 131982.0697 | 3380089.8621 | 0 | 0 | 0 | 0 | 0 | 0 | 0 | 0 | 0 | 756108.4111 | 0 | 0 | 0 | 0 | -71488.5639 | 829.3303 | 272701.7664 | 0 | 0 | 0 | 0 | 0 | 0 | 0 | 0 | 0 | 0 | 0 | 0 | 0
2016-05-11 09:00 | 0 | 0 | 0 | 0 | 0 | 421974.5639 | 0 | 350486 | 0 | 0 | 0 | 203470.6336 | 3380089.8621 | 0 | 0 | 0 | 0 | 0 | 0 | 0 | 0 | 0 | 756105.3866 | 0 | 0 | 0 | 0 | 71488.5639 | 0 | 0 | 0 | 0 | 0 | 0 | 0 | 0 | 0 | 0 | 0 | 0 | 0 | 0 | 0
2016-05-11 10:00 | 0 | 0 | 0 | 0 | 0 | 27087.6697 | 0 | 371278 | 0 | 0 | 0 | 131982.0697 | 3107388.0957 | 0 | 0 | 0 | 0 | 0 | 0 | 0 | 0 | 0 | 756102.3622 | 0 | 0 | 0 | 0 | -71488.5639 | 0 | 272701.7664 | 0 | 0 | 0 | 0 | 0 | 0 | 0 | 0 | 0 | 0 | 0 | 0 | 0
2016-05-11 11:00 | 0 | 0 | 0 | 0 | 0 | 332713.4942 | 0 | 393207 | 0 | 0 | 0 | 71488.5639 | 3107388.0957 | 0 | 0 | 0 | 0 | 0 | 0 | 0 | 0 | 0 | 756099.3378 | 0 | 0 | 0 | 0 | -60493.5058 | 0 | 0 | 0 | 0 | 0 | 0 | 0 | 0 | 0 | 0 | 0 | 0 | 0 | 0 | 0
2016-05-11 12:00 | 0 | 0 | 0 | 0 | 0 | 266028.0057 | 71158.4304 | 408675 | 0 | 0 | 0 | 0 | 3107388.0957 | 0 | 0 | 0 | 0 | 0 | 0 | 0 | 0 | 0 | 756096.3134 | 0 | 0 | 0 | 0 | -71488.5639 | 0 | 0 | 0 | 0 | 0 | 0 | 0 | 0 | 0 | 0 | 0 | 0 | 0 | 0 | 0
2016-05-11 13:00 | 0 | 0 | 0 | 0 | 0 | 0 | 498232.1134 | 423244 | 0 | 0 | 0 | 0 | 3182376.209 | 0 | 0 | 0 | 0 | 0 | 0 | 0 | 0 | 0 | 756093.289 | 0 | 0 | 0 | 0 | 0 | 74988.1134 | 0 | 0 | 0 | 0 | 0 | 0 | 0 | 0 | 0 | 0 | 0 | 0 | 0 | 0
2016-05-11 14:00 | 0 | 0 | 0 | 0 | 0 | 0 | 615270.2196 | 439106 | 0 | 0 | 0 | 0 | 3357167.7151 | 0 | 0 | 0 | 0 | 0 | 0 | 0 | 0 | 0 | 757188.4355 | 0 | 0 | 0 | 0 | 0 | 174791.506 | 0 | 0 | 0 | 0 | 0 | 0 | 0 | 0 | 0 | 0 | 0 | 1372.7136 | 0 | 0
2016-05-11 15:00 | 0 | 0 | 0 | 0 | 0 | 0 | 630041.2196 | 453877 | 0 | 0 | 0 | 0 | 3531959.2211 | 0 | 0 | 0 | 0 | 0 | 0 | 0 | 0 | 0 | 758283.5776 | 0 | 0 | 0 | 0 | 0 | 174791.506 | 0 | 0 | 0 | 0 | 0 | 0 | 0 | 0 | 0 | 0 | 0 | 1372.7136 | 0 | 0
2016-05-11 16:00 | 0 | 0 | 0 | 0 | 0 | 0 | 713928.7835 | 466276 | 0 | 0 | 0 | 71488.5639 | 3706750.7272 | 0 | 0 | 0 | 0 | 0 | 0 | 0 | 0 | 0 | 759378.7154 | 0 | 0 | 0 | 0 | 71488.5639 | 174791.506 | 0 | 0 | 0 | 0 | 0 | 0 | 0 | 0 | 0 | 0 | 0 | 1372.7136 | 0 | 0
2016-05-11 17:00 | 0 | 0 | 0 | 0 | 0 | 0 | 583228.6557 | 478553 | 0 | 0 | 0 | 0 | 3881542.2332 | 0 | 0 | 0 | 0 | 0 | 0 | 0 | 0 | 0 | 760473.8487 | 0 | 0 | 0 | 0 | -71488.5639 | 174791.506 | 0 | 0 | 0 | 0 | 0 | 0 | 0 | 0 | 0 | 0 | 0 | 1372.7136 | 0 | 0
2016-05-11 18:00 | 0 | 0 | 0 | 0 | 0 | 0 | 736113.7835 | 488461 | 0 | 0 | 0 | 71488.5639 | 4056333.7392 | 0 | 0 | 0 | 0 | 0 | 0 | 0 | 0 | 0 | 761568.9777 | 0 | 0 | 0 | 0 | 71488.5639 | 174791.506 | 0 | 0 | 0 | 0 | 0 | 0 | 0 | 0 | 0 | 0 | 0 | 1372.7136 | 0 | 0
2016-05-11 19:00 | 0 | 0 | 0 | 0 | 0 | 0 | 744336.7835 | 496684 | 0 | 0 | 0 | 142977.1278 | 4231125.2453 | 0 | 0 | 0 | 0 | 0 | 0 | 0 | 0 | 0 | 762664.1023 | 0 | 0 | 0 | 0 | 71488.5639 | 174791.506 | 0 | 0 | 0 | 0 | 0 | 0 | 0 | 0 | 0 | 0 | 0 | 1372.7136 | 0 | 0
2016-05-11 20:00 | 0 | 0 | 0 | 0 | 0 | 0 | 740103.7254 | 503446 | 0 | 0 | 0 | 203470.6336 | 4405916.7513 | 0 | 0 | 0 | 0 | 0 | 0 | 0 | 0 | 0 | 763759.2225 | 0 | 0 | 0 | 0 | 60493.5058 | 174791.506 | 0 | 0 | 0 | 0 | 0 | 0 | 0 | 0 | 0 | 0 | 0 | 1372.7136 | 0 | 0
2016-05-11 21:00 | 0 | 0 | 0 | 0 | 0 | 0 | 611931.6557 | 507256 | 0 | 0 | 0 | 131982.0697 | 4580708.2574 | 0 | 0 | 0 | 0 | 0 | 0 | 0 | 0 | 0 | 764854.3383 | 0 | 0 | 0 | 0 | -71488.5639 | 174791.506 | 0 | 0 | 0 | 0 | 0 | 0 | 0 | 0 | 0 | 0 | 0 | 1372.7136 | 0 | 0
2016-05-11 22:00 | 0 | 0 | 0 | 0 | 0 | 0 | 753310.7835 | 505658 | 0 | 0 | 0 | 203470.6336 | 4755499.7634 | 0 | 0 | 0 | 0 | 0 | 0 | 0 | 0 | 0 | 765949.4498 | 0 | 0 | 0 | 0 | 71488.5639 | 174791.506 | 0 | 0 | 0 | 0 | 0 | 0 | 0 | 0 | 0 | 0 | 0 | 1372.7136 | 0 | 0
2016-05-11 23:00 | 0 | 0 | 0 | 0 | 0 | 0 | 675346.2196 | 499182 | 0 | 0 | 0 | 203470.6336 | 4930291.2694 | 0 | 0 | 0 | 0 | 0 | 0 | 0 | 0 | 0 | 767044.5568 | 0 | 0 | 0 | 0 | 0 | 174791.506 | 0 | 0 | 0 | 0 | 0 | 0 | 0 | 0 | 0 | 0 | 0 | 1372.7136 | 0 | 0
2016-05-12 | 0 | 0 | 0 | 0 | 0 | 0 | 589171.168 | 494879 | 0 | 0 | 0 | 203470.6336 | 5024583.4374 | 0 | 0 | 0 | 0 | 0 | 0 | 0 | 0 | 0 | 767041.4886 | 0 | 0 | 0 | 0 | 0 | 94292.168 | 0 | 0 | 0 | 0 | 0 | 0 | 0 | 0 | 0 | 0 | 0 | 0 | 0 | 0
2016-05-12 01:00 | 0 | 0 | 0 | 0 | 0 | 0 | 278534.3813 | 486960 | 0 | 0 | 0 | 203470.6336 | 4816157.8187 | 0 | 0 | 0 | 0 | 0 | 0 | 0 | 0 | 0 | 767038.4205 | 0 | 0 | 0 | 0 | 0 | 0 | 208425.6187 | 0 | 0 | 0 | 0 | 0 | 0 | 0 | 0 | 0 | 0 | 0 | 0 | 0
2016-05-12 02:00 | 0 | 0 | 0 | 0 | 0 | 97376.5928 | 21589.0769 | 463156 | 0 | 0 | 0 | 131982.0697 | 4543456.0523 | 0 | 0 | 0 | 0 | 0 | 0 | 0 | 0 | 0 | 767035.3523 | 0 | 0 | 0 | 0 | -71488.5639 | 0 | 272701.7664 | 0 | 0 | 0 | 0 | 0 | 0 | 0 | 0 | 0 | 0 | 0 | 0 | 0
2016-05-12 03:00 | 0 | 0 | 0 | 0 | 0 | 230572.7975 | 0 | 431786 | 0 | 0 | 0 | 203470.6336 | 4270754.2859 | 0 | 0 | 0 | 0 | 0 | 0 | 0 | 0 | 0 | 767032.2842 | 0 | 0 | 0 | 0 | 71488.5639 | 0 | 272701.7664 | 0 | 0 | 0 | 0 | 0 | 0 | 0 | 0 | 0 | 0 | 0 | 0 | 0
2016-05-12 04:00 | 0 | 0 | 0 | 0 | 0 | 58754.6697 | 0 | 402945 | 0 | 0 | 0 | 131982.0697 | 3998052.5195 | 0 | 0 | 0 | 0 | 0 | 0 | 0 | 0 | 0 | 767029.2161 | 0 | 0 | 0 | 0 | -71488.5639 | 0 | 272701.7664 | 0 | 0 | 0 | 0 | 0 | 0 | 0 | 0 | 0 | 0 | 0 | 0 | 0
2016-05-12 05:00 | 0 | 0 | 0 | 0 | 0 | 318300.4942 | 0 | 378794 | 0 | 0 | 0 | 71488.5639 | 3998052.5195 | 0 | 0 | 0 | 0 | 0 | 0 | 0 | 0 | 0 | 767026.1479 | 0 | 0 | 0 | 0 | -60493.5058 | 0 | 0 | 0 | 0 | 0 | 0 | 0 | 0 | 0 | 0 | 0 | 0 | 0 | 0 | 0
2016-05-12 06:00 | 0 | 0 | 0 | 0 | 0 | 16236.6697 | 0 | 360427 | 0 | 0 | 0 | 0 | 3725350.7531 | 0 | 0 | 0 | 0 | 0 | 0 | 0 | 0 | 0 | 767023.0798 | 0 | 0 | 0 | 0 | -71488.5639 | 0 | 272701.7664 | 0 | 0 | 0 | 0 | 0 | 0 | 0 | 0 | 0 | 0 | 0 | 0 | 0
2016-05-12 07:00 | 0 | 0 | 0 | 0 | 0 | 419866.5639 | 0 | 348378 | 0 | 0 | 0 | 71488.5639 | 3725350.7531 | 0 | 0 | 0 | 0 | 0 | 0 | 0 | 0 | 0 | 767020.0117 | 0 | 0 | 0 | 0 | 71488.5639 | 0 | 0 | 0 | 0 | 0 | 0 | 0 | 0 | 0 | 0 | 0 | 0 | 0 | 0 | 0
2016-05-12 08:00 | 0 | 0 | 0 | 0 | 0 | 272966.4361 | 0 | 344455 | 0 | 0 | 0 | 0 | 3725350.7531 | 0 | 0 | 0 | 0 | 0 | 0 | 0 | 0 | 0 | 767016.9437 | 0 | 0 | 0 | 0 | -71488.5639 | 0 | 0 | 0 | 0 | 0 | 0 | 0 | 0 | 0 | 0 | 0 | 0 | 0 | 0 | 0
2016-05-12 09:00 | 0 | 0 | 0 | 0 | 0 | 150531.7975 | 0 | 351745 | 0 | 0 | 0 | 71488.5639 | 3452648.9866 | 0 | 0 | 0 | 0 | 0 | 0 | 0 | 0 | 0 | 767013.8756 | 0 | 0 | 0 | 0 | 71488.5639 | 0 | 272701.7664 | 0 | 0 | 0 | 0 | 0 | 0 | 0 | 0 | 0 | 0 | 0 | 0 | 0
2016-05-12 10:00 | 0 | 0 | 0 | 0 | 0 | 27298.6697 | 0 | 371489 | 0 | 0 | 0 | 0 | 3179947.2202 | 0 | 0 | 0 | 0 | 0 | 0 | 0 | 0 | 0 | 767010.8075 | 0 | 0 | 0 | 0 | -71488.5639 | 0 | 272701.7664 | 0 | 0 | 0 | 0 | 0 | 0 | 0 | 0 | 0 | 0 | 0 | 0 | 0
2016-05-12 11:00 | 0 | 0 | 0 | 0 | 0 | 465575.5639 | 0 | 394087 | 0 | 0 | 0 | 71488.5639 | 3179947.2202 | 0 | 0 | 0 | 0 | 0 | 0 | 0 | 0 | 0 | 767007.7395 | 0 | 0 | 0 | 0 | 71488.5639 | 0 | 0 | 0 | 0 | 0 | 0 | 0 | 0 | 0 | 0 | 0 | 0 | 0 | 0 | 0
2016-05-12 12:00 | 0 | 0 | 0 | 0 | 0 | 269928.8304 | 69600.6058 | 411018 | 0 | 0 | 0 | 0 | 3179947.2202 | 0 | 0 | 0 | 0 | 0 | 0 | 0 | 0 | 0 | 767004.6715 | 0 | 0 | 0 | 0 | -71488.5639 | 0 | 0 | 0 | 0 | 0 | 0 | 0 | 0 | 0 | 0 | 0 | 0 | 0 | 0 | 0
2016-05-12 13:00 | 0 | 0 | 0 | 0 | 0 | 0 | 472928.2725 | 425972 | 0 | 0 | 0 | 0 | 3226903.4927 | 0 | 0 | 0 | 0 | 0 | 0 | 0 | 0 | 0 | 767001.6034 | 0 | 0 | 0 | 0 | 0 | 46956.2725 | 0 | 0 | 0 | 0 | 0 | 0 | 0 | 0 | 0 | 0 | 0 | 0 | 0 | 0
2016-05-12 14:00 | 0 | 0 | 0 | 0 | 0 | 0 | 617893.2196 | 441729 | 0 | 0 | 0 | 0 | 3401694.9988 | 0 | 0 | 0 | 0 | 0 | 0 | 0 | 0 | 0 | 768096.7063 | 0 | 0 | 0 | 0 | 0 | 174791.506 | 0 | 0 | 0 | 0 | 0 | 0 | 0 | 0 | 0 | 0 | 0 | 1372.7136 | 0 | 0
2016-05-12 15:00 | 0 | 0 | 0 | 0 | 0 | 0 | 632398.2196 | 456234 | 0 | 0 | 0 | 0 | 3576486.5048 | 0 | 0 | 0 | 0 | 0 | 0 | 0 | 0 | 0 | 769191.8048 | 0 | 0 | 0 | 0 | 0 | 174791.506 | 0 | 0 | 0 | 0 | 0 | 0 | 0 | 0 | 0 | 0 | 0 | 1372.7136 | 0 | 0
2016-05-12 16:00 | 0 | 0 | 0 | 0 | 0 | 0 | 715001.7835 | 467349 | 0 | 0 | 0 | 71488.5639 | 3751278.0108 | 0 | 0 | 0 | 0 | 0 | 0 | 0 | 0 | 0 | 770286.8989 | 0 | 0 | 0 | 0 | 71488.5639 | 174791.506 | 0 | 0 | 0 | 0 | 0 | 0 | 0 | 0 | 0 | 0 | 0 | 1372.7136 | 0 | 0
2016-05-12 17:00 | 0 | 0 | 0 | 0 | 0 | 0 | 582855.6557 | 478180 | 0 | 0 | 0 | 0 | 3926069.5169 | 0 | 0 | 0 | 0 | 0 | 0 | 0 | 0 | 0 | 771381.9886 | 0 | 0 | 0 | 0 | -71488.5639 | 174791.506 | 0 | 0 | 0 | 0 | 0 | 0 | 0 | 0 | 0 | 0 | 0 | 1372.7136 | 0 | 0
2016-05-12 18:00 | 0 | 0 | 0 | 0 | 0 | 0 | 662642.2196 | 486478 | 0 | 0 | 0 | 0 | 4100861.0229 | 0 | 0 | 0 | 0 | 0 | 0 | 0 | 0 | 0 | 772477.0739 | 0 | 0 | 0 | 0 | 0 | 174791.506 | 0 | 0 | 0 | 0 | 0 | 0 | 0 | 0 | 0 | 0 | 0 | 1372.7136 | 0 | 0
2016-05-12 19:00 | 0 | 0 | 0 | 0 | 0 | 0 | 739693.7835 | 492041 | 0 | 0 | 0 | 71488.5639 | 4275652.529 | 0 | 0 | 0 | 0 | 0 | 0 | 0 | 0 | 0 | 773572.1549 | 0 | 0 | 0 | 0 | 71488.5639 | 174791.506 | 0 | 0 | 0 | 0 | 0 | 0 | 0 | 0 | 0 | 0 | 0 | 1372.7136 | 0 | 0
2016-05-12 20:00 | 0 | 0 | 0 | 0 | 0 | 0 | 744096.7835 | 496444 | 0 | 0 | 0 | 142977.1278 | 4450444.035 | 0 | 0 | 0 | 0 | 0 | 0 | 0 | 0 | 0 | 774667.2315 | 0 | 0 | 0 | 0 | 71488.5639 | 174791.506 | 0 | 0 | 0 | 0 | 0 | 0 | 0 | 0 | 0 | 0 | 0 | 1372.7136 | 0 | 0
2016-05-12 21:00 | 0 | 0 | 0 | 0 | 0 | 0 | 663731.1615 | 498562 | 0 | 0 | 0 | 131982.0697 | 4625235.541 | 0 | 0 | 0 | 0 | 0 | 0 | 0 | 0 | 0 | 775762.3037 | 0 | 0 | 0 | 0 | -10995.0581 | 174791.506 | 0 | 0 | 0 | 0 | 0 | 0 | 0 | 0 | 0 | 0 | 0 | 1372.7136 | 0 | 0
2016-05-12 22:00 | 0 | 0 | 0 | 0 | 0 | 0 | 743200.7835 | 495548 | 0 | 0 | 0 | 203470.6336 | 4800027.0471 | 0 | 0 | 0 | 0 | 0 | 0 | 0 | 0 | 0 | 776857.3715 | 0 | 0 | 0 | 0 | 71488.5639 | 174791.506 | 0 | 0 | 0 | 0 | 0 | 0 | 0 | 0 | 0 | 0 | 0 | 1372.7136 | 0 | 0
2016-05-12 23:00 | 0 | 0 | 0 | 0 | 0 | 0 | 664545.2196 | 488381 | 0 | 0 | 0 | 203470.6336 | 4974818.5531 | 0 | 0 | 0 | 0 | 0 | 0 | 0 | 0 | 0 | 777952.4349 | 0 | 0 | 0 | 0 | 0 | 174791.506 | 0 | 0 | 0 | 0 | 0 | 0 | 0 | 0 | 0 | 0 | 0 | 1372.7136 | 0 | 0
2016-05-13 | 0 | 0 | 0 | 0 | 0 | 0 | 574762.5672 | 485226 | 0 | 0 | 0 | 203470.6336 | 5064355.1203 | 0 | 0 | 0 | 0 | 0 | 0 | 0 | 0 | 0 | 777949.3231 | 0 | 0 | 0 | 0 | 0 | 89536.5672 | 0 | 0 | 0 | 0 | 0 | 0 | 0 | 0 | 0 | 0 | 0 | 0 | 0 | 0
2016-05-13 01:00 | 0 | 0 | 0 | 0 | 0 | 128802.2792 | 276703.1569 | 476994 | 0 | 0 | 0 | 131982.0697 | 5064355.1203 | 0 | 0 | 0 | 0 | 0 | 0 | 0 | 0 | 0 | 777946.2113 | 0 | 0 | 0 | 0 | -71488.5639 | 0 | 0 | 0 | 0 | 0 | 0 | 0 | 0 | 0 | 0 | 0 | 0 | 0 | 0 | 0
2016-05-13 02:00 | 0 | 0 | 0 | 0 | 0 | 169472.6367 | 23158.655 | 454338 | 0 | 0 | 0 | 142977.1278 | 4791653.3539 | 0 | 0 | 0 | 0 | 0 | 0 | 0 | 0 | 0 | 777943.0995 | 0 | 0 | 0 | 0 | 10995.0581 | 0 | 272701.7664 | 0 | 0 | 0 | 0 | 0 | 0 | 0 | 0 | 0 | 0 | 0 | 0 | 0
2016-05-13 03:00 | 0 | 0 | 0 | 0 | 0 | 353752.4361 | 0 | 425241 | 0 | 0 | 0 | 71488.5639 | 4791653.3539 | 0 | 0 | 0 | 0 | 0 | 0 | 0 | 0 | 0 | 777939.9878 | 0 | 0 | 0 | 0 | -71488.5639 | 0 | 0 | 0 | 0 | 0 | 0 | 0 | 0 | 0 | 0 | 0 | 0 | 0 | 0 | 0
2016-05-13 04:00 | 0 | 0 | 0 | 0 | 0 | 325586.4361 | 0 | 397075 | 0 | 0 | 0 | 0 | 4791653.3539 | 0 | 0 | 0 | 0 | 0 | 0 | 0 | 0 | 0 | 777936.876 | 0 | 0 | 0 | 0 | -71488.5639 | 0 | 0 | 0 | 0 | 0 | 0 | 0 | 0 | 0 | 0 | 0 | 0 | 0 | 0 | 0
2016-05-13 05:00 | 0 | 0 | 0 | 0 | 0 | 101038.2336 | 0 | 373740 | 0 | 0 | 0 | 0 | 4518951.5875 | 0 | 0 | 0 | 0 | 0 | 0 | 0 | 0 | 0 | 777933.7643 | 0 | 0 | 0 | 0 | 0 | 0 | 272701.7664 | 0 | 0 | 0 | 0 | 0 | 0 | 0 | 0 | 0 | 0 | 0 | 0 | 0
2016-05-13 06:00 | 0 | 0 | 0 | 0 | 0 | 355538 | 0 | 355538 | 0 | 0 | 0 | 0 | 4518951.5875 | 0 | 0 | 0 | 0 | 0 | 0 | 0 | 0 | 0 | 777930.6525 | 0 | 0 | 0 | 0 | 0 | 0 | 0 | 0 | 0 | 0 | 0 | 0 | 0 | 0 | 0 | 0 | 0 | 0 | 0 | 0
2016-05-13 07:00 | 0 | 0 | 0 | 0 | 0 | 416372.5639 | 0 | 344884 | 0 | 0 | 0 | 71488.5639 | 4518951.5875 | 0 | 0 | 0 | 0 | 0 | 0 | 0 | 0 | 0 | 777927.5408 | 0 | 0 | 0 | 0 | 71488.5639 | 0 | 0 | 0 | 0 | 0 | 0 | 0 | 0 | 0 | 0 | 0 | 0 | 0 | 0 | 0
2016-05-13 08:00 | 0 | 0 | 0 | 0 | 0 | 269217.4361 | 0 | 340706 | 0 | 0 | 0 | 0 | 4518951.5875 | 0 | 0 | 0 | 0 | 0 | 0 | 0 | 0 | 0 | 777924.4291 | 0 | 0 | 0 | 0 | -71488.5639 | 0 | 0 | 0 | 0 | 0 | 0 | 0 | 0 | 0 | 0 | 0 | 0 | 0 | 0 | 0
2016-05-13 09:00 | 0 | 0 | 0 | 0 | 0 | 418625.5639 | 0 | 347137 | 0 | 0 | 0 | 71488.5639 | 4518951.5875 | 0 | 0 | 0 | 0 | 0 | 0 | 0 | 0 | 0 | 777921.3174 | 0 | 0 | 0 | 0 | 71488.5639 | 0 | 0 | 0 | 0 | 0 | 0 | 0 | 0 | 0 | 0 | 0 | 0 | 0 | 0 | 0
2016-05-13 10:00 | 0 | 0 | 0 | 0 | 0 | 294310.4361 | 0 | 365799 | 0 | 0 | 0 | 0 | 4518951.5875 | 0 | 0 | 0 | 0 | 0 | 0 | 0 | 0 | 0 | 777918.2057 | 0 | 0 | 0 | 0 | -71488.5639 | 0 | 0 | 0 | 0 | 0 | 0 | 0 | 0 | 0 | 0 | 0 | 0 | 0 | 0 | 0
2016-05-13 11:00 | 0 | 0 | 0 | 0 | 0 | 433105.9269 | 0 | 386840 | 0 | 0 | 0 | 46265.9269 | 4518951.5875 | 0 | 0 | 0 | 0 | 0 | 0 | 0 | 0 | 0 | 777915.094 | 0 | 0 | 0 | 0 | 46265.9269 | 0 | 0 | 0 | 0 | 0 | 0 | 0 | 0 | 0 | 0 | 0 | 0 | 0 | 0 | 0
2016-05-13 12:00 | 0 | 0 | 0 | 0 | 0 | 0 | 85272.3066 | 404240 | 0 | 0 | 0 | 0 | 4246249.8211 | 0 | 0 | 0 | 0 | 0 | 0 | 0 | 0 | 0 | 777911.9824 | 0 | 0 | 0 | 0 | -46265.9269 | 0 | 272701.7664 | 0 | 0 | 0 | 0 | 0 | 0 | 0 | 0 | 0 | 0 | 0 | 0 | 0
2016-05-13 13:00 | 0 | 0 | 0 | 0 | 0 | 0 | 503551.4277 | 420934 | 0 | 0 | 0 | 0 | 4328867.2488 | 0 | 0 | 0 | 0 | 0 | 0 | 0 | 0 | 0 | 777908.8707 | 0 | 0 | 0 | 0 | 0 | 82617.4277 | 0 | 0 | 0 | 0 | 0 | 0 | 0 | 0 | 0 | 0 | 0 | 0 | 0 | 0
2016-05-13 14:00 | 0 | 0 | 0 | 0 | 0 | 0 | 613495.2196 | 437331 | 0 | 0 | 0 | 0 | 4503658.7549 | 0 | 0 | 0 | 0 | 0 | 0 | 0 | 0 | 0 | 779003.93 | 0 | 0 | 0 | 0 | 0 | 174791.506 | 0 | 0 | 0 | 0 | 0 | 0 | 0 | 0 | 0 | 0 | 0 | 1372.7136 | 0 | 0
2016-05-13 15:00 | 0 | 0 | 0 | 0 | 0 | 0 | 626914.2196 | 450750 | 0 | 0 | 0 | 0 | 4678450.2609 | 0 | 0 | 0 | 0 | 0 | 0 | 0 | 0 | 0 | 780098.9848 | 0 | 0 | 0 | 0 | 0 | 174791.506 | 0 | 0 | 0 | 0 | 0 | 0 | 0 | 0 | 0 | 0 | 0 | 1372.7136 | 0 | 0
2016-05-13 16:00 | 0 | 0 | 0 | 0 | 0 | 0 | 697538.7254 | 460881 | 0 | 0 | 0 | 60493.5058 | 4853241.7669 | 0 | 0 | 0 | 0 | 0 | 0 | 0 | 0 | 0 | 781194.0353 | 0 | 0 | 0 | 0 | 60493.5058 | 174791.506 | 0 | 0 | 0 | 0 | 0 | 0 | 0 | 0 | 0 | 0 | 0 | 1372.7136 | 0 | 0
2016-05-13 17:00 | 0 | 0 | 0 | 0 | 0 | 0 | 717715.7835 | 470063 | 0 | 0 | 0 | 131982.0697 | 5028033.273 | 0 | 0 | 0 | 0 | 0 | 0 | 0 | 0 | 0 | 782289.0814 | 0 | 0 | 0 | 0 | 71488.5639 | 174791.506 | 0 | 0 | 0 | 0 | 0 | 0 | 0 | 0 | 0 | 0 | 0 | 1372.7136 | 0 | 0
2016-05-13 18:00 | 0 | 0 | 0 | 0 | 0 | 0 | 725047.7835 | 477395 | 0 | 0 | 0 | 203470.6336 | 5202824.779 | 0 | 0 | 0 | 0 | 0 | 0 | 0 | 0 | 0 | 783384.1231 | 0 | 0 | 0 | 0 | 71488.5639 | 174791.506 | 0 | 0 | 0 | 0 | 0 | 0 | 0 | 0 | 0 | 0 | 0 | 1372.7136 | 0 | 0
2016-05-13 19:00 | 0 | 0 | 0 | 0 | 0 | 0 | 658414.2196 | 482250 | 0 | 0 | 0 | 203470.6336 | 5377616.2851 | 0 | 0 | 0 | 0 | 0 | 0 | 0 | 0 | 0 | 784479.1604 | 0 | 0 | 0 | 0 | 0 | 174791.506 | 0 | 0 | 0 | 0 | 0 | 0 | 0 | 0 | 0 | 0 | 0 | 1372.7136 | 0 | 0
2016-05-13 20:00 | 0 | 0 | 0 | 0 | 0 | 0 | 663294.2196 | 487130 | 0 | 0 | 0 | 203470.6336 | 5552407.7911 | 0 | 0 | 0 | 0 | 0 | 0 | 0 | 0 | 0 | 785574.1934 | 0 | 0 | 0 | 0 | 0 | 174791.506 | 0 | 0 | 0 | 0 | 0 | 0 | 0 | 0 | 0 | 0 | 0 | 1372.7136 | 0 | 0
2016-05-13 21:00 | 0 | 0 | 0 | 0 | 0 | 0 | 593546.6557 | 488871 | 0 | 0 | 0 | 131982.0697 | 5727199.2971 | 0 | 0 | 0 | 0 | 0 | 0 | 0 | 0 | 0 | 786669.2219 | 0 | 0 | 0 | 0 | -71488.5639 | 174791.506 | 0 | 0 | 0 | 0 | 0 | 0 | 0 | 0 | 0 | 0 | 0 | 1372.7136 | 0 | 0
2016-05-13 22:00 | 0 | 0 | 0 | 0 | 0 | 0 | 730291.7835 | 482639 | 0 | 0 | 0 | 203470.6336 | 5901990.8032 | 0 | 0 | 0 | 0 | 0 | 0 | 0 | 0 | 0 | 787764.2461 | 0 | 0 | 0 | 0 | 71488.5639 | 174791.506 | 0 | 0 | 0 | 0 | 0 | 0 | 0 | 0 | 0 | 0 | 0 | 1372.7136 | 0 | 0
2016-05-13 23:00 | 0 | 0 | 0 | 0 | 0 | 0 | 648289.2196 | 472125 | 0 | 0 | 0 | 203470.6336 | 6076782.3092 | 0 | 0 | 0 | 0 | 0 | 0 | 0 | 0 | 0 | 788859.2659 | 0 | 0 | 0 | 0 | 0 | 174791.506 | 0 | 0 | 0 | 0 | 0 | 0 | 0 | 0 | 0 | 0 | 0 | 1372.7136 | 0 | 0
2016-05-14 | 0 | 0 | 0 | 0 | 0 | 0 | 567287.3327 | 464396 | 0 | 0 | 0 | 203470.6336 | 6179673.642 | 0 | 0 | 0 | 0 | 0 | 0 | 0 | 0 | 0 | 788856.1105 | 0 | 0 | 0 | 0 | 0 | 102891.3327 | 0 | 0 | 0 | 0 | 0 | 0 | 0 | 0 | 0 | 0 | 0 | 0 | 0 | 0
2016-05-14 01:00 | 0 | 0 | 0 | 0 | 0 | 0 | 266362.37 | 456650 | 0 | 0 | 0 | 203470.6336 | 5989386.012 | 0 | 0 | 0 | 0 | 0 | 0 | 0 | 0 | 0 | 788852.9551 | 0 | 0 | 0 | 0 | 0 | 0 | 190287.63 | 0 | 0 | 0 | 0 | 0 | 0 | 0 | 0 | 0 | 0 | 0 | 0 | 0
2016-05-14 02:00 | 0 | 0 | 0 | 0 | 0 | 422538.699 | 14034.301 | 436573 | 0 | 0 | 0 | 203470.6336 | 5989386.012 | 0 | 0 | 0 | 0 | 0 | 0 | 0 | 0 | 0 | 788849.7997 | 0 | 0 | 0 | 0 | 0 | 0 | 0 | 0 | 0 | 0 | 0 | 0 | 0 | 0 | 0 | 0 | 0 | 0 | 0 | 0
2016-05-14 03:00 | 0 | 0 | 0 | 0 | 0 | 339480.4361 | 0 | 410969 | 0 | 0 | 0 | 131982.0697 | 5989386.012 | 0 | 0 | 0 | 0 | 0 | 0 | 0 | 0 | 0 | 788846.6443 | 0 | 0 | 0 | 0 | -71488.5639 | 0 | 0 | 0 | 0 | 0 | 0 | 0 | 0 | 0 | 0 | 0 | 0 | 0 | 0 | 0
2016-05-14 04:00 | 0 | 0 | 0 | 0 | 0 | 315059.4361 | 0 | 386548 | 0 | 0 | 0 | 60493.5058 | 5989386.012 | 0 | 0 | 0 | 0 | 0 | 0 | 0 | 0 | 0 | 788843.4889 | 0 | 0 | 0 | 0 | -71488.5639 | 0 | 0 | 0 | 0 | 0 | 0 | 0 | 0 | 0 | 0 | 0 | 0 | 0 | 0 | 0
2016-05-14 05:00 | 0 | 0 | 0 | 0 | 0 | 375730.0581 | 0 | 364735 | 0 | 0 | 0 | 71488.5639 | 5989386.012 | 0 | 0 | 0 | 0 | 0 | 0 | 0 | 0 | 0 | 788840.3335 | 0 | 0 | 0 | 0 | 10995.0581 | 0 | 0 | 0 | 0 | 0 | 0 | 0 | 0 | 0 | 0 | 0 | 0 | 0 | 0 | 0
2016-05-14 06:00 | 0 | 0 | 0 | 0 | 0 | 3759.6697 | 0 | 347950 | 0 | 0 | 0 | 0 | 5716684.2456 | 0 | 0 | 0 | 0 | 0 | 0 | 0 | 0 | 0 | 788837.1781 | 0 | 0 | 0 | 0 | -71488.5639 | 0 | 272701.7664 | 0 | 0 | 0 | 0 | 0 | 0 | 0 | 0 | 0 | 0 | 0 | 0 | 0
2016-05-14 07:00 | 0 | 0 | 0 | 0 | 0 | 336595 | 0 | 336595 | 0 | 0 | 0 | 0 | 5716684.2456 | 0 | 0 | 0 | 0 | 0 | 0 | 0 | 0 | 0 | 788834.0228 | 0 | 0 | 0 | 0 | 0 | 0 | 0 | 0 | 0 | 0 | 0 | 0 | 0 | 0 | 0 | 0 | 0 | 0 | 0 | 0
2016-05-14 08:00 | 0 | 0 | 0 | 0 | 0 | 57252.2336 | 0 | 329954 | 0 | 0 | 0 | 0 | 5443982.4792 | 0 | 0 | 0 | 0 | 0 | 0 | 0 | 0 | 0 | 788830.8674 | 0 | 0 | 0 | 0 | 0 | 0 | 272701.7664 | 0 | 0 | 0 | 0 | 0 | 0 | 0 | 0 | 0 | 0 | 0 | 0 | 0
2016-05-14 09:00 | 0 | 0 | 0 | 0 | 0 | 400869.5639 | 0 | 329381 | 0 | 0 | 0 | 71488.5639 | 5443982.4792 | 0 | 0 | 0 | 0 | 0 | 0 | 0 | 0 | 0 | 788827.7121 | 0 | 0 | 0 | 0 | 71488.5639 | 0 | 0 | 0 | 0 | 0 | 0 | 0 | 0 | 0 | 0 | 0 | 0 | 0 | 0 | 0
2016-05-14 10:00 | 0 | 0 | 0 | 0 | 0 | 260477.4361 | 0 | 331966 | 0 | 0 | 0 | 0 | 5443982.4792 | 0 | 0 | 0 | 0 | 0 | 0 | 0 | 0 | 0 | 788824.5568 | 0 | 0 | 0 | 0 | -71488.5639 | 0 | 0 | 0 | 0 | 0 | 0 | 0 | 0 | 0 | 0 | 0 | 0 | 0 | 0 | 0
2016-05-14 11:00 | 0 | 0 | 0 | 0 | 0 | 138607.7975 | 0 | 339821 | 0 | 0 | 0 | 71488.5639 | 5171280.7128 | 0 | 0 | 0 | 0 | 0 | 0 | 0 | 0 | 0 | 788821.4015 | 0 | 0 | 0 | 0 | 71488.5639 | 0 | 272701.7664 | 0 | 0 | 0 | 0 | 0 | 0 | 0 | 0 | 0 | 0 | 0 | 0 | 0
2016-05-14 12:00 | 0 | 0 | 0 | 0 | 0 | 0 | 52292.9098 | 354790 | 0 | 0 | 0 | 41693.2401 | 4898578.9463 | 0 | 0 | 0 | 0 | 0 | 0 | 0 | 0 | 0 | 788818.2462 | 0 | 0 | 0 | 0 | -29795.3238 | 0 | 272701.7664 | 0 | 0 | 0 | 0 | 0 | 0 | 0 | 0 | 0 | 0 | 0 | 0 | 0
2016-05-14 13:00 | 0 | 0 | 0 | 0 | 0 | 0 | 330874.7222 | 373261 | 0 | 0 | 0 | 0 | 4897885.9086 | 0 | 0 | 0 | 0 | 0 | 0 | 0 | 0 | 0 | 788815.091 | 0 | 0 | 0 | 0 | -41693.2401 | 0 | 693.0377 | 0 | 0 | 0 | 0 | 0 | 0 | 0 | 0 | 0 | 0 | 0 | 0 | 0
2016-05-14 14:00 | 0 | 0 | 0 | 0 | 0 | 0 | 556962.9189 | 389689 | 0 | 0 | 0 | 0 | 5065159.8275 | 0 | 0 | 0 | 0 | 0 | 0 | 0 | 0 | 0 | 788811.9357 | 0 | 0 | 0 | 0 | 0 | 167273.9189 | 0 | 0 | 0 | 0 | 0 | 0 | 0 | 0 | 0 | 0 | 0 | 0 | 0 | 0
2016-05-14 15:00 | 0 | 0 | 0 | 0 | 0 | 0 | 579138.2196 | 402974 | 0 | 0 | 0 | 0 | 5239951.3335 | 0 | 0 | 0 | 0 | 0 | 0 | 0 | 0 | 0 | 789906.9513 | 0 | 0 | 0 | 0 | 0 | 174791.506 | 0 | 0 | 0 | 0 | 0 | 0 | 0 | 0 | 0 | 0 | 0 | 1372.7136 | 0 | 0
2016-05-14 16:00 | 0 | 0 | 0 | 0 | 0 | 0 | 660218.7835 | 412566 | 0 | 0 | 0 | 71488.5639 | 5414742.8396 | 0 | 0 | 0 | 0 | 0 | 0 | 0 | 0 | 0 | 791001.9626 | 0 | 0 | 0 | 0 | 71488.5639 | 174791.506 | 0 | 0 | 0 | 0 | 0 | 0 | 0 | 0 | 0 | 0 | 0 | 1372.7136 | 0 | 0
2016-05-14 17:00 | 0 | 0 | 0 | 0 | 0 | 0 | 655730.7254 | 419073 | 0 | 0 | 0 | 131982.0697 | 5589534.3456 | 0 | 0 | 0 | 0 | 0 | 0 | 0 | 0 | 0 | 792096.9694 | 0 | 0 | 0 | 0 | 60493.5058 | 174791.506 | 0 | 0 | 0 | 0 | 0 | 0 | 0 | 0 | 0 | 0 | 0 | 1372.7136 | 0 | 0
2016-05-14 18:00 | 0 | 0 | 0 | 0 | 0 | 0 | 671052.7835 | 423400 | 0 | 0 | 0 | 203470.6336 | 5764325.8517 | 0 | 0 | 0 | 0 | 0 | 0 | 0 | 0 | 0 | 793191.9719 | 0 | 0 | 0 | 0 | 71488.5639 | 174791.506 | 0 | 0 | 0 | 0 | 0 | 0 | 0 | 0 | 0 | 0 | 0 | 1372.7136 | 0 | 0
2016-05-14 19:00 | 0 | 0 | 0 | 0 | 0 | 0 | 531163.6557 | 426488 | 0 | 0 | 0 | 131982.0697 | 5939117.3577 | 0 | 0 | 0 | 0 | 0 | 0 | 0 | 0 | 0 | 794286.97 | 0 | 0 | 0 | 0 | -71488.5639 | 174791.506 | 0 | 0 | 0 | 0 | 0 | 0 | 0 | 0 | 0 | 0 | 0 | 1372.7136 | 0 | 0
2016-05-14 20:00 | 0 | 0 | 0 | 0 | 0 | 0 | 676049.7835 | 428397 | 0 | 0 | 0 | 203470.6336 | 6113908.8637 | 0 | 0 | 0 | 0 | 0 | 0 | 0 | 0 | 0 | 795381.9637 | 0 | 0 | 0 | 0 | 71488.5639 | 174791.506 | 0 | 0 | 0 | 0 | 0 | 0 | 0 | 0 | 0 | 0 | 0 | 1372.7136 | 0 | 0
2016-05-14 21:00 | 0 | 0 | 0 | 0 | 0 | 0 | 605807.2196 | 429643 | 0 | 0 | 0 | 203470.6336 | 6288700.3698 | 0 | 0 | 0 | 0 | 0 | 0 | 0 | 0 | 0 | 796476.953 | 0 | 0 | 0 | 0 | 0 | 174791.506 | 0 | 0 | 0 | 0 | 0 | 0 | 0 | 0 | 0 | 0 | 0 | 1372.7136 | 0 | 0
2016-05-14 22:00 | 0 | 0 | 0 | 0 | 0 | 0 | 603163.2196 | 426999 | 0 | 0 | 0 | 203470.6336 | 6463491.8758 | 0 | 0 | 0 | 0 | 0 | 0 | 0 | 0 | 0 | 797571.938 | 0 | 0 | 0 | 0 | 0 | 174791.506 | 0 | 0 | 0 | 0 | 0 | 0 | 0 | 0 | 0 | 0 | 0 | 1372.7136 | 0 | 0
2016-05-14 23:00 | 0 | 0 | 0 | 0 | 0 | 0 | 551774.6819 | 421121 | 0 | 0 | 0 | 203470.6336 | 6594145.5578 | 0 | 0 | 0 | 0 | 0 | 0 | 0 | 0 | 0 | 797568.7477 | 0 | 0 | 0 | 0 | 0 | 130653.6819 | 0 | 0 | 0 | 0 | 0 | 0 | 0 | 0 | 0 | 0 | 0 | 0 | 0 | 0
2016-05-15 | 0 | 0 | 0 | 0 | 0 | 21528.5542 | 396593.4458 | 418122 | 0 | 0 | 0 | 203470.6336 | 6594145.5578 | 0 | 0 | 0 | 0 | 0 | 0 | 0 | 0 | 0 | 797565.5574 | 0 | 0 | 0 | 0 | 0 | 0 | 0 | 0 | 0 | 0 | 0 | 0 | 0 | 0 | 0 | 0 | 0 | 0 | 0 | 0
2016-05-15 01:00 | 0 | 0 | 0 | 0 | 0 | 0 | 192528.1109 | 415781 | 0 | 0 | 0 | 131982.0697 | 6442381.2326 | 0 | 0 | 0 | 0 | 0 | 0 | 0 | 0 | 0 | 797562.3672 | 0 | 0 | 0 | 0 | -71488.5639 | 0 | 151764.3252 | 0 | 0 | 0 | 0 | 0 | 0 | 0 | 0 | 0 | 0 | 0 | 0 | 0
2016-05-15 02:00 | 0 | 0 | 0 | 0 | 0 | 185419.1834 | 16233.6141 | 402866 | 0 | 0 | 0 | 203470.6336 | 6169679.4662 | 0 | 0 | 0 | 0 | 0 | 0 | 0 | 0 | 0 | 797559.1769 | 0 | 0 | 0 | 0 | 71488.5639 | 0 | 272701.7664 | 0 | 0 | 0 | 0 | 0 | 0 | 0 | 0 | 0 | 0 | 0 | 0 | 0
2016-05-15 03:00 | 0 | 0 | 0 | 0 | 0 | 264661.8137 | 0 | 383232 | 0 | 0 | 0 | 182810.7076 | 6071769.2058 | 0 | 0 | 0 | 0 | 0 | 0 | 0 | 0 | 0 | 797555.9867 | 0 | 0 | 0 | 0 | -20659.926 | 174791.506 | 272701.7664 | 0 | 0 | 0 | 0 | 0 | 0 | 0 | 0 | 0 | 0 | 0 | 0 | 0
2016-05-15 04:00 | 0 | 0 | 0 | 0 | 0 | 247200.5299 | 0 | 362945 | 0 | 0 | 0 | 111322.1437 | 6027513.2996 | 0 | 0 | 0 | 0 | 0 | 0 | 0 | 0 | 0 | 797552.7965 | 0 | 0 | 0 | 0 | -71488.5639 | 0 | 44255.9062 | 0 | 0 | 0 | 0 | 0 | 0 | 0 | 0 | 0 | 0 | 0 | 0 | 0
2016-05-15 05:00 | 0 | 0 | 0 | 0 | 0 | 241676.6636 | 0 | 346723 | 0 | 0 | 0 | 182810.7076 | 5850978.3993 | 0 | 0 | 0 | 0 | 0 | 0 | 0 | 0 | 0 | 797549.6063 | 0 | 0 | 0 | 0 | 71488.5639 | 0 | 176534.9003 | 0 | 0 | 0 | 0 | 0 | 0 | 0 | 0 | 0 | 0 | 0 | 0 | 0
2016-05-15 06:00 | 0 | 0 | 0 | 0 | 0 | 0 | 0 | 333578 | 0 | 0 | 0 | 121934.474 | 5578276.6328 | 0 | 0 | 0 | 0 | 0 | 0 | 0 | 0 | 0 | 797546.4161 | 0 | 0 | 0 | 0 | -60876.2336 | 0 | 272701.7664 | 0 | 0 | 0 | 0 | 0 | 0 | 0 | 0 | 0 | 0 | 0 | 0 | 0
2016-05-15 07:00 | 0 | 0 | 0 | 0 | 0 | 243069.3772 | 0 | 324196 | 0 | 0 | 0 | 50445.9101 | 5568638.5739 | 0 | 0 | 0 | 0 | 0 | 0 | 0 | 0 | 0 | 797543.2259 | 0 | 0 | 0 | 0 | -71488.5639 | 0 | 9638.0589 | 0 | 0 | 0 | 0 | 0 | 0 | 0 | 0 | 0 | 0 | 0 | 0 | 0
2016-05-15 08:00 | 0 | 0 | 0 | 0 | 0 | 259486.106 | 0 | 319701 | 0 | 0 | 0 | 0 | 5558869.5901 | 0 | 0 | 0 | 0 | 0 | 0 | 0 | 0 | 0 | 797540.0357 | 0 | 0 | 0 | 0 | -50445.9101 | 0 | 9768.9839 | 0 | 0 | 0 | 0 | 0 | 0 | 0 | 0 | 0 | 0 | 0 | 0 | 0
2016-05-15 09:00 | 0 | 0 | 0 | 0 | 0 | 268658.8772 | 0 | 318872 | 0 | 0 | 0 | 70644.7933 | 5438011.6739 | 0 | 0 | 0 | 0 | 0 | 0 | 0 | 0 | 0 | 797536.8455 | 0 | 0 | 0 | 0 | 70644.7933 | 151843.8502 | 272701.7664 | 0 | 0 | 0 | 0 | 0 | 0 | 0 | 0 | 0 | 0 | 0 | 0 | 0
2016-05-15 10:00 | 0 | 0 | 0 | 0 | 0 | 248349.2067 | 0 | 318994 | 0 | 0 | 0 | 0 | 5438011.6739 | 0 | 0 | 0 | 0 | 0 | 0 | 0 | 0 | 0 | 797533.6554 | 0 | 0 | 0 | 0 | -70644.7933 | 0 | 0 | 0 | 0 | 0 | 0 | 0 | 0 | 0 | 0 | 0 | 0 | 0 | 0 | 0
2016-05-15 11:00 | 0 | 0 | 0 | 0 | 0 | 122569.7975 | 0 | 323783 | 0 | 0 | 0 | 71488.5639 | 5165309.9075 | 0 | 0 | 0 | 0 | 0 | 0 | 0 | 0 | 0 | 797530.4653 | 0 | 0 | 0 | 0 | 71488.5639 | 0 | 272701.7664 | 0 | 0 | 0 | 0 | 0 | 0 | 0 | 0 | 0 | 0 | 0 | 0 | 0
2016-05-15 12:00 | 0 | 0 | 0 | 0 | 0 | 0 | 15356.515 | 337445 | 0 | 0 | 0 | 22101.8453 | 4892608.141 | 0 | 0 | 0 | 0 | 0 | 0 | 0 | 0 | 0 | 797527.2751 | 0 | 0 | 0 | 0 | -49386.7186 | 0 | 272701.7664 | 0 | 0 | 0 | 0 | 0 | 0 | 0 | 0 | 0 | 0 | 0 | 0 | 0
2016-05-15 13:00 | 0 | 0 | 0 | 0 | 0 | 0 | 219202.3969 | 352435 | 0 | 0 | 0 | 0 | 4781477.3832 | 0 | 0 | 0 | 0 | 0 | 0 | 0 | 0 | 0 | 797524.085 | 0 | 0 | 0 | 0 | -22101.8453 | 0 | 111130.7578 | 0 | 0 | 0 | 0 | 0 | 0 | 0 | 0 | 0 | 0 | 0 | 0 | 0
2016-05-15 14:00 | 0 | 0 | 0 | 0 | 0 | 0 | 419769.815 | 363915 | 0 | 0 | 0 | 2564.6026 | 4834767.5957 | 0 | 0 | 0 | 0 | 0 | 0 | 0 | 0 | 0 | 797520.8949 | 0 | 0 | 0 | 0 | 2564.6026 | 53290.2125 | 0 | 0 | 0 | 0 | 0 | 0 | 0 | 0 | 0 | 0 | 0 | 0 | 0 | 0
2016-05-15 15:00 | 0 | 0 | 0 | 0 | 0 | 0 | 545730.9035 | 373504 | 0 | 0 | 0 | 0 | 5009559.1017 | 0 | 0 | 0 | 0 | 0 | 0 | 0 | 0 | 0 | 797517.7048 | 0 | 0 | 0 | 0 | -2564.6026 | 174791.506 | 0 | 0 | 0 | 0 | 0 | 0 | 0 | 0 | 0 | 0 | 0 | 0 | 0 | 0
2016-05-15 16:00 | 0 | 0 | 0 | 0 | 0 | 0 | 558083.2196 | 381919 | 0 | 0 | 0 | 0 | 5184350.6077 | 0 | 0 | 0 | 0 | 0 | 0 | 0 | 0 | 0 | 798612.6856 | 0 | 0 | 0 | 0 | 0 | 174791.506 | 0 | 0 | 0 | 0 | 0 | 0 | 0 | 0 | 0 | 0 | 0 | 1372.7136 | 0 | 0
2016-05-15 17:00 | 0 | 0 | 0 | 0 | 0 | 0 | 635735.7835 | 388083 | 0 | 0 | 0 | 71488.5639 | 5359142.1138 | 0 | 0 | 0 | 0 | 0 | 0 | 0 | 0 | 0 | 799707.6621 | 0 | 0 | 0 | 0 | 71488.5639 | 174791.506 | 0 | 0 | 0 | 0 | 0 | 0 | 0 | 0 | 0 | 0 | 0 | 1372.7136 | 0 | 0
2016-05-15 18:00 | 0 | 0 | 0 | 0 | 0 | 0 | 629565.7254 | 392908 | 0 | 0 | 0 | 131982.0697 | 5533933.6198 | 0 | 0 | 0 | 0 | 0 | 0 | 0 | 0 | 0 | 800802.6341 | 0 | 0 | 0 | 0 | 60493.5058 | 174791.506 | 0 | 0 | 0 | 0 | 0 | 0 | 0 | 0 | 0 | 0 | 0 | 1372.7136 | 0 | 0
2016-05-15 19:00 | 0 | 0 | 0 | 0 | 0 | 0 | 644184.7835 | 396532 | 0 | 0 | 0 | 203470.6336 | 5708725.1259 | 0 | 0 | 0 | 0 | 0 | 0 | 0 | 0 | 0 | 801897.6018 | 0 | 0 | 0 | 0 | 71488.5639 | 174791.506 | 0 | 0 | 0 | 0 | 0 | 0 | 0 | 0 | 0 | 0 | 0 | 1372.7136 | 0 | 0
2016-05-15 20:00 | 0 | 0 | 0 | 0 | 0 | 0 | 539702.4832 | 400970 | 0 | 0 | 0 | 166038.8971 | 5883516.6319 | 0 | 0 | 0 | 0 | 0 | 0 | 0 | 0 | 0 | 802992.565 | 0 | 0 | 0 | 0 | -37431.7364 | 174791.506 | 0 | 0 | 0 | 0 | 0 | 0 | 0 | 0 | 0 | 0 | 0 | 1372.7136 | 0 | 0
2016-05-15 21:00 | 0 | 0 | 0 | 0 | 0 | 0 | 620189.9561 | 406594 | 0 | 0 | 0 | 203470.6336 | 6058308.1379 | 0 | 0 | 0 | 0 | 0 | 0 | 0 | 0 | 0 | 804087.5239 | 0 | 0 | 0 | 0 | 37431.7364 | 174791.506 | 0 | 0 | 0 | 0 | 0 | 0 | 0 | 0 | 0 | 0 | 0 | 1372.7136 | 0 | 0
2016-05-15 22:00 | 0 | 0 | 0 | 0 | 0 | 0 | 576238.6611 | 409840 | 0 | 0 | 0 | 203470.6336 | 6224706.799 | 0 | 0 | 0 | 0 | 0 | 0 | 0 | 0 | 0 | 804084.3076 | 0 | 0 | 0 | 0 | 0 | 166398.6611 | 0 | 0 | 0 | 0 | 0 | 0 | 0 | 0 | 0 | 0 | 0 | 0 | 0 | 0
2016-05-15 23:00 | 0 | 0 | 0 | 0 | 0 | 0 | 510546.369 | 410874 | 0 | 0 | 0 | 203470.6336 | 6324379.168 | 0 | 0 | 0 | 0 | 0 | 0 | 0 | 0 | 0 | 804081.0912 | 0 | 0 | 0 | 0 | 0 | 99672.369 | 0 | 0 | 0 | 0 | 0 | 0 | 0 | 0 | 0 | 0 | 0 | 0 | 0 | 0
2016-05-16 | 0 | 0 | 0 | 0 | 0 | 0 | 399544.3897 | 415868 | 0 | 0 | 0 | 187147.0233 | 6324379.168 | 0 | 0 | 0 | 0 | 0 | 0 | 0 | 0 | 0 | 804077.8749 | 0 | 0 | 0 | 0 | -16323.6103 | 0 | 0 | 0 | 0 | 0 | 0 | 0 | 0 | 0 | 0 | 0 | 0 | 0 | 0 | 0
2016-05-16 01:00 | 0 | 0 | 0 | 0 | 0 | 0 | 223396.6594 | 417754 | 0 | 0 | 0 | 203470.6336 | 6113698.2172 | 0 | 0 | 0 | 0 | 0 | 0 | 0 | 0 | 0 | 804074.6586 | 0 | 0 | 0 | 0 | 16323.6103 | 0 | 210680.9508 | 0 | 0 | 0 | 0 | 0 | 0 | 0 | 0 | 0 | 0 | 0 | 0 | 0
2016-05-16 02:00 | 0 | 0 | 0 | 0 | 0 | 74558.1959 | 19310.5196 | 404136 | 0 | 0 | 0 | 165905.1155 | 5840996.4508 | 0 | 0 | 0 | 0 | 0 | 0 | 0 | 0 | 0 | 804071.4423 | 0 | 0 | 0 | 0 | -37565.5181 | 0 | 272701.7664 | 0 | 0 | 0 | 0 | 0 | 0 | 0 | 0 | 0 | 0 | 0 | 0 | 0
2016-05-16 03:00 | 0 | 0 | 0 | 0 | 0 | 39134.6697 | 0 | 383325 | 0 | 0 | 0 | 94416.5516 | 5568294.6844 | 0 | 0 | 0 | 0 | 0 | 0 | 0 | 0 | 0 | 804068.226 | 0 | 0 | 0 | 0 | -71488.5639 | 0 | 272701.7664 | 0 | 0 | 0 | 0 | 0 | 0 | 0 | 0 | 0 | 0 | 0 | 0 | 0
2016-05-16 04:00 | 0 | 0 | 0 | 0 | 0 | 384064.9696 | 0 | 363727 | 0 | 0 | 0 | 114754.5212 | 5568294.6844 | 0 | 0 | 0 | 0 | 0 | 0 | 0 | 0 | 0 | 804065.0097 | 0 | 0 | 0 | 0 | 20337.9696 | 0 | 0 | 0 | 0 | 0 | 0 | 0 | 0 | 0 | 0 | 0 | 0 | 0 | 0 | 0
2016-05-16 05:00 | 0 | 0 | 0 | 0 | 0 | 375028.6066 | 0 | 346806 | 0 | 0 | 0 | 142977.1278 | 5568294.6844 | 0 | 0 | 0 | 0 | 0 | 0 | 0 | 0 | 0 | 804061.7935 | 0 | 0 | 0 | 0 | 28222.6066 | 0 | 0 | 0 | 0 | 0 | 0 | 0 | 0 | 0 | 0 | 0 | 0 | 0 | 0 | 0
2016-05-16 06:00 | 0 | 0 | 0 | 0 | 0 | 165816.1757 | 0 | 335215 | 0 | 0 | 0 | 71488.5639 | 5470384.424 | 0 | 0 | 0 | 0 | 0 | 0 | 0 | 0 | 0 | 804058.5772 | 0 | 0 | 0 | 0 | -71488.5639 | 174791.506 | 272701.7664 | 0 | 0 | 0 | 0 | 0 | 0 | 0 | 0 | 0 | 0 | 0 | 0 | 0
2016-05-16 07:00 | 0 | 0 | 0 | 0 | 0 | 257790.4361 | 0 | 329279 | 0 | 0 | 0 | 0 | 5470384.424 | 0 | 0 | 0 | 0 | 0 | 0 | 0 | 0 | 0 | 804055.361 | 0 | 0 | 0 | 0 | -71488.5639 | 0 | 0 | 0 | 0 | 0 | 0 | 0 | 0 | 0 | 0 | 0 | 0 | 0 | 0 | 0
2016-05-16 08:00 | 0 | 0 | 0 | 0 | 0 | 322728.5068 | 0 | 330265 | 0 | 0 | 0 | 0 | 5462847.9308 | 0 | 0 | 0 | 0 | 0 | 0 | 0 | 0 | 0 | 804052.1448 | 0 | 0 | 0 | 0 | 0 | 0 | 7536.4932 | 0 | 0 | 0 | 0 | 0 | 0 | 0 | 0 | 0 | 0 | 0 | 0 | 0
2016-05-16 09:00 | 0 | 0 | 0 | 0 | 0 | 295741.6742 | 0 | 340929 | 0 | 0 | 0 | 71488.5639 | 5346172.0411 | 0 | 0 | 0 | 0 | 0 | 0 | 0 | 0 | 0 | 804048.9286 | 0 | 0 | 0 | 0 | 71488.5639 | 0 | 116675.8897 | 0 | 0 | 0 | 0 | 0 | 0 | 0 | 0 | 0 | 0 | 0 | 0 | 0
2016-05-16 10:00 | 0 | 0 | 0 | 0 | 0 | 163169.7975 | 0 | 364383 | 0 | 0 | 0 | 142977.1278 | 5073470.2746 | 0 | 0 | 0 | 0 | 0 | 0 | 0 | 0 | 0 | 804045.7124 | 0 | 0 | 0 | 0 | 71488.5639 | 0 | 272701.7664 | 0 | 0 | 0 | 0 | 0 | 0 | 0 | 0 | 0 | 0 | 0 | 0 | 0
2016-05-16 11:00 | 0 | 0 | 0 | 0 | 0 | 43835.6697 | 0 | 388026 | 0 | 0 | 0 | 71488.5639 | 4800768.5082 | 0 | 0 | 0 | 0 | 0 | 0 | 0 | 0 | 0 | 804042.4962 | 0 | 0 | 0 | 0 | -71488.5639 | 0 | 272701.7664 | 0 | 0 | 0 | 0 | 0 | 0 | 0 | 0 | 0 | 0 | 0 | 0 | 0
2016-05-16 12:00 | 0 | 0 | 0 | 0 | 0 | 154270.0999 | 44619.5502 | 402296 | 0 | 0 | 0 | 0 | 4668850.7223 | 0 | 0 | 0 | 0 | 0 | 0 | 0 | 0 | 0 | 804039.28 | 0 | 0 | 0 | 0 | -71488.5639 | 0 | 131917.7859 | 0 | 0 | 0 | 0 | 0 | 0 | 0 | 0 | 0 | 0 | 0 | 0 | 0
2016-05-16 13:00 | 0 | 0 | 0 | 0 | 0 | 31358.1228 | 382118.8772 | 413477 | 0 | 0 | 0 | 0 | 4668850.7223 | 0 | 0 | 0 | 0 | 0 | 0 | 0 | 0 | 0 | 804036.0639 | 0 | 0 | 0 | 0 | 0 | 0 | 0 | 0 | 0 | 0 | 0 | 0 | 0 | 0 | 0 | 0 | 0 | 0 | 0 | 0
2016-05-16 14:00 | 0 | 0 | 0 | 0 | 0 | 0 | 600433.2196 | 424269 | 0 | 0 | 0 | 0 | 4843642.2283 | 0 | 0 | 0 | 0 | 0 | 0 | 0 | 0 | 0 | 805131.0186 | 0 | 0 | 0 | 0 | 0 | 174791.506 | 0 | 0 | 0 | 0 | 0 | 0 | 0 | 0 | 0 | 0 | 0 | 1372.7136 | 0 | 0
2016-05-16 15:00 | 0 | 0 | 0 | 0 | 0 | 0 | 608149.2196 | 431985 | 0 | 0 | 0 | 0 | 5018433.7344 | 0 | 0 | 0 | 0 | 0 | 0 | 0 | 0 | 0 | 806225.9689 | 0 | 0 | 0 | 0 | 0 | 174791.506 | 0 | 0 | 0 | 0 | 0 | 0 | 0 | 0 | 0 | 0 | 0 | 1372.7136 | 0 | 0
2016-05-16 16:00 | 0 | 0 | 0 | 0 | 0 | 0 | 684979.7835 | 437327 | 0 | 0 | 0 | 71488.5639 | 5193225.2404 | 0 | 0 | 0 | 0 | 0 | 0 | 0 | 0 | 0 | 807320.9149 | 0 | 0 | 0 | 0 | 71488.5639 | 174791.506 | 0 | 0 | 0 | 0 | 0 | 0 | 0 | 0 | 0 | 0 | 0 | 1372.7136 | 0 | 0
2016-05-16 17:00 | 0 | 0 | 0 | 0 | 0 | 0 | 689967.7835 | 442315 | 0 | 0 | 0 | 142977.1278 | 5368016.7464 | 0 | 0 | 0 | 0 | 0 | 0 | 0 | 0 | 0 | 808415.8565 | 0 | 0 | 0 | 0 | 71488.5639 | 174791.506 | 0 | 0 | 0 | 0 | 0 | 0 | 0 | 0 | 0 | 0 | 0 | 1372.7136 | 0 | 0
2016-05-16 18:00 | 0 | 0 | 0 | 0 | 0 | 0 | 682708.7254 | 446051 | 0 | 0 | 0 | 203470.6336 | 5542808.2525 | 0 | 0 | 0 | 0 | 0 | 0 | 0 | 0 | 0 | 809510.7937 | 0 | 0 | 0 | 0 | 60493.5058 | 174791.506 | 0 | 0 | 0 | 0 | 0 | 0 | 0 | 0 | 0 | 0 | 0 | 1372.7136 | 0 | 0
2016-05-16 19:00 | 0 | 0 | 0 | 0 | 0 | 0 | 552512.6557 | 447837 | 0 | 0 | 0 | 131982.0697 | 5717599.7585 | 0 | 0 | 0 | 0 | 0 | 0 | 0 | 0 | 0 | 810605.7265 | 0 | 0 | 0 | 0 | -71488.5639 | 174791.506 | 0 | 0 | 0 | 0 | 0 | 0 | 0 | 0 | 0 | 0 | 0 | 1372.7136 | 0 | 0
2016-05-16 20:00 | 0 | 0 | 0 | 0 | 0 | 0 | 697761.7835 | 450109 | 0 | 0 | 0 | 203470.6336 | 5892391.2646 | 0 | 0 | 0 | 0 | 0 | 0 | 0 | 0 | 0 | 811700.6549 | 0 | 0 | 0 | 0 | 71488.5639 | 174791.506 | 0 | 0 | 0 | 0 | 0 | 0 | 0 | 0 | 0 | 0 | 0 | 1372.7136 | 0 | 0
2016-05-16 21:00 | 0 | 0 | 0 | 0 | 0 | 0 | 580548.4796 | 451899 | 0 | 0 | 0 | 155955.8936 | 6067182.7706 | 0 | 0 | 0 | 0 | 0 | 0 | 0 | 0 | 0 | 812795.579 | 0 | 0 | 0 | 0 | -47514.74 | 174791.506 | 0 | 0 | 0 | 0 | 0 | 0 | 0 | 0 | 0 | 0 | 0 | 1372.7136 | 0 | 0
2016-05-16 22:00 | 0 | 0 | 0 | 0 | 0 | 0 | 674745.9596 | 451067 | 0 | 0 | 0 | 203470.6336 | 6241974.2766 | 0 | 0 | 0 | 0 | 0 | 0 | 0 | 0 | 0 | 813890.4987 | 0 | 0 | 0 | 0 | 47514.74 | 174791.506 | 0 | 0 | 0 | 0 | 0 | 0 | 0 | 0 | 0 | 0 | 0 | 1372.7136 | 0 | 0
2016-05-16 23:00 | 0 | 0 | 0 | 0 | 0 | 0 | 580394.0999 | 449437 | 0 | 0 | 0 | 203470.6336 | 6372931.3765 | 0 | 0 | 0 | 0 | 0 | 0 | 0 | 0 | 0 | 813887.2431 | 0 | 0 | 0 | 0 | 0 | 130957.0999 | 0 | 0 | 0 | 0 | 0 | 0 | 0 | 0 | 0 | 0 | 0 | 0 | 0 | 0
2016-05-17 | 0 | 0 | 0 | 0 | 0 | 0 | 425430.5724 | 452267 | 0 | 0 | 0 | 131982.0697 | 6417583.5129 | 0 | 0 | 0 | 0 | 0 | 0 | 0 | 0 | 0 | 813883.9876 | 0 | 0 | 0 | 0 | -71488.5639 | 44652.1363 | 0 | 0 | 0 | 0 | 0 | 0 | 0 | 0 | 0 | 0 | 0 | 0 | 0 | 0
2016-05-17 01:00 | 0 | 0 | 0 | 0 | 0 | 52329.5045 | 195760.293 | 449303 | 0 | 0 | 0 | 203470.6336 | 6144881.7465 | 0 | 0 | 0 | 0 | 0 | 0 | 0 | 0 | 0 | 813880.732 | 0 | 0 | 0 | 0 | 71488.5639 | 0 | 272701.7664 | 0 | 0 | 0 | 0 | 0 | 0 | 0 | 0 | 0 | 0 | 0 | 0 | 0
2016-05-17 02:00 | 0 | 0 | 0 | 0 | 0 | 350488.6294 | 19094.8649 | 430077 | 0 | 0 | 0 | 142977.1278 | 6144881.7465 | 0 | 0 | 0 | 0 | 0 | 0 | 0 | 0 | 0 | 813877.4765 | 0 | 0 | 0 | 0 | -60493.5058 | 0 | 0 | 0 | 0 | 0 | 0 | 0 | 0 | 0 | 0 | 0 | 0 | 0 | 0 | 0
2016-05-17 03:00 | 0 | 0 | 0 | 0 | 0 | 59368.6697 | 0 | 403559 | 0 | 0 | 0 | 71488.5639 | 5872179.98 | 0 | 0 | 0 | 0 | 0 | 0 | 0 | 0 | 0 | 813874.221 | 0 | 0 | 0 | 0 | -71488.5639 | 0 | 272701.7664 | 0 | 0 | 0 | 0 | 0 | 0 | 0 | 0 | 0 | 0 | 0 | 0 | 0
2016-05-17 04:00 | 0 | 0 | 0 | 0 | 0 | 309440.4361 | 0 | 380929 | 0 | 0 | 0 | 0 | 5872179.98 | 0 | 0 | 0 | 0 | 0 | 0 | 0 | 0 | 0 | 813870.9655 | 0 | 0 | 0 | 0 | -71488.5639 | 0 | 0 | 0 | 0 | 0 | 0 | 0 | 0 | 0 | 0 | 0 | 0 | 0 | 0 | 0
2016-05-17 05:00 | 0 | 0 | 0 | 0 | 0 | 423228.3236 | 0 | 362454 | 0 | 0 | 0 | 71488.5639 | 5861465.7397 | 0 | 0 | 0 | 0 | 0 | 0 | 0 | 0 | 0 | 813867.71 | 0 | 0 | 0 | 0 | 71488.5639 | 0 | 10714.2403 | 0 | 0 | 0 | 0 | 0 | 0 | 0 | 0 | 0 | 0 | 0 | 0 | 0
2016-05-17 06:00 | 0 | 0 | 0 | 0 | 0 | 146306.7975 | 0 | 347520 | 0 | 0 | 0 | 142977.1278 | 5588763.9733 | 0 | 0 | 0 | 0 | 0 | 0 | 0 | 0 | 0 | 813864.4546 | 0 | 0 | 0 | 0 | 71488.5639 | 0 | 272701.7664 | 0 | 0 | 0 | 0 | 0 | 0 | 0 | 0 | 0 | 0 | 0 | 0 | 0
2016-05-17 07:00 | 0 | 0 | 0 | 0 | 0 | 387170.1194 | 0 | 339506 | 0 | 0 | 0 | 203470.6336 | 5575934.5869 | 0 | 0 | 0 | 0 | 0 | 0 | 0 | 0 | 0 | 813861.1991 | 0 | 0 | 0 | 0 | 60493.5058 | 0 | 12829.3864 | 0 | 0 | 0 | 0 | 0 | 0 | 0 | 0 | 0 | 0 | 0 | 0 | 0
2016-05-17 08:00 | 0 | 0 | 0 | 0 | 0 | 266899.4361 | 0 | 338388 | 0 | 0 | 0 | 131982.0697 | 5575934.5869 | 0 | 0 | 0 | 0 | 0 | 0 | 0 | 0 | 0 | 813857.9437 | 0 | 0 | 0 | 0 | -71488.5639 | 0 | 0 | 0 | 0 | 0 | 0 | 0 | 0 | 0 | 0 | 0 | 0 | 0 | 0 | 0
2016-05-17 09:00 | 0 | 0 | 0 | 0 | 0 | 145975.7975 | 0 | 347189 | 0 | 0 | 0 | 203470.6336 | 5303232.8205 | 0 | 0 | 0 | 0 | 0 | 0 | 0 | 0 | 0 | 813854.6882 | 0 | 0 | 0 | 0 | 71488.5639 | 0 | 272701.7664 | 0 | 0 | 0 | 0 | 0 | 0 | 0 | 0 | 0 | 0 | 0 | 0 | 0
2016-05-17 10:00 | 0 | 0 | 0 | 0 | 0 | 305494.7197 | 0 | 370062 | 0 | 0 | 0 | 142977.1278 | 5299159.0459 | 0 | 0 | 0 | 0 | 0 | 0 | 0 | 0 | 0 | 813851.4328 | 0 | 0 | 0 | 0 | -60493.5058 | 0 | 4073.7746 | 0 | 0 | 0 | 0 | 0 | 0 | 0 | 0 | 0 | 0 | 0 | 0 | 0
2016-05-17 11:00 | 0 | 0 | 0 | 0 | 0 | 280901.2323 | 0 | 393054 | 0 | 0 | 0 | 71488.5639 | 5258494.8421 | 0 | 0 | 0 | 0 | 0 | 0 | 0 | 0 | 0 | 813848.1774 | 0 | 0 | 0 | 0 | -71488.5639 | 0 | 40664.2038 | 0 | 0 | 0 | 0 | 0 | 0 | 0 | 0 | 0 | 0 | 0 | 0 | 0
2016-05-17 12:00 | 0 | 0 | 0 | 0 | 0 | 221942.6679 | 37545.4787 | 408527 | 0 | 0 | 0 | 0 | 5180944.5527 | 0 | 0 | 0 | 0 | 0 | 0 | 0 | 0 | 0 | 813844.922 | 0 | 0 | 0 | 0 | -71488.5639 | 0 | 77550.2895 | 0 | 0 | 0 | 0 | 0 | 0 | 0 | 0 | 0 | 0 | 0 | 0 | 0
2016-05-17 13:00 | 0 | 0 | 0 | 0 | 0 | 0 | 317165.438 | 420490 | 0 | 0 | 0 | 0 | 5077619.9906 | 0 | 0 | 0 | 0 | 0 | 0 | 0 | 0 | 0 | 813841.6666 | 0 | 0 | 0 | 0 | 0 | 0 | 103324.562 | 0 | 0 | 0 | 0 | 0 | 0 | 0 | 0 | 0 | 0 | 0 | 0 | 0
2016-05-17 14:00 | 0 | 0 | 0 | 0 | 0 | 0 | 566623.1597 | 432111 | 0 | 0 | 0 | 0 | 5212132.1503 | 0 | 0 | 0 | 0 | 0 | 0 | 0 | 0 | 0 | 813838.4113 | 0 | 0 | 0 | 0 | 0 | 134512.1597 | 0 | 0 | 0 | 0 | 0 | 0 | 0 | 0 | 0 | 0 | 0 | 0 | 0 | 0
2016-05-17 15:00 | 0 | 0 | 0 | 0 | 0 | 0 | 615742.2196 | 439578 | 0 | 0 | 0 | 0 | 5386923.6564 | 0 | 0 | 0 | 0 | 0 | 0 | 0 | 0 | 0 | 814933.3268 | 0 | 0 | 0 | 0 | 0 | 174791.506 | 0 | 0 | 0 | 0 | 0 | 0 | 0 | 0 | 0 | 0 | 0 | 1372.7136 | 0 | 0
2016-05-17 16:00 | 0 | 0 | 0 | 0 | 0 | 0 | 695243.7835 | 447591 | 0 | 0 | 0 | 71488.5639 | 5561715.1624 | 0 | 0 | 0 | 0 | 0 | 0 | 0 | 0 | 0 | 816028.2379 | 0 | 0 | 0 | 0 | 71488.5639 | 174791.506 | 0 | 0 | 0 | 0 | 0 | 0 | 0 | 0 | 0 | 0 | 0 | 1372.7136 | 0 | 0
2016-05-17 17:00 | 0 | 0 | 0 | 0 | 0 | 0 | 617672.1615 | 452503 | 0 | 0 | 0 | 60493.5058 | 5736506.6685 | 0 | 0 | 0 | 0 | 0 | 0 | 0 | 0 | 0 | 817123.1447 | 0 | 0 | 0 | 0 | -10995.0581 | 174791.506 | 0 | 0 | 0 | 0 | 0 | 0 | 0 | 0 | 0 | 0 | 0 | 1372.7136 | 0 | 0
2016-05-17 18:00 | 0 | 0 | 0 | 0 | 0 | 0 | 703113.7835 | 455461 | 0 | 0 | 0 | 131982.0697 | 5911298.1745 | 0 | 0 | 0 | 0 | 0 | 0 | 0 | 0 | 0 | 818218.047 | 0 | 0 | 0 | 0 | 71488.5639 | 174791.506 | 0 | 0 | 0 | 0 | 0 | 0 | 0 | 0 | 0 | 0 | 0 | 1372.7136 | 0 | 0
2016-05-17 19:00 | 0 | 0 | 0 | 0 | 0 | 0 | 705662.7835 | 458010 | 0 | 0 | 0 | 203470.6336 | 6086089.6805 | 0 | 0 | 0 | 0 | 0 | 0 | 0 | 0 | 0 | 819312.945 | 0 | 0 | 0 | 0 | 71488.5639 | 174791.506 | 0 | 0 | 0 | 0 | 0 | 0 | 0 | 0 | 0 | 0 | 0 | 1372.7136 | 0 | 0
2016-05-17 20:00 | 0 | 0 | 0 | 0 | 0 | 0 | 634506.2196 | 458342 | 0 | 0 | 0 | 203470.6336 | 6260881.1866 | 0 | 0 | 0 | 0 | 0 | 0 | 0 | 0 | 0 | 820407.8386 | 0 | 0 | 0 | 0 | 0 | 174791.506 | 0 | 0 | 0 | 0 | 0 | 0 | 0 | 0 | 0 | 0 | 0 | 1372.7136 | 0 | 0
2016-05-17 21:00 | 0 | 0 | 0 | 0 | 0 | 0 | 636086.2196 | 459922 | 0 | 0 | 0 | 203470.6336 | 6435672.6926 | 0 | 0 | 0 | 0 | 0 | 0 | 0 | 0 | 0 | 821502.7279 | 0 | 0 | 0 | 0 | 0 | 174791.506 | 0 | 0 | 0 | 0 | 0 | 0 | 0 | 0 | 0 | 0 | 0 | 1372.7136 | 0 | 0
2016-05-17 22:00 | 0 | 0 | 0 | 0 | 0 | 0 | 580402.6633 | 459064 | 0 | 0 | 0 | 203470.6336 | 6557011.3559 | 0 | 0 | 0 | 0 | 0 | 0 | 0 | 0 | 0 | 821499.4419 | 0 | 0 | 0 | 0 | 0 | 121338.6633 | 0 | 0 | 0 | 0 | 0 | 0 | 0 | 0 | 0 | 0 | 0 | 0 | 0 | 0
2016-05-17 23:00 | 0 | 0 | 0 | 0 | 0 | 0 | 493062.2019 | 455928 | 0 | 0 | 0 | 203470.6336 | 6594145.5578 | 0 | 0 | 0 | 0 | 0 | 0 | 0 | 0 | 0 | 821496.1559 | 0 | 0 | 0 | 0 | 0 | 37134.2019 | 0 | 0 | 0 | 0 | 0 | 0 | 0 | 0 | 0 | 0 | 0 | 0 | 0 | 0
2016-05-18 | 0 | 0 | 0 | 0 | 0 | 15098.2476 | 369578.1885 | 456165 | 0 | 0 | 0 | 131982.0697 | 6594145.5578 | 0 | 0 | 0 | 0 | 0 | 0 | 0 | 0 | 0 | 821492.8699 | 0 | 0 | 0 | 0 | -71488.5639 | 0 | 0 | 0 | 0 | 0 | 0 | 0 | 0 | 0 | 0 | 0 | 0 | 0 | 0 | 0
2016-05-18 01:00 | 0 | 0 | 0 | 0 | 0 | 182159.4293 | 199376.0068 | 453024 | 0 | 0 | 0 | 60493.5058 | 6594145.5578 | 0 | 0 | 0 | 0 | 0 | 0 | 0 | 0 | 0 | 821489.5839 | 0 | 0 | 0 | 0 | -71488.5639 | 0 | 0 | 0 | 0 | 0 | 0 | 0 | 0 | 0 | 0 | 0 | 0 | 0 | 0 | 0
2016-05-18 02:00 | 0 | 0 | 0 | 0 | 0 | 335715.2384 | 38714.2558 | 434923 | 0 | 0 | 0 | 0 | 6594145.5578 | 0 | 0 | 0 | 0 | 0 | 0 | 0 | 0 | 0 | 821486.298 | 0 | 0 | 0 | 0 | -60493.5058 | 0 | 0 | 0 | 0 | 0 | 0 | 0 | 0 | 0 | 0 | 0 | 0 | 0 | 0 | 0
2016-05-18 03:00 | 0 | 0 | 0 | 0 | 0 | 401188.6221 | 0 | 408791 | 0 | 0 | 0 | 0 | 6586543.1799 | 0 | 0 | 0 | 0 | 0 | 0 | 0 | 0 | 0 | 821483.012 | 0 | 0 | 0 | 0 | 0 | 174791.506 | 182393.8839 | 0 | 0 | 0 | 0 | 0 | 0 | 0 | 0 | 0 | 0 | 0 | 0 | 0
2016-05-18 04:00 | 0 | 0 | 0 | 0 | 0 | 392698.3779 | 0 | 385096 | 0 | 0 | 0 | 0 | 6594145.5578 | 0 | 0 | 0 | 0 | 0 | 0 | 0 | 0 | 0 | 821479.7261 | 0 | 0 | 0 | 0 | 0 | 7602.3779 | 0 | 0 | 0 | 0 | 0 | 0 | 0 | 0 | 0 | 0 | 0 | 0 | 0 | 0
2016-05-18 05:00 | 0 | 0 | 0 | 0 | 0 | 163933.7975 | 0 | 365147 | 0 | 0 | 0 | 71488.5639 | 6321443.7913 | 0 | 0 | 0 | 0 | 0 | 0 | 0 | 0 | 0 | 821476.4402 | 0 | 0 | 0 | 0 | 71488.5639 | 0 | 272701.7664 | 0 | 0 | 0 | 0 | 0 | 0 | 0 | 0 | 0 | 0 | 0 | 0 | 0
2016-05-18 06:00 | 0 | 0 | 0 | 0 | 0 | 278358.4361 | 0 | 349847 | 0 | 0 | 0 | 0 | 6321443.7913 | 0 | 0 | 0 | 0 | 0 | 0 | 0 | 0 | 0 | 821473.1543 | 0 | 0 | 0 | 0 | -71488.5639 | 0 | 0 | 0 | 0 | 0 | 0 | 0 | 0 | 0 | 0 | 0 | 0 | 0 | 0 | 0
2016-05-18 07:00 | 0 | 0 | 0 | 0 | 0 | 134643.4672 | 0 | 340892 | 0 | 0 | 0 | 66453.2336 | 6048742.0249 | 0 | 0 | 0 | 0 | 0 | 0 | 0 | 0 | 0 | 821469.8684 | 0 | 0 | 0 | 0 | 66453.2336 | 0 | 272701.7664 | 0 | 0 | 0 | 0 | 0 | 0 | 0 | 0 | 0 | 0 | 0 | 0 | 0
2016-05-18 08:00 | 0 | 0 | 0 | 0 | 0 | 0 | 0 | 339155 | 0 | 0 | 0 | 0 | 5776040.2585 | 0 | 0 | 0 | 0 | 0 | 0 | 0 | 0 | 0 | 821466.5825 | 0 | 0 | 0 | 0 | -66453.2336 | 0 | 272701.7664 | 0 | 0 | 0 | 0 | 0 | 0 | 0 | 0 | 0 | 0 | 0 | 0 | 0
2016-05-18 09:00 | 0 | 0 | 0 | 0 | 0 | 146097.7975 | 0 | 347311 | 0 | 0 | 0 | 71488.5639 | 5503338.4921 | 0 | 0 | 0 | 0 | 0 | 0 | 0 | 0 | 0 | 821463.2966 | 0 | 0 | 0 | 0 | 71488.5639 | 0 | 272701.7664 | 0 | 0 | 0 | 0 | 0 | 0 | 0 | 0 | 0 | 0 | 0 | 0 | 0
2016-05-18 10:00 | 0 | 0 | 0 | 0 | 0 | 96439.2336 | 0 | 369141 | 0 | 0 | 0 | 71488.5639 | 5230636.7257 | 0 | 0 | 0 | 0 | 0 | 0 | 0 | 0 | 0 | 821460.0108 | 0 | 0 | 0 | 0 | 0 | 0 | 272701.7664 | 0 | 0 | 0 | 0 | 0 | 0 | 0 | 0 | 0 | 0 | 0 | 0 | 0
2016-05-18 11:00 | 0 | 0 | 0 | 0 | 0 | 206371.2891 | 0 | 391333 | 0 | 0 | 0 | 142977.1278 | 4974186.4509 | 0 | 0 | 0 | 0 | 0 | 0 | 0 | 0 | 0 | 821456.7249 | 0 | 0 | 0 | 0 | 71488.5639 | 16251.4917 | 272701.7664 | 0 | 0 | 0 | 0 | 0 | 0 | 0 | 0 | 0 | 0 | 0 | 0 | 0
2016-05-18 12:00 | 0 | 0 | 0 | 0 | 0 | 16096.4843 | 44356.1854 | 404643 | 0 | 0 | 0 | 71488.5639 | 4701484.6845 | 0 | 0 | 0 | 0 | 0 | 0 | 0 | 0 | 0 | 821453.4391 | 0 | 0 | 0 | 0 | -71488.5639 | 0 | 272701.7664 | 0 | 0 | 0 | 0 | 0 | 0 | 0 | 0 | 0 | 0 | 0 | 0 | 0
2016-05-18 13:00 | 0 | 0 | 0 | 0 | 0 | 5755.0851 | 337452.351 | 414696 | 0 | 0 | 0 | 0 | 4701484.6845 | 0 | 0 | 0 | 0 | 0 | 0 | 0 | 0 | 0 | 821450.1533 | 0 | 0 | 0 | 0 | -71488.5639 | 0 | 0 | 0 | 0 | 0 | 0 | 0 | 0 | 0 | 0 | 0 | 0 | 0 | 0 | 0
2016-05-18 14:00 | 0 | 0 | 0 | 0 | 0 | 0 | 571976.6567 | 425309 | 0 | 0 | 0 | 0 | 4848152.3413 | 0 | 0 | 0 | 0 | 0 | 0 | 0 | 0 | 0 | 821446.8675 | 0 | 0 | 0 | 0 | 0 | 146667.6567 | 0 | 0 | 0 | 0 | 0 | 0 | 0 | 0 | 0 | 0 | 0 | 0 | 0 | 0
2016-05-18 15:00 | 0 | 0 | 0 | 0 | 0 | 0 | 610120.2196 | 433956 | 0 | 0 | 0 | 0 | 5022943.8473 | 0 | 0 | 0 | 0 | 0 | 0 | 0 | 0 | 0 | 822541.7526 | 0 | 0 | 0 | 0 | 0 | 174791.506 | 0 | 0 | 0 | 0 | 0 | 0 | 0 | 0 | 0 | 0 | 0 | 1372.7136 | 0 | 0
2016-05-18 16:00 | 0 | 0 | 0 | 0 | 0 | 0 | 688832.7835 | 441180 | 0 | 0 | 0 | 71488.5639 | 5197735.3533 | 0 | 0 | 0 | 0 | 0 | 0 | 0 | 0 | 0 | 823636.6333 | 0 | 0 | 0 | 0 | 71488.5639 | 174791.506 | 0 | 0 | 0 | 0 | 0 | 0 | 0 | 0 | 0 | 0 | 0 | 1372.7136 | 0 | 0
2016-05-18 17:00 | 0 | 0 | 0 | 0 | 0 | 0 | 551763.6557 | 447088 | 0 | 0 | 0 | 0 | 5372526.8594 | 0 | 0 | 0 | 0 | 0 | 0 | 0 | 0 | 0 | 824731.5096 | 0 | 0 | 0 | 0 | -71488.5639 | 174791.506 | 0 | 0 | 0 | 0 | 0 | 0 | 0 | 0 | 0 | 0 | 0 | 1372.7136 | 0 | 0
2016-05-18 18:00 | 0 | 0 | 0 | 0 | 0 | 0 | 700074.7835 | 452422 | 0 | 0 | 0 | 71488.5639 | 5547318.3654 | 0 | 0 | 0 | 0 | 0 | 0 | 0 | 0 | 0 | 825826.3815 | 0 | 0 | 0 | 0 | 71488.5639 | 174791.506 | 0 | 0 | 0 | 0 | 0 | 0 | 0 | 0 | 0 | 0 | 0 | 1372.7136 | 0 | 0
2016-05-18 19:00 | 0 | 0 | 0 | 0 | 0 | 0 | 655775.9743 | 455695 | 0 | 0 | 0 | 95405.3185 | 5722109.8715 | 0 | 0 | 0 | 0 | 0 | 0 | 0 | 0 | 0 | 826921.2491 | 0 | 0 | 0 | 0 | 23916.7546 | 174791.506 | 0 | 0 | 0 | 0 | 0 | 0 | 0 | 0 | 0 | 0 | 0 | 1372.7136 | 0 | 0
2016-05-18 20:00 | 0 | 0 | 0 | 0 | 0 | 0 | 704775.9948 | 458559 | 0 | 0 | 0 | 165458.0937 | 5896901.3775 | 0 | 0 | 0 | 0 | 0 | 0 | 0 | 0 | 0 | 828016.1123 | 0 | 0 | 0 | 0 | 70052.7751 | 174791.506 | 0 | 0 | 0 | 0 | 0 | 0 | 0 | 0 | 0 | 0 | 0 | 1372.7136 | 0 | 0
2016-05-18 21:00 | 0 | 0 | 0 | 0 | 0 | 0 | 674988.7595 | 460812 | 0 | 0 | 0 | 203470.6336 | 6071692.8835 | 0 | 0 | 0 | 0 | 0 | 0 | 0 | 0 | 0 | 829110.9711 | 0 | 0 | 0 | 0 | 38012.5399 | 174791.506 | 0 | 0 | 0 | 0 | 0 | 0 | 0 | 0 | 0 | 0 | 0 | 1372.7136 | 0 | 0
2016-05-18 22:00 | 0 | 0 | 0 | 0 | 0 | 0 | 625985.9921 | 458743 | 0 | 0 | 0 | 203470.6336 | 6238935.8756 | 0 | 0 | 0 | 0 | 0 | 0 | 0 | 0 | 0 | 829107.6546 | 0 | 0 | 0 | 0 | 0 | 167242.9921 | 0 | 0 | 0 | 0 | 0 | 0 | 0 | 0 | 0 | 0 | 0 | 0 | 0 | 0
2016-05-18 23:00 | 0 | 0 | 0 | 0 | 0 | 0 | 538773.1791 | 455111 | 0 | 0 | 0 | 203470.6336 | 6322598.0547 | 0 | 0 | 0 | 0 | 0 | 0 | 0 | 0 | 0 | 829104.3382 | 0 | 0 | 0 | 0 | 0 | 83662.1791 | 0 | 0 | 0 | 0 | 0 | 0 | 0 | 0 | 0 | 0 | 0 | 0 | 0 | 0
2016-05-19 | 0 | 0 | 0 | 0 | 0 | 0 | 420558.228 | 455162 | 0 | 0 | 0 | 168866.8615 | 6322598.0547 | 0 | 0 | 0 | 0 | 0 | 0 | 0 | 0 | 0 | 829101.0218 | 0 | 0 | 0 | 0 | -34603.772 | 0 | 0 | 0 | 0 | 0 | 0 | 0 | 0 | 0 | 0 | 0 | 0 | 0 | 0 | 0
2016-05-19 01:00 | 0 | 0 | 0 | 0 | 0 | 0 | 242974.5841 | 452069 | 0 | 0 | 0 | 131982.0697 | 6150388.4307 | 0 | 0 | 0 | 0 | 0 | 0 | 0 | 0 | 0 | 829097.7054 | 0 | 0 | 0 | 0 | -36884.7919 | 0 | 172209.624 | 0 | 0 | 0 | 0 | 0 | 0 | 0 | 0 | 0 | 0 | 0 | 0 | 0
2016-05-19 02:00 | 0 | 0 | 0 | 0 | 0 | 210824.0953 | 22396.7022 | 434434 | 0 | 0 | 0 | 203470.6336 | 5877686.6643 | 0 | 0 | 0 | 0 | 0 | 0 | 0 | 0 | 0 | 829094.389 | 0 | 0 | 0 | 0 | 71488.5639 | 0 | 272701.7664 | 0 | 0 | 0 | 0 | 0 | 0 | 0 | 0 | 0 | 0 | 0 | 0 | 0
2016-05-19 03:00 | 0 | 0 | 0 | 0 | 0 | 135417.2336 | 0 | 408119 | 0 | 0 | 0 | 203470.6336 | 5604984.8979 | 0 | 0 | 0 | 0 | 0 | 0 | 0 | 0 | 0 | 829091.0726 | 0 | 0 | 0 | 0 | 0 | 0 | 272701.7664 | 0 | 0 | 0 | 0 | 0 | 0 | 0 | 0 | 0 | 0 | 0 | 0 | 0
2016-05-19 04:00 | 0 | 0 | 0 | 0 | 0 | 383142 | 0 | 383142 | 0 | 0 | 0 | 203470.6336 | 5604984.8979 | 0 | 0 | 0 | 0 | 0 | 0 | 0 | 0 | 0 | 829087.7562 | 0 | 0 | 0 | 0 | 0 | 0 | 0 | 0 | 0 | 0 | 0 | 0 | 0 | 0 | 0 | 0 | 0 | 0 | 0 | 0
2016-05-19 05:00 | 0 | 0 | 0 | 0 | 0 | 291452.4361 | 0 | 362941 | 0 | 0 | 0 | 131982.0697 | 5604984.8979 | 0 | 0 | 0 | 0 | 0 | 0 | 0 | 0 | 0 | 829084.4399 | 0 | 0 | 0 | 0 | -71488.5639 | 0 | 0 | 0 | 0 | 0 | 0 | 0 | 0 | 0 | 0 | 0 | 0 | 0 | 0 | 0
2016-05-19 06:00 | 0 | 0 | 0 | 0 | 0 | 419258.5639 | 0 | 347770 | 0 | 0 | 0 | 203470.6336 | 5604984.8979 | 0 | 0 | 0 | 0 | 0 | 0 | 0 | 0 | 0 | 829081.1235 | 0 | 0 | 0 | 0 | 71488.5639 | 0 | 0 | 0 | 0 | 0 | 0 | 0 | 0 | 0 | 0 | 0 | 0 | 0 | 0 | 0
2016-05-19 07:00 | 0 | 0 | 0 | 0 | 0 | 65265.2336 | 0 | 337967 | 0 | 0 | 0 | 203470.6336 | 5332283.1315 | 0 | 0 | 0 | 0 | 0 | 0 | 0 | 0 | 0 | 829077.8072 | 0 | 0 | 0 | 0 | 0 | 0 | 272701.7664 | 0 | 0 | 0 | 0 | 0 | 0 | 0 | 0 | 0 | 0 | 0 | 0 | 0
2016-05-19 08:00 | 0 | 0 | 0 | 0 | 0 | 264657.4361 | 0 | 336146 | 0 | 0 | 0 | 131982.0697 | 5332283.1315 | 0 | 0 | 0 | 0 | 0 | 0 | 0 | 0 | 0 | 829074.4909 | 0 | 0 | 0 | 0 | -71488.5639 | 0 | 0 | 0 | 0 | 0 | 0 | 0 | 0 | 0 | 0 | 0 | 0 | 0 | 0 | 0
2016-05-19 09:00 | 0 | 0 | 0 | 0 | 0 | 11885.7278 | 0 | 345081 | 0 | 0 | 0 | 71488.5639 | 5059581.365 | 0 | 0 | 0 | 0 | 0 | 0 | 0 | 0 | 0 | 829071.1746 | 0 | 0 | 0 | 0 | -60493.5058 | 0 | 272701.7664 | 0 | 0 | 0 | 0 | 0 | 0 | 0 | 0 | 0 | 0 | 0 | 0 | 0
2016-05-19 10:00 | 0 | 0 | 0 | 0 | 0 | 295629.4361 | 0 | 367118 | 0 | 0 | 0 | 0 | 5059581.365 | 0 | 0 | 0 | 0 | 0 | 0 | 0 | 0 | 0 | 829067.8583 | 0 | 0 | 0 | 0 | -71488.5639 | 0 | 0 | 0 | 0 | 0 | 0 | 0 | 0 | 0 | 0 | 0 | 0 | 0 | 0 | 0
2016-05-19 11:00 | 0 | 0 | 0 | 0 | 0 | 359990.194 | 0 | 389239 | 0 | 0 | 0 | 0 | 5030332.559 | 0 | 0 | 0 | 0 | 0 | 0 | 0 | 0 | 0 | 829064.5421 | 0 | 0 | 0 | 0 | 0 | 0 | 29248.806 | 0 | 0 | 0 | 0 | 0 | 0 | 0 | 0 | 0 | 0 | 0 | 0 | 0
2016-05-19 12:00 | 0 | 0 | 0 | 0 | 0 | 67823.2474 | 63017.9862 | 403543 | 0 | 0 | 0 | 0 | 4757630.7926 | 0 | 0 | 0 | 0 | 0 | 0 | 0 | 0 | 0 | 829061.2258 | 0 | 0 | 0 | 0 | 0 | 0 | 272701.7664 | 0 | 0 | 0 | 0 | 0 | 0 | 0 | 0 | 0 | 0 | 0 | 0 | 0
2016-05-19 13:00 | 0 | 0 | 0 | 0 | 0 | 0 | 417048.1815 | 415692 | 0 | 0 | 0 | 0 | 4758986.9741 | 0 | 0 | 0 | 0 | 0 | 0 | 0 | 0 | 0 | 829057.9096 | 0 | 0 | 0 | 0 | 0 | 1356.1815 | 0 | 0 | 0 | 0 | 0 | 0 | 0 | 0 | 0 | 0 | 0 | 0 | 0 | 0
2016-05-19 14:00 | 0 | 0 | 0 | 0 | 0 | 0 | 633449.9284 | 427306 | 0 | 0 | 0 | 29979.7087 | 4933778.4802 | 0 | 0 | 0 | 0 | 0 | 0 | 0 | 0 | 0 | 830152.7642 | 0 | 0 | 0 | 0 | 29979.7087 | 174791.506 | 0 | 0 | 0 | 0 | 0 | 0 | 0 | 0 | 0 | 0 | 0 | 1372.7136 | 0 | 0
2016-05-19 15:00 | 0 | 0 | 0 | 0 | 0 | 0 | 582786.5109 | 436602 | 0 | 0 | 0 | 0 | 5108569.9862 | 0 | 0 | 0 | 0 | 0 | 0 | 0 | 0 | 0 | 831247.6144 | 0 | 0 | 0 | 0 | -29979.7087 | 174791.506 | 0 | 0 | 0 | 0 | 0 | 0 | 0 | 0 | 0 | 0 | 0 | 1372.7136 | 0 | 0
2016-05-19 16:00 | 0 | 0 | 0 | 0 | 0 | 0 | 691317.7835 | 443665 | 0 | 0 | 0 | 71488.5639 | 5283361.4922 | 0 | 0 | 0 | 0 | 0 | 0 | 0 | 0 | 0 | 832342.4603 | 0 | 0 | 0 | 0 | 71488.5639 | 174791.506 | 0 | 0 | 0 | 0 | 0 | 0 | 0 | 0 | 0 | 0 | 0 | 1372.7136 | 0 | 0
2016-05-19 17:00 | 0 | 0 | 0 | 0 | 0 | 0 | 554054.6557 | 449379 | 0 | 0 | 0 | 0 | 5458152.9983 | 0 | 0 | 0 | 0 | 0 | 0 | 0 | 0 | 0 | 833437.3018 | 0 | 0 | 0 | 0 | -71488.5639 | 174791.506 | 0 | 0 | 0 | 0 | 0 | 0 | 0 | 0 | 0 | 0 | 0 | 1372.7136 | 0 | 0
2016-05-19 18:00 | 0 | 0 | 0 | 0 | 0 | 0 | 700897.7835 | 453245 | 0 | 0 | 0 | 71488.5639 | 5632944.5043 | 0 | 0 | 0 | 0 | 0 | 0 | 0 | 0 | 0 | 834532.1389 | 0 | 0 | 0 | 0 | 71488.5639 | 174791.506 | 0 | 0 | 0 | 0 | 0 | 0 | 0 | 0 | 0 | 0 | 0 | 1372.7136 | 0 | 0
2016-05-19 19:00 | 0 | 0 | 0 | 0 | 0 | 0 | 702999.7835 | 455347 | 0 | 0 | 0 | 142977.1278 | 5807736.0104 | 0 | 0 | 0 | 0 | 0 | 0 | 0 | 0 | 0 | 835626.9717 | 0 | 0 | 0 | 0 | 71488.5639 | 174791.506 | 0 | 0 | 0 | 0 | 0 | 0 | 0 | 0 | 0 | 0 | 0 | 1372.7136 | 0 | 0
2016-05-19 20:00 | 0 | 0 | 0 | 0 | 0 | 0 | 693362.7254 | 456705 | 0 | 0 | 0 | 203470.6336 | 5982527.5164 | 0 | 0 | 0 | 0 | 0 | 0 | 0 | 0 | 0 | 836721.8 | 0 | 0 | 0 | 0 | 60493.5058 | 174791.506 | 0 | 0 | 0 | 0 | 0 | 0 | 0 | 0 | 0 | 0 | 0 | 1372.7136 | 0 | 0
2016-05-19 21:00 | 0 | 0 | 0 | 0 | 0 | 0 | 562444.6557 | 457769 | 0 | 0 | 0 | 131982.0697 | 6157319.0224 | 0 | 0 | 0 | 0 | 0 | 0 | 0 | 0 | 0 | 837816.624 | 0 | 0 | 0 | 0 | -71488.5639 | 174791.506 | 0 | 0 | 0 | 0 | 0 | 0 | 0 | 0 | 0 | 0 | 0 | 1372.7136 | 0 | 0
2016-05-19 22:00 | 0 | 0 | 0 | 0 | 0 | 0 | 702396.7835 | 454744 | 0 | 0 | 0 | 203470.6336 | 6332110.5285 | 0 | 0 | 0 | 0 | 0 | 0 | 0 | 0 | 0 | 838911.4436 | 0 | 0 | 0 | 0 | 71488.5639 | 174791.506 | 0 | 0 | 0 | 0 | 0 | 0 | 0 | 0 | 0 | 0 | 0 | 1372.7136 | 0 | 0
2016-05-19 23:00 | 0 | 0 | 0 | 0 | 0 | 0 | 626249.2196 | 450085 | 0 | 0 | 0 | 203470.6336 | 6506902.0345 | 0 | 0 | 0 | 0 | 0 | 0 | 0 | 0 | 0 | 840006.2588 | 0 | 0 | 0 | 0 | 0 | 174791.506 | 0 | 0 | 0 | 0 | 0 | 0 | 0 | 0 | 0 | 0 | 0 | 1372.7136 | 0 | 0
2016-05-20 | 0 | 0 | 0 | 0 | 0 | 0 | 537039.5232 | 449796 | 0 | 0 | 0 | 203470.6336 | 6594145.5578 | 0 | 0 | 0 | 0 | 0 | 0 | 0 | 0 | 0 | 840002.8988 | 0 | 0 | 0 | 0 | 0 | 87243.5232 | 0 | 0 | 0 | 0 | 0 | 0 | 0 | 0 | 0 | 0 | 0 | 0 | 0 | 0
2016-05-20 01:00 | 0 | 0 | 0 | 0 | 0 | 143842.1503 | 252402.2578 | 447542 | 0 | 0 | 0 | 152173.0416 | 6594145.5578 | 0 | 0 | 0 | 0 | 0 | 0 | 0 | 0 | 0 | 839999.5388 | 0 | 0 | 0 | 0 | -51297.5919 | 0 | 0 | 0 | 0 | 0 | 0 | 0 | 0 | 0 | 0 | 0 | 0 | 0 | 0 | 0
2016-05-20 02:00 | 0 | 0 | 0 | 0 | 0 | 346479.8767 | 12115.5594 | 430084 | 0 | 0 | 0 | 80684.4777 | 6594145.5578 | 0 | 0 | 0 | 0 | 0 | 0 | 0 | 0 | 0 | 839996.1788 | 0 | 0 | 0 | 0 | -71488.5639 | 0 | 0 | 0 | 0 | 0 | 0 | 0 | 0 | 0 | 0 | 0 | 0 | 0 | 0 | 0
2016-05-20 03:00 | 0 | 0 | 0 | 0 | 0 | 202149.7975 | 0 | 403363 | 0 | 0 | 0 | 152173.0416 | 6321443.7913 | 0 | 0 | 0 | 0 | 0 | 0 | 0 | 0 | 0 | 839992.8188 | 0 | 0 | 0 | 0 | 71488.5639 | 0 | 272701.7664 | 0 | 0 | 0 | 0 | 0 | 0 | 0 | 0 | 0 | 0 | 0 | 0 | 0
2016-05-20 04:00 | 0 | 0 | 0 | 0 | 0 | 604197.098 | 0 | 378108 | 0 | 0 | 0 | 203470.6336 | 6496235.2974 | 0 | 0 | 0 | 0 | 0 | 0 | 0 | 0 | 0 | 839989.4588 | 0 | 0 | 0 | 0 | 51297.5919 | 174791.506 | 0 | 0 | 0 | 0 | 0 | 0 | 0 | 0 | 0 | 0 | 0 | 0 | 0 | 0
2016-05-20 05:00 | 0 | 0 | 0 | 0 | 0 | 86934.2336 | 0 | 359636 | 0 | 0 | 0 | 203470.6336 | 6223533.531 | 0 | 0 | 0 | 0 | 0 | 0 | 0 | 0 | 0 | 839986.0989 | 0 | 0 | 0 | 0 | 0 | 0 | 272701.7664 | 0 | 0 | 0 | 0 | 0 | 0 | 0 | 0 | 0 | 0 | 0 | 0 | 0
2016-05-20 06:00 | 0 | 0 | 0 | 0 | 0 | 273399.4361 | 0 | 344888 | 0 | 0 | 0 | 131982.0697 | 6223533.531 | 0 | 0 | 0 | 0 | 0 | 0 | 0 | 0 | 0 | 839982.7389 | 0 | 0 | 0 | 0 | -71488.5639 | 0 | 0 | 0 | 0 | 0 | 0 | 0 | 0 | 0 | 0 | 0 | 0 | 0 | 0 | 0
2016-05-20 07:00 | 0 | 0 | 0 | 0 | 0 | 263567.9872 | 0 | 335003 | 0 | 0 | 0 | 203147.3614 | 6080933.2264 | 0 | 0 | 0 | 0 | 0 | 0 | 0 | 0 | 0 | 839979.379 | 0 | 0 | 0 | 0 | 71165.2917 | 0 | 142600.3045 | 0 | 0 | 0 | 0 | 0 | 0 | 0 | 0 | 0 | 0 | 0 | 0 | 0
2016-05-20 08:00 | 0 | 0 | 0 | 0 | 0 | 0 | 0 | 332872 | 0 | 0 | 0 | 142977.1278 | 5808231.46 | 0 | 0 | 0 | 0 | 0 | 0 | 0 | 0 | 0 | 839976.0191 | 0 | 0 | 0 | 0 | -60170.2336 | 0 | 272701.7664 | 0 | 0 | 0 | 0 | 0 | 0 | 0 | 0 | 0 | 0 | 0 | 0 | 0
2016-05-20 09:00 | 0 | 0 | 0 | 0 | 0 | 0 | 0 | 341353 | 0 | 0 | 0 | 71488.5639 | 5538367.0239 | 0 | 0 | 0 | 0 | 0 | 0 | 0 | 0 | 0 | 839972.6592 | 0 | 0 | 0 | 0 | -71488.5639 | 0 | 269864.4361 | 0 | 0 | 0 | 0 | 0 | 0 | 0 | 0 | 0 | 0 | 0 | 0 | 0
2016-05-20 10:00 | 0 | 0 | 0 | 0 | 0 | 17678.6697 | 0 | 361869 | 0 | 0 | 0 | 0 | 5265665.2575 | 0 | 0 | 0 | 0 | 0 | 0 | 0 | 0 | 0 | 839969.2993 | 0 | 0 | 0 | 0 | -71488.5639 | 0 | 272701.7664 | 0 | 0 | 0 | 0 | 0 | 0 | 0 | 0 | 0 | 0 | 0 | 0 | 0
2016-05-20 11:00 | 0 | 0 | 0 | 0 | 0 | 148702.1109 | 0 | 383643 | 0 | 0 | 0 | 37760.8773 | 4992963.4911 | 0 | 0 | 0 | 0 | 0 | 0 | 0 | 0 | 0 | 839965.9394 | 0 | 0 | 0 | 0 | 37760.8773 | 0 | 272701.7664 | 0 | 0 | 0 | 0 | 0 | 0 | 0 | 0 | 0 | 0 | 0 | 0 | 0
2016-05-20 12:00 | 0 | 0 | 0 | 0 | 0 | 0 | 89029.3563 | 399492 | 0 | 0 | 0 | 0 | 4720261.7247 | 0 | 0 | 0 | 0 | 0 | 0 | 0 | 0 | 0 | 839962.5796 | 0 | 0 | 0 | 0 | -37760.8773 | 0 | 272701.7664 | 0 | 0 | 0 | 0 | 0 | 0 | 0 | 0 | 0 | 0 | 0 | 0 | 0
2016-05-20 13:00 | 0 | 0 | 0 | 0 | 0 | 0 | 428816.7533 | 413654 | 0 | 0 | 0 | 0 | 4735424.478 | 0 | 0 | 0 | 0 | 0 | 0 | 0 | 0 | 0 | 839959.2197 | 0 | 0 | 0 | 0 | 0 | 15162.7533 | 0 | 0 | 0 | 0 | 0 | 0 | 0 | 0 | 0 | 0 | 0 | 0 | 0 | 0
2016-05-20 14:00 | 0 | 0 | 0 | 0 | 0 | 0 | 649920.8399 | 426738 | 0 | 0 | 0 | 47018.6203 | 4910215.984 | 0 | 0 | 0 | 0 | 0 | 0 | 0 | 0 | 0 | 841054.0307 | 0 | 0 | 0 | 0 | 47018.6203 | 174791.506 | 0 | 0 | 0 | 0 | 0 | 0 | 0 | 0 | 0 | 0 | 0 | 1372.7136 | 0 | 0
2016-05-20 15:00 | 0 | 0 | 0 | 0 | 0 | 0 | 564974.5993 | 435829 | 0 | 0 | 0 | 0 | 5085007.4901 | 0 | 0 | 0 | 0 | 0 | 0 | 0 | 0 | 0 | 842148.8374 | 0 | 0 | 0 | 0 | -47018.6203 | 174791.506 | 0 | 0 | 0 | 0 | 0 | 0 | 0 | 0 | 0 | 0 | 0 | 1372.7136 | 0 | 0
2016-05-20 16:00 | 0 | 0 | 0 | 0 | 0 | 0 | 689457.7835 | 441805 | 0 | 0 | 0 | 71488.5639 | 5259798.9961 | 0 | 0 | 0 | 0 | 0 | 0 | 0 | 0 | 0 | 843243.6397 | 0 | 0 | 0 | 0 | 71488.5639 | 174791.506 | 0 | 0 | 0 | 0 | 0 | 0 | 0 | 0 | 0 | 0 | 0 | 1372.7136 | 0 | 0
2016-05-20 17:00 | 0 | 0 | 0 | 0 | 0 | 0 | 550748.6557 | 446073 | 0 | 0 | 0 | 0 | 5434590.5021 | 0 | 0 | 0 | 0 | 0 | 0 | 0 | 0 | 0 | 844338.4375 | 0 | 0 | 0 | 0 | -71488.5639 | 174791.506 | 0 | 0 | 0 | 0 | 0 | 0 | 0 | 0 | 0 | 0 | 0 | 1372.7136 | 0 | 0
2016-05-20 18:00 | 0 | 0 | 0 | 0 | 0 | 0 | 697010.7835 | 449358 | 0 | 0 | 0 | 71488.5639 | 5609382.0082 | 0 | 0 | 0 | 0 | 0 | 0 | 0 | 0 | 0 | 845433.2311 | 0 | 0 | 0 | 0 | 71488.5639 | 174791.506 | 0 | 0 | 0 | 0 | 0 | 0 | 0 | 0 | 0 | 0 | 0 | 1372.7136 | 0 | 0
2016-05-20 19:00 | 0 | 0 | 0 | 0 | 0 | 0 | 699378.7835 | 451726 | 0 | 0 | 0 | 142977.1278 | 5784173.5142 | 0 | 0 | 0 | 0 | 0 | 0 | 0 | 0 | 0 | 846528.0202 | 0 | 0 | 0 | 0 | 71488.5639 | 174791.506 | 0 | 0 | 0 | 0 | 0 | 0 | 0 | 0 | 0 | 0 | 0 | 1372.7136 | 0 | 0
2016-05-20 20:00 | 0 | 0 | 0 | 0 | 0 | 0 | 690690.7254 | 454033 | 0 | 0 | 0 | 203470.6336 | 5958965.0203 | 0 | 0 | 0 | 0 | 0 | 0 | 0 | 0 | 0 | 847622.8049 | 0 | 0 | 0 | 0 | 60493.5058 | 174791.506 | 0 | 0 | 0 | 0 | 0 | 0 | 0 | 0 | 0 | 0 | 0 | 1372.7136 | 0 | 0
2016-05-20 21:00 | 0 | 0 | 0 | 0 | 0 | 0 | 559074.6557 | 454399 | 0 | 0 | 0 | 131982.0697 | 6133756.5263 | 0 | 0 | 0 | 0 | 0 | 0 | 0 | 0 | 0 | 848717.5853 | 0 | 0 | 0 | 0 | -71488.5639 | 174791.506 | 0 | 0 | 0 | 0 | 0 | 0 | 0 | 0 | 0 | 0 | 0 | 1372.7136 | 0 | 0
2016-05-20 22:00 | 0 | 0 | 0 | 0 | 0 | 0 | 697298.7835 | 449646 | 0 | 0 | 0 | 203470.6336 | 6308548.0323 | 0 | 0 | 0 | 0 | 0 | 0 | 0 | 0 | 0 | 849812.3613 | 0 | 0 | 0 | 0 | 71488.5639 | 174791.506 | 0 | 0 | 0 | 0 | 0 | 0 | 0 | 0 | 0 | 0 | 0 | 1372.7136 | 0 | 0
2016-05-20 23:00 | 0 | 0 | 0 | 0 | 0 | 0 | 617789.2196 | 441625 | 0 | 0 | 0 | 203470.6336 | 6483339.5384 | 0 | 0 | 0 | 0 | 0 | 0 | 0 | 0 | 0 | 850907.1329 | 0 | 0 | 0 | 0 | 0 | 174791.506 | 0 | 0 | 0 | 0 | 0 | 0 | 0 | 0 | 0 | 0 | 0 | 1372.7136 | 0 | 0
2016-05-21 | 0 | 0 | 0 | 0 | 0 | 0 | 549460.0194 | 438654 | 0 | 0 | 0 | 203470.6336 | 6594145.5578 | 0 | 0 | 0 | 0 | 0 | 0 | 0 | 0 | 0 | 850903.7293 | 0 | 0 | 0 | 0 | 0 | 110806.0194 | 0 | 0 | 0 | 0 | 0 | 0 | 0 | 0 | 0 | 0 | 0 | 0 | 0 | 0
2016-05-21 01:00 | 0 | 0 | 0 | 0 | 0 | 189371.5389 | 241113.1158 | 433474 | 0 | 0 | 0 | 203470.6336 | 6591156.2124 | 0 | 0 | 0 | 0 | 0 | 0 | 0 | 0 | 0 | 850900.3257 | 0 | 0 | 0 | 0 | 0 | 0 | 2989.3453 | 0 | 0 | 0 | 0 | 0 | 0 | 0 | 0 | 0 | 0 | 0 | 0 | 0
2016-05-21 02:00 | 0 | 0 | 0 | 0 | 0 | 45547.2504 | 25274.4193 | 415012 | 0 | 0 | 0 | 131982.0697 | 6318454.446 | 0 | 0 | 0 | 0 | 0 | 0 | 0 | 0 | 0 | 850896.9221 | 0 | 0 | 0 | 0 | -71488.5639 | 0 | 272701.7664 | 0 | 0 | 0 | 0 | 0 | 0 | 0 | 0 | 0 | 0 | 0 | 0 | 0
2016-05-21 03:00 | 0 | 0 | 0 | 0 | 0 | 52339.6697 | 0 | 396530 | 0 | 0 | 0 | 60493.5058 | 6045752.6796 | 0 | 0 | 0 | 0 | 0 | 0 | 0 | 0 | 0 | 850893.5185 | 0 | 0 | 0 | 0 | -71488.5639 | 0 | 272701.7664 | 0 | 0 | 0 | 0 | 0 | 0 | 0 | 0 | 0 | 0 | 0 | 0 | 0
2016-05-21 04:00 | 0 | 0 | 0 | 0 | 0 | 385525.0581 | 0 | 374530 | 0 | 0 | 0 | 71488.5639 | 6045752.6796 | 0 | 0 | 0 | 0 | 0 | 0 | 0 | 0 | 0 | 850890.1149 | 0 | 0 | 0 | 0 | 10995.0581 | 0 | 0 | 0 | 0 | 0 | 0 | 0 | 0 | 0 | 0 | 0 | 0 | 0 | 0 | 0
2016-05-21 05:00 | 0 | 0 | 0 | 0 | 0 | 11631.6697 | 0 | 355822 | 0 | 0 | 0 | 0 | 5773050.9132 | 0 | 0 | 0 | 0 | 0 | 0 | 0 | 0 | 0 | 850886.7114 | 0 | 0 | 0 | 0 | -71488.5639 | 0 | 272701.7664 | 0 | 0 | 0 | 0 | 0 | 0 | 0 | 0 | 0 | 0 | 0 | 0 | 0
2016-05-21 06:00 | 0 | 0 | 0 | 0 | 0 | 411777.5639 | 0 | 340289 | 0 | 0 | 0 | 71488.5639 | 5773050.9132 | 0 | 0 | 0 | 0 | 0 | 0 | 0 | 0 | 0 | 850883.3078 | 0 | 0 | 0 | 0 | 71488.5639 | 0 | 0 | 0 | 0 | 0 | 0 | 0 | 0 | 0 | 0 | 0 | 0 | 0 | 0 | 0
2016-05-21 07:00 | 0 | 0 | 0 | 0 | 0 | 312801.6697 | 0 | 330939 | 0 | 0 | 0 | 53351.2336 | 5773050.9132 | 0 | 0 | 0 | 0 | 0 | 0 | 0 | 0 | 0 | 850879.9043 | 0 | 0 | 0 | 0 | -18137.3303 | 0 | 0 | 0 | 0 | 0 | 0 | 0 | 0 | 0 | 0 | 0 | 0 | 0 | 0 | 0
2016-05-21 08:00 | 0 | 0 | 0 | 0 | 0 | 0 | 0 | 326053 | 0 | 0 | 0 | 0 | 5500349.1468 | 0 | 0 | 0 | 0 | 0 | 0 | 0 | 0 | 0 | 850876.5008 | 0 | 0 | 0 | 0 | -53351.2336 | 0 | 272701.7664 | 0 | 0 | 0 | 0 | 0 | 0 | 0 | 0 | 0 | 0 | 0 | 0 | 0
2016-05-21 09:00 | 0 | 0 | 0 | 0 | 0 | 383604.2336 | 0 | 325912 | 0 | 0 | 0 | 57692.2336 | 5500349.1468 | 0 | 0 | 0 | 0 | 0 | 0 | 0 | 0 | 0 | 850873.0973 | 0 | 0 | 0 | 0 | 57692.2336 | 0 | 0 | 0 | 0 | 0 | 0 | 0 | 0 | 0 | 0 | 0 | 0 | 0 | 0 | 0
2016-05-21 10:00 | 0 | 0 | 0 | 0 | 0 | 0 | 0 | 330394 | 0 | 0 | 0 | 0 | 5227647.3804 | 0 | 0 | 0 | 0 | 0 | 0 | 0 | 0 | 0 | 850869.6938 | 0 | 0 | 0 | 0 | -57692.2336 | 0 | 272701.7664 | 0 | 0 | 0 | 0 | 0 | 0 | 0 | 0 | 0 | 0 | 0 | 0 | 0
2016-05-21 11:00 | 0 | 0 | 0 | 0 | 0 | 65349.2336 | 0 | 338051 | 0 | 0 | 0 | 0 | 4954945.614 | 0 | 0 | 0 | 0 | 0 | 0 | 0 | 0 | 0 | 850866.2903 | 0 | 0 | 0 | 0 | 0 | 0 | 272701.7664 | 0 | 0 | 0 | 0 | 0 | 0 | 0 | 0 | 0 | 0 | 0 | 0 | 0
2016-05-21 12:00 | 0 | 0 | 0 | 0 | 0 | 0 | 85714.1402 | 355555 | 0 | 0 | 0 | 0 | 4685104.7541 | 0 | 0 | 0 | 0 | 0 | 0 | 0 | 0 | 0 | 850862.8868 | 0 | 0 | 0 | 0 | 0 | 0 | 269840.8598 | 0 | 0 | 0 | 0 | 0 | 0 | 0 | 0 | 0 | 0 | 0 | 0 | 0
2016-05-21 13:00 | 0 | 0 | 0 | 0 | 0 | 0 | 440765.2878 | 375291 | 0 | 0 | 0 | 0 | 4750579.042 | 0 | 0 | 0 | 0 | 0 | 0 | 0 | 0 | 0 | 850859.4834 | 0 | 0 | 0 | 0 | 0 | 65474.2878 | 0 | 0 | 0 | 0 | 0 | 0 | 0 | 0 | 0 | 0 | 0 | 0 | 0 | 0
2016-05-21 14:00 | 0 | 0 | 0 | 0 | 0 | 0 | 570151.2196 | 393987 | 0 | 0 | 0 | 0 | 4925370.548 | 0 | 0 | 0 | 0 | 0 | 0 | 0 | 0 | 0 | 851954.2508 | 0 | 0 | 0 | 0 | 0 | 174791.506 | 0 | 0 | 0 | 0 | 0 | 0 | 0 | 0 | 0 | 0 | 0 | 1372.7136 | 0 | 0
2016-05-21 15:00 | 0 | 0 | 0 | 0 | 0 | 0 | 656161.7835 | 408509 | 0 | 0 | 0 | 71488.5639 | 5100162.054 | 0 | 0 | 0 | 0 | 0 | 0 | 0 | 0 | 0 | 853049.0139 | 0 | 0 | 0 | 0 | 71488.5639 | 174791.506 | 0 | 0 | 0 | 0 | 0 | 0 | 0 | 0 | 0 | 0 | 0 | 1372.7136 | 0 | 0
2016-05-21 16:00 | 0 | 0 | 0 | 0 | 0 | 0 | 594286.2196 | 418122 | 0 | 0 | 0 | 71488.5639 | 5274953.5601 | 0 | 0 | 0 | 0 | 0 | 0 | 0 | 0 | 0 | 854143.7725 | 0 | 0 | 0 | 0 | 0 | 174791.506 | 0 | 0 | 0 | 0 | 0 | 0 | 0 | 0 | 0 | 0 | 0 | 1372.7136 | 0 | 0
2016-05-21 17:00 | 0 | 0 | 0 | 0 | 0 | 0 | 529194.6557 | 424519 | 0 | 0 | 0 | 0 | 5449745.0661 | 0 | 0 | 0 | 0 | 0 | 0 | 0 | 0 | 0 | 855238.5268 | 0 | 0 | 0 | 0 | -71488.5639 | 174791.506 | 0 | 0 | 0 | 0 | 0 | 0 | 0 | 0 | 0 | 0 | 0 | 1372.7136 | 0 | 0
2016-05-21 18:00 | 0 | 0 | 0 | 0 | 0 | 0 | 605736.2196 | 429572 | 0 | 0 | 0 | 0 | 5624536.5721 | 0 | 0 | 0 | 0 | 0 | 0 | 0 | 0 | 0 | 856333.2767 | 0 | 0 | 0 | 0 | 0 | 174791.506 | 0 | 0 | 0 | 0 | 0 | 0 | 0 | 0 | 0 | 0 | 0 | 1372.7136 | 0 | 0
2016-05-21 19:00 | 0 | 0 | 0 | 0 | 0 | 0 | 681070.7835 | 433418 | 0 | 0 | 0 | 71488.5639 | 5799328.0782 | 0 | 0 | 0 | 0 | 0 | 0 | 0 | 0 | 0 | 857428.0223 | 0 | 0 | 0 | 0 | 71488.5639 | 174791.506 | 0 | 0 | 0 | 0 | 0 | 0 | 0 | 0 | 0 | 0 | 0 | 1372.7136 | 0 | 0
2016-05-21 20:00 | 0 | 0 | 0 | 0 | 0 | 0 | 684629.7835 | 436977 | 0 | 0 | 0 | 142977.1278 | 5974119.5842 | 0 | 0 | 0 | 0 | 0 | 0 | 0 | 0 | 0 | 858522.7634 | 0 | 0 | 0 | 0 | 71488.5639 | 174791.506 | 0 | 0 | 0 | 0 | 0 | 0 | 0 | 0 | 0 | 0 | 0 | 1372.7136 | 0 | 0
2016-05-21 21:00 | 0 | 0 | 0 | 0 | 0 | 0 | 676206.7254 | 439549 | 0 | 0 | 0 | 203470.6336 | 6148911.0903 | 0 | 0 | 0 | 0 | 0 | 0 | 0 | 0 | 0 | 859617.5002 | 0 | 0 | 0 | 0 | 60493.5058 | 174791.506 | 0 | 0 | 0 | 0 | 0 | 0 | 0 | 0 | 0 | 0 | 0 | 1372.7136 | 0 | 0
2016-05-21 22:00 | 0 | 0 | 0 | 0 | 0 | 0 | 613026.2196 | 436862 | 0 | 0 | 0 | 203470.6336 | 6323702.5963 | 0 | 0 | 0 | 0 | 0 | 0 | 0 | 0 | 0 | 860712.2326 | 0 | 0 | 0 | 0 | 0 | 174791.506 | 0 | 0 | 0 | 0 | 0 | 0 | 0 | 0 | 0 | 0 | 0 | 1372.7136 | 0 | 0
2016-05-21 23:00 | 0 | 0 | 0 | 0 | 0 | 0 | 607736.2196 | 431572 | 0 | 0 | 0 | 203470.6336 | 6498494.1023 | 0 | 0 | 0 | 0 | 0 | 0 | 0 | 0 | 0 | 861806.9606 | 0 | 0 | 0 | 0 | 0 | 174791.506 | 0 | 0 | 0 | 0 | 0 | 0 | 0 | 0 | 0 | 0 | 0 | 1372.7136 | 0 | 0
2016-05-22 | 0 | 0 | 0 | 0 | 0 | 0 | 522573.4554 | 426922 | 0 | 0 | 0 | 203470.6336 | 6594145.5578 | 0 | 0 | 0 | 0 | 0 | 0 | 0 | 0 | 0 | 861803.5134 | 0 | 0 | 0 | 0 | 0 | 95651.4554 | 0 | 0 | 0 | 0 | 0 | 0 | 0 | 0 | 0 | 0 | 0 | 0 | 0 | 0
2016-05-22 01:00 | 0 | 0 | 0 | 0 | 0 | 81422.0926 | 240457.4056 | 422713 | 0 | 0 | 0 | 203470.6336 | 6493312.0559 | 0 | 0 | 0 | 0 | 0 | 0 | 0 | 0 | 0 | 861800.0662 | 0 | 0 | 0 | 0 | 0 | 0 | 100833.5019 | 0 | 0 | 0 | 0 | 0 | 0 | 0 | 0 | 0 | 0 | 0 | 0 | 0
2016-05-22 02:00 | 0 | 0 | 0 | 0 | 0 | 48412.2392 | 18083.4305 | 410686 | 0 | 0 | 0 | 131982.0697 | 6220610.2895 | 0 | 0 | 0 | 0 | 0 | 0 | 0 | 0 | 0 | 861796.619 | 0 | 0 | 0 | 0 | -71488.5639 | 0 | 272701.7664 | 0 | 0 | 0 | 0 | 0 | 0 | 0 | 0 | 0 | 0 | 0 | 0 | 0
2016-05-22 03:00 | 0 | 0 | 0 | 0 | 0 | 190638.7975 | 0 | 391852 | 0 | 0 | 0 | 203470.6336 | 5947908.5231 | 0 | 0 | 0 | 0 | 0 | 0 | 0 | 0 | 0 | 861793.1718 | 0 | 0 | 0 | 0 | 71488.5639 | 0 | 272701.7664 | 0 | 0 | 0 | 0 | 0 | 0 | 0 | 0 | 0 | 0 | 0 | 0 | 0
2016-05-22 04:00 | 0 | 0 | 0 | 0 | 0 | 300186.4361 | 0 | 371675 | 0 | 0 | 0 | 131982.0697 | 5947908.5231 | 0 | 0 | 0 | 0 | 0 | 0 | 0 | 0 | 0 | 861789.7246 | 0 | 0 | 0 | 0 | -71488.5639 | 0 | 0 | 0 | 0 | 0 | 0 | 0 | 0 | 0 | 0 | 0 | 0 | 0 | 0 | 0
2016-05-22 05:00 | 0 | 0 | 0 | 0 | 0 | 8143.6697 | 0 | 352334 | 0 | 0 | 0 | 60493.5058 | 5675206.7567 | 0 | 0 | 0 | 0 | 0 | 0 | 0 | 0 | 0 | 861786.2774 | 0 | 0 | 0 | 0 | -71488.5639 | 0 | 272701.7664 | 0 | 0 | 0 | 0 | 0 | 0 | 0 | 0 | 0 | 0 | 0 | 0 | 0
2016-05-22 06:00 | 0 | 0 | 0 | 0 | 0 | 408629.5639 | 0 | 337141 | 0 | 0 | 0 | 131982.0697 | 5675206.7567 | 0 | 0 | 0 | 0 | 0 | 0 | 0 | 0 | 0 | 861782.8303 | 0 | 0 | 0 | 0 | 71488.5639 | 0 | 0 | 0 | 0 | 0 | 0 | 0 | 0 | 0 | 0 | 0 | 0 | 0 | 0 | 0
2016-05-22 07:00 | 0 | 0 | 0 | 0 | 0 | 125436.7975 | 0 | 326650 | 0 | 0 | 0 | 203470.6336 | 5402504.9902 | 0 | 0 | 0 | 0 | 0 | 0 | 0 | 0 | 0 | 861779.3832 | 0 | 0 | 0 | 0 | 71488.5639 | 0 | 272701.7664 | 0 | 0 | 0 | 0 | 0 | 0 | 0 | 0 | 0 | 0 | 0 | 0 | 0
2016-05-22 08:00 | 0 | 0 | 0 | 0 | 0 | 249528.4361 | 0 | 321017 | 0 | 0 | 0 | 131982.0697 | 5402504.9902 | 0 | 0 | 0 | 0 | 0 | 0 | 0 | 0 | 0 | 861775.936 | 0 | 0 | 0 | 0 | -71488.5639 | 0 | 0 | 0 | 0 | 0 | 0 | 0 | 0 | 0 | 0 | 0 | 0 | 0 | 0 | 0
2016-05-22 09:00 | 0 | 0 | 0 | 0 | 0 | 247871.4361 | 0 | 319360 | 0 | 0 | 0 | 60493.5058 | 5402504.9902 | 0 | 0 | 0 | 0 | 0 | 0 | 0 | 0 | 0 | 861772.4889 | 0 | 0 | 0 | 0 | -71488.5639 | 0 | 0 | 0 | 0 | 0 | 0 | 0 | 0 | 0 | 0 | 0 | 0 | 0 | 0 | 0
2016-05-22 10:00 | 0 | 0 | 0 | 0 | 0 | 0 | 0 | 319221 | 0 | 0 | 0 | 13974.2722 | 5129803.2238 | 0 | 0 | 0 | 0 | 0 | 0 | 0 | 0 | 0 | 861769.0419 | 0 | 0 | 0 | 0 | -46519.2336 | 0 | 272701.7664 | 0 | 0 | 0 | 0 | 0 | 0 | 0 | 0 | 0 | 0 | 0 | 0 | 0
2016-05-22 11:00 | 0 | 0 | 0 | 0 | 0 | 37399.9614 | 0 | 324076 | 0 | 0 | 0 | 0 | 4857101.4574 | 0 | 0 | 0 | 0 | 0 | 0 | 0 | 0 | 0 | 861765.5948 | 0 | 0 | 0 | 0 | -13974.2722 | 0 | 272701.7664 | 0 | 0 | 0 | 0 | 0 | 0 | 0 | 0 | 0 | 0 | 0 | 0 | 0
2016-05-22 12:00 | 0 | 0 | 0 | 0 | 0 | 0 | 83988.3134 | 340092 | 0 | 0 | 0 | 0 | 4600997.7708 | 0 | 0 | 0 | 0 | 0 | 0 | 0 | 0 | 0 | 861762.1477 | 0 | 0 | 0 | 0 | 0 | 0 | 256103.6866 | 0 | 0 | 0 | 0 | 0 | 0 | 0 | 0 | 0 | 0 | 0 | 0 | 0
2016-05-22 13:00 | 0 | 0 | 0 | 0 | 0 | 0 | 459984.6264 | 358790 | 0 | 0 | 0 | 0 | 4702192.3972 | 0 | 0 | 0 | 0 | 0 | 0 | 0 | 0 | 0 | 861758.7007 | 0 | 0 | 0 | 0 | 0 | 101194.6264 | 0 | 0 | 0 | 0 | 0 | 0 | 0 | 0 | 0 | 0 | 0 | 0 | 0 | 0
2016-05-22 14:00 | 0 | 0 | 0 | 0 | 0 | 0 | 551694.2196 | 375530 | 0 | 0 | 0 | 0 | 4876983.9033 | 0 | 0 | 0 | 0 | 0 | 0 | 0 | 0 | 0 | 862853.4245 | 0 | 0 | 0 | 0 | 0 | 174791.506 | 0 | 0 | 0 | 0 | 0 | 0 | 0 | 0 | 0 | 0 | 0 | 1372.7136 | 0 | 0
2016-05-22 15:00 | 0 | 0 | 0 | 0 | 0 | 0 | 565204.2196 | 389040 | 0 | 0 | 0 | 0 | 5051775.4093 | 0 | 0 | 0 | 0 | 0 | 0 | 0 | 0 | 0 | 863948.144 | 0 | 0 | 0 | 0 | 0 | 174791.506 | 0 | 0 | 0 | 0 | 0 | 0 | 0 | 0 | 0 | 0 | 0 | 1372.7136 | 0 | 0
2016-05-22 16:00 | 0 | 0 | 0 | 0 | 0 | 0 | 648758.7835 | 401106 | 0 | 0 | 0 | 71488.5639 | 5226566.9153 | 0 | 0 | 0 | 0 | 0 | 0 | 0 | 0 | 0 | 865042.859 | 0 | 0 | 0 | 0 | 71488.5639 | 174791.506 | 0 | 0 | 0 | 0 | 0 | 0 | 0 | 0 | 0 | 0 | 0 | 1372.7136 | 0 | 0
2016-05-22 17:00 | 0 | 0 | 0 | 0 | 0 | 0 | 515325.6557 | 410650 | 0 | 0 | 0 | 0 | 5401358.4214 | 0 | 0 | 0 | 0 | 0 | 0 | 0 | 0 | 0 | 866137.5697 | 0 | 0 | 0 | 0 | -71488.5639 | 174791.506 | 0 | 0 | 0 | 0 | 0 | 0 | 0 | 0 | 0 | 0 | 0 | 1372.7136 | 0 | 0
2016-05-22 18:00 | 0 | 0 | 0 | 0 | 0 | 0 | 666662.7835 | 419010 | 0 | 0 | 0 | 71488.5639 | 5576149.9274 | 0 | 0 | 0 | 0 | 0 | 0 | 0 | 0 | 0 | 867232.276 | 0 | 0 | 0 | 0 | 71488.5639 | 174791.506 | 0 | 0 | 0 | 0 | 0 | 0 | 0 | 0 | 0 | 0 | 0 | 1372.7136 | 0 | 0
2016-05-22 19:00 | 0 | 0 | 0 | 0 | 0 | 0 | 662854.7254 | 426197 | 0 | 0 | 0 | 131982.0697 | 5750941.4335 | 0 | 0 | 0 | 0 | 0 | 0 | 0 | 0 | 0 | 868326.978 | 0 | 0 | 0 | 0 | 60493.5058 | 174791.506 | 0 | 0 | 0 | 0 | 0 | 0 | 0 | 0 | 0 | 0 | 0 | 1372.7136 | 0 | 0
2016-05-22 20:00 | 0 | 0 | 0 | 0 | 0 | 0 | 682001.7835 | 434349 | 0 | 0 | 0 | 203470.6336 | 5925732.9395 | 0 | 0 | 0 | 0 | 0 | 0 | 0 | 0 | 0 | 869421.6755 | 0 | 0 | 0 | 0 | 71488.5639 | 174791.506 | 0 | 0 | 0 | 0 | 0 | 0 | 0 | 0 | 0 | 0 | 0 | 1372.7136 | 0 | 0
2016-05-22 21:00 | 0 | 0 | 0 | 0 | 0 | 0 | 617123.2196 | 440959 | 0 | 0 | 0 | 203470.6336 | 6100524.4455 | 0 | 0 | 0 | 0 | 0 | 0 | 0 | 0 | 0 | 870516.3687 | 0 | 0 | 0 | 0 | 0 | 174791.506 | 0 | 0 | 0 | 0 | 0 | 0 | 0 | 0 | 0 | 0 | 0 | 1372.7136 | 0 | 0
2016-05-22 22:00 | 0 | 0 | 0 | 0 | 0 | 0 | 620063.2196 | 443899 | 0 | 0 | 0 | 203470.6336 | 6275315.9516 | 0 | 0 | 0 | 0 | 0 | 0 | 0 | 0 | 0 | 871611.0575 | 0 | 0 | 0 | 0 | 0 | 174791.506 | 0 | 0 | 0 | 0 | 0 | 0 | 0 | 0 | 0 | 0 | 0 | 1372.7136 | 0 | 0
2016-05-22 23:00 | 0 | 0 | 0 | 0 | 0 | 0 | 618420.2196 | 442256 | 0 | 0 | 0 | 203470.6336 | 6450107.4576 | 0 | 0 | 0 | 0 | 0 | 0 | 0 | 0 | 0 | 872705.7419 | 0 | 0 | 0 | 0 | 0 | 174791.506 | 0 | 0 | 0 | 0 | 0 | 0 | 0 | 0 | 0 | 0 | 0 | 1372.7136 | 0 | 0
2016-05-23 | 0 | 0 | 0 | 0 | 0 | 0 | 584493.1001 | 440455 | 0 | 0 | 0 | 203470.6336 | 6594145.5578 | 0 | 0 | 0 | 0 | 0 | 0 | 0 | 0 | 0 | 872702.2511 | 0 | 0 | 0 | 0 | 0 | 144038.1001 | 0 | 0 | 0 | 0 | 0 | 0 | 0 | 0 | 0 | 0 | 0 | 0 | 0 | 0
2016-05-23 01:00 | 0 | 0 | 0 | 0 | 0 | 94484.6266 | 282341.8676 | 437320 | 0 | 0 | 0 | 142977.1278 | 6594145.5578 | 0 | 0 | 0 | 0 | 0 | 0 | 0 | 0 | 0 | 872698.7603 | 0 | 0 | 0 | 0 | -60493.5058 | 0 | 0 | 0 | 0 | 0 | 0 | 0 | 0 | 0 | 0 | 0 | 0 | 0 | 0 | 0
2016-05-23 02:00 | 0 | 0 | 0 | 0 | 0 | 50528.1402 | 26889.5295 | 421608 | 0 | 0 | 0 | 71488.5639 | 6321443.7913 | 0 | 0 | 0 | 0 | 0 | 0 | 0 | 0 | 0 | 872695.2695 | 0 | 0 | 0 | 0 | -71488.5639 | 0 | 272701.7664 | 0 | 0 | 0 | 0 | 0 | 0 | 0 | 0 | 0 | 0 | 0 | 0 | 0
2016-05-23 03:00 | 0 | 0 | 0 | 0 | 0 | 53008.6697 | 0 | 397199 | 0 | 0 | 0 | 0 | 6048742.0249 | 0 | 0 | 0 | 0 | 0 | 0 | 0 | 0 | 0 | 872691.7787 | 0 | 0 | 0 | 0 | -71488.5639 | 0 | 272701.7664 | 0 | 0 | 0 | 0 | 0 | 0 | 0 | 0 | 0 | 0 | 0 | 0 | 0
2016-05-23 04:00 | 0 | 0 | 0 | 0 | 0 | 171624.7975 | 0 | 372838 | 0 | 0 | 0 | 71488.5639 | 5776040.2585 | 0 | 0 | 0 | 0 | 0 | 0 | 0 | 0 | 0 | 872688.288 | 0 | 0 | 0 | 0 | 71488.5639 | 0 | 272701.7664 | 0 | 0 | 0 | 0 | 0 | 0 | 0 | 0 | 0 | 0 | 0 | 0 | 0
2016-05-23 05:00 | 0 | 0 | 0 | 0 | 0 | 281093.4361 | 0 | 352582 | 0 | 0 | 0 | 0 | 5776040.2585 | 0 | 0 | 0 | 0 | 0 | 0 | 0 | 0 | 0 | 872684.7972 | 0 | 0 | 0 | 0 | -71488.5639 | 0 | 0 | 0 | 0 | 0 | 0 | 0 | 0 | 0 | 0 | 0 | 0 | 0 | 0 | 0
2016-05-23 06:00 | 0 | 0 | 0 | 0 | 0 | 136565.7975 | 0 | 337779 | 0 | 0 | 0 | 71488.5639 | 5503338.4921 | 0 | 0 | 0 | 0 | 0 | 0 | 0 | 0 | 0 | 872681.3065 | 0 | 0 | 0 | 0 | 71488.5639 | 0 | 272701.7664 | 0 | 0 | 0 | 0 | 0 | 0 | 0 | 0 | 0 | 0 | 0 | 0 | 0
2016-05-23 07:00 | 0 | 0 | 0 | 0 | 0 | 257577.4361 | 0 | 329066 | 0 | 0 | 0 | 0 | 5503338.4921 | 0 | 0 | 0 | 0 | 0 | 0 | 0 | 0 | 0 | 872677.8157 | 0 | 0 | 0 | 0 | -71488.5639 | 0 | 0 | 0 | 0 | 0 | 0 | 0 | 0 | 0 | 0 | 0 | 0 | 0 | 0 | 0
2016-05-23 08:00 | 0 | 0 | 0 | 0 | 0 | 53983.2336 | 0 | 326685 | 0 | 0 | 0 | 0 | 5230636.7257 | 0 | 0 | 0 | 0 | 0 | 0 | 0 | 0 | 0 | 872674.325 | 0 | 0 | 0 | 0 | 0 | 0 | 272701.7664 | 0 | 0 | 0 | 0 | 0 | 0 | 0 | 0 | 0 | 0 | 0 | 0 | 0
2016-05-23 09:00 | 0 | 0 | 0 | 0 | 0 | 135179.7975 | 0 | 336393 | 0 | 0 | 0 | 71488.5639 | 4957934.9593 | 0 | 0 | 0 | 0 | 0 | 0 | 0 | 0 | 0 | 872670.8343 | 0 | 0 | 0 | 0 | 71488.5639 | 0 | 272701.7664 | 0 | 0 | 0 | 0 | 0 | 0 | 0 | 0 | 0 | 0 | 0 | 0 | 0
2016-05-23 10:00 | 0 | 0 | 0 | 0 | 0 | 133276.0925 | 0 | 358134 | 0 | 0 | 0 | 0 | 4804565.6157 | 0 | 0 | 0 | 0 | 0 | 0 | 0 | 0 | 0 | 872667.3436 | 0 | 0 | 0 | 0 | -71488.5639 | 0 | 153369.3436 | 0 | 0 | 0 | 0 | 0 | 0 | 0 | 0 | 0 | 0 | 0 | 0 | 0
2016-05-23 11:00 | 0 | 0 | 0 | 0 | 0 | 452948.5639 | 0 | 381460 | 0 | 0 | 0 | 71488.5639 | 4804565.6157 | 0 | 0 | 0 | 0 | 0 | 0 | 0 | 0 | 0 | 872663.853 | 0 | 0 | 0 | 0 | 71488.5639 | 0 | 0 | 0 | 0 | 0 | 0 | 0 | 0 | 0 | 0 | 0 | 0 | 0 | 0 | 0
2016-05-23 12:00 | 0 | 0 | 0 | 0 | 0 | 135009.678 | 95350.4977 | 399759 | 0 | 0 | 0 | 0 | 4706655.3553 | 0 | 0 | 0 | 0 | 0 | 0 | 0 | 0 | 0 | 872660.3623 | 0 | 0 | 0 | 0 | -71488.5639 | 174791.506 | 272701.7664 | 0 | 0 | 0 | 0 | 0 | 0 | 0 | 0 | 0 | 0 | 0 | 0 | 0
2016-05-23 13:00 | 0 | 0 | 0 | 0 | 0 | 0 | 474283.1546 | 416209 | 0 | 0 | 0 | 0 | 4764729.5099 | 0 | 0 | 0 | 0 | 0 | 0 | 0 | 0 | 0 | 872656.8717 | 0 | 0 | 0 | 0 | 0 | 58074.1546 | 0 | 0 | 0 | 0 | 0 | 0 | 0 | 0 | 0 | 0 | 0 | 0 | 0 | 0
2016-05-23 14:00 | 0 | 0 | 0 | 0 | 0 | 0 | 608278.2196 | 432114 | 0 | 0 | 0 | 0 | 4939521.016 | 0 | 0 | 0 | 0 | 0 | 0 | 0 | 0 | 0 | 873751.5519 | 0 | 0 | 0 | 0 | 0 | 174791.506 | 0 | 0 | 0 | 0 | 0 | 0 | 0 | 0 | 0 | 0 | 0 | 1372.7136 | 0 | 0
2016-05-23 15:00 | 0 | 0 | 0 | 0 | 0 | 0 | 622170.2196 | 446006 | 0 | 0 | 0 | 0 | 5114312.522 | 0 | 0 | 0 | 0 | 0 | 0 | 0 | 0 | 0 | 874846.2278 | 0 | 0 | 0 | 0 | 0 | 174791.506 | 0 | 0 | 0 | 0 | 0 | 0 | 0 | 0 | 0 | 0 | 0 | 1372.7136 | 0 | 0
2016-05-23 16:00 | 0 | 0 | 0 | 0 | 0 | 0 | 705330.7835 | 457678 | 0 | 0 | 0 | 71488.5639 | 5289104.028 | 0 | 0 | 0 | 0 | 0 | 0 | 0 | 0 | 0 | 875940.8993 | 0 | 0 | 0 | 0 | 71488.5639 | 174791.506 | 0 | 0 | 0 | 0 | 0 | 0 | 0 | 0 | 0 | 0 | 0 | 1372.7136 | 0 | 0
2016-05-23 17:00 | 0 | 0 | 0 | 0 | 0 | 0 | 573681.6557 | 469006 | 0 | 0 | 0 | 0 | 5463895.5341 | 0 | 0 | 0 | 0 | 0 | 0 | 0 | 0 | 0 | 877035.5664 | 0 | 0 | 0 | 0 | -71488.5639 | 174791.506 | 0 | 0 | 0 | 0 | 0 | 0 | 0 | 0 | 0 | 0 | 0 | 1372.7136 | 0 | 0
2016-05-23 18:00 | 0 | 0 | 0 | 0 | 0 | 0 | 726000.7835 | 478348 | 0 | 0 | 0 | 71488.5639 | 5638687.0401 | 0 | 0 | 0 | 0 | 0 | 0 | 0 | 0 | 0 | 878130.2291 | 0 | 0 | 0 | 0 | 71488.5639 | 174791.506 | 0 | 0 | 0 | 0 | 0 | 0 | 0 | 0 | 0 | 0 | 0 | 1372.7136 | 0 | 0
2016-05-23 19:00 | 0 | 0 | 0 | 0 | 0 | 0 | 733741.7835 | 486089 | 0 | 0 | 0 | 142977.1278 | 5813478.5462 | 0 | 0 | 0 | 0 | 0 | 0 | 0 | 0 | 0 | 879224.8874 | 0 | 0 | 0 | 0 | 71488.5639 | 174791.506 | 0 | 0 | 0 | 0 | 0 | 0 | 0 | 0 | 0 | 0 | 0 | 1372.7136 | 0 | 0
2016-05-23 20:00 | 0 | 0 | 0 | 0 | 0 | 0 | 727529.7254 | 490872 | 0 | 0 | 0 | 203470.6336 | 5988270.0522 | 0 | 0 | 0 | 0 | 0 | 0 | 0 | 0 | 0 | 880319.5414 | 0 | 0 | 0 | 0 | 60493.5058 | 174791.506 | 0 | 0 | 0 | 0 | 0 | 0 | 0 | 0 | 0 | 0 | 0 | 1372.7136 | 0 | 0
2016-05-23 21:00 | 0 | 0 | 0 | 0 | 0 | 0 | 597785.6557 | 493110 | 0 | 0 | 0 | 131982.0697 | 6163061.5582 | 0 | 0 | 0 | 0 | 0 | 0 | 0 | 0 | 0 | 881414.191 | 0 | 0 | 0 | 0 | -71488.5639 | 174791.506 | 0 | 0 | 0 | 0 | 0 | 0 | 0 | 0 | 0 | 0 | 0 | 1372.7136 | 0 | 0
2016-05-23 22:00 | 0 | 0 | 0 | 0 | 0 | 0 | 738393.7835 | 490741 | 0 | 0 | 0 | 203470.6336 | 6337853.0643 | 0 | 0 | 0 | 0 | 0 | 0 | 0 | 0 | 0 | 882508.8362 | 0 | 0 | 0 | 0 | 71488.5639 | 174791.506 | 0 | 0 | 0 | 0 | 0 | 0 | 0 | 0 | 0 | 0 | 0 | 1372.7136 | 0 | 0
2016-05-23 23:00 | 0 | 0 | 0 | 0 | 0 | 0 | 660238.2196 | 484074 | 0 | 0 | 0 | 203470.6336 | 6512644.5703 | 0 | 0 | 0 | 0 | 0 | 0 | 0 | 0 | 0 | 883603.477 | 0 | 0 | 0 | 0 | 0 | 174791.506 | 0 | 0 | 0 | 0 | 0 | 0 | 0 | 0 | 0 | 0 | 0 | 1372.7136 | 0 | 0
2016-05-24 | 0 | 0 | 0 | 0 | 0 | 0 | 559307.9874 | 477807 | 0 | 0 | 0 | 203470.6336 | 6594145.5578 | 0 | 0 | 0 | 0 | 0 | 0 | 0 | 0 | 0 | 883599.9426 | 0 | 0 | 0 | 0 | 0 | 81500.9874 | 0 | 0 | 0 | 0 | 0 | 0 | 0 | 0 | 0 | 0 | 0 | 0 | 0 | 0
2016-05-24 01:00 | 0 | 0 | 0 | 0 | 0 | 225543.1509 | 245509.8491 | 471053 | 0 | 0 | 0 | 203470.6336 | 6594145.5578 | 0 | 0 | 0 | 0 | 0 | 0 | 0 | 0 | 0 | 883596.4082 | 0 | 0 | 0 | 0 | 0 | 0 | 0 | 0 | 0 | 0 | 0 | 0 | 0 | 0 | 0 | 0 | 0 | 0 | 0 | 0
2016-05-24 02:00 | 0 | 0 | 0 | 0 | 0 | 431804.6216 | 17103.3784 | 448908 | 0 | 0 | 0 | 203470.6336 | 6594145.5578 | 0 | 0 | 0 | 0 | 0 | 0 | 0 | 0 | 0 | 883592.8738 | 0 | 0 | 0 | 0 | 0 | 0 | 0 | 0 | 0 | 0 | 0 | 0 | 0 | 0 | 0 | 0 | 0 | 0 | 0 | 0
2016-05-24 03:00 | 0 | 0 | 0 | 0 | 0 | 75920.6697 | 0 | 420111 | 0 | 0 | 0 | 131982.0697 | 6321443.7913 | 0 | 0 | 0 | 0 | 0 | 0 | 0 | 0 | 0 | 883589.3395 | 0 | 0 | 0 | 0 | -71488.5639 | 0 | 272701.7664 | 0 | 0 | 0 | 0 | 0 | 0 | 0 | 0 | 0 | 0 | 0 | 0 | 0
2016-05-24 04:00 | 0 | 0 | 0 | 0 | 0 | 191020.7975 | 0 | 392234 | 0 | 0 | 0 | 203470.6336 | 6048742.0249 | 0 | 0 | 0 | 0 | 0 | 0 | 0 | 0 | 0 | 883585.8051 | 0 | 0 | 0 | 0 | 71488.5639 | 0 | 272701.7664 | 0 | 0 | 0 | 0 | 0 | 0 | 0 | 0 | 0 | 0 | 0 | 0 | 0
2016-05-24 05:00 | 0 | 0 | 0 | 0 | 0 | 36967.3975 | 0 | 370342 | 0 | 0 | 0 | 142797.7975 | 5776040.2585 | 0 | 0 | 0 | 0 | 0 | 0 | 0 | 0 | 0 | 883582.2708 | 0 | 0 | 0 | 0 | -60672.8361 | 0 | 272701.7664 | 0 | 0 | 0 | 0 | 0 | 0 | 0 | 0 | 0 | 0 | 0 | 0 | 0
2016-05-24 06:00 | 0 | 0 | 0 | 0 | 0 | 9906.6697 | 0 | 354097 | 0 | 0 | 0 | 71309.2336 | 5503338.4921 | 0 | 0 | 0 | 0 | 0 | 0 | 0 | 0 | 0 | 883578.7364 | 0 | 0 | 0 | 0 | -71488.5639 | 0 | 272701.7664 | 0 | 0 | 0 | 0 | 0 | 0 | 0 | 0 | 0 | 0 | 0 | 0 | 0
2016-05-24 07:00 | 0 | 0 | 0 | 0 | 0 | 0 | 0 | 344011 | 0 | 0 | 0 | 0 | 5230636.7257 | 0 | 0 | 0 | 0 | 0 | 0 | 0 | 0 | 0 | 883575.2021 | 0 | 0 | 0 | 0 | -71309.2336 | 0 | 272701.7664 | 0 | 0 | 0 | 0 | 0 | 0 | 0 | 0 | 0 | 0 | 0 | 0 | 0
2016-05-24 08:00 | 0 | 0 | 0 | 0 | 0 | 68605.2336 | 0 | 341307 | 0 | 0 | 0 | 0 | 4957934.9593 | 0 | 0 | 0 | 0 | 0 | 0 | 0 | 0 | 0 | 883571.6678 | 0 | 0 | 0 | 0 | 0 | 0 | 272701.7664 | 0 | 0 | 0 | 0 | 0 | 0 | 0 | 0 | 0 | 0 | 0 | 0 | 0
2016-05-24 09:00 | 0 | 0 | 0 | 0 | 0 | 75636.2336 | 0 | 348338 | 0 | 0 | 0 | 0 | 4685233.1929 | 0 | 0 | 0 | 0 | 0 | 0 | 0 | 0 | 0 | 883568.1335 | 0 | 0 | 0 | 0 | 0 | 0 | 272701.7664 | 0 | 0 | 0 | 0 | 0 | 0 | 0 | 0 | 0 | 0 | 0 | 0 | 0
2016-05-24 10:00 | 0 | 0 | 0 | 0 | 0 | 93970.2336 | 0 | 366672 | 0 | 0 | 0 | 0 | 4412531.4265 | 0 | 0 | 0 | 0 | 0 | 0 | 0 | 0 | 0 | 883564.5993 | 0 | 0 | 0 | 0 | 0 | 0 | 272701.7664 | 0 | 0 | 0 | 0 | 0 | 0 | 0 | 0 | 0 | 0 | 0 | 0 | 0
2016-05-24 11:00 | 0 | 0 | 0 | 0 | 0 | 117124.2336 | 0 | 389826 | 0 | 0 | 0 | 0 | 4139829.66 | 0 | 0 | 0 | 0 | 0 | 0 | 0 | 0 | 0 | 883561.065 | 0 | 0 | 0 | 0 | 0 | 0 | 272701.7664 | 0 | 0 | 0 | 0 | 0 | 0 | 0 | 0 | 0 | 0 | 0 | 0 | 0
2016-05-24 12:00 | 0 | 0 | 0 | 0 | 0 | 30995.4672 | 104965.7664 | 408663 | 0 | 0 | 0 | 0 | 3867127.8936 | 0 | 0 | 0 | 0 | 0 | 0 | 0 | 0 | 0 | 883557.5308 | 0 | 0 | 0 | 0 | 0 | 0 | 272701.7664 | 0 | 0 | 0 | 0 | 0 | 0 | 0 | 0 | 0 | 0 | 0 | 0 | 0
2016-05-24 13:00 | 0 | 0 | 0 | 0 | 0 | 0 | 452129.7332 | 426934 | 0 | 0 | 0 | 0 | 3892323.6268 | 0 | 0 | 0 | 0 | 0 | 0 | 0 | 0 | 0 | 883553.9965 | 0 | 0 | 0 | 0 | 0 | 25195.7332 | 0 | 0 | 0 | 0 | 0 | 0 | 0 | 0 | 0 | 0 | 0 | 0 | 0 | 0
2016-05-24 14:00 | 0 | 0 | 0 | 0 | 0 | 0 | 653685.934 | 445433 | 0 | 0 | 0 | 32088.7144 | 4067115.1329 | 0 | 0 | 0 | 0 | 0 | 0 | 0 | 0 | 0 | 884648.6332 | 0 | 0 | 0 | 0 | 32088.7144 | 174791.506 | 0 | 0 | 0 | 0 | 0 | 0 | 0 | 0 | 0 | 0 | 0 | 1372.7136 | 0 | 0
2016-05-24 15:00 | 0 | 0 | 0 | 0 | 0 | 0 | 606456.5052 | 462381 | 0 | 0 | 0 | 0 | 4241906.6389 | 0 | 0 | 0 | 0 | 0 | 0 | 0 | 0 | 0 | 885743.2654 | 0 | 0 | 0 | 0 | -32088.7144 | 174791.506 | 0 | 0 | 0 | 0 | 0 | 0 | 0 | 0 | 0 | 0 | 0 | 1372.7136 | 0 | 0
2016-05-24 16:00 | 0 | 0 | 0 | 0 | 0 | 0 | 724052.7835 | 476400 | 0 | 0 | 0 | 71488.5639 | 4416698.145 | 0 | 0 | 0 | 0 | 0 | 0 | 0 | 0 | 0 | 886837.8933 | 0 | 0 | 0 | 0 | 71488.5639 | 174791.506 | 0 | 0 | 0 | 0 | 0 | 0 | 0 | 0 | 0 | 0 | 0 | 1372.7136 | 0 | 0
2016-05-24 17:00 | 0 | 0 | 0 | 0 | 0 | 0 | 736922.7835 | 489270 | 0 | 0 | 0 | 142977.1278 | 4591489.651 | 0 | 0 | 0 | 0 | 0 | 0 | 0 | 0 | 0 | 887932.5169 | 0 | 0 | 0 | 0 | 71488.5639 | 174791.506 | 0 | 0 | 0 | 0 | 0 | 0 | 0 | 0 | 0 | 0 | 0 | 1372.7136 | 0 | 0
2016-05-24 18:00 | 0 | 0 | 0 | 0 | 0 | 0 | 737564.7254 | 500907 | 0 | 0 | 0 | 203470.6336 | 4766281.157 | 0 | 0 | 0 | 0 | 0 | 0 | 0 | 0 | 0 | 889027.136 | 0 | 0 | 0 | 0 | 60493.5058 | 174791.506 | 0 | 0 | 0 | 0 | 0 | 0 | 0 | 0 | 0 | 0 | 0 | 1372.7136 | 0 | 0
2016-05-24 19:00 | 0 | 0 | 0 | 0 | 0 | 0 | 614457.6557 | 509782 | 0 | 0 | 0 | 131982.0697 | 4941072.6631 | 0 | 0 | 0 | 0 | 0 | 0 | 0 | 0 | 0 | 890121.7507 | 0 | 0 | 0 | 0 | -71488.5639 | 174791.506 | 0 | 0 | 0 | 0 | 0 | 0 | 0 | 0 | 0 | 0 | 0 | 1372.7136 | 0 | 0
2016-05-24 20:00 | 0 | 0 | 0 | 0 | 0 | 0 | 764359.7835 | 516707 | 0 | 0 | 0 | 203470.6336 | 5115864.1691 | 0 | 0 | 0 | 0 | 0 | 0 | 0 | 0 | 0 | 891216.3611 | 0 | 0 | 0 | 0 | 71488.5639 | 174791.506 | 0 | 0 | 0 | 0 | 0 | 0 | 0 | 0 | 0 | 0 | 0 | 1372.7136 | 0 | 0
2016-05-24 21:00 | 0 | 0 | 0 | 0 | 0 | 0 | 696297.2196 | 520133 | 0 | 0 | 0 | 203470.6336 | 5290655.6752 | 0 | 0 | 0 | 0 | 0 | 0 | 0 | 0 | 0 | 892310.9671 | 0 | 0 | 0 | 0 | 0 | 174791.506 | 0 | 0 | 0 | 0 | 0 | 0 | 0 | 0 | 0 | 0 | 0 | 1372.7136 | 0 | 0
2016-05-24 22:00 | 0 | 0 | 0 | 0 | 0 | 0 | 694319.2196 | 518155 | 0 | 0 | 0 | 203470.6336 | 5465447.1812 | 0 | 0 | 0 | 0 | 0 | 0 | 0 | 0 | 0 | 893405.5688 | 0 | 0 | 0 | 0 | 0 | 174791.506 | 0 | 0 | 0 | 0 | 0 | 0 | 0 | 0 | 0 | 0 | 0 | 1372.7136 | 0 | 0
2016-05-24 23:00 | 0 | 0 | 0 | 0 | 0 | 0 | 649271.4772 | 509918 | 0 | 0 | 0 | 203470.6336 | 5604800.6584 | 0 | 0 | 0 | 0 | 0 | 0 | 0 | 0 | 0 | 893401.9951 | 0 | 0 | 0 | 0 | 0 | 139353.4772 | 0 | 0 | 0 | 0 | 0 | 0 | 0 | 0 | 0 | 0 | 0 | 0 | 0 | 0
2016-05-25 | 0 | 0 | 0 | 0 | 0 | 0 | 502070.7492 | 501806 | 0 | 0 | 0 | 203470.6336 | 5605065.4075 | 0 | 0 | 0 | 0 | 0 | 0 | 0 | 0 | 0 | 893398.4215 | 0 | 0 | 0 | 0 | 0 | 264.7492 | 0 | 0 | 0 | 0 | 0 | 0 | 0 | 0 | 0 | 0 | 0 | 0 | 0 | 0
2016-05-25 01:00 | 0 | 0 | 0 | 0 | 0 | 0 | 231452.2853 | 493666 | 0 | 0 | 0 | 142977.1278 | 5403345.1986 | 0 | 0 | 0 | 0 | 0 | 0 | 0 | 0 | 0 | 893394.8479 | 0 | 0 | 0 | 0 | -60493.5058 | 0 | 201720.2089 | 0 | 0 | 0 | 0 | 0 | 0 | 0 | 0 | 0 | 0 | 0 | 0 | 0
2016-05-25 02:00 | 0 | 0 | 0 | 0 | 0 | 109792.9943 | 15898.6754 | 469882 | 0 | 0 | 0 | 71488.5639 | 5130643.4322 | 0 | 0 | 0 | 0 | 0 | 0 | 0 | 0 | 0 | 893391.2743 | 0 | 0 | 0 | 0 | -71488.5639 | 0 | 272701.7664 | 0 | 0 | 0 | 0 | 0 | 0 | 0 | 0 | 0 | 0 | 0 | 0 | 0
2016-05-25 03:00 | 0 | 0 | 0 | 0 | 0 | 95639.6697 | 0 | 439830 | 0 | 0 | 0 | 0 | 4857941.6658 | 0 | 0 | 0 | 0 | 0 | 0 | 0 | 0 | 0 | 893387.7008 | 0 | 0 | 0 | 0 | -71488.5639 | 0 | 272701.7664 | 0 | 0 | 0 | 0 | 0 | 0 | 0 | 0 | 0 | 0 | 0 | 0 | 0
2016-05-25 04:00 | 0 | 0 | 0 | 0 | 0 | 412104 | 0 | 412104 | 0 | 0 | 0 | 0 | 4857941.6658 | 0 | 0 | 0 | 0 | 0 | 0 | 0 | 0 | 0 | 893384.1272 | 0 | 0 | 0 | 0 | 0 | 0 | 0 | 0 | 0 | 0 | 0 | 0 | 0 | 0 | 0 | 0 | 0 | 0 | 0 | 0
2016-05-25 05:00 | 0 | 0 | 0 | 0 | 0 | 186896.7975 | 0 | 388110 | 0 | 0 | 0 | 71488.5639 | 4585239.8994 | 0 | 0 | 0 | 0 | 0 | 0 | 0 | 0 | 0 | 893380.5537 | 0 | 0 | 0 | 0 | 71488.5639 | 0 | 272701.7664 | 0 | 0 | 0 | 0 | 0 | 0 | 0 | 0 | 0 | 0 | 0 | 0 | 0
2016-05-25 06:00 | 0 | 0 | 0 | 0 | 0 | 25158.6697 | 0 | 369349 | 0 | 0 | 0 | 0 | 4312538.133 | 0 | 0 | 0 | 0 | 0 | 0 | 0 | 0 | 0 | 893376.9802 | 0 | 0 | 0 | 0 | -71488.5639 | 0 | 272701.7664 | 0 | 0 | 0 | 0 | 0 | 0 | 0 | 0 | 0 | 0 | 0 | 0 | 0
2016-05-25 07:00 | 0 | 0 | 0 | 0 | 0 | 84628.2336 | 0 | 357330 | 0 | 0 | 0 | 0 | 4039836.3665 | 0 | 0 | 0 | 0 | 0 | 0 | 0 | 0 | 0 | 893373.4067 | 0 | 0 | 0 | 0 | 0 | 0 | 272701.7664 | 0 | 0 | 0 | 0 | 0 | 0 | 0 | 0 | 0 | 0 | 0 | 0 | 0
2016-05-25 08:00 | 0 | 0 | 0 | 0 | 0 | 151982.7975 | 0 | 353196 | 0 | 0 | 0 | 71488.5639 | 3767134.6001 | 0 | 0 | 0 | 0 | 0 | 0 | 0 | 0 | 0 | 893369.8332 | 0 | 0 | 0 | 0 | 71488.5639 | 0 | 272701.7664 | 0 | 0 | 0 | 0 | 0 | 0 | 0 | 0 | 0 | 0 | 0 | 0 | 0
2016-05-25 09:00 | 0 | 0 | 0 | 0 | 0 | 16247.6697 | 0 | 360438 | 0 | 0 | 0 | 0 | 3494432.8337 | 0 | 0 | 0 | 0 | 0 | 0 | 0 | 0 | 0 | 893366.2597 | 0 | 0 | 0 | 0 | -71488.5639 | 0 | 272701.7664 | 0 | 0 | 0 | 0 | 0 | 0 | 0 | 0 | 0 | 0 | 0 | 0 | 0
2016-05-25 10:00 | 0 | 0 | 0 | 0 | 0 | 105179.2336 | 0 | 377881 | 0 | 0 | 0 | 0 | 3221731.0673 | 0 | 0 | 0 | 0 | 0 | 0 | 0 | 0 | 0 | 893362.6862 | 0 | 0 | 0 | 0 | 0 | 0 | 272701.7664 | 0 | 0 | 0 | 0 | 0 | 0 | 0 | 0 | 0 | 0 | 0 | 0 | 0
2016-05-25 11:00 | 0 | 0 | 0 | 0 | 0 | 464868.3939 | 0.75574 | 400106 | 0 | 0 | 0 | 64763.1496 | 3221731.0673 | 0 | 0 | 0 | 0 | 0 | 0 | 0 | 0 | 0 | 893359.1128 | 0 | 0 | 0 | 0 | 64763.1496 | 0 | 0 | 0 | 0 | 0 | 0 | 0 | 0 | 0 | 0 | 0 | 0 | 0 | 0 | 0
2016-05-25 12:00 | 0 | 0 | 0 | 0 | 0 | 0 | 111377.2132 | 420344 | 0 | 0 | 0 | 0 | 2977527.4301 | 0 | 0 | 0 | 0 | 0 | 0 | 0 | 0 | 0 | 893355.5393 | 0 | 0 | 0 | 0 | -64763.1496 | 28498.1292 | 272701.7664 | 0 | 0 | 0 | 0 | 0 | 0 | 0 | 0 | 0 | 0 | 0 | 0 | 0
2016-05-25 13:00 | 0 | 0 | 0 | 0 | 0 | 0 | 465903.6646 | 440803 | 0 | 0 | 0 | 0 | 3002628.0947 | 0 | 0 | 0 | 0 | 0 | 0 | 0 | 0 | 0 | 893351.9659 | 0 | 0 | 0 | 0 | 0 | 25100.6646 | 0 | 0 | 0 | 0 | 0 | 0 | 0 | 0 | 0 | 0 | 0 | 0 | 0 | 0
2016-05-25 14:00 | 0 | 0 | 0 | 0 | 0 | 0 | 664074.4628 | 461933 | 0 | 0 | 0 | 25977.2432 | 3177419.6008 | 0 | 0 | 0 | 0 | 0 | 0 | 0 | 0 | 0 | 894446.5634 | 0 | 0 | 0 | 0 | 25977.2432 | 174791.506 | 0 | 0 | 0 | 0 | 0 | 0 | 0 | 0 | 0 | 0 | 0 | 1372.7136 | 0 | 0
2016-05-25 15:00 | 0 | 0 | 0 | 0 | 0 | 0 | 631600.9764 | 481414 | 0 | 0 | 0 | 0 | 3352211.1068 | 0 | 0 | 0 | 0 | 0 | 0 | 0 | 0 | 0 | 895541.1565 | 0 | 0 | 0 | 0 | -25977.2432 | 174791.506 | 0 | 0 | 0 | 0 | 0 | 0 | 0 | 0 | 0 | 0 | 0 | 1372.7136 | 0 | 0
2016-05-25 16:00 | 0 | 0 | 0 | 0 | 0 | 0 | 673869.2196 | 497705 | 0 | 0 | 0 | 0 | 3527002.6128 | 0 | 0 | 0 | 0 | 0 | 0 | 0 | 0 | 0 | 896635.7452 | 0 | 0 | 0 | 0 | 0 | 174791.506 | 0 | 0 | 0 | 0 | 0 | 0 | 0 | 0 | 0 | 0 | 0 | 1372.7136 | 0 | 0
2016-05-25 17:00 | 0 | 0 | 0 | 0 | 0 | 0 | 689391.2196 | 513227 | 0 | 0 | 0 | 0 | 3701794.1189 | 0 | 0 | 0 | 0 | 0 | 0 | 0 | 0 | 0 | 897730.3295 | 0 | 0 | 0 | 0 | 0 | 174791.506 | 0 | 0 | 0 | 0 | 0 | 0 | 0 | 0 | 0 | 0 | 0 | 1372.7136 | 0 | 0
2016-05-25 18:00 | 0 | 0 | 0 | 0 | 0 | 0 | 702925.2196 | 526761 | 0 | 0 | 0 | 0 | 3876585.6249 | 0 | 0 | 0 | 0 | 0 | 0 | 0 | 0 | 0 | 898824.9094 | 0 | 0 | 0 | 0 | 0 | 174791.506 | 0 | 0 | 0 | 0 | 0 | 0 | 0 | 0 | 0 | 0 | 0 | 1372.7136 | 0 | 0
2016-05-25 19:00 | 0 | 0 | 0 | 0 | 0 | 0 | 773948.7254 | 537291 | 0 | 0 | 0 | 60493.5058 | 4051377.131 | 0 | 0 | 0 | 0 | 0 | 0 | 0 | 0 | 0 | 899919.485 | 0 | 0 | 0 | 0 | 60493.5058 | 174791.506 | 0 | 0 | 0 | 0 | 0 | 0 | 0 | 0 | 0 | 0 | 0 | 1372.7136 | 0 | 0
2016-05-25 20:00 | 0 | 0 | 0 | 0 | 0 | 0 | 792102.7835 | 544450 | 0 | 0 | 0 | 131982.0697 | 4226168.637 | 0 | 0 | 0 | 0 | 0 | 0 | 0 | 0 | 0 | 901014.0562 | 0 | 0 | 0 | 0 | 71488.5639 | 174791.506 | 0 | 0 | 0 | 0 | 0 | 0 | 0 | 0 | 0 | 0 | 0 | 1372.7136 | 0 | 0
2016-05-25 21:00 | 0 | 0 | 0 | 0 | 0 | 0 | 795083.7835 | 547431 | 0 | 0 | 0 | 203470.6336 | 4400960.143 | 0 | 0 | 0 | 0 | 0 | 0 | 0 | 0 | 0 | 902108.623 | 0 | 0 | 0 | 0 | 71488.5639 | 174791.506 | 0 | 0 | 0 | 0 | 0 | 0 | 0 | 0 | 0 | 0 | 0 | 1372.7136 | 0 | 0
2016-05-25 22:00 | 0 | 0 | 0 | 0 | 0 | 0 | 718451.2196 | 542287 | 0 | 0 | 0 | 203470.6336 | 4575751.6491 | 0 | 0 | 0 | 0 | 0 | 0 | 0 | 0 | 0 | 903203.1854 | 0 | 0 | 0 | 0 | 0 | 174791.506 | 0 | 0 | 0 | 0 | 0 | 0 | 0 | 0 | 0 | 0 | 0 | 1372.7136 | 0 | 0
2016-05-25 23:00 | 0 | 0 | 0 | 0 | 0 | 0 | 665389.7603 | 531381 | 0 | 0 | 0 | 203470.6336 | 4709760.4094 | 0 | 0 | 0 | 0 | 0 | 0 | 0 | 0 | 0 | 903199.5726 | 0 | 0 | 0 | 0 | 0 | 134008.7603 | 0 | 0 | 0 | 0 | 0 | 0 | 0 | 0 | 0 | 0 | 0 | 0 | 0 | 0
2016-05-26 | 0 | 0 | 0 | 0 | 0 | 0 | 522843.2231 | 521817 | 0 | 0 | 0 | 203470.6336 | 4710786.6325 | 0 | 0 | 0 | 0 | 0 | 0 | 0 | 0 | 0 | 903195.9598 | 0 | 0 | 0 | 0 | 0 | 1026.2231 | 0 | 0 | 0 | 0 | 0 | 0 | 0 | 0 | 0 | 0 | 0 | 0 | 0 | 0
2016-05-26 01:00 | 0 | 0 | 0 | 0 | 0 | 0 | 242550.7387 | 512256 | 0 | 0 | 0 | 203470.6336 | 4441081.3711 | 0 | 0 | 0 | 0 | 0 | 0 | 0 | 0 | 0 | 903192.347 | 0 | 0 | 0 | 0 | 0 | 2996.5051 | 272701.7664 | 0 | 0 | 0 | 0 | 0 | 0 | 0 | 0 | 0 | 0 | 0 | 0 | 0
2016-05-26 02:00 | 0 | 0 | 0 | 0 | 0 | 134848.3158 | 20368.4121 | 488412 | 0 | 0 | 0 | 142977.1278 | 4168379.6047 | 0 | 0 | 0 | 0 | 0 | 0 | 0 | 0 | 0 | 903188.7343 | 0 | 0 | 0 | 0 | -60493.5058 | 0 | 272701.7664 | 0 | 0 | 0 | 0 | 0 | 0 | 0 | 0 | 0 | 0 | 0 | 0 | 0
2016-05-26 03:00 | 0 | 0 | 0 | 0 | 0 | 111753.6697 | 0 | 455944 | 0 | 0 | 0 | 71488.5639 | 3895677.8383 | 0 | 0 | 0 | 0 | 0 | 0 | 0 | 0 | 0 | 903185.1215 | 0 | 0 | 0 | 0 | -71488.5639 | 0 | 272701.7664 | 0 | 0 | 0 | 0 | 0 | 0 | 0 | 0 | 0 | 0 | 0 | 0 | 0
2016-05-26 04:00 | 0 | 0 | 0 | 0 | 0 | 81444.6697 | 0 | 425635 | 0 | 0 | 0 | 0 | 3622976.0719 | 0 | 0 | 0 | 0 | 0 | 0 | 0 | 0 | 0 | 903181.5088 | 0 | 0 | 0 | 0 | -71488.5639 | 0 | 272701.7664 | 0 | 0 | 0 | 0 | 0 | 0 | 0 | 0 | 0 | 0 | 0 | 0 | 0
2016-05-26 05:00 | 0 | 0 | 0 | 0 | 0 | 199343.7975 | 0 | 400557 | 0 | 0 | 0 | 71488.5639 | 3350274.3055 | 0 | 0 | 0 | 0 | 0 | 0 | 0 | 0 | 0 | 903177.896 | 0 | 0 | 0 | 0 | 71488.5639 | 0 | 272701.7664 | 0 | 0 | 0 | 0 | 0 | 0 | 0 | 0 | 0 | 0 | 0 | 0 | 0
2016-05-26 06:00 | 0 | 0 | 0 | 0 | 0 | 179753.7975 | 0 | 380967 | 0 | 0 | 0 | 142977.1278 | 3077572.5391 | 0 | 0 | 0 | 0 | 0 | 0 | 0 | 0 | 0 | 903174.2833 | 0 | 0 | 0 | 0 | 71488.5639 | 0 | 272701.7664 | 0 | 0 | 0 | 0 | 0 | 0 | 0 | 0 | 0 | 0 | 0 | 0 | 0
2016-05-26 07:00 | 0 | 0 | 0 | 0 | 0 | 22958.6697 | 0 | 367149 | 0 | 0 | 0 | 71488.5639 | 2804870.7726 | 0 | 0 | 0 | 0 | 0 | 0 | 0 | 0 | 0 | 903170.6706 | 0 | 0 | 0 | 0 | -71488.5639 | 0 | 272701.7664 | 0 | 0 | 0 | 0 | 0 | 0 | 0 | 0 | 0 | 0 | 0 | 0 | 0
2016-05-26 08:00 | 0 | 0 | 0 | 0 | 0 | 17788.6697 | 0 | 361979 | 0 | 0 | 0 | 0 | 2532169.0062 | 0 | 0 | 0 | 0 | 0 | 0 | 0 | 0 | 0 | 903167.0579 | 0 | 0 | 0 | 0 | -71488.5639 | 0 | 272701.7664 | 0 | 0 | 0 | 0 | 0 | 0 | 0 | 0 | 0 | 0 | 0 | 0 | 0
2016-05-26 09:00 | 0 | 0 | 0 | 0 | 0 | 439373.5639 | 0 | 367885 | 0 | 0 | 0 | 71488.5639 | 2532169.0062 | 0 | 0 | 0 | 0 | 0 | 0 | 0 | 0 | 0 | 903163.4453 | 0 | 0 | 0 | 0 | 71488.5639 | 0 | 0 | 0 | 0 | 0 | 0 | 0 | 0 | 0 | 0 | 0 | 0 | 0 | 0 | 0
2016-05-26 10:00 | 0 | 0 | 0 | 0 | 0 | 43055.6697 | 0 | 387246 | 0 | 0 | 0 | 0 | 2259467.2398 | 0 | 0 | 0 | 0 | 0 | 0 | 0 | 0 | 0 | 903159.8326 | 0 | 0 | 0 | 0 | -71488.5639 | 0 | 272701.7664 | 0 | 0 | 0 | 0 | 0 | 0 | 0 | 0 | 0 | 0 | 0 | 0 | 0
2016-05-26 11:00 | 0 | 0 | 0 | 0 | 0 | 138123.1725 | 2.0611 | 410827 | 0 | 0 | 0 | 0 | 1986765.4734 | 0 | 0 | 0 | 0 | 0 | 0 | 0 | 0 | 0 | 903156.22 | 0 | 0 | 0 | 0 | 0 | 0 | 272701.7664 | 0 | 0 | 0 | 0 | 0 | 0 | 0 | 0 | 0 | 0 | 0 | 0 | 0
2016-05-26 12:00 | 0 | 0 | 0 | 0 | 0 | 30056.9147 | 129929.3189 | 432688 | 0 | 0 | 0 | 0 | 1714063.707 | 0 | 0 | 0 | 0 | 0 | 0 | 0 | 0 | 0 | 903152.6074 | 0 | 0 | 0 | 0 | 0 | 0 | 272701.7664 | 0 | 0 | 0 | 0 | 0 | 0 | 0 | 0 | 0 | 0 | 0 | 0 | 0
2016-05-26 13:00 | 0 | 0 | 0 | 0 | 0 | 0 | 495243.6911 | 453714 | 0 | 0 | 0 | 0 | 1755593.398 | 0 | 0 | 0 | 0 | 0 | 0 | 0 | 0 | 0 | 903148.9947 | 0 | 0 | 0 | 0 | 0 | 41529.6911 | 0 | 0 | 0 | 0 | 0 | 0 | 0 | 0 | 0 | 0 | 0 | 0 | 0 | 0
2016-05-26 14:00 | 0 | 0 | 0 | 0 | 0 | 0 | 696754.7053 | 476278 | 0 | 0 | 0 | 44312.4857 | 1930384.9041 | 0 | 0 | 0 | 0 | 0 | 0 | 0 | 0 | 0 | 904243.553 | 0 | 0 | 0 | 0 | 44312.4857 | 174791.506 | 0 | 0 | 0 | 0 | 0 | 0 | 0 | 0 | 0 | 0 | 0 | 1372.7136 | 0 | 0
2016-05-26 15:00 | 0 | 0 | 0 | 0 | 0 | 0 | 628953.7339 | 497102 | 0 | 0 | 0 | 0 | 2105176.4101 | 0 | 0 | 0 | 0 | 0 | 0 | 0 | 0 | 0 | 905338.1069 | 0 | 0 | 0 | 0 | -44312.4857 | 174791.506 | 0 | 0 | 0 | 0 | 0 | 0 | 0 | 0 | 0 | 0 | 0 | 1372.7136 | 0 | 0
2016-05-26 16:00 | 0 | 0 | 0 | 0 | 0 | 0 | 762267.7835 | 514615 | 0 | 0 | 0 | 71488.5639 | 2279967.9162 | 0 | 0 | 0 | 0 | 0 | 0 | 0 | 0 | 0 | 906432.6564 | 0 | 0 | 0 | 0 | 71488.5639 | 174791.506 | 0 | 0 | 0 | 0 | 0 | 0 | 0 | 0 | 0 | 0 | 0 | 1372.7136 | 0 | 0
2016-05-26 17:00 | 0 | 0 | 0 | 0 | 0 | 0 | 777654.7835 | 530002 | 0 | 0 | 0 | 142977.1278 | 2454759.4222 | 0 | 0 | 0 | 0 | 0 | 0 | 0 | 0 | 0 | 907527.2016 | 0 | 0 | 0 | 0 | 71488.5639 | 174791.506 | 0 | 0 | 0 | 0 | 0 | 0 | 0 | 0 | 0 | 0 | 0 | 1372.7136 | 0 | 0
2016-05-26 18:00 | 0 | 0 | 0 | 0 | 0 | 0 | 777417.7254 | 540760 | 0 | 0 | 0 | 203470.6336 | 2629550.9282 | 0 | 0 | 0 | 0 | 0 | 0 | 0 | 0 | 0 | 908621.7423 | 0 | 0 | 0 | 0 | 60493.5058 | 174791.506 | 0 | 0 | 0 | 0 | 0 | 0 | 0 | 0 | 0 | 0 | 0 | 1372.7136 | 0 | 0
2016-05-26 19:00 | 0 | 0 | 0 | 0 | 0 | 0 | 654710.6557 | 550035 | 0 | 0 | 0 | 131982.0697 | 2804342.4343 | 0 | 0 | 0 | 0 | 0 | 0 | 0 | 0 | 0 | 909716.2787 | 0 | 0 | 0 | 0 | -71488.5639 | 174791.506 | 0 | 0 | 0 | 0 | 0 | 0 | 0 | 0 | 0 | 0 | 0 | 1372.7136 | 0 | 0
2016-05-26 20:00 | 0 | 0 | 0 | 0 | 0 | 0 | 802336.7835 | 554684 | 0 | 0 | 0 | 203470.6336 | 2979133.9403 | 0 | 0 | 0 | 0 | 0 | 0 | 0 | 0 | 0 | 910810.8107 | 0 | 0 | 0 | 0 | 71488.5639 | 174791.506 | 0 | 0 | 0 | 0 | 0 | 0 | 0 | 0 | 0 | 0 | 0 | 1372.7136 | 0 | 0
2016-05-26 21:00 | 0 | 0 | 0 | 0 | 0 | 0 | 712563.3071 | 553672 | 0 | 0 | 0 | 186197.721 | 3153925.4464 | 0 | 0 | 0 | 0 | 0 | 0 | 0 | 0 | 0 | 911905.3383 | 0 | 0 | 0 | 0 | -17272.9125 | 174791.506 | 0 | 0 | 0 | 0 | 0 | 0 | 0 | 0 | 0 | 0 | 0 | 1372.7136 | 0 | 0
2016-05-26 22:00 | 0 | 0 | 0 | 0 | 0 | 0 | 739798.1322 | 546361 | 0 | 0 | 0 | 203470.6336 | 3328716.9524 | 0 | 0 | 0 | 0 | 0 | 0 | 0 | 0 | 0 | 912999.8616 | 0 | 0 | 0 | 0 | 17272.9125 | 174791.506 | 0 | 0 | 0 | 0 | 0 | 0 | 0 | 0 | 0 | 0 | 0 | 1372.7136 | 0 | 0
2016-05-26 23:00 | 0 | 0 | 0 | 0 | 0 | 0 | 654292.8697 | 533794 | 0 | 0 | 0 | 149177.9972 | 3503508.4584 | 0 | 0 | 0 | 0 | 0 | 0 | 0 | 0 | 0 | 912996.2096 | 0 | 0 | 0 | 0 | -54292.6363 | 174791.506 | 0 | 0 | 0 | 0 | 0 | 0 | 0 | 0 | 0 | 0 | 0 | 0 | 0 | 0
2016-05-27 | 0 | 0 | 0 | 0 | 0 | 0 | 522239.6016 | 523360 | 0 | 0 | 0 | 175313.8245 | 3476252.2327 | 0 | 0 | 0 | 0 | 0 | 0 | 0 | 0 | 0 | 912992.5576 | 0 | 0 | 0 | 0 | 26135.8273 | 174791.506 | 202047.7318 | 0 | 0 | 0 | 0 | 0 | 0 | 0 | 0 | 0 | 0 | 0 | 0 | 0
2016-05-27 01:00 | 0 | 0 | 0 | 0 | 0 | 0 | 270073.0426 | 514618 | 0 | 0 | 0 | 203470.6336 | 3203550.4663 | 0 | 0 | 0 | 0 | 0 | 0 | 0 | 0 | 0 | 912988.9056 | 0 | 0 | 0 | 0 | 28156.809 | 0 | 272701.7664 | 0 | 0 | 0 | 0 | 0 | 0 | 0 | 0 | 0 | 0 | 0 | 0 | 0
2016-05-27 02:00 | 0 | 0 | 0 | 0 | 0 | 114395.2843 | 31224.3854 | 489810 | 0 | 0 | 0 | 131982.0697 | 2930848.6999 | 0 | 0 | 0 | 0 | 0 | 0 | 0 | 0 | 0 | 912985.2537 | 0 | 0 | 0 | 0 | -71488.5639 | 0 | 272701.7664 | 0 | 0 | 0 | 0 | 0 | 0 | 0 | 0 | 0 | 0 | 0 | 0 | 0
2016-05-27 03:00 | 0 | 0 | 0 | 0 | 0 | 258263.7975 | 0 | 459477 | 0 | 0 | 0 | 203470.6336 | 2658146.9335 | 0 | 0 | 0 | 0 | 0 | 0 | 0 | 0 | 0 | 912981.6017 | 0 | 0 | 0 | 0 | 71488.5639 | 0 | 272701.7664 | 0 | 0 | 0 | 0 | 0 | 0 | 0 | 0 | 0 | 0 | 0 | 0 | 0
2016-05-27 04:00 | 0 | 0 | 0 | 0 | 0 | 84584.6697 | 0 | 428775 | 0 | 0 | 0 | 131982.0697 | 2385445.167 | 0 | 0 | 0 | 0 | 0 | 0 | 0 | 0 | 0 | 912977.9498 | 0 | 0 | 0 | 0 | -71488.5639 | 0 | 272701.7664 | 0 | 0 | 0 | 0 | 0 | 0 | 0 | 0 | 0 | 0 | 0 | 0 | 0
2016-05-27 05:00 | 0 | 0 | 0 | 0 | 0 | 58258.6697 | 0 | 402449 | 0 | 0 | 0 | 60493.5058 | 2112743.4006 | 0 | 0 | 0 | 0 | 0 | 0 | 0 | 0 | 0 | 912974.2979 | 0 | 0 | 0 | 0 | -71488.5639 | 0 | 272701.7664 | 0 | 0 | 0 | 0 | 0 | 0 | 0 | 0 | 0 | 0 | 0 | 0 | 0
2016-05-27 06:00 | 0 | 0 | 0 | 0 | 0 | 48796.7278 | 0 | 381992 | 0 | 0 | 0 | 0 | 1840041.6342 | 0 | 0 | 0 | 0 | 0 | 0 | 0 | 0 | 0 | 912970.646 | 0 | 0 | 0 | 0 | -60493.5058 | 0 | 272701.7664 | 0 | 0 | 0 | 0 | 0 | 0 | 0 | 0 | 0 | 0 | 0 | 0 | 0
2016-05-27 07:00 | 0 | 0 | 0 | 0 | 0 | 137425.7507 | 0 | 368753 | 0 | 0 | 0 | 41374.5171 | 1567339.8678 | 0 | 0 | 0 | 0 | 0 | 0 | 0 | 0 | 0 | 912966.9941 | 0 | 0 | 0 | 0 | 41374.5171 | 0 | 272701.7664 | 0 | 0 | 0 | 0 | 0 | 0 | 0 | 0 | 0 | 0 | 0 | 0 | 0
2016-05-27 08:00 | 0 | 0 | 0 | 0 | 0 | 162766.7975 | 0 | 363980 | 0 | 0 | 0 | 112863.081 | 1294638.1014 | 0 | 0 | 0 | 0 | 0 | 0 | 0 | 0 | 0 | 912963.3422 | 0 | 0 | 0 | 0 | 71488.5639 | 0 | 272701.7664 | 0 | 0 | 0 | 0 | 0 | 0 | 0 | 0 | 0 | 0 | 0 | 0 | 0
2016-05-27 09:00 | 0 | 0 | 0 | 0 | 0 | 297445.4361 | 0 | 368934 | 0 | 0 | 0 | 41374.5171 | 1294638.1014 | 0 | 0 | 0 | 0 | 0 | 0 | 0 | 0 | 0 | 912959.6904 | 0 | 0 | 0 | 0 | -71488.5639 | 0 | 0 | 0 | 0 | 0 | 0 | 0 | 0 | 0 | 0 | 0 | 0 | 0 | 0 | 0
2016-05-27 10:00 | 0 | 0 | 0 | 0 | 0 | 231675.6416 | 0 | 384185 | 0 | 0 | 0 | 112863.081 | 1070640.1791 | 0 | 0 | 0 | 0 | 0 | 0 | 0 | 0 | 0 | 912956.0385 | 0 | 0 | 0 | 0 | 71488.5639 | 0 | 223997.9223 | 0 | 0 | 0 | 0 | 0 | 0 | 0 | 0 | 0 | 0 | 0 | 0 | 0
2016-05-27 11:00 | 0 | 0 | 0 | 0 | 0 | 60911.8088 | 2.8609 | 405105 | 0 | 0 | 0 | 41374.5171 | 797938.4127 | 0 | 0 | 0 | 0 | 0 | 0 | 0 | 0 | 0 | 912952.3867 | 0 | 0 | 0 | 0 | -71488.5639 | 0 | 272701.7664 | 0 | 0 | 0 | 0 | 0 | 0 | 0 | 0 | 0 | 0 | 0 | 0 | 0
2016-05-27 12:00 | 0 | 0 | 0 | 0 | 0 | 0 | 115033.7165 | 429110 | 0 | 0 | 0 | 0 | 525236.6463 | 0 | 0 | 0 | 0 | 0 | 0 | 0 | 0 | 0 | 912948.7349 | 0 | 0 | 0 | 0 | -41374.5171 | 0 | 272701.7664 | 0 | 0 | 0 | 0 | 0 | 0 | 0 | 0 | 0 | 0 | 0 | 0 | 0
2016-05-27 13:00 | 0 | 0 | 0 | 0 | 0 | 0 | 480457.5911 | 452260 | 0 | 0 | 0 | 0 | 553434.2374 | 0 | 0 | 0 | 0 | 0 | 0 | 0 | 0 | 0 | 912945.0831 | 0 | 0 | 0 | 0 | 0 | 28197.5911 | 0 | 0 | 0 | 0 | 0 | 0 | 0 | 0 | 0 | 0 | 0 | 0 | 0 | 0
2016-05-27 14:00 | 0 | 0 | 0 | 0 | 0 | 0 | 704488.9661 | 475781 | 0 | 0 | 0 | 52543.7465 | 728225.7434 | 0 | 0 | 0 | 0 | 0 | 0 | 0 | 0 | 0 | 914039.6022 | 0 | 0 | 0 | 0 | 52543.7465 | 174791.506 | 0 | 0 | 0 | 0 | 0 | 0 | 0 | 0 | 0 | 0 | 0 | 1372.7136 | 0 | 0
2016-05-27 15:00 | 0 | 0 | 0 | 0 | 0 | 0 | 620293.4732 | 496673 | 0 | 0 | 0 | 0 | 903017.2495 | 0 | 0 | 0 | 0 | 0 | 0 | 0 | 0 | 0 | 915134.1169 | 0 | 0 | 0 | 0 | -52543.7465 | 174791.506 | 0 | 0 | 0 | 0 | 0 | 0 | 0 | 0 | 0 | 0 | 0 | 1372.7136 | 0 | 0
2016-05-27 16:00 | 0 | 0 | 0 | 0 | 0 | 0 | 761596.7835 | 513944 | 0 | 0 | 0 | 71488.5639 | 1077808.7555 | 0 | 0 | 0 | 0 | 0 | 0 | 0 | 0 | 0 | 916228.6272 | 0 | 0 | 0 | 0 | 71488.5639 | 174791.506 | 0 | 0 | 0 | 0 | 0 | 0 | 0 | 0 | 0 | 0 | 0 | 1372.7136 | 0 | 0
2016-05-27 17:00 | 0 | 0 | 0 | 0 | 0 | 0 | 632001.6557 | 527326 | 0 | 0 | 0 | 0 | 1252600.2615 | 0 | 0 | 0 | 0 | 0 | 0 | 0 | 0 | 0 | 917323.1332 | 0 | 0 | 0 | 0 | -71488.5639 | 174791.506 | 0 | 0 | 0 | 0 | 0 | 0 | 0 | 0 | 0 | 0 | 0 | 1372.7136 | 0 | 0
2016-05-27 18:00 | 0 | 0 | 0 | 0 | 0 | 0 | 785092.7835 | 537440 | 0 | 0 | 0 | 71488.5639 | 1427391.7676 | 0 | 0 | 0 | 0 | 0 | 0 | 0 | 0 | 0 | 918417.6348 | 0 | 0 | 0 | 0 | 71488.5639 | 174791.506 | 0 | 0 | 0 | 0 | 0 | 0 | 0 | 0 | 0 | 0 | 0 | 1372.7136 | 0 | 0
2016-05-27 19:00 | 0 | 0 | 0 | 0 | 0 | 0 | 791310.7835 | 543658 | 0 | 0 | 0 | 142977.1278 | 1602183.2736 | 0 | 0 | 0 | 0 | 0 | 0 | 0 | 0 | 0 | 919512.132 | 0 | 0 | 0 | 0 | 71488.5639 | 174791.506 | 0 | 0 | 0 | 0 | 0 | 0 | 0 | 0 | 0 | 0 | 0 | 1372.7136 | 0 | 0
2016-05-27 20:00 | 0 | 0 | 0 | 0 | 0 | 0 | 783242.7254 | 546585 | 0 | 0 | 0 | 203470.6336 | 1776974.7797 | 0 | 0 | 0 | 0 | 0 | 0 | 0 | 0 | 0 | 920606.6248 | 0 | 0 | 0 | 0 | 60493.5058 | 174791.506 | 0 | 0 | 0 | 0 | 0 | 0 | 0 | 0 | 0 | 0 | 0 | 1372.7136 | 0 | 0
2016-05-27 21:00 | 0 | 0 | 0 | 0 | 0 | 0 | 721158.2196 | 544994 | 0 | 0 | 0 | 203470.6336 | 1951766.2857 | 0 | 0 | 0 | 0 | 0 | 0 | 0 | 0 | 0 | 921701.1132 | 0 | 0 | 0 | 0 | 0 | 174791.506 | 0 | 0 | 0 | 0 | 0 | 0 | 0 | 0 | 0 | 0 | 0 | 1372.7136 | 0 | 0
2016-05-27 22:00 | 0 | 0 | 0 | 0 | 0 | 0 | 711476.2196 | 535312 | 0 | 0 | 0 | 203470.6336 | 2126557.7917 | 0 | 0 | 0 | 0 | 0 | 0 | 0 | 0 | 0 | 922795.5973 | 0 | 0 | 0 | 0 | 0 | 174791.506 | 0 | 0 | 0 | 0 | 0 | 0 | 0 | 0 | 0 | 0 | 0 | 1372.7136 | 0 | 0
2016-05-27 23:00 | 0 | 0 | 0 | 0 | 0 | 0 | 690492.3773 | 520452 | 0 | 0 | 0 | 203470.6336 | 2296598.169 | 0 | 0 | 0 | 0 | 0 | 0 | 0 | 0 | 0 | 922791.9061 | 0 | 0 | 0 | 0 | 0 | 170040.3773 | 0 | 0 | 0 | 0 | 0 | 0 | 0 | 0 | 0 | 0 | 0 | 0 | 0 | 0
2016-05-28 | 0 | 0 | 0 | 0 | 0 | 0 | 557389.6396 | 507956 | 0 | 0 | 0 | 139210.9803 | 2410291.4619 | 0 | 0 | 0 | 0 | 0 | 0 | 0 | 0 | 0 | 922788.2149 | 0 | 0 | 0 | 0 | -64259.6533 | 113693.2929 | 0 | 0 | 0 | 0 | 0 | 0 | 0 | 0 | 0 | 0 | 0 | 0 | 0 | 0
2016-05-28 01:00 | 0 | 0 | 0 | 0 | 0 | 0 | 289860.8868 | 498303 | 0 | 0 | 0 | 203470.6336 | 2137589.6955 | 0 | 0 | 0 | 0 | 0 | 0 | 0 | 0 | 0 | 922784.5238 | 0 | 0 | 0 | 0 | 64259.6533 | 0 | 272701.7664 | 0 | 0 | 0 | 0 | 0 | 0 | 0 | 0 | 0 | 0 | 0 | 0 | 0
2016-05-28 02:00 | 0 | 0 | 0 | 0 | 0 | 160296.9206 | 44057.313 | 477056 | 0 | 0 | 0 | 203470.6336 | 1864887.9291 | 0 | 0 | 0 | 0 | 0 | 0 | 0 | 0 | 0 | 922780.8326 | 0 | 0 | 0 | 0 | 0 | 0 | 272701.7664 | 0 | 0 | 0 | 0 | 0 | 0 | 0 | 0 | 0 | 0 | 0 | 0 | 0
2016-05-28 03:00 | 0 | 0 | 0 | 0 | 0 | 329548.3052 | 0 | 447806 | 0 | 0 | 0 | 131982.0697 | 1818118.7982 | 0 | 0 | 0 | 0 | 0 | 0 | 0 | 0 | 0 | 922777.1415 | 0 | 0 | 0 | 0 | -71488.5639 | 0 | 46769.1309 | 0 | 0 | 0 | 0 | 0 | 0 | 0 | 0 | 0 | 0 | 0 | 0 | 0
2016-05-28 04:00 | 0 | 0 | 0 | 0 | 0 | 216852.7975 | 0 | 418066 | 0 | 0 | 0 | 203470.6336 | 1545417.0318 | 0 | 0 | 0 | 0 | 0 | 0 | 0 | 0 | 0 | 922773.4504 | 0 | 0 | 0 | 0 | 71488.5639 | 0 | 272701.7664 | 0 | 0 | 0 | 0 | 0 | 0 | 0 | 0 | 0 | 0 | 0 | 0 | 0
2016-05-28 05:00 | 0 | 0 | 0 | 0 | 0 | 121479.2336 | 0 | 394181 | 0 | 0 | 0 | 203470.6336 | 1272715.2654 | 0 | 0 | 0 | 0 | 0 | 0 | 0 | 0 | 0 | 922769.7593 | 0 | 0 | 0 | 0 | 0 | 0 | 272701.7664 | 0 | 0 | 0 | 0 | 0 | 0 | 0 | 0 | 0 | 0 | 0 | 0 | 0
2016-05-28 06:00 | 0 | 0 | 0 | 0 | 0 | 102733.2336 | 0 | 375435 | 0 | 0 | 0 | 203470.6336 | 1000013.4989 | 0 | 0 | 0 | 0 | 0 | 0 | 0 | 0 | 0 | 922766.0682 | 0 | 0 | 0 | 0 | 0 | 0 | 272701.7664 | 0 | 0 | 0 | 0 | 0 | 0 | 0 | 0 | 0 | 0 | 0 | 0 | 0
2016-05-28 07:00 | 0 | 0 | 0 | 0 | 0 | 16669.6697 | 0 | 360860 | 0 | 0 | 0 | 131982.0697 | 727311.7325 | 0 | 0 | 0 | 0 | 0 | 0 | 0 | 0 | 0 | 922762.3772 | 0 | 0 | 0 | 0 | -71488.5639 | 0 | 272701.7664 | 0 | 0 | 0 | 0 | 0 | 0 | 0 | 0 | 0 | 0 | 0 | 0 | 0
2016-05-28 08:00 | 0 | 0 | 0 | 0 | 0 | 282933.208 | 0 | 352135 | 0 | 0 | 0 | 71488.5639 | 718603.4463 | 0 | 0 | 0 | 0 | 0 | 0 | 0 | 0 | 0 | 922758.6861 | 0 | 0 | 0 | 0 | -60493.5058 | 0 | 8708.2862 | 0 | 0 | 0 | 0 | 0 | 0 | 0 | 0 | 0 | 0 | 0 | 0 | 0
2016-05-28 09:00 | 0 | 0 | 0 | 0 | 0 | 3941.6697 | 0 | 348132 | 0 | 0 | 0 | 0 | 445901.6799 | 0 | 0 | 0 | 0 | 0 | 0 | 0 | 0 | 0 | 922754.9951 | 0 | 0 | 0 | 0 | -71488.5639 | 0 | 272701.7664 | 0 | 0 | 0 | 0 | 0 | 0 | 0 | 0 | 0 | 0 | 0 | 0 | 0
2016-05-28 10:00 | 0 | 0 | 0 | 0 | 0 | 76619.2336 | 0 | 349321 | 0 | 0 | 0 | 0 | 173199.9135 | 0 | 0 | 0 | 0 | 0 | 0 | 0 | 0 | 0 | 922751.3041 | 0 | 0 | 0 | 0 | 0 | 0 | 272701.7664 | 0 | 0 | 0 | 0 | 0 | 0 | 0 | 0 | 0 | 0 | 0 | 0 | 0
2016-05-28 11:00 | 0 | 0 | 0 | 0 | 0 | 259645.2583 | 4.5324 | 357711 | 0 | 0 | 0 | 71488.5639 | 3650.1403 | 0 | 0 | 0 | 0 | 0 | 0 | 0 | 0 | 0 | 922747.6131 | 0 | 0 | 0 | 0 | 71488.5639 | 103151.9932 | 272701.7664 | 0 | 0 | 0 | 0 | 0 | 0 | 0 | 0 | 0 | 0 | 0 | 0 | 0
2016-05-28 12:00 | 0 | 0 | 0 | 0 | 0 | 152858.5072 | 149806.7886 | 377804 | 0 | 0 | 0 | 0 | 0 | 0 | 0 | 0 | 0 | 0 | 0 | 0 | 0 | 0 | 922743.9221 | 0 | 0 | 0 | 0 | -71488.5639 | 0 | 3650.1403 | 0 | 0 | 0 | 0 | 0 | 0 | 0 | 0 | 0 | 0 | 0 | 0 | 0
2016-05-28 13:00 | 0 | 0 | 0 | 0 | 0 | 0 | 553665.4396 | 404774 | 0 | 0 | 0 | 0 | 148891.4396 | 0 | 0 | 0 | 0 | 0 | 0 | 0 | 0 | 0 | 922740.2311 | 0 | 0 | 0 | 0 | 0 | 148891.4396 | 0 | 0 | 0 | 0 | 0 | 0 | 0 | 0 | 0 | 0 | 0 | 0 | 0 | 0
2016-05-28 14:00 | 0 | 0 | 0 | 0 | 0 | 0 | 608081.2196 | 431917 | 0 | 0 | 0 | 0 | 323682.9456 | 0 | 0 | 0 | 0 | 0 | 0 | 0 | 0 | 0 | 923834.711 | 0 | 0 | 0 | 0 | 0 | 174791.506 | 0 | 0 | 0 | 0 | 0 | 0 | 0 | 0 | 0 | 0 | 0 | 1372.7136 | 0 | 0
2016-05-28 15:00 | 0 | 0 | 0 | 0 | 0 | 0 | 704548.7835 | 456896 | 0 | 0 | 0 | 71488.5639 | 498474.4517 | 0 | 0 | 0 | 0 | 0 | 0 | 0 | 0 | 0 | 924929.1865 | 0 | 0 | 0 | 0 | 71488.5639 | 174791.506 | 0 | 0 | 0 | 0 | 0 | 0 | 0 | 0 | 0 | 0 | 0 | 1372.7136 | 0 | 0
2016-05-28 16:00 | 0 | 0 | 0 | 0 | 0 | 0 | 582100.6557 | 477425 | 0 | 0 | 0 | 0 | 673265.9577 | 0 | 0 | 0 | 0 | 0 | 0 | 0 | 0 | 0 | 926023.6577 | 0 | 0 | 0 | 0 | -71488.5639 | 174791.506 | 0 | 0 | 0 | 0 | 0 | 0 | 0 | 0 | 0 | 0 | 0 | 1372.7136 | 0 | 0
2016-05-28 17:00 | 0 | 0 | 0 | 0 | 0 | 0 | 740134.7835 | 492482 | 0 | 0 | 0 | 71488.5639 | 848057.4638 | 0 | 0 | 0 | 0 | 0 | 0 | 0 | 0 | 0 | 927118.1244 | 0 | 0 | 0 | 0 | 71488.5639 | 174791.506 | 0 | 0 | 0 | 0 | 0 | 0 | 0 | 0 | 0 | 0 | 0 | 1372.7136 | 0 | 0
2016-05-28 18:00 | 0 | 0 | 0 | 0 | 0 | 0 | 752018.7835 | 504366 | 0 | 0 | 0 | 142977.1278 | 1022848.9698 | 0 | 0 | 0 | 0 | 0 | 0 | 0 | 0 | 0 | 928212.5868 | 0 | 0 | 0 | 0 | 71488.5639 | 174791.506 | 0 | 0 | 0 | 0 | 0 | 0 | 0 | 0 | 0 | 0 | 0 | 1372.7136 | 0 | 0
2016-05-28 19:00 | 0 | 0 | 0 | 0 | 0 | 0 | 750976.7254 | 514319 | 0 | 0 | 0 | 203470.6336 | 1197640.4758 | 0 | 0 | 0 | 0 | 0 | 0 | 0 | 0 | 0 | 929307.0449 | 0 | 0 | 0 | 0 | 60493.5058 | 174791.506 | 0 | 0 | 0 | 0 | 0 | 0 | 0 | 0 | 0 | 0 | 0 | 1372.7136 | 0 | 0
2016-05-28 20:00 | 0 | 0 | 0 | 0 | 0 | 0 | 627553.6557 | 522878 | 0 | 0 | 0 | 131982.0697 | 1372431.9819 | 0 | 0 | 0 | 0 | 0 | 0 | 0 | 0 | 0 | 930401.4985 | 0 | 0 | 0 | 0 | -71488.5639 | 174791.506 | 0 | 0 | 0 | 0 | 0 | 0 | 0 | 0 | 0 | 0 | 0 | 1372.7136 | 0 | 0
2016-05-28 21:00 | 0 | 0 | 0 | 0 | 0 | 0 | 774456.7835 | 526804 | 0 | 0 | 0 | 203470.6336 | 1547223.4879 | 0 | 0 | 0 | 0 | 0 | 0 | 0 | 0 | 0 | 931495.9478 | 0 | 0 | 0 | 0 | 71488.5639 | 174791.506 | 0 | 0 | 0 | 0 | 0 | 0 | 0 | 0 | 0 | 0 | 0 | 1372.7136 | 0 | 0
2016-05-28 22:00 | 0 | 0 | 0 | 0 | 0 | 0 | 700283.2196 | 524119 | 0 | 0 | 0 | 203470.6336 | 1722014.994 | 0 | 0 | 0 | 0 | 0 | 0 | 0 | 0 | 0 | 932590.3926 | 0 | 0 | 0 | 0 | 0 | 174791.506 | 0 | 0 | 0 | 0 | 0 | 0 | 0 | 0 | 0 | 0 | 0 | 1372.7136 | 0 | 0
2016-05-28 23:00 | 0 | 0 | 0 | 0 | 0 | 0 | 683685.3509 | 513281 | 0 | 0 | 0 | 203470.6336 | 1892419.3449 | 0 | 0 | 0 | 0 | 0 | 0 | 0 | 0 | 0 | 932586.6623 | 0 | 0 | 0 | 0 | 0 | 170404.3509 | 0 | 0 | 0 | 0 | 0 | 0 | 0 | 0 | 0 | 0 | 0 | 0 | 0 | 0
2016-05-29 | 0 | 0 | 0 | 0 | 0 | 59398.4774 | 530310.0767 | 501272 | 0 | 0 | 0 | 203470.6336 | 1980855.899 | 0 | 0 | 0 | 0 | 0 | 0 | 0 | 0 | 0 | 932582.9319 | 0 | 0 | 0 | 0 | 0 | 88436.5541 | 0 | 0 | 0 | 0 | 0 | 0 | 0 | 0 | 0 | 0 | 0 | 0 | 0 | 0
2016-05-29 01:00 | 0 | 0 | 0 | 0 | 0 | 162129.537 | 257865.8991 | 491484 | 0 | 0 | 0 | 131982.0697 | 1980855.899 | 0 | 0 | 0 | 0 | 0 | 0 | 0 | 0 | 0 | 932579.2016 | 0 | 0 | 0 | 0 | -71488.5639 | 0 | 0 | 0 | 0 | 0 | 0 | 0 | 0 | 0 | 0 | 0 | 0 | 0 | 0 | 0
2016-05-29 02:00 | 0 | 0 | 0 | 0 | 0 | 183135.2571 | 27649.0346 | 472491 | 0 | 0 | 0 | 142977.1278 | 1708154.1326 | 0 | 0 | 0 | 0 | 0 | 0 | 0 | 0 | 0 | 932575.4713 | 0 | 0 | 0 | 0 | 10995.0581 | 0 | 272701.7664 | 0 | 0 | 0 | 0 | 0 | 0 | 0 | 0 | 0 | 0 | 0 | 0 | 0
2016-05-29 03:00 | 0 | 0 | 0 | 0 | 0 | 100401.6697 | 0 | 444592 | 0 | 0 | 0 | 71488.5639 | 1435452.3662 | 0 | 0 | 0 | 0 | 0 | 0 | 0 | 0 | 0 | 932571.741 | 0 | 0 | 0 | 0 | -71488.5639 | 0 | 272701.7664 | 0 | 0 | 0 | 0 | 0 | 0 | 0 | 0 | 0 | 0 | 0 | 0 | 0
2016-05-29 04:00 | 0 | 0 | 0 | 0 | 0 | 346716.4361 | 0 | 418205 | 0 | 0 | 0 | 0 | 1435452.3662 | 0 | 0 | 0 | 0 | 0 | 0 | 0 | 0 | 0 | 932568.0107 | 0 | 0 | 0 | 0 | -71488.5639 | 0 | 0 | 0 | 0 | 0 | 0 | 0 | 0 | 0 | 0 | 0 | 0 | 0 | 0 | 0
2016-05-29 05:00 | 0 | 0 | 0 | 0 | 0 | 192860.7975 | 0 | 394074 | 0 | 0 | 0 | 71488.5639 | 1162750.5998 | 0 | 0 | 0 | 0 | 0 | 0 | 0 | 0 | 0 | 932564.2804 | 0 | 0 | 0 | 0 | 71488.5639 | 0 | 272701.7664 | 0 | 0 | 0 | 0 | 0 | 0 | 0 | 0 | 0 | 0 | 0 | 0 | 0
2016-05-29 06:00 | 0 | 0 | 0 | 0 | 0 | 29764.6697 | 0 | 373955 | 0 | 0 | 0 | 0 | 890048.8334 | 0 | 0 | 0 | 0 | 0 | 0 | 0 | 0 | 0 | 932560.5502 | 0 | 0 | 0 | 0 | -71488.5639 | 0 | 272701.7664 | 0 | 0 | 0 | 0 | 0 | 0 | 0 | 0 | 0 | 0 | 0 | 0 | 0
2016-05-29 07:00 | 0 | 0 | 0 | 0 | 0 | 410360.6453 | 0 | 359007 | 0 | 0 | 0 | 71488.5639 | 869913.9148 | 0 | 0 | 0 | 0 | 0 | 0 | 0 | 0 | 0 | 932556.8199 | 0 | 0 | 0 | 0 | 71488.5639 | 0 | 20134.9185 | 0 | 0 | 0 | 0 | 0 | 0 | 0 | 0 | 0 | 0 | 0 | 0 | 0
2016-05-29 08:00 | 0 | 0 | 0 | 0 | 0 | 148155.7975 | 0 | 349369 | 0 | 0 | 0 | 142977.1278 | 597212.1484 | 0 | 0 | 0 | 0 | 0 | 0 | 0 | 0 | 0 | 932553.0897 | 0 | 0 | 0 | 0 | 71488.5639 | 0 | 272701.7664 | 0 | 0 | 0 | 0 | 0 | 0 | 0 | 0 | 0 | 0 | 0 | 0 | 0
2016-05-29 09:00 | 0 | 0 | 0 | 0 | 0 | 342747.6697 | 0 | 344568 | 0 | 0 | 0 | 141156.7975 | 597212.1484 | 0 | 0 | 0 | 0 | 0 | 0 | 0 | 0 | 0 | 932549.3595 | 0 | 0 | 0 | 0 | -1820.3303 | 0 | 0 | 0 | 0 | 0 | 0 | 0 | 0 | 0 | 0 | 0 | 0 | 0 | 0 | 0
2016-05-29 10:00 | 0 | 0 | 0 | 0 | 0 | 0 | 0 | 342370 | 0 | 0 | 0 | 71488.5639 | 324510.382 | 0 | 0 | 0 | 0 | 0 | 0 | 0 | 0 | 0 | 932545.6293 | 0 | 0 | 0 | 0 | -69668.2336 | 0 | 272701.7664 | 0 | 0 | 0 | 0 | 0 | 0 | 0 | 0 | 0 | 0 | 0 | 0 | 0
2016-05-29 11:00 | 0 | 0 | 0 | 0 | 0 | 3416.8893 | 0.78035 | 347608 | 0 | 0 | 0 | 0 | 51808.6156 | 0 | 0 | 0 | 0 | 0 | 0 | 0 | 0 | 0 | 932541.8991 | 0 | 0 | 0 | 0 | -71488.5639 | 0 | 272701.7664 | 0 | 0 | 0 | 0 | 0 | 0 | 0 | 0 | 0 | 0 | 0 | 0 | 0
2016-05-29 12:00 | 0 | 0 | 0 | 0 | 0 | 198060.2935 | 114588.091 | 364457 | 0 | 0 | 0 | 0 | 0 | 0 | 0 | 0 | 0 | 0 | 0 | 0 | 0 | 0 | 932538.1689 | 0 | 0 | 0 | 0 | 0 | 174791.506 | 226600.1216 | 0 | 0 | 0 | 0 | 0 | 0 | 0 | 0 | 0 | 0 | 0 | 0 | 0
2016-05-29 13:00 | 0 | 0 | 0 | 0 | 0 | 0 | 438549.1648 | 390643 | 0 | 0 | 0 | 0 | 47906.1648 | 0 | 0 | 0 | 0 | 0 | 0 | 0 | 0 | 0 | 932534.4388 | 0 | 0 | 0 | 0 | 0 | 47906.1648 | 0 | 0 | 0 | 0 | 0 | 0 | 0 | 0 | 0 | 0 | 0 | 0 | 0 | 0
2016-05-29 14:00 | 0 | 0 | 0 | 0 | 0 | 0 | 640044.1989 | 417784 | 0 | 0 | 0 | 46095.9792 | 222697.6709 | 0 | 0 | 0 | 0 | 0 | 0 | 0 | 0 | 0 | 933628.8795 | 0 | 0 | 0 | 0 | 46095.9792 | 174791.506 | 0 | 0 | 0 | 0 | 0 | 0 | 0 | 0 | 0 | 0 | 0 | 1372.7136 | 0 | 0
2016-05-29 15:00 | 0 | 0 | 0 | 0 | 0 | 0 | 572818.2404 | 442750 | 0 | 0 | 0 | 0 | 397489.1769 | 0 | 0 | 0 | 0 | 0 | 0 | 0 | 0 | 0 | 934723.3159 | 0 | 0 | 0 | 0 | -46095.9792 | 174791.506 | 0 | 0 | 0 | 0 | 0 | 0 | 0 | 0 | 0 | 0 | 0 | 1372.7136 | 0 | 0
2016-05-29 16:00 | 0 | 0 | 0 | 0 | 0 | 0 | 711657.7835 | 464005 | 0 | 0 | 0 | 71488.5639 | 572280.683 | 0 | 0 | 0 | 0 | 0 | 0 | 0 | 0 | 0 | 935817.7478 | 0 | 0 | 0 | 0 | 71488.5639 | 174791.506 | 0 | 0 | 0 | 0 | 0 | 0 | 0 | 0 | 0 | 0 | 0 | 1372.7136 | 0 | 0
2016-05-29 17:00 | 0 | 0 | 0 | 0 | 0 | 0 | 727892.7835 | 480240 | 0 | 0 | 0 | 142977.1278 | 747072.189 | 0 | 0 | 0 | 0 | 0 | 0 | 0 | 0 | 0 | 936912.1754 | 0 | 0 | 0 | 0 | 71488.5639 | 174791.506 | 0 | 0 | 0 | 0 | 0 | 0 | 0 | 0 | 0 | 0 | 0 | 1372.7136 | 0 | 0
2016-05-29 18:00 | 0 | 0 | 0 | 0 | 0 | 0 | 728663.7254 | 492006 | 0 | 0 | 0 | 203470.6336 | 921863.695 | 0 | 0 | 0 | 0 | 0 | 0 | 0 | 0 | 0 | 938006.5986 | 0 | 0 | 0 | 0 | 60493.5058 | 174791.506 | 0 | 0 | 0 | 0 | 0 | 0 | 0 | 0 | 0 | 0 | 0 | 1372.7136 | 0 | 0
2016-05-29 19:00 | 0 | 0 | 0 | 0 | 0 | 0 | 676629.2196 | 500465 | 0 | 0 | 0 | 203470.6336 | 1096655.2011 | 0 | 0 | 0 | 0 | 0 | 0 | 0 | 0 | 0 | 939101.0175 | 0 | 0 | 0 | 0 | 0 | 174791.506 | 0 | 0 | 0 | 0 | 0 | 0 | 0 | 0 | 0 | 0 | 0 | 1372.7136 | 0 | 0
2016-05-29 20:00 | 0 | 0 | 0 | 0 | 0 | 0 | 682275.2196 | 506111 | 0 | 0 | 0 | 203470.6336 | 1271446.7071 | 0 | 0 | 0 | 0 | 0 | 0 | 0 | 0 | 0 | 940195.4319 | 0 | 0 | 0 | 0 | 0 | 174791.506 | 0 | 0 | 0 | 0 | 0 | 0 | 0 | 0 | 0 | 0 | 0 | 1372.7136 | 0 | 0
2016-05-29 21:00 | 0 | 0 | 0 | 0 | 0 | 0 | 684412.2196 | 508248 | 0 | 0 | 0 | 203470.6336 | 1446238.2131 | 0 | 0 | 0 | 0 | 0 | 0 | 0 | 0 | 0 | 941289.842 | 0 | 0 | 0 | 0 | 0 | 174791.506 | 0 | 0 | 0 | 0 | 0 | 0 | 0 | 0 | 0 | 0 | 0 | 1372.7136 | 0 | 0
2016-05-29 22:00 | 0 | 0 | 0 | 0 | 0 | 0 | 680954.2196 | 504790 | 0 | 0 | 0 | 203470.6336 | 1621029.7192 | 0 | 0 | 0 | 0 | 0 | 0 | 0 | 0 | 0 | 942384.2477 | 0 | 0 | 0 | 0 | 0 | 174791.506 | 0 | 0 | 0 | 0 | 0 | 0 | 0 | 0 | 0 | 0 | 0 | 1372.7136 | 0 | 0
2016-05-29 23:00 | 0 | 0 | 0 | 0 | 0 | 0 | 641810.9545 | 494498 | 0 | 0 | 0 | 203470.6336 | 1768342.6737 | 0 | 0 | 0 | 0 | 0 | 0 | 0 | 0 | 0 | 942380.4782 | 0 | 0 | 0 | 0 | 0 | 147312.9545 | 0 | 0 | 0 | 0 | 0 | 0 | 0 | 0 | 0 | 0 | 0 | 0 | 0 | 0
2016-05-30 | 0 | 0 | 0 | 0 | 0 | 0 | 503948.1639 | 483132 | 0 | 0 | 0 | 131982.0697 | 1860647.4015 | 0 | 0 | 0 | 0 | 0 | 0 | 0 | 0 | 0 | 942376.7087 | 0 | 0 | 0 | 0 | -71488.5639 | 92304.7278 | 0 | 0 | 0 | 0 | 0 | 0 | 0 | 0 | 0 | 0 | 0 | 0 | 0 | 0
2016-05-30 01:00 | 0 | 0 | 0 | 0 | 0 | 0 | 271996.6591 | 472908 | 0 | 0 | 0 | 203470.6336 | 1588247.4967 | 0 | 0 | 0 | 0 | 0 | 0 | 0 | 0 | 0 | 942372.9392 | 0 | 0 | 0 | 0 | 71488.5639 | 301.8616 | 272701.7664 | 0 | 0 | 0 | 0 | 0 | 0 | 0 | 0 | 0 | 0 | 0 | 0 | 0
2016-05-30 02:00 | 0 | 0 | 0 | 0 | 0 | 315347.7917 | 36715.8651 | 456189 | 0 | 0 | 0 | 186322.7161 | 1501270.071 | 0 | 0 | 0 | 0 | 0 | 0 | 0 | 0 | 0 | 942369.1697 | 0 | 0 | 0 | 0 | -17147.9175 | 0 | 86977.4257 | 0 | 0 | 0 | 0 | 0 | 0 | 0 | 0 | 0 | 0 | 0 | 0 | 0
2016-05-30 03:00 | 0 | 0 | 0 | 0 | 0 | 448175.9175 | 0 | 431028 | 0 | 0 | 0 | 203470.6336 | 1501270.071 | 0 | 0 | 0 | 0 | 0 | 0 | 0 | 0 | 0 | 942365.4002 | 0 | 0 | 0 | 0 | 17147.9175 | 0 | 0 | 0 | 0 | 0 | 0 | 0 | 0 | 0 | 0 | 0 | 0 | 0 | 0 | 0
2016-05-30 04:00 | 0 | 0 | 0 | 0 | 0 | 60307.6697 | 0 | 404498 | 0 | 0 | 0 | 131982.0697 | 1228568.3046 | 0 | 0 | 0 | 0 | 0 | 0 | 0 | 0 | 0 | 942361.6307 | 0 | 0 | 0 | 0 | -71488.5639 | 0 | 272701.7664 | 0 | 0 | 0 | 0 | 0 | 0 | 0 | 0 | 0 | 0 | 0 | 0 | 0
2016-05-30 05:00 | 0 | 0 | 0 | 0 | 0 | 47226.7278 | 0 | 380422 | 0 | 0 | 0 | 71488.5639 | 955866.5382 | 0 | 0 | 0 | 0 | 0 | 0 | 0 | 0 | 0 | 942357.8613 | 0 | 0 | 0 | 0 | -60493.5058 | 0 | 272701.7664 | 0 | 0 | 0 | 0 | 0 | 0 | 0 | 0 | 0 | 0 | 0 | 0 | 0
2016-05-30 06:00 | 0 | 0 | 0 | 0 | 0 | 291510.4361 | 0 | 362999 | 0 | 0 | 0 | 0 | 955866.5382 | 0 | 0 | 0 | 0 | 0 | 0 | 0 | 0 | 0 | 942354.0919 | 0 | 0 | 0 | 0 | -71488.5639 | 0 | 0 | 0 | 0 | 0 | 0 | 0 | 0 | 0 | 0 | 0 | 0 | 0 | 0 | 0
2016-05-30 07:00 | 0 | 0 | 0 | 0 | 0 | 103470.8512 | 0 | 349662 | 0 | 0 | 0 | 26510.6176 | 683164.7717 | 0 | 0 | 0 | 0 | 0 | 0 | 0 | 0 | 0 | 942350.3224 | 0 | 0 | 0 | 0 | 26510.6176 | 0 | 272701.7664 | 0 | 0 | 0 | 0 | 0 | 0 | 0 | 0 | 0 | 0 | 0 | 0 | 0
2016-05-30 08:00 | 0 | 0 | 0 | 0 | 0 | 141130.7975 | 0 | 342344 | 0 | 0 | 0 | 97999.1815 | 410463.0053 | 0 | 0 | 0 | 0 | 0 | 0 | 0 | 0 | 0 | 942346.553 | 0 | 0 | 0 | 0 | 71488.5639 | 0 | 272701.7664 | 0 | 0 | 0 | 0 | 0 | 0 | 0 | 0 | 0 | 0 | 0 | 0 | 0
2016-05-30 09:00 | 0 | 0 | 0 | 0 | 0 | 138884.7975 | 0 | 340098 | 0 | 0 | 0 | 169487.7454 | 137761.2389 | 0 | 0 | 0 | 0 | 0 | 0 | 0 | 0 | 0 | 942342.7837 | 0 | 0 | 0 | 0 | 71488.5639 | 0 | 272701.7664 | 0 | 0 | 0 | 0 | 0 | 0 | 0 | 0 | 0 | 0 | 0 | 0 | 0
2016-05-30 10:00 | 0 | 0 | 0 | 0 | 0 | 268424.6916 | 0 | 340563 | 0 | 0 | 0 | 97999.1815 | 137111.4944 | 0 | 0 | 0 | 0 | 0 | 0 | 0 | 0 | 0 | 942339.0143 | 0 | 0 | 0 | 0 | -71488.5639 | 0 | 649.7445 | 0 | 0 | 0 | 0 | 0 | 0 | 0 | 0 | 0 | 0 | 0 | 0 | 0
2016-05-30 11:00 | 0 | 0 | 0 | 0 | 0 | 235891.8719 | 0.33019 | 346582 | 0 | 0 | 0 | 26510.6176 | 97910.2604 | 0 | 0 | 0 | 0 | 0 | 0 | 0 | 0 | 0 | 942335.2449 | 0 | 0 | 0 | 0 | -71488.5639 | 0 | 39201.234 | 0 | 0 | 0 | 0 | 0 | 0 | 0 | 0 | 0 | 0 | 0 | 0 | 0
2016-05-30 12:00 | 0 | 0 | 0 | 0 | 0 | 137904.7117 | 100574.4103 | 362900 | 0 | 0 | 0 | 0 | 0 | 0 | 0 | 0 | 0 | 0 | 0 | 0 | 0 | 0 | 942331.4756 | 0 | 0 | 0 | 0 | -26510.6176 | 174791.506 | 272701.7664 | 0 | 0 | 0 | 0 | 0 | 0 | 0 | 0 | 0 | 0 | 0 | 0 | 0
2016-05-30 13:00 | 0 | 0 | 0 | 0 | 0 | 0 | 454376.6724 | 390192 | 0 | 0 | 0 | 0 | 64184.6724 | 0 | 0 | 0 | 0 | 0 | 0 | 0 | 0 | 0 | 942327.7063 | 0 | 0 | 0 | 0 | 0 | 64184.6724 | 0 | 0 | 0 | 0 | 0 | 0 | 0 | 0 | 0 | 0 | 0 | 0 | 0 | 0
2016-05-30 14:00 | 0 | 0 | 0 | 0 | 0 | 0 | 596416.2196 | 420252 | 0 | 0 | 0 | 0 | 238976.1784 | 0 | 0 | 0 | 0 | 0 | 0 | 0 | 0 | 0 | 943422.1078 | 0 | 0 | 0 | 0 | 0 | 174791.506 | 0 | 0 | 0 | 0 | 0 | 0 | 0 | 0 | 0 | 0 | 0 | 1372.7136 | 0 | 0
2016-05-30 15:00 | 0 | 0 | 0 | 0 | 0 | 0 | 625086.2196 | 448922 | 0 | 0 | 0 | 0 | 413767.6845 | 0 | 0 | 0 | 0 | 0 | 0 | 0 | 0 | 0 | 944516.505 | 0 | 0 | 0 | 0 | 0 | 174791.506 | 0 | 0 | 0 | 0 | 0 | 0 | 0 | 0 | 0 | 0 | 0 | 1372.7136 | 0 | 0
2016-05-30 16:00 | 0 | 0 | 0 | 0 | 0 | 0 | 720364.7835 | 472712 | 0 | 0 | 0 | 71488.5639 | 588559.1905 | 0 | 0 | 0 | 0 | 0 | 0 | 0 | 0 | 0 | 945610.8978 | 0 | 0 | 0 | 0 | 71488.5639 | 174791.506 | 0 | 0 | 0 | 0 | 0 | 0 | 0 | 0 | 0 | 0 | 0 | 1372.7136 | 0 | 0
2016-05-30 17:00 | 0 | 0 | 0 | 0 | 0 | 0 | 594846.6557 | 490171 | 0 | 0 | 0 | 0 | 763350.6966 | 0 | 0 | 0 | 0 | 0 | 0 | 0 | 0 | 0 | 946705.2862 | 0 | 0 | 0 | 0 | -71488.5639 | 174791.506 | 0 | 0 | 0 | 0 | 0 | 0 | 0 | 0 | 0 | 0 | 0 | 1372.7136 | 0 | 0
2016-05-30 18:00 | 0 | 0 | 0 | 0 | 0 | 0 | 751262.7835 | 503610 | 0 | 0 | 0 | 71488.5639 | 938142.2026 | 0 | 0 | 0 | 0 | 0 | 0 | 0 | 0 | 0 | 947799.6703 | 0 | 0 | 0 | 0 | 71488.5639 | 174791.506 | 0 | 0 | 0 | 0 | 0 | 0 | 0 | 0 | 0 | 0 | 0 | 1372.7136 | 0 | 0
2016-05-30 19:00 | 0 | 0 | 0 | 0 | 0 | 0 | 761244.7835 | 513592 | 0 | 0 | 0 | 142977.1278 | 1112933.7086 | 0 | 0 | 0 | 0 | 0 | 0 | 0 | 0 | 0 | 948894.0499 | 0 | 0 | 0 | 0 | 71488.5639 | 174791.506 | 0 | 0 | 0 | 0 | 0 | 0 | 0 | 0 | 0 | 0 | 0 | 1372.7136 | 0 | 0
2016-05-30 20:00 | 0 | 0 | 0 | 0 | 0 | 0 | 758156.7254 | 521499 | 0 | 0 | 0 | 203470.6336 | 1287725.2147 | 0 | 0 | 0 | 0 | 0 | 0 | 0 | 0 | 0 | 949988.4252 | 0 | 0 | 0 | 0 | 60493.5058 | 174791.506 | 0 | 0 | 0 | 0 | 0 | 0 | 0 | 0 | 0 | 0 | 0 | 1372.7136 | 0 | 0
2016-05-30 21:00 | 0 | 0 | 0 | 0 | 0 | 0 | 631373.6557 | 526698 | 0 | 0 | 0 | 131982.0697 | 1462516.7207 | 0 | 0 | 0 | 0 | 0 | 0 | 0 | 0 | 0 | 951082.7961 | 0 | 0 | 0 | 0 | -71488.5639 | 174791.506 | 0 | 0 | 0 | 0 | 0 | 0 | 0 | 0 | 0 | 0 | 0 | 1372.7136 | 0 | 0
2016-05-30 22:00 | 0 | 0 | 0 | 0 | 0 | 0 | 773692.7835 | 526040 | 0 | 0 | 0 | 203470.6336 | 1637308.2267 | 0 | 0 | 0 | 0 | 0 | 0 | 0 | 0 | 0 | 952177.1627 | 0 | 0 | 0 | 0 | 71488.5639 | 174791.506 | 0 | 0 | 0 | 0 | 0 | 0 | 0 | 0 | 0 | 0 | 0 | 1372.7136 | 0 | 0
2016-05-30 23:00 | 0 | 0 | 0 | 0 | 0 | 0 | 696048.2196 | 519884 | 0 | 0 | 0 | 203470.6336 | 1812099.7328 | 0 | 0 | 0 | 0 | 0 | 0 | 0 | 0 | 0 | 953271.5248 | 0 | 0 | 0 | 0 | 0 | 174791.506 | 0 | 0 | 0 | 0 | 0 | 0 | 0 | 0 | 0 | 0 | 0 | 1372.7136 | 0 | 0
2016-05-31 | 0 | 0 | 0 | 0 | 0 | 0 | 567764.1077 | 510821 | 0 | 0 | 0 | 203470.6336 | 1869042.8405 | 0 | 0 | 0 | 0 | 0 | 0 | 0 | 0 | 0 | 953267.7117 | 0 | 0 | 0 | 0 | 0 | 56943.1077 | 0 | 0 | 0 | 0 | 0 | 0 | 0 | 0 | 0 | 0 | 0 | 0 | 0 | 0
2016-05-31 01:00 | 0 | 0 | 0 | 0 | 0 | 0 | 308523.3337 | 501289 | 0 | 0 | 0 | 145626.9489 | 1734120.8589 | 0 | 0 | 0 | 0 | 0 | 0 | 0 | 0 | 0 | 953263.8987 | 0 | 0 | 0 | 0 | -57843.6846 | 0 | 134921.9817 | 0 | 0 | 0 | 0 | 0 | 0 | 0 | 0 | 0 | 0 | 0 | 0 | 0
2016-05-31 02:00 | 0 | 0 | 0 | 0 | 0 | 90384.7466 | 43899.923 | 478475 | 0 | 0 | 0 | 74138.385 | 1461419.0924 | 0 | 0 | 0 | 0 | 0 | 0 | 0 | 0 | 0 | 953260.0856 | 0 | 0 | 0 | 0 | -71488.5639 | 0 | 272701.7664 | 0 | 0 | 0 | 0 | 0 | 0 | 0 | 0 | 0 | 0 | 0 | 0 | 0
2016-05-31 03:00 | 0 | 0 | 0 | 0 | 0 | 443925.1789 | 0 | 446575 | 0 | 0 | 0 | 71488.5639 | 1461419.0924 | 0 | 0 | 0 | 0 | 0 | 0 | 0 | 0 | 0 | 953256.2726 | 0 | 0 | 0 | 0 | -2649.8211 | 0 | 0 | 0 | 0 | 0 | 0 | 0 | 0 | 0 | 0 | 0 | 0 | 0 | 0 | 0
2016-05-31 04:00 | 0 | 0 | 0 | 0 | 0 | 73235.6697 | 0 | 417426 | 0 | 0 | 0 | 0 | 1188717.326 | 0 | 0 | 0 | 0 | 0 | 0 | 0 | 0 | 0 | 953252.4596 | 0 | 0 | 0 | 0 | -71488.5639 | 0 | 272701.7664 | 0 | 0 | 0 | 0 | 0 | 0 | 0 | 0 | 0 | 0 | 0 | 0 | 0
2016-05-31 05:00 | 0 | 0 | 0 | 0 | 0 | 190852.7975 | 0 | 392066 | 0 | 0 | 0 | 71488.5639 | 916015.5596 | 0 | 0 | 0 | 0 | 0 | 0 | 0 | 0 | 0 | 953248.6465 | 0 | 0 | 0 | 0 | 71488.5639 | 0 | 272701.7664 | 0 | 0 | 0 | 0 | 0 | 0 | 0 | 0 | 0 | 0 | 0 | 0 | 0
2016-05-31 06:00 | 0 | 0 | 0 | 0 | 0 | 28083.6697 | 0 | 372274 | 0 | 0 | 0 | 0 | 643313.7932 | 0 | 0 | 0 | 0 | 0 | 0 | 0 | 0 | 0 | 953244.8335 | 0 | 0 | 0 | 0 | -71488.5639 | 0 | 272701.7664 | 0 | 0 | 0 | 0 | 0 | 0 | 0 | 0 | 0 | 0 | 0 | 0 | 0
2016-05-31 07:00 | 0 | 0 | 0 | 0 | 0 | 332725.3035 | 0 | 359147 | 0 | 0 | 0 | 71488.5639 | 545403.5328 | 0 | 0 | 0 | 0 | 0 | 0 | 0 | 0 | 0 | 953241.0206 | 0 | 0 | 0 | 0 | 71488.5639 | 174791.506 | 272701.7664 | 0 | 0 | 0 | 0 | 0 | 0 | 0 | 0 | 0 | 0 | 0 | 0 | 0
2016-05-31 08:00 | 0 | 0 | 0 | 0 | 0 | 153888.7975 | 0 | 355102 | 0 | 0 | 0 | 142977.1278 | 272701.7664 | 0 | 0 | 0 | 0 | 0 | 0 | 0 | 0 | 0 | 953237.2076 | 0 | 0 | 0 | 0 | 71488.5639 | 0 | 272701.7664 | 0 | 0 | 0 | 0 | 0 | 0 | 0 | 0 | 0 | 0 | 0 | 0 | 0
2016-05-31 09:00 | 0 | 0 | 0 | 0 | 0 | 389148.5631 | 0 | 362437 | 0 | 0 | 0 | 169688.6909 | 272701.7664 | 0 | 0 | 0 | 0 | 0 | 0 | 0 | 0 | 0 | 953233.3947 | 0 | 0 | 0 | 0 | 26711.5631 | 0 | 0 | 0 | 0 | 0 | 0 | 0 | 0 | 0 | 0 | 0 | 0 | 0 | 0 | 0
2016-05-31 10:00 | 0 | 0 | 0 | 0 | 0 | 36678.6697 | 0 | 380869 | 0 | 0 | 0 | 98200.127 | 0 | 0 | 0 | 0 | 0 | 0 | 0 | 0 | 0 | 0 | 953229.5817 | 0 | 0 | 0 | 0 | -71488.5639 | 0 | 272701.7664 | 0 | 0 | 0 | 0 | 0 | 0 | 0 | 0 | 0 | 0 | 0 | 0 | 0
2016-05-31 11:00 | 0 | 0 | 0 | 0 | 0 | 332945.0126 | 0.4235 | 404434 | 0 | 0 | 0 | 26711.5631 | 0 | 0 | 0 | 0 | 0 | 0 | 0 | 0 | 0 | 0 | 953225.7688 | 0 | 0 | 0 | 0 | -71488.5639 | 0 | 0 | 0 | 0 | 0 | 0 | 0 | 0 | 0 | 0 | 0 | 0 | 0 | 0 | 0
2016-05-31 12:00 | 0 | 0 | 0 | 0 | 0 | 280969.3257 | 122577.1112 | 430258 | 0 | 0 | 0 | 0 | 0 | 0 | 0 | 0 | 0 | 0 | 0 | 0 | 0 | 0 | 953221.9559 | 0 | 0 | 0 | 0 | -26711.5631 | 0 | 0 | 0 | 0 | 0 | 0 | 0 | 0 | 0 | 0 | 0 | 0 | 0 | 0 | 0
2016-05-31 13:00 | 0 | 0 | 0 | 0 | 0 | 0 | 516617.4372 | 457434 | 0 | 0 | 0 | 0 | 59183.4372 | 0 | 0 | 0 | 0 | 0 | 0 | 0 | 0 | 0 | 953218.143 | 0 | 0 | 0 | 0 | 0 | 59183.4372 | 0 | 0 | 0 | 0 | 0 | 0 | 0 | 0 | 0 | 0 | 0 | 0 | 0 | 0
2016-05-31 14:00 | 0 | 0 | 0 | 0 | 0 | 0 | 710836.097 | 485399 | 0 | 0 | 0 | 49272.8774 | 233974.9432 | 0 | 0 | 0 | 0 | 0 | 0 | 0 | 0 | 0 | 954312.501 | 0 | 0 | 0 | 0 | 49272.8774 | 174791.506 | 0 | 0 | 0 | 0 | 0 | 0 | 0 | 0 | 0 | 0 | 0 | 1372.7136 | 0 | 0
2016-05-31 15:00 | 0 | 0 | 0 | 0 | 0 | 0 | 638457.3422 | 511566 | 0 | 0 | 0 | 0 | 408766.4493 | 0 | 0 | 0 | 0 | 0 | 0 | 0 | 0 | 0 | 955406.8546 | 0 | 0 | 0 | 0 | -49272.8774 | 174791.506 | 0 | 0 | 0 | 0 | 0 | 0 | 0 | 0 | 0 | 0 | 0 | 1372.7136 | 0 | 0
2016-05-31 16:00 | 0 | 0 | 0 | 0 | 0 | 0 | 781336.7835 | 533684 | 0 | 0 | 0 | 71488.5639 | 583557.9553 | 0 | 0 | 0 | 0 | 0 | 0 | 0 | 0 | 0 | 956501.2039 | 0 | 0 | 0 | 0 | 71488.5639 | 174791.506 | 0 | 0 | 0 | 0 | 0 | 0 | 0 | 0 | 0 | 0 | 0 | 1372.7136 | 0 | 0
2016-05-31 17:00 | 0 | 0 | 0 | 0 | 0 | 0 | 800548.7835 | 552896 | 0 | 0 | 0 | 142977.1278 | 758349.4613 | 0 | 0 | 0 | 0 | 0 | 0 | 0 | 0 | 0 | 957595.5487 | 0 | 0 | 0 | 0 | 71488.5639 | 174791.506 | 0 | 0 | 0 | 0 | 0 | 0 | 0 | 0 | 0 | 0 | 0 | 1372.7136 | 0 | 0
2016-05-31 18:00 | 0 | 0 | 0 | 0 | 0 | 0 | 803359.7254 | 566702 | 0 | 0 | 0 | 203470.6336 | 933140.9674 | 0 | 0 | 0 | 0 | 0 | 0 | 0 | 0 | 0 | 958689.8892 | 0 | 0 | 0 | 0 | 60493.5058 | 174791.506 | 0 | 0 | 0 | 0 | 0 | 0 | 0 | 0 | 0 | 0 | 0 | 1372.7136 | 0 | 0
2016-05-31 19:00 | 0 | 0 | 0 | 0 | 0 | 0 | 717496.9399 | 575476 | 0 | 0 | 0 | 169327.3539 | 1107932.4734 | 0 | 0 | 0 | 0 | 0 | 0 | 0 | 0 | 0 | 959784.2253 | 0 | 0 | 0 | 0 | -34143.2797 | 174791.506 | 0 | 0 | 0 | 0 | 0 | 0 | 0 | 0 | 0 | 0 | 0 | 1372.7136 | 0 | 0
2016-05-31 20:00 | 0 | 0 | 0 | 0 | 0 | 0 | 789237.4993 | 578930 | 0 | 0 | 0 | 203470.6336 | 1282723.9795 | 0 | 0 | 0 | 0 | 0 | 0 | 0 | 0 | 0 | 960878.557 | 0 | 0 | 0 | 0 | 34143.2797 | 174791.506 | 0 | 0 | 0 | 0 | 0 | 0 | 0 | 0 | 0 | 0 | 0 | 1372.7136 | 0 | 0
2016-05-31 21:00 | 0 | 0 | 0 | 0 | 0 | 0 | 754552.2196 | 578388 | 0 | 0 | 0 | 203470.6336 | 1457515.4855 | 0 | 0 | 0 | 0 | 0 | 0 | 0 | 0 | 0 | 961972.8844 | 0 | 0 | 0 | 0 | 0 | 174791.506 | 0 | 0 | 0 | 0 | 0 | 0 | 0 | 0 | 0 | 0 | 0 | 1372.7136 | 0 | 0
2016-05-31 22:00 | 0 | 0 | 0 | 0 | 0 | 0 | 733358.9844 | 571152 | 0 | 0 | 0 | 190886.1119 | 1632306.9915 | 0 | 0 | 0 | 0 | 0 | 0 | 0 | 0 | 0 | 961969.0365 | 0 | 0 | 0 | 0 | -12584.5217 | 174791.506 | 0 | 0 | 0 | 0 | 0 | 0 | 0 | 0 | 0 | 0 | 0 | 0 | 0 | 0
2016-05-31 23:00 | 0 | 0 | 0 | 0 | 0 | 0 | 658987.7413 | 558447 | 0 | 0 | 0 | 203470.6336 | 1720263.2111 | 0 | 0 | 0 | 0 | 0 | 0 | 0 | 0 | 0 | 961965.1886 | 0 | 0 | 0 | 0 | 12584.5217 | 87956.2196 | 0 | 0 | 0 | 0 | 0 | 0 | 0 | 0 | 0 | 0 | 0 | 0 | 0 | 0
2016-06-01 | 0 | 0 | 0 | 0 | 0 | 0 | 527263.1045 | 545151 | 0 | 0 | 0 | 131982.0697 | 1773863.8795 | 0 | 0 | 0 | 0 | 0 | 0 | 0 | 0 | 0 | 961961.3408 | 0 | 0 | 0 | 0 | -71488.5639 | 53600.6683 | 0 | 0 | 0 | 0 | 0 | 0 | 0 | 0 | 0 | 0 | 0 | 0 | 0 | 0
2016-06-01 01:00 | 0 | 0 | 0 | 0 | 0 | 0 | 316766.6694 | 533134 | 0 | 0 | 0 | 71488.5639 | 1617990.0546 | 0 | 0 | 0 | 0 | 0 | 0 | 0 | 0 | 0 | 961957.4929 | 0 | 0 | 0 | 0 | -60493.5058 | 116827.9416 | 272701.7664 | 0 | 0 | 0 | 0 | 0 | 0 | 0 | 0 | 0 | 0 | 0 | 0 | 0
2016-06-01 02:00 | 0 | 0 | 0 | 0 | 0 | 102467.5965 | 58978.0732 | 505636 | 0 | 0 | 0 | 0 | 1345288.2882 | 0 | 0 | 0 | 0 | 0 | 0 | 0 | 0 | 0 | 961953.6451 | 0 | 0 | 0 | 0 | -71488.5639 | 0 | 272701.7664 | 0 | 0 | 0 | 0 | 0 | 0 | 0 | 0 | 0 | 0 | 0 | 0 | 0
2016-06-01 03:00 | 0 | 0 | 0 | 0 | 0 | 197253.214 | 0.019586 | 469955 | 0 | 0 | 0 | 0 | 1072586.5218 | 0 | 0 | 0 | 0 | 0 | 0 | 0 | 0 | 0 | 961949.7973 | 0 | 0 | 0 | 0 | 0 | 0 | 272701.7664 | 0 | 0 | 0 | 0 | 0 | 0 | 0 | 0 | 0 | 0 | 0 | 0 | 0
2016-06-01 04:00 | 0 | 0 | 0 | 0 | 0 | 235733.7975 | 0 | 436947 | 0 | 0 | 0 | 71488.5639 | 799884.7554 | 0 | 0 | 0 | 0 | 0 | 0 | 0 | 0 | 0 | 961945.9495 | 0 | 0 | 0 | 0 | 71488.5639 | 0 | 272701.7664 | 0 | 0 | 0 | 0 | 0 | 0 | 0 | 0 | 0 | 0 | 0 | 0 | 0
2016-06-01 05:00 | 0 | 0 | 0 | 0 | 0 | 403801.8829 | 0 | 409528 | 0 | 0 | 0 | 142977.1278 | 722670.0744 | 0 | 0 | 0 | 0 | 0 | 0 | 0 | 0 | 0 | 961942.1017 | 0 | 0 | 0 | 0 | 71488.5639 | 0 | 77214.681 | 0 | 0 | 0 | 0 | 0 | 0 | 0 | 0 | 0 | 0 | 0 | 0 | 0
2016-06-01 06:00 | 0 | 0 | 0 | 0 | 0 | 44271.6697 | 0 | 388462 | 0 | 0 | 0 | 71488.5639 | 449968.308 | 0 | 0 | 0 | 0 | 0 | 0 | 0 | 0 | 0 | 961938.2539 | 0 | 0 | 0 | 0 | -71488.5639 | 0 | 272701.7664 | 0 | 0 | 0 | 0 | 0 | 0 | 0 | 0 | 0 | 0 | 0 | 0 | 0
2016-06-01 07:00 | 0 | 0 | 0 | 0 | 0 | 302371.4361 | 0 | 373860 | 0 | 0 | 0 | 0 | 449968.308 | 0 | 0 | 0 | 0 | 0 | 0 | 0 | 0 | 0 | 961934.4062 | 0 | 0 | 0 | 0 | -71488.5639 | 0 | 0 | 0 | 0 | 0 | 0 | 0 | 0 | 0 | 0 | 0 | 0 | 0 | 0 | 0
2016-06-01 08:00 | 0 | 0 | 0 | 0 | 0 | 261849.0223 | 0 | 367627 | 0 | 0 | 0 | 71488.5639 | 272701.7664 | 0 | 0 | 0 | 0 | 0 | 0 | 0 | 0 | 0 | 961930.5584 | 0 | 0 | 0 | 0 | 71488.5639 | 95435.2248 | 272701.7664 | 0 | 0 | 0 | 0 | 0 | 0 | 0 | 0 | 0 | 0 | 0 | 0 | 0
2016-06-01 09:00 | 0 | 0 | 0 | 0 | 0 | 111864.5279 | 0 | 372843 | 0 | 0 | 0 | 83211.8582 | 0 | 0 | 0 | 0 | 0 | 0 | 0 | 0 | 0 | 0 | 961926.7107 | 0 | 0 | 0 | 0 | 11723.2943 | 0 | 272701.7664 | 0 | 0 | 0 | 0 | 0 | 0 | 0 | 0 | 0 | 0 | 0 | 0 | 0
2016-06-01 10:00 | 0 | 0 | 0 | 0 | 0 | 430137.4094 | 0 | 388457 | 0 | 0 | 0 | 94158.2873 | 30733.9804 | 0 | 0 | 0 | 0 | 0 | 0 | 0 | 0 | 0 | 961922.863 | 0 | 0 | 0 | 0 | 10946.429 | 174791.506 | 144057.5256 | 0 | 0 | 0 | 0 | 0 | 0 | 0 | 0 | 0 | 0 | 0 | 0 | 0
2016-06-01 11:00 | 0 | 0 | 0 | 0 | 0 | 388462.4936 | 7.783 | 411140 | 0 | 0 | 0 | 71488.5639 | 30733.9804 | 0 | 0 | 0 | 0 | 0 | 0 | 0 | 0 | 0 | 961919.0153 | 0 | 0 | 0 | 0 | -22669.7234 | 0 | 0 | 0 | 0 | 0 | 0 | 0 | 0 | 0 | 0 | 0 | 0 | 0 | 0 | 0
2016-06-01 12:00 | 0 | 0 | 0 | 0 | 0 | 256854.1953 | 76088.2604 | 435165 | 0 | 0 | 0 | 0 | 0 | 0 | 0 | 0 | 0 | 0 | 0 | 0 | 0 | 0 | 961915.1676 | 0 | 0 | 0 | 0 | -71488.5639 | 174791.506 | 205525.4864 | 0 | 0 | 0 | 0 | 0 | 0 | 0 | 0 | 0 | 0 | 0 | 0 | 0
2016-06-01 13:00 | 0 | 0 | 0 | 0 | 0 | 208583.5755 | 425073.9305 | 458866 | 0 | 0 | 0 | 0 | 174791.506 | 0 | 0 | 0 | 0 | 0 | 0 | 0 | 0 | 0 | 961911.32 | 0 | 0 | 0 | 0 | 0 | 174791.506 | 0 | 0 | 0 | 0 | 0 | 0 | 0 | 0 | 0 | 0 | 0 | 0 | 0 | 0
2016-06-01 14:00 | 0 | 0 | 0 | 0 | 0 | 38377.2232 | 621794.2829 | 485380 | 0 | 0 | 0 | 0 | 349583.0121 | 0 | 0 | 0 | 0 | 0 | 0 | 0 | 0 | 0 | 961907.4723 | 0 | 0 | 0 | 0 | 0 | 174791.506 | 0 | 0 | 0 | 0 | 0 | 0 | 0 | 0 | 0 | 0 | 0 | 0 | 0 | 0
2016-06-01 15:00 | 0 | 0 | 0 | 0 | 0 | 0 | 732580.2638 | 510547 | 0 | 0 | 0 | 47241.7578 | 524374.5181 | 0 | 0 | 0 | 0 | 0 | 0 | 0 | 0 | 0 | 961903.6247 | 0 | 0 | 0 | 0 | 47241.7578 | 174791.506 | 0 | 0 | 0 | 0 | 0 | 0 | 0 | 0 | 0 | 0 | 0 | 0 | 0 | 0
2016-06-01 16:00 | 0 | 0 | 0 | 0 | 0 | 0 | 774774.9815 | 531408 | 0 | 0 | 0 | 115817.2332 | 699166.0242 | 0 | 0 | 0 | 0 | 0 | 0 | 0 | 0 | 0 | 961899.7771 | 0 | 0 | 0 | 0 | 68575.4755 | 174791.506 | 0 | 0 | 0 | 0 | 0 | 0 | 0 | 0 | 0 | 0 | 0 | 0 | 0 | 0
2016-06-01 17:00 | 0 | 0 | 0 | 0 | 0 | 0 | 781069.7756 | 550110 | 0 | 0 | 0 | 171985.5028 | 873957.5302 | 0 | 0 | 0 | 0 | 0 | 0 | 0 | 0 | 0 | 961895.9295 | 0 | 0 | 0 | 0 | 56168.2696 | 174791.506 | 0 | 0 | 0 | 0 | 0 | 0 | 0 | 0 | 0 | 0 | 0 | 0 | 0 | 0
2016-06-01 18:00 | 0 | 0 | 0 | 0 | 0 | 0 | 768134.7667 | 564854 | 0 | 0 | 0 | 200474.7635 | 1048749.0362 | 0 | 0 | 0 | 0 | 0 | 0 | 0 | 0 | 0 | 961892.0819 | 0 | 0 | 0 | 0 | 28489.2607 | 174791.506 | 0 | 0 | 0 | 0 | 0 | 0 | 0 | 0 | 0 | 0 | 0 | 0 | 0 | 0
2016-06-01 19:00 | 0 | 0 | 0 | 0 | 0 | 0 | 752572.6441 | 574628 | 0 | 0 | 0 | 203470.6336 | 1223540.5423 | 0 | 0 | 0 | 0 | 0 | 0 | 0 | 0 | 0 | 962014.0487 | 0 | 0 | 0 | 0 | 2995.8701 | 174791.506 | 0 | 0 | 0 | 0 | 0 | 0 | 0 | 0 | 0 | 0 | 0 | 157.268 | 0 | 0
2016-06-01 20:00 | 0 | 0 | 0 | 0 | 0 | 0 | 735084.3907 | 580324 | 0 | 0 | 0 | 183439.5182 | 1398332.0483 | 0 | 0 | 0 | 0 | 0 | 0 | 0 | 0 | 0 | 962010.2007 | 0 | 0 | 0 | 0 | -20031.1154 | 174791.506 | 0 | 0 | 0 | 0 | 0 | 0 | 0 | 0 | 0 | 0 | 0 | 0 | 0 | 0
2016-06-01 21:00 | 0 | 0 | 0 | 0 | 0 | 62681.8743 | 711232.7471 | 579092 | 0 | 0 | 0 | 203470.6336 | 1573123.5543 | 0 | 0 | 0 | 0 | 0 | 0 | 0 | 0 | 0 | 962006.3526 | 0 | 0 | 0 | 0 | 20031.1154 | 174791.506 | 0 | 0 | 0 | 0 | 0 | 0 | 0 | 0 | 0 | 0 | 0 | 0 | 0 | 0
2016-06-01 22:00 | 0 | 0 | 0 | 0 | 0 | 66015.304 | 678844.202 | 570068 | 0 | 0 | 0 | 203470.6336 | 1747915.0604 | 0 | 0 | 0 | 0 | 0 | 0 | 0 | 0 | 0 | 962002.5046 | 0 | 0 | 0 | 0 | 0 | 174791.506 | 0 | 0 | 0 | 0 | 0 | 0 | 0 | 0 | 0 | 0 | 0 | 0 | 0 | 0
2016-06-01 23:00 | 0 | 0 | 0 | 0 | 0 | 90210.2405 | 611905.7078 | 556557 | 0 | 0 | 0 | 174238.0759 | 1922706.5664 | 0 | 0 | 0 | 0 | 0 | 0 | 0 | 0 | 0 | 961998.6566 | 0 | 0 | 0 | 0 | -29232.5577 | 174791.506 | 0 | 0 | 0 | 0 | 0 | 0 | 0 | 0 | 0 | 0 | 0 | 0 | 0 | 0
2016-06-02 | 0 | 0 | 0 | 0 | 0 | 0 | 486729.953 | 544273 | 0 | 0 | 0 | 203470.6336 | 1835930.9617 | 0 | 0 | 0 | 0 | 0 | 0 | 0 | 0 | 0 | 961994.8086 | 0 | 0 | 0 | 0 | 29232.5577 | 174791.506 | 261567.1108 | 0 | 0 | 0 | 0 | 0 | 0 | 0 | 0 | 0 | 0 | 0 | 0 | 0
2016-06-02 01:00 | 0 | 0 | 0 | 0 | 0 | 179912.708 | 307660.8889 | 532348 | 0 | 0 | 0 | 158696.2305 | 1835930.9617 | 0 | 0 | 0 | 0 | 0 | 0 | 0 | 0 | 0 | 961990.9606 | 0 | 0 | 0 | 0 | -44774.4031 | 0 | 0 | 0 | 0 | 0 | 0 | 0 | 0 | 0 | 0 | 0 | 0 | 0 | 0 | 0
2016-06-02 02:00 | 0 | 0 | 0 | 0 | 0 | 210513.1691 | 59320.3878 | 507490 | 0 | 0 | 0 | 165050.6808 | 1591920.0682 | 0 | 0 | 0 | 0 | 0 | 0 | 0 | 0 | 0 | 961987.1127 | 0 | 0 | 0 | 0 | 6354.4504 | 28690.873 | 272701.7664 | 0 | 0 | 0 | 0 | 0 | 0 | 0 | 0 | 0 | 0 | 0 | 0 | 0
2016-06-02 03:00 | 0 | 0 | 0 | 0 | 0 | 238306.9812 | 0.20509 | 472589 | 0 | 0 | 0 | 203470.6336 | 1319218.3018 | 0 | 0 | 0 | 0 | 0 | 0 | 0 | 0 | 0 | 961983.2647 | 0 | 0 | 0 | 0 | 38419.9527 | 0 | 272701.7664 | 0 | 0 | 0 | 0 | 0 | 0 | 0 | 0 | 0 | 0 | 0 | 0 | 0
2016-06-02 04:00 | 0 | 0 | 0 | 0 | 0 | 265751.9134 | 0 | 439690 | 0 | 0 | 0 | 131982.0697 | 1216768.7792 | 0 | 0 | 0 | 0 | 0 | 0 | 0 | 0 | 0 | 961979.4168 | 0 | 0 | 0 | 0 | -71488.5639 | 0 | 102449.5227 | 0 | 0 | 0 | 0 | 0 | 0 | 0 | 0 | 0 | 0 | 0 | 0 | 0
2016-06-02 05:00 | 0 | 0 | 0 | 0 | 0 | 290840.7577 | 0 | 412308 | 0 | 0 | 0 | 60493.5058 | 1166790.1008 | 0 | 0 | 0 | 0 | 0 | 0 | 0 | 0 | 0 | 961975.5689 | 0 | 0 | 0 | 0 | -71488.5639 | 0 | 49978.6784 | 0 | 0 | 0 | 0 | 0 | 0 | 0 | 0 | 0 | 0 | 0 | 0 | 0
2016-06-02 06:00 | 0 | 0 | 0 | 0 | 0 | 57162.7278 | 0 | 390358 | 0 | 0 | 0 | 0 | 894088.3344 | 0 | 0 | 0 | 0 | 0 | 0 | 0 | 0 | 0 | 961971.721 | 0 | 0 | 0 | 0 | -60493.5058 | 0 | 272701.7664 | 0 | 0 | 0 | 0 | 0 | 0 | 0 | 0 | 0 | 0 | 0 | 0 | 0
2016-06-02 07:00 | 0 | 0 | 0 | 0 | 0 | 174665.7975 | 0 | 375879 | 0 | 0 | 0 | 71488.5639 | 621386.568 | 0 | 0 | 0 | 0 | 0 | 0 | 0 | 0 | 0 | 961967.8731 | 0 | 0 | 0 | 0 | 71488.5639 | 0 | 272701.7664 | 0 | 0 | 0 | 0 | 0 | 0 | 0 | 0 | 0 | 0 | 0 | 0 | 0
2016-06-02 08:00 | 0 | 0 | 0 | 0 | 0 | 338443.4742 | 0 | 370219 | 0 | 0 | 0 | 142977.1278 | 518122.4783 | 0 | 0 | 0 | 0 | 0 | 0 | 0 | 0 | 0 | 961964.0252 | 0 | 0 | 0 | 0 | 71488.5639 | 169437.6768 | 272701.7664 | 0 | 0 | 0 | 0 | 0 | 0 | 0 | 0 | 0 | 0 | 0 | 0 | 0
2016-06-02 09:00 | 0 | 0 | 0 | 0 | 0 | 31607.6697 | 0 | 375798 | 0 | 0 | 0 | 71488.5639 | 245420.7119 | 0 | 0 | 0 | 0 | 0 | 0 | 0 | 0 | 0 | 961960.1774 | 0 | 0 | 0 | 0 | -71488.5639 | 0 | 272701.7664 | 0 | 0 | 0 | 0 | 0 | 0 | 0 | 0 | 0 | 0 | 0 | 0 | 0
2016-06-02 10:00 | 0 | 0 | 0 | 0 | 0 | 346011.1153 | 0 | 393345 | 0 | 0 | 0 | 142977.1278 | 126598.2633 | 0 | 0 | 0 | 0 | 0 | 0 | 0 | 0 | 0 | 961956.3295 | 0 | 0 | 0 | 0 | 71488.5639 | 153879.3178 | 272701.7664 | 0 | 0 | 0 | 0 | 0 | 0 | 0 | 0 | 0 | 0 | 0 | 0 | 0
2016-06-02 11:00 | 0 | 0 | 0 | 0 | 0 | 309563.1222 | 5.4348 | 414211 | 0 | 0 | 0 | 71488.5639 | 93444.3841 | 0 | 0 | 0 | 0 | 0 | 0 | 0 | 0 | 0 | 961952.4817 | 0 | 0 | 0 | 0 | -71488.5639 | 174791.506 | 207945.3852 | 0 | 0 | 0 | 0 | 0 | 0 | 0 | 0 | 0 | 0 | 0 | 0 | 0
2016-06-02 12:00 | 0 | 0 | 0 | 0 | 0 | 163586.9354 | 107431.1167 | 435951 | 0 | 0 | 0 | 0 | 0 | 0 | 0 | 0 | 0 | 0 | 0 | 0 | 0 | 0 | 961948.6339 | 0 | 0 | 0 | 0 | -71488.5639 | 0 | 93444.3841 | 0 | 0 | 0 | 0 | 0 | 0 | 0 | 0 | 0 | 0 | 0 | 0 | 0
2016-06-02 13:00 | 0 | 0 | 0 | 0 | 0 | 0 | 480876.4643 | 457230 | 0 | 0 | 0 | 0 | 23646.4643 | 0 | 0 | 0 | 0 | 0 | 0 | 0 | 0 | 0 | 961944.7861 | 0 | 0 | 0 | 0 | 0 | 23646.4643 | 0 | 0 | 0 | 0 | 0 | 0 | 0 | 0 | 0 | 0 | 0 | 0 | 0 | 0
2016-06-02 14:00 | 0 | 0 | 0 | 0 | 0 | 0 | 688426.8672 | 479125 | 0 | 0 | 0 | 33137.6476 | 198437.9703 | 0 | 0 | 0 | 0 | 0 | 0 | 0 | 0 | 0 | 963039.1092 | 0 | 0 | 0 | 0 | 33137.6476 | 174791.506 | 0 | 0 | 0 | 0 | 0 | 0 | 0 | 0 | 0 | 0 | 0 | 1372.7136 | 0 | 0
2016-06-02 15:00 | 0 | 0 | 0 | 0 | 0 | 0 | 643484.5721 | 500458 | 0 | 0 | 0 | 0 | 373229.4763 | 0 | 0 | 0 | 0 | 0 | 0 | 0 | 0 | 0 | 964133.4279 | 0 | 0 | 0 | 0 | -33137.6476 | 174791.506 | 0 | 0 | 0 | 0 | 0 | 0 | 0 | 0 | 0 | 0 | 0 | 1372.7136 | 0 | 0
2016-06-02 16:00 | 0 | 0 | 0 | 0 | 0 | 0 | 695764.2196 | 519600 | 0 | 0 | 0 | 0 | 548020.9824 | 0 | 0 | 0 | 0 | 0 | 0 | 0 | 0 | 0 | 965227.7422 | 0 | 0 | 0 | 0 | 0 | 174791.506 | 0 | 0 | 0 | 0 | 0 | 0 | 0 | 0 | 0 | 0 | 0 | 1372.7136 | 0 | 0
2016-06-02 17:00 | 0 | 0 | 0 | 0 | 0 | 0 | 731357.2612 | 537657 | 0 | 0 | 0 | 17536.0415 | 722812.4884 | 0 | 0 | 0 | 0 | 0 | 0 | 0 | 0 | 0 | 966322.0522 | 0 | 0 | 0 | 0 | 17536.0415 | 174791.506 | 0 | 0 | 0 | 0 | 0 | 0 | 0 | 0 | 0 | 0 | 0 | 1372.7136 | 0 | 0
2016-06-02 18:00 | 0 | 0 | 0 | 0 | 0 | 0 | 799405.7835 | 551753 | 0 | 0 | 0 | 89024.6054 | 897603.9945 | 0 | 0 | 0 | 0 | 0 | 0 | 0 | 0 | 0 | 967416.3577 | 0 | 0 | 0 | 0 | 71488.5639 | 174791.506 | 0 | 0 | 0 | 0 | 0 | 0 | 0 | 0 | 0 | 0 | 0 | 1372.7136 | 0 | 0
2016-06-02 19:00 | 0 | 0 | 0 | 0 | 0 | 0 | 666260.6557 | 561585 | 0 | 0 | 0 | 17536.0415 | 1072395.5005 | 0 | 0 | 0 | 0 | 0 | 0 | 0 | 0 | 0 | 968510.6589 | 0 | 0 | 0 | 0 | -71488.5639 | 174791.506 | 0 | 0 | 0 | 0 | 0 | 0 | 0 | 0 | 0 | 0 | 0 | 1372.7136 | 0 | 0
2016-06-02 20:00 | 0 | 0 | 0 | 0 | 0 | 0 | 814930.7835 | 567278 | 0 | 0 | 0 | 89024.6054 | 1247187.0065 | 0 | 0 | 0 | 0 | 0 | 0 | 0 | 0 | 0 | 969604.9558 | 0 | 0 | 0 | 0 | 71488.5639 | 174791.506 | 0 | 0 | 0 | 0 | 0 | 0 | 0 | 0 | 0 | 0 | 0 | 1372.7136 | 0 | 0
2016-06-02 21:00 | 0 | 0 | 0 | 0 | 0 | 0 | 814107.1328 | 568552 | 0 | 0 | 0 | 158415.5186 | 1421978.5126 | 0 | 0 | 0 | 0 | 0 | 0 | 0 | 0 | 0 | 970699.2482 | 0 | 0 | 0 | 0 | 69390.9132 | 174791.506 | 0 | 0 | 0 | 0 | 0 | 0 | 0 | 0 | 0 | 0 | 0 | 1372.7136 | 0 | 0
2016-06-02 22:00 | 0 | 0 | 0 | 0 | 0 | 0 | 783226.3346 | 562007 | 0 | 0 | 0 | 203470.6336 | 1596770.0186 | 0 | 0 | 0 | 0 | 0 | 0 | 0 | 0 | 0 | 971793.5363 | 0 | 0 | 0 | 0 | 45055.1149 | 174791.506 | 0 | 0 | 0 | 0 | 0 | 0 | 0 | 0 | 0 | 0 | 0 | 1372.7136 | 0 | 0
2016-06-02 23:00 | 0 | 0 | 0 | 0 | 0 | 0 | 713111.1453 | 550541 | 0 | 0 | 0 | 203470.6336 | 1759340.1639 | 0 | 0 | 0 | 0 | 0 | 0 | 0 | 0 | 0 | 971789.6491 | 0 | 0 | 0 | 0 | 0 | 162570.1453 | 0 | 0 | 0 | 0 | 0 | 0 | 0 | 0 | 0 | 0 | 0 | 0 | 0 | 0
2016-06-03 | 0 | 0 | 0 | 0 | 0 | 0 | 573155.3559 | 540859 | 0 | 0 | 0 | 131982.0697 | 1863125.0837 | 0 | 0 | 0 | 0 | 0 | 0 | 0 | 0 | 0 | 971785.762 | 0 | 0 | 0 | 0 | -71488.5639 | 103784.9198 | 0 | 0 | 0 | 0 | 0 | 0 | 0 | 0 | 0 | 0 | 0 | 0 | 0 | 0
2016-06-03 01:00 | 0 | 0 | 0 | 0 | 0 | 0 | 348913.8727 | 528804 | 0 | 0 | 0 | 203470.6336 | 1611746.3925 | 0 | 0 | 0 | 0 | 0 | 0 | 0 | 0 | 0 | 971781.8748 | 0 | 0 | 0 | 0 | 71488.5639 | 21323.0752 | 272701.7664 | 0 | 0 | 0 | 0 | 0 | 0 | 0 | 0 | 0 | 0 | 0 | 0 | 0
2016-06-03 02:00 | 0 | 0 | 0 | 0 | 0 | 112859.4807 | 47598.189 | 504648 | 0 | 0 | 0 | 131982.0697 | 1339044.626 | 0 | 0 | 0 | 0 | 0 | 0 | 0 | 0 | 0 | 971777.9877 | 0 | 0 | 0 | 0 | -71488.5639 | 0 | 272701.7664 | 0 | 0 | 0 | 0 | 0 | 0 | 0 | 0 | 0 | 0 | 0 | 0 | 0
2016-06-03 03:00 | 0 | 0 | 0 | 0 | 0 | 127635.3241 | 0.34557 | 471826 | 0 | 0 | 0 | 60493.5058 | 1066342.8596 | 0 | 0 | 0 | 0 | 0 | 0 | 0 | 0 | 0 | 971774.1006 | 0 | 0 | 0 | 0 | -71488.5639 | 0 | 272701.7664 | 0 | 0 | 0 | 0 | 0 | 0 | 0 | 0 | 0 | 0 | 0 | 0 | 0
2016-06-03 04:00 | 0 | 0 | 0 | 0 | 0 | 512100.5639 | 0 | 440612 | 0 | 0 | 0 | 131982.0697 | 1066342.8596 | 0 | 0 | 0 | 0 | 0 | 0 | 0 | 0 | 0 | 971770.2135 | 0 | 0 | 0 | 0 | 71488.5639 | 0 | 0 | 0 | 0 | 0 | 0 | 0 | 0 | 0 | 0 | 0 | 0 | 0 | 0 | 0
2016-06-03 05:00 | 0 | 0 | 0 | 0 | 0 | 236026.0035 | 0 | 412775 | 0 | 0 | 0 | 203470.6336 | 818105.2992 | 0 | 0 | 0 | 0 | 0 | 0 | 0 | 0 | 0 | 971766.3264 | 0 | 0 | 0 | 0 | 71488.5639 | 0 | 248237.5604 | 0 | 0 | 0 | 0 | 0 | 0 | 0 | 0 | 0 | 0 | 0 | 0 | 0
2016-06-03 06:00 | 0 | 0 | 0 | 0 | 0 | 46828.6697 | 0 | 391019 | 0 | 0 | 0 | 131982.0697 | 545403.5328 | 0 | 0 | 0 | 0 | 0 | 0 | 0 | 0 | 0 | 971762.4393 | 0 | 0 | 0 | 0 | -71488.5639 | 0 | 272701.7664 | 0 | 0 | 0 | 0 | 0 | 0 | 0 | 0 | 0 | 0 | 0 | 0 | 0
2016-06-03 07:00 | 0 | 0 | 0 | 0 | 0 | 175593.7975 | 0 | 376807 | 0 | 0 | 0 | 203470.6336 | 272701.7664 | 0 | 0 | 0 | 0 | 0 | 0 | 0 | 0 | 0 | 971758.5523 | 0 | 0 | 0 | 0 | 71488.5639 | 0 | 272701.7664 | 0 | 0 | 0 | 0 | 0 | 0 | 0 | 0 | 0 | 0 | 0 | 0 | 0
2016-06-03 08:00 | 0 | 0 | 0 | 0 | 0 | 299259.4361 | 0 | 370748 | 0 | 0 | 0 | 131982.0697 | 272701.7664 | 0 | 0 | 0 | 0 | 0 | 0 | 0 | 0 | 0 | 971754.6652 | 0 | 0 | 0 | 0 | -71488.5639 | 0 | 0 | 0 | 0 | 0 | 0 | 0 | 0 | 0 | 0 | 0 | 0 | 0 | 0 | 0
2016-06-03 09:00 | 0 | 0 | 0 | 0 | 0 | 136748.2556 | 0 | 376029 | 0 | 0 | 0 | 165403.0917 | 0 | 0 | 0 | 0 | 0 | 0 | 0 | 0 | 0 | 0 | 971750.7782 | 0 | 0 | 0 | 0 | 33421.022 | 0 | 272701.7664 | 0 | 0 | 0 | 0 | 0 | 0 | 0 | 0 | 0 | 0 | 0 | 0 | 0
2016-06-03 10:00 | 0 | 0 | 0 | 0 | 0 | 416989.6965 | 0 | 390568 | 0 | 0 | 0 | 93914.5278 | 97910.2604 | 0 | 0 | 0 | 0 | 0 | 0 | 0 | 0 | 0 | 971746.8912 | 0 | 0 | 0 | 0 | -71488.5639 | 97910.2604 | 0 | 0 | 0 | 0 | 0 | 0 | 0 | 0 | 0 | 0 | 0 | 0 | 0 | 0
2016-06-03 11:00 | 0 | 0 | 0 | 0 | 0 | 241320.5826 | 8.5931 | 410728 | 0 | 0 | 0 | 22425.9639 | 0 | 0 | 0 | 0 | 0 | 0 | 0 | 0 | 0 | 0 | 971743.0042 | 0 | 0 | 0 | 0 | -71488.5639 | 174791.506 | 272701.7664 | 0 | 0 | 0 | 0 | 0 | 0 | 0 | 0 | 0 | 0 | 0 | 0 | 0
2016-06-03 12:00 | 0 | 0 | 0 | 0 | 0 | 285521.4373 | 125453.5988 | 433401 | 0 | 0 | 0 | 0 | 0 | 0 | 0 | 0 | 0 | 0 | 0 | 0 | 0 | 0 | 971739.1173 | 0 | 0 | 0 | 0 | -22425.9639 | 0 | 0 | 0 | 0 | 0 | 0 | 0 | 0 | 0 | 0 | 0 | 0 | 0 | 0 | 0
2016-06-03 13:00 | 0 | 0 | 0 | 0 | 0 | 0 | 507153.0932 | 456710 | 0 | 0 | 0 | 0 | 50443.0932 | 0 | 0 | 0 | 0 | 0 | 0 | 0 | 0 | 0 | 971735.2303 | 0 | 0 | 0 | 0 | 0 | 50443.0932 | 0 | 0 | 0 | 0 | 0 | 0 | 0 | 0 | 0 | 0 | 0 | 0 | 0 | 0
2016-06-03 14:00 | 0 | 0 | 0 | 0 | 0 | 0 | 658516.2196 | 482352 | 0 | 0 | 0 | 0 | 225234.5992 | 0 | 0 | 0 | 0 | 0 | 0 | 0 | 0 | 0 | 972829.5142 | 0 | 0 | 0 | 0 | 0 | 174791.506 | 0 | 0 | 0 | 0 | 0 | 0 | 0 | 0 | 0 | 0 | 0 | 1372.7136 | 0 | 0
2016-06-03 15:00 | 0 | 0 | 0 | 0 | 0 | 0 | 682602.2196 | 506438 | 0 | 0 | 0 | 0 | 400026.1052 | 0 | 0 | 0 | 0 | 0 | 0 | 0 | 0 | 0 | 973923.7938 | 0 | 0 | 0 | 0 | 0 | 174791.506 | 0 | 0 | 0 | 0 | 0 | 0 | 0 | 0 | 0 | 0 | 0 | 1372.7136 | 0 | 0
2016-06-03 16:00 | 0 | 0 | 0 | 0 | 0 | 0 | 773871.7835 | 526219 | 0 | 0 | 0 | 71488.5639 | 574817.6113 | 0 | 0 | 0 | 0 | 0 | 0 | 0 | 0 | 0 | 975018.0689 | 0 | 0 | 0 | 0 | 71488.5639 | 174791.506 | 0 | 0 | 0 | 0 | 0 | 0 | 0 | 0 | 0 | 0 | 0 | 1372.7136 | 0 | 0
2016-06-03 17:00 | 0 | 0 | 0 | 0 | 0 | 0 | 648946.6557 | 544271 | 0 | 0 | 0 | 0 | 749609.1173 | 0 | 0 | 0 | 0 | 0 | 0 | 0 | 0 | 0 | 976112.3397 | 0 | 0 | 0 | 0 | -71488.5639 | 174791.506 | 0 | 0 | 0 | 0 | 0 | 0 | 0 | 0 | 0 | 0 | 0 | 1372.7136 | 0 | 0
2016-06-03 18:00 | 0 | 0 | 0 | 0 | 0 | 0 | 806809.7835 | 559157 | 0 | 0 | 0 | 71488.5639 | 924400.6234 | 0 | 0 | 0 | 0 | 0 | 0 | 0 | 0 | 0 | 977206.6062 | 0 | 0 | 0 | 0 | 71488.5639 | 174791.506 | 0 | 0 | 0 | 0 | 0 | 0 | 0 | 0 | 0 | 0 | 0 | 1372.7136 | 0 | 0
2016-06-03 19:00 | 0 | 0 | 0 | 0 | 0 | 0 | 816539.7835 | 568887 | 0 | 0 | 0 | 142977.1278 | 1099192.1294 | 0 | 0 | 0 | 0 | 0 | 0 | 0 | 0 | 0 | 978300.8682 | 0 | 0 | 0 | 0 | 71488.5639 | 174791.506 | 0 | 0 | 0 | 0 | 0 | 0 | 0 | 0 | 0 | 0 | 0 | 1372.7136 | 0 | 0
2016-06-03 20:00 | 0 | 0 | 0 | 0 | 0 | 0 | 811238.7254 | 574581 | 0 | 0 | 0 | 203470.6336 | 1273983.6354 | 0 | 0 | 0 | 0 | 0 | 0 | 0 | 0 | 0 | 979395.1259 | 0 | 0 | 0 | 0 | 60493.5058 | 174791.506 | 0 | 0 | 0 | 0 | 0 | 0 | 0 | 0 | 0 | 0 | 0 | 1372.7136 | 0 | 0
2016-06-03 21:00 | 0 | 0 | 0 | 0 | 0 | 0 | 751033.2196 | 574869 | 0 | 0 | 0 | 203470.6336 | 1448775.1415 | 0 | 0 | 0 | 0 | 0 | 0 | 0 | 0 | 0 | 980489.3791 | 0 | 0 | 0 | 0 | 0 | 174791.506 | 0 | 0 | 0 | 0 | 0 | 0 | 0 | 0 | 0 | 0 | 0 | 1372.7136 | 0 | 0
2016-06-03 22:00 | 0 | 0 | 0 | 0 | 0 | 0 | 743685.2196 | 567521 | 0 | 0 | 0 | 203470.6336 | 1623566.6475 | 0 | 0 | 0 | 0 | 0 | 0 | 0 | 0 | 0 | 981583.6281 | 0 | 0 | 0 | 0 | 0 | 174791.506 | 0 | 0 | 0 | 0 | 0 | 0 | 0 | 0 | 0 | 0 | 0 | 1372.7136 | 0 | 0
2016-06-03 23:00 | 0 | 0 | 0 | 0 | 0 | 0 | 730087.2196 | 553923 | 0 | 0 | 0 | 203470.6336 | 1798358.1536 | 0 | 0 | 0 | 0 | 0 | 0 | 0 | 0 | 0 | 982677.8726 | 0 | 0 | 0 | 0 | 0 | 174791.506 | 0 | 0 | 0 | 0 | 0 | 0 | 0 | 0 | 0 | 0 | 0 | 1372.7136 | 0 | 0
2016-06-04 | 0 | 0 | 0 | 0 | 0 | 0 | 605622.8179 | 541270 | 0 | 0 | 0 | 142977.1278 | 1923204.4772 | 0 | 0 | 0 | 0 | 0 | 0 | 0 | 0 | 0 | 982673.9419 | 0 | 0 | 0 | 0 | -60493.5058 | 124846.3237 | 0 | 0 | 0 | 0 | 0 | 0 | 0 | 0 | 0 | 0 | 0 | 0 | 0 | 0
2016-06-04 01:00 | 0 | 0 | 0 | 0 | 0 | 96108.2352 | 362480.201 | 530077 | 0 | 0 | 0 | 71488.5639 | 1923204.4772 | 0 | 0 | 0 | 0 | 0 | 0 | 0 | 0 | 0 | 982670.0112 | 0 | 0 | 0 | 0 | -71488.5639 | 0 | 0 | 0 | 0 | 0 | 0 | 0 | 0 | 0 | 0 | 0 | 0 | 0 | 0 | 0
2016-06-04 02:00 | 0 | 0 | 0 | 0 | 0 | 387509.6212 | 48758.8149 | 507757 | 0 | 0 | 0 | 0 | 1923204.4772 | 0 | 0 | 0 | 0 | 0 | 0 | 0 | 0 | 0 | 982666.0805 | 0 | 0 | 0 | 0 | -71488.5639 | 0 | 0 | 0 | 0 | 0 | 0 | 0 | 0 | 0 | 0 | 0 | 0 | 0 | 0 | 0
2016-06-04 03:00 | 0 | 0 | 0 | 0 | 0 | 275537.3555 | 0.44196 | 476751 | 0 | 0 | 0 | 71488.5639 | 1650502.7108 | 0 | 0 | 0 | 0 | 0 | 0 | 0 | 0 | 0 | 982662.1498 | 0 | 0 | 0 | 0 | 71488.5639 | 0 | 272701.7664 | 0 | 0 | 0 | 0 | 0 | 0 | 0 | 0 | 0 | 0 | 0 | 0 | 0
2016-06-04 04:00 | 0 | 0 | 0 | 0 | 0 | 101375.6697 | 0 | 445566 | 0 | 0 | 0 | 0 | 1377800.9444 | 0 | 0 | 0 | 0 | 0 | 0 | 0 | 0 | 0 | 982658.2192 | 0 | 0 | 0 | 0 | -71488.5639 | 0 | 272701.7664 | 0 | 0 | 0 | 0 | 0 | 0 | 0 | 0 | 0 | 0 | 0 | 0 | 0
2016-06-04 05:00 | 0 | 0 | 0 | 0 | 0 | 453732.1405 | 0 | 417881 | 0 | 0 | 0 | 35851.1405 | 1377800.9444 | 0 | 0 | 0 | 0 | 0 | 0 | 0 | 0 | 0 | 982654.2886 | 0 | 0 | 0 | 0 | 35851.1405 | 0 | 0 | 0 | 0 | 0 | 0 | 0 | 0 | 0 | 0 | 0 | 0 | 0 | 0 | 0
2016-06-04 06:00 | 0 | 0 | 0 | 0 | 0 | 194404.7975 | 0 | 395618 | 0 | 0 | 0 | 107339.7044 | 1105099.178 | 0 | 0 | 0 | 0 | 0 | 0 | 0 | 0 | 0 | 982650.3579 | 0 | 0 | 0 | 0 | 71488.5639 | 0 | 272701.7664 | 0 | 0 | 0 | 0 | 0 | 0 | 0 | 0 | 0 | 0 | 0 | 0 | 0
2016-06-04 07:00 | 0 | 0 | 0 | 0 | 0 | 388017.1898 | 0 | 378450 | 0 | 0 | 0 | 116906.8942 | 1105099.178 | 0 | 0 | 0 | 0 | 0 | 0 | 0 | 0 | 0 | 982646.4273 | 0 | 0 | 0 | 0 | 9567.1898 | 0 | 0 | 0 | 0 | 0 | 0 | 0 | 0 | 0 | 0 | 0 | 0 | 0 | 0 | 0
2016-06-04 08:00 | 0 | 0 | 0 | 0 | 0 | 166489.7975 | 0 | 367703 | 0 | 0 | 0 | 188395.4581 | 832397.4116 | 0 | 0 | 0 | 0 | 0 | 0 | 0 | 0 | 0 | 982642.4968 | 0 | 0 | 0 | 0 | 71488.5639 | 0 | 272701.7664 | 0 | 0 | 0 | 0 | 0 | 0 | 0 | 0 | 0 | 0 | 0 | 0 | 0
2016-06-04 09:00 | 0 | 0 | 0 | 0 | 0 | 322255.1059 | 0 | 364114 | 0 | 0 | 0 | 146536.564 | 832397.4116 | 0 | 0 | 0 | 0 | 0 | 0 | 0 | 0 | 0 | 982638.5662 | 0 | 0 | 0 | 0 | -41858.8941 | 0 | 0 | 0 | 0 | 0 | 0 | 0 | 0 | 0 | 0 | 0 | 0 | 0 | 0 | 0
2016-06-04 10:00 | 0 | 0 | 0 | 0 | 0 | 292781.4361 | 0 | 364270 | 0 | 0 | 0 | 75048.0001 | 832397.4116 | 0 | 0 | 0 | 0 | 0 | 0 | 0 | 0 | 0 | 982634.6356 | 0 | 0 | 0 | 0 | -71488.5639 | 0 | 0 | 0 | 0 | 0 | 0 | 0 | 0 | 0 | 0 | 0 | 0 | 0 | 0 | 0
2016-06-04 11:00 | 0 | 0 | 0 | 0 | 0 | 28303.4974 | 10.1722 | 372504 | 0 | 0 | 0 | 3559.4362 | 559695.6452 | 0 | 0 | 0 | 0 | 0 | 0 | 0 | 0 | 0 | 982630.7051 | 0 | 0 | 0 | 0 | -71488.5639 | 0 | 272701.7664 | 0 | 0 | 0 | 0 | 0 | 0 | 0 | 0 | 0 | 0 | 0 | 0 | 0
2016-06-04 12:00 | 0 | 0 | 0 | 0 | 0 | 234096.2297 | 153927.3341 | 391583 | 0 | 0 | 0 | 0 | 559695.6452 | 0 | 0 | 0 | 0 | 0 | 0 | 0 | 0 | 0 | 982626.7746 | 0 | 0 | 0 | 0 | -3559.4362 | 0 | 0 | 0 | 0 | 0 | 0 | 0 | 0 | 0 | 0 | 0 | 0 | 0 | 0 | 0
2016-06-04 13:00 | 0 | 0 | 0 | 0 | 0 | 46793.5827 | 544907.9234 | 416910 | 0 | 0 | 0 | 0 | 734487.1512 | 0 | 0 | 0 | 0 | 0 | 0 | 0 | 0 | 0 | 982622.8441 | 0 | 0 | 0 | 0 | 0 | 174791.506 | 0 | 0 | 0 | 0 | 0 | 0 | 0 | 0 | 0 | 0 | 0 | 0 | 0 | 0
2016-06-04 14:00 | 0 | 0 | 0 | 0 | 0 | 0 | 620413.2196 | 444249 | 0 | 0 | 0 | 0 | 909278.6573 | 0 | 0 | 0 | 0 | 0 | 0 | 0 | 0 | 0 | 983717.0844 | 0 | 0 | 0 | 0 | 0 | 174791.506 | 0 | 0 | 0 | 0 | 0 | 0 | 0 | 0 | 0 | 0 | 0 | 1372.7136 | 0 | 0
2016-06-04 15:00 | 0 | 0 | 0 | 0 | 0 | 0 | 646136.2196 | 469972 | 0 | 0 | 0 | 0 | 1084070.1633 | 0 | 0 | 0 | 0 | 0 | 0 | 0 | 0 | 0 | 984811.3204 | 0 | 0 | 0 | 0 | 0 | 174791.506 | 0 | 0 | 0 | 0 | 0 | 0 | 0 | 0 | 0 | 0 | 0 | 1372.7136 | 0 | 0
2016-06-04 16:00 | 0 | 0 | 0 | 0 | 0 | 0 | 738947.7835 | 491295 | 0 | 0 | 0 | 71488.5639 | 1258861.6693 | 0 | 0 | 0 | 0 | 0 | 0 | 0 | 0 | 0 | 985905.5521 | 0 | 0 | 0 | 0 | 71488.5639 | 174791.506 | 0 | 0 | 0 | 0 | 0 | 0 | 0 | 0 | 0 | 0 | 0 | 1372.7136 | 0 | 0
2016-06-04 17:00 | 0 | 0 | 0 | 0 | 0 | 0 | 612554.6557 | 507879 | 0 | 0 | 0 | 0 | 1433653.1754 | 0 | 0 | 0 | 0 | 0 | 0 | 0 | 0 | 0 | 986999.7793 | 0 | 0 | 0 | 0 | -71488.5639 | 174791.506 | 0 | 0 | 0 | 0 | 0 | 0 | 0 | 0 | 0 | 0 | 0 | 1372.7136 | 0 | 0
2016-06-04 18:00 | 0 | 0 | 0 | 0 | 0 | 0 | 757347.7254 | 520690 | 0 | 0 | 0 | 60493.5058 | 1608444.6814 | 0 | 0 | 0 | 0 | 0 | 0 | 0 | 0 | 0 | 988094.0022 | 0 | 0 | 0 | 0 | 60493.5058 | 174791.506 | 0 | 0 | 0 | 0 | 0 | 0 | 0 | 0 | 0 | 0 | 0 | 1372.7136 | 0 | 0
2016-06-04 19:00 | 0 | 0 | 0 | 0 | 0 | 0 | 777775.7835 | 530123 | 0 | 0 | 0 | 131982.0697 | 1783236.1874 | 0 | 0 | 0 | 0 | 0 | 0 | 0 | 0 | 0 | 989188.2207 | 0 | 0 | 0 | 0 | 71488.5639 | 174791.506 | 0 | 0 | 0 | 0 | 0 | 0 | 0 | 0 | 0 | 0 | 0 | 1372.7136 | 0 | 0
2016-06-04 20:00 | 0 | 0 | 0 | 0 | 0 | 0 | 783808.7835 | 536156 | 0 | 0 | 0 | 203470.6336 | 1958027.6935 | 0 | 0 | 0 | 0 | 0 | 0 | 0 | 0 | 0 | 990282.4348 | 0 | 0 | 0 | 0 | 71488.5639 | 174791.506 | 0 | 0 | 0 | 0 | 0 | 0 | 0 | 0 | 0 | 0 | 0 | 1372.7136 | 0 | 0
2016-06-04 21:00 | 0 | 0 | 0 | 0 | 0 | 0 | 715241.2196 | 539077 | 0 | 0 | 0 | 203470.6336 | 2132819.1995 | 0 | 0 | 0 | 0 | 0 | 0 | 0 | 0 | 0 | 991376.6445 | 0 | 0 | 0 | 0 | 0 | 174791.506 | 0 | 0 | 0 | 0 | 0 | 0 | 0 | 0 | 0 | 0 | 0 | 1372.7136 | 0 | 0
2016-06-04 22:00 | 0 | 0 | 0 | 0 | 0 | 0 | 711748.2196 | 535584 | 0 | 0 | 0 | 203470.6336 | 2307610.7056 | 0 | 0 | 0 | 0 | 0 | 0 | 0 | 0 | 0 | 992470.8499 | 0 | 0 | 0 | 0 | 0 | 174791.506 | 0 | 0 | 0 | 0 | 0 | 0 | 0 | 0 | 0 | 0 | 0 | 1372.7136 | 0 | 0
2016-06-04 23:00 | 0 | 0 | 0 | 0 | 0 | 0 | 702521.2196 | 526357 | 0 | 0 | 0 | 203470.6336 | 2482402.2116 | 0 | 0 | 0 | 0 | 0 | 0 | 0 | 0 | 0 | 993565.0508 | 0 | 0 | 0 | 0 | 0 | 174791.506 | 0 | 0 | 0 | 0 | 0 | 0 | 0 | 0 | 0 | 0 | 0 | 1372.7136 | 0 | 0
2016-06-05 | 0 | 0 | 0 | 0 | 0 | 0 | 581907.9552 | 517223 | 0 | 0 | 0 | 142977.1278 | 2607580.6726 | 0 | 0 | 0 | 0 | 0 | 0 | 0 | 0 | 0 | 993561.0766 | 0 | 0 | 0 | 0 | -60493.5058 | 125178.461 | 0 | 0 | 0 | 0 | 0 | 0 | 0 | 0 | 0 | 0 | 0 | 0 | 0 | 0
2016-06-05 01:00 | 0 | 0 | 0 | 0 | 0 | 119837.6482 | 316239.7879 | 507566 | 0 | 0 | 0 | 71488.5639 | 2607580.6726 | 0 | 0 | 0 | 0 | 0 | 0 | 0 | 0 | 0 | 993557.1023 | 0 | 0 | 0 | 0 | -71488.5639 | 0 | 0 | 0 | 0 | 0 | 0 | 0 | 0 | 0 | 0 | 0 | 0 | 0 | 0 | 0
2016-06-05 02:00 | 0 | 0 | 0 | 0 | 0 | 385293.7729 | 31912.6632 | 488695 | 0 | 0 | 0 | 0 | 2607580.6726 | 0 | 0 | 0 | 0 | 0 | 0 | 0 | 0 | 0 | 993553.1281 | 0 | 0 | 0 | 0 | -71488.5639 | 0 | 0 | 0 | 0 | 0 | 0 | 0 | 0 | 0 | 0 | 0 | 0 | 0 | 0 | 0
2016-06-05 03:00 | 0 | 0 | 0 | 0 | 0 | 188507.2336 | 0 | 461209 | 0 | 0 | 0 | 0 | 2334878.9062 | 0 | 0 | 0 | 0 | 0 | 0 | 0 | 0 | 0 | 993549.1539 | 0 | 0 | 0 | 0 | 0 | 0 | 272701.7664 | 0 | 0 | 0 | 0 | 0 | 0 | 0 | 0 | 0 | 0 | 0 | 0 | 0
2016-06-05 04:00 | 0 | 0 | 0 | 0 | 0 | 158871.2336 | 0 | 431573 | 0 | 0 | 0 | 0 | 2062177.1397 | 0 | 0 | 0 | 0 | 0 | 0 | 0 | 0 | 0 | 993545.1797 | 0 | 0 | 0 | 0 | 0 | 0 | 272701.7664 | 0 | 0 | 0 | 0 | 0 | 0 | 0 | 0 | 0 | 0 | 0 | 0 | 0
2016-06-05 05:00 | 0 | 0 | 0 | 0 | 0 | 406781 | 0 | 406781 | 0 | 0 | 0 | 0 | 2062177.1397 | 0 | 0 | 0 | 0 | 0 | 0 | 0 | 0 | 0 | 993541.2055 | 0 | 0 | 0 | 0 | 0 | 0 | 0 | 0 | 0 | 0 | 0 | 0 | 0 | 0 | 0 | 0 | 0 | 0 | 0 | 0
2016-06-05 06:00 | 0 | 0 | 0 | 0 | 0 | 185205.7975 | 0 | 386419 | 0 | 0 | 0 | 71488.5639 | 1789475.3733 | 0 | 0 | 0 | 0 | 0 | 0 | 0 | 0 | 0 | 993537.2314 | 0 | 0 | 0 | 0 | 71488.5639 | 0 | 272701.7664 | 0 | 0 | 0 | 0 | 0 | 0 | 0 | 0 | 0 | 0 | 0 | 0 | 0
2016-06-05 07:00 | 0 | 0 | 0 | 0 | 0 | 26238.6697 | 0 | 370429 | 0 | 0 | 0 | 0 | 1516773.6069 | 0 | 0 | 0 | 0 | 0 | 0 | 0 | 0 | 0 | 993533.2572 | 0 | 0 | 0 | 0 | -71488.5639 | 0 | 272701.7664 | 0 | 0 | 0 | 0 | 0 | 0 | 0 | 0 | 0 | 0 | 0 | 0 | 0
2016-06-05 08:00 | 0 | 0 | 0 | 0 | 0 | 159038.7975 | 0 | 360252 | 0 | 0 | 0 | 71488.5639 | 1244071.8405 | 0 | 0 | 0 | 0 | 0 | 0 | 0 | 0 | 0 | 993529.2831 | 0 | 0 | 0 | 0 | 71488.5639 | 0 | 272701.7664 | 0 | 0 | 0 | 0 | 0 | 0 | 0 | 0 | 0 | 0 | 0 | 0 | 0
2016-06-05 09:00 | 0 | 0 | 0 | 0 | 0 | 154067.7975 | 0 | 355281 | 0 | 0 | 0 | 142977.1278 | 971370.0741 | 0 | 0 | 0 | 0 | 0 | 0 | 0 | 0 | 0 | 993525.309 | 0 | 0 | 0 | 0 | 71488.5639 | 0 | 272701.7664 | 0 | 0 | 0 | 0 | 0 | 0 | 0 | 0 | 0 | 0 | 0 | 0 | 0
2016-06-05 10:00 | 0 | 0 | 0 | 0 | 0 | 91540.8718 | 0 | 352955 | 0 | 0 | 0 | 154264.766 | 698668.3077 | 0 | 0 | 0 | 0 | 0 | 0 | 0 | 0 | 0 | 993521.3349 | 0 | 0 | 0 | 0 | 11287.6382 | 0 | 272701.7664 | 0 | 0 | 0 | 0 | 0 | 0 | 0 | 0 | 0 | 0 | 0 | 0 | 0
2016-06-05 11:00 | 0 | 0 | 0 | 0 | 0 | 285787.6954 | 13.7407 | 357290 | 0 | 0 | 0 | 82776.2021 | 698668.3077 | 0 | 0 | 0 | 0 | 0 | 0 | 0 | 0 | 0 | 993517.3608 | 0 | 0 | 0 | 0 | -71488.5639 | 0 | 0 | 0 | 0 | 0 | 0 | 0 | 0 | 0 | 0 | 0 | 0 | 0 | 0 | 0
2016-06-05 12:00 | 0 | 0 | 0 | 0 | 0 | 0 | 153665.8068 | 374022 | 0 | 0 | 0 | 11287.6382 | 549800.6784 | 0 | 0 | 0 | 0 | 0 | 0 | 0 | 0 | 0 | 993513.3867 | 0 | 0 | 0 | 0 | -71488.5639 | 0 | 148867.6293 | 0 | 0 | 0 | 0 | 0 | 0 | 0 | 0 | 0 | 0 | 0 | 0 | 0
2016-06-05 13:00 | 0 | 0 | 0 | 0 | 0 | 0 | 544534.248 | 397413 | 0 | 0 | 0 | 0 | 708209.5646 | 0 | 0 | 0 | 0 | 0 | 0 | 0 | 0 | 0 | 993509.4127 | 0 | 0 | 0 | 0 | -11287.6382 | 158408.8862 | 0 | 0 | 0 | 0 | 0 | 0 | 0 | 0 | 0 | 0 | 0 | 0 | 0 | 0
2016-06-05 14:00 | 0 | 0 | 0 | 0 | 0 | 0 | 598449.2196 | 422285 | 0 | 0 | 0 | 0 | 883001.0707 | 0 | 0 | 0 | 0 | 0 | 0 | 0 | 0 | 0 | 994603.6095 | 0 | 0 | 0 | 0 | 0 | 174791.506 | 0 | 0 | 0 | 0 | 0 | 0 | 0 | 0 | 0 | 0 | 0 | 1372.7136 | 0 | 0
2016-06-05 15:00 | 0 | 0 | 0 | 0 | 0 | 0 | 621687.2196 | 445523 | 0 | 0 | 0 | 0 | 1057792.5767 | 0 | 0 | 0 | 0 | 0 | 0 | 0 | 0 | 0 | 995697.8019 | 0 | 0 | 0 | 0 | 0 | 174791.506 | 0 | 0 | 0 | 0 | 0 | 0 | 0 | 0 | 0 | 0 | 0 | 1372.7136 | 0 | 0
2016-06-05 16:00 | 0 | 0 | 0 | 0 | 0 | 0 | 713696.7835 | 466044 | 0 | 0 | 0 | 71488.5639 | 1232584.0827 | 0 | 0 | 0 | 0 | 0 | 0 | 0 | 0 | 0 | 996791.99 | 0 | 0 | 0 | 0 | 71488.5639 | 174791.506 | 0 | 0 | 0 | 0 | 0 | 0 | 0 | 0 | 0 | 0 | 0 | 1372.7136 | 0 | 0
2016-06-05 17:00 | 0 | 0 | 0 | 0 | 0 | 0 | 730956.7835 | 483304 | 0 | 0 | 0 | 142977.1278 | 1407375.5888 | 0 | 0 | 0 | 0 | 0 | 0 | 0 | 0 | 0 | 997886.1737 | 0 | 0 | 0 | 0 | 71488.5639 | 174791.506 | 0 | 0 | 0 | 0 | 0 | 0 | 0 | 0 | 0 | 0 | 0 | 1372.7136 | 0 | 0
2016-06-05 18:00 | 0 | 0 | 0 | 0 | 0 | 0 | 733858.7254 | 497201 | 0 | 0 | 0 | 203470.6336 | 1582167.0948 | 0 | 0 | 0 | 0 | 0 | 0 | 0 | 0 | 0 | 998980.353 | 0 | 0 | 0 | 0 | 60493.5058 | 174791.506 | 0 | 0 | 0 | 0 | 0 | 0 | 0 | 0 | 0 | 0 | 0 | 1372.7136 | 0 | 0
2016-06-05 19:00 | 0 | 0 | 0 | 0 | 0 | 0 | 685154.2196 | 508990 | 0 | 0 | 0 | 203470.6336 | 1756958.6009 | 0 | 0 | 0 | 0 | 0 | 0 | 0 | 0 | 0 | 1000074.528 | 0 | 0 | 0 | 0 | 0 | 174791.506 | 0 | 0 | 0 | 0 | 0 | 0 | 0 | 0 | 0 | 0 | 0 | 1372.7136 | 0 | 0
2016-06-05 20:00 | 0 | 0 | 0 | 0 | 0 | 0 | 695174.2196 | 519010 | 0 | 0 | 0 | 203470.6336 | 1931750.1069 | 0 | 0 | 0 | 0 | 0 | 0 | 0 | 0 | 0 | 1001168.6985 | 0 | 0 | 0 | 0 | 0 | 174791.506 | 0 | 0 | 0 | 0 | 0 | 0 | 0 | 0 | 0 | 0 | 0 | 1372.7136 | 0 | 0
2016-06-05 21:00 | 0 | 0 | 0 | 0 | 0 | 0 | 630443.6557 | 525768 | 0 | 0 | 0 | 131982.0697 | 2106541.6129 | 0 | 0 | 0 | 0 | 0 | 0 | 0 | 0 | 0 | 1002262.8647 | 0 | 0 | 0 | 0 | -71488.5639 | 174791.506 | 0 | 0 | 0 | 0 | 0 | 0 | 0 | 0 | 0 | 0 | 0 | 1372.7136 | 0 | 0
2016-06-05 22:00 | 0 | 0 | 0 | 0 | 0 | 0 | 774642.7835 | 526990 | 0 | 0 | 0 | 203470.6336 | 2281333.119 | 0 | 0 | 0 | 0 | 0 | 0 | 0 | 0 | 0 | 1003357.0265 | 0 | 0 | 0 | 0 | 71488.5639 | 174791.506 | 0 | 0 | 0 | 0 | 0 | 0 | 0 | 0 | 0 | 0 | 0 | 1372.7136 | 0 | 0
2016-06-05 23:00 | 0 | 0 | 0 | 0 | 0 | 0 | 698094.2196 | 521930 | 0 | 0 | 0 | 203470.6336 | 2456124.625 | 0 | 0 | 0 | 0 | 0 | 0 | 0 | 0 | 0 | 1004451.184 | 0 | 0 | 0 | 0 | 0 | 174791.506 | 0 | 0 | 0 | 0 | 0 | 0 | 0 | 0 | 0 | 0 | 0 | 1372.7136 | 0 | 0
2016-06-06 | 0 | 0 | 0 | 0 | 0 | 0 | 592683.8242 | 513888 | 0 | 0 | 0 | 203470.6336 | 2534920.4492 | 0 | 0 | 0 | 0 | 0 | 0 | 0 | 0 | 0 | 1004447.1662 | 0 | 0 | 0 | 0 | 0 | 78795.8242 | 0 | 0 | 0 | 0 | 0 | 0 | 0 | 0 | 0 | 0 | 0 | 0 | 0 | 0
2016-06-06 01:00 | 0 | 0 | 0 | 0 | 0 | 106912.4555 | 325696.9806 | 504098 | 0 | 0 | 0 | 131982.0697 | 2534920.4492 | 0 | 0 | 0 | 0 | 0 | 0 | 0 | 0 | 0 | 1004443.1484 | 0 | 0 | 0 | 0 | -71488.5639 | 0 | 0 | 0 | 0 | 0 | 0 | 0 | 0 | 0 | 0 | 0 | 0 | 0 | 0 | 0
2016-06-06 02:00 | 0 | 0 | 0 | 0 | 0 | 239485.5285 | 44912.269 | 485611 | 0 | 0 | 0 | 203470.6336 | 2262218.6828 | 0 | 0 | 0 | 0 | 0 | 0 | 0 | 0 | 0 | 1004439.1306 | 0 | 0 | 0 | 0 | 71488.5639 | 0 | 272701.7664 | 0 | 0 | 0 | 0 | 0 | 0 | 0 | 0 | 0 | 0 | 0 | 0 | 0
2016-06-06 03:00 | 0 | 0 | 0 | 0 | 0 | 456515.1438 | 0.85623 | 456516 | 0 | 0 | 0 | 203470.6336 | 2262218.6828 | 0 | 0 | 0 | 0 | 0 | 0 | 0 | 0 | 0 | 1004435.1129 | 0 | 0 | 0 | 0 | 0 | 0 | 0 | 0 | 0 | 0 | 0 | 0 | 0 | 0 | 0 | 0 | 0 | 0 | 0 | 0
2016-06-06 04:00 | 0 | 0 | 0 | 0 | 0 | 153538.2336 | 0 | 426240 | 0 | 0 | 0 | 203470.6336 | 1989516.9164 | 0 | 0 | 0 | 0 | 0 | 0 | 0 | 0 | 0 | 1004431.0951 | 0 | 0 | 0 | 0 | 0 | 0 | 272701.7664 | 0 | 0 | 0 | 0 | 0 | 0 | 0 | 0 | 0 | 0 | 0 | 0 | 0
2016-06-06 05:00 | 0 | 0 | 0 | 0 | 0 | 58997.6697 | 0 | 403188 | 0 | 0 | 0 | 131982.0697 | 1716815.15 | 0 | 0 | 0 | 0 | 0 | 0 | 0 | 0 | 0 | 1004427.0774 | 0 | 0 | 0 | 0 | -71488.5639 | 0 | 272701.7664 | 0 | 0 | 0 | 0 | 0 | 0 | 0 | 0 | 0 | 0 | 0 | 0 | 0
2016-06-06 06:00 | 0 | 0 | 0 | 0 | 0 | 40193.6697 | 0 | 384384 | 0 | 0 | 0 | 60493.5058 | 1444113.3835 | 0 | 0 | 0 | 0 | 0 | 0 | 0 | 0 | 0 | 1004423.0597 | 0 | 0 | 0 | 0 | -71488.5639 | 0 | 272701.7664 | 0 | 0 | 0 | 0 | 0 | 0 | 0 | 0 | 0 | 0 | 0 | 0 | 0
2016-06-06 07:00 | 0 | 0 | 0 | 0 | 0 | 108888.2917 | 0 | 370595 | 0 | 0 | 0 | 71488.5639 | 1171411.6171 | 0 | 0 | 0 | 0 | 0 | 0 | 0 | 0 | 0 | 1004419.042 | 0 | 0 | 0 | 0 | 10995.0581 | 0 | 272701.7664 | 0 | 0 | 0 | 0 | 0 | 0 | 0 | 0 | 0 | 0 | 0 | 0 | 0
2016-06-06 08:00 | 0 | 0 | 0 | 0 | 0 | 294526.4361 | 0 | 366015 | 0 | 0 | 0 | 0 | 1171411.6171 | 0 | 0 | 0 | 0 | 0 | 0 | 0 | 0 | 0 | 1004415.0243 | 0 | 0 | 0 | 0 | -71488.5639 | 0 | 0 | 0 | 0 | 0 | 0 | 0 | 0 | 0 | 0 | 0 | 0 | 0 | 0 | 0
2016-06-06 09:00 | 0 | 0 | 0 | 0 | 0 | 98723.2336 | 0 | 371425 | 0 | 0 | 0 | 0 | 898709.8507 | 0 | 0 | 0 | 0 | 0 | 0 | 0 | 0 | 0 | 1004411.0067 | 0 | 0 | 0 | 0 | 0 | 0 | 272701.7664 | 0 | 0 | 0 | 0 | 0 | 0 | 0 | 0 | 0 | 0 | 0 | 0 | 0
2016-06-06 10:00 | 0 | 0 | 0 | 0 | 0 | 387935 | 0 | 387935 | 0 | 0 | 0 | 0 | 898709.8507 | 0 | 0 | 0 | 0 | 0 | 0 | 0 | 0 | 0 | 1004406.989 | 0 | 0 | 0 | 0 | 0 | 0 | 0 | 0 | 0 | 0 | 0 | 0 | 0 | 0 | 0 | 0 | 0 | 0 | 0 | 0
2016-06-06 11:00 | 0 | 0 | 0 | 0 | 0 | 420381.1974 | 12.5102 | 411661 | 0 | 0 | 0 | 8732.7076 | 898709.8507 | 0 | 0 | 0 | 0 | 0 | 0 | 0 | 0 | 0 | 1004402.9714 | 0 | 0 | 0 | 0 | 8732.7076 | 0 | 0 | 0 | 0 | 0 | 0 | 0 | 0 | 0 | 0 | 0 | 0 | 0 | 0 | 0
2016-06-06 12:00 | 0 | 0 | 0 | 0 | 0 | 19905.5508 | 133821.9752 | 435162 | 0 | 0 | 0 | 0 | 626008.0843 | 0 | 0 | 0 | 0 | 0 | 0 | 0 | 0 | 0 | 1004398.9538 | 0 | 0 | 0 | 0 | -8732.7076 | 0 | 272701.7664 | 0 | 0 | 0 | 0 | 0 | 0 | 0 | 0 | 0 | 0 | 0 | 0 | 0
2016-06-06 13:00 | 0 | 0 | 0 | 0 | 0 | 0 | 489765.3984 | 461328 | 0 | 0 | 0 | 0 | 654445.4827 | 0 | 0 | 0 | 0 | 0 | 0 | 0 | 0 | 0 | 1004394.9362 | 0 | 0 | 0 | 0 | 0 | 28437.3984 | 0 | 0 | 0 | 0 | 0 | 0 | 0 | 0 | 0 | 0 | 0 | 0 | 0 | 0
2016-06-06 14:00 | 0 | 0 | 0 | 0 | 0 | 0 | 699961.5511 | 485280 | 0 | 0 | 0 | 38517.3315 | 829236.9887 | 0 | 0 | 0 | 0 | 0 | 0 | 0 | 0 | 0 | 1005489.0895 | 0 | 0 | 0 | 0 | 38517.3315 | 174791.506 | 0 | 0 | 0 | 0 | 0 | 0 | 0 | 0 | 0 | 0 | 0 | 1372.7136 | 0 | 0
2016-06-06 15:00 | 0 | 0 | 0 | 0 | 0 | 0 | 646733.8881 | 509087 | 0 | 0 | 0 | 0 | 1004028.4948 | 0 | 0 | 0 | 0 | 0 | 0 | 0 | 0 | 0 | 1006583.2384 | 0 | 0 | 0 | 0 | -38517.3315 | 174791.506 | 0 | 0 | 0 | 0 | 0 | 0 | 0 | 0 | 0 | 0 | 0 | 1372.7136 | 0 | 0
2016-06-06 16:00 | 0 | 0 | 0 | 0 | 0 | 0 | 774856.7835 | 527204 | 0 | 0 | 0 | 71488.5639 | 1178820.0008 | 0 | 0 | 0 | 0 | 0 | 0 | 0 | 0 | 0 | 1007677.3829 | 0 | 0 | 0 | 0 | 71488.5639 | 174791.506 | 0 | 0 | 0 | 0 | 0 | 0 | 0 | 0 | 0 | 0 | 0 | 1372.7136 | 0 | 0
2016-06-06 17:00 | 0 | 0 | 0 | 0 | 0 | 0 | 665663.5526 | 545385 | 0 | 0 | 0 | 15602.8968 | 1353611.5068 | 0 | 0 | 0 | 0 | 0 | 0 | 0 | 0 | 0 | 1008771.5231 | 0 | 0 | 0 | 0 | -55885.6671 | 174791.506 | 0 | 0 | 0 | 0 | 0 | 0 | 0 | 0 | 0 | 0 | 0 | 1372.7136 | 0 | 0
2016-06-06 18:00 | 0 | 0 | 0 | 0 | 0 | 0 | 807951.7835 | 560299 | 0 | 0 | 0 | 87091.4607 | 1528403.0129 | 0 | 0 | 0 | 0 | 0 | 0 | 0 | 0 | 0 | 1009865.6588 | 0 | 0 | 0 | 0 | 71488.5639 | 174791.506 | 0 | 0 | 0 | 0 | 0 | 0 | 0 | 0 | 0 | 0 | 0 | 1372.7136 | 0 | 0
2016-06-06 19:00 | 0 | 0 | 0 | 0 | 0 | 0 | 817896.7835 | 570244 | 0 | 0 | 0 | 158580.0246 | 1703194.5189 | 0 | 0 | 0 | 0 | 0 | 0 | 0 | 0 | 0 | 1010959.7903 | 0 | 0 | 0 | 0 | 71488.5639 | 174791.506 | 0 | 0 | 0 | 0 | 0 | 0 | 0 | 0 | 0 | 0 | 0 | 1372.7136 | 0 | 0
2016-06-06 20:00 | 0 | 0 | 0 | 0 | 0 | 0 | 799425.8286 | 578371 | 0 | 0 | 0 | 203470.6336 | 1877986.025 | 0 | 0 | 0 | 0 | 0 | 0 | 0 | 0 | 0 | 1012053.9173 | 0 | 0 | 0 | 0 | 44890.609 | 174791.506 | 0 | 0 | 0 | 0 | 0 | 0 | 0 | 0 | 0 | 0 | 0 | 1372.7136 | 0 | 0
2016-06-06 21:00 | 0 | 0 | 0 | 0 | 0 | 0 | 757396.2196 | 581232 | 0 | 0 | 0 | 203470.6336 | 2052777.531 | 0 | 0 | 0 | 0 | 0 | 0 | 0 | 0 | 0 | 1013148.0399 | 0 | 0 | 0 | 0 | 0 | 174791.506 | 0 | 0 | 0 | 0 | 0 | 0 | 0 | 0 | 0 | 0 | 0 | 1372.7136 | 0 | 0
2016-06-06 22:00 | 0 | 0 | 0 | 0 | 0 | 0 | 734238.6748 | 579340 | 0 | 0 | 0 | 203470.6336 | 2207676.2058 | 0 | 0 | 0 | 0 | 0 | 0 | 0 | 0 | 0 | 1013143.9873 | 0 | 0 | 0 | 0 | 0 | 154898.6748 | 0 | 0 | 0 | 0 | 0 | 0 | 0 | 0 | 0 | 0 | 0 | 0 | 0 | 0
2016-06-06 23:00 | 0 | 0 | 0 | 0 | 0 | 0 | 656973.6984 | 568858 | 0 | 0 | 0 | 203470.6336 | 2295791.9042 | 0 | 0 | 0 | 0 | 0 | 0 | 0 | 0 | 0 | 1013139.9348 | 0 | 0 | 0 | 0 | 0 | 88115.6984 | 0 | 0 | 0 | 0 | 0 | 0 | 0 | 0 | 0 | 0 | 0 | 0 | 0 | 0
2016-06-07 | 0 | 0 | 0 | 0 | 0 | 0 | 535318.8011 | 558041 | 0 | 0 | 0 | 180748.4347 | 2295791.9042 | 0 | 0 | 0 | 0 | 0 | 0 | 0 | 0 | 0 | 1013135.8822 | 0 | 0 | 0 | 0 | -22722.1989 | 0 | 0 | 0 | 0 | 0 | 0 | 0 | 0 | 0 | 0 | 0 | 0 | 0 | 0 | 0
2016-06-07 01:00 | 0 | 0 | 0 | 0 | 0 | 182616.6778 | 313246.9572 | 544630 | 0 | 0 | 0 | 131982.0697 | 2295791.9042 | 0 | 0 | 0 | 0 | 0 | 0 | 0 | 0 | 0 | 1013131.8297 | 0 | 0 | 0 | 0 | -48766.365 | 0 | 0 | 0 | 0 | 0 | 0 | 0 | 0 | 0 | 0 | 0 | 0 | 0 | 0 | 0
2016-06-07 02:00 | 0 | 0 | 0 | 0 | 0 | 276041.942 | 40283.8555 | 517539 | 0 | 0 | 0 | 203470.6336 | 2023090.1378 | 0 | 0 | 0 | 0 | 0 | 0 | 0 | 0 | 0 | 1013127.7771 | 0 | 0 | 0 | 0 | 71488.5639 | 0 | 272701.7664 | 0 | 0 | 0 | 0 | 0 | 0 | 0 | 0 | 0 | 0 | 0 | 0 | 0
2016-06-07 03:00 | 0 | 0 | 0 | 0 | 0 | 483214.3253 | 0.67473 | 483215 | 0 | 0 | 0 | 203470.6336 | 2023090.1378 | 0 | 0 | 0 | 0 | 0 | 0 | 0 | 0 | 0 | 1013123.7246 | 0 | 0 | 0 | 0 | 0 | 0 | 0 | 0 | 0 | 0 | 0 | 0 | 0 | 0 | 0 | 0 | 0 | 0 | 0 | 0
2016-06-07 04:00 | 0 | 0 | 0 | 0 | 0 | 103852.6697 | 0 | 448043 | 0 | 0 | 0 | 131982.0697 | 1750388.3713 | 0 | 0 | 0 | 0 | 0 | 0 | 0 | 0 | 0 | 1013119.6721 | 0 | 0 | 0 | 0 | -71488.5639 | 0 | 272701.7664 | 0 | 0 | 0 | 0 | 0 | 0 | 0 | 0 | 0 | 0 | 0 | 0 | 0
2016-06-07 05:00 | 0 | 0 | 0 | 0 | 0 | 75174.6697 | 0 | 419365 | 0 | 0 | 0 | 60493.5058 | 1477686.6049 | 0 | 0 | 0 | 0 | 0 | 0 | 0 | 0 | 0 | 1013115.6196 | 0 | 0 | 0 | 0 | -71488.5639 | 0 | 272701.7664 | 0 | 0 | 0 | 0 | 0 | 0 | 0 | 0 | 0 | 0 | 0 | 0 | 0
2016-06-07 06:00 | 0 | 0 | 0 | 0 | 0 | 196094.7975 | 0 | 397308 | 0 | 0 | 0 | 131982.0697 | 1204984.8385 | 0 | 0 | 0 | 0 | 0 | 0 | 0 | 0 | 0 | 1013111.5672 | 0 | 0 | 0 | 0 | 71488.5639 | 0 | 272701.7664 | 0 | 0 | 0 | 0 | 0 | 0 | 0 | 0 | 0 | 0 | 0 | 0 | 0
2016-06-07 07:00 | 0 | 0 | 0 | 0 | 0 | 109116.2336 | 0 | 381818 | 0 | 0 | 0 | 131982.0697 | 932283.0721 | 0 | 0 | 0 | 0 | 0 | 0 | 0 | 0 | 0 | 1013107.5147 | 0 | 0 | 0 | 0 | 0 | 0 | 272701.7664 | 0 | 0 | 0 | 0 | 0 | 0 | 0 | 0 | 0 | 0 | 0 | 0 | 0
2016-06-07 08:00 | 0 | 0 | 0 | 0 | 0 | 174010.7975 | 0 | 375224 | 0 | 0 | 0 | 203470.6336 | 659581.3057 | 0 | 0 | 0 | 0 | 0 | 0 | 0 | 0 | 0 | 1013103.4623 | 0 | 0 | 0 | 0 | 71488.5639 | 0 | 272701.7664 | 0 | 0 | 0 | 0 | 0 | 0 | 0 | 0 | 0 | 0 | 0 | 0 | 0
2016-06-07 09:00 | 0 | 0 | 0 | 0 | 0 | 35727.6697 | 0 | 379918 | 0 | 0 | 0 | 131982.0697 | 386879.5393 | 0 | 0 | 0 | 0 | 0 | 0 | 0 | 0 | 0 | 1013099.4099 | 0 | 0 | 0 | 0 | -71488.5639 | 0 | 272701.7664 | 0 | 0 | 0 | 0 | 0 | 0 | 0 | 0 | 0 | 0 | 0 | 0 | 0
2016-06-07 10:00 | 0 | 0 | 0 | 0 | 0 | 312759.8881 | 0 | 394415 | 0 | 0 | 0 | 60493.5058 | 376712.9913 | 0 | 0 | 0 | 0 | 0 | 0 | 0 | 0 | 0 | 1013095.3575 | 0 | 0 | 0 | 0 | -71488.5639 | 0 | 10166.548 | 0 | 0 | 0 | 0 | 0 | 0 | 0 | 0 | 0 | 0 | 0 | 0 | 0
2016-06-07 11:00 | 0 | 0 | 0 | 0 | 0 | 249523.3937 | 5.8757 | 414034 | 0 | 0 | 0 | 0 | 272701.7664 | 0 | 0 | 0 | 0 | 0 | 0 | 0 | 0 | 0 | 1013091.3051 | 0 | 0 | 0 | 0 | -60493.5058 | 0 | 104011.2248 | 0 | 0 | 0 | 0 | 0 | 0 | 0 | 0 | 0 | 0 | 0 | 0 | 0
2016-06-07 12:00 | 0 | 0 | 0 | 0 | 0 | 48047.4287 | 115329.8048 | 436079 | 0 | 0 | 0 | 0 | 0 | 0 | 0 | 0 | 0 | 0 | 0 | 0 | 0 | 0 | 1013087.2527 | 0 | 0 | 0 | 0 | 0 | 0 | 272701.7664 | 0 | 0 | 0 | 0 | 0 | 0 | 0 | 0 | 0 | 0 | 0 | 0 | 0
2016-06-07 13:00 | 0 | 0 | 0 | 0 | 0 | 0 | 473333.8192 | 460021 | 0 | 0 | 0 | 0 | 13312.8192 | 0 | 0 | 0 | 0 | 0 | 0 | 0 | 0 | 0 | 1013083.2004 | 0 | 0 | 0 | 0 | 0 | 13312.8192 | 0 | 0 | 0 | 0 | 0 | 0 | 0 | 0 | 0 | 0 | 0 | 0 | 0 | 0
2016-06-07 14:00 | 0 | 0 | 0 | 0 | 0 | 0 | 676326.0371 | 485342 | 0 | 0 | 0 | 14819.8174 | 188104.3252 | 0 | 0 | 0 | 0 | 0 | 0 | 0 | 0 | 0 | 1014177.3189 | 0 | 0 | 0 | 0 | 14819.8174 | 174791.506 | 0 | 0 | 0 | 0 | 0 | 0 | 0 | 0 | 0 | 0 | 0 | 1372.7136 | 0 | 0
2016-06-07 15:00 | 0 | 0 | 0 | 0 | 0 | 0 | 670186.4022 | 508842 | 0 | 0 | 0 | 0 | 362895.8312 | 0 | 0 | 0 | 0 | 0 | 0 | 0 | 0 | 0 | 1015271.4331 | 0 | 0 | 0 | 0 | -14819.8174 | 174791.506 | 0 | 0 | 0 | 0 | 0 | 0 | 0 | 0 | 0 | 0 | 0 | 1372.7136 | 0 | 0
2016-06-07 16:00 | 0 | 0 | 0 | 0 | 0 | 0 | 776252.7835 | 528600 | 0 | 0 | 0 | 71488.5639 | 537687.3373 | 0 | 0 | 0 | 0 | 0 | 0 | 0 | 0 | 0 | 1016365.5429 | 0 | 0 | 0 | 0 | 71488.5639 | 174791.506 | 0 | 0 | 0 | 0 | 0 | 0 | 0 | 0 | 0 | 0 | 0 | 1372.7136 | 0 | 0
2016-06-07 17:00 | 0 | 0 | 0 | 0 | 0 | 0 | 782901.7254 | 546244 | 0 | 0 | 0 | 131982.0697 | 712478.8433 | 0 | 0 | 0 | 0 | 0 | 0 | 0 | 0 | 0 | 1017459.6483 | 0 | 0 | 0 | 0 | 60493.5058 | 174791.506 | 0 | 0 | 0 | 0 | 0 | 0 | 0 | 0 | 0 | 0 | 0 | 1372.7136 | 0 | 0
2016-06-07 18:00 | 0 | 0 | 0 | 0 | 0 | 0 | 807173.7835 | 559521 | 0 | 0 | 0 | 203470.6336 | 887270.3494 | 0 | 0 | 0 | 0 | 0 | 0 | 0 | 0 | 0 | 1018553.7493 | 0 | 0 | 0 | 0 | 71488.5639 | 174791.506 | 0 | 0 | 0 | 0 | 0 | 0 | 0 | 0 | 0 | 0 | 0 | 1372.7136 | 0 | 0
2016-06-07 19:00 | 0 | 0 | 0 | 0 | 0 | 0 | 684297.11 | 569433 | 0 | 0 | 0 | 142170.5239 | 1062061.8554 | 0 | 0 | 0 | 0 | 0 | 0 | 0 | 0 | 0 | 1019647.846 | 0 | 0 | 0 | 0 | -61300.1097 | 174791.506 | 0 | 0 | 0 | 0 | 0 | 0 | 0 | 0 | 0 | 0 | 0 | 1372.7136 | 0 | 0
2016-06-07 20:00 | 0 | 0 | 0 | 0 | 0 | 0 | 795077.3047 | 575757 | 0 | 0 | 0 | 185326.609 | 1236853.3614 | 0 | 0 | 0 | 0 | 0 | 0 | 0 | 0 | 0 | 1020741.9382 | 0 | 0 | 0 | 0 | 43156.0851 | 174791.506 | 0 | 0 | 0 | 0 | 0 | 0 | 0 | 0 | 0 | 0 | 0 | 1372.7136 | 0 | 0
2016-06-07 21:00 | 0 | 0 | 0 | 0 | 0 | 0 | 773498.2442 | 579190 | 0 | 0 | 0 | 203470.6336 | 1411644.8675 | 0 | 0 | 0 | 0 | 0 | 0 | 0 | 0 | 0 | 1021836.0261 | 0 | 0 | 0 | 0 | 18144.0246 | 174791.506 | 0 | 0 | 0 | 0 | 0 | 0 | 0 | 0 | 0 | 0 | 0 | 1372.7136 | 0 | 0
2016-06-07 22:00 | 0 | 0 | 0 | 0 | 0 | 0 | 738676.3914 | 575363 | 0 | 0 | 0 | 203470.6336 | 1574958.2589 | 0 | 0 | 0 | 0 | 0 | 0 | 0 | 0 | 0 | 1021831.9388 | 0 | 0 | 0 | 0 | 0 | 163313.3914 | 0 | 0 | 0 | 0 | 0 | 0 | 0 | 0 | 0 | 0 | 0 | 0 | 0 | 0
2016-06-07 23:00 | 0 | 0 | 0 | 0 | 0 | 0 | 652632.6796 | 564201 | 0 | 0 | 0 | 203470.6336 | 1663389.9386 | 0 | 0 | 0 | 0 | 0 | 0 | 0 | 0 | 0 | 1021827.8515 | 0 | 0 | 0 | 0 | 0 | 88431.6796 | 0 | 0 | 0 | 0 | 0 | 0 | 0 | 0 | 0 | 0 | 0 | 0 | 0 | 0
2016-06-08 | 0 | 0 | 0 | 0 | 0 | 0 | 517934.439 | 548515 | 0 | 0 | 0 | 193539.8218 | 1642740.1892 | 0 | 0 | 0 | 0 | 0 | 0 | 0 | 0 | 0 | 1021823.7641 | 0 | 0 | 0 | 0 | -9930.8117 | 0 | 20649.7493 | 0 | 0 | 0 | 0 | 0 | 0 | 0 | 0 | 0 | 0 | 0 | 0 | 0
2016-06-08 01:00 | 0 | 0 | 0 | 0 | 0 | 255976.7534 | 287288.0583 | 533334 | 0 | 0 | 0 | 203470.6336 | 1642740.1892 | 0 | 0 | 0 | 0 | 0 | 0 | 0 | 0 | 0 | 1021819.6769 | 0 | 0 | 0 | 0 | 9930.8117 | 0 | 0 | 0 | 0 | 0 | 0 | 0 | 0 | 0 | 0 | 0 | 0 | 0 | 0 | 0
2016-06-08 02:00 | 0 | 0 | 0 | 0 | 0 | 134062.9391 | 39611.7887 | 506870 | 0 | 0 | 0 | 142977.1278 | 1370038.4228 | 0 | 0 | 0 | 0 | 0 | 0 | 0 | 0 | 0 | 1021815.5896 | 0 | 0 | 0 | 0 | -60493.5058 | 0 | 272701.7664 | 0 | 0 | 0 | 0 | 0 | 0 | 0 | 0 | 0 | 0 | 0 | 0 | 0
2016-06-08 03:00 | 0 | 0 | 0 | 0 | 0 | 126785.6906 | 1.9791 | 470978 | 0 | 0 | 0 | 71488.5639 | 1097336.6564 | 0 | 0 | 0 | 0 | 0 | 0 | 0 | 0 | 0 | 1021811.5023 | 0 | 0 | 0 | 0 | -71488.5639 | 0 | 272701.7664 | 0 | 0 | 0 | 0 | 0 | 0 | 0 | 0 | 0 | 0 | 0 | 0 | 0
2016-06-08 04:00 | 0 | 0 | 0 | 0 | 0 | 509053.5639 | 0 | 437565 | 0 | 0 | 0 | 142977.1278 | 1097336.6564 | 0 | 0 | 0 | 0 | 0 | 0 | 0 | 0 | 0 | 1021807.4151 | 0 | 0 | 0 | 0 | 71488.5639 | 0 | 0 | 0 | 0 | 0 | 0 | 0 | 0 | 0 | 0 | 0 | 0 | 0 | 0 | 0
2016-06-08 05:00 | 0 | 0 | 0 | 0 | 0 | 64659.6697 | 0 | 408850 | 0 | 0 | 0 | 71488.5639 | 824634.89 | 0 | 0 | 0 | 0 | 0 | 0 | 0 | 0 | 0 | 1021803.3278 | 0 | 0 | 0 | 0 | -71488.5639 | 0 | 272701.7664 | 0 | 0 | 0 | 0 | 0 | 0 | 0 | 0 | 0 | 0 | 0 | 0 | 0
2016-06-08 06:00 | 0 | 0 | 0 | 0 | 0 | 42037.6697 | 0 | 386228 | 0 | 0 | 0 | 0 | 551933.1236 | 0 | 0 | 0 | 0 | 0 | 0 | 0 | 0 | 0 | 1021799.2406 | 0 | 0 | 0 | 0 | -71488.5639 | 0 | 272701.7664 | 0 | 0 | 0 | 0 | 0 | 0 | 0 | 0 | 0 | 0 | 0 | 0 | 0
2016-06-08 07:00 | 0 | 0 | 0 | 0 | 0 | 371486 | 0 | 371486 | 0 | 0 | 0 | 0 | 551933.1236 | 0 | 0 | 0 | 0 | 0 | 0 | 0 | 0 | 0 | 1021795.1534 | 0 | 0 | 0 | 0 | 0 | 0 | 0 | 0 | 0 | 0 | 0 | 0 | 0 | 0 | 0 | 0 | 0 | 0 | 0 | 0
2016-06-08 08:00 | 0 | 0 | 0 | 0 | 0 | 163501.7975 | 0 | 364715 | 0 | 0 | 0 | 71488.5639 | 279231.3572 | 0 | 0 | 0 | 0 | 0 | 0 | 0 | 0 | 0 | 1021791.0662 | 0 | 0 | 0 | 0 | 71488.5639 | 0 | 272701.7664 | 0 | 0 | 0 | 0 | 0 | 0 | 0 | 0 | 0 | 0 | 0 | 0 | 0
2016-06-08 09:00 | 0 | 0 | 0 | 0 | 0 | 435430.9731 | 0 | 370472 | 0 | 0 | 0 | 142977.1278 | 272701.7664 | 0 | 0 | 0 | 0 | 0 | 0 | 0 | 0 | 0 | 1021786.9791 | 0 | 0 | 0 | 0 | 71488.5639 | 0 | 6529.5908 | 0 | 0 | 0 | 0 | 0 | 0 | 0 | 0 | 0 | 0 | 0 | 0 | 0
2016-06-08 10:00 | 0 | 0 | 0 | 0 | 0 | 109703.2336 | 0 | 382405 | 0 | 0 | 0 | 142977.1278 | 0 | 0 | 0 | 0 | 0 | 0 | 0 | 0 | 0 | 0 | 1021782.8919 | 0 | 0 | 0 | 0 | 0 | 0 | 272701.7664 | 0 | 0 | 0 | 0 | 0 | 0 | 0 | 0 | 0 | 0 | 0 | 0 | 0
2016-06-08 11:00 | 0 | 0 | 0 | 0 | 0 | 380137.3581 | 4.4196 | 400432 | 0 | 0 | 0 | 71488.5639 | 51198.3416 | 0 | 0 | 0 | 0 | 0 | 0 | 0 | 0 | 0 | 1021778.8048 | 0 | 0 | 0 | 0 | -71488.5639 | 51198.3416 | 0 | 0 | 0 | 0 | 0 | 0 | 0 | 0 | 0 | 0 | 0 | 0 | 0 | 0
2016-06-08 12:00 | 0 | 0 | 0 | 0 | 0 | 177521.3227 | 120256.7718 | 420465 | 0 | 0 | 0 | 0 | 0 | 0 | 0 | 0 | 0 | 0 | 0 | 0 | 0 | 0 | 1021774.7177 | 0 | 0 | 0 | 0 | -71488.5639 | 174791.506 | 225989.8476 | 0 | 0 | 0 | 0 | 0 | 0 | 0 | 0 | 0 | 0 | 0 | 0 | 0
2016-06-08 13:00 | 0 | 0 | 0 | 0 | 0 | 0 | 452758.8243 | 442199 | 0 | 0 | 0 | 0 | 10559.8243 | 0 | 0 | 0 | 0 | 0 | 0 | 0 | 0 | 0 | 1021770.6306 | 0 | 0 | 0 | 0 | 0 | 10559.8243 | 0 | 0 | 0 | 0 | 0 | 0 | 0 | 0 | 0 | 0 | 0 | 0 | 0 | 0
2016-06-08 14:00 | 0 | 0 | 0 | 0 | 0 | 0 | 646246.485 | 465246 | 0 | 0 | 0 | 4836.2654 | 185351.3303 | 0 | 0 | 0 | 0 | 0 | 0 | 0 | 0 | 0 | 1022864.7144 | 0 | 0 | 0 | 0 | 4836.2654 | 174791.506 | 0 | 0 | 0 | 0 | 0 | 0 | 0 | 0 | 0 | 0 | 0 | 1372.7136 | 0 | 0
2016-06-08 15:00 | 0 | 0 | 0 | 0 | 0 | 0 | 657344.9543 | 486017 | 0 | 0 | 0 | 0 | 360142.8364 | 0 | 0 | 0 | 0 | 0 | 0 | 0 | 0 | 0 | 1023958.7938 | 0 | 0 | 0 | 0 | -4836.2654 | 174791.506 | 0 | 0 | 0 | 0 | 0 | 0 | 0 | 0 | 0 | 0 | 0 | 1372.7136 | 0 | 0
2016-06-08 16:00 | 0 | 0 | 0 | 0 | 0 | 0 | 750515.7835 | 502863 | 0 | 0 | 0 | 71488.5639 | 534934.3424 | 0 | 0 | 0 | 0 | 0 | 0 | 0 | 0 | 0 | 1025052.8688 | 0 | 0 | 0 | 0 | 71488.5639 | 174791.506 | 0 | 0 | 0 | 0 | 0 | 0 | 0 | 0 | 0 | 0 | 0 | 1372.7136 | 0 | 0
2016-06-08 17:00 | 0 | 0 | 0 | 0 | 0 | 0 | 755766.7254 | 519109 | 0 | 0 | 0 | 131982.0697 | 709725.8485 | 0 | 0 | 0 | 0 | 0 | 0 | 0 | 0 | 0 | 1026146.9395 | 0 | 0 | 0 | 0 | 60493.5058 | 174791.506 | 0 | 0 | 0 | 0 | 0 | 0 | 0 | 0 | 0 | 0 | 0 | 1372.7136 | 0 | 0
2016-06-08 18:00 | 0 | 0 | 0 | 0 | 0 | 0 | 779703.7835 | 532051 | 0 | 0 | 0 | 203470.6336 | 884517.3545 | 0 | 0 | 0 | 0 | 0 | 0 | 0 | 0 | 0 | 1027241.0057 | 0 | 0 | 0 | 0 | 71488.5639 | 174791.506 | 0 | 0 | 0 | 0 | 0 | 0 | 0 | 0 | 0 | 0 | 0 | 1372.7136 | 0 | 0
2016-06-08 19:00 | 0 | 0 | 0 | 0 | 0 | 0 | 648378.7528 | 543040 | 0 | 0 | 0 | 132645.1667 | 1059308.8605 | 0 | 0 | 0 | 0 | 0 | 0 | 0 | 0 | 0 | 1028335.0676 | 0 | 0 | 0 | 0 | -70825.4668 | 174791.506 | 0 | 0 | 0 | 0 | 0 | 0 | 0 | 0 | 0 | 0 | 0 | 1372.7136 | 0 | 0
2016-06-08 20:00 | 0 | 0 | 0 | 0 | 0 | 0 | 775260.3783 | 551323 | 0 | 0 | 0 | 180418.3254 | 1234100.3666 | 0 | 0 | 0 | 0 | 0 | 0 | 0 | 0 | 0 | 1029429.1252 | 0 | 0 | 0 | 0 | 47773.1587 | 174791.506 | 0 | 0 | 0 | 0 | 0 | 0 | 0 | 0 | 0 | 0 | 0 | 1372.7136 | 0 | 0
2016-06-08 21:00 | 0 | 0 | 0 | 0 | 0 | 0 | 755052.5278 | 555836 | 0 | 0 | 0 | 203470.6336 | 1408891.8726 | 0 | 0 | 0 | 0 | 0 | 0 | 0 | 0 | 0 | 1030523.1783 | 0 | 0 | 0 | 0 | 23052.3082 | 174791.506 | 0 | 0 | 0 | 0 | 0 | 0 | 0 | 0 | 0 | 0 | 0 | 1372.7136 | 0 | 0
2016-06-08 22:00 | 0 | 0 | 0 | 0 | 0 | 0 | 717645.1486 | 553751 | 0 | 0 | 0 | 203470.6336 | 1572786.0212 | 0 | 0 | 0 | 0 | 0 | 0 | 0 | 0 | 0 | 1030519.0562 | 0 | 0 | 0 | 0 | 0 | 163894.1486 | 0 | 0 | 0 | 0 | 0 | 0 | 0 | 0 | 0 | 0 | 0 | 0 | 0 | 0
2016-06-08 23:00 | 0 | 0 | 0 | 0 | 0 | 0 | 635209.7891 | 543784 | 0 | 0 | 0 | 203470.6336 | 1664211.8103 | 0 | 0 | 0 | 0 | 0 | 0 | 0 | 0 | 0 | 1030514.9342 | 0 | 0 | 0 | 0 | 0 | 91425.7891 | 0 | 0 | 0 | 0 | 0 | 0 | 0 | 0 | 0 | 0 | 0 | 0 | 0 | 0
2016-06-09 | 0 | 0 | 0 | 0 | 0 | 0 | 499544.8853 | 530422 | 0 | 0 | 0 | 172593.5188 | 1664211.8103 | 0 | 0 | 0 | 0 | 0 | 0 | 0 | 0 | 0 | 1030510.8121 | 0 | 0 | 0 | 0 | -30877.1147 | 0 | 0 | 0 | 0 | 0 | 0 | 0 | 0 | 0 | 0 | 0 | 0 | 0 | 0 | 0
2016-06-09 01:00 | 0 | 0 | 0 | 0 | 0 | 173681.6741 | 272271.762 | 517442 | 0 | 0 | 0 | 101104.9549 | 1664211.8103 | 0 | 0 | 0 | 0 | 0 | 0 | 0 | 0 | 0 | 1030506.69 | 0 | 0 | 0 | 0 | -71488.5639 | 0 | 0 | 0 | 0 | 0 | 0 | 0 | 0 | 0 | 0 | 0 | 0 | 0 | 0 | 0
2016-06-09 02:00 | 0 | 0 | 0 | 0 | 0 | 271244.3026 | 35745.7935 | 494403 | 0 | 0 | 0 | 142977.1278 | 1434926.7336 | 0 | 0 | 0 | 0 | 0 | 0 | 0 | 0 | 0 | 1030502.568 | 0 | 0 | 0 | 0 | 41872.1729 | 0 | 229285.0768 | 0 | 0 | 0 | 0 | 0 | 0 | 0 | 0 | 0 | 0 | 0 | 0 | 0
2016-06-09 03:00 | 0 | 0 | 0 | 0 | 0 | 390014.9082 | 1.5279 | 461505 | 0 | 0 | 0 | 71488.5639 | 1434926.7336 | 0 | 0 | 0 | 0 | 0 | 0 | 0 | 0 | 0 | 1030498.446 | 0 | 0 | 0 | 0 | -71488.5639 | 0 | 0 | 0 | 0 | 0 | 0 | 0 | 0 | 0 | 0 | 0 | 0 | 0 | 0 | 0
2016-06-09 04:00 | 0 | 0 | 0 | 0 | 0 | 85294.6697 | 0 | 429485 | 0 | 0 | 0 | 0 | 1162224.9671 | 0 | 0 | 0 | 0 | 0 | 0 | 0 | 0 | 0 | 1030494.324 | 0 | 0 | 0 | 0 | -71488.5639 | 0 | 272701.7664 | 0 | 0 | 0 | 0 | 0 | 0 | 0 | 0 | 0 | 0 | 0 | 0 | 0
2016-06-09 05:00 | 0 | 0 | 0 | 0 | 0 | 201635.7975 | 0 | 402849 | 0 | 0 | 0 | 71488.5639 | 889523.2007 | 0 | 0 | 0 | 0 | 0 | 0 | 0 | 0 | 0 | 1030490.202 | 0 | 0 | 0 | 0 | 71488.5639 | 0 | 272701.7664 | 0 | 0 | 0 | 0 | 0 | 0 | 0 | 0 | 0 | 0 | 0 | 0 | 0
2016-06-09 06:00 | 0 | 0 | 0 | 0 | 0 | 181264.7975 | 0 | 382478 | 0 | 0 | 0 | 142977.1278 | 616821.4343 | 0 | 0 | 0 | 0 | 0 | 0 | 0 | 0 | 0 | 1030486.0801 | 0 | 0 | 0 | 0 | 71488.5639 | 0 | 272701.7664 | 0 | 0 | 0 | 0 | 0 | 0 | 0 | 0 | 0 | 0 | 0 | 0 | 0
2016-06-09 07:00 | 0 | 0 | 0 | 0 | 0 | 429314.5058 | 0 | 368821 | 0 | 0 | 0 | 203470.6336 | 616821.4343 | 0 | 0 | 0 | 0 | 0 | 0 | 0 | 0 | 0 | 1030481.9581 | 0 | 0 | 0 | 0 | 60493.5058 | 0 | 0 | 0 | 0 | 0 | 0 | 0 | 0 | 0 | 0 | 0 | 0 | 0 | 0 | 0
2016-06-09 08:00 | 0 | 0 | 0 | 0 | 0 | 302215.4942 | 0 | 362709 | 0 | 0 | 0 | 142977.1278 | 616821.4343 | 0 | 0 | 0 | 0 | 0 | 0 | 0 | 0 | 0 | 1030477.8362 | 0 | 0 | 0 | 0 | -60493.5058 | 0 | 0 | 0 | 0 | 0 | 0 | 0 | 0 | 0 | 0 | 0 | 0 | 0 | 0 | 0
2016-06-09 09:00 | 0 | 0 | 0 | 0 | 0 | 22425.6697 | 0 | 366616 | 0 | 0 | 0 | 71488.5639 | 344119.6679 | 0 | 0 | 0 | 0 | 0 | 0 | 0 | 0 | 0 | 1030473.7143 | 0 | 0 | 0 | 0 | -71488.5639 | 0 | 272701.7664 | 0 | 0 | 0 | 0 | 0 | 0 | 0 | 0 | 0 | 0 | 0 | 0 | 0
2016-06-09 10:00 | 0 | 0 | 0 | 0 | 0 | 36124.6697 | 0 | 380315 | 0 | 0 | 0 | 0 | 71417.9015 | 0 | 0 | 0 | 0 | 0 | 0 | 0 | 0 | 0 | 1030469.5924 | 0 | 0 | 0 | 0 | -71488.5639 | 0 | 272701.7664 | 0 | 0 | 0 | 0 | 0 | 0 | 0 | 0 | 0 | 0 | 0 | 0 | 0
2016-06-09 11:00 | 0 | 0 | 0 | 0 | 0 | 398069.7231 | 7.4549 | 398304 | 0 | 0 | 0 | 71191.0794 | 0 | 0 | 0 | 0 | 0 | 0 | 0 | 0 | 0 | 0 | 1030465.4705 | 0 | 0 | 0 | 0 | 71191.0794 | 174791.506 | 246209.4075 | 0 | 0 | 0 | 0 | 0 | 0 | 0 | 0 | 0 | 0 | 0 | 0 | 0
2016-06-09 12:00 | 0 | 0 | 0 | 0 | 0 | 229841.0122 | 118287.9083 | 419320 | 0 | 0 | 0 | 0 | 0 | 0 | 0 | 0 | 0 | 0 | 0 | 0 | 0 | 0 | 1030461.3487 | 0 | 0 | 0 | 0 | -71191.0794 | 0 | 0 | 0 | 0 | 0 | 0 | 0 | 0 | 0 | 0 | 0 | 0 | 0 | 0 | 0
2016-06-09 13:00 | 0 | 0 | 0 | 0 | 0 | 0 | 446032.7647 | 441583 | 0 | 0 | 0 | 0 | 4449.7647 | 0 | 0 | 0 | 0 | 0 | 0 | 0 | 0 | 0 | 1030457.2268 | 0 | 0 | 0 | 0 | 0 | 4449.7647 | 0 | 0 | 0 | 0 | 0 | 0 | 0 | 0 | 0 | 0 | 0 | 0 | 0 | 0
2016-06-09 14:00 | 0 | 0 | 0 | 0 | 0 | 0 | 640761.2196 | 464597 | 0 | 0 | 0 | 0 | 179241.2708 | 0 | 0 | 0 | 0 | 0 | 0 | 0 | 0 | 0 | 1031551.2759 | 0 | 0 | 0 | 0 | 0 | 174791.506 | 0 | 0 | 0 | 0 | 0 | 0 | 0 | 0 | 0 | 0 | 0 | 1372.7136 | 0 | 0
2016-06-09 15:00 | 0 | 0 | 0 | 0 | 0 | 0 | 662043.2196 | 485879 | 0 | 0 | 0 | 0 | 354032.7768 | 0 | 0 | 0 | 0 | 0 | 0 | 0 | 0 | 0 | 1032645.3205 | 0 | 0 | 0 | 0 | 0 | 174791.506 | 0 | 0 | 0 | 0 | 0 | 0 | 0 | 0 | 0 | 0 | 0 | 1372.7136 | 0 | 0
2016-06-09 16:00 | 0 | 0 | 0 | 0 | 0 | 0 | 682153.2196 | 505989 | 0 | 0 | 0 | 0 | 528824.2829 | 0 | 0 | 0 | 0 | 0 | 0 | 0 | 0 | 0 | 1033739.3608 | 0 | 0 | 0 | 0 | 0 | 174791.506 | 0 | 0 | 0 | 0 | 0 | 0 | 0 | 0 | 0 | 0 | 0 | 1372.7136 | 0 | 0
2016-06-09 17:00 | 0 | 0 | 0 | 0 | 0 | 0 | 700931.2196 | 524767 | 0 | 0 | 0 | 0 | 703615.7889 | 0 | 0 | 0 | 0 | 0 | 0 | 0 | 0 | 0 | 1034833.3967 | 0 | 0 | 0 | 0 | 0 | 174791.506 | 0 | 0 | 0 | 0 | 0 | 0 | 0 | 0 | 0 | 0 | 0 | 1372.7136 | 0 | 0
2016-06-09 18:00 | 0 | 0 | 0 | 0 | 0 | 0 | 787651.7835 | 539999 | 0 | 0 | 0 | 71488.5639 | 878407.2949 | 0 | 0 | 0 | 0 | 0 | 0 | 0 | 0 | 0 | 1035927.4282 | 0 | 0 | 0 | 0 | 71488.5639 | 174791.506 | 0 | 0 | 0 | 0 | 0 | 0 | 0 | 0 | 0 | 0 | 0 | 1372.7136 | 0 | 0
2016-06-09 19:00 | 0 | 0 | 0 | 0 | 0 | 0 | 789431.7254 | 552774 | 0 | 0 | 0 | 131982.0697 | 1053198.801 | 0 | 0 | 0 | 0 | 0 | 0 | 0 | 0 | 0 | 1037021.4554 | 0 | 0 | 0 | 0 | 60493.5058 | 174791.506 | 0 | 0 | 0 | 0 | 0 | 0 | 0 | 0 | 0 | 0 | 0 | 1372.7136 | 0 | 0
2016-06-09 20:00 | 0 | 0 | 0 | 0 | 0 | 0 | 808246.7835 | 560594 | 0 | 0 | 0 | 203470.6336 | 1227990.307 | 0 | 0 | 0 | 0 | 0 | 0 | 0 | 0 | 0 | 1038115.4782 | 0 | 0 | 0 | 0 | 71488.5639 | 174791.506 | 0 | 0 | 0 | 0 | 0 | 0 | 0 | 0 | 0 | 0 | 0 | 1372.7136 | 0 | 0
2016-06-09 21:00 | 0 | 0 | 0 | 0 | 0 | 0 | 743010.2196 | 566846 | 0 | 0 | 0 | 203470.6336 | 1402781.8131 | 0 | 0 | 0 | 0 | 0 | 0 | 0 | 0 | 0 | 1039209.4966 | 0 | 0 | 0 | 0 | 0 | 174791.506 | 0 | 0 | 0 | 0 | 0 | 0 | 0 | 0 | 0 | 0 | 0 | 1372.7136 | 0 | 0
2016-06-09 22:00 | 0 | 0 | 0 | 0 | 0 | 0 | 740535.2196 | 564371 | 0 | 0 | 0 | 203470.6336 | 1577573.3191 | 0 | 0 | 0 | 0 | 0 | 0 | 0 | 0 | 0 | 1040303.5106 | 0 | 0 | 0 | 0 | 0 | 174791.506 | 0 | 0 | 0 | 0 | 0 | 0 | 0 | 0 | 0 | 0 | 0 | 1372.7136 | 0 | 0
2016-06-09 23:00 | 0 | 0 | 0 | 0 | 0 | 0 | 695593.5041 | 554318 | 0 | 0 | 0 | 203470.6336 | 1718848.8232 | 0 | 0 | 0 | 0 | 0 | 0 | 0 | 0 | 0 | 1040299.3494 | 0 | 0 | 0 | 0 | 0 | 141275.5041 | 0 | 0 | 0 | 0 | 0 | 0 | 0 | 0 | 0 | 0 | 0 | 0 | 0 | 0
2016-06-10 | 0 | 0 | 0 | 0 | 0 | 0 | 553234.5546 | 540316 | 0 | 0 | 0 | 203470.6336 | 1731767.3778 | 0 | 0 | 0 | 0 | 0 | 0 | 0 | 0 | 0 | 1040295.1882 | 0 | 0 | 0 | 0 | 0 | 12918.5546 | 0 | 0 | 0 | 0 | 0 | 0 | 0 | 0 | 0 | 0 | 0 | 0 | 0 | 0
2016-06-10 01:00 | 0 | 0 | 0 | 0 | 0 | 0 | 321151.7293 | 530398 | 0 | 0 | 0 | 142977.1278 | 1583014.6128 | 0 | 0 | 0 | 0 | 0 | 0 | 0 | 0 | 0 | 1040291.027 | 0 | 0 | 0 | 0 | -60493.5058 | 0 | 148752.765 | 0 | 0 | 0 | 0 | 0 | 0 | 0 | 0 | 0 | 0 | 0 | 0 | 0
2016-06-10 02:00 | 0 | 0 | 0 | 0 | 0 | 107422.13 | 53810.5397 | 505423 | 0 | 0 | 0 | 71488.5639 | 1310312.8464 | 0 | 0 | 0 | 0 | 0 | 0 | 0 | 0 | 0 | 1040286.8659 | 0 | 0 | 0 | 0 | -71488.5639 | 0 | 272701.7664 | 0 | 0 | 0 | 0 | 0 | 0 | 0 | 0 | 0 | 0 | 0 | 0 | 0
2016-06-10 03:00 | 0 | 0 | 0 | 0 | 0 | 128905.5676 | 2.1021 | 473098 | 0 | 0 | 0 | 0 | 1037611.08 | 0 | 0 | 0 | 0 | 0 | 0 | 0 | 0 | 0 | 1040282.7047 | 0 | 0 | 0 | 0 | -71488.5639 | 0 | 272701.7664 | 0 | 0 | 0 | 0 | 0 | 0 | 0 | 0 | 0 | 0 | 0 | 0 | 0
2016-06-10 04:00 | 0 | 0 | 0 | 0 | 0 | 165691.2336 | 0 | 438393 | 0 | 0 | 0 | 0 | 764909.3136 | 0 | 0 | 0 | 0 | 0 | 0 | 0 | 0 | 0 | 1040278.5436 | 0 | 0 | 0 | 0 | 0 | 0 | 272701.7664 | 0 | 0 | 0 | 0 | 0 | 0 | 0 | 0 | 0 | 0 | 0 | 0 | 0
2016-06-10 05:00 | 0 | 0 | 0 | 0 | 0 | 483000.5639 | 0 | 411512 | 0 | 0 | 0 | 71488.5639 | 764909.3136 | 0 | 0 | 0 | 0 | 0 | 0 | 0 | 0 | 0 | 1040274.3825 | 0 | 0 | 0 | 0 | 71488.5639 | 0 | 0 | 0 | 0 | 0 | 0 | 0 | 0 | 0 | 0 | 0 | 0 | 0 | 0 | 0
2016-06-10 06:00 | 0 | 0 | 0 | 0 | 0 | 360560.0134 | 0 | 391226 | 0 | 0 | 0 | 142977.1278 | 662754.7631 | 0 | 0 | 0 | 0 | 0 | 0 | 0 | 0 | 0 | 1040270.2214 | 0 | 0 | 0 | 0 | 71488.5639 | 0 | 102154.5505 | 0 | 0 | 0 | 0 | 0 | 0 | 0 | 0 | 0 | 0 | 0 | 0 | 0
2016-06-10 07:00 | 0 | 0 | 0 | 0 | 0 | 32694.6697 | 0 | 376885 | 0 | 0 | 0 | 71488.5639 | 390052.9967 | 0 | 0 | 0 | 0 | 0 | 0 | 0 | 0 | 0 | 1040266.0603 | 0 | 0 | 0 | 0 | -71488.5639 | 0 | 272701.7664 | 0 | 0 | 0 | 0 | 0 | 0 | 0 | 0 | 0 | 0 | 0 | 0 | 0
2016-06-10 08:00 | 0 | 0 | 0 | 0 | 0 | 25355.6697 | 0 | 369546 | 0 | 0 | 0 | 0 | 117351.2303 | 0 | 0 | 0 | 0 | 0 | 0 | 0 | 0 | 0 | 1040261.8992 | 0 | 0 | 0 | 0 | -71488.5639 | 0 | 272701.7664 | 0 | 0 | 0 | 0 | 0 | 0 | 0 | 0 | 0 | 0 | 0 | 0 | 0
2016-06-10 09:00 | 0 | 0 | 0 | 0 | 0 | 443886.5639 | 0 | 372398 | 0 | 0 | 0 | 71488.5639 | 117351.2303 | 0 | 0 | 0 | 0 | 0 | 0 | 0 | 0 | 0 | 1040257.7382 | 0 | 0 | 0 | 0 | 71488.5639 | 0 | 0 | 0 | 0 | 0 | 0 | 0 | 0 | 0 | 0 | 0 | 0 | 0 | 0 | 0
2016-06-10 10:00 | 0 | 0 | 0 | 0 | 0 | 379724.0826 | 0 | 383857 | 0 | 0 | 0 | 67355.6465 | 117351.2303 | 0 | 0 | 0 | 0 | 0 | 0 | 0 | 0 | 0 | 1040253.5771 | 0 | 0 | 0 | 0 | -4132.9174 | 0 | 0 | 0 | 0 | 0 | 0 | 0 | 0 | 0 | 0 | 0 | 0 | 0 | 0 | 0
2016-06-10 11:00 | 0 | 0 | 0 | 0 | 0 | 335382.9811 | 9.3724 | 402748 | 0 | 0 | 0 | 0 | 117351.2303 | 0 | 0 | 0 | 0 | 0 | 0 | 0 | 0 | 0 | 1040249.4161 | 0 | 0 | 0 | 0 | -67355.6465 | 0 | 0 | 0 | 0 | 0 | 0 | 0 | 0 | 0 | 0 | 0 | 0 | 0 | 0 | 0
2016-06-10 12:00 | 0 | 0 | 0 | 0 | 0 | 179686.1608 | 129791.6089 | 426829 | 0 | 0 | 0 | 0 | 0 | 0 | 0 | 0 | 0 | 0 | 0 | 0 | 0 | 0 | 1040245.2551 | 0 | 0 | 0 | 0 | 0 | 155350.5361 | 272701.7664 | 0 | 0 | 0 | 0 | 0 | 0 | 0 | 0 | 0 | 0 | 0 | 0 | 0
2016-06-10 13:00 | 0 | 0 | 0 | 0 | 0 | 15592.8115 | 439053.1885 | 454646 | 0 | 0 | 0 | 0 | 0 | 0 | 0 | 0 | 0 | 0 | 0 | 0 | 0 | 0 | 1040241.0941 | 0 | 0 | 0 | 0 | 0 | 0 | 0 | 0 | 0 | 0 | 0 | 0 | 0 | 0 | 0 | 0 | 0 | 0 | 0 | 0
2016-06-10 14:00 | 0 | 0 | 0 | 0 | 0 | 0 | 603831.614 | 482301 | 0 | 0 | 0 | 0 | 121530.614 | 0 | 0 | 0 | 0 | 0 | 0 | 0 | 0 | 0 | 1040236.9332 | 0 | 0 | 0 | 0 | 0 | 121530.614 | 0 | 0 | 0 | 0 | 0 | 0 | 0 | 0 | 0 | 0 | 0 | 0 | 0 | 0
2016-06-10 15:00 | 0 | 0 | 0 | 0 | 0 | 0 | 698696.999 | 508873 | 0 | 0 | 0 | 15032.4929 | 296322.12 | 0 | 0 | 0 | 0 | 0 | 0 | 0 | 0 | 0 | 1040232.7722 | 0 | 0 | 0 | 0 | 15032.4929 | 174791.506 | 0 | 0 | 0 | 0 | 0 | 0 | 0 | 0 | 0 | 0 | 0 | 0 | 0 | 0
2016-06-10 16:00 | 0 | 0 | 0 | 0 | 0 | 0 | 748543.2325 | 531905 | 0 | 0 | 0 | 56879.2194 | 471113.6261 | 0 | 0 | 0 | 0 | 0 | 0 | 0 | 0 | 0 | 1040228.6113 | 0 | 0 | 0 | 0 | 41846.7265 | 174791.506 | 0 | 0 | 0 | 0 | 0 | 0 | 0 | 0 | 0 | 0 | 0 | 0 | 0 | 0
2016-06-10 17:00 | 0 | 0 | 0 | 0 | 0 | 0 | 763390.4357 | 551022 | 0 | 0 | 0 | 94456.149 | 645905.1321 | 0 | 0 | 0 | 0 | 0 | 0 | 0 | 0 | 0 | 1040224.4504 | 0 | 0 | 0 | 0 | 37576.9296 | 174791.506 | 0 | 0 | 0 | 0 | 0 | 0 | 0 | 0 | 0 | 0 | 0 | 0 | 0 | 0
2016-06-10 18:00 | 0 | 0 | 0 | 0 | 0 | 0 | 761316.315 | 567314 | 0 | 0 | 0 | 131982.0697 | 802381.5265 | 0 | 0 | 0 | 0 | 0 | 0 | 0 | 0 | 0 | 1040220.2895 | 0 | 0 | 0 | 0 | 37525.9206 | 156476.3944 | 0 | 0 | 0 | 0 | 0 | 0 | 0 | 0 | 0 | 0 | 0 | 0 | 0 | 0
2016-06-10 19:00 | 0 | 0 | 0 | 0 | 0 | 0 | 752118.7998 | 579868 | 0 | 0 | 0 | 203470.6336 | 903143.7624 | 0 | 0 | 0 | 0 | 0 | 0 | 0 | 0 | 0 | 1040216.1286 | 0 | 0 | 0 | 0 | 71488.5639 | 100762.2359 | 0 | 0 | 0 | 0 | 0 | 0 | 0 | 0 | 0 | 0 | 0 | 0 | 0 | 0
2016-06-10 20:00 | 0 | 0 | 0 | 0 | 0 | 0 | 735122.5961 | 589997 | 0 | 0 | 0 | 203470.6336 | 1048269.3584 | 0 | 0 | 0 | 0 | 0 | 0 | 0 | 0 | 0 | 1040211.9677 | 0 | 0 | 0 | 0 | 0 | 145125.5961 | 0 | 0 | 0 | 0 | 0 | 0 | 0 | 0 | 0 | 0 | 0 | 0 | 0 | 0
2016-06-10 21:00 | 0 | 0 | 0 | 0 | 0 | 0 | 701149.4689 | 593420 | 0 | 0 | 0 | 136408.5964 | 1223060.8645 | 0 | 0 | 0 | 0 | 0 | 0 | 0 | 0 | 0 | 1040207.8069 | 0 | 0 | 0 | 0 | -67062.0372 | 174791.506 | 0 | 0 | 0 | 0 | 0 | 0 | 0 | 0 | 0 | 0 | 0 | 0 | 0 | 0
2016-06-10 22:00 | 0 | 0 | 0 | 0 | 0 | 0 | 645508.639 | 587600 | 0 | 0 | 0 | 193988.8032 | 1223389.2966 | 0 | 0 | 0 | 0 | 0 | 0 | 0 | 0 | 0 | 1040203.6461 | 0 | 0 | 0 | 0 | 57580.2069 | 328.4322 | 0 | 0 | 0 | 0 | 0 | 0 | 0 | 0 | 0 | 0 | 0 | 0 | 0 | 0
2016-06-10 23:00 | 0 | 0 | 0 | 0 | 0 | 32079.7777 | 551090.0526 | 573688 | 0 | 0 | 0 | 203470.6336 | 1223389.2966 | 0 | 0 | 0 | 0 | 0 | 0 | 0 | 0 | 0 | 1040199.4853 | 0 | 0 | 0 | 0 | 9481.8303 | 0 | 0 | 0 | 0 | 0 | 0 | 0 | 0 | 0 | 0 | 0 | 0 | 0 | 0 | 0
2016-06-11 | 0 | 0 | 0 | 0 | 0 | 0 | 415392.2213 | 556480 | 0 | 0 | 0 | 160293.1152 | 1125479.0363 | 0 | 0 | 0 | 0 | 0 | 0 | 0 | 0 | 0 | 1040195.3245 | 0 | 0 | 0 | 0 | -43177.5183 | 174791.506 | 272701.7664 | 0 | 0 | 0 | 0 | 0 | 0 | 0 | 0 | 0 | 0 | 0 | 0 | 0
2016-06-11 01:00 | 0 | 0 | 0 | 0 | 0 | 293051.1439 | 219373.8106 | 540736 | 0 | 0 | 0 | 131982.0697 | 1125479.0363 | 0 | 0 | 0 | 0 | 0 | 0 | 0 | 0 | 0 | 1040191.1637 | 0 | 0 | 0 | 0 | -28311.0456 | 0 | 0 | 0 | 0 | 0 | 0 | 0 | 0 | 0 | 0 | 0 | 0 | 0 | 0 | 0
2016-06-11 02:00 | 0 | 0 | 0 | 0 | 0 | 695053.3449 | 33379.4626 | 517639 | 0 | 0 | 0 | 203470.6336 | 1264784.28 | 0 | 0 | 0 | 0 | 0 | 0 | 0 | 0 | 0 | 1040187.0029 | 0 | 0 | 0 | 0 | 71488.5639 | 139305.2437 | 0 | 0 | 0 | 0 | 0 | 0 | 0 | 0 | 0 | 0 | 0 | 0 | 0 | 0
2016-06-11 03:00 | 0 | 0 | 0 | 0 | 0 | 415148.7495 | 2.6866 | 486640 | 0 | 0 | 0 | 131982.0697 | 1264784.28 | 0 | 0 | 0 | 0 | 0 | 0 | 0 | 0 | 0 | 1040182.8422 | 0 | 0 | 0 | 0 | -71488.5639 | 0 | 0 | 0 | 0 | 0 | 0 | 0 | 0 | 0 | 0 | 0 | 0 | 0 | 0 | 0
2016-06-11 04:00 | 0 | 0 | 0 | 0 | 0 | 254017.7975 | 0 | 455231 | 0 | 0 | 0 | 203470.6336 | 992082.5135 | 0 | 0 | 0 | 0 | 0 | 0 | 0 | 0 | 0 | 1040178.6814 | 0 | 0 | 0 | 0 | 71488.5639 | 0 | 272701.7664 | 0 | 0 | 0 | 0 | 0 | 0 | 0 | 0 | 0 | 0 | 0 | 0 | 0
2016-06-11 05:00 | 0 | 0 | 0 | 0 | 0 | 426453 | 0 | 426453 | 0 | 0 | 0 | 203470.6336 | 992082.5135 | 0 | 0 | 0 | 0 | 0 | 0 | 0 | 0 | 0 | 1040174.5207 | 0 | 0 | 0 | 0 | 0 | 0 | 0 | 0 | 0 | 0 | 0 | 0 | 0 | 0 | 0 | 0 | 0 | 0 | 0 | 0
2016-06-11 06:00 | 0 | 0 | 0 | 0 | 0 | 132987.2336 | 0 | 405689 | 0 | 0 | 0 | 203470.6336 | 719380.7471 | 0 | 0 | 0 | 0 | 0 | 0 | 0 | 0 | 0 | 1040170.36 | 0 | 0 | 0 | 0 | 0 | 0 | 272701.7664 | 0 | 0 | 0 | 0 | 0 | 0 | 0 | 0 | 0 | 0 | 0 | 0 | 0
2016-06-11 07:00 | 0 | 0 | 0 | 0 | 0 | 55049.7278 | 0 | 388245 | 0 | 0 | 0 | 142977.1278 | 446678.9807 | 0 | 0 | 0 | 0 | 0 | 0 | 0 | 0 | 0 | 1040166.1993 | 0 | 0 | 0 | 0 | -60493.5058 | 0 | 272701.7664 | 0 | 0 | 0 | 0 | 0 | 0 | 0 | 0 | 0 | 0 | 0 | 0 | 0
2016-06-11 08:00 | 0 | 0 | 0 | 0 | 0 | 304483.4361 | 0 | 375972 | 0 | 0 | 0 | 71488.5639 | 446678.9807 | 0 | 0 | 0 | 0 | 0 | 0 | 0 | 0 | 0 | 1040162.0387 | 0 | 0 | 0 | 0 | -71488.5639 | 0 | 0 | 0 | 0 | 0 | 0 | 0 | 0 | 0 | 0 | 0 | 0 | 0 | 0 | 0
2016-06-11 09:00 | 0 | 0 | 0 | 0 | 0 | 27865.6697 | 0 | 372056 | 0 | 0 | 0 | 0 | 173977.2143 | 0 | 0 | 0 | 0 | 0 | 0 | 0 | 0 | 0 | 1040157.878 | 0 | 0 | 0 | 0 | -71488.5639 | 0 | 272701.7664 | 0 | 0 | 0 | 0 | 0 | 0 | 0 | 0 | 0 | 0 | 0 | 0 | 0
2016-06-11 10:00 | 0 | 0 | 0 | 0 | 0 | 372473 | 0 | 372473 | 0 | 0 | 0 | 0 | 173977.2143 | 0 | 0 | 0 | 0 | 0 | 0 | 0 | 0 | 0 | 1040153.7174 | 0 | 0 | 0 | 0 | 0 | 0 | 0 | 0 | 0 | 0 | 0 | 0 | 0 | 0 | 0 | 0 | 0 | 0 | 0 | 0
2016-06-11 11:00 | 0 | 0 | 0 | 0 | 0 | 374701.7417 | 8.2342 | 382390 | 0 | 0 | 0 | 0 | 166297.1902 | 0 | 0 | 0 | 0 | 0 | 0 | 0 | 0 | 0 | 1040149.5568 | 0 | 0 | 0 | 0 | 0 | 0 | 7680.0241 | 0 | 0 | 0 | 0 | 0 | 0 | 0 | 0 | 0 | 0 | 0 | 0 | 0
2016-06-11 12:00 | 0 | 0 | 0 | 0 | 0 | 248129.5972 | 94464.3994 | 405494 | 0 | 0 | 0 | 0 | 103397.1868 | 0 | 0 | 0 | 0 | 0 | 0 | 0 | 0 | 0 | 1040145.3962 | 0 | 0 | 0 | 0 | 0 | 0 | 62900.0034 | 0 | 0 | 0 | 0 | 0 | 0 | 0 | 0 | 0 | 0 | 0 | 0 | 0
2016-06-11 13:00 | 0 | 0 | 0 | 0 | 0 | 121633.1806 | 316443.8194 | 438077 | 0 | 0 | 0 | 0 | 103397.1868 | 0 | 0 | 0 | 0 | 0 | 0 | 0 | 0 | 0 | 1040141.2356 | 0 | 0 | 0 | 0 | 0 | 0 | 0 | 0 | 0 | 0 | 0 | 0 | 0 | 0 | 0 | 0 | 0 | 0 | 0 | 0
2016-06-11 14:00 | 0 | 0 | 0 | 0 | 0 | 0 | 498863.9454 | 473340 | 0 | 0 | 0 | 25523.9454 | 103397.1868 | 0 | 0 | 0 | 0 | 0 | 0 | 0 | 0 | 0 | 1040137.075 | 0 | 0 | 0 | 0 | 25523.9454 | 0 | 0 | 0 | 0 | 0 | 0 | 0 | 0 | 0 | 0 | 0 | 0 | 0 | 0 | 0
2016-06-11 15:00 | 0 | 0 | 0 | 0 | 0 | 0 | 615151.2358 | 506666 | 0 | 0 | 0 | 0 | 237406.3681 | 0 | 0 | 0 | 0 | 0 | 0 | 0 | 0 | 0 | 1040132.9145 | 0 | 0 | 0 | 0 | -25523.9454 | 134009.1813 | 0 | 0 | 0 | 0 | 0 | 0 | 0 | 0 | 0 | 0 | 0 | 0 | 0 | 0
2016-06-11 16:00 | 0 | 0 | 0 | 0 | 0 | 0 | 679149.5367 | 534752 | 0 | 0 | 0 | 71488.5639 | 310315.3409 | 0 | 0 | 0 | 0 | 0 | 0 | 0 | 0 | 0 | 1040128.754 | 0 | 0 | 0 | 0 | 71488.5639 | 72908.9728 | 0 | 0 | 0 | 0 | 0 | 0 | 0 | 0 | 0 | 0 | 0 | 0 | 0 | 0
2016-06-11 17:00 | 0 | 0 | 0 | 0 | 0 | 0 | 700370.5042 | 555285 | 0 | 0 | 0 | 131982.0697 | 394907.3393 | 0 | 0 | 0 | 0 | 0 | 0 | 0 | 0 | 0 | 1040124.5934 | 0 | 0 | 0 | 0 | 60493.5058 | 84591.9985 | 0 | 0 | 0 | 0 | 0 | 0 | 0 | 0 | 0 | 0 | 0 | 0 | 0 | 0
2016-06-11 18:00 | 0 | 0 | 0 | 0 | 0 | 0 | 694482.0412 | 571006 | 0 | 0 | 0 | 203470.6336 | 446894.8167 | 0 | 0 | 0 | 0 | 0 | 0 | 0 | 0 | 0 | 1040120.4329 | 0 | 0 | 0 | 0 | 71488.5639 | 51987.4774 | 0 | 0 | 0 | 0 | 0 | 0 | 0 | 0 | 0 | 0 | 0 | 0 | 0 | 0
2016-06-11 19:00 | 0 | 0 | 0 | 0 | 0 | 0 | 680761.7172 | 582511 | 0 | 0 | 0 | 203470.6336 | 545145.5339 | 0 | 0 | 0 | 0 | 0 | 0 | 0 | 0 | 0 | 1040116.2725 | 0 | 0 | 0 | 0 | 0 | 98250.7172 | 0 | 0 | 0 | 0 | 0 | 0 | 0 | 0 | 0 | 0 | 0 | 0 | 0 | 0
2016-06-11 20:00 | 0 | 0 | 0 | 0 | 0 | 0 | 657268.9797 | 590597 | 0 | 0 | 0 | 131982.0697 | 683306.0775 | 0 | 0 | 0 | 0 | 0 | 0 | 0 | 0 | 0 | 1040112.112 | 0 | 0 | 0 | 0 | -71488.5639 | 138160.5436 | 0 | 0 | 0 | 0 | 0 | 0 | 0 | 0 | 0 | 0 | 0 | 0 | 0 | 0
2016-06-11 21:00 | 0 | 0 | 0 | 0 | 0 | 0 | 620344.1487 | 595049 | 0 | 0 | 0 | 142977.1278 | 697606.1681 | 0 | 0 | 0 | 0 | 0 | 0 | 0 | 0 | 0 | 1040107.9515 | 0 | 0 | 0 | 0 | 10995.0581 | 14300.0906 | 0 | 0 | 0 | 0 | 0 | 0 | 0 | 0 | 0 | 0 | 0 | 0 | 0 | 0
2016-06-11 22:00 | 0 | 0 | 0 | 0 | 0 | 0 | 563958.3216 | 591829 | 0 | 0 | 0 | 71488.5639 | 741224.0536 | 0 | 0 | 0 | 0 | 0 | 0 | 0 | 0 | 0 | 1040103.7911 | 0 | 0 | 0 | 0 | -71488.5639 | 43617.8854 | 0 | 0 | 0 | 0 | 0 | 0 | 0 | 0 | 0 | 0 | 0 | 0 | 0 | 0
2016-06-11 23:00 | 0 | 0 | 0 | 0 | 0 | 25692.1435 | 483722.2926 | 580903 | 0 | 0 | 0 | 0 | 741224.0536 | 0 | 0 | 0 | 0 | 0 | 0 | 0 | 0 | 0 | 1040099.6307 | 0 | 0 | 0 | 0 | -71488.5639 | 0 | 0 | 0 | 0 | 0 | 0 | 0 | 0 | 0 | 0 | 0 | 0 | 0 | 0 | 0
2016-06-12 | 0 | 0 | 0 | 0 | 0 | 444921.3181 | 367870.7518 | 566512 | 0 | 0 | 0 | 71488.5639 | 916015.5596 | 0 | 0 | 0 | 0 | 0 | 0 | 0 | 0 | 0 | 1040095.4703 | 0 | 0 | 0 | 0 | 71488.5639 | 174791.506 | 0 | 0 | 0 | 0 | 0 | 0 | 0 | 0 | 0 | 0 | 0 | 0 | 0 | 0
2016-06-12 01:00 | 0 | 0 | 0 | 0 | 0 | 71683.6194 | 208455.6142 | 552841 | 0 | 0 | 0 | 71488.5639 | 643313.7932 | 0 | 0 | 0 | 0 | 0 | 0 | 0 | 0 | 0 | 1040091.3099 | 0 | 0 | 0 | 0 | 0 | 0 | 272701.7664 | 0 | 0 | 0 | 0 | 0 | 0 | 0 | 0 | 0 | 0 | 0 | 0 | 0
2016-06-12 02:00 | 0 | 0 | 0 | 0 | 0 | 609199.968 | 25402.9742 | 531300 | 0 | 0 | 0 | 0 | 818105.2992 | 0 | 0 | 0 | 0 | 0 | 0 | 0 | 0 | 0 | 1040087.1495 | 0 | 0 | 0 | 0 | -71488.5639 | 174791.506 | 0 | 0 | 0 | 0 | 0 | 0 | 0 | 0 | 0 | 0 | 0 | 0 | 0 | 0
2016-06-12 03:00 | 0 | 0 | 0 | 0 | 0 | 501241.3593 | 1.6407 | 501243 | 0 | 0 | 0 | 0 | 818105.2992 | 0 | 0 | 0 | 0 | 0 | 0 | 0 | 0 | 0 | 1040082.9892 | 0 | 0 | 0 | 0 | 0 | 0 | 0 | 0 | 0 | 0 | 0 | 0 | 0 | 0 | 0 | 0 | 0 | 0 | 0 | 0
2016-06-12 04:00 | 0 | 0 | 0 | 0 | 0 | 531180.5058 | 0 | 470687 | 0 | 0 | 0 | 60493.5058 | 818105.2992 | 0 | 0 | 0 | 0 | 0 | 0 | 0 | 0 | 0 | 1040078.8289 | 0 | 0 | 0 | 0 | 60493.5058 | 0 | 0 | 0 | 0 | 0 | 0 | 0 | 0 | 0 | 0 | 0 | 0 | 0 | 0 | 0
2016-06-12 05:00 | 0 | 0 | 0 | 0 | 0 | 240840.7975 | 0 | 442054 | 0 | 0 | 0 | 131982.0697 | 545403.5328 | 0 | 0 | 0 | 0 | 0 | 0 | 0 | 0 | 0 | 1040074.6686 | 0 | 0 | 0 | 0 | 71488.5639 | 0 | 272701.7664 | 0 | 0 | 0 | 0 | 0 | 0 | 0 | 0 | 0 | 0 | 0 | 0 | 0
2016-06-12 06:00 | 0 | 0 | 0 | 0 | 0 | 489699.5639 | 0 | 418211 | 0 | 0 | 0 | 203470.6336 | 545403.5328 | 0 | 0 | 0 | 0 | 0 | 0 | 0 | 0 | 0 | 1040070.5083 | 0 | 0 | 0 | 0 | 71488.5639 | 0 | 0 | 0 | 0 | 0 | 0 | 0 | 0 | 0 | 0 | 0 | 0 | 0 | 0 | 0
2016-06-12 07:00 | 0 | 0 | 0 | 0 | 0 | 127726.2336 | 0 | 400428 | 0 | 0 | 0 | 203470.6336 | 272701.7664 | 0 | 0 | 0 | 0 | 0 | 0 | 0 | 0 | 0 | 1040066.348 | 0 | 0 | 0 | 0 | 0 | 0 | 272701.7664 | 0 | 0 | 0 | 0 | 0 | 0 | 0 | 0 | 0 | 0 | 0 | 0 | 0
2016-06-12 08:00 | 0 | 0 | 0 | 0 | 0 | 387567 | 0 | 387567 | 0 | 0 | 0 | 203470.6336 | 272701.7664 | 0 | 0 | 0 | 0 | 0 | 0 | 0 | 0 | 0 | 1040062.1877 | 0 | 0 | 0 | 0 | 0 | 0 | 0 | 0 | 0 | 0 | 0 | 0 | 0 | 0 | 0 | 0 | 0 | 0 | 0 | 0
2016-06-12 09:00 | 0 | 0 | 0 | 0 | 0 | 107318.2336 | 0 | 380020 | 0 | 0 | 0 | 203470.6336 | 0 | 0 | 0 | 0 | 0 | 0 | 0 | 0 | 0 | 0 | 1040058.0275 | 0 | 0 | 0 | 0 | 0 | 0 | 272701.7664 | 0 | 0 | 0 | 0 | 0 | 0 | 0 | 0 | 0 | 0 | 0 | 0 | 0
2016-06-12 10:00 | 0 | 0 | 0 | 0 | 0 | 304721.4361 | 0 | 376210 | 0 | 0 | 0 | 131982.0697 | 0 | 0 | 0 | 0 | 0 | 0 | 0 | 0 | 0 | 0 | 1040053.8672 | 0 | 0 | 0 | 0 | -71488.5639 | 0 | 0 | 0 | 0 | 0 | 0 | 0 | 0 | 0 | 0 | 0 | 0 | 0 | 0 | 0
2016-06-12 11:00 | 0 | 0 | 0 | 0 | 0 | 388822.3732 | 3.8659 | 384024 | 0 | 0 | 0 | 136784.3087 | 0 | 0 | 0 | 0 | 0 | 0 | 0 | 0 | 0 | 0 | 1040049.707 | 0 | 0 | 0 | 0 | 4802.239 | 0 | 0 | 0 | 0 | 0 | 0 | 0 | 0 | 0 | 0 | 0 | 0 | 0 | 0 | 0
2016-06-12 12:00 | 0 | 0 | 0 | 0 | 0 | 229853.0787 | 106616.3574 | 407958 | 0 | 0 | 0 | 65295.7448 | 0 | 0 | 0 | 0 | 0 | 0 | 0 | 0 | 0 | 0 | 1040045.5468 | 0 | 0 | 0 | 0 | -71488.5639 | 0 | 0 | 0 | 0 | 0 | 0 | 0 | 0 | 0 | 0 | 0 | 0 | 0 | 0 | 0
2016-06-12 13:00 | 0 | 0 | 0 | 0 | 0 | 0 | 424290.897 | 437678 | 0 | 0 | 0 | 0 | 51908.6418 | 0 | 0 | 0 | 0 | 0 | 0 | 0 | 0 | 0 | 1040041.3866 | 0 | 0 | 0 | 0 | -65295.7448 | 51908.6418 | 0 | 0 | 0 | 0 | 0 | 0 | 0 | 0 | 0 | 0 | 0 | 0 | 0 | 0
2016-06-12 14:00 | 0 | 0 | 0 | 0 | 0 | 0 | 627855.991 | 468012 | 0 | 0 | 0 | 0 | 211752.6328 | 0 | 0 | 0 | 0 | 0 | 0 | 0 | 0 | 0 | 1040037.2265 | 0 | 0 | 0 | 0 | 0 | 174791.506 | 14947.5151 | 0 | 0 | 0 | 0 | 0 | 0 | 0 | 0 | 0 | 0 | 0 | 0 | 0
2016-06-12 15:00 | 0 | 0 | 0 | 0 | 0 | 0 | 670851.2196 | 494687 | 0 | 0 | 0 | 0 | 386544.1388 | 0 | 0 | 0 | 0 | 0 | 0 | 0 | 0 | 0 | 1041131.2372 | 0 | 0 | 0 | 0 | 0 | 174791.506 | 0 | 0 | 0 | 0 | 0 | 0 | 0 | 0 | 0 | 0 | 0 | 1372.7136 | 0 | 0
2016-06-12 16:00 | 0 | 0 | 0 | 0 | 0 | 0 | 765074.7835 | 517422 | 0 | 0 | 0 | 71488.5639 | 561335.6448 | 0 | 0 | 0 | 0 | 0 | 0 | 0 | 0 | 0 | 1042225.2435 | 0 | 0 | 0 | 0 | 71488.5639 | 174791.506 | 0 | 0 | 0 | 0 | 0 | 0 | 0 | 0 | 0 | 0 | 0 | 1372.7136 | 0 | 0
2016-06-12 17:00 | 0 | 0 | 0 | 0 | 0 | 0 | 771144.7254 | 534487 | 0 | 0 | 0 | 131982.0697 | 736127.1509 | 0 | 0 | 0 | 0 | 0 | 0 | 0 | 0 | 0 | 1043319.2455 | 0 | 0 | 0 | 0 | 60493.5058 | 174791.506 | 0 | 0 | 0 | 0 | 0 | 0 | 0 | 0 | 0 | 0 | 0 | 1372.7136 | 0 | 0
2016-06-12 18:00 | 0 | 0 | 0 | 0 | 0 | 0 | 793273.7835 | 545621 | 0 | 0 | 0 | 203470.6336 | 910918.6569 | 0 | 0 | 0 | 0 | 0 | 0 | 0 | 0 | 0 | 1044413.2431 | 0 | 0 | 0 | 0 | 71488.5639 | 174791.506 | 0 | 0 | 0 | 0 | 0 | 0 | 0 | 0 | 0 | 0 | 0 | 1372.7136 | 0 | 0
2016-06-12 19:00 | 0 | 0 | 0 | 0 | 0 | 0 | 728888.2196 | 552724 | 0 | 0 | 0 | 203470.6336 | 1085710.1629 | 0 | 0 | 0 | 0 | 0 | 0 | 0 | 0 | 0 | 1045507.2363 | 0 | 0 | 0 | 0 | 0 | 174791.506 | 0 | 0 | 0 | 0 | 0 | 0 | 0 | 0 | 0 | 0 | 0 | 1372.7136 | 0 | 0
2016-06-12 20:00 | 0 | 0 | 0 | 0 | 0 | 0 | 733111.2196 | 556947 | 0 | 0 | 0 | 203470.6336 | 1260501.669 | 0 | 0 | 0 | 0 | 0 | 0 | 0 | 0 | 0 | 1046601.2251 | 0 | 0 | 0 | 0 | 0 | 174791.506 | 0 | 0 | 0 | 0 | 0 | 0 | 0 | 0 | 0 | 0 | 0 | 1372.7136 | 0 | 0
2016-06-12 21:00 | 0 | 0 | 0 | 0 | 0 | 0 | 734912.2196 | 558748 | 0 | 0 | 0 | 203470.6336 | 1435293.175 | 0 | 0 | 0 | 0 | 0 | 0 | 0 | 0 | 0 | 1047695.2096 | 0 | 0 | 0 | 0 | 0 | 174791.506 | 0 | 0 | 0 | 0 | 0 | 0 | 0 | 0 | 0 | 0 | 0 | 1372.7136 | 0 | 0
2016-06-12 22:00 | 0 | 0 | 0 | 0 | 0 | 0 | 727074.4866 | 554207 | 0 | 0 | 0 | 203470.6336 | 1608160.6616 | 0 | 0 | 0 | 0 | 0 | 0 | 0 | 0 | 0 | 1047691.0188 | 0 | 0 | 0 | 0 | 0 | 172867.4866 | 0 | 0 | 0 | 0 | 0 | 0 | 0 | 0 | 0 | 0 | 0 | 0 | 0 | 0
2016-06-12 23:00 | 0 | 0 | 0 | 0 | 0 | 0 | 650588.685 | 543277 | 0 | 0 | 0 | 135990.8126 | 1782952.1676 | 0 | 0 | 0 | 0 | 0 | 0 | 0 | 0 | 0 | 1047686.828 | 0 | 0 | 0 | 0 | -67479.821 | 174791.506 | 0 | 0 | 0 | 0 | 0 | 0 | 0 | 0 | 0 | 0 | 0 | 0 | 0 | 0
2016-06-13 | 0 | 0 | 0 | 0 | 0 | 100172.3416 | 540255.9157 | 530139 | 0 | 0 | 0 | 71488.5639 | 1957743.6737 | 0 | 0 | 0 | 0 | 0 | 0 | 0 | 0 | 0 | 1047682.6373 | 0 | 0 | 0 | 0 | -64502.2487 | 174791.506 | 0 | 0 | 0 | 0 | 0 | 0 | 0 | 0 | 0 | 0 | 0 | 0 | 0 | 0
2016-06-13 01:00 | 0 | 0 | 0 | 0 | 0 | 136314.6504 | 311264.7857 | 519068 | 0 | 0 | 0 | 0 | 1957743.6737 | 0 | 0 | 0 | 0 | 0 | 0 | 0 | 0 | 0 | 1047678.4466 | 0 | 0 | 0 | 0 | -71488.5639 | 0 | 0 | 0 | 0 | 0 | 0 | 0 | 0 | 0 | 0 | 0 | 0 | 0 | 0 | 0
2016-06-13 02:00 | 0 | 0 | 0 | 0 | 0 | 364128.7928 | 36776.9468 | 498816 | 0 | 0 | 0 | 0 | 1859833.4133 | 0 | 0 | 0 | 0 | 0 | 0 | 0 | 0 | 0 | 1047674.2559 | 0 | 0 | 0 | 0 | 0 | 174791.506 | 272701.7664 | 0 | 0 | 0 | 0 | 0 | 0 | 0 | 0 | 0 | 0 | 0 | 0 | 0
2016-06-13 03:00 | 0 | 0 | 0 | 0 | 0 | 445785.9869 | 2.8097 | 469138 | 0 | 0 | 0 | 0 | 1836484.2099 | 0 | 0 | 0 | 0 | 0 | 0 | 0 | 0 | 0 | 1047670.0652 | 0 | 0 | 0 | 0 | 0 | 0 | 23349.2035 | 0 | 0 | 0 | 0 | 0 | 0 | 0 | 0 | 0 | 0 | 0 | 0 | 0
2016-06-13 04:00 | 0 | 0 | 0 | 0 | 0 | 238497.7975 | 0 | 439711 | 0 | 0 | 0 | 71488.5639 | 1563782.4434 | 0 | 0 | 0 | 0 | 0 | 0 | 0 | 0 | 0 | 1047665.8745 | 0 | 0 | 0 | 0 | 71488.5639 | 0 | 272701.7664 | 0 | 0 | 0 | 0 | 0 | 0 | 0 | 0 | 0 | 0 | 0 | 0 | 0
2016-06-13 05:00 | 0 | 0 | 0 | 0 | 0 | 361456.6535 | 0 | 415207 | 0 | 0 | 0 | 71488.5639 | 1510032.0969 | 0 | 0 | 0 | 0 | 0 | 0 | 0 | 0 | 0 | 1047661.6838 | 0 | 0 | 0 | 0 | 0 | 0 | 53750.3465 | 0 | 0 | 0 | 0 | 0 | 0 | 0 | 0 | 0 | 0 | 0 | 0 | 0
2016-06-13 06:00 | 0 | 0 | 0 | 0 | 0 | 193303.7975 | 0 | 394517 | 0 | 0 | 0 | 142977.1278 | 1237330.3305 | 0 | 0 | 0 | 0 | 0 | 0 | 0 | 0 | 0 | 1047657.4932 | 0 | 0 | 0 | 0 | 71488.5639 | 0 | 272701.7664 | 0 | 0 | 0 | 0 | 0 | 0 | 0 | 0 | 0 | 0 | 0 | 0 | 0
2016-06-13 07:00 | 0 | 0 | 0 | 0 | 0 | 290419.1694 | 0 | 380639 | 0 | 0 | 0 | 71488.5639 | 1218599.0638 | 0 | 0 | 0 | 0 | 0 | 0 | 0 | 0 | 0 | 1047653.3025 | 0 | 0 | 0 | 0 | -71488.5639 | 0 | 18731.2667 | 0 | 0 | 0 | 0 | 0 | 0 | 0 | 0 | 0 | 0 | 0 | 0 | 0
2016-06-13 08:00 | 0 | 0 | 0 | 0 | 0 | 30368.6697 | 0 | 374559 | 0 | 0 | 0 | 0 | 945897.2974 | 0 | 0 | 0 | 0 | 0 | 0 | 0 | 0 | 0 | 1047649.1119 | 0 | 0 | 0 | 0 | -71488.5639 | 0 | 272701.7664 | 0 | 0 | 0 | 0 | 0 | 0 | 0 | 0 | 0 | 0 | 0 | 0 | 0
2016-06-13 09:00 | 0 | 0 | 0 | 0 | 0 | 139377.8372 | 0 | 379564 | 0 | 0 | 0 | 0 | 705711.1346 | 0 | 0 | 0 | 0 | 0 | 0 | 0 | 0 | 0 | 1047644.9213 | 0 | 0 | 0 | 0 | 0 | 32515.6036 | 272701.7664 | 0 | 0 | 0 | 0 | 0 | 0 | 0 | 0 | 0 | 0 | 0 | 0 | 0
2016-06-13 10:00 | 0 | 0 | 0 | 0 | 0 | 217902.8834 | 0 | 394195 | 0 | 0 | 0 | 32697.8833 | 496721.1347 | 0 | 0 | 0 | 0 | 0 | 0 | 0 | 0 | 0 | 1047640.7307 | 0 | 0 | 0 | 0 | 32697.8833 | 0 | 208989.9999 | 0 | 0 | 0 | 0 | 0 | 0 | 0 | 0 | 0 | 0 | 0 | 0 | 0
2016-06-13 11:00 | 0 | 0 | 0 | 0 | 0 | 182294.8125 | 4.1017 | 416210 | 0 | 0 | 0 | 71488.5639 | 224019.3683 | 0 | 0 | 0 | 0 | 0 | 0 | 0 | 0 | 0 | 1047636.5402 | 0 | 0 | 0 | 0 | 38790.6806 | 0 | 272701.7664 | 0 | 0 | 0 | 0 | 0 | 0 | 0 | 0 | 0 | 0 | 0 | 0 | 0
2016-06-13 12:00 | 0 | 0 | 0 | 0 | 0 | 0 | 145033.0678 | 440541 | 0 | 0 | 0 | 0 | 0 | 0 | 0 | 0 | 0 | 0 | 0 | 0 | 0 | 0 | 1047632.3496 | 0 | 0 | 0 | 0 | -71488.5639 | 48682.3981 | 272701.7664 | 0 | 0 | 0 | 0 | 0 | 0 | 0 | 0 | 0 | 0 | 0 | 0 | 0
2016-06-13 13:00 | 0 | 0 | 0 | 0 | 0 | 0 | 478812.24 | 467299 | 0 | 0 | 0 | 0 | 11513.24 | 0 | 0 | 0 | 0 | 0 | 0 | 0 | 0 | 0 | 1047628.1591 | 0 | 0 | 0 | 0 | 0 | 11513.24 | 0 | 0 | 0 | 0 | 0 | 0 | 0 | 0 | 0 | 0 | 0 | 0 | 0 | 0
2016-06-13 14:00 | 0 | 0 | 0 | 0 | 0 | 0 | 684265.0246 | 495712 | 0 | 0 | 0 | 12388.805 | 186304.7461 | 0 | 0 | 0 | 0 | 0 | 0 | 0 | 0 | 0 | 1048722.1395 | 0 | 0 | 0 | 0 | 12388.805 | 174791.506 | 0 | 0 | 0 | 0 | 0 | 0 | 0 | 0 | 0 | 0 | 0 | 1372.7136 | 0 | 0
2016-06-13 15:00 | 0 | 0 | 0 | 0 | 0 | 0 | 686345.4147 | 522570 | 0 | 0 | 0 | 0 | 361096.2521 | 0 | 0 | 0 | 0 | 0 | 0 | 0 | 0 | 0 | 1049816.1154 | 0 | 0 | 0 | 0 | -12388.805 | 174791.506 | 0 | 0 | 0 | 0 | 0 | 0 | 0 | 0 | 0 | 0 | 0 | 1372.7136 | 0 | 0
2016-06-13 16:00 | 0 | 0 | 0 | 0 | 0 | 0 | 793236.7835 | 545584 | 0 | 0 | 0 | 71488.5639 | 535887.7581 | 0 | 0 | 0 | 0 | 0 | 0 | 0 | 0 | 0 | 1050910.087 | 0 | 0 | 0 | 0 | 71488.5639 | 174791.506 | 0 | 0 | 0 | 0 | 0 | 0 | 0 | 0 | 0 | 0 | 0 | 1372.7136 | 0 | 0
2016-06-13 17:00 | 0 | 0 | 0 | 0 | 0 | 0 | 751514.7236 | 565469 | 0 | 0 | 0 | 81370.0679 | 710679.2642 | 0 | 0 | 0 | 0 | 0 | 0 | 0 | 0 | 0 | 1052004.0543 | 0 | 0 | 0 | 0 | 9881.504 | 174791.506 | 0 | 0 | 0 | 0 | 0 | 0 | 0 | 0 | 0 | 0 | 0 | 1372.7136 | 0 | 0
2016-06-13 18:00 | 0 | 0 | 0 | 0 | 0 | 0 | 815139.0583 | 580343 | 0 | 0 | 0 | 140001.9065 | 885470.7702 | 0 | 0 | 0 | 0 | 0 | 0 | 0 | 0 | 0 | 1053098.0171 | 0 | 0 | 0 | 0 | 58631.8387 | 174791.506 | 0 | 0 | 0 | 0 | 0 | 0 | 0 | 0 | 0 | 0 | 0 | 1372.7136 | 0 | 0
2016-06-13 19:00 | 0 | 0 | 0 | 0 | 0 | 0 | 803791.8237 | 589658 | 0 | 0 | 0 | 177971.5106 | 1060262.2762 | 0 | 0 | 0 | 0 | 0 | 0 | 0 | 0 | 0 | 1054191.9756 | 0 | 0 | 0 | 0 | 37969.6041 | 174791.506 | 0 | 0 | 0 | 0 | 0 | 0 | 0 | 0 | 0 | 0 | 0 | 1372.7136 | 0 | 0
2016-06-13 20:00 | 0 | 0 | 0 | 0 | 0 | 0 | 796942.3426 | 595279 | 0 | 0 | 0 | 203470.6336 | 1235053.7823 | 0 | 0 | 0 | 0 | 0 | 0 | 0 | 0 | 0 | 1055285.9297 | 0 | 0 | 0 | 0 | 25499.1229 | 174791.506 | 0 | 0 | 0 | 0 | 0 | 0 | 0 | 0 | 0 | 0 | 0 | 1372.7136 | 0 | 0
2016-06-13 21:00 | 0 | 0 | 0 | 0 | 0 | 0 | 773131.2196 | 596967 | 0 | 0 | 0 | 203470.6336 | 1409845.2883 | 0 | 0 | 0 | 0 | 0 | 0 | 0 | 0 | 0 | 1056379.8794 | 0 | 0 | 0 | 0 | 0 | 174791.506 | 0 | 0 | 0 | 0 | 0 | 0 | 0 | 0 | 0 | 0 | 0 | 1372.7136 | 0 | 0
2016-06-13 22:00 | 0 | 0 | 0 | 0 | 0 | 0 | 752418.7006 | 591091 | 0 | 0 | 0 | 203470.6336 | 1571172.989 | 0 | 0 | 0 | 0 | 0 | 0 | 0 | 0 | 0 | 1056375.6539 | 0 | 0 | 0 | 0 | 0 | 161327.7006 | 0 | 0 | 0 | 0 | 0 | 0 | 0 | 0 | 0 | 0 | 0 | 0 | 0 | 0
2016-06-13 23:00 | 0 | 0 | 0 | 0 | 0 | 0 | 667107.4913 | 579889 | 0 | 0 | 0 | 142977.1278 | 1718884.986 | 0 | 0 | 0 | 0 | 0 | 0 | 0 | 0 | 0 | 1056371.4284 | 0 | 0 | 0 | 0 | -60493.5058 | 147711.9971 | 0 | 0 | 0 | 0 | 0 | 0 | 0 | 0 | 0 | 0 | 0 | 0 | 0 | 0
2016-06-14 | 0 | 0 | 0 | 0 | 0 | 0 | 551923.7526 | 565632 | 0 | 0 | 0 | 71488.5639 | 1776665.3025 | 0 | 0 | 0 | 0 | 0 | 0 | 0 | 0 | 0 | 1056367.2029 | 0 | 0 | 0 | 0 | -71488.5639 | 57780.3165 | 0 | 0 | 0 | 0 | 0 | 0 | 0 | 0 | 0 | 0 | 0 | 0 | 0 | 0
2016-06-14 01:00 | 0 | 0 | 0 | 0 | 0 | 26493.044 | 302292.0987 | 551948 | 0 | 0 | 0 | 0 | 1624991.0091 | 0 | 0 | 0 | 0 | 0 | 0 | 0 | 0 | 0 | 1056362.9774 | 0 | 0 | 0 | 0 | -71488.5639 | 0 | 151674.2934 | 0 | 0 | 0 | 0 | 0 | 0 | 0 | 0 | 0 | 0 | 0 | 0 | 0
2016-06-14 02:00 | 0 | 0 | 0 | 0 | 0 | 461161.1356 | 42032.7441 | 527027 | 0 | 0 | 0 | 0 | 1601157.8888 | 0 | 0 | 0 | 0 | 0 | 0 | 0 | 0 | 0 | 1056358.752 | 0 | 0 | 0 | 0 | 0 | 0 | 23833.1203 | 0 | 0 | 0 | 0 | 0 | 0 | 0 | 0 | 0 | 0 | 0 | 0 | 0
2016-06-14 03:00 | 0 | 0 | 0 | 0 | 0 | 466594.2789 | 0 | 491855 | 0 | 0 | 0 | 71488.5639 | 1504408.6038 | 0 | 0 | 0 | 0 | 0 | 0 | 0 | 0 | 0 | 1056354.5266 | 0 | 0 | 0 | 0 | 71488.5639 | 174791.506 | 271540.791 | 0 | 0 | 0 | 0 | 0 | 0 | 0 | 0 | 0 | 0 | 0 | 0 | 0
2016-06-14 04:00 | 0 | 0 | 0 | 0 | 0 | 440761.1232 | 0 | 458318 | 0 | 0 | 0 | 87712.4917 | 1470627.7992 | 0 | 0 | 0 | 0 | 0 | 0 | 0 | 0 | 0 | 1056350.3011 | 0 | 0 | 0 | 0 | 16223.9278 | 0 | 33780.8045 | 0 | 0 | 0 | 0 | 0 | 0 | 0 | 0 | 0 | 0 | 0 | 0 | 0
2016-06-14 05:00 | 0 | 0 | 0 | 0 | 0 | 413470.0722 | 0 | 429694 | 0 | 0 | 0 | 71488.5639 | 1470627.7992 | 0 | 0 | 0 | 0 | 0 | 0 | 0 | 0 | 0 | 1056346.0757 | 0 | 0 | 0 | 0 | -16223.9278 | 0 | 0 | 0 | 0 | 0 | 0 | 0 | 0 | 0 | 0 | 0 | 0 | 0 | 0 | 0
2016-06-14 06:00 | 0 | 0 | 0 | 0 | 0 | 64419.6697 | 0 | 408610 | 0 | 0 | 0 | 0 | 1197926.0328 | 0 | 0 | 0 | 0 | 0 | 0 | 0 | 0 | 0 | 1056341.8503 | 0 | 0 | 0 | 0 | -71488.5639 | 0 | 272701.7664 | 0 | 0 | 0 | 0 | 0 | 0 | 0 | 0 | 0 | 0 | 0 | 0 | 0
2016-06-14 07:00 | 0 | 0 | 0 | 0 | 0 | 365698.9684 | 0 | 393006 | 0 | 0 | 0 | 0 | 1170619.0012 | 0 | 0 | 0 | 0 | 0 | 0 | 0 | 0 | 0 | 1056337.625 | 0 | 0 | 0 | 0 | 0 | 0 | 27307.0316 | 0 | 0 | 0 | 0 | 0 | 0 | 0 | 0 | 0 | 0 | 0 | 0 | 0
2016-06-14 08:00 | 0 | 0 | 0 | 0 | 0 | 113560.2336 | 0 | 386262 | 0 | 0 | 0 | 0 | 897917.2348 | 0 | 0 | 0 | 0 | 0 | 0 | 0 | 0 | 0 | 1056333.3996 | 0 | 0 | 0 | 0 | 0 | 0 | 272701.7664 | 0 | 0 | 0 | 0 | 0 | 0 | 0 | 0 | 0 | 0 | 0 | 0 | 0
2016-06-14 09:00 | 0 | 0 | 0 | 0 | 0 | 189048.7975 | 0 | 390262 | 0 | 0 | 0 | 71488.5639 | 625215.4684 | 0 | 0 | 0 | 0 | 0 | 0 | 0 | 0 | 0 | 1056329.1743 | 0 | 0 | 0 | 0 | 71488.5639 | 0 | 272701.7664 | 0 | 0 | 0 | 0 | 0 | 0 | 0 | 0 | 0 | 0 | 0 | 0 | 0
2016-06-14 10:00 | 0 | 0 | 0 | 0 | 0 | 132308.2336 | 0 | 405010 | 0 | 0 | 0 | 71488.5639 | 352513.7019 | 0 | 0 | 0 | 0 | 0 | 0 | 0 | 0 | 0 | 1056324.949 | 0 | 0 | 0 | 0 | 0 | 0 | 272701.7664 | 0 | 0 | 0 | 0 | 0 | 0 | 0 | 0 | 0 | 0 | 0 | 0 | 0
2016-06-14 11:00 | 0 | 0 | 0 | 0 | 0 | 81395.134 | 13.5357 | 425599 | 0 | 0 | 0 | 0 | 79811.9355 | 0 | 0 | 0 | 0 | 0 | 0 | 0 | 0 | 0 | 1056320.7237 | 0 | 0 | 0 | 0 | -71488.5639 | 0 | 272701.7664 | 0 | 0 | 0 | 0 | 0 | 0 | 0 | 0 | 0 | 0 | 0 | 0 | 0
2016-06-14 12:00 | 0 | 0 | 0 | 0 | 0 | 199133.1928 | 170742.8717 | 449688 | 0 | 0 | 0 | 0 | 0 | 0 | 0 | 0 | 0 | 0 | 0 | 0 | 0 | 0 | 1056316.4984 | 0 | 0 | 0 | 0 | 0 | 0 | 79811.9355 | 0 | 0 | 0 | 0 | 0 | 0 | 0 | 0 | 0 | 0 | 0 | 0 | 0
2016-06-14 13:00 | 0 | 0 | 0 | 0 | 0 | 0 | 565060.9257 | 476353 | 0 | 0 | 0 | 0 | 88707.9257 | 0 | 0 | 0 | 0 | 0 | 0 | 0 | 0 | 0 | 1056312.2731 | 0 | 0 | 0 | 0 | 0 | 88707.9257 | 0 | 0 | 0 | 0 | 0 | 0 | 0 | 0 | 0 | 0 | 0 | 0 | 0 | 0
2016-06-14 14:00 | 0 | 0 | 0 | 0 | 0 | 0 | 720068.4615 | 503944 | 0 | 0 | 0 | 39960.2419 | 263499.4318 | 0 | 0 | 0 | 0 | 0 | 0 | 0 | 0 | 0 | 1057406.2187 | 0 | 0 | 0 | 0 | 39960.2419 | 174791.506 | 0 | 0 | 0 | 0 | 0 | 0 | 0 | 0 | 0 | 0 | 0 | 1372.7136 | 0 | 0
2016-06-14 15:00 | 0 | 0 | 0 | 0 | 0 | 0 | 667130.9778 | 530927 | 0 | 0 | 0 | 0 | 438290.9378 | 0 | 0 | 0 | 0 | 0 | 0 | 0 | 0 | 0 | 1058500.16 | 0 | 0 | 0 | 0 | -39960.2419 | 174791.506 | 0 | 0 | 0 | 0 | 0 | 0 | 0 | 0 | 0 | 0 | 0 | 1372.7136 | 0 | 0
2016-06-14 16:00 | 0 | 0 | 0 | 0 | 0 | 0 | 801604.7835 | 553952 | 0 | 0 | 0 | 71488.5639 | 613082.4438 | 0 | 0 | 0 | 0 | 0 | 0 | 0 | 0 | 0 | 1059594.0969 | 0 | 0 | 0 | 0 | 71488.5639 | 174791.506 | 0 | 0 | 0 | 0 | 0 | 0 | 0 | 0 | 0 | 0 | 0 | 1372.7136 | 0 | 0
2016-06-14 17:00 | 0 | 0 | 0 | 0 | 0 | 0 | 820901.7835 | 573249 | 0 | 0 | 0 | 142977.1278 | 787873.9499 | 0 | 0 | 0 | 0 | 0 | 0 | 0 | 0 | 0 | 1060688.0293 | 0 | 0 | 0 | 0 | 71488.5639 | 174791.506 | 0 | 0 | 0 | 0 | 0 | 0 | 0 | 0 | 0 | 0 | 0 | 1372.7136 | 0 | 0
2016-06-14 18:00 | 0 | 0 | 0 | 0 | 0 | 0 | 823738.7254 | 587081 | 0 | 0 | 0 | 203470.6336 | 962665.4559 | 0 | 0 | 0 | 0 | 0 | 0 | 0 | 0 | 0 | 1061781.9575 | 0 | 0 | 0 | 0 | 60493.5058 | 174791.506 | 0 | 0 | 0 | 0 | 0 | 0 | 0 | 0 | 0 | 0 | 0 | 1372.7136 | 0 | 0
2016-06-14 19:00 | 0 | 0 | 0 | 0 | 0 | 0 | 700362.6557 | 595687 | 0 | 0 | 0 | 131982.0697 | 1137456.962 | 0 | 0 | 0 | 0 | 0 | 0 | 0 | 0 | 0 | 1062875.8812 | 0 | 0 | 0 | 0 | -71488.5639 | 174791.506 | 0 | 0 | 0 | 0 | 0 | 0 | 0 | 0 | 0 | 0 | 0 | 1372.7136 | 0 | 0
2016-06-14 20:00 | 0 | 0 | 0 | 0 | 0 | 0 | 849474.7835 | 601822 | 0 | 0 | 0 | 203470.6336 | 1312248.468 | 0 | 0 | 0 | 0 | 0 | 0 | 0 | 0 | 0 | 1063969.8006 | 0 | 0 | 0 | 0 | 71488.5639 | 174791.506 | 0 | 0 | 0 | 0 | 0 | 0 | 0 | 0 | 0 | 0 | 0 | 1372.7136 | 0 | 0
2016-06-14 21:00 | 0 | 0 | 0 | 0 | 0 | 0 | 779901.2196 | 603737 | 0 | 0 | 0 | 203470.6336 | 1487039.974 | 0 | 0 | 0 | 0 | 0 | 0 | 0 | 0 | 0 | 1065063.7155 | 0 | 0 | 0 | 0 | 0 | 174791.506 | 0 | 0 | 0 | 0 | 0 | 0 | 0 | 0 | 0 | 0 | 0 | 1372.7136 | 0 | 0
2016-06-14 22:00 | 0 | 0 | 0 | 0 | 0 | 0 | 773764.2196 | 597600 | 0 | 0 | 0 | 203470.6336 | 1661831.4801 | 0 | 0 | 0 | 0 | 0 | 0 | 0 | 0 | 0 | 1066157.6262 | 0 | 0 | 0 | 0 | 0 | 174791.506 | 0 | 0 | 0 | 0 | 0 | 0 | 0 | 0 | 0 | 0 | 0 | 1372.7136 | 0 | 0
2016-06-14 23:00 | 0 | 0 | 0 | 0 | 0 | 0 | 720422.1533 | 585548 | 0 | 0 | 0 | 203470.6336 | 1796705.6333 | 0 | 0 | 0 | 0 | 0 | 0 | 0 | 0 | 0 | 1066153.3615 | 0 | 0 | 0 | 0 | 0 | 134874.1533 | 0 | 0 | 0 | 0 | 0 | 0 | 0 | 0 | 0 | 0 | 0 | 0 | 0 | 0
2016-06-15 | 0 | 0 | 0 | 0 | 0 | 0 | 568091.7341 | 570965 | 0 | 0 | 0 | 200597.3677 | 1796705.6333 | 0 | 0 | 0 | 0 | 0 | 0 | 0 | 0 | 0 | 1066149.0969 | 0 | 0 | 0 | 0 | -2873.2659 | 0 | 0 | 0 | 0 | 0 | 0 | 0 | 0 | 0 | 0 | 0 | 0 | 0 | 0 | 0
2016-06-15 01:00 | 0 | 0 | 0 | 0 | 0 | 0 | 309011.0613 | 557325 | 0 | 0 | 0 | 203470.6336 | 1545518.4288 | 0 | 0 | 0 | 0 | 0 | 0 | 0 | 0 | 0 | 1066144.8323 | 0 | 0 | 0 | 0 | 2873.2659 | 0 | 251187.2046 | 0 | 0 | 0 | 0 | 0 | 0 | 0 | 0 | 0 | 0 | 0 | 0 | 0
2016-06-15 02:00 | 0 | 0 | 0 | 0 | 0 | 221741.8845 | 38027.3491 | 532471 | 0 | 0 | 0 | 203470.6336 | 1272816.6623 | 0 | 0 | 0 | 0 | 0 | 0 | 0 | 0 | 0 | 1066140.5677 | 0 | 0 | 0 | 0 | 0 | 0 | 272701.7664 | 0 | 0 | 0 | 0 | 0 | 0 | 0 | 0 | 0 | 0 | 0 | 0 | 0
2016-06-15 03:00 | 0 | 0 | 0 | 0 | 0 | 473498.4652 | 2.6764 | 498690 | 0 | 0 | 0 | 178281.7751 | 1272816.6623 | 0 | 0 | 0 | 0 | 0 | 0 | 0 | 0 | 0 | 1066136.3032 | 0 | 0 | 0 | 0 | -25188.8585 | 0 | 0 | 0 | 0 | 0 | 0 | 0 | 0 | 0 | 0 | 0 | 0 | 0 | 0 | 0
2016-06-15 04:00 | 0 | 0 | 0 | 0 | 0 | 394722.4361 | 0 | 466211 | 0 | 0 | 0 | 106793.2112 | 1272816.6623 | 0 | 0 | 0 | 0 | 0 | 0 | 0 | 0 | 0 | 1066132.0386 | 0 | 0 | 0 | 0 | -71488.5639 | 0 | 0 | 0 | 0 | 0 | 0 | 0 | 0 | 0 | 0 | 0 | 0 | 0 | 0 | 0
2016-06-15 05:00 | 0 | 0 | 0 | 0 | 0 | 190629.0921 | 0 | 438142 | 0 | 0 | 0 | 131982.0697 | 1000114.8959 | 0 | 0 | 0 | 0 | 0 | 0 | 0 | 0 | 0 | 1066127.7741 | 0 | 0 | 0 | 0 | 25188.8585 | 0 | 272701.7664 | 0 | 0 | 0 | 0 | 0 | 0 | 0 | 0 | 0 | 0 | 0 | 0 | 0
2016-06-15 06:00 | 0 | 0 | 0 | 0 | 0 | 488588.5639 | 0 | 417100 | 0 | 0 | 0 | 203470.6336 | 1000114.8959 | 0 | 0 | 0 | 0 | 0 | 0 | 0 | 0 | 0 | 1066123.5096 | 0 | 0 | 0 | 0 | 71488.5639 | 0 | 0 | 0 | 0 | 0 | 0 | 0 | 0 | 0 | 0 | 0 | 0 | 0 | 0 | 0
2016-06-15 07:00 | 0 | 0 | 0 | 0 | 0 | 129410.2336 | 0 | 402112 | 0 | 0 | 0 | 203470.6336 | 727413.1295 | 0 | 0 | 0 | 0 | 0 | 0 | 0 | 0 | 0 | 1066119.2451 | 0 | 0 | 0 | 0 | 0 | 0 | 272701.7664 | 0 | 0 | 0 | 0 | 0 | 0 | 0 | 0 | 0 | 0 | 0 | 0 | 0
2016-06-15 08:00 | 0 | 0 | 0 | 0 | 0 | 122057.2336 | 0 | 394759 | 0 | 0 | 0 | 203470.6336 | 454711.3631 | 0 | 0 | 0 | 0 | 0 | 0 | 0 | 0 | 0 | 1066114.9806 | 0 | 0 | 0 | 0 | 0 | 0 | 272701.7664 | 0 | 0 | 0 | 0 | 0 | 0 | 0 | 0 | 0 | 0 | 0 | 0 | 0
2016-06-15 09:00 | 0 | 0 | 0 | 0 | 0 | 327025.4361 | 0 | 398514 | 0 | 0 | 0 | 131982.0697 | 454711.3631 | 0 | 0 | 0 | 0 | 0 | 0 | 0 | 0 | 0 | 1066110.7162 | 0 | 0 | 0 | 0 | -71488.5639 | 0 | 0 | 0 | 0 | 0 | 0 | 0 | 0 | 0 | 0 | 0 | 0 | 0 | 0 | 0
2016-06-15 10:00 | 0 | 0 | 0 | 0 | 0 | 212470.7975 | 0 | 413684 | 0 | 0 | 0 | 203470.6336 | 182009.5967 | 0 | 0 | 0 | 0 | 0 | 0 | 0 | 0 | 0 | 1066106.4517 | 0 | 0 | 0 | 0 | 71488.5639 | 0 | 272701.7664 | 0 | 0 | 0 | 0 | 0 | 0 | 0 | 0 | 0 | 0 | 0 | 0 | 0
2016-06-15 11:00 | 0 | 0 | 0 | 0 | 0 | 404525.7067 | 17.945 | 433725 | 0 | 0 | 0 | 142977.1278 | 213321.7542 | 0 | 0 | 0 | 0 | 0 | 0 | 0 | 0 | 0 | 1066102.1873 | 0 | 0 | 0 | 0 | -60493.5058 | 31312.1575 | 0 | 0 | 0 | 0 | 0 | 0 | 0 | 0 | 0 | 0 | 0 | 0 | 0 | 0
2016-06-15 12:00 | 0 | 0 | 0 | 0 | 0 | 217967.3448 | 154545.3229 | 458210 | 0 | 0 | 0 | 71488.5639 | 199112.9858 | 0 | 0 | 0 | 0 | 0 | 0 | 0 | 0 | 0 | 1066097.9229 | 0 | 0 | 0 | 0 | -71488.5639 | 0 | 14208.7684 | 0 | 0 | 0 | 0 | 0 | 0 | 0 | 0 | 0 | 0 | 0 | 0 | 0
2016-06-15 13:00 | 0 | 0 | 0 | 0 | 0 | 0 | 538054.7578 | 486171 | 0 | 0 | 0 | 0 | 322485.3075 | 0 | 0 | 0 | 0 | 0 | 0 | 0 | 0 | 0 | 1066093.6585 | 0 | 0 | 0 | 0 | -71488.5639 | 123372.3217 | 0 | 0 | 0 | 0 | 0 | 0 | 0 | 0 | 0 | 0 | 0 | 0 | 0 | 0
2016-06-15 14:00 | 0 | 0 | 0 | 0 | 0 | 0 | 702111.7493 | 515729 | 0 | 0 | 0 | 10218.5297 | 497276.8136 | 0 | 0 | 0 | 0 | 0 | 0 | 0 | 0 | 0 | 1067187.565 | 0 | 0 | 0 | 0 | 10218.5297 | 174791.506 | 0 | 0 | 0 | 0 | 0 | 0 | 0 | 0 | 0 | 0 | 0 | 1372.7136 | 0 | 0
2016-06-15 15:00 | 0 | 0 | 0 | 0 | 0 | 0 | 710145.6899 | 544200 | 0 | 0 | 0 | 0 | 672068.3196 | 0 | 0 | 0 | 0 | 0 | 0 | 0 | 0 | 0 | 1068281.4671 | 0 | 0 | 0 | 0 | -10218.5297 | 174791.506 | 0 | 0 | 0 | 0 | 0 | 0 | 0 | 0 | 0 | 0 | 0 | 1372.7136 | 0 | 0
2016-06-15 16:00 | 0 | 0 | 0 | 0 | 0 | 0 | 816680.7835 | 569028 | 0 | 0 | 0 | 71488.5639 | 846859.8256 | 0 | 0 | 0 | 0 | 0 | 0 | 0 | 0 | 0 | 1069375.3648 | 0 | 0 | 0 | 0 | 71488.5639 | 174791.506 | 0 | 0 | 0 | 0 | 0 | 0 | 0 | 0 | 0 | 0 | 0 | 1372.7136 | 0 | 0
2016-06-15 17:00 | 0 | 0 | 0 | 0 | 0 | 0 | 827606.7254 | 590949 | 0 | 0 | 0 | 131982.0697 | 1021651.3317 | 0 | 0 | 0 | 0 | 0 | 0 | 0 | 0 | 0 | 1070469.2582 | 0 | 0 | 0 | 0 | 60493.5058 | 174791.506 | 0 | 0 | 0 | 0 | 0 | 0 | 0 | 0 | 0 | 0 | 0 | 1372.7136 | 0 | 0
2016-06-15 18:00 | 0 | 0 | 0 | 0 | 0 | 0 | 856334.7835 | 608682 | 0 | 0 | 0 | 203470.6336 | 1196442.8377 | 0 | 0 | 0 | 0 | 0 | 0 | 0 | 0 | 0 | 1071563.1472 | 0 | 0 | 0 | 0 | 71488.5639 | 174791.506 | 0 | 0 | 0 | 0 | 0 | 0 | 0 | 0 | 0 | 0 | 0 | 1372.7136 | 0 | 0
2016-06-15 19:00 | 0 | 0 | 0 | 0 | 0 | 0 | 797264.2196 | 621100 | 0 | 0 | 0 | 203470.6336 | 1371234.3438 | 0 | 0 | 0 | 0 | 0 | 0 | 0 | 0 | 0 | 1072657.0318 | 0 | 0 | 0 | 0 | 0 | 174791.506 | 0 | 0 | 0 | 0 | 0 | 0 | 0 | 0 | 0 | 0 | 0 | 1372.7136 | 0 | 0
2016-06-15 20:00 | 0 | 0 | 0 | 0 | 0 | 0 | 806023.2196 | 629859 | 0 | 0 | 0 | 203470.6336 | 1546025.8498 | 0 | 0 | 0 | 0 | 0 | 0 | 0 | 0 | 0 | 1073750.912 | 0 | 0 | 0 | 0 | 0 | 174791.506 | 0 | 0 | 0 | 0 | 0 | 0 | 0 | 0 | 0 | 0 | 0 | 1372.7136 | 0 | 0
2016-06-15 21:00 | 0 | 0 | 0 | 0 | 0 | 0 | 782172.2539 | 632024 | 0 | 0 | 0 | 177454.6678 | 1720817.3558 | 0 | 0 | 0 | 0 | 0 | 0 | 0 | 0 | 0 | 1074844.7879 | 0 | 0 | 0 | 0 | -26015.9657 | 174791.506 | 0 | 0 | 0 | 0 | 0 | 0 | 0 | 0 | 0 | 0 | 0 | 1372.7136 | 0 | 0
2016-06-15 22:00 | 0 | 0 | 0 | 0 | 0 | 0 | 828993.1853 | 626813 | 0 | 0 | 0 | 203470.6336 | 1895608.8619 | 0 | 0 | 0 | 0 | 0 | 0 | 0 | 0 | 0 | 1075938.6594 | 0 | 0 | 0 | 0 | 26015.9657 | 174791.506 | 0 | 0 | 0 | 0 | 0 | 0 | 0 | 0 | 0 | 0 | 0 | 1372.7136 | 0 | 0
2016-06-15 23:00 | 0 | 0 | 0 | 0 | 0 | 0 | 761222.9877 | 613147 | 0 | 0 | 0 | 176755.1152 | 2070400.3679 | 0 | 0 | 0 | 0 | 0 | 0 | 0 | 0 | 0 | 1075934.3556 | 0 | 0 | 0 | 0 | -26715.5183 | 174791.506 | 0 | 0 | 0 | 0 | 0 | 0 | 0 | 0 | 0 | 0 | 0 | 0 | 0 | 0
2016-06-16 | 0 | 0 | 0 | 0 | 0 | 12942.958 | 609574.4518 | 596583 | 0 | 0 | 0 | 105266.5513 | 2167823.3416 | 0 | 0 | 0 | 0 | 0 | 0 | 0 | 0 | 0 | 1075930.0519 | 0 | 0 | 0 | 0 | -71488.5639 | 97422.9737 | 0 | 0 | 0 | 0 | 0 | 0 | 0 | 0 | 0 | 0 | 0 | 0 | 0 | 0
2016-06-16 01:00 | 0 | 0 | 0 | 0 | 0 | 334028.2262 | 349021.716 | 579747 | 0 | 0 | 0 | 33777.9874 | 2342614.8477 | 0 | 0 | 0 | 0 | 0 | 0 | 0 | 0 | 0 | 1075925.7482 | 0 | 0 | 0 | 0 | -71488.5639 | 174791.506 | 0 | 0 | 0 | 0 | 0 | 0 | 0 | 0 | 0 | 0 | 0 | 0 | 0 | 0
2016-06-16 02:00 | 0 | 0 | 0 | 0 | 0 | 645078.0664 | 48811.4522 | 552876 | 0 | 0 | 0 | 0 | 2517406.3537 | 0 | 0 | 0 | 0 | 0 | 0 | 0 | 0 | 0 | 1075921.4445 | 0 | 0 | 0 | 0 | -33777.9874 | 174791.506 | 0 | 0 | 0 | 0 | 0 | 0 | 0 | 0 | 0 | 0 | 0 | 0 | 0 | 0
2016-06-16 03:00 | 0 | 0 | 0 | 0 | 0 | 745005.7283 | 2.1226 | 516809 | 0 | 0 | 0 | 71488.5639 | 2674116.6407 | 0 | 0 | 0 | 0 | 0 | 0 | 0 | 0 | 0 | 1075917.1408 | 0 | 0 | 0 | 0 | 71488.5639 | 156710.287 | 0 | 0 | 0 | 0 | 0 | 0 | 0 | 0 | 0 | 0 | 0 | 0 | 0 | 0
2016-06-16 04:00 | 0 | 0 | 0 | 0 | 0 | 724593.8419 | 0 | 482294 | 0 | 0 | 0 | 138996.8997 | 2848908.1468 | 0 | 0 | 0 | 0 | 0 | 0 | 0 | 0 | 0 | 1075912.8371 | 0 | 0 | 0 | 0 | 67508.3359 | 174791.506 | 0 | 0 | 0 | 0 | 0 | 0 | 0 | 0 | 0 | 0 | 0 | 0 | 0 | 0
2016-06-16 05:00 | 0 | 0 | 0 | 0 | 0 | 445679.1699 | 0 | 452694 | 0 | 0 | 0 | 131982.0697 | 2848908.1468 | 0 | 0 | 0 | 0 | 0 | 0 | 0 | 0 | 0 | 1075908.5335 | 0 | 0 | 0 | 0 | -7014.8301 | 0 | 0 | 0 | 0 | 0 | 0 | 0 | 0 | 0 | 0 | 0 | 0 | 0 | 0 | 0
2016-06-16 06:00 | 0 | 0 | 0 | 0 | 0 | 501067.5639 | 0 | 429579 | 0 | 0 | 0 | 203470.6336 | 2848908.1468 | 0 | 0 | 0 | 0 | 0 | 0 | 0 | 0 | 0 | 1075904.2298 | 0 | 0 | 0 | 0 | 71488.5639 | 0 | 0 | 0 | 0 | 0 | 0 | 0 | 0 | 0 | 0 | 0 | 0 | 0 | 0 | 0
2016-06-16 07:00 | 0 | 0 | 0 | 0 | 0 | 341421.4361 | 0 | 412910 | 0 | 0 | 0 | 131982.0697 | 2848908.1468 | 0 | 0 | 0 | 0 | 0 | 0 | 0 | 0 | 0 | 1075899.9262 | 0 | 0 | 0 | 0 | -71488.5639 | 0 | 0 | 0 | 0 | 0 | 0 | 0 | 0 | 0 | 0 | 0 | 0 | 0 | 0 | 0
2016-06-16 08:00 | 0 | 0 | 0 | 0 | 0 | 344479.4942 | 0 | 404973 | 0 | 0 | 0 | 71488.5639 | 2848908.1468 | 0 | 0 | 0 | 0 | 0 | 0 | 0 | 0 | 0 | 1075895.6226 | 0 | 0 | 0 | 0 | -60493.5058 | 0 | 0 | 0 | 0 | 0 | 0 | 0 | 0 | 0 | 0 | 0 | 0 | 0 | 0 | 0
2016-06-16 09:00 | 0 | 0 | 0 | 0 | 0 | 337016.4361 | 0 | 408505 | 0 | 0 | 0 | 0 | 2848908.1468 | 0 | 0 | 0 | 0 | 0 | 0 | 0 | 0 | 0 | 1075891.319 | 0 | 0 | 0 | 0 | -71488.5639 | 0 | 0 | 0 | 0 | 0 | 0 | 0 | 0 | 0 | 0 | 0 | 0 | 0 | 0 | 0
2016-06-16 10:00 | 0 | 0 | 0 | 0 | 0 | 422239 | 0 | 422239 | 0 | 0 | 0 | 0 | 2848908.1468 | 0 | 0 | 0 | 0 | 0 | 0 | 0 | 0 | 0 | 1075887.0155 | 0 | 0 | 0 | 0 | 0 | 0 | 0 | 0 | 0 | 0 | 0 | 0 | 0 | 0 | 0 | 0 | 0 | 0 | 0 | 0
2016-06-16 11:00 | 0 | 0 | 0 | 0 | 0 | 453757.0999 | 17.1247 | 442317 | 0 | 0 | 0 | 11457.2245 | 2848908.1468 | 0 | 0 | 0 | 0 | 0 | 0 | 0 | 0 | 0 | 1075882.7119 | 0 | 0 | 0 | 0 | 11457.2245 | 0 | 0 | 0 | 0 | 0 | 0 | 0 | 0 | 0 | 0 | 0 | 0 | 0 | 0 | 0
2016-06-16 12:00 | 0 | 0 | 0 | 0 | 0 | 332521.3161 | 165492.7942 | 467491 | 0 | 0 | 0 | 0 | 2890888.4816 | 0 | 0 | 0 | 0 | 0 | 0 | 0 | 0 | 0 | 1075878.4084 | 0 | 0 | 0 | 0 | -11457.2245 | 41980.3349 | 0 | 0 | 0 | 0 | 0 | 0 | 0 | 0 | 0 | 0 | 0 | 0 | 0 | 0
2016-06-16 13:00 | 0 | 0 | 0 | 0 | 0 | 0 | 573144.4576 | 494771 | 0 | 0 | 0 | 0 | 2969261.9393 | 0 | 0 | 0 | 0 | 0 | 0 | 0 | 0 | 0 | 1075874.1049 | 0 | 0 | 0 | 0 | 0 | 78373.4576 | 0 | 0 | 0 | 0 | 0 | 0 | 0 | 0 | 0 | 0 | 0 | 0 | 0 | 0
2016-06-16 14:00 | 0 | 0 | 0 | 0 | 0 | 0 | 728014.6855 | 523244 | 0 | 0 | 0 | 28606.4658 | 3144053.4453 | 0 | 0 | 0 | 0 | 0 | 0 | 0 | 0 | 0 | 1076967.9723 | 0 | 0 | 0 | 0 | 28606.4658 | 174791.506 | 0 | 0 | 0 | 0 | 0 | 0 | 0 | 0 | 0 | 0 | 0 | 1372.7136 | 0 | 0
2016-06-16 15:00 | 0 | 0 | 0 | 0 | 0 | 0 | 698114.7538 | 550557 | 0 | 0 | 0 | 0 | 3318844.9513 | 0 | 0 | 0 | 0 | 0 | 0 | 0 | 0 | 0 | 1078061.8352 | 0 | 0 | 0 | 0 | -28606.4658 | 174791.506 | 0 | 0 | 0 | 0 | 0 | 0 | 0 | 0 | 0 | 0 | 0 | 1372.7136 | 0 | 0
2016-06-16 16:00 | 0 | 0 | 0 | 0 | 0 | 0 | 821145.7835 | 573493 | 0 | 0 | 0 | 71488.5639 | 3493636.4574 | 0 | 0 | 0 | 0 | 0 | 0 | 0 | 0 | 0 | 1079155.6939 | 0 | 0 | 0 | 0 | 71488.5639 | 174791.506 | 0 | 0 | 0 | 0 | 0 | 0 | 0 | 0 | 0 | 0 | 0 | 1372.7136 | 0 | 0
2016-06-16 17:00 | 0 | 0 | 0 | 0 | 0 | 0 | 840966.7835 | 593314 | 0 | 0 | 0 | 142977.1278 | 3668427.9634 | 0 | 0 | 0 | 0 | 0 | 0 | 0 | 0 | 0 | 1080249.5481 | 0 | 0 | 0 | 0 | 71488.5639 | 174791.506 | 0 | 0 | 0 | 0 | 0 | 0 | 0 | 0 | 0 | 0 | 0 | 1372.7136 | 0 | 0
2016-06-16 18:00 | 0 | 0 | 0 | 0 | 0 | 0 | 844984.7254 | 608327 | 0 | 0 | 0 | 203470.6336 | 3843219.4695 | 0 | 0 | 0 | 0 | 0 | 0 | 0 | 0 | 0 | 1081343.398 | 0 | 0 | 0 | 0 | 60493.5058 | 174791.506 | 0 | 0 | 0 | 0 | 0 | 0 | 0 | 0 | 0 | 0 | 0 | 1372.7136 | 0 | 0
2016-06-16 19:00 | 0 | 0 | 0 | 0 | 0 | 0 | 721816.6557 | 617141 | 0 | 0 | 0 | 131982.0697 | 4018010.9755 | 0 | 0 | 0 | 0 | 0 | 0 | 0 | 0 | 0 | 1082437.2435 | 0 | 0 | 0 | 0 | -71488.5639 | 174791.506 | 0 | 0 | 0 | 0 | 0 | 0 | 0 | 0 | 0 | 0 | 0 | 1372.7136 | 0 | 0
2016-06-16 20:00 | 0 | 0 | 0 | 0 | 0 | 0 | 869996.7835 | 622344 | 0 | 0 | 0 | 203470.6336 | 4192802.4815 | 0 | 0 | 0 | 0 | 0 | 0 | 0 | 0 | 0 | 1083531.0846 | 0 | 0 | 0 | 0 | 71488.5639 | 174791.506 | 0 | 0 | 0 | 0 | 0 | 0 | 0 | 0 | 0 | 0 | 0 | 1372.7136 | 0 | 0
2016-06-16 21:00 | 0 | 0 | 0 | 0 | 0 | 0 | 799276.2196 | 623112 | 0 | 0 | 0 | 203470.6336 | 4367593.9876 | 0 | 0 | 0 | 0 | 0 | 0 | 0 | 0 | 0 | 1084624.9213 | 0 | 0 | 0 | 0 | 0 | 174791.506 | 0 | 0 | 0 | 0 | 0 | 0 | 0 | 0 | 0 | 0 | 0 | 1372.7136 | 0 | 0
2016-06-16 22:00 | 0 | 0 | 0 | 0 | 0 | 0 | 793367.2196 | 617203 | 0 | 0 | 0 | 203470.6336 | 4542385.4936 | 0 | 0 | 0 | 0 | 0 | 0 | 0 | 0 | 0 | 1085718.7537 | 0 | 0 | 0 | 0 | 0 | 174791.506 | 0 | 0 | 0 | 0 | 0 | 0 | 0 | 0 | 0 | 0 | 0 | 1372.7136 | 0 | 0
2016-06-16 23:00 | 0 | 0 | 0 | 0 | 0 | 0 | 776967.2243 | 605611 | 0 | 0 | 0 | 200035.3518 | 4717176.9996 | 0 | 0 | 0 | 0 | 0 | 0 | 0 | 0 | 0 | 1085714.4108 | 0 | 0 | 0 | 0 | -3435.2817 | 174791.506 | 0 | 0 | 0 | 0 | 0 | 0 | 0 | 0 | 0 | 0 | 0 | 0 | 0 | 0
2016-06-17 | 0 | 0 | 0 | 0 | 0 | 0 | 618039.4636 | 591553 | 0 | 0 | 0 | 203470.6336 | 4740228.1815 | 0 | 0 | 0 | 0 | 0 | 0 | 0 | 0 | 0 | 1085710.068 | 0 | 0 | 0 | 0 | 3435.2817 | 174791.506 | 151740.3242 | 0 | 0 | 0 | 0 | 0 | 0 | 0 | 0 | 0 | 0 | 0 | 0 | 0
2016-06-17 01:00 | 0 | 0 | 0 | 0 | 0 | 210078.9946 | 365644.0054 | 575723 | 0 | 0 | 0 | 203470.6336 | 4740228.1815 | 0 | 0 | 0 | 0 | 0 | 0 | 0 | 0 | 0 | 1085705.7251 | 0 | 0 | 0 | 0 | 0 | 0 | 0 | 0 | 0 | 0 | 0 | 0 | 0 | 0 | 0 | 0 | 0 | 0 | 0 | 0
2016-06-17 02:00 | 0 | 0 | 0 | 0 | 0 | 426893.1939 | 51209.2422 | 549591 | 0 | 0 | 0 | 131982.0697 | 4740228.1815 | 0 | 0 | 0 | 0 | 0 | 0 | 0 | 0 | 0 | 1085701.3823 | 0 | 0 | 0 | 0 | -71488.5639 | 0 | 0 | 0 | 0 | 0 | 0 | 0 | 0 | 0 | 0 | 0 | 0 | 0 | 0 | 0
2016-06-17 03:00 | 0 | 0 | 0 | 0 | 0 | 587203.7386 | 1.8253 | 515717 | 0 | 0 | 0 | 203470.6336 | 4740228.1815 | 0 | 0 | 0 | 0 | 0 | 0 | 0 | 0 | 0 | 1085697.0395 | 0 | 0 | 0 | 0 | 71488.5639 | 0 | 0 | 0 | 0 | 0 | 0 | 0 | 0 | 0 | 0 | 0 | 0 | 0 | 0 | 0
2016-06-17 04:00 | 0 | 0 | 0 | 0 | 0 | 423223.4942 | 0 | 483717 | 0 | 0 | 0 | 142977.1278 | 4740228.1815 | 0 | 0 | 0 | 0 | 0 | 0 | 0 | 0 | 0 | 1085692.6967 | 0 | 0 | 0 | 0 | -60493.5058 | 0 | 0 | 0 | 0 | 0 | 0 | 0 | 0 | 0 | 0 | 0 | 0 | 0 | 0 | 0
2016-06-17 05:00 | 0 | 0 | 0 | 0 | 0 | 110088.6697 | 0 | 454279 | 0 | 0 | 0 | 71488.5639 | 4467526.4151 | 0 | 0 | 0 | 0 | 0 | 0 | 0 | 0 | 0 | 1085688.3539 | 0 | 0 | 0 | 0 | -71488.5639 | 0 | 272701.7664 | 0 | 0 | 0 | 0 | 0 | 0 | 0 | 0 | 0 | 0 | 0 | 0 | 0
2016-06-17 06:00 | 0 | 0 | 0 | 0 | 0 | 531550.9421 | 0 | 428248 | 0 | 0 | 0 | 0 | 4642317.9211 | 0 | 0 | 0 | 0 | 0 | 0 | 0 | 0 | 0 | 1085684.0112 | 0 | 0 | 0 | 0 | -71488.5639 | 174791.506 | 0 | 0 | 0 | 0 | 0 | 0 | 0 | 0 | 0 | 0 | 0 | 0 | 0 | 0
2016-06-17 07:00 | 0 | 0 | 0 | 0 | 0 | 139050.2336 | 0 | 411752 | 0 | 0 | 0 | 0 | 4369616.1547 | 0 | 0 | 0 | 0 | 0 | 0 | 0 | 0 | 0 | 1085679.6684 | 0 | 0 | 0 | 0 | 0 | 0 | 272701.7664 | 0 | 0 | 0 | 0 | 0 | 0 | 0 | 0 | 0 | 0 | 0 | 0 | 0
2016-06-17 08:00 | 0 | 0 | 0 | 0 | 0 | 474988.5639 | 0 | 403500 | 0 | 0 | 0 | 71488.5639 | 4369616.1547 | 0 | 0 | 0 | 0 | 0 | 0 | 0 | 0 | 0 | 1085675.3257 | 0 | 0 | 0 | 0 | 71488.5639 | 0 | 0 | 0 | 0 | 0 | 0 | 0 | 0 | 0 | 0 | 0 | 0 | 0 | 0 | 0
2016-06-17 09:00 | 0 | 0 | 0 | 0 | 0 | 334024.4361 | 0 | 405513 | 0 | 0 | 0 | 0 | 4369616.1547 | 0 | 0 | 0 | 0 | 0 | 0 | 0 | 0 | 0 | 1085670.983 | 0 | 0 | 0 | 0 | -71488.5639 | 0 | 0 | 0 | 0 | 0 | 0 | 0 | 0 | 0 | 0 | 0 | 0 | 0 | 0 | 0
2016-06-17 10:00 | 0 | 0 | 0 | 0 | 0 | 143942.2336 | 0 | 416644 | 0 | 0 | 0 | 0 | 4096914.3883 | 0 | 0 | 0 | 0 | 0 | 0 | 0 | 0 | 0 | 1085666.6403 | 0 | 0 | 0 | 0 | 0 | 0 | 272701.7664 | 0 | 0 | 0 | 0 | 0 | 0 | 0 | 0 | 0 | 0 | 0 | 0 | 0
2016-06-17 11:00 | 0 | 0 | 0 | 0 | 0 | 456864.1407 | 17.0221 | 434301 | 0 | 0 | 0 | 22580.1628 | 4096914.3883 | 0 | 0 | 0 | 0 | 0 | 0 | 0 | 0 | 0 | 1085662.2977 | 0 | 0 | 0 | 0 | 22580.1628 | 0 | 0 | 0 | 0 | 0 | 0 | 0 | 0 | 0 | 0 | 0 | 0 | 0 | 0 | 0
2016-06-17 12:00 | 0 | 0 | 0 | 0 | 0 | 2947.2149 | 161060.8559 | 459290 | 0 | 0 | 0 | 0 | 3824212.6219 | 0 | 0 | 0 | 0 | 0 | 0 | 0 | 0 | 0 | 1085657.955 | 0 | 0 | 0 | 0 | -22580.1628 | 0 | 272701.7664 | 0 | 0 | 0 | 0 | 0 | 0 | 0 | 0 | 0 | 0 | 0 | 0 | 0
2016-06-17 13:00 | 0 | 0 | 0 | 0 | 0 | 0 | 567118.5483 | 488911 | 0 | 0 | 0 | 0 | 3902420.1701 | 0 | 0 | 0 | 0 | 0 | 0 | 0 | 0 | 0 | 1085653.6124 | 0 | 0 | 0 | 0 | 0 | 78207.5483 | 0 | 0 | 0 | 0 | 0 | 0 | 0 | 0 | 0 | 0 | 0 | 0 | 0 | 0
2016-06-17 14:00 | 0 | 0 | 0 | 0 | 0 | 0 | 725626.7007 | 518595 | 0 | 0 | 0 | 30867.481 | 4077211.6762 | 0 | 0 | 0 | 0 | 0 | 0 | 0 | 0 | 0 | 1086747.4406 | 0 | 0 | 0 | 0 | 30867.481 | 174791.506 | 0 | 0 | 0 | 0 | 0 | 0 | 0 | 0 | 0 | 0 | 0 | 1372.7136 | 0 | 0
2016-06-17 15:00 | 0 | 0 | 0 | 0 | 0 | 0 | 691037.7386 | 545741 | 0 | 0 | 0 | 0 | 4252003.1822 | 0 | 0 | 0 | 0 | 0 | 0 | 0 | 0 | 0 | 1087841.2645 | 0 | 0 | 0 | 0 | -30867.481 | 174791.506 | 0 | 0 | 0 | 0 | 0 | 0 | 0 | 0 | 0 | 0 | 0 | 1372.7136 | 0 | 0
2016-06-17 16:00 | 0 | 0 | 0 | 0 | 0 | 0 | 815142.7835 | 567490 | 0 | 0 | 0 | 71488.5639 | 4426794.6883 | 0 | 0 | 0 | 0 | 0 | 0 | 0 | 0 | 0 | 1088935.084 | 0 | 0 | 0 | 0 | 71488.5639 | 174791.506 | 0 | 0 | 0 | 0 | 0 | 0 | 0 | 0 | 0 | 0 | 0 | 1372.7136 | 0 | 0
2016-06-17 17:00 | 0 | 0 | 0 | 0 | 0 | 0 | 832201.7835 | 584549 | 0 | 0 | 0 | 142977.1278 | 4601586.1943 | 0 | 0 | 0 | 0 | 0 | 0 | 0 | 0 | 0 | 1090028.8992 | 0 | 0 | 0 | 0 | 71488.5639 | 174791.506 | 0 | 0 | 0 | 0 | 0 | 0 | 0 | 0 | 0 | 0 | 0 | 1372.7136 | 0 | 0
2016-06-17 18:00 | 0 | 0 | 0 | 0 | 0 | 0 | 833948.7254 | 597291 | 0 | 0 | 0 | 203470.6336 | 4776377.7003 | 0 | 0 | 0 | 0 | 0 | 0 | 0 | 0 | 0 | 1091122.7099 | 0 | 0 | 0 | 0 | 60493.5058 | 174791.506 | 0 | 0 | 0 | 0 | 0 | 0 | 0 | 0 | 0 | 0 | 0 | 1372.7136 | 0 | 0
2016-06-17 19:00 | 0 | 0 | 0 | 0 | 0 | 0 | 782772.2196 | 606608 | 0 | 0 | 0 | 203470.6336 | 4951169.2064 | 0 | 0 | 0 | 0 | 0 | 0 | 0 | 0 | 0 | 1092216.5163 | 0 | 0 | 0 | 0 | 0 | 174791.506 | 0 | 0 | 0 | 0 | 0 | 0 | 0 | 0 | 0 | 0 | 0 | 1372.7136 | 0 | 0
2016-06-17 20:00 | 0 | 0 | 0 | 0 | 0 | 0 | 788345.2196 | 612181 | 0 | 0 | 0 | 203470.6336 | 5125960.7124 | 0 | 0 | 0 | 0 | 0 | 0 | 0 | 0 | 0 | 1093310.3183 | 0 | 0 | 0 | 0 | 0 | 174791.506 | 0 | 0 | 0 | 0 | 0 | 0 | 0 | 0 | 0 | 0 | 0 | 1372.7136 | 0 | 0
2016-06-17 21:00 | 0 | 0 | 0 | 0 | 0 | 0 | 788725.2196 | 612561 | 0 | 0 | 0 | 203470.6336 | 5300752.2185 | 0 | 0 | 0 | 0 | 0 | 0 | 0 | 0 | 0 | 1094404.1159 | 0 | 0 | 0 | 0 | 0 | 174791.506 | 0 | 0 | 0 | 0 | 0 | 0 | 0 | 0 | 0 | 0 | 0 | 1372.7136 | 0 | 0
2016-06-17 22:00 | 0 | 0 | 0 | 0 | 0 | 0 | 780906.2196 | 604742 | 0 | 0 | 0 | 203470.6336 | 5475543.7245 | 0 | 0 | 0 | 0 | 0 | 0 | 0 | 0 | 0 | 1095497.9092 | 0 | 0 | 0 | 0 | 0 | 174791.506 | 0 | 0 | 0 | 0 | 0 | 0 | 0 | 0 | 0 | 0 | 0 | 1372.7136 | 0 | 0
2016-06-17 23:00 | 0 | 0 | 0 | 0 | 0 | 0 | 761132.829 | 590018 | 0 | 0 | 0 | 203470.6336 | 5646658.5535 | 0 | 0 | 0 | 0 | 0 | 0 | 0 | 0 | 0 | 1095493.5272 | 0 | 0 | 0 | 0 | 0 | 171114.829 | 0 | 0 | 0 | 0 | 0 | 0 | 0 | 0 | 0 | 0 | 0 | 0 | 0 | 0
2016-06-18 | 0 | 0 | 0 | 0 | 0 | 0 | 602636.8166 | 571383 | 0 | 0 | 0 | 203470.6336 | 5677912.3701 | 0 | 0 | 0 | 0 | 0 | 0 | 0 | 0 | 0 | 1095489.1452 | 0 | 0 | 0 | 0 | 0 | 31253.8166 | 0 | 0 | 0 | 0 | 0 | 0 | 0 | 0 | 0 | 0 | 0 | 0 | 0 | 0
2016-06-18 01:00 | 0 | 0 | 0 | 0 | 0 | 218967.8545 | 335540.1455 | 554508 | 0 | 0 | 0 | 203470.6336 | 5677912.3701 | 0 | 0 | 0 | 0 | 0 | 0 | 0 | 0 | 0 | 1095484.7632 | 0 | 0 | 0 | 0 | 0 | 0 | 0 | 0 | 0 | 0 | 0 | 0 | 0 | 0 | 0 | 0 | 0 | 0 | 0 | 0
2016-06-18 02:00 | 0 | 0 | 0 | 0 | 0 | 480663.8262 | 49432.1738 | 530096 | 0 | 0 | 0 | 203470.6336 | 5677912.3701 | 0 | 0 | 0 | 0 | 0 | 0 | 0 | 0 | 0 | 1095480.3813 | 0 | 0 | 0 | 0 | 0 | 0 | 0 | 0 | 0 | 0 | 0 | 0 | 0 | 0 | 0 | 0 | 0 | 0 | 0 | 0
2016-06-18 03:00 | 0 | 0 | 0 | 0 | 0 | 573518.5466 | 0.84495 | 497484 | 0 | 0 | 0 | 131982.0697 | 5825436.3256 | 0 | 0 | 0 | 0 | 0 | 0 | 0 | 0 | 0 | 1095475.9994 | 0 | 0 | 0 | 0 | -71488.5639 | 147523.9555 | 0 | 0 | 0 | 0 | 0 | 0 | 0 | 0 | 0 | 0 | 0 | 0 | 0 | 0
2016-06-18 04:00 | 0 | 0 | 0 | 0 | 0 | 264545.7975 | 0 | 465759 | 0 | 0 | 0 | 203470.6336 | 5552734.5591 | 0 | 0 | 0 | 0 | 0 | 0 | 0 | 0 | 0 | 1095471.6175 | 0 | 0 | 0 | 0 | 71488.5639 | 0 | 272701.7664 | 0 | 0 | 0 | 0 | 0 | 0 | 0 | 0 | 0 | 0 | 0 | 0 | 0
2016-06-18 05:00 | 0 | 0 | 0 | 0 | 0 | 385521.0795 | 0 | 436125 | 0 | 0 | 0 | 152866.713 | 5552734.5591 | 0 | 0 | 0 | 0 | 0 | 0 | 0 | 0 | 0 | 1095467.2356 | 0 | 0 | 0 | 0 | -50603.9205 | 0 | 0 | 0 | 0 | 0 | 0 | 0 | 0 | 0 | 0 | 0 | 0 | 0 | 0 | 0
2016-06-18 06:00 | 0 | 0 | 0 | 0 | 0 | 461510.9205 | 0 | 410907 | 0 | 0 | 0 | 203470.6336 | 5552734.5591 | 0 | 0 | 0 | 0 | 0 | 0 | 0 | 0 | 0 | 1095462.8537 | 0 | 0 | 0 | 0 | 50603.9205 | 0 | 0 | 0 | 0 | 0 | 0 | 0 | 0 | 0 | 0 | 0 | 0 | 0 | 0 | 0
2016-06-18 07:00 | 0 | 0 | 0 | 0 | 0 | 393168 | 0 | 393168 | 0 | 0 | 0 | 203470.6336 | 5552734.5591 | 0 | 0 | 0 | 0 | 0 | 0 | 0 | 0 | 0 | 1095458.4719 | 0 | 0 | 0 | 0 | 0 | 0 | 0 | 0 | 0 | 0 | 0 | 0 | 0 | 0 | 0 | 0 | 0 | 0 | 0 | 0
2016-06-18 08:00 | 0 | 0 | 0 | 0 | 0 | 393737.9183 | 0 | 381758 | 0 | 0 | 0 | 203470.6336 | 5564714.4774 | 0 | 0 | 0 | 0 | 0 | 0 | 0 | 0 | 0 | 1095454.09 | 0 | 0 | 0 | 0 | 0 | 11979.9183 | 0 | 0 | 0 | 0 | 0 | 0 | 0 | 0 | 0 | 0 | 0 | 0 | 0 | 0
2016-06-18 09:00 | 0 | 0 | 0 | 0 | 0 | 315733.4942 | 0 | 376227 | 0 | 0 | 0 | 142977.1278 | 5564714.4774 | 0 | 0 | 0 | 0 | 0 | 0 | 0 | 0 | 0 | 1095449.7082 | 0 | 0 | 0 | 0 | -60493.5058 | 0 | 0 | 0 | 0 | 0 | 0 | 0 | 0 | 0 | 0 | 0 | 0 | 0 | 0 | 0
2016-06-18 10:00 | 0 | 0 | 0 | 0 | 0 | 32668.0297 | 0 | 375830 | 0 | 0 | 0 | 71488.5639 | 5292012.711 | 0 | 0 | 0 | 0 | 0 | 0 | 0 | 0 | 0 | 1096268.0144 | 0 | 0 | 0 | 0 | -71488.5639 | 0 | 272701.7664 | 0 | 0 | 0 | 0 | 0 | 0 | 0 | 0 | 0 | 0 | 1028.36 | 0 | 0
2016-06-18 11:00 | 0 | 0 | 0 | 0 | 0 | 41911.4005 | 8.9828 | 384738 | 0 | 0 | 0 | 0 | 5019310.9446 | 0 | 0 | 0 | 0 | 0 | 0 | 0 | 0 | 0 | 1097361.8002 | 0 | 0 | 0 | 0 | -71488.5639 | 0 | 272701.7664 | 0 | 0 | 0 | 0 | 0 | 0 | 0 | 0 | 0 | 0 | 1372.7136 | 0 | 0
2016-06-18 12:00 | 0 | 0 | 0 | 0 | 0 | 0 | 166769.028 | 405325 | 0 | 0 | 0 | 0 | 4779382.259 | 0 | 0 | 0 | 0 | 0 | 0 | 0 | 0 | 0 | 1098455.5817 | 0 | 0 | 0 | 0 | 0 | 0 | 239928.6855 | 0 | 0 | 0 | 0 | 0 | 0 | 0 | 0 | 0 | 0 | 1372.7136 | 0 | 0
2016-06-18 13:00 | 0 | 0 | 0 | 0 | 0 | 0 | 551685.7086 | 432021 | 0 | 0 | 0 | 0 | 4897674.2541 | 0 | 0 | 0 | 0 | 0 | 0 | 0 | 0 | 0 | 1099549.3587 | 0 | 0 | 0 | 0 | 0 | 118291.995 | 0 | 0 | 0 | 0 | 0 | 0 | 0 | 0 | 0 | 0 | 0 | 1372.7136 | 0 | 0
2016-06-18 14:00 | 0 | 0 | 0 | 0 | 0 | 0 | 636985.2196 | 460821 | 0 | 0 | 0 | 0 | 5072465.7601 | 0 | 0 | 0 | 0 | 0 | 0 | 0 | 0 | 0 | 1100643.1314 | 0 | 0 | 0 | 0 | 0 | 174791.506 | 0 | 0 | 0 | 0 | 0 | 0 | 0 | 0 | 0 | 0 | 0 | 1372.7136 | 0 | 0
2016-06-18 15:00 | 0 | 0 | 0 | 0 | 0 | 0 | 665818.2196 | 489654 | 0 | 0 | 0 | 0 | 5247257.2661 | 0 | 0 | 0 | 0 | 0 | 0 | 0 | 0 | 0 | 1101736.8997 | 0 | 0 | 0 | 0 | 0 | 174791.506 | 0 | 0 | 0 | 0 | 0 | 0 | 0 | 0 | 0 | 0 | 0 | 1372.7136 | 0 | 0
2016-06-18 16:00 | 0 | 0 | 0 | 0 | 0 | 0 | 762283.7835 | 514631 | 0 | 0 | 0 | 71488.5639 | 5422048.7722 | 0 | 0 | 0 | 0 | 0 | 0 | 0 | 0 | 0 | 1102830.6636 | 0 | 0 | 0 | 0 | 71488.5639 | 174791.506 | 0 | 0 | 0 | 0 | 0 | 0 | 0 | 0 | 0 | 0 | 0 | 1372.7136 | 0 | 0
2016-06-18 17:00 | 0 | 0 | 0 | 0 | 0 | 0 | 771263.7254 | 534606 | 0 | 0 | 0 | 131982.0697 | 5596840.2782 | 0 | 0 | 0 | 0 | 0 | 0 | 0 | 0 | 0 | 1103924.4231 | 0 | 0 | 0 | 0 | 60493.5058 | 174791.506 | 0 | 0 | 0 | 0 | 0 | 0 | 0 | 0 | 0 | 0 | 0 | 1372.7136 | 0 | 0
2016-06-18 18:00 | 0 | 0 | 0 | 0 | 0 | 0 | 798843.7835 | 551191 | 0 | 0 | 0 | 203470.6336 | 5771631.7843 | 0 | 0 | 0 | 0 | 0 | 0 | 0 | 0 | 0 | 1105018.1783 | 0 | 0 | 0 | 0 | 71488.5639 | 174791.506 | 0 | 0 | 0 | 0 | 0 | 0 | 0 | 0 | 0 | 0 | 0 | 1372.7136 | 0 | 0
2016-06-18 19:00 | 0 | 0 | 0 | 0 | 0 | 0 | 669444.6203 | 564545 | 0 | 0 | 0 | 132206.0342 | 5946423.2903 | 0 | 0 | 0 | 0 | 0 | 0 | 0 | 0 | 0 | 1106111.9291 | 0 | 0 | 0 | 0 | -71264.5993 | 174791.506 | 0 | 0 | 0 | 0 | 0 | 0 | 0 | 0 | 0 | 0 | 0 | 1372.7136 | 0 | 0
2016-06-18 20:00 | 0 | 0 | 0 | 0 | 0 | 0 | 821906.819 | 574478 | 0 | 0 | 0 | 203470.6336 | 6121214.7963 | 0 | 0 | 0 | 0 | 0 | 0 | 0 | 0 | 0 | 1107205.6755 | 0 | 0 | 0 | 0 | 71264.5993 | 174791.506 | 0 | 0 | 0 | 0 | 0 | 0 | 0 | 0 | 0 | 0 | 0 | 1372.7136 | 0 | 0
2016-06-18 21:00 | 0 | 0 | 0 | 0 | 0 | 0 | 737557.928 | 579685 | 0 | 0 | 0 | 185179.3419 | 6296006.3024 | 0 | 0 | 0 | 0 | 0 | 0 | 0 | 0 | 0 | 1108299.4176 | 0 | 0 | 0 | 0 | -18291.2916 | 174791.506 | 0 | 0 | 0 | 0 | 0 | 0 | 0 | 0 | 0 | 0 | 0 | 1372.7136 | 0 | 0
2016-06-18 22:00 | 0 | 0 | 0 | 0 | 0 | 0 | 770296.5112 | 575841 | 0 | 0 | 0 | 203470.6336 | 6470797.8084 | 0 | 0 | 0 | 0 | 0 | 0 | 0 | 0 | 0 | 1109393.1552 | 0 | 0 | 0 | 0 | 18291.2916 | 174791.506 | 0 | 0 | 0 | 0 | 0 | 0 | 0 | 0 | 0 | 0 | 0 | 1372.7136 | 0 | 0
2016-06-18 23:00 | 0 | 0 | 0 | 0 | 0 | 0 | 687428.4629 | 562708 | 0 | 0 | 0 | 203470.6336 | 6594145.5578 | 0 | 0 | 0 | 0 | 0 | 0 | 0 | 0 | 0 | 1110486.8885 | 0 | 0 | 0 | 0 | 0 | 123347.7494 | 0 | 0 | 0 | 0 | 0 | 0 | 0 | 0 | 0 | 0 | 0 | 1372.7136 | 0 | 0
2016-06-19 | 0 | 0 | 0 | 0 | 0 | 17010.2001 | 529979.5135 | 545617 | 0 | 0 | 0 | 203470.6336 | 6594145.5578 | 0 | 0 | 0 | 0 | 0 | 0 | 0 | 0 | 0 | 1111580.6174 | 0 | 0 | 0 | 0 | 0 | 0 | 0 | 0 | 0 | 0 | 0 | 0 | 0 | 0 | 0 | 0 | 0 | 1372.7136 | 0 | 0
2016-06-19 01:00 | 0 | 0 | 0 | 0 | 0 | 171297.7023 | 290125.4474 | 531539 | 0 | 0 | 0 | 131982.0697 | 6594145.5578 | 0 | 0 | 0 | 0 | 0 | 0 | 0 | 0 | 0 | 1112674.342 | 0 | 0 | 0 | 0 | -71488.5639 | 0 | 0 | 0 | 0 | 0 | 0 | 0 | 0 | 0 | 0 | 0 | 0 | 1372.7136 | 0 | 0
2016-06-19 02:00 | 0 | 0 | 0 | 0 | 0 | 535442.8035 | 48726.474 | 511308 | 0 | 0 | 0 | 203470.6336 | 6594145.5578 | 0 | 0 | 0 | 0 | 0 | 0 | 0 | 0 | 0 | 1113768.0621 | 0 | 0 | 0 | 0 | 71488.5639 | 0 | 0 | 0 | 0 | 0 | 0 | 0 | 0 | 0 | 0 | 0 | 0 | 1372.7136 | 0 | 0
2016-06-19 03:00 | 0 | 0 | 0 | 0 | 0 | 138905.1585 | 4.2248 | 481727 | 0 | 0 | 0 | 131982.0697 | 6321443.7913 | 0 | 0 | 0 | 0 | 0 | 0 | 0 | 0 | 0 | 1114861.7779 | 0 | 0 | 0 | 0 | -71488.5639 | 0 | 272701.7664 | 0 | 0 | 0 | 0 | 0 | 0 | 0 | 0 | 0 | 0 | 1372.7136 | 0 | 0
2016-06-19 04:00 | 0 | 0 | 0 | 0 | 0 | 380847.1497 | 0 | 450963 | 0 | 0 | 0 | 60493.5058 | 6321443.7913 | 0 | 0 | 0 | 0 | 0 | 0 | 0 | 0 | 0 | 1115955.4894 | 0 | 0 | 0 | 0 | -71488.5639 | 0 | 0 | 0 | 0 | 0 | 0 | 0 | 0 | 0 | 0 | 0 | 0 | 1372.7136 | 0 | 0
2016-06-19 05:00 | 0 | 0 | 0 | 0 | 0 | 280191.1654 | 0 | 423780 | 0 | 0 | 0 | 131982.0697 | 6104993.6793 | 0 | 0 | 0 | 0 | 0 | 0 | 0 | 0 | 0 | 1117049.1964 | 0 | 0 | 0 | 0 | 71488.5639 | 56251.6543 | 272701.7664 | 0 | 0 | 0 | 0 | 0 | 0 | 0 | 0 | 0 | 0 | 1372.7136 | 0 | 0
2016-06-19 06:00 | 0 | 0 | 0 | 0 | 0 | 200791.5111 | 0 | 400632 | 0 | 0 | 0 | 203470.6336 | 5832291.9129 | 0 | 0 | 0 | 0 | 0 | 0 | 0 | 0 | 0 | 1118142.8991 | 0 | 0 | 0 | 0 | 71488.5639 | 0 | 272701.7664 | 0 | 0 | 0 | 0 | 0 | 0 | 0 | 0 | 0 | 0 | 1372.7136 | 0 | 0
2016-06-19 07:00 | 0 | 0 | 0 | 0 | 0 | 112414.9472 | 0 | 383744 | 0 | 0 | 0 | 203470.6336 | 5559590.1464 | 0 | 0 | 0 | 0 | 0 | 0 | 0 | 0 | 0 | 1119236.5974 | 0 | 0 | 0 | 0 | 0 | 0 | 272701.7664 | 0 | 0 | 0 | 0 | 0 | 0 | 0 | 0 | 0 | 0 | 1372.7136 | 0 | 0
2016-06-19 08:00 | 0 | 0 | 0 | 0 | 0 | 29185.3833 | 0 | 372003 | 0 | 0 | 0 | 131982.0697 | 5286888.38 | 0 | 0 | 0 | 0 | 0 | 0 | 0 | 0 | 0 | 1120330.2913 | 0 | 0 | 0 | 0 | -71488.5639 | 0 | 272701.7664 | 0 | 0 | 0 | 0 | 0 | 0 | 0 | 0 | 0 | 0 | 1372.7136 | 0 | 0
2016-06-19 09:00 | 0 | 0 | 0 | 0 | 0 | 294512.1497 | 0 | 364628 | 0 | 0 | 0 | 60493.5058 | 5286888.38 | 0 | 0 | 0 | 0 | 0 | 0 | 0 | 0 | 0 | 1121423.9808 | 0 | 0 | 0 | 0 | -71488.5639 | 0 | 0 | 0 | 0 | 0 | 0 | 0 | 0 | 0 | 0 | 0 | 0 | 1372.7136 | 0 | 0
2016-06-19 10:00 | 0 | 0 | 0 | 0 | 0 | 29661.4414 | 0 | 361484 | 0 | 0 | 0 | 0 | 5014186.6136 | 0 | 0 | 0 | 0 | 0 | 0 | 0 | 0 | 0 | 1122517.666 | 0 | 0 | 0 | 0 | -60493.5058 | 0 | 272701.7664 | 0 | 0 | 0 | 0 | 0 | 0 | 0 | 0 | 0 | 0 | 1372.7136 | 0 | 0
2016-06-19 11:00 | 0 | 0 | 0 | 0 | 0 | 450814.1742 | 15.2789 | 367308 | 0 | 0 | 0 | 71488.5639 | 5024846.7892 | 0 | 0 | 0 | 0 | 0 | 0 | 0 | 0 | 0 | 1123611.3468 | 0 | 0 | 0 | 0 | 71488.5639 | 10660.1756 | 0 | 0 | 0 | 0 | 0 | 0 | 0 | 0 | 0 | 0 | 0 | 1372.7136 | 0 | 0
2016-06-19 12:00 | 0 | 0 | 0 | 0 | 0 | 0 | 141549.059 | 387174 | 0 | 0 | 0 | 0 | 4849337.6985 | 0 | 0 | 0 | 0 | 0 | 0 | 0 | 0 | 0 | 1124705.0232 | 0 | 0 | 0 | 0 | -71488.5639 | 0 | 175509.0907 | 0 | 0 | 0 | 0 | 0 | 0 | 0 | 0 | 0 | 0 | 1372.7136 | 0 | 0
2016-06-19 13:00 | 0 | 0 | 0 | 0 | 0 | 0 | 474031.5996 | 415881 | 0 | 0 | 0 | 0 | 4906115.5845 | 0 | 0 | 0 | 0 | 0 | 0 | 0 | 0 | 0 | 1125798.6953 | 0 | 0 | 0 | 0 | 0 | 56777.886 | 0 | 0 | 0 | 0 | 0 | 0 | 0 | 0 | 0 | 0 | 0 | 1372.7136 | 0 | 0
2016-06-19 14:00 | 0 | 0 | 0 | 0 | 0 | 0 | 653935.5274 | 447988 | 0 | 0 | 0 | 29783.3078 | 5080907.0906 | 0 | 0 | 0 | 0 | 0 | 0 | 0 | 0 | 0 | 1126892.3629 | 0 | 0 | 0 | 0 | 29783.3078 | 174791.506 | 0 | 0 | 0 | 0 | 0 | 0 | 0 | 0 | 0 | 0 | 0 | 1372.7136 | 0 | 0
2016-06-19 15:00 | 0 | 0 | 0 | 0 | 0 | 0 | 625415.9118 | 479035 | 0 | 0 | 0 | 0 | 5255698.5966 | 0 | 0 | 0 | 0 | 0 | 0 | 0 | 0 | 0 | 1127986.0262 | 0 | 0 | 0 | 0 | -29783.3078 | 174791.506 | 0 | 0 | 0 | 0 | 0 | 0 | 0 | 0 | 0 | 0 | 0 | 1372.7136 | 0 | 0
2016-06-19 16:00 | 0 | 0 | 0 | 0 | 0 | 0 | 754299.7835 | 506647 | 0 | 0 | 0 | 71488.5639 | 5430490.1026 | 0 | 0 | 0 | 0 | 0 | 0 | 0 | 0 | 0 | 1129079.6852 | 0 | 0 | 0 | 0 | 71488.5639 | 174791.506 | 0 | 0 | 0 | 0 | 0 | 0 | 0 | 0 | 0 | 0 | 0 | 1372.7136 | 0 | 0
2016-06-19 17:00 | 0 | 0 | 0 | 0 | 0 | 0 | 767331.7254 | 530674 | 0 | 0 | 0 | 131982.0697 | 5605281.6087 | 0 | 0 | 0 | 0 | 0 | 0 | 0 | 0 | 0 | 1130173.3397 | 0 | 0 | 0 | 0 | 60493.5058 | 174791.506 | 0 | 0 | 0 | 0 | 0 | 0 | 0 | 0 | 0 | 0 | 0 | 1372.7136 | 0 | 0
2016-06-19 18:00 | 0 | 0 | 0 | 0 | 0 | 0 | 797898.7835 | 550246 | 0 | 0 | 0 | 203470.6336 | 5780073.1147 | 0 | 0 | 0 | 0 | 0 | 0 | 0 | 0 | 0 | 1131266.9899 | 0 | 0 | 0 | 0 | 71488.5639 | 174791.506 | 0 | 0 | 0 | 0 | 0 | 0 | 0 | 0 | 0 | 0 | 0 | 1372.7136 | 0 | 0
2016-06-19 19:00 | 0 | 0 | 0 | 0 | 0 | 0 | 743173.2196 | 567009 | 0 | 0 | 0 | 203470.6336 | 5954864.6208 | 0 | 0 | 0 | 0 | 0 | 0 | 0 | 0 | 0 | 1132360.6357 | 0 | 0 | 0 | 0 | 0 | 174791.506 | 0 | 0 | 0 | 0 | 0 | 0 | 0 | 0 | 0 | 0 | 0 | 1372.7136 | 0 | 0
2016-06-19 20:00 | 0 | 0 | 0 | 0 | 0 | 0 | 757028.2196 | 580864 | 0 | 0 | 0 | 203470.6336 | 6129656.1268 | 0 | 0 | 0 | 0 | 0 | 0 | 0 | 0 | 0 | 1133454.2771 | 0 | 0 | 0 | 0 | 0 | 174791.506 | 0 | 0 | 0 | 0 | 0 | 0 | 0 | 0 | 0 | 0 | 0 | 1372.7136 | 0 | 0
2016-06-19 21:00 | 0 | 0 | 0 | 0 | 0 | 0 | 763541.124 | 590387 | 0 | 0 | 0 | 200460.538 | 6304447.6328 | 0 | 0 | 0 | 0 | 0 | 0 | 0 | 0 | 0 | 1134547.9141 | 0 | 0 | 0 | 0 | -3010.0956 | 174791.506 | 0 | 0 | 0 | 0 | 0 | 0 | 0 | 0 | 0 | 0 | 0 | 1372.7136 | 0 | 0
2016-06-19 22:00 | 0 | 0 | 0 | 0 | 0 | 0 | 770737.3152 | 591563 | 0 | 0 | 0 | 203470.6336 | 6479239.1389 | 0 | 0 | 0 | 0 | 0 | 0 | 0 | 0 | 0 | 1135641.5468 | 0 | 0 | 0 | 0 | 3010.0956 | 174791.506 | 0 | 0 | 0 | 0 | 0 | 0 | 0 | 0 | 0 | 0 | 0 | 1372.7136 | 0 | 0
2016-06-19 23:00 | 0 | 0 | 0 | 0 | 0 | 0 | 700902.1325 | 584623 | 0 | 0 | 0 | 203470.6336 | 6594145.5578 | 0 | 0 | 0 | 0 | 0 | 0 | 0 | 0 | 0 | 1136735.1751 | 0 | 0 | 0 | 0 | 0 | 114906.4189 | 0 | 0 | 0 | 0 | 0 | 0 | 0 | 0 | 0 | 0 | 0 | 1372.7136 | 0 | 0
2016-06-20 | 0 | 0 | 0 | 0 | 0 | 19001.8393 | 554269.8743 | 571899 | 0 | 0 | 0 | 203470.6336 | 6594145.5578 | 0 | 0 | 0 | 0 | 0 | 0 | 0 | 0 | 0 | 1137828.799 | 0 | 0 | 0 | 0 | 0 | 0 | 0 | 0 | 0 | 0 | 0 | 0 | 0 | 0 | 0 | 0 | 0 | 1372.7136 | 0 | 0
2016-06-20 01:00 | 0 | 0 | 0 | 0 | 0 | 148654.6442 | 341841.5055 | 560612 | 0 | 0 | 0 | 131982.0697 | 6594145.5578 | 0 | 0 | 0 | 0 | 0 | 0 | 0 | 0 | 0 | 1138922.4186 | 0 | 0 | 0 | 0 | -71488.5639 | 0 | 0 | 0 | 0 | 0 | 0 | 0 | 0 | 0 | 0 | 0 | 0 | 1372.7136 | 0 | 0
2016-06-20 02:00 | 0 | 0 | 0 | 0 | 0 | 504279.6 | 46717.1716 | 538629 | 0 | 0 | 0 | 142977.1278 | 6594145.5578 | 0 | 0 | 0 | 0 | 0 | 0 | 0 | 0 | 0 | 1140016.0338 | 0 | 0 | 0 | 0 | 10995.0581 | 0 | 0 | 0 | 0 | 0 | 0 | 0 | 0 | 0 | 0 | 0 | 0 | 1372.7136 | 0 | 0
2016-06-20 03:00 | 0 | 0 | 0 | 0 | 0 | 436286.6628 | 1.4869 | 506404 | 0 | 0 | 0 | 71488.5639 | 6594145.5578 | 0 | 0 | 0 | 0 | 0 | 0 | 0 | 0 | 0 | 1141109.6446 | 0 | 0 | 0 | 0 | -71488.5639 | 0 | 0 | 0 | 0 | 0 | 0 | 0 | 0 | 0 | 0 | 0 | 0 | 1372.7136 | 0 | 0
2016-06-20 04:00 | 0 | 0 | 0 | 0 | 0 | 402672.1497 | 0 | 472788 | 0 | 0 | 0 | 0 | 6594145.5578 | 0 | 0 | 0 | 0 | 0 | 0 | 0 | 0 | 0 | 1142203.251 | 0 | 0 | 0 | 0 | -71488.5639 | 0 | 0 | 0 | 0 | 0 | 0 | 0 | 0 | 0 | 0 | 0 | 0 | 1372.7136 | 0 | 0
2016-06-20 05:00 | 0 | 0 | 0 | 0 | 0 | 244539.5111 | 0 | 444380 | 0 | 0 | 0 | 71488.5639 | 6321443.7913 | 0 | 0 | 0 | 0 | 0 | 0 | 0 | 0 | 0 | 1143296.8531 | 0 | 0 | 0 | 0 | 71488.5639 | 0 | 272701.7664 | 0 | 0 | 0 | 0 | 0 | 0 | 0 | 0 | 0 | 0 | 1372.7136 | 0 | 0
2016-06-20 06:00 | 0 | 0 | 0 | 0 | 0 | 77256.3833 | 0 | 420074 | 0 | 0 | 0 | 0 | 6048742.0249 | 0 | 0 | 0 | 0 | 0 | 0 | 0 | 0 | 0 | 1144390.4507 | 0 | 0 | 0 | 0 | -71488.5639 | 0 | 272701.7664 | 0 | 0 | 0 | 0 | 0 | 0 | 0 | 0 | 0 | 0 | 1372.7136 | 0 | 0
2016-06-20 07:00 | 0 | 0 | 0 | 0 | 0 | 203427.5111 | 0 | 403268 | 0 | 0 | 0 | 71488.5639 | 5776040.2585 | 0 | 0 | 0 | 0 | 0 | 0 | 0 | 0 | 0 | 1145484.044 | 0 | 0 | 0 | 0 | 71488.5639 | 0 | 272701.7664 | 0 | 0 | 0 | 0 | 0 | 0 | 0 | 0 | 0 | 0 | 1372.7136 | 0 | 0
2016-06-20 08:00 | 0 | 0 | 0 | 0 | 0 | 194835.5111 | 0 | 394676 | 0 | 0 | 0 | 142977.1278 | 5503338.4921 | 0 | 0 | 0 | 0 | 0 | 0 | 0 | 0 | 0 | 1146577.633 | 0 | 0 | 0 | 0 | 71488.5639 | 0 | 272701.7664 | 0 | 0 | 0 | 0 | 0 | 0 | 0 | 0 | 0 | 0 | 1372.7136 | 0 | 0
2016-06-20 09:00 | 0 | 0 | 0 | 0 | 0 | 54513.3833 | 0 | 397331 | 0 | 0 | 0 | 71488.5639 | 5230636.7257 | 0 | 0 | 0 | 0 | 0 | 0 | 0 | 0 | 0 | 1147671.2175 | 0 | 0 | 0 | 0 | -71488.5639 | 0 | 272701.7664 | 0 | 0 | 0 | 0 | 0 | 0 | 0 | 0 | 0 | 0 | 1372.7136 | 0 | 0
2016-06-20 10:00 | 0 | 0 | 0 | 0 | 0 | 139349.9472 | 0 | 410679 | 0 | 0 | 0 | 71488.5639 | 4957934.9593 | 0 | 0 | 0 | 0 | 0 | 0 | 0 | 0 | 0 | 1148764.7977 | 0 | 0 | 0 | 0 | 0 | 0 | 272701.7664 | 0 | 0 | 0 | 0 | 0 | 0 | 0 | 0 | 0 | 0 | 1372.7136 | 0 | 0
2016-06-20 11:00 | 0 | 0 | 0 | 0 | 0 | 90544.3612 | 17.0221 | 433379 | 0 | 0 | 0 | 0 | 4685233.1929 | 0 | 0 | 0 | 0 | 0 | 0 | 0 | 0 | 0 | 1149858.3735 | 0 | 0 | 0 | 0 | -71488.5639 | 0 | 272701.7664 | 0 | 0 | 0 | 0 | 0 | 0 | 0 | 0 | 0 | 0 | 1372.7136 | 0 | 0
2016-06-20 12:00 | 0 | 0 | 0 | 0 | 0 | 23713.7831 | 166741.1641 | 461784 | 0 | 0 | 0 | 0 | 4412531.4265 | 0 | 0 | 0 | 0 | 0 | 0 | 0 | 0 | 0 | 1150951.945 | 0 | 0 | 0 | 0 | 0 | 0 | 272701.7664 | 0 | 0 | 0 | 0 | 0 | 0 | 0 | 0 | 0 | 0 | 1372.7136 | 0 | 0
2016-06-20 13:00 | 0 | 0 | 0 | 0 | 0 | 0 | 527639.5341 | 494530 | 0 | 0 | 0 | 0 | 4444268.247 | 0 | 0 | 0 | 0 | 0 | 0 | 0 | 0 | 0 | 1152045.512 | 0 | 0 | 0 | 0 | 0 | 31736.8205 | 0 | 0 | 0 | 0 | 0 | 0 | 0 | 0 | 0 | 0 | 0 | 1372.7136 | 0 | 0
2016-06-20 14:00 | 0 | 0 | 0 | 0 | 0 | 0 | 712340.9563 | 529278 | 0 | 0 | 0 | 6898.7366 | 4619059.753 | 0 | 0 | 0 | 0 | 0 | 0 | 0 | 0 | 0 | 1153139.0747 | 0 | 0 | 0 | 0 | 6898.7366 | 174791.506 | 0 | 0 | 0 | 0 | 0 | 0 | 0 | 0 | 0 | 0 | 0 | 1372.7136 | 0 | 0
2016-06-20 15:00 | 0 | 0 | 0 | 0 | 0 | 0 | 771456.113 | 563124 | 0 | 0 | 0 | 39066.63 | 4793851.259 | 0 | 0 | 0 | 0 | 0 | 0 | 0 | 0 | 0 | 1154232.633 | 0 | 0 | 0 | 0 | 32167.8933 | 174791.506 | 0 | 0 | 0 | 0 | 0 | 0 | 0 | 0 | 0 | 0 | 0 | 1372.7136 | 0 | 0
2016-06-20 16:00 | 0 | 0 | 0 | 0 | 0 | 0 | 840380.7835 | 592728 | 0 | 0 | 0 | 110555.1939 | 4968642.7651 | 0 | 0 | 0 | 0 | 0 | 0 | 0 | 0 | 0 | 1155326.1869 | 0 | 0 | 0 | 0 | 71488.5639 | 174791.506 | 0 | 0 | 0 | 0 | 0 | 0 | 0 | 0 | 0 | 0 | 0 | 1372.7136 | 0 | 0
2016-06-20 17:00 | 0 | 0 | 0 | 0 | 0 | 0 | 850783.198 | 618309 | 0 | 0 | 0 | 166865.1722 | 5143434.2711 | 0 | 0 | 0 | 0 | 0 | 0 | 0 | 0 | 0 | 1156419.7365 | 0 | 0 | 0 | 0 | 56309.9784 | 174791.506 | 0 | 0 | 0 | 0 | 0 | 0 | 0 | 0 | 0 | 0 | 0 | 1372.7136 | 0 | 0
2016-06-20 18:00 | 0 | 0 | 0 | 0 | 0 | 0 | 843975.2897 | 637952 | 0 | 0 | 0 | 196724.2424 | 5318225.7771 | 0 | 0 | 0 | 0 | 0 | 0 | 0 | 0 | 0 | 1157513.2817 | 0 | 0 | 0 | 0 | 29859.0701 | 174791.506 | 0 | 0 | 0 | 0 | 0 | 0 | 0 | 0 | 0 | 0 | 0 | 1372.7136 | 0 | 0
2016-06-20 19:00 | 0 | 0 | 0 | 0 | 0 | 0 | 836155.6108 | 653245 | 0 | 0 | 0 | 203470.6336 | 5493017.2832 | 0 | 0 | 0 | 0 | 0 | 0 | 0 | 0 | 0 | 1158606.8225 | 0 | 0 | 0 | 0 | 6746.3912 | 174791.506 | 0 | 0 | 0 | 0 | 0 | 0 | 0 | 0 | 0 | 0 | 0 | 1372.7136 | 0 | 0
2016-06-20 20:00 | 0 | 0 | 0 | 0 | 0 | 0 | 834395.0703 | 664302 | 0 | 0 | 0 | 197399.4842 | 5667808.7892 | 0 | 0 | 0 | 0 | 0 | 0 | 0 | 0 | 0 | 1159700.3589 | 0 | 0 | 0 | 0 | -6071.1494 | 174791.506 | 0 | 0 | 0 | 0 | 0 | 0 | 0 | 0 | 0 | 0 | 0 | 1372.7136 | 0 | 0
2016-06-20 21:00 | 0 | 0 | 0 | 0 | 0 | 0 | 827551.4925 | 668915 | 0 | 0 | 0 | 203470.6336 | 5819001.4188 | 0 | 0 | 0 | 0 | 0 | 0 | 0 | 0 | 0 | 1160793.891 | 0 | 0 | 0 | 0 | 6071.1494 | 151192.6296 | 0 | 0 | 0 | 0 | 0 | 0 | 0 | 0 | 0 | 0 | 0 | 1372.7136 | 0 | 0
2016-06-20 22:00 | 0 | 0 | 0 | 0 | 0 | 0 | 803484.0311 | 664906 | 0 | 0 | 0 | 203470.6336 | 5956206.7363 | 0 | 0 | 0 | 0 | 0 | 0 | 0 | 0 | 0 | 1161887.4187 | 0 | 0 | 0 | 0 | 0 | 137205.3175 | 0 | 0 | 0 | 0 | 0 | 0 | 0 | 0 | 0 | 0 | 0 | 1372.7136 | 0 | 0
2016-06-20 23:00 | 0 | 0 | 0 | 0 | 0 | 0 | 728101.2952 | 651397 | 0 | 0 | 0 | 203470.6336 | 6031538.3179 | 0 | 0 | 0 | 0 | 0 | 0 | 0 | 0 | 0 | 1162980.942 | 0 | 0 | 0 | 0 | 0 | 75331.5816 | 0 | 0 | 0 | 0 | 0 | 0 | 0 | 0 | 0 | 0 | 0 | 1372.7136 | 0 | 0
2016-06-21 | 0 | 0 | 0 | 0 | 0 | 0 | 594499.3287 | 631507 | 0 | 0 | 0 | 203470.6336 | 5993157.9331 | 0 | 0 | 0 | 0 | 0 | 0 | 0 | 0 | 0 | 1164074.461 | 0 | 0 | 0 | 0 | 0 | 174791.506 | 213171.8909 | 0 | 0 | 0 | 0 | 0 | 0 | 0 | 0 | 0 | 0 | 1372.7136 | 0 | 0
2016-06-21 01:00 | 0 | 0 | 0 | 0 | 0 | 7027.9893 | 334446.9579 | 612804 | 0 | 0 | 0 | 203470.6336 | 5720456.1667 | 0 | 0 | 0 | 0 | 0 | 0 | 0 | 0 | 0 | 1165167.9755 | 0 | 0 | 0 | 0 | 0 | 0 | 272701.7664 | 0 | 0 | 0 | 0 | 0 | 0 | 0 | 0 | 0 | 0 | 1372.7136 | 0 | 0
2016-06-21 02:00 | 0 | 0 | 0 | 0 | 0 | 200303.6002 | 49868.8412 | 581995 | 0 | 0 | 0 | 142977.1278 | 5447754.4002 | 0 | 0 | 0 | 0 | 0 | 0 | 0 | 0 | 0 | 1166261.4857 | 0 | 0 | 0 | 0 | -60493.5058 | 0 | 272701.7664 | 0 | 0 | 0 | 0 | 0 | 0 | 0 | 0 | 0 | 0 | 1372.7136 | 0 | 0
2016-06-21 03:00 | 0 | 0 | 0 | 0 | 0 | 197130.0912 | 1.292 | 539949 | 0 | 0 | 0 | 71488.5639 | 5175052.6338 | 0 | 0 | 0 | 0 | 0 | 0 | 0 | 0 | 0 | 1167354.9915 | 0 | 0 | 0 | 0 | -71488.5639 | 0 | 272701.7664 | 0 | 0 | 0 | 0 | 0 | 0 | 0 | 0 | 0 | 0 | 1372.7136 | 0 | 0
2016-06-21 04:00 | 0 | 0 | 0 | 0 | 0 | 158544.3833 | 0 | 501362 | 0 | 0 | 0 | 0 | 4902350.8674 | 0 | 0 | 0 | 0 | 0 | 0 | 0 | 0 | 0 | 1168448.493 | 0 | 0 | 0 | 0 | -71488.5639 | 0 | 272701.7664 | 0 | 0 | 0 | 0 | 0 | 0 | 0 | 0 | 0 | 0 | 1372.7136 | 0 | 0
2016-06-21 05:00 | 0 | 0 | 0 | 0 | 0 | 197908.9472 | 0 | 469238 | 0 | 0 | 0 | 0 | 4629649.101 | 0 | 0 | 0 | 0 | 0 | 0 | 0 | 0 | 0 | 1169541.9901 | 0 | 0 | 0 | 0 | 0 | 0 | 272701.7664 | 0 | 0 | 0 | 0 | 0 | 0 | 0 | 0 | 0 | 0 | 1372.7136 | 0 | 0
2016-06-21 06:00 | 0 | 0 | 0 | 0 | 0 | 242117.5111 | 0 | 441958 | 0 | 0 | 0 | 71488.5639 | 4356947.3346 | 0 | 0 | 0 | 0 | 0 | 0 | 0 | 0 | 0 | 1170635.4828 | 0 | 0 | 0 | 0 | 71488.5639 | 0 | 272701.7664 | 0 | 0 | 0 | 0 | 0 | 0 | 0 | 0 | 0 | 0 | 1372.7136 | 0 | 0
2016-06-21 07:00 | 0 | 0 | 0 | 0 | 0 | 79807.3833 | 0 | 422625 | 0 | 0 | 0 | 0 | 4084245.5682 | 0 | 0 | 0 | 0 | 0 | 0 | 0 | 0 | 0 | 1171728.9711 | 0 | 0 | 0 | 0 | -71488.5639 | 0 | 272701.7664 | 0 | 0 | 0 | 0 | 0 | 0 | 0 | 0 | 0 | 0 | 1372.7136 | 0 | 0
2016-06-21 08:00 | 0 | 0 | 0 | 0 | 0 | 414077.7136 | 0 | 412705 | 0 | 0 | 0 | 0 | 4084245.5682 | 0 | 0 | 0 | 0 | 0 | 0 | 0 | 0 | 0 | 1172822.455 | 0 | 0 | 0 | 0 | 0 | 0 | 0 | 0 | 0 | 0 | 0 | 0 | 0 | 0 | 0 | 0 | 0 | 1372.7136 | 0 | 0
2016-06-21 09:00 | 0 | 0 | 0 | 0 | 0 | 431849.0917 | 0 | 414254 | 0 | 0 | 0 | 16222.3781 | 4084245.5682 | 0 | 0 | 0 | 0 | 0 | 0 | 0 | 0 | 0 | 1173915.9346 | 0 | 0 | 0 | 0 | 16222.3781 | 0 | 0 | 0 | 0 | 0 | 0 | 0 | 0 | 0 | 0 | 0 | 0 | 1372.7136 | 0 | 0
2016-06-21 10:00 | 0 | 0 | 0 | 0 | 0 | 211424.133 | 0 | 427487 | 0 | 0 | 0 | 71488.5639 | 3811543.8018 | 0 | 0 | 0 | 0 | 0 | 0 | 0 | 0 | 0 | 1175009.4098 | 0 | 0 | 0 | 0 | 55266.1858 | 0 | 272701.7664 | 0 | 0 | 0 | 0 | 0 | 0 | 0 | 0 | 0 | 0 | 1372.7136 | 0 | 0
2016-06-21 11:00 | 0 | 0 | 0 | 0 | 0 | 340585.3841 | 14.4585 | 447267 | 0 | 0 | 0 | 0 | 3774992.4947 | 0 | 0 | 0 | 0 | 0 | 0 | 0 | 0 | 0 | 1176102.8806 | 0 | 0 | 0 | 0 | -71488.5639 | 0 | 36551.3071 | 0 | 0 | 0 | 0 | 0 | 0 | 0 | 0 | 0 | 0 | 1372.7136 | 0 | 0
2016-06-21 12:00 | 0 | 0 | 0 | 0 | 0 | 54783.4798 | 144080.4674 | 470193 | 0 | 0 | 0 | 0 | 3502290.7283 | 0 | 0 | 0 | 0 | 0 | 0 | 0 | 0 | 0 | 1177196.3471 | 0 | 0 | 0 | 0 | 0 | 0 | 272701.7664 | 0 | 0 | 0 | 0 | 0 | 0 | 0 | 0 | 0 | 0 | 1372.7136 | 0 | 0
2016-06-21 13:00 | 0 | 0 | 0 | 0 | 0 | 0 | 456607.458 | 498042 | 0 | 0 | 0 | 0 | 3459483.4727 | 0 | 0 | 0 | 0 | 0 | 0 | 0 | 0 | 0 | 1178289.8092 | 0 | 0 | 0 | 0 | 0 | 0 | 42807.2556 | 0 | 0 | 0 | 0 | 0 | 0 | 0 | 0 | 0 | 0 | 1372.7136 | 0 | 0
2016-06-21 14:00 | 0 | 0 | 0 | 0 | 0 | 0 | 663629.4228 | 529549 | 0 | 0 | 0 | 71488.5639 | 3520702.618 | 0 | 0 | 0 | 0 | 0 | 0 | 0 | 0 | 0 | 1179383.2669 | 0 | 0 | 0 | 0 | 71488.5639 | 61219.1453 | 0 | 0 | 0 | 0 | 0 | 0 | 0 | 0 | 0 | 0 | 0 | 1372.7136 | 0 | 0
2016-06-21 15:00 | 0 | 0 | 0 | 0 | 0 | 0 | 752970.5031 | 560715 | 0 | 0 | 0 | 87579.8474 | 3695494.1241 | 0 | 0 | 0 | 0 | 0 | 0 | 0 | 0 | 0 | 1180476.7202 | 0 | 0 | 0 | 0 | 16091.2835 | 174791.506 | 0 | 0 | 0 | 0 | 0 | 0 | 0 | 0 | 0 | 0 | 0 | 1372.7136 | 0 | 0
2016-06-21 16:00 | 0 | 0 | 0 | 0 | 0 | 0 | 806762.8455 | 586867 | 0 | 0 | 0 | 152219.0465 | 3849378.0569 | 0 | 0 | 0 | 0 | 0 | 0 | 0 | 0 | 0 | 1181570.1692 | 0 | 0 | 0 | 0 | 64639.1991 | 153883.9329 | 0 | 0 | 0 | 0 | 0 | 0 | 0 | 0 | 0 | 0 | 0 | 1372.7136 | 0 | 0
2016-06-21 17:00 | 0 | 0 | 0 | 0 | 0 | 0 | 820374.3378 | 609939 | 0 | 0 | 0 | 186490.1646 | 4024169.563 | 0 | 0 | 0 | 0 | 0 | 0 | 0 | 0 | 0 | 1182663.6138 | 0 | 0 | 0 | 0 | 34271.1182 | 174791.506 | 0 | 0 | 0 | 0 | 0 | 0 | 0 | 0 | 0 | 0 | 0 | 1372.7136 | 0 | 0
2016-06-21 18:00 | 0 | 0 | 0 | 0 | 0 | 0 | 820799.6885 | 627655 | 0 | 0 | 0 | 203470.6336 | 4198961.069 | 0 | 0 | 0 | 0 | 0 | 0 | 0 | 0 | 0 | 1183757.054 | 0 | 0 | 0 | 0 | 16980.4689 | 174791.506 | 0 | 0 | 0 | 0 | 0 | 0 | 0 | 0 | 0 | 0 | 0 | 1372.7136 | 0 | 0
2016-06-21 19:00 | 0 | 0 | 0 | 0 | 0 | 0 | 813969.266 | 640291 | 0 | 0 | 0 | 200984.6799 | 4373752.5751 | 0 | 0 | 0 | 0 | 0 | 0 | 0 | 0 | 0 | 1184850.4898 | 0 | 0 | 0 | 0 | -2485.9536 | 174791.506 | 0 | 0 | 0 | 0 | 0 | 0 | 0 | 0 | 0 | 0 | 0 | 1372.7136 | 0 | 0
2016-06-21 20:00 | 0 | 0 | 0 | 0 | 0 | 0 | 807735.5361 | 649707 | 0 | 0 | 0 | 203470.6336 | 4527922.444 | 0 | 0 | 0 | 0 | 0 | 0 | 0 | 0 | 0 | 1185943.9213 | 0 | 0 | 0 | 0 | 2485.9536 | 154169.8689 | 0 | 0 | 0 | 0 | 0 | 0 | 0 | 0 | 0 | 0 | 0 | 1372.7136 | 0 | 0
2016-06-21 21:00 | 0 | 0 | 0 | 0 | 0 | 0 | 795401.1093 | 653434 | 0 | 0 | 0 | 169273.5233 | 4702713.95 | 0 | 0 | 0 | 0 | 0 | 0 | 0 | 0 | 0 | 1187037.3484 | 0 | 0 | 0 | 0 | -34197.1103 | 174791.506 | 0 | 0 | 0 | 0 | 0 | 0 | 0 | 0 | 0 | 0 | 0 | 1372.7136 | 0 | 0
2016-06-21 22:00 | 0 | 0 | 0 | 0 | 0 | 0 | 762617.153 | 648117 | 0 | 0 | 0 | 203470.6336 | 4781644.2791 | 0 | 0 | 0 | 0 | 0 | 0 | 0 | 0 | 0 | 1188130.7711 | 0 | 0 | 0 | 0 | 34197.1103 | 78930.3291 | 0 | 0 | 0 | 0 | 0 | 0 | 0 | 0 | 0 | 0 | 0 | 1372.7136 | 0 | 0
2016-06-21 23:00 | 0 | 0 | 0 | 0 | 0 | 0 | 681450.0832 | 634951 | 0 | 0 | 0 | 203470.6336 | 4826770.6487 | 0 | 0 | 0 | 0 | 0 | 0 | 0 | 0 | 0 | 1189224.1894 | 0 | 0 | 0 | 0 | 0 | 174791.506 | 129665.1364 | 0 | 0 | 0 | 0 | 0 | 0 | 0 | 0 | 0 | 0 | 1372.7136 | 0 | 0
2016-06-22 | 0 | 0 | 0 | 0 | 0 | 0 | 536876.0843 | 617957 | 0 | 0 | 0 | 203470.6336 | 4744317.0195 | 0 | 0 | 0 | 0 | 0 | 0 | 0 | 0 | 0 | 1190317.6034 | 0 | 0 | 0 | 0 | 0 | 0 | 82453.6293 | 0 | 0 | 0 | 0 | 0 | 0 | 0 | 0 | 0 | 0 | 1372.7136 | 0 | 0
2016-06-22 01:00 | 0 | 0 | 0 | 0 | 0 | 218007.1874 | 285323.2658 | 599868 | 0 | 0 | 0 | 203470.6336 | 4646406.7591 | 0 | 0 | 0 | 0 | 0 | 0 | 0 | 0 | 0 | 1191411.013 | 0 | 0 | 0 | 0 | 0 | 174791.506 | 272701.7664 | 0 | 0 | 0 | 0 | 0 | 0 | 0 | 0 | 0 | 0 | 1372.7136 | 0 | 0
2016-06-22 02:00 | 0 | 0 | 0 | 0 | 0 | 251214.0561 | 49355.8911 | 571899 | 0 | 0 | 0 | 203470.6336 | 4373704.9927 | 0 | 0 | 0 | 0 | 0 | 0 | 0 | 0 | 0 | 1192504.4182 | 0 | 0 | 0 | 0 | 0 | 0 | 272701.7664 | 0 | 0 | 0 | 0 | 0 | 0 | 0 | 0 | 0 | 0 | 1372.7136 | 0 | 0
2016-06-22 03:00 | 0 | 0 | 0 | 0 | 0 | 261570.03 | 3.9171 | 532903 | 0 | 0 | 0 | 203470.6336 | 4101003.2263 | 0 | 0 | 0 | 0 | 0 | 0 | 0 | 0 | 0 | 1193597.8191 | 0 | 0 | 0 | 0 | 0 | 0 | 272701.7664 | 0 | 0 | 0 | 0 | 0 | 0 | 0 | 0 | 0 | 0 | 1372.7136 | 0 | 0
2016-06-22 04:00 | 0 | 0 | 0 | 0 | 0 | 152668.3833 | 0 | 495486 | 0 | 0 | 0 | 131982.0697 | 3828301.4599 | 0 | 0 | 0 | 0 | 0 | 0 | 0 | 0 | 0 | 1194691.2155 | 0 | 0 | 0 | 0 | -71488.5639 | 0 | 272701.7664 | 0 | 0 | 0 | 0 | 0 | 0 | 0 | 0 | 0 | 0 | 1372.7136 | 0 | 0
2016-06-22 05:00 | 0 | 0 | 0 | 0 | 0 | 132958.4414 | 0 | 464781 | 0 | 0 | 0 | 71488.5639 | 3555599.6935 | 0 | 0 | 0 | 0 | 0 | 0 | 0 | 0 | 0 | 1195784.6076 | 0 | 0 | 0 | 0 | -60493.5058 | 0 | 272701.7664 | 0 | 0 | 0 | 0 | 0 | 0 | 0 | 0 | 0 | 0 | 1372.7136 | 0 | 0
2016-06-22 06:00 | 0 | 0 | 0 | 0 | 0 | 96910.3833 | 0 | 439728 | 0 | 0 | 0 | 0 | 3282897.927 | 0 | 0 | 0 | 0 | 0 | 0 | 0 | 0 | 0 | 1196877.9954 | 0 | 0 | 0 | 0 | -71488.5639 | 0 | 272701.7664 | 0 | 0 | 0 | 0 | 0 | 0 | 0 | 0 | 0 | 0 | 1372.7136 | 0 | 0
2016-06-22 07:00 | 0 | 0 | 0 | 0 | 0 | 222486.5111 | 0 | 422327 | 0 | 0 | 0 | 71488.5639 | 3010196.1606 | 0 | 0 | 0 | 0 | 0 | 0 | 0 | 0 | 0 | 1197971.3787 | 0 | 0 | 0 | 0 | 71488.5639 | 0 | 272701.7664 | 0 | 0 | 0 | 0 | 0 | 0 | 0 | 0 | 0 | 0 | 1372.7136 | 0 | 0
2016-06-22 08:00 | 0 | 0 | 0 | 0 | 0 | 412695.7136 | 0 | 411323 | 0 | 0 | 0 | 71488.5639 | 3010196.1606 | 0 | 0 | 0 | 0 | 0 | 0 | 0 | 0 | 0 | 1199064.7577 | 0 | 0 | 0 | 0 | 0 | 0 | 0 | 0 | 0 | 0 | 0 | 0 | 0 | 0 | 0 | 0 | 0 | 1372.7136 | 0 | 0
2016-06-22 09:00 | 0 | 0 | 0 | 0 | 0 | 69807.3833 | 0 | 412625 | 0 | 0 | 0 | 0 | 2737494.3942 | 0 | 0 | 0 | 0 | 0 | 0 | 0 | 0 | 0 | 1200158.1323 | 0 | 0 | 0 | 0 | -71488.5639 | 0 | 272701.7664 | 0 | 0 | 0 | 0 | 0 | 0 | 0 | 0 | 0 | 0 | 1372.7136 | 0 | 0
2016-06-22 10:00 | 0 | 0 | 0 | 0 | 0 | 153333.9472 | 0 | 424663 | 0 | 0 | 0 | 0 | 2464792.6278 | 0 | 0 | 0 | 0 | 0 | 0 | 0 | 0 | 0 | 1201251.5025 | 0 | 0 | 0 | 0 | 0 | 0 | 272701.7664 | 0 | 0 | 0 | 0 | 0 | 0 | 0 | 0 | 0 | 0 | 1372.7136 | 0 | 0
2016-06-22 11:00 | 0 | 0 | 0 | 0 | 0 | 174101.2327 | 16.7145 | 445447 | 0 | 0 | 0 | 0 | 2192090.8614 | 0 | 0 | 0 | 0 | 0 | 0 | 0 | 0 | 0 | 1202344.8684 | 0 | 0 | 0 | 0 | 0 | 0 | 272701.7664 | 0 | 0 | 0 | 0 | 0 | 0 | 0 | 0 | 0 | 0 | 1372.7136 | 0 | 0
2016-06-22 12:00 | 0 | 0 | 0 | 0 | 0 | 55696.6241 | 142763.3231 | 469789 | 0 | 0 | 0 | 0 | 1919389.095 | 0 | 0 | 0 | 0 | 0 | 0 | 0 | 0 | 0 | 1203438.2299 | 0 | 0 | 0 | 0 | 0 | 0 | 272701.7664 | 0 | 0 | 0 | 0 | 0 | 0 | 0 | 0 | 0 | 0 | 1372.7136 | 0 | 0
2016-06-22 13:00 | 0 | 0 | 0 | 0 | 0 | 0 | 453742.5844 | 498029 | 0 | 0 | 0 | 0 | 1873729.9658 | 0 | 0 | 0 | 0 | 0 | 0 | 0 | 0 | 0 | 1204531.587 | 0 | 0 | 0 | 0 | 0 | 0 | 45659.1292 | 0 | 0 | 0 | 0 | 0 | 0 | 0 | 0 | 0 | 0 | 1372.7136 | 0 | 0
2016-06-22 14:00 | 0 | 0 | 0 | 0 | 0 | 0 | 661680.9479 | 528101 | 0 | 0 | 0 | 0 | 2005937.2001 | 0 | 0 | 0 | 0 | 0 | 0 | 0 | 0 | 0 | 1205624.9397 | 0 | 0 | 0 | 0 | 0 | 132207.2343 | 0 | 0 | 0 | 0 | 0 | 0 | 0 | 0 | 0 | 0 | 0 | 1372.7136 | 0 | 0
2016-06-22 15:00 | 0 | 0 | 0 | 0 | 0 | 0 | 743390.2324 | 557079 | 0 | 0 | 0 | 10147.0128 | 2180728.7061 | 0 | 0 | 0 | 0 | 0 | 0 | 0 | 0 | 0 | 1206718.2881 | 0 | 0 | 0 | 0 | 10147.0128 | 174791.506 | 0 | 0 | 0 | 0 | 0 | 0 | 0 | 0 | 0 | 0 | 0 | 1372.7136 | 0 | 0
2016-06-22 16:00 | 0 | 0 | 0 | 0 | 0 | 0 | 796255.8818 | 582091 | 0 | 0 | 0 | 81635.5767 | 2322032.3105 | 0 | 0 | 0 | 0 | 0 | 0 | 0 | 0 | 0 | 1207811.6321 | 0 | 0 | 0 | 0 | 71488.5639 | 141303.6044 | 0 | 0 | 0 | 0 | 0 | 0 | 0 | 0 | 0 | 0 | 0 | 1372.7136 | 0 | 0
2016-06-22 17:00 | 0 | 0 | 0 | 0 | 0 | 0 | 808915.7447 | 604925 | 0 | 0 | 0 | 131982.0697 | 2474303.8487 | 0 | 0 | 0 | 0 | 0 | 0 | 0 | 0 | 0 | 1208904.9717 | 0 | 0 | 0 | 0 | 50346.493 | 174791.506 | 22519.9679 | 0 | 0 | 0 | 0 | 0 | 0 | 0 | 0 | 0 | 0 | 1372.7136 | 0 | 0
2016-06-22 18:00 | 0 | 0 | 0 | 0 | 0 | 0 | 804528.9529 | 623197 | 0 | 0 | 0 | 203470.6336 | 2582774.5241 | 0 | 0 | 0 | 0 | 0 | 0 | 0 | 0 | 0 | 1209998.307 | 0 | 0 | 0 | 0 | 71488.5639 | 108470.6754 | 0 | 0 | 0 | 0 | 0 | 0 | 0 | 0 | 0 | 0 | 0 | 1372.7136 | 0 | 0
2016-06-22 19:00 | 0 | 0 | 0 | 0 | 0 | 0 | 791438.7577 | 636797 | 0 | 0 | 0 | 203470.6336 | 2736043.5682 | 0 | 0 | 0 | 0 | 0 | 0 | 0 | 0 | 0 | 1211091.6378 | 0 | 0 | 0 | 0 | 0 | 153269.0441 | 0 | 0 | 0 | 0 | 0 | 0 | 0 | 0 | 0 | 0 | 0 | 1372.7136 | 0 | 0
2016-06-22 20:00 | 0 | 0 | 0 | 0 | 0 | 0 | 780926.3449 | 648742 | 0 | 0 | 0 | 159490.7588 | 2910835.0742 | 0 | 0 | 0 | 0 | 0 | 0 | 0 | 0 | 0 | 1212184.9643 | 0 | 0 | 0 | 0 | -43979.8748 | 174791.506 | 0 | 0 | 0 | 0 | 0 | 0 | 0 | 0 | 0 | 0 | 0 | 1372.7136 | 0 | 0
2016-06-22 21:00 | 0 | 0 | 0 | 0 | 0 | 0 | 765316.8167 | 653933 | 0 | 0 | 0 | 203470.6336 | 2976866.3026 | 0 | 0 | 0 | 0 | 0 | 0 | 0 | 0 | 0 | 1213278.2865 | 0 | 0 | 0 | 0 | 43979.8748 | 66031.2284 | 0 | 0 | 0 | 0 | 0 | 0 | 0 | 0 | 0 | 0 | 0 | 1372.7136 | 0 | 0
2016-06-22 22:00 | 0 | 0 | 0 | 0 | 0 | 0 | 729271.8463 | 651094 | 0 | 0 | 0 | 203470.6336 | 3053671.4353 | 0 | 0 | 0 | 0 | 0 | 0 | 0 | 0 | 0 | 1214371.6042 | 0 | 0 | 0 | 0 | 0 | 76805.1327 | 0 | 0 | 0 | 0 | 0 | 0 | 0 | 0 | 0 | 0 | 0 | 1372.7136 | 0 | 0
2016-06-22 23:00 | 0 | 0 | 0 | 0 | 0 | 0 | 654618.1059 | 640266 | 0 | 0 | 0 | 203470.6336 | 3066650.8276 | 0 | 0 | 0 | 0 | 0 | 0 | 0 | 0 | 0 | 1215464.9176 | 0 | 0 | 0 | 0 | 0 | 12979.3923 | 0 | 0 | 0 | 0 | 0 | 0 | 0 | 0 | 0 | 0 | 0 | 1372.7136 | 0 | 0
2016-06-23 | 0 | 0 | 0 | 0 | 0 | 0 | 528140.1728 | 623630 | 0 | 0 | 0 | 203470.6336 | 2969788.2868 | 0 | 0 | 0 | 0 | 0 | 0 | 0 | 0 | 0 | 1216558.2266 | 0 | 0 | 0 | 0 | 0 | 0 | 96862.5408 | 0 | 0 | 0 | 0 | 0 | 0 | 0 | 0 | 0 | 0 | 1372.7136 | 0 | 0
2016-06-23 01:00 | 0 | 0 | 0 | 0 | 0 | 37763.3368 | 298380.6103 | 607473 | 0 | 0 | 0 | 203470.6336 | 2697086.5204 | 0 | 0 | 0 | 0 | 0 | 0 | 0 | 0 | 0 | 1217651.5312 | 0 | 0 | 0 | 0 | 0 | 0 | 272701.7664 | 0 | 0 | 0 | 0 | 0 | 0 | 0 | 0 | 0 | 0 | 1372.7136 | 0 | 0
2016-06-23 02:00 | 0 | 0 | 0 | 0 | 0 | 185031.6322 | 51425.7511 | 579275 | 0 | 0 | 0 | 131982.0697 | 2424384.754 | 0 | 0 | 0 | 0 | 0 | 0 | 0 | 0 | 0 | 1218744.8315 | 0 | 0 | 0 | 0 | -71488.5639 | 0 | 272701.7664 | 0 | 0 | 0 | 0 | 0 | 0 | 0 | 0 | 0 | 0 | 1372.7136 | 0 | 0
2016-06-23 03:00 | 0 | 0 | 0 | 0 | 0 | 198305.2508 | 4.1325 | 541127 | 0 | 0 | 0 | 60493.5058 | 2151682.9876 | 0 | 0 | 0 | 0 | 0 | 0 | 0 | 0 | 0 | 1219838.1274 | 0 | 0 | 0 | 0 | -71488.5639 | 0 | 272701.7664 | 0 | 0 | 0 | 0 | 0 | 0 | 0 | 0 | 0 | 0 | 1372.7136 | 0 | 0
2016-06-23 04:00 | 0 | 0 | 0 | 0 | 0 | 578226.2775 | 0 | 505365 | 0 | 0 | 0 | 131982.0697 | 2151682.9876 | 0 | 0 | 0 | 0 | 0 | 0 | 0 | 0 | 0 | 1220931.4189 | 0 | 0 | 0 | 0 | 71488.5639 | 0 | 0 | 0 | 0 | 0 | 0 | 0 | 0 | 0 | 0 | 0 | 0 | 1372.7136 | 0 | 0
2016-06-23 05:00 | 0 | 0 | 0 | 0 | 0 | 547779.2775 | 0 | 474918 | 0 | 0 | 0 | 203470.6336 | 2151682.9876 | 0 | 0 | 0 | 0 | 0 | 0 | 0 | 0 | 0 | 1222024.706 | 0 | 0 | 0 | 0 | 71488.5639 | 0 | 0 | 0 | 0 | 0 | 0 | 0 | 0 | 0 | 0 | 0 | 0 | 1372.7136 | 0 | 0
2016-06-23 06:00 | 0 | 0 | 0 | 0 | 0 | 379498.1497 | 0 | 449614 | 0 | 0 | 0 | 131982.0697 | 2151682.9876 | 0 | 0 | 0 | 0 | 0 | 0 | 0 | 0 | 0 | 1223117.9888 | 0 | 0 | 0 | 0 | -71488.5639 | 0 | 0 | 0 | 0 | 0 | 0 | 0 | 0 | 0 | 0 | 0 | 0 | 1372.7136 | 0 | 0
2016-06-23 07:00 | 0 | 0 | 0 | 0 | 0 | 231134.5111 | 0 | 430975 | 0 | 0 | 0 | 203470.6336 | 1878981.2212 | 0 | 0 | 0 | 0 | 0 | 0 | 0 | 0 | 0 | 1224211.2672 | 0 | 0 | 0 | 0 | 71488.5639 | 0 | 272701.7664 | 0 | 0 | 0 | 0 | 0 | 0 | 0 | 0 | 0 | 0 | 1372.7136 | 0 | 0
2016-06-23 08:00 | 0 | 0 | 0 | 0 | 0 | 422292.7136 | 0 | 420920 | 0 | 0 | 0 | 203470.6336 | 1878981.2212 | 0 | 0 | 0 | 0 | 0 | 0 | 0 | 0 | 0 | 1225304.5412 | 0 | 0 | 0 | 0 | 0 | 0 | 0 | 0 | 0 | 0 | 0 | 0 | 0 | 0 | 0 | 0 | 0 | 1372.7136 | 0 | 0
2016-06-23 09:00 | 0 | 0 | 0 | 0 | 0 | 79818.3833 | 0 | 422636 | 0 | 0 | 0 | 131982.0697 | 1606279.4548 | 0 | 0 | 0 | 0 | 0 | 0 | 0 | 0 | 0 | 1226397.8109 | 0 | 0 | 0 | 0 | -71488.5639 | 0 | 272701.7664 | 0 | 0 | 0 | 0 | 0 | 0 | 0 | 0 | 0 | 0 | 1372.7136 | 0 | 0
2016-06-23 10:00 | 0 | 0 | 0 | 0 | 0 | 94022.2733 | 0 | 435624 | 0 | 0 | 0 | 61709.3958 | 1333577.6883 | 0 | 0 | 0 | 0 | 0 | 0 | 0 | 0 | 0 | 1227491.0762 | 0 | 0 | 0 | 0 | -70272.6739 | 0 | 272701.7664 | 0 | 0 | 0 | 0 | 0 | 0 | 0 | 0 | 0 | 0 | 1372.7136 | 0 | 0
2016-06-23 11:00 | 0 | 0 | 0 | 0 | 0 | 253663.614 | 1.897 | 453506 | 0 | 0 | 0 | 133197.9597 | 1060875.9219 | 0 | 0 | 0 | 0 | 0 | 0 | 0 | 0 | 0 | 1228584.3371 | 0 | 0 | 0 | 0 | 71488.5639 | 0 | 272701.7664 | 0 | 0 | 0 | 0 | 0 | 0 | 0 | 0 | 0 | 0 | 1372.7136 | 0 | 0
2016-06-23 12:00 | 0 | 0 | 0 | 0 | 0 | 16193.2382 | 117151.1451 | 476162 | 0 | 0 | 0 | 61709.3958 | 788174.1555 | 0 | 0 | 0 | 0 | 0 | 0 | 0 | 0 | 0 | 1229677.5936 | 0 | 0 | 0 | 0 | -71488.5639 | 0 | 272701.7664 | 0 | 0 | 0 | 0 | 0 | 0 | 0 | 0 | 0 | 0 | 1372.7136 | 0 | 0
2016-06-23 13:00 | 0 | 0 | 0 | 0 | 0 | 0 | 443237.3178 | 503574 | 0 | 0 | 0 | 0 | 788174.1555 | 0 | 0 | 0 | 0 | 0 | 0 | 0 | 0 | 0 | 1230770.8457 | 0 | 0 | 0 | 0 | -61709.3958 | 0 | 0 | 0 | 0 | 0 | 0 | 0 | 0 | 0 | 0 | 0 | 0 | 1372.7136 | 0 | 0
2016-06-23 14:00 | 0 | 0 | 0 | 0 | 0 | 0 | 635337.6682 | 533806 | 0 | 0 | 0 | 16060.8723 | 872272.2378 | 0 | 0 | 0 | 0 | 0 | 0 | 0 | 0 | 0 | 1231864.0935 | 0 | 0 | 0 | 0 | 16060.8723 | 84098.0823 | 0 | 0 | 0 | 0 | 0 | 0 | 0 | 0 | 0 | 0 | 0 | 1372.7136 | 0 | 0
2016-06-23 15:00 | 0 | 0 | 0 | 0 | 0 | 0 | 722770.3473 | 562667 | 0 | 0 | 0 | 0 | 1047063.7439 | 0 | 0 | 0 | 0 | 0 | 0 | 0 | 0 | 0 | 1232957.3369 | 0 | 0 | 0 | 0 | -16060.8723 | 174791.506 | 0 | 0 | 0 | 0 | 0 | 0 | 0 | 0 | 0 | 0 | 0 | 1372.7136 | 0 | 0
2016-06-23 16:00 | 0 | 0 | 0 | 0 | 0 | 0 | 766369.8599 | 586908 | 0 | 0 | 0 | 71488.5639 | 1153664.3263 | 0 | 0 | 0 | 0 | 0 | 0 | 0 | 0 | 0 | 1234050.576 | 0 | 0 | 0 | 0 | 71488.5639 | 106600.5824 | 0 | 0 | 0 | 0 | 0 | 0 | 0 | 0 | 0 | 0 | 0 | 1372.7136 | 0 | 0
2016-06-23 17:00 | 0 | 0 | 0 | 0 | 0 | 0 | 780182.3043 | 609543 | 0 | 0 | 0 | 131982.0697 | 1262437.4112 | 0 | 0 | 0 | 0 | 0 | 0 | 0 | 0 | 0 | 1235143.8106 | 0 | 0 | 0 | 0 | 60493.5058 | 108773.0849 | 0 | 0 | 0 | 0 | 0 | 0 | 0 | 0 | 0 | 0 | 0 | 1372.7136 | 0 | 0
2016-06-23 18:00 | 0 | 0 | 0 | 0 | 0 | 0 | 773717.6254 | 626573 | 0 | 0 | 0 | 203470.6336 | 1336720.7591 | 0 | 0 | 0 | 0 | 0 | 0 | 0 | 0 | 0 | 1236237.0409 | 0 | 0 | 0 | 0 | 71488.5639 | 74283.3479 | 0 | 0 | 0 | 0 | 0 | 0 | 0 | 0 | 0 | 0 | 0 | 1372.7136 | 0 | 0
2016-06-23 19:00 | 0 | 0 | 0 | 0 | 0 | 0 | 762915.7536 | 639206 | 0 | 0 | 0 | 151016.1675 | 1511512.2651 | 0 | 0 | 0 | 0 | 0 | 0 | 0 | 0 | 0 | 1237330.2668 | 0 | 0 | 0 | 0 | -52454.466 | 174791.506 | 0 | 0 | 0 | 0 | 0 | 0 | 0 | 0 | 0 | 0 | 0 | 1372.7136 | 0 | 0
2016-06-23 20:00 | 0 | 0 | 0 | 0 | 0 | 0 | 752756.1784 | 646663 | 0 | 0 | 0 | 203470.6336 | 1563778.2639 | 0 | 0 | 0 | 0 | 0 | 0 | 0 | 0 | 0 | 1238423.4884 | 0 | 0 | 0 | 0 | 52454.466 | 52265.9987 | 0 | 0 | 0 | 0 | 0 | 0 | 0 | 0 | 0 | 0 | 0 | 1372.7136 | 0 | 0
2016-06-23 21:00 | 0 | 0 | 0 | 0 | 0 | 0 | 733226.3319 | 648522 | 0 | 0 | 0 | 147862.0595 | 1702718.4563 | 0 | 0 | 0 | 0 | 0 | 0 | 0 | 0 | 0 | 1239516.7056 | 0 | 0 | 0 | 0 | -55608.5741 | 138940.1924 | 0 | 0 | 0 | 0 | 0 | 0 | 0 | 0 | 0 | 0 | 0 | 1372.7136 | 0 | 0
2016-06-23 22:00 | 0 | 0 | 0 | 0 | 0 | 0 | 698823.2877 | 641842 | 0 | 0 | 0 | 203470.6336 | 1702718.4563 | 0 | 0 | 0 | 0 | 0 | 0 | 0 | 0 | 0 | 1240609.9184 | 0 | 0 | 0 | 0 | 55608.5741 | 0 | 0 | 0 | 0 | 0 | 0 | 0 | 0 | 0 | 0 | 0 | 0 | 1372.7136 | 0 | 0
2016-06-23 23:00 | 0 | 0 | 0 | 0 | 0 | 0 | 625382.0988 | 627035 | 0 | 0 | 0 | 200445.0188 | 1702718.4563 | 0 | 0 | 0 | 0 | 0 | 0 | 0 | 0 | 0 | 1241703.1268 | 0 | 0 | 0 | 0 | -3025.6147 | 0 | 0 | 0 | 0 | 0 | 0 | 0 | 0 | 0 | 0 | 0 | 0 | 1372.7136 | 0 | 0
2016-06-24 | 0 | 0 | 0 | 0 | 0 | 0 | 501460.8869 | 610069 | 0 | 0 | 0 | 203470.6336 | 1589712.0149 | 0 | 0 | 0 | 0 | 0 | 0 | 0 | 0 | 0 | 1242796.3308 | 0 | 0 | 0 | 0 | 3025.6147 | 0 | 113006.4414 | 0 | 0 | 0 | 0 | 0 | 0 | 0 | 0 | 0 | 0 | 1372.7136 | 0 | 0
2016-06-24 01:00 | 0 | 0 | 0 | 0 | 0 | 0 | 304816.9864 | 593801 | 0 | 0 | 0 | 185815.6728 | 1317010.2484 | 0 | 0 | 0 | 0 | 0 | 0 | 0 | 0 | 0 | 1243889.5305 | 0 | 0 | 0 | 0 | -17654.9608 | 0 | 272701.7664 | 0 | 0 | 0 | 0 | 0 | 0 | 0 | 0 | 0 | 0 | 1372.7136 | 0 | 0
2016-06-24 02:00 | 0 | 0 | 0 | 0 | 0 | 205117.3564 | 48615.0458 | 567900 | 0 | 0 | 0 | 142977.1278 | 1044308.482 | 0 | 0 | 0 | 0 | 0 | 0 | 0 | 0 | 0 | 1244982.7258 | 0 | 0 | 0 | 0 | -42838.545 | 0 | 272701.7664 | 0 | 0 | 0 | 0 | 0 | 0 | 0 | 0 | 0 | 0 | 1372.7136 | 0 | 0
2016-06-24 03:00 | 0 | 0 | 0 | 0 | 0 | 300706.0162 | 4.0504 | 530470 | 0 | 0 | 0 | 71488.5639 | 884664.399 | 0 | 0 | 0 | 0 | 0 | 0 | 0 | 0 | 0 | 1246075.9168 | 0 | 0 | 0 | 0 | -71488.5639 | 0 | 159644.0831 | 0 | 0 | 0 | 0 | 0 | 0 | 0 | 0 | 0 | 0 | 1372.7136 | 0 | 0
2016-06-24 04:00 | 0 | 0 | 0 | 0 | 0 | 425433.1497 | 0 | 495549 | 0 | 0 | 0 | 0 | 884664.399 | 0 | 0 | 0 | 0 | 0 | 0 | 0 | 0 | 0 | 1247169.1033 | 0 | 0 | 0 | 0 | -71488.5639 | 0 | 0 | 0 | 0 | 0 | 0 | 0 | 0 | 0 | 0 | 0 | 0 | 1372.7136 | 0 | 0
2016-06-24 05:00 | 0 | 0 | 0 | 0 | 0 | 193609.9472 | 0 | 464939 | 0 | 0 | 0 | 0 | 611962.6326 | 0 | 0 | 0 | 0 | 0 | 0 | 0 | 0 | 0 | 1248262.2855 | 0 | 0 | 0 | 0 | 0 | 0 | 272701.7664 | 0 | 0 | 0 | 0 | 0 | 0 | 0 | 0 | 0 | 0 | 1372.7136 | 0 | 0
2016-06-24 06:00 | 0 | 0 | 0 | 0 | 0 | 512386.2775 | 0 | 439525 | 0 | 0 | 0 | 71488.5639 | 611962.6326 | 0 | 0 | 0 | 0 | 0 | 0 | 0 | 0 | 0 | 1249355.4633 | 0 | 0 | 0 | 0 | 71488.5639 | 0 | 0 | 0 | 0 | 0 | 0 | 0 | 0 | 0 | 0 | 0 | 0 | 1372.7136 | 0 | 0
2016-06-24 07:00 | 0 | 0 | 0 | 0 | 0 | 351260.1497 | 0 | 421376 | 0 | 0 | 0 | 0 | 611962.6326 | 0 | 0 | 0 | 0 | 0 | 0 | 0 | 0 | 0 | 1250448.6368 | 0 | 0 | 0 | 0 | -71488.5639 | 0 | 0 | 0 | 0 | 0 | 0 | 0 | 0 | 0 | 0 | 0 | 0 | 1372.7136 | 0 | 0
2016-06-24 08:00 | 0 | 0 | 0 | 0 | 0 | 481859.3335 | 0 | 412085 | 0 | 0 | 0 | 71488.5639 | 608875.6886 | 0 | 0 | 0 | 0 | 0 | 0 | 0 | 0 | 0 | 1251541.8059 | 0 | 0 | 0 | 0 | 71488.5639 | 0 | 3086.944 | 0 | 0 | 0 | 0 | 0 | 0 | 0 | 0 | 0 | 0 | 1372.7136 | 0 | 0
2016-06-24 09:00 | 0 | 0 | 0 | 0 | 0 | 213594.5111 | 0 | 413435 | 0 | 0 | 0 | 142977.1278 | 336173.9221 | 0 | 0 | 0 | 0 | 0 | 0 | 0 | 0 | 0 | 1252634.9705 | 0 | 0 | 0 | 0 | 71488.5639 | 0 | 272701.7664 | 0 | 0 | 0 | 0 | 0 | 0 | 0 | 0 | 0 | 0 | 1372.7136 | 0 | 0
2016-06-24 10:00 | 0 | 0 | 0 | 0 | 0 | 152914.9472 | 0 | 424244 | 0 | 0 | 0 | 142977.1278 | 63472.1557 | 0 | 0 | 0 | 0 | 0 | 0 | 0 | 0 | 0 | 1253728.1309 | 0 | 0 | 0 | 0 | 0 | 0 | 272701.7664 | 0 | 0 | 0 | 0 | 0 | 0 | 0 | 0 | 0 | 0 | 1372.7136 | 0 | 0
2016-06-24 11:00 | 0 | 0 | 0 | 0 | 0 | 362498.0804 | 2.6148 | 440458 | 0 | 0 | 0 | 71488.5639 | 55630.7013 | 0 | 0 | 0 | 0 | 0 | 0 | 0 | 0 | 0 | 1254821.2868 | 0 | 0 | 0 | 0 | -71488.5639 | 0 | 7841.4544 | 0 | 0 | 0 | 0 | 0 | 0 | 0 | 0 | 0 | 0 | 1372.7136 | 0 | 0
2016-06-24 12:00 | 0 | 0 | 0 | 0 | 0 | 228111.7492 | 109849.6992 | 463708 | 0 | 0 | 0 | 0 | 0 | 0 | 0 | 0 | 0 | 0 | 0 | 0 | 0 | 0 | 1255914.4384 | 0 | 0 | 0 | 0 | -71488.5639 | 0 | 55630.7013 | 0 | 0 | 0 | 0 | 0 | 0 | 0 | 0 | 0 | 0 | 1372.7136 | 0 | 0
2016-06-24 13:00 | 0 | 0 | 0 | 0 | 0 | 62218.5988 | 432227.1148 | 493073 | 0 | 0 | 0 | 0 | 0 | 0 | 0 | 0 | 0 | 0 | 0 | 0 | 0 | 0 | 1257007.5856 | 0 | 0 | 0 | 0 | 0 | 0 | 0 | 0 | 0 | 0 | 0 | 0 | 0 | 0 | 0 | 0 | 0 | 1372.7136 | 0 | 0
2016-06-24 14:00 | 0 | 0 | 0 | 0 | 0 | 0 | 625855.3812 | 525878 | 0 | 0 | 0 | 0 | 98604.6676 | 0 | 0 | 0 | 0 | 0 | 0 | 0 | 0 | 0 | 1258100.7285 | 0 | 0 | 0 | 0 | 0 | 98604.6676 | 0 | 0 | 0 | 0 | 0 | 0 | 0 | 0 | 0 | 0 | 0 | 1372.7136 | 0 | 0
2016-06-24 15:00 | 0 | 0 | 0 | 0 | 0 | 0 | 730068.3498 | 555545 | 0 | 0 | 0 | 0 | 271755.3039 | 0 | 0 | 0 | 0 | 0 | 0 | 0 | 0 | 0 | 1259193.8669 | 0 | 0 | 0 | 0 | 0 | 173150.6363 | 0 | 0 | 0 | 0 | 0 | 0 | 0 | 0 | 0 | 0 | 0 | 1372.7136 | 0 | 0
2016-06-24 16:00 | 0 | 0 | 0 | 0 | 0 | 0 | 786141.1199 | 580705 | 0 | 0 | 0 | 29271.9002 | 446546.8099 | 0 | 0 | 0 | 0 | 0 | 0 | 0 | 0 | 0 | 1260287.001 | 0 | 0 | 0 | 0 | 29271.9002 | 174791.506 | 0 | 0 | 0 | 0 | 0 | 0 | 0 | 0 | 0 | 0 | 0 | 1372.7136 | 0 | 0
2016-06-24 17:00 | 0 | 0 | 0 | 0 | 0 | 0 | 811049.9247 | 602435 | 0 | 0 | 0 | 61722.6054 | 621338.316 | 0 | 0 | 0 | 0 | 0 | 0 | 0 | 0 | 0 | 1261380.1307 | 0 | 0 | 0 | 0 | 32450.7051 | 174791.506 | 0 | 0 | 0 | 0 | 0 | 0 | 0 | 0 | 0 | 0 | 0 | 1372.7136 | 0 | 0
2016-06-24 18:00 | 0 | 0 | 0 | 0 | 0 | 0 | 806589.5164 | 619693 | 0 | 0 | 0 | 133211.1692 | 735373.5549 | 0 | 0 | 0 | 0 | 0 | 0 | 0 | 0 | 0 | 1262473.2561 | 0 | 0 | 0 | 0 | 71488.5639 | 114035.2389 | 0 | 0 | 0 | 0 | 0 | 0 | 0 | 0 | 0 | 0 | 0 | 1372.7136 | 0 | 0
2016-06-24 19:00 | 0 | 0 | 0 | 0 | 0 | 0 | 794709.3133 | 630709 | 0 | 0 | 0 | 131982.0697 | 899230.2542 | 0 | 0 | 0 | 0 | 0 | 0 | 0 | 0 | 0 | 1263566.377 | 0 | 0 | 0 | 0 | -1229.0996 | 163856.6993 | 0 | 0 | 0 | 0 | 0 | 0 | 0 | 0 | 0 | 0 | 0 | 1372.7136 | 0 | 0
2016-06-24 20:00 | 0 | 0 | 0 | 0 | 0 | 0 | 781499.5245 | 638495 | 0 | 0 | 0 | 203470.6336 | 969373.5012 | 0 | 0 | 0 | 0 | 0 | 0 | 0 | 0 | 0 | 1264659.4936 | 0 | 0 | 0 | 0 | 71488.5639 | 70143.247 | 0 | 0 | 0 | 0 | 0 | 0 | 0 | 0 | 0 | 0 | 0 | 1372.7136 | 0 | 0
2016-06-24 21:00 | 0 | 0 | 0 | 0 | 0 | 0 | 759256.6529 | 640690 | 0 | 0 | 0 | 203470.6336 | 1086567.4405 | 0 | 0 | 0 | 0 | 0 | 0 | 0 | 0 | 0 | 1265752.6059 | 0 | 0 | 0 | 0 | 0 | 117193.9393 | 0 | 0 | 0 | 0 | 0 | 0 | 0 | 0 | 0 | 0 | 0 | 1372.7136 | 0 | 0
2016-06-24 22:00 | 0 | 0 | 0 | 0 | 0 | 0 | 717167.1719 | 633972 | 0 | 0 | 0 | 185163.8848 | 1186696.6475 | 0 | 0 | 0 | 0 | 0 | 0 | 0 | 0 | 0 | 1266845.7137 | 0 | 0 | 0 | 0 | -18306.7487 | 100129.207 | 0 | 0 | 0 | 0 | 0 | 0 | 0 | 0 | 0 | 0 | 0 | 1372.7136 | 0 | 0
2016-06-24 23:00 | 0 | 0 | 0 | 0 | 0 | 0 | 638610.4623 | 618931 | 0 | 0 | 0 | 203470.6336 | 1186696.6475 | 0 | 0 | 0 | 0 | 0 | 0 | 0 | 0 | 0 | 1267938.8172 | 0 | 0 | 0 | 0 | 18306.7487 | 0 | 0 | 0 | 0 | 0 | 0 | 0 | 0 | 0 | 0 | 0 | 0 | 1372.7136 | 0 | 0
2016-06-25 | 0 | 0 | 0 | 0 | 0 | 0 | 501652.1898 | 599867 | 0 | 0 | 0 | 199772.6916 | 1090807.0657 | 0 | 0 | 0 | 0 | 0 | 0 | 0 | 0 | 0 | 1269031.9163 | 0 | 0 | 0 | 0 | -3697.942 | 0 | 95889.5818 | 0 | 0 | 0 | 0 | 0 | 0 | 0 | 0 | 0 | 0 | 1372.7136 | 0 | 0
2016-06-25 01:00 | 0 | 0 | 0 | 0 | 0 | 0 | 297228.9589 | 582333 | 0 | 0 | 0 | 185997.7033 | 818105.2992 | 0 | 0 | 0 | 0 | 0 | 0 | 0 | 0 | 0 | 1270125.0111 | 0 | 0 | 0 | 0 | -13774.9883 | 0 | 272701.7664 | 0 | 0 | 0 | 0 | 0 | 0 | 0 | 0 | 0 | 0 | 1372.7136 | 0 | 0
2016-06-25 02:00 | 0 | 0 | 0 | 0 | 0 | 261216.002 | 41913.8754 | 556986 | 0 | 0 | 0 | 203470.6336 | 545403.5328 | 0 | 0 | 0 | 0 | 0 | 0 | 0 | 0 | 0 | 1271218.1014 | 0 | 0 | 0 | 0 | 17472.9302 | 0 | 272701.7664 | 0 | 0 | 0 | 0 | 0 | 0 | 0 | 0 | 0 | 0 | 1372.7136 | 0 | 0
2016-06-25 03:00 | 0 | 0 | 0 | 0 | 0 | 453328.3454 | 3.8043 | 523448 | 0 | 0 | 0 | 131982.0697 | 545403.5328 | 0 | 0 | 0 | 0 | 0 | 0 | 0 | 0 | 0 | 1272311.1874 | 0 | 0 | 0 | 0 | -71488.5639 | 0 | 0 | 0 | 0 | 0 | 0 | 0 | 0 | 0 | 0 | 0 | 0 | 1372.7136 | 0 | 0
2016-06-25 04:00 | 0 | 0 | 0 | 0 | 0 | 288898.5111 | 0 | 488739 | 0 | 0 | 0 | 203470.6336 | 272701.7664 | 0 | 0 | 0 | 0 | 0 | 0 | 0 | 0 | 0 | 1273404.269 | 0 | 0 | 0 | 0 | 71488.5639 | 0 | 272701.7664 | 0 | 0 | 0 | 0 | 0 | 0 | 0 | 0 | 0 | 0 | 1372.7136 | 0 | 0
2016-06-25 05:00 | 0 | 0 | 0 | 0 | 0 | 388644.1497 | 0 | 458760 | 0 | 0 | 0 | 131982.0697 | 272701.7664 | 0 | 0 | 0 | 0 | 0 | 0 | 0 | 0 | 0 | 1274497.3463 | 0 | 0 | 0 | 0 | -71488.5639 | 0 | 0 | 0 | 0 | 0 | 0 | 0 | 0 | 0 | 0 | 0 | 0 | 1372.7136 | 0 | 0
2016-06-25 06:00 | 0 | 0 | 0 | 0 | 0 | 91548.3833 | 0 | 434366 | 0 | 0 | 0 | 60493.5058 | 0 | 0 | 0 | 0 | 0 | 0 | 0 | 0 | 0 | 0 | 1275590.4192 | 0 | 0 | 0 | 0 | -71488.5639 | 0 | 272701.7664 | 0 | 0 | 0 | 0 | 0 | 0 | 0 | 0 | 0 | 0 | 1372.7136 | 0 | 0
2016-06-25 07:00 | 0 | 0 | 0 | 0 | 0 | 488289.2775 | 0 | 415428 | 0 | 0 | 0 | 131982.0697 | 0 | 0 | 0 | 0 | 0 | 0 | 0 | 0 | 0 | 0 | 1276683.4877 | 0 | 0 | 0 | 0 | 71488.5639 | 0 | 0 | 0 | 0 | 0 | 0 | 0 | 0 | 0 | 0 | 0 | 0 | 1372.7136 | 0 | 0
2016-06-25 08:00 | 0 | 0 | 0 | 0 | 0 | 476335.2775 | 0 | 403474 | 0 | 0 | 0 | 203470.6336 | 0 | 0 | 0 | 0 | 0 | 0 | 0 | 0 | 0 | 0 | 1277776.5518 | 0 | 0 | 0 | 0 | 71488.5639 | 0 | 0 | 0 | 0 | 0 | 0 | 0 | 0 | 0 | 0 | 0 | 0 | 1372.7136 | 0 | 0
2016-06-25 09:00 | 0 | 0 | 0 | 0 | 0 | 399578.7136 | 0 | 398206 | 0 | 0 | 0 | 203470.6336 | 0 | 0 | 0 | 0 | 0 | 0 | 0 | 0 | 0 | 0 | 1278869.6116 | 0 | 0 | 0 | 0 | 0 | 0 | 0 | 0 | 0 | 0 | 0 | 0 | 0 | 0 | 0 | 0 | 0 | 1372.7136 | 0 | 0
2016-06-25 10:00 | 0 | 0 | 0 | 0 | 0 | 397809.7136 | 0 | 396437 | 0 | 0 | 0 | 203470.6336 | 0 | 0 | 0 | 0 | 0 | 0 | 0 | 0 | 0 | 0 | 1279962.667 | 0 | 0 | 0 | 0 | 0 | 0 | 0 | 0 | 0 | 0 | 0 | 0 | 0 | 0 | 0 | 0 | 0 | 1372.7136 | 0 | 0
2016-06-25 11:00 | 0 | 0 | 0 | 0 | 0 | 392359.6236 | 9.8133 | 406211 | 0 | 0 | 0 | 188256.3569 | 0 | 0 | 0 | 0 | 0 | 0 | 0 | 0 | 0 | 0 | 1281055.718 | 0 | 0 | 0 | 0 | -15214.2767 | 0 | 0 | 0 | 0 | 0 | 0 | 0 | 0 | 0 | 0 | 0 | 0 | 1372.7136 | 0 | 0
2016-06-25 12:00 | 0 | 0 | 0 | 0 | 0 | 425596.9015 | 108471.7542 | 429393 | 0 | 0 | 0 | 116767.793 | 174791.506 | 0 | 0 | 0 | 0 | 0 | 0 | 0 | 0 | 0 | 1282148.7646 | 0 | 0 | 0 | 0 | -71488.5639 | 174791.506 | 0 | 0 | 0 | 0 | 0 | 0 | 0 | 0 | 0 | 0 | 0 | 1372.7136 | 0 | 0
2016-06-25 13:00 | 0 | 0 | 0 | 0 | 0 | 133360.2831 | 431592.3726 | 460277 | 0 | 0 | 0 | 45279.2291 | 349583.0121 | 0 | 0 | 0 | 0 | 0 | 0 | 0 | 0 | 0 | 1283241.8069 | 0 | 0 | 0 | 0 | -71488.5639 | 174791.506 | 0 | 0 | 0 | 0 | 0 | 0 | 0 | 0 | 0 | 0 | 0 | 1372.7136 | 0 | 0
2016-06-25 14:00 | 0 | 0 | 0 | 0 | 0 | 0 | 637204.1447 | 496302 | 0 | 0 | 0 | 10017.1542 | 524374.5181 | 0 | 0 | 0 | 0 | 0 | 0 | 0 | 0 | 0 | 1284334.8448 | 0 | 0 | 0 | 0 | -35262.0749 | 174791.506 | 0 | 0 | 0 | 0 | 0 | 0 | 0 | 0 | 0 | 0 | 0 | 1372.7136 | 0 | 0
2016-06-25 15:00 | 0 | 0 | 0 | 0 | 0 | 0 | 742384.9127 | 529538 | 0 | 0 | 0 | 46699.8473 | 699166.0242 | 0 | 0 | 0 | 0 | 0 | 0 | 0 | 0 | 0 | 1285427.8783 | 0 | 0 | 0 | 0 | 36682.693 | 174791.506 | 0 | 0 | 0 | 0 | 0 | 0 | 0 | 0 | 0 | 0 | 0 | 1372.7136 | 0 | 0
2016-06-25 16:00 | 0 | 0 | 0 | 0 | 0 | 0 | 793521.9052 | 556540 | 0 | 0 | 0 | 107517.5328 | 873957.5302 | 0 | 0 | 0 | 0 | 0 | 0 | 0 | 0 | 0 | 1286520.9075 | 0 | 0 | 0 | 0 | 60817.6856 | 174791.506 | 0 | 0 | 0 | 0 | 0 | 0 | 0 | 0 | 0 | 0 | 0 | 1372.7136 | 0 | 0
2016-06-25 17:00 | 0 | 0 | 0 | 0 | 0 | 0 | 809424.3777 | 577439 | 0 | 0 | 0 | 163338.6909 | 1048749.0362 | 0 | 0 | 0 | 0 | 0 | 0 | 0 | 0 | 0 | 1287613.9323 | 0 | 0 | 0 | 0 | 55821.1581 | 174791.506 | 0 | 0 | 0 | 0 | 0 | 0 | 0 | 0 | 0 | 0 | 0 | 1372.7136 | 0 | 0
2016-06-25 18:00 | 0 | 0 | 0 | 0 | 0 | 0 | 805312.051 | 594128 | 0 | 0 | 0 | 198358.5223 | 1223540.5423 | 0 | 0 | 0 | 0 | 0 | 0 | 0 | 0 | 0 | 1288706.9527 | 0 | 0 | 0 | 0 | 35019.8314 | 174791.506 | 0 | 0 | 0 | 0 | 0 | 0 | 0 | 0 | 0 | 0 | 0 | 1372.7136 | 0 | 0
2016-06-25 19:00 | 0 | 0 | 0 | 0 | 0 | 0 | 788902.3309 | 607626 | 0 | 0 | 0 | 203470.6336 | 1398332.0483 | 0 | 0 | 0 | 0 | 0 | 0 | 0 | 0 | 0 | 1289799.9687 | 0 | 0 | 0 | 0 | 5112.1112 | 174791.506 | 0 | 0 | 0 | 0 | 0 | 0 | 0 | 0 | 0 | 0 | 0 | 1372.7136 | 0 | 0
2016-06-25 20:00 | 0 | 0 | 0 | 0 | 0 | 22146.7942 | 771986.4254 | 617969 | 0 | 0 | 0 | 203470.6336 | 1573123.5543 | 0 | 0 | 0 | 0 | 0 | 0 | 0 | 0 | 0 | 1290892.9804 | 0 | 0 | 0 | 0 | 0 | 174791.506 | 0 | 0 | 0 | 0 | 0 | 0 | 0 | 0 | 0 | 0 | 0 | 1372.7136 | 0 | 0
2016-06-25 21:00 | 0 | 0 | 0 | 0 | 0 | 53590.4381 | 744891.7815 | 622318 | 0 | 0 | 0 | 203470.6336 | 1747915.0604 | 0 | 0 | 0 | 0 | 0 | 0 | 0 | 0 | 0 | 1291985.9877 | 0 | 0 | 0 | 0 | 0 | 174791.506 | 0 | 0 | 0 | 0 | 0 | 0 | 0 | 0 | 0 | 0 | 0 | 1372.7136 | 0 | 0
2016-06-25 22:00 | 0 | 0 | 0 | 0 | 0 | 99913.9854 | 695050.2342 | 618800 | 0 | 0 | 0 | 203470.6336 | 1922706.5664 | 0 | 0 | 0 | 0 | 0 | 0 | 0 | 0 | 0 | 1293078.9906 | 0 | 0 | 0 | 0 | 0 | 174791.506 | 0 | 0 | 0 | 0 | 0 | 0 | 0 | 0 | 0 | 0 | 0 | 1372.7136 | 0 | 0
2016-06-25 23:00 | 0 | 0 | 0 | 0 | 0 | 0 | 611886.1447 | 606976 | 0 | 0 | 0 | 203470.6336 | 1926243.9976 | 0 | 0 | 0 | 0 | 0 | 0 | 0 | 0 | 0 | 1294171.9891 | 0 | 0 | 0 | 0 | 0 | 3537.4311 | 0 | 0 | 0 | 0 | 0 | 0 | 0 | 0 | 0 | 0 | 0 | 1372.7136 | 0 | 0
2016-06-26 | 0 | 0 | 0 | 0 | 0 | 32915.2807 | 486051.869 | 589083 | 0 | 0 | 0 | 131982.0697 | 1926243.9976 | 0 | 0 | 0 | 0 | 0 | 0 | 0 | 0 | 0 | 1295264.9833 | 0 | 0 | 0 | 0 | -71488.5639 | 0 | 0 | 0 | 0 | 0 | 0 | 0 | 0 | 0 | 0 | 0 | 0 | 1372.7136 | 0 | 0
2016-06-26 01:00 | 0 | 0 | 0 | 0 | 0 | 527403.0511 | 294893.7324 | 574644 | 0 | 0 | 0 | 203470.6336 | 2101035.5036 | 0 | 0 | 0 | 0 | 0 | 0 | 0 | 0 | 0 | 1296357.9731 | 0 | 0 | 0 | 0 | 71488.5639 | 174791.506 | 0 | 0 | 0 | 0 | 0 | 0 | 0 | 0 | 0 | 0 | 0 | 1372.7136 | 0 | 0
2016-06-26 02:00 | 0 | 0 | 0 | 0 | 0 | 631321.5944 | 54209.2826 | 551576 | 0 | 0 | 0 | 161261.2909 | 2275827.0096 | 0 | 0 | 0 | 0 | 0 | 0 | 0 | 0 | 0 | 1297450.9586 | 0 | 0 | 0 | 0 | -42209.3426 | 174791.506 | 0 | 0 | 0 | 0 | 0 | 0 | 0 | 0 | 0 | 0 | 0 | 1372.7136 | 0 | 0
2016-06-26 03:00 | 0 | 0 | 0 | 0 | 0 | 448912.8376 | 3.3121 | 519032 | 0 | 0 | 0 | 89772.727 | 2275827.0096 | 0 | 0 | 0 | 0 | 0 | 0 | 0 | 0 | 0 | 1298543.9396 | 0 | 0 | 0 | 0 | -71488.5639 | 0 | 0 | 0 | 0 | 0 | 0 | 0 | 0 | 0 | 0 | 0 | 0 | 1372.7136 | 0 | 0
2016-06-26 04:00 | 0 | 0 | 0 | 0 | 0 | 222850.0608 | 0 | 486390 | 0 | 0 | 0 | 97561.8407 | 2003125.2432 | 0 | 0 | 0 | 0 | 0 | 0 | 0 | 0 | 0 | 1299636.9163 | 0 | 0 | 0 | 0 | 7789.1137 | 0 | 272701.7664 | 0 | 0 | 0 | 0 | 0 | 0 | 0 | 0 | 0 | 0 | 1372.7136 | 0 | 0
2016-06-26 05:00 | 0 | 0 | 0 | 0 | 0 | 481086.7548 | 0 | 459029 | 0 | 0 | 0 | 118246.8819 | 2003125.2432 | 0 | 0 | 0 | 0 | 0 | 0 | 0 | 0 | 0 | 1300729.8886 | 0 | 0 | 0 | 0 | 20685.0412 | 0 | 0 | 0 | 0 | 0 | 0 | 0 | 0 | 0 | 0 | 0 | 0 | 1372.7136 | 0 | 0
2016-06-26 06:00 | 0 | 0 | 0 | 0 | 0 | 443295.0203 | 0 | 434515 | 0 | 0 | 0 | 125654.1886 | 2003125.2432 | 0 | 0 | 0 | 0 | 0 | 0 | 0 | 0 | 0 | 1301822.8566 | 0 | 0 | 0 | 0 | 7407.3067 | 0 | 0 | 0 | 0 | 0 | 0 | 0 | 0 | 0 | 0 | 0 | 0 | 1372.7136 | 0 | 0
2016-06-26 07:00 | 0 | 0 | 0 | 0 | 0 | 215661.5111 | 0 | 415502 | 0 | 0 | 0 | 197142.7525 | 1730423.4768 | 0 | 0 | 0 | 0 | 0 | 0 | 0 | 0 | 0 | 1302915.8201 | 0 | 0 | 0 | 0 | 71488.5639 | 0 | 272701.7664 | 0 | 0 | 0 | 0 | 0 | 0 | 0 | 0 | 0 | 0 | 1372.7136 | 0 | 0
2016-06-26 08:00 | 0 | 0 | 0 | 0 | 0 | 409818.5946 | 0 | 402118 | 0 | 0 | 0 | 203470.6336 | 1730423.4768 | 0 | 0 | 0 | 0 | 0 | 0 | 0 | 0 | 0 | 1304008.7794 | 0 | 0 | 0 | 0 | 6327.881 | 0 | 0 | 0 | 0 | 0 | 0 | 0 | 0 | 0 | 0 | 0 | 0 | 1372.7136 | 0 | 0
2016-06-26 09:00 | 0 | 0 | 0 | 0 | 0 | 323876.1497 | 0 | 393992 | 0 | 0 | 0 | 131982.0697 | 1730423.4768 | 0 | 0 | 0 | 0 | 0 | 0 | 0 | 0 | 0 | 1305101.7342 | 0 | 0 | 0 | 0 | -71488.5639 | 0 | 0 | 0 | 0 | 0 | 0 | 0 | 0 | 0 | 0 | 0 | 0 | 1372.7136 | 0 | 0
2016-06-26 10:00 | 0 | 0 | 0 | 0 | 0 | 397144.4192 | 0 | 389269 | 0 | 0 | 0 | 138484.7753 | 1730423.4768 | 0 | 0 | 0 | 0 | 0 | 0 | 0 | 0 | 0 | 1306194.6846 | 0 | 0 | 0 | 0 | 6502.7056 | 0 | 0 | 0 | 0 | 0 | 0 | 0 | 0 | 0 | 0 | 0 | 0 | 1372.7136 | 0 | 0
2016-06-26 11:00 | 0 | 0 | 0 | 0 | 0 | 342298.4989 | 2.7276 | 395323 | 0 | 0 | 0 | 84090.2882 | 1730423.4768 | 0 | 0 | 0 | 0 | 0 | 0 | 0 | 0 | 0 | 1307287.6307 | 0 | 0 | 0 | 0 | -54394.487 | 0 | 0 | 0 | 0 | 0 | 0 | 0 | 0 | 0 | 0 | 0 | 0 | 1372.7136 | 0 | 0
2016-06-26 12:00 | 0 | 0 | 0 | 0 | 0 | 228403.483 | 95734.0162 | 417009 | 0 | 0 | 0 | 12601.7244 | 1707667.8262 | 0 | 0 | 0 | 0 | 0 | 0 | 0 | 0 | 0 | 1308380.5724 | 0 | 0 | 0 | 0 | -71488.5639 | 0 | 22755.6506 | 0 | 0 | 0 | 0 | 0 | 0 | 0 | 0 | 0 | 0 | 1372.7136 | 0 | 0
2016-06-26 13:00 | 0 | 0 | 0 | 0 | 0 | 260274.6718 | 424802.4432 | 448690 | 0 | 0 | 0 | 72824.6197 | 1882459.3323 | 0 | 0 | 0 | 0 | 0 | 0 | 0 | 0 | 0 | 1309473.5098 | 0 | 0 | 0 | 0 | 60222.8954 | 174791.506 | 0 | 0 | 0 | 0 | 0 | 0 | 0 | 0 | 0 | 0 | 0 | 1372.7136 | 0 | 0
2016-06-26 14:00 | 0 | 0 | 0 | 0 | 0 | 0 | 591999.6173 | 482510 | 0 | 0 | 0 | 6150.0175 | 2057250.8383 | 0 | 0 | 0 | 0 | 0 | 0 | 0 | 0 | 0 | 1310566.4428 | 0 | 0 | 0 | 0 | -66674.6023 | 174791.506 | 0 | 0 | 0 | 0 | 0 | 0 | 0 | 0 | 0 | 0 | 0 | 1372.7136 | 0 | 0
2016-06-26 15:00 | 0 | 0 | 0 | 0 | 0 | 0 | 701036.3836 | 515606 | 0 | 0 | 0 | 15416.1814 | 2232042.3443 | 0 | 0 | 0 | 0 | 0 | 0 | 0 | 0 | 0 | 1311659.3714 | 0 | 0 | 0 | 0 | 9266.164 | 174791.506 | 0 | 0 | 0 | 0 | 0 | 0 | 0 | 0 | 0 | 0 | 0 | 1372.7136 | 0 | 0
2016-06-26 16:00 | 0 | 0 | 0 | 0 | 0 | 0 | 751371.0061 | 545152 | 0 | 0 | 0 | 45470.9679 | 2406833.8504 | 0 | 0 | 0 | 0 | 0 | 0 | 0 | 0 | 0 | 1312752.2956 | 0 | 0 | 0 | 0 | 30054.7865 | 174791.506 | 0 | 0 | 0 | 0 | 0 | 0 | 0 | 0 | 0 | 0 | 0 | 1372.7136 | 0 | 0
2016-06-26 17:00 | 0 | 0 | 0 | 0 | 0 | 0 | 764437.5919 | 569377 | 0 | 0 | 0 | 64367.3402 | 2581625.3564 | 0 | 0 | 0 | 0 | 0 | 0 | 0 | 0 | 0 | 1313845.2154 | 0 | 0 | 0 | 0 | 18896.3722 | 174791.506 | 0 | 0 | 0 | 0 | 0 | 0 | 0 | 0 | 0 | 0 | 0 | 1372.7136 | 0 | 0
2016-06-26 18:00 | 0 | 0 | 0 | 0 | 0 | 0 | 757737.2941 | 587630 | 0 | 0 | 0 | 135855.904 | 2678871.3731 | 0 | 0 | 0 | 0 | 0 | 0 | 0 | 0 | 0 | 1314938.1309 | 0 | 0 | 0 | 0 | 71488.5639 | 97246.0167 | 0 | 0 | 0 | 0 | 0 | 0 | 0 | 0 | 0 | 0 | 0 | 1372.7136 | 0 | 0
2016-06-26 19:00 | 0 | 0 | 0 | 0 | 0 | 102299.9752 | 742029.974 | 600551 | 0 | 0 | 0 | 203470.6336 | 2853662.8791 | 0 | 0 | 0 | 0 | 0 | 0 | 0 | 0 | 0 | 1316031.042 | 0 | 0 | 0 | 0 | 67614.7295 | 174791.506 | 0 | 0 | 0 | 0 | 0 | 0 | 0 | 0 | 0 | 0 | 0 | 1372.7136 | 0 | 0
2016-06-26 20:00 | 0 | 0 | 0 | 0 | 0 | 60749.581 | 726425.6386 | 611011 | 0 | 0 | 0 | 203470.6336 | 3028454.3852 | 0 | 0 | 0 | 0 | 0 | 0 | 0 | 0 | 0 | 1317123.9488 | 0 | 0 | 0 | 0 | 0 | 174791.506 | 0 | 0 | 0 | 0 | 0 | 0 | 0 | 0 | 0 | 0 | 0 | 1372.7136 | 0 | 0
2016-06-26 21:00 | 0 | 0 | 0 | 0 | 0 | 92918.5925 | 701622.6272 | 618377 | 0 | 0 | 0 | 203470.6336 | 3203245.8912 | 0 | 0 | 0 | 0 | 0 | 0 | 0 | 0 | 0 | 1318216.8512 | 0 | 0 | 0 | 0 | 0 | 174791.506 | 0 | 0 | 0 | 0 | 0 | 0 | 0 | 0 | 0 | 0 | 0 | 1372.7136 | 0 | 0
2016-06-26 22:00 | 0 | 0 | 0 | 0 | 0 | 0 | 663183.627 | 617665 | 0 | 0 | 0 | 203470.6336 | 3247391.8047 | 0 | 0 | 0 | 0 | 0 | 0 | 0 | 0 | 0 | 1319309.7492 | 0 | 0 | 0 | 0 | 0 | 44145.9135 | 0 | 0 | 0 | 0 | 0 | 0 | 0 | 0 | 0 | 0 | 0 | 1372.7136 | 0 | 0
2016-06-26 23:00 | 0 | 0 | 0 | 0 | 0 | 16323.7821 | 593597.2471 | 607496 | 0 | 0 | 0 | 203470.6336 | 3248444.1202 | 0 | 0 | 0 | 0 | 0 | 0 | 0 | 0 | 0 | 1320402.6428 | 0 | 0 | 0 | 0 | 0 | 1052.3155 | 0 | 0 | 0 | 0 | 0 | 0 | 0 | 0 | 0 | 0 | 0 | 1372.7136 | 0 | 0
2016-06-27 | 0 | 0 | 0 | 0 | 0 | 309093.6356 | 459669.584 | 592599 | 0 | 0 | 0 | 203470.6336 | 3423235.6262 | 0 | 0 | 0 | 0 | 0 | 0 | 0 | 0 | 0 | 1321495.532 | 0 | 0 | 0 | 0 | 0 | 174791.506 | 0 | 0 | 0 | 0 | 0 | 0 | 0 | 0 | 0 | 0 | 0 | 1372.7136 | 0 | 0
2016-06-27 01:00 | 0 | 0 | 0 | 0 | 0 | 362564.099 | 281892.8971 | 578817 | 0 | 0 | 0 | 131982.0697 | 3558991.4726 | 0 | 0 | 0 | 0 | 0 | 0 | 0 | 0 | 0 | 1322588.4169 | 0 | 0 | 0 | 0 | -71488.5639 | 174791.506 | 39035.6596 | 0 | 0 | 0 | 0 | 0 | 0 | 0 | 0 | 0 | 0 | 1372.7136 | 0 | 0
2016-06-27 02:00 | 0 | 0 | 0 | 0 | 0 | 159209.8088 | 52554.5745 | 554582 | 0 | 0 | 0 | 60493.5058 | 3286289.7062 | 0 | 0 | 0 | 0 | 0 | 0 | 0 | 0 | 0 | 1323681.2974 | 0 | 0 | 0 | 0 | -71488.5639 | 0 | 272701.7664 | 0 | 0 | 0 | 0 | 0 | 0 | 0 | 0 | 0 | 0 | 1372.7136 | 0 | 0
2016-06-27 03:00 | 0 | 0 | 0 | 0 | 0 | 466695.2615 | 2.3687 | 522357 | 0 | 0 | 0 | 107277.6657 | 3182473.4629 | 0 | 0 | 0 | 0 | 0 | 0 | 0 | 0 | 0 | 1324774.1736 | 0 | 0 | 0 | 0 | 46784.16 | 0 | 103816.2433 | 0 | 0 | 0 | 0 | 0 | 0 | 0 | 0 | 0 | 0 | 1372.7136 | 0 | 0
2016-06-27 04:00 | 0 | 0 | 0 | 0 | 0 | 452963.6117 | 0 | 487380 | 0 | 0 | 0 | 71488.5639 | 3182473.4629 | 0 | 0 | 0 | 0 | 0 | 0 | 0 | 0 | 0 | 1325867.0454 | 0 | 0 | 0 | 0 | -35789.1018 | 0 | 0 | 0 | 0 | 0 | 0 | 0 | 0 | 0 | 0 | 0 | 0 | 1372.7136 | 0 | 0
2016-06-27 05:00 | 0 | 0 | 0 | 0 | 0 | 387773.1497 | 0 | 457889 | 0 | 0 | 0 | 0 | 3182473.4629 | 0 | 0 | 0 | 0 | 0 | 0 | 0 | 0 | 0 | 1326959.9127 | 0 | 0 | 0 | 0 | -71488.5639 | 0 | 0 | 0 | 0 | 0 | 0 | 0 | 0 | 0 | 0 | 0 | 0 | 1372.7136 | 0 | 0
2016-06-27 06:00 | 0 | 0 | 0 | 0 | 0 | 375653.1541 | 0 | 434252 | 0 | 0 | 0 | 0 | 3122501.9034 | 0 | 0 | 0 | 0 | 0 | 0 | 0 | 0 | 0 | 1328052.7758 | 0 | 0 | 0 | 0 | 0 | 0 | 59971.5595 | 0 | 0 | 0 | 0 | 0 | 0 | 0 | 0 | 0 | 0 | 1372.7136 | 0 | 0
2016-06-27 07:00 | 0 | 0 | 0 | 0 | 0 | 146198.9472 | 0 | 417528 | 0 | 0 | 0 | 0 | 2849800.137 | 0 | 0 | 0 | 0 | 0 | 0 | 0 | 0 | 0 | 1329145.6344 | 0 | 0 | 0 | 0 | 0 | 0 | 272701.7664 | 0 | 0 | 0 | 0 | 0 | 0 | 0 | 0 | 0 | 0 | 1372.7136 | 0 | 0
2016-06-27 08:00 | 0 | 0 | 0 | 0 | 0 | 293650.1475 | 0 | 409693 | 0 | 0 | 0 | 0 | 2732384.5709 | 0 | 0 | 0 | 0 | 0 | 0 | 0 | 0 | 0 | 1330238.4887 | 0 | 0 | 0 | 0 | 0 | 0 | 117415.5661 | 0 | 0 | 0 | 0 | 0 | 0 | 0 | 0 | 0 | 0 | 1372.7136 | 0 | 0
2016-06-27 09:00 | 0 | 0 | 0 | 0 | 0 | 253736.4375 | 0 | 412485 | 0 | 0 | 0 | 71488.5639 | 2500774.7309 | 0 | 0 | 0 | 0 | 0 | 0 | 0 | 0 | 0 | 1331331.3386 | 0 | 0 | 0 | 0 | 71488.5639 | 0 | 231609.84 | 0 | 0 | 0 | 0 | 0 | 0 | 0 | 0 | 0 | 0 | 1372.7136 | 0 | 0
2016-06-27 10:00 | 0 | 0 | 0 | 0 | 0 | 219627.5384 | 0 | 425260 | 0 | 0 | 0 | 137185.1551 | 2228072.9645 | 0 | 0 | 0 | 0 | 0 | 0 | 0 | 0 | 0 | 1332424.1842 | 0 | 0 | 0 | 0 | 65696.5912 | 0 | 272701.7664 | 0 | 0 | 0 | 0 | 0 | 0 | 0 | 0 | 0 | 0 | 1372.7136 | 0 | 0
2016-06-27 11:00 | 0 | 0 | 0 | 0 | 0 | 156070.1408 | 13.9458 | 445867 | 0 | 0 | 0 | 71488.5639 | 2002613.9287 | 0 | 0 | 0 | 0 | 0 | 0 | 0 | 0 | 0 | 1333517.0253 | 0 | 0 | 0 | 0 | -65696.5912 | 47242.7307 | 272701.7664 | 0 | 0 | 0 | 0 | 0 | 0 | 0 | 0 | 0 | 0 | 1372.7136 | 0 | 0
2016-06-27 12:00 | 0 | 0 | 0 | 0 | 0 | 91999.0567 | 135622.6726 | 473347 | 0 | 0 | 0 | 0 | 1827004.5083 | 0 | 0 | 0 | 0 | 0 | 0 | 0 | 0 | 0 | 1334609.8621 | 0 | 0 | 0 | 0 | -71488.5639 | 0 | 175609.4205 | 0 | 0 | 0 | 0 | 0 | 0 | 0 | 0 | 0 | 0 | 1372.7136 | 0 | 0
2016-06-27 13:00 | 0 | 0 | 0 | 0 | 0 | 93432.2959 | 445454.0242 | 505702 | 0 | 0 | 0 | 0 | 1858816.1149 | 0 | 0 | 0 | 0 | 0 | 0 | 0 | 0 | 0 | 1335702.6946 | 0 | 0 | 0 | 0 | 0 | 31811.6066 | 0 | 0 | 0 | 0 | 0 | 0 | 0 | 0 | 0 | 0 | 0 | 1372.7136 | 0 | 0
2016-06-27 14:00 | 0 | 0 | 0 | 0 | 0 | 96518.1818 | 620780.0378 | 541134 | 0 | 0 | 0 | 0 | 2033607.6209 | 0 | 0 | 0 | 0 | 0 | 0 | 0 | 0 | 0 | 1336795.5226 | 0 | 0 | 0 | 0 | 0 | 174791.506 | 0 | 0 | 0 | 0 | 0 | 0 | 0 | 0 | 0 | 0 | 0 | 1372.7136 | 0 | 0
2016-06-27 15:00 | 0 | 0 | 0 | 0 | 0 | 26294.9388 | 725267.2808 | 575398 | 0 | 0 | 0 | 0 | 2208399.1269 | 0 | 0 | 0 | 0 | 0 | 0 | 0 | 0 | 0 | 1337888.3463 | 0 | 0 | 0 | 0 | 0 | 174791.506 | 0 | 0 | 0 | 0 | 0 | 0 | 0 | 0 | 0 | 0 | 0 | 1372.7136 | 0 | 0
2016-06-27 16:00 | 0 | 0 | 0 | 0 | 0 | 12295.3841 | 768974.8356 | 605106 | 0 | 0 | 0 | 0 | 2383190.633 | 0 | 0 | 0 | 0 | 0 | 0 | 0 | 0 | 0 | 1338981.1656 | 0 | 0 | 0 | 0 | 0 | 174791.506 | 0 | 0 | 0 | 0 | 0 | 0 | 0 | 0 | 0 | 0 | 0 | 1372.7136 | 0 | 0
2016-06-27 17:00 | 0 | 0 | 0 | 0 | 0 | 82444.5999 | 786943.0818 | 630216 | 0 | 0 | 0 | 63007.4621 | 2557982.139 | 0 | 0 | 0 | 0 | 0 | 0 | 0 | 0 | 0 | 1340073.9806 | 0 | 0 | 0 | 0 | 63007.4621 | 174791.506 | 0 | 0 | 0 | 0 | 0 | 0 | 0 | 0 | 0 | 0 | 0 | 1372.7136 | 0 | 0
2016-06-27 18:00 | 0 | 0 | 0 | 0 | 0 | 113981.7681 | 782134.9896 | 649665 | 0 | 0 | 0 | 133295.0002 | 2732773.6451 | 0 | 0 | 0 | 0 | 0 | 0 | 0 | 0 | 0 | 1341166.7911 | 0 | 0 | 0 | 0 | 70287.5381 | 174791.506 | 0 | 0 | 0 | 0 | 0 | 0 | 0 | 0 | 0 | 0 | 0 | 1372.7136 | 0 | 0
2016-06-27 19:00 | 0 | 0 | 0 | 0 | 0 | 111646.7714 | 770779.204 | 662709 | 0 | 0 | 0 | 176847.7559 | 2907565.1511 | 0 | 0 | 0 | 0 | 0 | 0 | 0 | 0 | 0 | 1342259.5973 | 0 | 0 | 0 | 0 | 43552.7558 | 174791.506 | 0 | 0 | 0 | 0 | 0 | 0 | 0 | 0 | 0 | 0 | 0 | 1372.7136 | 0 | 0
2016-06-27 20:00 | 0 | 0 | 0 | 0 | 0 | 110159.8866 | 760619.4072 | 670215 | 0 | 0 | 0 | 201247.8301 | 3082356.6571 | 0 | 0 | 0 | 0 | 0 | 0 | 0 | 0 | 0 | 1343352.3992 | 0 | 0 | 0 | 0 | 24400.0742 | 174791.506 | 0 | 0 | 0 | 0 | 0 | 0 | 0 | 0 | 0 | 0 | 0 | 1372.7136 | 0 | 0
2016-06-27 21:00 | 0 | 0 | 0 | 0 | 0 | 108429.4754 | 741004.5476 | 671047 | 0 | 0 | 0 | 203470.6336 | 3257148.1632 | 0 | 0 | 0 | 0 | 0 | 0 | 0 | 0 | 0 | 1344445.1966 | 0 | 0 | 0 | 0 | 2222.8034 | 174791.506 | 0 | 0 | 0 | 0 | 0 | 0 | 0 | 0 | 0 | 0 | 0 | 1372.7136 | 0 | 0
2016-06-27 22:00 | 0 | 0 | 0 | 0 | 0 | 108004.7254 | 703116.4435 | 663408 | 0 | 0 | 0 | 175019.5829 | 3431939.6692 | 0 | 0 | 0 | 0 | 0 | 0 | 0 | 0 | 0 | 1345537.9897 | 0 | 0 | 0 | 0 | -28451.0507 | 174791.506 | 0 | 0 | 0 | 0 | 0 | 0 | 0 | 0 | 0 | 0 | 0 | 1372.7136 | 0 | 0
2016-06-27 23:00 | 0 | 0 | 0 | 0 | 0 | 113877.3284 | 618230.7531 | 649398 | 0 | 0 | 0 | 142977.1278 | 3545319.4923 | 0 | 0 | 0 | 0 | 0 | 0 | 0 | 0 | 0 | 1346630.7784 | 0 | 0 | 0 | 0 | -32042.4551 | 113379.8231 | 0 | 0 | 0 | 0 | 0 | 0 | 0 | 0 | 0 | 0 | 0 | 1372.7136 | 0 | 0
2016-06-28 | 0 | 0 | 0 | 0 | 0 | 138557.5571 | 479481.8355 | 630972 | 0 | 0 | 0 | 71488.5639 | 3602502.7352 | 0 | 0 | 0 | 0 | 0 | 0 | 0 | 0 | 0 | 1347723.5628 | 0 | 0 | 0 | 0 | -71488.5639 | 57183.2429 | 0 | 0 | 0 | 0 | 0 | 0 | 0 | 0 | 0 | 0 | 0 | 1372.7136 | 0 | 0
2016-06-28 01:00 | 0 | 0 | 0 | 0 | 0 | 236329.5225 | 268658.6169 | 611553 | 0 | 0 | 0 | 0 | 3566053.7249 | 0 | 0 | 0 | 0 | 0 | 0 | 0 | 0 | 0 | 1348816.3427 | 0 | 0 | 0 | 0 | -71488.5639 | 0 | 36449.0103 | 0 | 0 | 0 | 0 | 0 | 0 | 0 | 0 | 0 | 0 | 1372.7136 | 0 | 0
2016-06-28 02:00 | 0 | 0 | 0 | 0 | 0 | 376462.8744 | 40849.1424 | 582436 | 0 | 0 | 0 | 71488.5639 | 3328068.4642 | 0 | 0 | 0 | 0 | 0 | 0 | 0 | 0 | 0 | 1349909.1183 | 0 | 0 | 0 | 0 | 71488.5639 | 0 | 237985.2607 | 0 | 0 | 0 | 0 | 0 | 0 | 0 | 0 | 0 | 0 | 1372.7136 | 0 | 0
2016-06-28 03:00 | 0 | 0 | 0 | 0 | 0 | 431621.7412 | 2.5123 | 542570 | 0 | 0 | 0 | 0 | 3287238.568 | 0 | 0 | 0 | 0 | 0 | 0 | 0 | 0 | 0 | 1351001.8896 | 0 | 0 | 0 | 0 | -71488.5639 | 0 | 40829.8962 | 0 | 0 | 0 | 0 | 0 | 0 | 0 | 0 | 0 | 0 | 1372.7136 | 0 | 0
2016-06-28 04:00 | 0 | 0 | 0 | 0 | 0 | 416491.5742 | 0 | 505108 | 0 | 0 | 0 | 71488.5639 | 3125760.8647 | 0 | 0 | 0 | 0 | 0 | 0 | 0 | 0 | 0 | 1352094.6564 | 0 | 0 | 0 | 0 | 71488.5639 | 0 | 161477.7033 | 0 | 0 | 0 | 0 | 0 | 0 | 0 | 0 | 0 | 0 | 1372.7136 | 0 | 0
2016-06-28 05:00 | 0 | 0 | 0 | 0 | 0 | 381022.2796 | 0 | 472652 | 0 | 0 | 0 | 142977.1278 | 2961269.8668 | 0 | 0 | 0 | 0 | 0 | 0 | 0 | 0 | 0 | 1353187.4189 | 0 | 0 | 0 | 0 | 71488.5639 | 0 | 164490.9979 | 0 | 0 | 0 | 0 | 0 | 0 | 0 | 0 | 0 | 0 | 1372.7136 | 0 | 0
2016-06-28 06:00 | 0 | 0 | 0 | 0 | 0 | 339938.7721 | 0 | 447155 | 0 | 0 | 0 | 71488.5639 | 2924169.4892 | 0 | 0 | 0 | 0 | 0 | 0 | 0 | 0 | 0 | 1354280.177 | 0 | 0 | 0 | 0 | -71488.5639 | 0 | 37100.3776 | 0 | 0 | 0 | 0 | 0 | 0 | 0 | 0 | 0 | 0 | 1372.7136 | 0 | 0
2016-06-28 07:00 | 0 | 0 | 0 | 0 | 0 | 260288.8893 | 0 | 428315 | 0 | 0 | 0 | 0 | 2826259.2288 | 0 | 0 | 0 | 0 | 0 | 0 | 0 | 0 | 0 | 1355372.9308 | 0 | 0 | 0 | 0 | -71488.5639 | 174791.506 | 272701.7664 | 0 | 0 | 0 | 0 | 0 | 0 | 0 | 0 | 0 | 0 | 1372.7136 | 0 | 0
2016-06-28 08:00 | 0 | 0 | 0 | 0 | 0 | 258965.0329 | 0 | 418966 | 0 | 0 | 0 | 71488.5639 | 2593396.9842 | 0 | 0 | 0 | 0 | 0 | 0 | 0 | 0 | 0 | 1356465.6801 | 0 | 0 | 0 | 0 | 71488.5639 | 0 | 232862.2446 | 0 | 0 | 0 | 0 | 0 | 0 | 0 | 0 | 0 | 0 | 1372.7136 | 0 | 0
2016-06-28 09:00 | 0 | 0 | 0 | 0 | 0 | 216829.411 | 0 | 421131 | 0 | 0 | 0 | 3168.2708 | 2456042.9748 | 0 | 0 | 0 | 0 | 0 | 0 | 0 | 0 | 0 | 1357558.4251 | 0 | 0 | 0 | 0 | -68320.2931 | 135347.7569 | 272701.7664 | 0 | 0 | 0 | 0 | 0 | 0 | 0 | 0 | 0 | 0 | 1372.7136 | 0 | 0
2016-06-28 10:00 | 0 | 0 | 0 | 0 | 0 | 188006.6457 | 0 | 432714 | 0 | 0 | 0 | 29789.9694 | 2183341.2084 | 0 | 0 | 0 | 0 | 0 | 0 | 0 | 0 | 0 | 1358651.1658 | 0 | 0 | 0 | 0 | 26621.6986 | 0 | 272701.7664 | 0 | 0 | 0 | 0 | 0 | 0 | 0 | 0 | 0 | 0 | 1372.7136 | 0 | 0
2016-06-28 11:00 | 0 | 0 | 0 | 0 | 0 | 153773.0367 | 5.1579 | 450973 | 0 | 0 | 0 | 3924.2168 | 1910639.442 | 0 | 0 | 0 | 0 | 0 | 0 | 0 | 0 | 0 | 1359743.902 | 0 | 0 | 0 | 0 | -25865.7525 | 0 | 272701.7664 | 0 | 0 | 0 | 0 | 0 | 0 | 0 | 0 | 0 | 0 | 1372.7136 | 0 | 0
2016-06-28 12:00 | 0 | 0 | 0 | 0 | 0 | 68256.7628 | 129723.9676 | 473234 | 0 | 0 | 0 | 0 | 1637937.6755 | 0 | 0 | 0 | 0 | 0 | 0 | 0 | 0 | 0 | 1360836.6339 | 0 | 0 | 0 | 0 | -3924.2168 | 0 | 272701.7664 | 0 | 0 | 0 | 0 | 0 | 0 | 0 | 0 | 0 | 0 | 1372.7136 | 0 | 0
2016-06-28 13:00 | 0 | 0 | 0 | 0 | 0 | 46303.6761 | 409201.06 | 500024 | 0 | 0 | 0 | 0 | 1592045.6981 | 0 | 0 | 0 | 0 | 0 | 0 | 0 | 0 | 0 | 1361929.3615 | 0 | 0 | 0 | 0 | 0 | 174791.506 | 220683.4835 | 0 | 0 | 0 | 0 | 0 | 0 | 0 | 0 | 0 | 0 | 1372.7136 | 0 | 0
2016-06-28 14:00 | 0 | 0 | 0 | 0 | 0 | 45257.7478 | 591983.7088 | 529073 | 0 | 0 | 0 | 0 | 1698841.4411 | 0 | 0 | 0 | 0 | 0 | 0 | 0 | 0 | 0 | 1363022.0846 | 0 | 0 | 0 | 0 | 0 | 106795.743 | 0 | 0 | 0 | 0 | 0 | 0 | 0 | 0 | 0 | 0 | 0 | 1372.7136 | 0 | 0
2016-06-28 15:00 | 0 | 0 | 0 | 0 | 0 | 39491.6603 | 709075.0848 | 556879 | 0 | 0 | 0 | 15523.5255 | 1873632.9472 | 0 | 0 | 0 | 0 | 0 | 0 | 0 | 0 | 0 | 1364114.8034 | 0 | 0 | 0 | 0 | 15523.5255 | 174791.506 | 0 | 0 | 0 | 0 | 0 | 0 | 0 | 0 | 0 | 0 | 0 | 1372.7136 | 0 | 0
2016-06-28 16:00 | 0 | 0 | 0 | 0 | 0 | 36974.6248 | 757525.6047 | 580836 | 0 | 0 | 0 | 87012.0894 | 2014435.8992 | 0 | 0 | 0 | 0 | 0 | 0 | 0 | 0 | 0 | 1365207.5178 | 0 | 0 | 0 | 0 | 71488.5639 | 140802.952 | 0 | 0 | 0 | 0 | 0 | 0 | 0 | 0 | 0 | 0 | 0 | 1372.7136 | 0 | 0
2016-06-28 17:00 | 0 | 0 | 0 | 0 | 0 | 37517.7169 | 774243.7553 | 601203 | 0 | 0 | 0 | 158500.6533 | 2152133.0939 | 0 | 0 | 0 | 0 | 0 | 0 | 0 | 0 | 0 | 1366300.2278 | 0 | 0 | 0 | 0 | 71488.5639 | 137697.1947 | 0 | 0 | 0 | 0 | 0 | 0 | 0 | 0 | 0 | 0 | 0 | 1372.7136 | 0 | 0
2016-06-28 18:00 | 0 | 0 | 0 | 0 | 0 | 40220.0329 | 770713.3715 | 616276 | 0 | 0 | 0 | 176993.838 | 2326924.5999 | 0 | 0 | 0 | 0 | 0 | 0 | 0 | 0 | 0 | 1367392.9335 | 0 | 0 | 0 | 0 | 18493.1848 | 174791.506 | 0 | 0 | 0 | 0 | 0 | 0 | 0 | 0 | 0 | 0 | 0 | 1372.7136 | 0 | 0
2016-06-28 19:00 | 0 | 0 | 0 | 0 | 0 | 44456.7191 | 758667.9657 | 624529 | 0 | 0 | 0 | 179425.3032 | 2501716.106 | 0 | 0 | 0 | 0 | 0 | 0 | 0 | 0 | 0 | 1368485.6348 | 0 | 0 | 0 | 0 | 2431.4652 | 174791.506 | 0 | 0 | 0 | 0 | 0 | 0 | 0 | 0 | 0 | 0 | 0 | 1372.7136 | 0 | 0
2016-06-28 20:00 | 0 | 0 | 0 | 0 | 0 | 50178.3238 | 743861.47 | 628520 | 0 | 0 | 0 | 168780.8775 | 2676507.612 | 0 | 0 | 0 | 0 | 0 | 0 | 0 | 0 | 0 | 1369578.3317 | 0 | 0 | 0 | 0 | -10644.4257 | 174791.506 | 0 | 0 | 0 | 0 | 0 | 0 | 0 | 0 | 0 | 0 | 0 | 1372.7136 | 0 | 0
2016-06-28 21:00 | 0 | 0 | 0 | 0 | 0 | 59004.6684 | 710205.5355 | 628828 | 0 | 0 | 0 | 203470.6336 | 2780827.3462 | 0 | 0 | 0 | 0 | 0 | 0 | 0 | 0 | 0 | 1370671.0243 | 0 | 0 | 0 | 0 | 34689.7561 | 104319.7342 | 0 | 0 | 0 | 0 | 0 | 0 | 0 | 0 | 0 | 0 | 0 | 1372.7136 | 0 | 0
2016-06-28 22:00 | 0 | 0 | 0 | 0 | 0 | 71474.9677 | 659864.5338 | 621537 | 0 | 0 | 0 | 203470.6336 | 2889257.1341 | 0 | 0 | 0 | 0 | 0 | 0 | 0 | 0 | 0 | 1371763.7124 | 0 | 0 | 0 | 0 | 0 | 108429.7879 | 0 | 0 | 0 | 0 | 0 | 0 | 0 | 0 | 0 | 0 | 0 | 1372.7136 | 0 | 0
2016-06-28 23:00 | 0 | 0 | 0 | 0 | 0 | 89582.5404 | 574763.2778 | 607995 | 0 | 0 | 0 | 203470.6336 | 2944235.2388 | 0 | 0 | 0 | 0 | 0 | 0 | 0 | 0 | 0 | 1372856.3963 | 0 | 0 | 0 | 0 | 0 | 54978.1046 | 0 | 0 | 0 | 0 | 0 | 0 | 0 | 0 | 0 | 0 | 0 | 1372.7136 | 0 | 0
2016-06-29 | 0 | 0 | 0 | 0 | 0 | 124772.8802 | 433778.789 | 591546 | 0 | 0 | 0 | 169103.5892 | 2944235.2388 | 0 | 0 | 0 | 0 | 0 | 0 | 0 | 0 | 0 | 1373949.0757 | 0 | 0 | 0 | 0 | -34367.0444 | 0 | 0 | 0 | 0 | 0 | 0 | 0 | 0 | 0 | 0 | 0 | 0 | 1372.7136 | 0 | 0
2016-06-29 01:00 | 0 | 0 | 0 | 0 | 0 | 218474.3041 | 229352.3177 | 574649 | 0 | 0 | 0 | 97615.0253 | 2887528.7109 | 0 | 0 | 0 | 0 | 0 | 0 | 0 | 0 | 0 | 1375041.7508 | 0 | 0 | 0 | 0 | -71488.5639 | 0 | 56706.5279 | 0 | 0 | 0 | 0 | 0 | 0 | 0 | 0 | 0 | 0 | 1372.7136 | 0 | 0
2016-06-29 02:00 | 0 | 0 | 0 | 0 | 0 | 342995.2322 | 37226.2434 | 547945 | 0 | 0 | 0 | 169103.5892 | 2646943.909 | 0 | 0 | 0 | 0 | 0 | 0 | 0 | 0 | 0 | 1376134.4215 | 0 | 0 | 0 | 0 | 71488.5639 | 0 | 240584.8019 | 0 | 0 | 0 | 0 | 0 | 0 | 0 | 0 | 0 | 0 | 1372.7136 | 0 | 0
2016-06-29 03:00 | 0 | 0 | 0 | 0 | 0 | 369743.3185 | 2.2559 | 513219 | 0 | 0 | 0 | 131982.0697 | 2539219.2893 | 0 | 0 | 0 | 0 | 0 | 0 | 0 | 0 | 0 | 1377227.0878 | 0 | 0 | 0 | 0 | -37121.5195 | 0 | 107724.6196 | 0 | 0 | 0 | 0 | 0 | 0 | 0 | 0 | 0 | 0 | 1372.7136 | 0 | 0
2016-06-29 04:00 | 0 | 0 | 0 | 0 | 0 | 351985.2571 | 0 | 478698 | 0 | 0 | 0 | 203470.6336 | 2339645.269 | 0 | 0 | 0 | 0 | 0 | 0 | 0 | 0 | 0 | 1378319.7497 | 0 | 0 | 0 | 0 | 71488.5639 | 0 | 199574.0204 | 0 | 0 | 0 | 0 | 0 | 0 | 0 | 0 | 0 | 0 | 1372.7136 | 0 | 0
2016-06-29 05:00 | 0 | 0 | 0 | 0 | 0 | 327016.6757 | 0 | 449349 | 0 | 0 | 0 | 131982.0697 | 2287428.7949 | 0 | 0 | 0 | 0 | 0 | 0 | 0 | 0 | 0 | 1379412.4073 | 0 | 0 | 0 | 0 | -71488.5639 | 0 | 52216.474 | 0 | 0 | 0 | 0 | 0 | 0 | 0 | 0 | 0 | 0 | 1372.7136 | 0 | 0
2016-06-29 06:00 | 0 | 0 | 0 | 0 | 0 | 300369.3358 | 0 | 424797 | 0 | 0 | 0 | 203470.6336 | 2090139.8533 | 0 | 0 | 0 | 0 | 0 | 0 | 0 | 0 | 0 | 1380505.0606 | 0 | 0 | 0 | 0 | 71488.5639 | 0 | 197288.9417 | 0 | 0 | 0 | 0 | 0 | 0 | 0 | 0 | 0 | 0 | 1372.7136 | 0 | 0
2016-06-29 07:00 | 0 | 0 | 0 | 0 | 0 | 279067.6679 | 0 | 407843 | 0 | 0 | 0 | 131982.0697 | 2031480.3714 | 0 | 0 | 0 | 0 | 0 | 0 | 0 | 0 | 0 | 1381597.7094 | 0 | 0 | 0 | 0 | -71488.5639 | 0 | 58659.4818 | 0 | 0 | 0 | 0 | 0 | 0 | 0 | 0 | 0 | 0 | 1372.7136 | 0 | 0
2016-06-29 08:00 | 0 | 0 | 0 | 0 | 0 | 261401.0873 | 0 | 399379 | 0 | 0 | 0 | 203470.6336 | 1820641.1812 | 0 | 0 | 0 | 0 | 0 | 0 | 0 | 0 | 0 | 1382690.3539 | 0 | 0 | 0 | 0 | 71488.5639 | 0 | 210839.1902 | 0 | 0 | 0 | 0 | 0 | 0 | 0 | 0 | 0 | 0 | 1372.7136 | 0 | 0
2016-06-29 09:00 | 0 | 0 | 0 | 0 | 0 | 229507.1502 | 0 | 401264 | 0 | 0 | 0 | 146734.2795 | 1704247.9719 | 0 | 0 | 0 | 0 | 0 | 0 | 0 | 0 | 0 | 1383782.994 | 0 | 0 | 0 | 0 | -56736.3541 | 0 | 116393.2093 | 0 | 0 | 0 | 0 | 0 | 0 | 0 | 0 | 0 | 0 | 1372.7136 | 0 | 0
2016-06-29 10:00 | 0 | 0 | 0 | 0 | 0 | 198630.3012 | 0 | 413223 | 0 | 0 | 0 | 203470.6336 | 1431546.2055 | 0 | 0 | 0 | 0 | 0 | 0 | 0 | 0 | 0 | 1384875.6297 | 0 | 0 | 0 | 0 | 56736.3541 | 0 | 272701.7664 | 0 | 0 | 0 | 0 | 0 | 0 | 0 | 0 | 0 | 0 | 1372.7136 | 0 | 0
2016-06-29 11:00 | 0 | 0 | 0 | 0 | 0 | 155147.6449 | 3.9376 | 432696 | 0 | 0 | 0 | 197255.2689 | 1158844.4391 | 0 | 0 | 0 | 0 | 0 | 0 | 0 | 0 | 0 | 1385968.2611 | 0 | 0 | 0 | 0 | -6215.3646 | 0 | 272701.7664 | 0 | 0 | 0 | 0 | 0 | 0 | 0 | 0 | 0 | 0 | 1372.7136 | 0 | 0
2016-06-29 12:00 | 0 | 0 | 0 | 0 | 0 | 69219.5521 | 110789.7658 | 456995 | 0 | 0 | 0 | 125766.705 | 951974.6074 | 0 | 0 | 0 | 0 | 0 | 0 | 0 | 0 | 0 | 1387060.8881 | 0 | 0 | 0 | 0 | -71488.5639 | 65831.9347 | 272701.7664 | 0 | 0 | 0 | 0 | 0 | 0 | 0 | 0 | 0 | 0 | 1372.7136 | 0 | 0
2016-06-29 13:00 | 0 | 0 | 0 | 0 | 0 | 54103.6165 | 376281.6753 | 482516 | 0 | 0 | 0 | 54278.1411 | 969959.7495 | 0 | 0 | 0 | 0 | 0 | 0 | 0 | 0 | 0 | 1388153.5107 | 0 | 0 | 0 | 0 | -71488.5639 | 17985.1422 | 0 | 0 | 0 | 0 | 0 | 0 | 0 | 0 | 0 | 0 | 0 | 1372.7136 | 0 | 0
2016-06-29 14:00 | 0 | 0 | 0 | 0 | 0 | 62077.9633 | 550233.9922 | 511202 | 0 | 0 | 0 | 0 | 1123975.1327 | 0 | 0 | 0 | 0 | 0 | 0 | 0 | 0 | 0 | 1389246.1289 | 0 | 0 | 0 | 0 | -54278.1411 | 154015.3831 | 0 | 0 | 0 | 0 | 0 | 0 | 0 | 0 | 0 | 0 | 0 | 1372.7136 | 0 | 0
2016-06-29 15:00 | 0 | 0 | 0 | 0 | 0 | 51294.0964 | 646075.6117 | 540055 | 0 | 0 | 0 | 4026.1507 | 1275890.9764 | 0 | 0 | 0 | 0 | 0 | 0 | 0 | 0 | 0 | 1390338.7428 | 0 | 0 | 0 | 0 | 4026.1507 | 151915.8437 | 0 | 0 | 0 | 0 | 0 | 0 | 0 | 0 | 0 | 0 | 0 | 1372.7136 | 0 | 0
2016-06-29 16:00 | 0 | 0 | 0 | 0 | 0 | 39019.2778 | 698591.791 | 565473 | 0 | 0 | 0 | 0 | 1450682.4824 | 0 | 0 | 0 | 0 | 0 | 0 | 0 | 0 | 0 | 1391431.3523 | 0 | 0 | 0 | 0 | -4026.1507 | 174791.506 | 0 | 0 | 0 | 0 | 0 | 0 | 0 | 0 | 0 | 0 | 0 | 1372.7136 | 0 | 0
2016-06-29 17:00 | 0 | 0 | 0 | 0 | 0 | 31931.5599 | 719451.8899 | 588208 | 0 | 0 | 0 | 0 | 1612485.2186 | 0 | 0 | 0 | 0 | 0 | 0 | 0 | 0 | 0 | 1392523.9575 | 0 | 0 | 0 | 0 | 0 | 161802.7361 | 0 | 0 | 0 | 0 | 0 | 0 | 0 | 0 | 0 | 0 | 0 | 1372.7136 | 0 | 0
2016-06-29 18:00 | 0 | 0 | 0 | 0 | 0 | 29068.7004 | 720194.137 | 607375 | 0 | 0 | 0 | 71488.5639 | 1681511.7784 | 0 | 0 | 0 | 0 | 0 | 0 | 0 | 0 | 0 | 1393616.5583 | 0 | 0 | 0 | 0 | 71488.5639 | 69026.5599 | 0 | 0 | 0 | 0 | 0 | 0 | 0 | 0 | 0 | 0 | 0 | 1372.7136 | 0 | 0
2016-06-29 19:00 | 0 | 0 | 0 | 0 | 0 | 30437.3943 | 711064.3338 | 621004 | 0 | 0 | 0 | 15822.0724 | 1856303.2845 | 0 | 0 | 0 | 0 | 0 | 0 | 0 | 0 | 0 | 1394709.1547 | 0 | 0 | 0 | 0 | -55666.4915 | 174791.506 | 0 | 0 | 0 | 0 | 0 | 0 | 0 | 0 | 0 | 0 | 0 | 1372.7136 | 0 | 0
2016-06-29 20:00 | 0 | 0 | 0 | 0 | 0 | 33579.6491 | 699655.1572 | 630653 | 0 | 0 | 0 | 87310.6363 | 1886023.8133 | 0 | 0 | 0 | 0 | 0 | 0 | 0 | 0 | 0 | 1395801.7467 | 0 | 0 | 0 | 0 | 71488.5639 | 174791.506 | 145070.9772 | 0 | 0 | 0 | 0 | 0 | 0 | 0 | 0 | 0 | 0 | 1372.7136 | 0 | 0
2016-06-29 21:00 | 0 | 0 | 0 | 0 | 0 | 37909.2279 | 678364.4174 | 634465 | 0 | 0 | 0 | 158799.2002 | 1894971.1812 | 0 | 0 | 0 | 0 | 0 | 0 | 0 | 0 | 0 | 1396894.3343 | 0 | 0 | 0 | 0 | 71488.5639 | 8947.3679 | 0 | 0 | 0 | 0 | 0 | 0 | 0 | 0 | 0 | 0 | 0 | 1372.7136 | 0 | 0
2016-06-29 22:00 | 0 | 0 | 0 | 0 | 0 | 47651.5702 | 634771.3815 | 629556 | 0 | 0 | 0 | 144958.2922 | 1960306.3273 | 0 | 0 | 0 | 0 | 0 | 0 | 0 | 0 | 0 | 1397986.9176 | 0 | 0 | 0 | 0 | -13840.908 | 65335.1461 | 0 | 0 | 0 | 0 | 0 | 0 | 0 | 0 | 0 | 0 | 0 | 1372.7136 | 0 | 0
2016-06-29 23:00 | 0 | 0 | 0 | 0 | 0 | 65060.5551 | 550397.9941 | 616067 | 0 | 0 | 0 | 142977.1278 | 1960306.3273 | 0 | 0 | 0 | 0 | 0 | 0 | 0 | 0 | 0 | 1399079.4965 | 0 | 0 | 0 | 0 | -1981.1644 | 0 | 0 | 0 | 0 | 0 | 0 | 0 | 0 | 0 | 0 | 0 | 0 | 1372.7136 | 0 | 0
2016-06-30 | 0 | 0 | 0 | 0 | 0 | 103598.1196 | 405970.45 | 597182 | 0 | 0 | 0 | 71488.5639 | 1942808.7472 | 0 | 0 | 0 | 0 | 0 | 0 | 0 | 0 | 0 | 1400172.0711 | 0 | 0 | 0 | 0 | -71488.5639 | 0 | 17497.5801 | 0 | 0 | 0 | 0 | 0 | 0 | 0 | 0 | 0 | 0 | 1372.7136 | 0 | 0
2016-06-30 01:00 | 0 | 0 | 0 | 0 | 0 | 205534.2909 | 202698.404 | 580014 | 0 | 0 | 0 | 142977.1278 | 1698166.1646 | 0 | 0 | 0 | 0 | 0 | 0 | 0 | 0 | 0 | 1401264.6413 | 0 | 0 | 0 | 0 | 71488.5639 | 28059.1838 | 272701.7664 | 0 | 0 | 0 | 0 | 0 | 0 | 0 | 0 | 0 | 0 | 1372.7136 | 0 | 0
2016-06-30 02:00 | 0 | 0 | 0 | 0 | 0 | 328156.2338 | 42677.0802 | 553545 | 0 | 0 | 0 | 71488.5639 | 1585570.3289 | 0 | 0 | 0 | 0 | 0 | 0 | 0 | 0 | 0 | 1402357.2071 | 0 | 0 | 0 | 0 | -71488.5639 | 0 | 112595.8357 | 0 | 0 | 0 | 0 | 0 | 0 | 0 | 0 | 0 | 0 | 1372.7136 | 0 | 0
2016-06-30 03:00 | 0 | 0 | 0 | 0 | 0 | 372058.6763 | 2.1226 | 516726 | 0 | 0 | 0 | 0 | 1511020.9781 | 0 | 0 | 0 | 0 | 0 | 0 | 0 | 0 | 0 | 1403449.7685 | 0 | 0 | 0 | 0 | -71488.5639 | 0 | 74549.3508 | 0 | 0 | 0 | 0 | 0 | 0 | 0 | 0 | 0 | 0 | 1372.7136 | 0 | 0
2016-06-30 04:00 | 0 | 0 | 0 | 0 | 0 | 357878.1501 | 0 | 480169 | 0 | 0 | 0 | 0 | 1387357.4146 | 0 | 0 | 0 | 0 | 0 | 0 | 0 | 0 | 0 | 1404542.3256 | 0 | 0 | 0 | 0 | 0 | 0 | 123663.5635 | 0 | 0 | 0 | 0 | 0 | 0 | 0 | 0 | 0 | 0 | 1372.7136 | 0 | 0
2016-06-30 05:00 | 0 | 0 | 0 | 0 | 0 | 330520.8454 | 0 | 449511 | 0 | 0 | 0 | 71488.5639 | 1195505.9825 | 0 | 0 | 0 | 0 | 0 | 0 | 0 | 0 | 0 | 1405634.8783 | 0 | 0 | 0 | 0 | 71488.5639 | 80850.3343 | 272701.7664 | 0 | 0 | 0 | 0 | 0 | 0 | 0 | 0 | 0 | 0 | 1372.7136 | 0 | 0
2016-06-30 06:00 | 0 | 0 | 0 | 0 | 0 | 303829.5989 | 0 | 424274 | 0 | 0 | 0 | 0 | 1145177.4317 | 0 | 0 | 0 | 0 | 0 | 0 | 0 | 0 | 0 | 1406727.4266 | 0 | 0 | 0 | 0 | -71488.5639 | 0 | 50328.5508 | 0 | 0 | 0 | 0 | 0 | 0 | 0 | 0 | 0 | 0 | 1372.7136 | 0 | 0
2016-06-30 07:00 | 0 | 0 | 0 | 0 | 0 | 282609.6412 | 0 | 406855 | 0 | 0 | 0 | 71488.5639 | 948070.7954 | 0 | 0 | 0 | 0 | 0 | 0 | 0 | 0 | 0 | 1407819.9706 | 0 | 0 | 0 | 0 | 71488.5639 | 75595.1301 | 272701.7664 | 0 | 0 | 0 | 0 | 0 | 0 | 0 | 0 | 0 | 0 | 1372.7136 | 0 | 0
2016-06-30 08:00 | 0 | 0 | 0 | 0 | 0 | 268999.3075 | 0 | 398026 | 0 | 0 | 0 | 0 | 889159.9532 | 0 | 0 | 0 | 0 | 0 | 0 | 0 | 0 | 0 | 1408912.5102 | 0 | 0 | 0 | 0 | -71488.5639 | 0 | 58910.8422 | 0 | 0 | 0 | 0 | 0 | 0 | 0 | 0 | 0 | 0 | 1372.7136 | 0 | 0
2016-06-30 09:00 | 0 | 0 | 0 | 0 | 0 | 247061.7288 | 0 | 399538 | 0 | 0 | 0 | 71488.5639 | 663822.4046 | 0 | 0 | 0 | 0 | 0 | 0 | 0 | 0 | 0 | 1410005.0454 | 0 | 0 | 0 | 0 | 71488.5639 | 47364.2178 | 272701.7664 | 0 | 0 | 0 | 0 | 0 | 0 | 0 | 0 | 0 | 0 | 1372.7136 | 0 | 0
2016-06-30 10:00 | 0 | 0 | 0 | 0 | 0 | 226322.0845 | 0 | 410455 | 0 | 0 | 0 | 142977.1278 | 406828.2116 | 0 | 0 | 0 | 0 | 0 | 0 | 0 | 0 | 0 | 1411097.5762 | 0 | 0 | 0 | 0 | 71488.5639 | 0 | 256994.193 | 0 | 0 | 0 | 0 | 0 | 0 | 0 | 0 | 0 | 0 | 1372.7136 | 0 | 0
2016-06-30 11:00 | 0 | 0 | 0 | 0 | 0 | 188043.5483 | 2.0611 | 428603 | 0 | 0 | 0 | 123034.8008 | 184840.4344 | 0 | 0 | 0 | 0 | 0 | 0 | 0 | 0 | 0 | 1412190.1027 | 0 | 0 | 0 | 0 | -19942.327 | 50713.9892 | 272701.7664 | 0 | 0 | 0 | 0 | 0 | 0 | 0 | 0 | 0 | 0 | 1372.7136 | 0 | 0
2016-06-30 12:00 | 0 | 0 | 0 | 0 | 0 | 112984.6243 | 84101.0911 | 452042 | 0 | 0 | 0 | 51546.2369 | 0 | 0 | 0 | 0 | 0 | 0 | 0 | 0 | 0 | 0 | 1413282.6248 | 0 | 0 | 0 | 0 | -71488.5639 | 0 | 184840.4344 | 0 | 0 | 0 | 0 | 0 | 0 | 0 | 0 | 0 | 0 | 1372.7136 | 0 | 0
2016-06-30 13:00 | 0 | 0 | 0 | 0 | 0 | 121071.9808 | 308651.4958 | 479897 | 0 | 0 | 0 | 0 | 0 | 0 | 0 | 0 | 0 | 0 | 0 | 0 | 0 | 0 | 1414375.1425 | 0 | 0 | 0 | 0 | -51546.2369 | 0 | 0 | 0 | 0 | 0 | 0 | 0 | 0 | 0 | 0 | 0 | 0 | 1372.7136 | 0 | 0
2016-06-30 14:00 | 0 | 0 | 0 | 0 | 0 | 155420.3119 | 487765.487 | 509011 | 0 | 0 | 0 | 0 | 132802.0852 | 0 | 0 | 0 | 0 | 0 | 0 | 0 | 0 | 0 | 1415467.6559 | 0 | 0 | 0 | 0 | 0 | 132802.0852 | 0 | 0 | 0 | 0 | 0 | 0 | 0 | 0 | 0 | 0 | 0 | 1372.7136 | 0 | 0
2016-06-30 15:00 | 0 | 0 | 0 | 0 | 0 | 812.9896 | 586593.9342 | 536971 | 0 | 0 | 0 | 0 | 181865.2955 | 0 | 0 | 0 | 0 | 0 | 0 | 0 | 0 | 0 | 1416560.1649 | 0 | 0 | 0 | 0 | 0 | 49063.2102 | 0 | 0 | 0 | 0 | 0 | 0 | 0 | 0 | 0 | 0 | 0 | 1372.7136 | 0 | 0
2016-06-30 16:00 | 0 | 0 | 0 | 0 | 0 | 0 | 641573.6817 | 561106 | 0 | 0 | 0 | 0 | 260960.2635 | 0 | 0 | 0 | 0 | 0 | 0 | 0 | 0 | 0 | 1417652.6695 | 0 | 0 | 0 | 0 | 0 | 79094.9681 | 0 | 0 | 0 | 0 | 0 | 0 | 0 | 0 | 0 | 0 | 0 | 1372.7136 | 0 | 0
2016-06-30 17:00 | 0 | 0 | 0 | 0 | 0 | 154698.8692 | 660387.369 | 582107 | 0 | 0 | 0 | 71488.5639 | 421078.2242 | 0 | 0 | 0 | 0 | 0 | 0 | 0 | 0 | 0 | 1418745.1698 | 0 | 0 | 0 | 0 | 71488.5639 | 160117.9607 | 0 | 0 | 0 | 0 | 0 | 0 | 0 | 0 | 0 | 0 | 0 | 1372.7136 | 0 | 0
2016-06-30 18:00 | 0 | 0 | 0 | 0 | 0 | 156776.6723 | 649707.1448 | 600446 | 0 | 0 | 0 | 142977.1278 | 554254.7638 | 0 | 0 | 0 | 0 | 0 | 0 | 0 | 0 | 0 | 1419837.6657 | 0 | 0 | 0 | 0 | 71488.5639 | 133176.5396 | 0 | 0 | 0 | 0 | 0 | 0 | 0 | 0 | 0 | 0 | 0 | 1372.7136 | 0 | 0
2016-06-30 19:00 | 0 | 0 | 0 | 0 | 0 | 164083.5312 | 627610.4593 | 614080 | 0 | 0 | 0 | 156448.1039 | 717025.0646 | 0 | 0 | 0 | 0 | 0 | 0 | 0 | 0 | 0 | 1420930.1572 | 0 | 0 | 0 | 0 | 13470.9762 | 162770.3008 | 0 | 0 | 0 | 0 | 0 | 0 | 0 | 0 | 0 | 0 | 0 | 1372.7136 | 0 | 0
2016-06-30 20:00 | 0 | 0 | 0 | 0 | 0 | 176155.851 | 599131.3343 | 623589 | 0 | 0 | 0 | 131982.0697 | 891816.5707 | 0 | 0 | 0 | 0 | 0 | 0 | 0 | 0 | 0 | 1422022.6443 | 0 | 0 | 0 | 0 | -24466.0343 | 174791.506 | 0 | 0 | 0 | 0 | 0 | 0 | 0 | 0 | 0 | 0 | 0 | 1372.7136 | 0 | 0
2016-06-30 21:00 | 0 | 0 | 0 | 0 | 0 | 190973.0082 | 554566.2097 | 626709 | 0 | 0 | 0 | 203470.6336 | 937785.5112 | 0 | 0 | 0 | 0 | 0 | 0 | 0 | 0 | 0 | 1423115.1271 | 0 | 0 | 0 | 0 | 71488.5639 | 45968.9405 | 0 | 0 | 0 | 0 | 0 | 0 | 0 | 0 | 0 | 0 | 0 | 1372.7136 | 0 | 0
2016-06-30 22:00 | 0 | 0 | 0 | 0 | 0 | 205312.7816 | 493978.8159 | 620594 | 0 | 0 | 0 | 203470.6336 | 1015110.3952 | 0 | 0 | 0 | 0 | 0 | 0 | 0 | 0 | 0 | 1424207.6055 | 0 | 0 | 0 | 0 | 0 | 77324.884 | 0 | 0 | 0 | 0 | 0 | 0 | 0 | 0 | 0 | 0 | 0 | 1372.7136 | 0 | 0
2016-06-30 23:00 | 0 | 0 | 0 | 0 | 0 | 220552.9164 | 413512.6408 | 607167 | 0 | 0 | 0 | 203470.6336 | 1040636.2387 | 0 | 0 | 0 | 0 | 0 | 0 | 0 | 0 | 0 | 1425300.0795 | 0 | 0 | 0 | 0 | 0 | 25525.8436 | 0 | 0 | 0 | 0 | 0 | 0 | 0 | 0 | 0 | 0 | 0 | 1372.7136 | 0 | 0
2016-07-01 | 0 | 0 | 0 | 0 | 0 | 255002.2656 | 299146.3069 | 590202 | 0 | 0 | 0 | 166044.4925 | 1040636.2387 | 0 | 0 | 0 | 0 | 0 | 0 | 0 | 0 | 0 | 1426392.5492 | 0 | 0 | 0 | 0 | -37426.1411 | 0 | 0 | 0 | 0 | 0 | 0 | 0 | 0 | 0 | 0 | 0 | 0 | 1372.7136 | 0 | 0
2016-07-01 01:00 | 0 | 0 | 0 | 0 | 0 | 365904.7108 | 163269.7845 | 574790 | 0 | 0 | 0 | 203470.6336 | 956221.8793 | 0 | 0 | 0 | 0 | 0 | 0 | 0 | 0 | 0 | 1427485.0145 | 0 | 0 | 0 | 0 | 37426.1411 | 0 | 84414.3594 | 0 | 0 | 0 | 0 | 0 | 0 | 0 | 0 | 0 | 0 | 1372.7136 | 0 | 0
2016-07-01 02:00 | 0 | 0 | 0 | 0 | 0 | 514688.8024 | 48822.1782 | 549953 | 0 | 0 | 0 | 131982.0697 | 1039895.7102 | 0 | 0 | 0 | 0 | 0 | 0 | 0 | 0 | 0 | 1428577.4754 | 0 | 0 | 0 | 0 | -71488.5639 | 83673.8309 | 0 | 0 | 0 | 0 | 0 | 0 | 0 | 0 | 0 | 0 | 0 | 1372.7136 | 0 | 0
2016-07-01 03:00 | 0 | 0 | 0 | 0 | 0 | 536892.5864 | 2.3995 | 515518 | 0 | 0 | 0 | 151986.3419 | 1039895.7102 | 0 | 0 | 0 | 0 | 0 | 0 | 0 | 0 | 0 | 1429669.932 | 0 | 0 | 0 | 0 | 20004.2723 | 0 | 0 | 0 | 0 | 0 | 0 | 0 | 0 | 0 | 0 | 0 | 0 | 1372.7136 | 0 | 0
2016-07-01 04:00 | 0 | 0 | 0 | 0 | 0 | 501429.1952 | 0 | 480417 | 0 | 0 | 0 | 171625.8236 | 1039895.7102 | 0 | 0 | 0 | 0 | 0 | 0 | 0 | 0 | 0 | 1430762.3842 | 0 | 0 | 0 | 0 | 19639.4816 | 0 | 0 | 0 | 0 | 0 | 0 | 0 | 0 | 0 | 0 | 0 | 0 | 1372.7136 | 0 | 0
2016-07-01 05:00 | 0 | 0 | 0 | 0 | 0 | 464885.4718 | 0 | 450190 | 0 | 0 | 0 | 184948.5818 | 1039895.7102 | 0 | 0 | 0 | 0 | 0 | 0 | 0 | 0 | 0 | 1431854.832 | 0 | 0 | 0 | 0 | 13322.7582 | 0 | 0 | 0 | 0 | 0 | 0 | 0 | 0 | 0 | 0 | 0 | 0 | 1372.7136 | 0 | 0
2016-07-01 06:00 | 0 | 0 | 0 | 0 | 0 | 426106.118 | 0 | 426366 | 0 | 0 | 0 | 183315.9862 | 1039895.7102 | 0 | 0 | 0 | 0 | 0 | 0 | 0 | 0 | 0 | 1432947.2754 | 0 | 0 | 0 | 0 | -1632.5956 | 0 | 0 | 0 | 0 | 0 | 0 | 0 | 0 | 0 | 0 | 0 | 0 | 1372.7136 | 0 | 0
2016-07-01 07:00 | 0 | 0 | 0 | 0 | 0 | 391468.5686 | 0 | 409213 | 0 | 0 | 0 | 135038.0969 | 1069056.4546 | 0 | 0 | 0 | 0 | 0 | 0 | 0 | 0 | 0 | 1434039.7145 | 0 | 0 | 0 | 0 | -48277.8893 | 29160.7444 | 0 | 0 | 0 | 0 | 0 | 0 | 0 | 0 | 0 | 0 | 0 | 1372.7136 | 0 | 0
2016-07-01 08:00 | 0 | 0 | 0 | 0 | 0 | 368150.5643 | 0 | 400250 | 0 | 0 | 0 | 63549.533 | 1107072.8692 | 0 | 0 | 0 | 0 | 0 | 0 | 0 | 0 | 0 | 1435132.1492 | 0 | 0 | 0 | 0 | -71488.5639 | 38016.4146 | 0 | 0 | 0 | 0 | 0 | 0 | 0 | 0 | 0 | 0 | 0 | 1372.7136 | 0 | 0
2016-07-01 09:00 | 0 | 0 | 0 | 0 | 0 | 339310.1806 | 0 | 401487 | 0 | 0 | 0 | 0 | 1107072.8692 | 0 | 0 | 0 | 0 | 0 | 0 | 0 | 0 | 0 | 1436224.5796 | 0 | 0 | 0 | 0 | -63549.533 | 0 | 0 | 0 | 0 | 0 | 0 | 0 | 0 | 0 | 0 | 0 | 0 | 1372.7136 | 0 | 0
2016-07-01 10:00 | 0 | 0 | 0 | 0 | 0 | 307192.8956 | 0 | 412287 | 0 | 0 | 0 | 71488.5639 | 929117.4873 | 0 | 0 | 0 | 0 | 0 | 0 | 0 | 0 | 0 | 1437317.0055 | 0 | 0 | 0 | 0 | 71488.5639 | 94746.3846 | 272701.7664 | 0 | 0 | 0 | 0 | 0 | 0 | 0 | 0 | 0 | 0 | 1372.7136 | 0 | 0
2016-07-01 11:00 | 0 | 0 | 0 | 0 | 0 | 235523.032 | 0 | 428746 | 0 | 0 | 0 | 79137.3952 | 726872.9744 | 0 | 0 | 0 | 0 | 0 | 0 | 0 | 0 | 0 | 1438409.4271 | 0 | 0 | 0 | 0 | 7648.8314 | 0 | 202244.5129 | 0 | 0 | 0 | 0 | 0 | 0 | 0 | 0 | 0 | 0 | 1372.7136 | 0 | 0
2016-07-01 12:00 | 0 | 0 | 0 | 0 | 0 | 151301.8049 | 70437.3953 | 450070 | 0 | 0 | 0 | 7648.8314 | 568658.0249 | 0 | 0 | 0 | 0 | 0 | 0 | 0 | 0 | 0 | 1439501.8444 | 0 | 0 | 0 | 0 | -71488.5639 | 114486.8169 | 272701.7664 | 0 | 0 | 0 | 0 | 0 | 0 | 0 | 0 | 0 | 0 | 1372.7136 | 0 | 0
2016-07-01 13:00 | 0 | 0 | 0 | 0 | 0 | 176085.5909 | 295962.2913 | 478324 | 0 | 0 | 0 | 0 | 568658.0249 | 0 | 0 | 0 | 0 | 0 | 0 | 0 | 0 | 0 | 1440594.2572 | 0 | 0 | 0 | 0 | -7648.8314 | 0 | 0 | 0 | 0 | 0 | 0 | 0 | 0 | 0 | 0 | 0 | 0 | 1372.7136 | 0 | 0
2016-07-01 14:00 | 0 | 0 | 0 | 0 | 0 | 187555.4247 | 498095.7437 | 508012 | 0 | 0 | 0 | 2041.4343 | 742883.0454 | 0 | 0 | 0 | 0 | 0 | 0 | 0 | 0 | 0 | 1441686.6657 | 0 | 0 | 0 | 0 | 2041.4343 | 174225.0206 | 0 | 0 | 0 | 0 | 0 | 0 | 0 | 0 | 0 | 0 | 0 | 1372.7136 | 0 | 0
2016-07-01 15:00 | 0 | 0 | 0 | 0 | 0 | 166657.7721 | 614333.9715 | 535615 | 0 | 0 | 0 | 71253.9582 | 917674.5515 | 0 | 0 | 0 | 0 | 0 | 0 | 0 | 0 | 0 | 1442779.0698 | 0 | 0 | 0 | 0 | 69212.524 | 174791.506 | 0 | 0 | 0 | 0 | 0 | 0 | 0 | 0 | 0 | 0 | 0 | 1372.7136 | 0 | 0
2016-07-01 16:00 | 0 | 0 | 0 | 0 | 0 | 0 | 664096.2614 | 559186 | 0 | 0 | 0 | 0 | 1092466.0575 | 0 | 0 | 0 | 0 | 0 | 0 | 0 | 0 | 0 | 1443871.4696 | 0 | 0 | 0 | 0 | -71253.9582 | 174791.506 | 0 | 0 | 0 | 0 | 0 | 0 | 0 | 0 | 0 | 0 | 0 | 1372.7136 | 0 | 0
2016-07-01 17:00 | 0 | 0 | 0 | 0 | 0 | 73251.518 | 682157.7016 | 579245 | 0 | 0 | 0 | 0 | 1267257.5635 | 0 | 0 | 0 | 0 | 0 | 0 | 0 | 0 | 0 | 1444963.865 | 0 | 0 | 0 | 0 | 0 | 174791.506 | 0 | 0 | 0 | 0 | 0 | 0 | 0 | 0 | 0 | 0 | 0 | 1372.7136 | 0 | 0
2016-07-01 18:00 | 0 | 0 | 0 | 0 | 0 | 0 | 672014.5445 | 595305 | 0 | 0 | 0 | 71488.5639 | 1271105.8305 | 0 | 0 | 0 | 0 | 0 | 0 | 0 | 0 | 0 | 1446056.256 | 0 | 0 | 0 | 0 | 71488.5639 | 3848.267 | 0 | 0 | 0 | 0 | 0 | 0 | 0 | 0 | 0 | 0 | 0 | 1372.7136 | 0 | 0
2016-07-01 19:00 | 0 | 0 | 0 | 0 | 0 | 151241.174 | 647857.4658 | 605699 | 0 | 0 | 0 | 131982.0697 | 1402639.251 | 0 | 0 | 0 | 0 | 0 | 0 | 0 | 0 | 0 | 1447148.6426 | 0 | 0 | 0 | 0 | 60493.5058 | 131533.4204 | 0 | 0 | 0 | 0 | 0 | 0 | 0 | 0 | 0 | 0 | 0 | 1372.7136 | 0 | 0
2016-07-01 20:00 | 0 | 0 | 0 | 0 | 0 | 158179.3284 | 611923.2181 | 611337 | 0 | 0 | 0 | 203470.6336 | 1488543.52 | 0 | 0 | 0 | 0 | 0 | 0 | 0 | 0 | 0 | 1448241.0249 | 0 | 0 | 0 | 0 | 71488.5639 | 85904.269 | 0 | 0 | 0 | 0 | 0 | 0 | 0 | 0 | 0 | 0 | 0 | 1372.7136 | 0 | 0
2016-07-01 21:00 | 0 | 0 | 0 | 0 | 0 | 171130.2721 | 553358.2284 | 611951 | 0 | 0 | 0 | 139843.9144 | 1663335.026 | 0 | 0 | 0 | 0 | 0 | 0 | 0 | 0 | 0 | 1449333.4028 | 0 | 0 | 0 | 0 | -63626.7191 | 174791.506 | 0 | 0 | 0 | 0 | 0 | 0 | 0 | 0 | 0 | 0 | 0 | 1372.7136 | 0 | 0
2016-07-01 22:00 | 0 | 0 | 0 | 0 | 0 | 187058.5482 | 488179.2411 | 605031 | 0 | 0 | 0 | 183232.7421 | 1688780.2741 | 0 | 0 | 0 | 0 | 0 | 0 | 0 | 0 | 0 | 1450425.7763 | 0 | 0 | 0 | 0 | 43388.8277 | 25445.2481 | 0 | 0 | 0 | 0 | 0 | 0 | 0 | 0 | 0 | 0 | 0 | 1372.7136 | 0 | 0
2016-07-01 23:00 | 0 | 0 | 0 | 0 | 0 | 199512.811 | 403098.1431 | 590638 | 0 | 0 | 0 | 193832.9826 | 1688780.2741 | 0 | 0 | 0 | 0 | 0 | 0 | 0 | 0 | 0 | 1451518.1455 | 0 | 0 | 0 | 0 | 10600.2405 | 0 | 0 | 0 | 0 | 0 | 0 | 0 | 0 | 0 | 0 | 0 | 0 | 1372.7136 | 0 | 0
2016-07-02 | 0 | 0 | 0 | 0 | 0 | 222988.0904 | 299240.7684 | 571712 | 0 | 0 | 0 | 142977.1278 | 1688780.2741 | 0 | 0 | 0 | 0 | 0 | 0 | 0 | 0 | 0 | 1452610.5103 | 0 | 0 | 0 | 0 | -50855.8548 | 0 | 0 | 0 | 0 | 0 | 0 | 0 | 0 | 0 | 0 | 0 | 0 | 1372.7136 | 0 | 0
2016-07-02 01:00 | 0 | 0 | 0 | 0 | 0 | 287733.0134 | 172723.6609 | 554807 | 0 | 0 | 0 | 71488.5639 | 1664545.7987 | 0 | 0 | 0 | 0 | 0 | 0 | 0 | 0 | 0 | 1453702.8707 | 0 | 0 | 0 | 0 | -71488.5639 | 0 | 24234.4753 | 0 | 0 | 0 | 0 | 0 | 0 | 0 | 0 | 0 | 0 | 1372.7136 | 0 | 0
2016-07-02 02:00 | 0 | 0 | 0 | 0 | 0 | 364571.1726 | 37907.0622 | 531328 | 0 | 0 | 0 | 142977.1278 | 1462834.7561 | 0 | 0 | 0 | 0 | 0 | 0 | 0 | 0 | 0 | 1454795.2267 | 0 | 0 | 0 | 0 | 71488.5639 | 0 | 201711.0426 | 0 | 0 | 0 | 0 | 0 | 0 | 0 | 0 | 0 | 0 | 1372.7136 | 0 | 0
2016-07-02 03:00 | 0 | 0 | 0 | 0 | 0 | 400205.853 | 2.0098 | 499376 | 0 | 0 | 0 | 71488.5639 | 1433782.4692 | 0 | 0 | 0 | 0 | 0 | 0 | 0 | 0 | 0 | 1455887.5784 | 0 | 0 | 0 | 0 | -71488.5639 | 0 | 29052.2869 | 0 | 0 | 0 | 0 | 0 | 0 | 0 | 0 | 0 | 0 | 1372.7136 | 0 | 0
2016-07-02 04:00 | 0 | 0 | 0 | 0 | 0 | 123817.3833 | 0 | 466635 | 0 | 0 | 0 | 0 | 1161080.7028 | 0 | 0 | 0 | 0 | 0 | 0 | 0 | 0 | 0 | 1456979.9257 | 0 | 0 | 0 | 0 | -71488.5639 | 0 | 272701.7664 | 0 | 0 | 0 | 0 | 0 | 0 | 0 | 0 | 0 | 0 | 1372.7136 | 0 | 0
2016-07-02 05:00 | 0 | 0 | 0 | 0 | 0 | 366238.4414 | 0 | 439718 | 0 | 0 | 0 | 0 | 1086228.4306 | 0 | 0 | 0 | 0 | 0 | 0 | 0 | 0 | 0 | 1458072.2687 | 0 | 0 | 0 | 0 | 0 | 0 | 74852.2722 | 0 | 0 | 0 | 0 | 0 | 0 | 0 | 0 | 0 | 0 | 1372.7136 | 0 | 0
2016-07-02 06:00 | 0 | 0 | 0 | 0 | 0 | 346486.531 | 0 | 416966 | 0 | 0 | 0 | 71488.5639 | 942887.6841 | 0 | 0 | 0 | 0 | 0 | 0 | 0 | 0 | 0 | 1459164.6073 | 0 | 0 | 0 | 0 | 71488.5639 | 0 | 143340.7465 | 0 | 0 | 0 | 0 | 0 | 0 | 0 | 0 | 0 | 0 | 1372.7136 | 0 | 0
2016-07-02 07:00 | 0 | 0 | 0 | 0 | 0 | 321569.129 | 0 | 399240 | 0 | 0 | 0 | 0 | 935332.6634 | 0 | 0 | 0 | 0 | 0 | 0 | 0 | 0 | 0 | 1460256.9415 | 0 | 0 | 0 | 0 | -71488.5639 | 0 | 7555.0207 | 0 | 0 | 0 | 0 | 0 | 0 | 0 | 0 | 0 | 0 | 1372.7136 | 0 | 0
2016-07-02 08:00 | 0 | 0 | 0 | 0 | 0 | 187329.5111 | 0 | 387170 | 0 | 0 | 0 | 71488.5639 | 662630.897 | 0 | 0 | 0 | 0 | 0 | 0 | 0 | 0 | 0 | 1461349.2713 | 0 | 0 | 0 | 0 | 71488.5639 | 0 | 272701.7664 | 0 | 0 | 0 | 0 | 0 | 0 | 0 | 0 | 0 | 0 | 1372.7136 | 0 | 0
2016-07-02 09:00 | 0 | 0 | 0 | 0 | 0 | 280267.9704 | 0 | 380581 | 0 | 0 | 0 | 0 | 632433.7177 | 0 | 0 | 0 | 0 | 0 | 0 | 0 | 0 | 0 | 1462441.5968 | 0 | 0 | 0 | 0 | -71488.5639 | 0 | 30197.1792 | 0 | 0 | 0 | 0 | 0 | 0 | 0 | 0 | 0 | 0 | 1372.7136 | 0 | 0
2016-07-02 10:00 | 0 | 0 | 0 | 0 | 0 | 106764.9472 | 0 | 378094 | 0 | 0 | 0 | 0 | 359731.9513 | 0 | 0 | 0 | 0 | 0 | 0 | 0 | 0 | 0 | 1463533.9179 | 0 | 0 | 0 | 0 | 0 | 0 | 272701.7664 | 0 | 0 | 0 | 0 | 0 | 0 | 0 | 0 | 0 | 0 | 1372.7136 | 0 | 0
2016-07-02 11:00 | 0 | 0 | 0 | 0 | 0 | 183814.7276 | 5.7834 | 383661 | 0 | 0 | 0 | 71488.5639 | 87030.1849 | 0 | 0 | 0 | 0 | 0 | 0 | 0 | 0 | 0 | 1464626.2346 | 0 | 0 | 0 | 0 | 71488.5639 | 0 | 272701.7664 | 0 | 0 | 0 | 0 | 0 | 0 | 0 | 0 | 0 | 0 | 1372.7136 | 0 | 0
2016-07-02 12:00 | 0 | 0 | 0 | 0 | 0 | 142861.2488 | 100608.716 | 400616 | 0 | 0 | 0 | 0 | 0 | 0 | 0 | 0 | 0 | 0 | 0 | 0 | 0 | 0 | 1465718.547 | 0 | 0 | 0 | 0 | -71488.5639 | 0 | 87030.1849 | 0 | 0 | 0 | 0 | 0 | 0 | 0 | 0 | 0 | 0 | 1372.7136 | 0 | 0
2016-07-02 13:00 | 0 | 0 | 0 | 0 | 0 | 38667.1562 | 389175.5574 | 426470 | 0 | 0 | 0 | 0 | 0 | 0 | 0 | 0 | 0 | 0 | 0 | 0 | 0 | 0 | 1466810.855 | 0 | 0 | 0 | 0 | 0 | 0 | 0 | 0 | 0 | 0 | 0 | 0 | 0 | 0 | 0 | 0 | 0 | 1372.7136 | 0 | 0
2016-07-02 14:00 | 0 | 0 | 0 | 0 | 0 | 0 | 602264.2262 | 455527 | 0 | 0 | 0 | 0 | 145364.5126 | 0 | 0 | 0 | 0 | 0 | 0 | 0 | 0 | 0 | 1467903.1586 | 0 | 0 | 0 | 0 | 0 | 145364.5126 | 0 | 0 | 0 | 0 | 0 | 0 | 0 | 0 | 0 | 0 | 0 | 1372.7136 | 0 | 0
2016-07-02 15:00 | 0 | 0 | 0 | 0 | 0 | 0 | 713966.2818 | 483095 | 0 | 0 | 0 | 54707.0622 | 320156.0186 | 0 | 0 | 0 | 0 | 0 | 0 | 0 | 0 | 0 | 1468995.4579 | 0 | 0 | 0 | 0 | 54707.0622 | 174791.506 | 0 | 0 | 0 | 0 | 0 | 0 | 0 | 0 | 0 | 0 | 0 | 1372.7136 | 0 | 0
2016-07-02 16:00 | 0 | 0 | 0 | 0 | 0 | 0 | 752940.7835 | 505288 | 0 | 0 | 0 | 126195.6261 | 494947.5247 | 0 | 0 | 0 | 0 | 0 | 0 | 0 | 0 | 0 | 1470087.7527 | 0 | 0 | 0 | 0 | 71488.5639 | 174791.506 | 0 | 0 | 0 | 0 | 0 | 0 | 0 | 0 | 0 | 0 | 0 | 1372.7136 | 0 | 0
2016-07-02 17:00 | 0 | 0 | 0 | 0 | 0 | 0 | 737364.7775 | 521550 | 0 | 0 | 0 | 165846.1839 | 669739.0307 | 0 | 0 | 0 | 0 | 0 | 0 | 0 | 0 | 0 | 1471180.0433 | 0 | 0 | 0 | 0 | 39650.5578 | 174791.506 | 0 | 0 | 0 | 0 | 0 | 0 | 0 | 0 | 0 | 0 | 0 | 1372.7136 | 0 | 0
2016-07-02 18:00 | 0 | 0 | 0 | 0 | 0 | 0 | 747935.6693 | 534147 | 0 | 0 | 0 | 203470.6336 | 844530.5368 | 0 | 0 | 0 | 0 | 0 | 0 | 0 | 0 | 0 | 1472272.3294 | 0 | 0 | 0 | 0 | 37624.4497 | 174791.506 | 0 | 0 | 0 | 0 | 0 | 0 | 0 | 0 | 0 | 0 | 0 | 1372.7136 | 0 | 0
2016-07-02 19:00 | 0 | 0 | 0 | 0 | 0 | 0 | 719482.2196 | 543318 | 0 | 0 | 0 | 203470.6336 | 1019322.0428 | 0 | 0 | 0 | 0 | 0 | 0 | 0 | 0 | 0 | 1473364.6112 | 0 | 0 | 0 | 0 | 0 | 174791.506 | 0 | 0 | 0 | 0 | 0 | 0 | 0 | 0 | 0 | 0 | 0 | 1372.7136 | 0 | 0
2016-07-02 20:00 | 0 | 0 | 0 | 0 | 0 | 0 | 709657.646 | 550529 | 0 | 0 | 0 | 203470.6336 | 1177077.9753 | 0 | 0 | 0 | 0 | 0 | 0 | 0 | 0 | 0 | 1474456.8886 | 0 | 0 | 0 | 0 | 0 | 157755.9325 | 0 | 0 | 0 | 0 | 0 | 0 | 0 | 0 | 0 | 0 | 0 | 1372.7136 | 0 | 0
2016-07-02 21:00 | 0 | 0 | 0 | 0 | 0 | 0 | 674208.6074 | 553668 | 0 | 0 | 0 | 203470.6336 | 1296245.8691 | 0 | 0 | 0 | 0 | 0 | 0 | 0 | 0 | 0 | 1475549.1616 | 0 | 0 | 0 | 0 | 0 | 119167.8939 | 0 | 0 | 0 | 0 | 0 | 0 | 0 | 0 | 0 | 0 | 0 | 1372.7136 | 0 | 0
2016-07-02 22:00 | 0 | 0 | 0 | 0 | 0 | 0 | 629467.8567 | 551163 | 0 | 0 | 0 | 203470.6336 | 1373178.0122 | 0 | 0 | 0 | 0 | 0 | 0 | 0 | 0 | 0 | 1476641.4303 | 0 | 0 | 0 | 0 | 0 | 76932.1431 | 0 | 0 | 0 | 0 | 0 | 0 | 0 | 0 | 0 | 0 | 0 | 1372.7136 | 0 | 0
2016-07-02 23:00 | 0 | 0 | 0 | 0 | 0 | 0 | 554090.6242 | 541555 | 0 | 0 | 0 | 203470.6336 | 1384340.9229 | 0 | 0 | 0 | 0 | 0 | 0 | 0 | 0 | 0 | 1477733.6946 | 0 | 0 | 0 | 0 | 0 | 11162.9107 | 0 | 0 | 0 | 0 | 0 | 0 | 0 | 0 | 0 | 0 | 0 | 1372.7136 | 0 | 0
2016-07-03 | 0 | 0 | 0 | 0 | 0 | 18106.2467 | 441344.903 | 529567 | 0 | 0 | 0 | 131982.0697 | 1384340.9229 | 0 | 0 | 0 | 0 | 0 | 0 | 0 | 0 | 0 | 1478825.9545 | 0 | 0 | 0 | 0 | -71488.5639 | 0 | 0 | 0 | 0 | 0 | 0 | 0 | 0 | 0 | 0 | 0 | 0 | 1372.7136 | 0 | 0
2016-07-03 01:00 | 0 | 0 | 0 | 0 | 0 | 255234.5937 | 265620.1199 | 519482 | 0 | 0 | 0 | 131982.0697 | 1384340.9229 | 0 | 0 | 0 | 0 | 0 | 0 | 0 | 0 | 0 | 1479918.2101 | 0 | 0 | 0 | 0 | 0 | 0 | 0 | 0 | 0 | 0 | 0 | 0 | 0 | 0 | 0 | 0 | 0 | 1372.7136 | 0 | 0
2016-07-03 02:00 | 0 | 0 | 0 | 0 | 0 | 261160.7863 | 40335.7247 | 501337 | 0 | 0 | 0 | 203470.6336 | 1111639.1565 | 0 | 0 | 0 | 0 | 0 | 0 | 0 | 0 | 0 | 1481010.4613 | 0 | 0 | 0 | 0 | 71488.5639 | 0 | 272701.7664 | 0 | 0 | 0 | 0 | 0 | 0 | 0 | 0 | 0 | 0 | 1372.7136 | 0 | 0
2016-07-03 03:00 | 0 | 0 | 0 | 0 | 0 | 404924.4988 | 1.6509 | 475042 | 0 | 0 | 0 | 131982.0697 | 1111639.1565 | 0 | 0 | 0 | 0 | 0 | 0 | 0 | 0 | 0 | 1482102.7081 | 0 | 0 | 0 | 0 | -71488.5639 | 0 | 0 | 0 | 0 | 0 | 0 | 0 | 0 | 0 | 0 | 0 | 0 | 1372.7136 | 0 | 0
2016-07-03 04:00 | 0 | 0 | 0 | 0 | 0 | 247801.5111 | 0 | 447642 | 0 | 0 | 0 | 203470.6336 | 838937.3901 | 0 | 0 | 0 | 0 | 0 | 0 | 0 | 0 | 0 | 1483194.9506 | 0 | 0 | 0 | 0 | 71488.5639 | 0 | 272701.7664 | 0 | 0 | 0 | 0 | 0 | 0 | 0 | 0 | 0 | 0 | 1372.7136 | 0 | 0
2016-07-03 05:00 | 0 | 0 | 0 | 0 | 0 | 353536.1497 | 0 | 423652 | 0 | 0 | 0 | 131982.0697 | 838937.3901 | 0 | 0 | 0 | 0 | 0 | 0 | 0 | 0 | 0 | 1484287.1886 | 0 | 0 | 0 | 0 | -71488.5639 | 0 | 0 | 0 | 0 | 0 | 0 | 0 | 0 | 0 | 0 | 0 | 0 | 1372.7136 | 0 | 0
2016-07-03 06:00 | 0 | 0 | 0 | 0 | 0 | 334717.1497 | 0 | 404833 | 0 | 0 | 0 | 60493.5058 | 838937.3901 | 0 | 0 | 0 | 0 | 0 | 0 | 0 | 0 | 0 | 1485379.4224 | 0 | 0 | 0 | 0 | -71488.5639 | 0 | 0 | 0 | 0 | 0 | 0 | 0 | 0 | 0 | 0 | 0 | 0 | 1372.7136 | 0 | 0
2016-07-03 07:00 | 0 | 0 | 0 | 0 | 0 | 57392.4414 | 0 | 389215 | 0 | 0 | 0 | 0 | 566235.6237 | 0 | 0 | 0 | 0 | 0 | 0 | 0 | 0 | 0 | 1486471.6517 | 0 | 0 | 0 | 0 | -60493.5058 | 0 | 272701.7664 | 0 | 0 | 0 | 0 | 0 | 0 | 0 | 0 | 0 | 0 | 1372.7136 | 0 | 0
2016-07-03 08:00 | 0 | 0 | 0 | 0 | 0 | 439469.2 | 0 | 378146 | 0 | 0 | 0 | 59950.4864 | 566235.6237 | 0 | 0 | 0 | 0 | 0 | 0 | 0 | 0 | 0 | 1487563.8767 | 0 | 0 | 0 | 0 | 59950.4864 | 0 | 0 | 0 | 0 | 0 | 0 | 0 | 0 | 0 | 0 | 0 | 0 | 1372.7136 | 0 | 0
2016-07-03 09:00 | 0 | 0 | 0 | 0 | 0 | 172500.5111 | 0 | 372341 | 0 | 0 | 0 | 131439.0503 | 293533.8573 | 0 | 0 | 0 | 0 | 0 | 0 | 0 | 0 | 0 | 1488656.0973 | 0 | 0 | 0 | 0 | 71488.5639 | 0 | 272701.7664 | 0 | 0 | 0 | 0 | 0 | 0 | 0 | 0 | 0 | 0 | 1372.7136 | 0 | 0
2016-07-03 10:00 | 0 | 0 | 0 | 0 | 0 | 26072.3833 | 0 | 368890 | 0 | 0 | 0 | 59950.4864 | 20832.0908 | 0 | 0 | 0 | 0 | 0 | 0 | 0 | 0 | 0 | 1489748.3135 | 0 | 0 | 0 | 0 | -71488.5639 | 0 | 272701.7664 | 0 | 0 | 0 | 0 | 0 | 0 | 0 | 0 | 0 | 0 | 1372.7136 | 0 | 0
2016-07-03 11:00 | 0 | 0 | 0 | 0 | 0 | 313124.269 | 3.9582 | 371706 | 0 | 0 | 0 | 0 | 20832.0908 | 0 | 0 | 0 | 0 | 0 | 0 | 0 | 0 | 0 | 1490840.5254 | 0 | 0 | 0 | 0 | -59950.4864 | 0 | 0 | 0 | 0 | 0 | 0 | 0 | 0 | 0 | 0 | 0 | 0 | 1372.7136 | 0 | 0
2016-07-03 12:00 | 0 | 0 | 0 | 0 | 0 | 230923.649 | 136227.9737 | 386611 | 0 | 0 | 0 | 0 | 0 | 0 | 0 | 0 | 0 | 0 | 0 | 0 | 0 | 0 | 1491932.7329 | 0 | 0 | 0 | 0 | 0 | 0 | 20832.0908 | 0 | 0 | 0 | 0 | 0 | 0 | 0 | 0 | 0 | 0 | 1372.7136 | 0 | 0
2016-07-03 13:00 | 0 | 0 | 0 | 0 | 0 | 0 | 497744.957 | 411545 | 0 | 0 | 0 | 0 | 84827.2434 | 0 | 0 | 0 | 0 | 0 | 0 | 0 | 0 | 0 | 1493024.9361 | 0 | 0 | 0 | 0 | 0 | 84827.2434 | 0 | 0 | 0 | 0 | 0 | 0 | 0 | 0 | 0 | 0 | 0 | 1372.7136 | 0 | 0
2016-07-03 14:00 | 0 | 0 | 0 | 0 | 0 | 0 | 615473.2196 | 439309 | 0 | 0 | 0 | 0 | 259618.7494 | 0 | 0 | 0 | 0 | 0 | 0 | 0 | 0 | 0 | 1494117.1348 | 0 | 0 | 0 | 0 | 0 | 174791.506 | 0 | 0 | 0 | 0 | 0 | 0 | 0 | 0 | 0 | 0 | 0 | 1372.7136 | 0 | 0
2016-07-03 15:00 | 0 | 0 | 0 | 0 | 0 | 0 | 641007.2196 | 464843 | 0 | 0 | 0 | 0 | 434410.2555 | 0 | 0 | 0 | 0 | 0 | 0 | 0 | 0 | 0 | 1495209.3292 | 0 | 0 | 0 | 0 | 0 | 174791.506 | 0 | 0 | 0 | 0 | 0 | 0 | 0 | 0 | 0 | 0 | 0 | 1372.7136 | 0 | 0
2016-07-03 16:00 | 0 | 0 | 0 | 0 | 0 | 0 | 664629.2196 | 488465 | 0 | 0 | 0 | 0 | 609201.7615 | 0 | 0 | 0 | 0 | 0 | 0 | 0 | 0 | 0 | 1496301.5192 | 0 | 0 | 0 | 0 | 0 | 174791.506 | 0 | 0 | 0 | 0 | 0 | 0 | 0 | 0 | 0 | 0 | 0 | 1372.7136 | 0 | 0
2016-07-03 17:00 | 0 | 0 | 0 | 0 | 0 | 0 | 754195.7835 | 506543 | 0 | 0 | 0 | 71488.5639 | 783993.2675 | 0 | 0 | 0 | 0 | 0 | 0 | 0 | 0 | 0 | 1497393.7049 | 0 | 0 | 0 | 0 | 71488.5639 | 174791.506 | 0 | 0 | 0 | 0 | 0 | 0 | 0 | 0 | 0 | 0 | 0 | 1372.7136 | 0 | 0
2016-07-03 18:00 | 0 | 0 | 0 | 0 | 0 | 0 | 768486.7835 | 520834 | 0 | 0 | 0 | 142977.1278 | 958784.7736 | 0 | 0 | 0 | 0 | 0 | 0 | 0 | 0 | 0 | 1498485.8862 | 0 | 0 | 0 | 0 | 71488.5639 | 174791.506 | 0 | 0 | 0 | 0 | 0 | 0 | 0 | 0 | 0 | 0 | 0 | 1372.7136 | 0 | 0
2016-07-03 19:00 | 0 | 0 | 0 | 0 | 0 | 0 | 767747.7254 | 531090 | 0 | 0 | 0 | 203470.6336 | 1133576.2796 | 0 | 0 | 0 | 0 | 0 | 0 | 0 | 0 | 0 | 1499578.0631 | 0 | 0 | 0 | 0 | 60493.5058 | 174791.506 | 0 | 0 | 0 | 0 | 0 | 0 | 0 | 0 | 0 | 0 | 0 | 1372.7136 | 0 | 0
2016-07-03 20:00 | 0 | 0 | 0 | 0 | 0 | 0 | 714310.2196 | 538146 | 0 | 0 | 0 | 203470.6336 | 1308367.7857 | 0 | 0 | 0 | 0 | 0 | 0 | 0 | 0 | 0 | 1500670.2357 | 0 | 0 | 0 | 0 | 0 | 174791.506 | 0 | 0 | 0 | 0 | 0 | 0 | 0 | 0 | 0 | 0 | 0 | 1372.7136 | 0 | 0
2016-07-03 21:00 | 0 | 0 | 0 | 0 | 0 | 0 | 718492.2196 | 542328 | 0 | 0 | 0 | 203470.6336 | 1483159.2917 | 0 | 0 | 0 | 0 | 0 | 0 | 0 | 0 | 0 | 1501762.4039 | 0 | 0 | 0 | 0 | 0 | 174791.506 | 0 | 0 | 0 | 0 | 0 | 0 | 0 | 0 | 0 | 0 | 0 | 1372.7136 | 0 | 0
2016-07-03 22:00 | 0 | 0 | 0 | 0 | 0 | 0 | 716893.2196 | 540729 | 0 | 0 | 0 | 203470.6336 | 1657950.7977 | 0 | 0 | 0 | 0 | 0 | 0 | 0 | 0 | 0 | 1502854.5677 | 0 | 0 | 0 | 0 | 0 | 174791.506 | 0 | 0 | 0 | 0 | 0 | 0 | 0 | 0 | 0 | 0 | 0 | 1372.7136 | 0 | 0
2016-07-03 23:00 | 0 | 0 | 0 | 0 | 0 | 0 | 707923.7953 | 532210 | 0 | 0 | 0 | 203470.6336 | 1832291.8795 | 0 | 0 | 0 | 0 | 0 | 0 | 0 | 0 | 0 | 1503946.7271 | 0 | 0 | 0 | 0 | 0 | 174341.0818 | 0 | 0 | 0 | 0 | 0 | 0 | 0 | 0 | 0 | 0 | 0 | 1372.7136 | 0 | 0
2016-07-04 | 0 | 0 | 0 | 0 | 0 | 0 | 572545.3142 | 521496 | 0 | 0 | 0 | 142977.1278 | 1942461.9859 | 0 | 0 | 0 | 0 | 0 | 0 | 0 | 0 | 0 | 1505038.8822 | 0 | 0 | 0 | 0 | -60493.5058 | 110170.1064 | 0 | 0 | 0 | 0 | 0 | 0 | 0 | 0 | 0 | 0 | 0 | 1372.7136 | 0 | 0
2016-07-04 01:00 | 0 | 0 | 0 | 0 | 0 | 0 | 333526.4575 | 511466 | 0 | 0 | 0 | 71488.5639 | 1834638.2936 | 0 | 0 | 0 | 0 | 0 | 0 | 0 | 0 | 0 | 1506131.0329 | 0 | 0 | 0 | 0 | -71488.5639 | 0 | 107823.6922 | 0 | 0 | 0 | 0 | 0 | 0 | 0 | 0 | 0 | 0 | 1372.7136 | 0 | 0
2016-07-04 02:00 | 0 | 0 | 0 | 0 | 0 | 106990.7775 | 45617.6058 | 495426 | 0 | 0 | 0 | 0 | 1561936.5272 | 0 | 0 | 0 | 0 | 0 | 0 | 0 | 0 | 0 | 1507223.1793 | 0 | 0 | 0 | 0 | -71488.5639 | 0 | 272701.7664 | 0 | 0 | 0 | 0 | 0 | 0 | 0 | 0 | 0 | 0 | 1372.7136 | 0 | 0
2016-07-04 03:00 | 0 | 0 | 0 | 0 | 0 | 450106.4265 | 2.502 | 471952 | 0 | 0 | 0 | 71488.5639 | 1467232.1783 | 0 | 0 | 0 | 0 | 0 | 0 | 0 | 0 | 0 | 1508315.3212 | 0 | 0 | 0 | 0 | 71488.5639 | 0 | 94704.3489 | 0 | 0 | 0 | 0 | 0 | 0 | 0 | 0 | 0 | 0 | 1372.7136 | 0 | 0
2016-07-04 04:00 | 0 | 0 | 0 | 0 | 0 | 421589.1344 | 0 | 444686 | 0 | 0 | 0 | 71488.5639 | 1442762.5991 | 0 | 0 | 0 | 0 | 0 | 0 | 0 | 0 | 0 | 1509407.4588 | 0 | 0 | 0 | 0 | 0 | 0 | 24469.5792 | 0 | 0 | 0 | 0 | 0 | 0 | 0 | 0 | 0 | 0 | 1372.7136 | 0 | 0
2016-07-04 05:00 | 0 | 0 | 0 | 0 | 0 | 78132.3833 | 0 | 420950 | 0 | 0 | 0 | 0 | 1170060.8327 | 0 | 0 | 0 | 0 | 0 | 0 | 0 | 0 | 0 | 1510499.5921 | 0 | 0 | 0 | 0 | -71488.5639 | 0 | 272701.7664 | 0 | 0 | 0 | 0 | 0 | 0 | 0 | 0 | 0 | 0 | 1372.7136 | 0 | 0
2016-07-04 06:00 | 0 | 0 | 0 | 0 | 0 | 129429.9472 | 0 | 400759 | 0 | 0 | 0 | 0 | 897359.0663 | 0 | 0 | 0 | 0 | 0 | 0 | 0 | 0 | 0 | 1511591.7209 | 0 | 0 | 0 | 0 | 0 | 0 | 272701.7664 | 0 | 0 | 0 | 0 | 0 | 0 | 0 | 0 | 0 | 0 | 1372.7136 | 0 | 0
2016-07-04 07:00 | 0 | 0 | 0 | 0 | 0 | 362249.8581 | 0 | 385823 | 0 | 0 | 0 | 54307.9115 | 818105.2992 | 0 | 0 | 0 | 0 | 0 | 0 | 0 | 0 | 0 | 1512683.8454 | 0 | 0 | 0 | 0 | 54307.9115 | 0 | 79253.767 | 0 | 0 | 0 | 0 | 0 | 0 | 0 | 0 | 0 | 0 | 1372.7136 | 0 | 0
2016-07-04 08:00 | 0 | 0 | 0 | 0 | 0 | 52311.0357 | 0 | 377948 | 0 | 0 | 0 | 0 | 545403.5328 | 0 | 0 | 0 | 0 | 0 | 0 | 0 | 0 | 0 | 1513775.9656 | 0 | 0 | 0 | 0 | -54307.9115 | 0 | 272701.7664 | 0 | 0 | 0 | 0 | 0 | 0 | 0 | 0 | 0 | 0 | 1372.7136 | 0 | 0
2016-07-04 09:00 | 0 | 0 | 0 | 0 | 0 | 105051.4568 | 0 | 375023 | 0 | 0 | 0 | 1357.5096 | 272701.7664 | 0 | 0 | 0 | 0 | 0 | 0 | 0 | 0 | 0 | 1514868.0813 | 0 | 0 | 0 | 0 | 1357.5096 | 0 | 272701.7664 | 0 | 0 | 0 | 0 | 0 | 0 | 0 | 0 | 0 | 0 | 1372.7136 | 0 | 0
2016-07-04 10:00 | 0 | 0 | 0 | 0 | 0 | 173785.5111 | 0 | 373626 | 0 | 0 | 0 | 72846.0735 | 0 | 0 | 0 | 0 | 0 | 0 | 0 | 0 | 0 | 0 | 1515960.1927 | 0 | 0 | 0 | 0 | 71488.5639 | 0 | 272701.7664 | 0 | 0 | 0 | 0 | 0 | 0 | 0 | 0 | 0 | 0 | 1372.7136 | 0 | 0
2016-07-04 11:00 | 0 | 0 | 0 | 0 | 0 | 325995.6968 | 12.1001 | 376666 | 0 | 0 | 0 | 20815.1568 | 0 | 0 | 0 | 0 | 0 | 0 | 0 | 0 | 0 | 0 | 1517052.2998 | 0 | 0 | 0 | 0 | -52030.9167 | 0 | 0 | 0 | 0 | 0 | 0 | 0 | 0 | 0 | 0 | 0 | 0 | 1372.7136 | 0 | 0
2016-07-04 12:00 | 0 | 0 | 0 | 0 | 0 | 196587.725 | 176281.8318 | 392312 | 0 | 0 | 0 | 0 | 0 | 0 | 0 | 0 | 0 | 0 | 0 | 0 | 0 | 0 | 1518144.4024 | 0 | 0 | 0 | 0 | -20815.1568 | 0 | 0 | 0 | 0 | 0 | 0 | 0 | 0 | 0 | 0 | 0 | 0 | 1372.7136 | 0 | 0
2016-07-04 13:00 | 0 | 0 | 0 | 0 | 0 | 0 | 545508.0512 | 418892 | 0 | 0 | 0 | 0 | 125243.3376 | 0 | 0 | 0 | 0 | 0 | 0 | 0 | 0 | 0 | 1519236.5007 | 0 | 0 | 0 | 0 | 0 | 125243.3376 | 0 | 0 | 0 | 0 | 0 | 0 | 0 | 0 | 0 | 0 | 0 | 1372.7136 | 0 | 0
2016-07-04 14:00 | 0 | 0 | 0 | 0 | 0 | 0 | 626429.2196 | 450265 | 0 | 0 | 0 | 0 | 300034.8437 | 0 | 0 | 0 | 0 | 0 | 0 | 0 | 0 | 0 | 1520328.5946 | 0 | 0 | 0 | 0 | 0 | 174791.506 | 0 | 0 | 0 | 0 | 0 | 0 | 0 | 0 | 0 | 0 | 0 | 1372.7136 | 0 | 0
2016-07-04 15:00 | 0 | 0 | 0 | 0 | 0 | 0 | 655876.2196 | 479712 | 0 | 0 | 0 | 0 | 474826.3497 | 0 | 0 | 0 | 0 | 0 | 0 | 0 | 0 | 0 | 1521420.6842 | 0 | 0 | 0 | 0 | 0 | 174791.506 | 0 | 0 | 0 | 0 | 0 | 0 | 0 | 0 | 0 | 0 | 0 | 1372.7136 | 0 | 0
2016-07-04 16:00 | 0 | 0 | 0 | 0 | 0 | 0 | 752777.7835 | 505125 | 0 | 0 | 0 | 71488.5639 | 649617.8557 | 0 | 0 | 0 | 0 | 0 | 0 | 0 | 0 | 0 | 1522512.7694 | 0 | 0 | 0 | 0 | 71488.5639 | 174791.506 | 0 | 0 | 0 | 0 | 0 | 0 | 0 | 0 | 0 | 0 | 0 | 1372.7136 | 0 | 0
2016-07-04 17:00 | 0 | 0 | 0 | 0 | 0 | 0 | 772368.7835 | 524716 | 0 | 0 | 0 | 142977.1278 | 824409.3618 | 0 | 0 | 0 | 0 | 0 | 0 | 0 | 0 | 0 | 1523604.8502 | 0 | 0 | 0 | 0 | 71488.5639 | 174791.506 | 0 | 0 | 0 | 0 | 0 | 0 | 0 | 0 | 0 | 0 | 0 | 1372.7136 | 0 | 0
2016-07-04 18:00 | 0 | 0 | 0 | 0 | 0 | 0 | 704961.1615 | 539792 | 0 | 0 | 0 | 131982.0697 | 999200.8678 | 0 | 0 | 0 | 0 | 0 | 0 | 0 | 0 | 0 | 1524696.9266 | 0 | 0 | 0 | 0 | -10995.0581 | 174791.506 | 0 | 0 | 0 | 0 | 0 | 0 | 0 | 0 | 0 | 0 | 0 | 1372.7136 | 0 | 0
2016-07-04 19:00 | 0 | 0 | 0 | 0 | 0 | 0 | 798454.7835 | 550802 | 0 | 0 | 0 | 203470.6336 | 1173992.3739 | 0 | 0 | 0 | 0 | 0 | 0 | 0 | 0 | 0 | 1525788.9987 | 0 | 0 | 0 | 0 | 71488.5639 | 174791.506 | 0 | 0 | 0 | 0 | 0 | 0 | 0 | 0 | 0 | 0 | 0 | 1372.7136 | 0 | 0
2016-07-04 20:00 | 0 | 0 | 0 | 0 | 0 | 0 | 735755.2196 | 559591 | 0 | 0 | 0 | 203470.6336 | 1348783.8799 | 0 | 0 | 0 | 0 | 0 | 0 | 0 | 0 | 0 | 1526881.0664 | 0 | 0 | 0 | 0 | 0 | 174791.506 | 0 | 0 | 0 | 0 | 0 | 0 | 0 | 0 | 0 | 0 | 0 | 1372.7136 | 0 | 0
2016-07-04 21:00 | 0 | 0 | 0 | 0 | 0 | 0 | 740424.2196 | 564260 | 0 | 0 | 0 | 203470.6336 | 1523575.3859 | 0 | 0 | 0 | 0 | 0 | 0 | 0 | 0 | 0 | 1527973.1298 | 0 | 0 | 0 | 0 | 0 | 174791.506 | 0 | 0 | 0 | 0 | 0 | 0 | 0 | 0 | 0 | 0 | 0 | 1372.7136 | 0 | 0
2016-07-04 22:00 | 0 | 0 | 0 | 0 | 0 | 0 | 738511.2196 | 562347 | 0 | 0 | 0 | 203470.6336 | 1698366.892 | 0 | 0 | 0 | 0 | 0 | 0 | 0 | 0 | 0 | 1529065.1887 | 0 | 0 | 0 | 0 | 0 | 174791.506 | 0 | 0 | 0 | 0 | 0 | 0 | 0 | 0 | 0 | 0 | 0 | 1372.7136 | 0 | 0
2016-07-04 23:00 | 0 | 0 | 0 | 0 | 0 | 0 | 722573.5348 | 553619 | 0 | 0 | 0 | 196260.9488 | 1873158.398 | 0 | 0 | 0 | 0 | 0 | 0 | 0 | 0 | 0 | 1530157.2433 | 0 | 0 | 0 | 0 | -7209.6848 | 174791.506 | 0 | 0 | 0 | 0 | 0 | 0 | 0 | 0 | 0 | 0 | 0 | 1372.7136 | 0 | 0
2016-07-05 | 0 | 0 | 0 | 0 | 0 | 0 | 578990.474 | 541829 | 0 | 0 | 0 | 203470.6336 | 1901737.4737 | 0 | 0 | 0 | 0 | 0 | 0 | 0 | 0 | 0 | 1531249.2936 | 0 | 0 | 0 | 0 | 7209.6848 | 174791.506 | 146212.4304 | 0 | 0 | 0 | 0 | 0 | 0 | 0 | 0 | 0 | 0 | 1372.7136 | 0 | 0
2016-07-05 01:00 | 0 | 0 | 0 | 0 | 0 | 0 | 333009.3432 | 528918 | 0 | 0 | 0 | 142977.1278 | 1764949.609 | 0 | 0 | 0 | 0 | 0 | 0 | 0 | 0 | 0 | 1532341.3394 | 0 | 0 | 0 | 0 | -60493.5058 | 0 | 136787.8647 | 0 | 0 | 0 | 0 | 0 | 0 | 0 | 0 | 0 | 0 | 1372.7136 | 0 | 0
2016-07-05 02:00 | 0 | 0 | 0 | 0 | 0 | 127451.4629 | 41973.9204 | 512243 | 0 | 0 | 0 | 71488.5639 | 1492247.8426 | 0 | 0 | 0 | 0 | 0 | 0 | 0 | 0 | 0 | 1533433.3809 | 0 | 0 | 0 | 0 | -71488.5639 | 0 | 272701.7664 | 0 | 0 | 0 | 0 | 0 | 0 | 0 | 0 | 0 | 0 | 1372.7136 | 0 | 0
2016-07-05 03:00 | 0 | 0 | 0 | 0 | 0 | 146194.9067 | 1.4766 | 489014 | 0 | 0 | 0 | 0 | 1219546.0762 | 0 | 0 | 0 | 0 | 0 | 0 | 0 | 0 | 0 | 1534525.4181 | 0 | 0 | 0 | 0 | -71488.5639 | 0 | 272701.7664 | 0 | 0 | 0 | 0 | 0 | 0 | 0 | 0 | 0 | 0 | 1372.7136 | 0 | 0
2016-07-05 04:00 | 0 | 0 | 0 | 0 | 0 | 263584.5111 | 0 | 463425 | 0 | 0 | 0 | 71488.5639 | 946844.3098 | 0 | 0 | 0 | 0 | 0 | 0 | 0 | 0 | 0 | 1535617.4508 | 0 | 0 | 0 | 0 | 71488.5639 | 0 | 272701.7664 | 0 | 0 | 0 | 0 | 0 | 0 | 0 | 0 | 0 | 0 | 1372.7136 | 0 | 0
2016-07-05 05:00 | 0 | 0 | 0 | 0 | 0 | 389898.4398 | 0 | 439017 | 0 | 0 | 0 | 142977.1278 | 824864.4721 | 0 | 0 | 0 | 0 | 0 | 0 | 0 | 0 | 0 | 1536709.4792 | 0 | 0 | 0 | 0 | 71488.5639 | 0 | 121979.8377 | 0 | 0 | 0 | 0 | 0 | 0 | 0 | 0 | 0 | 0 | 1372.7136 | 0 | 0
2016-07-05 06:00 | 0 | 0 | 0 | 0 | 0 | 209792.4529 | 0 | 420628 | 0 | 0 | 0 | 203470.6336 | 552162.7057 | 0 | 0 | 0 | 0 | 0 | 0 | 0 | 0 | 0 | 1537801.5033 | 0 | 0 | 0 | 0 | 60493.5058 | 0 | 272701.7664 | 0 | 0 | 0 | 0 | 0 | 0 | 0 | 0 | 0 | 0 | 1372.7136 | 0 | 0
2016-07-05 07:00 | 0 | 0 | 0 | 0 | 0 | 408576.7136 | 0 | 407204 | 0 | 0 | 0 | 203470.6336 | 552162.7057 | 0 | 0 | 0 | 0 | 0 | 0 | 0 | 0 | 0 | 1538893.5229 | 0 | 0 | 0 | 0 | 0 | 0 | 0 | 0 | 0 | 0 | 0 | 0 | 0 | 0 | 0 | 0 | 0 | 1372.7136 | 0 | 0
2016-07-05 08:00 | 0 | 0 | 0 | 0 | 0 | 402245.7136 | 0 | 400873 | 0 | 0 | 0 | 203470.6336 | 552162.7057 | 0 | 0 | 0 | 0 | 0 | 0 | 0 | 0 | 0 | 1539985.5382 | 0 | 0 | 0 | 0 | 0 | 0 | 0 | 0 | 0 | 0 | 0 | 0 | 0 | 0 | 0 | 0 | 0 | 1372.7136 | 0 | 0
2016-07-05 09:00 | 0 | 0 | 0 | 0 | 0 | 133398.9472 | 0 | 404728 | 0 | 0 | 0 | 203470.6336 | 279460.9393 | 0 | 0 | 0 | 0 | 0 | 0 | 0 | 0 | 0 | 1541077.5491 | 0 | 0 | 0 | 0 | 0 | 0 | 272701.7664 | 0 | 0 | 0 | 0 | 0 | 0 | 0 | 0 | 0 | 0 | 1372.7136 | 0 | 0
2016-07-05 10:00 | 0 | 0 | 0 | 0 | 0 | 419967.7136 | 0 | 418595 | 0 | 0 | 0 | 203470.6336 | 279460.9393 | 0 | 0 | 0 | 0 | 0 | 0 | 0 | 0 | 0 | 1542169.5557 | 0 | 0 | 0 | 0 | 0 | 0 | 0 | 0 | 0 | 0 | 0 | 0 | 0 | 0 | 0 | 0 | 0 | 1372.7136 | 0 | 0
2016-07-05 11:00 | 0 | 0 | 0 | 0 | 0 | 392620.2155 | 5.2399 | 438717 | 0 | 0 | 0 | 156006.3754 | 279460.9393 | 0 | 0 | 0 | 0 | 0 | 0 | 0 | 0 | 0 | 1543261.5579 | 0 | 0 | 0 | 0 | -47464.2582 | 0 | 0 | 0 | 0 | 0 | 0 | 0 | 0 | 0 | 0 | 0 | 0 | 1372.7136 | 0 | 0
2016-07-05 12:00 | 0 | 0 | 0 | 0 | 0 | 0 | 156459.5188 | 466482 | 0 | 0 | 0 | 84517.8115 | 39554.3083 | 0 | 0 | 0 | 0 | 0 | 0 | 0 | 0 | 0 | 1544353.5557 | 0 | 0 | 0 | 0 | -71488.5639 | 0 | 239906.6309 | 0 | 0 | 0 | 0 | 0 | 0 | 0 | 0 | 0 | 0 | 1372.7136 | 0 | 0
2016-07-05 13:00 | 0 | 0 | 0 | 0 | 0 | 0 | 525258.8965 | 498721 | 0 | 0 | 0 | 13029.2476 | 136208.0551 | 0 | 0 | 0 | 0 | 0 | 0 | 0 | 0 | 0 | 1545445.5492 | 0 | 0 | 0 | 0 | -71488.5639 | 96653.7468 | 0 | 0 | 0 | 0 | 0 | 0 | 0 | 0 | 0 | 0 | 0 | 1372.7136 | 0 | 0
2016-07-05 14:00 | 0 | 0 | 0 | 0 | 0 | 0 | 695265.972 | 532131 | 0 | 0 | 0 | 0 | 310999.5612 | 0 | 0 | 0 | 0 | 0 | 0 | 0 | 0 | 0 | 1546537.5382 | 0 | 0 | 0 | 0 | -13029.2476 | 174791.506 | 0 | 0 | 0 | 0 | 0 | 0 | 0 | 0 | 0 | 0 | 0 | 1372.7136 | 0 | 0
2016-07-05 15:00 | 0 | 0 | 0 | 0 | 0 | 0 | 790430.5996 | 562591 | 0 | 0 | 0 | 51675.38 | 485791.0672 | 0 | 0 | 0 | 0 | 0 | 0 | 0 | 0 | 0 | 1547629.523 | 0 | 0 | 0 | 0 | 51675.38 | 174791.506 | 0 | 0 | 0 | 0 | 0 | 0 | 0 | 0 | 0 | 0 | 0 | 1372.7136 | 0 | 0
2016-07-05 16:00 | 0 | 0 | 0 | 0 | 0 | 0 | 836269.7835 | 588617 | 0 | 0 | 0 | 123163.9438 | 660582.5733 | 0 | 0 | 0 | 0 | 0 | 0 | 0 | 0 | 0 | 1548721.5033 | 0 | 0 | 0 | 0 | 71488.5639 | 174791.506 | 0 | 0 | 0 | 0 | 0 | 0 | 0 | 0 | 0 | 0 | 0 | 1372.7136 | 0 | 0
2016-07-05 17:00 | 0 | 0 | 0 | 0 | 0 | 0 | 851962.1976 | 611568 | 0 | 0 | 0 | 187393.9218 | 835374.0793 | 0 | 0 | 0 | 0 | 0 | 0 | 0 | 0 | 0 | 1549813.4793 | 0 | 0 | 0 | 0 | 64229.978 | 174791.506 | 0 | 0 | 0 | 0 | 0 | 0 | 0 | 0 | 0 | 0 | 0 | 1372.7136 | 0 | 0
2016-07-05 18:00 | 0 | 0 | 0 | 0 | 0 | 0 | 822730.9314 | 630490 | 0 | 0 | 0 | 203470.6336 | 1010165.5853 | 0 | 0 | 0 | 0 | 0 | 0 | 0 | 0 | 0 | 1550905.4509 | 0 | 0 | 0 | 0 | 16076.7117 | 174791.506 | 0 | 0 | 0 | 0 | 0 | 0 | 0 | 0 | 0 | 0 | 0 | 1372.7136 | 0 | 0
2016-07-05 19:00 | 0 | 0 | 0 | 0 | 0 | 0 | 814748.378 | 645161 | 0 | 0 | 0 | 196893.7919 | 1184957.0914 | 0 | 0 | 0 | 0 | 0 | 0 | 0 | 0 | 0 | 1551997.4181 | 0 | 0 | 0 | 0 | -6576.8416 | 174791.506 | 0 | 0 | 0 | 0 | 0 | 0 | 0 | 0 | 0 | 0 | 0 | 1372.7136 | 0 | 0
2016-07-05 20:00 | 0 | 0 | 0 | 0 | 0 | 0 | 838588.0613 | 655847 | 0 | 0 | 0 | 203470.6336 | 1359748.5974 | 0 | 0 | 0 | 0 | 0 | 0 | 0 | 0 | 0 | 1553089.381 | 0 | 0 | 0 | 0 | 6576.8416 | 174791.506 | 0 | 0 | 0 | 0 | 0 | 0 | 0 | 0 | 0 | 0 | 0 | 1372.7136 | 0 | 0
2016-07-05 21:00 | 0 | 0 | 0 | 0 | 0 | 0 | 831637.7231 | 660906 | 0 | 0 | 0 | 198038.137 | 1534540.1034 | 0 | 0 | 0 | 0 | 0 | 0 | 0 | 0 | 0 | 1554181.3395 | 0 | 0 | 0 | 0 | -5432.4965 | 174791.506 | 0 | 0 | 0 | 0 | 0 | 0 | 0 | 0 | 0 | 0 | 0 | 1372.7136 | 0 | 0
2016-07-05 22:00 | 0 | 0 | 0 | 0 | 0 | 37117.6242 | 803873.092 | 659394 | 0 | 0 | 0 | 203470.6336 | 1709331.6095 | 0 | 0 | 0 | 0 | 0 | 0 | 0 | 0 | 0 | 1555273.2937 | 0 | 0 | 0 | 0 | 5432.4965 | 174791.506 | 0 | 0 | 0 | 0 | 0 | 0 | 0 | 0 | 0 | 0 | 0 | 1372.7136 | 0 | 0
2016-07-05 23:00 | 0 | 0 | 0 | 0 | 0 | 0 | 725482.2752 | 648330 | 0 | 0 | 0 | 203470.6336 | 1785111.1711 | 0 | 0 | 0 | 0 | 0 | 0 | 0 | 0 | 0 | 1556365.2434 | 0 | 0 | 0 | 0 | 0 | 75779.5616 | 0 | 0 | 0 | 0 | 0 | 0 | 0 | 0 | 0 | 0 | 0 | 1372.7136 | 0 | 0
2016-07-06 | 0 | 0 | 0 | 0 | 0 | 0 | 586565.6232 | 631841 | 0 | 0 | 0 | 131982.0697 | 1809951.6446 | 0 | 0 | 0 | 0 | 0 | 0 | 0 | 0 | 0 | 1557457.1888 | 0 | 0 | 0 | 0 | -71488.5639 | 24840.4735 | 0 | 0 | 0 | 0 | 0 | 0 | 0 | 0 | 0 | 0 | 0 | 1372.7136 | 0 | 0
2016-07-06 01:00 | 0 | 0 | 0 | 0 | 0 | 0 | 341574.0225 | 615342 | 0 | 0 | 0 | 60493.5058 | 1606299.5174 | 0 | 0 | 0 | 0 | 0 | 0 | 0 | 0 | 0 | 1558549.1299 | 0 | 0 | 0 | 0 | -71488.5639 | 0 | 203652.1272 | 0 | 0 | 0 | 0 | 0 | 0 | 0 | 0 | 0 | 0 | 1372.7136 | 0 | 0
2016-07-06 02:00 | 0 | 0 | 0 | 0 | 0 | 484130.7066 | 39505.379 | 588636 | 0 | 0 | 0 | 131982.0697 | 1468438.3254 | 0 | 0 | 0 | 0 | 0 | 0 | 0 | 0 | 0 | 1559641.0666 | 0 | 0 | 0 | 0 | 71488.5639 | 134840.5745 | 272701.7664 | 0 | 0 | 0 | 0 | 0 | 0 | 0 | 0 | 0 | 0 | 1372.7136 | 0 | 0
2016-07-06 03:00 | 0 | 0 | 0 | 0 | 0 | 351032.8806 | 1.6304 | 550875 | 0 | 0 | 0 | 203470.6336 | 1195736.559 | 0 | 0 | 0 | 0 | 0 | 0 | 0 | 0 | 0 | 1560732.9989 | 0 | 0 | 0 | 0 | 71488.5639 | 0 | 272701.7664 | 0 | 0 | 0 | 0 | 0 | 0 | 0 | 0 | 0 | 0 | 1372.7136 | 0 | 0
2016-07-06 04:00 | 0 | 0 | 0 | 0 | 0 | 443179.1497 | 0 | 513295 | 0 | 0 | 0 | 131982.0697 | 1195736.559 | 0 | 0 | 0 | 0 | 0 | 0 | 0 | 0 | 0 | 1561824.9268 | 0 | 0 | 0 | 0 | -71488.5639 | 0 | 0 | 0 | 0 | 0 | 0 | 0 | 0 | 0 | 0 | 0 | 0 | 1372.7136 | 0 | 0
2016-07-06 05:00 | 0 | 0 | 0 | 0 | 0 | 465291.3724 | 0 | 482780 | 0 | 0 | 0 | 131982.0697 | 1176875.2178 | 0 | 0 | 0 | 0 | 0 | 0 | 0 | 0 | 0 | 1562916.8504 | 0 | 0 | 0 | 0 | 0 | 0 | 18861.3412 | 0 | 0 | 0 | 0 | 0 | 0 | 0 | 0 | 0 | 0 | 1372.7136 | 0 | 0
2016-07-06 06:00 | 0 | 0 | 0 | 0 | 0 | 257070.5111 | 0 | 456911 | 0 | 0 | 0 | 203470.6336 | 904173.4514 | 0 | 0 | 0 | 0 | 0 | 0 | 0 | 0 | 0 | 1564008.7696 | 0 | 0 | 0 | 0 | 71488.5639 | 0 | 272701.7664 | 0 | 0 | 0 | 0 | 0 | 0 | 0 | 0 | 0 | 0 | 1372.7136 | 0 | 0
2016-07-06 07:00 | 0 | 0 | 0 | 0 | 0 | 435578.2573 | 0 | 438013 | 0 | 0 | 0 | 203470.6336 | 900365.9952 | 0 | 0 | 0 | 0 | 0 | 0 | 0 | 0 | 0 | 1565100.6844 | 0 | 0 | 0 | 0 | 0 | 0 | 3807.4562 | 0 | 0 | 0 | 0 | 0 | 0 | 0 | 0 | 0 | 0 | 1372.7136 | 0 | 0
2016-07-06 08:00 | 0 | 0 | 0 | 0 | 0 | 358821.1497 | 0 | 428937 | 0 | 0 | 0 | 131982.0697 | 900365.9952 | 0 | 0 | 0 | 0 | 0 | 0 | 0 | 0 | 0 | 1566192.5949 | 0 | 0 | 0 | 0 | -71488.5639 | 0 | 0 | 0 | 0 | 0 | 0 | 0 | 0 | 0 | 0 | 0 | 0 | 1372.7136 | 0 | 0
2016-07-06 09:00 | 0 | 0 | 0 | 0 | 0 | 230867.5111 | 0 | 430708 | 0 | 0 | 0 | 203470.6336 | 627664.2287 | 0 | 0 | 0 | 0 | 0 | 0 | 0 | 0 | 0 | 1567284.5009 | 0 | 0 | 0 | 0 | 71488.5639 | 0 | 272701.7664 | 0 | 0 | 0 | 0 | 0 | 0 | 0 | 0 | 0 | 0 | 1372.7136 | 0 | 0
2016-07-06 10:00 | 0 | 0 | 0 | 0 | 0 | 390151.2311 | 0 | 445156 | 0 | 0 | 0 | 147093.151 | 627664.2287 | 0 | 0 | 0 | 0 | 0 | 0 | 0 | 0 | 0 | 1568376.4027 | 0 | 0 | 0 | 0 | -56377.4825 | 0 | 0 | 0 | 0 | 0 | 0 | 0 | 0 | 0 | 0 | 0 | 0 | 1372.7136 | 0 | 0
2016-07-06 11:00 | 0 | 0 | 0 | 0 | 0 | 338373.3258 | 9.5878 | 463770 | 0 | 0 | 0 | 142977.1278 | 505020.4519 | 0 | 0 | 0 | 0 | 0 | 0 | 0 | 0 | 0 | 1569468.3 | 0 | 0 | 0 | 0 | -4116.0232 | 0 | 122643.7768 | 0 | 0 | 0 | 0 | 0 | 0 | 0 | 0 | 0 | 0 | 1372.7136 | 0 | 0
2016-07-06 12:00 | 0 | 0 | 0 | 0 | 0 | 0 | 154767.7373 | 489145 | 0 | 0 | 0 | 71488.5639 | 240759.0395 | 0 | 0 | 0 | 0 | 0 | 0 | 0 | 0 | 0 | 1570560.193 | 0 | 0 | 0 | 0 | -71488.5639 | 0 | 264261.4124 | 0 | 0 | 0 | 0 | 0 | 0 | 0 | 0 | 0 | 0 | 1372.7136 | 0 | 0
2016-07-06 13:00 | 0 | 0 | 0 | 0 | 0 | 0 | 531171.3637 | 520664 | 0 | 0 | 0 | 0 | 321382.2536 | 0 | 0 | 0 | 0 | 0 | 0 | 0 | 0 | 0 | 1571652.0817 | 0 | 0 | 0 | 0 | -71488.5639 | 80623.214 | 0 | 0 | 0 | 0 | 0 | 0 | 0 | 0 | 0 | 0 | 0 | 1372.7136 | 0 | 0
2016-07-06 14:00 | 0 | 0 | 0 | 0 | 0 | 45146.7823 | 686429.4373 | 555412 | 0 | 0 | 0 | 0 | 496173.7596 | 0 | 0 | 0 | 0 | 0 | 0 | 0 | 0 | 0 | 1572743.9659 | 0 | 0 | 0 | 0 | 0 | 174791.506 | 0 | 0 | 0 | 0 | 0 | 0 | 0 | 0 | 0 | 0 | 0 | 1372.7136 | 0 | 0
2016-07-06 15:00 | 0 | 0 | 0 | 0 | 0 | 0 | 793636.5717 | 588346 | 0 | 0 | 0 | 29126.352 | 670965.2656 | 0 | 0 | 0 | 0 | 0 | 0 | 0 | 0 | 0 | 1573835.8458 | 0 | 0 | 0 | 0 | 29126.352 | 174791.506 | 0 | 0 | 0 | 0 | 0 | 0 | 0 | 0 | 0 | 0 | 0 | 1372.7136 | 0 | 0
2016-07-06 16:00 | 0 | 0 | 0 | 0 | 0 | 0 | 838403.4585 | 615929 | 0 | 0 | 0 | 75436.591 | 845756.7717 | 0 | 0 | 0 | 0 | 0 | 0 | 0 | 0 | 0 | 1574927.7213 | 0 | 0 | 0 | 0 | 46310.2389 | 174791.506 | 0 | 0 | 0 | 0 | 0 | 0 | 0 | 0 | 0 | 0 | 0 | 1372.7136 | 0 | 0
2016-07-06 17:00 | 0 | 0 | 0 | 0 | 0 | 32878.8688 | 851911.9147 | 637138 | 0 | 0 | 0 | 146925.1548 | 1020548.2777 | 0 | 0 | 0 | 0 | 0 | 0 | 0 | 0 | 0 | 1576019.5925 | 0 | 0 | 0 | 0 | 71488.5639 | 174791.506 | 0 | 0 | 0 | 0 | 0 | 0 | 0 | 0 | 0 | 0 | 0 | 1372.7136 | 0 | 0
2016-07-06 18:00 | 0 | 0 | 0 | 0 | 0 | 40338.2179 | 846181.4805 | 653810 | 0 | 0 | 0 | 203470.6336 | 1195339.7838 | 0 | 0 | 0 | 0 | 0 | 0 | 0 | 0 | 0 | 1577111.4593 | 0 | 0 | 0 | 0 | 56545.4787 | 174791.506 | 0 | 0 | 0 | 0 | 0 | 0 | 0 | 0 | 0 | 0 | 0 | 1372.7136 | 0 | 0
2016-07-06 19:00 | 0 | 0 | 0 | 0 | 0 | 0 | 837767.4222 | 665008 | 0 | 0 | 0 | 200065.8361 | 1370131.2898 | 0 | 0 | 0 | 0 | 0 | 0 | 0 | 0 | 0 | 1578203.3217 | 0 | 0 | 0 | 0 | -3404.7974 | 174791.506 | 0 | 0 | 0 | 0 | 0 | 0 | 0 | 0 | 0 | 0 | 0 | 1372.7136 | 0 | 0
2016-07-06 20:00 | 0 | 0 | 0 | 0 | 0 | 18051.8942 | 833889.1229 | 672372 | 0 | 0 | 0 | 203470.6336 | 1544922.7958 | 0 | 0 | 0 | 0 | 0 | 0 | 0 | 0 | 0 | 1579295.1797 | 0 | 0 | 0 | 0 | 3404.7974 | 174791.506 | 0 | 0 | 0 | 0 | 0 | 0 | 0 | 0 | 0 | 0 | 0 | 1372.7136 | 0 | 0
2016-07-06 21:00 | 0 | 0 | 0 | 0 | 0 | 7394.0838 | 824859.4087 | 676348 | 0 | 0 | 0 | 183211.9065 | 1719714.3019 | 0 | 0 | 0 | 0 | 0 | 0 | 0 | 0 | 0 | 1580387.0334 | 0 | 0 | 0 | 0 | -20258.7271 | 174791.506 | 0 | 0 | 0 | 0 | 0 | 0 | 0 | 0 | 0 | 0 | 0 | 1372.7136 | 0 | 0
2016-07-06 22:00 | 0 | 0 | 0 | 0 | 0 | 0 | 797475.3828 | 672541 | 0 | 0 | 0 | 131982.0697 | 1894505.8079 | 0 | 0 | 0 | 0 | 0 | 0 | 0 | 0 | 0 | 1581478.8827 | 0 | 0 | 0 | 0 | -51229.8368 | 174791.506 | 0 | 0 | 0 | 0 | 0 | 0 | 0 | 0 | 0 | 0 | 0 | 1372.7136 | 0 | 0
2016-07-06 23:00 | 0 | 0 | 0 | 0 | 0 | 0 | 719523.9488 | 659367 | 0 | 0 | 0 | 203470.6336 | 1881801.4792 | 0 | 0 | 0 | 0 | 0 | 0 | 0 | 0 | 0 | 1582570.7277 | 0 | 0 | 0 | 0 | 71488.5639 | 174791.506 | 187495.8347 | 0 | 0 | 0 | 0 | 0 | 0 | 0 | 0 | 0 | 0 | 1372.7136 | 0 | 0
2016-07-07 | 0 | 0 | 0 | 0 | 0 | 171240.6985 | 574528.9572 | 641094 | 0 | 0 | 0 | 131982.0697 | 2056592.9852 | 0 | 0 | 0 | 0 | 0 | 0 | 0 | 0 | 0 | 1583662.5683 | 0 | 0 | 0 | 0 | -71488.5639 | 174791.506 | 0 | 0 | 0 | 0 | 0 | 0 | 0 | 0 | 0 | 0 | 0 | 1372.7136 | 0 | 0
2016-07-07 01:00 | 0 | 0 | 0 | 0 | 0 | 490774.5876 | 319579.6901 | 623195 | 0 | 0 | 0 | 142977.1278 | 2231384.4913 | 0 | 0 | 0 | 0 | 0 | 0 | 0 | 0 | 0 | 1584754.4045 | 0 | 0 | 0 | 0 | 10995.0581 | 174791.506 | 0 | 0 | 0 | 0 | 0 | 0 | 0 | 0 | 0 | 0 | 0 | 1372.7136 | 0 | 0
2016-07-07 02:00 | 0 | 0 | 0 | 0 | 0 | 384303.7499 | 42693.1395 | 595023 | 0 | 0 | 0 | 71488.5639 | 2133474.2309 | 0 | 0 | 0 | 0 | 0 | 0 | 0 | 0 | 0 | 1585846.2363 | 0 | 0 | 0 | 0 | -71488.5639 | 174791.506 | 272701.7664 | 0 | 0 | 0 | 0 | 0 | 0 | 0 | 0 | 0 | 0 | 1372.7136 | 0 | 0
2016-07-07 03:00 | 0 | 0 | 0 | 0 | 0 | 629109.1187 | 1.1587 | 556249 | 0 | 0 | 0 | 142977.1278 | 2133474.2309 | 0 | 0 | 0 | 0 | 0 | 0 | 0 | 0 | 0 | 1586938.0638 | 0 | 0 | 0 | 0 | 71488.5639 | 0 | 0 | 0 | 0 | 0 | 0 | 0 | 0 | 0 | 0 | 0 | 0 | 1372.7136 | 0 | 0
2016-07-07 04:00 | 0 | 0 | 0 | 0 | 0 | 449135.1497 | 0 | 519251 | 0 | 0 | 0 | 71488.5639 | 2133474.2309 | 0 | 0 | 0 | 0 | 0 | 0 | 0 | 0 | 0 | 1588029.8869 | 0 | 0 | 0 | 0 | -71488.5639 | 0 | 0 | 0 | 0 | 0 | 0 | 0 | 0 | 0 | 0 | 0 | 0 | 1372.7136 | 0 | 0
2016-07-07 05:00 | 0 | 0 | 0 | 0 | 0 | 144200.3833 | 0 | 487018 | 0 | 0 | 0 | 0 | 1860772.4645 | 0 | 0 | 0 | 0 | 0 | 0 | 0 | 0 | 0 | 1589121.7057 | 0 | 0 | 0 | 0 | -71488.5639 | 0 | 272701.7664 | 0 | 0 | 0 | 0 | 0 | 0 | 0 | 0 | 0 | 0 | 1372.7136 | 0 | 0
2016-07-07 06:00 | 0 | 0 | 0 | 0 | 0 | 189199.9472 | 0 | 460529 | 0 | 0 | 0 | 0 | 1588070.6981 | 0 | 0 | 0 | 0 | 0 | 0 | 0 | 0 | 0 | 1590213.5201 | 0 | 0 | 0 | 0 | 0 | 0 | 272701.7664 | 0 | 0 | 0 | 0 | 0 | 0 | 0 | 0 | 0 | 0 | 1372.7136 | 0 | 0
2016-07-07 07:00 | 0 | 0 | 0 | 0 | 0 | 514480.2775 | 0 | 441619 | 0 | 0 | 0 | 71488.5639 | 1588070.6981 | 0 | 0 | 0 | 0 | 0 | 0 | 0 | 0 | 0 | 1591305.3301 | 0 | 0 | 0 | 0 | 71488.5639 | 0 | 0 | 0 | 0 | 0 | 0 | 0 | 0 | 0 | 0 | 0 | 0 | 1372.7136 | 0 | 0
2016-07-07 08:00 | 0 | 0 | 0 | 0 | 0 | 232429.5111 | 0 | 432270 | 0 | 0 | 0 | 142977.1278 | 1315368.9317 | 0 | 0 | 0 | 0 | 0 | 0 | 0 | 0 | 0 | 1592397.1357 | 0 | 0 | 0 | 0 | 71488.5639 | 0 | 272701.7664 | 0 | 0 | 0 | 0 | 0 | 0 | 0 | 0 | 0 | 0 | 1372.7136 | 0 | 0
2016-07-07 09:00 | 0 | 0 | 0 | 0 | 0 | 364562.1497 | 0 | 434678 | 0 | 0 | 0 | 71488.5639 | 1315368.9317 | 0 | 0 | 0 | 0 | 0 | 0 | 0 | 0 | 0 | 1593488.937 | 0 | 0 | 0 | 0 | -71488.5639 | 0 | 0 | 0 | 0 | 0 | 0 | 0 | 0 | 0 | 0 | 0 | 0 | 1372.7136 | 0 | 0
2016-07-07 10:00 | 0 | 0 | 0 | 0 | 0 | 247491.5111 | 0 | 447332 | 0 | 0 | 0 | 142977.1278 | 1042667.1653 | 0 | 0 | 0 | 0 | 0 | 0 | 0 | 0 | 0 | 1594580.7339 | 0 | 0 | 0 | 0 | 71488.5639 | 0 | 272701.7664 | 0 | 0 | 0 | 0 | 0 | 0 | 0 | 0 | 0 | 0 | 1372.7136 | 0 | 0
2016-07-07 11:00 | 0 | 0 | 0 | 0 | 0 | 397069.4598 | 11.6899 | 467197 | 0 | 0 | 0 | 71488.5639 | 1042667.1653 | 0 | 0 | 0 | 0 | 0 | 0 | 0 | 0 | 0 | 1595672.5265 | 0 | 0 | 0 | 0 | -71488.5639 | 0 | 0 | 0 | 0 | 0 | 0 | 0 | 0 | 0 | 0 | 0 | 0 | 1372.7136 | 0 | 0
2016-07-07 12:00 | 0 | 0 | 0 | 0 | 0 | 321902.8823 | 134093.1333 | 491641 | 0 | 0 | 0 | 0 | 1077138.0312 | 0 | 0 | 0 | 0 | 0 | 0 | 0 | 0 | 0 | 1596764.3146 | 0 | 0 | 0 | 0 | -71488.5639 | 34470.8659 | 0 | 0 | 0 | 0 | 0 | 0 | 0 | 0 | 0 | 0 | 0 | 1372.7136 | 0 | 0
2016-07-07 13:00 | 0 | 0 | 0 | 0 | 0 | 0 | 511113.1294 | 521731 | 0 | 0 | 0 | 0 | 1065147.447 | 0 | 0 | 0 | 0 | 0 | 0 | 0 | 0 | 0 | 1597856.0984 | 0 | 0 | 0 | 0 | 0 | 0 | 11990.5842 | 0 | 0 | 0 | 0 | 0 | 0 | 0 | 0 | 0 | 0 | 1372.7136 | 0 | 0
2016-07-07 14:00 | 0 | 0 | 0 | 0 | 0 | 53539.8448 | 677788.3748 | 555164 | 0 | 0 | 0 | 0 | 1239938.9531 | 0 | 0 | 0 | 0 | 0 | 0 | 0 | 0 | 0 | 1598947.8779 | 0 | 0 | 0 | 0 | 0 | 174791.506 | 0 | 0 | 0 | 0 | 0 | 0 | 0 | 0 | 0 | 0 | 0 | 1372.7136 | 0 | 0
2016-07-07 15:00 | 0 | 0 | 0 | 0 | 0 | 0 | 783151.6044 | 587617 | 0 | 0 | 0 | 19370.3848 | 1414730.4591 | 0 | 0 | 0 | 0 | 0 | 0 | 0 | 0 | 0 | 1600039.653 | 0 | 0 | 0 | 0 | 19370.3848 | 174791.506 | 0 | 0 | 0 | 0 | 0 | 0 | 0 | 0 | 0 | 0 | 0 | 1372.7136 | 0 | 0
2016-07-07 16:00 | 0 | 0 | 0 | 0 | 0 | 27387.3892 | 834469.3943 | 614204 | 0 | 0 | 0 | 90858.9487 | 1589521.9651 | 0 | 0 | 0 | 0 | 0 | 0 | 0 | 0 | 0 | 1601131.4237 | 0 | 0 | 0 | 0 | 71488.5639 | 174791.506 | 0 | 0 | 0 | 0 | 0 | 0 | 0 | 0 | 0 | 0 | 0 | 1372.7136 | 0 | 0
2016-07-07 17:00 | 0 | 0 | 0 | 0 | 0 | 4654.9333 | 847800.4073 | 635168 | 0 | 0 | 0 | 131982.0697 | 1764313.4712 | 0 | 0 | 0 | 0 | 0 | 0 | 0 | 0 | 0 | 1602223.19 | 0 | 0 | 0 | 0 | 41123.121 | 174791.506 | 0 | 0 | 0 | 0 | 0 | 0 | 0 | 0 | 0 | 0 | 0 | 1372.7136 | 0 | 0
2016-07-07 18:00 | 0 | 0 | 0 | 0 | 0 | 62000.8973 | 840015.8862 | 654364 | 0 | 0 | 0 | 203470.6336 | 1939104.9772 | 0 | 0 | 0 | 0 | 0 | 0 | 0 | 0 | 0 | 1603314.952 | 0 | 0 | 0 | 0 | 71488.5639 | 174791.506 | 0 | 0 | 0 | 0 | 0 | 0 | 0 | 0 | 0 | 0 | 0 | 1372.7136 | 0 | 0
2016-07-07 19:00 | 0 | 0 | 0 | 0 | 0 | 0 | 828847.7201 | 664473 | 0 | 0 | 0 | 191681.134 | 2113896.4832 | 0 | 0 | 0 | 0 | 0 | 0 | 0 | 0 | 0 | 1604406.7096 | 0 | 0 | 0 | 0 | -11789.4995 | 174791.506 | 0 | 0 | 0 | 0 | 0 | 0 | 0 | 0 | 0 | 0 | 0 | 1372.7136 | 0 | 0
2016-07-07 20:00 | 0 | 0 | 0 | 0 | 0 | 0 | 822575.4659 | 671071 | 0 | 0 | 0 | 167021.3804 | 2288687.9893 | 0 | 0 | 0 | 0 | 0 | 0 | 0 | 0 | 0 | 1605498.4628 | 0 | 0 | 0 | 0 | -24659.7537 | 174791.506 | 0 | 0 | 0 | 0 | 0 | 0 | 0 | 0 | 0 | 0 | 0 | 1372.7136 | 0 | 0
2016-07-07 21:00 | 0 | 0 | 0 | 0 | 0 | 77232.6063 | 809109.8665 | 673729 | 0 | 0 | 0 | 203470.6336 | 2463479.4953 | 0 | 0 | 0 | 0 | 0 | 0 | 0 | 0 | 0 | 1606590.2117 | 0 | 0 | 0 | 0 | 36449.2532 | 174791.506 | 0 | 0 | 0 | 0 | 0 | 0 | 0 | 0 | 0 | 0 | 0 | 1372.7136 | 0 | 0
2016-07-07 22:00 | 0 | 0 | 0 | 0 | 0 | 0 | 776289.3321 | 668069 | 0 | 0 | 0 | 171790.8069 | 2602006.9405 | 0 | 0 | 0 | 0 | 0 | 0 | 0 | 0 | 0 | 1607681.9562 | 0 | 0 | 0 | 0 | -31679.8267 | 138527.4452 | 0 | 0 | 0 | 0 | 0 | 0 | 0 | 0 | 0 | 0 | 0 | 1372.7136 | 0 | 0
2016-07-07 23:00 | 0 | 0 | 0 | 0 | 0 | 0 | 687698.5403 | 654646 | 0 | 0 | 0 | 203470.6336 | 2602006.9405 | 0 | 0 | 0 | 0 | 0 | 0 | 0 | 0 | 0 | 1608773.6963 | 0 | 0 | 0 | 0 | 31679.8267 | 0 | 0 | 0 | 0 | 0 | 0 | 0 | 0 | 0 | 0 | 0 | 0 | 1372.7136 | 0 | 0
2016-07-08 | 0 | 0 | 0 | 0 | 0 | 0 | 563046.2061 | 638410 | 0 | 0 | 0 | 203470.6336 | 2525270.433 | 0 | 0 | 0 | 0 | 0 | 0 | 0 | 0 | 0 | 1609865.4321 | 0 | 0 | 0 | 0 | 0 | 0 | 76736.5075 | 0 | 0 | 0 | 0 | 0 | 0 | 0 | 0 | 0 | 0 | 1372.7136 | 0 | 0
2016-07-08 01:00 | 0 | 0 | 0 | 0 | 0 | 0 | 319436.3804 | 621532 | 0 | 0 | 0 | 142977.1278 | 2282295.6056 | 0 | 0 | 0 | 0 | 0 | 0 | 0 | 0 | 0 | 1610957.1635 | 0 | 0 | 0 | 0 | -60493.5058 | 0 | 242974.8274 | 0 | 0 | 0 | 0 | 0 | 0 | 0 | 0 | 0 | 0 | 1372.7136 | 0 | 0
2016-07-08 02:00 | 0 | 0 | 0 | 0 | 0 | 384606.9632 | 40971.9261 | 593605 | 0 | 0 | 0 | 71488.5639 | 2184385.3452 | 0 | 0 | 0 | 0 | 0 | 0 | 0 | 0 | 0 | 1612048.8906 | 0 | 0 | 0 | 0 | -71488.5639 | 174791.506 | 272701.7664 | 0 | 0 | 0 | 0 | 0 | 0 | 0 | 0 | 0 | 0 | 1372.7136 | 0 | 0
2016-07-08 03:00 | 0 | 0 | 0 | 0 | 0 | 213039.5517 | 0.83162 | 555858 | 0 | 0 | 0 | 0 | 1911683.5788 | 0 | 0 | 0 | 0 | 0 | 0 | 0 | 0 | 0 | 1613140.6132 | 0 | 0 | 0 | 0 | -71488.5639 | 0 | 272701.7664 | 0 | 0 | 0 | 0 | 0 | 0 | 0 | 0 | 0 | 0 | 1372.7136 | 0 | 0
2016-07-08 04:00 | 0 | 0 | 0 | 0 | 0 | 484929.1269 | 0 | 518604 | 0 | 0 | 0 | 71488.5639 | 1805147.4282 | 0 | 0 | 0 | 0 | 0 | 0 | 0 | 0 | 0 | 1614232.3315 | 0 | 0 | 0 | 0 | 71488.5639 | 0 | 106536.1506 | 0 | 0 | 0 | 0 | 0 | 0 | 0 | 0 | 0 | 0 | 1372.7136 | 0 | 0
2016-07-08 05:00 | 0 | 0 | 0 | 0 | 0 | 288273.5111 | 0 | 488114 | 0 | 0 | 0 | 142977.1278 | 1532445.6618 | 0 | 0 | 0 | 0 | 0 | 0 | 0 | 0 | 0 | 1615324.0455 | 0 | 0 | 0 | 0 | 71488.5639 | 0 | 272701.7664 | 0 | 0 | 0 | 0 | 0 | 0 | 0 | 0 | 0 | 0 | 1372.7136 | 0 | 0
2016-07-08 06:00 | 0 | 0 | 0 | 0 | 0 | 414212.6398 | 0 | 461874 | 0 | 0 | 0 | 71488.5639 | 1554900.1519 | 0 | 0 | 0 | 0 | 0 | 0 | 0 | 0 | 0 | 1616415.755 | 0 | 0 | 0 | 0 | -71488.5639 | 22454.4901 | 0 | 0 | 0 | 0 | 0 | 0 | 0 | 0 | 0 | 0 | 0 | 1372.7136 | 0 | 0
2016-07-08 07:00 | 0 | 0 | 0 | 0 | 0 | 395079.5187 | 0 | 442742 | 0 | 0 | 0 | 0 | 1577353.5208 | 0 | 0 | 0 | 0 | 0 | 0 | 0 | 0 | 0 | 1617507.4602 | 0 | 0 | 0 | 0 | -71488.5639 | 22453.369 | 0 | 0 | 0 | 0 | 0 | 0 | 0 | 0 | 0 | 0 | 0 | 1372.7136 | 0 | 0
2016-07-08 08:00 | 0 | 0 | 0 | 0 | 0 | 232937.5111 | 0 | 432778 | 0 | 0 | 0 | 71488.5639 | 1304651.7544 | 0 | 0 | 0 | 0 | 0 | 0 | 0 | 0 | 0 | 1618599.1611 | 0 | 0 | 0 | 0 | 71488.5639 | 0 | 272701.7664 | 0 | 0 | 0 | 0 | 0 | 0 | 0 | 0 | 0 | 0 | 1372.7136 | 0 | 0
2016-07-08 09:00 | 0 | 0 | 0 | 0 | 0 | 359968.6127 | 0 | 434603 | 0 | 0 | 0 | 0 | 1300133.2174 | 0 | 0 | 0 | 0 | 0 | 0 | 0 | 0 | 0 | 1619690.8575 | 0 | 0 | 0 | 0 | -71488.5639 | 0 | 4518.537 | 0 | 0 | 0 | 0 | 0 | 0 | 0 | 0 | 0 | 0 | 1372.7136 | 0 | 0
2016-07-08 10:00 | 0 | 0 | 0 | 0 | 0 | 246900.5111 | 0 | 446741 | 0 | 0 | 0 | 71488.5639 | 1027431.451 | 0 | 0 | 0 | 0 | 0 | 0 | 0 | 0 | 0 | 1620782.5497 | 0 | 0 | 0 | 0 | 71488.5639 | 0 | 272701.7664 | 0 | 0 | 0 | 0 | 0 | 0 | 0 | 0 | 0 | 0 | 1372.7136 | 0 | 0
2016-07-08 11:00 | 0 | 0 | 0 | 0 | 0 | 290303.1708 | 0.0099364 | 464941 | 0 | 0 | 0 | 142977.1278 | 779932.3543 | 0 | 0 | 0 | 0 | 0 | 0 | 0 | 0 | 0 | 1621874.2374 | 0 | 0 | 0 | 0 | 71488.5639 | 0 | 247499.0967 | 0 | 0 | 0 | 0 | 0 | 0 | 0 | 0 | 0 | 0 | 1372.7136 | 0 | 0
2016-07-08 12:00 | 0 | 0 | 0 | 0 | 0 | 49135.2095 | 99084.1737 | 491037 | 0 | 0 | 0 | 71488.5639 | 507230.5879 | 0 | 0 | 0 | 0 | 0 | 0 | 0 | 0 | 0 | 1622965.9208 | 0 | 0 | 0 | 0 | -71488.5639 | 0 | 272701.7664 | 0 | 0 | 0 | 0 | 0 | 0 | 0 | 0 | 0 | 0 | 1372.7136 | 0 | 0
2016-07-08 13:00 | 0 | 0 | 0 | 0 | 0 | 0 | 448066.6332 | 523699 | 0 | 0 | 0 | 0 | 501714.0714 | 0 | 0 | 0 | 0 | 0 | 0 | 0 | 0 | 0 | 1624057.5998 | 0 | 0 | 0 | 0 | -71488.5639 | 0 | 5516.5165 | 0 | 0 | 0 | 0 | 0 | 0 | 0 | 0 | 0 | 0 | 1372.7136 | 0 | 0
2016-07-08 14:00 | 0 | 0 | 0 | 0 | 0 | 0 | 636131.6594 | 557938 | 0 | 0 | 0 | 0 | 578535.0173 | 0 | 0 | 0 | 0 | 0 | 0 | 0 | 0 | 0 | 1625149.2744 | 0 | 0 | 0 | 0 | 0 | 76820.9459 | 0 | 0 | 0 | 0 | 0 | 0 | 0 | 0 | 0 | 0 | 0 | 1372.7136 | 0 | 0
2016-07-08 15:00 | 0 | 0 | 0 | 0 | 0 | 21969.3515 | 745334.8681 | 591140 | 0 | 0 | 0 | 0 | 753326.5233 | 0 | 0 | 0 | 0 | 0 | 0 | 0 | 0 | 0 | 1626240.9447 | 0 | 0 | 0 | 0 | 0 | 174791.506 | 0 | 0 | 0 | 0 | 0 | 0 | 0 | 0 | 0 | 0 | 0 | 1372.7136 | 0 | 0
2016-07-08 16:00 | 0 | 0 | 0 | 0 | 0 | 0 | 806030.6446 | 616688 | 0 | 0 | 0 | 13178.4249 | 928118.0293 | 0 | 0 | 0 | 0 | 0 | 0 | 0 | 0 | 0 | 1627332.6106 | 0 | 0 | 0 | 0 | 13178.4249 | 174791.506 | 0 | 0 | 0 | 0 | 0 | 0 | 0 | 0 | 0 | 0 | 0 | 1372.7136 | 0 | 0
2016-07-08 17:00 | 0 | 0 | 0 | 0 | 0 | 0 | 819808.9996 | 637306 | 0 | 0 | 0 | 19517.2049 | 1102909.5354 | 0 | 0 | 0 | 0 | 0 | 0 | 0 | 0 | 0 | 1628424.2721 | 0 | 0 | 0 | 0 | 6338.78 | 174791.506 | 0 | 0 | 0 | 0 | 0 | 0 | 0 | 0 | 0 | 0 | 0 | 1372.7136 | 0 | 0
2016-07-08 18:00 | 0 | 0 | 0 | 0 | 0 | 53004.2408 | 816292.2797 | 652156 | 0 | 0 | 0 | 60493.5058 | 1277701.0414 | 0 | 0 | 0 | 0 | 0 | 0 | 0 | 0 | 0 | 1629515.9293 | 0 | 0 | 0 | 0 | 40976.3008 | 174791.506 | 0 | 0 | 0 | 0 | 0 | 0 | 0 | 0 | 0 | 0 | 0 | 1372.7136 | 0 | 0
2016-07-08 19:00 | 0 | 0 | 0 | 0 | 0 | 102034.9086 | 806729.8749 | 661112 | 0 | 0 | 0 | 131982.0697 | 1452492.5475 | 0 | 0 | 0 | 0 | 0 | 0 | 0 | 0 | 0 | 1630607.5821 | 0 | 0 | 0 | 0 | 71488.5639 | 174791.506 | 0 | 0 | 0 | 0 | 0 | 0 | 0 | 0 | 0 | 0 | 0 | 1372.7136 | 0 | 0
2016-07-08 20:00 | 0 | 0 | 0 | 0 | 0 | 114555.5083 | 799374.2752 | 666277 | 0 | 0 | 0 | 203470.6336 | 1627284.0535 | 0 | 0 | 0 | 0 | 0 | 0 | 0 | 0 | 0 | 1631699.2305 | 0 | 0 | 0 | 0 | 71488.5639 | 174791.506 | 0 | 0 | 0 | 0 | 0 | 0 | 0 | 0 | 0 | 0 | 0 | 1372.7136 | 0 | 0
2016-07-08 21:00 | 0 | 0 | 0 | 0 | 0 | 0 | 781340.9286 | 666264 | 0 | 0 | 0 | 142383.3426 | 1802075.5595 | 0 | 0 | 0 | 0 | 0 | 0 | 0 | 0 | 0 | 1632790.8746 | 0 | 0 | 0 | 0 | -61087.291 | 174791.506 | 0 | 0 | 0 | 0 | 0 | 0 | 0 | 0 | 0 | 0 | 0 | 1372.7136 | 0 | 0
2016-07-08 22:00 | 0 | 0 | 0 | 0 | 0 | 0 | 751148.7014 | 657650 | 0 | 0 | 0 | 203470.6336 | 1833114.2564 | 0 | 0 | 0 | 0 | 0 | 0 | 0 | 0 | 0 | 1633882.5143 | 0 | 0 | 0 | 0 | 61087.291 | 31038.6969 | 0 | 0 | 0 | 0 | 0 | 0 | 0 | 0 | 0 | 0 | 0 | 1372.7136 | 0 | 0
2016-07-08 23:00 | 0 | 0 | 0 | 0 | 0 | 0 | 664963.8179 | 641615 | 0 | 0 | 0 | 131982.0697 | 1926578.9246 | 0 | 0 | 0 | 0 | 0 | 0 | 0 | 0 | 0 | 1634974.1496 | 0 | 0 | 0 | 0 | -71488.5639 | 93464.6682 | 0 | 0 | 0 | 0 | 0 | 0 | 0 | 0 | 0 | 0 | 0 | 1372.7136 | 0 | 0
2016-07-09 | 0 | 0 | 0 | 0 | 0 | 0 | 554536.5195 | 621080 | 0 | 0 | 0 | 203470.6336 | 1787174.1666 | 0 | 0 | 0 | 0 | 0 | 0 | 0 | 0 | 0 | 1636065.7806 | 0 | 0 | 0 | 0 | 71488.5639 | 0 | 139404.758 | 0 | 0 | 0 | 0 | 0 | 0 | 0 | 0 | 0 | 0 | 1372.7136 | 0 | 0
2016-07-09 01:00 | 0 | 0 | 0 | 0 | 0 | 0 | 317723.1633 | 600655 | 0 | 0 | 0 | 131982.0697 | 1574358.1802 | 0 | 0 | 0 | 0 | 0 | 0 | 0 | 0 | 0 | 1637157.4072 | 0 | 0 | 0 | 0 | -71488.5639 | 0 | 212815.9864 | 0 | 0 | 0 | 0 | 0 | 0 | 0 | 0 | 0 | 0 | 1372.7136 | 0 | 0
2016-07-09 02:00 | 0 | 0 | 0 | 0 | 0 | 485449.9797 | 41119.4022 | 573074 | 0 | 0 | 0 | 203470.6336 | 1454992.2846 | 0 | 0 | 0 | 0 | 0 | 0 | 0 | 0 | 0 | 1638249.0294 | 0 | 0 | 0 | 0 | 71488.5639 | 153335.8708 | 272701.7664 | 0 | 0 | 0 | 0 | 0 | 0 | 0 | 0 | 0 | 0 | 1372.7136 | 0 | 0
2016-07-09 03:00 | 0 | 0 | 0 | 0 | 0 | 507595.2689 | 0.24405 | 537026 | 0 | 0 | 0 | 131982.0697 | 1495677.6479 | 0 | 0 | 0 | 0 | 0 | 0 | 0 | 0 | 0 | 1639340.6473 | 0 | 0 | 0 | 0 | -71488.5639 | 40685.3633 | 0 | 0 | 0 | 0 | 0 | 0 | 0 | 0 | 0 | 0 | 0 | 1372.7136 | 0 | 0
2016-07-09 04:00 | 0 | 0 | 0 | 0 | 0 | 160240.3833 | 0 | 503058 | 0 | 0 | 0 | 60493.5058 | 1222975.8815 | 0 | 0 | 0 | 0 | 0 | 0 | 0 | 0 | 0 | 1640432.2608 | 0 | 0 | 0 | 0 | -71488.5639 | 0 | 272701.7664 | 0 | 0 | 0 | 0 | 0 | 0 | 0 | 0 | 0 | 0 | 1372.7136 | 0 | 0
2016-07-09 05:00 | 0 | 0 | 0 | 0 | 0 | 211899.0053 | 0 | 472233 | 0 | 0 | 0 | 71488.5639 | 950274.1151 | 0 | 0 | 0 | 0 | 0 | 0 | 0 | 0 | 0 | 1641523.8699 | 0 | 0 | 0 | 0 | 10995.0581 | 0 | 272701.7664 | 0 | 0 | 0 | 0 | 0 | 0 | 0 | 0 | 0 | 0 | 1372.7136 | 0 | 0
2016-07-09 06:00 | 0 | 0 | 0 | 0 | 0 | 376868.1497 | 0 | 446984 | 0 | 0 | 0 | 0 | 950274.1151 | 0 | 0 | 0 | 0 | 0 | 0 | 0 | 0 | 0 | 1642615.4747 | 0 | 0 | 0 | 0 | -71488.5639 | 0 | 0 | 0 | 0 | 0 | 0 | 0 | 0 | 0 | 0 | 0 | 0 | 1372.7136 | 0 | 0
2016-07-09 07:00 | 0 | 0 | 0 | 0 | 0 | 227970.5111 | 0 | 427811 | 0 | 0 | 0 | 71488.5639 | 677572.3487 | 0 | 0 | 0 | 0 | 0 | 0 | 0 | 0 | 0 | 1643707.0751 | 0 | 0 | 0 | 0 | 71488.5639 | 0 | 272701.7664 | 0 | 0 | 0 | 0 | 0 | 0 | 0 | 0 | 0 | 0 | 1372.7136 | 0 | 0
2016-07-09 08:00 | 0 | 0 | 0 | 0 | 0 | 72284.3833 | 0 | 415102 | 0 | 0 | 0 | 0 | 404870.5823 | 0 | 0 | 0 | 0 | 0 | 0 | 0 | 0 | 0 | 1644798.6712 | 0 | 0 | 0 | 0 | -71488.5639 | 0 | 272701.7664 | 0 | 0 | 0 | 0 | 0 | 0 | 0 | 0 | 0 | 0 | 1372.7136 | 0 | 0
2016-07-09 09:00 | 0 | 0 | 0 | 0 | 0 | 364791.3194 | 0 | 408303 | 0 | 0 | 0 | 71488.5639 | 288497.6242 | 0 | 0 | 0 | 0 | 0 | 0 | 0 | 0 | 0 | 1645890.2628 | 0 | 0 | 0 | 0 | 71488.5639 | 0 | 116372.9581 | 0 | 0 | 0 | 0 | 0 | 0 | 0 | 0 | 0 | 0 | 1372.7136 | 0 | 0
2016-07-09 10:00 | 0 | 0 | 0 | 0 | 0 | 335696.1497 | 0 | 405812 | 0 | 0 | 0 | 0 | 288497.6242 | 0 | 0 | 0 | 0 | 0 | 0 | 0 | 0 | 0 | 1646981.8501 | 0 | 0 | 0 | 0 | -71488.5639 | 0 | 0 | 0 | 0 | 0 | 0 | 0 | 0 | 0 | 0 | 0 | 0 | 1372.7136 | 0 | 0
2016-07-09 11:00 | 0 | 0 | 0 | 0 | 0 | 294361.3562 | 7.5574 | 412095 | 0 | 0 | 0 | 71488.5639 | 97910.2604 | 0 | 0 | 0 | 0 | 0 | 0 | 0 | 0 | 0 | 1648073.4331 | 0 | 0 | 0 | 0 | 71488.5639 | 82114.4026 | 272701.7664 | 0 | 0 | 0 | 0 | 0 | 0 | 0 | 0 | 0 | 0 | 1372.7136 | 0 | 0
2016-07-09 12:00 | 0 | 0 | 0 | 0 | 0 | 139067.5686 | 124435.3207 | 431529 | 0 | 0 | 0 | 0 | 0 | 0 | 0 | 0 | 0 | 0 | 0 | 0 | 0 | 0 | 1649165.0116 | 0 | 0 | 0 | 0 | -71488.5639 | 174791.506 | 272701.7664 | 0 | 0 | 0 | 0 | 0 | 0 | 0 | 0 | 0 | 0 | 1372.7136 | 0 | 0
2016-07-09 13:00 | 0 | 0 | 0 | 0 | 0 | 0 | 502612.0379 | 461399 | 0 | 0 | 0 | 0 | 39840.3244 | 0 | 0 | 0 | 0 | 0 | 0 | 0 | 0 | 0 | 1650256.5859 | 0 | 0 | 0 | 0 | 0 | 39840.3244 | 0 | 0 | 0 | 0 | 0 | 0 | 0 | 0 | 0 | 0 | 0 | 1372.7136 | 0 | 0
2016-07-09 14:00 | 0 | 0 | 0 | 0 | 0 | 0 | 661913.8114 | 494489 | 0 | 0 | 0 | 0 | 205892.4222 | 0 | 0 | 0 | 0 | 0 | 0 | 0 | 0 | 0 | 1651348.1557 | 0 | 0 | 0 | 0 | 0 | 166052.0978 | 0 | 0 | 0 | 0 | 0 | 0 | 0 | 0 | 0 | 0 | 0 | 1372.7136 | 0 | 0
2016-07-09 15:00 | 0 | 0 | 0 | 0 | 0 | 0 | 701421.2196 | 525257 | 0 | 0 | 0 | 0 | 380683.9282 | 0 | 0 | 0 | 0 | 0 | 0 | 0 | 0 | 0 | 1652439.7212 | 0 | 0 | 0 | 0 | 0 | 174791.506 | 0 | 0 | 0 | 0 | 0 | 0 | 0 | 0 | 0 | 0 | 0 | 1372.7136 | 0 | 0
2016-07-09 16:00 | 0 | 0 | 0 | 0 | 0 | 0 | 797847.7835 | 550195 | 0 | 0 | 0 | 71488.5639 | 555475.4342 | 0 | 0 | 0 | 0 | 0 | 0 | 0 | 0 | 0 | 1653531.2823 | 0 | 0 | 0 | 0 | 71488.5639 | 174791.506 | 0 | 0 | 0 | 0 | 0 | 0 | 0 | 0 | 0 | 0 | 0 | 1372.7136 | 0 | 0
2016-07-09 17:00 | 0 | 0 | 0 | 0 | 0 | 0 | 806379.7254 | 569722 | 0 | 0 | 0 | 131982.0697 | 730266.9403 | 0 | 0 | 0 | 0 | 0 | 0 | 0 | 0 | 0 | 1654622.839 | 0 | 0 | 0 | 0 | 60493.5058 | 174791.506 | 0 | 0 | 0 | 0 | 0 | 0 | 0 | 0 | 0 | 0 | 0 | 1372.7136 | 0 | 0
2016-07-09 18:00 | 0 | 0 | 0 | 0 | 0 | 0 | 831544.7835 | 583892 | 0 | 0 | 0 | 203470.6336 | 905058.4463 | 0 | 0 | 0 | 0 | 0 | 0 | 0 | 0 | 0 | 1655714.3914 | 0 | 0 | 0 | 0 | 71488.5639 | 174791.506 | 0 | 0 | 0 | 0 | 0 | 0 | 0 | 0 | 0 | 0 | 0 | 1372.7136 | 0 | 0
2016-07-09 19:00 | 0 | 0 | 0 | 0 | 0 | 0 | 771557.2196 | 595393 | 0 | 0 | 0 | 203470.6336 | 1079849.9524 | 0 | 0 | 0 | 0 | 0 | 0 | 0 | 0 | 0 | 1656805.9394 | 0 | 0 | 0 | 0 | 0 | 174791.506 | 0 | 0 | 0 | 0 | 0 | 0 | 0 | 0 | 0 | 0 | 0 | 1372.7136 | 0 | 0
2016-07-09 20:00 | 0 | 0 | 0 | 0 | 0 | 0 | 779177.2196 | 603013 | 0 | 0 | 0 | 203470.6336 | 1254641.4584 | 0 | 0 | 0 | 0 | 0 | 0 | 0 | 0 | 0 | 1657897.483 | 0 | 0 | 0 | 0 | 0 | 174791.506 | 0 | 0 | 0 | 0 | 0 | 0 | 0 | 0 | 0 | 0 | 0 | 1372.7136 | 0 | 0
2016-07-09 21:00 | 0 | 0 | 0 | 0 | 0 | 0 | 781944.2196 | 605780 | 0 | 0 | 0 | 203470.6336 | 1429432.9644 | 0 | 0 | 0 | 0 | 0 | 0 | 0 | 0 | 0 | 1658989.0223 | 0 | 0 | 0 | 0 | 0 | 174791.506 | 0 | 0 | 0 | 0 | 0 | 0 | 0 | 0 | 0 | 0 | 0 | 1372.7136 | 0 | 0
2016-07-09 22:00 | 0 | 0 | 0 | 0 | 0 | 0 | 776584.2196 | 600420 | 0 | 0 | 0 | 203470.6336 | 1604224.4705 | 0 | 0 | 0 | 0 | 0 | 0 | 0 | 0 | 0 | 1660080.5572 | 0 | 0 | 0 | 0 | 0 | 174791.506 | 0 | 0 | 0 | 0 | 0 | 0 | 0 | 0 | 0 | 0 | 0 | 1372.7136 | 0 | 0
2016-07-09 23:00 | 0 | 0 | 0 | 0 | 0 | 0 | 701043.7123 | 588550 | 0 | 0 | 0 | 148380.195 | 1770435.9078 | 0 | 0 | 0 | 0 | 0 | 0 | 0 | 0 | 0 | 1661172.0878 | 0 | 0 | 0 | 0 | -55090.4386 | 166211.4373 | 0 | 0 | 0 | 0 | 0 | 0 | 0 | 0 | 0 | 0 | 0 | 1372.7136 | 0 | 0
2016-07-10 | 0 | 0 | 0 | 0 | 0 | 0 | 568351.6464 | 572382 | 0 | 0 | 0 | 142977.1278 | 1770435.9078 | 0 | 0 | 0 | 0 | 0 | 0 | 0 | 0 | 0 | 1662263.6139 | 0 | 0 | 0 | 0 | -5403.0672 | 0 | 0 | 0 | 0 | 0 | 0 | 0 | 0 | 0 | 0 | 0 | 0 | 1372.7136 | 0 | 0
2016-07-10 01:00 | 0 | 0 | 0 | 0 | 0 | 124522.0671 | 304414.7098 | 557030 | 0 | 0 | 0 | 71488.5639 | 1712458.535 | 0 | 0 | 0 | 0 | 0 | 0 | 0 | 0 | 0 | 1663355.1358 | 0 | 0 | 0 | 0 | -71488.5639 | 0 | 57977.3728 | 0 | 0 | 0 | 0 | 0 | 0 | 0 | 0 | 0 | 0 | 1372.7136 | 0 | 0
2016-07-10 02:00 | 0 | 0 | 0 | 0 | 0 | 155025.4347 | 36891.9486 | 534735 | 0 | 0 | 0 | 0 | 1439756.7686 | 0 | 0 | 0 | 0 | 0 | 0 | 0 | 0 | 0 | 1664446.6532 | 0 | 0 | 0 | 0 | -71488.5639 | 0 | 272701.7664 | 0 | 0 | 0 | 0 | 0 | 0 | 0 | 0 | 0 | 0 | 1372.7136 | 0 | 0
2016-07-10 03:00 | 0 | 0 | 0 | 0 | 0 | 233307.6375 | 0.30968 | 504637 | 0 | 0 | 0 | 0 | 1167055.0022 | 0 | 0 | 0 | 0 | 0 | 0 | 0 | 0 | 0 | 1665538.1663 | 0 | 0 | 0 | 0 | 0 | 0 | 272701.7664 | 0 | 0 | 0 | 0 | 0 | 0 | 0 | 0 | 0 | 0 | 1372.7136 | 0 | 0
2016-07-10 04:00 | 0 | 0 | 0 | 0 | 0 | 545726.2775 | 0 | 472865 | 0 | 0 | 0 | 71488.5639 | 1167055.0022 | 0 | 0 | 0 | 0 | 0 | 0 | 0 | 0 | 0 | 1666629.675 | 0 | 0 | 0 | 0 | 71488.5639 | 0 | 0 | 0 | 0 | 0 | 0 | 0 | 0 | 0 | 0 | 0 | 0 | 1372.7136 | 0 | 0
2016-07-10 05:00 | 0 | 0 | 0 | 0 | 0 | 102350.3833 | 0 | 445168 | 0 | 0 | 0 | 0 | 894353.2358 | 0 | 0 | 0 | 0 | 0 | 0 | 0 | 0 | 0 | 1667721.1793 | 0 | 0 | 0 | 0 | -71488.5639 | 0 | 272701.7664 | 0 | 0 | 0 | 0 | 0 | 0 | 0 | 0 | 0 | 0 | 1372.7136 | 0 | 0
2016-07-10 06:00 | 0 | 0 | 0 | 0 | 0 | 495903.2775 | 0 | 423042 | 0 | 0 | 0 | 71488.5639 | 894353.2358 | 0 | 0 | 0 | 0 | 0 | 0 | 0 | 0 | 0 | 1668812.6793 | 0 | 0 | 0 | 0 | 71488.5639 | 0 | 0 | 0 | 0 | 0 | 0 | 0 | 0 | 0 | 0 | 0 | 0 | 1372.7136 | 0 | 0
2016-07-10 07:00 | 0 | 0 | 0 | 0 | 0 | 62571.3833 | 0 | 405389 | 0 | 0 | 0 | 0 | 621651.4693 | 0 | 0 | 0 | 0 | 0 | 0 | 0 | 0 | 0 | 1669904.1749 | 0 | 0 | 0 | 0 | -71488.5639 | 0 | 272701.7664 | 0 | 0 | 0 | 0 | 0 | 0 | 0 | 0 | 0 | 0 | 1372.7136 | 0 | 0
2016-07-10 08:00 | 0 | 0 | 0 | 0 | 0 | 394367.7136 | 0 | 392995 | 0 | 0 | 0 | 0 | 621651.4693 | 0 | 0 | 0 | 0 | 0 | 0 | 0 | 0 | 0 | 1670995.6662 | 0 | 0 | 0 | 0 | 0 | 0 | 0 | 0 | 0 | 0 | 0 | 0 | 0 | 0 | 0 | 0 | 0 | 1372.7136 | 0 | 0
2016-07-10 09:00 | 0 | 0 | 0 | 0 | 0 | 186200.5111 | 0 | 386041 | 0 | 0 | 0 | 71488.5639 | 348949.7029 | 0 | 0 | 0 | 0 | 0 | 0 | 0 | 0 | 0 | 1672087.1531 | 0 | 0 | 0 | 0 | 71488.5639 | 0 | 272701.7664 | 0 | 0 | 0 | 0 | 0 | 0 | 0 | 0 | 0 | 0 | 1372.7136 | 0 | 0
2016-07-10 10:00 | 0 | 0 | 0 | 0 | 0 | 312299.1497 | 0 | 382415 | 0 | 0 | 0 | 0 | 348949.7029 | 0 | 0 | 0 | 0 | 0 | 0 | 0 | 0 | 0 | 1673178.6356 | 0 | 0 | 0 | 0 | -71488.5639 | 0 | 0 | 0 | 0 | 0 | 0 | 0 | 0 | 0 | 0 | 0 | 0 | 1372.7136 | 0 | 0
2016-07-10 11:00 | 0 | 0 | 0 | 0 | 0 | 116154.4357 | 6.5115 | 387490 | 0 | 0 | 0 | 0 | 76247.9365 | 0 | 0 | 0 | 0 | 0 | 0 | 0 | 0 | 0 | 1674270.1137 | 0 | 0 | 0 | 0 | 0 | 0 | 272701.7664 | 0 | 0 | 0 | 0 | 0 | 0 | 0 | 0 | 0 | 0 | 1372.7136 | 0 | 0
2016-07-10 12:00 | 0 | 0 | 0 | 0 | 0 | 225042.4764 | 107785.3006 | 407703 | 0 | 0 | 0 | 0 | 0 | 0 | 0 | 0 | 0 | 0 | 0 | 0 | 0 | 0 | 1675361.5875 | 0 | 0 | 0 | 0 | 0 | 0 | 76247.9365 | 0 | 0 | 0 | 0 | 0 | 0 | 0 | 0 | 0 | 0 | 1372.7136 | 0 | 0
2016-07-10 13:00 | 0 | 0 | 0 | 0 | 0 | 0 | 491938.8943 | 435099 | 0 | 0 | 0 | 0 | 55467.1807 | 0 | 0 | 0 | 0 | 0 | 0 | 0 | 0 | 0 | 1676453.057 | 0 | 0 | 0 | 0 | 0 | 55467.1807 | 0 | 0 | 0 | 0 | 0 | 0 | 0 | 0 | 0 | 0 | 0 | 1372.7136 | 0 | 0
2016-07-10 14:00 | 0 | 0 | 0 | 0 | 0 | 0 | 698633.7895 | 466139 | 0 | 0 | 0 | 56330.5699 | 230258.6868 | 0 | 0 | 0 | 0 | 0 | 0 | 0 | 0 | 0 | 1677544.522 | 0 | 0 | 0 | 0 | 56330.5699 | 174791.506 | 0 | 0 | 0 | 0 | 0 | 0 | 0 | 0 | 0 | 0 | 0 | 1372.7136 | 0 | 0
2016-07-10 15:00 | 0 | 0 | 0 | 0 | 0 | 0 | 616380.6497 | 496547 | 0 | 0 | 0 | 0 | 405050.1928 | 0 | 0 | 0 | 0 | 0 | 0 | 0 | 0 | 0 | 1678635.9827 | 0 | 0 | 0 | 0 | -56330.5699 | 174791.506 | 0 | 0 | 0 | 0 | 0 | 0 | 0 | 0 | 0 | 0 | 0 | 1372.7136 | 0 | 0
2016-07-10 16:00 | 0 | 0 | 0 | 0 | 0 | 0 | 771854.7835 | 524202 | 0 | 0 | 0 | 71488.5639 | 579841.6989 | 0 | 0 | 0 | 0 | 0 | 0 | 0 | 0 | 0 | 1679727.439 | 0 | 0 | 0 | 0 | 71488.5639 | 174791.506 | 0 | 0 | 0 | 0 | 0 | 0 | 0 | 0 | 0 | 0 | 0 | 1372.7136 | 0 | 0
2016-07-10 17:00 | 0 | 0 | 0 | 0 | 0 | 0 | 652299.6557 | 547624 | 0 | 0 | 0 | 0 | 754633.2049 | 0 | 0 | 0 | 0 | 0 | 0 | 0 | 0 | 0 | 1680818.891 | 0 | 0 | 0 | 0 | -71488.5639 | 174791.506 | 0 | 0 | 0 | 0 | 0 | 0 | 0 | 0 | 0 | 0 | 0 | 1372.7136 | 0 | 0
2016-07-10 18:00 | 0 | 0 | 0 | 0 | 0 | 0 | 814450.7835 | 566798 | 0 | 0 | 0 | 71488.5639 | 929424.7109 | 0 | 0 | 0 | 0 | 0 | 0 | 0 | 0 | 0 | 1681910.3386 | 0 | 0 | 0 | 0 | 71488.5639 | 174791.506 | 0 | 0 | 0 | 0 | 0 | 0 | 0 | 0 | 0 | 0 | 0 | 1372.7136 | 0 | 0
2016-07-10 19:00 | 0 | 0 | 0 | 0 | 0 | 0 | 696606.7331 | 581698 | 0 | 0 | 0 | 10233.0774 | 1104216.217 | 0 | 0 | 0 | 0 | 0 | 0 | 0 | 0 | 0 | 1683001.7818 | 0 | 0 | 0 | 0 | -61255.4865 | 174791.506 | 0 | 0 | 0 | 0 | 0 | 0 | 0 | 0 | 0 | 0 | 0 | 1372.7136 | 0 | 0
2016-07-10 20:00 | 0 | 0 | 0 | 0 | 0 | 0 | 840247.7835 | 592595 | 0 | 0 | 0 | 81721.6413 | 1279007.723 | 0 | 0 | 0 | 0 | 0 | 0 | 0 | 0 | 0 | 1684093.2206 | 0 | 0 | 0 | 0 | 71488.5639 | 174791.506 | 0 | 0 | 0 | 0 | 0 | 0 | 0 | 0 | 0 | 0 | 0 | 1372.7136 | 0 | 0
2016-07-10 21:00 | 0 | 0 | 0 | 0 | 0 | 0 | 847435.7835 | 599783 | 0 | 0 | 0 | 153210.2052 | 1453799.2291 | 0 | 0 | 0 | 0 | 0 | 0 | 0 | 0 | 0 | 1685184.6551 | 0 | 0 | 0 | 0 | 71488.5639 | 174791.506 | 0 | 0 | 0 | 0 | 0 | 0 | 0 | 0 | 0 | 0 | 0 | 1372.7136 | 0 | 0
2016-07-10 22:00 | 0 | 0 | 0 | 0 | 0 | 0 | 826811.648 | 600387 | 0 | 0 | 0 | 203470.6336 | 1628590.7351 | 0 | 0 | 0 | 0 | 0 | 0 | 0 | 0 | 0 | 1686276.0853 | 0 | 0 | 0 | 0 | 50260.4284 | 174791.506 | 0 | 0 | 0 | 0 | 0 | 0 | 0 | 0 | 0 | 0 | 0 | 1372.7136 | 0 | 0
2016-07-10 23:00 | 0 | 0 | 0 | 0 | 0 | 0 | 745736.1562 | 591233 | 0 | 0 | 0 | 203470.6336 | 1781721.1777 | 0 | 0 | 0 | 0 | 0 | 0 | 0 | 0 | 0 | 1687367.511 | 0 | 0 | 0 | 0 | 0 | 153130.4426 | 0 | 0 | 0 | 0 | 0 | 0 | 0 | 0 | 0 | 0 | 0 | 1372.7136 | 0 | 0
2016-07-11 | 0 | 0 | 0 | 0 | 0 | 0 | 613389.0679 | 576878 | 0 | 0 | 0 | 131982.0697 | 1888348.0959 | 0 | 0 | 0 | 0 | 0 | 0 | 0 | 0 | 0 | 1688458.9324 | 0 | 0 | 0 | 0 | -71488.5639 | 106626.9182 | 0 | 0 | 0 | 0 | 0 | 0 | 0 | 0 | 0 | 0 | 0 | 1372.7136 | 0 | 0
2016-07-11 01:00 | 0 | 0 | 0 | 0 | 0 | 0 | 334114.5693 | 564175 | 0 | 0 | 0 | 142977.1278 | 1645919.8935 | 0 | 0 | 0 | 0 | 0 | 0 | 0 | 0 | 0 | 1689550.3495 | 0 | 0 | 0 | 0 | 10995.0581 | 30273.5641 | 272701.7664 | 0 | 0 | 0 | 0 | 0 | 0 | 0 | 0 | 0 | 0 | 1372.7136 | 0 | 0
2016-07-11 02:00 | 0 | 0 | 0 | 0 | 0 | 420374.6234 | 51174.5263 | 541665 | 0 | 0 | 0 | 71488.5639 | 1645919.8935 | 0 | 0 | 0 | 0 | 0 | 0 | 0 | 0 | 0 | 1690641.7621 | 0 | 0 | 0 | 0 | -71488.5639 | 0 | 0 | 0 | 0 | 0 | 0 | 0 | 0 | 0 | 0 | 0 | 0 | 1372.7136 | 0 | 0
2016-07-11 03:00 | 0 | 0 | 0 | 0 | 0 | 429935.668 | 0.18663 | 509761 | 0 | 0 | 0 | 0 | 1636210.5985 | 0 | 0 | 0 | 0 | 0 | 0 | 0 | 0 | 0 | 1691733.1704 | 0 | 0 | 0 | 0 | -71488.5639 | 0 | 9709.2951 | 0 | 0 | 0 | 0 | 0 | 0 | 0 | 0 | 0 | 0 | 1372.7136 | 0 | 0
2016-07-11 04:00 | 0 | 0 | 0 | 0 | 0 | 277687.5111 | 0 | 477528 | 0 | 0 | 0 | 71488.5639 | 1363508.8321 | 0 | 0 | 0 | 0 | 0 | 0 | 0 | 0 | 0 | 1692824.5744 | 0 | 0 | 0 | 0 | 71488.5639 | 0 | 272701.7664 | 0 | 0 | 0 | 0 | 0 | 0 | 0 | 0 | 0 | 0 | 1372.7136 | 0 | 0
2016-07-11 05:00 | 0 | 0 | 0 | 0 | 0 | 179212.9472 | 0 | 450542 | 0 | 0 | 0 | 71488.5639 | 1090807.0657 | 0 | 0 | 0 | 0 | 0 | 0 | 0 | 0 | 0 | 1693915.9739 | 0 | 0 | 0 | 0 | 0 | 0 | 272701.7664 | 0 | 0 | 0 | 0 | 0 | 0 | 0 | 0 | 0 | 0 | 1372.7136 | 0 | 0
2016-07-11 06:00 | 0 | 0 | 0 | 0 | 0 | 85828.3833 | 0 | 428646 | 0 | 0 | 0 | 0 | 818105.2992 | 0 | 0 | 0 | 0 | 0 | 0 | 0 | 0 | 0 | 1695007.3691 | 0 | 0 | 0 | 0 | -71488.5639 | 0 | 272701.7664 | 0 | 0 | 0 | 0 | 0 | 0 | 0 | 0 | 0 | 0 | 1372.7136 | 0 | 0
2016-07-11 07:00 | 0 | 0 | 0 | 0 | 0 | 485711.2775 | 0 | 412850 | 0 | 0 | 0 | 71488.5639 | 818105.2992 | 0 | 0 | 0 | 0 | 0 | 0 | 0 | 0 | 0 | 1696098.76 | 0 | 0 | 0 | 0 | 71488.5639 | 0 | 0 | 0 | 0 | 0 | 0 | 0 | 0 | 0 | 0 | 0 | 0 | 1372.7136 | 0 | 0
2016-07-11 08:00 | 0 | 0 | 0 | 0 | 0 | 63283.3833 | 0 | 406101 | 0 | 0 | 0 | 0 | 545403.5328 | 0 | 0 | 0 | 0 | 0 | 0 | 0 | 0 | 0 | 1697190.1464 | 0 | 0 | 0 | 0 | -71488.5639 | 0 | 272701.7664 | 0 | 0 | 0 | 0 | 0 | 0 | 0 | 0 | 0 | 0 | 1372.7136 | 0 | 0
2016-07-11 09:00 | 0 | 0 | 0 | 0 | 0 | 483837.2775 | 0 | 410976 | 0 | 0 | 0 | 71488.5639 | 545403.5328 | 0 | 0 | 0 | 0 | 0 | 0 | 0 | 0 | 0 | 1698281.5285 | 0 | 0 | 0 | 0 | 71488.5639 | 0 | 0 | 0 | 0 | 0 | 0 | 0 | 0 | 0 | 0 | 0 | 0 | 1372.7136 | 0 | 0
2016-07-11 10:00 | 0 | 0 | 0 | 0 | 0 | 81924.3833 | 0 | 424742 | 0 | 0 | 0 | 0 | 272701.7664 | 0 | 0 | 0 | 0 | 0 | 0 | 0 | 0 | 0 | 1699372.9063 | 0 | 0 | 0 | 0 | -71488.5639 | 0 | 272701.7664 | 0 | 0 | 0 | 0 | 0 | 0 | 0 | 0 | 0 | 0 | 1372.7136 | 0 | 0
2016-07-11 11:00 | 0 | 0 | 0 | 0 | 0 | 515661.9851 | 5.8347 | 443139 | 0 | 0 | 0 | 71156.1062 | 272701.7664 | 0 | 0 | 0 | 0 | 0 | 0 | 0 | 0 | 0 | 1700464.2797 | 0 | 0 | 0 | 0 | 71156.1062 | 0 | 0 | 0 | 0 | 0 | 0 | 0 | 0 | 0 | 0 | 0 | 0 | 1372.7136 | 0 | 0
2016-07-11 12:00 | 0 | 0 | 0 | 0 | 0 | 0 | 127297.841 | 469783 | 0 | 0 | 0 | 0 | 0 | 0 | 0 | 0 | 0 | 0 | 0 | 0 | 0 | 0 | 1701555.6487 | 0 | 0 | 0 | 0 | -71156.1062 | 0 | 272701.7664 | 0 | 0 | 0 | 0 | 0 | 0 | 0 | 0 | 0 | 0 | 1372.7136 | 0 | 0
2016-07-11 13:00 | 0 | 0 | 0 | 0 | 0 | 0 | 503451.9284 | 501025 | 0 | 0 | 0 | 0 | 1054.2148 | 0 | 0 | 0 | 0 | 0 | 0 | 0 | 0 | 0 | 1702647.0133 | 0 | 0 | 0 | 0 | 0 | 1054.2148 | 0 | 0 | 0 | 0 | 0 | 0 | 0 | 0 | 0 | 0 | 0 | 1372.7136 | 0 | 0
2016-07-11 14:00 | 0 | 0 | 0 | 0 | 0 | 0 | 712716.7481 | 535818 | 0 | 0 | 0 | 734.5285 | 175845.7208 | 0 | 0 | 0 | 0 | 0 | 0 | 0 | 0 | 0 | 1703738.3736 | 0 | 0 | 0 | 0 | 734.5285 | 174791.506 | 0 | 0 | 0 | 0 | 0 | 0 | 0 | 0 | 0 | 0 | 0 | 1372.7136 | 0 | 0
2016-07-11 15:00 | 0 | 0 | 0 | 0 | 0 | 0 | 743853.6912 | 568424 | 0 | 0 | 0 | 0 | 350637.2269 | 0 | 0 | 0 | 0 | 0 | 0 | 0 | 0 | 0 | 1704829.7295 | 0 | 0 | 0 | 0 | -734.5285 | 174791.506 | 0 | 0 | 0 | 0 | 0 | 0 | 0 | 0 | 0 | 0 | 0 | 1372.7136 | 0 | 0
2016-07-11 16:00 | 0 | 0 | 0 | 0 | 0 | 0 | 844475.7835 | 596823 | 0 | 0 | 0 | 71488.5639 | 525428.7329 | 0 | 0 | 0 | 0 | 0 | 0 | 0 | 0 | 0 | 1705921.081 | 0 | 0 | 0 | 0 | 71488.5639 | 174791.506 | 0 | 0 | 0 | 0 | 0 | 0 | 0 | 0 | 0 | 0 | 0 | 1372.7136 | 0 | 0
2016-07-11 17:00 | 0 | 0 | 0 | 0 | 0 | 0 | 798944.8932 | 621048 | 0 | 0 | 0 | 73221.2374 | 700220.239 | 0 | 0 | 0 | 0 | 0 | 0 | 0 | 0 | 0 | 1707012.4282 | 0 | 0 | 0 | 0 | 1732.6735 | 174791.506 | 0 | 0 | 0 | 0 | 0 | 0 | 0 | 0 | 0 | 0 | 0 | 1372.7136 | 0 | 0
2016-07-11 18:00 | 0 | 0 | 0 | 0 | 0 | 0 | 878181.6117 | 640543 | 0 | 0 | 0 | 134695.6295 | 875011.745 | 0 | 0 | 0 | 0 | 0 | 0 | 0 | 0 | 0 | 1708103.771 | 0 | 0 | 0 | 0 | 61474.3921 | 174791.506 | 0 | 0 | 0 | 0 | 0 | 0 | 0 | 0 | 0 | 0 | 0 | 1372.7136 | 0 | 0
2016-07-11 19:00 | 0 | 0 | 0 | 0 | 0 | 0 | 870452.637 | 654436 | 0 | 0 | 0 | 174548.0469 | 1049803.251 | 0 | 0 | 0 | 0 | 0 | 0 | 0 | 0 | 0 | 1709195.1095 | 0 | 0 | 0 | 0 | 39852.4174 | 174791.506 | 0 | 0 | 0 | 0 | 0 | 0 | 0 | 0 | 0 | 0 | 0 | 1372.7136 | 0 | 0
2016-07-11 20:00 | 0 | 0 | 0 | 0 | 0 | 0 | 868701.8063 | 663615 | 0 | 0 | 0 | 203470.6336 | 1224594.7571 | 0 | 0 | 0 | 0 | 0 | 0 | 0 | 0 | 0 | 1710286.4436 | 0 | 0 | 0 | 0 | 28922.5866 | 174791.506 | 0 | 0 | 0 | 0 | 0 | 0 | 0 | 0 | 0 | 0 | 0 | 1372.7136 | 0 | 0
2016-07-11 21:00 | 0 | 0 | 0 | 0 | 0 | 0 | 842946.2196 | 666782 | 0 | 0 | 0 | 203470.6336 | 1399386.2631 | 0 | 0 | 0 | 0 | 0 | 0 | 0 | 0 | 0 | 1711377.7733 | 0 | 0 | 0 | 0 | 0 | 174791.506 | 0 | 0 | 0 | 0 | 0 | 0 | 0 | 0 | 0 | 0 | 0 | 1372.7136 | 0 | 0
2016-07-11 22:00 | 0 | 0 | 0 | 0 | 0 | 0 | 837504.2196 | 661340 | 0 | 0 | 0 | 203470.6336 | 1574177.7691 | 0 | 0 | 0 | 0 | 0 | 0 | 0 | 0 | 0 | 1712469.0987 | 0 | 0 | 0 | 0 | 0 | 174791.506 | 0 | 0 | 0 | 0 | 0 | 0 | 0 | 0 | 0 | 0 | 0 | 1372.7136 | 0 | 0
2016-07-11 23:00 | 0 | 0 | 0 | 0 | 0 | 0 | 762890.2573 | 647838 | 0 | 0 | 0 | 203470.6336 | 1687857.3129 | 0 | 0 | 0 | 0 | 0 | 0 | 0 | 0 | 0 | 1713560.4197 | 0 | 0 | 0 | 0 | 0 | 113679.5438 | 0 | 0 | 0 | 0 | 0 | 0 | 0 | 0 | 0 | 0 | 0 | 1372.7136 | 0 | 0
2016-07-12 | 0 | 0 | 0 | 0 | 0 | 0 | 602427.0509 | 629895 | 0 | 0 | 0 | 203470.6336 | 1659016.6502 | 0 | 0 | 0 | 0 | 0 | 0 | 0 | 0 | 0 | 1714651.7363 | 0 | 0 | 0 | 0 | 0 | 0 | 28840.6627 | 0 | 0 | 0 | 0 | 0 | 0 | 0 | 0 | 0 | 0 | 1372.7136 | 0 | 0
2016-07-12 01:00 | 0 | 0 | 0 | 0 | 0 | 0 | 335804.6414 | 611767 | 0 | 0 | 0 | 198837.3278 | 1386314.8838 | 0 | 0 | 0 | 0 | 0 | 0 | 0 | 0 | 0 | 1715743.0485 | 0 | 0 | 0 | 0 | -4633.3057 | 0 | 272701.7664 | 0 | 0 | 0 | 0 | 0 | 0 | 0 | 0 | 0 | 0 | 1372.7136 | 0 | 0
2016-07-12 02:00 | 0 | 0 | 0 | 0 | 0 | 279971.1221 | 36780.1308 | 583447 | 0 | 0 | 0 | 203470.6336 | 1113613.1174 | 0 | 0 | 0 | 0 | 0 | 0 | 0 | 0 | 0 | 1716834.3564 | 0 | 0 | 0 | 0 | 4633.3057 | 0 | 272701.7664 | 0 | 0 | 0 | 0 | 0 | 0 | 0 | 0 | 0 | 0 | 1372.7136 | 0 | 0
2016-07-12 03:00 | 0 | 0 | 0 | 0 | 0 | 523458.6479 | 0.013946 | 544892 | 0 | 0 | 0 | 203470.6336 | 1090807.0657 | 0 | 0 | 0 | 0 | 0 | 0 | 0 | 0 | 0 | 1717925.66 | 0 | 0 | 0 | 0 | 0 | 0 | 22806.0517 | 0 | 0 | 0 | 0 | 0 | 0 | 0 | 0 | 0 | 0 | 1372.7136 | 0 | 0
2016-07-12 04:00 | 0 | 0 | 0 | 0 | 0 | 166204.3833 | 0 | 509022 | 0 | 0 | 0 | 131982.0697 | 818105.2992 | 0 | 0 | 0 | 0 | 0 | 0 | 0 | 0 | 0 | 1719016.9591 | 0 | 0 | 0 | 0 | -71488.5639 | 0 | 272701.7664 | 0 | 0 | 0 | 0 | 0 | 0 | 0 | 0 | 0 | 0 | 1372.7136 | 0 | 0
2016-07-12 05:00 | 0 | 0 | 0 | 0 | 0 | 216980.0053 | 0 | 477314 | 0 | 0 | 0 | 142977.1278 | 545403.5328 | 0 | 0 | 0 | 0 | 0 | 0 | 0 | 0 | 0 | 1720108.2539 | 0 | 0 | 0 | 0 | 10995.0581 | 0 | 272701.7664 | 0 | 0 | 0 | 0 | 0 | 0 | 0 | 0 | 0 | 0 | 1372.7136 | 0 | 0
2016-07-12 06:00 | 0 | 0 | 0 | 0 | 0 | 380382.1497 | 0 | 450498 | 0 | 0 | 0 | 71488.5639 | 545403.5328 | 0 | 0 | 0 | 0 | 0 | 0 | 0 | 0 | 0 | 1721199.5444 | 0 | 0 | 0 | 0 | -71488.5639 | 0 | 0 | 0 | 0 | 0 | 0 | 0 | 0 | 0 | 0 | 0 | 0 | 1372.7136 | 0 | 0
2016-07-12 07:00 | 0 | 0 | 0 | 0 | 0 | 88886.3833 | 0 | 431704 | 0 | 0 | 0 | 0 | 272701.7664 | 0 | 0 | 0 | 0 | 0 | 0 | 0 | 0 | 0 | 1722290.8304 | 0 | 0 | 0 | 0 | -71488.5639 | 0 | 272701.7664 | 0 | 0 | 0 | 0 | 0 | 0 | 0 | 0 | 0 | 0 | 1372.7136 | 0 | 0
2016-07-12 08:00 | 0 | 0 | 0 | 0 | 0 | 222158.5111 | 0 | 421999 | 0 | 0 | 0 | 71488.5639 | 0 | 0 | 0 | 0 | 0 | 0 | 0 | 0 | 0 | 0 | 1723382.1121 | 0 | 0 | 0 | 0 | 71488.5639 | 0 | 272701.7664 | 0 | 0 | 0 | 0 | 0 | 0 | 0 | 0 | 0 | 0 | 1372.7136 | 0 | 0
2016-07-12 09:00 | 0 | 0 | 0 | 0 | 0 | 484853.2194 | 0 | 422987 | 0 | 0 | 0 | 131982.0697 | 0 | 0 | 0 | 0 | 0 | 0 | 0 | 0 | 0 | 0 | 1724473.3895 | 0 | 0 | 0 | 0 | 60493.5058 | 0 | 0 | 0 | 0 | 0 | 0 | 0 | 0 | 0 | 0 | 0 | 0 | 1372.7136 | 0 | 0
2016-07-12 10:00 | 0 | 0 | 0 | 0 | 0 | 508890.2775 | 0 | 436029 | 0 | 0 | 0 | 203470.6336 | 0 | 0 | 0 | 0 | 0 | 0 | 0 | 0 | 0 | 0 | 1725564.6624 | 0 | 0 | 0 | 0 | 71488.5639 | 0 | 0 | 0 | 0 | 0 | 0 | 0 | 0 | 0 | 0 | 0 | 0 | 1372.7136 | 0 | 0
2016-07-12 11:00 | 0 | 0 | 0 | 0 | 0 | 416182.4741 | 4.7888 | 456498 | 0 | 0 | 0 | 161787.1828 | 0 | 0 | 0 | 0 | 0 | 0 | 0 | 0 | 0 | 0 | 1726655.931 | 0 | 0 | 0 | 0 | -41683.4508 | 0 | 0 | 0 | 0 | 0 | 0 | 0 | 0 | 0 | 0 | 0 | 0 | 1372.7136 | 0 | 0
2016-07-12 12:00 | 0 | 0 | 0 | 0 | 0 | 437913.4921 | 129262.3484 | 482934 | 0 | 0 | 0 | 90298.6189 | 154357.6909 | 0 | 0 | 0 | 0 | 0 | 0 | 0 | 0 | 0 | 1727747.1953 | 0 | 0 | 0 | 0 | -71488.5639 | 154357.6909 | 0 | 0 | 0 | 0 | 0 | 0 | 0 | 0 | 0 | 0 | 0 | 1372.7136 | 0 | 0
2016-07-12 13:00 | 0 | 0 | 0 | 0 | 0 | 0 | 506636.6413 | 512658 | 0 | 0 | 0 | 18810.055 | 218452.1825 | 0 | 0 | 0 | 0 | 0 | 0 | 0 | 0 | 0 | 1728838.4552 | 0 | 0 | 0 | 0 | -71488.5639 | 64094.4916 | 0 | 0 | 0 | 0 | 0 | 0 | 0 | 0 | 0 | 0 | 0 | 1372.7136 | 0 | 0
2016-07-12 14:00 | 0 | 0 | 0 | 0 | 0 | 0 | 703843.1646 | 546489 | 0 | 0 | 0 | 0 | 393243.6885 | 0 | 0 | 0 | 0 | 0 | 0 | 0 | 0 | 0 | 1729929.7107 | 0 | 0 | 0 | 0 | -18810.055 | 174791.506 | 0 | 0 | 0 | 0 | 0 | 0 | 0 | 0 | 0 | 0 | 0 | 1372.7136 | 0 | 0
2016-07-12 15:00 | 0 | 0 | 0 | 0 | 0 | 0 | 754882.2196 | 578718 | 0 | 0 | 0 | 0 | 568035.1946 | 0 | 0 | 0 | 0 | 0 | 0 | 0 | 0 | 0 | 1731020.9618 | 0 | 0 | 0 | 0 | 0 | 174791.506 | 0 | 0 | 0 | 0 | 0 | 0 | 0 | 0 | 0 | 0 | 0 | 1372.7136 | 0 | 0
2016-07-12 16:00 | 0 | 0 | 0 | 0 | 0 | 0 | 854966.7835 | 607314 | 0 | 0 | 0 | 71488.5639 | 742826.7006 | 0 | 0 | 0 | 0 | 0 | 0 | 0 | 0 | 0 | 1732112.2086 | 0 | 0 | 0 | 0 | 71488.5639 | 174791.506 | 0 | 0 | 0 | 0 | 0 | 0 | 0 | 0 | 0 | 0 | 0 | 1372.7136 | 0 | 0
2016-07-12 17:00 | 0 | 0 | 0 | 0 | 0 | 0 | 854116.4201 | 630683 | 0 | 0 | 0 | 118757.7644 | 917618.2066 | 0 | 0 | 0 | 0 | 0 | 0 | 0 | 0 | 0 | 1733203.451 | 0 | 0 | 0 | 0 | 47269.2005 | 174791.506 | 0 | 0 | 0 | 0 | 0 | 0 | 0 | 0 | 0 | 0 | 0 | 1372.7136 | 0 | 0
2016-07-12 18:00 | 0 | 0 | 0 | 0 | 0 | 0 | 869626.5181 | 648626 | 0 | 0 | 0 | 163594.0629 | 1092409.7127 | 0 | 0 | 0 | 0 | 0 | 0 | 0 | 0 | 0 | 1734294.6891 | 0 | 0 | 0 | 0 | 44836.2985 | 174791.506 | 0 | 0 | 0 | 0 | 0 | 0 | 0 | 0 | 0 | 0 | 0 | 1372.7136 | 0 | 0
2016-07-12 19:00 | 0 | 0 | 0 | 0 | 0 | 0 | 862190.3227 | 661644 | 0 | 0 | 0 | 187976.166 | 1267201.2187 | 0 | 0 | 0 | 0 | 0 | 0 | 0 | 0 | 0 | 1735385.9228 | 0 | 0 | 0 | 0 | 24382.1031 | 174791.506 | 0 | 0 | 0 | 0 | 0 | 0 | 0 | 0 | 0 | 0 | 0 | 1372.7136 | 0 | 0
2016-07-12 20:00 | 0 | 0 | 0 | 0 | 0 | 0 | 862069.6872 | 670411 | 0 | 0 | 0 | 203470.6336 | 1441992.7248 | 0 | 0 | 0 | 0 | 0 | 0 | 0 | 0 | 0 | 1736477.1521 | 0 | 0 | 0 | 0 | 15494.4676 | 174791.506 | 0 | 0 | 0 | 0 | 0 | 0 | 0 | 0 | 0 | 0 | 0 | 1372.7136 | 0 | 0
2016-07-12 21:00 | 0 | 0 | 0 | 0 | 0 | 0 | 849610.2196 | 673446 | 0 | 0 | 0 | 203470.6336 | 1616784.2308 | 0 | 0 | 0 | 0 | 0 | 0 | 0 | 0 | 0 | 1737568.377 | 0 | 0 | 0 | 0 | 0 | 174791.506 | 0 | 0 | 0 | 0 | 0 | 0 | 0 | 0 | 0 | 0 | 0 | 1372.7136 | 0 | 0
2016-07-12 22:00 | 0 | 0 | 0 | 0 | 0 | 12659.3571 | 833012.8625 | 669508 | 0 | 0 | 0 | 203470.6336 | 1791575.7368 | 0 | 0 | 0 | 0 | 0 | 0 | 0 | 0 | 0 | 1738659.5976 | 0 | 0 | 0 | 0 | 0 | 174791.506 | 0 | 0 | 0 | 0 | 0 | 0 | 0 | 0 | 0 | 0 | 0 | 1372.7136 | 0 | 0
2016-07-12 23:00 | 0 | 0 | 0 | 0 | 0 | 84.1513 | 760887.5045 | 656296 | 0 | 0 | 0 | 131982.0697 | 1966367.2429 | 0 | 0 | 0 | 0 | 0 | 0 | 0 | 0 | 0 | 1739750.8139 | 0 | 0 | 0 | 0 | -71488.5639 | 174791.506 | 0 | 0 | 0 | 0 | 0 | 0 | 0 | 0 | 0 | 0 | 0 | 1372.7136 | 0 | 0
2016-07-13 | 0 | 0 | 0 | 0 | 0 | 0 | 579639.5415 | 638843 | 0 | 0 | 0 | 60493.5058 | 1977279.6347 | 0 | 0 | 0 | 0 | 0 | 0 | 0 | 0 | 0 | 1740842.0257 | 0 | 0 | 0 | 0 | -71488.5639 | 10912.3918 | 0 | 0 | 0 | 0 | 0 | 0 | 0 | 0 | 0 | 0 | 0 | 1372.7136 | 0 | 0
2016-07-13 01:00 | 0 | 0 | 0 | 0 | 0 | 565092.2004 | 303220.5831 | 620660 | 0 | 0 | 0 | 131982.0697 | 2152071.1407 | 0 | 0 | 0 | 0 | 0 | 0 | 0 | 0 | 0 | 1741933.2332 | 0 | 0 | 0 | 0 | 71488.5639 | 174791.506 | 0 | 0 | 0 | 0 | 0 | 0 | 0 | 0 | 0 | 0 | 0 | 1372.7136 | 0 | 0
2016-07-13 02:00 | 0 | 0 | 0 | 0 | 0 | 661895.2476 | 35477.4081 | 592697 | 0 | 0 | 0 | 60493.5058 | 2326862.6468 | 0 | 0 | 0 | 0 | 0 | 0 | 0 | 0 | 0 | 1743024.4364 | 0 | 0 | 0 | 0 | -71488.5639 | 174791.506 | 0 | 0 | 0 | 0 | 0 | 0 | 0 | 0 | 0 | 0 | 0 | 1372.7136 | 0 | 0
2016-07-13 03:00 | 0 | 0 | 0 | 0 | 0 | 670367.7138 | 0 | 554697 | 0 | 0 | 0 | 0 | 2501654.1528 | 0 | 0 | 0 | 0 | 0 | 0 | 0 | 0 | 0 | 1744115.6351 | 0 | 0 | 0 | 0 | -60493.5058 | 174791.506 | 0 | 0 | 0 | 0 | 0 | 0 | 0 | 0 | 0 | 0 | 0 | 1372.7136 | 0 | 0
2016-07-13 04:00 | 0 | 0 | 0 | 0 | 0 | 590585.2775 | 0 | 517724 | 0 | 0 | 0 | 71488.5639 | 2501654.1528 | 0 | 0 | 0 | 0 | 0 | 0 | 0 | 0 | 0 | 1745206.8295 | 0 | 0 | 0 | 0 | 71488.5639 | 0 | 0 | 0 | 0 | 0 | 0 | 0 | 0 | 0 | 0 | 0 | 0 | 1372.7136 | 0 | 0
2016-07-13 05:00 | 0 | 0 | 0 | 0 | 0 | 142561.3833 | 0 | 485379 | 0 | 0 | 0 | 0 | 2228952.3864 | 0 | 0 | 0 | 0 | 0 | 0 | 0 | 0 | 0 | 1746298.0196 | 0 | 0 | 0 | 0 | -71488.5639 | 0 | 272701.7664 | 0 | 0 | 0 | 0 | 0 | 0 | 0 | 0 | 0 | 0 | 1372.7136 | 0 | 0
2016-07-13 06:00 | 0 | 0 | 0 | 0 | 0 | 461289.7136 | 0 | 459917 | 0 | 0 | 0 | 0 | 2228952.3864 | 0 | 0 | 0 | 0 | 0 | 0 | 0 | 0 | 0 | 1747389.2052 | 0 | 0 | 0 | 0 | 0 | 0 | 0 | 0 | 0 | 0 | 0 | 0 | 0 | 0 | 0 | 0 | 0 | 1372.7136 | 0 | 0
2016-07-13 07:00 | 0 | 0 | 0 | 0 | 0 | 242093.5111 | 0 | 441934 | 0 | 0 | 0 | 71488.5639 | 1956250.62 | 0 | 0 | 0 | 0 | 0 | 0 | 0 | 0 | 0 | 1748480.3866 | 0 | 0 | 0 | 0 | 71488.5639 | 0 | 272701.7664 | 0 | 0 | 0 | 0 | 0 | 0 | 0 | 0 | 0 | 0 | 1372.7136 | 0 | 0
2016-07-13 08:00 | 0 | 0 | 0 | 0 | 0 | 362560.1497 | 0 | 432676 | 0 | 0 | 0 | 0 | 1956250.62 | 0 | 0 | 0 | 0 | 0 | 0 | 0 | 0 | 0 | 1749571.5635 | 0 | 0 | 0 | 0 | -71488.5639 | 0 | 0 | 0 | 0 | 0 | 0 | 0 | 0 | 0 | 0 | 0 | 0 | 1372.7136 | 0 | 0
2016-07-13 09:00 | 0 | 0 | 0 | 0 | 0 | 164503.9472 | 0 | 435833 | 0 | 0 | 0 | 0 | 1683548.8536 | 0 | 0 | 0 | 0 | 0 | 0 | 0 | 0 | 0 | 1750662.7361 | 0 | 0 | 0 | 0 | 0 | 0 | 272701.7664 | 0 | 0 | 0 | 0 | 0 | 0 | 0 | 0 | 0 | 0 | 1372.7136 | 0 | 0
2016-07-13 10:00 | 0 | 0 | 0 | 0 | 0 | 450323.7136 | 0 | 448951 | 0 | 0 | 0 | 0 | 1683548.8536 | 0 | 0 | 0 | 0 | 0 | 0 | 0 | 0 | 0 | 1751753.9043 | 0 | 0 | 0 | 0 | 0 | 0 | 0 | 0 | 0 | 0 | 0 | 0 | 0 | 0 | 0 | 0 | 0 | 1372.7136 | 0 | 0
2016-07-13 11:00 | 0 | 0 | 0 | 0 | 0 | 470918.1914 | 4.5221 | 469550 | 0 | 0 | 0 | 0 | 1683548.8536 | 0 | 0 | 0 | 0 | 0 | 0 | 0 | 0 | 0 | 1752845.0681 | 0 | 0 | 0 | 0 | 0 | 0 | 0 | 0 | 0 | 0 | 0 | 0 | 0 | 0 | 0 | 0 | 0 | 1372.7136 | 0 | 0
2016-07-13 12:00 | 0 | 0 | 0 | 0 | 0 | 384799.9492 | 129031.827 | 496070 | 0 | 0 | 0 | 0 | 1699937.9162 | 0 | 0 | 0 | 0 | 0 | 0 | 0 | 0 | 0 | 1753936.2276 | 0 | 0 | 0 | 0 | 0 | 16389.0626 | 0 | 0 | 0 | 0 | 0 | 0 | 0 | 0 | 0 | 0 | 0 | 1372.7136 | 0 | 0
2016-07-13 13:00 | 0 | 0 | 0 | 0 | 0 | 201752.6058 | 499854.6138 | 525443 | 0 | 0 | 0 | 0 | 1874729.4222 | 0 | 0 | 0 | 0 | 0 | 0 | 0 | 0 | 0 | 1755027.3828 | 0 | 0 | 0 | 0 | 0 | 174791.506 | 0 | 0 | 0 | 0 | 0 | 0 | 0 | 0 | 0 | 0 | 0 | 1372.7136 | 0 | 0
2016-07-13 14:00 | 0 | 0 | 0 | 0 | 0 | 45172.8194 | 715338.5849 | 559810 | 0 | 0 | 0 | 24537.1846 | 2049520.9282 | 0 | 0 | 0 | 0 | 0 | 0 | 0 | 0 | 0 | 1756118.5335 | 0 | 0 | 0 | 0 | 24537.1846 | 174791.506 | 0 | 0 | 0 | 0 | 0 | 0 | 0 | 0 | 0 | 0 | 0 | 1372.7136 | 0 | 0
2016-07-13 15:00 | 0 | 0 | 0 | 0 | 0 | 0 | 815682.9086 | 594899 | 0 | 0 | 0 | 69156.8736 | 2224312.4343 | 0 | 0 | 0 | 0 | 0 | 0 | 0 | 0 | 0 | 1757209.6799 | 0 | 0 | 0 | 0 | 44619.689 | 174791.506 | 0 | 0 | 0 | 0 | 0 | 0 | 0 | 0 | 0 | 0 | 0 | 1372.7136 | 0 | 0
2016-07-13 16:00 | 0 | 0 | 0 | 0 | 0 | 0 | 865286.1033 | 625088 | 0 | 0 | 0 | 133190.7573 | 2399103.9403 | 0 | 0 | 0 | 0 | 0 | 0 | 0 | 0 | 0 | 1758300.8219 | 0 | 0 | 0 | 0 | 64033.8837 | 174791.506 | 0 | 0 | 0 | 0 | 0 | 0 | 0 | 0 | 0 | 0 | 0 | 1372.7136 | 0 | 0
2016-07-13 17:00 | 0 | 0 | 0 | 0 | 0 | 0 | 872381.4596 | 649828 | 0 | 0 | 0 | 179579.9973 | 2573895.4464 | 0 | 0 | 0 | 0 | 0 | 0 | 0 | 0 | 0 | 1759391.9596 | 0 | 0 | 0 | 0 | 46389.24 | 174791.506 | 0 | 0 | 0 | 0 | 0 | 0 | 0 | 0 | 0 | 0 | 0 | 1372.7136 | 0 | 0
2016-07-13 18:00 | 0 | 0 | 0 | 0 | 0 | 0 | 865656.3845 | 668009 | 0 | 0 | 0 | 201063.1621 | 2748686.9524 | 0 | 0 | 0 | 0 | 0 | 0 | 0 | 0 | 0 | 1760483.0929 | 0 | 0 | 0 | 0 | 21483.1648 | 174791.506 | 0 | 0 | 0 | 0 | 0 | 0 | 0 | 0 | 0 | 0 | 0 | 1372.7136 | 0 | 0
2016-07-13 19:00 | 0 | 0 | 0 | 0 | 0 | 0 | 857896.691 | 679325 | 0 | 0 | 0 | 203470.6336 | 2923478.4584 | 0 | 0 | 0 | 0 | 0 | 0 | 0 | 0 | 0 | 1761574.2218 | 0 | 0 | 0 | 0 | 2407.4714 | 174791.506 | 0 | 0 | 0 | 0 | 0 | 0 | 0 | 0 | 0 | 0 | 0 | 1372.7136 | 0 | 0
2016-07-13 20:00 | 0 | 0 | 0 | 0 | 0 | 0 | 857447.3883 | 684178 | 0 | 0 | 0 | 200575.8022 | 3098269.9645 | 0 | 0 | 0 | 0 | 0 | 0 | 0 | 0 | 0 | 1762665.3464 | 0 | 0 | 0 | 0 | -2894.8313 | 174791.506 | 0 | 0 | 0 | 0 | 0 | 0 | 0 | 0 | 0 | 0 | 0 | 1372.7136 | 0 | 0
2016-07-13 21:00 | 0 | 0 | 0 | 0 | 0 | 0 | 851623.0771 | 685078 | 0 | 0 | 0 | 190956.6598 | 3273061.4705 | 0 | 0 | 0 | 0 | 0 | 0 | 0 | 0 | 0 | 1763756.4666 | 0 | 0 | 0 | 0 | -9619.1425 | 174791.506 | 0 | 0 | 0 | 0 | 0 | 0 | 0 | 0 | 0 | 0 | 0 | 1372.7136 | 0 | 0
2016-07-13 22:00 | 0 | 0 | 0 | 0 | 0 | 0 | 827629.9296 | 679696 | 0 | 0 | 0 | 162726.3697 | 3447852.9766 | 0 | 0 | 0 | 0 | 0 | 0 | 0 | 0 | 0 | 1764847.5824 | 0 | 0 | 0 | 0 | -28230.29 | 174791.506 | 0 | 0 | 0 | 0 | 0 | 0 | 0 | 0 | 0 | 0 | 0 | 1372.7136 | 0 | 0
2016-07-13 23:00 | 0 | 0 | 0 | 0 | 0 | 124999.2262 | 758899.2573 | 666990 | 0 | 0 | 0 | 203470.6336 | 3622644.4826 | 0 | 0 | 0 | 0 | 0 | 0 | 0 | 0 | 0 | 1765938.6939 | 0 | 0 | 0 | 0 | 40744.2638 | 174791.506 | 0 | 0 | 0 | 0 | 0 | 0 | 0 | 0 | 0 | 0 | 0 | 1372.7136 | 0 | 0
2016-07-14 | 0 | 0 | 0 | 0 | 0 | 0 | 574714.2152 | 650042 | 0 | 0 | 0 | 131982.0697 | 3617432.5481 | 0 | 0 | 0 | 0 | 0 | 0 | 0 | 0 | 0 | 1767029.801 | 0 | 0 | 0 | 0 | -71488.5639 | 0 | 5211.9345 | 0 | 0 | 0 | 0 | 0 | 0 | 0 | 0 | 0 | 0 | 1372.7136 | 0 | 0
2016-07-14 01:00 | 0 | 0 | 0 | 0 | 0 | 531247.2311 | 305896.785 | 631894 | 0 | 0 | 0 | 161067.8661 | 3792224.0541 | 0 | 0 | 0 | 0 | 0 | 0 | 0 | 0 | 0 | 1768120.9038 | 0 | 0 | 0 | 0 | 29085.7965 | 174791.506 | 0 | 0 | 0 | 0 | 0 | 0 | 0 | 0 | 0 | 0 | 0 | 1372.7136 | 0 | 0
2016-07-14 02:00 | 0 | 0 | 0 | 0 | 0 | 585500.5327 | 37952.2416 | 602801 | 0 | 0 | 0 | 89579.3022 | 3882991.6787 | 0 | 0 | 0 | 0 | 0 | 0 | 0 | 0 | 0 | 1769212.0022 | 0 | 0 | 0 | 0 | -71488.5639 | 90767.6246 | 0 | 0 | 0 | 0 | 0 | 0 | 0 | 0 | 0 | 0 | 0 | 1372.7136 | 0 | 0
2016-07-14 03:00 | 0 | 0 | 0 | 0 | 0 | 582466.2734 | 0 | 564675 | 0 | 0 | 0 | 18090.7384 | 3970898.8024 | 0 | 0 | 0 | 0 | 0 | 0 | 0 | 0 | 0 | 1770303.0962 | 0 | 0 | 0 | 0 | -71488.5639 | 87907.1237 | 0 | 0 | 0 | 0 | 0 | 0 | 0 | 0 | 0 | 0 | 0 | 1372.7136 | 0 | 0
2016-07-14 04:00 | 0 | 0 | 0 | 0 | 0 | 564579.1657 | 0 | 526053 | 0 | 0 | 0 | 55244.1905 | 3970898.8024 | 0 | 0 | 0 | 0 | 0 | 0 | 0 | 0 | 0 | 1771394.1858 | 0 | 0 | 0 | 0 | 37153.4521 | 0 | 0 | 0 | 0 | 0 | 0 | 0 | 0 | 0 | 0 | 0 | 0 | 1372.7136 | 0 | 0
2016-07-14 05:00 | 0 | 0 | 0 | 0 | 0 | 294121.5111 | 0 | 493962 | 0 | 0 | 0 | 126732.7543 | 3698197.036 | 0 | 0 | 0 | 0 | 0 | 0 | 0 | 0 | 0 | 1772485.2711 | 0 | 0 | 0 | 0 | 71488.5639 | 0 | 272701.7664 | 0 | 0 | 0 | 0 | 0 | 0 | 0 | 0 | 0 | 0 | 1372.7136 | 0 | 0
2016-07-14 06:00 | 0 | 0 | 0 | 0 | 0 | 473675.0289 | 0 | 467053 | 0 | 0 | 0 | 131982.0697 | 3698197.036 | 0 | 0 | 0 | 0 | 0 | 0 | 0 | 0 | 0 | 1773576.352 | 0 | 0 | 0 | 0 | 5249.3153 | 0 | 0 | 0 | 0 | 0 | 0 | 0 | 0 | 0 | 0 | 0 | 0 | 1372.7136 | 0 | 0
2016-07-14 07:00 | 0 | 0 | 0 | 0 | 0 | 247526.5111 | 0 | 447367 | 0 | 0 | 0 | 203470.6336 | 3425495.2696 | 0 | 0 | 0 | 0 | 0 | 0 | 0 | 0 | 0 | 1774667.4286 | 0 | 0 | 0 | 0 | 71488.5639 | 0 | 272701.7664 | 0 | 0 | 0 | 0 | 0 | 0 | 0 | 0 | 0 | 0 | 1372.7136 | 0 | 0
2016-07-14 08:00 | 0 | 0 | 0 | 0 | 0 | 367630.1497 | 0 | 437746 | 0 | 0 | 0 | 131982.0697 | 3425495.2696 | 0 | 0 | 0 | 0 | 0 | 0 | 0 | 0 | 0 | 1775758.5008 | 0 | 0 | 0 | 0 | -71488.5639 | 0 | 0 | 0 | 0 | 0 | 0 | 0 | 0 | 0 | 0 | 0 | 0 | 1372.7136 | 0 | 0
2016-07-14 09:00 | 0 | 0 | 0 | 0 | 0 | 456478.954 | 0 | 439448 | 0 | 0 | 0 | 142977.1278 | 3430158.4519 | 0 | 0 | 0 | 0 | 0 | 0 | 0 | 0 | 0 | 1776849.5686 | 0 | 0 | 0 | 0 | 10995.0581 | 4663.1823 | 0 | 0 | 0 | 0 | 0 | 0 | 0 | 0 | 0 | 0 | 0 | 1372.7136 | 0 | 0
2016-07-14 10:00 | 0 | 0 | 0 | 0 | 0 | 110328.3833 | 0 | 453146 | 0 | 0 | 0 | 71488.5639 | 3157456.6855 | 0 | 0 | 0 | 0 | 0 | 0 | 0 | 0 | 0 | 1777940.6321 | 0 | 0 | 0 | 0 | -71488.5639 | 0 | 272701.7664 | 0 | 0 | 0 | 0 | 0 | 0 | 0 | 0 | 0 | 0 | 1372.7136 | 0 | 0
2016-07-14 11:00 | 0 | 0 | 0 | 0 | 0 | 374363.236 | 0 | 473437 | 0 | 0 | 0 | 0 | 3128498.7718 | 0 | 0 | 0 | 0 | 0 | 0 | 0 | 0 | 0 | 1779031.6912 | 0 | 0 | 0 | 0 | -71488.5639 | 0 | 28957.9137 | 0 | 0 | 0 | 0 | 0 | 0 | 0 | 0 | 0 | 0 | 1372.7136 | 0 | 0
2016-07-14 12:00 | 0 | 0 | 0 | 0 | 0 | 116886.2209 | 109946.7263 | 498162 | 0 | 0 | 0 | 0 | 2855797.0054 | 0 | 0 | 0 | 0 | 0 | 0 | 0 | 0 | 0 | 1780122.7459 | 0 | 0 | 0 | 0 | 0 | 0 | 272701.7664 | 0 | 0 | 0 | 0 | 0 | 0 | 0 | 0 | 0 | 0 | 1372.7136 | 0 | 0
2016-07-14 13:00 | 0 | 0 | 0 | 0 | 0 | 30309.1969 | 499017.5167 | 527954 | 0 | 0 | 0 | 0 | 2855797.0054 | 0 | 0 | 0 | 0 | 0 | 0 | 0 | 0 | 0 | 1781213.7963 | 0 | 0 | 0 | 0 | 0 | 0 | 0 | 0 | 0 | 0 | 0 | 0 | 0 | 0 | 0 | 0 | 0 | 1372.7136 | 0 | 0
2016-07-14 14:00 | 0 | 0 | 0 | 0 | 0 | 0 | 701525.1879 | 563662 | 0 | 0 | 0 | 0 | 2992287.4797 | 0 | 0 | 0 | 0 | 0 | 0 | 0 | 0 | 0 | 1782304.8423 | 0 | 0 | 0 | 0 | 0 | 136490.4743 | 0 | 0 | 0 | 0 | 0 | 0 | 0 | 0 | 0 | 0 | 0 | 1372.7136 | 0 | 0
2016-07-14 15:00 | 0 | 0 | 0 | 0 | 0 | 0 | 804783.2345 | 597192 | 0 | 0 | 0 | 31427.0149 | 3167078.9857 | 0 | 0 | 0 | 0 | 0 | 0 | 0 | 0 | 0 | 1783395.884 | 0 | 0 | 0 | 0 | 31427.0149 | 174791.506 | 0 | 0 | 0 | 0 | 0 | 0 | 0 | 0 | 0 | 0 | 0 | 1372.7136 | 0 | 0
2016-07-14 16:00 | 0 | 0 | 0 | 0 | 0 | 0 | 849374.1856 | 624767 | 0 | 0 | 0 | 79869.9808 | 3341870.4918 | 0 | 0 | 0 | 0 | 0 | 0 | 0 | 0 | 0 | 1784486.9213 | 0 | 0 | 0 | 0 | 48442.9659 | 174791.506 | 0 | 0 | 0 | 0 | 0 | 0 | 0 | 0 | 0 | 0 | 0 | 1372.7136 | 0 | 0
2016-07-14 17:00 | 0 | 0 | 0 | 0 | 0 | 0 | 856536.5116 | 645953 | 0 | 0 | 0 | 114289.2728 | 3516661.9978 | 0 | 0 | 0 | 0 | 0 | 0 | 0 | 0 | 0 | 1785577.9542 | 0 | 0 | 0 | 0 | 34419.2919 | 174791.506 | 0 | 0 | 0 | 0 | 0 | 0 | 0 | 0 | 0 | 0 | 0 | 1372.7136 | 0 | 0
2016-07-14 18:00 | 0 | 0 | 0 | 0 | 0 | 0 | 850130.72 | 661070 | 0 | 0 | 0 | 127185.7731 | 3691453.5038 | 0 | 0 | 0 | 0 | 0 | 0 | 0 | 0 | 0 | 1786668.9827 | 0 | 0 | 0 | 0 | 12896.5003 | 174791.506 | 0 | 0 | 0 | 0 | 0 | 0 | 0 | 0 | 0 | 0 | 0 | 1372.7136 | 0 | 0
2016-07-14 19:00 | 0 | 0 | 0 | 0 | 0 | 0 | 842973.4103 | 671398 | 0 | 0 | 0 | 122596.9638 | 3866245.0099 | 0 | 0 | 0 | 0 | 0 | 0 | 0 | 0 | 0 | 1787760.0069 | 0 | 0 | 0 | 0 | -4588.8093 | 174791.506 | 0 | 0 | 0 | 0 | 0 | 0 | 0 | 0 | 0 | 0 | 0 | 1372.7136 | 0 | 0
2016-07-14 20:00 | 0 | 0 | 0 | 0 | 0 | 0 | 843160.0957 | 676307 | 0 | 0 | 0 | 182925.3183 | 3971397.0375 | 0 | 0 | 0 | 0 | 0 | 0 | 0 | 0 | 0 | 1788851.0268 | 0 | 0 | 0 | 0 | 60328.3545 | 105152.0277 | 0 | 0 | 0 | 0 | 0 | 0 | 0 | 0 | 0 | 0 | 0 | 1372.7136 | 0 | 0
2016-07-14 21:00 | 0 | 0 | 0 | 0 | 0 | 0 | 836761.9723 | 677747 | 0 | 0 | 0 | 165776.0709 | 4146188.5436 | 0 | 0 | 0 | 0 | 0 | 0 | 0 | 0 | 0 | 1789942.0422 | 0 | 0 | 0 | 0 | -17149.2474 | 174791.506 | 0 | 0 | 0 | 0 | 0 | 0 | 0 | 0 | 0 | 0 | 0 | 1372.7136 | 0 | 0
2016-07-14 22:00 | 0 | 0 | 0 | 0 | 0 | 0 | 815648.2184 | 673278 | 0 | 0 | 0 | 131982.0697 | 4320980.0496 | 0 | 0 | 0 | 0 | 0 | 0 | 0 | 0 | 0 | 1791033.0533 | 0 | 0 | 0 | 0 | -33794.0013 | 174791.506 | 0 | 0 | 0 | 0 | 0 | 0 | 0 | 0 | 0 | 0 | 0 | 1372.7136 | 0 | 0
2016-07-14 23:00 | 0 | 0 | 0 | 0 | 0 | 0 | 734229.2019 | 660714 | 0 | 0 | 0 | 203470.6336 | 4321633.974 | 0 | 0 | 0 | 0 | 0 | 0 | 0 | 0 | 0 | 1792124.06 | 0 | 0 | 0 | 0 | 71488.5639 | 653.9244 | 0 | 0 | 0 | 0 | 0 | 0 | 0 | 0 | 0 | 0 | 0 | 1372.7136 | 0 | 0
2016-07-15 | 0 | 0 | 0 | 0 | 0 | 0 | 574377.1856 | 643060 | 0 | 0 | 0 | 132699.188 | 4322349.8915 | 0 | 0 | 0 | 0 | 0 | 0 | 0 | 0 | 0 | 1793215.0624 | 0 | 0 | 0 | 0 | -70771.4455 | 715.9175 | 0 | 0 | 0 | 0 | 0 | 0 | 0 | 0 | 0 | 0 | 0 | 1372.7136 | 0 | 0
2016-07-15 01:00 | 0 | 0 | 0 | 0 | 0 | 0 | 293628.323 | 626168 | 0 | 0 | 0 | 71488.5639 | 4049648.1251 | 0 | 0 | 0 | 0 | 0 | 0 | 0 | 0 | 0 | 1794306.0604 | 0 | 0 | 0 | 0 | -61210.6242 | 0 | 272701.7664 | 0 | 0 | 0 | 0 | 0 | 0 | 0 | 0 | 0 | 0 | 1372.7136 | 0 | 0
2016-07-15 02:00 | 0 | 0 | 0 | 0 | 0 | 426423.2281 | 33506.3676 | 596932 | 0 | 0 | 0 | 0 | 3982761.5711 | 0 | 0 | 0 | 0 | 0 | 0 | 0 | 0 | 0 | 1795397.0541 | 0 | 0 | 0 | 0 | -71488.5639 | 0 | 66886.554 | 0 | 0 | 0 | 0 | 0 | 0 | 0 | 0 | 0 | 0 | 1372.7136 | 0 | 0
2016-07-15 03:00 | 0 | 0 | 0 | 0 | 0 | 286325.9472 | 0 | 557655 | 0 | 0 | 0 | 0 | 3710059.8047 | 0 | 0 | 0 | 0 | 0 | 0 | 0 | 0 | 0 | 1796488.0433 | 0 | 0 | 0 | 0 | 0 | 0 | 272701.7664 | 0 | 0 | 0 | 0 | 0 | 0 | 0 | 0 | 0 | 0 | 1372.7136 | 0 | 0
2016-07-15 04:00 | 0 | 0 | 0 | 0 | 0 | 249638.9472 | 0 | 520968 | 0 | 0 | 0 | 0 | 3437358.0383 | 0 | 0 | 0 | 0 | 0 | 0 | 0 | 0 | 0 | 1797579.0283 | 0 | 0 | 0 | 0 | 0 | 0 | 272701.7664 | 0 | 0 | 0 | 0 | 0 | 0 | 0 | 0 | 0 | 0 | 1372.7136 | 0 | 0
2016-07-15 05:00 | 0 | 0 | 0 | 0 | 0 | 288578.5111 | 0 | 488419 | 0 | 0 | 0 | 71488.5639 | 3164656.2719 | 0 | 0 | 0 | 0 | 0 | 0 | 0 | 0 | 0 | 1798670.0088 | 0 | 0 | 0 | 0 | 71488.5639 | 0 | 272701.7664 | 0 | 0 | 0 | 0 | 0 | 0 | 0 | 0 | 0 | 0 | 1372.7136 | 0 | 0
2016-07-15 06:00 | 0 | 0 | 0 | 0 | 0 | 235876.7215 | 0 | 461753 | 0 | 0 | 0 | 116941.3382 | 2891954.5054 | 0 | 0 | 0 | 0 | 0 | 0 | 0 | 0 | 0 | 1799760.985 | 0 | 0 | 0 | 0 | 45452.7743 | 0 | 272701.7664 | 0 | 0 | 0 | 0 | 0 | 0 | 0 | 0 | 0 | 0 | 1372.7136 | 0 | 0
2016-07-15 07:00 | 0 | 0 | 0 | 0 | 0 | 99273.3833 | 0 | 442091 | 0 | 0 | 0 | 45452.7743 | 2619252.739 | 0 | 0 | 0 | 0 | 0 | 0 | 0 | 0 | 0 | 1800851.9568 | 0 | 0 | 0 | 0 | -71488.5639 | 0 | 272701.7664 | 0 | 0 | 0 | 0 | 0 | 0 | 0 | 0 | 0 | 0 | 1372.7136 | 0 | 0
2016-07-15 08:00 | 0 | 0 | 0 | 0 | 0 | 231988.5111 | 0 | 431829 | 0 | 0 | 0 | 116941.3382 | 2346550.9726 | 0 | 0 | 0 | 0 | 0 | 0 | 0 | 0 | 0 | 1801942.9243 | 0 | 0 | 0 | 0 | 71488.5639 | 0 | 272701.7664 | 0 | 0 | 0 | 0 | 0 | 0 | 0 | 0 | 0 | 0 | 1372.7136 | 0 | 0
2016-07-15 09:00 | 0 | 0 | 0 | 0 | 0 | 221296.3237 | 0 | 432607 | 0 | 0 | 0 | 176959.7147 | 2073849.2062 | 0 | 0 | 0 | 0 | 0 | 0 | 0 | 0 | 0 | 1803033.8874 | 0 | 0 | 0 | 0 | 60018.3765 | 0 | 272701.7664 | 0 | 0 | 0 | 0 | 0 | 0 | 0 | 0 | 0 | 0 | 1372.7136 | 0 | 0
2016-07-15 10:00 | 0 | 0 | 0 | 0 | 0 | 199587.866 | 0 | 444406 | 0 | 0 | 0 | 203470.6336 | 1801147.4398 | 0 | 0 | 0 | 0 | 0 | 0 | 0 | 0 | 0 | 1804124.8461 | 0 | 0 | 0 | 0 | 26510.9188 | 0 | 272701.7664 | 0 | 0 | 0 | 0 | 0 | 0 | 0 | 0 | 0 | 0 | 1372.7136 | 0 | 0
2016-07-15 11:00 | 0 | 0 | 0 | 0 | 0 | 159875.082 | 1.9381 | 462733 | 0 | 0 | 0 | 171943.7065 | 1528445.6734 | 0 | 0 | 0 | 0 | 0 | 0 | 0 | 0 | 0 | 1805215.8005 | 0 | 0 | 0 | 0 | -31526.9271 | 0 | 272701.7664 | 0 | 0 | 0 | 0 | 0 | 0 | 0 | 0 | 0 | 0 | 1372.7136 | 0 | 0
2016-07-15 12:00 | 0 | 0 | 0 | 0 | 0 | 36214.5175 | 107987.8658 | 487020 | 0 | 0 | 0 | 100455.1426 | 1255743.907 | 0 | 0 | 0 | 0 | 0 | 0 | 0 | 0 | 0 | 1806306.7505 | 0 | 0 | 0 | 0 | -71488.5639 | 0 | 272701.7664 | 0 | 0 | 0 | 0 | 0 | 0 | 0 | 0 | 0 | 0 | 1372.7136 | 0 | 0
2016-07-15 13:00 | 0 | 0 | 0 | 0 | 0 | 0 | 473009.9879 | 517382 | 0 | 0 | 0 | 54710.4169 | 1255743.907 | 0 | 0 | 0 | 0 | 0 | 0 | 0 | 0 | 0 | 1807397.6961 | 0 | 0 | 0 | 0 | -45744.7257 | 0 | 0 | 0 | 0 | 0 | 0 | 0 | 0 | 0 | 0 | 0 | 0 | 1372.7136 | 0 | 0
2016-07-15 14:00 | 0 | 0 | 0 | 0 | 0 | 0 | 689743.993 | 548705 | 0 | 0 | 0 | 26545.0164 | 1423575.5869 | 0 | 0 | 0 | 0 | 0 | 0 | 0 | 0 | 0 | 1808488.6374 | 0 | 0 | 0 | 0 | -28165.4005 | 167831.6799 | 0 | 0 | 0 | 0 | 0 | 0 | 0 | 0 | 0 | 0 | 0 | 1372.7136 | 0 | 0
2016-07-15 15:00 | 0 | 0 | 0 | 0 | 0 | 0 | 788284.7943 | 577335 | 0 | 0 | 0 | 61330.5911 | 1598367.0929 | 0 | 0 | 0 | 0 | 0 | 0 | 0 | 0 | 0 | 1809579.5743 | 0 | 0 | 0 | 0 | 34785.5747 | 174791.506 | 0 | 0 | 0 | 0 | 0 | 0 | 0 | 0 | 0 | 0 | 0 | 1372.7136 | 0 | 0
2016-07-15 16:00 | 0 | 0 | 0 | 0 | 0 | 0 | 833913.7034 | 601301 | 0 | 0 | 0 | 132819.1549 | 1758118.5189 | 0 | 0 | 0 | 0 | 0 | 0 | 0 | 0 | 0 | 1810670.5068 | 0 | 0 | 0 | 0 | 71488.5639 | 159751.4259 | 0 | 0 | 0 | 0 | 0 | 0 | 0 | 0 | 0 | 0 | 0 | 1372.7136 | 0 | 0
2016-07-15 17:00 | 0 | 0 | 0 | 0 | 0 | 0 | 843375.8089 | 623336 | 0 | 0 | 0 | 176694.7443 | 1932910.0249 | 0 | 0 | 0 | 0 | 0 | 0 | 0 | 0 | 0 | 1811761.435 | 0 | 0 | 0 | 0 | 43875.5893 | 174791.506 | 0 | 0 | 0 | 0 | 0 | 0 | 0 | 0 | 0 | 0 | 0 | 1372.7136 | 0 | 0
2016-07-15 18:00 | 0 | 0 | 0 | 0 | 0 | 0 | 839077.8674 | 640286 | 0 | 0 | 0 | 199322.392 | 2107701.5309 | 0 | 0 | 0 | 0 | 0 | 0 | 0 | 0 | 0 | 1812852.3589 | 0 | 0 | 0 | 0 | 22627.6478 | 174791.506 | 0 | 0 | 0 | 0 | 0 | 0 | 0 | 0 | 0 | 0 | 0 | 1372.7136 | 0 | 0
2016-07-15 19:00 | 0 | 0 | 0 | 0 | 0 | 0 | 831016.4612 | 650704 | 0 | 0 | 0 | 203470.6336 | 2282493.037 | 0 | 0 | 0 | 0 | 0 | 0 | 0 | 0 | 0 | 1813943.2783 | 0 | 0 | 0 | 0 | 4148.2415 | 174791.506 | 0 | 0 | 0 | 0 | 0 | 0 | 0 | 0 | 0 | 0 | 0 | 1372.7136 | 0 | 0
2016-07-15 20:00 | 0 | 0 | 0 | 0 | 0 | 0 | 827645.1316 | 657165 | 0 | 0 | 0 | 197786.5455 | 2457284.543 | 0 | 0 | 0 | 0 | 0 | 0 | 0 | 0 | 0 | 1815034.1934 | 0 | 0 | 0 | 0 | -5684.0881 | 174791.506 | 0 | 0 | 0 | 0 | 0 | 0 | 0 | 0 | 0 | 0 | 0 | 1372.7136 | 0 | 0
2016-07-15 21:00 | 0 | 0 | 0 | 0 | 0 | 0 | 817752.1133 | 657587 | 0 | 0 | 0 | 181787.4392 | 2632076.0491 | 0 | 0 | 0 | 0 | 0 | 0 | 0 | 0 | 0 | 1816125.1041 | 0 | 0 | 0 | 0 | -15999.1063 | 174791.506 | 0 | 0 | 0 | 0 | 0 | 0 | 0 | 0 | 0 | 0 | 0 | 1372.7136 | 0 | 0
2016-07-15 22:00 | 0 | 0 | 0 | 0 | 0 | 0 | 785706.3967 | 648192 | 0 | 0 | 0 | 143137.6163 | 2806867.5551 | 0 | 0 | 0 | 0 | 0 | 0 | 0 | 0 | 0 | 1817216.0105 | 0 | 0 | 0 | 0 | -38649.8229 | 174791.506 | 0 | 0 | 0 | 0 | 0 | 0 | 0 | 0 | 0 | 0 | 0 | 1372.7136 | 0 | 0
2016-07-15 23:00 | 0 | 0 | 0 | 0 | 0 | 0 | 698879.7006 | 630495 | 0 | 0 | 0 | 203470.6336 | 2813546.5248 | 0 | 0 | 0 | 0 | 0 | 0 | 0 | 0 | 0 | 1818306.9125 | 0 | 0 | 0 | 0 | 60333.0173 | 6678.9697 | 0 | 0 | 0 | 0 | 0 | 0 | 0 | 0 | 0 | 0 | 0 | 1372.7136 | 0 | 0
2016-07-16 | 0 | 0 | 0 | 0 | 0 | 0 | 541361.106 | 610563 | 0 | 0 | 0 | 201041.2268 | 2745401.324 | 0 | 0 | 0 | 0 | 0 | 0 | 0 | 0 | 0 | 1819397.8101 | 0 | 0 | 0 | 0 | -2429.4067 | 0 | 68145.2008 | 0 | 0 | 0 | 0 | 0 | 0 | 0 | 0 | 0 | 0 | 1372.7136 | 0 | 0
2016-07-16 01:00 | 0 | 0 | 0 | 0 | 0 | 0 | 263888.8481 | 593282 | 0 | 0 | 0 | 142977.1278 | 2472699.5576 | 0 | 0 | 0 | 0 | 0 | 0 | 0 | 0 | 0 | 1820488.7034 | 0 | 0 | 0 | 0 | -58064.0991 | 0 | 272701.7664 | 0 | 0 | 0 | 0 | 0 | 0 | 0 | 0 | 0 | 0 | 1372.7136 | 0 | 0
2016-07-16 02:00 | 0 | 0 | 0 | 0 | 0 | 196358.7476 | 27757.6356 | 566934 | 0 | 0 | 0 | 71488.5639 | 2199997.7911 | 0 | 0 | 0 | 0 | 0 | 0 | 0 | 0 | 0 | 1821579.5923 | 0 | 0 | 0 | 0 | -71488.5639 | 0 | 272701.7664 | 0 | 0 | 0 | 0 | 0 | 0 | 0 | 0 | 0 | 0 | 1372.7136 | 0 | 0
2016-07-16 03:00 | 0 | 0 | 0 | 0 | 0 | 188578.3833 | 0 | 531396 | 0 | 0 | 0 | 0 | 1927296.0247 | 0 | 0 | 0 | 0 | 0 | 0 | 0 | 0 | 0 | 1822670.4769 | 0 | 0 | 0 | 0 | -71488.5639 | 0 | 272701.7664 | 0 | 0 | 0 | 0 | 0 | 0 | 0 | 0 | 0 | 0 | 1372.7136 | 0 | 0
2016-07-16 04:00 | 0 | 0 | 0 | 0 | 0 | 224600.9472 | 0 | 495930 | 0 | 0 | 0 | 0 | 1654594.2583 | 0 | 0 | 0 | 0 | 0 | 0 | 0 | 0 | 0 | 1823761.3571 | 0 | 0 | 0 | 0 | 0 | 0 | 272701.7664 | 0 | 0 | 0 | 0 | 0 | 0 | 0 | 0 | 0 | 0 | 1372.7136 | 0 | 0
2016-07-16 05:00 | 0 | 0 | 0 | 0 | 0 | 265774.5111 | 0 | 465615 | 0 | 0 | 0 | 71488.5639 | 1381892.4919 | 0 | 0 | 0 | 0 | 0 | 0 | 0 | 0 | 0 | 1824852.2329 | 0 | 0 | 0 | 0 | 71488.5639 | 0 | 272701.7664 | 0 | 0 | 0 | 0 | 0 | 0 | 0 | 0 | 0 | 0 | 1372.7136 | 0 | 0
2016-07-16 06:00 | 0 | 0 | 0 | 0 | 0 | 371454.1497 | 0 | 441570 | 0 | 0 | 0 | 0 | 1381892.4919 | 0 | 0 | 0 | 0 | 0 | 0 | 0 | 0 | 0 | 1825943.1043 | 0 | 0 | 0 | 0 | -71488.5639 | 0 | 0 | 0 | 0 | 0 | 0 | 0 | 0 | 0 | 0 | 0 | 0 | 1372.7136 | 0 | 0
2016-07-16 07:00 | 0 | 0 | 0 | 0 | 0 | 222538.5111 | 0 | 422379 | 0 | 0 | 0 | 71488.5639 | 1109190.7255 | 0 | 0 | 0 | 0 | 0 | 0 | 0 | 0 | 0 | 1827033.9714 | 0 | 0 | 0 | 0 | 71488.5639 | 0 | 272701.7664 | 0 | 0 | 0 | 0 | 0 | 0 | 0 | 0 | 0 | 0 | 1372.7136 | 0 | 0
2016-07-16 08:00 | 0 | 0 | 0 | 0 | 0 | 138857.9472 | 0 | 410187 | 0 | 0 | 0 | 71488.5639 | 836488.9591 | 0 | 0 | 0 | 0 | 0 | 0 | 0 | 0 | 0 | 1828124.8342 | 0 | 0 | 0 | 0 | 0 | 0 | 272701.7664 | 0 | 0 | 0 | 0 | 0 | 0 | 0 | 0 | 0 | 0 | 1372.7136 | 0 | 0
2016-07-16 09:00 | 0 | 0 | 0 | 0 | 0 | 315933.4899 | 0 | 404433 | 0 | 0 | 0 | 0 | 818105.2992 | 0 | 0 | 0 | 0 | 0 | 0 | 0 | 0 | 0 | 1829215.6925 | 0 | 0 | 0 | 0 | -71488.5639 | 0 | 18383.6598 | 0 | 0 | 0 | 0 | 0 | 0 | 0 | 0 | 0 | 0 | 1372.7136 | 0 | 0
2016-07-16 10:00 | 0 | 0 | 0 | 0 | 0 | 204115.5111 | 0 | 403956 | 0 | 0 | 0 | 71488.5639 | 545403.5328 | 0 | 0 | 0 | 0 | 0 | 0 | 0 | 0 | 0 | 1830306.5465 | 0 | 0 | 0 | 0 | 71488.5639 | 0 | 272701.7664 | 0 | 0 | 0 | 0 | 0 | 0 | 0 | 0 | 0 | 0 | 1372.7136 | 0 | 0
2016-07-16 11:00 | 0 | 0 | 0 | 0 | 0 | 135439.2411 | 0 | 411897 | 0 | 0 | 0 | 66359.8578 | 272701.7664 | 0 | 0 | 0 | 0 | 0 | 0 | 0 | 0 | 0 | 1831397.3962 | 0 | 0 | 0 | 0 | -5128.7061 | 0 | 272701.7664 | 0 | 0 | 0 | 0 | 0 | 0 | 0 | 0 | 0 | 0 | 1372.7136 | 0 | 0
2016-07-16 12:00 | 0 | 0 | 0 | 0 | 0 | 0 | 93719.0894 | 431408 | 0 | 0 | 0 | 0 | 0 | 0 | 0 | 0 | 0 | 0 | 0 | 0 | 0 | 0 | 1832488.2414 | 0 | 0 | 0 | 0 | -66359.8578 | 0 | 272701.7664 | 0 | 0 | 0 | 0 | 0 | 0 | 0 | 0 | 0 | 0 | 1372.7136 | 0 | 0
2016-07-16 13:00 | 0 | 0 | 0 | 0 | 0 | 39793.5529 | 422312.1607 | 460733 | 0 | 0 | 0 | 0 | 0 | 0 | 0 | 0 | 0 | 0 | 0 | 0 | 0 | 0 | 1833579.0824 | 0 | 0 | 0 | 0 | 0 | 0 | 0 | 0 | 0 | 0 | 0 | 0 | 0 | 0 | 0 | 0 | 0 | 1372.7136 | 0 | 0
2016-07-16 14:00 | 0 | 0 | 0 | 0 | 0 | 0 | 644806.1785 | 493000 | 0 | 0 | 0 | 0 | 150433.4649 | 0 | 0 | 0 | 0 | 0 | 0 | 0 | 0 | 0 | 1834669.9189 | 0 | 0 | 0 | 0 | 0 | 150433.4649 | 0 | 0 | 0 | 0 | 0 | 0 | 0 | 0 | 0 | 0 | 0 | 1372.7136 | 0 | 0
2016-07-16 15:00 | 0 | 0 | 0 | 0 | 0 | 0 | 700335.2196 | 524171 | 0 | 0 | 0 | 0 | 325224.971 | 0 | 0 | 0 | 0 | 0 | 0 | 0 | 0 | 0 | 1835760.7511 | 0 | 0 | 0 | 0 | 0 | 174791.506 | 0 | 0 | 0 | 0 | 0 | 0 | 0 | 0 | 0 | 0 | 0 | 1372.7136 | 0 | 0
2016-07-16 16:00 | 0 | 0 | 0 | 0 | 0 | 0 | 798179.7835 | 550527 | 0 | 0 | 0 | 71488.5639 | 500016.477 | 0 | 0 | 0 | 0 | 0 | 0 | 0 | 0 | 0 | 1836851.5789 | 0 | 0 | 0 | 0 | 71488.5639 | 174791.506 | 0 | 0 | 0 | 0 | 0 | 0 | 0 | 0 | 0 | 0 | 0 | 1372.7136 | 0 | 0
2016-07-16 17:00 | 0 | 0 | 0 | 0 | 0 | 0 | 810000.0717 | 572417 | 0 | 0 | 0 | 132907.416 | 674807.9831 | 0 | 0 | 0 | 0 | 0 | 0 | 0 | 0 | 0 | 1837942.4024 | 0 | 0 | 0 | 0 | 61418.8521 | 174791.506 | 0 | 0 | 0 | 0 | 0 | 0 | 0 | 0 | 0 | 0 | 0 | 1372.7136 | 0 | 0
2016-07-16 18:00 | 0 | 0 | 0 | 0 | 0 | 0 | 835756.4372 | 589029 | 0 | 0 | 0 | 203470.6336 | 849599.4891 | 0 | 0 | 0 | 0 | 0 | 0 | 0 | 0 | 0 | 1839033.2215 | 0 | 0 | 0 | 0 | 70563.2176 | 174791.506 | 0 | 0 | 0 | 0 | 0 | 0 | 0 | 0 | 0 | 0 | 0 | 1372.7136 | 0 | 0
2016-07-16 19:00 | 0 | 0 | 0 | 0 | 0 | 0 | 776170.2196 | 600006 | 0 | 0 | 0 | 203470.6336 | 1024390.9951 | 0 | 0 | 0 | 0 | 0 | 0 | 0 | 0 | 0 | 1840124.0362 | 0 | 0 | 0 | 0 | 0 | 174791.506 | 0 | 0 | 0 | 0 | 0 | 0 | 0 | 0 | 0 | 0 | 0 | 1372.7136 | 0 | 0
2016-07-16 20:00 | 0 | 0 | 0 | 0 | 0 | 0 | 782677.2196 | 606513 | 0 | 0 | 0 | 203470.6336 | 1199182.5012 | 0 | 0 | 0 | 0 | 0 | 0 | 0 | 0 | 0 | 1841214.8466 | 0 | 0 | 0 | 0 | 0 | 174791.506 | 0 | 0 | 0 | 0 | 0 | 0 | 0 | 0 | 0 | 0 | 0 | 1372.7136 | 0 | 0
2016-07-16 21:00 | 0 | 0 | 0 | 0 | 0 | 0 | 776869.6442 | 608656 | 0 | 0 | 0 | 195520.0581 | 1373974.0072 | 0 | 0 | 0 | 0 | 0 | 0 | 0 | 0 | 0 | 1842305.6526 | 0 | 0 | 0 | 0 | -7950.5754 | 174791.506 | 0 | 0 | 0 | 0 | 0 | 0 | 0 | 0 | 0 | 0 | 0 | 1372.7136 | 0 | 0
2016-07-16 22:00 | 0 | 0 | 0 | 0 | 0 | 0 | 787583.7951 | 603469 | 0 | 0 | 0 | 203470.6336 | 1548765.5133 | 0 | 0 | 0 | 0 | 0 | 0 | 0 | 0 | 0 | 1843396.4542 | 0 | 0 | 0 | 0 | 7950.5754 | 174791.506 | 0 | 0 | 0 | 0 | 0 | 0 | 0 | 0 | 0 | 0 | 0 | 1372.7136 | 0 | 0
2016-07-16 23:00 | 0 | 0 | 0 | 0 | 0 | 0 | 707937.7801 | 591077 | 0 | 0 | 0 | 203470.6336 | 1664253.5798 | 0 | 0 | 0 | 0 | 0 | 0 | 0 | 0 | 0 | 1844487.2515 | 0 | 0 | 0 | 0 | 0 | 115488.0665 | 0 | 0 | 0 | 0 | 0 | 0 | 0 | 0 | 0 | 0 | 0 | 1372.7136 | 0 | 0
2016-07-17 | 0 | 0 | 0 | 0 | 0 | 0 | 552227.4547 | 575707 | 0 | 0 | 0 | 178618.3747 | 1664253.5798 | 0 | 0 | 0 | 0 | 0 | 0 | 0 | 0 | 0 | 1845578.0444 | 0 | 0 | 0 | 0 | -24852.2589 | 0 | 0 | 0 | 0 | 0 | 0 | 0 | 0 | 0 | 0 | 0 | 0 | 1372.7136 | 0 | 0
2016-07-17 01:00 | 0 | 0 | 0 | 0 | 0 | 4639.8719 | 280736.8097 | 560346 | 0 | 0 | 0 | 107129.8108 | 1459400.1117 | 0 | 0 | 0 | 0 | 0 | 0 | 0 | 0 | 0 | 1846668.833 | 0 | 0 | 0 | 0 | -71488.5639 | 0 | 204853.4681 | 0 | 0 | 0 | 0 | 0 | 0 | 0 | 0 | 0 | 0 | 1372.7136 | 0 | 0
2016-07-17 02:00 | 0 | 0 | 0 | 0 | 0 | 698717.241 | 25585.5035 | 538670 | 0 | 0 | 0 | 116598.3357 | 1634191.6177 | 0 | 0 | 0 | 0 | 0 | 0 | 0 | 0 | 0 | 1847759.6172 | 0 | 0 | 0 | 0 | 9468.5249 | 174791.506 | 0 | 0 | 0 | 0 | 0 | 0 | 0 | 0 | 0 | 0 | 0 | 1372.7136 | 0 | 0
2016-07-17 03:00 | 0 | 0 | 0 | 0 | 0 | 683052.5312 | 0 | 508492 | 0 | 0 | 0 | 131982.0697 | 1791995.7013 | 0 | 0 | 0 | 0 | 0 | 0 | 0 | 0 | 0 | 1848850.397 | 0 | 0 | 0 | 0 | 15383.734 | 157804.0836 | 0 | 0 | 0 | 0 | 0 | 0 | 0 | 0 | 0 | 0 | 0 | 1372.7136 | 0 | 0
2016-07-17 04:00 | 0 | 0 | 0 | 0 | 0 | 550343.2775 | 0 | 477482 | 0 | 0 | 0 | 203470.6336 | 1791995.7013 | 0 | 0 | 0 | 0 | 0 | 0 | 0 | 0 | 0 | 1849941.1725 | 0 | 0 | 0 | 0 | 71488.5639 | 0 | 0 | 0 | 0 | 0 | 0 | 0 | 0 | 0 | 0 | 0 | 0 | 1372.7136 | 0 | 0
2016-07-17 05:00 | 0 | 0 | 0 | 0 | 0 | 380919.1497 | 0 | 451035 | 0 | 0 | 0 | 131982.0697 | 1791995.7013 | 0 | 0 | 0 | 0 | 0 | 0 | 0 | 0 | 0 | 1851031.9436 | 0 | 0 | 0 | 0 | -71488.5639 | 0 | 0 | 0 | 0 | 0 | 0 | 0 | 0 | 0 | 0 | 0 | 0 | 1372.7136 | 0 | 0
2016-07-17 06:00 | 0 | 0 | 0 | 0 | 0 | 431015.7136 | 0 | 429643 | 0 | 0 | 0 | 131982.0697 | 1791995.7013 | 0 | 0 | 0 | 0 | 0 | 0 | 0 | 0 | 0 | 1852122.7103 | 0 | 0 | 0 | 0 | 0 | 0 | 0 | 0 | 0 | 0 | 0 | 0 | 0 | 0 | 0 | 0 | 0 | 1372.7136 | 0 | 0
2016-07-17 07:00 | 0 | 0 | 0 | 0 | 0 | 211747.5111 | 0 | 411588 | 0 | 0 | 0 | 203470.6336 | 1519293.9349 | 0 | 0 | 0 | 0 | 0 | 0 | 0 | 0 | 0 | 1853213.4727 | 0 | 0 | 0 | 0 | 71488.5639 | 0 | 272701.7664 | 0 | 0 | 0 | 0 | 0 | 0 | 0 | 0 | 0 | 0 | 1372.7136 | 0 | 0
2016-07-17 08:00 | 0 | 0 | 0 | 0 | 0 | 340697.2078 | 0 | 399818 | 0 | 0 | 0 | 142977.1278 | 1519293.9349 | 0 | 0 | 0 | 0 | 0 | 0 | 0 | 0 | 0 | 1854304.2307 | 0 | 0 | 0 | 0 | -60493.5058 | 0 | 0 | 0 | 0 | 0 | 0 | 0 | 0 | 0 | 0 | 0 | 0 | 1372.7136 | 0 | 0
2016-07-17 09:00 | 0 | 0 | 0 | 0 | 0 | 322506.1497 | 0 | 392622 | 0 | 0 | 0 | 71488.5639 | 1519293.9349 | 0 | 0 | 0 | 0 | 0 | 0 | 0 | 0 | 0 | 1855394.9843 | 0 | 0 | 0 | 0 | -71488.5639 | 0 | 0 | 0 | 0 | 0 | 0 | 0 | 0 | 0 | 0 | 0 | 0 | 1372.7136 | 0 | 0
2016-07-17 10:00 | 0 | 0 | 0 | 0 | 0 | 187686.5111 | 0 | 387527 | 0 | 0 | 0 | 142977.1278 | 1246592.1685 | 0 | 0 | 0 | 0 | 0 | 0 | 0 | 0 | 0 | 1856485.7336 | 0 | 0 | 0 | 0 | 71488.5639 | 0 | 272701.7664 | 0 | 0 | 0 | 0 | 0 | 0 | 0 | 0 | 0 | 0 | 1372.7136 | 0 | 0
2016-07-17 11:00 | 0 | 0 | 0 | 0 | 0 | 321524.3386 | 0.81111 | 391641 | 0 | 0 | 0 | 71488.5639 | 1246592.1685 | 0 | 0 | 0 | 0 | 0 | 0 | 0 | 0 | 0 | 1857576.4786 | 0 | 0 | 0 | 0 | -71488.5639 | 0 | 0 | 0 | 0 | 0 | 0 | 0 | 0 | 0 | 0 | 0 | 0 | 1372.7136 | 0 | 0
2016-07-17 12:00 | 0 | 0 | 0 | 0 | 0 | 0 | 109067.9239 | 411311 | 0 | 0 | 0 | 0 | 1014464.9427 | 0 | 0 | 0 | 0 | 0 | 0 | 0 | 0 | 0 | 1858667.2191 | 0 | 0 | 0 | 0 | -71488.5639 | 40574.5406 | 272701.7664 | 0 | 0 | 0 | 0 | 0 | 0 | 0 | 0 | 0 | 0 | 1372.7136 | 0 | 0
2016-07-17 13:00 | 0 | 0 | 0 | 0 | 0 | 0 | 444833.4975 | 444110 | 0 | 0 | 0 | 0 | 1013815.7266 | 0 | 0 | 0 | 0 | 0 | 0 | 0 | 0 | 0 | 1859757.9553 | 0 | 0 | 0 | 0 | 0 | 0 | 649.216 | 0 | 0 | 0 | 0 | 0 | 0 | 0 | 0 | 0 | 0 | 1372.7136 | 0 | 0
2016-07-17 14:00 | 0 | 0 | 0 | 0 | 0 | 0 | 663287.0589 | 479639 | 0 | 0 | 0 | 7483.8393 | 1188607.2327 | 0 | 0 | 0 | 0 | 0 | 0 | 0 | 0 | 0 | 1860848.6871 | 0 | 0 | 0 | 0 | 7483.8393 | 174791.506 | 0 | 0 | 0 | 0 | 0 | 0 | 0 | 0 | 0 | 0 | 0 | 1372.7136 | 0 | 0
2016-07-17 15:00 | 0 | 0 | 0 | 0 | 0 | 0 | 682772.3803 | 514092 | 0 | 0 | 0 | 0 | 1363398.7387 | 0 | 0 | 0 | 0 | 0 | 0 | 0 | 0 | 0 | 1861939.4146 | 0 | 0 | 0 | 0 | -7483.8393 | 174791.506 | 0 | 0 | 0 | 0 | 0 | 0 | 0 | 0 | 0 | 0 | 0 | 1372.7136 | 0 | 0
2016-07-17 16:00 | 0 | 0 | 0 | 0 | 0 | 0 | 793341.7835 | 545689 | 0 | 0 | 0 | 71488.5639 | 1538190.2448 | 0 | 0 | 0 | 0 | 0 | 0 | 0 | 0 | 0 | 1863030.1377 | 0 | 0 | 0 | 0 | 71488.5639 | 174791.506 | 0 | 0 | 0 | 0 | 0 | 0 | 0 | 0 | 0 | 0 | 0 | 1372.7136 | 0 | 0
2016-07-17 17:00 | 0 | 0 | 0 | 0 | 0 | 0 | 819027.7835 | 571375 | 0 | 0 | 0 | 142977.1278 | 1712981.7508 | 0 | 0 | 0 | 0 | 0 | 0 | 0 | 0 | 0 | 1864120.8565 | 0 | 0 | 0 | 0 | 71488.5639 | 174791.506 | 0 | 0 | 0 | 0 | 0 | 0 | 0 | 0 | 0 | 0 | 0 | 1372.7136 | 0 | 0
2016-07-17 18:00 | 0 | 0 | 0 | 0 | 0 | 0 | 820878.424 | 591889 | 0 | 0 | 0 | 195802.3322 | 1887773.2568 | 0 | 0 | 0 | 0 | 0 | 0 | 0 | 0 | 0 | 1865211.5709 | 0 | 0 | 0 | 0 | 52825.2044 | 174791.506 | 0 | 0 | 0 | 0 | 0 | 0 | 0 | 0 | 0 | 0 | 0 | 1372.7136 | 0 | 0
2016-07-17 19:00 | 0 | 0 | 0 | 0 | 0 | 0 | 786698.0994 | 607872 | 0 | 0 | 0 | 198464.2119 | 2062564.7629 | 0 | 0 | 0 | 0 | 0 | 0 | 0 | 0 | 0 | 1866302.2809 | 0 | 0 | 0 | 0 | 2661.8798 | 174791.506 | 0 | 0 | 0 | 0 | 0 | 0 | 0 | 0 | 0 | 0 | 0 | 1372.7136 | 0 | 0
2016-07-17 20:00 | 0 | 0 | 0 | 0 | 0 | 0 | 801298.6412 | 620128 | 0 | 0 | 0 | 203470.6336 | 2237356.2689 | 0 | 0 | 0 | 0 | 0 | 0 | 0 | 0 | 0 | 1867392.9865 | 0 | 0 | 0 | 0 | 5006.4216 | 174791.506 | 0 | 0 | 0 | 0 | 0 | 0 | 0 | 0 | 0 | 0 | 0 | 1372.7136 | 0 | 0
2016-07-17 21:00 | 0 | 0 | 0 | 0 | 0 | 0 | 785511.6381 | 628734 | 0 | 0 | 0 | 203470.6336 | 2392761.1934 | 0 | 0 | 0 | 0 | 0 | 0 | 0 | 0 | 0 | 1868483.6878 | 0 | 0 | 0 | 0 | 0 | 155404.9245 | 0 | 0 | 0 | 0 | 0 | 0 | 0 | 0 | 0 | 0 | 0 | 1372.7136 | 0 | 0
2016-07-17 22:00 | 0 | 0 | 0 | 0 | 0 | 0 | 749960.0126 | 630088 | 0 | 0 | 0 | 203470.6336 | 2511260.4924 | 0 | 0 | 0 | 0 | 0 | 0 | 0 | 0 | 0 | 1869574.3848 | 0 | 0 | 0 | 0 | 0 | 118499.299 | 0 | 0 | 0 | 0 | 0 | 0 | 0 | 0 | 0 | 0 | 0 | 1372.7136 | 0 | 0
2016-07-17 23:00 | 0 | 0 | 0 | 0 | 0 | 0 | 669920.3716 | 622054 | 0 | 0 | 0 | 203470.6336 | 2557754.1504 | 0 | 0 | 0 | 0 | 0 | 0 | 0 | 0 | 0 | 1870665.0773 | 0 | 0 | 0 | 0 | 0 | 46493.658 | 0 | 0 | 0 | 0 | 0 | 0 | 0 | 0 | 0 | 0 | 0 | 1372.7136 | 0 | 0
2016-07-18 | 0 | 0 | 0 | 0 | 0 | 0 | 520372.4093 | 608973 | 0 | 0 | 0 | 203470.6336 | 2467780.8461 | 0 | 0 | 0 | 0 | 0 | 0 | 0 | 0 | 0 | 1871755.7655 | 0 | 0 | 0 | 0 | 0 | 0 | 89973.3043 | 0 | 0 | 0 | 0 | 0 | 0 | 0 | 0 | 0 | 0 | 1372.7136 | 0 | 0
2016-07-18 01:00 | 0 | 0 | 0 | 0 | 0 | 0 | 262145.344 | 595724 | 0 | 0 | 0 | 131982.0697 | 2204318.0404 | 0 | 0 | 0 | 0 | 0 | 0 | 0 | 0 | 0 | 1872846.4494 | 0 | 0 | 0 | 0 | -71488.5639 | 0 | 263462.8057 | 0 | 0 | 0 | 0 | 0 | 0 | 0 | 0 | 0 | 0 | 1372.7136 | 0 | 0
2016-07-18 02:00 | 0 | 0 | 0 | 0 | 0 | 342617.2775 | 29721.2336 | 572179 | 0 | 0 | 0 | 203470.6336 | 1931616.274 | 0 | 0 | 0 | 0 | 0 | 0 | 0 | 0 | 0 | 1873937.1289 | 0 | 0 | 0 | 0 | 71488.5639 | 0 | 272701.7664 | 0 | 0 | 0 | 0 | 0 | 0 | 0 | 0 | 0 | 0 | 1372.7136 | 0 | 0
2016-07-18 03:00 | 0 | 0 | 0 | 0 | 0 | 518670.8045 | 0 | 540002 | 0 | 0 | 0 | 203470.6336 | 1908912.3649 | 0 | 0 | 0 | 0 | 0 | 0 | 0 | 0 | 0 | 1875027.804 | 0 | 0 | 0 | 0 | 0 | 0 | 22703.9091 | 0 | 0 | 0 | 0 | 0 | 0 | 0 | 0 | 0 | 0 | 1372.7136 | 0 | 0
2016-07-18 04:00 | 0 | 0 | 0 | 0 | 0 | 436690.1497 | 0 | 506806 | 0 | 0 | 0 | 131982.0697 | 1908912.3649 | 0 | 0 | 0 | 0 | 0 | 0 | 0 | 0 | 0 | 1876118.4747 | 0 | 0 | 0 | 0 | -71488.5639 | 0 | 0 | 0 | 0 | 0 | 0 | 0 | 0 | 0 | 0 | 0 | 0 | 1372.7136 | 0 | 0
2016-07-18 05:00 | 0 | 0 | 0 | 0 | 0 | 135118.3833 | 0 | 477936 | 0 | 0 | 0 | 60493.5058 | 1636210.5985 | 0 | 0 | 0 | 0 | 0 | 0 | 0 | 0 | 0 | 1877209.1411 | 0 | 0 | 0 | 0 | -71488.5639 | 0 | 272701.7664 | 0 | 0 | 0 | 0 | 0 | 0 | 0 | 0 | 0 | 0 | 1372.7136 | 0 | 0
2016-07-18 06:00 | 0 | 0 | 0 | 0 | 0 | 123249.4414 | 0 | 455072 | 0 | 0 | 0 | 0 | 1363508.8321 | 0 | 0 | 0 | 0 | 0 | 0 | 0 | 0 | 0 | 1878299.8032 | 0 | 0 | 0 | 0 | -60493.5058 | 0 | 272701.7664 | 0 | 0 | 0 | 0 | 0 | 0 | 0 | 0 | 0 | 0 | 1372.7136 | 0 | 0
2016-07-18 07:00 | 0 | 0 | 0 | 0 | 0 | 166945.9472 | 0 | 438275 | 0 | 0 | 0 | 0 | 1090807.0657 | 0 | 0 | 0 | 0 | 0 | 0 | 0 | 0 | 0 | 1879390.4608 | 0 | 0 | 0 | 0 | 0 | 0 | 272701.7664 | 0 | 0 | 0 | 0 | 0 | 0 | 0 | 0 | 0 | 0 | 1372.7136 | 0 | 0
2016-07-18 08:00 | 0 | 0 | 0 | 0 | 0 | 230194.5111 | 0 | 430035 | 0 | 0 | 0 | 71488.5639 | 818105.2992 | 0 | 0 | 0 | 0 | 0 | 0 | 0 | 0 | 0 | 1880481.1141 | 0 | 0 | 0 | 0 | 71488.5639 | 0 | 272701.7664 | 0 | 0 | 0 | 0 | 0 | 0 | 0 | 0 | 0 | 0 | 1372.7136 | 0 | 0
2016-07-18 09:00 | 0 | 0 | 0 | 0 | 0 | 362664.1497 | 0 | 432780 | 0 | 0 | 0 | 0 | 818105.2992 | 0 | 0 | 0 | 0 | 0 | 0 | 0 | 0 | 0 | 1881571.7631 | 0 | 0 | 0 | 0 | -71488.5639 | 0 | 0 | 0 | 0 | 0 | 0 | 0 | 0 | 0 | 0 | 0 | 0 | 1372.7136 | 0 | 0
2016-07-18 10:00 | 0 | 0 | 0 | 0 | 0 | 174816.9472 | 0 | 446146 | 0 | 0 | 0 | 0 | 545403.5328 | 0 | 0 | 0 | 0 | 0 | 0 | 0 | 0 | 0 | 1882662.4076 | 0 | 0 | 0 | 0 | 0 | 0 | 272701.7664 | 0 | 0 | 0 | 0 | 0 | 0 | 0 | 0 | 0 | 0 | 1372.7136 | 0 | 0
2016-07-18 11:00 | 0 | 0 | 0 | 0 | 0 | 266749.0691 | 0.44196 | 466590 | 0 | 0 | 0 | 71488.5639 | 272701.7664 | 0 | 0 | 0 | 0 | 0 | 0 | 0 | 0 | 0 | 1883753.0479 | 0 | 0 | 0 | 0 | 71488.5639 | 0 | 272701.7664 | 0 | 0 | 0 | 0 | 0 | 0 | 0 | 0 | 0 | 0 | 1372.7136 | 0 | 0
2016-07-18 12:00 | 0 | 0 | 0 | 0 | 0 | 74277.7485 | 78511.6348 | 495607 | 0 | 0 | 0 | 0 | 0 | 0 | 0 | 0 | 0 | 0 | 0 | 0 | 0 | 0 | 1884843.6837 | 0 | 0 | 0 | 0 | -71488.5639 | 0 | 272701.7664 | 0 | 0 | 0 | 0 | 0 | 0 | 0 | 0 | 0 | 0 | 1372.7136 | 0 | 0
2016-07-18 13:00 | 0 | 0 | 0 | 0 | 0 | 160613.0964 | 370948.6171 | 530189 | 0 | 0 | 0 | 0 | 0 | 0 | 0 | 0 | 0 | 0 | 0 | 0 | 0 | 0 | 1885934.3152 | 0 | 0 | 0 | 0 | 0 | 0 | 0 | 0 | 0 | 0 | 0 | 0 | 0 | 0 | 0 | 0 | 0 | 1372.7136 | 0 | 0
2016-07-18 14:00 | 0 | 0 | 0 | 0 | 0 | 0 | 576513.7774 | 567488 | 0 | 0 | 0 | 0 | 7653.0638 | 0 | 0 | 0 | 0 | 0 | 0 | 0 | 0 | 0 | 1887024.9423 | 0 | 0 | 0 | 0 | 0 | 7653.0638 | 0 | 0 | 0 | 0 | 0 | 0 | 0 | 0 | 0 | 0 | 0 | 1372.7136 | 0 | 0
2016-07-18 15:00 | 0 | 0 | 0 | 0 | 0 | 0 | 687781.3549 | 602663 | 0 | 0 | 0 | 0 | 91398.7051 | 0 | 0 | 0 | 0 | 0 | 0 | 0 | 0 | 0 | 1888115.5651 | 0 | 0 | 0 | 0 | 0 | 83745.6413 | 0 | 0 | 0 | 0 | 0 | 0 | 0 | 0 | 0 | 0 | 0 | 1372.7136 | 0 | 0
2016-07-18 16:00 | 0 | 0 | 0 | 0 | 0 | 0 | 747768.5665 | 632805 | 0 | 0 | 0 | 0 | 204989.558 | 0 | 0 | 0 | 0 | 0 | 0 | 0 | 0 | 0 | 1889206.1835 | 0 | 0 | 0 | 0 | 0 | 113590.8529 | 0 | 0 | 0 | 0 | 0 | 0 | 0 | 0 | 0 | 0 | 0 | 1372.7136 | 0 | 0
2016-07-18 17:00 | 0 | 0 | 0 | 0 | 0 | 0 | 772327.3055 | 655699 | 0 | 0 | 0 | 0 | 320245.1499 | 0 | 0 | 0 | 0 | 0 | 0 | 0 | 0 | 0 | 1890296.7976 | 0 | 0 | 0 | 0 | 0 | 115255.5919 | 0 | 0 | 0 | 0 | 0 | 0 | 0 | 0 | 0 | 0 | 0 | 1372.7136 | 0 | 0
2016-07-18 18:00 | 0 | 0 | 0 | 0 | 0 | 149665.8773 | 769840.9062 | 671854 | 0 | 0 | 0 | 71488.5639 | 495036.656 | 0 | 0 | 0 | 0 | 0 | 0 | 0 | 0 | 0 | 1891387.4072 | 0 | 0 | 0 | 0 | 71488.5639 | 174791.506 | 0 | 0 | 0 | 0 | 0 | 0 | 0 | 0 | 0 | 0 | 0 | 1372.7136 | 0 | 0
2016-07-18 19:00 | 0 | 0 | 0 | 0 | 0 | 88141.4104 | 755805.7511 | 678778 | 0 | 0 | 0 | 60493.5058 | 669828.162 | 0 | 0 | 0 | 0 | 0 | 0 | 0 | 0 | 0 | 1892478.0125 | 0 | 0 | 0 | 0 | -10995.0581 | 174791.506 | 0 | 0 | 0 | 0 | 0 | 0 | 0 | 0 | 0 | 0 | 0 | 1372.7136 | 0 | 0
2016-07-18 20:00 | 0 | 0 | 0 | 0 | 0 | 187060.9761 | 740473.8074 | 679882 | 0 | 0 | 0 | 131982.0697 | 844619.668 | 0 | 0 | 0 | 0 | 0 | 0 | 0 | 0 | 0 | 1893568.6135 | 0 | 0 | 0 | 0 | 71488.5639 | 174791.506 | 0 | 0 | 0 | 0 | 0 | 0 | 0 | 0 | 0 | 0 | 0 | 1372.7136 | 0 | 0
2016-07-18 21:00 | 0 | 0 | 0 | 0 | 0 | 211594.5109 | 714035.2726 | 677977 | 0 | 0 | 0 | 203470.6336 | 1019411.1741 | 0 | 0 | 0 | 0 | 0 | 0 | 0 | 0 | 0 | 1894659.2101 | 0 | 0 | 0 | 0 | 71488.5639 | 174791.506 | 0 | 0 | 0 | 0 | 0 | 0 | 0 | 0 | 0 | 0 | 0 | 1372.7136 | 0 | 0
2016-07-18 22:00 | 0 | 0 | 0 | 0 | 0 | 0 | 674242.5532 | 673385 | 0 | 0 | 0 | 202955.4732 | 1019411.1741 | 0 | 0 | 0 | 0 | 0 | 0 | 0 | 0 | 0 | 1895749.8023 | 0 | 0 | 0 | 0 | -515.1604 | 0 | 0 | 0 | 0 | 0 | 0 | 0 | 0 | 0 | 0 | 0 | 0 | 1372.7136 | 0 | 0
2016-07-18 23:00 | 0 | 0 | 0 | 0 | 0 | 0 | 592735.7334 | 662839 | 0 | 0 | 0 | 131479.493 | 1019411.1741 | 0 | 0 | 0 | 0 | 0 | 0 | 0 | 0 | 0 | 1896840.3902 | 0 | 0 | 0 | 0 | -71475.9802 | 0 | 0 | 0 | 0 | 0 | 0 | 0 | 0 | 0 | 0 | 0 | 0 | 1372.7136 | 0 | 0
2016-07-19 | 0 | 0 | 0 | 0 | 0 | 0 | 448157.8359 | 645707 | 0 | 0 | 0 | 59990.9291 | 891977.8602 | 0 | 0 | 0 | 0 | 0 | 0 | 0 | 0 | 0 | 1897930.9737 | 0 | 0 | 0 | 0 | -71488.5639 | 0 | 127433.3138 | 0 | 0 | 0 | 0 | 0 | 0 | 0 | 0 | 0 | 0 | 1372.7136 | 0 | 0
2016-07-19 01:00 | 0 | 0 | 0 | 0 | 0 | 520732.8882 | 222366.4023 | 626926 | 0 | 0 | 0 | 0 | 1066769.3663 | 0 | 0 | 0 | 0 | 0 | 0 | 0 | 0 | 0 | 1899021.5528 | 0 | 0 | 0 | 0 | -59990.9291 | 174791.506 | 0 | 0 | 0 | 0 | 0 | 0 | 0 | 0 | 0 | 0 | 0 | 1372.7136 | 0 | 0
2016-07-19 02:00 | 0 | 0 | 0 | 0 | 0 | 625787.5119 | 35730.1239 | 597364 | 0 | 0 | 0 | 0 | 1129550.2885 | 0 | 0 | 0 | 0 | 0 | 0 | 0 | 0 | 0 | 1900112.1276 | 0 | 0 | 0 | 0 | 0 | 62780.9222 | 0 | 0 | 0 | 0 | 0 | 0 | 0 | 0 | 0 | 0 | 0 | 1372.7136 | 0 | 0
2016-07-19 03:00 | 0 | 0 | 0 | 0 | 0 | 617770.9322 | 0 | 558734 | 0 | 0 | 0 | 0 | 1187214.5071 | 0 | 0 | 0 | 0 | 0 | 0 | 0 | 0 | 0 | 1901202.698 | 0 | 0 | 0 | 0 | 0 | 57664.2186 | 0 | 0 | 0 | 0 | 0 | 0 | 0 | 0 | 0 | 0 | 0 | 1372.7136 | 0 | 0
2016-07-19 04:00 | 0 | 0 | 0 | 0 | 0 | 590005.8132 | 0 | 520670 | 0 | 0 | 0 | 71488.5639 | 1183689.0428 | 0 | 0 | 0 | 0 | 0 | 0 | 0 | 0 | 0 | 1902293.2641 | 0 | 0 | 0 | 0 | 71488.5639 | 0 | 3525.4643 | 0 | 0 | 0 | 0 | 0 | 0 | 0 | 0 | 0 | 0 | 1372.7136 | 0 | 0
2016-07-19 05:00 | 0 | 0 | 0 | 0 | 0 | 425206.7095 | 0 | 488298 | 0 | 0 | 0 | 7024.5599 | 1183689.0428 | 0 | 0 | 0 | 0 | 0 | 0 | 0 | 0 | 0 | 1903383.8258 | 0 | 0 | 0 | 0 | -64464.004 | 0 | 0 | 0 | 0 | 0 | 0 | 0 | 0 | 0 | 0 | 0 | 0 | 1372.7136 | 0 | 0
2016-07-19 06:00 | 0 | 0 | 0 | 0 | 0 | 513417.9126 | 0 | 461564 | 0 | 0 | 0 | 78513.1237 | 1162681.678 | 0 | 0 | 0 | 0 | 0 | 0 | 0 | 0 | 0 | 1904474.3831 | 0 | 0 | 0 | 0 | 71488.5639 | 0 | 21007.3648 | 0 | 0 | 0 | 0 | 0 | 0 | 0 | 0 | 0 | 0 | 1372.7136 | 0 | 0
2016-07-19 07:00 | 0 | 0 | 0 | 0 | 0 | 483681.923 | 0 | 442848 | 0 | 0 | 0 | 117974.3331 | 1162681.678 | 0 | 0 | 0 | 0 | 0 | 0 | 0 | 0 | 0 | 1905564.9361 | 0 | 0 | 0 | 0 | 39461.2094 | 0 | 0 | 0 | 0 | 0 | 0 | 0 | 0 | 0 | 0 | 0 | 0 | 1372.7136 | 0 | 0
2016-07-19 08:00 | 0 | 0 | 0 | 0 | 0 | 363195.1497 | 0 | 433311 | 0 | 0 | 0 | 46485.7692 | 1162681.678 | 0 | 0 | 0 | 0 | 0 | 0 | 0 | 0 | 0 | 1906655.4847 | 0 | 0 | 0 | 0 | -71488.5639 | 0 | 0 | 0 | 0 | 0 | 0 | 0 | 0 | 0 | 0 | 0 | 0 | 1372.7136 | 0 | 0
2016-07-19 09:00 | 0 | 0 | 0 | 0 | 0 | 450868.4501 | 0 | 435488 | 0 | 0 | 0 | 60493.5058 | 1162681.678 | 0 | 0 | 0 | 0 | 0 | 0 | 0 | 0 | 0 | 1907746.0289 | 0 | 0 | 0 | 0 | 14007.7365 | 0 | 0 | 0 | 0 | 0 | 0 | 0 | 0 | 0 | 0 | 0 | 0 | 1372.7136 | 0 | 0
2016-07-19 10:00 | 0 | 0 | 0 | 0 | 0 | 249126.5111 | 0 | 448967 | 0 | 0 | 0 | 131982.0697 | 889979.9116 | 0 | 0 | 0 | 0 | 0 | 0 | 0 | 0 | 0 | 1908836.5688 | 0 | 0 | 0 | 0 | 71488.5639 | 0 | 272701.7664 | 0 | 0 | 0 | 0 | 0 | 0 | 0 | 0 | 0 | 0 | 1372.7136 | 0 | 0
2016-07-19 11:00 | 0 | 0 | 0 | 0 | 0 | 268790.4302 | 0.080906 | 468631 | 0 | 0 | 0 | 203470.6336 | 617278.1452 | 0 | 0 | 0 | 0 | 0 | 0 | 0 | 0 | 0 | 1909927.1043 | 0 | 0 | 0 | 0 | 71488.5639 | 0 | 272701.7664 | 0 | 0 | 0 | 0 | 0 | 0 | 0 | 0 | 0 | 0 | 1372.7136 | 0 | 0
2016-07-19 12:00 | 0 | 0 | 0 | 0 | 0 | 203314.3492 | 83736.9861 | 495509 | 0 | 0 | 0 | 131982.0697 | 478936.3307 | 0 | 0 | 0 | 0 | 0 | 0 | 0 | 0 | 0 | 1911017.6355 | 0 | 0 | 0 | 0 | -71488.5639 | 0 | 138341.8144 | 0 | 0 | 0 | 0 | 0 | 0 | 0 | 0 | 0 | 0 | 1372.7136 | 0 | 0
2016-07-19 13:00 | 0 | 0 | 0 | 0 | 0 | 177059.7307 | 414239.9423 | 525717 | 0 | 0 | 0 | 60493.5058 | 614634.854 | 0 | 0 | 0 | 0 | 0 | 0 | 0 | 0 | 0 | 1912108.1623 | 0 | 0 | 0 | 0 | -71488.5639 | 135698.5233 | 0 | 0 | 0 | 0 | 0 | 0 | 0 | 0 | 0 | 0 | 0 | 1372.7136 | 0 | 0
2016-07-19 14:00 | 0 | 0 | 0 | 0 | 0 | 0 | 633518.8156 | 561169 | 0 | 0 | 0 | 0 | 746105.4618 | 0 | 0 | 0 | 0 | 0 | 0 | 0 | 0 | 0 | 1913198.6847 | 0 | 0 | 0 | 0 | -60493.5058 | 131470.6078 | 0 | 0 | 0 | 0 | 0 | 0 | 0 | 0 | 0 | 0 | 0 | 1372.7136 | 0 | 0
2016-07-19 15:00 | 0 | 0 | 0 | 0 | 0 | 0 | 733051.2687 | 594934 | 0 | 0 | 0 | 0 | 882850.0169 | 0 | 0 | 0 | 0 | 0 | 0 | 0 | 0 | 0 | 1914289.2028 | 0 | 0 | 0 | 0 | 0 | 136744.5551 | 0 | 0 | 0 | 0 | 0 | 0 | 0 | 0 | 0 | 0 | 0 | 1372.7136 | 0 | 0
2016-07-19 16:00 | 0 | 0 | 0 | 0 | 0 | 0 | 786105.7334 | 622824 | 0 | 0 | 0 | 0 | 1044759.0367 | 0 | 0 | 0 | 0 | 0 | 0 | 0 | 0 | 0 | 1915379.7165 | 0 | 0 | 0 | 0 | 0 | 161909.0198 | 0 | 0 | 0 | 0 | 0 | 0 | 0 | 0 | 0 | 0 | 0 | 1372.7136 | 0 | 0
2016-07-19 17:00 | 0 | 0 | 0 | 0 | 0 | 0 | 792370.061 | 644321 | 0 | 0 | 0 | 71488.5639 | 1119946.8202 | 0 | 0 | 0 | 0 | 0 | 0 | 0 | 0 | 0 | 1916470.2259 | 0 | 0 | 0 | 0 | 71488.5639 | 75187.7835 | 0 | 0 | 0 | 0 | 0 | 0 | 0 | 0 | 0 | 0 | 0 | 1372.7136 | 0 | 0
2016-07-19 18:00 | 0 | 0 | 0 | 0 | 0 | 128264.6077 | 779219.1758 | 659831 | 0 | 0 | 0 | 142977.1278 | 1294738.3263 | 0 | 0 | 0 | 0 | 0 | 0 | 0 | 0 | 0 | 1917560.7308 | 0 | 0 | 0 | 0 | 71488.5639 | 174791.506 | 0 | 0 | 0 | 0 | 0 | 0 | 0 | 0 | 0 | 0 | 0 | 1372.7136 | 0 | 0
2016-07-19 19:00 | 0 | 0 | 0 | 0 | 0 | 0 | 762957.2035 | 669705 | 0 | 0 | 0 | 71488.5639 | 1458106.38 | 0 | 0 | 0 | 0 | 0 | 0 | 0 | 0 | 0 | 1918651.2315 | 0 | 0 | 0 | 0 | -71488.5639 | 163368.0538 | 0 | 0 | 0 | 0 | 0 | 0 | 0 | 0 | 0 | 0 | 0 | 1372.7136 | 0 | 0
2016-07-19 20:00 | 0 | 0 | 0 | 0 | 0 | 0 | 748395.8108 | 676736 | 0 | 0 | 0 | 0 | 1599882.0411 | 0 | 0 | 0 | 0 | 0 | 0 | 0 | 0 | 0 | 1919741.7277 | 0 | 0 | 0 | 0 | -71488.5639 | 141775.6611 | 0 | 0 | 0 | 0 | 0 | 0 | 0 | 0 | 0 | 0 | 0 | 1372.7136 | 0 | 0
2016-07-19 21:00 | 0 | 0 | 0 | 0 | 0 | 204284.9975 | 721569.7861 | 678202 | 0 | 0 | 0 | 71488.5639 | 1774673.5471 | 0 | 0 | 0 | 0 | 0 | 0 | 0 | 0 | 0 | 1920832.2196 | 0 | 0 | 0 | 0 | 71488.5639 | 174791.506 | 0 | 0 | 0 | 0 | 0 | 0 | 0 | 0 | 0 | 0 | 0 | 1372.7136 | 0 | 0
2016-07-19 22:00 | 0 | 0 | 0 | 0 | 0 | 241268.4149 | 677724.3686 | 671340 | 0 | 0 | 0 | 142977.1278 | 1949465.0532 | 0 | 0 | 0 | 0 | 0 | 0 | 0 | 0 | 0 | 1921922.7072 | 0 | 0 | 0 | 0 | 71488.5639 | 174791.506 | 0 | 0 | 0 | 0 | 0 | 0 | 0 | 0 | 0 | 0 | 0 | 1372.7136 | 0 | 0
2016-07-19 23:00 | 0 | 0 | 0 | 0 | 0 | 293394.5585 | 589754.931 | 655422 | 0 | 0 | 0 | 195431.193 | 2123365.7639 | 0 | 0 | 0 | 0 | 0 | 0 | 0 | 0 | 0 | 1923013.1903 | 0 | 0 | 0 | 0 | 52454.0652 | 173900.7107 | 0 | 0 | 0 | 0 | 0 | 0 | 0 | 0 | 0 | 0 | 0 | 1372.7136 | 0 | 0
2016-07-20 | 0 | 0 | 0 | 0 | 0 | 360955.1847 | 443292.7453 | 636565 | 0 | 0 | 0 | 186949.9033 | 2298157.2699 | 0 | 0 | 0 | 0 | 0 | 0 | 0 | 0 | 0 | 1924103.6691 | 0 | 0 | 0 | 0 | -8481.2897 | 174791.506 | 0 | 0 | 0 | 0 | 0 | 0 | 0 | 0 | 0 | 0 | 0 | 1372.7136 | 0 | 0
2016-07-20 01:00 | 0 | 0 | 0 | 0 | 0 | 519129.0543 | 231581.3898 | 618519 | 0 | 0 | 0 | 142977.1278 | 2472948.776 | 0 | 0 | 0 | 0 | 0 | 0 | 0 | 0 | 0 | 1925194.1436 | 0 | 0 | 0 | 0 | -43972.7755 | 174791.506 | 0 | 0 | 0 | 0 | 0 | 0 | 0 | 0 | 0 | 0 | 0 | 1372.7136 | 0 | 0
2016-07-20 02:00 | 0 | 0 | 0 | 0 | 0 | 621336.8542 | 31353.4705 | 589729 | 0 | 0 | 0 | 71488.5639 | 2606025.9509 | 0 | 0 | 0 | 0 | 0 | 0 | 0 | 0 | 0 | 1926284.6137 | 0 | 0 | 0 | 0 | -71488.5639 | 133077.175 | 0 | 0 | 0 | 0 | 0 | 0 | 0 | 0 | 0 | 0 | 0 | 1372.7136 | 0 | 0
2016-07-20 03:00 | 0 | 0 | 0 | 0 | 0 | 612372.1463 | 0 | 552048 | 0 | 0 | 0 | 0 | 2736465.9475 | 0 | 0 | 0 | 0 | 0 | 0 | 0 | 0 | 0 | 1927375.0794 | 0 | 0 | 0 | 0 | -71488.5639 | 130439.9966 | 0 | 0 | 0 | 0 | 0 | 0 | 0 | 0 | 0 | 0 | 0 | 1372.7136 | 0 | 0
2016-07-20 04:00 | 0 | 0 | 0 | 0 | 0 | 580318.4226 | 0 | 514405 | 0 | 0 | 0 | 64540.7091 | 2736465.9475 | 0 | 0 | 0 | 0 | 0 | 0 | 0 | 0 | 0 | 1928465.5408 | 0 | 0 | 0 | 0 | 64540.7091 | 0 | 0 | 0 | 0 | 0 | 0 | 0 | 0 | 0 | 0 | 0 | 0 | 1372.7136 | 0 | 0
2016-07-20 05:00 | 0 | 0 | 0 | 0 | 0 | 282816.5111 | 0 | 482657 | 0 | 0 | 0 | 136029.273 | 2463764.1811 | 0 | 0 | 0 | 0 | 0 | 0 | 0 | 0 | 0 | 1929555.9978 | 0 | 0 | 0 | 0 | 71488.5639 | 0 | 272701.7664 | 0 | 0 | 0 | 0 | 0 | 0 | 0 | 0 | 0 | 0 | 1372.7136 | 0 | 0
2016-07-20 06:00 | 0 | 0 | 0 | 0 | 0 | 393171.0045 | 0 | 456339 | 0 | 0 | 0 | 71488.5639 | 2463764.1811 | 0 | 0 | 0 | 0 | 0 | 0 | 0 | 0 | 0 | 1930646.4504 | 0 | 0 | 0 | 0 | -64540.7091 | 0 | 0 | 0 | 0 | 0 | 0 | 0 | 0 | 0 | 0 | 0 | 0 | 1372.7136 | 0 | 0
2016-07-20 07:00 | 0 | 0 | 0 | 0 | 0 | 367195.1497 | 0 | 437311 | 0 | 0 | 0 | 0 | 2463764.1811 | 0 | 0 | 0 | 0 | 0 | 0 | 0 | 0 | 0 | 1931736.8987 | 0 | 0 | 0 | 0 | -71488.5639 | 0 | 0 | 0 | 0 | 0 | 0 | 0 | 0 | 0 | 0 | 0 | 0 | 1372.7136 | 0 | 0
2016-07-20 08:00 | 0 | 0 | 0 | 0 | 0 | 487291.7733 | 0 | 427406 | 0 | 0 | 0 | 71488.5639 | 2450788.677 | 0 | 0 | 0 | 0 | 0 | 0 | 0 | 0 | 0 | 1932827.3426 | 0 | 0 | 0 | 0 | 71488.5639 | 0 | 12975.5041 | 0 | 0 | 0 | 0 | 0 | 0 | 0 | 0 | 0 | 0 | 1372.7136 | 0 | 0
2016-07-20 09:00 | 0 | 0 | 0 | 0 | 0 | 465486.7613 | 0 | 429429 | 0 | 0 | 0 | 142977.1278 | 2413985.1608 | 0 | 0 | 0 | 0 | 0 | 0 | 0 | 0 | 0 | 1933917.7822 | 0 | 0 | 0 | 0 | 71488.5639 | 0 | 36803.5162 | 0 | 0 | 0 | 0 | 0 | 0 | 0 | 0 | 0 | 0 | 1372.7136 | 0 | 0
2016-07-20 10:00 | 0 | 0 | 0 | 0 | 0 | 98998.3833 | 0 | 441816 | 0 | 0 | 0 | 71488.5639 | 2141283.3944 | 0 | 0 | 0 | 0 | 0 | 0 | 0 | 0 | 0 | 1935008.2174 | 0 | 0 | 0 | 0 | -71488.5639 | 0 | 272701.7664 | 0 | 0 | 0 | 0 | 0 | 0 | 0 | 0 | 0 | 0 | 1372.7136 | 0 | 0
2016-07-20 11:00 | 0 | 0 | 0 | 0 | 0 | 392426.079 | 0.034865 | 460581 | 0 | 0 | 0 | 142977.1278 | 2000267.2308 | 0 | 0 | 0 | 0 | 0 | 0 | 0 | 0 | 0 | 1936098.6482 | 0 | 0 | 0 | 0 | 71488.5639 | 0 | 141016.1636 | 0 | 0 | 0 | 0 | 0 | 0 | 0 | 0 | 0 | 0 | 1372.7136 | 0 | 0
2016-07-20 12:00 | 0 | 0 | 0 | 0 | 0 | 244150.7814 | 91657.9322 | 486874 | 0 | 0 | 0 | 71488.5639 | 1919317.7947 | 0 | 0 | 0 | 0 | 0 | 0 | 0 | 0 | 0 | 1937189.0747 | 0 | 0 | 0 | 0 | -71488.5639 | 0 | 80949.4361 | 0 | 0 | 0 | 0 | 0 | 0 | 0 | 0 | 0 | 0 | 1372.7136 | 0 | 0
2016-07-20 13:00 | 0 | 0 | 0 | 0 | 0 | 250970.9039 | 412346.6806 | 517655 | 0 | 0 | 0 | 40986.9288 | 2094109.3008 | 0 | 0 | 0 | 0 | 0 | 0 | 0 | 0 | 0 | 1938279.4968 | 0 | 0 | 0 | 0 | -30501.6351 | 174791.506 | 0 | 0 | 0 | 0 | 0 | 0 | 0 | 0 | 0 | 0 | 0 | 1372.7136 | 0 | 0
2016-07-20 14:00 | 0 | 0 | 0 | 0 | 0 | 0 | 637225.9894 | 552701 | 0 | 0 | 0 | 0 | 2218248.5054 | 0 | 0 | 0 | 0 | 0 | 0 | 0 | 0 | 0 | 1939369.9145 | 0 | 0 | 0 | 0 | -40986.9288 | 124139.2046 | 0 | 0 | 0 | 0 | 0 | 0 | 0 | 0 | 0 | 0 | 0 | 1372.7136 | 0 | 0
2016-07-20 15:00 | 0 | 0 | 0 | 0 | 0 | 0 | 726219.3408 | 587835 | 0 | 0 | 0 | 20054.7488 | 2335205.3839 | 0 | 0 | 0 | 0 | 0 | 0 | 0 | 0 | 0 | 1940460.3279 | 0 | 0 | 0 | 0 | 20054.7488 | 116956.8785 | 0 | 0 | 0 | 0 | 0 | 0 | 0 | 0 | 0 | 0 | 0 | 1372.7136 | 0 | 0
2016-07-20 16:00 | 0 | 0 | 0 | 0 | 0 | 0 | 774581.4709 | 618472 | 0 | 0 | 0 | 0 | 2509996.8899 | 0 | 0 | 0 | 0 | 0 | 0 | 0 | 0 | 0 | 1941550.737 | 0 | 0 | 0 | 0 | -20054.7488 | 174791.506 | 0 | 0 | 0 | 0 | 0 | 0 | 0 | 0 | 0 | 0 | 0 | 1372.7136 | 0 | 0
2016-07-20 17:00 | 0 | 0 | 0 | 0 | 0 | 111642.2295 | 781411.554 | 645401 | 0 | 0 | 0 | 71488.5639 | 2684788.3959 | 0 | 0 | 0 | 0 | 0 | 0 | 0 | 0 | 0 | 1942641.1416 | 0 | 0 | 0 | 0 | 71488.5639 | 174791.506 | 0 | 0 | 0 | 0 | 0 | 0 | 0 | 0 | 0 | 0 | 0 | 1372.7136 | 0 | 0
2016-07-20 18:00 | 0 | 0 | 0 | 0 | 0 | 144342.8594 | 769729.9241 | 666420 | 0 | 0 | 0 | 142977.1278 | 2859579.902 | 0 | 0 | 0 | 0 | 0 | 0 | 0 | 0 | 0 | 1943731.5419 | 0 | 0 | 0 | 0 | 71488.5639 | 174791.506 | 0 | 0 | 0 | 0 | 0 | 0 | 0 | 0 | 0 | 0 | 0 | 1372.7136 | 0 | 0
2016-07-20 19:00 | 0 | 0 | 0 | 0 | 0 | 0 | 752084.5771 | 681326 | 0 | 0 | 0 | 127358.1359 | 2944584.7573 | 0 | 0 | 0 | 0 | 0 | 0 | 0 | 0 | 0 | 1944821.9379 | 0 | 0 | 0 | 0 | -15618.9918 | 85004.8554 | 0 | 0 | 0 | 0 | 0 | 0 | 0 | 0 | 0 | 0 | 0 | 1372.7136 | 0 | 0
2016-07-20 20:00 | 0 | 0 | 0 | 0 | 0 | 176989.2526 | 733897.5753 | 691916 | 0 | 0 | 0 | 198846.6998 | 3090694.3077 | 0 | 0 | 0 | 0 | 0 | 0 | 0 | 0 | 0 | 1945912.3294 | 0 | 0 | 0 | 0 | 71488.5639 | 146109.5504 | 0 | 0 | 0 | 0 | 0 | 0 | 0 | 0 | 0 | 0 | 0 | 1372.7136 | 0 | 0
2016-07-20 21:00 | 0 | 0 | 0 | 0 | 0 | 0 | 702974.6473 | 696978 | 0 | 0 | 0 | 203470.6336 | 3090694.3077 | 0 | 0 | 0 | 0 | 0 | 0 | 0 | 0 | 0 | 1947002.7167 | 0 | 0 | 0 | 0 | 4623.9337 | 0 | 0 | 0 | 0 | 0 | 0 | 0 | 0 | 0 | 0 | 0 | 0 | 1372.7136 | 0 | 0
2016-07-20 22:00 | 0 | 0 | 0 | 0 | 0 | 0 | 650974.7024 | 691384 | 0 | 0 | 0 | 161688.6224 | 3090694.3077 | 0 | 0 | 0 | 0 | 0 | 0 | 0 | 0 | 0 | 1948093.0995 | 0 | 0 | 0 | 0 | -41782.0112 | 0 | 0 | 0 | 0 | 0 | 0 | 0 | 0 | 0 | 0 | 0 | 0 | 1372.7136 | 0 | 0
2016-07-20 23:00 | 0 | 0 | 0 | 0 | 0 | 0 | 563061.6224 | 678219 | 0 | 0 | 0 | 142977.1278 | 2992875.7111 | 0 | 0 | 0 | 0 | 0 | 0 | 0 | 0 | 0 | 1949183.478 | 0 | 0 | 0 | 0 | -18711.4946 | 0 | 97818.5966 | 0 | 0 | 0 | 0 | 0 | 0 | 0 | 0 | 0 | 0 | 1372.7136 | 0 | 0
2016-07-21 | 0 | 0 | 0 | 0 | 0 | 0 | 425697.1141 | 659397 | 0 | 0 | 0 | 71488.5639 | 2829291.6755 | 0 | 0 | 0 | 0 | 0 | 0 | 0 | 0 | 0 | 1950273.8521 | 0 | 0 | 0 | 0 | -71488.5639 | 0 | 163584.0356 | 0 | 0 | 0 | 0 | 0 | 0 | 0 | 0 | 0 | 0 | 1372.7136 | 0 | 0
2016-07-21 01:00 | 0 | 0 | 0 | 0 | 0 | 73752.9307 | 223820.4526 | 640391 | 0 | 0 | 0 | 0 | 2556589.9091 | 0 | 0 | 0 | 0 | 0 | 0 | 0 | 0 | 0 | 1951364.2219 | 0 | 0 | 0 | 0 | -71488.5639 | 0 | 272701.7664 | 0 | 0 | 0 | 0 | 0 | 0 | 0 | 0 | 0 | 0 | 1372.7136 | 0 | 0
2016-07-21 02:00 | 0 | 0 | 0 | 0 | 0 | 665020.7327 | 22078.8338 | 611187 | 0 | 0 | 0 | 0 | 2631129.7621 | 0 | 0 | 0 | 0 | 0 | 0 | 0 | 0 | 0 | 1952454.5873 | 0 | 0 | 0 | 0 | 0 | 174791.506 | 100251.6531 | 0 | 0 | 0 | 0 | 0 | 0 | 0 | 0 | 0 | 0 | 1372.7136 | 0 | 0
2016-07-21 03:00 | 0 | 0 | 0 | 0 | 0 | 546978.0171 | 0 | 572027 | 0 | 0 | 0 | 71488.5639 | 2533219.5017 | 0 | 0 | 0 | 0 | 0 | 0 | 0 | 0 | 0 | 1953544.9484 | 0 | 0 | 0 | 0 | 71488.5639 | 174791.506 | 272701.7664 | 0 | 0 | 0 | 0 | 0 | 0 | 0 | 0 | 0 | 0 | 1372.7136 | 0 | 0
2016-07-21 04:00 | 0 | 0 | 0 | 0 | 0 | 606115.2775 | 0 | 533254 | 0 | 0 | 0 | 142977.1278 | 2533219.5017 | 0 | 0 | 0 | 0 | 0 | 0 | 0 | 0 | 0 | 1954635.3051 | 0 | 0 | 0 | 0 | 71488.5639 | 0 | 0 | 0 | 0 | 0 | 0 | 0 | 0 | 0 | 0 | 0 | 0 | 1372.7136 | 0 | 0
2016-07-21 05:00 | 0 | 0 | 0 | 0 | 0 | 428624.1497 | 0 | 498740 | 0 | 0 | 0 | 71488.5639 | 2533219.5017 | 0 | 0 | 0 | 0 | 0 | 0 | 0 | 0 | 0 | 1955725.6574 | 0 | 0 | 0 | 0 | -71488.5639 | 0 | 0 | 0 | 0 | 0 | 0 | 0 | 0 | 0 | 0 | 0 | 0 | 1372.7136 | 0 | 0
2016-07-21 06:00 | 0 | 0 | 0 | 0 | 0 | 400141.1497 | 0 | 470257 | 0 | 0 | 0 | 0 | 2533219.5017 | 0 | 0 | 0 | 0 | 0 | 0 | 0 | 0 | 0 | 1956816.0053 | 0 | 0 | 0 | 0 | -71488.5639 | 0 | 0 | 0 | 0 | 0 | 0 | 0 | 0 | 0 | 0 | 0 | 0 | 1372.7136 | 0 | 0
2016-07-21 07:00 | 0 | 0 | 0 | 0 | 0 | 511615.2194 | 0 | 449749 | 0 | 0 | 0 | 60493.5058 | 2533219.5017 | 0 | 0 | 0 | 0 | 0 | 0 | 0 | 0 | 0 | 1957906.3489 | 0 | 0 | 0 | 0 | 60493.5058 | 0 | 0 | 0 | 0 | 0 | 0 | 0 | 0 | 0 | 0 | 0 | 0 | 1372.7136 | 0 | 0
2016-07-21 08:00 | 0 | 0 | 0 | 0 | 0 | 511415.2775 | 0 | 438554 | 0 | 0 | 0 | 131982.0697 | 2533219.5017 | 0 | 0 | 0 | 0 | 0 | 0 | 0 | 0 | 0 | 1958996.6882 | 0 | 0 | 0 | 0 | 71488.5639 | 0 | 0 | 0 | 0 | 0 | 0 | 0 | 0 | 0 | 0 | 0 | 0 | 1372.7136 | 0 | 0
2016-07-21 09:00 | 0 | 0 | 0 | 0 | 0 | 240647.5111 | 0 | 440488 | 0 | 0 | 0 | 203470.6336 | 2260517.7353 | 0 | 0 | 0 | 0 | 0 | 0 | 0 | 0 | 0 | 1960087.0231 | 0 | 0 | 0 | 0 | 71488.5639 | 0 | 272701.7664 | 0 | 0 | 0 | 0 | 0 | 0 | 0 | 0 | 0 | 0 | 1372.7136 | 0 | 0
2016-07-21 10:00 | 0 | 0 | 0 | 0 | 0 | 431769.1015 | 0 | 453335 | 0 | 0 | 0 | 180532.0215 | 2260517.7353 | 0 | 0 | 0 | 0 | 0 | 0 | 0 | 0 | 0 | 1961177.3536 | 0 | 0 | 0 | 0 | -22938.6121 | 0 | 0 | 0 | 0 | 0 | 0 | 0 | 0 | 0 | 0 | 0 | 0 | 1372.7136 | 0 | 0
2016-07-21 11:00 | 0 | 0 | 0 | 0 | 0 | 362490.6703 | 0 | 472775 | 0 | 0 | 0 | 109043.4576 | 2220349.2559 | 0 | 0 | 0 | 0 | 0 | 0 | 0 | 0 | 0 | 1962267.6797 | 0 | 0 | 0 | 0 | -71488.5639 | 0 | 40168.4794 | 0 | 0 | 0 | 0 | 0 | 0 | 0 | 0 | 0 | 0 | 1372.7136 | 0 | 0
2016-07-21 12:00 | 0 | 0 | 0 | 0 | 0 | 60385.1718 | 96147.2115 | 499350 | 0 | 0 | 0 | 37554.8937 | 1947647.4895 | 0 | 0 | 0 | 0 | 0 | 0 | 0 | 0 | 0 | 1963358.0015 | 0 | 0 | 0 | 0 | -71488.5639 | 0 | 272701.7664 | 0 | 0 | 0 | 0 | 0 | 0 | 0 | 0 | 0 | 0 | 1372.7136 | 0 | 0
2016-07-21 13:00 | 0 | 0 | 0 | 0 | 0 | 208766.9397 | 420905.1827 | 533096 | 0 | 0 | 0 | 71488.5639 | 2008917.2281 | 0 | 0 | 0 | 0 | 0 | 0 | 0 | 0 | 0 | 1964448.319 | 0 | 0 | 0 | 0 | 33933.6702 | 61269.7387 | 0 | 0 | 0 | 0 | 0 | 0 | 0 | 0 | 0 | 0 | 0 | 1372.7136 | 0 | 0
2016-07-21 14:00 | 0 | 0 | 0 | 0 | 0 | 0 | 655418.7039 | 571530 | 0 | 0 | 0 | 0 | 2162921.7824 | 0 | 0 | 0 | 0 | 0 | 0 | 0 | 0 | 0 | 1965538.632 | 0 | 0 | 0 | 0 | -71488.5639 | 154004.5542 | 0 | 0 | 0 | 0 | 0 | 0 | 0 | 0 | 0 | 0 | 0 | 1372.7136 | 0 | 0
2016-07-21 15:00 | 0 | 0 | 0 | 0 | 0 | 103885.9946 | 752937.7889 | 609171 | 0 | 0 | 0 | 71488.5639 | 2337713.2884 | 0 | 0 | 0 | 0 | 0 | 0 | 0 | 0 | 0 | 1966628.9408 | 0 | 0 | 0 | 0 | 71488.5639 | 174791.506 | 0 | 0 | 0 | 0 | 0 | 0 | 0 | 0 | 0 | 0 | 0 | 1372.7136 | 0 | 0
2016-07-21 16:00 | 0 | 0 | 0 | 0 | 0 | 0 | 790752.9317 | 640721 | 0 | 0 | 0 | 45356.276 | 2512504.7944 | 0 | 0 | 0 | 0 | 0 | 0 | 0 | 0 | 0 | 1967719.2451 | 0 | 0 | 0 | 0 | -26132.2879 | 174791.506 | 0 | 0 | 0 | 0 | 0 | 0 | 0 | 0 | 0 | 0 | 0 | 1372.7136 | 0 | 0
2016-07-21 17:00 | 0 | 0 | 0 | 0 | 0 | 0 | 803795.2138 | 668011 | 0 | 0 | 0 | 116844.8399 | 2575427.7307 | 0 | 0 | 0 | 0 | 0 | 0 | 0 | 0 | 0 | 1968809.5451 | 0 | 0 | 0 | 0 | 71488.5639 | 62922.9363 | 0 | 0 | 0 | 0 | 0 | 0 | 0 | 0 | 0 | 0 | 0 | 1372.7136 | 0 | 0
2016-07-21 18:00 | 0 | 0 | 0 | 0 | 0 | 0 | 792488.4621 | 687574 | 0 | 0 | 0 | 60493.5058 | 2735320.8133 | 0 | 0 | 0 | 0 | 0 | 0 | 0 | 0 | 0 | 1969899.8407 | 0 | 0 | 0 | 0 | -56351.3341 | 159893.0826 | 0 | 0 | 0 | 0 | 0 | 0 | 0 | 0 | 0 | 0 | 0 | 1372.7136 | 0 | 0
2016-07-21 19:00 | 0 | 0 | 0 | 0 | 0 | 171275.0571 | 775470.7265 | 699093 | 0 | 0 | 0 | 131982.0697 | 2910112.3193 | 0 | 0 | 0 | 0 | 0 | 0 | 0 | 0 | 0 | 1970990.132 | 0 | 0 | 0 | 0 | 71488.5639 | 174791.506 | 0 | 0 | 0 | 0 | 0 | 0 | 0 | 0 | 0 | 0 | 0 | 1372.7136 | 0 | 0
2016-07-21 20:00 | 0 | 0 | 0 | 0 | 0 | 194542.2248 | 760106.5587 | 706996 | 0 | 0 | 0 | 203470.6336 | 3084903.8254 | 0 | 0 | 0 | 0 | 0 | 0 | 0 | 0 | 0 | 1972080.4189 | 0 | 0 | 0 | 0 | 71488.5639 | 174791.506 | 0 | 0 | 0 | 0 | 0 | 0 | 0 | 0 | 0 | 0 | 0 | 1372.7136 | 0 | 0
2016-07-21 21:00 | 0 | 0 | 0 | 0 | 0 | 77835.6927 | 734994.9631 | 708155 | 0 | 0 | 0 | 131982.0697 | 3259695.3314 | 0 | 0 | 0 | 0 | 0 | 0 | 0 | 0 | 0 | 1973170.7014 | 0 | 0 | 0 | 0 | -71488.5639 | 174791.506 | 0 | 0 | 0 | 0 | 0 | 0 | 0 | 0 | 0 | 0 | 0 | 1372.7136 | 0 | 0
2016-07-21 22:00 | 0 | 0 | 0 | 0 | 0 | 205058.6203 | 689511.0065 | 703672 | 0 | 0 | 0 | 203470.6336 | 3377731.6807 | 0 | 0 | 0 | 0 | 0 | 0 | 0 | 0 | 0 | 1974260.9796 | 0 | 0 | 0 | 0 | 71488.5639 | 118036.3493 | 0 | 0 | 0 | 0 | 0 | 0 | 0 | 0 | 0 | 0 | 0 | 1372.7136 | 0 | 0
2016-07-21 23:00 | 0 | 0 | 0 | 0 | 0 | 207074.8371 | 603342.4641 | 690274 | 0 | 0 | 0 | 147449.7152 | 3552523.1867 | 0 | 0 | 0 | 0 | 0 | 0 | 0 | 0 | 0 | 1975351.2534 | 0 | 0 | 0 | 0 | -56020.9184 | 174791.506 | 0 | 0 | 0 | 0 | 0 | 0 | 0 | 0 | 0 | 0 | 0 | 1372.7136 | 0 | 0
2016-07-22 | 0 | 0 | 0 | 0 | 0 | 251145.8834 | 462980.6615 | 672875 | 0 | 0 | 0 | 93235.4398 | 3646616.2934 | 0 | 0 | 0 | 0 | 0 | 0 | 0 | 0 | 0 | 1976441.5229 | 0 | 0 | 0 | 0 | -54214.2753 | 94093.1066 | 0 | 0 | 0 | 0 | 0 | 0 | 0 | 0 | 0 | 0 | 0 | 1372.7136 | 0 | 0
2016-07-22 01:00 | 0 | 0 | 0 | 0 | 0 | 85696.2194 | 226152.1639 | 654666 | 0 | 0 | 0 | 21746.8759 | 3373914.5269 | 0 | 0 | 0 | 0 | 0 | 0 | 0 | 0 | 0 | 1977531.788 | 0 | 0 | 0 | 0 | -71488.5639 | 0 | 272701.7664 | 0 | 0 | 0 | 0 | 0 | 0 | 0 | 0 | 0 | 0 | 1372.7136 | 0 | 0
2016-07-22 02:00 | 0 | 0 | 0 | 0 | 0 | 482112.8556 | 22480.7217 | 622878 | 0 | 0 | 0 | 0 | 3276004.2666 | 0 | 0 | 0 | 0 | 0 | 0 | 0 | 0 | 0 | 1978622.0488 | 0 | 0 | 0 | 0 | -21746.8759 | 174791.506 | 272701.7664 | 0 | 0 | 0 | 0 | 0 | 0 | 0 | 0 | 0 | 0 | 1372.7136 | 0 | 0
2016-07-22 03:00 | 0 | 0 | 0 | 0 | 0 | 511862.1025 | 0 | 585323 | 0 | 0 | 0 | 71488.5639 | 3129682.0916 | 0 | 0 | 0 | 0 | 0 | 0 | 0 | 0 | 0 | 1979712.3051 | 0 | 0 | 0 | 0 | 71488.5639 | 0 | 146322.175 | 0 | 0 | 0 | 0 | 0 | 0 | 0 | 0 | 0 | 0 | 1372.7136 | 0 | 0
2016-07-22 04:00 | 0 | 0 | 0 | 0 | 0 | 477677.1497 | 0 | 547793 | 0 | 0 | 0 | 0 | 3129682.0916 | 0 | 0 | 0 | 0 | 0 | 0 | 0 | 0 | 0 | 1980802.5571 | 0 | 0 | 0 | 0 | -71488.5639 | 0 | 0 | 0 | 0 | 0 | 0 | 0 | 0 | 0 | 0 | 0 | 0 | 1372.7136 | 0 | 0
2016-07-22 05:00 | 0 | 0 | 0 | 0 | 0 | 498106.6286 | 0 | 512625 | 0 | 0 | 0 | 0 | 3113791.0066 | 0 | 0 | 0 | 0 | 0 | 0 | 0 | 0 | 0 | 1981892.8048 | 0 | 0 | 0 | 0 | 0 | 0 | 15891.085 | 0 | 0 | 0 | 0 | 0 | 0 | 0 | 0 | 0 | 0 | 1372.7136 | 0 | 0
2016-07-22 06:00 | 0 | 0 | 0 | 0 | 0 | 283489.5111 | 0 | 483330 | 0 | 0 | 0 | 71488.5639 | 2841089.2402 | 0 | 0 | 0 | 0 | 0 | 0 | 0 | 0 | 0 | 1982983.0481 | 0 | 0 | 0 | 0 | 71488.5639 | 0 | 272701.7664 | 0 | 0 | 0 | 0 | 0 | 0 | 0 | 0 | 0 | 0 | 1372.7136 | 0 | 0
2016-07-22 07:00 | 0 | 0 | 0 | 0 | 0 | 454316.9212 | 0 | 462741 | 0 | 0 | 0 | 61691.7715 | 2841089.2402 | 0 | 0 | 0 | 0 | 0 | 0 | 0 | 0 | 0 | 1984073.287 | 0 | 0 | 0 | 0 | -9796.7924 | 0 | 0 | 0 | 0 | 0 | 0 | 0 | 0 | 0 | 0 | 0 | 0 | 1372.7136 | 0 | 0
2016-07-22 08:00 | 0 | 0 | 0 | 0 | 0 | 118212.1757 | 0 | 451233 | 0 | 0 | 0 | 0 | 2568387.4738 | 0 | 0 | 0 | 0 | 0 | 0 | 0 | 0 | 0 | 1985163.5216 | 0 | 0 | 0 | 0 | -61691.7715 | 0 | 272701.7664 | 0 | 0 | 0 | 0 | 0 | 0 | 0 | 0 | 0 | 0 | 1372.7136 | 0 | 0
2016-07-22 09:00 | 0 | 0 | 0 | 0 | 0 | 407557.0266 | 0 | 451810 | 0 | 0 | 0 | 0 | 2522761.7868 | 0 | 0 | 0 | 0 | 0 | 0 | 0 | 0 | 0 | 1986253.7518 | 0 | 0 | 0 | 0 | 0 | 0 | 45625.687 | 0 | 0 | 0 | 0 | 0 | 0 | 0 | 0 | 0 | 0 | 1372.7136 | 0 | 0
2016-07-22 10:00 | 0 | 0 | 0 | 0 | 0 | 380194.0003 | 0 | 463057 | 0 | 0 | 0 | 71488.5639 | 2367037.5096 | 0 | 0 | 0 | 0 | 0 | 0 | 0 | 0 | 0 | 1987343.9777 | 0 | 0 | 0 | 0 | 71488.5639 | 0 | 155724.2772 | 0 | 0 | 0 | 0 | 0 | 0 | 0 | 0 | 0 | 0 | 1372.7136 | 0 | 0
2016-07-22 11:00 | 0 | 0 | 0 | 0 | 0 | 342707.4337 | 0 | 480339 | 0 | 0 | 0 | 78919.6042 | 2220602.1894 | 0 | 0 | 0 | 0 | 0 | 0 | 0 | 0 | 0 | 1988434.1992 | 0 | 0 | 0 | 0 | 7431.0403 | 126266.4462 | 272701.7664 | 0 | 0 | 0 | 0 | 0 | 0 | 0 | 0 | 0 | 0 | 1372.7136 | 0 | 0
2016-07-22 12:00 | 0 | 0 | 0 | 0 | 0 | 188953.8787 | 86476.701 | 506206 | 0 | 0 | 0 | 7431.0403 | 2059942.6194 | 0 | 0 | 0 | 0 | 0 | 0 | 0 | 0 | 0 | 1989524.4163 | 0 | 0 | 0 | 0 | -71488.5639 | 0 | 160659.57 | 0 | 0 | 0 | 0 | 0 | 0 | 0 | 0 | 0 | 0 | 1372.7136 | 0 | 0
2016-07-22 13:00 | 0 | 0 | 0 | 0 | 0 | 132147.8583 | 402137.815 | 540344 | 0 | 0 | 0 | 0 | 2059942.6194 | 0 | 0 | 0 | 0 | 0 | 0 | 0 | 0 | 0 | 1990614.6291 | 0 | 0 | 0 | 0 | -7431.0403 | 0 | 0 | 0 | 0 | 0 | 0 | 0 | 0 | 0 | 0 | 0 | 0 | 1372.7136 | 0 | 0
2016-07-22 14:00 | 0 | 0 | 0 | 0 | 0 | 0 | 611846.9139 | 574745 | 0 | 0 | 0 | 0 | 2095671.8197 | 0 | 0 | 0 | 0 | 0 | 0 | 0 | 0 | 0 | 1991704.8375 | 0 | 0 | 0 | 0 | 0 | 35729.2003 | 0 | 0 | 0 | 0 | 0 | 0 | 0 | 0 | 0 | 0 | 0 | 1372.7136 | 0 | 0
2016-07-22 15:00 | 0 | 0 | 0 | 0 | 0 | 131278.9996 | 727999.7839 | 611626 | 0 | 0 | 0 | 71488.5639 | 2270463.3258 | 0 | 0 | 0 | 0 | 0 | 0 | 0 | 0 | 0 | 1992795.0415 | 0 | 0 | 0 | 0 | 71488.5639 | 174791.506 | 0 | 0 | 0 | 0 | 0 | 0 | 0 | 0 | 0 | 0 | 0 | 1372.7136 | 0 | 0
2016-07-22 16:00 | 0 | 0 | 0 | 0 | 0 | 0 | 783548.9528 | 643805 | 0 | 0 | 0 | 71488.5639 | 2408834.565 | 0 | 0 | 0 | 0 | 0 | 0 | 0 | 0 | 0 | 1993885.2412 | 0 | 0 | 0 | 0 | 0 | 138371.2392 | 0 | 0 | 0 | 0 | 0 | 0 | 0 | 0 | 0 | 0 | 0 | 1372.7136 | 0 | 0
2016-07-22 17:00 | 0 | 0 | 0 | 0 | 0 | 116104.1535 | 801184.63 | 669636 | 0 | 0 | 0 | 142977.1278 | 2583626.071 | 0 | 0 | 0 | 0 | 0 | 0 | 0 | 0 | 0 | 1994975.4365 | 0 | 0 | 0 | 0 | 71488.5639 | 174791.506 | 0 | 0 | 0 | 0 | 0 | 0 | 0 | 0 | 0 | 0 | 0 | 1372.7136 | 0 | 0
2016-07-22 18:00 | 0 | 0 | 0 | 0 | 0 | 0 | 790370.612 | 689538 | 0 | 0 | 0 | 71488.5639 | 2754574.5333 | 0 | 0 | 0 | 0 | 0 | 0 | 0 | 0 | 0 | 1996065.6275 | 0 | 0 | 0 | 0 | -71488.5639 | 170948.4623 | 0 | 0 | 0 | 0 | 0 | 0 | 0 | 0 | 0 | 0 | 0 | 1372.7136 | 0 | 0
2016-07-22 19:00 | 0 | 0 | 0 | 0 | 0 | 0 | 772989.1959 | 702510 | 0 | 0 | 0 | 0 | 2895169.5796 | 0 | 0 | 0 | 0 | 0 | 0 | 0 | 0 | 0 | 1997155.8141 | 0 | 0 | 0 | 0 | -71488.5639 | 140595.0462 | 0 | 0 | 0 | 0 | 0 | 0 | 0 | 0 | 0 | 0 | 0 | 1372.7136 | 0 | 0
2016-07-22 20:00 | 0 | 0 | 0 | 0 | 0 | 22499.1086 | 760181.1689 | 709819 | 0 | 0 | 0 | 71488.5639 | 2895169.5796 | 0 | 0 | 0 | 0 | 0 | 0 | 0 | 0 | 0 | 1998245.9963 | 0 | 0 | 0 | 0 | 71488.5639 | 0 | 0 | 0 | 0 | 0 | 0 | 0 | 0 | 0 | 0 | 0 | 0 | 1372.7136 | 0 | 0
2016-07-22 21:00 | 0 | 0 | 0 | 0 | 0 | 0 | 737911.8741 | 711442 | 0 | 0 | 0 | 0 | 2991755.3039 | 0 | 0 | 0 | 0 | 0 | 0 | 0 | 0 | 0 | 1999336.1742 | 0 | 0 | 0 | 0 | -71488.5639 | 96585.7244 | 0 | 0 | 0 | 0 | 0 | 0 | 0 | 0 | 0 | 0 | 0 | 1372.7136 | 0 | 0
2016-07-22 22:00 | 0 | 0 | 0 | 0 | 0 | 227052.8501 | 701346.224 | 706132 | 0 | 0 | 0 | 57082.5658 | 3155567.0986 | 0 | 0 | 0 | 0 | 0 | 0 | 0 | 0 | 0 | 2000426.3477 | 0 | 0 | 0 | 0 | 57082.5658 | 163811.7946 | 0 | 0 | 0 | 0 | 0 | 0 | 0 | 0 | 0 | 0 | 0 | 1372.7136 | 0 | 0
2016-07-22 23:00 | 0 | 0 | 0 | 0 | 0 | 250596.5914 | 620154.5972 | 692225 | 0 | 0 | 0 | 59444.5348 | 3330358.6046 | 0 | 0 | 0 | 0 | 0 | 0 | 0 | 0 | 0 | 2001516.5169 | 0 | 0 | 0 | 0 | 2361.969 | 174791.506 | 0 | 0 | 0 | 0 | 0 | 0 | 0 | 0 | 0 | 0 | 0 | 1372.7136 | 0 | 0
2016-07-23 | 0 | 0 | 0 | 0 | 0 | 309021.0902 | 479461.5946 | 671763 | 0 | 0 | 0 | 0 | 3505150.1107 | 0 | 0 | 0 | 0 | 0 | 0 | 0 | 0 | 0 | 2002606.6817 | 0 | 0 | 0 | 0 | -59444.5348 | 174791.506 | 0 | 0 | 0 | 0 | 0 | 0 | 0 | 0 | 0 | 0 | 0 | 1372.7136 | 0 | 0
2016-07-23 01:00 | 0 | 0 | 0 | 0 | 0 | 483852.1708 | 222064.469 | 651983 | 0 | 0 | 0 | 0 | 3557711.0368 | 0 | 0 | 0 | 0 | 0 | 0 | 0 | 0 | 0 | 2003696.8421 | 0 | 0 | 0 | 0 | 0 | 52560.9262 | 0 | 0 | 0 | 0 | 0 | 0 | 0 | 0 | 0 | 0 | 0 | 1372.7136 | 0 | 0
2016-07-23 02:00 | 0 | 0 | 0 | 0 | 0 | 508708.6942 | 17488.759 | 622735 | 0 | 0 | 0 | 0 | 3459800.7765 | 0 | 0 | 0 | 0 | 0 | 0 | 0 | 0 | 0 | 2004786.9982 | 0 | 0 | 0 | 0 | 0 | 174791.506 | 272701.7664 | 0 | 0 | 0 | 0 | 0 | 0 | 0 | 0 | 0 | 0 | 1372.7136 | 0 | 0
2016-07-23 03:00 | 0 | 0 | 0 | 0 | 0 | 586807.7136 | 0 | 585435 | 0 | 0 | 0 | 0 | 3459800.7765 | 0 | 0 | 0 | 0 | 0 | 0 | 0 | 0 | 0 | 2005877.1499 | 0 | 0 | 0 | 0 | 0 | 0 | 0 | 0 | 0 | 0 | 0 | 0 | 0 | 0 | 0 | 0 | 0 | 1372.7136 | 0 | 0
2016-07-23 04:00 | 0 | 0 | 0 | 0 | 0 | 610166.2194 | 0 | 548300 | 0 | 0 | 0 | 60493.5058 | 3459800.7765 | 0 | 0 | 0 | 0 | 0 | 0 | 0 | 0 | 0 | 2006967.2973 | 0 | 0 | 0 | 0 | 60493.5058 | 0 | 0 | 0 | 0 | 0 | 0 | 0 | 0 | 0 | 0 | 0 | 0 | 1372.7136 | 0 | 0
2016-07-23 05:00 | 0 | 0 | 0 | 0 | 0 | 586636.2775 | 0 | 513775 | 0 | 0 | 0 | 131982.0697 | 3459800.7765 | 0 | 0 | 0 | 0 | 0 | 0 | 0 | 0 | 0 | 2008057.4403 | 0 | 0 | 0 | 0 | 71488.5639 | 0 | 0 | 0 | 0 | 0 | 0 | 0 | 0 | 0 | 0 | 0 | 0 | 1372.7136 | 0 | 0
2016-07-23 06:00 | 0 | 0 | 0 | 0 | 0 | 583670.3562 | 0 | 485017 | 0 | 0 | 0 | 203470.6336 | 3485592.8552 | 0 | 0 | 0 | 0 | 0 | 0 | 0 | 0 | 0 | 2009147.5789 | 0 | 0 | 0 | 0 | 71488.5639 | 25792.0787 | 0 | 0 | 0 | 0 | 0 | 0 | 0 | 0 | 0 | 0 | 0 | 1372.7136 | 0 | 0
2016-07-23 07:00 | 0 | 0 | 0 | 0 | 0 | 403275.2078 | 0 | 462396 | 0 | 0 | 0 | 142977.1278 | 3485592.8552 | 0 | 0 | 0 | 0 | 0 | 0 | 0 | 0 | 0 | 2010237.7132 | 0 | 0 | 0 | 0 | -60493.5058 | 0 | 0 | 0 | 0 | 0 | 0 | 0 | 0 | 0 | 0 | 0 | 0 | 1372.7136 | 0 | 0
2016-07-23 08:00 | 0 | 0 | 0 | 0 | 0 | 376788.1497 | 0 | 446904 | 0 | 0 | 0 | 71488.5639 | 3485592.8552 | 0 | 0 | 0 | 0 | 0 | 0 | 0 | 0 | 0 | 2011327.8431 | 0 | 0 | 0 | 0 | -71488.5639 | 0 | 0 | 0 | 0 | 0 | 0 | 0 | 0 | 0 | 0 | 0 | 0 | 1372.7136 | 0 | 0
2016-07-23 09:00 | 0 | 0 | 0 | 0 | 0 | 95934.3833 | 0 | 438752 | 0 | 0 | 0 | 0 | 3212891.0888 | 0 | 0 | 0 | 0 | 0 | 0 | 0 | 0 | 0 | 2012417.9687 | 0 | 0 | 0 | 0 | -71488.5639 | 0 | 272701.7664 | 0 | 0 | 0 | 0 | 0 | 0 | 0 | 0 | 0 | 0 | 1372.7136 | 0 | 0
2016-07-23 10:00 | 0 | 0 | 0 | 0 | 0 | 498224.4905 | 0 | 436738 | 0 | 0 | 0 | 60113.777 | 3212891.0888 | 0 | 0 | 0 | 0 | 0 | 0 | 0 | 0 | 0 | 2013508.0899 | 0 | 0 | 0 | 0 | 60113.777 | 0 | 0 | 0 | 0 | 0 | 0 | 0 | 0 | 0 | 0 | 0 | 0 | 1372.7136 | 0 | 0
2016-07-23 11:00 | 0 | 0 | 0 | 0 | 0 | 455657.1502 | 0 | 444141 | 0 | 0 | 0 | 70257.2135 | 3212891.0888 | 0 | 0 | 0 | 0 | 0 | 0 | 0 | 0 | 0 | 2014598.2067 | 0 | 0 | 0 | 0 | 10143.4366 | 0 | 0 | 0 | 0 | 0 | 0 | 0 | 0 | 0 | 0 | 0 | 0 | 1372.7136 | 0 | 0
2016-07-23 12:00 | 0 | 0 | 0 | 0 | 0 | 316343.6804 | 79242.9785 | 469768 | 0 | 0 | 0 | 0 | 3207594.2476 | 0 | 0 | 0 | 0 | 0 | 0 | 0 | 0 | 0 | 2015688.3192 | 0 | 0 | 0 | 0 | -70257.2135 | 0 | 5296.8411 | 0 | 0 | 0 | 0 | 0 | 0 | 0 | 0 | 0 | 0 | 1372.7136 | 0 | 0
2016-07-23 13:00 | 0 | 0 | 0 | 0 | 0 | 304411.208 | 441855.5223 | 507074 | 0 | 0 | 0 | 63028.5106 | 3382385.7537 | 0 | 0 | 0 | 0 | 0 | 0 | 0 | 0 | 0 | 2016778.4273 | 0 | 0 | 0 | 0 | 63028.5106 | 174791.506 | 0 | 0 | 0 | 0 | 0 | 0 | 0 | 0 | 0 | 0 | 0 | 1372.7136 | 0 | 0
2016-07-23 14:00 | 0 | 0 | 0 | 0 | 0 | 0 | 660135.1854 | 548202 | 0 | 0 | 0 | 0 | 3555974.7361 | 0 | 0 | 0 | 0 | 0 | 0 | 0 | 0 | 0 | 2017868.531 | 0 | 0 | 0 | 0 | -63028.5106 | 173588.9824 | 0 | 0 | 0 | 0 | 0 | 0 | 0 | 0 | 0 | 0 | 0 | 1372.7136 | 0 | 0
2016-07-23 15:00 | 0 | 0 | 0 | 0 | 0 | 0 | 786060.432 | 587785 | 0 | 0 | 0 | 22111.2124 | 3730766.2421 | 0 | 0 | 0 | 0 | 0 | 0 | 0 | 0 | 0 | 2018958.6304 | 0 | 0 | 0 | 0 | 22111.2124 | 174791.506 | 0 | 0 | 0 | 0 | 0 | 0 | 0 | 0 | 0 | 0 | 0 | 1372.7136 | 0 | 0
2016-07-23 16:00 | 0 | 0 | 0 | 0 | 0 | 0 | 826956.2477 | 621140 | 0 | 0 | 0 | 51763.2405 | 3905557.7482 | 0 | 0 | 0 | 0 | 0 | 0 | 0 | 0 | 0 | 2020048.7255 | 0 | 0 | 0 | 0 | 29652.0281 | 174791.506 | 0 | 0 | 0 | 0 | 0 | 0 | 0 | 0 | 0 | 0 | 0 | 1372.7136 | 0 | 0
2016-07-23 17:00 | 0 | 0 | 0 | 0 | 0 | 0 | 838333.6556 | 644617 | 0 | 0 | 0 | 69315.6764 | 4080349.2542 | 0 | 0 | 0 | 0 | 0 | 0 | 0 | 0 | 0 | 2021138.8161 | 0 | 0 | 0 | 0 | 17552.4359 | 174791.506 | 0 | 0 | 0 | 0 | 0 | 0 | 0 | 0 | 0 | 0 | 0 | 1372.7136 | 0 | 0
2016-07-23 18:00 | 0 | 0 | 0 | 0 | 0 | 0 | 833910.2611 | 662366 | 0 | 0 | 0 | 64695.7179 | 4255140.7602 | 0 | 0 | 0 | 0 | 0 | 0 | 0 | 0 | 0 | 2022228.9024 | 0 | 0 | 0 | 0 | -4619.9586 | 174791.506 | 0 | 0 | 0 | 0 | 0 | 0 | 0 | 0 | 0 | 0 | 0 | 1372.7136 | 0 | 0
2016-07-23 19:00 | 0 | 0 | 0 | 0 | 0 | 0 | 824901.682 | 673513 | 0 | 0 | 0 | 136184.2817 | 4333668.1648 | 0 | 0 | 0 | 0 | 0 | 0 | 0 | 0 | 0 | 2023318.9844 | 0 | 0 | 0 | 0 | 71488.5639 | 78527.4045 | 0 | 0 | 0 | 0 | 0 | 0 | 0 | 0 | 0 | 0 | 0 | 1372.7136 | 0 | 0
2016-07-23 20:00 | 0 | 0 | 0 | 0 | 0 | 0 | 820767.3814 | 680986 | 0 | 0 | 0 | 131982.0697 | 4476279.0447 | 0 | 0 | 0 | 0 | 0 | 0 | 0 | 0 | 0 | 2024409.062 | 0 | 0 | 0 | 0 | -4202.2121 | 142610.8799 | 0 | 0 | 0 | 0 | 0 | 0 | 0 | 0 | 0 | 0 | 0 | 1372.7136 | 0 | 0
2016-07-23 21:00 | 0 | 0 | 0 | 0 | 0 | 0 | 808545.4656 | 683097 | 0 | 0 | 0 | 203470.6336 | 4528866.2328 | 0 | 0 | 0 | 0 | 0 | 0 | 0 | 0 | 0 | 2025499.1352 | 0 | 0 | 0 | 0 | 71488.5639 | 52587.1882 | 0 | 0 | 0 | 0 | 0 | 0 | 0 | 0 | 0 | 0 | 0 | 1372.7136 | 0 | 0
2016-07-23 22:00 | 0 | 0 | 0 | 0 | 0 | 0 | 775682.1667 | 677117 | 0 | 0 | 0 | 131982.0697 | 4697547.2498 | 0 | 0 | 0 | 0 | 0 | 0 | 0 | 0 | 0 | 2026589.2041 | 0 | 0 | 0 | 0 | -71488.5639 | 168681.017 | 0 | 0 | 0 | 0 | 0 | 0 | 0 | 0 | 0 | 0 | 0 | 1372.7136 | 0 | 0
2016-07-23 23:00 | 0 | 0 | 0 | 0 | 0 | 0 | 693563.0995 | 661899 | 0 | 0 | 0 | 71488.5639 | 4788332.1415 | 0 | 0 | 0 | 0 | 0 | 0 | 0 | 0 | 0 | 2027679.2686 | 0 | 0 | 0 | 0 | -60493.5058 | 90784.8917 | 0 | 0 | 0 | 0 | 0 | 0 | 0 | 0 | 0 | 0 | 0 | 1372.7136 | 0 | 0
2016-07-24 | 0 | 0 | 0 | 0 | 0 | 33981.931 | 539324.2187 | 643422 | 0 | 0 | 0 | 0 | 4788332.1415 | 0 | 0 | 0 | 0 | 0 | 0 | 0 | 0 | 0 | 2028769.3287 | 0 | 0 | 0 | 0 | -71488.5639 | 0 | 0 | 0 | 0 | 0 | 0 | 0 | 0 | 0 | 0 | 0 | 0 | 1372.7136 | 0 | 0
2016-07-24 01:00 | 0 | 0 | 0 | 0 | 0 | 533704.7924 | 268767.4272 | 626308 | 0 | 0 | 0 | 0 | 4963123.6476 | 0 | 0 | 0 | 0 | 0 | 0 | 0 | 0 | 0 | 2029859.3845 | 0 | 0 | 0 | 0 | 0 | 174791.506 | 0 | 0 | 0 | 0 | 0 | 0 | 0 | 0 | 0 | 0 | 0 | 1372.7136 | 0 | 0
2016-07-24 02:00 | 0 | 0 | 0 | 0 | 0 | 683994.5889 | 19826.6024 | 599234 | 0 | 0 | 0 | 71488.5639 | 4994849.5614 | 0 | 0 | 0 | 0 | 0 | 0 | 0 | 0 | 0 | 2030949.436 | 0 | 0 | 0 | 0 | 71488.5639 | 31725.9138 | 0 | 0 | 0 | 0 | 0 | 0 | 0 | 0 | 0 | 0 | 0 | 1372.7136 | 0 | 0
2016-07-24 03:00 | 0 | 0 | 0 | 0 | 0 | 680333.5403 | 0 | 565417 | 0 | 0 | 0 | 142977.1278 | 5036904.8242 | 0 | 0 | 0 | 0 | 0 | 0 | 0 | 0 | 0 | 2032039.483 | 0 | 0 | 0 | 0 | 71488.5639 | 42055.2628 | 0 | 0 | 0 | 0 | 0 | 0 | 0 | 0 | 0 | 0 | 0 | 1372.7136 | 0 | 0
2016-07-24 04:00 | 0 | 0 | 0 | 0 | 0 | 628164.1616 | 0 | 531046 | 0 | 0 | 0 | 203470.6336 | 5072156.7664 | 0 | 0 | 0 | 0 | 0 | 0 | 0 | 0 | 0 | 2033129.5257 | 0 | 0 | 0 | 0 | 60493.5058 | 35251.9422 | 0 | 0 | 0 | 0 | 0 | 0 | 0 | 0 | 0 | 0 | 0 | 1372.7136 | 0 | 0
2016-07-24 05:00 | 0 | 0 | 0 | 0 | 0 | 563793.9137 | 0 | 499365 | 0 | 0 | 0 | 135314.554 | 5203369.0461 | 0 | 0 | 0 | 0 | 0 | 0 | 0 | 0 | 0 | 2034219.5641 | 0 | 0 | 0 | 0 | -68156.0796 | 131212.2797 | 0 | 0 | 0 | 0 | 0 | 0 | 0 | 0 | 0 | 0 | 0 | 1372.7136 | 0 | 0
2016-07-24 06:00 | 0 | 0 | 0 | 0 | 0 | 515454.044 | 0 | 472698 | 0 | 0 | 0 | 176697.8844 | 5203369.0461 | 0 | 0 | 0 | 0 | 0 | 0 | 0 | 0 | 0 | 2035309.5981 | 0 | 0 | 0 | 0 | 41383.3304 | 0 | 0 | 0 | 0 | 0 | 0 | 0 | 0 | 0 | 0 | 0 | 0 | 1372.7136 | 0 | 0
2016-07-24 07:00 | 0 | 0 | 0 | 0 | 0 | 479584.4628 | 0 | 451439 | 0 | 0 | 0 | 203470.6336 | 5203369.0461 | 0 | 0 | 0 | 0 | 0 | 0 | 0 | 0 | 0 | 2036399.6277 | 0 | 0 | 0 | 0 | 26772.7492 | 0 | 0 | 0 | 0 | 0 | 0 | 0 | 0 | 0 | 0 | 0 | 0 | 1372.7136 | 0 | 0
2016-07-24 08:00 | 0 | 0 | 0 | 0 | 0 | 437631.7136 | 0 | 436259 | 0 | 0 | 0 | 203470.6336 | 5203369.0461 | 0 | 0 | 0 | 0 | 0 | 0 | 0 | 0 | 0 | 2037489.653 | 0 | 0 | 0 | 0 | 0 | 0 | 0 | 0 | 0 | 0 | 0 | 0 | 0 | 0 | 0 | 0 | 0 | 1372.7136 | 0 | 0
2016-07-24 09:00 | 0 | 0 | 0 | 0 | 0 | 403544.1518 | 0 | 427100 | 0 | 0 | 0 | 178542.0718 | 5203369.0461 | 0 | 0 | 0 | 0 | 0 | 0 | 0 | 0 | 0 | 2038579.6739 | 0 | 0 | 0 | 0 | -24928.5617 | 0 | 0 | 0 | 0 | 0 | 0 | 0 | 0 | 0 | 0 | 0 | 0 | 1372.7136 | 0 | 0
2016-07-24 10:00 | 0 | 0 | 0 | 0 | 0 | 384748.5622 | 0 | 422282 | 0 | 0 | 0 | 203470.6336 | 5139534.333 | 0 | 0 | 0 | 0 | 0 | 0 | 0 | 0 | 0 | 2039669.6904 | 0 | 0 | 0 | 0 | 24928.5617 | 0 | 63834.7131 | 0 | 0 | 0 | 0 | 0 | 0 | 0 | 0 | 0 | 0 | 1372.7136 | 0 | 0
2016-07-24 11:00 | 0 | 0 | 0 | 0 | 0 | 341955.9078 | 0 | 426061 | 0 | 0 | 0 | 140464.5958 | 5117062.5649 | 0 | 0 | 0 | 0 | 0 | 0 | 0 | 0 | 0 | 2040759.7026 | 0 | 0 | 0 | 0 | -63006.0377 | 0 | 22471.7681 | 0 | 0 | 0 | 0 | 0 | 0 | 0 | 0 | 0 | 0 | 1372.7136 | 0 | 0
2016-07-24 12:00 | 0 | 0 | 0 | 0 | 0 | 34651.4727 | 69589.9105 | 447059 | 0 | 0 | 0 | 68976.0319 | 4844360.7985 | 0 | 0 | 0 | 0 | 0 | 0 | 0 | 0 | 0 | 2041849.7104 | 0 | 0 | 0 | 0 | -71488.5639 | 0 | 272701.7664 | 0 | 0 | 0 | 0 | 0 | 0 | 0 | 0 | 0 | 0 | 1372.7136 | 0 | 0
2016-07-24 13:00 | 0 | 0 | 0 | 0 | 0 | 199256.2122 | 388845.9755 | 480914 | 0 | 0 | 0 | 0 | 5019152.3046 | 0 | 0 | 0 | 0 | 0 | 0 | 0 | 0 | 0 | 2042939.7139 | 0 | 0 | 0 | 0 | -68976.0319 | 174791.506 | 0 | 0 | 0 | 0 | 0 | 0 | 0 | 0 | 0 | 0 | 0 | 1372.7136 | 0 | 0
2016-07-24 14:00 | 0 | 0 | 0 | 0 | 0 | 166948.3568 | 600837.4267 | 520133 | 0 | 0 | 0 | 71488.5639 | 5193943.8106 | 0 | 0 | 0 | 0 | 0 | 0 | 0 | 0 | 0 | 2044029.713 | 0 | 0 | 0 | 0 | 71488.5639 | 174791.506 | 0 | 0 | 0 | 0 | 0 | 0 | 0 | 0 | 0 | 0 | 0 | 1372.7136 | 0 | 0
2016-07-24 15:00 | 0 | 0 | 0 | 0 | 0 | 0 | 733967.9668 | 558015 | 0 | 0 | 0 | 71277.3111 | 5368735.3166 | 0 | 0 | 0 | 0 | 0 | 0 | 0 | 0 | 0 | 2045119.7078 | 0 | 0 | 0 | 0 | -211.2528 | 174791.506 | 0 | 0 | 0 | 0 | 0 | 0 | 0 | 0 | 0 | 0 | 0 | 1372.7136 | 0 | 0
2016-07-24 16:00 | 0 | 0 | 0 | 0 | 0 | 0 | 789979.4941 | 591243 | 0 | 0 | 0 | 93849.5856 | 5543526.8227 | 0 | 0 | 0 | 0 | 0 | 0 | 0 | 0 | 0 | 2046209.6982 | 0 | 0 | 0 | 0 | 22572.2745 | 174791.506 | 0 | 0 | 0 | 0 | 0 | 0 | 0 | 0 | 0 | 0 | 0 | 1372.7136 | 0 | 0
2016-07-24 17:00 | 0 | 0 | 0 | 0 | 0 | 34191.5278 | 798191.1759 | 618086 | 0 | 0 | 0 | 131982.0697 | 5718318.3287 | 0 | 0 | 0 | 0 | 0 | 0 | 0 | 0 | 0 | 2047299.6842 | 0 | 0 | 0 | 0 | 38132.4841 | 174791.506 | 0 | 0 | 0 | 0 | 0 | 0 | 0 | 0 | 0 | 0 | 0 | 1372.7136 | 0 | 0
2016-07-24 18:00 | 0 | 0 | 0 | 0 | 0 | 0 | 786846.0321 | 639300 | 0 | 0 | 0 | 203470.6336 | 5793003.0834 | 0 | 0 | 0 | 0 | 0 | 0 | 0 | 0 | 0 | 2048389.6659 | 0 | 0 | 0 | 0 | 71488.5639 | 74684.7547 | 0 | 0 | 0 | 0 | 0 | 0 | 0 | 0 | 0 | 0 | 0 | 1372.7136 | 0 | 0
2016-07-24 19:00 | 0 | 0 | 0 | 0 | 0 | 0 | 769392.7007 | 654798 | 0 | 0 | 0 | 203470.6336 | 5906225.0705 | 0 | 0 | 0 | 0 | 0 | 0 | 0 | 0 | 0 | 2049479.6432 | 0 | 0 | 0 | 0 | 0 | 113221.9871 | 0 | 0 | 0 | 0 | 0 | 0 | 0 | 0 | 0 | 0 | 0 | 1372.7136 | 0 | 0
2016-07-24 20:00 | 0 | 0 | 0 | 0 | 0 | 88836.9176 | 754054.302 | 666727 | 0 | 0 | 0 | 203470.6336 | 6081016.5766 | 0 | 0 | 0 | 0 | 0 | 0 | 0 | 0 | 0 | 2050569.6161 | 0 | 0 | 0 | 0 | 0 | 174791.506 | 0 | 0 | 0 | 0 | 0 | 0 | 0 | 0 | 0 | 0 | 0 | 1372.7136 | 0 | 0
2016-07-24 21:00 | 0 | 0 | 0 | 0 | 0 | 0 | 738062.571 | 674628 | 0 | 0 | 0 | 153110.1772 | 6193438.8904 | 0 | 0 | 0 | 0 | 0 | 0 | 0 | 0 | 0 | 2051659.5847 | 0 | 0 | 0 | 0 | -50360.4564 | 112422.3139 | 0 | 0 | 0 | 0 | 0 | 0 | 0 | 0 | 0 | 0 | 0 | 1372.7136 | 0 | 0
2016-07-24 22:00 | 0 | 0 | 0 | 0 | 0 | 199350.3409 | 702086.3351 | 674912 | 0 | 0 | 0 | 203470.6336 | 6368230.3964 | 0 | 0 | 0 | 0 | 0 | 0 | 0 | 0 | 0 | 2052749.5489 | 0 | 0 | 0 | 0 | 50360.4564 | 174791.506 | 0 | 0 | 0 | 0 | 0 | 0 | 0 | 0 | 0 | 0 | 0 | 1372.7136 | 0 | 0
2016-07-24 23:00 | 0 | 0 | 0 | 0 | 0 | 207363.9764 | 623388.2118 | 664359 | 0 | 0 | 0 | 203470.6336 | 6533250.871 | 0 | 0 | 0 | 0 | 0 | 0 | 0 | 0 | 0 | 2053839.5088 | 0 | 0 | 0 | 0 | 0 | 165020.4746 | 0 | 0 | 0 | 0 | 0 | 0 | 0 | 0 | 0 | 0 | 0 | 1372.7136 | 0 | 0
2016-07-25 | 0 | 0 | 0 | 0 | 0 | 238445.9414 | 473275.459 | 649454 | 0 | 0 | 0 | 203470.6336 | 6594145.5578 | 0 | 0 | 0 | 0 | 0 | 0 | 0 | 0 | 0 | 2054929.4643 | 0 | 0 | 0 | 0 | 0 | 60894.6867 | 0 | 0 | 0 | 0 | 0 | 0 | 0 | 0 | 0 | 0 | 0 | 1372.7136 | 0 | 0
2016-07-25 01:00 | 0 | 0 | 0 | 0 | 0 | 349224.806 | 237074.9173 | 634444 | 0 | 0 | 0 | 169905.3533 | 6594145.5578 | 0 | 0 | 0 | 0 | 0 | 0 | 0 | 0 | 0 | 2029785.0437 | 0 | 0 | 0 | 0 | -33565.2802 | 0 | 0 | 0 | 0 | 0 | 0 | 0 | 0 | 0 | 0 | 0 | 0 | 0 | 25136.2009 | 0
2016-07-25 02:00 | 0 | 0 | 0 | 0 | 0 | 426368.139 | 17421.6057 | 605194 | 0 | 0 | 0 | 131982.0697 | 6485243.5827 | 0 | 0 | 0 | 0 | 0 | 0 | 0 | 0 | 0 | 2004640.7236 | 0 | 0 | 0 | 0 | -37923.2837 | 163799.7913 | 272701.7664 | 0 | 0 | 0 | 0 | 0 | 0 | 0 | 0 | 0 | 0 | 0 | 25136.2009 | 0
2016-07-25 03:00 | 0 | 0 | 0 | 0 | 0 | 426004.0841 | 0 | 570238 | 0 | 0 | 0 | 203470.6336 | 6284100.0994 | 0 | 0 | 0 | 0 | 0 | 0 | 0 | 0 | 0 | 1979496.5042 | 0 | 0 | 0 | 0 | 71488.5639 | 0 | 201143.4833 | 0 | 0 | 0 | 0 | 0 | 0 | 0 | 0 | 0 | 0 | 0 | 25136.2009 | 0
2016-07-25 04:00 | 0 | 0 | 0 | 0 | 0 | 418031.5355 | 0 | 536805 | 0 | 0 | 0 | 203470.6336 | 6179905.6314 | 0 | 0 | 0 | 0 | 0 | 0 | 0 | 0 | 0 | 1954352.3853 | 0 | 0 | 0 | 0 | 0 | 0 | 104194.468 | 0 | 0 | 0 | 0 | 0 | 0 | 0 | 0 | 0 | 0 | 0 | 25136.2009 | 0
2016-07-25 05:00 | 0 | 0 | 0 | 0 | 0 | 411498.6048 | 0 | 505415 | 0 | 0 | 0 | 131982.0697 | 6172056.7966 | 0 | 0 | 0 | 0 | 0 | 0 | 0 | 0 | 0 | 1929208.367 | 0 | 0 | 0 | 0 | -71488.5639 | 0 | 7848.8347 | 0 | 0 | 0 | 0 | 0 | 0 | 0 | 0 | 0 | 0 | 0 | 25136.2009 | 0
2016-07-25 06:00 | 0 | 0 | 0 | 0 | 0 | 404764.8225 | 0 | 479358 | 0 | 0 | 0 | 71967.8887 | 6172056.7966 | 0 | 0 | 0 | 0 | 0 | 0 | 0 | 0 | 0 | 1904064.4492 | 0 | 0 | 0 | 0 | -60014.181 | 0 | 0 | 0 | 0 | 0 | 0 | 0 | 0 | 0 | 0 | 0 | 0 | 0 | 25136.2009 | 0
2016-07-25 07:00 | 0 | 0 | 0 | 0 | 0 | 395447.2638 | 0 | 460062 | 0 | 0 | 0 | 21932.149 | 6172056.7966 | 0 | 0 | 0 | 0 | 0 | 0 | 0 | 0 | 0 | 1878920.6321 | 0 | 0 | 0 | 0 | -50035.7397 | 0 | 0 | 0 | 0 | 0 | 0 | 0 | 0 | 0 | 0 | 0 | 0 | 0 | 25136.2009 | 0
2016-07-25 08:00 | 0 | 0 | 0 | 0 | 0 | 384521.4983 | 0 | 450411 | 0 | 0 | 0 | 0 | 6142678.4405 | 0 | 0 | 0 | 0 | 0 | 0 | 0 | 0 | 0 | 1853776.9155 | 0 | 0 | 0 | 0 | -21932.149 | 0 | 29378.3561 | 0 | 0 | 0 | 0 | 0 | 0 | 0 | 0 | 0 | 0 | 0 | 25136.2009 | 0
2016-07-25 09:00 | 0 | 0 | 0 | 0 | 0 | 335782.0079 | 0 | 451810 | 0 | 0 | 0 | 0 | 6041229.445 | 0 | 0 | 0 | 0 | 0 | 0 | 0 | 0 | 0 | 1828633.2995 | 0 | 0 | 0 | 0 | 0 | 171252.7709 | 272701.7664 | 0 | 0 | 0 | 0 | 0 | 0 | 0 | 0 | 0 | 0 | 0 | 25136.2009 | 0
2016-07-25 10:00 | 0 | 0 | 0 | 0 | 0 | 283975.1714 | 0 | 464579 | 0 | 0 | 0 | 71488.5639 | 5803716.049 | 0 | 0 | 0 | 0 | 0 | 0 | 0 | 0 | 0 | 1803489.7841 | 0 | 0 | 0 | 0 | 71488.5639 | 0 | 237513.3959 | 0 | 0 | 0 | 0 | 0 | 0 | 0 | 0 | 0 | 0 | 0 | 25136.2009 | 0
2016-07-25 11:00 | 0 | 0 | 0 | 0 | 0 | 240628.1298 | 0 | 484904 | 0 | 0 | 0 | 109176.3345 | 5536331.4048 | 0 | 0 | 0 | 0 | 0 | 0 | 0 | 0 | 0 | 1778346.3692 | 0 | 0 | 0 | 0 | 37687.7706 | 5317.1221 | 272701.7664 | 0 | 0 | 0 | 0 | 0 | 0 | 0 | 0 | 0 | 0 | 0 | 25136.2009 | 0
2016-07-25 12:00 | 0 | 0 | 0 | 0 | 0 | 122263.4851 | 65909.9813 | 513142 | 0 | 0 | 0 | 71488.5639 | 5263629.6383 | 0 | 0 | 0 | 0 | 0 | 0 | 0 | 0 | 0 | 1753203.0549 | 0 | 0 | 0 | 0 | -37687.7706 | 0 | 272701.7664 | 0 | 0 | 0 | 0 | 0 | 0 | 0 | 0 | 0 | 0 | 0 | 25136.2009 | 0
2016-07-25 13:00 | 0 | 0 | 0 | 0 | 0 | 84122.9053 | 344927.8049 | 546585 | 0 | 0 | 0 | 0 | 5232162.9089 | 0 | 0 | 0 | 0 | 0 | 0 | 0 | 0 | 0 | 1728059.8412 | 0 | 0 | 0 | 0 | -71488.5639 | 0 | 31466.7294 | 0 | 0 | 0 | 0 | 0 | 0 | 0 | 0 | 0 | 0 | 0 | 25136.2009 | 0
2016-07-25 14:00 | 0 | 0 | 0 | 0 | 0 | 122757.6485 | 582883.8215 | 584999 | 0 | 0 | 0 | 0 | 5367384.3755 | 0 | 0 | 0 | 0 | 0 | 0 | 0 | 0 | 0 | 1702916.7281 | 0 | 0 | 0 | 0 | 0 | 135221.4666 | 0 | 0 | 0 | 0 | 0 | 0 | 0 | 0 | 0 | 0 | 0 | 0 | 25136.2009 | 0
2016-07-25 15:00 | 0 | 0 | 0 | 0 | 0 | 131460.0419 | 704382.3667 | 623644 | 0 | 0 | 0 | 51985.899 | 5542175.8815 | 0 | 0 | 0 | 0 | 0 | 0 | 0 | 0 | 0 | 1677773.7155 | 0 | 0 | 0 | 0 | 51985.899 | 174791.506 | 0 | 0 | 0 | 0 | 0 | 0 | 0 | 0 | 0 | 0 | 0 | 0 | 25136.2009 | 0
2016-07-25 16:00 | 0 | 0 | 0 | 0 | 0 | 132161.8447 | 753822.7664 | 655225 | 0 | 0 | 0 | 122533.0006 | 5716967.3876 | 0 | 0 | 0 | 0 | 0 | 0 | 0 | 0 | 0 | 1652630.8035 | 0 | 0 | 0 | 0 | 70547.1016 | 174791.506 | 0 | 0 | 0 | 0 | 0 | 0 | 0 | 0 | 0 | 0 | 0 | 0 | 25136.2009 | 0
2016-07-25 17:00 | 0 | 0 | 0 | 0 | 0 | 131327.8665 | 762000.4357 | 680782 | 0 | 0 | 0 | 174866.7933 | 5891758.8936 | 0 | 0 | 0 | 0 | 0 | 0 | 0 | 0 | 0 | 1627487.9921 | 0 | 0 | 0 | 0 | 52333.7927 | 174791.506 | 0 | 0 | 0 | 0 | 0 | 0 | 0 | 0 | 0 | 0 | 0 | 0 | 25136.2009 | 0
2016-07-25 18:00 | 0 | 0 | 0 | 0 | 0 | 130000.4906 | 757606.8873 | 699429 | 0 | 0 | 0 | 203470.6336 | 6065912.4278 | 0 | 0 | 0 | 0 | 0 | 0 | 0 | 0 | 0 | 1602345.2812 | 0 | 0 | 0 | 0 | 28603.8403 | 174153.5342 | 0 | 0 | 0 | 0 | 0 | 0 | 0 | 0 | 0 | 0 | 0 | 0 | 25136.2009 | 0
2016-07-25 19:00 | 0 | 0 | 0 | 0 | 0 | 128398.0963 | 738773.7774 | 711269 | 0 | 0 | 0 | 190870.8647 | 6240703.9338 | 0 | 0 | 0 | 0 | 0 | 0 | 0 | 0 | 0 | 1591496.0038 | 0 | 0 | 0 | 0 | -12599.7689 | 174791.506 | 0 | 0 | 0 | 0 | 0 | 0 | 0 | 0 | 0 | 0 | 0 | 0 | 10842.8681 | 0
2016-07-25 20:00 | 0 | 0 | 0 | 0 | 0 | 128134.5784 | 725625.6927 | 716310 | 0 | 0 | 0 | 203470.6336 | 6365554.436 | 0 | 0 | 0 | 0 | 0 | 0 | 0 | 0 | 0 | 1591489.6378 | 0 | 0 | 0 | 0 | 12599.7689 | 124850.5022 | 0 | 0 | 0 | 0 | 0 | 0 | 0 | 0 | 0 | 0 | 0 | 0 | 0 | 0
2016-07-25 21:00 | 0 | 0 | 0 | 0 | 0 | 133767.954 | 696504.1142 | 716023 | 0 | 0 | 0 | 203470.6336 | 6479803.5042 | 0 | 0 | 0 | 0 | 0 | 0 | 0 | 0 | 0 | 1591483.2718 | 0 | 0 | 0 | 0 | 0 | 114249.0682 | 0 | 0 | 0 | 0 | 0 | 0 | 0 | 0 | 0 | 0 | 0 | 0 | 0 | 0
2016-07-25 22:00 | 0 | 0 | 0 | 0 | 0 | 144020.593 | 648208.0628 | 709531 | 0 | 0 | 0 | 203470.6336 | 6562501.16 | 0 | 0 | 0 | 0 | 0 | 0 | 0 | 0 | 0 | 1591476.9059 | 0 | 0 | 0 | 0 | 0 | 82697.6558 | 0 | 0 | 0 | 0 | 0 | 0 | 0 | 0 | 0 | 0 | 0 | 0 | 0 | 0
2016-07-25 23:00 | 0 | 0 | 0 | 0 | 0 | 165196.8831 | 560875.5147 | 694428 | 0 | 0 | 0 | 203470.6336 | 6594145.5578 | 0 | 0 | 0 | 0 | 0 | 0 | 0 | 0 | 0 | 1591470.54 | 0 | 0 | 0 | 0 | 0 | 31644.3978 | 0 | 0 | 0 | 0 | 0 | 0 | 0 | 0 | 0 | 0 | 0 | 0 | 0 | 0
2016-07-26 | 0 | 0 | 0 | 0 | 0 | 217403.3462 | 420695.2395 | 676132 | 0 | 0 | 0 | 180016.2158 | 6594145.5578 | 0 | 0 | 0 | 0 | 0 | 0 | 0 | 0 | 0 | 1566327.9732 | 0 | 0 | 0 | 0 | -23454.4177 | 0 | 0 | 0 | 0 | 0 | 0 | 0 | 0 | 0 | 0 | 0 | 0 | 0 | 25136.2009 | 0
2016-07-26 01:00 | 0 | 0 | 0 | 0 | 0 | 360568.8539 | 210044.4601 | 655962 | 0 | 0 | 0 | 109246.5263 | 6594145.5578 | 0 | 0 | 0 | 0 | 0 | 0 | 0 | 0 | 0 | 1541185.507 | 0 | 0 | 0 | 0 | -70769.6895 | 0 | 0 | 0 | 0 | 0 | 0 | 0 | 0 | 0 | 0 | 0 | 0 | 0 | 25136.2009 | 0
2016-07-26 02:00 | 0 | 0 | 0 | 0 | 0 | 477300.6624 | 17835.6296 | 623004 | 0 | 0 | 0 | 180735.0902 | 6409368.2823 | 0 | 0 | 0 | 0 | 0 | 0 | 0 | 0 | 0 | 1516043.1414 | 0 | 0 | 0 | 0 | 71488.5639 | 0 | 184777.2754 | 0 | 0 | 0 | 0 | 0 | 0 | 0 | 0 | 0 | 0 | 0 | 25136.2009 | 0
2016-07-26 03:00 | 0 | 0 | 0 | 0 | 0 | 492297.1433 | 0 | 581261 | 0 | 0 | 0 | 203470.6336 | 6312247.8788 | 0 | 0 | 0 | 0 | 0 | 0 | 0 | 0 | 0 | 1490900.8763 | 0 | 0 | 0 | 0 | 22735.5434 | 0 | 97120.4035 | 0 | 0 | 0 | 0 | 0 | 0 | 0 | 0 | 0 | 0 | 0 | 25136.2009 | 0
2016-07-26 04:00 | 0 | 0 | 0 | 0 | 0 | 478352.3548 | 0 | 543580 | 0 | 0 | 0 | 131982.0697 | 6333087.794 | 0 | 0 | 0 | 0 | 0 | 0 | 0 | 0 | 0 | 1465758.7118 | 0 | 0 | 0 | 0 | -71488.5639 | 20839.9152 | 0 | 0 | 0 | 0 | 0 | 0 | 0 | 0 | 0 | 0 | 0 | 0 | 25136.2009 | 0
2016-07-26 05:00 | 0 | 0 | 0 | 0 | 0 | 446279.8143 | 0 | 508876 | 0 | 0 | 0 | 203470.6336 | 6213582.041 | 0 | 0 | 0 | 0 | 0 | 0 | 0 | 0 | 0 | 1440616.6478 | 0 | 0 | 0 | 0 | 71488.5639 | 0 | 119505.753 | 0 | 0 | 0 | 0 | 0 | 0 | 0 | 0 | 0 | 0 | 0 | 25136.2009 | 0
2016-07-26 06:00 | 0 | 0 | 0 | 0 | 0 | 407555.9032 | 0 | 480696 | 0 | 0 | 0 | 144909.5333 | 6213582.041 | 0 | 0 | 0 | 0 | 0 | 0 | 0 | 0 | 0 | 1415474.6845 | 0 | 0 | 0 | 0 | -58561.1002 | 0 | 0 | 0 | 0 | 0 | 0 | 0 | 0 | 0 | 0 | 0 | 0 | 0 | 25136.2009 | 0
2016-07-26 07:00 | 0 | 0 | 0 | 0 | 0 | 370342.6804 | 0 | 460391 | 0 | 0 | 0 | 73420.9694 | 6209601.2818 | 0 | 0 | 0 | 0 | 0 | 0 | 0 | 0 | 0 | 1390332.8217 | 0 | 0 | 0 | 0 | -71488.5639 | 0 | 3980.7592 | 0 | 0 | 0 | 0 | 0 | 0 | 0 | 0 | 0 | 0 | 0 | 25136.2009 | 0
2016-07-26 08:00 | 0 | 0 | 0 | 0 | 0 | 344437.2866 | 0 | 449809 | 0 | 0 | 0 | 144909.5333 | 6047320.001 | 0 | 0 | 0 | 0 | 0 | 0 | 0 | 0 | 0 | 1365191.0594 | 0 | 0 | 0 | 0 | 71488.5639 | 0 | 162281.2808 | 0 | 0 | 0 | 0 | 0 | 0 | 0 | 0 | 0 | 0 | 0 | 25136.2009 | 0
2016-07-26 09:00 | 0 | 0 | 0 | 0 | 0 | 311432.4233 | 0 | 451638 | 0 | 0 | 0 | 131982.0697 | 5934620.8845 | 0 | 0 | 0 | 0 | 0 | 0 | 0 | 0 | 0 | 1340049.3978 | 0 | 0 | 0 | 0 | -12927.4636 | 0 | 112699.1165 | 0 | 0 | 0 | 0 | 0 | 0 | 0 | 0 | 0 | 0 | 0 | 25136.2009 | 0
2016-07-26 10:00 | 0 | 0 | 0 | 0 | 0 | 282869.5597 | 0 | 465570 | 0 | 0 | 0 | 203470.6336 | 5695010.8769 | 0 | 0 | 0 | 0 | 0 | 0 | 0 | 0 | 0 | 1314907.8367 | 0 | 0 | 0 | 0 | 71488.5639 | 33091.7588 | 272701.7664 | 0 | 0 | 0 | 0 | 0 | 0 | 0 | 0 | 0 | 0 | 0 | 25136.2009 | 0
2016-07-26 11:00 | 0 | 0 | 0 | 0 | 0 | 245196.9983 | 0 | 484569 | 0 | 0 | 0 | 142977.1278 | 5530711.3774 | 0 | 0 | 0 | 0 | 0 | 0 | 0 | 0 | 0 | 1289766.3761 | 0 | 0 | 0 | 0 | -60493.5058 | 108402.267 | 272701.7664 | 0 | 0 | 0 | 0 | 0 | 0 | 0 | 0 | 0 | 0 | 0 | 25136.2009 | 0
2016-07-26 12:00 | 0 | 0 | 0 | 0 | 0 | 128325.6339 | 53798.3883 | 509911 | 0 | 0 | 0 | 71488.5639 | 5288991.9601 | 0 | 0 | 0 | 0 | 0 | 0 | 0 | 0 | 0 | 1264625.0162 | 0 | 0 | 0 | 0 | -71488.5639 | 30982.349 | 272701.7664 | 0 | 0 | 0 | 0 | 0 | 0 | 0 | 0 | 0 | 0 | 0 | 25136.2009 | 0
2016-07-26 13:00 | 0 | 0 | 0 | 0 | 0 | 84719.9631 | 315445.2347 | 540417 | 0 | 0 | 0 | 0 | 5234807.7182 | 0 | 0 | 0 | 0 | 0 | 0 | 0 | 0 | 0 | 1239483.7568 | 0 | 0 | 0 | 0 | -71488.5639 | 0 | 54184.2418 | 0 | 0 | 0 | 0 | 0 | 0 | 0 | 0 | 0 | 0 | 0 | 25136.2009 | 0
2016-07-26 14:00 | 0 | 0 | 0 | 0 | 0 | 121711.5146 | 562408.2666 | 576926 | 0 | 0 | 0 | 35278.4599 | 5321302.0361 | 0 | 0 | 0 | 0 | 0 | 0 | 0 | 0 | 0 | 1214342.5979 | 0 | 0 | 0 | 0 | 35278.4599 | 86494.3178 | 0 | 0 | 0 | 0 | 0 | 0 | 0 | 0 | 0 | 0 | 0 | 0 | 25136.2009 | 0
2016-07-26 15:00 | 0 | 0 | 0 | 0 | 0 | 129077.223 | 684555.59 | 612758 | 0 | 0 | 0 | 75940.7634 | 5496093.5421 | 0 | 0 | 0 | 0 | 0 | 0 | 0 | 0 | 0 | 1189201.5397 | 0 | 0 | 0 | 0 | 40662.3035 | 174791.506 | 0 | 0 | 0 | 0 | 0 | 0 | 0 | 0 | 0 | 0 | 0 | 0 | 25136.2009 | 0
2016-07-26 16:00 | 0 | 0 | 0 | 0 | 0 | 118169.9296 | 749062.7853 | 643650 | 0 | 0 | 0 | 147429.3273 | 5662766.6896 | 0 | 0 | 0 | 0 | 0 | 0 | 0 | 0 | 0 | 1164060.582 | 0 | 0 | 0 | 0 | 71488.5639 | 166673.1475 | 0 | 0 | 0 | 0 | 0 | 0 | 0 | 0 | 0 | 0 | 0 | 0 | 25136.2009 | 0
2016-07-26 17:00 | 0 | 0 | 0 | 0 | 0 | 110687.4194 | 763936.8875 | 669322 | 0 | 0 | 0 | 192519.1246 | 5837558.1956 | 0 | 0 | 0 | 0 | 0 | 0 | 0 | 0 | 0 | 1138919.7248 | 0 | 0 | 0 | 0 | 45089.7973 | 174791.506 | 0 | 0 | 0 | 0 | 0 | 0 | 0 | 0 | 0 | 0 | 0 | 0 | 25136.2009 | 0
2016-07-26 18:00 | 0 | 0 | 0 | 0 | 0 | 103722.1764 | 755569.8421 | 688128 | 0 | 0 | 0 | 203470.6336 | 6012349.7017 | 0 | 0 | 0 | 0 | 0 | 0 | 0 | 0 | 0 | 1113778.9682 | 0 | 0 | 0 | 0 | 10951.5089 | 174791.506 | 0 | 0 | 0 | 0 | 0 | 0 | 0 | 0 | 0 | 0 | 0 | 0 | 25136.2009 | 0
2016-07-26 19:00 | 0 | 0 | 0 | 0 | 0 | 97938.0773 | 736569.5453 | 700540 | 0 | 0 | 0 | 177225.7466 | 6187141.2077 | 0 | 0 | 0 | 0 | 0 | 0 | 0 | 0 | 0 | 1088638.3122 | 0 | 0 | 0 | 0 | -26244.8869 | 174791.506 | 0 | 0 | 0 | 0 | 0 | 0 | 0 | 0 | 0 | 0 | 0 | 0 | 25136.2009 | 0
2016-07-26 20:00 | 0 | 0 | 0 | 0 | 0 | 96674.7282 | 717886.8595 | 708679 | 0 | 0 | 0 | 122895.8248 | 6361932.7137 | 0 | 0 | 0 | 0 | 0 | 0 | 0 | 0 | 0 | 1063497.7568 | 0 | 0 | 0 | 0 | -54329.9218 | 174791.506 | 0 | 0 | 0 | 0 | 0 | 0 | 0 | 0 | 0 | 0 | 0 | 0 | 25136.2009 | 0
2016-07-26 21:00 | 0 | 0 | 0 | 0 | 0 | 105838.8522 | 687038.8217 | 711359 | 0 | 0 | 0 | 81639.3373 | 6499286.8716 | 0 | 0 | 0 | 0 | 0 | 0 | 0 | 0 | 0 | 1038357.3019 | 0 | 0 | 0 | 0 | -41256.4875 | 137354.1579 | 0 | 0 | 0 | 0 | 0 | 0 | 0 | 0 | 0 | 0 | 0 | 0 | 25136.2009 | 0
2016-07-26 22:00 | 0 | 0 | 0 | 0 | 0 | 127423.4181 | 642950.1614 | 706608 | 0 | 0 | 0 | 153127.9012 | 6506142.8837 | 0 | 0 | 0 | 0 | 0 | 0 | 0 | 0 | 0 | 1013216.9475 | 0 | 0 | 0 | 0 | 71488.5639 | 6856.0121 | 0 | 0 | 0 | 0 | 0 | 0 | 0 | 0 | 0 | 0 | 0 | 0 | 25136.2009 | 0
2016-07-26 23:00 | 0 | 0 | 0 | 0 | 0 | 162117.9445 | 565397.7913 | 691752 | 0 | 0 | 0 | 203470.6336 | 6506142.8837 | 0 | 0 | 0 | 0 | 0 | 0 | 0 | 0 | 0 | 988076.6938 | 0 | 0 | 0 | 0 | 50342.7323 | 0 | 0 | 0 | 0 | 0 | 0 | 0 | 0 | 0 | 0 | 0 | 0 | 0 | 25136.2009 | 0
2016-07-27 | 0 | 0 | 0 | 0 | 0 | 221440.549 | 430802.3918 | 673003 | 0 | 0 | 0 | 197289.5709 | 6506142.8837 | 0 | 0 | 0 | 0 | 0 | 0 | 0 | 0 | 0 | 962936.5406 | 0 | 0 | 0 | 0 | -6181.0627 | 0 | 0 | 0 | 0 | 0 | 0 | 0 | 0 | 0 | 0 | 0 | 0 | 0 | 25136.2009 | 0
2016-07-27 01:00 | 0 | 0 | 0 | 0 | 0 | 349761.063 | 228474.1357 | 653739 | 0 | 0 | 0 | 136364.7661 | 6506142.8837 | 0 | 0 | 0 | 0 | 0 | 0 | 0 | 0 | 0 | 937796.4879 | 0 | 0 | 0 | 0 | -60924.8048 | 0 | 0 | 0 | 0 | 0 | 0 | 0 | 0 | 0 | 0 | 0 | 0 | 0 | 25136.2009 | 0
2016-07-27 02:00 | 0 | 0 | 0 | 0 | 0 | 428699.3446 | 14829.776 | 621186 | 0 | 0 | 0 | 203470.6336 | 6275959.1334 | 0 | 0 | 0 | 0 | 0 | 0 | 0 | 0 | 0 | 912656.5358 | 0 | 0 | 0 | 0 | 67105.8675 | 0 | 230183.7503 | 0 | 0 | 0 | 0 | 0 | 0 | 0 | 0 | 0 | 0 | 0 | 25136.2009 | 0
2016-07-27 03:00 | 0 | 0 | 0 | 0 | 0 | 400454.8282 | 0 | 580774 | 0 | 0 | 0 | 203470.6336 | 6110218.9581 | 0 | 0 | 0 | 0 | 0 | 0 | 0 | 0 | 0 | 887516.6843 | 0 | 0 | 0 | 0 | 0 | 0 | 165740.1753 | 0 | 0 | 0 | 0 | 0 | 0 | 0 | 0 | 0 | 0 | 0 | 25136.2009 | 0
2016-07-27 04:00 | 0 | 0 | 0 | 0 | 0 | 352028.2567 | 0 | 542329 | 0 | 0 | 0 | 203470.6336 | 5934497.2114 | 0 | 0 | 0 | 0 | 0 | 0 | 0 | 0 | 0 | 862376.9333 | 0 | 0 | 0 | 0 | 0 | 96980.0197 | 272701.7664 | 0 | 0 | 0 | 0 | 0 | 0 | 0 | 0 | 0 | 0 | 0 | 25136.2009 | 0
2016-07-27 05:00 | 0 | 0 | 0 | 0 | 0 | 307639.1845 | 0 | 507273 | 0 | 0 | 0 | 203470.6336 | 5749442.3924 | 0 | 0 | 0 | 0 | 0 | 0 | 0 | 0 | 0 | 837237.2829 | 0 | 0 | 0 | 0 | 0 | 87646.9474 | 272701.7664 | 0 | 0 | 0 | 0 | 0 | 0 | 0 | 0 | 0 | 0 | 0 | 25136.2009 | 0
2016-07-27 06:00 | 0 | 0 | 0 | 0 | 0 | 261040.9133 | 0 | 480502 | 0 | 0 | 0 | 156722.7123 | 5591308.2235 | 0 | 0 | 0 | 0 | 0 | 0 | 0 | 0 | 0 | 812097.7331 | 0 | 0 | 0 | 0 | -46747.9213 | 0 | 158134.1689 | 0 | 0 | 0 | 0 | 0 | 0 | 0 | 0 | 0 | 0 | 0 | 25136.2009 | 0
2016-07-27 07:00 | 0 | 0 | 0 | 0 | 0 | 220145.1583 | 0 | 460678 | 0 | 0 | 0 | 203470.6336 | 5318606.4571 | 0 | 0 | 0 | 0 | 0 | 0 | 0 | 0 | 0 | 786958.2838 | 0 | 0 | 0 | 0 | 46747.9213 | 0 | 272701.7664 | 0 | 0 | 0 | 0 | 0 | 0 | 0 | 0 | 0 | 0 | 0 | 25136.2009 | 0
2016-07-27 08:00 | 0 | 0 | 0 | 0 | 0 | 186303.3449 | 0 | 450024 | 0 | 0 | 0 | 203470.6336 | 5069464.7985 | 0 | 0 | 0 | 0 | 0 | 0 | 0 | 0 | 0 | 761818.935 | 0 | 0 | 0 | 0 | 0 | 23560.1078 | 272701.7664 | 0 | 0 | 0 | 0 | 0 | 0 | 0 | 0 | 0 | 0 | 0 | 25136.2009 | 0
2016-07-27 09:00 | 0 | 0 | 0 | 0 | 0 | 159295.9723 | 0 | 451869 | 0 | 0 | 0 | 171921.4284 | 4823019.9725 | 0 | 0 | 0 | 0 | 0 | 0 | 0 | 0 | 0 | 736679.6869 | 0 | 0 | 0 | 0 | -31549.2052 | 0 | 246444.826 | 0 | 0 | 0 | 0 | 0 | 0 | 0 | 0 | 0 | 0 | 0 | 25136.2009 | 0
2016-07-27 10:00 | 0 | 0 | 0 | 0 | 0 | 144518.2431 | 0 | 463705 | 0 | 0 | 0 | 140015.4344 | 4550318.2061 | 0 | 0 | 0 | 0 | 0 | 0 | 0 | 0 | 0 | 711540.5393 | 0 | 0 | 0 | 0 | -31905.994 | 0 | 272701.7664 | 0 | 0 | 0 | 0 | 0 | 0 | 0 | 0 | 0 | 0 | 0 | 25136.2009 | 0
2016-07-27 11:00 | 0 | 0 | 0 | 0 | 0 | 126943.3666 | 0 | 482751 | 0 | 0 | 0 | 71488.5639 | 4277616.4397 | 0 | 0 | 0 | 0 | 0 | 0 | 0 | 0 | 0 | 686401.4922 | 0 | 0 | 0 | 0 | -68526.8705 | 0 | 272701.7664 | 0 | 0 | 0 | 0 | 0 | 0 | 0 | 0 | 0 | 0 | 0 | 25136.2009 | 0
2016-07-27 12:00 | 0 | 0 | 0 | 21089.3466 | 0 | 68243.2387 | 57933.0878 | 506035 | 0 | 0 | 0 | 0 | 4004914.6732 | 0 | 0 | 0 | 0 | 0 | 0 | 0 | 0 | 0 | 661262.5457 | 0 | 0 | 0 | 0 | -71488.5639 | 0 | 272701.7664 | 0 | 0 | 0 | 0 | 0 | 0 | 0 | 0 | 0 | 0 | 0 | 25136.2009 | 0
2016-07-27 13:00 | 0 | 0 | 0 | 0 | 0 | 54040.4889 | 406518.5281 | 535215 | 0 | 0 | 0 | 0 | 3944837.6868 | 0 | 0 | 0 | 0 | 0 | 0 | 0 | 0 | 0 | 636123.6997 | 0 | 0 | 0 | 0 | 0 | 0 | 60076.9864 | 0 | 0 | 0 | 0 | 0 | 0 | 0 | 0 | 0 | 0 | 0 | 25136.2009 | 0
2016-07-27 14:00 | 0 | 0 | 0 | 0 | 0 | 66719.2715 | 643999.3212 | 571253 | 0 | 0 | 0 | 0 | 4098882.2761 | 0 | 0 | 0 | 0 | 0 | 0 | 0 | 0 | 0 | 610984.9543 | 0 | 0 | 0 | 0 | 0 | 154044.5893 | 0 | 0 | 0 | 0 | 0 | 0 | 0 | 0 | 0 | 0 | 0 | 0 | 25136.2009 | 0
2016-07-27 15:00 | 0 | 0 | 0 | 0 | 0 | 65607.4916 | 747050.8722 | 606150 | 0 | 0 | 0 | 46295.8543 | 4273673.7821 | 0 | 0 | 0 | 0 | 0 | 0 | 0 | 0 | 0 | 585846.3095 | 0 | 0 | 0 | 0 | 46295.8543 | 174791.506 | 0 | 0 | 0 | 0 | 0 | 0 | 0 | 0 | 0 | 0 | 0 | 0 | 25136.2009 | 0
2016-07-27 16:00 | 0 | 0 | 0 | 0 | 0 | 62165.7786 | 803287.8687 | 636932 | 0 | 0 | 0 | 114604.9921 | 4448465.2882 | 0 | 0 | 0 | 0 | 0 | 0 | 0 | 0 | 0 | 560707.7652 | 0 | 0 | 0 | 0 | 68309.1378 | 174791.506 | 0 | 0 | 0 | 0 | 0 | 0 | 0 | 0 | 0 | 0 | 0 | 0 | 25136.2009 | 0
2016-07-27 17:00 | 0 | 0 | 0 | 0 | 0 | 60995.9851 | 816173.3146 | 663231 | 0 | 0 | 0 | 168330.7823 | 4623256.7942 | 0 | 0 | 0 | 0 | 0 | 0 | 0 | 0 | 0 | 535569.3215 | 0 | 0 | 0 | 0 | 53725.7902 | 174791.506 | 0 | 0 | 0 | 0 | 0 | 0 | 0 | 0 | 0 | 0 | 0 | 0 | 25136.2009 | 0
2016-07-27 18:00 | 0 | 0 | 0 | 0 | 0 | 61920.5529 | 809361.8256 | 683972 | 0 | 0 | 0 | 195428.6512 | 4798048.3002 | 0 | 0 | 0 | 0 | 0 | 0 | 0 | 0 | 0 | 510430.9783 | 0 | 0 | 0 | 0 | 27097.869 | 174791.506 | 0 | 0 | 0 | 0 | 0 | 0 | 0 | 0 | 0 | 0 | 0 | 0 | 25136.2009 | 0
2016-07-27 19:00 | 0 | 0 | 0 | 0 | 0 | 64341.3009 | 797300.3965 | 697747 | 0 | 0 | 0 | 199110.8391 | 4972839.8063 | 0 | 0 | 0 | 0 | 0 | 0 | 0 | 0 | 0 | 485292.7357 | 0 | 0 | 0 | 0 | 3682.1879 | 174791.506 | 0 | 0 | 0 | 0 | 0 | 0 | 0 | 0 | 0 | 0 | 0 | 0 | 25136.2009 | 0
2016-07-27 20:00 | 0 | 0 | 0 | 0 | 0 | 68012.8887 | 789881.8836 | 707014 | 0 | 0 | 0 | 189779.1019 | 5147631.3123 | 0 | 0 | 0 | 0 | 0 | 0 | 0 | 0 | 0 | 460154.5936 | 0 | 0 | 0 | 0 | -9331.7372 | 174791.506 | 0 | 0 | 0 | 0 | 0 | 0 | 0 | 0 | 0 | 0 | 0 | 0 | 25136.2009 | 0
2016-07-27 21:00 | 0 | 0 | 0 | 0 | 0 | 72551.6403 | 778100.4498 | 710613 | 0 | 0 | 0 | 169605.6825 | 5322422.8184 | 0 | 0 | 0 | 0 | 0 | 0 | 0 | 0 | 0 | 435016.5521 | 0 | 0 | 0 | 0 | -20173.4194 | 174791.506 | 0 | 0 | 0 | 0 | 0 | 0 | 0 | 0 | 0 | 0 | 0 | 0 | 25136.2009 | 0
2016-07-27 22:00 | 0 | 0 | 0 | 0 | 0 | 79841.117 | 748386.587 | 705857 | 0 | 0 | 0 | 203470.6336 | 5425507.5679 | 0 | 0 | 0 | 0 | 0 | 0 | 0 | 0 | 0 | 409878.6111 | 0 | 0 | 0 | 0 | 33864.9511 | 103084.7495 | 0 | 0 | 0 | 0 | 0 | 0 | 0 | 0 | 0 | 0 | 0 | 0 | 25136.2009 | 0
2016-07-27 23:00 | 0 | 0 | 0 | 0 | 0 | 94212.0101 | 663626.6531 | 690397 | 0 | 0 | 0 | 203470.6336 | 5507528.2276 | 0 | 0 | 0 | 0 | 0 | 0 | 0 | 0 | 0 | 384740.7707 | 0 | 0 | 0 | 0 | 0 | 82020.6597 | 0 | 0 | 0 | 0 | 0 | 0 | 0 | 0 | 0 | 0 | 0 | 0 | 25136.2009 | 0
2016-07-28 | 0 | 0 | 0 | 0 | 0 | 126273.5727 | 521789.1052 | 671829 | 0 | 0 | 0 | 203470.6336 | 5498340.902 | 0 | 0 | 0 | 0 | 0 | 0 | 0 | 0 | 0 | 359603.0308 | 0 | 0 | 0 | 0 | 0 | 0 | 9187.3256 | 0 | 0 | 0 | 0 | 0 | 0 | 0 | 0 | 0 | 0 | 0 | 25136.2009 | 0
2016-07-28 01:00 | 0 | 0 | 0 | 0 | 0 | 225861.904 | 230402.4558 | 653940 | 0 | 0 | 0 | 131982.0697 | 5386732.8223 | 0 | 0 | 0 | 0 | 0 | 0 | 0 | 0 | 0 | 334465.3915 | 0 | 0 | 0 | 0 | -71488.5639 | 0 | 111608.0797 | 0 | 0 | 0 | 0 | 0 | 0 | 0 | 0 | 0 | 0 | 0 | 25136.2009 | 0
2016-07-28 02:00 | 0 | 0 | 0 | 0 | 0 | 315892.898 | 13166.8849 | 622504 | 0 | 0 | 0 | 125818.6156 | 5114031.0559 | 0 | 0 | 0 | 0 | 0 | 0 | 0 | 0 | 0 | 309327.8528 | 0 | 0 | 0 | 0 | -6163.4541 | 0 | 272701.7664 | 0 | 0 | 0 | 0 | 0 | 0 | 0 | 0 | 0 | 0 | 0 | 25136.2009 | 0
2016-07-28 03:00 | 0 | 0 | 0 | 0 | 0 | 310389.7979 | 0 | 581709 | 0 | 0 | 0 | 141780.1764 | 4841329.2895 | 0 | 0 | 0 | 0 | 0 | 0 | 0 | 0 | 0 | 284190.4145 | 0 | 0 | 0 | 0 | 15961.5608 | 0 | 272701.7664 | 0 | 0 | 0 | 0 | 0 | 0 | 0 | 0 | 0 | 0 | 0 | 25136.2009 | 0
2016-07-28 04:00 | 0 | 0 | 0 | 0 | 0 | 274217.9644 | 0 | 544970 | 0 | 0 | 0 | 158308.9038 | 4568627.5231 | 0 | 0 | 0 | 0 | 0 | 0 | 0 | 0 | 0 | 259053.0769 | 0 | 0 | 0 | 0 | 16528.7274 | 0 | 272701.7664 | 0 | 0 | 0 | 0 | 0 | 0 | 0 | 0 | 0 | 0 | 0 | 25136.2009 | 0
2016-07-28 05:00 | 0 | 0 | 0 | 0 | 0 | 240163.9173 | 0 | 511693 | 0 | 0 | 0 | 174060.584 | 4295925.7567 | 0 | 0 | 0 | 0 | 0 | 0 | 0 | 0 | 0 | 233915.8398 | 0 | 0 | 0 | 0 | 15751.6802 | 0 | 272701.7664 | 0 | 0 | 0 | 0 | 0 | 0 | 0 | 0 | 0 | 0 | 0 | 25136.2009 | 0
2016-07-28 06:00 | 0 | 0 | 0 | 0 | 0 | 211338.4596 | 0 | 484090 | 0 | 0 | 0 | 188589.8065 | 4023223.9903 | 0 | 0 | 0 | 0 | 0 | 0 | 0 | 0 | 0 | 208778.7032 | 0 | 0 | 0 | 0 | 14529.2226 | 0 | 272701.7664 | 0 | 0 | 0 | 0 | 0 | 0 | 0 | 0 | 0 | 0 | 0 | 25136.2009 | 0
2016-07-28 07:00 | 0 | 0 | 0 | 0 | 0 | 190691.5113 | 0 | 463557 | 0 | 0 | 0 | 203005.0808 | 3750522.2239 | 0 | 0 | 0 | 0 | 0 | 0 | 0 | 0 | 0 | 183641.6672 | 0 | 0 | 0 | 0 | 14415.2743 | 0 | 272701.7664 | 0 | 0 | 0 | 0 | 0 | 0 | 0 | 0 | 0 | 0 | 0 | 25136.2009 | 0
2016-07-28 08:00 | 0 | 0 | 0 | 0 | 0 | 179754.0467 | 0 | 452595 | 0 | 0 | 0 | 203470.6336 | 3491794.7143 | 0 | 0 | 0 | 0 | 0 | 0 | 0 | 0 | 0 | 158504.7317 | 0 | 0 | 0 | 0 | 465.5527 | 13974.2569 | 272701.7664 | 0 | 0 | 0 | 0 | 0 | 0 | 0 | 0 | 0 | 0 | 0 | 25136.2009 | 0
2016-07-28 09:00 | 0 | 0 | 0 | 0 | 0 | 164825.1908 | 0 | 454199 | 0 | 0 | 0 | 197986.3654 | 3219092.9479 | 0 | 0 | 0 | 0 | 0 | 0 | 0 | 0 | 0 | 139214.8311 | 0 | 0 | 0 | 0 | -5484.2682 | 0 | 272701.7664 | 0 | 0 | 0 | 0 | 0 | 0 | 0 | 0 | 0 | 0 | 0 | 19289.2666 | 0
2016-07-28 10:00 | 0 | 0 | 0 | 0 | 0 | 154282.2743 | 0 | 466476 | 0 | 0 | 0 | 158494.4061 | 2946391.1815 | 0 | 0 | 0 | 0 | 0 | 0 | 0 | 0 | 0 | 139214.2743 | 0 | 0 | 0 | 0 | -39491.9593 | 0 | 272701.7664 | 0 | 0 | 0 | 0 | 0 | 0 | 0 | 0 | 0 | 0 | 0 | 0 | 0
2016-07-28 11:00 | 0 | 0 | 0 | 0 | 0 | 136496.2035 | 0 | 484847 | 0 | 0 | 0 | 87005.8422 | 2673689.4151 | 0 | 0 | 0 | 0 | 0 | 0 | 0 | 0 | 0 | 132040.4999 | 0 | 0 | 0 | 0 | -71488.5639 | 0 | 272701.7664 | 0 | 0 | 0 | 0 | 0 | 0 | 0 | 0 | 0 | 0 | 0 | 7173.2175 | 0
2016-07-28 12:00 | 0 | 0 | 0 | 0 | 0 | 73831.3185 | 75925.3547 | 508526 | 0 | 0 | 0 | 15517.2783 | 2400987.6487 | 0 | 0 | 0 | 0 | 0 | 0 | 0 | 0 | 0 | 106903.7708 | 0 | 0 | 0 | 0 | -71488.5639 | 0 | 272701.7664 | 0 | 0 | 0 | 0 | 0 | 0 | 0 | 0 | 0 | 0 | 0 | 25136.2009 | 0
2016-07-28 13:00 | 0 | 0 | 0 | 0 | 0 | 62150.3892 | 417543.3075 | 538216 | 0 | 0 | 0 | 0 | 2357982.6237 | 0 | 0 | 0 | 0 | 0 | 0 | 0 | 0 | 0 | 106903.3432 | 0 | 0 | 0 | 0 | -15517.2783 | 0 | 43005.025 | 0 | 0 | 0 | 0 | 0 | 0 | 0 | 0 | 0 | 0 | 0 | 0 | 0
2016-07-28 14:00 | 0 | 0 | 0 | 0 | 0 | 79044.5186 | 652766.9133 | 571509 | 0 | 0 | 0 | 0 | 2518285.0556 | 0 | 0 | 0 | 0 | 0 | 0 | 0 | 0 | 0 | 106902.9156 | 0 | 0 | 0 | 0 | 0 | 160302.4319 | 0 | 0 | 0 | 0 | 0 | 0 | 0 | 0 | 0 | 0 | 0 | 0 | 0 | 0
2016-07-28 15:00 | 0 | 0 | 0 | 0 | 0 | 92943.54 | 759080.5253 | 604417 | 0 | 0 | 0 | 71442.8457 | 2693076.5617 | 0 | 0 | 0 | 0 | 0 | 0 | 0 | 0 | 0 | 108000.6588 | 0 | 0 | 0 | 0 | 71442.8457 | 174791.506 | 0 | 0 | 0 | 0 | 0 | 0 | 0 | 0 | 0 | 0 | 0 | 1372.7136 | 0 | 0
2016-07-28 16:00 | 0 | 0 | 0 | 0 | 0 | 67842.6756 | 800070.378 | 631869 | 0 | 0 | 0 | 131322.6796 | 2867868.0677 | 0 | 0 | 0 | 0 | 0 | 0 | 0 | 0 | 0 | 109098.3977 | 0 | 0 | 0 | 0 | 59879.8339 | 174791.506 | 0 | 0 | 0 | 0 | 0 | 0 | 0 | 0 | 0 | 0 | 0 | 1372.7136 | 0 | 0
2016-07-28 17:00 | 0 | 0 | 0 | 0 | 0 | 0 | 820000.525 | 655351 | 0 | 0 | 0 | 119807.985 | 3042659.5737 | 0 | 0 | 0 | 0 | 0 | 0 | 0 | 0 | 0 | 110196.1322 | 0 | 0 | 0 | 0 | -11514.6946 | 174791.506 | 0 | 0 | 0 | 0 | 0 | 0 | 0 | 0 | 0 | 0 | 0 | 1372.7136 | 0 | 0
2016-07-28 18:00 | 0 | 0 | 0 | 0 | 0 | 85386.4086 | 812963.7084 | 672844 | 0 | 0 | 0 | 169149.8824 | 3217451.0798 | 0 | 0 | 0 | 0 | 0 | 0 | 0 | 0 | 0 | 111293.8623 | 0 | 0 | 0 | 0 | 49341.8973 | 174791.506 | 0 | 0 | 0 | 0 | 0 | 0 | 0 | 0 | 0 | 0 | 0 | 1372.7136 | 0 | 0
2016-07-28 19:00 | 0 | 0 | 0 | 0 | 0 | 77363.054 | 804353.3801 | 682884 | 0 | 0 | 0 | 191818.0968 | 3392242.5858 | 0 | 0 | 0 | 0 | 0 | 0 | 0 | 0 | 0 | 112391.588 | 0 | 0 | 0 | 0 | 22668.2144 | 174791.506 | 0 | 0 | 0 | 0 | 0 | 0 | 0 | 0 | 0 | 0 | 0 | 1372.7136 | 0 | 0
2016-07-28 20:00 | 0 | 0 | 0 | 0 | 0 | 71959.1225 | 801393.3724 | 687430 | 0 | 0 | 0 | 201576.372 | 3567034.0919 | 0 | 0 | 0 | 0 | 0 | 0 | 0 | 0 | 0 | 113489.3093 | 0 | 0 | 0 | 0 | 9758.2752 | 174791.506 | 0 | 0 | 0 | 0 | 0 | 0 | 0 | 0 | 0 | 0 | 0 | 1372.7136 | 0 | 0
2016-07-28 21:00 | 0 | 0 | 0 | 0 | 0 | 71514.0123 | 792371.4689 | 685827 | 0 | 0 | 0 | 203470.6336 | 3741825.5979 | 0 | 0 | 0 | 0 | 0 | 0 | 0 | 0 | 0 | 114587.0262 | 0 | 0 | 0 | 0 | 1894.2616 | 174791.506 | 0 | 0 | 0 | 0 | 0 | 0 | 0 | 0 | 0 | 0 | 0 | 1372.7136 | 0 | 0
2016-07-28 22:00 | 0 | 0 | 0 | 0 | 0 | 78857.6019 | 762176.834 | 677578 | 0 | 0 | 0 | 203470.6336 | 3905282.0338 | 0 | 0 | 0 | 0 | 0 | 0 | 0 | 0 | 0 | 114586.5678 | 0 | 0 | 0 | 0 | 0 | 163456.4359 | 0 | 0 | 0 | 0 | 0 | 0 | 0 | 0 | 0 | 0 | 0 | 0 | 0 | 0
2016-07-28 23:00 | 0 | 0 | 0 | 0 | 0 | 95075.0766 | 676966.3392 | 662885 | 0 | 0 | 0 | 203470.6336 | 4014438.4495 | 0 | 0 | 0 | 0 | 0 | 0 | 0 | 0 | 0 | 114586.1095 | 0 | 0 | 0 | 0 | 0 | 109156.4157 | 0 | 0 | 0 | 0 | 0 | 0 | 0 | 0 | 0 | 0 | 0 | 0 | 0 | 0
2016-07-29 | 0 | 0 | 0 | 0 | 0 | 133869.7378 | 527161.0856 | 647637 | 0 | 0 | 0 | 203470.6336 | 4027832.273 | 0 | 0 | 0 | 0 | 0 | 0 | 0 | 0 | 0 | 114585.6511 | 0 | 0 | 0 | 0 | 0 | 13393.8235 | 0 | 0 | 0 | 0 | 0 | 0 | 0 | 0 | 0 | 0 | 0 | 0 | 0 | 0
2016-07-29 01:00 | 0 | 0 | 0 | 0 | 0 | 247942.5056 | 226313.0967 | 630930 | 0 | 0 | 0 | 131982.0697 | 3942646.4392 | 0 | 0 | 0 | 0 | 0 | 0 | 0 | 0 | 0 | 114585.1928 | 0 | 0 | 0 | 0 | -71488.5639 | 0 | 85185.8338 | 0 | 0 | 0 | 0 | 0 | 0 | 0 | 0 | 0 | 0 | 0 | 0 | 0
2016-07-29 02:00 | 0 | 0 | 0 | 0 | 0 | 332113.2054 | 12053.442 | 601375 | 0 | 0 | 0 | 117724.4164 | 3699695.7398 | 0 | 0 | 0 | 0 | 0 | 0 | 0 | 0 | 0 | 114584.7344 | 0 | 0 | 0 | 0 | -14257.6532 | 0 | 242950.6994 | 0 | 0 | 0 | 0 | 0 | 0 | 0 | 0 | 0 | 0 | 0 | 0 | 0
2016-07-29 03:00 | 0 | 0 | 0 | 0 | 0 | 325170.9912 | 0 | 565258 | 0 | 0 | 0 | 150339.174 | 3426993.9733 | 0 | 0 | 0 | 0 | 0 | 0 | 0 | 0 | 0 | 114584.2761 | 0 | 0 | 0 | 0 | 32614.7576 | 0 | 272701.7664 | 0 | 0 | 0 | 0 | 0 | 0 | 0 | 0 | 0 | 0 | 0 | 0 | 0
2016-07-29 04:00 | 0 | 0 | 0 | 0 | 0 | 289801.1369 | 0 | 530970 | 0 | 0 | 0 | 181872.0773 | 3154292.2069 | 0 | 0 | 0 | 0 | 0 | 0 | 0 | 0 | 0 | 114583.8178 | 0 | 0 | 0 | 0 | 31532.9033 | 0 | 272701.7664 | 0 | 0 | 0 | 0 | 0 | 0 | 0 | 0 | 0 | 0 | 0 | 0 | 0
2016-07-29 05:00 | 0 | 0 | 0 | 0 | 0 | 248602.7898 | 0 | 499706 | 0 | 0 | 0 | 203470.6336 | 2881590.4405 | 0 | 0 | 0 | 0 | 0 | 0 | 0 | 0 | 0 | 114583.3594 | 0 | 0 | 0 | 0 | 21598.5562 | 0 | 272701.7664 | 0 | 0 | 0 | 0 | 0 | 0 | 0 | 0 | 0 | 0 | 0 | 0 | 0
2016-07-29 06:00 | 0 | 0 | 0 | 0 | 0 | 209467.8839 | 0 | 473385 | 0 | 0 | 0 | 203470.6336 | 2617673.3244 | 0 | 0 | 0 | 0 | 0 | 0 | 0 | 0 | 0 | 114582.9011 | 0 | 0 | 0 | 0 | 0 | 8784.6503 | 272701.7664 | 0 | 0 | 0 | 0 | 0 | 0 | 0 | 0 | 0 | 0 | 0 | 0 | 0
2016-07-29 07:00 | 0 | 0 | 0 | 0 | 0 | 182347.2991 | 0 | 453827 | 0 | 0 | 0 | 203470.6336 | 2346193.6235 | 0 | 0 | 0 | 0 | 0 | 0 | 0 | 0 | 0 | 114582.4428 | 0 | 0 | 0 | 0 | 0 | 1222.0655 | 272701.7664 | 0 | 0 | 0 | 0 | 0 | 0 | 0 | 0 | 0 | 0 | 0 | 0 | 0
2016-07-29 08:00 | 0 | 0 | 0 | 0 | 0 | 162342.2519 | 0 | 443185 | 0 | 0 | 0 | 203470.6336 | 2073491.8571 | 0 | 0 | 0 | 0 | 0 | 0 | 0 | 0 | 0 | 100545.8091 | 0 | 0 | 0 | 0 | 0 | 0 | 272701.7664 | 0 | 0 | 0 | 0 | 0 | 0 | 0 | 0 | 0 | 0 | 0 | 14036.1754 | 0
2016-07-29 09:00 | 0 | 0 | 0 | 0 | 0 | 141352.8142 | 0 | 444954 | 0 | 0 | 0 | 187150.2107 | 1800790.0907 | 0 | 0 | 0 | 0 | 0 | 0 | 0 | 0 | 0 | 75409.206 | 0 | 0 | 0 | 0 | -16320.4229 | 0 | 272701.7664 | 0 | 0 | 0 | 0 | 0 | 0 | 0 | 0 | 0 | 0 | 0 | 25136.2009 | 0
2016-07-29 10:00 | 0 | 0 | 0 | 0 | 0 | 125308.1542 | 0 | 456762 | 0 | 0 | 0 | 142977.1278 | 1528088.3243 | 0 | 0 | 0 | 0 | 0 | 0 | 0 | 0 | 0 | 50272.7034 | 0 | 0 | 0 | 0 | -44173.0829 | 0 | 272701.7664 | 0 | 0 | 0 | 0 | 0 | 0 | 0 | 0 | 0 | 0 | 0 | 25136.2009 | 0
2016-07-29 11:00 | 0 | 0 | 0 | 6886.7494 | 0 | 105353.9238 | 0 | 471010 | 0 | 0 | 0 | 71488.5639 | 1255386.5579 | 0 | 0 | 0 | 0 | 0 | 0 | 0 | 0 | 0 | 25136.3014 | 0 | 0 | 0 | 0 | -71488.5639 | 0 | 272701.7664 | 0 | 0 | 0 | 0 | 0 | 0 | 0 | 0 | 0 | 0 | 0 | 25136.2009 | 0
2016-07-29 12:00 | 0 | 0 | 0 | 34085.607 | 0 | 54857.7983 | 44749.2679 | 492462 | 0 | 0 | 0 | 0 | 982684.7914 | 0 | 0 | 0 | 0 | 0 | 0 | 0 | 0 | 0 | 0 | 0 | 0 | 0 | 0 | -71488.5639 | 0 | 272701.7664 | 0 | 0 | 0 | 0 | 0 | 0 | 0 | 0 | 0 | 0 | 0 | 25136.2009 | 0
2016-07-29 13:00 | 0 | 0 | 0 | 0 | 0 | 37896.4854 | 353153.8909 | 519661 | 0 | 0 | 0 | 0 | 854074.1678 | 0 | 0 | 0 | 0 | 0 | 0 | 0 | 0 | 0 | 0 | 0 | 0 | 0 | 0 | 0 | 144091.1427 | 272701.7664 | 0 | 0 | 0 | 0 | 0 | 0 | 0 | 0 | 0 | 0 | 0 | 0 | 0
2016-07-29 14:00 | 0 | 0 | 0 | 0 | 0 | 37114.5759 | 592263.4836 | 550570 | 0 | 0 | 0 | 0 | 932882.2273 | 0 | 0 | 0 | 0 | 0 | 0 | 0 | 0 | 0 | 0 | 0 | 0 | 0 | 0 | 0 | 78808.0596 | 0 | 0 | 0 | 0 | 0 | 0 | 0 | 0 | 0 | 0 | 0 | 0 | 0 | 0
2016-07-29 15:00 | 0 | 0 | 0 | 0 | 0 | 34706.9854 | 711152.4386 | 581314 | 0 | 0 | 0 | 0 | 1097427.6514 | 0 | 0 | 0 | 0 | 0 | 0 | 0 | 0 | 0 | 0 | 0 | 0 | 0 | 0 | 0 | 164545.4241 | 0 | 0 | 0 | 0 | 0 | 0 | 0 | 0 | 0 | 0 | 0 | 0 | 0 | 0
2016-07-29 16:00 | 0 | 0 | 0 | 0 | 0 | 35152.1311 | 756804.5799 | 607866 | 0 | 0 | 0 | 71488.5639 | 1210029.7985 | 0 | 0 | 0 | 0 | 0 | 0 | 0 | 0 | 0 | 0 | 0 | 0 | 0 | 0 | 71488.5639 | 112602.1471 | 0 | 0 | 0 | 0 | 0 | 0 | 0 | 0 | 0 | 0 | 0 | 0 | 0 | 0
2016-07-29 17:00 | 0 | 0 | 0 | 0 | 0 | 39850.6111 | 775915.8034 | 630198 | 0 | 0 | 0 | 82265.4723 | 1384821.3045 | 0 | 0 | 0 | 0 | 0 | 0 | 0 | 0 | 0 | 0 | 0 | 0 | 0 | 0 | 10776.9084 | 174791.506 | 0 | 0 | 0 | 0 | 0 | 0 | 0 | 0 | 0 | 0 | 0 | 0 | 0 | 0
2016-07-29 18:00 | 0 | 0 | 0 | 0 | 0 | 46574.0193 | 774254.3448 | 648328 | 0 | 0 | 0 | 153754.0362 | 1485833.1047 | 0 | 0 | 0 | 0 | 0 | 0 | 0 | 0 | 0 | 0 | 0 | 0 | 0 | 0 | 71488.5639 | 101011.8002 | 0 | 0 | 0 | 0 | 0 | 0 | 0 | 0 | 0 | 0 | 0 | 0 | 0 | 0
2016-07-29 19:00 | 0 | 0 | 0 | 0 | 0 | 53725.6641 | 766302.801 | 661198 | 0 | 0 | 0 | 137792.9953 | 1660624.6108 | 0 | 0 | 0 | 0 | 0 | 0 | 0 | 0 | 0 | 0 | 0 | 0 | 0 | 0 | -15961.041 | 174791.506 | 0 | 0 | 0 | 0 | 0 | 0 | 0 | 0 | 0 | 0 | 0 | 0 | 0 | 0
2016-07-29 20:00 | 0 | 0 | 0 | 0 | 0 | 61577.1427 | 756565.4561 | 670462 | 0 | 0 | 0 | 110682.088 | 1835416.1168 | 0 | 0 | 0 | 0 | 0 | 0 | 0 | 0 | 0 | 0 | 0 | 0 | 0 | 0 | -27110.9073 | 174791.506 | 0 | 0 | 0 | 0 | 0 | 0 | 0 | 0 | 0 | 0 | 0 | 0 | 0 | 0
2016-07-29 21:00 | 0 | 0 | 0 | 0 | 0 | 66640.3464 | 735623.6563 | 673061 | 0 | 0 | 0 | 65093.5847 | 2010207.6229 | 0 | 0 | 0 | 0 | 0 | 0 | 0 | 0 | 0 | 0 | 0 | 0 | 0 | 0 | -45588.5033 | 174791.506 | 0 | 0 | 0 | 0 | 0 | 0 | 0 | 0 | 0 | 0 | 0 | 0 | 0 | 0
2016-07-29 22:00 | 0 | 0 | 0 | 0 | 0 | 69671.9687 | 699656.5641 | 665364 | 0 | 0 | 0 | 127928.162 | 2051337.5783 | 0 | 0 | 0 | 0 | 0 | 0 | 0 | 0 | 0 | 0 | 0 | 0 | 0 | 0 | 62834.5773 | 41129.9555 | 0 | 0 | 0 | 0 | 0 | 0 | 0 | 0 | 0 | 0 | 0 | 0 | 0 | 0
2016-07-29 23:00 | 0 | 0 | 0 | 0 | 0 | 76880.1234 | 609526.7622 | 647298 | 0 | 0 | 0 | 167037.0476 | 2051337.5783 | 0 | 0 | 0 | 0 | 0 | 0 | 0 | 0 | 0 | 0 | 0 | 0 | 0 | 0 | 39108.8856 | 0 | 0 | 0 | 0 | 0 | 0 | 0 | 0 | 0 | 0 | 0 | 0 | 0 | 0 | 0
2016-07-30 | 0 | 0 | 0 | 0 | 0 | 107281.7069 | 459571.6187 | 628330 | 0 | 0 | 0 | 203470.6336 | 1953427.318 | 0 | 0 | 0 | 0 | 0 | 0 | 0 | 0 | 0 | 0 | 0 | 0 | 0 | 0 | 36433.586 | 174791.506 | 272701.7664 | 0 | 0 | 0 | 0 | 0 | 0 | 0 | 0 | 0 | 0 | 0 | 0 | 0
2016-07-30 01:00 | 0 | 0 | 0 | 0 | 0 | 217828.4944 | 203161.995 | 610732 | 0 | 0 | 0 | 131982.0697 | 1835174.3712 | 0 | 0 | 0 | 0 | 0 | 0 | 0 | 0 | 0 | 0 | 0 | 0 | 0 | 0 | -71488.5639 | 0 | 118252.9467 | 0 | 0 | 0 | 0 | 0 | 0 | 0 | 0 | 0 | 0 | 0 | 0 | 0
2016-07-30 02:00 | 0 | 0 | 0 | 0 | 0 | 334760.8226 | 11541.7983 | 582387 | 0 | 0 | 0 | 168599.457 | 1562472.6048 | 0 | 0 | 0 | 0 | 0 | 0 | 0 | 0 | 0 | 0 | 0 | 0 | 0 | 0 | 36617.3873 | 0 | 272701.7664 | 0 | 0 | 0 | 0 | 0 | 0 | 0 | 0 | 0 | 0 | 0 | 0 | 0
2016-07-30 03:00 | 0 | 0 | 0 | 0 | 0 | 363406.5662 | 0 | 546078 | 0 | 0 | 0 | 131982.0697 | 1416418.5584 | 0 | 0 | 0 | 0 | 0 | 0 | 0 | 0 | 0 | 0 | 0 | 0 | 0 | 0 | -36617.3873 | 0 | 146054.0464 | 0 | 0 | 0 | 0 | 0 | 0 | 0 | 0 | 0 | 0 | 0 | 0 | 0
2016-07-30 04:00 | 0 | 0 | 0 | 0 | 0 | 357842.6416 | 0 | 511269 | 0 | 0 | 0 | 203470.6336 | 1191503.6361 | 0 | 0 | 0 | 0 | 0 | 0 | 0 | 0 | 0 | 0 | 0 | 0 | 0 | 0 | 71488.5639 | 0 | 224914.9223 | 0 | 0 | 0 | 0 | 0 | 0 | 0 | 0 | 0 | 0 | 0 | 0 | 0
2016-07-30 05:00 | 0 | 0 | 0 | 0 | 0 | 342600.8361 | 0 | 481131 | 0 | 0 | 0 | 131982.0697 | 1124462.0361 | 0 | 0 | 0 | 0 | 0 | 0 | 0 | 0 | 0 | 0 | 0 | 0 | 0 | 0 | -71488.5639 | 0 | 67041.6 | 0 | 0 | 0 | 0 | 0 | 0 | 0 | 0 | 0 | 0 | 0 | 0 | 0
2016-07-30 06:00 | 0 | 0 | 0 | 0 | 0 | 329407.7069 | 0 | 455364 | 0 | 0 | 0 | 60493.5058 | 1069994.307 | 0 | 0 | 0 | 0 | 0 | 0 | 0 | 0 | 0 | 0 | 0 | 0 | 0 | 0 | -71488.5639 | 0 | 54467.7292 | 0 | 0 | 0 | 0 | 0 | 0 | 0 | 0 | 0 | 0 | 0 | 0 | 0
2016-07-30 07:00 | 0 | 0 | 0 | 0 | 0 | 314119.6671 | 0 | 436572 | 0 | 0 | 0 | 71488.5639 | 936546.9159 | 0 | 0 | 0 | 0 | 0 | 0 | 0 | 0 | 0 | 0 | 0 | 0 | 0 | 0 | 10995.0581 | 0 | 133447.3911 | 0 | 0 | 0 | 0 | 0 | 0 | 0 | 0 | 0 | 0 | 0 | 0 | 0
2016-07-30 08:00 | 0 | 0 | 0 | 0 | 0 | 294268.4062 | 0 | 424111 | 0 | 0 | 0 | 0 | 878192.886 | 0 | 0 | 0 | 0 | 0 | 0 | 0 | 0 | 0 | 0 | 0 | 0 | 0 | 0 | -71488.5639 | 0 | 58354.0299 | 0 | 0 | 0 | 0 | 0 | 0 | 0 | 0 | 0 | 0 | 0 | 0 | 0
2016-07-30 09:00 | 0 | 0 | 0 | 0 | 0 | 253771.0972 | 0 | 418253 | 0 | 0 | 0 | 71488.5639 | 642222.4194 | 0 | 0 | 0 | 0 | 0 | 0 | 0 | 0 | 0 | 0 | 0 | 0 | 0 | 0 | 71488.5639 | 36731.2997 | 272701.7664 | 0 | 0 | 0 | 0 | 0 | 0 | 0 | 0 | 0 | 0 | 0 | 0 | 0
2016-07-30 10:00 | 0 | 0 | 0 | 0 | 0 | 217333.9061 | 0 | 418195 | 0 | 0 | 0 | 0 | 512849.8894 | 0 | 0 | 0 | 0 | 0 | 0 | 0 | 0 | 0 | 0 | 0 | 0 | 0 | 0 | -71488.5639 | 0 | 129372.53 | 0 | 0 | 0 | 0 | 0 | 0 | 0 | 0 | 0 | 0 | 0 | 0 | 0
2016-07-30 11:00 | 0 | 0 | 0 | 0 | 0 | 188834.4113 | 0 | 424007 | 0 | 0 | 0 | 4975.5342 | 272701.7664 | 0 | 0 | 0 | 0 | 0 | 0 | 0 | 0 | 0 | 0 | 0 | 0 | 0 | 0 | 4975.5342 | 32553.6434 | 272701.7664 | 0 | 0 | 0 | 0 | 0 | 0 | 0 | 0 | 0 | 0 | 0 | 0 | 0
2016-07-30 12:00 | 0 | 0 | 0 | 0 | 0 | 112682.4728 | 60688.094 | 444413 | 0 | 0 | 0 | 6634.8674 | 0 | 0 | 0 | 0 | 0 | 0 | 0 | 0 | 0 | 0 | 0 | 0 | 0 | 0 | 0 | 1659.3331 | 0 | 272701.7664 | 0 | 0 | 0 | 0 | 0 | 0 | 0 | 0 | 0 | 0 | 0 | 0 | 0
2016-07-30 13:00 | 0 | 0 | 0 | 0 | 0 | 111933.3843 | 355092.7483 | 473661 | 0 | 0 | 0 | 0 | 0 | 0 | 0 | 0 | 0 | 0 | 0 | 0 | 0 | 0 | 0 | 0 | 0 | 0 | 0 | -6634.8674 | 0 | 0 | 0 | 0 | 0 | 0 | 0 | 0 | 0 | 0 | 0 | 0 | 0 | 0 | 0
2016-07-30 14:00 | 0 | 0 | 0 | 0 | 0 | 97415.8499 | 584561.6562 | 507186 | 0 | 0 | 0 | 0 | 174791.506 | 0 | 0 | 0 | 0 | 0 | 0 | 0 | 0 | 0 | 0 | 0 | 0 | 0 | 0 | 0 | 174791.506 | 0 | 0 | 0 | 0 | 0 | 0 | 0 | 0 | 0 | 0 | 0 | 0 | 0 | 0
2016-07-30 15:00 | 0 | 0 | 0 | 0 | 0 | 78041.2955 | 708004.7744 | 539766 | 0 | 0 | 0 | 71488.5639 | 349583.0121 | 0 | 0 | 0 | 0 | 0 | 0 | 0 | 0 | 0 | 0 | 0 | 0 | 0 | 0 | 71488.5639 | 174791.506 | 0 | 0 | 0 | 0 | 0 | 0 | 0 | 0 | 0 | 0 | 0 | 0 | 0 | 0
2016-07-30 16:00 | 0 | 0 | 0 | 0 | 0 | 1265.6327 | 759412.1478 | 567012 | 0 | 0 | 0 | 90362.8384 | 524374.5181 | 0 | 0 | 0 | 0 | 0 | 0 | 0 | 0 | 0 | 0 | 0 | 0 | 0 | 0 | 18874.2745 | 174791.506 | 0 | 0 | 0 | 0 | 0 | 0 | 0 | 0 | 0 | 0 | 0 | 0 | 0 | 0
2016-07-30 17:00 | 0 | 0 | 0 | 0 | 0 | 0 | 770117.7657 | 587831 | 0 | 0 | 0 | 97858.0981 | 699166.0242 | 0 | 0 | 0 | 0 | 0 | 0 | 0 | 0 | 0 | 0 | 0 | 0 | 0 | 0 | 7495.2597 | 174791.506 | 0 | 0 | 0 | 0 | 0 | 0 | 0 | 0 | 0 | 0 | 0 | 0 | 0 | 0
2016-07-30 18:00 | 0 | 0 | 0 | 0 | 0 | 0 | 760782.1919 | 602724 | 0 | 0 | 0 | 81124.784 | 873957.5302 | 0 | 0 | 0 | 0 | 0 | 0 | 0 | 0 | 0 | 0 | 0 | 0 | 0 | 0 | -16733.3141 | 174791.506 | 0 | 0 | 0 | 0 | 0 | 0 | 0 | 0 | 0 | 0 | 0 | 0 | 0 | 0
2016-07-30 19:00 | 0 | 0 | 0 | 0 | 0 | 115512.639 | 743639.431 | 612872 | 0 | 0 | 0 | 152613.3479 | 1048749.0362 | 0 | 0 | 0 | 0 | 0 | 0 | 0 | 0 | 0 | 0 | 0 | 0 | 0 | 0 | 71488.5639 | 174791.506 | 0 | 0 | 0 | 0 | 0 | 0 | 0 | 0 | 0 | 0 | 0 | 0 | 0 | 0
2016-07-30 20:00 | 0 | 0 | 0 | 0 | 0 | 121317.4101 | 724494.3816 | 620163 | 0 | 0 | 0 | 203470.6336 | 1223540.5423 | 0 | 0 | 0 | 0 | 0 | 0 | 0 | 0 | 0 | 0 | 0 | 0 | 0 | 0 | 50857.2856 | 174791.506 | 0 | 0 | 0 | 0 | 0 | 0 | 0 | 0 | 0 | 0 | 0 | 0 | 0 | 0
2016-07-30 21:00 | 0 | 0 | 0 | 0 | 0 | 11676.3591 | 693813.6783 | 621612 | 0 | 0 | 0 | 203470.6336 | 1307418.5797 | 0 | 0 | 0 | 0 | 0 | 0 | 0 | 0 | 0 | 0 | 0 | 0 | 0 | 0 | 0 | 83878.0374 | 0 | 0 | 0 | 0 | 0 | 0 | 0 | 0 | 0 | 0 | 0 | 0 | 0 | 0
2016-07-30 22:00 | 0 | 0 | 0 | 0 | 0 | 0 | 644576.2354 | 615579 | 0 | 0 | 0 | 188601.9276 | 1351284.5211 | 0 | 0 | 0 | 0 | 0 | 0 | 0 | 0 | 0 | 0 | 0 | 0 | 0 | 0 | -14868.706 | 43865.9414 | 0 | 0 | 0 | 0 | 0 | 0 | 0 | 0 | 0 | 0 | 0 | 0 | 0 | 0
2016-07-30 23:00 | 0 | 0 | 0 | 0 | 0 | 0 | 554142.2002 | 599767 | 0 | 0 | 0 | 142977.1278 | 1351284.5211 | 0 | 0 | 0 | 0 | 0 | 0 | 0 | 0 | 0 | 0 | 0 | 0 | 0 | 0 | -45624.7998 | 0 | 0 | 0 | 0 | 0 | 0 | 0 | 0 | 0 | 0 | 0 | 0 | 0 | 0 | 0
2016-07-31 | 0 | 0 | 0 | 0 | 0 | 105886.1857 | 408654.2504 | 586029 | 0 | 0 | 0 | 71488.5639 | 1351284.5211 | 0 | 0 | 0 | 0 | 0 | 0 | 0 | 0 | 0 | 0 | 0 | 0 | 0 | 0 | -71488.5639 | 0 | 0 | 0 | 0 | 0 | 0 | 0 | 0 | 0 | 0 | 0 | 0 | 0 | 0 | 0
2016-07-31 01:00 | 0 | 0 | 0 | 0 | 0 | 323162.5112 | 178809.9249 | 573461 | 0 | 0 | 0 | 0 | 1351284.5211 | 0 | 0 | 0 | 0 | 0 | 0 | 0 | 0 | 0 | 0 | 0 | 0 | 0 | 0 | -71488.5639 | 0 | 0 | 0 | 0 | 0 | 0 | 0 | 0 | 0 | 0 | 0 | 0 | 0 | 0 | 0
2016-07-31 02:00 | 0 | 0 | 0 | 0 | 0 | 639401.3521 | 11096.2046 | 550364 | 0 | 0 | 0 | 0 | 1451418.0778 | 0 | 0 | 0 | 0 | 0 | 0 | 0 | 0 | 0 | 0 | 0 | 0 | 0 | 0 | 0 | 100133.5567 | 0 | 0 | 0 | 0 | 0 | 0 | 0 | 0 | 0 | 0 | 0 | 0 | 0 | 0
2016-07-31 03:00 | 0 | 0 | 0 | 0 | 0 | 630547.3993 | 0 | 522363 | 0 | 0 | 0 | 71488.5639 | 1488113.9133 | 0 | 0 | 0 | 0 | 0 | 0 | 0 | 0 | 0 | 0 | 0 | 0 | 0 | 0 | 71488.5639 | 36695.8355 | 0 | 0 | 0 | 0 | 0 | 0 | 0 | 0 | 0 | 0 | 0 | 0 | 0 | 0
2016-07-31 04:00 | 0 | 0 | 0 | 0 | 0 | 590796.7236 | 0 | 492477 | 0 | 0 | 0 | 71488.5639 | 1586433.6368 | 0 | 0 | 0 | 0 | 0 | 0 | 0 | 0 | 0 | 0 | 0 | 0 | 0 | 0 | 0 | 98319.7236 | 0 | 0 | 0 | 0 | 0 | 0 | 0 | 0 | 0 | 0 | 0 | 0 | 0 | 0
2016-07-31 05:00 | 0 | 0 | 0 | 0 | 0 | 553460.7056 | 0 | 465571 | 0 | 0 | 0 | 0 | 1745811.9063 | 0 | 0 | 0 | 0 | 0 | 0 | 0 | 0 | 0 | 0 | 0 | 0 | 0 | 0 | -71488.5639 | 159378.2695 | 0 | 0 | 0 | 0 | 0 | 0 | 0 | 0 | 0 | 0 | 0 | 0 | 0 | 0
2016-07-31 06:00 | 0 | 0 | 0 | 0 | 0 | 513980.5639 | 0 | 442492 | 0 | 0 | 0 | 71488.5639 | 1745811.9063 | 0 | 0 | 0 | 0 | 0 | 0 | 0 | 0 | 0 | 0 | 0 | 0 | 0 | 0 | 71488.5639 | 0 | 0 | 0 | 0 | 0 | 0 | 0 | 0 | 0 | 0 | 0 | 0 | 0 | 0 | 0
2016-07-31 07:00 | 0 | 0 | 0 | 0 | 0 | 503548.7619 | 0 | 424682 | 0 | 0 | 0 | 41703.7322 | 1854463.4999 | 0 | 0 | 0 | 0 | 0 | 0 | 0 | 0 | 0 | 0 | 0 | 0 | 0 | 0 | -29784.8317 | 108651.5936 | 0 | 0 | 0 | 0 | 0 | 0 | 0 | 0 | 0 | 0 | 0 | 0 | 0 | 0
2016-07-31 08:00 | 0 | 0 | 0 | 0 | 0 | 491245.5763 | 0 | 412231 | 0 | 0 | 0 | 113192.296 | 1861989.5124 | 0 | 0 | 0 | 0 | 0 | 0 | 0 | 0 | 0 | 0 | 0 | 0 | 0 | 0 | 71488.5639 | 7526.0124 | 0 | 0 | 0 | 0 | 0 | 0 | 0 | 0 | 0 | 0 | 0 | 0 | 0 | 0
2016-07-31 09:00 | 0 | 0 | 0 | 0 | 0 | 465382.5024 | 0 | 405962 | 0 | 0 | 0 | 172612.7985 | 1861989.5124 | 0 | 0 | 0 | 0 | 0 | 0 | 0 | 0 | 0 | 0 | 0 | 0 | 0 | 0 | 59420.5024 | 0 | 0 | 0 | 0 | 0 | 0 | 0 | 0 | 0 | 0 | 0 | 0 | 0 | 0 | 0
2016-07-31 10:00 | 0 | 0 | 0 | 0 | 0 | 434963.8351 | 0 | 404106 | 0 | 0 | 0 | 203470.6336 | 1861989.5124 | 0 | 0 | 0 | 0 | 0 | 0 | 0 | 0 | 0 | 0 | 0 | 0 | 0 | 0 | 30857.8351 | 0 | 0 | 0 | 0 | 0 | 0 | 0 | 0 | 0 | 0 | 0 | 0 | 0 | 0 | 0
2016-07-31 11:00 | 0 | 0 | 0 | 0 | 0 | 387864.594 | 0 | 406223 | 0 | 0 | 0 | 203470.6336 | 1843631.1064 | 0 | 0 | 0 | 0 | 0 | 0 | 0 | 0 | 0 | 0 | 0 | 0 | 0 | 0 | 0 | 0 | 18358.406 | 0 | 0 | 0 | 0 | 0 | 0 | 0 | 0 | 0 | 0 | 0 | 0 | 0
2016-07-31 12:00 | 0 | 0 | 0 | 0 | 0 | 245507.7811 | 62199.2411 | 424927 | 0 | 0 | 0 | 131982.0697 | 1797899.6925 | 0 | 0 | 0 | 0 | 0 | 0 | 0 | 0 | 0 | 0 | 0 | 0 | 0 | 0 | -71488.5639 | 0 | 45731.4139 | 0 | 0 | 0 | 0 | 0 | 0 | 0 | 0 | 0 | 0 | 0 | 0 | 0
2016-07-31 13:00 | 0 | 0 | 0 | 0 | 0 | 214427.0215 | 314706.8555 | 454237 | 0 | 0 | 0 | 60493.5058 | 1944285.1334 | 0 | 0 | 0 | 0 | 0 | 0 | 0 | 0 | 0 | 0 | 0 | 0 | 0 | 0 | -71488.5639 | 146385.4409 | 0 | 0 | 0 | 0 | 0 | 0 | 0 | 0 | 0 | 0 | 0 | 0 | 0 | 0
2016-07-31 14:00 | 0 | 0 | 0 | 0 | 0 | 49353.3012 | 553195.6991 | 488251 | 0 | 0 | 0 | 0 | 2119076.6394 | 0 | 0 | 0 | 0 | 0 | 0 | 0 | 0 | 0 | 0 | 0 | 0 | 0 | 0 | -60493.5058 | 174791.506 | 0 | 0 | 0 | 0 | 0 | 0 | 0 | 0 | 0 | 0 | 0 | 0 | 0 | 0
2016-07-31 15:00 | 0 | 0 | 0 | 0 | 0 | 63888.7539 | 687179.4787 | 521252 | 0 | 0 | 0 | 55024.7265 | 2293868.1455 | 0 | 0 | 0 | 0 | 0 | 0 | 0 | 0 | 0 | 0 | 0 | 0 | 0 | 0 | 55024.7265 | 174791.506 | 0 | 0 | 0 | 0 | 0 | 0 | 0 | 0 | 0 | 0 | 0 | 0 | 0 | 0
2016-07-31 16:00 | 0 | 0 | 0 | 0 | 0 | 0 | 732412.2853 | 552152 | 0 | 0 | 0 | 60493.5058 | 2468659.6515 | 0 | 0 | 0 | 0 | 0 | 0 | 0 | 0 | 0 | 0 | 0 | 0 | 0 | 0 | 5468.7793 | 174791.506 | 0 | 0 | 0 | 0 | 0 | 0 | 0 | 0 | 0 | 0 | 0 | 0 | 0 | 0
2016-07-31 17:00 | 0 | 0 | 0 | 0 | 0 | 83184.2976 | 740954.7723 | 577859 | 0 | 0 | 0 | 131982.0697 | 2643451.1575 | 0 | 0 | 0 | 0 | 0 | 0 | 0 | 0 | 0 | 0 | 0 | 0 | 0 | 0 | 71488.5639 | 174791.506 | 0 | 0 | 0 | 0 | 0 | 0 | 0 | 0 | 0 | 0 | 0 | 0 | 0 | 0
2016-07-31 18:00 | 0 | 0 | 0 | 0 | 0 | 122069.0346 | 722346.0353 | 598135 | 0 | 0 | 0 | 203470.6336 | 2818242.6636 | 0 | 0 | 0 | 0 | 0 | 0 | 0 | 0 | 0 | 0 | 0 | 0 | 0 | 0 | 71488.5639 | 174791.506 | 0 | 0 | 0 | 0 | 0 | 0 | 0 | 0 | 0 | 0 | 0 | 0 | 0 | 0
2016-07-31 19:00 | 0 | 0 | 0 | 0 | 0 | 15523.1553 | 699734.7868 | 611955 | 0 | 0 | 0 | 131982.0697 | 2993034.1696 | 0 | 0 | 0 | 0 | 0 | 0 | 0 | 0 | 0 | 0 | 0 | 0 | 0 | 0 | -71488.5639 | 174791.506 | 0 | 0 | 0 | 0 | 0 | 0 | 0 | 0 | 0 | 0 | 0 | 0 | 0 | 0
2016-07-31 20:00 | 0 | 0 | 0 | 0 | 0 | 192496.428 | 675308.6419 | 621525 | 0 | 0 | 0 | 203470.6336 | 3167825.6756 | 0 | 0 | 0 | 0 | 0 | 0 | 0 | 0 | 0 | 0 | 0 | 0 | 0 | 0 | 71488.5639 | 174791.506 | 0 | 0 | 0 | 0 | 0 | 0 | 0 | 0 | 0 | 0 | 0 | 0 | 0 | 0
2016-07-31 21:00 | 0 | 0 | 0 | 0 | 0 | 161019.371 | 639610.135 | 625838 | 0 | 0 | 0 | 203470.6336 | 3342617.1817 | 0 | 0 | 0 | 0 | 0 | 0 | 0 | 0 | 0 | 0 | 0 | 0 | 0 | 0 | 0 | 174791.506 | 0 | 0 | 0 | 0 | 0 | 0 | 0 | 0 | 0 | 0 | 0 | 0 | 0 | 0
2016-07-31 22:00 | 0 | 0 | 0 | 0 | 0 | 137003.9493 | 589154.9929 | 622856 | 0 | 0 | 0 | 131982.0697 | 3517408.6877 | 0 | 0 | 0 | 0 | 0 | 0 | 0 | 0 | 0 | 0 | 0 | 0 | 0 | 0 | -71488.5639 | 174791.506 | 0 | 0 | 0 | 0 | 0 | 0 | 0 | 0 | 0 | 0 | 0 | 0 | 0 | 0
2016-07-31 23:00 | 0 | 0 | 0 | 0 | 0 | 208214.0688 | 507792.8733 | 612704 | 0 | 0 | 0 | 60493.5058 | 3692200.1938 | 0 | 0 | 0 | 0 | 0 | 0 | 0 | 0 | 0 | 0 | 0 | 0 | 0 | 0 | -71488.5639 | 174791.506 | 0 | 0 | 0 | 0 | 0 | 0 | 0 | 0 | 0 | 0 | 0 | 0 | 0 | 0
2016-08-01 | 0 | 0 | 0 | 0 | 0 | 342657.74 | 372234.2603 | 600594 | 0 | 0 | 0 | 0 | 3866991.6998 | 0 | 0 | 0 | 0 | 0 | 0 | 0 | 0 | 0 | 0 | 0 | 0 | 0 | 0 | -60493.5058 | 174791.506 | 0 | 0 | 0 | 0 | 0 | 0 | 0 | 0 | 0 | 0 | 0 | 0 | 0 | 0
2016-08-01 01:00 | 0 | 0 | 0 | 0 | 0 | 658961.9059 | 173601.1641 | 586283 | 0 | 0 | 0 | 71488.5639 | 4041783.2058 | 0 | 0 | 0 | 0 | 0 | 0 | 0 | 0 | 0 | 0 | 0 | 0 | 0 | 0 | 71488.5639 | 174791.506 | 0 | 0 | 0 | 0 | 0 | 0 | 0 | 0 | 0 | 0 | 0 | 0 | 0 | 0
2016-08-01 02:00 | 0 | 0 | 0 | 0 | 0 | 721498.4642 | 9418.7473 | 562283 | 0 | 0 | 0 | 65331.2694 | 4216574.7119 | 0 | 0 | 0 | 0 | 0 | 0 | 0 | 0 | 0 | 0 | 0 | 0 | 0 | 0 | -6157.2945 | 174791.506 | 0 | 0 | 0 | 0 | 0 | 0 | 0 | 0 | 0 | 0 | 0 | 0 | 0 | 0
2016-08-01 03:00 | 0 | 0 | 0 | 0 | 0 | 699915.7424 | 0 | 529962 | 0 | 0 | 0 | 60493.5058 | 4391366.2179 | 0 | 0 | 0 | 0 | 0 | 0 | 0 | 0 | 0 | 0 | 0 | 0 | 0 | 0 | -4837.7636 | 174791.506 | 0 | 0 | 0 | 0 | 0 | 0 | 0 | 0 | 0 | 0 | 0 | 0 | 0 | 0
2016-08-01 04:00 | 0 | 0 | 0 | 0 | 0 | 637638.0794 | 0 | 496993 | 0 | 0 | 0 | 131982.0697 | 4460522.7334 | 0 | 0 | 0 | 0 | 0 | 0 | 0 | 0 | 0 | 0 | 0 | 0 | 0 | 0 | 71488.5639 | 69156.5155 | 0 | 0 | 0 | 0 | 0 | 0 | 0 | 0 | 0 | 0 | 0 | 0 | 0 | 0
2016-08-01 05:00 | 0 | 0 | 0 | 0 | 0 | 586374.9644 | 0 | 468458 | 0 | 0 | 0 | 203470.6336 | 4506951.134 | 0 | 0 | 0 | 0 | 0 | 0 | 0 | 0 | 0 | 0 | 0 | 0 | 0 | 0 | 71488.5639 | 46428.4005 | 0 | 0 | 0 | 0 | 0 | 0 | 0 | 0 | 0 | 0 | 0 | 0 | 0 | 0
2016-08-01 06:00 | 0 | 0 | 0 | 0 | 0 | 541783.4873 | 0 | 446164 | 0 | 0 | 0 | 131982.0697 | 4674059.1851 | 0 | 0 | 0 | 0 | 0 | 0 | 0 | 0 | 0 | 0 | 0 | 0 | 0 | 0 | -71488.5639 | 167108.0512 | 0 | 0 | 0 | 0 | 0 | 0 | 0 | 0 | 0 | 0 | 0 | 0 | 0 | 0
2016-08-01 07:00 | 0 | 0 | 0 | 0 | 0 | 500439.0969 | 0 | 430203 | 0 | 0 | 0 | 60493.5058 | 4815783.8459 | 0 | 0 | 0 | 0 | 0 | 0 | 0 | 0 | 0 | 0 | 0 | 0 | 0 | 0 | -71488.5639 | 141724.6608 | 0 | 0 | 0 | 0 | 0 | 0 | 0 | 0 | 0 | 0 | 0 | 0 | 0 | 0
2016-08-01 08:00 | 0 | 0 | 0 | 0 | 0 | 471895.9305 | 0 | 423452 | 0 | 0 | 0 | 131982.0697 | 4792739.2126 | 0 | 0 | 0 | 0 | 0 | 0 | 0 | 0 | 0 | 0 | 0 | 0 | 0 | 0 | 71488.5639 | 174791.506 | 197836.1394 | 0 | 0 | 0 | 0 | 0 | 0 | 0 | 0 | 0 | 0 | 0 | 0 | 0
2016-08-01 09:00 | 0 | 0 | 0 | 0 | 0 | 437161.1373 | 0 | 426831 | 0 | 0 | 0 | 60493.5058 | 4874557.9137 | 0 | 0 | 0 | 0 | 0 | 0 | 0 | 0 | 0 | 0 | 0 | 0 | 0 | 0 | -71488.5639 | 81818.7012 | 0 | 0 | 0 | 0 | 0 | 0 | 0 | 0 | 0 | 0 | 0 | 0 | 0 | 0
2016-08-01 10:00 | 0 | 0 | 0 | 0 | 0 | 413834.967 | 0 | 441975 | 0 | 0 | 0 | 32353.4727 | 4874557.9137 | 0 | 0 | 0 | 0 | 0 | 0 | 0 | 0 | 0 | 0 | 0 | 0 | 0 | 0 | -28140.033 | 0 | 0 | 0 | 0 | 0 | 0 | 0 | 0 | 0 | 0 | 0 | 0 | 0 | 0 | 0
2016-08-01 11:00 | 0 | 0 | 0 | 0 | 0 | 376166.5097 | 0 | 460070 | 0 | 0 | 0 | 103842.0366 | 4719165.8596 | 0 | 0 | 0 | 0 | 0 | 0 | 0 | 0 | 0 | 0 | 0 | 0 | 0 | 0 | 71488.5639 | 0 | 155392.0542 | 0 | 0 | 0 | 0 | 0 | 0 | 0 | 0 | 0 | 0 | 0 | 0 | 0
2016-08-01 12:00 | 0 | 0 | 0 | 0 | 0 | 267293.007 | 53635.377 | 483963 | 0 | 0 | 0 | 71488.5639 | 4588484.7163 | 0 | 0 | 0 | 0 | 0 | 0 | 0 | 0 | 0 | 0 | 0 | 0 | 0 | 0 | -32353.4727 | 142020.6232 | 272701.7664 | 0 | 0 | 0 | 0 | 0 | 0 | 0 | 0 | 0 | 0 | 0 | 0 | 0
2016-08-01 13:00 | 0 | 0 | 0 | 0 | 0 | 274563.5809 | 311931.9068 | 514411 | 0 | 0 | 0 | 0 | 4732057.768 | 0 | 0 | 0 | 0 | 0 | 0 | 0 | 0 | 0 | 0 | 0 | 0 | 0 | 0 | -71488.5639 | 143573.0517 | 0 | 0 | 0 | 0 | 0 | 0 | 0 | 0 | 0 | 0 | 0 | 0 | 0 | 0
2016-08-01 14:00 | 0 | 0 | 0 | 0 | 0 | 169663.4002 | 553153.1058 | 548025 | 0 | 0 | 0 | 0 | 4906849.274 | 0 | 0 | 0 | 0 | 0 | 0 | 0 | 0 | 0 | 0 | 0 | 0 | 0 | 0 | 0 | 174791.506 | 0 | 0 | 0 | 0 | 0 | 0 | 0 | 0 | 0 | 0 | 0 | 0 | 0 | 0
2016-08-01 15:00 | 0 | 0 | 0 | 0 | 0 | 82683.6033 | 673115.9028 | 581008 | 0 | 0 | 0 | 0 | 5081640.7801 | 0 | 0 | 0 | 0 | 0 | 0 | 0 | 0 | 0 | 0 | 0 | 0 | 0 | 0 | 0 | 174791.506 | 0 | 0 | 0 | 0 | 0 | 0 | 0 | 0 | 0 | 0 | 0 | 0 | 0 | 0
2016-08-01 16:00 | 0 | 0 | 0 | 0 | 0 | 126545.9103 | 728834.1596 | 609100 | 0 | 0 | 0 | 71488.5639 | 5256432.2861 | 0 | 0 | 0 | 0 | 0 | 0 | 0 | 0 | 0 | 0 | 0 | 0 | 0 | 0 | 71488.5639 | 174791.506 | 0 | 0 | 0 | 0 | 0 | 0 | 0 | 0 | 0 | 0 | 0 | 0 | 0 | 0
2016-08-01 17:00 | 0 | 0 | 0 | 0 | 0 | 0 | 744297.0187 | 633495 | 0 | 0 | 0 | 7499.0766 | 5431223.7921 | 0 | 0 | 0 | 0 | 0 | 0 | 0 | 0 | 0 | 0 | 0 | 0 | 0 | 0 | -63989.4873 | 174791.506 | 0 | 0 | 0 | 0 | 0 | 0 | 0 | 0 | 0 | 0 | 0 | 0 | 0 | 0
2016-08-01 18:00 | 0 | 0 | 0 | 0 | 0 | 162583.5643 | 736518.5056 | 652822 | 0 | 0 | 0 | 78987.6404 | 5606015.2982 | 0 | 0 | 0 | 0 | 0 | 0 | 0 | 0 | 0 | 0 | 0 | 0 | 0 | 0 | 71488.5639 | 174791.506 | 0 | 0 | 0 | 0 | 0 | 0 | 0 | 0 | 0 | 0 | 0 | 0 | 0 | 0
2016-08-01 19:00 | 0 | 0 | 0 | 0 | 0 | 194664.542 | 717621.5279 | 666006 | 0 | 0 | 0 | 150476.2043 | 5780806.8042 | 0 | 0 | 0 | 0 | 0 | 0 | 0 | 0 | 0 | 0 | 0 | 0 | 0 | 0 | 71488.5639 | 174791.506 | 0 | 0 | 0 | 0 | 0 | 0 | 0 | 0 | 0 | 0 | 0 | 0 | 0 | 0
2016-08-01 20:00 | 0 | 0 | 0 | 0 | 0 | 207178.5029 | 695217.4323 | 674610 | 0 | 0 | 0 | 203470.6336 | 5955598.3103 | 0 | 0 | 0 | 0 | 0 | 0 | 0 | 0 | 0 | 0 | 0 | 0 | 0 | 0 | 52994.4292 | 174791.506 | 0 | 0 | 0 | 0 | 0 | 0 | 0 | 0 | 0 | 0 | 0 | 0 | 0 | 0
2016-08-01 21:00 | 0 | 0 | 0 | 0 | 0 | 145477.6979 | 659519.5223 | 677045 | 0 | 0 | 0 | 156631.3477 | 6130389.8163 | 0 | 0 | 0 | 0 | 0 | 0 | 0 | 0 | 0 | 0 | 0 | 0 | 0 | 0 | -46839.2859 | 174791.506 | 0 | 0 | 0 | 0 | 0 | 0 | 0 | 0 | 0 | 0 | 0 | 0 | 0 | 0
2016-08-01 22:00 | 0 | 0 | 0 | 0 | 0 | 284621.7241 | 607796.0678 | 670787 | 0 | 0 | 0 | 203470.6336 | 6305181.3223 | 0 | 0 | 0 | 0 | 0 | 0 | 0 | 0 | 0 | 0 | 0 | 0 | 0 | 0 | 46839.2859 | 174791.506 | 0 | 0 | 0 | 0 | 0 | 0 | 0 | 0 | 0 | 0 | 0 | 0 | 0 | 0
2016-08-01 23:00 | 0 | 0 | 0 | 0 | 0 | 286029.5199 | 517095.6303 | 657844 | 0 | 0 | 0 | 203470.6336 | 6450462.4726 | 0 | 0 | 0 | 0 | 0 | 0 | 0 | 0 | 0 | 0 | 0 | 0 | 0 | 0 | 0 | 145281.1503 | 0 | 0 | 0 | 0 | 0 | 0 | 0 | 0 | 0 | 0 | 0 | 0 | 0 | 0
2016-08-02 | 0 | 0 | 0 | 0 | 0 | 343691.4774 | 374376.1125 | 641335 | 0 | 0 | 0 | 136520.1383 | 6594145.5578 | 0 | 0 | 0 | 0 | 0 | 0 | 0 | 0 | 0 | 0 | 0 | 0 | 0 | 0 | -66950.4953 | 143683.0852 | 0 | 0 | 0 | 0 | 0 | 0 | 0 | 0 | 0 | 0 | 0 | 0 | 0 | 0
2016-08-02 01:00 | 0 | 0 | 0 | 0 | 0 | 485665.8276 | 175961.3321 | 622717 | 0 | 0 | 0 | 175430.2979 | 6594145.5578 | 0 | 0 | 0 | 0 | 0 | 0 | 0 | 0 | 0 | 0 | 0 | 0 | 0 | 0 | 38910.1596 | 0 | 0 | 0 | 0 | 0 | 0 | 0 | 0 | 0 | 0 | 0 | 0 | 0 | 0 | 0
2016-08-02 02:00 | 0 | 0 | 0 | 0 | 0 | 550894.1544 | 8245.5988 | 592757 | 0 | 0 | 0 | 141813.0512 | 6594145.5578 | 0 | 0 | 0 | 0 | 0 | 0 | 0 | 0 | 0 | 0 | 0 | 0 | 0 | 0 | -33617.2468 | 174791.506 | 174791.506 | 0 | 0 | 0 | 0 | 0 | 0 | 0 | 0 | 0 | 0 | 0 | 0 | 0
2016-08-02 03:00 | 0 | 0 | 0 | 0 | 0 | 545502.4161 | 0 | 554537 | 0 | 0 | 0 | 132778.4672 | 6594145.5578 | 0 | 0 | 0 | 0 | 0 | 0 | 0 | 0 | 0 | 0 | 0 | 0 | 0 | 0 | -9034.5839 | 0 | 0 | 0 | 0 | 0 | 0 | 0 | 0 | 0 | 0 | 0 | 0 | 0 | 0 | 0
2016-08-02 04:00 | 0 | 0 | 0 | 0 | 0 | 506556.4573 | 0 | 516692 | 0 | 0 | 0 | 122642.9245 | 6594145.5578 | 0 | 0 | 0 | 0 | 0 | 0 | 0 | 0 | 0 | 0 | 0 | 0 | 0 | 0 | -10135.5427 | 0 | 0 | 0 | 0 | 0 | 0 | 0 | 0 | 0 | 0 | 0 | 0 | 0 | 0 | 0
2016-08-02 05:00 | 0 | 0 | 0 | 0 | 0 | 463969.8357 | 0 | 485217 | 0 | 0 | 0 | 101395.7602 | 6594145.5578 | 0 | 0 | 0 | 0 | 0 | 0 | 0 | 0 | 0 | 0 | 0 | 0 | 0 | 0 | -21247.1643 | 0 | 0 | 0 | 0 | 0 | 0 | 0 | 0 | 0 | 0 | 0 | 0 | 0 | 0 | 0
2016-08-02 06:00 | 0 | 0 | 0 | 0 | 0 | 429728.8037 | 0 | 459636 | 0 | 0 | 0 | 71488.5639 | 6594145.5578 | 0 | 0 | 0 | 0 | 0 | 0 | 0 | 0 | 0 | 0 | 0 | 0 | 0 | 0 | -29907.1963 | 0 | 0 | 0 | 0 | 0 | 0 | 0 | 0 | 0 | 0 | 0 | 0 | 0 | 0 | 0
2016-08-02 07:00 | 0 | 0 | 0 | 0 | 0 | 271726.1757 | 0 | 441125 | 0 | 0 | 0 | 0 | 6496235.2974 | 0 | 0 | 0 | 0 | 0 | 0 | 0 | 0 | 0 | 0 | 0 | 0 | 0 | 0 | -71488.5639 | 174791.506 | 272701.7664 | 0 | 0 | 0 | 0 | 0 | 0 | 0 | 0 | 0 | 0 | 0 | 0 | 0
2016-08-02 08:00 | 0 | 0 | 0 | 0 | 0 | 402352.031 | 0 | 432409 | 0 | 0 | 0 | 7116.7283 | 6459061.6001 | 0 | 0 | 0 | 0 | 0 | 0 | 0 | 0 | 0 | 0 | 0 | 0 | 0 | 0 | 7116.7283 | 0 | 37173.6973 | 0 | 0 | 0 | 0 | 0 | 0 | 0 | 0 | 0 | 0 | 0 | 0 | 0
2016-08-02 09:00 | 0 | 0 | 0 | 0 | 0 | 367298.5854 | 0 | 435990 | 0 | 0 | 0 | 78605.2922 | 6318881.6216 | 0 | 0 | 0 | 0 | 0 | 0 | 0 | 0 | 0 | 0 | 0 | 0 | 0 | 0 | 71488.5639 | 0 | 140179.9785 | 0 | 0 | 0 | 0 | 0 | 0 | 0 | 0 | 0 | 0 | 0 | 0 | 0
2016-08-02 10:00 | 0 | 0 | 0 | 0 | 0 | 323132.5854 | 0 | 451272 | 0 | 0 | 0 | 150093.8561 | 6119253.6431 | 0 | 0 | 0 | 0 | 0 | 0 | 0 | 0 | 0 | 0 | 0 | 0 | 0 | 0 | 71488.5639 | 0 | 199627.9785 | 0 | 0 | 0 | 0 | 0 | 0 | 0 | 0 | 0 | 0 | 0 | 0 | 0
2016-08-02 11:00 | 0 | 0 | 0 | 0 | 0 | 275801.7237 | 0 | 468913 | 0 | 0 | 0 | 78605.2922 | 5997630.9307 | 0 | 0 | 0 | 0 | 0 | 0 | 0 | 0 | 0 | 0 | 0 | 0 | 0 | 0 | -71488.5639 | 151079.054 | 272701.7664 | 0 | 0 | 0 | 0 | 0 | 0 | 0 | 0 | 0 | 0 | 0 | 0 | 0
2016-08-02 12:00 | 0 | 0 | 0 | 0 | 0 | 159003.1557 | 49472.592 | 489949 | 0 | 0 | 0 | 69833.8063 | 5724929.1643 | 0 | 0 | 0 | 0 | 0 | 0 | 0 | 0 | 0 | 0 | 0 | 0 | 0 | 0 | -8771.4859 | 0 | 272701.7664 | 0 | 0 | 0 | 0 | 0 | 0 | 0 | 0 | 0 | 0 | 0 | 0 | 0
2016-08-02 13:00 | 0 | 0 | 0 | 0 | 0 | 119094.2978 | 328167.8959 | 517096 | 0 | 0 | 0 | 0 | 5724929.1643 | 0 | 0 | 0 | 0 | 0 | 0 | 0 | 0 | 0 | 0 | 0 | 0 | 0 | 0 | -69833.8063 | 0 | 0 | 0 | 0 | 0 | 0 | 0 | 0 | 0 | 0 | 0 | 0 | 0 | 0 | 0
2016-08-02 14:00 | 0 | 0 | 0 | 0 | 0 | 128130.4159 | 566360.9074 | 549361 | 0 | 0 | 0 | 0 | 5870059.4876 | 0 | 0 | 0 | 0 | 0 | 0 | 0 | 0 | 0 | 0 | 0 | 0 | 0 | 0 | 0 | 145130.3233 | 0 | 0 | 0 | 0 | 0 | 0 | 0 | 0 | 0 | 0 | 0 | 0 | 0 | 0
2016-08-02 15:00 | 0 | 0 | 0 | 0 | 0 | 0 | 688756.0717 | 581580 | 0 | 0 | 0 | 0 | 5977235.5593 | 0 | 0 | 0 | 0 | 0 | 0 | 0 | 0 | 0 | 0 | 0 | 0 | 0 | 0 | 0 | 107176.0717 | 0 | 0 | 0 | 0 | 0 | 0 | 0 | 0 | 0 | 0 | 0 | 0 | 0 | 0
2016-08-02 16:00 | 0 | 0 | 0 | 0 | 0 | 0 | 733681.9461 | 609773 | 0 | 0 | 0 | 35123.6206 | 6066020.8848 | 0 | 0 | 0 | 0 | 0 | 0 | 0 | 0 | 0 | 0 | 0 | 0 | 0 | 0 | 35123.6206 | 88785.3255 | 0 | 0 | 0 | 0 | 0 | 0 | 0 | 0 | 0 | 0 | 0 | 0 | 0 | 0
2016-08-02 17:00 | 0 | 0 | 0 | 0 | 0 | 78660.4642 | 736431.3483 | 634098 | 0 | 0 | 0 | 106612.1845 | 6175526.1334 | 0 | 0 | 0 | 0 | 0 | 0 | 0 | 0 | 0 | 0 | 0 | 0 | 0 | 0 | 71488.5639 | 109505.2486 | 0 | 0 | 0 | 0 | 0 | 0 | 0 | 0 | 0 | 0 | 0 | 0 | 0 | 0
2016-08-02 18:00 | 0 | 0 | 0 | 0 | 0 | 6403.9973 | 718364.5666 | 653280 | 0 | 0 | 0 | 178100.7484 | 6175526.1334 | 0 | 0 | 0 | 0 | 0 | 0 | 0 | 0 | 0 | 0 | 0 | 0 | 0 | 0 | 71488.5639 | 0 | 0 | 0 | 0 | 0 | 0 | 0 | 0 | 0 | 0 | 0 | 0 | 0 | 0 | 0
2016-08-02 19:00 | 0 | 0 | 0 | 0 | 0 | 0 | 688735.8851 | 663366 | 0 | 0 | 0 | 203470.6336 | 6175526.1334 | 0 | 0 | 0 | 0 | 0 | 0 | 0 | 0 | 0 | 0 | 0 | 0 | 0 | 0 | 25369.8851 | 0 | 0 | 0 | 0 | 0 | 0 | 0 | 0 | 0 | 0 | 0 | 0 | 0 | 0 | 0
2016-08-02 20:00 | 0 | 0 | 0 | 0 | 0 | 0 | 656085.5636 | 670381 | 0 | 0 | 0 | 189175.1972 | 6175526.1334 | 0 | 0 | 0 | 0 | 0 | 0 | 0 | 0 | 0 | 0 | 0 | 0 | 0 | 0 | -14295.4364 | 0 | 0 | 0 | 0 | 0 | 0 | 0 | 0 | 0 | 0 | 0 | 0 | 0 | 0 | 0
2016-08-02 21:00 | 0 | 0 | 0 | 0 | 0 | 99084.1416 | 616053.6456 | 672154 | 0 | 0 | 0 | 121950.0573 | 6285735.0604 | 0 | 0 | 0 | 0 | 0 | 0 | 0 | 0 | 0 | 0 | 0 | 0 | 0 | 0 | -67225.1399 | 110208.927 | 0 | 0 | 0 | 0 | 0 | 0 | 0 | 0 | 0 | 0 | 0 | 0 | 0 | 0
2016-08-02 22:00 | 0 | 0 | 0 | 0 | 0 | 113146.711 | 563447.3014 | 666562 | 0 | 0 | 0 | 131982.0697 | 6285735.0604 | 0 | 0 | 0 | 0 | 0 | 0 | 0 | 0 | 0 | 0 | 0 | 0 | 0 | 0 | 10032.0124 | 0 | 0 | 0 | 0 | 0 | 0 | 0 | 0 | 0 | 0 | 0 | 0 | 0 | 0 | 0
2016-08-02 23:00 | 0 | 0 | 0 | 0 | 0 | 138799.6913 | 487156.6122 | 652378 | 0 | 0 | 0 | 203470.6336 | 6187824.8 | 0 | 0 | 0 | 0 | 0 | 0 | 0 | 0 | 0 | 0 | 0 | 0 | 0 | 0 | 71488.5639 | 174791.506 | 272701.7664 | 0 | 0 | 0 | 0 | 0 | 0 | 0 | 0 | 0 | 0 | 0 | 0 | 0
2016-08-03 | 0 | 0 | 0 | 0 | 0 | 197539.5346 | 362276.6247 | 635814 | 0 | 0 | 0 | 131982.0697 | 6183315.5232 | 0 | 0 | 0 | 0 | 0 | 0 | 0 | 0 | 0 | 0 | 0 | 0 | 0 | 0 | -71488.5639 | 0 | 4509.2769 | 0 | 0 | 0 | 0 | 0 | 0 | 0 | 0 | 0 | 0 | 0 | 0 | 0
2016-08-03 01:00 | 0 | 0 | 0 | 0 | 0 | 350826.0898 | 178927.7436 | 617329 | 0 | 0 | 0 | 60493.5058 | 6167228.9204 | 0 | 0 | 0 | 0 | 0 | 0 | 0 | 0 | 0 | 0 | 0 | 0 | 0 | 0 | -71488.5639 | 0 | 16086.6028 | 0 | 0 | 0 | 0 | 0 | 0 | 0 | 0 | 0 | 0 | 0 | 0 | 0
2016-08-03 02:00 | 0 | 0 | 0 | 0 | 0 | 445744.4238 | 8192.982 | 587534 | 0 | 0 | 0 | 131982.0697 | 5962143.7623 | 0 | 0 | 0 | 0 | 0 | 0 | 0 | 0 | 0 | 0 | 0 | 0 | 0 | 0 | 71488.5639 | 0 | 205085.158 | 0 | 0 | 0 | 0 | 0 | 0 | 0 | 0 | 0 | 0 | 0 | 0 | 0
2016-08-03 03:00 | 0 | 0 | 0 | 0 | 0 | 461563.0396 | 0 | 548730 | 0 | 0 | 0 | 203470.6336 | 5803488.238 | 0 | 0 | 0 | 0 | 0 | 0 | 0 | 0 | 0 | 0 | 0 | 0 | 0 | 0 | 71488.5639 | 0 | 158655.5243 | 0 | 0 | 0 | 0 | 0 | 0 | 0 | 0 | 0 | 0 | 0 | 0 | 0
2016-08-03 04:00 | 0 | 0 | 0 | 0 | 0 | 447299.6876 | 0 | 512360 | 0 | 0 | 0 | 131982.0697 | 5809916.4895 | 0 | 0 | 0 | 0 | 0 | 0 | 0 | 0 | 0 | 0 | 0 | 0 | 0 | 0 | -71488.5639 | 6428.2515 | 0 | 0 | 0 | 0 | 0 | 0 | 0 | 0 | 0 | 0 | 0 | 0 | 0 | 0
2016-08-03 05:00 | 0 | 0 | 0 | 0 | 0 | 429035.401 | 0 | 481561 | 0 | 0 | 0 | 203470.6336 | 5685902.3266 | 0 | 0 | 0 | 0 | 0 | 0 | 0 | 0 | 0 | 0 | 0 | 0 | 0 | 0 | 71488.5639 | 0 | 124014.1628 | 0 | 0 | 0 | 0 | 0 | 0 | 0 | 0 | 0 | 0 | 0 | 0 | 0
2016-08-03 06:00 | 0 | 0 | 0 | 0 | 0 | 416278.0817 | 0 | 456311 | 0 | 0 | 0 | 203470.6336 | 5645869.4084 | 0 | 0 | 0 | 0 | 0 | 0 | 0 | 0 | 0 | 0 | 0 | 0 | 0 | 0 | 0 | 0 | 40032.9183 | 0 | 0 | 0 | 0 | 0 | 0 | 0 | 0 | 0 | 0 | 0 | 0 | 0
2016-08-03 07:00 | 0 | 0 | 0 | 0 | 0 | 366934.4361 | 0 | 438423 | 0 | 0 | 0 | 131982.0697 | 5645869.4084 | 0 | 0 | 0 | 0 | 0 | 0 | 0 | 0 | 0 | 0 | 0 | 0 | 0 | 0 | -71488.5639 | 0 | 0 | 0 | 0 | 0 | 0 | 0 | 0 | 0 | 0 | 0 | 0 | 0 | 0 | 0
2016-08-03 08:00 | 0 | 0 | 0 | 0 | 0 | 228168.7975 | 0 | 429382 | 0 | 0 | 0 | 203470.6336 | 5373167.642 | 0 | 0 | 0 | 0 | 0 | 0 | 0 | 0 | 0 | 0 | 0 | 0 | 0 | 0 | 71488.5639 | 0 | 272701.7664 | 0 | 0 | 0 | 0 | 0 | 0 | 0 | 0 | 0 | 0 | 0 | 0 | 0
2016-08-03 09:00 | 0 | 0 | 0 | 0 | 0 | 356903.4906 | 0 | 432012 | 0 | 0 | 0 | 131982.0697 | 5369547.6965 | 0 | 0 | 0 | 0 | 0 | 0 | 0 | 0 | 0 | 0 | 0 | 0 | 0 | 0 | -71488.5639 | 0 | 3619.9455 | 0 | 0 | 0 | 0 | 0 | 0 | 0 | 0 | 0 | 0 | 0 | 0 | 0
2016-08-03 10:00 | 0 | 0 | 0 | 0 | 0 | 339939.4341 | 0 | 446890 | 0 | 0 | 0 | 60493.5058 | 5334085.6944 | 0 | 0 | 0 | 0 | 0 | 0 | 0 | 0 | 0 | 0 | 0 | 0 | 0 | 0 | -71488.5639 | 0 | 35462.002 | 0 | 0 | 0 | 0 | 0 | 0 | 0 | 0 | 0 | 0 | 0 | 0 | 0
2016-08-03 11:00 | 0 | 0 | 0 | 0 | 0 | 328472.1434 | 0 | 465284 | 0 | 0 | 0 | 131982.0697 | 5125785.274 | 0 | 0 | 0 | 0 | 0 | 0 | 0 | 0 | 0 | 0 | 0 | 0 | 0 | 0 | 71488.5639 | 0 | 208300.4204 | 0 | 0 | 0 | 0 | 0 | 0 | 0 | 0 | 0 | 0 | 0 | 0 | 0
2016-08-03 12:00 | 0 | 0 | 0 | 0 | 0 | 230238.649 | 40293.556 | 486959 | 0 | 0 | 0 | 188257.0411 | 4853083.5075 | 0 | 0 | 0 | 0 | 0 | 0 | 0 | 0 | 0 | 0 | 0 | 0 | 0 | 0 | 56274.9714 | 0 | 272701.7664 | 0 | 0 | 0 | 0 | 0 | 0 | 0 | 0 | 0 | 0 | 0 | 0 | 0
2016-08-03 13:00 | 0 | 0 | 0 | 0 | 0 | 158773.0926 | 284305.3435 | 514567 | 0 | 0 | 0 | 116768.4772 | 4853083.5075 | 0 | 0 | 0 | 0 | 0 | 0 | 0 | 0 | 0 | 0 | 0 | 0 | 0 | 0 | -71488.5639 | 0 | 0 | 0 | 0 | 0 | 0 | 0 | 0 | 0 | 0 | 0 | 0 | 0 | 0 | 0
2016-08-03 14:00 | 0 | 0 | 0 | 0 | 0 | 147358.7346 | 503080.2075 | 547136 | 0 | 0 | 0 | 45279.9133 | 5027875.0136 | 0 | 0 | 0 | 0 | 0 | 0 | 0 | 0 | 0 | 0 | 0 | 0 | 0 | 0 | -71488.5639 | 174791.506 | 0 | 0 | 0 | 0 | 0 | 0 | 0 | 0 | 0 | 0 | 0 | 0 | 0 | 0
2016-08-03 15:00 | 0 | 0 | 0 | 0 | 0 | 0 | 642249.0524 | 580434 | 0 | 0 | 0 | 107094.9657 | 5027875.0136 | 0 | 0 | 0 | 0 | 0 | 0 | 0 | 0 | 0 | 0 | 0 | 0 | 0 | 0 | 61815.0524 | 0 | 0 | 0 | 0 | 0 | 0 | 0 | 0 | 0 | 0 | 0 | 0 | 0 | 0 | 0
2016-08-03 16:00 | 0 | 0 | 0 | 0 | 0 | 0 | 706371.668 | 610440 | 0 | 0 | 0 | 131982.0697 | 5098919.5776 | 0 | 0 | 0 | 0 | 0 | 0 | 0 | 0 | 0 | 0 | 0 | 0 | 0 | 0 | 24887.104 | 71044.564 | 0 | 0 | 0 | 0 | 0 | 0 | 0 | 0 | 0 | 0 | 0 | 0 | 0 | 0
2016-08-03 17:00 | 0 | 0 | 0 | 0 | 0 | 0 | 714624.7514 | 636024 | 0 | 0 | 0 | 203470.6336 | 5106031.7651 | 0 | 0 | 0 | 0 | 0 | 0 | 0 | 0 | 0 | 0 | 0 | 0 | 0 | 0 | 71488.5639 | 7112.1875 | 0 | 0 | 0 | 0 | 0 | 0 | 0 | 0 | 0 | 0 | 0 | 0 | 0 | 0
2016-08-03 18:00 | 0 | 0 | 0 | 0 | 0 | 0 | 700940.2138 | 656420 | 0 | 0 | 0 | 131982.0697 | 5222040.5428 | 0 | 0 | 0 | 0 | 0 | 0 | 0 | 0 | 0 | 0 | 0 | 0 | 0 | 0 | -71488.5639 | 116008.7777 | 0 | 0 | 0 | 0 | 0 | 0 | 0 | 0 | 0 | 0 | 0 | 0 | 0 | 0
2016-08-03 19:00 | 0 | 0 | 0 | 0 | 0 | 0 | 676856.604 | 671477 | 0 | 0 | 0 | 137361.6736 | 5222040.5428 | 0 | 0 | 0 | 0 | 0 | 0 | 0 | 0 | 0 | 0 | 0 | 0 | 0 | 0 | 5379.604 | 0 | 0 | 0 | 0 | 0 | 0 | 0 | 0 | 0 | 0 | 0 | 0 | 0 | 0 | 0
2016-08-03 20:00 | 0 | 0 | 0 | 0 | 0 | 0 | 648223.6309 | 681036 | 0 | 0 | 0 | 104549.3045 | 5222040.5428 | 0 | 0 | 0 | 0 | 0 | 0 | 0 | 0 | 0 | 0 | 0 | 0 | 0 | 0 | -32812.3691 | 0 | 0 | 0 | 0 | 0 | 0 | 0 | 0 | 0 | 0 | 0 | 0 | 0 | 0 | 0
2016-08-03 21:00 | 0 | 0 | 0 | 0 | 0 | 836.2032 | 611055.2329 | 683380 | 0 | 0 | 0 | 33060.7406 | 5222040.5428 | 0 | 0 | 0 | 0 | 0 | 0 | 0 | 0 | 0 | 0 | 0 | 0 | 0 | 0 | -71488.5639 | 0 | 0 | 0 | 0 | 0 | 0 | 0 | 0 | 0 | 0 | 0 | 0 | 0 | 0 | 0
2016-08-03 22:00 | 0 | 0 | 0 | 0 | 0 | 80903.286 | 563841.9734 | 677806 | 0 | 0 | 0 | 0 | 5222040.5428 | 0 | 0 | 0 | 0 | 0 | 0 | 0 | 0 | 0 | 0 | 0 | 0 | 0 | 0 | -33060.7406 | 0 | 0 | 0 | 0 | 0 | 0 | 0 | 0 | 0 | 0 | 0 | 0 | 0 | 0 | 0
2016-08-03 23:00 | 0 | 0 | 0 | 0 | 0 | 189086.9434 | 474553.0566 | 663640 | 0 | 0 | 0 | 0 | 5222040.5428 | 0 | 0 | 0 | 0 | 0 | 0 | 0 | 0 | 0 | 0 | 0 | 0 | 0 | 0 | 0 | 0 | 0 | 0 | 0 | 0 | 0 | 0 | 0 | 0 | 0 | 0 | 0 | 0 | 0 | 0
2016-08-04 | 0 | 0 | 0 | 0 | 0 | 366825.1976 | 340933.3082 | 647265 | 0 | 0 | 0 | 60493.5058 | 5222040.5428 | 0 | 0 | 0 | 0 | 0 | 0 | 0 | 0 | 0 | 0 | 0 | 0 | 0 | 0 | 60493.5058 | 0 | 0 | 0 | 0 | 0 | 0 | 0 | 0 | 0 | 0 | 0 | 0 | 0 | 0 | 0
2016-08-04 01:00 | 0 | 0 | 0 | 0 | 0 | 697930.0288 | 159144.8901 | 629193 | 0 | 0 | 0 | 131982.0697 | 5378433.8978 | 0 | 0 | 0 | 0 | 0 | 0 | 0 | 0 | 0 | 0 | 0 | 0 | 0 | 0 | 71488.5639 | 156393.355 | 0 | 0 | 0 | 0 | 0 | 0 | 0 | 0 | 0 | 0 | 0 | 0 | 0 | 0
2016-08-04 02:00 | 0 | 0 | 0 | 0 | 0 | 754147.9893 | 7732.6354 | 597187 | 0 | 0 | 0 | 203470.6336 | 5471638.9587 | 0 | 0 | 0 | 0 | 0 | 0 | 0 | 0 | 0 | 0 | 0 | 0 | 0 | 0 | 71488.5639 | 93205.0609 | 0 | 0 | 0 | 0 | 0 | 0 | 0 | 0 | 0 | 0 | 0 | 0 | 0 | 0
2016-08-04 03:00 | 0 | 0 | 0 | 0 | 0 | 486868.4361 | 0 | 558357 | 0 | 0 | 0 | 131982.0697 | 5471638.9587 | 0 | 0 | 0 | 0 | 0 | 0 | 0 | 0 | 0 | 0 | 0 | 0 | 0 | 0 | -71488.5639 | 0 | 0 | 0 | 0 | 0 | 0 | 0 | 0 | 0 | 0 | 0 | 0 | 0 | 0 | 0
2016-08-04 04:00 | 0 | 0 | 0 | 0 | 0 | 694515.7432 | 0 | 521327 | 0 | 0 | 0 | 130379.3069 | 5646430.4647 | 0 | 0 | 0 | 0 | 0 | 0 | 0 | 0 | 0 | 0 | 0 | 0 | 0 | 0 | -1602.7628 | 174791.506 | 0 | 0 | 0 | 0 | 0 | 0 | 0 | 0 | 0 | 0 | 0 | 0 | 0 | 0
2016-08-04 05:00 | 0 | 0 | 0 | 0 | 0 | 494543.2871 | 0 | 490549 | 0 | 0 | 0 | 134373.5939 | 5646430.4647 | 0 | 0 | 0 | 0 | 0 | 0 | 0 | 0 | 0 | 0 | 0 | 0 | 0 | 0 | 3994.2871 | 0 | 0 | 0 | 0 | 0 | 0 | 0 | 0 | 0 | 0 | 0 | 0 | 0 | 0 | 0
2016-08-04 06:00 | 0 | 0 | 0 | 0 | 0 | 634454.9818 | 0 | 462055 | 0 | 0 | 0 | 131982.0697 | 5821221.9707 | 0 | 0 | 0 | 0 | 0 | 0 | 0 | 0 | 0 | 0 | 0 | 0 | 0 | 0 | -2391.5243 | 174791.506 | 0 | 0 | 0 | 0 | 0 | 0 | 0 | 0 | 0 | 0 | 0 | 0 | 0 | 0
2016-08-04 07:00 | 0 | 0 | 0 | 0 | 0 | 514520.5639 | 0 | 443032 | 0 | 0 | 0 | 203470.6336 | 5821221.9707 | 0 | 0 | 0 | 0 | 0 | 0 | 0 | 0 | 0 | 0 | 0 | 0 | 0 | 0 | 71488.5639 | 0 | 0 | 0 | 0 | 0 | 0 | 0 | 0 | 0 | 0 | 0 | 0 | 0 | 0 | 0
2016-08-04 08:00 | 0 | 0 | 0 | 0 | 0 | 578726.7019 | 0 | 433845 | 0 | 0 | 0 | 173560.8294 | 5996013.4768 | 0 | 0 | 0 | 0 | 0 | 0 | 0 | 0 | 0 | 0 | 0 | 0 | 0 | 0 | -29909.8041 | 174791.506 | 0 | 0 | 0 | 0 | 0 | 0 | 0 | 0 | 0 | 0 | 0 | 0 | 0 | 0
2016-08-04 09:00 | 0 | 0 | 0 | 0 | 0 | 365507.4361 | 0 | 436996 | 0 | 0 | 0 | 102072.2655 | 5996013.4768 | 0 | 0 | 0 | 0 | 0 | 0 | 0 | 0 | 0 | 0 | 0 | 0 | 0 | 0 | -71488.5639 | 0 | 0 | 0 | 0 | 0 | 0 | 0 | 0 | 0 | 0 | 0 | 0 | 0 | 0 | 0
2016-08-04 10:00 | 0 | 0 | 0 | 0 | 0 | 521462.8327 | 0 | 452952 | 0 | 0 | 0 | 170583.0983 | 5996013.4768 | 0 | 0 | 0 | 0 | 0 | 0 | 0 | 0 | 0 | 0 | 0 | 0 | 0 | 0 | 68510.8327 | 0 | 0 | 0 | 0 | 0 | 0 | 0 | 0 | 0 | 0 | 0 | 0 | 0 | 0 | 0
2016-08-04 11:00 | 0 | 0 | 0 | 0 | 0 | 489495.7249 | 0 | 471032 | 0 | 0 | 0 | 189046.8232 | 5996013.4768 | 0 | 0 | 0 | 0 | 0 | 0 | 0 | 0 | 0 | 0 | 0 | 0 | 0 | 0 | 18463.7249 | 0 | 0 | 0 | 0 | 0 | 0 | 0 | 0 | 0 | 0 | 0 | 0 | 0 | 0 | 0
2016-08-04 12:00 | 0 | 0 | 0 | 0 | 0 | 365894.4568 | 43376.0932 | 492757 | 0 | 0 | 0 | 203470.6336 | 5898103.2164 | 0 | 0 | 0 | 0 | 0 | 0 | 0 | 0 | 0 | 0 | 0 | 0 | 0 | 0 | 14423.8104 | 174791.506 | 272701.7664 | 0 | 0 | 0 | 0 | 0 | 0 | 0 | 0 | 0 | 0 | 0 | 0 | 0
2016-08-04 13:00 | 0 | 0 | 0 | 0 | 0 | 404943.4793 | 282809.3327 | 520777 | 0 | 0 | 0 | 195654.9395 | 6072894.7224 | 0 | 0 | 0 | 0 | 0 | 0 | 0 | 0 | 0 | 0 | 0 | 0 | 0 | 0 | -7815.694 | 174791.506 | 0 | 0 | 0 | 0 | 0 | 0 | 0 | 0 | 0 | 0 | 0 | 0 | 0 | 0
2016-08-04 14:00 | 0 | 0 | 0 | 0 | 0 | 0 | 512453.6832 | 554967 | 0 | 0 | 0 | 124166.3756 | 6101869.9695 | 0 | 0 | 0 | 0 | 0 | 0 | 0 | 0 | 0 | 0 | 0 | 0 | 0 | 0 | -71488.5639 | 28975.2471 | 0 | 0 | 0 | 0 | 0 | 0 | 0 | 0 | 0 | 0 | 0 | 0 | 0 | 0
2016-08-04 15:00 | 0 | 0 | 0 | 0 | 0 | 0 | 647220.0226 | 588187 | 0 | 0 | 0 | 60493.5058 | 6224575.862 | 0 | 0 | 0 | 0 | 0 | 0 | 0 | 0 | 0 | 0 | 0 | 0 | 0 | 0 | -63672.8699 | 122705.8925 | 0 | 0 | 0 | 0 | 0 | 0 | 0 | 0 | 0 | 0 | 0 | 0 | 0 | 0
2016-08-04 16:00 | 0 | 0 | 0 | 0 | 0 | 147320.4845 | 715454.5855 | 616495 | 0 | 0 | 0 | 131982.0697 | 6399367.368 | 0 | 0 | 0 | 0 | 0 | 0 | 0 | 0 | 0 | 0 | 0 | 0 | 0 | 0 | 71488.5639 | 174791.506 | 0 | 0 | 0 | 0 | 0 | 0 | 0 | 0 | 0 | 0 | 0 | 0 | 0 | 0
2016-08-04 17:00 | 0 | 0 | 0 | 0 | 0 | 0 | 729911.4993 | 640288 | 0 | 0 | 0 | 203470.6336 | 6417502.3034 | 0 | 0 | 0 | 0 | 0 | 0 | 0 | 0 | 0 | 0 | 0 | 0 | 0 | 0 | 71488.5639 | 18134.9354 | 0 | 0 | 0 | 0 | 0 | 0 | 0 | 0 | 0 | 0 | 0 | 0 | 0 | 0
2016-08-04 18:00 | 0 | 0 | 0 | 0 | 0 | 0 | 717200.5752 | 658458 | 0 | 0 | 0 | 131982.0697 | 6547733.4425 | 0 | 0 | 0 | 0 | 0 | 0 | 0 | 0 | 0 | 0 | 0 | 0 | 0 | 0 | -71488.5639 | 130231.1391 | 0 | 0 | 0 | 0 | 0 | 0 | 0 | 0 | 0 | 0 | 0 | 0 | 0 | 0
2016-08-04 19:00 | 0 | 0 | 0 | 0 | 0 | 0 | 694420.7042 | 670155 | 0 | 0 | 0 | 156247.7739 | 6547733.4425 | 0 | 0 | 0 | 0 | 0 | 0 | 0 | 0 | 0 | 0 | 0 | 0 | 0 | 0 | 24265.7042 | 0 | 0 | 0 | 0 | 0 | 0 | 0 | 0 | 0 | 0 | 0 | 0 | 0 | 0 | 0
2016-08-04 20:00 | 0 | 0 | 0 | 0 | 0 | 0 | 671434.2956 | 676999 | 0 | 0 | 0 | 150683.0695 | 6547733.4425 | 0 | 0 | 0 | 0 | 0 | 0 | 0 | 0 | 0 | 0 | 0 | 0 | 0 | 0 | -5564.7044 | 0 | 0 | 0 | 0 | 0 | 0 | 0 | 0 | 0 | 0 | 0 | 0 | 0 | 0 | 0
2016-08-04 21:00 | 0 | 0 | 0 | 0 | 0 | 94550.7284 | 636750.8356 | 678514 | 0 | 0 | 0 | 203470.6336 | 6547733.4425 | 0 | 0 | 0 | 0 | 0 | 0 | 0 | 0 | 0 | 0 | 0 | 0 | 0 | 0 | 52787.5641 | 0 | 0 | 0 | 0 | 0 | 0 | 0 | 0 | 0 | 0 | 0 | 0 | 0 | 0 | 0
2016-08-04 22:00 | 0 | 0 | 0 | 0 | 0 | 89562.5815 | 583096.4185 | 672659 | 0 | 0 | 0 | 203470.6336 | 6547733.4425 | 0 | 0 | 0 | 0 | 0 | 0 | 0 | 0 | 0 | 0 | 0 | 0 | 0 | 0 | 0 | 0 | 0 | 0 | 0 | 0 | 0 | 0 | 0 | 0 | 0 | 0 | 0 | 0 | 0 | 0
2016-08-04 23:00 | 0 | 0 | 0 | 0 | 0 | 189151.3956 | 486683.82 | 657579 | 0 | 0 | 0 | 175314.7339 | 6594145.5578 | 0 | 0 | 0 | 0 | 0 | 0 | 0 | 0 | 0 | 0 | 0 | 0 | 0 | 0 | -28155.8997 | 46412.1153 | 0 | 0 | 0 | 0 | 0 | 0 | 0 | 0 | 0 | 0 | 0 | 0 | 0 | 0
2016-08-05 | 0 | 0 | 0 | 0 | 0 | 328194.8328 | 341053.0669 | 641092 | 0 | 0 | 0 | 203470.6336 | 6594145.5578 | 0 | 0 | 0 | 0 | 0 | 0 | 0 | 0 | 0 | 0 | 0 | 0 | 0 | 0 | 28155.8997 | 0 | 0 | 0 | 0 | 0 | 0 | 0 | 0 | 0 | 0 | 0 | 0 | 0 | 0 | 0
2016-08-05 01:00 | 0 | 0 | 0 | 0 | 0 | 426420.0684 | 144333.0847 | 623479 | 0 | 0 | 0 | 150744.7867 | 6594145.5578 | 0 | 0 | 0 | 0 | 0 | 0 | 0 | 0 | 0 | 0 | 0 | 0 | 0 | 0 | -52725.8469 | 0 | 0 | 0 | 0 | 0 | 0 | 0 | 0 | 0 | 0 | 0 | 0 | 0 | 0 | 0
2016-08-05 02:00 | 0 | 0 | 0 | 0 | 0 | 484798.0146 | 6992.0547 | 592327 | 0 | 0 | 0 | 167919.8429 | 6476433.5708 | 0 | 0 | 0 | 0 | 0 | 0 | 0 | 0 | 0 | 0 | 0 | 0 | 0 | 0 | 17175.0563 | 0 | 117711.987 | 0 | 0 | 0 | 0 | 0 | 0 | 0 | 0 | 0 | 0 | 0 | 0 | 0
2016-08-05 03:00 | 0 | 0 | 0 | 0 | 0 | 492694.87 | 0 | 554932 | 0 | 0 | 0 | 105682.7129 | 6476433.5708 | 0 | 0 | 0 | 0 | 0 | 0 | 0 | 0 | 0 | 0 | 0 | 0 | 0 | 0 | -62237.13 | 0 | 0 | 0 | 0 | 0 | 0 | 0 | 0 | 0 | 0 | 0 | 0 | 0 | 0 | 0
2016-08-05 04:00 | 0 | 0 | 0 | 0 | 0 | 475235.6284 | 0 | 518997 | 0 | 0 | 0 | 177171.2768 | 6361183.6353 | 0 | 0 | 0 | 0 | 0 | 0 | 0 | 0 | 0 | 0 | 0 | 0 | 0 | 0 | 71488.5639 | 0 | 115249.9355 | 0 | 0 | 0 | 0 | 0 | 0 | 0 | 0 | 0 | 0 | 0 | 0 | 0
2016-08-05 05:00 | 0 | 0 | 0 | 0 | 0 | 441965.7929 | 0 | 487155 | 0 | 0 | 0 | 131982.0697 | 6361183.6353 | 0 | 0 | 0 | 0 | 0 | 0 | 0 | 0 | 0 | 0 | 0 | 0 | 0 | 0 | -45189.2071 | 0 | 0 | 0 | 0 | 0 | 0 | 0 | 0 | 0 | 0 | 0 | 0 | 0 | 0 | 0
2016-08-05 06:00 | 0 | 0 | 0 | 0 | 0 | 406055.4212 | 0 | 461710 | 0 | 0 | 0 | 203470.6336 | 6234040.4927 | 0 | 0 | 0 | 0 | 0 | 0 | 0 | 0 | 0 | 0 | 0 | 0 | 0 | 0 | 71488.5639 | 0 | 127143.1426 | 0 | 0 | 0 | 0 | 0 | 0 | 0 | 0 | 0 | 0 | 0 | 0 | 0
2016-08-05 07:00 | 0 | 0 | 0 | 0 | 0 | 372318.0109 | 0 | 444178 | 0 | 0 | 0 | 203470.6336 | 6162180.5036 | 0 | 0 | 0 | 0 | 0 | 0 | 0 | 0 | 0 | 0 | 0 | 0 | 0 | 0 | 0 | 0 | 71859.9891 | 0 | 0 | 0 | 0 | 0 | 0 | 0 | 0 | 0 | 0 | 0 | 0 | 0
2016-08-05 08:00 | 0 | 0 | 0 | 0 | 0 | 347576.6722 | 0 | 434777 | 0 | 0 | 0 | 131982.0697 | 6146468.7397 | 0 | 0 | 0 | 0 | 0 | 0 | 0 | 0 | 0 | 0 | 0 | 0 | 0 | 0 | -71488.5639 | 0 | 15711.7639 | 0 | 0 | 0 | 0 | 0 | 0 | 0 | 0 | 0 | 0 | 0 | 0 | 0
2016-08-05 09:00 | 0 | 0 | 0 | 0 | 0 | 300564.1122 | 0 | 437450 | 0 | 0 | 0 | 203470.6336 | 5938094.288 | 0 | 0 | 0 | 0 | 0 | 0 | 0 | 0 | 0 | 0 | 0 | 0 | 0 | 0 | 71488.5639 | 64327.3147 | 272701.7664 | 0 | 0 | 0 | 0 | 0 | 0 | 0 | 0 | 0 | 0 | 0 | 0 | 0
2016-08-05 10:00 | 0 | 0 | 0 | 0 | 0 | 253825.6359 | 0 | 450978 | 0 | 0 | 0 | 203470.6336 | 5740941.9239 | 0 | 0 | 0 | 0 | 0 | 0 | 0 | 0 | 0 | 0 | 0 | 0 | 0 | 0 | 0 | 75549.4024 | 272701.7664 | 0 | 0 | 0 | 0 | 0 | 0 | 0 | 0 | 0 | 0 | 0 | 0 | 0
2016-08-05 11:00 | 0 | 0 | 0 | 0 | 0 | 212052.8468 | 0 | 467665 | 0 | 0 | 0 | 131982.0697 | 5556818.3347 | 0 | 0 | 0 | 0 | 0 | 0 | 0 | 0 | 0 | 0 | 0 | 0 | 0 | 0 | -71488.5639 | 88578.1771 | 272701.7664 | 0 | 0 | 0 | 0 | 0 | 0 | 0 | 0 | 0 | 0 | 0 | 0 | 0
2016-08-05 12:00 | 0 | 0 | 0 | 0 | 0 | 132892.9818 | 45560.6792 | 489571 | 0 | 0 | 0 | 71488.5639 | 5306194.5014 | 0 | 0 | 0 | 0 | 0 | 0 | 0 | 0 | 0 | 0 | 0 | 0 | 0 | 0 | -60493.5058 | 22077.9332 | 272701.7664 | 0 | 0 | 0 | 0 | 0 | 0 | 0 | 0 | 0 | 0 | 0 | 0 | 0
2016-08-05 13:00 | 0 | 0 | 0 | 0 | 0 | 114369.3083 | 287818.3022 | 517694 | 0 | 0 | 0 | 0 | 5262176.6758 | 0 | 0 | 0 | 0 | 0 | 0 | 0 | 0 | 0 | 0 | 0 | 0 | 0 | 0 | -71488.5639 | 0 | 44017.8256 | 0 | 0 | 0 | 0 | 0 | 0 | 0 | 0 | 0 | 0 | 0 | 0 | 0
2016-08-05 14:00 | 0 | 0 | 0 | 0 | 0 | 121813.7303 | 533709.7061 | 548878 | 0 | 0 | 0 | 0 | 5368822.1121 | 0 | 0 | 0 | 0 | 0 | 0 | 0 | 0 | 0 | 0 | 0 | 0 | 0 | 0 | 0 | 106645.4364 | 0 | 0 | 0 | 0 | 0 | 0 | 0 | 0 | 0 | 0 | 0 | 0 | 0 | 0
2016-08-05 15:00 | 0 | 0 | 0 | 0 | 0 | 111010.9289 | 663659.999 | 579384 | 0 | 0 | 0 | 20495.4219 | 5543613.6182 | 0 | 0 | 0 | 0 | 0 | 0 | 0 | 0 | 0 | 0 | 0 | 0 | 0 | 0 | 20495.4219 | 174791.506 | 0 | 0 | 0 | 0 | 0 | 0 | 0 | 0 | 0 | 0 | 0 | 0 | 0 | 0
2016-08-05 16:00 | 0 | 0 | 0 | 0 | 0 | 105031.0615 | 716918.525 | 605984 | 0 | 0 | 0 | 61669.5022 | 5718405.1242 | 0 | 0 | 0 | 0 | 0 | 0 | 0 | 0 | 0 | 0 | 0 | 0 | 0 | 0 | 41174.0804 | 174791.506 | 0 | 0 | 0 | 0 | 0 | 0 | 0 | 0 | 0 | 0 | 0 | 0 | 0 | 0
2016-08-05 17:00 | 0 | 0 | 0 | 0 | 0 | 106406.6349 | 723562.3308 | 629230 | 0 | 0 | 0 | 131982.0697 | 5848831.5225 | 0 | 0 | 0 | 0 | 0 | 0 | 0 | 0 | 0 | 0 | 0 | 0 | 0 | 0 | 70312.5674 | 130426.3983 | 0 | 0 | 0 | 0 | 0 | 0 | 0 | 0 | 0 | 0 | 0 | 0 | 0 | 0
2016-08-05 18:00 | 0 | 0 | 0 | 0 | 0 | 111532.2925 | 707397.5086 | 646679 | 0 | 0 | 0 | 203470.6336 | 5949593.7597 | 0 | 0 | 0 | 0 | 0 | 0 | 0 | 0 | 0 | 0 | 0 | 0 | 0 | 0 | 71488.5639 | 100762.2372 | 0 | 0 | 0 | 0 | 0 | 0 | 0 | 0 | 0 | 0 | 0 | 0 | 0 | 0
2016-08-05 19:00 | 0 | 0 | 0 | 0 | 0 | 119076.8345 | 686024.9499 | 657913 | 0 | 0 | 0 | 175867.9119 | 6124385.2657 | 0 | 0 | 0 | 0 | 0 | 0 | 0 | 0 | 0 | 0 | 0 | 0 | 0 | 0 | -27602.7216 | 174791.506 | 0 | 0 | 0 | 0 | 0 | 0 | 0 | 0 | 0 | 0 | 0 | 0 | 0 | 0
2016-08-05 20:00 | 0 | 0 | 0 | 0 | 0 | 126460.1603 | 663522.97 | 662883 | 0 | 0 | 0 | 135412.1849 | 6291941.1231 | 0 | 0 | 0 | 0 | 0 | 0 | 0 | 0 | 0 | 0 | 0 | 0 | 0 | 0 | -40455.727 | 167555.8574 | 0 | 0 | 0 | 0 | 0 | 0 | 0 | 0 | 0 | 0 | 0 | 0 | 0 | 0
2016-08-05 21:00 | 0 | 0 | 0 | 0 | 0 | 134394.1653 | 628170.5237 | 661113 | 0 | 0 | 0 | 63923.621 | 6464881.376 | 0 | 0 | 0 | 0 | 0 | 0 | 0 | 0 | 0 | 0 | 0 | 0 | 0 | 0 | -71488.5639 | 172940.2529 | 0 | 0 | 0 | 0 | 0 | 0 | 0 | 0 | 0 | 0 | 0 | 0 | 0 | 0
2016-08-05 22:00 | 0 | 0 | 0 | 0 | 0 | 142789.5945 | 576415.8541 | 651147 | 0 | 0 | 0 | 131982.0697 | 6464881.376 | 0 | 0 | 0 | 0 | 0 | 0 | 0 | 0 | 0 | 0 | 0 | 0 | 0 | 0 | 68058.4487 | 0 | 0 | 0 | 0 | 0 | 0 | 0 | 0 | 0 | 0 | 0 | 0 | 0 | 0 | 0
2016-08-05 23:00 | 0 | 0 | 0 | 0 | 0 | 154489.4029 | 491365.9577 | 634076 | 0 | 0 | 0 | 203470.6336 | 6405172.1728 | 0 | 0 | 0 | 0 | 0 | 0 | 0 | 0 | 0 | 0 | 0 | 0 | 0 | 0 | 71488.5639 | 174791.506 | 234500.7092 | 0 | 0 | 0 | 0 | 0 | 0 | 0 | 0 | 0 | 0 | 0 | 0 | 0
2016-08-06 | 0 | 0 | 0 | 0 | 0 | 193072.6001 | 357020.5618 | 616767 | 0 | 0 | 0 | 136796.7955 | 6405172.1728 | 0 | 0 | 0 | 0 | 0 | 0 | 0 | 0 | 0 | 0 | 0 | 0 | 0 | 0 | -66673.838 | 0 | 0 | 0 | 0 | 0 | 0 | 0 | 0 | 0 | 0 | 0 | 0 | 0 | 0 | 0
2016-08-06 01:00 | 0 | 0 | 0 | 0 | 0 | 315691.5612 | 160529.9147 | 600353 | 0 | 0 | 0 | 65308.2317 | 6352529.2125 | 0 | 0 | 0 | 0 | 0 | 0 | 0 | 0 | 0 | 0 | 0 | 0 | 0 | 0 | -71488.5639 | 0 | 52642.9602 | 0 | 0 | 0 | 0 | 0 | 0 | 0 | 0 | 0 | 0 | 0 | 0 | 0
2016-08-06 02:00 | 0 | 0 | 0 | 0 | 0 | 405799.2384 | 5845.5109 | 573118 | 0 | 0 | 0 | 71488.5639 | 6184875.6296 | 0 | 0 | 0 | 0 | 0 | 0 | 0 | 0 | 0 | 0 | 0 | 0 | 0 | 0 | 6180.3322 | 0 | 167653.5829 | 0 | 0 | 0 | 0 | 0 | 0 | 0 | 0 | 0 | 0 | 0 | 0 | 0
2016-08-06 03:00 | 0 | 0 | 0 | 0 | 0 | 410273.2796 | 0 | 539577 | 0 | 0 | 0 | 0 | 6127060.4731 | 0 | 0 | 0 | 0 | 0 | 0 | 0 | 0 | 0 | 0 | 0 | 0 | 0 | 0 | -71488.5639 | 0 | 57815.1565 | 0 | 0 | 0 | 0 | 0 | 0 | 0 | 0 | 0 | 0 | 0 | 0 | 0
2016-08-06 04:00 | 0 | 0 | 0 | 0 | 0 | 396663.4726 | 0 | 506865 | 0 | 0 | 0 | 0 | 6016858.9457 | 0 | 0 | 0 | 0 | 0 | 0 | 0 | 0 | 0 | 0 | 0 | 0 | 0 | 0 | 0 | 0 | 110201.5274 | 0 | 0 | 0 | 0 | 0 | 0 | 0 | 0 | 0 | 0 | 0 | 0 | 0
2016-08-06 05:00 | 0 | 0 | 0 | 0 | 0 | 376824.4059 | 0 | 477499 | 0 | 0 | 0 | 71488.5639 | 5844695.7877 | 0 | 0 | 0 | 0 | 0 | 0 | 0 | 0 | 0 | 0 | 0 | 0 | 0 | 0 | 71488.5639 | 0 | 172163.158 | 0 | 0 | 0 | 0 | 0 | 0 | 0 | 0 | 0 | 0 | 0 | 0 | 0
2016-08-06 06:00 | 0 | 0 | 0 | 0 | 0 | 359754.2014 | 0 | 453173 | 0 | 0 | 0 | 142977.1278 | 5679788.4251 | 0 | 0 | 0 | 0 | 0 | 0 | 0 | 0 | 0 | 0 | 0 | 0 | 0 | 0 | 71488.5639 | 0 | 164907.3625 | 0 | 0 | 0 | 0 | 0 | 0 | 0 | 0 | 0 | 0 | 0 | 0 | 0
2016-08-06 07:00 | 0 | 0 | 0 | 0 | 0 | 341636.7169 | 0 | 435218 | 0 | 0 | 0 | 71488.5639 | 5657695.7059 | 0 | 0 | 0 | 0 | 0 | 0 | 0 | 0 | 0 | 0 | 0 | 0 | 0 | 0 | -71488.5639 | 0 | 22092.7192 | 0 | 0 | 0 | 0 | 0 | 0 | 0 | 0 | 0 | 0 | 0 | 0 | 0
2016-08-06 08:00 | 0 | 0 | 0 | 0 | 0 | 222046.7975 | 0 | 423260 | 0 | 0 | 0 | 142977.1278 | 5384993.9395 | 0 | 0 | 0 | 0 | 0 | 0 | 0 | 0 | 0 | 0 | 0 | 0 | 0 | 0 | 71488.5639 | 0 | 272701.7664 | 0 | 0 | 0 | 0 | 0 | 0 | 0 | 0 | 0 | 0 | 0 | 0 | 0
2016-08-06 09:00 | 0 | 0 | 0 | 0 | 0 | 296514.7459 | 0 | 418988 | 0 | 0 | 0 | 203470.6336 | 5202027.1796 | 0 | 0 | 0 | 0 | 0 | 0 | 0 | 0 | 0 | 0 | 0 | 0 | 0 | 0 | 60493.5058 | 89735.0065 | 272701.7664 | 0 | 0 | 0 | 0 | 0 | 0 | 0 | 0 | 0 | 0 | 0 | 0 | 0
2016-08-06 10:00 | 0 | 0 | 0 | 0 | 0 | 265864.4154 | 0 | 419093 | 0 | 0 | 0 | 131982.0697 | 5120287.1588 | 0 | 0 | 0 | 0 | 0 | 0 | 0 | 0 | 0 | 0 | 0 | 0 | 0 | 0 | -71488.5639 | 0 | 81740.0207 | 0 | 0 | 0 | 0 | 0 | 0 | 0 | 0 | 0 | 0 | 0 | 0 | 0
2016-08-06 11:00 | 0 | 0 | 0 | 0 | 0 | 236207.7539 | 0 | 424830 | 0 | 0 | 0 | 110530.7053 | 4953116.2771 | 0 | 0 | 0 | 0 | 0 | 0 | 0 | 0 | 0 | 0 | 0 | 0 | 0 | 0 | -21451.3644 | 105530.8847 | 272701.7664 | 0 | 0 | 0 | 0 | 0 | 0 | 0 | 0 | 0 | 0 | 0 | 0 | 0
2016-08-06 12:00 | 0 | 0 | 0 | 0 | 0 | 140581.8668 | 31665.9277 | 443533 | 0 | 0 | 0 | 39042.1414 | 4753319.6355 | 0 | 0 | 0 | 0 | 0 | 0 | 0 | 0 | 0 | 0 | 0 | 0 | 0 | 0 | -71488.5639 | 0 | 199796.6416 | 0 | 0 | 0 | 0 | 0 | 0 | 0 | 0 | 0 | 0 | 0 | 0 | 0
2016-08-06 13:00 | 0 | 0 | 0 | 0 | 0 | 118554.7922 | 315129.0664 | 472726 | 0 | 0 | 0 | 0 | 4753319.6355 | 0 | 0 | 0 | 0 | 0 | 0 | 0 | 0 | 0 | 0 | 0 | 0 | 0 | 0 | -39042.1414 | 0 | 0 | 0 | 0 | 0 | 0 | 0 | 0 | 0 | 0 | 0 | 0 | 0 | 0 | 0
2016-08-06 14:00 | 0 | 0 | 0 | 0 | 0 | 108828.8338 | 573370.6723 | 507408 | 0 | 0 | 0 | 0 | 4928111.1415 | 0 | 0 | 0 | 0 | 0 | 0 | 0 | 0 | 0 | 0 | 0 | 0 | 0 | 0 | 0 | 174791.506 | 0 | 0 | 0 | 0 | 0 | 0 | 0 | 0 | 0 | 0 | 0 | 0 | 0 | 0
2016-08-06 15:00 | 0 | 0 | 0 | 0 | 0 | 24175.19 | 691851.316 | 541235 | 0 | 0 | 0 | 0 | 5102902.6476 | 0 | 0 | 0 | 0 | 0 | 0 | 0 | 0 | 0 | 0 | 0 | 0 | 0 | 0 | 0 | 174791.506 | 0 | 0 | 0 | 0 | 0 | 0 | 0 | 0 | 0 | 0 | 0 | 0 | 0 | 0
2016-08-06 16:00 | 0 | 0 | 0 | 0 | 0 | 3894.0248 | 740711.4812 | 569814 | 0 | 0 | 0 | 0 | 5277694.1536 | 0 | 0 | 0 | 0 | 0 | 0 | 0 | 0 | 0 | 0 | 0 | 0 | 0 | 0 | 0 | 174791.506 | 0 | 0 | 0 | 0 | 0 | 0 | 0 | 0 | 0 | 0 | 0 | 0 | 0 | 0
2016-08-06 17:00 | 0 | 0 | 0 | 0 | 0 | 91080.1717 | 747350.8982 | 592151 | 0 | 0 | 0 | 71488.5639 | 5452485.6597 | 0 | 0 | 0 | 0 | 0 | 0 | 0 | 0 | 0 | 0 | 0 | 0 | 0 | 0 | 71488.5639 | 174791.506 | 0 | 0 | 0 | 0 | 0 | 0 | 0 | 0 | 0 | 0 | 0 | 0 | 0 | 0
2016-08-06 18:00 | 0 | 0 | 0 | 0 | 0 | 119829.8474 | 731885.1228 | 608053 | 0 | 0 | 0 | 140359.0281 | 5627277.1657 | 0 | 0 | 0 | 0 | 0 | 0 | 0 | 0 | 0 | 0 | 0 | 0 | 0 | 0 | 68870.4642 | 174791.506 | 0 | 0 | 0 | 0 | 0 | 0 | 0 | 0 | 0 | 0 | 0 | 0 | 0 | 0
2016-08-06 19:00 | 0 | 0 | 0 | 0 | 0 | 124431.8393 | 709521.2856 | 619282 | 0 | 0 | 0 | 203470.6336 | 5778836.6852 | 0 | 0 | 0 | 0 | 0 | 0 | 0 | 0 | 0 | 0 | 0 | 0 | 0 | 0 | 63111.6054 | 151559.5195 | 0 | 0 | 0 | 0 | 0 | 0 | 0 | 0 | 0 | 0 | 0 | 0 | 0 | 0
2016-08-06 20:00 | 0 | 0 | 0 | 0 | 0 | 0 | 693295.0935 | 626743 | 0 | 0 | 0 | 195110.2079 | 5853749.2044 | 0 | 0 | 0 | 0 | 0 | 0 | 0 | 0 | 0 | 0 | 0 | 0 | 0 | 0 | -8360.4257 | 74912.5192 | 0 | 0 | 0 | 0 | 0 | 0 | 0 | 0 | 0 | 0 | 0 | 0 | 0 | 0
2016-08-06 21:00 | 0 | 0 | 0 | 0 | 0 | 145294.2373 | 666884.6944 | 629027 | 0 | 0 | 0 | 203470.6336 | 6028540.7104 | 0 | 0 | 0 | 0 | 0 | 0 | 0 | 0 | 0 | 0 | 0 | 0 | 0 | 0 | 8360.4257 | 174791.506 | 0 | 0 | 0 | 0 | 0 | 0 | 0 | 0 | 0 | 0 | 0 | 0 | 0 | 0
2016-08-06 22:00 | 0 | 0 | 0 | 0 | 0 | 162283.021 | 627405.8925 | 623131 | 0 | 0 | 0 | 195237.041 | 6203332.2165 | 0 | 0 | 0 | 0 | 0 | 0 | 0 | 0 | 0 | 0 | 0 | 0 | 0 | 0 | -8233.5925 | 174791.506 | 0 | 0 | 0 | 0 | 0 | 0 | 0 | 0 | 0 | 0 | 0 | 0 | 0 | 0
2016-08-06 23:00 | 0 | 0 | 0 | 0 | 0 | 189667.0408 | 549308.4241 | 609762 | 0 | 0 | 0 | 149659 | 6378123.7225 | 0 | 0 | 0 | 0 | 0 | 0 | 0 | 0 | 0 | 0 | 0 | 0 | 0 | 0 | -45578.0411 | 174791.506 | 0 | 0 | 0 | 0 | 0 | 0 | 0 | 0 | 0 | 0 | 0 | 0 | 0 | 0
2016-08-07 | 0 | 0 | 0 | 0 | 0 | 249593.226 | 407057.3507 | 594637 | 0 | 0 | 0 | 140147.7874 | 6449648.5118 | 0 | 0 | 0 | 0 | 0 | 0 | 0 | 0 | 0 | 0 | 0 | 0 | 0 | 0 | -9511.2125 | 71524.7893 | 0 | 0 | 0 | 0 | 0 | 0 | 0 | 0 | 0 | 0 | 0 | 0 | 0 | 0
2016-08-07 01:00 | 0 | 0 | 0 | 0 | 0 | 381611.1319 | 190084.9796 | 579373 | 0 | 0 | 0 | 132470.8989 | 6449648.5118 | 0 | 0 | 0 | 0 | 0 | 0 | 0 | 0 | 0 | 0 | 0 | 0 | 0 | 0 | -7676.8885 | 0 | 0 | 0 | 0 | 0 | 0 | 0 | 0 | 0 | 0 | 0 | 0 | 0 | 0 | 0
2016-08-07 02:00 | 0 | 0 | 0 | 0 | 0 | 458032.8543 | 5004.8155 | 551628 | 0 | 0 | 0 | 60982.335 | 6432546.7454 | 0 | 0 | 0 | 0 | 0 | 0 | 0 | 0 | 0 | 0 | 0 | 0 | 0 | 0 | -71488.5639 | 0 | 17101.7663 | 0 | 0 | 0 | 0 | 0 | 0 | 0 | 0 | 0 | 0 | 0 | 0 | 0
2016-08-07 03:00 | 0 | 0 | 0 | 0 | 0 | 457412.665 | 0 | 518395 | 0 | 0 | 0 | 0 | 6432546.7454 | 0 | 0 | 0 | 0 | 0 | 0 | 0 | 0 | 0 | 0 | 0 | 0 | 0 | 0 | -60982.335 | 0 | 0 | 0 | 0 | 0 | 0 | 0 | 0 | 0 | 0 | 0 | 0 | 0 | 0 | 0
2016-08-07 04:00 | 0 | 0 | 0 | 0 | 0 | 433822.0697 | 0 | 487018 | 0 | 0 | 0 | 71488.5639 | 6307862.2513 | 0 | 0 | 0 | 0 | 0 | 0 | 0 | 0 | 0 | 0 | 0 | 0 | 0 | 0 | 71488.5639 | 148017.2723 | 272701.7664 | 0 | 0 | 0 | 0 | 0 | 0 | 0 | 0 | 0 | 0 | 0 | 0 | 0
2016-08-07 05:00 | 0 | 0 | 0 | 0 | 0 | 409560.4703 | 0 | 460336 | 0 | 0 | 0 | 51555.6262 | 6277019.6592 | 0 | 0 | 0 | 0 | 0 | 0 | 0 | 0 | 0 | 0 | 0 | 0 | 0 | 0 | -19932.9377 | 0 | 30842.592 | 0 | 0 | 0 | 0 | 0 | 0 | 0 | 0 | 0 | 0 | 0 | 0 | 0
2016-08-07 06:00 | 0 | 0 | 0 | 0 | 0 | 384882.3738 | 0 | 436438 | 0 | 0 | 0 | 0 | 6277019.6592 | 0 | 0 | 0 | 0 | 0 | 0 | 0 | 0 | 0 | 0 | 0 | 0 | 0 | 0 | -51555.6262 | 0 | 0 | 0 | 0 | 0 | 0 | 0 | 0 | 0 | 0 | 0 | 0 | 0 | 0 | 0
2016-08-07 07:00 | 0 | 0 | 0 | 0 | 0 | 145474.2336 | 0 | 418176 | 0 | 0 | 0 | 0 | 6004317.8928 | 0 | 0 | 0 | 0 | 0 | 0 | 0 | 0 | 0 | 0 | 0 | 0 | 0 | 0 | 0 | 0 | 272701.7664 | 0 | 0 | 0 | 0 | 0 | 0 | 0 | 0 | 0 | 0 | 0 | 0 | 0
2016-08-07 08:00 | 0 | 0 | 0 | 0 | 0 | 345526.9447 | 0 | 405109 | 0 | 0 | 0 | 71488.5639 | 5873247.2737 | 0 | 0 | 0 | 0 | 0 | 0 | 0 | 0 | 0 | 0 | 0 | 0 | 0 | 0 | 71488.5639 | 0 | 131070.6192 | 0 | 0 | 0 | 0 | 0 | 0 | 0 | 0 | 0 | 0 | 0 | 0 | 0
2016-08-07 09:00 | 0 | 0 | 0 | 0 | 0 | 307979.8836 | 0 | 398654 | 0 | 0 | 0 | 142977.1278 | 5711084.5934 | 0 | 0 | 0 | 0 | 0 | 0 | 0 | 0 | 0 | 0 | 0 | 0 | 0 | 0 | 71488.5639 | 110539.0861 | 272701.7664 | 0 | 0 | 0 | 0 | 0 | 0 | 0 | 0 | 0 | 0 | 0 | 0 | 0
2016-08-07 10:00 | 0 | 0 | 0 | 0 | 0 | 271268.5366 | 0 | 396437 | 0 | 0 | 0 | 203470.6336 | 5525422.6242 | 0 | 0 | 0 | 0 | 0 | 0 | 0 | 0 | 0 | 0 | 0 | 0 | 0 | 0 | 60493.5058 | 0 | 185661.9692 | 0 | 0 | 0 | 0 | 0 | 0 | 0 | 0 | 0 | 0 | 0 | 0 | 0
2016-08-07 11:00 | 0 | 0 | 0 | 0 | 0 | 56010.6697 | 0 | 400201 | 0 | 0 | 0 | 131982.0697 | 5252720.8578 | 0 | 0 | 0 | 0 | 0 | 0 | 0 | 0 | 0 | 0 | 0 | 0 | 0 | 0 | -71488.5639 | 0 | 272701.7664 | 0 | 0 | 0 | 0 | 0 | 0 | 0 | 0 | 0 | 0 | 0 | 0 | 0
2016-08-07 12:00 | 0 | 0 | 0 | 0 | 0 | 144310.1492 | 26782.1579 | 417446 | 0 | 0 | 0 | 71488.5639 | 5066860.6706 | 0 | 0 | 0 | 0 | 0 | 0 | 0 | 0 | 0 | 0 | 0 | 0 | 0 | 0 | -60493.5058 | 86841.5793 | 272701.7664 | 0 | 0 | 0 | 0 | 0 | 0 | 0 | 0 | 0 | 0 | 0 | 0 | 0
2016-08-07 13:00 | 0 | 0 | 0 | 0 | 0 | 35447.421 | 338835.0151 | 445771 | 0 | 0 | 0 | 0 | 5066860.6706 | 0 | 0 | 0 | 0 | 0 | 0 | 0 | 0 | 0 | 0 | 0 | 0 | 0 | 0 | -71488.5639 | 0 | 0 | 0 | 0 | 0 | 0 | 0 | 0 | 0 | 0 | 0 | 0 | 0 | 0 | 0
2016-08-07 14:00 | 0 | 0 | 0 | 0 | 0 | 0 | 631984.8537 | 476693 | 0 | 0 | 0 | 0 | 5222152.5243 | 0 | 0 | 0 | 0 | 0 | 0 | 0 | 0 | 0 | 0 | 0 | 0 | 0 | 0 | 0 | 155291.8537 | 0 | 0 | 0 | 0 | 0 | 0 | 0 | 0 | 0 | 0 | 0 | 0 | 0 | 0
2016-08-07 15:00 | 0 | 0 | 0 | 0 | 0 | 0 | 743975.8873 | 508737 | 0 | 0 | 0 | 59074.6677 | 5396944.0304 | 0 | 0 | 0 | 0 | 0 | 0 | 0 | 0 | 0 | 1098.1709 | 0 | 0 | 0 | 0 | 59074.6677 | 174791.506 | 0 | 0 | 0 | 0 | 0 | 0 | 0 | 0 | 0 | 0 | 0 | 1372.7136 | 0 | 0
2016-08-07 16:00 | 0 | 0 | 0 | 0 | 0 | 0 | 785370.7835 | 537718 | 0 | 0 | 0 | 130563.2316 | 5571735.5364 | 0 | 0 | 0 | 0 | 0 | 0 | 0 | 0 | 0 | 2196.3373 | 0 | 0 | 0 | 0 | 71488.5639 | 174791.506 | 0 | 0 | 0 | 0 | 0 | 0 | 0 | 0 | 0 | 0 | 0 | 1372.7136 | 0 | 0
2016-08-07 17:00 | 0 | 0 | 0 | 0 | 0 | 0 | 786272.5278 | 561896 | 0 | 0 | 0 | 178775.5398 | 5746527.0425 | 0 | 0 | 0 | 0 | 0 | 0 | 0 | 0 | 0 | 3294.4994 | 0 | 0 | 0 | 0 | 48212.3082 | 174791.506 | 0 | 0 | 0 | 0 | 0 | 0 | 0 | 0 | 0 | 0 | 0 | 1372.7136 | 0 | 0
2016-08-07 18:00 | 0 | 0 | 0 | 0 | 0 | 0 | 781073.3134 | 580214 | 0 | 0 | 0 | 203470.6336 | 5921318.5485 | 0 | 0 | 0 | 0 | 0 | 0 | 0 | 0 | 0 | 4392.6571 | 0 | 0 | 0 | 0 | 24695.0937 | 174791.506 | 0 | 0 | 0 | 0 | 0 | 0 | 0 | 0 | 0 | 0 | 0 | 1372.7136 | 0 | 0
2016-08-07 19:00 | 0 | 0 | 0 | 0 | 0 | 0 | 760166.2438 | 594523 | 0 | 0 | 0 | 194322.3713 | 6096110.0545 | 0 | 0 | 0 | 0 | 0 | 0 | 0 | 0 | 0 | 4392.6395 | 0 | 0 | 0 | 0 | -9148.2623 | 174791.506 | 0 | 0 | 0 | 0 | 0 | 0 | 0 | 0 | 0 | 0 | 0 | 0 | 0 | 0
2016-08-07 20:00 | 0 | 0 | 0 | 0 | 0 | 0 | 741560.9266 | 604471 | 0 | 0 | 0 | 156620.7918 | 6270901.5606 | 0 | 0 | 0 | 0 | 0 | 0 | 0 | 0 | 0 | 4392.622 | 0 | 0 | 0 | 0 | -37701.5794 | 174791.506 | 0 | 0 | 0 | 0 | 0 | 0 | 0 | 0 | 0 | 0 | 0 | 0 | 0 | 0
2016-08-07 21:00 | 0 | 0 | 0 | 0 | 0 | 0 | 718671.0938 | 610725 | 0 | 0 | 0 | 203470.6336 | 6331997.8127 | 0 | 0 | 0 | 0 | 0 | 0 | 0 | 0 | 0 | 4392.6044 | 0 | 0 | 0 | 0 | 46849.8417 | 174791.506 | 113695.2539 | 0 | 0 | 0 | 0 | 0 | 0 | 0 | 0 | 0 | 0 | 0 | 0 | 0
2016-08-07 22:00 | 0 | 0 | 0 | 0 | 0 | 0 | 680552.777 | 609226 | 0 | 0 | 0 | 203470.6336 | 6403324.5897 | 0 | 0 | 0 | 0 | 0 | 0 | 0 | 0 | 0 | 4392.5868 | 0 | 0 | 0 | 0 | 0 | 71326.777 | 0 | 0 | 0 | 0 | 0 | 0 | 0 | 0 | 0 | 0 | 0 | 0 | 0 | 0
2016-08-07 23:00 | 0 | 0 | 0 | 0 | 0 | 7745.2816 | 592530.8969 | 598850 | 0 | 0 | 0 | 203470.6336 | 6404750.7682 | 0 | 0 | 0 | 0 | 0 | 0 | 0 | 0 | 0 | 4392.5693 | 0 | 0 | 0 | 0 | 0 | 1426.1786 | 0 | 0 | 0 | 0 | 0 | 0 | 0 | 0 | 0 | 0 | 0 | 0 | 0 | 0
2016-08-08 | 0 | 0 | 0 | 0 | 0 | 244063.7744 | 435644.3375 | 586835 | 0 | 0 | 0 | 203470.6336 | 6497623.8801 | 0 | 0 | 0 | 0 | 0 | 0 | 0 | 0 | 0 | 4392.5517 | 0 | 0 | 0 | 0 | 0 | 92873.1118 | 0 | 0 | 0 | 0 | 0 | 0 | 0 | 0 | 0 | 0 | 0 | 0 | 0 | 0
2016-08-08 01:00 | 0 | 0 | 0 | 0 | 0 | 399668.6524 | 199305.4614 | 573941 | 0 | 0 | 0 | 131982.0697 | 6594145.5578 | 0 | 0 | 0 | 0 | 0 | 0 | 0 | 0 | 0 | 4392.5341 | 0 | 0 | 0 | 0 | -71488.5639 | 96521.6777 | 0 | 0 | 0 | 0 | 0 | 0 | 0 | 0 | 0 | 0 | 0 | 0 | 0 | 0
2016-08-08 02:00 | 0 | 0 | 0 | 0 | 0 | 480352.9935 | 5555.9238 | 547508 | 0 | 0 | 0 | 203470.6336 | 6461057.9111 | 0 | 0 | 0 | 0 | 0 | 0 | 0 | 0 | 0 | 4392.5165 | 0 | 0 | 0 | 0 | 71488.5639 | 0 | 133087.6466 | 0 | 0 | 0 | 0 | 0 | 0 | 0 | 0 | 0 | 0 | 0 | 0 | 0
2016-08-08 03:00 | 0 | 0 | 0 | 0 | 0 | 465841.1699 | 0 | 514602 | 0 | 0 | 0 | 154709.8034 | 6461057.9111 | 0 | 0 | 0 | 0 | 0 | 0 | 0 | 0 | 0 | 4392.499 | 0 | 0 | 0 | 0 | -48760.8301 | 0 | 0 | 0 | 0 | 0 | 0 | 0 | 0 | 0 | 0 | 0 | 0 | 0 | 0 | 0
2016-08-08 04:00 | 0 | 0 | 0 | 0 | 0 | 461632.2662 | 0 | 484360 | 0 | 0 | 0 | 131982.0697 | 6461057.9111 | 0 | 0 | 0 | 0 | 0 | 0 | 0 | 0 | 0 | 4392.4814 | 0 | 0 | 0 | 0 | -22727.7338 | 0 | 0 | 0 | 0 | 0 | 0 | 0 | 0 | 0 | 0 | 0 | 0 | 0 | 0 | 0
2016-08-08 05:00 | 0 | 0 | 0 | 0 | 0 | 385125.4361 | 0 | 456614 | 0 | 0 | 0 | 60493.5058 | 6461057.9111 | 0 | 0 | 0 | 0 | 0 | 0 | 0 | 0 | 0 | 4392.4638 | 0 | 0 | 0 | 0 | -71488.5639 | 0 | 0 | 0 | 0 | 0 | 0 | 0 | 0 | 0 | 0 | 0 | 0 | 0 | 0 | 0
2016-08-08 06:00 | 0 | 0 | 0 | 0 | 0 | 400910.0369 | 0 | 434810 | 0 | 0 | 0 | 131982.0697 | 6355669.3841 | 0 | 0 | 0 | 0 | 0 | 0 | 0 | 0 | 0 | 4392.4463 | 0 | 0 | 0 | 0 | 71488.5639 | 0 | 105388.527 | 0 | 0 | 0 | 0 | 0 | 0 | 0 | 0 | 0 | 0 | 0 | 0 | 0
2016-08-08 07:00 | 0 | 0 | 0 | 0 | 0 | 348560.4361 | 0 | 420049 | 0 | 0 | 0 | 60493.5058 | 6355669.3841 | 0 | 0 | 0 | 0 | 0 | 0 | 0 | 0 | 0 | 4392.4287 | 0 | 0 | 0 | 0 | -71488.5639 | 0 | 0 | 0 | 0 | 0 | 0 | 0 | 0 | 0 | 0 | 0 | 0 | 0 | 0 | 0
2016-08-08 08:00 | 0 | 0 | 0 | 0 | 0 | 345819.3879 | 0 | 413608 | 0 | 0 | 0 | 131982.0697 | 6216392.2082 | 0 | 0 | 0 | 0 | 0 | 0 | 0 | 0 | 0 | 4392.4111 | 0 | 0 | 0 | 0 | 71488.5639 | 0 | 139277.176 | 0 | 0 | 0 | 0 | 0 | 0 | 0 | 0 | 0 | 0 | 0 | 0 | 0
2016-08-08 09:00 | 0 | 0 | 0 | 0 | 0 | 318829.2682 | 0 | 418611 | 0 | 0 | 0 | 203470.6336 | 6045121.9125 | 0 | 0 | 0 | 0 | 0 | 0 | 0 | 0 | 0 | 4392.3936 | 0 | 0 | 0 | 0 | 71488.5639 | 0 | 171270.2957 | 0 | 0 | 0 | 0 | 0 | 0 | 0 | 0 | 0 | 0 | 0 | 0 | 0
2016-08-08 10:00 | 0 | 0 | 0 | 0 | 0 | 89363.6697 | 0 | 433554 | 0 | 0 | 0 | 131982.0697 | 5772420.146 | 0 | 0 | 0 | 0 | 0 | 0 | 0 | 0 | 0 | 4392.376 | 0 | 0 | 0 | 0 | -71488.5639 | 0 | 272701.7664 | 0 | 0 | 0 | 0 | 0 | 0 | 0 | 0 | 0 | 0 | 0 | 0 | 0
2016-08-08 11:00 | 0 | 0 | 0 | 0 | 0 | 297067.5097 | 0 | 451396 | 0 | 0 | 0 | 71488.5639 | 5678585.1615 | 0 | 0 | 0 | 0 | 0 | 0 | 0 | 0 | 0 | 4392.3584 | 0 | 0 | 0 | 0 | -60493.5058 | 0 | 93834.9845 | 0 | 0 | 0 | 0 | 0 | 0 | 0 | 0 | 0 | 0 | 0 | 0 | 0
2016-08-08 12:00 | 0 | 0 | 0 | 0 | 0 | 206401.4873 | 22454.3497 | 472744 | 0 | 0 | 0 | 0 | 5506185.5625 | 0 | 0 | 0 | 0 | 0 | 0 | 0 | 0 | 0 | 4392.3408 | 0 | 0 | 0 | 0 | -71488.5639 | 100302.1674 | 272701.7664 | 0 | 0 | 0 | 0 | 0 | 0 | 0 | 0 | 0 | 0 | 0 | 0 | 0
2016-08-08 13:00 | 0 | 0 | 0 | 0 | 0 | 200166.5549 | 328929.9101 | 500555 | 0 | 0 | 0 | 28541.465 | 5506185.5625 | 0 | 0 | 0 | 0 | 0 | 0 | 0 | 0 | 0 | 4392.3233 | 0 | 0 | 0 | 0 | 28541.465 | 0 | 0 | 0 | 0 | 0 | 0 | 0 | 0 | 0 | 0 | 0 | 0 | 0 | 0 | 0
2016-08-08 14:00 | 0 | 0 | 0 | 0 | 0 | 0 | 618369.6341 | 530957 | 0 | 0 | 0 | 0 | 5622139.6616 | 0 | 0 | 0 | 0 | 0 | 0 | 0 | 0 | 0 | 4392.3057 | 0 | 0 | 0 | 0 | -28541.465 | 115954.0991 | 0 | 0 | 0 | 0 | 0 | 0 | 0 | 0 | 0 | 0 | 0 | 0 | 0 | 0
2016-08-08 15:00 | 0 | 0 | 0 | 0 | 0 | 0 | 741033.5621 | 562651 | 0 | 0 | 0 | 3591.0561 | 5796931.1676 | 0 | 0 | 0 | 0 | 0 | 0 | 0 | 0 | 0 | 4392.2881 | 0 | 0 | 0 | 0 | 3591.0561 | 174791.506 | 0 | 0 | 0 | 0 | 0 | 0 | 0 | 0 | 0 | 0 | 0 | 0 | 0 | 0
2016-08-08 16:00 | 0 | 0 | 0 | 0 | 0 | 0 | 799026.1258 | 588832 | 0 | 0 | 0 | 38993.6759 | 5971722.6736 | 0 | 0 | 0 | 0 | 0 | 0 | 0 | 0 | 0 | 4392.2706 | 0 | 0 | 0 | 0 | 35402.6198 | 174791.506 | 0 | 0 | 0 | 0 | 0 | 0 | 0 | 0 | 0 | 0 | 0 | 0 | 0 | 0
2016-08-08 17:00 | 0 | 0 | 0 | 0 | 0 | 0 | 802730.2808 | 610947 | 0 | 0 | 0 | 55985.4506 | 6146514.1797 | 0 | 0 | 0 | 0 | 0 | 0 | 0 | 0 | 0 | 4392.253 | 0 | 0 | 0 | 0 | 16991.7747 | 174791.506 | 0 | 0 | 0 | 0 | 0 | 0 | 0 | 0 | 0 | 0 | 0 | 0 | 0 | 0
2016-08-08 18:00 | 0 | 0 | 0 | 0 | 0 | 0 | 789702.4511 | 628214 | 0 | 0 | 0 | 127474.0145 | 6236514.0669 | 0 | 0 | 0 | 0 | 0 | 0 | 0 | 0 | 0 | 4392.2354 | 0 | 0 | 0 | 0 | 71488.5639 | 89999.8872 | 0 | 0 | 0 | 0 | 0 | 0 | 0 | 0 | 0 | 0 | 0 | 0 | 0 | 0
2016-08-08 19:00 | 0 | 0 | 0 | 0 | 0 | 0 | 775263.5099 | 640296 | 0 | 0 | 0 | 198962.5784 | 6299993.0129 | 0 | 0 | 0 | 0 | 0 | 0 | 0 | 0 | 0 | 4392.2179 | 0 | 0 | 0 | 0 | 71488.5639 | 63478.946 | 0 | 0 | 0 | 0 | 0 | 0 | 0 | 0 | 0 | 0 | 0 | 0 | 0 | 0
2016-08-08 20:00 | 0 | 0 | 0 | 0 | 0 | 0 | 769393.6872 | 648566 | 0 | 0 | 0 | 144998.7595 | 6474784.519 | 0 | 0 | 0 | 0 | 0 | 0 | 0 | 0 | 0 | 4392.2003 | 0 | 0 | 0 | 0 | -53963.8189 | 174791.506 | 0 | 0 | 0 | 0 | 0 | 0 | 0 | 0 | 0 | 0 | 0 | 0 | 0 | 0
2016-08-08 21:00 | 0 | 0 | 0 | 0 | 0 | 0 | 754471.6236 | 651755 | 0 | 0 | 0 | 203470.6336 | 6519029.2686 | 0 | 0 | 0 | 0 | 0 | 0 | 0 | 0 | 0 | 4392.1827 | 0 | 0 | 0 | 0 | 58471.8741 | 44244.7496 | 0 | 0 | 0 | 0 | 0 | 0 | 0 | 0 | 0 | 0 | 0 | 0 | 0 | 0
2016-08-08 22:00 | 0 | 0 | 0 | 0 | 0 | 0 | 720807.9933 | 647720 | 0 | 0 | 0 | 201442.3376 | 6594145.5578 | 0 | 0 | 0 | 0 | 0 | 0 | 0 | 0 | 0 | 4392.1652 | 0 | 0 | 0 | 0 | -2028.2959 | 75116.2892 | 0 | 0 | 0 | 0 | 0 | 0 | 0 | 0 | 0 | 0 | 0 | 0 | 0 | 0
2016-08-08 23:00 | 0 | 0 | 0 | 0 | 0 | 0 | 637449.2959 | 635421 | 0 | 0 | 0 | 203470.6336 | 6594145.5578 | 0 | 0 | 0 | 0 | 0 | 0 | 0 | 0 | 0 | 4392.1476 | 0 | 0 | 0 | 0 | 2028.2959 | 0 | 0 | 0 | 0 | 0 | 0 | 0 | 0 | 0 | 0 | 0 | 0 | 0 | 0 | 0
2016-08-09 | 0 | 0 | 0 | 0 | 0 | 70304.6284 | 481937.2074 | 621949 | 0 | 0 | 0 | 133763.4693 | 6594145.5578 | 0 | 0 | 0 | 0 | 0 | 0 | 0 | 0 | 0 | 4392.13 | 0 | 0 | 0 | 0 | -69707.1642 | 0 | 0 | 0 | 0 | 0 | 0 | 0 | 0 | 0 | 0 | 0 | 0 | 0 | 0 | 0
2016-08-09 01:00 | 0 | 0 | 0 | 0 | 0 | 434088.029 | 206687.1368 | 604820 | 0 | 0 | 0 | 169718.6352 | 6594145.5578 | 0 | 0 | 0 | 0 | 0 | 0 | 0 | 0 | 0 | 4392.1125 | 0 | 0 | 0 | 0 | 35955.1658 | 0 | 0 | 0 | 0 | 0 | 0 | 0 | 0 | 0 | 0 | 0 | 0 | 0 | 0 | 0
2016-08-09 02:00 | 0 | 0 | 0 | 0 | 0 | 511598.6429 | 4383.3669 | 573048 | 0 | 0 | 0 | 112652.6449 | 6594145.5578 | 0 | 0 | 0 | 0 | 0 | 0 | 0 | 0 | 0 | 4392.0949 | 0 | 0 | 0 | 0 | -57065.9902 | 0 | 0 | 0 | 0 | 0 | 0 | 0 | 0 | 0 | 0 | 0 | 0 | 0 | 0 | 0
2016-08-09 03:00 | 0 | 0 | 0 | 0 | 0 | 493579.9189 | 0 | 534744 | 0 | 0 | 0 | 71488.5639 | 6594145.5578 | 0 | 0 | 0 | 0 | 0 | 0 | 0 | 0 | 0 | 4392.0773 | 0 | 0 | 0 | 0 | -41164.0811 | 0 | 0 | 0 | 0 | 0 | 0 | 0 | 0 | 0 | 0 | 0 | 0 | 0 | 0 | 0
2016-08-09 04:00 | 0 | 0 | 0 | 0 | 0 | 456536.2157 | 0 | 500652 | 0 | 0 | 0 | 142977.1278 | 6478541.2096 | 0 | 0 | 0 | 0 | 0 | 0 | 0 | 0 | 0 | 4392.0597 | 0 | 0 | 0 | 0 | 71488.5639 | 0 | 115604.3482 | 0 | 0 | 0 | 0 | 0 | 0 | 0 | 0 | 0 | 0 | 0 | 0 | 0
2016-08-09 05:00 | 0 | 0 | 0 | 0 | 0 | 399947.4361 | 0 | 471436 | 0 | 0 | 0 | 71488.5639 | 6478541.2096 | 0 | 0 | 0 | 0 | 0 | 0 | 0 | 0 | 0 | 4392.0422 | 0 | 0 | 0 | 0 | -71488.5639 | 0 | 0 | 0 | 0 | 0 | 0 | 0 | 0 | 0 | 0 | 0 | 0 | 0 | 0 | 0
2016-08-09 06:00 | 0 | 0 | 0 | 0 | 0 | 376679.4361 | 0 | 448168 | 0 | 0 | 0 | 0 | 6478541.2096 | 0 | 0 | 0 | 0 | 0 | 0 | 0 | 0 | 0 | 4392.0246 | 0 | 0 | 0 | 0 | -71488.5639 | 0 | 0 | 0 | 0 | 0 | 0 | 0 | 0 | 0 | 0 | 0 | 0 | 0 | 0 | 0
2016-08-09 07:00 | 0 | 0 | 0 | 0 | 0 | 229801.7975 | 0 | 431015 | 0 | 0 | 0 | 71488.5639 | 6205839.4432 | 0 | 0 | 0 | 0 | 0 | 0 | 0 | 0 | 0 | 4392.007 | 0 | 0 | 0 | 0 | 71488.5639 | 0 | 272701.7664 | 0 | 0 | 0 | 0 | 0 | 0 | 0 | 0 | 0 | 0 | 0 | 0 | 0
2016-08-09 08:00 | 0 | 0 | 0 | 0 | 0 | 352116.4361 | 0 | 423605 | 0 | 0 | 0 | 0 | 6205839.4432 | 0 | 0 | 0 | 0 | 0 | 0 | 0 | 0 | 0 | 4391.9895 | 0 | 0 | 0 | 0 | -71488.5639 | 0 | 0 | 0 | 0 | 0 | 0 | 0 | 0 | 0 | 0 | 0 | 0 | 0 | 0 | 0
2016-08-09 09:00 | 0 | 0 | 0 | 0 | 0 | 334723.3796 | 0 | 428396 | 0 | 0 | 0 | 71488.5639 | 6040678.2588 | 0 | 0 | 0 | 0 | 0 | 0 | 0 | 0 | 0 | 4391.9719 | 0 | 0 | 0 | 0 | 71488.5639 | 0 | 165161.1843 | 0 | 0 | 0 | 0 | 0 | 0 | 0 | 0 | 0 | 0 | 0 | 0 | 0
2016-08-09 10:00 | 0 | 0 | 0 | 0 | 0 | 304070.1315 | 0 | 445945 | 0 | 0 | 0 | 142977.1278 | 5827314.8264 | 0 | 0 | 0 | 0 | 0 | 0 | 0 | 0 | 0 | 4391.9543 | 0 | 0 | 0 | 0 | 71488.5639 | 0 | 213363.4324 | 0 | 0 | 0 | 0 | 0 | 0 | 0 | 0 | 0 | 0 | 0 | 0 | 0
2016-08-09 11:00 | 0 | 0 | 0 | 0 | 0 | 268907.5491 | 0 | 464137 | 0 | 0 | 0 | 178502.3763 | 5596560.127 | 0 | 0 | 0 | 0 | 0 | 0 | 0 | 0 | 0 | 4391.9368 | 0 | 0 | 0 | 0 | 35525.2485 | 41947.067 | 272701.7664 | 0 | 0 | 0 | 0 | 0 | 0 | 0 | 0 | 0 | 0 | 0 | 0 | 0
2016-08-09 12:00 | 0 | 0 | 0 | 0 | 0 | 157071.1202 | 23363.955 | 484561 | 0 | 0 | 0 | 107013.8124 | 5363922.766 | 0 | 0 | 0 | 0 | 0 | 0 | 0 | 0 | 0 | 4391.9192 | 0 | 0 | 0 | 0 | -71488.5639 | 40064.4055 | 272701.7664 | 0 | 0 | 0 | 0 | 0 | 0 | 0 | 0 | 0 | 0 | 0 | 0 | 0
2016-08-09 13:00 | 0 | 0 | 0 | 0 | 0 | 107931.4035 | 298484.4257 | 510825 | 0 | 0 | 0 | 35525.2485 | 5331002.1591 | 0 | 0 | 0 | 0 | 0 | 0 | 0 | 0 | 0 | 4391.9016 | 0 | 0 | 0 | 0 | -71488.5639 | 0 | 32920.6069 | 0 | 0 | 0 | 0 | 0 | 0 | 0 | 0 | 0 | 0 | 0 | 0 | 0
2016-08-09 14:00 | 0 | 0 | 0 | 0 | 0 | 107271.5451 | 576124.7124 | 544130 | 0 | 0 | 0 | 0 | 5505793.6651 | 0 | 0 | 0 | 0 | 0 | 0 | 0 | 0 | 0 | 4391.8841 | 0 | 0 | 0 | 0 | -35525.2485 | 174791.506 | 0 | 0 | 0 | 0 | 0 | 0 | 0 | 0 | 0 | 0 | 0 | 0 | 0 | 0
2016-08-09 15:00 | 0 | 0 | 0 | 0 | 0 | 44913.7969 | 699749.8453 | 576327 | 0 | 0 | 0 | 0 | 5674130.3073 | 0 | 0 | 0 | 0 | 0 | 0 | 0 | 0 | 0 | 4391.8665 | 0 | 0 | 0 | 0 | 0 | 168336.6421 | 0 | 0 | 0 | 0 | 0 | 0 | 0 | 0 | 0 | 0 | 0 | 0 | 0 | 0
2016-08-09 16:00 | 0 | 0 | 0 | 0 | 0 | 94799.7956 | 745287.7271 | 604939 | 0 | 0 | 0 | 60357.0167 | 5848921.8133 | 0 | 0 | 0 | 0 | 0 | 0 | 0 | 0 | 0 | 4391.8489 | 0 | 0 | 0 | 0 | 60357.0167 | 174791.506 | 0 | 0 | 0 | 0 | 0 | 0 | 0 | 0 | 0 | 0 | 0 | 0 | 0 | 0
2016-08-09 17:00 | 0 | 0 | 0 | 0 | 0 | 0 | 762873.9633 | 630306 | 0 | 0 | 0 | 18133.4739 | 6023713.3193 | 0 | 0 | 0 | 0 | 0 | 0 | 0 | 0 | 0 | 4391.8314 | 0 | 0 | 0 | 0 | -42223.5428 | 174791.506 | 0 | 0 | 0 | 0 | 0 | 0 | 0 | 0 | 0 | 0 | 0 | 0 | 0 | 0
2016-08-09 18:00 | 0 | 0 | 0 | 0 | 0 | 128774.9925 | 761433.018 | 650268 | 0 | 0 | 0 | 89622.0378 | 6192164.766 | 0 | 0 | 0 | 0 | 0 | 0 | 0 | 0 | 0 | 4391.8138 | 0 | 0 | 0 | 0 | 71488.5639 | 168451.4466 | 0 | 0 | 0 | 0 | 0 | 0 | 0 | 0 | 0 | 0 | 0 | 0 | 0 | 0
2016-08-09 19:00 | 0 | 0 | 0 | 0 | 0 | 0 | 750009.6054 | 662438 | 0 | 0 | 0 | 161110.6017 | 6208247.8074 | 0 | 0 | 0 | 0 | 0 | 0 | 0 | 0 | 0 | 4391.7962 | 0 | 0 | 0 | 0 | 71488.5639 | 16083.0415 | 0 | 0 | 0 | 0 | 0 | 0 | 0 | 0 | 0 | 0 | 0 | 0 | 0 | 0
2016-08-09 20:00 | 0 | 0 | 0 | 0 | 0 | 0 | 737609.7039 | 669236 | 0 | 0 | 0 | 89622.0378 | 6348110.0752 | 0 | 0 | 0 | 0 | 0 | 0 | 0 | 0 | 0 | 4391.7787 | 0 | 0 | 0 | 0 | -71488.5639 | 139862.2678 | 0 | 0 | 0 | 0 | 0 | 0 | 0 | 0 | 0 | 0 | 0 | 0 | 0 | 0
2016-08-09 21:00 | 0 | 0 | 0 | 0 | 0 | 0 | 713292.0319 | 670932 | 0 | 0 | 0 | 131982.0697 | 6348110.0752 | 0 | 0 | 0 | 0 | 0 | 0 | 0 | 0 | 0 | 4391.7611 | 0 | 0 | 0 | 0 | 42360.0319 | 0 | 0 | 0 | 0 | 0 | 0 | 0 | 0 | 0 | 0 | 0 | 0 | 0 | 0 | 0
2016-08-09 22:00 | 0 | 0 | 0 | 0 | 0 | 240282.1467 | 670464.9233 | 664467 | 0 | 0 | 0 | 203470.6336 | 6522901.5813 | 0 | 0 | 0 | 0 | 0 | 0 | 0 | 0 | 0 | 4391.7435 | 0 | 0 | 0 | 0 | 71488.5639 | 174791.506 | 0 | 0 | 0 | 0 | 0 | 0 | 0 | 0 | 0 | 0 | 0 | 0 | 0 | 0
2016-08-09 23:00 | 0 | 0 | 0 | 0 | 0 | 0 | 573183.8249 | 651555 | 0 | 0 | 0 | 131982.0697 | 6516018.97 | 0 | 0 | 0 | 0 | 0 | 0 | 0 | 0 | 0 | 4391.726 | 0 | 0 | 0 | 0 | -71488.5639 | 0 | 6882.6113 | 0 | 0 | 0 | 0 | 0 | 0 | 0 | 0 | 0 | 0 | 0 | 0 | 0
2016-08-10 | 0 | 0 | 0 | 0 | 0 | 265636.269 | 425496.4121 | 638816 | 0 | 0 | 0 | 184298.7508 | 6516018.97 | 0 | 0 | 0 | 0 | 0 | 0 | 0 | 0 | 0 | 4391.7084 | 0 | 0 | 0 | 0 | 52316.6812 | 0 | 0 | 0 | 0 | 0 | 0 | 0 | 0 | 0 | 0 | 0 | 0 | 0 | 0 | 0
2016-08-10 01:00 | 0 | 0 | 0 | 0 | 0 | 353906.1987 | 196938.2374 | 622333 | 0 | 0 | 0 | 112810.1869 | 6516018.97 | 0 | 0 | 0 | 0 | 0 | 0 | 0 | 0 | 0 | 4391.6908 | 0 | 0 | 0 | 0 | -71488.5639 | 0 | 0 | 0 | 0 | 0 | 0 | 0 | 0 | 0 | 0 | 0 | 0 | 0 | 0 | 0
2016-08-10 02:00 | 0 | 0 | 0 | 0 | 0 | 595737.3812 | 4136.6427 | 593236 | 0 | 0 | 0 | 41321.6231 | 6594145.5578 | 0 | 0 | 0 | 0 | 0 | 0 | 0 | 0 | 0 | 4391.6733 | 0 | 0 | 0 | 0 | -71488.5639 | 78126.5877 | 0 | 0 | 0 | 0 | 0 | 0 | 0 | 0 | 0 | 0 | 0 | 0 | 0 | 0
2016-08-10 03:00 | 0 | 0 | 0 | 0 | 0 | 585884.9408 | 0 | 555718 | 0 | 0 | 0 | 71488.5639 | 6594145.5578 | 0 | 0 | 0 | 0 | 0 | 0 | 0 | 0 | 0 | 4391.6557 | 0 | 0 | 0 | 0 | 30166.9408 | 0 | 0 | 0 | 0 | 0 | 0 | 0 | 0 | 0 | 0 | 0 | 0 | 0 | 0 | 0
2016-08-10 04:00 | 0 | 0 | 0 | 0 | 0 | 450541.4361 | 0 | 522030 | 0 | 0 | 0 | 0 | 6594145.5578 | 0 | 0 | 0 | 0 | 0 | 0 | 0 | 0 | 0 | 4391.6381 | 0 | 0 | 0 | 0 | -71488.5639 | 0 | 0 | 0 | 0 | 0 | 0 | 0 | 0 | 0 | 0 | 0 | 0 | 0 | 0 | 0
2016-08-10 05:00 | 0 | 0 | 0 | 0 | 0 | 491580 | 0 | 491580 | 0 | 0 | 0 | 0 | 6594145.5578 | 0 | 0 | 0 | 0 | 0 | 0 | 0 | 0 | 0 | 4391.6206 | 0 | 0 | 0 | 0 | 0 | 0 | 0 | 0 | 0 | 0 | 0 | 0 | 0 | 0 | 0 | 0 | 0 | 0 | 0 | 0
2016-08-10 06:00 | 0 | 0 | 0 | 0 | 0 | 533487.9508 | 0 | 466906 | 0 | 0 | 0 | 66581.9508 | 6594145.5578 | 0 | 0 | 0 | 0 | 0 | 0 | 0 | 0 | 0 | 4391.603 | 0 | 0 | 0 | 0 | 66581.9508 | 0 | 0 | 0 | 0 | 0 | 0 | 0 | 0 | 0 | 0 | 0 | 0 | 0 | 0 | 0
2016-08-10 07:00 | 0 | 0 | 0 | 0 | 0 | 454786.6131 | 0 | 449880 | 0 | 0 | 0 | 71488.5639 | 6594145.5578 | 0 | 0 | 0 | 0 | 0 | 0 | 0 | 0 | 0 | 4391.5854 | 0 | 0 | 0 | 0 | 4906.6131 | 0 | 0 | 0 | 0 | 0 | 0 | 0 | 0 | 0 | 0 | 0 | 0 | 0 | 0 | 0
2016-08-10 08:00 | 0 | 0 | 0 | 0 | 0 | 370605.4361 | 0 | 442094 | 0 | 0 | 0 | 0 | 6594145.5578 | 0 | 0 | 0 | 0 | 0 | 0 | 0 | 0 | 0 | 4391.5679 | 0 | 0 | 0 | 0 | -71488.5639 | 0 | 0 | 0 | 0 | 0 | 0 | 0 | 0 | 0 | 0 | 0 | 0 | 0 | 0 | 0
2016-08-10 09:00 | 0 | 0 | 0 | 0 | 0 | 434358.4591 | 0 | 446610 | 0 | 0 | 0 | 71488.5639 | 6510405.453 | 0 | 0 | 0 | 0 | 0 | 0 | 0 | 0 | 0 | 4391.5503 | 0 | 0 | 0 | 0 | 71488.5639 | 0 | 83740.1048 | 0 | 0 | 0 | 0 | 0 | 0 | 0 | 0 | 0 | 0 | 0 | 0 | 0
2016-08-10 10:00 | 0 | 0 | 0 | 0 | 0 | 396790.7948 | 0 | 463323 | 0 | 0 | 0 | 4956.3587 | 6510405.453 | 0 | 0 | 0 | 0 | 0 | 0 | 0 | 0 | 0 | 4391.5327 | 0 | 0 | 0 | 0 | -66532.2052 | 0 | 0 | 0 | 0 | 0 | 0 | 0 | 0 | 0 | 0 | 0 | 0 | 0 | 0 | 0
2016-08-10 11:00 | 0 | 0 | 0 | 0 | 0 | 369615.3224 | 0 | 482624 | 0 | 0 | 0 | 76444.9226 | 6325908.2115 | 0 | 0 | 0 | 0 | 0 | 0 | 0 | 0 | 0 | 4391.5152 | 0 | 0 | 0 | 0 | 71488.5639 | 0 | 184497.2415 | 0 | 0 | 0 | 0 | 0 | 0 | 0 | 0 | 0 | 0 | 0 | 0 | 0
2016-08-10 12:00 | 0 | 0 | 0 | 0 | 0 | 202066.2018 | 25424.5687 | 504305 | 0 | 0 | 0 | 72332.4594 | 6053206.4451 | 0 | 0 | 0 | 0 | 0 | 0 | 0 | 0 | 0 | 4391.4976 | 0 | 0 | 0 | 0 | -4112.4631 | 0 | 272701.7664 | 0 | 0 | 0 | 0 | 0 | 0 | 0 | 0 | 0 | 0 | 0 | 0 | 0
2016-08-10 13:00 | 0 | 0 | 0 | 0 | 0 | 174595.1864 | 286276.2497 | 532360 | 0 | 0 | 0 | 843.8955 | 6053206.4451 | 0 | 0 | 0 | 0 | 0 | 0 | 0 | 0 | 0 | 4391.48 | 0 | 0 | 0 | 0 | -71488.5639 | 0 | 0 | 0 | 0 | 0 | 0 | 0 | 0 | 0 | 0 | 0 | 0 | 0 | 0 | 0
2016-08-10 14:00 | 0 | 0 | 0 | 0 | 0 | 0 | 565658.1045 | 566502 | 0 | 0 | 0 | 0 | 6053206.4451 | 0 | 0 | 0 | 0 | 0 | 0 | 0 | 0 | 0 | 4391.4625 | 0 | 0 | 0 | 0 | -843.8955 | 0 | 0 | 0 | 0 | 0 | 0 | 0 | 0 | 0 | 0 | 0 | 0 | 0 | 0 | 0
2016-08-10 15:00 | 0 | 0 | 0 | 0 | 0 | 0 | 705494.898 | 600882 | 0 | 0 | 0 | 71488.5639 | 6086330.7792 | 0 | 0 | 0 | 0 | 0 | 0 | 0 | 0 | 0 | 4391.4449 | 0 | 0 | 0 | 0 | 71488.5639 | 33124.3341 | 0 | 0 | 0 | 0 | 0 | 0 | 0 | 0 | 0 | 0 | 0 | 0 | 0 | 0
2016-08-10 16:00 | 0 | 0 | 0 | 0 | 0 | 0 | 772243.5126 | 630175 | 0 | 0 | 0 | 142977.1278 | 6156910.728 | 0 | 0 | 0 | 0 | 0 | 0 | 0 | 0 | 0 | 4391.4273 | 0 | 0 | 0 | 0 | 71488.5639 | 70579.9487 | 0 | 0 | 0 | 0 | 0 | 0 | 0 | 0 | 0 | 0 | 0 | 0 | 0 | 0
2016-08-10 17:00 | 0 | 0 | 0 | 0 | 0 | 0 | 778240.3613 | 654319 | 0 | 0 | 0 | 203470.6336 | 6220338.5835 | 0 | 0 | 0 | 0 | 0 | 0 | 0 | 0 | 0 | 4391.4098 | 0 | 0 | 0 | 0 | 60493.5058 | 63427.8556 | 0 | 0 | 0 | 0 | 0 | 0 | 0 | 0 | 0 | 0 | 0 | 0 | 0 | 0
2016-08-10 18:00 | 0 | 0 | 0 | 0 | 0 | 0 | 758781.5617 | 672363 | 0 | 0 | 0 | 203470.6336 | 6306757.1452 | 0 | 0 | 0 | 0 | 0 | 0 | 0 | 0 | 0 | 4391.3922 | 0 | 0 | 0 | 0 | 0 | 86418.5617 | 0 | 0 | 0 | 0 | 0 | 0 | 0 | 0 | 0 | 0 | 0 | 0 | 0 | 0
2016-08-10 19:00 | 0 | 0 | 0 | 0 | 0 | 0 | 730952.1184 | 683463 | 0 | 0 | 0 | 193901.0131 | 6363815.884 | 0 | 0 | 0 | 0 | 0 | 0 | 0 | 0 | 0 | 4391.3746 | 0 | 0 | 0 | 0 | -9569.6205 | 57058.7388 | 0 | 0 | 0 | 0 | 0 | 0 | 0 | 0 | 0 | 0 | 0 | 0 | 0 | 0
2016-08-10 20:00 | 0 | 0 | 0 | 0 | 0 | 0 | 701684.6205 | 692115 | 0 | 0 | 0 | 203470.6336 | 6363815.884 | 0 | 0 | 0 | 0 | 0 | 0 | 0 | 0 | 0 | 4391.3571 | 0 | 0 | 0 | 0 | 9569.6205 | 0 | 0 | 0 | 0 | 0 | 0 | 0 | 0 | 0 | 0 | 0 | 0 | 0 | 0 | 0
2016-08-10 21:00 | 0 | 0 | 0 | 0 | 0 | 0 | 663500.5459 | 694043 | 0 | 0 | 0 | 172928.1795 | 6363815.884 | 0 | 0 | 0 | 0 | 0 | 0 | 0 | 0 | 0 | 4391.3395 | 0 | 0 | 0 | 0 | -30542.4541 | 0 | 0 | 0 | 0 | 0 | 0 | 0 | 0 | 0 | 0 | 0 | 0 | 0 | 0 | 0
2016-08-10 22:00 | 0 | 0 | 0 | 0 | 0 | 7824.5637 | 610320.8724 | 689634 | 0 | 0 | 0 | 101439.6156 | 6363815.884 | 0 | 0 | 0 | 0 | 0 | 0 | 0 | 0 | 0 | 4391.3219 | 0 | 0 | 0 | 0 | -71488.5639 | 0 | 0 | 0 | 0 | 0 | 0 | 0 | 0 | 0 | 0 | 0 | 0 | 0 | 0 | 0
2016-08-10 23:00 | 0 | 0 | 0 | 0 | 0 | 88476.7884 | 516922.6477 | 676888 | 0 | 0 | 0 | 29951.0517 | 6363815.884 | 0 | 0 | 0 | 0 | 0 | 0 | 0 | 0 | 0 | 4391.3044 | 0 | 0 | 0 | 0 | -71488.5639 | 0 | 0 | 0 | 0 | 0 | 0 | 0 | 0 | 0 | 0 | 0 | 0 | 0 | 0 | 0
2016-08-11 | 0 | 0 | 0 | 0 | 0 | 250387.9115 | 383179.0368 | 663518 | 0 | 0 | 0 | 0 | 6363815.884 | 0 | 0 | 0 | 0 | 0 | 0 | 0 | 0 | 0 | 4391.2868 | 0 | 0 | 0 | 0 | -29951.0517 | 0 | 0 | 0 | 0 | 0 | 0 | 0 | 0 | 0 | 0 | 0 | 0 | 0 | 0 | 0
2016-08-11 01:00 | 0 | 0 | 0 | 0 | 0 | 521616.589 | 184655.9167 | 645779 | 0 | 0 | 0 | 60493.5058 | 6363815.884 | 0 | 0 | 0 | 0 | 0 | 0 | 0 | 0 | 0 | 4391.2692 | 0 | 0 | 0 | 0 | 60493.5058 | 0 | 0 | 0 | 0 | 0 | 0 | 0 | 0 | 0 | 0 | 0 | 0 | 0 | 0 | 0
2016-08-11 02:00 | 0 | 0 | 0 | 0 | 0 | 406377.4346 | 6000.3629 | 613591 | 0 | 0 | 0 | 131982.0697 | 6091114.1176 | 0 | 0 | 0 | 0 | 0 | 0 | 0 | 0 | 0 | 4391.2517 | 0 | 0 | 0 | 0 | 71488.5639 | 0 | 272701.7664 | 0 | 0 | 0 | 0 | 0 | 0 | 0 | 0 | 0 | 0 | 0 | 0 | 0
2016-08-11 03:00 | 0 | 0 | 0 | 0 | 0 | 373666.7975 | 0 | 574880 | 0 | 0 | 0 | 203470.6336 | 5818412.3512 | 0 | 0 | 0 | 0 | 0 | 0 | 0 | 0 | 0 | 4391.2341 | 0 | 0 | 0 | 0 | 71488.5639 | 0 | 272701.7664 | 0 | 0 | 0 | 0 | 0 | 0 | 0 | 0 | 0 | 0 | 0 | 0 | 0
2016-08-11 04:00 | 0 | 0 | 0 | 0 | 0 | 467672.4361 | 0 | 539161 | 0 | 0 | 0 | 131982.0697 | 5818412.3512 | 0 | 0 | 0 | 0 | 0 | 0 | 0 | 0 | 0 | 4391.2166 | 0 | 0 | 0 | 0 | -71488.5639 | 0 | 0 | 0 | 0 | 0 | 0 | 0 | 0 | 0 | 0 | 0 | 0 | 0 | 0 | 0
2016-08-11 05:00 | 0 | 0 | 0 | 0 | 0 | 493526.6182 | 0 | 506885 | 0 | 0 | 0 | 118623.6879 | 5818412.3512 | 0 | 0 | 0 | 0 | 0 | 0 | 0 | 0 | 0 | 4391.199 | 0 | 0 | 0 | 0 | -13358.3818 | 0 | 0 | 0 | 0 | 0 | 0 | 0 | 0 | 0 | 0 | 0 | 0 | 0 | 0 | 0
2016-08-11 06:00 | 0 | 0 | 0 | 0 | 0 | 433790.876 | 0 | 480926 | 0 | 0 | 0 | 71488.5639 | 5818412.3512 | 0 | 0 | 0 | 0 | 0 | 0 | 0 | 0 | 0 | 4391.1814 | 0 | 0 | 0 | 0 | -47135.124 | 0 | 0 | 0 | 0 | 0 | 0 | 0 | 0 | 0 | 0 | 0 | 0 | 0 | 0 | 0
2016-08-11 07:00 | 0 | 0 | 0 | 0 | 0 | 391778.4361 | 0 | 463267 | 0 | 0 | 0 | 0 | 5818412.3512 | 0 | 0 | 0 | 0 | 0 | 0 | 0 | 0 | 0 | 4391.1639 | 0 | 0 | 0 | 0 | -71488.5639 | 0 | 0 | 0 | 0 | 0 | 0 | 0 | 0 | 0 | 0 | 0 | 0 | 0 | 0 | 0
2016-08-11 08:00 | 0 | 0 | 0 | 0 | 0 | 253639.7975 | 0 | 454853 | 0 | 0 | 0 | 71488.5639 | 5545710.5848 | 0 | 0 | 0 | 0 | 0 | 0 | 0 | 0 | 0 | 4391.1463 | 0 | 0 | 0 | 0 | 71488.5639 | 0 | 272701.7664 | 0 | 0 | 0 | 0 | 0 | 0 | 0 | 0 | 0 | 0 | 0 | 0 | 0
2016-08-11 09:00 | 0 | 0 | 0 | 0 | 0 | 359296.57 | 0 | 459811 | 0 | 0 | 0 | 142977.1278 | 5373707.5909 | 0 | 0 | 0 | 0 | 0 | 0 | 0 | 0 | 0 | 4391.1287 | 0 | 0 | 0 | 0 | 71488.5639 | 0 | 172002.9938 | 0 | 0 | 0 | 0 | 0 | 0 | 0 | 0 | 0 | 0 | 0 | 0 | 0
2016-08-11 10:00 | 0 | 0 | 0 | 0 | 0 | 338181.2062 | 0 | 477411 | 0 | 0 | 0 | 71488.5639 | 5305966.361 | 0 | 0 | 0 | 0 | 0 | 0 | 0 | 0 | 0 | 4391.1112 | 0 | 0 | 0 | 0 | -71488.5639 | 0 | 67741.2299 | 0 | 0 | 0 | 0 | 0 | 0 | 0 | 0 | 0 | 0 | 0 | 0 | 0
2016-08-11 11:00 | 0 | 0 | 0 | 0 | 0 | 328312.1701 | 0 | 496658 | 0 | 0 | 0 | 89239.5718 | 5119869.5232 | 0 | 0 | 0 | 0 | 0 | 0 | 0 | 0 | 0 | 4391.0936 | 0 | 0 | 0 | 0 | 17751.0079 | 86604.9286 | 272701.7664 | 0 | 0 | 0 | 0 | 0 | 0 | 0 | 0 | 0 | 0 | 0 | 0 | 0
2016-08-11 12:00 | 0 | 0 | 0 | 0 | 0 | 205659.5807 | 23943.645 | 520056 | 0 | 0 | 0 | 71488.5639 | 4847167.7568 | 0 | 0 | 0 | 0 | 0 | 0 | 0 | 0 | 0 | 4391.076 | 0 | 0 | 0 | 0 | -17751.0079 | 0 | 272701.7664 | 0 | 0 | 0 | 0 | 0 | 0 | 0 | 0 | 0 | 0 | 0 | 0 | 0
2016-08-11 13:00 | 0 | 0 | 0 | 0 | 0 | 188748.0066 | 288668.4295 | 548905 | 0 | 0 | 0 | 0 | 4847167.7568 | 0 | 0 | 0 | 0 | 0 | 0 | 0 | 0 | 0 | 4391.0585 | 0 | 0 | 0 | 0 | -71488.5639 | 0 | 0 | 0 | 0 | 0 | 0 | 0 | 0 | 0 | 0 | 0 | 0 | 0 | 0 | 0
2016-08-11 14:00 | 0 | 0 | 0 | 0 | 0 | 45804.0345 | 538749.9655 | 584554 | 0 | 0 | 0 | 0 | 4847167.7568 | 0 | 0 | 0 | 0 | 0 | 0 | 0 | 0 | 0 | 4391.0409 | 0 | 0 | 0 | 0 | 0 | 0 | 0 | 0 | 0 | 0 | 0 | 0 | 0 | 0 | 0 | 0 | 0 | 0 | 0 | 0
2016-08-11 15:00 | 0 | 0 | 0 | 0 | 0 | 0 | 678014.2777 | 620926 | 0 | 0 | 0 | 43123.129 | 4861132.9055 | 0 | 0 | 0 | 0 | 0 | 0 | 0 | 0 | 0 | 4391.0233 | 0 | 0 | 0 | 0 | 43123.129 | 174791.506 | 160826.3573 | 0 | 0 | 0 | 0 | 0 | 0 | 0 | 0 | 0 | 0 | 0 | 0 | 0
2016-08-11 16:00 | 0 | 0 | 0 | 0 | 0 | 0 | 747570.8957 | 650476 | 0 | 0 | 0 | 114611.6929 | 4886739.2373 | 0 | 0 | 0 | 0 | 0 | 0 | 0 | 0 | 0 | 4391.0058 | 0 | 0 | 0 | 0 | 71488.5639 | 25606.3318 | 0 | 0 | 0 | 0 | 0 | 0 | 0 | 0 | 0 | 0 | 0 | 0 | 0 | 0
2016-08-11 17:00 | 0 | 0 | 0 | 0 | 0 | 0 | 762834.4525 | 672839 | 0 | 0 | 0 | 43123.129 | 5048223.2537 | 0 | 0 | 0 | 0 | 0 | 0 | 0 | 0 | 0 | 4390.9882 | 0 | 0 | 0 | 0 | -71488.5639 | 161484.0164 | 0 | 0 | 0 | 0 | 0 | 0 | 0 | 0 | 0 | 0 | 0 | 0 | 0 | 0
2016-08-11 18:00 | 0 | 0 | 0 | 0 | 0 | 0 | 758384.7486 | 691270 | 0 | 0 | 0 | 110237.8776 | 5048223.2537 | 0 | 0 | 0 | 0 | 0 | 0 | 0 | 0 | 0 | 4390.9706 | 0 | 0 | 0 | 0 | 67114.7486 | 0 | 0 | 0 | 0 | 0 | 0 | 0 | 0 | 0 | 0 | 0 | 0 | 0 | 0 | 0
2016-08-11 19:00 | 0 | 0 | 0 | 0 | 0 | 0 | 748701.6345 | 704348 | 0 | 0 | 0 | 154591.5121 | 5048223.2537 | 0 | 0 | 0 | 0 | 0 | 0 | 0 | 0 | 0 | 4390.9531 | 0 | 0 | 0 | 0 | 44353.6345 | 0 | 0 | 0 | 0 | 0 | 0 | 0 | 0 | 0 | 0 | 0 | 0 | 0 | 0 | 0
2016-08-11 20:00 | 0 | 0 | 0 | 0 | 0 | 0 | 742632.6285 | 711228 | 0 | 0 | 0 | 185996.1406 | 5048223.2537 | 0 | 0 | 0 | 0 | 0 | 0 | 0 | 0 | 0 | 4390.9355 | 0 | 0 | 0 | 0 | 31404.6285 | 0 | 0 | 0 | 0 | 0 | 0 | 0 | 0 | 0 | 0 | 0 | 0 | 0 | 0 | 0
2016-08-11 21:00 | 0 | 0 | 0 | 0 | 0 | 0 | 729541.4929 | 712067 | 0 | 0 | 0 | 203470.6336 | 5048223.2537 | 0 | 0 | 0 | 0 | 0 | 0 | 0 | 0 | 0 | 4390.918 | 0 | 0 | 0 | 0 | 17474.4929 | 0 | 0 | 0 | 0 | 0 | 0 | 0 | 0 | 0 | 0 | 0 | 0 | 0 | 0 | 0
2016-08-11 22:00 | 0 | 0 | 0 | 0 | 0 | 11568.5702 | 693963.4298 | 705532 | 0 | 0 | 0 | 203470.6336 | 5048223.2537 | 0 | 0 | 0 | 0 | 0 | 0 | 0 | 0 | 0 | 4390.9004 | 0 | 0 | 0 | 0 | 0 | 0 | 0 | 0 | 0 | 0 | 0 | 0 | 0 | 0 | 0 | 0 | 0 | 0 | 0 | 0
2016-08-11 23:00 | 0 | 0 | 0 | 0 | 0 | 93403.9876 | 599907.0124 | 693311 | 0 | 0 | 0 | 203470.6336 | 5048223.2537 | 0 | 0 | 0 | 0 | 0 | 0 | 0 | 0 | 0 | 4390.8828 | 0 | 0 | 0 | 0 | 0 | 0 | 0 | 0 | 0 | 0 | 0 | 0 | 0 | 0 | 0 | 0 | 0 | 0 | 0 | 0
2016-08-12 | 0 | 0 | 0 | 0 | 0 | 153292.2582 | 455313.8411 | 679786 | 0 | 0 | 0 | 132290.7329 | 5048223.2537 | 0 | 0 | 0 | 0 | 0 | 0 | 0 | 0 | 0 | 4390.8653 | 0 | 0 | 0 | 0 | -71179.9006 | 0 | 0 | 0 | 0 | 0 | 0 | 0 | 0 | 0 | 0 | 0 | 0 | 0 | 0 | 0
2016-08-12 01:00 | 0 | 0 | 0 | 0 | 0 | 321379.1672 | 207385.9314 | 661145 | 0 | 0 | 0 | 60802.169 | 4987331.9162 | 0 | 0 | 0 | 0 | 0 | 0 | 0 | 0 | 0 | 4390.8477 | 0 | 0 | 0 | 0 | -71488.5639 | 0 | 60891.3375 | 0 | 0 | 0 | 0 | 0 | 0 | 0 | 0 | 0 | 0 | 0 | 0 | 0
2016-08-12 02:00 | 0 | 0 | 0 | 0 | 0 | 362535.8278 | 2820.8007 | 627372 | 0 | 0 | 0 | 71488.5639 | 4714630.1498 | 0 | 0 | 0 | 0 | 0 | 0 | 0 | 0 | 0 | 4390.8301 | 0 | 0 | 0 | 0 | 10686.3949 | 0 | 272701.7664 | 0 | 0 | 0 | 0 | 0 | 0 | 0 | 0 | 0 | 0 | 0 | 0 | 0
2016-08-12 03:00 | 0 | 0 | 0 | 0 | 0 | 243638.6697 | 0 | 587829 | 0 | 0 | 0 | 0 | 4441928.3834 | 0 | 0 | 0 | 0 | 0 | 0 | 0 | 0 | 0 | 4390.8126 | 0 | 0 | 0 | 0 | -71488.5639 | 0 | 272701.7664 | 0 | 0 | 0 | 0 | 0 | 0 | 0 | 0 | 0 | 0 | 0 | 0 | 0
2016-08-12 04:00 | 0 | 0 | 0 | 0 | 0 | 314299.2348 | 0 | 552138 | 0 | 0 | 0 | 34863.0013 | 4169226.6169 | 0 | 0 | 0 | 0 | 0 | 0 | 0 | 0 | 0 | 4390.795 | 0 | 0 | 0 | 0 | 34863.0013 | 0 | 272701.7664 | 0 | 0 | 0 | 0 | 0 | 0 | 0 | 0 | 0 | 0 | 0 | 0 | 0
2016-08-12 05:00 | 0 | 0 | 0 | 0 | 0 | 291612.1537 | 0 | 518806 | 0 | 0 | 0 | 0 | 3976895.7719 | 0 | 0 | 0 | 0 | 0 | 0 | 0 | 0 | 0 | 4390.7775 | 0 | 0 | 0 | 0 | -34863.0013 | 0 | 192330.845 | 0 | 0 | 0 | 0 | 0 | 0 | 0 | 0 | 0 | 0 | 0 | 0 | 0
2016-08-12 06:00 | 0 | 0 | 0 | 0 | 0 | 276417.6883 | 0 | 491927 | 0 | 0 | 0 | 0 | 3761386.4602 | 0 | 0 | 0 | 0 | 0 | 0 | 0 | 0 | 0 | 4390.7599 | 0 | 0 | 0 | 0 | 0 | 0 | 215509.3117 | 0 | 0 | 0 | 0 | 0 | 0 | 0 | 0 | 0 | 0 | 0 | 0 | 0
2016-08-12 07:00 | 0 | 0 | 0 | 0 | 0 | 271594.7975 | 0 | 472808 | 0 | 0 | 0 | 71488.5639 | 3488684.6938 | 0 | 0 | 0 | 0 | 0 | 0 | 0 | 0 | 0 | 4390.7423 | 0 | 0 | 0 | 0 | 71488.5639 | 0 | 272701.7664 | 0 | 0 | 0 | 0 | 0 | 0 | 0 | 0 | 0 | 0 | 0 | 0 | 0
2016-08-12 08:00 | 0 | 0 | 0 | 0 | 0 | 119002.6697 | 0 | 463193 | 0 | 0 | 0 | 0 | 3215982.9274 | 0 | 0 | 0 | 0 | 0 | 0 | 0 | 0 | 0 | 4390.7248 | 0 | 0 | 0 | 0 | -71488.5639 | 0 | 272701.7664 | 0 | 0 | 0 | 0 | 0 | 0 | 0 | 0 | 0 | 0 | 0 | 0 | 0
2016-08-12 09:00 | 0 | 0 | 0 | 0 | 0 | 264996.7975 | 0 | 466210 | 0 | 0 | 0 | 71488.5639 | 2943281.1609 | 0 | 0 | 0 | 0 | 0 | 0 | 0 | 0 | 0 | 4390.7072 | 0 | 0 | 0 | 0 | 71488.5639 | 0 | 272701.7664 | 0 | 0 | 0 | 0 | 0 | 0 | 0 | 0 | 0 | 0 | 0 | 0 | 0
2016-08-12 10:00 | 0 | 0 | 0 | 0 | 0 | 281061.7975 | 0 | 482275 | 0 | 0 | 0 | 142977.1278 | 2670579.3945 | 0 | 0 | 0 | 0 | 0 | 0 | 0 | 0 | 0 | 4390.6896 | 0 | 0 | 0 | 0 | 71488.5639 | 0 | 272701.7664 | 0 | 0 | 0 | 0 | 0 | 0 | 0 | 0 | 0 | 0 | 0 | 0 | 0
2016-08-12 11:00 | 0 | 0 | 0 | 0 | 0 | 300076.2188 | 0 | 501898 | 0 | 0 | 0 | 142977.1278 | 2468757.6133 | 0 | 0 | 0 | 0 | 0 | 0 | 0 | 0 | 0 | 4390.6721 | 0 | 0 | 0 | 0 | 0 | 70879.9852 | 272701.7664 | 0 | 0 | 0 | 0 | 0 | 0 | 0 | 0 | 0 | 0 | 0 | 0 | 0
2016-08-12 12:00 | 0 | 0 | 0 | 0 | 0 | 149916.6027 | 29669.067 | 523776 | 0 | 0 | 0 | 71488.5639 | 2196055.8469 | 0 | 0 | 0 | 0 | 0 | 0 | 0 | 0 | 0 | 4390.6545 | 0 | 0 | 0 | 0 | -71488.5639 | 0 | 272701.7664 | 0 | 0 | 0 | 0 | 0 | 0 | 0 | 0 | 0 | 0 | 0 | 0 | 0
2016-08-12 13:00 | 0 | 0 | 0 | 0 | 0 | 92179.4063 | 388856.0298 | 552524 | 0 | 0 | 0 | 0 | 2196055.8469 | 0 | 0 | 0 | 0 | 0 | 0 | 0 | 0 | 0 | 4390.6369 | 0 | 0 | 0 | 0 | -71488.5639 | 0 | 0 | 0 | 0 | 0 | 0 | 0 | 0 | 0 | 0 | 0 | 0 | 0 | 0 | 0
2016-08-12 14:00 | 0 | 0 | 0 | 0 | 0 | 0 | 607298.2356 | 585241 | 0 | 0 | 0 | 0 | 2218113.0825 | 0 | 0 | 0 | 0 | 0 | 0 | 0 | 0 | 0 | 4390.6194 | 0 | 0 | 0 | 0 | 0 | 22057.2356 | 0 | 0 | 0 | 0 | 0 | 0 | 0 | 0 | 0 | 0 | 0 | 0 | 0 | 0
2016-08-12 15:00 | 0 | 0 | 0 | 0 | 0 | 0 | 753370.4335 | 618102 | 0 | 0 | 0 | 7404.229 | 2345977.287 | 0 | 0 | 0 | 0 | 0 | 0 | 0 | 0 | 0 | 4390.6018 | 0 | 0 | 0 | 0 | 7404.229 | 127864.2045 | 0 | 0 | 0 | 0 | 0 | 0 | 0 | 0 | 0 | 0 | 0 | 0 | 0 | 0
2016-08-12 16:00 | 0 | 0 | 0 | 0 | 0 | 0 | 812447.277 | 645060 | 0 | 0 | 0 | 0 | 2520768.7931 | 0 | 0 | 0 | 0 | 0 | 0 | 0 | 0 | 0 | 4390.5843 | 0 | 0 | 0 | 0 | -7404.229 | 174791.506 | 0 | 0 | 0 | 0 | 0 | 0 | 0 | 0 | 0 | 0 | 0 | 0 | 0 | 0
2016-08-12 17:00 | 0 | 0 | 0 | 0 | 0 | 0 | 820668.4634 | 667185 | 0 | 0 | 0 | 0 | 2674252.2565 | 0 | 0 | 0 | 0 | 0 | 0 | 0 | 0 | 0 | 4390.5667 | 0 | 0 | 0 | 0 | 0 | 153483.4634 | 0 | 0 | 0 | 0 | 0 | 0 | 0 | 0 | 0 | 0 | 0 | 0 | 0 | 0
2016-08-12 18:00 | 0 | 0 | 0 | 0 | 0 | 0 | 810267.287 | 683130 | 0 | 0 | 0 | 0 | 2801389.5435 | 0 | 0 | 0 | 0 | 0 | 0 | 0 | 0 | 0 | 4390.5491 | 0 | 0 | 0 | 0 | 0 | 127137.287 | 0 | 0 | 0 | 0 | 0 | 0 | 0 | 0 | 0 | 0 | 0 | 0 | 0 | 0
2016-08-12 19:00 | 0 | 0 | 0 | 0 | 0 | 0 | 797126.449 | 691605 | 0 | 0 | 0 | 71488.5639 | 2835422.4286 | 0 | 0 | 0 | 0 | 0 | 0 | 0 | 0 | 0 | 4390.5316 | 0 | 0 | 0 | 0 | 71488.5639 | 34032.8851 | 0 | 0 | 0 | 0 | 0 | 0 | 0 | 0 | 0 | 0 | 0 | 0 | 0 | 0
2016-08-12 20:00 | 0 | 0 | 0 | 0 | 0 | 0 | 789084.0019 | 693676 | 0 | 0 | 0 | 142977.1278 | 2859341.8666 | 0 | 0 | 0 | 0 | 0 | 0 | 0 | 0 | 0 | 4390.514 | 0 | 0 | 0 | 0 | 71488.5639 | 23919.438 | 0 | 0 | 0 | 0 | 0 | 0 | 0 | 0 | 0 | 0 | 0 | 0 | 0 | 0
2016-08-12 21:00 | 0 | 0 | 0 | 0 | 0 | 0 | 772749.8835 | 691677 | 0 | 0 | 0 | 203470.6336 | 2879921.2444 | 0 | 0 | 0 | 0 | 0 | 0 | 0 | 0 | 0 | 4390.4964 | 0 | 0 | 0 | 0 | 60493.5058 | 20579.3777 | 0 | 0 | 0 | 0 | 0 | 0 | 0 | 0 | 0 | 0 | 0 | 0 | 0 | 0
2016-08-12 22:00 | 0 | 0 | 0 | 0 | 0 | 0 | 735469.2606 | 681134 | 0 | 0 | 0 | 203470.6336 | 2934256.505 | 0 | 0 | 0 | 0 | 0 | 0 | 0 | 0 | 0 | 4390.4789 | 0 | 0 | 0 | 0 | 0 | 54335.2606 | 0 | 0 | 0 | 0 | 0 | 0 | 0 | 0 | 0 | 0 | 0 | 0 | 0 | 0
2016-08-12 23:00 | 0 | 0 | 0 | 0 | 0 | 0 | 634592.4843 | 662811 | 0 | 0 | 0 | 171383.1881 | 2938125.4347 | 0 | 0 | 0 | 0 | 0 | 0 | 0 | 0 | 0 | 4390.4613 | 0 | 0 | 0 | 0 | -32087.4455 | 3868.9297 | 0 | 0 | 0 | 0 | 0 | 0 | 0 | 0 | 0 | 0 | 0 | 0 | 0 | 0
2016-08-13 | 0 | 0 | 0 | 0 | 0 | 98507.9011 | 477315.535 | 647312 | 0 | 0 | 0 | 99894.6242 | 2938125.4347 | 0 | 0 | 0 | 0 | 0 | 0 | 0 | 0 | 0 | 4390.4438 | 0 | 0 | 0 | 0 | -71488.5639 | 0 | 0 | 0 | 0 | 0 | 0 | 0 | 0 | 0 | 0 | 0 | 0 | 0 | 0 | 0
2016-08-13 01:00 | 0 | 0 | 0 | 0 | 0 | 103203.8102 | 180999.8595 | 628394 | 0 | 0 | 0 | 28406.0603 | 2665423.6683 | 0 | 0 | 0 | 0 | 0 | 0 | 0 | 0 | 0 | 4390.4262 | 0 | 0 | 0 | 0 | -71488.5639 | 0 | 272701.7664 | 0 | 0 | 0 | 0 | 0 | 0 | 0 | 0 | 0 | 0 | 0 | 0 | 0
2016-08-13 02:00 | 0 | 0 | 0 | 0 | 0 | 295316.7928 | 2433.3805 | 598858 | 0 | 0 | 0 | 0 | 2392721.9019 | 0 | 0 | 0 | 0 | 0 | 0 | 0 | 0 | 0 | 4390.4086 | 0 | 0 | 0 | 0 | -28406.0603 | 0 | 272701.7664 | 0 | 0 | 0 | 0 | 0 | 0 | 0 | 0 | 0 | 0 | 0 | 0 | 0
2016-08-13 03:00 | 0 | 0 | 0 | 0 | 0 | 299672.7379 | 0 | 564410 | 0 | 0 | 0 | 7964.5043 | 2120020.1355 | 0 | 0 | 0 | 0 | 0 | 0 | 0 | 0 | 0 | 4390.3911 | 0 | 0 | 0 | 0 | 7964.5043 | 0 | 272701.7664 | 0 | 0 | 0 | 0 | 0 | 0 | 0 | 0 | 0 | 0 | 0 | 0 | 0
2016-08-13 04:00 | 0 | 0 | 0 | 0 | 0 | 296443.9858 | 0 | 530967 | 0 | 0 | 0 | 0 | 1893461.6256 | 0 | 0 | 0 | 0 | 0 | 0 | 0 | 0 | 0 | 4390.3735 | 0 | 0 | 0 | 0 | -7964.5043 | 0 | 226558.5099 | 0 | 0 | 0 | 0 | 0 | 0 | 0 | 0 | 0 | 0 | 0 | 0 | 0
2016-08-13 05:00 | 0 | 0 | 0 | 0 | 0 | 286982.0408 | 0 | 500597 | 0 | 0 | 0 | 59086.8072 | 1620759.8592 | 0 | 0 | 0 | 0 | 0 | 0 | 0 | 0 | 0 | 4390.356 | 0 | 0 | 0 | 0 | 59086.8072 | 0 | 272701.7664 | 0 | 0 | 0 | 0 | 0 | 0 | 0 | 0 | 0 | 0 | 0 | 0 | 0
2016-08-13 06:00 | 0 | 0 | 0 | 0 | 0 | 278150.1693 | 0 | 474944 | 0 | 0 | 0 | 60493.5058 | 1422559.33 | 0 | 0 | 0 | 0 | 0 | 0 | 0 | 0 | 0 | 4390.3384 | 0 | 0 | 0 | 0 | 1406.6985 | 0 | 198200.5292 | 0 | 0 | 0 | 0 | 0 | 0 | 0 | 0 | 0 | 0 | 0 | 0 | 0
2016-08-13 07:00 | 0 | 0 | 0 | 0 | 0 | 273662.7236 | 0 | 456605 | 0 | 0 | 0 | 131982.0697 | 1168128.4897 | 0 | 0 | 0 | 0 | 0 | 0 | 0 | 0 | 0 | 4390.3208 | 0 | 0 | 0 | 0 | 71488.5639 | 0 | 254430.8403 | 0 | 0 | 0 | 0 | 0 | 0 | 0 | 0 | 0 | 0 | 0 | 0 | 0
2016-08-13 08:00 | 0 | 0 | 0 | 0 | 0 | 243404.7975 | 0 | 444618 | 0 | 0 | 0 | 203470.6336 | 895426.7233 | 0 | 0 | 0 | 0 | 0 | 0 | 0 | 0 | 0 | 4390.3033 | 0 | 0 | 0 | 0 | 71488.5639 | 0 | 272701.7664 | 0 | 0 | 0 | 0 | 0 | 0 | 0 | 0 | 0 | 0 | 0 | 0 | 0
2016-08-13 09:00 | 0 | 0 | 0 | 0 | 0 | 285502.0346 | 0 | 439691 | 0 | 0 | 0 | 131982.0697 | 812726.3217 | 0 | 0 | 0 | 0 | 0 | 0 | 0 | 0 | 0 | 4390.2857 | 0 | 0 | 0 | 0 | -71488.5639 | 0 | 82700.4015 | 0 | 0 | 0 | 0 | 0 | 0 | 0 | 0 | 0 | 0 | 0 | 0 | 0
2016-08-13 10:00 | 0 | 0 | 0 | 0 | 0 | 299094.8378 | 0 | 440900 | 0 | 0 | 0 | 60493.5058 | 742409.7235 | 0 | 0 | 0 | 0 | 0 | 0 | 0 | 0 | 0 | 4390.2681 | 0 | 0 | 0 | 0 | -71488.5639 | 0 | 70316.5983 | 0 | 0 | 0 | 0 | 0 | 0 | 0 | 0 | 0 | 0 | 0 | 0 | 0
2016-08-13 11:00 | 0 | 0 | 0 | 0 | 0 | 307524.0959 | 0 | 448811 | 0 | 0 | 0 | 71488.5639 | 590127.7612 | 0 | 0 | 0 | 0 | 0 | 0 | 0 | 0 | 0 | 4390.2506 | 0 | 0 | 0 | 0 | 10995.0581 | 0 | 152281.9622 | 0 | 0 | 0 | 0 | 0 | 0 | 0 | 0 | 0 | 0 | 0 | 0 | 0
2016-08-13 12:00 | 0 | 0 | 0 | 0 | 0 | 179934.4908 | 22826.9238 | 469762 | 0 | 0 | 0 | 0 | 394615.7397 | 0 | 0 | 0 | 0 | 0 | 0 | 0 | 0 | 0 | 4390.233 | 0 | 0 | 0 | 0 | -71488.5639 | 0 | 195512.0215 | 0 | 0 | 0 | 0 | 0 | 0 | 0 | 0 | 0 | 0 | 0 | 0 | 0
2016-08-13 13:00 | 0 | 0 | 0 | 0 | 0 | 120138.6364 | 311888.1857 | 498958 | 0 | 0 | 0 | 0 | 327684.5618 | 0 | 0 | 0 | 0 | 0 | 0 | 0 | 0 | 0 | 4390.2155 | 0 | 0 | 0 | 0 | 0 | 0 | 66931.1779 | 0 | 0 | 0 | 0 | 0 | 0 | 0 | 0 | 0 | 0 | 0 | 0 | 0
2016-08-13 14:00 | 0 | 0 | 0 | 0 | 0 | 173789.8086 | 572952.318 | 531719 | 0 | 0 | 0 | 40231.6205 | 502476.0679 | 0 | 0 | 0 | 0 | 0 | 0 | 0 | 0 | 0 | 4390.1979 | 0 | 0 | 0 | 0 | 40231.6205 | 174791.506 | 0 | 0 | 0 | 0 | 0 | 0 | 0 | 0 | 0 | 0 | 0 | 0 | 0 | 0
2016-08-13 15:00 | 0 | 0 | 0 | 0 | 0 | 0 | 698076.8855 | 563517 | 0 | 0 | 0 | 0 | 677267.5739 | 0 | 0 | 0 | 0 | 0 | 0 | 0 | 0 | 0 | 4390.1803 | 0 | 0 | 0 | 0 | -40231.6205 | 174791.506 | 0 | 0 | 0 | 0 | 0 | 0 | 0 | 0 | 0 | 0 | 0 | 0 | 0 | 0
2016-08-13 16:00 | 0 | 0 | 0 | 0 | 0 | 69582.0788 | 767274.9911 | 590577 | 0 | 0 | 0 | 71488.5639 | 852059.08 | 0 | 0 | 0 | 0 | 0 | 0 | 0 | 0 | 0 | 4390.1628 | 0 | 0 | 0 | 0 | 71488.5639 | 174791.506 | 0 | 0 | 0 | 0 | 0 | 0 | 0 | 0 | 0 | 0 | 0 | 0 | 0 | 0
2016-08-13 17:00 | 0 | 0 | 0 | 0 | 0 | 18385.7011 | 774587.9393 | 610030 | 0 | 0 | 0 | 79640.6982 | 1026850.586 | 0 | 0 | 0 | 0 | 0 | 0 | 0 | 0 | 0 | 4390.1452 | 0 | 0 | 0 | 0 | 8152.1343 | 174791.506 | 0 | 0 | 0 | 0 | 0 | 0 | 0 | 0 | 0 | 0 | 0 | 0 | 0 | 0
2016-08-13 18:00 | 0 | 0 | 0 | 0 | 0 | 0 | 765229.8183 | 625920 | 0 | 0 | 0 | 44159.0105 | 1201642.092 | 0 | 0 | 0 | 0 | 0 | 0 | 0 | 0 | 0 | 4390.1277 | 0 | 0 | 0 | 0 | -35481.6877 | 174791.506 | 0 | 0 | 0 | 0 | 0 | 0 | 0 | 0 | 0 | 0 | 0 | 0 | 0 | 0
2016-08-13 19:00 | 0 | 0 | 0 | 0 | 0 | 128250.7608 | 755805.3091 | 637776 | 0 | 0 | 0 | 115647.5744 | 1376433.5981 | 0 | 0 | 0 | 0 | 0 | 0 | 0 | 0 | 0 | 4390.1101 | 0 | 0 | 0 | 0 | 71488.5639 | 174791.506 | 0 | 0 | 0 | 0 | 0 | 0 | 0 | 0 | 0 | 0 | 0 | 0 | 0 | 0
2016-08-13 20:00 | 0 | 0 | 0 | 0 | 0 | 0 | 752884.3846 | 645466 | 0 | 0 | 0 | 48274.4529 | 1551225.1041 | 0 | 0 | 0 | 0 | 0 | 0 | 0 | 0 | 0 | 4390.0925 | 0 | 0 | 0 | 0 | -67373.1215 | 174791.506 | 0 | 0 | 0 | 0 | 0 | 0 | 0 | 0 | 0 | 0 | 0 | 0 | 0 | 0
2016-08-13 21:00 | 0 | 0 | 0 | 0 | 0 | 151699.5556 | 742520.5143 | 647940 | 0 | 0 | 0 | 119763.0168 | 1726016.6101 | 0 | 0 | 0 | 0 | 0 | 0 | 0 | 0 | 0 | 4390.075 | 0 | 0 | 0 | 0 | 71488.5639 | 174791.506 | 0 | 0 | 0 | 0 | 0 | 0 | 0 | 0 | 0 | 0 | 0 | 0 | 0 | 0
2016-08-13 22:00 | 0 | 0 | 0 | 0 | 0 | 181366.2502 | 708023.8197 | 643110 | 0 | 0 | 0 | 191251.5807 | 1900808.1162 | 0 | 0 | 0 | 0 | 0 | 0 | 0 | 0 | 0 | 4390.0574 | 0 | 0 | 0 | 0 | 71488.5639 | 174791.506 | 0 | 0 | 0 | 0 | 0 | 0 | 0 | 0 | 0 | 0 | 0 | 0 | 0 | 0
2016-08-13 23:00 | 0 | 0 | 0 | 0 | 0 | 198797.2322 | 616805.3267 | 628592 | 0 | 0 | 0 | 203470.6336 | 2075599.6222 | 0 | 0 | 0 | 0 | 0 | 0 | 0 | 0 | 0 | 4390.0399 | 0 | 0 | 0 | 0 | 12219.0529 | 174791.506 | 0 | 0 | 0 | 0 | 0 | 0 | 0 | 0 | 0 | 0 | 0 | 0 | 0 | 0
2016-08-14 | 0 | 0 | 0 | 0 | 0 | 226134.0928 | 462423.6303 | 615613 | 0 | 0 | 0 | 203470.6336 | 2148544.3454 | 0 | 0 | 0 | 0 | 0 | 0 | 0 | 0 | 0 | 4390.0223 | 0 | 0 | 0 | 0 | 0 | 72944.7232 | 0 | 0 | 0 | 0 | 0 | 0 | 0 | 0 | 0 | 0 | 0 | 0 | 0 | 0
2016-08-14 01:00 | 0 | 0 | 0 | 0 | 0 | 316250.9655 | 179209.2914 | 598889 | 0 | 0 | 0 | 131982.0697 | 2116604.1662 | 0 | 0 | 0 | 0 | 0 | 0 | 0 | 0 | 0 | 4390.0047 | 0 | 0 | 0 | 0 | -71488.5639 | 0 | 31940.1792 | 0 | 0 | 0 | 0 | 0 | 0 | 0 | 0 | 0 | 0 | 0 | 0 | 0
2016-08-14 02:00 | 0 | 0 | 0 | 0 | 0 | 340016.2171 | 1975.5657 | 570370 | 0 | 0 | 0 | 142844.0249 | 1877363.9937 | 0 | 0 | 0 | 0 | 0 | 0 | 0 | 0 | 0 | 4389.9872 | 0 | 0 | 0 | 0 | 10861.9553 | 33461.5939 | 272701.7664 | 0 | 0 | 0 | 0 | 0 | 0 | 0 | 0 | 0 | 0 | 0 | 0 | 0
2016-08-14 03:00 | 0 | 0 | 0 | 0 | 0 | 326968.4059 | 0 | 539040 | 0 | 0 | 0 | 71355.461 | 1736780.9635 | 0 | 0 | 0 | 0 | 0 | 0 | 0 | 0 | 0 | 4389.9696 | 0 | 0 | 0 | 0 | -71488.5639 | 0 | 140583.0302 | 0 | 0 | 0 | 0 | 0 | 0 | 0 | 0 | 0 | 0 | 0 | 0 | 0
2016-08-14 04:00 | 0 | 0 | 0 | 0 | 0 | 298944.5708 | 0 | 506573 | 0 | 0 | 0 | 136428.7982 | 1464079.1971 | 0 | 0 | 0 | 0 | 0 | 0 | 0 | 0 | 0 | 4389.9521 | 0 | 0 | 0 | 0 | 65073.3372 | 0 | 272701.7664 | 0 | 0 | 0 | 0 | 0 | 0 | 0 | 0 | 0 | 0 | 0 | 0 | 0
2016-08-14 05:00 | 0 | 0 | 0 | 0 | 0 | 268244.1842 | 0 | 479368 | 0 | 0 | 0 | 64940.2343 | 1324443.9452 | 0 | 0 | 0 | 0 | 0 | 0 | 0 | 0 | 0 | 4389.9345 | 0 | 0 | 0 | 0 | -71488.5639 | 133066.5145 | 272701.7664 | 0 | 0 | 0 | 0 | 0 | 0 | 0 | 0 | 0 | 0 | 0 | 0 | 0
2016-08-14 06:00 | 0 | 0 | 0 | 0 | 0 | 249176.0689 | 0 | 454836 | 0 | 0 | 0 | 131982.0697 | 1051742.1788 | 0 | 0 | 0 | 0 | 0 | 0 | 0 | 0 | 0 | 4389.9169 | 0 | 0 | 0 | 0 | 67041.8353 | 0 | 272701.7664 | 0 | 0 | 0 | 0 | 0 | 0 | 0 | 0 | 0 | 0 | 0 | 0 | 0
2016-08-14 07:00 | 0 | 0 | 0 | 0 | 0 | 243151.1488 | 0 | 436168 | 0 | 0 | 0 | 60493.5058 | 930213.8914 | 0 | 0 | 0 | 0 | 0 | 0 | 0 | 0 | 0 | 4389.8994 | 0 | 0 | 0 | 0 | -71488.5639 | 0 | 121528.2874 | 0 | 0 | 0 | 0 | 0 | 0 | 0 | 0 | 0 | 0 | 0 | 0 | 0
2016-08-14 08:00 | 0 | 0 | 0 | 0 | 0 | 249368.4484 | 0 | 423088 | 0 | 0 | 0 | 131982.0697 | 685005.7759 | 0 | 0 | 0 | 0 | 0 | 0 | 0 | 0 | 0 | 4389.8818 | 0 | 0 | 0 | 0 | 71488.5639 | 0 | 245208.1155 | 0 | 0 | 0 | 0 | 0 | 0 | 0 | 0 | 0 | 0 | 0 | 0 | 0
2016-08-14 09:00 | 0 | 0 | 0 | 0 | 0 | 252503.1636 | 0 | 416755 | 0 | 0 | 0 | 203470.6336 | 449265.3756 | 0 | 0 | 0 | 0 | 0 | 0 | 0 | 0 | 0 | 4389.8643 | 0 | 0 | 0 | 0 | 71488.5639 | 36961.3662 | 272701.7664 | 0 | 0 | 0 | 0 | 0 | 0 | 0 | 0 | 0 | 0 | 0 | 0 | 0
2016-08-14 10:00 | 0 | 0 | 0 | 0 | 0 | 256150.8236 | 0 | 413239 | 0 | 0 | 0 | 131982.0697 | 363665.7631 | 0 | 0 | 0 | 0 | 0 | 0 | 0 | 0 | 0 | 4389.8467 | 0 | 0 | 0 | 0 | -71488.5639 | 0 | 85599.6126 | 0 | 0 | 0 | 0 | 0 | 0 | 0 | 0 | 0 | 0 | 0 | 0 | 0
2016-08-14 11:00 | 0 | 0 | 0 | 0 | 0 | 263757.3343 | 0 | 417707 | 0 | 0 | 0 | 71488.5639 | 270209.6031 | 0 | 0 | 0 | 0 | 0 | 0 | 0 | 0 | 0 | 4389.8291 | 0 | 0 | 0 | 0 | -60493.5058 | 0 | 93456.1599 | 0 | 0 | 0 | 0 | 0 | 0 | 0 | 0 | 0 | 0 | 0 | 0 | 0
2016-08-14 12:00 | 0 | 0 | 0 | 0 | 0 | 181220.855 | 13662.7093 | 437681 | 0 | 0 | 0 | 0 | 98900.7313 | 0 | 0 | 0 | 0 | 0 | 0 | 0 | 0 | 0 | 4389.8116 | 0 | 0 | 0 | 0 | -71488.5639 | 0 | 171308.8719 | 0 | 0 | 0 | 0 | 0 | 0 | 0 | 0 | 0 | 0 | 0 | 0 | 0
2016-08-14 13:00 | 0 | 0 | 0 | 0 | 0 | 80086.4198 | 288643.849 | 467631 | 0 | 0 | 0 | 0 | 0 | 0 | 0 | 0 | 0 | 0 | 0 | 0 | 0 | 0 | 4389.794 | 0 | 0 | 0 | 0 | 0 | 0 | 98900.7313 | 0 | 0 | 0 | 0 | 0 | 0 | 0 | 0 | 0 | 0 | 0 | 0 | 0
2016-08-14 14:00 | 0 | 0 | 0 | 0 | 0 | 100934.032 | 571133.4347 | 499596 | 0 | 0 | 0 | 0 | 172471.4667 | 0 | 0 | 0 | 0 | 0 | 0 | 0 | 0 | 0 | 4389.7765 | 0 | 0 | 0 | 0 | 0 | 172471.4667 | 0 | 0 | 0 | 0 | 0 | 0 | 0 | 0 | 0 | 0 | 0 | 0 | 0 | 0
2016-08-14 15:00 | 0 | 0 | 0 | 0 | 0 | 0 | 729051.5176 | 530843 | 0 | 0 | 0 | 23417.0116 | 347262.9727 | 0 | 0 | 0 | 0 | 0 | 0 | 0 | 0 | 0 | 4389.7589 | 0 | 0 | 0 | 0 | 23417.0116 | 174791.506 | 0 | 0 | 0 | 0 | 0 | 0 | 0 | 0 | 0 | 0 | 0 | 0 | 0 | 0
2016-08-14 16:00 | 0 | 0 | 0 | 0 | 0 | 5641.0269 | 799529.0431 | 558890 | 0 | 0 | 0 | 94905.5755 | 522054.4788 | 0 | 0 | 0 | 0 | 0 | 0 | 0 | 0 | 0 | 4389.7413 | 0 | 0 | 0 | 0 | 71488.5639 | 174791.506 | 0 | 0 | 0 | 0 | 0 | 0 | 0 | 0 | 0 | 0 | 0 | 0 | 0 | 0
2016-08-14 17:00 | 0 | 0 | 0 | 0 | 0 | 17586.662 | 809654.408 | 580961 | 0 | 0 | 0 | 166394.1394 | 696845.9848 | 0 | 0 | 0 | 0 | 0 | 0 | 0 | 0 | 0 | 4389.7238 | 0 | 0 | 0 | 0 | 71488.5639 | 174791.506 | 0 | 0 | 0 | 0 | 0 | 0 | 0 | 0 | 0 | 0 | 0 | 0 | 0 | 0
2016-08-14 18:00 | 0 | 0 | 0 | 0 | 0 | 2895.7305 | 801645.6893 | 597919 | 0 | 0 | 0 | 198225.0531 | 871637.4909 | 0 | 0 | 0 | 0 | 0 | 0 | 0 | 0 | 0 | 4389.7062 | 0 | 0 | 0 | 0 | 31830.9138 | 174791.506 | 0 | 0 | 0 | 0 | 0 | 0 | 0 | 0 | 0 | 0 | 0 | 0 | 0 | 0
2016-08-14 19:00 | 0 | 0 | 0 | 0 | 0 | 0 | 790971.0865 | 610934 | 0 | 0 | 0 | 203470.6336 | 1046428.9969 | 0 | 0 | 0 | 0 | 0 | 0 | 0 | 0 | 0 | 4389.6887 | 0 | 0 | 0 | 0 | 5245.5804 | 174791.506 | 0 | 0 | 0 | 0 | 0 | 0 | 0 | 0 | 0 | 0 | 0 | 0 | 0 | 0
2016-08-14 20:00 | 0 | 0 | 0 | 0 | 0 | 8127.4932 | 787582.0129 | 620918 | 0 | 0 | 0 | 203470.6336 | 1221220.5029 | 0 | 0 | 0 | 0 | 0 | 0 | 0 | 0 | 0 | 4389.6711 | 0 | 0 | 0 | 0 | 0 | 174791.506 | 0 | 0 | 0 | 0 | 0 | 0 | 0 | 0 | 0 | 0 | 0 | 0 | 0 | 0
2016-08-14 21:00 | 0 | 0 | 0 | 0 | 0 | 0 | 778381.2921 | 627236 | 0 | 0 | 0 | 179824.4196 | 1396012.009 | 0 | 0 | 0 | 0 | 0 | 0 | 0 | 0 | 0 | 4389.6536 | 0 | 0 | 0 | 0 | -23646.2139 | 174791.506 | 0 | 0 | 0 | 0 | 0 | 0 | 0 | 0 | 0 | 0 | 0 | 0 | 0 | 0
2016-08-14 22:00 | 0 | 0 | 0 | 0 | 0 | 74369.9674 | 749650.7526 | 625583 | 0 | 0 | 0 | 203470.6336 | 1570803.515 | 0 | 0 | 0 | 0 | 0 | 0 | 0 | 0 | 0 | 4389.636 | 0 | 0 | 0 | 0 | 23646.2139 | 174791.506 | 0 | 0 | 0 | 0 | 0 | 0 | 0 | 0 | 0 | 0 | 0 | 0 | 0 | 0
2016-08-14 23:00 | 0 | 0 | 0 | 0 | 0 | 135108.3132 | 655999.1928 | 616316 | 0 | 0 | 0 | 203470.6336 | 1745595.0211 | 0 | 0 | 0 | 0 | 0 | 0 | 0 | 0 | 0 | 4389.6184 | 0 | 0 | 0 | 0 | 0 | 174791.506 | 0 | 0 | 0 | 0 | 0 | 0 | 0 | 0 | 0 | 0 | 0 | 0 | 0 | 0
2016-08-15 | 0 | 0 | 0 | 0 | 0 | 261315.7351 | 504958.5318 | 607623 | 0 | 0 | 0 | 187330.3945 | 1920386.5271 | 0 | 0 | 0 | 0 | 0 | 0 | 0 | 0 | 0 | 4389.6009 | 0 | 0 | 0 | 0 | -16140.2391 | 174791.506 | 0 | 0 | 0 | 0 | 0 | 0 | 0 | 0 | 0 | 0 | 0 | 0 | 0 | 0
2016-08-15 01:00 | 0 | 0 | 0 | 0 | 0 | 407740.2303 | 173039.5287 | 594043 | 0 | 0 | 0 | 115841.8306 | 1978611.85 | 0 | 0 | 0 | 0 | 0 | 0 | 0 | 0 | 0 | 4389.5833 | 0 | 0 | 0 | 0 | -71488.5639 | 58225.3229 | 0 | 0 | 0 | 0 | 0 | 0 | 0 | 0 | 0 | 0 | 0 | 0 | 0 | 0
2016-08-15 02:00 | 0 | 0 | 0 | 0 | 0 | 473364.1892 | 1919.5824 | 565864 | 0 | 0 | 0 | 71488.5639 | 1932384.8884 | 0 | 0 | 0 | 0 | 0 | 0 | 0 | 0 | 0 | 4389.5658 | 0 | 0 | 0 | 0 | -44353.2667 | 174791.506 | 221018.4677 | 0 | 0 | 0 | 0 | 0 | 0 | 0 | 0 | 0 | 0 | 0 | 0 | 0
2016-08-15 03:00 | 0 | 0 | 0 | 0 | 0 | 479358.4067 | 0 | 531803 | 0 | 0 | 0 | 0 | 1951428.859 | 0 | 0 | 0 | 0 | 0 | 0 | 0 | 0 | 0 | 4389.5482 | 0 | 0 | 0 | 0 | -71488.5639 | 174791.506 | 155747.5355 | 0 | 0 | 0 | 0 | 0 | 0 | 0 | 0 | 0 | 0 | 0 | 0 | 0
2016-08-15 04:00 | 0 | 0 | 0 | 0 | 0 | 453636.183 | 0 | 498640 | 0 | 0 | 0 | 0 | 1906425.0419 | 0 | 0 | 0 | 0 | 0 | 0 | 0 | 0 | 0 | 4389.5306 | 0 | 0 | 0 | 0 | 0 | 174791.506 | 219795.3231 | 0 | 0 | 0 | 0 | 0 | 0 | 0 | 0 | 0 | 0 | 0 | 0 | 0
2016-08-15 05:00 | 0 | 0 | 0 | 0 | 0 | 413448.3022 | 0 | 471763 | 0 | 0 | 0 | 0 | 1848110.3441 | 0 | 0 | 0 | 0 | 0 | 0 | 0 | 0 | 0 | 4389.5131 | 0 | 0 | 0 | 0 | 0 | 0 | 58314.6978 | 0 | 0 | 0 | 0 | 0 | 0 | 0 | 0 | 0 | 0 | 0 | 0 | 0
2016-08-15 06:00 | 0 | 0 | 0 | 0 | 0 | 363518.3637 | 0 | 448691 | 0 | 0 | 0 | 71488.5639 | 1691449.1439 | 0 | 0 | 0 | 0 | 0 | 0 | 0 | 0 | 0 | 4389.4955 | 0 | 0 | 0 | 0 | 71488.5639 | 116040.5662 | 272701.7664 | 0 | 0 | 0 | 0 | 0 | 0 | 0 | 0 | 0 | 0 | 0 | 0 | 0
2016-08-15 07:00 | 0 | 0 | 0 | 0 | 0 | 318755.2259 | 0 | 433241 | 0 | 0 | 0 | 0 | 1648451.9338 | 0 | 0 | 0 | 0 | 0 | 0 | 0 | 0 | 0 | 4389.478 | 0 | 0 | 0 | 0 | -71488.5639 | 174791.506 | 217788.7162 | 0 | 0 | 0 | 0 | 0 | 0 | 0 | 0 | 0 | 0 | 0 | 0 | 0
2016-08-15 08:00 | 0 | 0 | 0 | 0 | 0 | 293134.4502 | 0 | 426487 | 0 | 0 | 0 | 71488.5639 | 1443610.8201 | 0 | 0 | 0 | 0 | 0 | 0 | 0 | 0 | 0 | 4389.4604 | 0 | 0 | 0 | 0 | 71488.5639 | 67860.6527 | 272701.7664 | 0 | 0 | 0 | 0 | 0 | 0 | 0 | 0 | 0 | 0 | 0 | 0 | 0
2016-08-15 09:00 | 0 | 0 | 0 | 0 | 0 | 272390.0782 | 0 | 430827 | 0 | 0 | 0 | 142977.1278 | 1213685.3343 | 0 | 0 | 0 | 0 | 0 | 0 | 0 | 0 | 0 | 4389.4429 | 0 | 0 | 0 | 0 | 71488.5639 | 0 | 229925.4857 | 0 | 0 | 0 | 0 | 0 | 0 | 0 | 0 | 0 | 0 | 0 | 0 | 0
2016-08-15 10:00 | 0 | 0 | 0 | 0 | 0 | 253154.2385 | 0 | 448712 | 0 | 0 | 0 | 71488.5639 | 1089616.1367 | 0 | 0 | 0 | 0 | 0 | 0 | 0 | 0 | 0 | 4389.4253 | 0 | 0 | 0 | 0 | -71488.5639 | 0 | 124069.1976 | 0 | 0 | 0 | 0 | 0 | 0 | 0 | 0 | 0 | 0 | 0 | 0 | 0
2016-08-15 11:00 | 0 | 0 | 0 | 0 | 0 | 243561.6021 | 0 | 470395 | 0 | 0 | 0 | 117356.9324 | 816914.3703 | 0 | 0 | 0 | 0 | 0 | 0 | 0 | 0 | 0 | 4389.4077 | 0 | 0 | 0 | 0 | 45868.3685 | 0 | 272701.7664 | 0 | 0 | 0 | 0 | 0 | 0 | 0 | 0 | 0 | 0 | 0 | 0 | 0
2016-08-15 12:00 | 0 | 0 | 0 | 0 | 0 | 162381.2303 | 12667.2747 | 491924 | 0 | 0 | 0 | 71488.5639 | 545907.2438 | 0 | 0 | 0 | 0 | 0 | 0 | 0 | 0 | 0 | 4389.3902 | 0 | 0 | 0 | 0 | -45868.3685 | 1694.6399 | 272701.7664 | 0 | 0 | 0 | 0 | 0 | 0 | 0 | 0 | 0 | 0 | 0 | 0 | 0
2016-08-15 13:00 | 0 | 0 | 0 | 0 | 0 | 68186.8573 | 317239.2996 | 518273 | 0 | 0 | 0 | 0 | 484548.9646 | 0 | 0 | 0 | 0 | 0 | 0 | 0 | 0 | 0 | 4389.3726 | 0 | 0 | 0 | 0 | -71488.5639 | 0 | 61358.2792 | 0 | 0 | 0 | 0 | 0 | 0 | 0 | 0 | 0 | 0 | 0 | 0 | 0
2016-08-15 14:00 | 0 | 0 | 0 | 0 | 0 | 87434.0365 | 607745.4485 | 549237 | 0 | 0 | 0 | 0 | 630491.4496 | 0 | 0 | 0 | 0 | 0 | 0 | 0 | 0 | 0 | 4389.3551 | 0 | 0 | 0 | 0 | 0 | 145942.485 | 0 | 0 | 0 | 0 | 0 | 0 | 0 | 0 | 0 | 0 | 0 | 0 | 0 | 0
2016-08-15 15:00 | 0 | 0 | 0 | 0 | 0 | 12444.9716 | 741117.5344 | 578771 | 0 | 0 | 0 | 0 | 805282.9556 | 0 | 0 | 0 | 0 | 0 | 0 | 0 | 0 | 0 | 4389.3375 | 0 | 0 | 0 | 0 | 0 | 174791.506 | 0 | 0 | 0 | 0 | 0 | 0 | 0 | 0 | 0 | 0 | 0 | 0 | 0 | 0
2016-08-15 16:00 | 0 | 0 | 0 | 0 | 0 | 0 | 811492.9549 | 603983 | 0 | 0 | 0 | 32718.4489 | 980074.4617 | 0 | 0 | 0 | 0 | 0 | 0 | 0 | 0 | 0 | 4389.32 | 0 | 0 | 0 | 0 | 32718.4489 | 174791.506 | 0 | 0 | 0 | 0 | 0 | 0 | 0 | 0 | 0 | 0 | 0 | 0 | 0 | 0
2016-08-15 17:00 | 0 | 0 | 0 | 0 | 0 | 0 | 815640.4241 | 625189 | 0 | 0 | 0 | 48378.3669 | 1154865.9677 | 0 | 0 | 0 | 0 | 0 | 0 | 0 | 0 | 0 | 4389.3024 | 0 | 0 | 0 | 0 | 15659.918 | 174791.506 | 0 | 0 | 0 | 0 | 0 | 0 | 0 | 0 | 0 | 0 | 0 | 0 | 0 | 0
2016-08-15 18:00 | 0 | 0 | 0 | 0 | 0 | 77002.1442 | 809051.9257 | 639774 | 0 | 0 | 0 | 119866.9308 | 1329657.4738 | 0 | 0 | 0 | 0 | 0 | 0 | 0 | 0 | 0 | 4389.2848 | 0 | 0 | 0 | 0 | 71488.5639 | 174791.506 | 0 | 0 | 0 | 0 | 0 | 0 | 0 | 0 | 0 | 0 | 0 | 0 | 0 | 0
2016-08-15 19:00 | 0 | 0 | 0 | 0 | 0 | 89076.7184 | 800111.2885 | 650054 | 0 | 0 | 0 | 184209.4316 | 1504448.9798 | 0 | 0 | 0 | 0 | 0 | 0 | 0 | 0 | 0 | 4389.2673 | 0 | 0 | 0 | 0 | 64342.5008 | 174791.506 | 0 | 0 | 0 | 0 | 0 | 0 | 0 | 0 | 0 | 0 | 0 | 0 | 0 | 0
2016-08-15 20:00 | 0 | 0 | 0 | 0 | 0 | 52720.1608 | 799259.5472 | 657927 | 0 | 0 | 0 | 203470.6336 | 1679240.4858 | 0 | 0 | 0 | 0 | 0 | 0 | 0 | 0 | 0 | 4389.2497 | 0 | 0 | 0 | 0 | 19261.202 | 174791.506 | 0 | 0 | 0 | 0 | 0 | 0 | 0 | 0 | 0 | 0 | 0 | 0 | 0 | 0
2016-08-15 21:00 | 0 | 0 | 0 | 0 | 0 | 42410.1403 | 792359.3658 | 659978 | 0 | 0 | 0 | 203470.6336 | 1854031.9919 | 0 | 0 | 0 | 0 | 0 | 0 | 0 | 0 | 0 | 4389.2322 | 0 | 0 | 0 | 0 | 0 | 174791.506 | 0 | 0 | 0 | 0 | 0 | 0 | 0 | 0 | 0 | 0 | 0 | 0 | 0 | 0
2016-08-15 22:00 | 0 | 0 | 0 | 0 | 0 | 73915.2941 | 754681.212 | 653805 | 0 | 0 | 0 | 203470.6336 | 2028823.4979 | 0 | 0 | 0 | 0 | 0 | 0 | 0 | 0 | 0 | 4389.2146 | 0 | 0 | 0 | 0 | 0 | 174791.506 | 0 | 0 | 0 | 0 | 0 | 0 | 0 | 0 | 0 | 0 | 0 | 0 | 0 | 0
2016-08-15 23:00 | 0 | 0 | 0 | 0 | 0 | 102229.5353 | 666657.9455 | 641039 | 0 | 0 | 0 | 203470.6336 | 2156671.9788 | 0 | 0 | 0 | 0 | 0 | 0 | 0 | 0 | 0 | 4389.1971 | 0 | 0 | 0 | 0 | 0 | 127848.4809 | 0 | 0 | 0 | 0 | 0 | 0 | 0 | 0 | 0 | 0 | 0 | 0 | 0 | 0
2016-08-16 | 0 | 0 | 0 | 0 | 0 | 181871.5514 | 460876.3492 | 631686 | 0 | 0 | 0 | 203470.6336 | 2167733.8794 | 0 | 0 | 0 | 0 | 0 | 0 | 0 | 0 | 0 | 4389.1795 | 0 | 0 | 0 | 0 | 0 | 11061.9006 | 0 | 0 | 0 | 0 | 0 | 0 | 0 | 0 | 0 | 0 | 0 | 0 | 0 | 0
2016-08-16 01:00 | 0 | 0 | 0 | 0 | 0 | 370992.2149 | 153144.7846 | 615028 | 0 | 0 | 0 | 131982.0697 | 2148331.4428 | 0 | 0 | 0 | 0 | 0 | 0 | 0 | 0 | 0 | 4389.1619 | 0 | 0 | 0 | 0 | -71488.5639 | 0 | 19402.4366 | 0 | 0 | 0 | 0 | 0 | 0 | 0 | 0 | 0 | 0 | 0 | 0 | 0
2016-08-16 02:00 | 0 | 0 | 0 | 0 | 0 | 448470.5155 | 1362.1801 | 582698 | 0 | 0 | 0 | 203470.6336 | 1943977.5745 | 0 | 0 | 0 | 0 | 0 | 0 | 0 | 0 | 0 | 4389.1444 | 0 | 0 | 0 | 0 | 71488.5639 | 68347.8982 | 272701.7664 | 0 | 0 | 0 | 0 | 0 | 0 | 0 | 0 | 0 | 0 | 0 | 0 | 0
2016-08-16 03:00 | 0 | 0 | 0 | 0 | 0 | 443198.6606 | 0 | 545197 | 0 | 0 | 0 | 203470.6336 | 1841979.2352 | 0 | 0 | 0 | 0 | 0 | 0 | 0 | 0 | 0 | 4389.1268 | 0 | 0 | 0 | 0 | 0 | 0 | 101998.3394 | 0 | 0 | 0 | 0 | 0 | 0 | 0 | 0 | 0 | 0 | 0 | 0 | 0
2016-08-16 04:00 | 0 | 0 | 0 | 0 | 0 | 409366.02 | 0 | 509549 | 0 | 0 | 0 | 131982.0697 | 1813284.819 | 0 | 0 | 0 | 0 | 0 | 0 | 0 | 0 | 0 | 4389.1093 | 0 | 0 | 0 | 0 | -71488.5639 | 0 | 28694.4161 | 0 | 0 | 0 | 0 | 0 | 0 | 0 | 0 | 0 | 0 | 0 | 0 | 0
2016-08-16 05:00 | 0 | 0 | 0 | 0 | 0 | 367718.4377 | 0 | 478492 | 0 | 0 | 0 | 203470.6336 | 1631022.6929 | 0 | 0 | 0 | 0 | 0 | 0 | 0 | 0 | 0 | 4389.0917 | 0 | 0 | 0 | 0 | 71488.5639 | 0 | 182262.1261 | 0 | 0 | 0 | 0 | 0 | 0 | 0 | 0 | 0 | 0 | 0 | 0 | 0
2016-08-16 06:00 | 0 | 0 | 0 | 0 | 0 | 329146.254 | 0 | 454127 | 0 | 0 | 0 | 189788.3112 | 1519724.2692 | 0 | 0 | 0 | 0 | 0 | 0 | 0 | 0 | 0 | 4389.0742 | 0 | 0 | 0 | 0 | -13682.3223 | 0 | 111298.4237 | 0 | 0 | 0 | 0 | 0 | 0 | 0 | 0 | 0 | 0 | 0 | 0 | 0
2016-08-16 07:00 | 0 | 0 | 0 | 0 | 0 | 299614.8567 | 0 | 437248 | 0 | 0 | 0 | 118299.7473 | 1453579.6898 | 0 | 0 | 0 | 0 | 0 | 0 | 0 | 0 | 0 | 4389.0566 | 0 | 0 | 0 | 0 | -71488.5639 | 0 | 66144.5794 | 0 | 0 | 0 | 0 | 0 | 0 | 0 | 0 | 0 | 0 | 0 | 0 | 0
2016-08-16 08:00 | 0 | 0 | 0 | 0 | 0 | 284995.6563 | 0 | 429944 | 0 | 0 | 0 | 189788.3112 | 1237142.7822 | 0 | 0 | 0 | 0 | 0 | 0 | 0 | 0 | 0 | 4389.039 | 0 | 0 | 0 | 0 | 71488.5639 | 56264.8588 | 272701.7664 | 0 | 0 | 0 | 0 | 0 | 0 | 0 | 0 | 0 | 0 | 0 | 0 | 0
2016-08-16 09:00 | 0 | 0 | 0 | 0 | 0 | 265454.2743 | 0 | 434927 | 0 | 0 | 0 | 118299.7473 | 1139158.6203 | 0 | 0 | 0 | 0 | 0 | 0 | 0 | 0 | 0 | 4389.0215 | 0 | 0 | 0 | 0 | -71488.5639 | 0 | 97984.1619 | 0 | 0 | 0 | 0 | 0 | 0 | 0 | 0 | 0 | 0 | 0 | 0 | 0
2016-08-16 10:00 | 0 | 0 | 0 | 0 | 0 | 245762.973 | 0 | 453229 | 0 | 0 | 0 | 46811.1835 | 1003181.1572 | 0 | 0 | 0 | 0 | 0 | 0 | 0 | 0 | 0 | 4389.0039 | 0 | 0 | 0 | 0 | -71488.5639 | 136724.3033 | 272701.7664 | 0 | 0 | 0 | 0 | 0 | 0 | 0 | 0 | 0 | 0 | 0 | 0 | 0
2016-08-16 11:00 | 0 | 0 | 0 | 0 | 0 | 226882.9718 | 0 | 473966 | 0 | 0 | 0 | 71488.5639 | 730479.3908 | 0 | 0 | 0 | 0 | 0 | 0 | 0 | 0 | 0 | 5142.0726 | 0 | 0 | 0 | 0 | 24677.3804 | 0 | 272701.7664 | 0 | 0 | 0 | 0 | 0 | 0 | 0 | 0 | 0 | 0 | 941.3578 | 0 | 0
2016-08-16 12:00 | 0 | 0 | 0 | 0 | 0 | 138872.9213 | 9470.3582 | 495516 | 0 | 0 | 0 | 0 | 457777.6243 | 0 | 0 | 0 | 0 | 0 | 0 | 0 | 0 | 0 | 0 | 0 | 0 | 0 | 0 | -71488.5639 | 0 | 272701.7664 | 0 | 0 | 0 | 0 | 0 | 0 | 0 | 0 | 0 | 0 | 0 | 5142.0521 | 0
2016-08-16 13:00 | 0 | 0 | 0 | 0 | 0 | 51029.0856 | 290515.5706 | 521078 | 0 | 0 | 0 | 0 | 278244.2805 | 0 | 0 | 0 | 0 | 0 | 0 | 0 | 0 | 0 | 0 | 0 | 0 | 0 | 0 | 0 | 93168.4225 | 272701.7664 | 0 | 0 | 0 | 0 | 0 | 0 | 0 | 0 | 0 | 0 | 0 | 0 | 0
2016-08-16 14:00 | 0 | 0 | 0 | 0 | 0 | 55557.133 | 585711.4342 | 551975 | 0 | 0 | 0 | 0 | 367537.8476 | 0 | 0 | 0 | 0 | 0 | 0 | 0 | 0 | 0 | 0 | 0 | 0 | 0 | 0 | 0 | 89293.5671 | 0 | 0 | 0 | 0 | 0 | 0 | 0 | 0 | 0 | 0 | 0 | 0 | 0 | 0
2016-08-16 15:00 | 0 | 0 | 0 | 0 | 0 | 59899.0205 | 725873.7243 | 581844 | 0 | 0 | 0 | 29137.2388 | 542329.3536 | 0 | 0 | 0 | 0 | 0 | 0 | 0 | 0 | 0 | 0 | 0 | 0 | 0 | 0 | 29137.2388 | 174791.506 | 0 | 0 | 0 | 0 | 0 | 0 | 0 | 0 | 0 | 0 | 0 | 0 | 0 | 0
2016-08-16 16:00 | 0 | 0 | 0 | 0 | 0 | 53092.259 | 800567.8195 | 607904 | 0 | 0 | 0 | 100101.8112 | 717120.8597 | 0 | 0 | 0 | 0 | 0 | 0 | 0 | 0 | 0 | 0 | 0 | 0 | 0 | 0 | 70964.5724 | 174791.506 | 0 | 0 | 0 | 0 | 0 | 0 | 0 | 0 | 0 | 0 | 0 | 0 | 0 | 0
2016-08-16 17:00 | 0 | 0 | 0 | 0 | 0 | 20528.0509 | 809123.2289 | 629406 | 0 | 0 | 0 | 125555.585 | 891912.3657 | 0 | 0 | 0 | 0 | 0 | 0 | 0 | 0 | 0 | 0 | 0 | 0 | 0 | 0 | 25453.7738 | 174791.506 | 0 | 0 | 0 | 0 | 0 | 0 | 0 | 0 | 0 | 0 | 0 | 0 | 0 | 0
2016-08-16 18:00 | 0 | 0 | 0 | 0 | 0 | 56188.7577 | 804581.1739 | 645681 | 0 | 0 | 0 | 165853.0105 | 1066703.8717 | 0 | 0 | 0 | 0 | 0 | 0 | 0 | 0 | 0 | 0 | 0 | 0 | 0 | 0 | 40297.4255 | 174791.506 | 0 | 0 | 0 | 0 | 0 | 0 | 0 | 0 | 0 | 0 | 0 | 0 | 0 | 0
2016-08-16 19:00 | 0 | 0 | 0 | 0 | 0 | 61624.867 | 792672.0609 | 655792 | 0 | 0 | 0 | 189566.4324 | 1241495.3778 | 0 | 0 | 0 | 0 | 0 | 0 | 0 | 0 | 0 | 0 | 0 | 0 | 0 | 0 | 23713.4219 | 174791.506 | 0 | 0 | 0 | 0 | 0 | 0 | 0 | 0 | 0 | 0 | 0 | 0 | 0 | 0
2016-08-16 20:00 | 0 | 0 | 0 | 0 | 0 | 65964.0929 | 785512.6143 | 662781 | 0 | 0 | 0 | 203470.6336 | 1416286.8838 | 0 | 0 | 0 | 0 | 0 | 0 | 0 | 0 | 0 | 0 | 0 | 0 | 0 | 0 | 13904.2011 | 174791.506 | 0 | 0 | 0 | 0 | 0 | 0 | 0 | 0 | 0 | 0 | 0 | 0 | 0 | 0
2016-08-16 21:00 | 0 | 0 | 0 | 0 | 0 | 68507.1568 | 769027.3365 | 666103 | 0 | 0 | 0 | 200110.6208 | 1591078.3899 | 0 | 0 | 0 | 0 | 0 | 0 | 0 | 0 | 0 | 0 | 0 | 0 | 0 | 0 | -3360.0128 | 174791.506 | 0 | 0 | 0 | 0 | 0 | 0 | 0 | 0 | 0 | 0 | 0 | 0 | 0 | 0
2016-08-16 22:00 | 0 | 0 | 0 | 0 | 0 | 71959.1264 | 728173.3767 | 660448 | 0 | 0 | 0 | 203470.6336 | 1727402.8801 | 0 | 0 | 0 | 0 | 0 | 0 | 0 | 0 | 0 | 0 | 0 | 0 | 0 | 0 | 3360.0128 | 136324.4903 | 0 | 0 | 0 | 0 | 0 | 0 | 0 | 0 | 0 | 0 | 0 | 0 | 0 | 0
2016-08-16 23:00 | 0 | 0 | 0 | 0 | 0 | 83505.1544 | 622520.2974 | 649221 | 0 | 0 | 0 | 203470.6336 | 1784207.3319 | 0 | 0 | 0 | 0 | 0 | 0 | 0 | 0 | 0 | 0 | 0 | 0 | 0 | 0 | 0 | 56804.4518 | 0 | 0 | 0 | 0 | 0 | 0 | 0 | 0 | 0 | 0 | 0 | 0 | 0 | 0
2016-08-17 | 0 | 0 | 0 | 0 | 0 | 148294.0028 | 459335.5661 | 639748 | 0 | 0 | 0 | 171352.2025 | 1784207.3319 | 0 | 0 | 0 | 0 | 0 | 0 | 0 | 0 | 0 | 0 | 0 | 0 | 0 | 0 | -32118.4311 | 0 | 0 | 0 | 0 | 0 | 0 | 0 | 0 | 0 | 0 | 0 | 0 | 0 | 0 | 0
2016-08-17 01:00 | 0 | 0 | 0 | 0 | 0 | 321586.8975 | 155564.6428 | 622478 | 0 | 0 | 0 | 99863.6386 | 1710369.4362 | 0 | 0 | 0 | 0 | 0 | 0 | 0 | 0 | 0 | 0 | 0 | 0 | 0 | 0 | -71488.5639 | 0 | 73837.8958 | 0 | 0 | 0 | 0 | 0 | 0 | 0 | 0 | 0 | 0 | 0 | 0 | 0
2016-08-17 02:00 | 0 | 0 | 0 | 0 | 0 | 452596.2065 | 1079.5156 | 589902 | 0 | 0 | 0 | 88044.3252 | 1585962.4716 | 0 | 0 | 0 | 0 | 0 | 0 | 0 | 0 | 0 | 0 | 0 | 0 | 0 | 0 | -11819.3134 | 148294.8019 | 272701.7664 | 0 | 0 | 0 | 0 | 0 | 0 | 0 | 0 | 0 | 0 | 0 | 0 | 0
2016-08-17 03:00 | 0 | 0 | 0 | 0 | 0 | 502047.0824 | 0 | 551696 | 0 | 0 | 0 | 16555.7613 | 1607802.1179 | 0 | 0 | 0 | 0 | 0 | 0 | 0 | 0 | 0 | 0 | 0 | 0 | 0 | 0 | -71488.5639 | 21839.6463 | 0 | 0 | 0 | 0 | 0 | 0 | 0 | 0 | 0 | 0 | 0 | 0 | 0 | 0
2016-08-17 04:00 | 0 | 0 | 0 | 0 | 0 | 499842.2387 | 0 | 516398 | 0 | 0 | 0 | 0 | 1607802.1179 | 0 | 0 | 0 | 0 | 0 | 0 | 0 | 0 | 0 | 0 | 0 | 0 | 0 | 0 | -16555.7613 | 0 | 0 | 0 | 0 | 0 | 0 | 0 | 0 | 0 | 0 | 0 | 0 | 0 | 0 | 0
2016-08-17 05:00 | 0 | 0 | 0 | 0 | 0 | 476506.7138 | 0 | 486058 | 0 | 0 | 0 | 0 | 1598250.8317 | 0 | 0 | 0 | 0 | 0 | 0 | 0 | 0 | 0 | 0 | 0 | 0 | 0 | 0 | 0 | 174791.506 | 184342.7922 | 0 | 0 | 0 | 0 | 0 | 0 | 0 | 0 | 0 | 0 | 0 | 0 | 0
2016-08-17 06:00 | 0 | 0 | 0 | 0 | 0 | 440229.5238 | 0 | 460748 | 0 | 0 | 0 | 0 | 1577732.3555 | 0 | 0 | 0 | 0 | 0 | 0 | 0 | 0 | 0 | 0 | 0 | 0 | 0 | 0 | 0 | 0 | 20518.4762 | 0 | 0 | 0 | 0 | 0 | 0 | 0 | 0 | 0 | 0 | 0 | 0 | 0
2016-08-17 07:00 | 0 | 0 | 0 | 0 | 0 | 401347.9918 | 0 | 442708 | 0 | 0 | 0 | 0 | 1536372.3473 | 0 | 0 | 0 | 0 | 0 | 0 | 0 | 0 | 0 | 0 | 0 | 0 | 0 | 0 | 0 | 0 | 41360.0082 | 0 | 0 | 0 | 0 | 0 | 0 | 0 | 0 | 0 | 0 | 0 | 0 | 0
2016-08-17 08:00 | 0 | 0 | 0 | 0 | 0 | 368672.6067 | 0 | 435260 | 0 | 0 | 0 | 71488.5639 | 1398296.3901 | 0 | 0 | 0 | 0 | 0 | 0 | 0 | 0 | 0 | 0 | 0 | 0 | 0 | 0 | 71488.5639 | 0 | 138075.9572 | 0 | 0 | 0 | 0 | 0 | 0 | 0 | 0 | 0 | 0 | 0 | 0 | 0
2016-08-17 09:00 | 0 | 0 | 0 | 0 | 0 | 338220.4059 | 0 | 439205 | 0 | 0 | 0 | 142977.1278 | 1225823.2321 | 0 | 0 | 0 | 0 | 0 | 0 | 0 | 0 | 0 | 0 | 0 | 0 | 0 | 0 | 71488.5639 | 100228.6084 | 272701.7664 | 0 | 0 | 0 | 0 | 0 | 0 | 0 | 0 | 0 | 0 | 0 | 0 | 0
2016-08-17 10:00 | 0 | 0 | 0 | 0 | 0 | 308685.3727 | 0 | 458406 | 0 | 0 | 0 | 71488.5639 | 1147591.1687 | 0 | 0 | 0 | 0 | 0 | 0 | 0 | 0 | 0 | 0 | 0 | 0 | 0 | 0 | -71488.5639 | 0 | 78232.0634 | 0 | 0 | 0 | 0 | 0 | 0 | 0 | 0 | 0 | 0 | 0 | 0 | 0
2016-08-17 11:00 | 0 | 0 | 0 | 0 | 0 | 283125.4076 | 0 | 480095 | 0 | 0 | 0 | 21304.7844 | 1000805.3558 | 0 | 0 | 0 | 0 | 0 | 0 | 0 | 0 | 0 | 0 | 0 | 0 | 0 | 0 | -50183.7795 | 0 | 146785.8128 | 0 | 0 | 0 | 0 | 0 | 0 | 0 | 0 | 0 | 0 | 0 | 0 | 0
2016-08-17 12:00 | 0 | 0 | 0 | 0 | 0 | 191509.0271 | 12886.4221 | 498402 | 0 | 0 | 0 | 0 | 728103.5894 | 0 | 0 | 0 | 0 | 0 | 0 | 0 | 0 | 0 | 0 | 0 | 0 | 0 | 0 | -21304.7844 | 0 | 272701.7664 | 0 | 0 | 0 | 0 | 0 | 0 | 0 | 0 | 0 | 0 | 0 | 0 | 0
2016-08-17 13:00 | 0 | 0 | 0 | 0 | 0 | 72704.985 | 267298.2149 | 521282 | 0 | 0 | 0 | 0 | 546824.7894 | 0 | 0 | 0 | 0 | 0 | 0 | 0 | 0 | 0 | 0 | 0 | 0 | 0 | 0 | 0 | 91422.9664 | 272701.7664 | 0 | 0 | 0 | 0 | 0 | 0 | 0 | 0 | 0 | 0 | 0 | 0 | 0
2016-08-17 14:00 | 0 | 0 | 0 | 0 | 0 | 70280.6604 | 571461.7809 | 549024 | 0 | 0 | 0 | 0 | 639543.2307 | 0 | 0 | 0 | 0 | 0 | 0 | 0 | 0 | 0 | 0 | 0 | 0 | 0 | 0 | 0 | 92718.4414 | 0 | 0 | 0 | 0 | 0 | 0 | 0 | 0 | 0 | 0 | 0 | 0 | 0 | 0
2016-08-17 15:00 | 0 | 0 | 0 | 0 | 0 | 92409.841 | 706489.5348 | 576883 | 0 | 0 | 0 | 47224.8698 | 814334.7368 | 0 | 0 | 0 | 0 | 0 | 0 | 0 | 0 | 0 | 0 | 0 | 0 | 0 | 0 | 47224.8698 | 174791.506 | 0 | 0 | 0 | 0 | 0 | 0 | 0 | 0 | 0 | 0 | 0 | 0 | 0 | 0
2016-08-17 16:00 | 0 | 0 | 0 | 0 | 0 | 72815.3579 | 775945.7121 | 602481 | 0 | 0 | 0 | 118713.4337 | 989126.2428 | 0 | 0 | 0 | 0 | 0 | 0 | 0 | 0 | 0 | 0 | 0 | 0 | 0 | 0 | 71488.5639 | 174791.506 | 0 | 0 | 0 | 0 | 0 | 0 | 0 | 0 | 0 | 0 | 0 | 0 | 0 | 0
2016-08-17 17:00 | 0 | 0 | 0 | 0 | 0 | 64037.467 | 780526.7549 | 624699 | 0 | 0 | 0 | 163787.1495 | 1163917.7489 | 0 | 0 | 0 | 0 | 0 | 0 | 0 | 0 | 0 | 0 | 0 | 0 | 0 | 0 | 45073.7159 | 174791.506 | 0 | 0 | 0 | 0 | 0 | 0 | 0 | 0 | 0 | 0 | 0 | 0 | 0 | 0
2016-08-17 18:00 | 0 | 0 | 0 | 0 | 0 | 81675.2031 | 768340.4707 | 642586 | 0 | 0 | 0 | 196425.3173 | 1338709.2549 | 0 | 0 | 0 | 0 | 0 | 0 | 0 | 0 | 0 | 0 | 0 | 0 | 0 | 0 | 32638.1678 | 174791.506 | 0 | 0 | 0 | 0 | 0 | 0 | 0 | 0 | 0 | 0 | 0 | 0 | 0 | 0
2016-08-17 19:00 | 0 | 0 | 0 | 0 | 0 | 86774.1238 | 750554.6985 | 655492 | 0 | 0 | 0 | 203470.6336 | 1513500.7609 | 0 | 0 | 0 | 0 | 0 | 0 | 0 | 0 | 0 | 0 | 0 | 0 | 0 | 0 | 7045.3162 | 174791.506 | 0 | 0 | 0 | 0 | 0 | 0 | 0 | 0 | 0 | 0 | 0 | 0 | 0 | 0
2016-08-17 20:00 | 0 | 0 | 0 | 0 | 0 | 94174.5493 | 733168.0363 | 665307 | 0 | 0 | 0 | 203470.6336 | 1675536.3465 | 0 | 0 | 0 | 0 | 0 | 0 | 0 | 0 | 0 | 0 | 0 | 0 | 0 | 0 | 0 | 162035.5856 | 0 | 0 | 0 | 0 | 0 | 0 | 0 | 0 | 0 | 0 | 0 | 0 | 0 | 0
2016-08-17 21:00 | 0 | 0 | 0 | 0 | 0 | 103681.4542 | 706207.906 | 668430 | 0 | 0 | 0 | 203470.6336 | 1816995.7067 | 0 | 0 | 0 | 0 | 0 | 0 | 0 | 0 | 0 | 0 | 0 | 0 | 0 | 0 | 0 | 141459.3602 | 0 | 0 | 0 | 0 | 0 | 0 | 0 | 0 | 0 | 0 | 0 | 0 | 0 | 0
2016-08-17 22:00 | 0 | 0 | 0 | 0 | 0 | 121829.3983 | 659097.5164 | 661194 | 0 | 0 | 0 | 167513.0343 | 1972686.2207 | 0 | 0 | 0 | 0 | 0 | 0 | 0 | 0 | 0 | 0 | 0 | 0 | 0 | 0 | -35957.5992 | 155690.514 | 0 | 0 | 0 | 0 | 0 | 0 | 0 | 0 | 0 | 0 | 0 | 0 | 0 | 0
2016-08-17 23:00 | 0 | 0 | 0 | 0 | 0 | 162371.8688 | 565329.7459 | 646276 | 0 | 0 | 0 | 96024.4705 | 2125600.3992 | 0 | 0 | 0 | 0 | 0 | 0 | 0 | 0 | 0 | 0 | 0 | 0 | 0 | 0 | -71488.5639 | 152914.1785 | 0 | 0 | 0 | 0 | 0 | 0 | 0 | 0 | 0 | 0 | 0 | 0 | 0 | 0
2016-08-18 | 0 | 0 | 0 | 0 | 0 | 277941.7336 | 403027.9238 | 634017 | 0 | 0 | 0 | 142977.1278 | 2125600.3992 | 0 | 0 | 0 | 0 | 0 | 0 | 0 | 0 | 0 | 0 | 0 | 0 | 0 | 0 | 46952.6573 | 0 | 0 | 0 | 0 | 0 | 0 | 0 | 0 | 0 | 0 | 0 | 0 | 0 | 0 | 0
2016-08-18 01:00 | 0 | 0 | 0 | 0 | 0 | 491099.3651 | 140822.7501 | 614945 | 0 | 0 | 0 | 71488.5639 | 2214066.0783 | 0 | 0 | 0 | 0 | 0 | 0 | 0 | 0 | 0 | 0 | 0 | 0 | 0 | 0 | -71488.5639 | 88465.6791 | 0 | 0 | 0 | 0 | 0 | 0 | 0 | 0 | 0 | 0 | 0 | 0 | 0 | 0
2016-08-18 02:00 | 0 | 0 | 0 | 0 | 0 | 585960.0936 | 896.1434 | 582294 | 0 | 0 | 0 | 0 | 2290116.8792 | 0 | 0 | 0 | 0 | 0 | 0 | 0 | 0 | 0 | 0 | 0 | 0 | 0 | 0 | -71488.5639 | 76050.8009 | 0 | 0 | 0 | 0 | 0 | 0 | 0 | 0 | 0 | 0 | 0 | 0 | 0 | 0
2016-08-18 03:00 | 0 | 0 | 0 | 0 | 0 | 592328.4665 | 0 | 543538 | 0 | 0 | 0 | 0 | 2338907.3457 | 0 | 0 | 0 | 0 | 0 | 0 | 0 | 0 | 0 | 0 | 0 | 0 | 0 | 0 | 0 | 48790.4665 | 0 | 0 | 0 | 0 | 0 | 0 | 0 | 0 | 0 | 0 | 0 | 0 | 0 | 0
2016-08-18 04:00 | 0 | 0 | 0 | 0 | 0 | 561487.8215 | 0 | 507707 | 0 | 0 | 0 | 71488.5639 | 2321199.6034 | 0 | 0 | 0 | 0 | 0 | 0 | 0 | 0 | 0 | 0 | 0 | 0 | 0 | 0 | 71488.5639 | 0 | 17707.7423 | 0 | 0 | 0 | 0 | 0 | 0 | 0 | 0 | 0 | 0 | 0 | 0 | 0
2016-08-18 05:00 | 0 | 0 | 0 | 0 | 0 | 515764.2745 | 0 | 476687 | 0 | 0 | 0 | 0 | 2431765.4418 | 0 | 0 | 0 | 0 | 0 | 0 | 0 | 0 | 0 | 0 | 0 | 0 | 0 | 0 | -71488.5639 | 110565.8384 | 0 | 0 | 0 | 0 | 0 | 0 | 0 | 0 | 0 | 0 | 0 | 0 | 0 | 0
2016-08-18 06:00 | 0 | 0 | 0 | 0 | 0 | 465588.1312 | 0 | 452939 | 0 | 0 | 0 | 71488.5639 | 2372926.0091 | 0 | 0 | 0 | 0 | 0 | 0 | 0 | 0 | 0 | 0 | 0 | 0 | 0 | 0 | 71488.5639 | 174791.506 | 233630.9387 | 0 | 0 | 0 | 0 | 0 | 0 | 0 | 0 | 0 | 0 | 0 | 0 | 0
2016-08-18 07:00 | 0 | 0 | 0 | 0 | 0 | 421967.6984 | 0 | 435719 | 0 | 0 | 0 | 57737.2623 | 2372926.0091 | 0 | 0 | 0 | 0 | 0 | 0 | 0 | 0 | 0 | 0 | 0 | 0 | 0 | 0 | -13751.3016 | 0 | 0 | 0 | 0 | 0 | 0 | 0 | 0 | 0 | 0 | 0 | 0 | 0 | 0 | 0
2016-08-18 08:00 | 0 | 0 | 0 | 0 | 0 | 370030.7377 | 0 | 427768 | 0 | 0 | 0 | 0 | 2372926.0091 | 0 | 0 | 0 | 0 | 0 | 0 | 0 | 0 | 0 | 0 | 0 | 0 | 0 | 0 | -57737.2623 | 0 | 0 | 0 | 0 | 0 | 0 | 0 | 0 | 0 | 0 | 0 | 0 | 0 | 0 | 0
2016-08-18 09:00 | 0 | 0 | 0 | 0 | 0 | 358939.127 | 0 | 433040 | 0 | 0 | 0 | 23809.3873 | 2275015.7487 | 0 | 0 | 0 | 0 | 0 | 0 | 0 | 0 | 0 | 0 | 0 | 0 | 0 | 0 | 23809.3873 | 174791.506 | 272701.7664 | 0 | 0 | 0 | 0 | 0 | 0 | 0 | 0 | 0 | 0 | 0 | 0 | 0
2016-08-18 10:00 | 0 | 0 | 0 | 0 | 0 | 332580.9313 | 0 | 452116 | 0 | 0 | 0 | 0 | 2179290.0674 | 0 | 0 | 0 | 0 | 0 | 0 | 0 | 0 | 0 | 0 | 0 | 0 | 0 | 0 | -23809.3873 | 174791.506 | 270517.1874 | 0 | 0 | 0 | 0 | 0 | 0 | 0 | 0 | 0 | 0 | 0 | 0 | 0
2016-08-18 11:00 | 0 | 0 | 0 | 0 | 0 | 312600.5895 | 0 | 472052 | 0 | 0 | 0 | 71488.5639 | 1948350.093 | 0 | 0 | 0 | 0 | 0 | 0 | 0 | 0 | 0 | 0 | 0 | 0 | 0 | 0 | 71488.5639 | 0 | 230939.9743 | 0 | 0 | 0 | 0 | 0 | 0 | 0 | 0 | 0 | 0 | 0 | 0 | 0
2016-08-18 12:00 | 0 | 0 | 0 | 0 | 0 | 211245.972 | 11549.1784 | 491223 | 0 | 0 | 0 | 0 | 1751410.8073 | 0 | 0 | 0 | 0 | 0 | 0 | 0 | 0 | 0 | 0 | 0 | 0 | 0 | 0 | -71488.5639 | 75762.4807 | 272701.7664 | 0 | 0 | 0 | 0 | 0 | 0 | 0 | 0 | 0 | 0 | 0 | 0 | 0
2016-08-18 13:00 | 0 | 0 | 0 | 0 | 0 | 125861.4466 | 216089.5347 | 514763 | 0 | 0 | 0 | 0 | 1578598.7886 | 0 | 0 | 0 | 0 | 0 | 0 | 0 | 0 | 0 | 0 | 0 | 0 | 0 | 0 | 0 | 99889.7477 | 272701.7664 | 0 | 0 | 0 | 0 | 0 | 0 | 0 | 0 | 0 | 0 | 0 | 0 | 0
2016-08-18 14:00 | 0 | 0 | 0 | 0 | 0 | 19718.6457 | 523689.3543 | 543408 | 0 | 0 | 0 | 0 | 1578598.7886 | 0 | 0 | 0 | 0 | 0 | 0 | 0 | 0 | 0 | 0 | 0 | 0 | 0 | 0 | 0 | 0 | 0 | 0 | 0 | 0 | 0 | 0 | 0 | 0 | 0 | 0 | 0 | 0 | 0 | 0
2016-08-18 15:00 | 0 | 0 | 0 | 0 | 0 | 0 | 671248.0132 | 573296 | 0 | 0 | 0 | 71488.5639 | 1605062.2379 | 0 | 0 | 0 | 0 | 0 | 0 | 0 | 0 | 0 | 0 | 0 | 0 | 0 | 0 | 71488.5639 | 26463.4493 | 0 | 0 | 0 | 0 | 0 | 0 | 0 | 0 | 0 | 0 | 0 | 0 | 0 | 0
2016-08-18 16:00 | 0 | 0 | 0 | 0 | 0 | 0 | 735527.6854 | 600194 | 0 | 0 | 0 | 32030.7433 | 1779853.7439 | 0 | 0 | 0 | 0 | 0 | 0 | 0 | 0 | 0 | 0 | 0 | 0 | 0 | 0 | -39457.8206 | 174791.506 | 0 | 0 | 0 | 0 | 0 | 0 | 0 | 0 | 0 | 0 | 0 | 0 | 0 | 0
2016-08-18 17:00 | 0 | 0 | 0 | 0 | 0 | 0 | 736868.0875 | 623965 | 0 | 0 | 0 | 0 | 1924787.5747 | 0 | 0 | 0 | 0 | 0 | 0 | 0 | 0 | 0 | 0 | 0 | 0 | 0 | 0 | -32030.7433 | 144933.8307 | 0 | 0 | 0 | 0 | 0 | 0 | 0 | 0 | 0 | 0 | 0 | 0 | 0 | 0
2016-08-18 18:00 | 0 | 0 | 0 | 0 | 0 | 0 | 722922.1333 | 642152 | 0 | 0 | 0 | 71488.5639 | 1934069.1441 | 0 | 0 | 0 | 0 | 0 | 0 | 0 | 0 | 0 | 0 | 0 | 0 | 0 | 0 | 71488.5639 | 9281.5694 | 0 | 0 | 0 | 0 | 0 | 0 | 0 | 0 | 0 | 0 | 0 | 0 | 0 | 0
2016-08-18 19:00 | 0 | 0 | 0 | 0 | 0 | 0 | 702505.9301 | 654155 | 0 | 0 | 0 | 0 | 2053908.6381 | 0 | 0 | 0 | 0 | 0 | 0 | 0 | 0 | 0 | 0 | 0 | 0 | 0 | 0 | -71488.5639 | 119839.494 | 0 | 0 | 0 | 0 | 0 | 0 | 0 | 0 | 0 | 0 | 0 | 0 | 0 | 0
2016-08-18 20:00 | 0 | 0 | 0 | 0 | 0 | 50455.4407 | 682192.1232 | 661159 | 0 | 0 | 0 | 71488.5639 | 2053908.6381 | 0 | 0 | 0 | 0 | 0 | 0 | 0 | 0 | 0 | 0 | 0 | 0 | 0 | 0 | 71488.5639 | 0 | 0 | 0 | 0 | 0 | 0 | 0 | 0 | 0 | 0 | 0 | 0 | 0 | 0 | 0
2016-08-18 21:00 | 0 | 0 | 0 | 0 | 0 | 0 | 654746.6279 | 661487 | 0 | 0 | 0 | 0 | 2118656.8299 | 0 | 0 | 0 | 0 | 0 | 0 | 0 | 0 | 0 | 0 | 0 | 0 | 0 | 0 | -71488.5639 | 64748.1918 | 0 | 0 | 0 | 0 | 0 | 0 | 0 | 0 | 0 | 0 | 0 | 0 | 0 | 0
2016-08-18 22:00 | 0 | 0 | 0 | 0 | 0 | 121311.9309 | 611415.5069 | 652540 | 0 | 0 | 0 | 71488.5639 | 2127355.7038 | 0 | 0 | 0 | 0 | 0 | 0 | 0 | 0 | 0 | 0 | 0 | 0 | 0 | 0 | 71488.5639 | 8698.8739 | 0 | 0 | 0 | 0 | 0 | 0 | 0 | 0 | 0 | 0 | 0 | 0 | 0 | 0
2016-08-18 23:00 | 0 | 0 | 0 | 0 | 0 | 39367.0066 | 526264.4295 | 637120 | 0 | 0 | 0 | 0 | 2127355.7038 | 0 | 0 | 0 | 0 | 0 | 0 | 0 | 0 | 0 | 0 | 0 | 0 | 0 | 0 | -71488.5639 | 0 | 0 | 0 | 0 | 0 | 0 | 0 | 0 | 0 | 0 | 0 | 0 | 0 | 0 | 0
2016-08-19 | 0 | 0 | 0 | 0 | 0 | 372046.4002 | 377016.3302 | 625313 | 0 | 0 | 0 | 2536.7921 | 2248568.642 | 0 | 0 | 0 | 0 | 0 | 0 | 0 | 0 | 0 | 0 | 0 | 0 | 0 | 0 | 2536.7921 | 121212.9382 | 0 | 0 | 0 | 0 | 0 | 0 | 0 | 0 | 0 | 0 | 0 | 0 | 0 | 0
2016-08-19 01:00 | 0 | 0 | 0 | 0 | 0 | 477247.2519 | 128686.956 | 608471 | 0 | 0 | 0 | 0 | 2248568.642 | 0 | 0 | 0 | 0 | 0 | 0 | 0 | 0 | 0 | 0 | 0 | 0 | 0 | 0 | -2536.7921 | 0 | 0 | 0 | 0 | 0 | 0 | 0 | 0 | 0 | 0 | 0 | 0 | 0 | 0 | 0
2016-08-19 02:00 | 0 | 0 | 0 | 0 | 0 | 478483.3035 | 844.4362 | 577238 | 0 | 0 | 0 | 0 | 2150658.3816 | 0 | 0 | 0 | 0 | 0 | 0 | 0 | 0 | 0 | 0 | 0 | 0 | 0 | 0 | 0 | 174791.506 | 272701.7664 | 0 | 0 | 0 | 0 | 0 | 0 | 0 | 0 | 0 | 0 | 0 | 0 | 0
2016-08-19 03:00 | 0 | 0 | 0 | 0 | 0 | 449085.5761 | 0 | 539195 | 0 | 0 | 0 | 71488.5639 | 1989060.3938 | 0 | 0 | 0 | 0 | 0 | 0 | 0 | 0 | 0 | 0 | 0 | 0 | 0 | 0 | 71488.5639 | 0 | 161597.9878 | 0 | 0 | 0 | 0 | 0 | 0 | 0 | 0 | 0 | 0 | 0 | 0 | 0
2016-08-19 04:00 | 0 | 0 | 0 | 0 | 0 | 416171.504 | 0 | 504080 | 0 | 0 | 0 | 142977.1278 | 1829663.3339 | 0 | 0 | 0 | 0 | 0 | 0 | 0 | 0 | 0 | 0 | 0 | 0 | 0 | 0 | 71488.5639 | 0 | 159397.0599 | 0 | 0 | 0 | 0 | 0 | 0 | 0 | 0 | 0 | 0 | 0 | 0 | 0
2016-08-19 05:00 | 0 | 0 | 0 | 0 | 0 | 379399.8561 | 0 | 473150 | 0 | 0 | 0 | 71488.5639 | 1807401.7539 | 0 | 0 | 0 | 0 | 0 | 0 | 0 | 0 | 0 | 0 | 0 | 0 | 0 | 0 | -71488.5639 | 0 | 22261.58 | 0 | 0 | 0 | 0 | 0 | 0 | 0 | 0 | 0 | 0 | 0 | 0 | 0
2016-08-19 06:00 | 0 | 0 | 0 | 0 | 0 | 104912.6697 | 0 | 449103 | 0 | 0 | 0 | 0 | 1534699.9875 | 0 | 0 | 0 | 0 | 0 | 0 | 0 | 0 | 0 | 0 | 0 | 0 | 0 | 0 | -71488.5639 | 0 | 272701.7664 | 0 | 0 | 0 | 0 | 0 | 0 | 0 | 0 | 0 | 0 | 0 | 0 | 0
2016-08-19 07:00 | 0 | 0 | 0 | 0 | 0 | 315275.3862 | 0 | 431993 | 0 | 0 | 0 | 60493.5058 | 1357488.8679 | 0 | 0 | 0 | 0 | 0 | 0 | 0 | 0 | 0 | 0 | 0 | 0 | 0 | 0 | 60493.5058 | 95490.6469 | 272701.7664 | 0 | 0 | 0 | 0 | 0 | 0 | 0 | 0 | 0 | 0 | 0 | 0 | 0
2016-08-19 08:00 | 0 | 0 | 0 | 0 | 0 | 293839.1686 | 0 | 424279 | 0 | 0 | 0 | 131982.0697 | 1155560.4727 | 0 | 0 | 0 | 0 | 0 | 0 | 0 | 0 | 0 | 0 | 0 | 0 | 0 | 0 | 71488.5639 | 0 | 201928.3952 | 0 | 0 | 0 | 0 | 0 | 0 | 0 | 0 | 0 | 0 | 0 | 0 | 0
2016-08-19 09:00 | 0 | 0 | 0 | 0 | 0 | 227429.7975 | 0 | 428643 | 0 | 0 | 0 | 203470.6336 | 882858.7063 | 0 | 0 | 0 | 0 | 0 | 0 | 0 | 0 | 0 | 0 | 0 | 0 | 0 | 0 | 71488.5639 | 0 | 272701.7664 | 0 | 0 | 0 | 0 | 0 | 0 | 0 | 0 | 0 | 0 | 0 | 0 | 0
2016-08-19 10:00 | 0 | 0 | 0 | 0 | 0 | 248328.6507 | 0 | 445811 | 0 | 0 | 0 | 159191.3528 | 729655.6377 | 0 | 0 | 0 | 0 | 0 | 0 | 0 | 0 | 0 | 0 | 0 | 0 | 0 | 0 | -44279.2808 | 0 | 153203.0685 | 0 | 0 | 0 | 0 | 0 | 0 | 0 | 0 | 0 | 0 | 0 | 0 | 0
2016-08-19 11:00 | 0 | 0 | 0 | 0 | 0 | 237092.5144 | 0 | 465515 | 0 | 0 | 0 | 203470.6336 | 456953.8713 | 0 | 0 | 0 | 0 | 0 | 0 | 0 | 0 | 0 | 0 | 0 | 0 | 0 | 0 | 44279.2808 | 0 | 272701.7664 | 0 | 0 | 0 | 0 | 0 | 0 | 0 | 0 | 0 | 0 | 0 | 0 | 0
2016-08-19 12:00 | 0 | 0 | 0 | 0 | 0 | 169771.655 | 5706.5059 | 485714 | 0 | 0 | 0 | 131982.0697 | 218206.5961 | 0 | 0 | 0 | 0 | 0 | 0 | 0 | 0 | 0 | 0 | 0 | 0 | 0 | 0 | -71488.5639 | 33954.4912 | 272701.7664 | 0 | 0 | 0 | 0 | 0 | 0 | 0 | 0 | 0 | 0 | 0 | 0 | 0
2016-08-19 13:00 | 0 | 0 | 0 | 0 | 0 | 0 | 220220.84 | 509916 | 0 | 0 | 0 | 60493.5058 | 0 | 0 | 0 | 0 | 0 | 0 | 0 | 0 | 0 | 0 | 0 | 0 | 0 | 0 | 0 | -71488.5639 | 54495.1703 | 272701.7664 | 0 | 0 | 0 | 0 | 0 | 0 | 0 | 0 | 0 | 0 | 0 | 0 | 0
2016-08-19 14:00 | 0 | 0 | 0 | 0 | 0 | 0 | 526637.3337 | 539855 | 0 | 0 | 0 | 0 | 47275.8395 | 0 | 0 | 0 | 0 | 0 | 0 | 0 | 0 | 0 | 0 | 0 | 0 | 0 | 0 | -60493.5058 | 47275.8395 | 0 | 0 | 0 | 0 | 0 | 0 | 0 | 0 | 0 | 0 | 0 | 0 | 0 | 0
2016-08-19 15:00 | 0 | 0 | 0 | 0 | 0 | 0 | 669907.6163 | 568155 | 0 | 0 | 0 | 0 | 149028.4557 | 0 | 0 | 0 | 0 | 0 | 0 | 0 | 0 | 0 | 0 | 0 | 0 | 0 | 0 | 0 | 101752.6163 | 0 | 0 | 0 | 0 | 0 | 0 | 0 | 0 | 0 | 0 | 0 | 0 | 0 | 0
2016-08-19 16:00 | 0 | 0 | 0 | 0 | 0 | 35085.8051 | 733019.7009 | 593314 | 0 | 0 | 0 | 0 | 323819.9618 | 0 | 0 | 0 | 0 | 0 | 0 | 0 | 0 | 0 | 0 | 0 | 0 | 0 | 0 | 0 | 174791.506 | 0 | 0 | 0 | 0 | 0 | 0 | 0 | 0 | 0 | 0 | 0 | 0 | 0 | 0
2016-08-19 17:00 | 0 | 0 | 0 | 0 | 0 | 0 | 744982.7534 | 615385 | 0 | 0 | 0 | 71488.5639 | 381929.1513 | 0 | 0 | 0 | 0 | 0 | 0 | 0 | 0 | 0 | 0 | 0 | 0 | 0 | 0 | 71488.5639 | 58109.1895 | 0 | 0 | 0 | 0 | 0 | 0 | 0 | 0 | 0 | 0 | 0 | 0 | 0 | 0
2016-08-19 18:00 | 0 | 0 | 0 | 0 | 0 | 142955.5522 | 735579.5178 | 632255 | 0 | 0 | 0 | 142977.1278 | 556720.6574 | 0 | 0 | 0 | 0 | 0 | 0 | 0 | 0 | 0 | 0 | 0 | 0 | 0 | 0 | 71488.5639 | 174791.506 | 0 | 0 | 0 | 0 | 0 | 0 | 0 | 0 | 0 | 0 | 0 | 0 | 0 | 0
2016-08-19 19:00 | 0 | 0 | 0 | 0 | 0 | 0 | 717691.5441 | 642342 | 0 | 0 | 0 | 147000.7494 | 628046.5798 | 0 | 0 | 0 | 0 | 0 | 0 | 0 | 0 | 0 | 0 | 0 | 0 | 0 | 0 | 4023.6217 | 71325.9225 | 0 | 0 | 0 | 0 | 0 | 0 | 0 | 0 | 0 | 0 | 0 | 0 | 0 | 0
2016-08-19 20:00 | 0 | 0 | 0 | 0 | 0 | 0 | 703914.8841 | 647445 | 0 | 0 | 0 | 203470.6336 | 628046.5798 | 0 | 0 | 0 | 0 | 0 | 0 | 0 | 0 | 0 | 0 | 0 | 0 | 0 | 0 | 56469.8841 | 0 | 0 | 0 | 0 | 0 | 0 | 0 | 0 | 0 | 0 | 0 | 0 | 0 | 0 | 0
2016-08-19 21:00 | 0 | 0 | 0 | 0 | 0 | 0 | 676483.1891 | 645344 | 0 | 0 | 0 | 131982.0697 | 730674.3328 | 0 | 0 | 0 | 0 | 0 | 0 | 0 | 0 | 0 | 0 | 0 | 0 | 0 | 0 | -71488.5639 | 102627.753 | 0 | 0 | 0 | 0 | 0 | 0 | 0 | 0 | 0 | 0 | 0 | 0 | 0 | 0
2016-08-19 22:00 | 0 | 0 | 0 | 0 | 0 | 87061.837 | 629834.4371 | 633038 | 0 | 0 | 0 | 203470.6336 | 743044.043 | 0 | 0 | 0 | 0 | 0 | 0 | 0 | 0 | 0 | 0 | 0 | 0 | 0 | 0 | 71488.5639 | 12369.7102 | 0 | 0 | 0 | 0 | 0 | 0 | 0 | 0 | 0 | 0 | 0 | 0 | 0 | 0
2016-08-19 23:00 | 0 | 0 | 0 | 0 | 0 | 187676.7021 | 539841.2981 | 613220 | 0 | 0 | 0 | 142977.1278 | 917835.549 | 0 | 0 | 0 | 0 | 0 | 0 | 0 | 0 | 0 | 0 | 0 | 0 | 0 | 0 | -60493.5058 | 174791.506 | 0 | 0 | 0 | 0 | 0 | 0 | 0 | 0 | 0 | 0 | 0 | 0 | 0 | 0
2016-08-20 | 0 | 0 | 0 | 0 | 0 | 310907.5424 | 389739.0867 | 598060 | 0 | 0 | 0 | 71488.5639 | 1091910.742 | 0 | 0 | 0 | 0 | 0 | 0 | 0 | 0 | 0 | 0 | 0 | 0 | 0 | 0 | -71488.5639 | 174075.1929 | 0 | 0 | 0 | 0 | 0 | 0 | 0 | 0 | 0 | 0 | 0 | 0 | 0 | 0
2016-08-20 01:00 | 0 | 0 | 0 | 0 | 0 | 370487.0193 | 124401.6251 | 580612 | 0 | 0 | 0 | 0 | 1077675.9503 | 0 | 0 | 0 | 0 | 0 | 0 | 0 | 0 | 0 | 0 | 0 | 0 | 0 | 0 | -71488.5639 | 0 | 14234.7917 | 0 | 0 | 0 | 0 | 0 | 0 | 0 | 0 | 0 | 0 | 0 | 0 | 0
2016-08-20 02:00 | 0 | 0 | 0 | 0 | 0 | 393028.5986 | 588.3149 | 551582 | 0 | 0 | 0 | 0 | 919710.8638 | 0 | 0 | 0 | 0 | 0 | 0 | 0 | 0 | 0 | 0 | 0 | 0 | 0 | 0 | 0 | 0 | 157965.0865 | 0 | 0 | 0 | 0 | 0 | 0 | 0 | 0 | 0 | 0 | 0 | 0 | 0
2016-08-20 03:00 | 0 | 0 | 0 | 0 | 0 | 383468.9591 | 0 | 517337 | 0 | 0 | 0 | 71488.5639 | 714354.2591 | 0 | 0 | 0 | 0 | 0 | 0 | 0 | 0 | 0 | 0 | 0 | 0 | 0 | 0 | 71488.5639 | 0 | 205356.6048 | 0 | 0 | 0 | 0 | 0 | 0 | 0 | 0 | 0 | 0 | 0 | 0 | 0
2016-08-20 04:00 | 0 | 0 | 0 | 0 | 0 | 365854.6211 | 0 | 484281 | 0 | 0 | 0 | 0 | 667416.4441 | 0 | 0 | 0 | 0 | 0 | 0 | 0 | 0 | 0 | 0 | 0 | 0 | 0 | 0 | -71488.5639 | 0 | 46937.815 | 0 | 0 | 0 | 0 | 0 | 0 | 0 | 0 | 0 | 0 | 0 | 0 | 0
2016-08-20 05:00 | 0 | 0 | 0 | 0 | 0 | 361325.4088 | 0 | 457219 | 0 | 0 | 0 | 71488.5639 | 500034.289 | 0 | 0 | 0 | 0 | 0 | 0 | 0 | 0 | 0 | 0 | 0 | 0 | 0 | 0 | 71488.5639 | 0 | 167382.1551 | 0 | 0 | 0 | 0 | 0 | 0 | 0 | 0 | 0 | 0 | 0 | 0 | 0
2016-08-20 06:00 | 0 | 0 | 0 | 0 | 0 | 363478.4361 | 0 | 434967 | 0 | 0 | 0 | 0 | 500034.289 | 0 | 0 | 0 | 0 | 0 | 0 | 0 | 0 | 0 | 0 | 0 | 0 | 0 | 0 | -71488.5639 | 0 | 0 | 0 | 0 | 0 | 0 | 0 | 0 | 0 | 0 | 0 | 0 | 0 | 0 | 0
2016-08-20 07:00 | 0 | 0 | 0 | 0 | 0 | 377996.8957 | 0 | 418235 | 0 | 0 | 0 | 71488.5639 | 388307.6208 | 0 | 0 | 0 | 0 | 0 | 0 | 0 | 0 | 0 | 0 | 0 | 0 | 0 | 0 | 71488.5639 | 0 | 111726.6682 | 0 | 0 | 0 | 0 | 0 | 0 | 0 | 0 | 0 | 0 | 0 | 0 | 0
2016-08-20 08:00 | 0 | 0 | 0 | 0 | 0 | 336429.4361 | 0 | 407918 | 0 | 0 | 0 | 0 | 388307.6208 | 0 | 0 | 0 | 0 | 0 | 0 | 0 | 0 | 0 | 0 | 0 | 0 | 0 | 0 | -71488.5639 | 0 | 0 | 0 | 0 | 0 | 0 | 0 | 0 | 0 | 0 | 0 | 0 | 0 | 0 | 0
2016-08-20 09:00 | 0 | 0 | 0 | 0 | 0 | 411705.3086 | 0 | 404022 | 0 | 0 | 0 | 71488.5639 | 324502.3655 | 0 | 0 | 0 | 0 | 0 | 0 | 0 | 0 | 0 | 0 | 0 | 0 | 0 | 0 | 71488.5639 | 0 | 63805.2553 | 0 | 0 | 0 | 0 | 0 | 0 | 0 | 0 | 0 | 0 | 0 | 0 | 0
2016-08-20 10:00 | 0 | 0 | 0 | 0 | 0 | 417304.6498 | 0 | 406349 | 0 | 0 | 0 | 142977.1278 | 263969.4515 | 0 | 0 | 0 | 0 | 0 | 0 | 0 | 0 | 0 | 0 | 0 | 0 | 0 | 0 | 71488.5639 | 0 | 60532.9141 | 0 | 0 | 0 | 0 | 0 | 0 | 0 | 0 | 0 | 0 | 0 | 0 | 0
2016-08-20 11:00 | 0 | 0 | 0 | 0 | 0 | 411975.4265 | 0 | 414084 | 0 | 0 | 0 | 140868.5543 | 263969.4515 | 0 | 0 | 0 | 0 | 0 | 0 | 0 | 0 | 0 | 0 | 0 | 0 | 0 | 0 | -2108.5735 | 0 | 0 | 0 | 0 | 0 | 0 | 0 | 0 | 0 | 0 | 0 | 0 | 0 | 0 | 0
2016-08-20 12:00 | 0 | 0 | 0 | 0 | 0 | 363700.5903 | 4946.1087 | 434124 | 0 | 0 | 0 | 173301.5136 | 166059.1911 | 0 | 0 | 0 | 0 | 0 | 0 | 0 | 0 | 0 | 0 | 0 | 0 | 0 | 0 | 32432.9593 | 174791.506 | 272701.7664 | 0 | 0 | 0 | 0 | 0 | 0 | 0 | 0 | 0 | 0 | 0 | 0 | 0
2016-08-20 13:00 | 0 | 0 | 0 | 0 | 0 | 338819.5953 | 226031.3469 | 461548 | 0 | 0 | 0 | 101812.9497 | 340850.6971 | 0 | 0 | 0 | 0 | 0 | 0 | 0 | 0 | 0 | 0 | 0 | 0 | 0 | 0 | -71488.5639 | 174791.506 | 0 | 0 | 0 | 0 | 0 | 0 | 0 | 0 | 0 | 0 | 0 | 0 | 0 | 0
2016-08-20 14:00 | 0 | 0 | 0 | 0 | 0 | 0 | 525566.1456 | 491914 | 0 | 0 | 0 | 30324.3858 | 445991.4066 | 0 | 0 | 0 | 0 | 0 | 0 | 0 | 0 | 0 | 0 | 0 | 0 | 0 | 0 | -71488.5639 | 105140.7095 | 0 | 0 | 0 | 0 | 0 | 0 | 0 | 0 | 0 | 0 | 0 | 0 | 0 | 0
2016-08-20 15:00 | 0 | 0 | 0 | 0 | 0 | 0 | 700235.5015 | 520936 | 0 | 0 | 0 | 34832.3812 | 620782.9126 | 0 | 0 | 0 | 0 | 0 | 0 | 0 | 0 | 0 | 0 | 0 | 0 | 0 | 0 | 4507.9954 | 174791.506 | 0 | 0 | 0 | 0 | 0 | 0 | 0 | 0 | 0 | 0 | 0 | 0 | 0 | 0
2016-08-20 16:00 | 0 | 0 | 0 | 0 | 0 | 0 | 764191.9618 | 543602 | 0 | 0 | 0 | 80630.837 | 795574.4187 | 0 | 0 | 0 | 0 | 0 | 0 | 0 | 0 | 0 | 0 | 0 | 0 | 0 | 0 | 45798.4557 | 174791.506 | 0 | 0 | 0 | 0 | 0 | 0 | 0 | 0 | 0 | 0 | 0 | 0 | 0 | 0
2016-08-20 17:00 | 0 | 0 | 0 | 0 | 0 | 0 | 772162.4166 | 560233 | 0 | 0 | 0 | 117768.7475 | 970365.9247 | 0 | 0 | 0 | 0 | 0 | 0 | 0 | 0 | 0 | 0 | 0 | 0 | 0 | 0 | 37137.9106 | 174791.506 | 0 | 0 | 0 | 0 | 0 | 0 | 0 | 0 | 0 | 0 | 0 | 0 | 0 | 0
2016-08-20 18:00 | 0 | 0 | 0 | 0 | 0 | 36436.1786 | 760505.396 | 572044 | 0 | 0 | 0 | 167874.816 | 1145157.4308 | 0 | 0 | 0 | 0 | 0 | 0 | 0 | 0 | 0 | 0 | 0 | 0 | 0 | 0 | 50106.0685 | 174791.506 | 0 | 0 | 0 | 0 | 0 | 0 | 0 | 0 | 0 | 0 | 0 | 0 | 0 | 0
2016-08-20 19:00 | 0 | 0 | 0 | 0 | 0 | 0 | 742402.59 | 580000 | 0 | 0 | 0 | 155485.9 | 1319948.9368 | 0 | 0 | 0 | 0 | 0 | 0 | 0 | 0 | 0 | 0 | 0 | 0 | 0 | 0 | -12388.916 | 174791.506 | 0 | 0 | 0 | 0 | 0 | 0 | 0 | 0 | 0 | 0 | 0 | 0 | 0 | 0
2016-08-20 20:00 | 0 | 0 | 0 | 0 | 0 | 0 | 728487.1372 | 587024 | 0 | 0 | 0 | 122157.5312 | 1494740.4428 | 0 | 0 | 0 | 0 | 0 | 0 | 0 | 0 | 0 | 0 | 0 | 0 | 0 | 0 | -33328.3688 | 174791.506 | 0 | 0 | 0 | 0 | 0 | 0 | 0 | 0 | 0 | 0 | 0 | 0 | 0 | 0
2016-08-20 21:00 | 0 | 0 | 0 | 0 | 0 | 0 | 702675.4806 | 589548 | 0 | 0 | 0 | 60493.5058 | 1669531.9489 | 0 | 0 | 0 | 0 | 0 | 0 | 0 | 0 | 0 | 0 | 0 | 0 | 0 | 0 | -61664.0254 | 174791.506 | 0 | 0 | 0 | 0 | 0 | 0 | 0 | 0 | 0 | 0 | 0 | 0 | 0 | 0
2016-08-20 22:00 | 0 | 0 | 0 | 0 | 0 | 0 | 662581.5734 | 583463 | 0 | 0 | 0 | 131982.0697 | 1677161.9584 | 0 | 0 | 0 | 0 | 0 | 0 | 0 | 0 | 0 | 0 | 0 | 0 | 0 | 0 | 71488.5639 | 7630.0095 | 0 | 0 | 0 | 0 | 0 | 0 | 0 | 0 | 0 | 0 | 0 | 0 | 0 | 0
2016-08-20 23:00 | 0 | 0 | 0 | 0 | 0 | 0 | 566286.7833 | 570525 | 0 | 0 | 0 | 203470.6336 | 1601435.1778 | 0 | 0 | 0 | 0 | 0 | 0 | 0 | 0 | 0 | 0 | 0 | 0 | 0 | 0 | 71488.5639 | 174791.506 | 250518.2866 | 0 | 0 | 0 | 0 | 0 | 0 | 0 | 0 | 0 | 0 | 0 | 0 | 0
2016-08-21 | 0 | 0 | 0 | 0 | 0 | 214787.1777 | 404910.4913 | 560708 | 0 | 0 | 0 | 142977.1278 | 1720918.3526 | 0 | 0 | 0 | 0 | 0 | 0 | 0 | 0 | 0 | 0 | 0 | 0 | 0 | 0 | -60493.5058 | 119483.1748 | 0 | 0 | 0 | 0 | 0 | 0 | 0 | 0 | 0 | 0 | 0 | 0 | 0 | 0
2016-08-21 01:00 | 0 | 0 | 0 | 0 | 0 | 278676.3811 | 123641.715 | 546320 | 0 | 0 | 0 | 71488.5639 | 1648405.0126 | 0 | 0 | 0 | 0 | 0 | 0 | 0 | 0 | 0 | 0 | 0 | 0 | 0 | 0 | -71488.5639 | 0 | 72513.34 | 0 | 0 | 0 | 0 | 0 | 0 | 0 | 0 | 0 | 0 | 0 | 0 | 0
2016-08-21 02:00 | 0 | 0 | 0 | 0 | 0 | 177363.5563 | 462.1134 | 522016 | 0 | 0 | 0 | 0 | 1375703.2462 | 0 | 0 | 0 | 0 | 0 | 0 | 0 | 0 | 0 | 0 | 0 | 0 | 0 | 0 | -71488.5639 | 0 | 272701.7664 | 0 | 0 | 0 | 0 | 0 | 0 | 0 | 0 | 0 | 0 | 0 | 0 | 0
2016-08-21 03:00 | 0 | 0 | 0 | 0 | 0 | 267774.2066 | 0 | 492804 | 0 | 0 | 0 | 0 | 1150673.4528 | 0 | 0 | 0 | 0 | 0 | 0 | 0 | 0 | 0 | 0 | 0 | 0 | 0 | 0 | 0 | 47671.973 | 272701.7664 | 0 | 0 | 0 | 0 | 0 | 0 | 0 | 0 | 0 | 0 | 0 | 0 | 0
2016-08-21 04:00 | 0 | 0 | 0 | 0 | 0 | 262052.2244 | 0 | 463664 | 0 | 0 | 0 | 0 | 949061.6772 | 0 | 0 | 0 | 0 | 0 | 0 | 0 | 0 | 0 | 0 | 0 | 0 | 0 | 0 | 0 | 71089.9908 | 272701.7664 | 0 | 0 | 0 | 0 | 0 | 0 | 0 | 0 | 0 | 0 | 0 | 0 | 0
2016-08-21 05:00 | 0 | 0 | 0 | 0 | 0 | 268174.7442 | 0 | 439723 | 0 | 0 | 0 | 71488.5639 | 706024.8574 | 0 | 0 | 0 | 0 | 0 | 0 | 0 | 0 | 0 | 0 | 0 | 0 | 0 | 0 | 71488.5639 | 0 | 243036.8197 | 0 | 0 | 0 | 0 | 0 | 0 | 0 | 0 | 0 | 0 | 0 | 0 | 0
2016-08-21 06:00 | 0 | 0 | 0 | 0 | 0 | 75108.6697 | 0 | 419299 | 0 | 0 | 0 | 0 | 433323.091 | 0 | 0 | 0 | 0 | 0 | 0 | 0 | 0 | 0 | 0 | 0 | 0 | 0 | 0 | -71488.5639 | 0 | 272701.7664 | 0 | 0 | 0 | 0 | 0 | 0 | 0 | 0 | 0 | 0 | 0 | 0 | 0
2016-08-21 07:00 | 0 | 0 | 0 | 0 | 0 | 316750.1609 | 0 | 403933 | 0 | 0 | 0 | 0 | 346140.2519 | 0 | 0 | 0 | 0 | 0 | 0 | 0 | 0 | 0 | 0 | 0 | 0 | 0 | 0 | 0 | 0 | 87182.8391 | 0 | 0 | 0 | 0 | 0 | 0 | 0 | 0 | 0 | 0 | 0 | 0 | 0
2016-08-21 08:00 | 0 | 0 | 0 | 0 | 0 | 349923.8947 | 0 | 393719 | 0 | 0 | 0 | 71488.5639 | 230856.5827 | 0 | 0 | 0 | 0 | 0 | 0 | 0 | 0 | 0 | 0 | 0 | 0 | 0 | 0 | 71488.5639 | 157418.0972 | 272701.7664 | 0 | 0 | 0 | 0 | 0 | 0 | 0 | 0 | 0 | 0 | 0 | 0 | 0
2016-08-21 09:00 | 0 | 0 | 0 | 0 | 0 | 355374.7364 | 0 | 388523 | 0 | 0 | 0 | 31120.6864 | 238076.1966 | 0 | 0 | 0 | 0 | 0 | 0 | 0 | 0 | 0 | 0 | 0 | 0 | 0 | 0 | -40367.8774 | 7219.6139 | 0 | 0 | 0 | 0 | 0 | 0 | 0 | 0 | 0 | 0 | 0 | 0 | 0 | 0
2016-08-21 10:00 | 0 | 0 | 0 | 0 | 0 | 358299.3136 | 0 | 389420 | 0 | 0 | 0 | 0 | 238076.1966 | 0 | 0 | 0 | 0 | 0 | 0 | 0 | 0 | 0 | 0 | 0 | 0 | 0 | 0 | -31120.6864 | 0 | 0 | 0 | 0 | 0 | 0 | 0 | 0 | 0 | 0 | 0 | 0 | 0 | 0 | 0
2016-08-21 11:00 | 0 | 0 | 0 | 0 | 0 | 366962.3035 | 0 | 393384 | 0 | 0 | 0 | 71488.5639 | 140165.9362 | 0 | 0 | 0 | 0 | 0 | 0 | 0 | 0 | 0 | 0 | 0 | 0 | 0 | 0 | 71488.5639 | 174791.506 | 272701.7664 | 0 | 0 | 0 | 0 | 0 | 0 | 0 | 0 | 0 | 0 | 0 | 0 | 0
2016-08-21 12:00 | 0 | 0 | 0 | 0 | 0 | 289439.4997 | 5897.9687 | 409119 | 0 | 0 | 0 | 71488.5639 | 26384.4046 | 0 | 0 | 0 | 0 | 0 | 0 | 0 | 0 | 0 | 0 | 0 | 0 | 0 | 0 | 0 | 0 | 113781.5316 | 0 | 0 | 0 | 0 | 0 | 0 | 0 | 0 | 0 | 0 | 0 | 0 | 0
2016-08-21 13:00 | 0 | 0 | 0 | 0 | 0 | 114434.6075 | 221925.424 | 434233 | 0 | 0 | 0 | 0 | 0 | 0 | 0 | 0 | 0 | 0 | 0 | 0 | 0 | 0 | 0 | 0 | 0 | 0 | 0 | -71488.5639 | 0 | 26384.4046 | 0 | 0 | 0 | 0 | 0 | 0 | 0 | 0 | 0 | 0 | 0 | 0 | 0
2016-08-21 14:00 | 0 | 0 | 0 | 0 | 0 | 0 | 513850.2203 | 460036 | 0 | 0 | 0 | 0 | 53814.2203 | 0 | 0 | 0 | 0 | 0 | 0 | 0 | 0 | 0 | 0 | 0 | 0 | 0 | 0 | 0 | 53814.2203 | 0 | 0 | 0 | 0 | 0 | 0 | 0 | 0 | 0 | 0 | 0 | 0 | 0 | 0
2016-08-21 15:00 | 0 | 0 | 0 | 0 | 0 | 0 | 676627.5263 | 486552 | 0 | 0 | 0 | 71149.0274 | 172740.7192 | 0 | 0 | 0 | 0 | 0 | 0 | 0 | 0 | 0 | 0 | 0 | 0 | 0 | 0 | 71149.0274 | 118926.4989 | 0 | 0 | 0 | 0 | 0 | 0 | 0 | 0 | 0 | 0 | 0 | 0 | 0 | 0
2016-08-21 16:00 | 0 | 0 | 0 | 0 | 0 | 0 | 742921.4701 | 510928 | 0 | 0 | 0 | 142637.5913 | 333245.6254 | 0 | 0 | 0 | 0 | 0 | 0 | 0 | 0 | 0 | 0 | 0 | 0 | 0 | 0 | 71488.5639 | 160504.9062 | 0 | 0 | 0 | 0 | 0 | 0 | 0 | 0 | 0 | 0 | 0 | 0 | 0 | 0
2016-08-21 17:00 | 0 | 0 | 0 | 0 | 0 | 0 | 749473.7893 | 530086 | 0 | 0 | 0 | 187233.8745 | 508037.1314 | 0 | 0 | 0 | 0 | 0 | 0 | 0 | 0 | 0 | 0 | 0 | 0 | 0 | 0 | 44596.2832 | 174791.506 | 0 | 0 | 0 | 0 | 0 | 0 | 0 | 0 | 0 | 0 | 0 | 0 | 0 | 0
2016-08-21 18:00 | 0 | 0 | 0 | 0 | 0 | 0 | 735507.265 | 544479 | 0 | 0 | 0 | 203470.6336 | 682828.6375 | 0 | 0 | 0 | 0 | 0 | 0 | 0 | 0 | 0 | 0 | 0 | 0 | 0 | 0 | 16236.759 | 174791.506 | 0 | 0 | 0 | 0 | 0 | 0 | 0 | 0 | 0 | 0 | 0 | 0 | 0 | 0
2016-08-21 19:00 | 0 | 0 | 0 | 0 | 0 | 0 | 711297.0179 | 554802 | 0 | 0 | 0 | 203470.6336 | 839323.6554 | 0 | 0 | 0 | 0 | 0 | 0 | 0 | 0 | 0 | 0 | 0 | 0 | 0 | 0 | 0 | 156495.0179 | 0 | 0 | 0 | 0 | 0 | 0 | 0 | 0 | 0 | 0 | 0 | 0 | 0 | 0
2016-08-21 20:00 | 0 | 0 | 0 | 0 | 0 | 0 | 687611.7254 | 562710 | 0 | 0 | 0 | 203470.6336 | 964225.3808 | 0 | 0 | 0 | 0 | 0 | 0 | 0 | 0 | 0 | 0 | 0 | 0 | 0 | 0 | 0 | 124901.7254 | 0 | 0 | 0 | 0 | 0 | 0 | 0 | 0 | 0 | 0 | 0 | 0 | 0 | 0
2016-08-21 21:00 | 0 | 0 | 0 | 0 | 0 | 0 | 651913.6011 | 569215 | 0 | 0 | 0 | 168750.1565 | 1081644.459 | 0 | 0 | 0 | 0 | 0 | 0 | 0 | 0 | 0 | 0 | 0 | 0 | 0 | 0 | -34720.4771 | 117419.0781 | 0 | 0 | 0 | 0 | 0 | 0 | 0 | 0 | 0 | 0 | 0 | 0 | 0 | 0
2016-08-21 22:00 | 0 | 0 | 0 | 0 | 0 | 0 | 603601.4771 | 568881 | 0 | 0 | 0 | 203470.6336 | 1081644.459 | 0 | 0 | 0 | 0 | 0 | 0 | 0 | 0 | 0 | 0 | 0 | 0 | 0 | 0 | 34720.4771 | 0 | 0 | 0 | 0 | 0 | 0 | 0 | 0 | 0 | 0 | 0 | 0 | 0 | 0 | 0
2016-08-21 23:00 | 0 | 0 | 0 | 0 | 0 | 0 | 499176.6324 | 561221 | 0 | 0 | 0 | 144312.5905 | 1078758.1344 | 0 | 0 | 0 | 0 | 0 | 0 | 0 | 0 | 0 | 0 | 0 | 0 | 0 | 0 | -59158.043 | 0 | 2886.3246 | 0 | 0 | 0 | 0 | 0 | 0 | 0 | 0 | 0 | 0 | 0 | 0 | 0
2016-08-22 | 0 | 0 | 0 | 0 | 0 | 0 | 339824.2766 | 553368 | 0 | 0 | 0 | 203470.6336 | 806056.3679 | 0 | 0 | 0 | 0 | 0 | 0 | 0 | 0 | 0 | 0 | 0 | 0 | 0 | 0 | 59158.043 | 0 | 272701.7664 | 0 | 0 | 0 | 0 | 0 | 0 | 0 | 0 | 0 | 0 | 0 | 0 | 0
2016-08-22 01:00 | 0 | 0 | 0 | 0 | 0 | 89124.5526 | 107345.1171 | 540660 | 0 | 0 | 0 | 131982.0697 | 533354.6015 | 0 | 0 | 0 | 0 | 0 | 0 | 0 | 0 | 0 | 0 | 0 | 0 | 0 | 0 | -71488.5639 | 0 | 272701.7664 | 0 | 0 | 0 | 0 | 0 | 0 | 0 | 0 | 0 | 0 | 0 | 0 | 0
2016-08-22 02:00 | 0 | 0 | 0 | 0 | 0 | 180468.2533 | 308.4745 | 513972 | 0 | 0 | 0 | 71488.5639 | 260652.8351 | 0 | 0 | 0 | 0 | 0 | 0 | 0 | 0 | 0 | 0 | 0 | 0 | 0 | 0 | -60493.5058 | 0 | 272701.7664 | 0 | 0 | 0 | 0 | 0 | 0 | 0 | 0 | 0 | 0 | 0 | 0 | 0
2016-08-22 03:00 | 0 | 0 | 0 | 0 | 0 | 408993.4361 | 0 | 480482 | 0 | 0 | 0 | 0 | 260652.8351 | 0 | 0 | 0 | 0 | 0 | 0 | 0 | 0 | 0 | 0 | 0 | 0 | 0 | 0 | -71488.5639 | 0 | 0 | 0 | 0 | 0 | 0 | 0 | 0 | 0 | 0 | 0 | 0 | 0 | 0 | 0
2016-08-22 04:00 | 0 | 0 | 0 | 0 | 0 | 450332 | 0 | 450332 | 0 | 0 | 0 | 0 | 260652.8351 | 0 | 0 | 0 | 0 | 0 | 0 | 0 | 0 | 0 | 0 | 0 | 0 | 0 | 0 | 0 | 0 | 0 | 0 | 0 | 0 | 0 | 0 | 0 | 0 | 0 | 0 | 0 | 0 | 0 | 0
2016-08-22 05:00 | 0 | 0 | 0 | 0 | 0 | 496252.5639 | 0 | 424764 | 0 | 0 | 0 | 71488.5639 | 260652.8351 | 0 | 0 | 0 | 0 | 0 | 0 | 0 | 0 | 0 | 0 | 0 | 0 | 0 | 0 | 71488.5639 | 0 | 0 | 0 | 0 | 0 | 0 | 0 | 0 | 0 | 0 | 0 | 0 | 0 | 0 | 0
2016-08-22 06:00 | 0 | 0 | 0 | 0 | 0 | 476595.5639 | 0 | 405107 | 0 | 0 | 0 | 142977.1278 | 260652.8351 | 0 | 0 | 0 | 0 | 0 | 0 | 0 | 0 | 0 | 0 | 0 | 0 | 0 | 0 | 71488.5639 | 0 | 0 | 0 | 0 | 0 | 0 | 0 | 0 | 0 | 0 | 0 | 0 | 0 | 0 | 0
2016-08-22 07:00 | 0 | 0 | 0 | 0 | 0 | 320313.4361 | 0 | 391802 | 0 | 0 | 0 | 71488.5639 | 260652.8351 | 0 | 0 | 0 | 0 | 0 | 0 | 0 | 0 | 0 | 0 | 0 | 0 | 0 | 0 | -71488.5639 | 0 | 0 | 0 | 0 | 0 | 0 | 0 | 0 | 0 | 0 | 0 | 0 | 0 | 0 | 0
2016-08-22 08:00 | 0 | 0 | 0 | 0 | 0 | 315071.4361 | 0 | 386560 | 0 | 0 | 0 | 0 | 260652.8351 | 0 | 0 | 0 | 0 | 0 | 0 | 0 | 0 | 0 | 0 | 0 | 0 | 0 | 0 | -71488.5639 | 0 | 0 | 0 | 0 | 0 | 0 | 0 | 0 | 0 | 0 | 0 | 0 | 0 | 0 | 0
2016-08-22 09:00 | 0 | 0 | 0 | 0 | 0 | 567329.506 | 0 | 392538 | 0 | 0 | 0 | 0 | 435444.3412 | 0 | 0 | 0 | 0 | 0 | 0 | 0 | 0 | 0 | 0 | 0 | 0 | 0 | 0 | 0 | 174791.506 | 0 | 0 | 0 | 0 | 0 | 0 | 0 | 0 | 0 | 0 | 0 | 0 | 0 | 0
2016-08-22 10:00 | 0 | 0 | 0 | 0 | 0 | 576313.785 | 0 | 411037 | 0 | 0 | 0 | 71488.5639 | 529232.5623 | 0 | 0 | 0 | 0 | 0 | 0 | 0 | 0 | 0 | 0 | 0 | 0 | 0 | 0 | 71488.5639 | 93788.2211 | 0 | 0 | 0 | 0 | 0 | 0 | 0 | 0 | 0 | 0 | 0 | 0 | 0 | 0
2016-08-22 11:00 | 0 | 0 | 0 | 0 | 0 | 247948.768 | 0 | 432991 | 0 | 0 | 0 | 142977.1278 | 272701.7664 | 0 | 0 | 0 | 0 | 0 | 0 | 0 | 0 | 0 | 0 | 0 | 0 | 0 | 0 | 71488.5639 | 0 | 256530.7958 | 0 | 0 | 0 | 0 | 0 | 0 | 0 | 0 | 0 | 0 | 0 | 0 | 0
2016-08-22 12:00 | 0 | 0 | 0 | 0 | 0 | 104108.0132 | 4277.6565 | 452576 | 0 | 0 | 0 | 71488.5639 | 0 | 0 | 0 | 0 | 0 | 0 | 0 | 0 | 0 | 0 | 0 | 0 | 0 | 0 | 0 | -71488.5639 | 0 | 272701.7664 | 0 | 0 | 0 | 0 | 0 | 0 | 0 | 0 | 0 | 0 | 0 | 0 | 0
2016-08-22 13:00 | 0 | 0 | 0 | 0 | 0 | 216315.5196 | 188420.9165 | 476225 | 0 | 0 | 0 | 0 | 0 | 0 | 0 | 0 | 0 | 0 | 0 | 0 | 0 | 0 | 0 | 0 | 0 | 0 | 0 | -71488.5639 | 0 | 0 | 0 | 0 | 0 | 0 | 0 | 0 | 0 | 0 | 0 | 0 | 0 | 0 | 0
2016-08-22 14:00 | 0 | 0 | 0 | 0 | 0 | 62011.4894 | 440912.5106 | 502924 | 0 | 0 | 0 | 0 | 0 | 0 | 0 | 0 | 0 | 0 | 0 | 0 | 0 | 0 | 0 | 0 | 0 | 0 | 0 | 0 | 0 | 0 | 0 | 0 | 0 | 0 | 0 | 0 | 0 | 0 | 0 | 0 | 0 | 0 | 0
2016-08-22 15:00 | 0 | 0 | 0 | 0 | 0 | 0 | 581679.5308 | 527223 | 0 | 0 | 0 | 54456.5308 | 0 | 0 | 0 | 0 | 0 | 0 | 0 | 0 | 0 | 0 | 0 | 0 | 0 | 0 | 0 | 54456.5308 | 0 | 0 | 0 | 0 | 0 | 0 | 0 | 0 | 0 | 0 | 0 | 0 | 0 | 0 | 0
2016-08-22 16:00 | 0 | 0 | 0 | 0 | 0 | 0 | 646795.4029 | 548113 | 0 | 0 | 0 | 125945.0947 | 27193.8391 | 0 | 0 | 0 | 0 | 0 | 0 | 0 | 0 | 0 | 0 | 0 | 0 | 0 | 0 | 71488.5639 | 27193.8391 | 0 | 0 | 0 | 0 | 0 | 0 | 0 | 0 | 0 | 0 | 0 | 0 | 0 | 0
2016-08-22 17:00 | 0 | 0 | 0 | 0 | 0 | 0 | 657753.0004 | 567815 | 0 | 0 | 0 | 197433.6586 | 45643.2756 | 0 | 0 | 0 | 0 | 0 | 0 | 0 | 0 | 0 | 0 | 0 | 0 | 0 | 0 | 71488.5639 | 18449.4365 | 0 | 0 | 0 | 0 | 0 | 0 | 0 | 0 | 0 | 0 | 0 | 0 | 0 | 0
2016-08-22 18:00 | 0 | 0 | 0 | 0 | 0 | 0 | 647935.9921 | 584628 | 0 | 0 | 0 | 162719.6531 | 143665.2731 | 0 | 0 | 0 | 0 | 0 | 0 | 0 | 0 | 0 | 0 | 0 | 0 | 0 | 0 | -34714.0055 | 98021.9976 | 0 | 0 | 0 | 0 | 0 | 0 | 0 | 0 | 0 | 0 | 0 | 0 | 0 | 0
2016-08-22 19:00 | 0 | 0 | 0 | 0 | 0 | 0 | 630445.0797 | 597886 | 0 | 0 | 0 | 195278.7328 | 143665.2731 | 0 | 0 | 0 | 0 | 0 | 0 | 0 | 0 | 0 | 0 | 0 | 0 | 0 | 0 | 32559.0797 | 0 | 0 | 0 | 0 | 0 | 0 | 0 | 0 | 0 | 0 | 0 | 0 | 0 | 0 | 0
2016-08-22 20:00 | 0 | 0 | 0 | 0 | 0 | 0 | 614931.9008 | 606740 | 0 | 0 | 0 | 203470.6336 | 143665.2731 | 0 | 0 | 0 | 0 | 0 | 0 | 0 | 0 | 0 | 0 | 0 | 0 | 0 | 0 | 8191.9008 | 0 | 0 | 0 | 0 | 0 | 0 | 0 | 0 | 0 | 0 | 0 | 0 | 0 | 0 | 0
2016-08-22 21:00 | 0 | 0 | 0 | 0 | 0 | 0 | 585992.6528 | 610780 | 0 | 0 | 0 | 178683.2863 | 143665.2731 | 0 | 0 | 0 | 0 | 0 | 0 | 0 | 0 | 0 | 0 | 0 | 0 | 0 | 0 | -24787.3472 | 0 | 0 | 0 | 0 | 0 | 0 | 0 | 0 | 0 | 0 | 0 | 0 | 0 | 0 | 0
2016-08-22 22:00 | 0 | 0 | 0 | 0 | 0 | 0 | 536939.7706 | 605164 | 0 | 0 | 0 | 110459.0569 | 143665.2731 | 0 | 0 | 0 | 0 | 0 | 0 | 0 | 0 | 0 | 0 | 0 | 0 | 0 | 0 | -68224.2294 | 0 | 0 | 0 | 0 | 0 | 0 | 0 | 0 | 0 | 0 | 0 | 0 | 0 | 0 | 0
2016-08-22 23:00 | 0 | 0 | 0 | 0 | 0 | 216190.2063 | 445770.3576 | 590472 | 0 | 0 | 0 | 181947.6208 | 143665.2731 | 0 | 0 | 0 | 0 | 0 | 0 | 0 | 0 | 0 | 0 | 0 | 0 | 0 | 0 | 71488.5639 | 0 | 0 | 0 | 0 | 0 | 0 | 0 | 0 | 0 | 0 | 0 | 0 | 0 | 0 | 0
2016-08-23 | 0 | 0 | 0 | 0 | 0 | 302251.8254 | 297695.1874 | 578424 | 0 | 0 | 0 | 203470.6336 | 143665.2731 | 0 | 0 | 0 | 0 | 0 | 0 | 0 | 0 | 0 | 0 | 0 | 0 | 0 | 0 | 21523.0127 | 0 | 0 | 0 | 0 | 0 | 0 | 0 | 0 | 0 | 0 | 0 | 0 | 0 | 0 | 0
2016-08-23 01:00 | 0 | 0 | 0 | 0 | 0 | 409311.5909 | 80795.8452 | 561596 | 0 | 0 | 0 | 131982.0697 | 143665.2731 | 0 | 0 | 0 | 0 | 0 | 0 | 0 | 0 | 0 | 0 | 0 | 0 | 0 | 0 | -71488.5639 | 0 | 0 | 0 | 0 | 0 | 0 | 0 | 0 | 0 | 0 | 0 | 0 | 0 | 0 | 0
2016-08-23 02:00 | 0 | 0 | 0 | 0 | 0 | 774811.8905 | 277.1794 | 528809 | 0 | 0 | 0 | 203470.6336 | 318456.7791 | 0 | 0 | 0 | 0 | 0 | 0 | 0 | 0 | 0 | 0 | 0 | 0 | 0 | 0 | 71488.5639 | 174791.506 | 0 | 0 | 0 | 0 | 0 | 0 | 0 | 0 | 0 | 0 | 0 | 0 | 0 | 0
2016-08-23 03:00 | 0 | 0 | 0 | 0 | 0 | 595453.9421 | 0 | 492151 | 0 | 0 | 0 | 131982.0697 | 493248.2852 | 0 | 0 | 0 | 0 | 0 | 0 | 0 | 0 | 0 | 0 | 0 | 0 | 0 | 0 | -71488.5639 | 174791.506 | 0 | 0 | 0 | 0 | 0 | 0 | 0 | 0 | 0 | 0 | 0 | 0 | 0 | 0
2016-08-23 04:00 | 0 | 0 | 0 | 0 | 0 | 530539.5639 | 0 | 459051 | 0 | 0 | 0 | 203470.6336 | 493248.2852 | 0 | 0 | 0 | 0 | 0 | 0 | 0 | 0 | 0 | 0 | 0 | 0 | 0 | 0 | 71488.5639 | 0 | 0 | 0 | 0 | 0 | 0 | 0 | 0 | 0 | 0 | 0 | 0 | 0 | 0 | 0
2016-08-23 05:00 | 0 | 0 | 0 | 0 | 0 | 606602.506 | 0 | 431811 | 0 | 0 | 0 | 203470.6336 | 668039.7912 | 0 | 0 | 0 | 0 | 0 | 0 | 0 | 0 | 0 | 0 | 0 | 0 | 0 | 0 | 0 | 174791.506 | 0 | 0 | 0 | 0 | 0 | 0 | 0 | 0 | 0 | 0 | 0 | 0 | 0 | 0
2016-08-23 06:00 | 0 | 0 | 0 | 0 | 0 | 350323.4942 | 0 | 410817 | 0 | 0 | 0 | 142977.1278 | 668039.7912 | 0 | 0 | 0 | 0 | 0 | 0 | 0 | 0 | 0 | 0 | 0 | 0 | 0 | 0 | -60493.5058 | 0 | 0 | 0 | 0 | 0 | 0 | 0 | 0 | 0 | 0 | 0 | 0 | 0 | 0 | 0
2016-08-23 07:00 | 0 | 0 | 0 | 0 | 0 | 325504.4361 | 0 | 396993 | 0 | 0 | 0 | 71488.5639 | 668039.7912 | 0 | 0 | 0 | 0 | 0 | 0 | 0 | 0 | 0 | 0 | 0 | 0 | 0 | 0 | -71488.5639 | 0 | 0 | 0 | 0 | 0 | 0 | 0 | 0 | 0 | 0 | 0 | 0 | 0 | 0 | 0
2016-08-23 08:00 | 0 | 0 | 0 | 0 | 0 | 494048.9421 | 0 | 390746 | 0 | 0 | 0 | 0 | 842831.2973 | 0 | 0 | 0 | 0 | 0 | 0 | 0 | 0 | 0 | 0 | 0 | 0 | 0 | 0 | -71488.5639 | 174791.506 | 0 | 0 | 0 | 0 | 0 | 0 | 0 | 0 | 0 | 0 | 0 | 0 | 0 | 0
2016-08-23 09:00 | 0 | 0 | 0 | 0 | 0 | 643443.0699 | 0 | 397163 | 0 | 0 | 0 | 71488.5639 | 1017622.8033 | 0 | 0 | 0 | 0 | 0 | 0 | 0 | 0 | 0 | 0 | 0 | 0 | 0 | 0 | 71488.5639 | 174791.506 | 0 | 0 | 0 | 0 | 0 | 0 | 0 | 0 | 0 | 0 | 0 | 0 | 0 | 0
2016-08-23 10:00 | 0 | 0 | 0 | 0 | 0 | 488282.5639 | 0 | 416794 | 0 | 0 | 0 | 142977.1278 | 1017622.8033 | 0 | 0 | 0 | 0 | 0 | 0 | 0 | 0 | 0 | 0 | 0 | 0 | 0 | 0 | 71488.5639 | 0 | 0 | 0 | 0 | 0 | 0 | 0 | 0 | 0 | 0 | 0 | 0 | 0 | 0 | 0
2016-08-23 11:00 | 0 | 0 | 0 | 0 | 0 | 497910.5058 | 0 | 437417 | 0 | 0 | 0 | 203470.6336 | 1017622.8033 | 0 | 0 | 0 | 0 | 0 | 0 | 0 | 0 | 0 | 0 | 0 | 0 | 0 | 0 | 60493.5058 | 0 | 0 | 0 | 0 | 0 | 0 | 0 | 0 | 0 | 0 | 0 | 0 | 0 | 0 | 0
2016-08-23 12:00 | 0 | 0 | 0 | 0 | 0 | 569227.6775 | 5991.9851 | 454648 | 0 | 0 | 0 | 149250.7901 | 1192414.3093 | 0 | 0 | 0 | 0 | 0 | 0 | 0 | 0 | 0 | 0 | 0 | 0 | 0 | 0 | -54219.8434 | 174791.506 | 0 | 0 | 0 | 0 | 0 | 0 | 0 | 0 | 0 | 0 | 0 | 0 | 0 | 0
2016-08-23 13:00 | 0 | 0 | 0 | 0 | 0 | 384833.4486 | 195762.4936 | 477293 | 0 | 0 | 0 | 77762.2262 | 1367205.8154 | 0 | 0 | 0 | 0 | 0 | 0 | 0 | 0 | 0 | 0 | 0 | 0 | 0 | 0 | -71488.5639 | 174791.506 | 0 | 0 | 0 | 0 | 0 | 0 | 0 | 0 | 0 | 0 | 0 | 0 | 0 | 0
2016-08-23 14:00 | 0 | 0 | 0 | 0 | 0 | 128366.3679 | 480291.5743 | 505355 | 0 | 0 | 0 | 6273.6623 | 1541997.3214 | 0 | 0 | 0 | 0 | 0 | 0 | 0 | 0 | 0 | 0 | 0 | 0 | 0 | 0 | -71488.5639 | 174791.506 | 0 | 0 | 0 | 0 | 0 | 0 | 0 | 0 | 0 | 0 | 0 | 0 | 0 | 0
2016-08-23 15:00 | 0 | 0 | 0 | 0 | 0 | 79656.6366 | 636903.6522 | 533055 | 0 | 0 | 0 | 14987.445 | 1716788.8275 | 0 | 0 | 0 | 0 | 0 | 0 | 0 | 0 | 0 | 0 | 0 | 0 | 0 | 0 | 8713.7827 | 174791.506 | 0 | 0 | 0 | 0 | 0 | 0 | 0 | 0 | 0 | 0 | 0 | 0 | 0 | 0
2016-08-23 16:00 | 0 | 0 | 0 | 0 | 0 | 0 | 717578.061 | 557774 | 0 | 0 | 0 | 0 | 1891580.3335 | 0 | 0 | 0 | 0 | 0 | 0 | 0 | 0 | 0 | 0 | 0 | 0 | 0 | 0 | -14987.445 | 174791.506 | 0 | 0 | 0 | 0 | 0 | 0 | 0 | 0 | 0 | 0 | 0 | 0 | 0 | 0
2016-08-23 17:00 | 0 | 0 | 0 | 0 | 0 | 100277.6859 | 725991.384 | 579989 | 0 | 0 | 0 | 71488.5639 | 2066371.8395 | 0 | 0 | 0 | 0 | 0 | 0 | 0 | 0 | 0 | 0 | 0 | 0 | 0 | 0 | 71488.5639 | 174791.506 | 0 | 0 | 0 | 0 | 0 | 0 | 0 | 0 | 0 | 0 | 0 | 0 | 0 | 0
2016-08-23 18:00 | 0 | 0 | 0 | 0 | 0 | 129311.1495 | 716593.9205 | 599625 | 0 | 0 | 0 | 142977.1278 | 2241163.3456 | 0 | 0 | 0 | 0 | 0 | 0 | 0 | 0 | 0 | 0 | 0 | 0 | 0 | 0 | 71488.5639 | 174791.506 | 0 | 0 | 0 | 0 | 0 | 0 | 0 | 0 | 0 | 0 | 0 | 0 | 0 | 0
2016-08-23 19:00 | 0 | 0 | 0 | 0 | 0 | 21954.57 | 694810.3721 | 613462 | 0 | 0 | 0 | 71488.5639 | 2415954.8516 | 0 | 0 | 0 | 0 | 0 | 0 | 0 | 0 | 0 | 0 | 0 | 0 | 0 | 0 | -71488.5639 | 174791.506 | 0 | 0 | 0 | 0 | 0 | 0 | 0 | 0 | 0 | 0 | 0 | 0 | 0 | 0
2016-08-23 20:00 | 0 | 0 | 0 | 0 | 0 | 0 | 670860.6463 | 623291 | 0 | 0 | 0 | 0 | 2535013.0618 | 0 | 0 | 0 | 0 | 0 | 0 | 0 | 0 | 0 | 0 | 0 | 0 | 0 | 0 | -71488.5639 | 174791.506 | 55733.2958 | 0 | 0 | 0 | 0 | 0 | 0 | 0 | 0 | 0 | 0 | 0 | 0 | 0
2016-08-23 21:00 | 0 | 0 | 0 | 0 | 0 | 165864.9661 | 637034.5399 | 628108 | 0 | 0 | 0 | 0 | 2709804.5679 | 0 | 0 | 0 | 0 | 0 | 0 | 0 | 0 | 0 | 0 | 0 | 0 | 0 | 0 | 0 | 174791.506 | 0 | 0 | 0 | 0 | 0 | 0 | 0 | 0 | 0 | 0 | 0 | 0 | 0 | 0
2016-08-23 22:00 | 0 | 0 | 0 | 0 | 0 | 279445.8645 | 589218.2054 | 622384 | 0 | 0 | 0 | 71488.5639 | 2884596.0739 | 0 | 0 | 0 | 0 | 0 | 0 | 0 | 0 | 0 | 0 | 0 | 0 | 0 | 0 | 71488.5639 | 174791.506 | 0 | 0 | 0 | 0 | 0 | 0 | 0 | 0 | 0 | 0 | 0 | 0 | 0 | 0
2016-08-23 23:00 | 0 | 0 | 0 | 0 | 0 | 350842.7004 | 503822.3695 | 608385 | 0 | 0 | 0 | 142977.1278 | 3059387.58 | 0 | 0 | 0 | 0 | 0 | 0 | 0 | 0 | 0 | 0 | 0 | 0 | 0 | 0 | 71488.5639 | 174791.506 | 0 | 0 | 0 | 0 | 0 | 0 | 0 | 0 | 0 | 0 | 0 | 0 | 0 | 0
2016-08-24 | 0 | 0 | 0 | 0 | 0 | 351466.0092 | 364969.2151 | 598766 | 0 | 0 | 0 | 85854.846 | 3234179.086 | 0 | 0 | 0 | 0 | 0 | 0 | 0 | 0 | 0 | 0 | 0 | 0 | 0 | 0 | -57122.2817 | 174791.506 | 0 | 0 | 0 | 0 | 0 | 0 | 0 | 0 | 0 | 0 | 0 | 0 | 0 | 0
2016-08-24 01:00 | 0 | 0 | 0 | 0 | 0 | 434646.7946 | 124699.6782 | 581939 | 0 | 0 | 0 | 14366.2822 | 3283075.1227 | 0 | 0 | 0 | 0 | 0 | 0 | 0 | 0 | 0 | 0 | 0 | 0 | 0 | 0 | -71488.5639 | 48896.0367 | 0 | 0 | 0 | 0 | 0 | 0 | 0 | 0 | 0 | 0 | 0 | 0 | 0 | 0
2016-08-24 02:00 | 0 | 0 | 0 | 0 | 0 | 780650.1129 | 185.2344 | 548730 | 0 | 0 | 0 | 71680.1234 | 3457866.6287 | 0 | 0 | 0 | 0 | 0 | 0 | 0 | 0 | 0 | 0 | 0 | 0 | 0 | 0 | 57313.8413 | 174791.506 | 0 | 0 | 0 | 0 | 0 | 0 | 0 | 0 | 0 | 0 | 0 | 0 | 0 | 0
2016-08-24 03:00 | 0 | 0 | 0 | 0 | 0 | 756838.5104 | 0 | 510750 | 0 | 0 | 0 | 142977.1278 | 3632658.1348 | 0 | 0 | 0 | 0 | 0 | 0 | 0 | 0 | 0 | 0 | 0 | 0 | 0 | 0 | 71297.0043 | 174791.506 | 0 | 0 | 0 | 0 | 0 | 0 | 0 | 0 | 0 | 0 | 0 | 0 | 0 | 0
2016-08-24 04:00 | 0 | 0 | 0 | 0 | 0 | 405567.4361 | 0 | 477056 | 0 | 0 | 0 | 71488.5639 | 3632658.1348 | 0 | 0 | 0 | 0 | 0 | 0 | 0 | 0 | 0 | 0 | 0 | 0 | 0 | 0 | -71488.5639 | 0 | 0 | 0 | 0 | 0 | 0 | 0 | 0 | 0 | 0 | 0 | 0 | 0 | 0 | 0
2016-08-24 05:00 | 0 | 0 | 0 | 0 | 0 | 551181.9421 | 0 | 447879 | 0 | 0 | 0 | 0 | 3807449.6408 | 0 | 0 | 0 | 0 | 0 | 0 | 0 | 0 | 0 | 0 | 0 | 0 | 0 | 0 | -71488.5639 | 174791.506 | 0 | 0 | 0 | 0 | 0 | 0 | 0 | 0 | 0 | 0 | 0 | 0 | 0 | 0
2016-08-24 06:00 | 0 | 0 | 0 | 0 | 0 | 638881.5753 | 0 | 425903 | 0 | 0 | 0 | 38187.0693 | 3982241.1469 | 0 | 0 | 0 | 0 | 0 | 0 | 0 | 0 | 0 | 0 | 0 | 0 | 0 | 0 | 38187.0693 | 174791.506 | 0 | 0 | 0 | 0 | 0 | 0 | 0 | 0 | 0 | 0 | 0 | 0 | 0 | 0
2016-08-24 07:00 | 0 | 0 | 0 | 0 | 0 | 612935.7062 | 0 | 410647 | 0 | 0 | 0 | 65684.2695 | 4157032.6529 | 0 | 0 | 0 | 0 | 0 | 0 | 0 | 0 | 0 | 0 | 0 | 0 | 0 | 0 | 27497.2002 | 174791.506 | 0 | 0 | 0 | 0 | 0 | 0 | 0 | 0 | 0 | 0 | 0 | 0 | 0 | 0
2016-08-24 08:00 | 0 | 0 | 0 | 0 | 0 | 588770.0811 | 0 | 403762 | 0 | 0 | 0 | 75900.8446 | 4331824.1589 | 0 | 0 | 0 | 0 | 0 | 0 | 0 | 0 | 0 | 0 | 0 | 0 | 0 | 0 | 10216.5751 | 174791.506 | 0 | 0 | 0 | 0 | 0 | 0 | 0 | 0 | 0 | 0 | 0 | 0 | 0 | 0
2016-08-24 09:00 | 0 | 0 | 0 | 0 | 0 | 556982.3287 | 0 | 409712 | 0 | 0 | 0 | 48379.6672 | 4506615.665 | 0 | 0 | 0 | 0 | 0 | 0 | 0 | 0 | 0 | 0 | 0 | 0 | 0 | 0 | -27521.1774 | 174791.506 | 0 | 0 | 0 | 0 | 0 | 0 | 0 | 0 | 0 | 0 | 0 | 0 | 0 | 0
2016-08-24 10:00 | 0 | 0 | 0 | 0 | 0 | 534508.9277 | 0 | 428782 | 0 | 0 | 0 | 82676.6279 | 4578045.632 | 0 | 0 | 0 | 0 | 0 | 0 | 0 | 0 | 0 | 0 | 0 | 0 | 0 | 0 | 34296.9607 | 71429.967 | 0 | 0 | 0 | 0 | 0 | 0 | 0 | 0 | 0 | 0 | 0 | 0 | 0 | 0
2016-08-24 11:00 | 0 | 0 | 0 | 0 | 0 | 508286.4999 | 0 | 447986 | 0 | 0 | 0 | 142977.1278 | 4578045.632 | 0 | 0 | 0 | 0 | 0 | 0 | 0 | 0 | 0 | 0 | 0 | 0 | 0 | 0 | 60300.4999 | 0 | 0 | 0 | 0 | 0 | 0 | 0 | 0 | 0 | 0 | 0 | 0 | 0 | 0 | 0
2016-08-24 12:00 | 0 | 0 | 0 | 0 | 0 | 397008.0407 | 2718.424 | 465480 | 0 | 0 | 0 | 71488.5639 | 4583780.6606 | 0 | 0 | 0 | 0 | 0 | 0 | 0 | 0 | 0 | 0 | 0 | 0 | 0 | 0 | -71488.5639 | 5735.0286 | 0 | 0 | 0 | 0 | 0 | 0 | 0 | 0 | 0 | 0 | 0 | 0 | 0 | 0
2016-08-24 13:00 | 0 | 0 | 0 | 0 | 0 | 340371.5073 | 179398.1701 | 488202 | 0 | 0 | 0 | 0 | 4686836.9019 | 0 | 0 | 0 | 0 | 0 | 0 | 0 | 0 | 0 | 0 | 0 | 0 | 0 | 0 | -71488.5639 | 103056.2413 | 0 | 0 | 0 | 0 | 0 | 0 | 0 | 0 | 0 | 0 | 0 | 0 | 0 | 0
2016-08-24 14:00 | 0 | 0 | 0 | 0 | 0 | 232458.2826 | 512393.7736 | 516237 | 0 | 0 | 0 | 53823.5501 | 4861628.4079 | 0 | 0 | 0 | 0 | 0 | 0 | 0 | 0 | 0 | 0 | 0 | 0 | 0 | 0 | 53823.5501 | 174791.506 | 0 | 0 | 0 | 0 | 0 | 0 | 0 | 0 | 0 | 0 | 0 | 0 | 0 | 0
2016-08-24 15:00 | 0 | 0 | 0 | 0 | 0 | 0 | 665519.9559 | 544552 | 0 | 0 | 0 | 0 | 5036419.9139 | 0 | 0 | 0 | 0 | 0 | 0 | 0 | 0 | 0 | 0 | 0 | 0 | 0 | 0 | -53823.5501 | 174791.506 | 0 | 0 | 0 | 0 | 0 | 0 | 0 | 0 | 0 | 0 | 0 | 0 | 0 | 0
2016-08-24 16:00 | 0 | 0 | 0 | 0 | 0 | 60665.4669 | 754971.603 | 569357 | 0 | 0 | 0 | 71488.5639 | 5211211.42 | 0 | 0 | 0 | 0 | 0 | 0 | 0 | 0 | 0 | 0 | 0 | 0 | 0 | 0 | 71488.5639 | 174791.506 | 0 | 0 | 0 | 0 | 0 | 0 | 0 | 0 | 0 | 0 | 0 | 0 | 0 | 0
2016-08-24 17:00 | 0 | 0 | 0 | 0 | 0 | 0 | 765176.0777 | 593181 | 0 | 0 | 0 | 68692.1355 | 5386002.926 | 0 | 0 | 0 | 0 | 0 | 0 | 0 | 0 | 0 | 0 | 0 | 0 | 0 | 0 | -2796.4284 | 174791.506 | 0 | 0 | 0 | 0 | 0 | 0 | 0 | 0 | 0 | 0 | 0 | 0 | 0 | 0
2016-08-24 18:00 | 0 | 0 | 0 | 0 | 0 | 97910.0368 | 754213.4033 | 614042 | 0 | 0 | 0 | 131982.0697 | 5560794.4321 | 0 | 0 | 0 | 0 | 0 | 0 | 0 | 0 | 0 | 0 | 0 | 0 | 0 | 0 | 63289.9341 | 174791.506 | 0 | 0 | 0 | 0 | 0 | 0 | 0 | 0 | 0 | 0 | 0 | 0 | 0 | 0
2016-08-24 19:00 | 0 | 0 | 0 | 0 | 0 | 139939.1971 | 735251.8729 | 628911 | 0 | 0 | 0 | 203470.6336 | 5735585.9381 | 0 | 0 | 0 | 0 | 0 | 0 | 0 | 0 | 0 | 0 | 0 | 0 | 0 | 0 | 71488.5639 | 174791.506 | 0 | 0 | 0 | 0 | 0 | 0 | 0 | 0 | 0 | 0 | 0 | 0 | 0 | 0
2016-08-24 20:00 | 0 | 0 | 0 | 0 | 0 | 93501.7781 | 720949.728 | 639660 | 0 | 0 | 0 | 203470.6336 | 5910377.4441 | 0 | 0 | 0 | 0 | 0 | 0 | 0 | 0 | 0 | 0 | 0 | 0 | 0 | 0 | 0 | 174791.506 | 0 | 0 | 0 | 0 | 0 | 0 | 0 | 0 | 0 | 0 | 0 | 0 | 0 | 0
2016-08-24 21:00 | 0 | 0 | 0 | 0 | 0 | 54512.5071 | 693443.4351 | 644653 | 0 | 0 | 0 | 131982.0697 | 6085168.9502 | 0 | 0 | 0 | 0 | 0 | 0 | 0 | 0 | 0 | 0 | 0 | 0 | 0 | 0 | -71488.5639 | 174791.506 | 0 | 0 | 0 | 0 | 0 | 0 | 0 | 0 | 0 | 0 | 0 | 0 | 0 | 0
2016-08-24 22:00 | 0 | 0 | 0 | 0 | 0 | 163780.8361 | 650107.6699 | 639097 | 0 | 0 | 0 | 131982.0697 | 6259960.4562 | 0 | 0 | 0 | 0 | 0 | 0 | 0 | 0 | 0 | 0 | 0 | 0 | 0 | 0 | 0 | 174791.506 | 0 | 0 | 0 | 0 | 0 | 0 | 0 | 0 | 0 | 0 | 0 | 0 | 0 | 0
2016-08-24 23:00 | 0 | 0 | 0 | 0 | 0 | 315430.7657 | 557127.3043 | 626278 | 0 | 0 | 0 | 203470.6336 | 6434751.9622 | 0 | 0 | 0 | 0 | 0 | 0 | 0 | 0 | 0 | 0 | 0 | 0 | 0 | 0 | 71488.5639 | 174791.506 | 0 | 0 | 0 | 0 | 0 | 0 | 0 | 0 | 0 | 0 | 0 | 0 | 0 | 0
2016-08-25 | 0 | 0 | 0 | 0 | 0 | 377567.8755 | 397214.72 | 615389 | 0 | 0 | 0 | 203470.6336 | 6594145.5578 | 0 | 0 | 0 | 0 | 0 | 0 | 0 | 0 | 0 | 0 | 0 | 0 | 0 | 0 | 0 | 159393.5955 | 0 | 0 | 0 | 0 | 0 | 0 | 0 | 0 | 0 | 0 | 0 | 0 | 0 | 0
2016-08-25 01:00 | 0 | 0 | 0 | 0 | 0 | 443929.7958 | 120517.6747 | 596882 | 0 | 0 | 0 | 203470.6336 | 6561711.0282 | 0 | 0 | 0 | 0 | 0 | 0 | 0 | 0 | 0 | 0 | 0 | 0 | 0 | 0 | 0 | 0 | 32434.5296 | 0 | 0 | 0 | 0 | 0 | 0 | 0 | 0 | 0 | 0 | 0 | 0 | 0
2016-08-25 02:00 | 0 | 0 | 0 | 0 | 0 | 438603.3527 | 148.0226 | 563679 | 0 | 0 | 0 | 131982.0697 | 6508271.9675 | 0 | 0 | 0 | 0 | 0 | 0 | 0 | 0 | 0 | 0 | 0 | 0 | 0 | 0 | -71488.5639 | 0 | 53439.0607 | 0 | 0 | 0 | 0 | 0 | 0 | 0 | 0 | 0 | 0 | 0 | 0 | 0
2016-08-25 03:00 | 0 | 0 | 0 | 0 | 0 | 420326.4511 | 0 | 524938 | 0 | 0 | 0 | 203470.6336 | 6332171.8547 | 0 | 0 | 0 | 0 | 0 | 0 | 0 | 0 | 0 | 0 | 0 | 0 | 0 | 0 | 71488.5639 | 0 | 176100.1127 | 0 | 0 | 0 | 0 | 0 | 0 | 0 | 0 | 0 | 0 | 0 | 0 | 0
2016-08-25 04:00 | 0 | 0 | 0 | 0 | 0 | 402946.8707 | 0 | 489614 | 0 | 0 | 0 | 131982.0697 | 6316993.2893 | 0 | 0 | 0 | 0 | 0 | 0 | 0 | 0 | 0 | 0 | 0 | 0 | 0 | 0 | -71488.5639 | 0 | 15178.5654 | 0 | 0 | 0 | 0 | 0 | 0 | 0 | 0 | 0 | 0 | 0 | 0 | 0
2016-08-25 05:00 | 0 | 0 | 0 | 0 | 0 | 380127.5105 | 0 | 461217 | 0 | 0 | 0 | 203470.6336 | 6164415.2359 | 0 | 0 | 0 | 0 | 0 | 0 | 0 | 0 | 0 | 0 | 0 | 0 | 0 | 0 | 71488.5639 | 0 | 152578.0534 | 0 | 0 | 0 | 0 | 0 | 0 | 0 | 0 | 0 | 0 | 0 | 0 | 0
2016-08-25 06:00 | 0 | 0 | 0 | 0 | 0 | 361778.1376 | 0 | 437953 | 0 | 0 | 0 | 203470.6336 | 6088240.3735 | 0 | 0 | 0 | 0 | 0 | 0 | 0 | 0 | 0 | 0 | 0 | 0 | 0 | 0 | 0 | 0 | 76174.8624 | 0 | 0 | 0 | 0 | 0 | 0 | 0 | 0 | 0 | 0 | 0 | 0 | 0
2016-08-25 07:00 | 0 | 0 | 0 | 0 | 0 | 350315.6764 | 0 | 421820 | 0 | 0 | 0 | 131982.0697 | 6088224.6138 | 0 | 0 | 0 | 0 | 0 | 0 | 0 | 0 | 0 | 0 | 0 | 0 | 0 | 0 | -71488.5639 | 0 | 15.7597 | 0 | 0 | 0 | 0 | 0 | 0 | 0 | 0 | 0 | 0 | 0 | 0 | 0
2016-08-25 08:00 | 0 | 0 | 0 | 0 | 0 | 347473.9794 | 0 | 415450 | 0 | 0 | 0 | 64006.049 | 6088224.6138 | 0 | 0 | 0 | 0 | 0 | 0 | 0 | 0 | 0 | 0 | 0 | 0 | 0 | 0 | -67976.0206 | 0 | 0 | 0 | 0 | 0 | 0 | 0 | 0 | 0 | 0 | 0 | 0 | 0 | 0 | 0
2016-08-25 09:00 | 0 | 0 | 0 | 0 | 0 | 332608.7362 | 0 | 420070 | 0 | 0 | 0 | 0 | 6064769.399 | 0 | 0 | 0 | 0 | 0 | 0 | 0 | 0 | 0 | 0 | 0 | 0 | 0 | 0 | -64006.049 | 0 | 23455.2148 | 0 | 0 | 0 | 0 | 0 | 0 | 0 | 0 | 0 | 0 | 0 | 0 | 0
2016-08-25 10:00 | 0 | 0 | 0 | 0 | 0 | 317897.5629 | 0 | 439258 | 0 | 0 | 0 | 71488.5639 | 5871920.398 | 0 | 0 | 0 | 0 | 0 | 0 | 0 | 0 | 0 | 0 | 0 | 0 | 0 | 0 | 71488.5639 | 0 | 192849.001 | 0 | 0 | 0 | 0 | 0 | 0 | 0 | 0 | 0 | 0 | 0 | 0 | 0
2016-08-25 11:00 | 0 | 0 | 0 | 0 | 0 | 301920.7246 | 0 | 460850 | 0 | 0 | 0 | 51689.3173 | 5732790.3692 | 0 | 0 | 0 | 0 | 0 | 0 | 0 | 0 | 0 | 0 | 0 | 0 | 0 | 0 | -19799.2466 | 0 | 139130.0288 | 0 | 0 | 0 | 0 | 0 | 0 | 0 | 0 | 0 | 0 | 0 | 0 | 0
2016-08-25 12:00 | 0 | 0 | 0 | 0 | 0 | 225518.9473 | 1520.5329 | 479942 | 0 | 0 | 0 | 71488.5639 | 5460088.6027 | 0 | 0 | 0 | 0 | 0 | 0 | 0 | 0 | 0 | 0 | 0 | 0 | 0 | 0 | 19799.2466 | 0 | 272701.7664 | 0 | 0 | 0 | 0 | 0 | 0 | 0 | 0 | 0 | 0 | 0 | 0 | 0
2016-08-25 13:00 | 0 | 0 | 0 | 0 | 0 | 207513.042 | 195084.588 | 504835 | 0 | 0 | 0 | 0 | 5429339.7966 | 0 | 0 | 0 | 0 | 0 | 0 | 0 | 0 | 0 | 0 | 0 | 0 | 0 | 0 | -71488.5639 | 0 | 30748.8062 | 0 | 0 | 0 | 0 | 0 | 0 | 0 | 0 | 0 | 0 | 0 | 0 | 0
2016-08-25 14:00 | 0 | 0 | 0 | 0 | 0 | 192390.7766 | 517888.7295 | 535488 | 0 | 0 | 0 | 0 | 5604131.3026 | 0 | 0 | 0 | 0 | 0 | 0 | 0 | 0 | 0 | 0 | 0 | 0 | 0 | 0 | 0 | 174791.506 | 0 | 0 | 0 | 0 | 0 | 0 | 0 | 0 | 0 | 0 | 0 | 0 | 0 | 0
2016-08-25 15:00 | 0 | 0 | 0 | 0 | 0 | 100800.1116 | 680091.3301 | 565825 | 0 | 0 | 0 | 60493.5058 | 5758704.2386 | 0 | 0 | 0 | 0 | 0 | 0 | 0 | 0 | 0 | 0 | 0 | 0 | 0 | 0 | 60493.5058 | 154572.9359 | 0 | 0 | 0 | 0 | 0 | 0 | 0 | 0 | 0 | 0 | 0 | 0 | 0 | 0
2016-08-25 16:00 | 0 | 0 | 0 | 0 | 0 | 89806.7224 | 750941.3475 | 594468 | 0 | 0 | 0 | 131982.0697 | 5933495.7446 | 0 | 0 | 0 | 0 | 0 | 0 | 0 | 0 | 0 | 0 | 0 | 0 | 0 | 0 | 71488.5639 | 174791.506 | 0 | 0 | 0 | 0 | 0 | 0 | 0 | 0 | 0 | 0 | 0 | 0 | 0 | 0
2016-08-25 17:00 | 0 | 0 | 0 | 0 | 0 | 116282.5419 | 750486.528 | 620489 | 0 | 0 | 0 | 203470.6336 | 6108287.2506 | 0 | 0 | 0 | 0 | 0 | 0 | 0 | 0 | 0 | 0 | 0 | 0 | 0 | 0 | 71488.5639 | 174791.506 | 0 | 0 | 0 | 0 | 0 | 0 | 0 | 0 | 0 | 0 | 0 | 0 | 0 | 0
2016-08-25 18:00 | 0 | 0 | 0 | 0 | 0 | 2318.5545 | 740752.3876 | 639768 | 0 | 0 | 0 | 131982.0697 | 6283078.7567 | 0 | 0 | 0 | 0 | 0 | 0 | 0 | 0 | 0 | 0 | 0 | 0 | 0 | 0 | -71488.5639 | 174791.506 | 0 | 0 | 0 | 0 | 0 | 0 | 0 | 0 | 0 | 0 | 0 | 0 | 0 | 0
2016-08-25 19:00 | 0 | 0 | 0 | 0 | 0 | 36346.8908 | 719410.0514 | 652454 | 0 | 0 | 0 | 60493.5058 | 6457870.2627 | 0 | 0 | 0 | 0 | 0 | 0 | 0 | 0 | 0 | 0 | 0 | 0 | 0 | 0 | -71488.5639 | 174791.506 | 0 | 0 | 0 | 0 | 0 | 0 | 0 | 0 | 0 | 0 | 0 | 0 | 0 | 0
2016-08-25 20:00 | 0 | 0 | 0 | 0 | 0 | 104876.1784 | 696656.2488 | 659693 | 0 | 0 | 0 | 131982.0697 | 6528221.126 | 0 | 0 | 0 | 0 | 0 | 0 | 0 | 0 | 0 | 0 | 0 | 0 | 0 | 0 | 71488.5639 | 70350.8633 | 0 | 0 | 0 | 0 | 0 | 0 | 0 | 0 | 0 | 0 | 0 | 0 | 0 | 0
2016-08-25 21:00 | 0 | 0 | 0 | 0 | 0 | 97401.4558 | 657868.4134 | 660450 | 0 | 0 | 0 | 203470.6336 | 6551552.4313 | 0 | 0 | 0 | 0 | 0 | 0 | 0 | 0 | 0 | 0 | 0 | 0 | 0 | 0 | 71488.5639 | 23331.3052 | 0 | 0 | 0 | 0 | 0 | 0 | 0 | 0 | 0 | 0 | 0 | 0 | 0 | 0
2016-08-25 22:00 | 0 | 0 | 0 | 0 | 0 | 91853.4916 | 602375.6349 | 651636 | 0 | 0 | 0 | 203470.6336 | 6594145.5578 | 0 | 0 | 0 | 0 | 0 | 0 | 0 | 0 | 0 | 0 | 0 | 0 | 0 | 0 | 0 | 42593.1265 | 0 | 0 | 0 | 0 | 0 | 0 | 0 | 0 | 0 | 0 | 0 | 0 | 0 | 0
2016-08-25 23:00 | 0 | 0 | 0 | 0 | 0 | 93121.441 | 498377.8862 | 636994 | 0 | 0 | 0 | 203470.6336 | 6548650.885 | 0 | 0 | 0 | 0 | 0 | 0 | 0 | 0 | 0 | 0 | 0 | 0 | 0 | 0 | 0 | 174791.506 | 220286.1788 | 0 | 0 | 0 | 0 | 0 | 0 | 0 | 0 | 0 | 0 | 0 | 0 | 0
2016-08-26 | 0 | 0 | 0 | 0 | 0 | 135007.3298 | 345500.6841 | 625254 | 0 | 0 | 0 | 162197.3353 | 6445178.1971 | 0 | 0 | 0 | 0 | 0 | 0 | 0 | 0 | 0 | 0 | 0 | 0 | 0 | 0 | -41273.2983 | 169229.0786 | 272701.7664 | 0 | 0 | 0 | 0 | 0 | 0 | 0 | 0 | 0 | 0 | 0 | 0 | 0
2016-08-26 01:00 | 0 | 0 | 0 | 0 | 0 | 200325.5201 | 114477.5149 | 606013 | 0 | 0 | 0 | 90708.7714 | 6225456.796 | 0 | 0 | 0 | 0 | 0 | 0 | 0 | 0 | 0 | 0 | 0 | 0 | 0 | 0 | -71488.5639 | 52980.3653 | 272701.7664 | 0 | 0 | 0 | 0 | 0 | 0 | 0 | 0 | 0 | 0 | 0 | 0 | 0
2016-08-26 02:00 | 0 | 0 | 0 | 0 | 0 | 231054.5266 | 124.5208 | 572344 | 0 | 0 | 0 | 21893.6692 | 5952755.0296 | 0 | 0 | 0 | 0 | 0 | 0 | 0 | 0 | 0 | 281.5329 | 0 | 0 | 0 | 0 | -68815.1022 | 0 | 272701.7664 | 0 | 0 | 0 | 0 | 0 | 0 | 0 | 0 | 0 | 0 | 351.9161 | 0 | 0
2016-08-26 03:00 | 0 | 0 | 0 | 0 | 0 | 240123.278 | 0 | 533346 | 0 | 0 | 0 | 0 | 5680053.2632 | 0 | 0 | 0 | 0 | 0 | 0 | 0 | 0 | 0 | 1379.7026 | 0 | 0 | 0 | 0 | -21893.6692 | 0 | 272701.7664 | 0 | 0 | 0 | 0 | 0 | 0 | 0 | 0 | 0 | 0 | 1372.7136 | 0 | 0
2016-08-26 04:00 | 0 | 0 | 0 | 0 | 0 | 244371.2414 | 0 | 497549 | 0 | 0 | 0 | 0 | 5425502.791 | 0 | 0 | 0 | 0 | 0 | 0 | 0 | 0 | 0 | 2477.868 | 0 | 0 | 0 | 0 | 0 | 18151.2942 | 272701.7664 | 0 | 0 | 0 | 0 | 0 | 0 | 0 | 0 | 0 | 0 | 1372.7136 | 0 | 0
2016-08-26 05:00 | 0 | 0 | 0 | 0 | 0 | 250796.9096 | 0 | 467937 | 0 | 0 | 0 | 54188.9624 | 5152801.0246 | 0 | 0 | 0 | 0 | 0 | 0 | 0 | 0 | 0 | 3576.0289 | 0 | 0 | 0 | 0 | 54188.9624 | 0 | 272701.7664 | 0 | 0 | 0 | 0 | 0 | 0 | 0 | 0 | 0 | 0 | 1372.7136 | 0 | 0
2016-08-26 06:00 | 0 | 0 | 0 | 0 | 0 | 257702.7735 | 0 | 444734 | 0 | 0 | 0 | 125677.5263 | 4892908.5206 | 0 | 0 | 0 | 0 | 0 | 0 | 0 | 0 | 0 | 4674.1855 | 0 | 0 | 0 | 0 | 71488.5639 | 12809.2624 | 272701.7664 | 0 | 0 | 0 | 0 | 0 | 0 | 0 | 0 | 0 | 0 | 1372.7136 | 0 | 0
2016-08-26 07:00 | 0 | 0 | 0 | 0 | 0 | 261914.9873 | 0 | 428458 | 0 | 0 | 0 | 197166.0902 | 4653504.2305 | 0 | 0 | 0 | 0 | 0 | 0 | 0 | 0 | 0 | 5772.3377 | 0 | 0 | 0 | 0 | 71488.5639 | 33297.4763 | 272701.7664 | 0 | 0 | 0 | 0 | 0 | 0 | 0 | 0 | 0 | 0 | 1372.7136 | 0 | 0
2016-08-26 08:00 | 0 | 0 | 0 | 0 | 0 | 257863.3693 | 0 | 420866 | 0 | 0 | 0 | 125677.5263 | 4560617.4501 | 0 | 0 | 0 | 0 | 0 | 0 | 0 | 0 | 0 | 6870.4855 | 0 | 0 | 0 | 0 | -71488.5639 | 0 | 92886.7804 | 0 | 0 | 0 | 0 | 0 | 0 | 0 | 0 | 0 | 0 | 1372.7136 | 0 | 0
2016-08-26 09:00 | 0 | 0 | 0 | 0 | 0 | 238621.8021 | 0 | 425519 | 0 | 0 | 0 | 197166.0902 | 4300858.9747 | 0 | 0 | 0 | 0 | 0 | 0 | 0 | 0 | 0 | 7968.6288 | 0 | 0 | 0 | 0 | 71488.5639 | 12943.291 | 272701.7664 | 0 | 0 | 0 | 0 | 0 | 0 | 0 | 0 | 0 | 0 | 1372.7136 | 0 | 0
2016-08-26 10:00 | 0 | 0 | 0 | 0 | 0 | 219125.4264 | 0 | 444728 | 0 | 0 | 0 | 203470.6336 | 4067579.1441 | 0 | 0 | 0 | 0 | 0 | 0 | 0 | 0 | 0 | 9066.7678 | 0 | 0 | 0 | 0 | 6304.5434 | 39421.9358 | 272701.7664 | 0 | 0 | 0 | 0 | 0 | 0 | 0 | 0 | 0 | 0 | 1372.7136 | 0 | 0
2016-08-26 11:00 | 0 | 0 | 0 | 0 | 0 | 204283.21 | 0 | 466043 | 0 | 0 | 0 | 131982.0697 | 3875935.2044 | 0 | 0 | 0 | 0 | 0 | 0 | 0 | 0 | 0 | 10164.9024 | 0 | 0 | 0 | 0 | -71488.5639 | 81057.8267 | 272701.7664 | 0 | 0 | 0 | 0 | 0 | 0 | 0 | 0 | 0 | 0 | 1372.7136 | 0 | 0
2016-08-26 12:00 | 0 | 0 | 0 | 0 | 0 | 136499.5994 | 938.4505 | 487524 | 0 | 0 | 0 | 60493.5058 | 3603233.438 | 0 | 0 | 0 | 0 | 0 | 0 | 0 | 0 | 0 | 0 | 0 | 0 | 0 | 0 | -71488.5639 | 0 | 272701.7664 | 0 | 0 | 0 | 0 | 0 | 0 | 0 | 0 | 0 | 0 | 0 | 10164.8618 | 0
2016-08-26 13:00 | 0 | 0 | 0 | 0 | 0 | 54276.2128 | 155281.0544 | 514353 | 0 | 0 | 0 | 28399.5395 | 3330531.6716 | 0 | 0 | 0 | 0 | 0 | 0 | 0 | 0 | 0 | 0 | 0 | 0 | 0 | 0 | -32093.9663 | 0 | 272701.7664 | 0 | 0 | 0 | 0 | 0 | 0 | 0 | 0 | 0 | 0 | 0 | 0 | 0
2016-08-26 14:00 | 0 | 0 | 0 | 0 | 0 | 63087.5276 | 469104.3024 | 545261 | 0 | 0 | 0 | 0 | 3345862.041 | 0 | 0 | 0 | 0 | 0 | 0 | 0 | 0 | 0 | 0 | 0 | 0 | 0 | 0 | -28399.5395 | 15330.3695 | 0 | 0 | 0 | 0 | 0 | 0 | 0 | 0 | 0 | 0 | 0 | 0 | 0 | 0
2016-08-26 15:00 | 0 | 0 | 0 | 0 | 0 | 78135.6129 | 623972.1369 | 576723 | 0 | 0 | 0 | 71488.5639 | 3399758.2269 | 0 | 0 | 0 | 0 | 0 | 0 | 0 | 0 | 0 | 0 | 0 | 0 | 0 | 0 | 71488.5639 | 174791.506 | 120895.3202 | 0 | 0 | 0 | 0 | 0 | 0 | 0 | 0 | 0 | 0 | 0 | 0 | 0
2016-08-26 16:00 | 0 | 0 | 0 | 0 | 0 | 80116.9111 | 705246.3013 | 603840 | 0 | 0 | 0 | 78220.2703 | 3574549.7329 | 0 | 0 | 0 | 0 | 0 | 0 | 0 | 0 | 0 | 0 | 0 | 0 | 0 | 0 | 6731.7064 | 174791.506 | 0 | 0 | 0 | 0 | 0 | 0 | 0 | 0 | 0 | 0 | 0 | 0 | 0 | 0
2016-08-26 17:00 | 0 | 0 | 0 | 0 | 0 | 78846.1853 | 716540.7746 | 625441 | 0 | 0 | 0 | 73374.7241 | 3749341.239 | 0 | 0 | 0 | 0 | 0 | 0 | 0 | 0 | 0 | 0 | 0 | 0 | 0 | 0 | -4845.5461 | 174791.506 | 0 | 0 | 0 | 0 | 0 | 0 | 0 | 0 | 0 | 0 | 0 | 0 | 0 | 0
2016-08-26 18:00 | 0 | 0 | 0 | 0 | 0 | 79343.9441 | 712951.9783 | 641847 | 0 | 0 | 0 | 49032.1405 | 3924132.745 | 0 | 0 | 0 | 0 | 0 | 0 | 0 | 0 | 0 | 0 | 0 | 0 | 0 | 0 | -24342.5837 | 174791.506 | 0 | 0 | 0 | 0 | 0 | 0 | 0 | 0 | 0 | 0 | 0 | 0 | 0 | 0
2016-08-26 19:00 | 0 | 0 | 0 | 0 | 0 | 82409.6244 | 700525.0404 | 651451 | 0 | 0 | 0 | 120520.7044 | 3984127.8459 | 0 | 0 | 0 | 0 | 0 | 0 | 0 | 0 | 0 | 0 | 0 | 0 | 0 | 0 | 71488.5639 | 59995.1009 | 0 | 0 | 0 | 0 | 0 | 0 | 0 | 0 | 0 | 0 | 0 | 0 | 0 | 0
2016-08-26 20:00 | 0 | 0 | 0 | 0 | 0 | 87790.8334 | 694796.5678 | 655480 | 0 | 0 | 0 | 192009.2682 | 4039746.6833 | 0 | 0 | 0 | 0 | 0 | 0 | 0 | 0 | 0 | 0 | 0 | 0 | 0 | 0 | 71488.5639 | 55618.8374 | 0 | 0 | 0 | 0 | 0 | 0 | 0 | 0 | 0 | 0 | 0 | 0 | 0 | 0
2016-08-26 21:00 | 0 | 0 | 0 | 0 | 0 | 90481.2053 | 674916.9928 | 653550 | 0 | 0 | 0 | 129065.9603 | 4214538.1893 | 0 | 0 | 0 | 0 | 0 | 0 | 0 | 0 | 0 | 0 | 0 | 0 | 0 | 0 | -62943.3079 | 174791.506 | 0 | 0 | 0 | 0 | 0 | 0 | 0 | 0 | 0 | 0 | 0 | 0 | 0 | 0
2016-08-26 22:00 | 0 | 0 | 0 | 0 | 0 | 91687.0694 | 641558.2603 | 639815 | 0 | 0 | 0 | 100948.5305 | 4336085.9488 | 0 | 0 | 0 | 0 | 0 | 0 | 0 | 0 | 0 | 0 | 0 | 0 | 0 | 0 | -28117.4298 | 121547.7595 | 0 | 0 | 0 | 0 | 0 | 0 | 0 | 0 | 0 | 0 | 0 | 0 | 0 | 0
2016-08-26 23:00 | 0 | 0 | 0 | 0 | 0 | 102185.6989 | 546114.8403 | 617267 | 0 | 0 | 0 | 131982.0697 | 4336085.9488 | 0 | 0 | 0 | 0 | 0 | 0 | 0 | 0 | 0 | 0 | 0 | 0 | 0 | 0 | 31033.5391 | 0 | 0 | 0 | 0 | 0 | 0 | 0 | 0 | 0 | 0 | 0 | 0 | 0 | 0 | 0
2016-08-27 | 0 | 0 | 0 | 0 | 0 | 161008.032 | 378508.4956 | 600923 | 0 | 0 | 0 | 203470.6336 | 4203190.9125 | 0 | 0 | 0 | 0 | 0 | 0 | 0 | 0 | 0 | 0 | 0 | 0 | 0 | 0 | 71488.5639 | 139806.7301 | 272701.7664 | 0 | 0 | 0 | 0 | 0 | 0 | 0 | 0 | 0 | 0 | 0 | 0 | 0
2016-08-27 01:00 | 0 | 0 | 0 | 0 | 0 | 289437.3883 | 110461.0289 | 580016 | 0 | 0 | 0 | 131982.0697 | 4094561.8935 | 0 | 0 | 0 | 0 | 0 | 0 | 0 | 0 | 0 | 0 | 0 | 0 | 0 | 0 | -71488.5639 | 0 | 108629.019 | 0 | 0 | 0 | 0 | 0 | 0 | 0 | 0 | 0 | 0 | 0 | 0 | 0
2016-08-27 02:00 | 0 | 0 | 0 | 0 | 0 | 338585.681 | 90.4428 | 549444 | 0 | 0 | 0 | 71488.5639 | 3944287.5231 | 0 | 0 | 0 | 0 | 0 | 0 | 0 | 0 | 0 | 0 | 0 | 0 | 0 | 0 | -60493.5058 | 122427.396 | 272701.7664 | 0 | 0 | 0 | 0 | 0 | 0 | 0 | 0 | 0 | 0 | 0 | 0 | 0
2016-08-27 03:00 | 0 | 0 | 0 | 0 | 0 | 340531.6585 | 0 | 516865 | 0 | 0 | 0 | 0 | 3839442.7454 | 0 | 0 | 0 | 0 | 0 | 0 | 0 | 0 | 0 | 0 | 0 | 0 | 0 | 0 | -71488.5639 | 0 | 104844.7776 | 0 | 0 | 0 | 0 | 0 | 0 | 0 | 0 | 0 | 0 | 0 | 0 | 0
2016-08-27 04:00 | 0 | 0 | 0 | 0 | 0 | 321586.8511 | 0 | 484549 | 0 | 0 | 0 | 0 | 3676480.5965 | 0 | 0 | 0 | 0 | 0 | 0 | 0 | 0 | 0 | 0 | 0 | 0 | 0 | 0 | 0 | 109739.6175 | 272701.7664 | 0 | 0 | 0 | 0 | 0 | 0 | 0 | 0 | 0 | 0 | 0 | 0 | 0
2016-08-27 05:00 | 0 | 0 | 0 | 0 | 0 | 297734.1933 | 0 | 455263 | 0 | 0 | 0 | 71488.5639 | 3447463.226 | 0 | 0 | 0 | 0 | 0 | 0 | 0 | 0 | 0 | 0 | 0 | 0 | 0 | 0 | 71488.5639 | 0 | 229017.3706 | 0 | 0 | 0 | 0 | 0 | 0 | 0 | 0 | 0 | 0 | 0 | 0 | 0
2016-08-27 06:00 | 0 | 0 | 0 | 0 | 0 | 280291.9606 | 0 | 431590 | 0 | 0 | 0 | 0 | 3367653.7504 | 0 | 0 | 0 | 0 | 0 | 0 | 0 | 0 | 0 | 0 | 0 | 0 | 0 | 0 | -71488.5639 | 0 | 79809.4755 | 0 | 0 | 0 | 0 | 0 | 0 | 0 | 0 | 0 | 0 | 0 | 0 | 0
2016-08-27 07:00 | 0 | 0 | 0 | 0 | 0 | 267943.5582 | 0 | 414085 | 0 | 0 | 0 | 0 | 3221512.3087 | 0 | 0 | 0 | 0 | 0 | 0 | 0 | 0 | 0 | 0 | 0 | 0 | 0 | 0 | 0 | 126560.3246 | 272701.7664 | 0 | 0 | 0 | 0 | 0 | 0 | 0 | 0 | 0 | 0 | 0 | 0 | 0
2016-08-27 08:00 | 0 | 0 | 0 | 0 | 0 | 256486.9066 | 0 | 404444 | 0 | 0 | 0 | 0 | 3073555.2153 | 0 | 0 | 0 | 0 | 0 | 0 | 0 | 0 | 0 | 0 | 0 | 0 | 0 | 0 | 0 | 0 | 147957.0934 | 0 | 0 | 0 | 0 | 0 | 0 | 0 | 0 | 0 | 0 | 0 | 0 | 0
2016-08-27 09:00 | 0 | 0 | 0 | 0 | 0 | 241390.7225 | 0 | 400736 | 0 | 0 | 0 | 0 | 2914209.9378 | 0 | 0 | 0 | 0 | 0 | 0 | 0 | 0 | 0 | 0 | 0 | 0 | 0 | 0 | 0 | 0 | 159345.2775 | 0 | 0 | 0 | 0 | 0 | 0 | 0 | 0 | 0 | 0 | 0 | 0 | 0
2016-08-27 10:00 | 0 | 0 | 0 | 0 | 0 | 227011.2515 | 0 | 403135 | 0 | 0 | 0 | 71488.5639 | 2666597.6254 | 0 | 0 | 0 | 0 | 0 | 0 | 0 | 0 | 0 | 0 | 0 | 0 | 0 | 0 | 71488.5639 | 25089.454 | 272701.7664 | 0 | 0 | 0 | 0 | 0 | 0 | 0 | 0 | 0 | 0 | 0 | 0 | 0
2016-08-27 11:00 | 0 | 0 | 0 | 0 | 0 | 214155.7595 | 0 | 411095 | 0 | 0 | 0 | 0 | 2541146.9488 | 0 | 0 | 0 | 0 | 0 | 0 | 0 | 0 | 0 | 0 | 0 | 0 | 0 | 0 | -71488.5639 | 0 | 125450.6766 | 0 | 0 | 0 | 0 | 0 | 0 | 0 | 0 | 0 | 0 | 0 | 0 | 0
2016-08-27 12:00 | 0 | 0 | 0 | 0 | 0 | 173214.2661 | 1371.9555 | 431558 | 0 | 0 | 0 | 0 | 2284175.1704 | 0 | 0 | 0 | 0 | 0 | 0 | 0 | 0 | 0 | 0 | 0 | 0 | 0 | 0 | 0 | 15729.988 | 272701.7664 | 0 | 0 | 0 | 0 | 0 | 0 | 0 | 0 | 0 | 0 | 0 | 0 | 0
2016-08-27 13:00 | 0 | 0 | 0 | 0 | 0 | 93119.1478 | 202818.2642 | 461423 | 0 | 0 | 0 | 0 | 2118689.5824 | 0 | 0 | 0 | 0 | 0 | 0 | 0 | 0 | 0 | 0 | 0 | 0 | 0 | 0 | 0 | 0 | 165485.588 | 0 | 0 | 0 | 0 | 0 | 0 | 0 | 0 | 0 | 0 | 0 | 0 | 0
2016-08-27 14:00 | 0 | 0 | 0 | 0 | 0 | 79218.1533 | 538009.9282 | 494132 | 0 | 0 | 0 | 0 | 2241785.6638 | 0 | 0 | 0 | 0 | 0 | 0 | 0 | 0 | 0 | 0 | 0 | 0 | 0 | 0 | 0 | 123096.0815 | 0 | 0 | 0 | 0 | 0 | 0 | 0 | 0 | 0 | 0 | 0 | 0 | 0 | 0
2016-08-27 15:00 | 0 | 0 | 0 | 0 | 0 | 17776.3307 | 682603.1754 | 525588 | 0 | 0 | 0 | 0 | 2416577.1699 | 0 | 0 | 0 | 0 | 0 | 0 | 0 | 0 | 0 | 0 | 0 | 0 | 0 | 0 | 0 | 174791.506 | 0 | 0 | 0 | 0 | 0 | 0 | 0 | 0 | 0 | 0 | 0 | 0 | 0 | 0
2016-08-27 16:00 | 0 | 0 | 0 | 0 | 0 | 0 | 752243.6846 | 554105 | 0 | 0 | 0 | 23347.1786 | 2591368.6759 | 0 | 0 | 0 | 0 | 0 | 0 | 0 | 0 | 0 | 0 | 0 | 0 | 0 | 0 | 23347.1786 | 174791.506 | 0 | 0 | 0 | 0 | 0 | 0 | 0 | 0 | 0 | 0 | 0 | 0 | 0 | 0
2016-08-27 17:00 | 0 | 0 | 0 | 0 | 0 | 42982.2152 | 754938.2479 | 576251 | 0 | 0 | 0 | 70225.1357 | 2766160.182 | 0 | 0 | 0 | 0 | 0 | 0 | 0 | 0 | 0 | 0 | 0 | 0 | 0 | 0 | 46877.9571 | 174791.506 | 0 | 0 | 0 | 0 | 0 | 0 | 0 | 0 | 0 | 0 | 0 | 0 | 0 | 0
2016-08-27 18:00 | 0 | 0 | 0 | 0 | 0 | 83216.5891 | 742058.041 | 591311 | 0 | 0 | 0 | 129397.2597 | 2940951.688 | 0 | 0 | 0 | 0 | 0 | 0 | 0 | 0 | 0 | 0 | 0 | 0 | 0 | 0 | 59172.1241 | 174791.506 | 0 | 0 | 0 | 0 | 0 | 0 | 0 | 0 | 0 | 0 | 0 | 0 | 0 | 0
2016-08-27 19:00 | 0 | 0 | 0 | 0 | 0 | 89107.7778 | 725796.3906 | 600803 | 0 | 0 | 0 | 168706.922 | 3115743.194 | 0 | 0 | 0 | 0 | 0 | 0 | 0 | 0 | 0 | 0 | 0 | 0 | 0 | 0 | 39309.6623 | 174791.506 | 0 | 0 | 0 | 0 | 0 | 0 | 0 | 0 | 0 | 0 | 0 | 0 | 0 | 0
2016-08-27 20:00 | 0 | 0 | 0 | 0 | 0 | 93839.1786 | 714309.7521 | 606858 | 0 | 0 | 0 | 195206.3467 | 3290534.7001 | 0 | 0 | 0 | 0 | 0 | 0 | 0 | 0 | 0 | 0 | 0 | 0 | 0 | 0 | 26499.4246 | 174791.506 | 0 | 0 | 0 | 0 | 0 | 0 | 0 | 0 | 0 | 0 | 0 | 0 | 0 | 0
2016-08-27 21:00 | 0 | 0 | 0 | 0 | 0 | 95747.964 | 691578.8289 | 604271 | 0 | 0 | 0 | 203470.6336 | 3465326.2061 | 0 | 0 | 0 | 0 | 0 | 0 | 0 | 0 | 0 | 0 | 0 | 0 | 0 | 0 | 8264.2869 | 174791.506 | 0 | 0 | 0 | 0 | 0 | 0 | 0 | 0 | 0 | 0 | 0 | 0 | 0 | 0
2016-08-27 22:00 | 0 | 0 | 0 | 0 | 0 | 99233.138 | 646906.7542 | 598870 | 0 | 0 | 0 | 175949.0197 | 3640117.7122 | 0 | 0 | 0 | 0 | 0 | 0 | 0 | 0 | 0 | 0 | 0 | 0 | 0 | 0 | -27521.6138 | 174791.506 | 0 | 0 | 0 | 0 | 0 | 0 | 0 | 0 | 0 | 0 | 0 | 0 | 0 | 0
2016-08-27 23:00 | 0 | 0 | 0 | 0 | 0 | 117083.9103 | 542992.9379 | 582528 | 0 | 0 | 0 | 128335.8198 | 3765279.7603 | 0 | 0 | 0 | 0 | 0 | 0 | 0 | 0 | 0 | 0 | 0 | 0 | 0 | 0 | -47613.1999 | 125162.0481 | 0 | 0 | 0 | 0 | 0 | 0 | 0 | 0 | 0 | 0 | 0 | 0 | 0 | 0
2016-08-28 | 0 | 0 | 0 | 0 | 0 | 209594.0265 | 380870.9749 | 569917 | 0 | 0 | 0 | 148883.8212 | 3765279.7603 | 0 | 0 | 0 | 0 | 0 | 0 | 0 | 0 | 0 | 0 | 0 | 0 | 0 | 0 | 20548.0014 | 0 | 0 | 0 | 0 | 0 | 0 | 0 | 0 | 0 | 0 | 0 | 0 | 0 | 0 | 0
2016-08-28 01:00 | 0 | 0 | 0 | 0 | 0 | 395100.7799 | 110463.7175 | 553360 | 0 | 0 | 0 | 101088.3186 | 3765279.7603 | 0 | 0 | 0 | 0 | 0 | 0 | 0 | 0 | 0 | 0 | 0 | 0 | 0 | 0 | -47795.5026 | 0 | 0 | 0 | 0 | 0 | 0 | 0 | 0 | 0 | 0 | 0 | 0 | 0 | 0 | 0
2016-08-28 02:00 | 0 | 0 | 0 | 0 | 0 | 498070.5678 | 71.6774 | 527742 | 0 | 0 | 0 | 71488.5639 | 3765279.7603 | 0 | 0 | 0 | 0 | 0 | 0 | 0 | 0 | 0 | 0 | 0 | 0 | 0 | 0 | -29599.7547 | 0 | 0 | 0 | 0 | 0 | 0 | 0 | 0 | 0 | 0 | 0 | 0 | 0 | 0 | 0
2016-08-28 03:00 | 0 | 0 | 0 | 0 | 0 | 560983.2415 | 0 | 498208 | 0 | 0 | 0 | 0 | 3899543.5656 | 0 | 0 | 0 | 0 | 0 | 0 | 0 | 0 | 0 | 0 | 0 | 0 | 0 | 0 | -71488.5639 | 134263.8054 | 0 | 0 | 0 | 0 | 0 | 0 | 0 | 0 | 0 | 0 | 0 | 0 | 0 | 0
2016-08-28 04:00 | 0 | 0 | 0 | 0 | 0 | 576511.975 | 0 | 468879 | 0 | 0 | 0 | 45337.8017 | 3961838.7389 | 0 | 0 | 0 | 0 | 0 | 0 | 0 | 0 | 0 | 0 | 0 | 0 | 0 | 0 | 45337.8017 | 62295.1733 | 0 | 0 | 0 | 0 | 0 | 0 | 0 | 0 | 0 | 0 | 0 | 0 | 0 | 0
2016-08-28 05:00 | 0 | 0 | 0 | 0 | 0 | 571830.7044 | 0 | 442377 | 0 | 0 | 0 | 0 | 4136630.245 | 0 | 0 | 0 | 0 | 0 | 0 | 0 | 0 | 0 | 0 | 0 | 0 | 0 | 0 | -45337.8017 | 174791.506 | 0 | 0 | 0 | 0 | 0 | 0 | 0 | 0 | 0 | 0 | 0 | 0 | 0 | 0
2016-08-28 06:00 | 0 | 0 | 0 | 0 | 0 | 554359.1442 | 0 | 421597 | 0 | 0 | 0 | 50610.7239 | 4218781.6653 | 0 | 0 | 0 | 0 | 0 | 0 | 0 | 0 | 0 | 0 | 0 | 0 | 0 | 0 | 50610.7239 | 82151.4203 | 0 | 0 | 0 | 0 | 0 | 0 | 0 | 0 | 0 | 0 | 0 | 0 | 0 | 0
2016-08-28 07:00 | 0 | 0 | 0 | 0 | 0 | 530656.7821 | 0 | 406476 | 0 | 0 | 0 | 0 | 4393573.1713 | 0 | 0 | 0 | 0 | 0 | 0 | 0 | 0 | 0 | 0 | 0 | 0 | 0 | 0 | -50610.7239 | 174791.506 | 0 | 0 | 0 | 0 | 0 | 0 | 0 | 0 | 0 | 0 | 0 | 0 | 0 | 0
2016-08-28 08:00 | 0 | 0 | 0 | 0 | 0 | 501851.567 | 0 | 395549 | 0 | 0 | 0 | 0 | 4499875.7383 | 0 | 0 | 0 | 0 | 0 | 0 | 0 | 0 | 0 | 0 | 0 | 0 | 0 | 0 | 0 | 106302.567 | 0 | 0 | 0 | 0 | 0 | 0 | 0 | 0 | 0 | 0 | 0 | 0 | 0 | 0
2016-08-28 09:00 | 0 | 0 | 0 | 0 | 0 | 464045.9933 | 0 | 390437 | 0 | 0 | 0 | 71488.5639 | 4501996.1677 | 0 | 0 | 0 | 0 | 0 | 0 | 0 | 0 | 0 | 0 | 0 | 0 | 0 | 0 | 71488.5639 | 2120.4294 | 0 | 0 | 0 | 0 | 0 | 0 | 0 | 0 | 0 | 0 | 0 | 0 | 0 | 0
2016-08-28 10:00 | 0 | 0 | 0 | 0 | 0 | 425701.1116 | 0 | 390275 | 0 | 0 | 0 | 4852.8385 | 4604058.0047 | 0 | 0 | 0 | 0 | 0 | 0 | 0 | 0 | 0 | 0 | 0 | 0 | 0 | 0 | -66635.7254 | 102061.8369 | 0 | 0 | 0 | 0 | 0 | 0 | 0 | 0 | 0 | 0 | 0 | 0 | 0 | 0
2016-08-28 11:00 | 0 | 0 | 0 | 0 | 0 | 389401.1615 | 0 | 394254 | 0 | 0 | 0 | 0 | 4604058.0047 | 0 | 0 | 0 | 0 | 0 | 0 | 0 | 0 | 0 | 0 | 0 | 0 | 0 | 0 | -4852.8385 | 0 | 0 | 0 | 0 | 0 | 0 | 0 | 0 | 0 | 0 | 0 | 0 | 0 | 0 | 0
2016-08-28 12:00 | 0 | 0 | 0 | 0 | 0 | 293103.212 | 1142.3334 | 413566 | 0 | 0 | 0 | 0 | 4484737.55 | 0 | 0 | 0 | 0 | 0 | 0 | 0 | 0 | 0 | 0 | 0 | 0 | 0 | 0 | 0 | 0 | 119320.4547 | 0 | 0 | 0 | 0 | 0 | 0 | 0 | 0 | 0 | 0 | 0 | 0 | 0
2016-08-28 13:00 | 0 | 0 | 0 | 0 | 0 | 145013.7689 | 174246.1411 | 444935 | 0 | 0 | 0 | 0 | 4359062.46 | 0 | 0 | 0 | 0 | 0 | 0 | 0 | 0 | 0 | 0 | 0 | 0 | 0 | 0 | 0 | 0 | 125675.09 | 0 | 0 | 0 | 0 | 0 | 0 | 0 | 0 | 0 | 0 | 0 | 0 | 0
2016-08-28 14:00 | 0 | 0 | 0 | 0 | 0 | 112012.0851 | 527905.2451 | 478450 | 0 | 0 | 0 | 0 | 4520529.7902 | 0 | 0 | 0 | 0 | 0 | 0 | 0 | 0 | 0 | 0 | 0 | 0 | 0 | 0 | 0 | 161467.3302 | 0 | 0 | 0 | 0 | 0 | 0 | 0 | 0 | 0 | 0 | 0 | 0 | 0 | 0
2016-08-28 15:00 | 0 | 0 | 0 | 0 | 0 | 0 | 719058.1951 | 511645 | 0 | 0 | 0 | 32621.6891 | 4695321.2963 | 0 | 0 | 0 | 0 | 0 | 0 | 0 | 0 | 0 | 0 | 0 | 0 | 0 | 0 | 32621.6891 | 174791.506 | 0 | 0 | 0 | 0 | 0 | 0 | 0 | 0 | 0 | 0 | 0 | 0 | 0 | 0
2016-08-28 16:00 | 0 | 0 | 0 | 0 | 0 | 0 | 759808.9999 | 544093 | 0 | 0 | 0 | 73546.1829 | 4870112.8023 | 0 | 0 | 0 | 0 | 0 | 0 | 0 | 0 | 0 | 0 | 0 | 0 | 0 | 0 | 40924.4939 | 174791.506 | 0 | 0 | 0 | 0 | 0 | 0 | 0 | 0 | 0 | 0 | 0 | 0 | 0 | 0
2016-08-28 17:00 | 0 | 0 | 0 | 0 | 0 | 0 | 757296.8593 | 570618 | 0 | 0 | 0 | 85433.5362 | 5044904.3083 | 0 | 0 | 0 | 0 | 0 | 0 | 0 | 0 | 0 | 0 | 0 | 0 | 0 | 0 | 11887.3533 | 174791.506 | 0 | 0 | 0 | 0 | 0 | 0 | 0 | 0 | 0 | 0 | 0 | 0 | 0 | 0
2016-08-28 18:00 | 0 | 0 | 0 | 0 | 0 | 0 | 745593.3991 | 591249 | 0 | 0 | 0 | 64986.4292 | 5219695.8144 | 0 | 0 | 0 | 0 | 0 | 0 | 0 | 0 | 0 | 0 | 0 | 0 | 0 | 0 | -20447.1069 | 174791.506 | 0 | 0 | 0 | 0 | 0 | 0 | 0 | 0 | 0 | 0 | 0 | 0 | 0 | 0
2016-08-28 19:00 | 0 | 0 | 0 | 0 | 0 | 0 | 726365.5054 | 604776 | 0 | 0 | 0 | 11784.4286 | 5394487.3204 | 0 | 0 | 0 | 0 | 0 | 0 | 0 | 0 | 0 | 0 | 0 | 0 | 0 | 0 | -53202.0006 | 174791.506 | 0 | 0 | 0 | 0 | 0 | 0 | 0 | 0 | 0 | 0 | 0 | 0 | 0 | 0
2016-08-28 20:00 | 0 | 0 | 0 | 0 | 0 | 104849.6649 | 711801.8434 | 615064 | 0 | 0 | 0 | 38580.4309 | 5569278.8265 | 0 | 0 | 0 | 0 | 0 | 0 | 0 | 0 | 0 | 0 | 0 | 0 | 0 | 0 | 26796.0023 | 174791.506 | 0 | 0 | 0 | 0 | 0 | 0 | 0 | 0 | 0 | 0 | 0 | 0 | 0 | 0
2016-08-28 21:00 | 0 | 0 | 0 | 0 | 0 | 178625.6385 | 686645.4315 | 618991 | 0 | 0 | 0 | 110068.9948 | 5744070.3325 | 0 | 0 | 0 | 0 | 0 | 0 | 0 | 0 | 0 | 0 | 0 | 0 | 0 | 0 | 71488.5639 | 174791.506 | 0 | 0 | 0 | 0 | 0 | 0 | 0 | 0 | 0 | 0 | 0 | 0 | 0 | 0
2016-08-28 22:00 | 0 | 0 | 0 | 0 | 0 | 207790.5977 | 648139.8318 | 613165 | 0 | 0 | 0 | 178042.9183 | 5918861.8385 | 0 | 0 | 0 | 0 | 0 | 0 | 0 | 0 | 0 | 0 | 0 | 0 | 0 | 0 | 67973.9235 | 174791.506 | 0 | 0 | 0 | 0 | 0 | 0 | 0 | 0 | 0 | 0 | 0 | 0 | 0 | 0
2016-08-28 23:00 | 0 | 0 | 0 | 0 | 0 | 241559.9675 | 559324.2538 | 600665 | 0 | 0 | 0 | 203470.6336 | 6093653.3446 | 0 | 0 | 0 | 0 | 0 | 0 | 0 | 0 | 0 | 0 | 0 | 0 | 0 | 0 | 25427.7152 | 174791.506 | 0 | 0 | 0 | 0 | 0 | 0 | 0 | 0 | 0 | 0 | 0 | 0 | 0 | 0
2016-08-29 | 0 | 0 | 0 | 0 | 0 | 336297.1361 | 405336.24 | 591304 | 0 | 0 | 0 | 203470.6336 | 6243982.7207 | 0 | 0 | 0 | 0 | 0 | 0 | 0 | 0 | 0 | 0 | 0 | 0 | 0 | 0 | 0 | 150329.3761 | 0 | 0 | 0 | 0 | 0 | 0 | 0 | 0 | 0 | 0 | 0 | 0 | 0 | 0
2016-08-29 01:00 | 0 | 0 | 0 | 0 | 0 | 452782.4868 | 109462.0278 | 573739 | 0 | 0 | 0 | 191976.1482 | 6243982.7207 | 0 | 0 | 0 | 0 | 0 | 0 | 0 | 0 | 0 | 0 | 0 | 0 | 0 | 0 | -11494.4853 | 0 | 0 | 0 | 0 | 0 | 0 | 0 | 0 | 0 | 0 | 0 | 0 | 0 | 0 | 0
2016-08-29 02:00 | 0 | 0 | 0 | 0 | 0 | 482068.7533 | 57.3214 | 542108 | 0 | 0 | 0 | 203470.6336 | 6172506.3101 | 0 | 0 | 0 | 0 | 0 | 0 | 0 | 0 | 0 | 0 | 0 | 0 | 0 | 0 | 11494.4853 | 0 | 71476.4106 | 0 | 0 | 0 | 0 | 0 | 0 | 0 | 0 | 0 | 0 | 0 | 0 | 0
2016-08-29 03:00 | 0 | 0 | 0 | 0 | 0 | 463173.2798 | 0 | 506758 | 0 | 0 | 0 | 159885.9133 | 6172506.3101 | 0 | 0 | 0 | 0 | 0 | 0 | 0 | 0 | 0 | 0 | 0 | 0 | 0 | 0 | -43584.7202 | 0 | 0 | 0 | 0 | 0 | 0 | 0 | 0 | 0 | 0 | 0 | 0 | 0 | 0 | 0
2016-08-29 04:00 | 0 | 0 | 0 | 0 | 0 | 439318.0028 | 0 | 473517 | 0 | 0 | 0 | 125686.9161 | 6172506.3101 | 0 | 0 | 0 | 0 | 0 | 0 | 0 | 0 | 0 | 0 | 0 | 0 | 0 | 0 | -34198.9972 | 0 | 0 | 0 | 0 | 0 | 0 | 0 | 0 | 0 | 0 | 0 | 0 | 0 | 0 | 0
2016-08-29 05:00 | 0 | 0 | 0 | 0 | 0 | 412928.9058 | 0 | 446810 | 0 | 0 | 0 | 91805.8218 | 6172506.3101 | 0 | 0 | 0 | 0 | 0 | 0 | 0 | 0 | 0 | 0 | 0 | 0 | 0 | 0 | -33881.0942 | 0 | 0 | 0 | 0 | 0 | 0 | 0 | 0 | 0 | 0 | 0 | 0 | 0 | 0 | 0
2016-08-29 06:00 | 0 | 0 | 0 | 0 | 0 | 381307.4865 | 0 | 426452 | 0 | 0 | 0 | 46661.3083 | 6172506.3101 | 0 | 0 | 0 | 0 | 0 | 0 | 0 | 0 | 0 | 0 | 0 | 0 | 0 | 0 | -45144.5135 | 0 | 0 | 0 | 0 | 0 | 0 | 0 | 0 | 0 | 0 | 0 | 0 | 0 | 0 | 0
2016-08-29 07:00 | 0 | 0 | 0 | 0 | 0 | 341735.345 | 0 | 412154 | 0 | 0 | 0 | 0 | 6148748.9634 | 0 | 0 | 0 | 0 | 0 | 0 | 0 | 0 | 0 | 0 | 0 | 0 | 0 | 0 | -46661.3083 | 0 | 23757.3466 | 0 | 0 | 0 | 0 | 0 | 0 | 0 | 0 | 0 | 0 | 0 | 0 | 0
2016-08-29 08:00 | 0 | 0 | 0 | 0 | 0 | 305180.9204 | 0 | 407216 | 0 | 0 | 0 | 71488.5639 | 5975225.3199 | 0 | 0 | 0 | 0 | 0 | 0 | 0 | 0 | 0 | 0 | 0 | 0 | 0 | 0 | 71488.5639 | 0 | 173523.6435 | 0 | 0 | 0 | 0 | 0 | 0 | 0 | 0 | 0 | 0 | 0 | 0 | 0
2016-08-29 09:00 | 0 | 0 | 0 | 0 | 0 | 264628.1874 | 0 | 414170 | 0 | 0 | 0 | 0 | 5897172.0712 | 0 | 0 | 0 | 0 | 0 | 0 | 0 | 0 | 0 | 0 | 0 | 0 | 0 | 0 | -71488.5639 | 0 | 78053.2487 | 0 | 0 | 0 | 0 | 0 | 0 | 0 | 0 | 0 | 0 | 0 | 0 | 0
2016-08-29 10:00 | 0 | 0 | 0 | 0 | 0 | 234375.6715 | 0 | 436856 | 0 | 0 | 0 | 70221.4379 | 5624470.3048 | 0 | 0 | 0 | 0 | 0 | 0 | 0 | 0 | 0 | 0 | 0 | 0 | 0 | 0 | 70221.4379 | 0 | 272701.7664 | 0 | 0 | 0 | 0 | 0 | 0 | 0 | 0 | 0 | 0 | 0 | 0 | 0
2016-08-29 11:00 | 0 | 0 | 0 | 0 | 0 | 210386.7015 | 0 | 457948 | 0 | 0 | 0 | 95361.9058 | 5351768.5384 | 0 | 0 | 0 | 0 | 0 | 0 | 0 | 0 | 0 | 0 | 0 | 0 | 0 | 0 | 25140.4679 | 0 | 272701.7664 | 0 | 0 | 0 | 0 | 0 | 0 | 0 | 0 | 0 | 0 | 0 | 0 | 0
2016-08-29 12:00 | 0 | 0 | 0 | 0 | 0 | 157425.6605 | 359.4608 | 478038 | 0 | 0 | 0 | 23873.3419 | 5103004.2236 | 0 | 0 | 0 | 0 | 0 | 0 | 0 | 0 | 0 | 0 | 0 | 0 | 0 | 0 | -71488.5639 | 23937.4516 | 272701.7664 | 0 | 0 | 0 | 0 | 0 | 0 | 0 | 0 | 0 | 0 | 0 | 0 | 0
2016-08-29 13:00 | 0 | 0 | 0 | 0 | 0 | 92790.8049 | 118856.9801 | 505765 | 0 | 0 | 0 | 0 | 4832760.3504 | 0 | 0 | 0 | 0 | 0 | 0 | 0 | 0 | 0 | 0 | 0 | 0 | 0 | 0 | -23873.3419 | 2457.8933 | 272701.7664 | 0 | 0 | 0 | 0 | 0 | 0 | 0 | 0 | 0 | 0 | 0 | 0 | 0
2016-08-29 14:00 | 0 | 0 | 0 | 0 | 0 | 97250.4576 | 466770.5566 | 537954 | 0 | 0 | 0 | 0 | 4858827.3646 | 0 | 0 | 0 | 0 | 0 | 0 | 0 | 0 | 0 | 0 | 0 | 0 | 0 | 0 | 0 | 26067.0142 | 0 | 0 | 0 | 0 | 0 | 0 | 0 | 0 | 0 | 0 | 0 | 0 | 0 | 0
2016-08-29 15:00 | 0 | 0 | 0 | 0 | 0 | 0 | 656559.4694 | 569735 | 0 | 0 | 0 | 71488.5639 | 4874163.2701 | 0 | 0 | 0 | 0 | 0 | 0 | 0 | 0 | 0 | 0 | 0 | 0 | 0 | 0 | 71488.5639 | 15335.9055 | 0 | 0 | 0 | 0 | 0 | 0 | 0 | 0 | 0 | 0 | 0 | 0 | 0 | 0
2016-08-29 16:00 | 0 | 0 | 0 | 0 | 0 | 100566.6267 | 697820.8689 | 599965 | 0 | 0 | 0 | 95119.5535 | 5048954.7762 | 0 | 0 | 0 | 0 | 0 | 0 | 0 | 0 | 0 | 0 | 0 | 0 | 0 | 0 | 23630.9896 | 174791.506 | 0 | 0 | 0 | 0 | 0 | 0 | 0 | 0 | 0 | 0 | 0 | 0 | 0 | 0
2016-08-29 17:00 | 0 | 0 | 0 | 0 | 0 | 0 | 705239.1695 | 625021 | 0 | 0 | 0 | 23630.9896 | 5200661.5096 | 0 | 0 | 0 | 0 | 0 | 0 | 0 | 0 | 0 | 0 | 0 | 0 | 0 | 0 | -71488.5639 | 151706.7334 | 0 | 0 | 0 | 0 | 0 | 0 | 0 | 0 | 0 | 0 | 0 | 0 | 0 | 0
2016-08-29 18:00 | 0 | 0 | 0 | 0 | 0 | 71771.3533 | 698035.7566 | 643308 | 0 | 0 | 0 | 71488.5639 | 5279303.0451 | 0 | 0 | 0 | 0 | 0 | 0 | 0 | 0 | 0 | 0 | 0 | 0 | 0 | 0 | 47857.5743 | 78641.5356 | 0 | 0 | 0 | 0 | 0 | 0 | 0 | 0 | 0 | 0 | 0 | 0 | 0 | 0
2016-08-29 19:00 | 0 | 0 | 0 | 0 | 0 | 0 | 683635.1901 | 654056 | 0 | 0 | 0 | 0 | 5380370.7991 | 0 | 0 | 0 | 0 | 0 | 0 | 0 | 0 | 0 | 0 | 0 | 0 | 0 | 0 | -71488.5639 | 101067.754 | 0 | 0 | 0 | 0 | 0 | 0 | 0 | 0 | 0 | 0 | 0 | 0 | 0 | 0
2016-08-29 20:00 | 0 | 0 | 0 | 0 | 0 | 0 | 671158.7199 | 659447 | 0 | 0 | 0 | 71488.5639 | 5320593.9551 | 0 | 0 | 0 | 0 | 0 | 0 | 0 | 0 | 0 | 0 | 0 | 0 | 0 | 0 | 71488.5639 | 174791.506 | 234568.35 | 0 | 0 | 0 | 0 | 0 | 0 | 0 | 0 | 0 | 0 | 0 | 0 | 0
2016-08-29 21:00 | 0 | 0 | 0 | 0 | 0 | 0 | 647359.1404 | 660975 | 0 | 0 | 0 | 0 | 5378466.6594 | 0 | 0 | 0 | 0 | 0 | 0 | 0 | 0 | 0 | 0 | 0 | 0 | 0 | 0 | -71488.5639 | 57872.7043 | 0 | 0 | 0 | 0 | 0 | 0 | 0 | 0 | 0 | 0 | 0 | 0 | 0 | 0
2016-08-29 22:00 | 0 | 0 | 0 | 0 | 0 | 0 | 607666.0055 | 653722 | 0 | 0 | 0 | 71488.5639 | 5260922.101 | 0 | 0 | 0 | 0 | 0 | 0 | 0 | 0 | 0 | 0 | 0 | 0 | 0 | 0 | 71488.5639 | 155157.208 | 272701.7664 | 0 | 0 | 0 | 0 | 0 | 0 | 0 | 0 | 0 | 0 | 0 | 0 | 0
2016-08-29 23:00 | 0 | 0 | 0 | 0 | 0 | 0 | 517783.2918 | 638313 | 0 | 0 | 0 | 142977.1278 | 5068903.8289 | 0 | 0 | 0 | 0 | 0 | 0 | 0 | 0 | 0 | 0 | 0 | 0 | 0 | 0 | 71488.5639 | 80683.4944 | 272701.7664 | 0 | 0 | 0 | 0 | 0 | 0 | 0 | 0 | 0 | 0 | 0 | 0 | 0
2016-08-30 | 0 | 0 | 0 | 0 | 0 | 135311.0107 | 358414.8553 | 627299 | 0 | 0 | 0 | 73078.2593 | 5005229.5634 | 0 | 0 | 0 | 0 | 0 | 0 | 0 | 0 | 0 | 0 | 0 | 0 | 0 | 0 | -69898.8685 | 174791.506 | 238465.7716 | 0 | 0 | 0 | 0 | 0 | 0 | 0 | 0 | 0 | 0 | 0 | 0 | 0
2016-08-30 01:00 | 0 | 0 | 0 | 0 | 0 | 239335.6656 | 89695.3556 | 604806 | 0 | 0 | 0 | 70005.047 | 4732527.797 | 0 | 0 | 0 | 0 | 0 | 0 | 0 | 0 | 0 | 0 | 0 | 0 | 0 | 0 | -3073.2124 | 0 | 272701.7664 | 0 | 0 | 0 | 0 | 0 | 0 | 0 | 0 | 0 | 0 | 0 | 0 | 0
2016-08-30 02:00 | 0 | 0 | 0 | 0 | 0 | 295976.4792 | 38.7612 | 566777 | 0 | 0 | 0 | 71945.0538 | 4459826.0306 | 0 | 0 | 0 | 0 | 0 | 0 | 0 | 0 | 0 | 0 | 0 | 0 | 0 | 0 | 1940.0068 | 0 | 272701.7664 | 0 | 0 | 0 | 0 | 0 | 0 | 0 | 0 | 0 | 0 | 0 | 0 | 0
2016-08-30 03:00 | 0 | 0 | 0 | 0 | 0 | 299065.712 | 0 | 525022 | 0 | 0 | 0 | 118690.5322 | 4187124.2642 | 0 | 0 | 0 | 0 | 0 | 0 | 0 | 0 | 0 | 0 | 0 | 0 | 0 | 0 | 46745.4784 | 0 | 272701.7664 | 0 | 0 | 0 | 0 | 0 | 0 | 0 | 0 | 0 | 0 | 0 | 0 | 0
2016-08-30 04:00 | 0 | 0 | 0 | 0 | 0 | 282234.5797 | 0 | 488171 | 0 | 0 | 0 | 185455.8783 | 3914422.4977 | 0 | 0 | 0 | 0 | 0 | 0 | 0 | 0 | 0 | 0 | 0 | 0 | 0 | 0 | 66765.3462 | 0 | 272701.7664 | 0 | 0 | 0 | 0 | 0 | 0 | 0 | 0 | 0 | 0 | 0 | 0 | 0
2016-08-30 05:00 | 0 | 0 | 0 | 0 | 0 | 113303.6697 | 0 | 457494 | 0 | 0 | 0 | 113967.3144 | 3641720.7313 | 0 | 0 | 0 | 0 | 0 | 0 | 0 | 0 | 0 | 0 | 0 | 0 | 0 | 0 | -71488.5639 | 0 | 272701.7664 | 0 | 0 | 0 | 0 | 0 | 0 | 0 | 0 | 0 | 0 | 0 | 0 | 0
2016-08-30 06:00 | 0 | 0 | 0 | 0 | 0 | 232383.7975 | 0 | 433597 | 0 | 0 | 0 | 185455.8783 | 3369018.9649 | 0 | 0 | 0 | 0 | 0 | 0 | 0 | 0 | 0 | 0 | 0 | 0 | 0 | 0 | 71488.5639 | 0 | 272701.7664 | 0 | 0 | 0 | 0 | 0 | 0 | 0 | 0 | 0 | 0 | 0 | 0 | 0
2016-08-30 07:00 | 0 | 0 | 0 | 0 | 0 | 209623.1286 | 0 | 417950 | 0 | 0 | 0 | 113967.3144 | 3232180.6574 | 0 | 0 | 0 | 0 | 0 | 0 | 0 | 0 | 0 | 0 | 0 | 0 | 0 | 0 | -71488.5639 | 0 | 136838.3075 | 0 | 0 | 0 | 0 | 0 | 0 | 0 | 0 | 0 | 0 | 0 | 0 | 0
2016-08-30 08:00 | 0 | 0 | 0 | 0 | 0 | 191362.2666 | 0 | 410177 | 0 | 0 | 0 | 167854.3474 | 2959478.891 | 0 | 0 | 0 | 0 | 0 | 0 | 0 | 0 | 0 | 0 | 0 | 0 | 0 | 0 | 53887.033 | 0 | 272701.7664 | 0 | 0 | 0 | 0 | 0 | 0 | 0 | 0 | 0 | 0 | 0 | 0 | 0
2016-08-30 09:00 | 0 | 0 | 0 | 0 | 0 | 179299.5197 | 0 | 416385 | 0 | 0 | 0 | 203470.6336 | 2686777.1246 | 0 | 0 | 0 | 0 | 0 | 0 | 0 | 0 | 0 | 0 | 0 | 0 | 0 | 0 | 35616.2861 | 0 | 272701.7664 | 0 | 0 | 0 | 0 | 0 | 0 | 0 | 0 | 0 | 0 | 0 | 0 | 0
2016-08-30 10:00 | 0 | 0 | 0 | 0 | 0 | 164873.2336 | 0 | 437575 | 0 | 0 | 0 | 203470.6336 | 2414075.3582 | 0 | 0 | 0 | 0 | 0 | 0 | 0 | 0 | 0 | 0 | 0 | 0 | 0 | 0 | 0 | 0 | 272701.7664 | 0 | 0 | 0 | 0 | 0 | 0 | 0 | 0 | 0 | 0 | 0 | 0 | 0
2016-08-30 11:00 | 0 | 0 | 0 | 0 | 0 | 168185.4751 | 0 | 456389 | 0 | 0 | 0 | 187968.875 | 2141373.5918 | 0 | 0 | 0 | 0 | 0 | 0 | 0 | 0 | 0 | 0 | 0 | 0 | 0 | 0 | -15501.7585 | 0 | 272701.7664 | 0 | 0 | 0 | 0 | 0 | 0 | 0 | 0 | 0 | 0 | 0 | 0 | 0
2016-08-30 12:00 | 0 | 0 | 0 | 0 | 0 | 138854.6548 | 552.991 | 474287 | 0 | 0 | 0 | 125791.2872 | 1868671.8254 | 0 | 0 | 0 | 0 | 0 | 0 | 0 | 0 | 0 | 0 | 0 | 0 | 0 | 0 | -62177.5878 | 0 | 272701.7664 | 0 | 0 | 0 | 0 | 0 | 0 | 0 | 0 | 0 | 0 | 0 | 0 | 0
2016-08-30 13:00 | 0 | 0 | 0 | 0 | 0 | 68470.685 | 135070.1482 | 498228 | 0 | 0 | 0 | 103805.8868 | 1595970.059 | 0 | 0 | 0 | 0 | 0 | 0 | 0 | 0 | 0 | 0 | 0 | 0 | 0 | 0 | -21985.4004 | 0 | 272701.7664 | 0 | 0 | 0 | 0 | 0 | 0 | 0 | 0 | 0 | 0 | 0 | 0 | 0
2016-08-30 14:00 | 0 | 0 | 0 | 0 | 0 | 0 | 473937.1925 | 528147 | 0 | 0 | 0 | 175294.4507 | 1470271.6876 | 0 | 0 | 0 | 0 | 0 | 0 | 0 | 0 | 0 | 0 | 0 | 0 | 0 | 0 | 71488.5639 | 147003.395 | 272701.7664 | 0 | 0 | 0 | 0 | 0 | 0 | 0 | 0 | 0 | 0 | 0 | 0 | 0
2016-08-30 15:00 | 0 | 0 | 0 | 0 | 0 | 77670.0181 | 658443.4428 | 558262 | 0 | 0 | 0 | 178354.4056 | 1645063.1936 | 0 | 0 | 0 | 0 | 0 | 0 | 0 | 0 | 0 | 0 | 0 | 0 | 0 | 0 | 3059.9549 | 174791.506 | 0 | 0 | 0 | 0 | 0 | 0 | 0 | 0 | 0 | 0 | 0 | 0 | 0 | 0
2016-08-30 16:00 | 0 | 0 | 0 | 0 | 0 | 78158.61 | 704475.9903 | 585627 | 0 | 0 | 0 | 200570.4999 | 1819854.6996 | 0 | 0 | 0 | 0 | 0 | 0 | 0 | 0 | 0 | 0 | 0 | 0 | 0 | 0 | 22216.0943 | 174791.506 | 0 | 0 | 0 | 0 | 0 | 0 | 0 | 0 | 0 | 0 | 0 | 0 | 0 | 0
2016-08-30 17:00 | 0 | 0 | 0 | 0 | 0 | 76121.7327 | 711671.4951 | 610613 | 0 | 0 | 0 | 202959.2217 | 1994646.2057 | 0 | 0 | 0 | 0 | 0 | 0 | 0 | 0 | 0 | 0 | 0 | 0 | 0 | 0 | 2388.7218 | 174791.506 | 0 | 0 | 0 | 0 | 0 | 0 | 0 | 0 | 0 | 0 | 0 | 0 | 0 | 0
2016-08-30 18:00 | 0 | 0 | 0 | 0 | 0 | 76990.9872 | 703072.0958 | 629443 | 0 | 0 | 0 | 179619.6504 | 2168605.8599 | 0 | 0 | 0 | 0 | 0 | 0 | 0 | 0 | 0 | 0 | 0 | 0 | 0 | 0 | -23339.5712 | 173959.6542 | 0 | 0 | 0 | 0 | 0 | 0 | 0 | 0 | 0 | 0 | 0 | 0 | 0 | 0
2016-08-30 19:00 | 0 | 0 | 0 | 0 | 0 | 80622.6402 | 689473.285 | 642942 | 0 | 0 | 0 | 131982.0697 | 2343397.366 | 0 | 0 | 0 | 0 | 0 | 0 | 0 | 0 | 0 | 0 | 0 | 0 | 0 | 0 | -47637.5808 | 174791.506 | 0 | 0 | 0 | 0 | 0 | 0 | 0 | 0 | 0 | 0 | 0 | 0 | 0 | 0
2016-08-30 20:00 | 0 | 0 | 0 | 0 | 0 | 84884.2985 | 681258.9269 | 651700 | 0 | 0 | 0 | 203470.6336 | 2386352.0276 | 0 | 0 | 0 | 0 | 0 | 0 | 0 | 0 | 0 | 0 | 0 | 0 | 0 | 0 | 71488.5639 | 42954.6616 | 0 | 0 | 0 | 0 | 0 | 0 | 0 | 0 | 0 | 0 | 0 | 0 | 0 | 0
2016-08-30 21:00 | 0 | 0 | 0 | 0 | 0 | 89558.7004 | 663246.696 | 654714 | 0 | 0 | 0 | 203470.6336 | 2484443.424 | 0 | 0 | 0 | 0 | 0 | 0 | 0 | 0 | 0 | 0 | 0 | 0 | 0 | 0 | 0 | 98091.3965 | 0 | 0 | 0 | 0 | 0 | 0 | 0 | 0 | 0 | 0 | 0 | 0 | 0 | 0
2016-08-30 22:00 | 0 | 0 | 0 | 0 | 0 | 99468.5497 | 629861.1413 | 646260 | 0 | 0 | 0 | 131982.0697 | 2639001.6789 | 0 | 0 | 0 | 0 | 0 | 0 | 0 | 0 | 0 | 0 | 0 | 0 | 0 | 0 | -71488.5639 | 154558.2549 | 0 | 0 | 0 | 0 | 0 | 0 | 0 | 0 | 0 | 0 | 0 | 0 | 0 | 0
2016-08-30 23:00 | 0 | 0 | 0 | 0 | 0 | 124514.3795 | 533594.1731 | 631370 | 0 | 0 | 0 | 158720.6223 | 2639001.6789 | 0 | 0 | 0 | 0 | 0 | 0 | 0 | 0 | 0 | 0 | 0 | 0 | 0 | 0 | 26738.5526 | 0 | 0 | 0 | 0 | 0 | 0 | 0 | 0 | 0 | 0 | 0 | 0 | 0 | 0 | 0
2016-08-31 | 0 | 0 | 0 | 0 | 0 | 195642.5036 | 362787.8582 | 620327 | 0 | 0 | 0 | 142977.1278 | 2592848.5352 | 0 | 0 | 0 | 0 | 0 | 0 | 0 | 0 | 0 | 0 | 0 | 0 | 0 | 0 | -15743.4945 | 0 | 46153.1437 | 0 | 0 | 0 | 0 | 0 | 0 | 0 | 0 | 0 | 0 | 0 | 0 | 0
2016-08-31 01:00 | 0 | 0 | 0 | 0 | 0 | 168002.8566 | 86984.8131 | 599178 | 0 | 0 | 0 | 71488.5639 | 2320146.7688 | 0 | 0 | 0 | 0 | 0 | 0 | 0 | 0 | 0 | 0 | 0 | 0 | 0 | 0 | -71488.5639 | 0 | 272701.7664 | 0 | 0 | 0 | 0 | 0 | 0 | 0 | 0 | 0 | 0 | 0 | 0 | 0
2016-08-31 02:00 | 0 | 0 | 0 | 0 | 0 | 367446.0089 | 22.1493 | 562468 | 0 | 0 | 0 | 0 | 2196635.4908 | 0 | 0 | 0 | 0 | 0 | 0 | 0 | 0 | 0 | 0 | 0 | 0 | 0 | 0 | -71488.5639 | 0 | 123511.278 | 0 | 0 | 0 | 0 | 0 | 0 | 0 | 0 | 0 | 0 | 0 | 0 | 0
2016-08-31 03:00 | 0 | 0 | 0 | 0 | 0 | 361884.3043 | 0 | 522581 | 0 | 0 | 0 | 71488.5639 | 1964450.2313 | 0 | 0 | 0 | 0 | 0 | 0 | 0 | 0 | 0 | 0 | 0 | 0 | 0 | 0 | 71488.5639 | 40516.5069 | 272701.7664 | 0 | 0 | 0 | 0 | 0 | 0 | 0 | 0 | 0 | 0 | 0 | 0 | 0
2016-08-31 04:00 | 0 | 0 | 0 | 0 | 0 | 340323.7444 | 0 | 487285 | 0 | 0 | 0 | 0 | 1888977.5395 | 0 | 0 | 0 | 0 | 0 | 0 | 0 | 0 | 0 | 0 | 0 | 0 | 0 | 0 | -71488.5639 | 0 | 75472.6917 | 0 | 0 | 0 | 0 | 0 | 0 | 0 | 0 | 0 | 0 | 0 | 0 | 0
2016-08-31 05:00 | 0 | 0 | 0 | 0 | 0 | 310168.346 | 0 | 460254 | 0 | 0 | 0 | 71488.5639 | 1667403.3216 | 0 | 0 | 0 | 0 | 0 | 0 | 0 | 0 | 0 | 0 | 0 | 0 | 0 | 0 | 71488.5639 | 0 | 221574.2179 | 0 | 0 | 0 | 0 | 0 | 0 | 0 | 0 | 0 | 0 | 0 | 0 | 0
2016-08-31 06:00 | 0 | 0 | 0 | 0 | 0 | 284669.6491 | 0 | 436830 | 0 | 0 | 0 | 60493.5058 | 1526238.0288 | 0 | 0 | 0 | 0 | 0 | 0 | 0 | 0 | 0 | 0 | 0 | 0 | 0 | 0 | -10995.0581 | 0 | 141165.2928 | 0 | 0 | 0 | 0 | 0 | 0 | 0 | 0 | 0 | 0 | 0 | 0 | 0
2016-08-31 07:00 | 0 | 0 | 0 | 0 | 0 | 264691.89 | 0 | 423222 | 0 | 0 | 0 | 131982.0697 | 1296219.3549 | 0 | 0 | 0 | 0 | 0 | 0 | 0 | 0 | 0 | 0 | 0 | 0 | 0 | 0 | 71488.5639 | 0 | 230018.6739 | 0 | 0 | 0 | 0 | 0 | 0 | 0 | 0 | 0 | 0 | 0 | 0 | 0
2016-08-31 08:00 | 0 | 0 | 0 | 0 | 0 | 245547.8206 | 0 | 416224 | 0 | 0 | 0 | 203470.6336 | 1054054.6116 | 0 | 0 | 0 | 0 | 0 | 0 | 0 | 0 | 0 | 0 | 0 | 0 | 0 | 0 | 71488.5639 | 30537.0232 | 272701.7664 | 0 | 0 | 0 | 0 | 0 | 0 | 0 | 0 | 0 | 0 | 0 | 0 | 0
2016-08-31 09:00 | 0 | 0 | 0 | 0 | 0 | 227899.0857 | 0 | 422535 | 0 | 0 | 0 | 158209.4469 | 904679.8839 | 0 | 0 | 0 | 0 | 0 | 0 | 0 | 0 | 0 | 0 | 0 | 0 | 0 | 0 | -45261.1866 | 123327.0387 | 272701.7664 | 0 | 0 | 0 | 0 | 0 | 0 | 0 | 0 | 0 | 0 | 0 | 0 | 0
2016-08-31 10:00 | 0 | 0 | 0 | 0 | 0 | 215352.4202 | 0 | 442793 | 0 | 0 | 0 | 203470.6336 | 631978.1175 | 0 | 0 | 0 | 0 | 0 | 0 | 0 | 0 | 0 | 0 | 0 | 0 | 0 | 0 | 45261.1866 | 0 | 272701.7664 | 0 | 0 | 0 | 0 | 0 | 0 | 0 | 0 | 0 | 0 | 0 | 0 | 0
2016-08-31 11:00 | 0 | 0 | 0 | 0 | 0 | 209382.7057 | 0 | 462873 | 0 | 0 | 0 | 142977.1278 | 438981.329 | 0 | 0 | 0 | 0 | 0 | 0 | 0 | 0 | 0 | 0 | 0 | 0 | 0 | 0 | -60493.5058 | 79704.9779 | 272701.7664 | 0 | 0 | 0 | 0 | 0 | 0 | 0 | 0 | 0 | 0 | 0 | 0 | 0
2016-08-31 12:00 | 0 | 0 | 0 | 0 | 0 | 175326.311 | 405.9025 | 481439 | 0 | 0 | 0 | 71488.5639 | 204763.1064 | 0 | 0 | 0 | 0 | 0 | 0 | 0 | 0 | 0 | 0 | 0 | 0 | 0 | 0 | -71488.5639 | 38483.5438 | 272701.7664 | 0 | 0 | 0 | 0 | 0 | 0 | 0 | 0 | 0 | 0 | 0 | 0 | 0
2016-08-31 13:00 | 0 | 0 | 0 | 0 | 0 | 90442.9234 | 136753.4063 | 503448 | 0 | 0 | 0 | 0 | 0 | 0 | 0 | 0 | 0 | 0 | 0 | 0 | 0 | 0 | 0 | 0 | 0 | 0 | 0 | -71488.5639 | 67938.66 | 272701.7664 | 0 | 0 | 0 | 0 | 0 | 0 | 0 | 0 | 0 | 0 | 0 | 0 | 0
2016-08-31 14:00 | 0 | 0 | 0 | 0 | 0 | 76347.9143 | 472382.4 | 531164 | 0 | 0 | 0 | 0 | 17566.3144 | 0 | 0 | 0 | 0 | 0 | 0 | 0 | 0 | 0 | 0 | 0 | 0 | 0 | 0 | 0 | 17566.3144 | 0 | 0 | 0 | 0 | 0 | 0 | 0 | 0 | 0 | 0 | 0 | 0 | 0 | 0
2016-08-31 15:00 | 0 | 0 | 0 | 0 | 0 | 0 | 684450.6292 | 558056 | 0 | 0 | 0 | 0 | 143960.9435 | 0 | 0 | 0 | 0 | 0 | 0 | 0 | 0 | 0 | 0 | 0 | 0 | 0 | 0 | 0 | 126394.6292 | 0 | 0 | 0 | 0 | 0 | 0 | 0 | 0 | 0 | 0 | 0 | 0 | 0 | 0
2016-08-31 16:00 | 0 | 0 | 0 | 0 | 0 | 97586.3455 | 732124.7244 | 583431 | 0 | 0 | 0 | 71488.5639 | 318752.4496 | 0 | 0 | 0 | 0 | 0 | 0 | 0 | 0 | 0 | 0 | 0 | 0 | 0 | 0 | 71488.5639 | 174791.506 | 0 | 0 | 0 | 0 | 0 | 0 | 0 | 0 | 0 | 0 | 0 | 0 | 0 | 0
2016-08-31 17:00 | 0 | 0 | 0 | 0 | 0 | 0 | 732902.4073 | 606050 | 0 | 0 | 0 | 142977.1278 | 374116.293 | 0 | 0 | 0 | 0 | 0 | 0 | 0 | 0 | 0 | 0 | 0 | 0 | 0 | 0 | 71488.5639 | 55363.8434 | 0 | 0 | 0 | 0 | 0 | 0 | 0 | 0 | 0 | 0 | 0 | 0 | 0 | 0
2016-08-31 18:00 | 0 | 0 | 0 | 0 | 0 | 0 | 720937.6782 | 622657 | 0 | 0 | 0 | 173817.5322 | 441556.5667 | 0 | 0 | 0 | 0 | 0 | 0 | 0 | 0 | 0 | 0 | 0 | 0 | 0 | 0 | 30840.4044 | 67440.2738 | 0 | 0 | 0 | 0 | 0 | 0 | 0 | 0 | 0 | 0 | 0 | 0 | 0 | 0
2016-08-31 19:00 | 0 | 0 | 0 | 0 | 0 | 0 | 705675.7405 | 632821 | 0 | 0 | 0 | 102328.9683 | 585899.8711 | 0 | 0 | 0 | 0 | 0 | 0 | 0 | 0 | 0 | 0 | 0 | 0 | 0 | 0 | -71488.5639 | 144343.3044 | 0 | 0 | 0 | 0 | 0 | 0 | 0 | 0 | 0 | 0 | 0 | 0 | 0 | 0
2016-08-31 20:00 | 0 | 0 | 0 | 0 | 0 | 172851.6801 | 693844.1284 | 640752 | 0 | 0 | 0 | 153481.2707 | 760691.3771 | 0 | 0 | 0 | 0 | 0 | 0 | 0 | 0 | 0 | 0 | 0 | 0 | 0 | 0 | 51152.3024 | 174791.506 | 0 | 0 | 0 | 0 | 0 | 0 | 0 | 0 | 0 | 0 | 0 | 0 | 0 | 0
2016-08-31 21:00 | 0 | 0 | 0 | 0 | 0 | 190549.8084 | 674606.0604 | 640375 | 0 | 0 | 0 | 203470.6336 | 935482.8832 | 0 | 0 | 0 | 0 | 0 | 0 | 0 | 0 | 0 | 0 | 0 | 0 | 0 | 0 | 49989.3628 | 174791.506 | 0 | 0 | 0 | 0 | 0 | 0 | 0 | 0 | 0 | 0 | 0 | 0 | 0 | 0
2016-08-31 22:00 | 0 | 0 | 0 | 0 | 0 | 173364.0889 | 633145.4172 | 631718 | 0 | 0 | 0 | 203470.6336 | 1110274.3892 | 0 | 0 | 0 | 0 | 0 | 0 | 0 | 0 | 0 | 0 | 0 | 0 | 0 | 0 | 0 | 174791.506 | 0 | 0 | 0 | 0 | 0 | 0 | 0 | 0 | 0 | 0 | 0 | 0 | 0 | 0
2016-08-31 23:00 | 0 | 0 | 0 | 0 | 0 | 225618.6791 | 535015.9101 | 619018 | 0 | 0 | 0 | 203470.6336 | 1251890.9784 | 0 | 0 | 0 | 0 | 0 | 0 | 0 | 0 | 0 | 0 | 0 | 0 | 0 | 0 | 0 | 141616.5892 | 0 | 0 | 0 | 0 | 0 | 0 | 0 | 0 | 0 | 0 | 0 | 0 | 0 | 0
2016-09-01 | 0 | 0 | 0 | 0 | 0 | 313420.3946 | 360539.9028 | 609097 | 0 | 0 | 0 | 203470.6336 | 1316754.2758 | 0 | 0 | 0 | 0 | 0 | 0 | 0 | 0 | 0 | 0 | 0 | 0 | 0 | 0 | 0 | 64863.2974 | 0 | 0 | 0 | 0 | 0 | 0 | 0 | 0 | 0 | 0 | 0 | 0 | 0 | 0
2016-09-01 01:00 | 0 | 0 | 0 | 0 | 0 | 414757.2228 | 86529.9115 | 588286 | 0 | 0 | 0 | 131982.0697 | 1301243.974 | 0 | 0 | 0 | 0 | 0 | 0 | 0 | 0 | 0 | 0 | 0 | 0 | 0 | 0 | -71488.5639 | 0 | 15510.3018 | 0 | 0 | 0 | 0 | 0 | 0 | 0 | 0 | 0 | 0 | 0 | 0 | 0
2016-09-01 02:00 | 0 | 0 | 0 | 0 | 0 | 422953.3031 | 29.9425 | 555048 | 0 | 0 | 0 | 70441.8441 | 1230719.4451 | 0 | 0 | 0 | 0 | 0 | 0 | 0 | 0 | 0 | 0 | 0 | 0 | 0 | 0 | -61540.2255 | 0 | 70524.5288 | 0 | 0 | 0 | 0 | 0 | 0 | 0 | 0 | 0 | 0 | 0 | 0 | 0
2016-09-01 03:00 | 0 | 0 | 0 | 0 | 0 | 410466.8981 | 0 | 516859 | 0 | 0 | 0 | 141930.408 | 1052838.7793 | 0 | 0 | 0 | 0 | 0 | 0 | 0 | 0 | 0 | 0 | 0 | 0 | 0 | 0 | 71488.5639 | 0 | 177880.6658 | 0 | 0 | 0 | 0 | 0 | 0 | 0 | 0 | 0 | 0 | 0 | 0 | 0
2016-09-01 04:00 | 0 | 0 | 0 | 0 | 0 | 401592.8045 | 0 | 482326 | 0 | 0 | 0 | 70441.8441 | 1043594.1477 | 0 | 0 | 0 | 0 | 0 | 0 | 0 | 0 | 0 | 0 | 0 | 0 | 0 | 0 | -71488.5639 | 0 | 9244.6316 | 0 | 0 | 0 | 0 | 0 | 0 | 0 | 0 | 0 | 0 | 0 | 0 | 0
2016-09-01 05:00 | 0 | 0 | 0 | 0 | 0 | 382875.1559 | 0 | 453317 | 0 | 0 | 0 | 0 | 1043594.1477 | 0 | 0 | 0 | 0 | 0 | 0 | 0 | 0 | 0 | 0 | 0 | 0 | 0 | 0 | -70441.8441 | 0 | 0 | 0 | 0 | 0 | 0 | 0 | 0 | 0 | 0 | 0 | 0 | 0 | 0 | 0
2016-09-01 06:00 | 0 | 0 | 0 | 0 | 0 | 360554.7756 | 0 | 431277 | 0 | 0 | 0 | 71488.5639 | 901383.3594 | 0 | 0 | 0 | 0 | 0 | 0 | 0 | 0 | 0 | 0 | 0 | 0 | 0 | 0 | 71488.5639 | 0 | 142210.7883 | 0 | 0 | 0 | 0 | 0 | 0 | 0 | 0 | 0 | 0 | 0 | 0 | 0
2016-09-01 07:00 | 0 | 0 | 0 | 0 | 0 | 346623.7196 | 0 | 415650 | 0 | 0 | 0 | 142833.7178 | 761011.925 | 0 | 0 | 0 | 0 | 0 | 0 | 0 | 0 | 0 | 0 | 0 | 0 | 0 | 0 | 71345.154 | 0 | 140371.4344 | 0 | 0 | 0 | 0 | 0 | 0 | 0 | 0 | 0 | 0 | 0 | 0 | 0
2016-09-01 08:00 | 0 | 0 | 0 | 0 | 0 | 334362.4488 | 0 | 408914 | 0 | 0 | 0 | 71345.154 | 757948.9377 | 0 | 0 | 0 | 0 | 0 | 0 | 0 | 0 | 0 | 0 | 0 | 0 | 0 | 0 | -71488.5639 | 0 | 3062.9873 | 0 | 0 | 0 | 0 | 0 | 0 | 0 | 0 | 0 | 0 | 0 | 0 | 0
2016-09-01 09:00 | 0 | 0 | 0 | 0 | 0 | 316281.1496 | 0 | 414048 | 0 | 0 | 0 | 71488.5639 | 660038.6773 | 0 | 0 | 0 | 0 | 0 | 0 | 0 | 0 | 0 | 0 | 0 | 0 | 0 | 0 | 143.4099 | 174791.506 | 272701.7664 | 0 | 0 | 0 | 0 | 0 | 0 | 0 | 0 | 0 | 0 | 0 | 0 | 0
2016-09-01 10:00 | 0 | 0 | 0 | 0 | 0 | 265642.1757 | 0 | 435041 | 0 | 0 | 0 | 0 | 562128.4169 | 0 | 0 | 0 | 0 | 0 | 0 | 0 | 0 | 0 | 0 | 0 | 0 | 0 | 0 | -71488.5639 | 174791.506 | 272701.7664 | 0 | 0 | 0 | 0 | 0 | 0 | 0 | 0 | 0 | 0 | 0 | 0 | 0
2016-09-01 11:00 | 0 | 0 | 0 | 0 | 0 | 302375.0085 | 0 | 454300 | 0 | 0 | 0 | 71488.5639 | 338714.8615 | 0 | 0 | 0 | 0 | 0 | 0 | 0 | 0 | 0 | 0 | 0 | 0 | 0 | 0 | 71488.5639 | 49288.211 | 272701.7664 | 0 | 0 | 0 | 0 | 0 | 0 | 0 | 0 | 0 | 0 | 0 | 0 | 0
2016-09-01 12:00 | 0 | 0 | 0 | 0 | 0 | 248198.061 | 522.3532 | 469139 | 0 | 0 | 0 | 0 | 189784.8397 | 0 | 0 | 0 | 0 | 0 | 0 | 0 | 0 | 0 | 0 | 0 | 0 | 0 | 0 | -71488.5639 | 123771.7446 | 272701.7664 | 0 | 0 | 0 | 0 | 0 | 0 | 0 | 0 | 0 | 0 | 0 | 0 | 0
2016-09-01 13:00 | 0 | 0 | 0 | 0 | 0 | 144175.8683 | 156128.2921 | 490089 | 0 | 0 | 0 | 0 | 0 | 0 | 0 | 0 | 0 | 0 | 0 | 0 | 0 | 0 | 0 | 0 | 0 | 0 | 0 | 0 | 82916.9268 | 272701.7664 | 0 | 0 | 0 | 0 | 0 | 0 | 0 | 0 | 0 | 0 | 0 | 0 | 0
2016-09-01 14:00 | 0 | 0 | 0 | 0 | 0 | 5179.6496 | 509592.3504 | 514772 | 0 | 0 | 0 | 0 | 0 | 0 | 0 | 0 | 0 | 0 | 0 | 0 | 0 | 0 | 0 | 0 | 0 | 0 | 0 | 0 | 0 | 0 | 0 | 0 | 0 | 0 | 0 | 0 | 0 | 0 | 0 | 0 | 0 | 0 | 0
2016-09-01 15:00 | 0 | 0 | 0 | 0 | 0 | 0 | 675235.3914 | 538909 | 0 | 0 | 0 | 0 | 136326.3914 | 0 | 0 | 0 | 0 | 0 | 0 | 0 | 0 | 0 | 0 | 0 | 0 | 0 | 0 | 0 | 136326.3914 | 0 | 0 | 0 | 0 | 0 | 0 | 0 | 0 | 0 | 0 | 0 | 0 | 0 | 0
2016-09-01 16:00 | 0 | 0 | 0 | 0 | 0 | 0 | 733788.4963 | 559226 | 0 | 0 | 0 | 71488.5639 | 239400.3239 | 0 | 0 | 0 | 0 | 0 | 0 | 0 | 0 | 0 | 0 | 0 | 0 | 0 | 0 | 71488.5639 | 103073.9324 | 0 | 0 | 0 | 0 | 0 | 0 | 0 | 0 | 0 | 0 | 0 | 0 | 0 | 0
2016-09-01 17:00 | 0 | 0 | 0 | 0 | 0 | 0 | 726223.2662 | 577014 | 0 | 0 | 0 | 131982.0697 | 328116.0843 | 0 | 0 | 0 | 0 | 0 | 0 | 0 | 0 | 0 | 0 | 0 | 0 | 0 | 0 | 60493.5058 | 88715.7604 | 0 | 0 | 0 | 0 | 0 | 0 | 0 | 0 | 0 | 0 | 0 | 0 | 0 | 0
2016-09-01 18:00 | 0 | 0 | 0 | 0 | 0 | 0 | 707866.7579 | 588812 | 0 | 0 | 0 | 203470.6336 | 375682.2783 | 0 | 0 | 0 | 0 | 0 | 0 | 0 | 0 | 0 | 0 | 0 | 0 | 0 | 0 | 71488.5639 | 47566.194 | 0 | 0 | 0 | 0 | 0 | 0 | 0 | 0 | 0 | 0 | 0 | 0 | 0 | 0
2016-09-01 19:00 | 0 | 0 | 0 | 0 | 0 | 0 | 686313.8879 | 595831 | 0 | 0 | 0 | 203470.6336 | 466165.1663 | 0 | 0 | 0 | 0 | 0 | 0 | 0 | 0 | 0 | 0 | 0 | 0 | 0 | 0 | 0 | 90482.8879 | 0 | 0 | 0 | 0 | 0 | 0 | 0 | 0 | 0 | 0 | 0 | 0 | 0 | 0
2016-09-01 20:00 | 0 | 0 | 0 | 0 | 0 | 0 | 672160.6168 | 599406 | 0 | 0 | 0 | 131982.0697 | 610408.3469 | 0 | 0 | 0 | 0 | 0 | 0 | 0 | 0 | 0 | 0 | 0 | 0 | 0 | 0 | -71488.5639 | 144243.1806 | 0 | 0 | 0 | 0 | 0 | 0 | 0 | 0 | 0 | 0 | 0 | 0 | 0 | 0
2016-09-01 21:00 | 0 | 0 | 0 | 0 | 0 | 0 | 647239.96 | 599573 | 0 | 0 | 0 | 179649.0296 | 610408.3469 | 0 | 0 | 0 | 0 | 0 | 0 | 0 | 0 | 0 | 0 | 0 | 0 | 0 | 0 | 47666.96 | 0 | 0 | 0 | 0 | 0 | 0 | 0 | 0 | 0 | 0 | 0 | 0 | 0 | 0 | 0
2016-09-01 22:00 | 0 | 0 | 0 | 0 | 0 | 0 | 602275.1039 | 590983 | 0 | 0 | 0 | 142977.1278 | 658372.3527 | 0 | 0 | 0 | 0 | 0 | 0 | 0 | 0 | 0 | 0 | 0 | 0 | 0 | 0 | -36671.9019 | 47964.0058 | 0 | 0 | 0 | 0 | 0 | 0 | 0 | 0 | 0 | 0 | 0 | 0 | 0 | 0
2016-09-01 23:00 | 0 | 0 | 0 | 0 | 0 | 4861.3509 | 502918.0852 | 579268 | 0 | 0 | 0 | 71488.5639 | 658372.3527 | 0 | 0 | 0 | 0 | 0 | 0 | 0 | 0 | 0 | 0 | 0 | 0 | 0 | 0 | -71488.5639 | 0 | 0 | 0 | 0 | 0 | 0 | 0 | 0 | 0 | 0 | 0 | 0 | 0 | 0 | 0
2016-09-02 | 0 | 0 | 0 | 0 | 0 | 166825.7978 | 332362.6383 | 570677 | 0 | 0 | 0 | 0 | 658372.3527 | 0 | 0 | 0 | 0 | 0 | 0 | 0 | 0 | 0 | 0 | 0 | 0 | 0 | 0 | -71488.5639 | 0 | 0 | 0 | 0 | 0 | 0 | 0 | 0 | 0 | 0 | 0 | 0 | 0 | 0 | 0
2016-09-02 01:00 | 0 | 0 | 0 | 0 | 0 | 469038.2241 | 86164.7759 | 555203 | 0 | 0 | 0 | 0 | 658372.3527 | 0 | 0 | 0 | 0 | 0 | 0 | 0 | 0 | 0 | 0 | 0 | 0 | 0 | 0 | 0 | 0 | 0 | 0 | 0 | 0 | 0 | 0 | 0 | 0 | 0 | 0 | 0 | 0 | 0 | 0
2016-09-02 02:00 | 0 | 0 | 0 | 0 | 0 | 524048.8253 | 23.1747 | 524072 | 0 | 0 | 0 | 0 | 658372.3527 | 0 | 0 | 0 | 0 | 0 | 0 | 0 | 0 | 0 | 0 | 0 | 0 | 0 | 0 | 0 | 0 | 0 | 0 | 0 | 0 | 0 | 0 | 0 | 0 | 0 | 0 | 0 | 0 | 0 | 0
2016-09-02 03:00 | 0 | 0 | 0 | 0 | 0 | 489864 | 0 | 489864 | 0 | 0 | 0 | 0 | 658372.3527 | 0 | 0 | 0 | 0 | 0 | 0 | 0 | 0 | 0 | 0 | 0 | 0 | 0 | 0 | 0 | 0 | 0 | 0 | 0 | 0 | 0 | 0 | 0 | 0 | 0 | 0 | 0 | 0 | 0 | 0
2016-09-02 04:00 | 0 | 0 | 0 | 0 | 0 | 458419 | 0 | 458419 | 0 | 0 | 0 | 0 | 658372.3527 | 0 | 0 | 0 | 0 | 0 | 0 | 0 | 0 | 0 | 0 | 0 | 0 | 0 | 0 | 0 | 0 | 0 | 0 | 0 | 0 | 0 | 0 | 0 | 0 | 0 | 0 | 0 | 0 | 0 | 0
2016-09-02 05:00 | 0 | 0 | 0 | 0 | 0 | 432694 | 0 | 432694 | 0 | 0 | 0 | 0 | 658372.3527 | 0 | 0 | 0 | 0 | 0 | 0 | 0 | 0 | 0 | 0 | 0 | 0 | 0 | 0 | 0 | 0 | 0 | 0 | 0 | 0 | 0 | 0 | 0 | 0 | 0 | 0 | 0 | 0 | 0 | 0
2016-09-02 06:00 | 0 | 0 | 0 | 0 | 0 | 436168.4268 | 0 | 411570 | 0 | 0 | 0 | 0 | 682970.7795 | 0 | 0 | 0 | 0 | 0 | 0 | 0 | 0 | 0 | 0 | 0 | 0 | 0 | 0 | 0 | 24598.4268 | 0 | 0 | 0 | 0 | 0 | 0 | 0 | 0 | 0 | 0 | 0 | 0 | 0 | 0
2016-09-02 07:00 | 0 | 0 | 0 | 0 | 0 | 124341.2336 | 0 | 397043 | 0 | 0 | 0 | 0 | 410269.0131 | 0 | 0 | 0 | 0 | 0 | 0 | 0 | 0 | 0 | 0 | 0 | 0 | 0 | 0 | 0 | 0 | 272701.7664 | 0 | 0 | 0 | 0 | 0 | 0 | 0 | 0 | 0 | 0 | 0 | 0 | 0
2016-09-02 08:00 | 0 | 0 | 0 | 0 | 0 | 459911.3588 | 0 | 390801 | 0 | 0 | 0 | 69110.3588 | 410269.0131 | 0 | 0 | 0 | 0 | 0 | 0 | 0 | 0 | 0 | 0 | 0 | 0 | 0 | 0 | 69110.3588 | 0 | 0 | 0 | 0 | 0 | 0 | 0 | 0 | 0 | 0 | 0 | 0 | 0 | 0 | 0
2016-09-02 09:00 | 0 | 0 | 0 | 0 | 0 | 326126.6412 | 0 | 395237 | 0 | 0 | 0 | 0 | 410269.0131 | 0 | 0 | 0 | 0 | 0 | 0 | 0 | 0 | 0 | 0 | 0 | 0 | 0 | 0 | -69110.3588 | 0 | 0 | 0 | 0 | 0 | 0 | 0 | 0 | 0 | 0 | 0 | 0 | 0 | 0 | 0
2016-09-02 10:00 | 0 | 0 | 0 | 0 | 0 | 210065.7975 | 0 | 411279 | 0 | 0 | 0 | 71488.5639 | 137567.2467 | 0 | 0 | 0 | 0 | 0 | 0 | 0 | 0 | 0 | 0 | 0 | 0 | 0 | 0 | 71488.5639 | 0 | 272701.7664 | 0 | 0 | 0 | 0 | 0 | 0 | 0 | 0 | 0 | 0 | 0 | 0 | 0
2016-09-02 11:00 | 0 | 0 | 0 | 0 | 0 | 410130.5393 | 0 | 429471 | 0 | 0 | 0 | 91805.0896 | 97910.2604 | 0 | 0 | 0 | 0 | 0 | 0 | 0 | 0 | 0 | 0 | 0 | 0 | 0 | 0 | 20316.5257 | 0 | 39656.9863 | 0 | 0 | 0 | 0 | 0 | 0 | 0 | 0 | 0 | 0 | 0 | 0 | 0
2016-09-02 12:00 | 0 | 0 | 0 | 0 | 0 | 273785.0266 | 438.1491 | 443622 | 0 | 0 | 0 | 20316.5257 | 0 | 0 | 0 | 0 | 0 | 0 | 0 | 0 | 0 | 0 | 0 | 0 | 0 | 0 | 0 | -71488.5639 | 174791.506 | 272701.7664 | 0 | 0 | 0 | 0 | 0 | 0 | 0 | 0 | 0 | 0 | 0 | 0 | 0
2016-09-02 13:00 | 0 | 0 | 0 | 0 | 0 | 304478.5643 | 137103.91 | 461899 | 0 | 0 | 0 | 0 | 0 | 0 | 0 | 0 | 0 | 0 | 0 | 0 | 0 | 0 | 0 | 0 | 0 | 0 | 0 | -20316.5257 | 0 | 0 | 0 | 0 | 0 | 0 | 0 | 0 | 0 | 0 | 0 | 0 | 0 | 0 | 0
2016-09-02 14:00 | 0 | 0 | 0 | 0 | 0 | 0 | 514776.0221 | 482422 | 0 | 0 | 0 | 0 | 32354.0221 | 0 | 0 | 0 | 0 | 0 | 0 | 0 | 0 | 0 | 0 | 0 | 0 | 0 | 0 | 0 | 32354.0221 | 0 | 0 | 0 | 0 | 0 | 0 | 0 | 0 | 0 | 0 | 0 | 0 | 0 | 0
2016-09-02 15:00 | 0 | 0 | 0 | 0 | 0 | 0 | 680943.4559 | 500856 | 0 | 0 | 0 | 67407.32 | 145034.1581 | 0 | 0 | 0 | 0 | 0 | 0 | 0 | 0 | 0 | 0 | 0 | 0 | 0 | 0 | 67407.32 | 112680.136 | 0 | 0 | 0 | 0 | 0 | 0 | 0 | 0 | 0 | 0 | 0 | 0 | 0 | 0
2016-09-02 16:00 | 0 | 0 | 0 | 0 | 0 | 0 | 763395.5843 | 516563 | 0 | 0 | 0 | 138895.8839 | 319825.6641 | 0 | 0 | 0 | 0 | 0 | 0 | 0 | 0 | 0 | 442.0115 | 0 | 0 | 0 | 0 | 71488.5639 | 174791.506 | 0 | 0 | 0 | 0 | 0 | 0 | 0 | 0 | 0 | 0 | 0 | 552.5144 | 0 | 0
2016-09-02 17:00 | 0 | 0 | 0 | 0 | 0 | 0 | 756665.6507 | 531791 | 0 | 0 | 0 | 188979.0285 | 494617.1702 | 0 | 0 | 0 | 0 | 0 | 0 | 0 | 0 | 0 | 442.0098 | 0 | 0 | 0 | 0 | 50083.1447 | 174791.506 | 0 | 0 | 0 | 0 | 0 | 0 | 0 | 0 | 0 | 0 | 0 | 0 | 0 | 0
2016-09-02 18:00 | 0 | 0 | 0 | 0 | 0 | 0 | 733302.111 | 544019 | 0 | 0 | 0 | 203470.6336 | 669408.6762 | 0 | 0 | 0 | 0 | 0 | 0 | 0 | 0 | 0 | 442.008 | 0 | 0 | 0 | 0 | 14491.605 | 174791.506 | 0 | 0 | 0 | 0 | 0 | 0 | 0 | 0 | 0 | 0 | 0 | 0 | 0 | 0
2016-09-02 19:00 | 0 | 0 | 0 | 0 | 0 | 0 | 711806.8045 | 551969 | 0 | 0 | 0 | 188516.932 | 844200.1823 | 0 | 0 | 0 | 0 | 0 | 0 | 0 | 0 | 0 | 442.0062 | 0 | 0 | 0 | 0 | -14953.7016 | 174791.506 | 0 | 0 | 0 | 0 | 0 | 0 | 0 | 0 | 0 | 0 | 0 | 0 | 0 | 0
2016-09-02 20:00 | 0 | 0 | 0 | 0 | 0 | 0 | 703441.8796 | 557436 | 0 | 0 | 0 | 159731.3056 | 1018991.6883 | 0 | 0 | 0 | 0 | 0 | 0 | 0 | 0 | 0 | 442.0045 | 0 | 0 | 0 | 0 | -28785.6264 | 174791.506 | 0 | 0 | 0 | 0 | 0 | 0 | 0 | 0 | 0 | 0 | 0 | 0 | 0 | 0
2016-09-02 21:00 | 0 | 0 | 0 | 0 | 0 | 0 | 686012.6899 | 558648 | 0 | 0 | 0 | 131982.0697 | 1174105.6141 | 0 | 0 | 0 | 0 | 0 | 0 | 0 | 0 | 0 | 442.0027 | 0 | 0 | 0 | 0 | -27749.2359 | 155113.9258 | 0 | 0 | 0 | 0 | 0 | 0 | 0 | 0 | 0 | 0 | 0 | 0 | 0 | 0
2016-09-02 22:00 | 0 | 0 | 0 | 0 | 0 | 0 | 643133.6423 | 549446 | 0 | 0 | 0 | 203470.6336 | 1196304.6925 | 0 | 0 | 0 | 0 | 0 | 0 | 0 | 0 | 0 | 442.0009 | 0 | 0 | 0 | 0 | 71488.5639 | 22199.0784 | 0 | 0 | 0 | 0 | 0 | 0 | 0 | 0 | 0 | 0 | 0 | 0 | 0 | 0
2016-09-02 23:00 | 0 | 0 | 0 | 0 | 0 | 0 | 544750.4617 | 535830 | 0 | 0 | 0 | 203470.6336 | 1205225.1541 | 0 | 0 | 0 | 0 | 0 | 0 | 0 | 0 | 0 | 441.9992 | 0 | 0 | 0 | 0 | 0 | 8920.4617 | 0 | 0 | 0 | 0 | 0 | 0 | 0 | 0 | 0 | 0 | 0 | 0 | 0 | 0
2016-09-03 | 0 | 0 | 0 | 0 | 0 | 0 | 372619.4696 | 525082 | 0 | 0 | 0 | 142977.1278 | 1113256.1295 | 0 | 0 | 0 | 0 | 0 | 0 | 0 | 0 | 0 | 441.9974 | 0 | 0 | 0 | 0 | -60493.5058 | 0 | 91969.0246 | 0 | 0 | 0 | 0 | 0 | 0 | 0 | 0 | 0 | 0 | 0 | 0 | 0
2016-09-03 01:00 | 0 | 0 | 0 | 0 | 0 | 87029.8295 | 78559.8402 | 509780 | 0 | 0 | 0 | 71488.5639 | 840554.3631 | 0 | 0 | 0 | 0 | 0 | 0 | 0 | 0 | 0 | 441.9956 | 0 | 0 | 0 | 0 | -71488.5639 | 0 | 272701.7664 | 0 | 0 | 0 | 0 | 0 | 0 | 0 | 0 | 0 | 0 | 0 | 0 | 0
2016-09-03 02:00 | 0 | 0 | 0 | 0 | 0 | 413106.5411 | 11.895 | 484607 | 0 | 0 | 0 | 0 | 840554.3631 | 0 | 0 | 0 | 0 | 0 | 0 | 0 | 0 | 0 | 441.9939 | 0 | 0 | 0 | 0 | -71488.5639 | 0 | 0 | 0 | 0 | 0 | 0 | 0 | 0 | 0 | 0 | 0 | 0 | 0 | 0 | 0
2016-09-03 03:00 | 0 | 0 | 0 | 0 | 0 | 455399 | 0 | 455399 | 0 | 0 | 0 | 0 | 840554.3631 | 0 | 0 | 0 | 0 | 0 | 0 | 0 | 0 | 0 | 441.9921 | 0 | 0 | 0 | 0 | 0 | 0 | 0 | 0 | 0 | 0 | 0 | 0 | 0 | 0 | 0 | 0 | 0 | 0 | 0 | 0
2016-09-03 04:00 | 0 | 0 | 0 | 0 | 0 | 428410 | 0 | 428410 | 0 | 0 | 0 | 0 | 840554.3631 | 0 | 0 | 0 | 0 | 0 | 0 | 0 | 0 | 0 | 441.9903 | 0 | 0 | 0 | 0 | 0 | 0 | 0 | 0 | 0 | 0 | 0 | 0 | 0 | 0 | 0 | 0 | 0 | 0 | 0 | 0
2016-09-03 05:00 | 0 | 0 | 0 | 0 | 0 | 204325.7975 | 0 | 405539 | 0 | 0 | 0 | 71488.5639 | 567852.5967 | 0 | 0 | 0 | 0 | 0 | 0 | 0 | 0 | 0 | 441.9886 | 0 | 0 | 0 | 0 | 71488.5639 | 0 | 272701.7664 | 0 | 0 | 0 | 0 | 0 | 0 | 0 | 0 | 0 | 0 | 0 | 0 | 0
2016-09-03 06:00 | 0 | 0 | 0 | 0 | 0 | 315118.4361 | 0 | 386607 | 0 | 0 | 0 | 0 | 567852.5967 | 0 | 0 | 0 | 0 | 0 | 0 | 0 | 0 | 0 | 441.9868 | 0 | 0 | 0 | 0 | -71488.5639 | 0 | 0 | 0 | 0 | 0 | 0 | 0 | 0 | 0 | 0 | 0 | 0 | 0 | 0 | 0
2016-09-03 07:00 | 0 | 0 | 0 | 0 | 0 | 372541 | 0 | 372541 | 0 | 0 | 0 | 0 | 567852.5967 | 0 | 0 | 0 | 0 | 0 | 0 | 0 | 0 | 0 | 441.985 | 0 | 0 | 0 | 0 | 0 | 0 | 0 | 0 | 0 | 0 | 0 | 0 | 0 | 0 | 0 | 0 | 0 | 0 | 0 | 0
2016-09-03 08:00 | 0 | 0 | 0 | 0 | 0 | 434983.5639 | 0 | 363495 | 0 | 0 | 0 | 71488.5639 | 567852.5967 | 0 | 0 | 0 | 0 | 0 | 0 | 0 | 0 | 0 | 441.9832 | 0 | 0 | 0 | 0 | 71488.5639 | 0 | 0 | 0 | 0 | 0 | 0 | 0 | 0 | 0 | 0 | 0 | 0 | 0 | 0 | 0
2016-09-03 09:00 | 0 | 0 | 0 | 0 | 0 | 288472.4361 | 0 | 359961 | 0 | 0 | 0 | 0 | 567852.5967 | 0 | 0 | 0 | 0 | 0 | 0 | 0 | 0 | 0 | 441.9815 | 0 | 0 | 0 | 0 | -71488.5639 | 0 | 0 | 0 | 0 | 0 | 0 | 0 | 0 | 0 | 0 | 0 | 0 | 0 | 0 | 0
2016-09-03 10:00 | 0 | 0 | 0 | 0 | 0 | 89776.2336 | 0 | 362478 | 0 | 0 | 0 | 0 | 295150.8303 | 0 | 0 | 0 | 0 | 0 | 0 | 0 | 0 | 0 | 441.9797 | 0 | 0 | 0 | 0 | 0 | 0 | 272701.7664 | 0 | 0 | 0 | 0 | 0 | 0 | 0 | 0 | 0 | 0 | 0 | 0 | 0
2016-09-03 11:00 | 0 | 0 | 0 | 0 | 0 | 436963.5639 | 0 | 365475 | 0 | 0 | 0 | 71488.5639 | 295150.8303 | 0 | 0 | 0 | 0 | 0 | 0 | 0 | 0 | 0 | 441.9779 | 0 | 0 | 0 | 0 | 71488.5639 | 0 | 0 | 0 | 0 | 0 | 0 | 0 | 0 | 0 | 0 | 0 | 0 | 0 | 0 | 0
2016-09-03 12:00 | 0 | 0 | 0 | 0 | 0 | 372629.6237 | 276.315 | 378162 | 0 | 0 | 0 | 142977.1278 | 218406.2051 | 0 | 0 | 0 | 0 | 0 | 0 | 0 | 0 | 0 | 441.9762 | 0 | 0 | 0 | 0 | 71488.5639 | 174791.506 | 251536.1312 | 0 | 0 | 0 | 0 | 0 | 0 | 0 | 0 | 0 | 0 | 0 | 0 | 0
2016-09-03 13:00 | 0 | 0 | 0 | 0 | 0 | 180848.9065 | 146609.5296 | 398947 | 0 | 0 | 0 | 71488.5639 | 218406.2051 | 0 | 0 | 0 | 0 | 0 | 0 | 0 | 0 | 0 | 441.9744 | 0 | 0 | 0 | 0 | -71488.5639 | 0 | 0 | 0 | 0 | 0 | 0 | 0 | 0 | 0 | 0 | 0 | 0 | 0 | 0 | 0
2016-09-03 14:00 | 0 | 0 | 0 | 0 | 0 | 0 | 476765.407 | 422857 | 0 | 0 | 0 | 0 | 343803.176 | 0 | 0 | 0 | 0 | 0 | 0 | 0 | 0 | 0 | 441.9726 | 0 | 0 | 0 | 0 | -71488.5639 | 125396.9709 | 0 | 0 | 0 | 0 | 0 | 0 | 0 | 0 | 0 | 0 | 0 | 0 | 0 | 0
2016-09-03 15:00 | 0 | 0 | 0 | 0 | 0 | 0 | 672966.8414 | 445178 | 0 | 0 | 0 | 51624.6217 | 518594.6821 | 0 | 0 | 0 | 0 | 0 | 0 | 0 | 0 | 0 | 1540.1417 | 0 | 0 | 0 | 0 | 51624.6217 | 174791.506 | 0 | 0 | 0 | 0 | 0 | 0 | 0 | 0 | 0 | 0 | 0 | 1372.7136 | 0 | 0
2016-09-03 16:00 | 0 | 0 | 0 | 0 | 0 | 0 | 713558.7835 | 465906 | 0 | 0 | 0 | 123113.1856 | 693386.1881 | 0 | 0 | 0 | 0 | 0 | 0 | 0 | 0 | 0 | 2638.3064 | 0 | 0 | 0 | 0 | 71488.5639 | 174791.506 | 0 | 0 | 0 | 0 | 0 | 0 | 0 | 0 | 0 | 0 | 0 | 1372.7136 | 0 | 0
2016-09-03 17:00 | 0 | 0 | 0 | 0 | 0 | 0 | 624677.6949 | 482753 | 0 | 0 | 0 | 88873.6609 | 868177.6941 | 0 | 0 | 0 | 0 | 0 | 0 | 0 | 0 | 0 | 3736.4668 | 0 | 0 | 0 | 0 | -34239.5247 | 174791.506 | 0 | 0 | 0 | 0 | 0 | 0 | 0 | 0 | 0 | 0 | 0 | 1372.7136 | 0 | 0
2016-09-03 18:00 | 0 | 0 | 0 | 0 | 0 | 0 | 726635.9601 | 496541 | 0 | 0 | 0 | 142804.4014 | 1042969.2002 | 0 | 0 | 0 | 0 | 0 | 0 | 0 | 0 | 0 | 4834.6227 | 0 | 0 | 0 | 0 | 53930.7405 | 174791.506 | 0 | 0 | 0 | 0 | 0 | 0 | 0 | 0 | 0 | 0 | 0 | 1372.7136 | 0 | 0
2016-09-03 19:00 | 0 | 0 | 0 | 0 | 0 | 0 | 716966.2228 | 507892 | 0 | 0 | 0 | 175714.4045 | 1217760.7062 | 0 | 0 | 0 | 0 | 0 | 0 | 0 | 0 | 0 | 5932.7742 | 0 | 0 | 0 | 0 | 32910.0031 | 174791.506 | 0 | 0 | 0 | 0 | 0 | 0 | 0 | 0 | 0 | 0 | 0 | 1372.7136 | 0 | 0
2016-09-03 20:00 | 0 | 0 | 0 | 0 | 0 | 0 | 714618.285 | 516890 | 0 | 0 | 0 | 197278.4699 | 1392552.2123 | 0 | 0 | 0 | 0 | 0 | 0 | 0 | 0 | 0 | 7030.9213 | 0 | 0 | 0 | 0 | 21564.0654 | 174791.506 | 0 | 0 | 0 | 0 | 0 | 0 | 0 | 0 | 0 | 0 | 0 | 1372.7136 | 0 | 0
2016-09-03 21:00 | 0 | 0 | 0 | 0 | 0 | 0 | 703476.3832 | 521120 | 0 | 0 | 0 | 203470.6336 | 1567343.7183 | 0 | 0 | 0 | 0 | 0 | 0 | 0 | 0 | 0 | 8129.0641 | 0 | 0 | 0 | 0 | 6192.1636 | 174791.506 | 0 | 0 | 0 | 0 | 0 | 0 | 0 | 0 | 0 | 0 | 0 | 1372.7136 | 0 | 0
2016-09-03 22:00 | 0 | 0 | 0 | 0 | 0 | 0 | 663898.2963 | 517258 | 0 | 0 | 0 | 175319.4238 | 1742135.2243 | 0 | 0 | 0 | 0 | 0 | 0 | 0 | 0 | 0 | 8129.0316 | 0 | 0 | 0 | 0 | -28151.2098 | 174791.506 | 0 | 0 | 0 | 0 | 0 | 0 | 0 | 0 | 0 | 0 | 0 | 0 | 0 | 0
2016-09-03 23:00 | 0 | 0 | 0 | 0 | 0 | 0 | 565579.0193 | 507028 | 0 | 0 | 0 | 203470.6336 | 1772535.0339 | 0 | 0 | 0 | 0 | 0 | 0 | 0 | 0 | 0 | 8128.9991 | 0 | 0 | 0 | 0 | 28151.2098 | 30399.8096 | 0 | 0 | 0 | 0 | 0 | 0 | 0 | 0 | 0 | 0 | 0 | 0 | 0 | 0
2016-09-04 | 0 | 0 | 0 | 0 | 0 | 0 | 373011.8642 | 497324 | 0 | 0 | 0 | 203470.6336 | 1648222.8981 | 0 | 0 | 0 | 0 | 0 | 0 | 0 | 0 | 0 | 8128.9665 | 0 | 0 | 0 | 0 | 0 | 0 | 124312.1358 | 0 | 0 | 0 | 0 | 0 | 0 | 0 | 0 | 0 | 0 | 0 | 0 | 0
2016-09-04 01:00 | 0 | 0 | 0 | 0 | 0 | 139211.4448 | 71195.7888 | 483109 | 0 | 0 | 0 | 203470.6336 | 1375521.1316 | 0 | 0 | 0 | 0 | 0 | 0 | 0 | 0 | 0 | 8128.934 | 0 | 0 | 0 | 0 | 0 | 0 | 272701.7664 | 0 | 0 | 0 | 0 | 0 | 0 | 0 | 0 | 0 | 0 | 0 | 0 | 0
2016-09-04 02:00 | 0 | 0 | 0 | 0 | 0 | 188061.2615 | 10.9721 | 460774 | 0 | 0 | 0 | 203470.6336 | 1102819.3652 | 0 | 0 | 0 | 0 | 0 | 0 | 0 | 0 | 0 | 8128.9015 | 0 | 0 | 0 | 0 | 0 | 0 | 272701.7664 | 0 | 0 | 0 | 0 | 0 | 0 | 0 | 0 | 0 | 0 | 0 | 0 | 0
2016-09-04 03:00 | 0 | 0 | 0 | 0 | 0 | 363832.4361 | 0 | 435321 | 0 | 0 | 0 | 131982.0697 | 1102819.3652 | 0 | 0 | 0 | 0 | 0 | 0 | 0 | 0 | 0 | 8128.869 | 0 | 0 | 0 | 0 | -71488.5639 | 0 | 0 | 0 | 0 | 0 | 0 | 0 | 0 | 0 | 0 | 0 | 0 | 0 | 0 | 0
2016-09-04 04:00 | 0 | 0 | 0 | 0 | 0 | 350364.4942 | 0 | 410858 | 0 | 0 | 0 | 71488.5639 | 1102819.3652 | 0 | 0 | 0 | 0 | 0 | 0 | 0 | 0 | 0 | 8128.8365 | 0 | 0 | 0 | 0 | -60493.5058 | 0 | 0 | 0 | 0 | 0 | 0 | 0 | 0 | 0 | 0 | 0 | 0 | 0 | 0 | 0
2016-09-04 05:00 | 0 | 0 | 0 | 0 | 0 | 45088.6697 | 0 | 389279 | 0 | 0 | 0 | 0 | 830117.5988 | 0 | 0 | 0 | 0 | 0 | 0 | 0 | 0 | 0 | 8128.804 | 0 | 0 | 0 | 0 | -71488.5639 | 0 | 272701.7664 | 0 | 0 | 0 | 0 | 0 | 0 | 0 | 0 | 0 | 0 | 0 | 0 | 0
2016-09-04 06:00 | 0 | 0 | 0 | 0 | 0 | 443627.5639 | 0 | 372139 | 0 | 0 | 0 | 71488.5639 | 830117.5988 | 0 | 0 | 0 | 0 | 0 | 0 | 0 | 0 | 0 | 8128.7714 | 0 | 0 | 0 | 0 | 71488.5639 | 0 | 0 | 0 | 0 | 0 | 0 | 0 | 0 | 0 | 0 | 0 | 0 | 0 | 0 | 0
2016-09-04 07:00 | 0 | 0 | 0 | 0 | 0 | 15514.6697 | 0 | 359705 | 0 | 0 | 0 | 0 | 557415.8324 | 0 | 0 | 0 | 0 | 0 | 0 | 0 | 0 | 0 | 8128.7389 | 0 | 0 | 0 | 0 | -71488.5639 | 0 | 272701.7664 | 0 | 0 | 0 | 0 | 0 | 0 | 0 | 0 | 0 | 0 | 0 | 0 | 0
2016-09-04 08:00 | 0 | 0 | 0 | 0 | 0 | 352011 | 0 | 352011 | 0 | 0 | 0 | 0 | 557415.8324 | 0 | 0 | 0 | 0 | 0 | 0 | 0 | 0 | 0 | 8128.7064 | 0 | 0 | 0 | 0 | 0 | 0 | 0 | 0 | 0 | 0 | 0 | 0 | 0 | 0 | 0 | 0 | 0 | 0 | 0 | 0
2016-09-04 09:00 | 0 | 0 | 0 | 0 | 0 | 419831.5639 | 0 | 348343 | 0 | 0 | 0 | 71488.5639 | 557415.8324 | 0 | 0 | 0 | 0 | 0 | 0 | 0 | 0 | 0 | 8128.6739 | 0 | 0 | 0 | 0 | 71488.5639 | 0 | 0 | 0 | 0 | 0 | 0 | 0 | 0 | 0 | 0 | 0 | 0 | 0 | 0 | 0
2016-09-04 10:00 | 0 | 0 | 0 | 0 | 0 | 276171.4361 | 0 | 347660 | 0 | 0 | 0 | 0 | 557415.8324 | 0 | 0 | 0 | 0 | 0 | 0 | 0 | 0 | 0 | 8128.6414 | 0 | 0 | 0 | 0 | -71488.5639 | 0 | 0 | 0 | 0 | 0 | 0 | 0 | 0 | 0 | 0 | 0 | 0 | 0 | 0 | 0
2016-09-04 11:00 | 0 | 0 | 0 | 0 | 0 | 77702.2336 | 0 | 350404 | 0 | 0 | 0 | 0 | 284714.066 | 0 | 0 | 0 | 0 | 0 | 0 | 0 | 0 | 0 | 8128.6089 | 0 | 0 | 0 | 0 | 0 | 0 | 272701.7664 | 0 | 0 | 0 | 0 | 0 | 0 | 0 | 0 | 0 | 0 | 0 | 0 | 0
2016-09-04 12:00 | 0 | 0 | 0 | 0 | 0 | 362530.4131 | 191.5869 | 362722 | 0 | 0 | 0 | 0 | 284714.066 | 0 | 0 | 0 | 0 | 0 | 0 | 0 | 0 | 0 | 8128.5764 | 0 | 0 | 0 | 0 | 0 | 0 | 0 | 0 | 0 | 0 | 0 | 0 | 0 | 0 | 0 | 0 | 0 | 0 | 0 | 0
2016-09-04 13:00 | 0 | 0 | 0 | 0 | 0 | 0 | 162340.9719 | 385606 | 0 | 0 | 0 | 0 | 61449.0379 | 0 | 0 | 0 | 0 | 0 | 0 | 0 | 0 | 0 | 8128.5438 | 0 | 0 | 0 | 0 | 0 | 49436.7383 | 272701.7664 | 0 | 0 | 0 | 0 | 0 | 0 | 0 | 0 | 0 | 0 | 0 | 0 | 0
2016-09-04 14:00 | 0 | 0 | 0 | 0 | 0 | 0 | 542418.9185 | 411518 | 0 | 0 | 0 | 0 | 192349.9564 | 0 | 0 | 0 | 0 | 0 | 0 | 0 | 0 | 0 | 8128.5113 | 0 | 0 | 0 | 0 | 0 | 130900.9185 | 0 | 0 | 0 | 0 | 0 | 0 | 0 | 0 | 0 | 0 | 0 | 0 | 0 | 0
2016-09-04 15:00 | 0 | 0 | 0 | 0 | 0 | 0 | 613138.2196 | 436974 | 0 | 0 | 0 | 0 | 367141.4625 | 0 | 0 | 0 | 0 | 0 | 0 | 0 | 0 | 0 | 9226.6497 | 0 | 0 | 0 | 0 | 0 | 174791.506 | 0 | 0 | 0 | 0 | 0 | 0 | 0 | 0 | 0 | 0 | 0 | 1372.7136 | 0 | 0
2016-09-04 16:00 | 0 | 0 | 0 | 0 | 0 | 0 | 709503.7835 | 461851 | 0 | 0 | 0 | 71488.5639 | 541932.9685 | 0 | 0 | 0 | 0 | 0 | 0 | 0 | 0 | 0 | 10324.7836 | 0 | 0 | 0 | 0 | 71488.5639 | 174791.506 | 0 | 0 | 0 | 0 | 0 | 0 | 0 | 0 | 0 | 0 | 0 | 1372.7136 | 0 | 0
2016-09-04 17:00 | 0 | 0 | 0 | 0 | 0 | 0 | 719754.7254 | 483097 | 0 | 0 | 0 | 131982.0697 | 716724.4745 | 0 | 0 | 0 | 0 | 0 | 0 | 0 | 0 | 0 | 11422.9132 | 0 | 0 | 0 | 0 | 60493.5058 | 174791.506 | 0 | 0 | 0 | 0 | 0 | 0 | 0 | 0 | 0 | 0 | 0 | 1372.7136 | 0 | 0
2016-09-04 18:00 | 0 | 0 | 0 | 0 | 0 | 0 | 747296.7835 | 499644 | 0 | 0 | 0 | 203470.6336 | 891515.9806 | 0 | 0 | 0 | 0 | 0 | 0 | 0 | 0 | 0 | 12521.0384 | 0 | 0 | 0 | 0 | 71488.5639 | 174791.506 | 0 | 0 | 0 | 0 | 0 | 0 | 0 | 0 | 0 | 0 | 0 | 1372.7136 | 0 | 0
2016-09-04 19:00 | 0 | 0 | 0 | 0 | 0 | 0 | 617238.6557 | 512563 | 0 | 0 | 0 | 131982.0697 | 1066307.4866 | 0 | 0 | 0 | 0 | 0 | 0 | 0 | 0 | 0 | 13619.1592 | 0 | 0 | 0 | 0 | -71488.5639 | 174791.506 | 0 | 0 | 0 | 0 | 0 | 0 | 0 | 0 | 0 | 0 | 0 | 1372.7136 | 0 | 0
2016-09-04 20:00 | 0 | 0 | 0 | 0 | 0 | 0 | 769678.7835 | 522026 | 0 | 0 | 0 | 203470.6336 | 1241098.9926 | 0 | 0 | 0 | 0 | 0 | 0 | 0 | 0 | 0 | 14717.2756 | 0 | 0 | 0 | 0 | 71488.5639 | 174791.506 | 0 | 0 | 0 | 0 | 0 | 0 | 0 | 0 | 0 | 0 | 0 | 1372.7136 | 0 | 0
2016-09-04 21:00 | 0 | 0 | 0 | 0 | 0 | 0 | 702494.2196 | 526330 | 0 | 0 | 0 | 203470.6336 | 1415890.4987 | 0 | 0 | 0 | 0 | 0 | 0 | 0 | 0 | 0 | 15815.3875 | 0 | 0 | 0 | 0 | 0 | 174791.506 | 0 | 0 | 0 | 0 | 0 | 0 | 0 | 0 | 0 | 0 | 0 | 1372.7136 | 0 | 0
2016-09-04 22:00 | 0 | 0 | 0 | 0 | 0 | 0 | 697909.2196 | 521745 | 0 | 0 | 0 | 203470.6336 | 1590682.0047 | 0 | 0 | 0 | 0 | 0 | 0 | 0 | 0 | 0 | 16913.4952 | 0 | 0 | 0 | 0 | 0 | 174791.506 | 0 | 0 | 0 | 0 | 0 | 0 | 0 | 0 | 0 | 0 | 0 | 1372.7136 | 0 | 0
2016-09-04 23:00 | 0 | 0 | 0 | 0 | 0 | 0 | 654141.134 | 509010 | 0 | 0 | 0 | 203470.6336 | 1735813.1387 | 0 | 0 | 0 | 0 | 0 | 0 | 0 | 0 | 0 | 16913.4275 | 0 | 0 | 0 | 0 | 0 | 145131.134 | 0 | 0 | 0 | 0 | 0 | 0 | 0 | 0 | 0 | 0 | 0 | 0 | 0 | 0
2016-09-05 | 0 | 0 | 0 | 0 | 0 | 0 | 434596.5507 | 499706 | 0 | 0 | 0 | 203470.6336 | 1670703.6894 | 0 | 0 | 0 | 0 | 0 | 0 | 0 | 0 | 0 | 16913.3598 | 0 | 0 | 0 | 0 | 0 | 0 | 65109.4493 | 0 | 0 | 0 | 0 | 0 | 0 | 0 | 0 | 0 | 0 | 0 | 0 | 0
2016-09-05 01:00 | 0 | 0 | 0 | 0 | 0 | 63533.2968 | 77771.3729 | 485495 | 0 | 0 | 0 | 131982.0697 | 1398001.923 | 0 | 0 | 0 | 0 | 0 | 0 | 0 | 0 | 0 | 16913.2922 | 0 | 0 | 0 | 0 | -71488.5639 | 0 | 272701.7664 | 0 | 0 | 0 | 0 | 0 | 0 | 0 | 0 | 0 | 0 | 0 | 0 | 0
2016-09-05 02:00 | 0 | 0 | 0 | 0 | 0 | 534212.3359 | 13.228 | 462737 | 0 | 0 | 0 | 203470.6336 | 1398001.923 | 0 | 0 | 0 | 0 | 0 | 0 | 0 | 0 | 0 | 16913.2245 | 0 | 0 | 0 | 0 | 71488.5639 | 0 | 0 | 0 | 0 | 0 | 0 | 0 | 0 | 0 | 0 | 0 | 0 | 0 | 0 | 0
2016-09-05 03:00 | 0 | 0 | 0 | 0 | 0 | 365600.4361 | 0 | 437089 | 0 | 0 | 0 | 131982.0697 | 1398001.923 | 0 | 0 | 0 | 0 | 0 | 0 | 0 | 0 | 0 | 16913.1569 | 0 | 0 | 0 | 0 | -71488.5639 | 0 | 0 | 0 | 0 | 0 | 0 | 0 | 0 | 0 | 0 | 0 | 0 | 0 | 0 | 0
2016-09-05 04:00 | 0 | 0 | 0 | 0 | 0 | 68184.6697 | 0 | 412375 | 0 | 0 | 0 | 60493.5058 | 1125300.1566 | 0 | 0 | 0 | 0 | 0 | 0 | 0 | 0 | 0 | 16913.0892 | 0 | 0 | 0 | 0 | -71488.5639 | 0 | 272701.7664 | 0 | 0 | 0 | 0 | 0 | 0 | 0 | 0 | 0 | 0 | 0 | 0 | 0
2016-09-05 05:00 | 0 | 0 | 0 | 0 | 0 | 56714.7278 | 0 | 389910 | 0 | 0 | 0 | 0 | 852598.3901 | 0 | 0 | 0 | 0 | 0 | 0 | 0 | 0 | 0 | 16913.0216 | 0 | 0 | 0 | 0 | -60493.5058 | 0 | 272701.7664 | 0 | 0 | 0 | 0 | 0 | 0 | 0 | 0 | 0 | 0 | 0 | 0 | 0
2016-09-05 06:00 | 0 | 0 | 0 | 0 | 0 | 100671.2336 | 0 | 373373 | 0 | 0 | 0 | 0 | 579896.6237 | 0 | 0 | 0 | 0 | 0 | 0 | 0 | 0 | 0 | 16912.9539 | 0 | 0 | 0 | 0 | 0 | 0 | 272701.7664 | 0 | 0 | 0 | 0 | 0 | 0 | 0 | 0 | 0 | 0 | 0 | 0 | 0
2016-09-05 07:00 | 0 | 0 | 0 | 0 | 0 | 422122.5058 | 0 | 361629 | 0 | 0 | 0 | 60493.5058 | 579896.6237 | 0 | 0 | 0 | 0 | 0 | 0 | 0 | 0 | 0 | 16912.8863 | 0 | 0 | 0 | 0 | 60493.5058 | 0 | 0 | 0 | 0 | 0 | 0 | 0 | 0 | 0 | 0 | 0 | 0 | 0 | 0 | 0
2016-09-05 08:00 | 0 | 0 | 0 | 0 | 0 | 153687.7975 | 0 | 354901 | 0 | 0 | 0 | 131982.0697 | 307194.8573 | 0 | 0 | 0 | 0 | 0 | 0 | 0 | 0 | 0 | 16912.8186 | 0 | 0 | 0 | 0 | 71488.5639 | 0 | 272701.7664 | 0 | 0 | 0 | 0 | 0 | 0 | 0 | 0 | 0 | 0 | 0 | 0 | 0
2016-09-05 09:00 | 0 | 0 | 0 | 0 | 0 | 424685.5639 | 0 | 353197 | 0 | 0 | 0 | 203470.6336 | 307194.8573 | 0 | 0 | 0 | 0 | 0 | 0 | 0 | 0 | 0 | 16912.751 | 0 | 0 | 0 | 0 | 71488.5639 | 0 | 0 | 0 | 0 | 0 | 0 | 0 | 0 | 0 | 0 | 0 | 0 | 0 | 0 | 0
2016-09-05 10:00 | 0 | 0 | 0 | 0 | 0 | 12422.6697 | 0 | 356613 | 0 | 0 | 0 | 131982.0697 | 34493.0909 | 0 | 0 | 0 | 0 | 0 | 0 | 0 | 0 | 0 | 16912.6833 | 0 | 0 | 0 | 0 | -71488.5639 | 0 | 272701.7664 | 0 | 0 | 0 | 0 | 0 | 0 | 0 | 0 | 0 | 0 | 0 | 0 | 0
2016-09-05 11:00 | 0 | 0 | 0 | 0 | 0 | 299011.4942 | 0 | 359505 | 0 | 0 | 0 | 71488.5639 | 34493.0909 | 0 | 0 | 0 | 0 | 0 | 0 | 0 | 0 | 0 | 16912.6157 | 0 | 0 | 0 | 0 | -60493.5058 | 0 | 0 | 0 | 0 | 0 | 0 | 0 | 0 | 0 | 0 | 0 | 0 | 0 | 0 | 0
2016-09-05 12:00 | 0 | 0 | 0 | 0 | 0 | 300018.8761 | 148.56 | 371656 | 0 | 0 | 0 | 0 | 34493.0909 | 0 | 0 | 0 | 0 | 0 | 0 | 0 | 0 | 0 | 16912.548 | 0 | 0 | 0 | 0 | -71488.5639 | 0 | 0 | 0 | 0 | 0 | 0 | 0 | 0 | 0 | 0 | 0 | 0 | 0 | 0 | 0
2016-09-05 13:00 | 0 | 0 | 0 | 0 | 0 | 348127.2605 | 161662.9351 | 397428 | 0 | 0 | 0 | 0 | 146855.2865 | 0 | 0 | 0 | 0 | 0 | 0 | 0 | 0 | 0 | 16912.4804 | 0 | 0 | 0 | 0 | 0 | 112362.1956 | 0 | 0 | 0 | 0 | 0 | 0 | 0 | 0 | 0 | 0 | 0 | 0 | 0 | 0
2016-09-05 14:00 | 0 | 0 | 0 | 0 | 0 | 17050.2343 | 587330.2718 | 429589 | 0 | 0 | 0 | 0 | 321646.7925 | 0 | 0 | 0 | 0 | 0 | 0 | 0 | 0 | 0 | 16912.4127 | 0 | 0 | 0 | 0 | 0 | 174791.506 | 0 | 0 | 0 | 0 | 0 | 0 | 0 | 0 | 0 | 0 | 0 | 0 | 0 | 0
2016-09-05 15:00 | 0 | 0 | 0 | 0 | 0 | 0 | 637754.2196 | 461590 | 0 | 0 | 0 | 0 | 496438.2985 | 0 | 0 | 0 | 0 | 0 | 0 | 0 | 0 | 0 | 18010.5159 | 0 | 0 | 0 | 0 | 0 | 174791.506 | 0 | 0 | 0 | 0 | 0 | 0 | 0 | 0 | 0 | 0 | 0 | 1372.7136 | 0 | 0
2016-09-05 16:00 | 0 | 0 | 0 | 0 | 0 | 0 | 737805.7835 | 490153 | 0 | 0 | 0 | 71488.5639 | 671229.8046 | 0 | 0 | 0 | 0 | 0 | 0 | 0 | 0 | 0 | 19108.6148 | 0 | 0 | 0 | 0 | 71488.5639 | 174791.506 | 0 | 0 | 0 | 0 | 0 | 0 | 0 | 0 | 0 | 0 | 0 | 1372.7136 | 0 | 0
2016-09-05 17:00 | 0 | 0 | 0 | 0 | 0 | 0 | 750486.7254 | 513829 | 0 | 0 | 0 | 131982.0697 | 846021.3106 | 0 | 0 | 0 | 0 | 0 | 0 | 0 | 0 | 0 | 20206.7092 | 0 | 0 | 0 | 0 | 60493.5058 | 174791.506 | 0 | 0 | 0 | 0 | 0 | 0 | 0 | 0 | 0 | 0 | 0 | 1372.7136 | 0 | 0
2016-09-05 18:00 | 0 | 0 | 0 | 0 | 0 | 0 | 780455.7835 | 532803 | 0 | 0 | 0 | 203470.6336 | 1020812.8167 | 0 | 0 | 0 | 0 | 0 | 0 | 0 | 0 | 0 | 21304.7992 | 0 | 0 | 0 | 0 | 71488.5639 | 174791.506 | 0 | 0 | 0 | 0 | 0 | 0 | 0 | 0 | 0 | 0 | 0 | 1372.7136 | 0 | 0
2016-09-05 19:00 | 0 | 0 | 0 | 0 | 0 | 0 | 661634.0746 | 547506 | 0 | 0 | 0 | 141434.4886 | 1195604.3227 | 0 | 0 | 0 | 0 | 0 | 0 | 0 | 0 | 0 | 22402.8849 | 0 | 0 | 0 | 0 | -62036.145 | 174791.506 | 0 | 0 | 0 | 0 | 0 | 0 | 0 | 0 | 0 | 0 | 0 | 1372.7136 | 0 | 0
2016-09-05 20:00 | 0 | 0 | 0 | 0 | 0 | 0 | 797533.3646 | 559333 | 0 | 0 | 0 | 203470.6336 | 1370395.8287 | 0 | 0 | 0 | 0 | 0 | 0 | 0 | 0 | 0 | 23500.9661 | 0 | 0 | 0 | 0 | 62036.145 | 174791.506 | 0 | 0 | 0 | 0 | 0 | 0 | 0 | 0 | 0 | 0 | 0 | 1372.7136 | 0 | 0
2016-09-05 21:00 | 0 | 0 | 0 | 0 | 0 | 0 | 743407.2196 | 567243 | 0 | 0 | 0 | 203470.6336 | 1545187.3348 | 0 | 0 | 0 | 0 | 0 | 0 | 0 | 0 | 0 | 24599.043 | 0 | 0 | 0 | 0 | 0 | 174791.506 | 0 | 0 | 0 | 0 | 0 | 0 | 0 | 0 | 0 | 0 | 0 | 1372.7136 | 0 | 0
2016-09-05 22:00 | 0 | 0 | 0 | 0 | 0 | 0 | 742965.2196 | 566801 | 0 | 0 | 0 | 203470.6336 | 1719978.8408 | 0 | 0 | 0 | 0 | 0 | 0 | 0 | 0 | 0 | 25697.1155 | 0 | 0 | 0 | 0 | 0 | 174791.506 | 0 | 0 | 0 | 0 | 0 | 0 | 0 | 0 | 0 | 0 | 0 | 1372.7136 | 0 | 0
2016-09-05 23:00 | 0 | 0 | 0 | 0 | 0 | 0 | 657256.7833 | 558791 | 0 | 0 | 0 | 203470.6336 | 1818444.6241 | 0 | 0 | 0 | 0 | 0 | 0 | 0 | 0 | 0 | 25697.0127 | 0 | 0 | 0 | 0 | 0 | 98465.7833 | 0 | 0 | 0 | 0 | 0 | 0 | 0 | 0 | 0 | 0 | 0 | 0 | 0 | 0
2016-09-06 | 0 | 0 | 0 | 0 | 0 | 55496.0826 | 426575.3535 | 553560 | 0 | 0 | 0 | 131982.0697 | 1818444.6241 | 0 | 0 | 0 | 0 | 0 | 0 | 0 | 0 | 0 | 25696.9099 | 0 | 0 | 0 | 0 | -71488.5639 | 0 | 0 | 0 | 0 | 0 | 0 | 0 | 0 | 0 | 0 | 0 | 0 | 0 | 0 | 0
2016-09-06 01:00 | 0 | 0 | 0 | 0 | 0 | 614131.6537 | 72799.407 | 536653 | 0 | 0 | 0 | 203470.6336 | 1897234.1209 | 0 | 0 | 0 | 0 | 0 | 0 | 0 | 0 | 0 | 25696.8071 | 0 | 0 | 0 | 0 | 71488.5639 | 78789.4968 | 0 | 0 | 0 | 0 | 0 | 0 | 0 | 0 | 0 | 0 | 0 | 0 | 0 | 0
2016-09-06 02:00 | 0 | 0 | 0 | 0 | 0 | 232708.3325 | 6.9011 | 505417 | 0 | 0 | 0 | 203470.6336 | 1624532.3545 | 0 | 0 | 0 | 0 | 0 | 0 | 0 | 0 | 0 | 25696.7043 | 0 | 0 | 0 | 0 | 0 | 0 | 272701.7664 | 0 | 0 | 0 | 0 | 0 | 0 | 0 | 0 | 0 | 0 | 0 | 0 | 0
2016-09-06 03:00 | 0 | 0 | 0 | 0 | 0 | 411346.4942 | 0 | 471840 | 0 | 0 | 0 | 142977.1278 | 1624532.3545 | 0 | 0 | 0 | 0 | 0 | 0 | 0 | 0 | 0 | 25696.6015 | 0 | 0 | 0 | 0 | -60493.5058 | 0 | 0 | 0 | 0 | 0 | 0 | 0 | 0 | 0 | 0 | 0 | 0 | 0 | 0 | 0
2016-09-06 04:00 | 0 | 0 | 0 | 0 | 0 | 370411.4361 | 0 | 441900 | 0 | 0 | 0 | 71488.5639 | 1624532.3545 | 0 | 0 | 0 | 0 | 0 | 0 | 0 | 0 | 0 | 25696.4987 | 0 | 0 | 0 | 0 | -71488.5639 | 0 | 0 | 0 | 0 | 0 | 0 | 0 | 0 | 0 | 0 | 0 | 0 | 0 | 0 | 0
2016-09-06 05:00 | 0 | 0 | 0 | 0 | 0 | 344978.4361 | 0 | 416467 | 0 | 0 | 0 | 0 | 1624532.3545 | 0 | 0 | 0 | 0 | 0 | 0 | 0 | 0 | 0 | 25696.396 | 0 | 0 | 0 | 0 | -71488.5639 | 0 | 0 | 0 | 0 | 0 | 0 | 0 | 0 | 0 | 0 | 0 | 0 | 0 | 0 | 0
2016-09-06 06:00 | 0 | 0 | 0 | 0 | 0 | 469219.5639 | 0 | 397731 | 0 | 0 | 0 | 71488.5639 | 1624532.3545 | 0 | 0 | 0 | 0 | 0 | 0 | 0 | 0 | 0 | 25696.2932 | 0 | 0 | 0 | 0 | 71488.5639 | 0 | 0 | 0 | 0 | 0 | 0 | 0 | 0 | 0 | 0 | 0 | 0 | 0 | 0 | 0
2016-09-06 07:00 | 0 | 0 | 0 | 0 | 0 | 41372.6697 | 0 | 385563 | 0 | 0 | 0 | 0 | 1351830.5881 | 0 | 0 | 0 | 0 | 0 | 0 | 0 | 0 | 0 | 25696.1904 | 0 | 0 | 0 | 0 | -71488.5639 | 0 | 272701.7664 | 0 | 0 | 0 | 0 | 0 | 0 | 0 | 0 | 0 | 0 | 0 | 0 | 0
2016-09-06 08:00 | 0 | 0 | 0 | 0 | 0 | 381781 | 0 | 381781 | 0 | 0 | 0 | 0 | 1351830.5881 | 0 | 0 | 0 | 0 | 0 | 0 | 0 | 0 | 0 | 25696.0876 | 0 | 0 | 0 | 0 | 0 | 0 | 0 | 0 | 0 | 0 | 0 | 0 | 0 | 0 | 0 | 0 | 0 | 0 | 0 | 0
2016-09-06 09:00 | 0 | 0 | 0 | 0 | 0 | 117712.2336 | 0 | 390414 | 0 | 0 | 0 | 0 | 1079128.8217 | 0 | 0 | 0 | 0 | 0 | 0 | 0 | 0 | 0 | 25695.9848 | 0 | 0 | 0 | 0 | 0 | 0 | 272701.7664 | 0 | 0 | 0 | 0 | 0 | 0 | 0 | 0 | 0 | 0 | 0 | 0 | 0
2016-09-06 10:00 | 0 | 0 | 0 | 0 | 0 | 213325.7975 | 0 | 414539 | 0 | 0 | 0 | 71488.5639 | 806427.0552 | 0 | 0 | 0 | 0 | 0 | 0 | 0 | 0 | 0 | 25695.882 | 0 | 0 | 0 | 0 | 71488.5639 | 0 | 272701.7664 | 0 | 0 | 0 | 0 | 0 | 0 | 0 | 0 | 0 | 0 | 0 | 0 | 0
2016-09-06 11:00 | 0 | 0 | 0 | 0 | 0 | 92942.6697 | 0 | 437133 | 0 | 0 | 0 | 0 | 533725.2888 | 0 | 0 | 0 | 0 | 0 | 0 | 0 | 0 | 0 | 25695.7793 | 0 | 0 | 0 | 0 | -71488.5639 | 0 | 272701.7664 | 0 | 0 | 0 | 0 | 0 | 0 | 0 | 0 | 0 | 0 | 0 | 0 | 0
2016-09-06 12:00 | 0 | 0 | 0 | 0 | 0 | 406861.7803 | 105.8539 | 457047 | 0 | 0 | 0 | 71488.5639 | 412157.3592 | 0 | 0 | 0 | 0 | 0 | 0 | 0 | 0 | 0 | 25695.6765 | 0 | 0 | 0 | 0 | 71488.5639 | 151133.8368 | 272701.7664 | 0 | 0 | 0 | 0 | 0 | 0 | 0 | 0 | 0 | 0 | 0 | 0 | 0
2016-09-06 13:00 | 0 | 0 | 0 | 0 | 0 | 379017.675 | 143869.8854 | 482950 | 0 | 0 | 0 | 0 | 523583.4835 | 0 | 0 | 0 | 0 | 0 | 0 | 0 | 0 | 0 | 25695.5737 | 0 | 0 | 0 | 0 | -71488.5639 | 111426.1243 | 0 | 0 | 0 | 0 | 0 | 0 | 0 | 0 | 0 | 0 | 0 | 0 | 0 | 0
2016-09-06 14:00 | 0 | 0 | 0 | 0 | 0 | 81690.9965 | 544839.4411 | 513254 | 0 | 0 | 0 | 0 | 636859.9211 | 0 | 0 | 0 | 0 | 0 | 0 | 0 | 0 | 0 | 25695.4709 | 0 | 0 | 0 | 0 | 0 | 113276.4376 | 0 | 0 | 0 | 0 | 0 | 0 | 0 | 0 | 0 | 0 | 0 | 0 | 0 | 0
2016-09-06 15:00 | 0 | 0 | 0 | 0 | 0 | 0 | 733639.8297 | 543266 | 0 | 0 | 0 | 71488.5639 | 755745.1869 | 0 | 0 | 0 | 0 | 0 | 0 | 0 | 0 | 0 | 25695.3681 | 0 | 0 | 0 | 0 | 71488.5639 | 118885.2658 | 0 | 0 | 0 | 0 | 0 | 0 | 0 | 0 | 0 | 0 | 0 | 0 | 0 | 0
2016-09-06 16:00 | 0 | 0 | 0 | 0 | 0 | 0 | 750181.0447 | 570498 | 0 | 0 | 0 | 76380.1025 | 930536.693 | 0 | 0 | 0 | 0 | 0 | 0 | 0 | 0 | 0 | 25695.2653 | 0 | 0 | 0 | 0 | 4891.5386 | 174791.506 | 0 | 0 | 0 | 0 | 0 | 0 | 0 | 0 | 0 | 0 | 0 | 0 | 0 | 0
2016-09-06 17:00 | 0 | 0 | 0 | 0 | 0 | 0 | 744286.1246 | 596132 | 0 | 0 | 0 | 49742.721 | 1105328.199 | 0 | 0 | 0 | 0 | 0 | 0 | 0 | 0 | 0 | 25695.1626 | 0 | 0 | 0 | 0 | -26637.3815 | 174791.506 | 0 | 0 | 0 | 0 | 0 | 0 | 0 | 0 | 0 | 0 | 0 | 0 | 0 | 0
2016-09-06 18:00 | 0 | 0 | 0 | 0 | 0 | 140642.1978 | 721975.8721 | 616338 | 0 | 0 | 0 | 121231.2849 | 1280119.705 | 0 | 0 | 0 | 0 | 0 | 0 | 0 | 0 | 0 | 25695.0598 | 0 | 0 | 0 | 0 | 71488.5639 | 174791.506 | 0 | 0 | 0 | 0 | 0 | 0 | 0 | 0 | 0 | 0 | 0 | 0 | 0 | 0
2016-09-06 19:00 | 0 | 0 | 0 | 0 | 0 | 0 | 694940.8805 | 630808 | 0 | 0 | 0 | 185364.1654 | 1280119.705 | 0 | 0 | 0 | 0 | 0 | 0 | 0 | 0 | 0 | 25694.957 | 0 | 0 | 0 | 0 | 64132.8805 | 0 | 0 | 0 | 0 | 0 | 0 | 0 | 0 | 0 | 0 | 0 | 0 | 0 | 0 | 0
2016-09-06 20:00 | 0 | 0 | 0 | 0 | 0 | 0 | 669204.924 | 640366 | 0 | 0 | 0 | 113875.6015 | 1380447.193 | 0 | 0 | 0 | 0 | 0 | 0 | 0 | 0 | 0 | 25694.8542 | 0 | 0 | 0 | 0 | -71488.5639 | 100327.4879 | 0 | 0 | 0 | 0 | 0 | 0 | 0 | 0 | 0 | 0 | 0 | 0 | 0 | 0
2016-09-06 21:00 | 0 | 0 | 0 | 0 | 0 | 0 | 633778.167 | 643927 | 0 | 0 | 0 | 103726.7685 | 1380447.193 | 0 | 0 | 0 | 0 | 0 | 0 | 0 | 0 | 0 | 25694.7514 | 0 | 0 | 0 | 0 | -10148.833 | 0 | 0 | 0 | 0 | 0 | 0 | 0 | 0 | 0 | 0 | 0 | 0 | 0 | 0 | 0
2016-09-06 22:00 | 0 | 0 | 0 | 0 | 0 | 0 | 579771.0794 | 637359 | 0 | 0 | 0 | 32238.2046 | 1394347.8362 | 0 | 0 | 0 | 0 | 0 | 0 | 0 | 0 | 0 | 25694.6487 | 0 | 0 | 0 | 0 | -71488.5639 | 13900.6432 | 0 | 0 | 0 | 0 | 0 | 0 | 0 | 0 | 0 | 0 | 0 | 0 | 0 | 0
2016-09-06 23:00 | 0 | 0 | 0 | 0 | 0 | 363953.7013 | 480172.7989 | 624075 | 0 | 0 | 0 | 103726.7685 | 1542910.7726 | 0 | 0 | 0 | 0 | 0 | 0 | 0 | 0 | 0 | 25694.5459 | 0 | 0 | 0 | 0 | 71488.5639 | 148562.9364 | 0 | 0 | 0 | 0 | 0 | 0 | 0 | 0 | 0 | 0 | 0 | 0 | 0 | 0
2016-09-07 | 0 | 0 | 0 | 0 | 0 | 414540.1676 | 323669.7907 | 613268 | 0 | 0 | 0 | 142977.1278 | 1628602.3715 | 0 | 0 | 0 | 0 | 0 | 0 | 0 | 0 | 0 | 25694.4431 | 0 | 0 | 0 | 0 | 39250.3593 | 85691.5989 | 0 | 0 | 0 | 0 | 0 | 0 | 0 | 0 | 0 | 0 | 0 | 0 | 0 | 0
2016-09-07 01:00 | 0 | 0 | 0 | 0 | 0 | 451940.5786 | 67347.8575 | 590777 | 0 | 0 | 0 | 71488.5639 | 1628602.3715 | 0 | 0 | 0 | 0 | 0 | 0 | 0 | 0 | 0 | 25694.3403 | 0 | 0 | 0 | 0 | -71488.5639 | 0 | 0 | 0 | 0 | 0 | 0 | 0 | 0 | 0 | 0 | 0 | 0 | 0 | 0 | 0
2016-09-07 02:00 | 0 | 0 | 0 | 0 | 0 | 483838.9808 | 5.4553 | 555333 | 0 | 0 | 0 | 0 | 1628602.3715 | 0 | 0 | 0 | 0 | 0 | 0 | 0 | 0 | 0 | 25694.2375 | 0 | 0 | 0 | 0 | -71488.5639 | 0 | 0 | 0 | 0 | 0 | 0 | 0 | 0 | 0 | 0 | 0 | 0 | 0 | 0 | 0
2016-09-07 03:00 | 0 | 0 | 0 | 0 | 0 | 317034.7975 | 0 | 518248 | 0 | 0 | 0 | 71488.5639 | 1355900.6051 | 0 | 0 | 0 | 0 | 0 | 0 | 0 | 0 | 0 | 25694.1348 | 0 | 0 | 0 | 0 | 71488.5639 | 0 | 272701.7664 | 0 | 0 | 0 | 0 | 0 | 0 | 0 | 0 | 0 | 0 | 0 | 0 | 0
2016-09-07 04:00 | 0 | 0 | 0 | 0 | 0 | 411654.4361 | 0 | 483143 | 0 | 0 | 0 | 0 | 1355900.6051 | 0 | 0 | 0 | 0 | 0 | 0 | 0 | 0 | 0 | 25694.032 | 0 | 0 | 0 | 0 | -71488.5639 | 0 | 0 | 0 | 0 | 0 | 0 | 0 | 0 | 0 | 0 | 0 | 0 | 0 | 0 | 0
2016-09-07 05:00 | 0 | 0 | 0 | 0 | 0 | 180895.2336 | 0 | 453597 | 0 | 0 | 0 | 0 | 1083198.8387 | 0 | 0 | 0 | 0 | 0 | 0 | 0 | 0 | 0 | 25693.9292 | 0 | 0 | 0 | 0 | 0 | 0 | 272701.7664 | 0 | 0 | 0 | 0 | 0 | 0 | 0 | 0 | 0 | 0 | 0 | 0 | 0
2016-09-07 06:00 | 0 | 0 | 0 | 0 | 0 | 430734 | 0 | 430734 | 0 | 0 | 0 | 0 | 1083198.8387 | 0 | 0 | 0 | 0 | 0 | 0 | 0 | 0 | 0 | 25693.8264 | 0 | 0 | 0 | 0 | 0 | 0 | 0 | 0 | 0 | 0 | 0 | 0 | 0 | 0 | 0 | 0 | 0 | 0 | 0 | 0
2016-09-07 07:00 | 0 | 0 | 0 | 0 | 0 | 142534.2336 | 0 | 415236 | 0 | 0 | 0 | 0 | 810497.0723 | 0 | 0 | 0 | 0 | 0 | 0 | 0 | 0 | 0 | 25693.7237 | 0 | 0 | 0 | 0 | 0 | 0 | 272701.7664 | 0 | 0 | 0 | 0 | 0 | 0 | 0 | 0 | 0 | 0 | 0 | 0 | 0
2016-09-07 08:00 | 0 | 0 | 0 | 0 | 0 | 207789.7975 | 0 | 409003 | 0 | 0 | 0 | 71488.5639 | 537795.3059 | 0 | 0 | 0 | 0 | 0 | 0 | 0 | 0 | 0 | 25693.6209 | 0 | 0 | 0 | 0 | 71488.5639 | 0 | 272701.7664 | 0 | 0 | 0 | 0 | 0 | 0 | 0 | 0 | 0 | 0 | 0 | 0 | 0
2016-09-07 09:00 | 0 | 0 | 0 | 0 | 0 | 345096.4361 | 0 | 416585 | 0 | 0 | 0 | 0 | 537795.3059 | 0 | 0 | 0 | 0 | 0 | 0 | 0 | 0 | 0 | 25693.5181 | 0 | 0 | 0 | 0 | -71488.5639 | 0 | 0 | 0 | 0 | 0 | 0 | 0 | 0 | 0 | 0 | 0 | 0 | 0 | 0 | 0
2016-09-07 10:00 | 0 | 0 | 0 | 0 | 0 | 167336.2336 | 0 | 440038 | 0 | 0 | 0 | 0 | 265093.5394 | 0 | 0 | 0 | 0 | 0 | 0 | 0 | 0 | 0 | 25693.4153 | 0 | 0 | 0 | 0 | 0 | 0 | 272701.7664 | 0 | 0 | 0 | 0 | 0 | 0 | 0 | 0 | 0 | 0 | 0 | 0 | 0
2016-09-07 11:00 | 0 | 0 | 0 | 0 | 0 | 406366.377 | 0 | 460425 | 0 | 0 | 0 | 0 | 211034.9164 | 0 | 0 | 0 | 0 | 0 | 0 | 0 | 0 | 0 | 25693.3126 | 0 | 0 | 0 | 0 | 0 | 0 | 54058.623 | 0 | 0 | 0 | 0 | 0 | 0 | 0 | 0 | 0 | 0 | 0 | 0 | 0
2016-09-07 12:00 | 0 | 0 | 0 | 0 | 0 | 375138.5693 | 31.173 | 478984 | 0 | 0 | 0 | 0 | 107220.6587 | 0 | 0 | 0 | 0 | 0 | 0 | 0 | 0 | 0 | 25693.2098 | 0 | 0 | 0 | 0 | 0 | 0 | 103814.2577 | 0 | 0 | 0 | 0 | 0 | 0 | 0 | 0 | 0 | 0 | 0 | 0 | 0
2016-09-07 13:00 | 0 | 0 | 0 | 0 | 0 | 316259.1325 | 79171.2088 | 502651 | 0 | 0 | 0 | 0 | 0 | 0 | 0 | 0 | 0 | 0 | 0 | 0 | 0 | 0 | 25693.107 | 0 | 0 | 0 | 0 | 0 | 0 | 107220.6587 | 0 | 0 | 0 | 0 | 0 | 0 | 0 | 0 | 0 | 0 | 0 | 0 | 0
2016-09-07 14:00 | 0 | 0 | 0 | 0 | 0 | 386538.1055 | 391297.9644 | 531556 | 0 | 0 | 0 | 71488.5639 | 174791.506 | 0 | 0 | 0 | 0 | 0 | 0 | 0 | 0 | 0 | 25693.0043 | 0 | 0 | 0 | 0 | 71488.5639 | 174791.506 | 0 | 0 | 0 | 0 | 0 | 0 | 0 | 0 | 0 | 0 | 0 | 0 | 0 | 0
2016-09-07 15:00 | 0 | 0 | 0 | 0 | 0 | 0 | 584496.0759 | 561068 | 0 | 0 | 0 | 0 | 269708.1459 | 0 | 0 | 0 | 0 | 0 | 0 | 0 | 0 | 0 | 25692.9015 | 0 | 0 | 0 | 0 | -71488.5639 | 94916.6398 | 0 | 0 | 0 | 0 | 0 | 0 | 0 | 0 | 0 | 0 | 0 | 0 | 0 | 0
2016-09-07 16:00 | 0 | 0 | 0 | 0 | 0 | 205480.6967 | 629865.3732 | 589066 | 0 | 0 | 0 | 71488.5639 | 444499.6519 | 0 | 0 | 0 | 0 | 0 | 0 | 0 | 0 | 0 | 25692.7987 | 0 | 0 | 0 | 0 | 71488.5639 | 174791.506 | 0 | 0 | 0 | 0 | 0 | 0 | 0 | 0 | 0 | 0 | 0 | 0 | 0 | 0
2016-09-07 17:00 | 0 | 0 | 0 | 0 | 0 | 0 | 646661.9937 | 612874 | 0 | 0 | 0 | 0 | 549776.2095 | 0 | 0 | 0 | 0 | 0 | 0 | 0 | 0 | 0 | 25692.6959 | 0 | 0 | 0 | 0 | -71488.5639 | 105276.5576 | 0 | 0 | 0 | 0 | 0 | 0 | 0 | 0 | 0 | 0 | 0 | 0 | 0 | 0
2016-09-07 18:00 | 0 | 0 | 0 | 0 | 0 | 0 | 648612.6733 | 631647 | 0 | 0 | 0 | 4701.0374 | 562040.8453 | 0 | 0 | 0 | 0 | 0 | 0 | 0 | 0 | 0 | 25692.5932 | 0 | 0 | 0 | 0 | 4701.0374 | 12264.6359 | 0 | 0 | 0 | 0 | 0 | 0 | 0 | 0 | 0 | 0 | 0 | 0 | 0 | 0
2016-09-07 19:00 | 0 | 0 | 0 | 0 | 0 | 0 | 640228.9626 | 644930 | 0 | 0 | 0 | 0 | 562040.8453 | 0 | 0 | 0 | 0 | 0 | 0 | 0 | 0 | 0 | 25692.4904 | 0 | 0 | 0 | 0 | -4701.0374 | 0 | 0 | 0 | 0 | 0 | 0 | 0 | 0 | 0 | 0 | 0 | 0 | 0 | 0 | 0
2016-09-07 20:00 | 0 | 0 | 0 | 0 | 0 | 229517.7795 | 630791.2048 | 653355 | 0 | 0 | 0 | 71488.5639 | 697506.2657 | 0 | 0 | 0 | 0 | 0 | 0 | 0 | 0 | 0 | 25692.3876 | 0 | 0 | 0 | 0 | 71488.5639 | 135465.4204 | 0 | 0 | 0 | 0 | 0 | 0 | 0 | 0 | 0 | 0 | 0 | 0 | 0 | 0
2016-09-07 21:00 | 0 | 0 | 0 | 0 | 0 | 0 | 608499.8828 | 656020 | 0 | 0 | 0 | 23968.4467 | 697506.2657 | 0 | 0 | 0 | 0 | 0 | 0 | 0 | 0 | 0 | 25692.2849 | 0 | 0 | 0 | 0 | -47520.1172 | 0 | 0 | 0 | 0 | 0 | 0 | 0 | 0 | 0 | 0 | 0 | 0 | 0 | 0 | 0
2016-09-07 22:00 | 0 | 0 | 0 | 0 | 0 | 230343.6029 | 568857.4564 | 648378 | 0 | 0 | 0 | 0 | 872297.7718 | 0 | 0 | 0 | 0 | 0 | 0 | 0 | 0 | 0 | 25692.1821 | 0 | 0 | 0 | 0 | -23968.4467 | 174791.506 | 0 | 0 | 0 | 0 | 0 | 0 | 0 | 0 | 0 | 0 | 0 | 0 | 0 | 0
2016-09-07 23:00 | 0 | 0 | 0 | 0 | 0 | 227129.9976 | 479380.5663 | 635022 | 0 | 0 | 0 | 71488.5639 | 872297.7718 | 0 | 0 | 0 | 0 | 0 | 0 | 0 | 0 | 0 | 25692.0793 | 0 | 0 | 0 | 0 | 71488.5639 | 0 | 0 | 0 | 0 | 0 | 0 | 0 | 0 | 0 | 0 | 0 | 0 | 0 | 0 | 0
2016-09-08 | 0 | 0 | 0 | 0 | 0 | 531864.0453 | 321388.9601 | 623500 | 0 | 0 | 0 | 131982.0697 | 1041557.2714 | 0 | 0 | 0 | 0 | 0 | 0 | 0 | 0 | 0 | 25691.9765 | 0 | 0 | 0 | 0 | 60493.5058 | 169259.4996 | 0 | 0 | 0 | 0 | 0 | 0 | 0 | 0 | 0 | 0 | 0 | 0 | 0 | 0
2016-09-08 01:00 | 0 | 0 | 0 | 0 | 0 | 518725.1694 | 55474.1342 | 600621 | 0 | 0 | 0 | 203470.6336 | 943647.011 | 0 | 0 | 0 | 0 | 0 | 0 | 0 | 0 | 0 | 25691.8738 | 0 | 0 | 0 | 0 | 71488.5639 | 174791.506 | 272701.7664 | 0 | 0 | 0 | 0 | 0 | 0 | 0 | 0 | 0 | 0 | 0 | 0 | 0
2016-09-08 02:00 | 0 | 0 | 0 | 0 | 0 | 493358.0469 | 2.3892 | 564849 | 0 | 0 | 0 | 131982.0697 | 943647.011 | 0 | 0 | 0 | 0 | 0 | 0 | 0 | 0 | 0 | 25691.771 | 0 | 0 | 0 | 0 | -71488.5639 | 0 | 0 | 0 | 0 | 0 | 0 | 0 | 0 | 0 | 0 | 0 | 0 | 0 | 0 | 0
2016-09-08 03:00 | 0 | 0 | 0 | 0 | 0 | 454118.4361 | 0 | 525607 | 0 | 0 | 0 | 60493.5058 | 943647.011 | 0 | 0 | 0 | 0 | 0 | 0 | 0 | 0 | 0 | 25691.6682 | 0 | 0 | 0 | 0 | -71488.5639 | 0 | 0 | 0 | 0 | 0 | 0 | 0 | 0 | 0 | 0 | 0 | 0 | 0 | 0 | 0
2016-09-08 04:00 | 0 | 0 | 0 | 0 | 0 | 429927.4942 | 0 | 490421 | 0 | 0 | 0 | 0 | 943647.011 | 0 | 0 | 0 | 0 | 0 | 0 | 0 | 0 | 0 | 25691.5655 | 0 | 0 | 0 | 0 | -60493.5058 | 0 | 0 | 0 | 0 | 0 | 0 | 0 | 0 | 0 | 0 | 0 | 0 | 0 | 0 | 0
2016-09-08 05:00 | 0 | 0 | 0 | 0 | 0 | 532652.5639 | 0 | 461164 | 0 | 0 | 0 | 71488.5639 | 943647.011 | 0 | 0 | 0 | 0 | 0 | 0 | 0 | 0 | 0 | 25691.4627 | 0 | 0 | 0 | 0 | 71488.5639 | 0 | 0 | 0 | 0 | 0 | 0 | 0 | 0 | 0 | 0 | 0 | 0 | 0 | 0 | 0
2016-09-08 06:00 | 0 | 0 | 0 | 0 | 0 | 366820.4361 | 0 | 438309 | 0 | 0 | 0 | 0 | 943647.011 | 0 | 0 | 0 | 0 | 0 | 0 | 0 | 0 | 0 | 25691.3599 | 0 | 0 | 0 | 0 | -71488.5639 | 0 | 0 | 0 | 0 | 0 | 0 | 0 | 0 | 0 | 0 | 0 | 0 | 0 | 0 | 0
2016-09-08 07:00 | 0 | 0 | 0 | 0 | 0 | 221809.7975 | 0 | 423023 | 0 | 0 | 0 | 71488.5639 | 670945.2446 | 0 | 0 | 0 | 0 | 0 | 0 | 0 | 0 | 0 | 25691.2572 | 0 | 0 | 0 | 0 | 71488.5639 | 0 | 272701.7664 | 0 | 0 | 0 | 0 | 0 | 0 | 0 | 0 | 0 | 0 | 0 | 0 | 0
2016-09-08 08:00 | 0 | 0 | 0 | 0 | 0 | 215254.7975 | 0 | 416468 | 0 | 0 | 0 | 142977.1278 | 398243.4782 | 0 | 0 | 0 | 0 | 0 | 0 | 0 | 0 | 0 | 25691.1544 | 0 | 0 | 0 | 0 | 71488.5639 | 0 | 272701.7664 | 0 | 0 | 0 | 0 | 0 | 0 | 0 | 0 | 0 | 0 | 0 | 0 | 0
2016-09-08 09:00 | 0 | 0 | 0 | 0 | 0 | 434263.2752 | 0 | 424161 | 0 | 0 | 0 | 153079.403 | 398243.4782 | 0 | 0 | 0 | 0 | 0 | 0 | 0 | 0 | 0 | 25691.0517 | 0 | 0 | 0 | 0 | 10102.2752 | 0 | 0 | 0 | 0 | 0 | 0 | 0 | 0 | 0 | 0 | 0 | 0 | 0 | 0 | 0
2016-09-08 10:00 | 0 | 0 | 0 | 0 | 0 | 414024.2104 | 0 | 448419 | 0 | 0 | 0 | 81590.8391 | 435337.2525 | 0 | 0 | 0 | 0 | 0 | 0 | 0 | 0 | 0 | 25690.9489 | 0 | 0 | 0 | 0 | -71488.5639 | 37093.7743 | 0 | 0 | 0 | 0 | 0 | 0 | 0 | 0 | 0 | 0 | 0 | 0 | 0 | 0
2016-09-08 11:00 | 0 | 0 | 0 | 0 | 0 | 268343.7975 | 0 | 469557 | 0 | 0 | 0 | 153079.403 | 162635.4861 | 0 | 0 | 0 | 0 | 0 | 0 | 0 | 0 | 0 | 25690.8461 | 0 | 0 | 0 | 0 | 71488.5639 | 0 | 272701.7664 | 0 | 0 | 0 | 0 | 0 | 0 | 0 | 0 | 0 | 0 | 0 | 0 | 0
2016-09-08 12:00 | 0 | 0 | 0 | 0 | 0 | 373259.8899 | 50.5536 | 484677 | 0 | 0 | 0 | 139623.1068 | 64725.2257 | 0 | 0 | 0 | 0 | 0 | 0 | 0 | 0 | 0 | 25690.7434 | 0 | 0 | 0 | 0 | -13456.2962 | 174791.506 | 272701.7664 | 0 | 0 | 0 | 0 | 0 | 0 | 0 | 0 | 0 | 0 | 0 | 0 | 0
2016-09-08 13:00 | 0 | 0 | 0 | 0 | 0 | 246428.5362 | 123734.6742 | 506377 | 0 | 0 | 0 | 68134.543 | 0 | 0 | 0 | 0 | 0 | 0 | 0 | 0 | 0 | 0 | 25690.6406 | 0 | 0 | 0 | 0 | -71488.5639 | 0 | 64725.2257 | 0 | 0 | 0 | 0 | 0 | 0 | 0 | 0 | 0 | 0 | 0 | 0 | 0
2016-09-08 14:00 | 0 | 0 | 0 | 0 | 0 | 100684.5083 | 541613.4547 | 535641 | 0 | 0 | 0 | 0 | 174791.506 | 0 | 0 | 0 | 0 | 0 | 0 | 0 | 0 | 0 | 25690.5378 | 0 | 0 | 0 | 0 | -68134.543 | 174791.506 | 0 | 0 | 0 | 0 | 0 | 0 | 0 | 0 | 0 | 0 | 0 | 0 | 0 | 0
2016-09-08 15:00 | 0 | 0 | 0 | 0 | 0 | 0 | 755870.2998 | 564311 | 0 | 0 | 0 | 16767.7937 | 349583.0121 | 0 | 0 | 0 | 0 | 0 | 0 | 0 | 0 | 0 | 25690.4351 | 0 | 0 | 0 | 0 | 16767.7937 | 174791.506 | 0 | 0 | 0 | 0 | 0 | 0 | 0 | 0 | 0 | 0 | 0 | 0 | 0 | 0
2016-09-08 16:00 | 0 | 0 | 0 | 0 | 0 | 0 | 797975.4391 | 591052 | 0 | 0 | 0 | 48899.7268 | 524374.5181 | 0 | 0 | 0 | 0 | 0 | 0 | 0 | 0 | 0 | 25690.3323 | 0 | 0 | 0 | 0 | 32131.9331 | 174791.506 | 0 | 0 | 0 | 0 | 0 | 0 | 0 | 0 | 0 | 0 | 0 | 0 | 0 | 0
2016-09-08 17:00 | 0 | 0 | 0 | 0 | 0 | 48681.6889 | 798398.2089 | 614819 | 0 | 0 | 0 | 106369.1185 | 699166.0242 | 0 | 0 | 0 | 0 | 0 | 0 | 0 | 0 | 0 | 25690.2296 | 0 | 0 | 0 | 0 | 57469.3917 | 174791.506 | 0 | 0 | 0 | 0 | 0 | 0 | 0 | 0 | 0 | 0 | 0 | 0 | 0 | 0
2016-09-08 18:00 | 0 | 0 | 0 | 0 | 0 | 94225.9408 | 785567.1292 | 633513 | 0 | 0 | 0 | 177857.6824 | 873957.5302 | 0 | 0 | 0 | 0 | 0 | 0 | 0 | 0 | 0 | 25690.1268 | 0 | 0 | 0 | 0 | 71488.5639 | 174791.506 | 0 | 0 | 0 | 0 | 0 | 0 | 0 | 0 | 0 | 0 | 0 | 0 | 0 | 0
2016-09-08 19:00 | 0 | 0 | 0 | 0 | 0 | 0 | 775496.8933 | 646581 | 0 | 0 | 0 | 131982.0697 | 1048749.0362 | 0 | 0 | 0 | 0 | 0 | 0 | 0 | 0 | 0 | 25690.024 | 0 | 0 | 0 | 0 | -45875.6127 | 174791.506 | 0 | 0 | 0 | 0 | 0 | 0 | 0 | 0 | 0 | 0 | 0 | 0 | 0 | 0
2016-09-08 20:00 | 0 | 0 | 0 | 0 | 0 | 123554.8499 | 777680.2201 | 654955 | 0 | 0 | 0 | 203470.6336 | 1223540.5423 | 0 | 0 | 0 | 0 | 0 | 0 | 0 | 0 | 0 | 25689.9213 | 0 | 0 | 0 | 0 | 71488.5639 | 174791.506 | 0 | 0 | 0 | 0 | 0 | 0 | 0 | 0 | 0 | 0 | 0 | 0 | 0 | 0
2016-09-08 21:00 | 0 | 0 | 0 | 0 | 0 | 0 | 771942.3269 | 657602 | 0 | 0 | 0 | 143019.4544 | 1398332.0483 | 0 | 0 | 0 | 0 | 0 | 0 | 0 | 0 | 0 | 25689.8185 | 0 | 0 | 0 | 0 | -60451.1792 | 174791.506 | 0 | 0 | 0 | 0 | 0 | 0 | 0 | 0 | 0 | 0 | 0 | 0 | 0 | 0
2016-09-08 22:00 | 0 | 0 | 0 | 0 | 0 | 0 | 740502.662 | 649221 | 0 | 0 | 0 | 203470.6336 | 1429162.5311 | 0 | 0 | 0 | 0 | 0 | 0 | 0 | 0 | 0 | 25689.7157 | 0 | 0 | 0 | 0 | 60451.1792 | 30830.4828 | 0 | 0 | 0 | 0 | 0 | 0 | 0 | 0 | 0 | 0 | 0 | 0 | 0 | 0
2016-09-08 23:00 | 0 | 0 | 0 | 0 | 0 | 0 | 636948.205 | 636235 | 0 | 0 | 0 | 186414.693 | 1446931.6766 | 0 | 0 | 0 | 0 | 0 | 0 | 0 | 0 | 0 | 25689.613 | 0 | 0 | 0 | 0 | -17055.9406 | 17769.1455 | 0 | 0 | 0 | 0 | 0 | 0 | 0 | 0 | 0 | 0 | 0 | 0 | 0 | 0
2016-09-09 | 0 | 0 | 0 | 0 | 0 | 201751.33 | 436272.1991 | 625267 | 0 | 0 | 0 | 199171.2221 | 1446931.6766 | 0 | 0 | 0 | 0 | 0 | 0 | 0 | 0 | 0 | 25689.5102 | 0 | 0 | 0 | 0 | 12756.5291 | 0 | 0 | 0 | 0 | 0 | 0 | 0 | 0 | 0 | 0 | 0 | 0 | 0 | 0 | 0
2016-09-09 01:00 | 0 | 0 | 0 | 0 | 0 | 545274.3849 | 60914.0266 | 601889 | 0 | 0 | 0 | 203470.6336 | 1446931.6766 | 0 | 0 | 0 | 0 | 0 | 0 | 0 | 0 | 0 | 25689.4075 | 0 | 0 | 0 | 0 | 4299.4115 | 0 | 0 | 0 | 0 | 0 | 0 | 0 | 0 | 0 | 0 | 0 | 0 | 0 | 0 | 0
2016-09-09 02:00 | 0 | 0 | 0 | 0 | 0 | 504423.4893 | 1.0049 | 564918 | 0 | 0 | 0 | 142977.1278 | 1446931.6766 | 0 | 0 | 0 | 0 | 0 | 0 | 0 | 0 | 0 | 25689.3047 | 0 | 0 | 0 | 0 | -60493.5058 | 0 | 0 | 0 | 0 | 0 | 0 | 0 | 0 | 0 | 0 | 0 | 0 | 0 | 0 | 0
2016-09-09 03:00 | 0 | 0 | 0 | 0 | 0 | 182739.6697 | 0 | 526930 | 0 | 0 | 0 | 71488.5639 | 1174229.9102 | 0 | 0 | 0 | 0 | 0 | 0 | 0 | 0 | 0 | 25689.202 | 0 | 0 | 0 | 0 | -71488.5639 | 0 | 272701.7664 | 0 | 0 | 0 | 0 | 0 | 0 | 0 | 0 | 0 | 0 | 0 | 0 | 0
2016-09-09 04:00 | 0 | 0 | 0 | 0 | 0 | 419962.4361 | 0 | 491451 | 0 | 0 | 0 | 0 | 1174229.9102 | 0 | 0 | 0 | 0 | 0 | 0 | 0 | 0 | 0 | 25689.0992 | 0 | 0 | 0 | 0 | -71488.5639 | 0 | 0 | 0 | 0 | 0 | 0 | 0 | 0 | 0 | 0 | 0 | 0 | 0 | 0 | 0
2016-09-09 05:00 | 0 | 0 | 0 | 0 | 0 | 461648 | 0 | 461648 | 0 | 0 | 0 | 0 | 1174229.9102 | 0 | 0 | 0 | 0 | 0 | 0 | 0 | 0 | 0 | 25688.9964 | 0 | 0 | 0 | 0 | 0 | 0 | 0 | 0 | 0 | 0 | 0 | 0 | 0 | 0 | 0 | 0 | 0 | 0 | 0 | 0
2016-09-09 06:00 | 0 | 0 | 0 | 0 | 0 | 236996.7975 | 0 | 438210 | 0 | 0 | 0 | 71488.5639 | 901528.1438 | 0 | 0 | 0 | 0 | 0 | 0 | 0 | 0 | 0 | 25688.8937 | 0 | 0 | 0 | 0 | 71488.5639 | 0 | 272701.7664 | 0 | 0 | 0 | 0 | 0 | 0 | 0 | 0 | 0 | 0 | 0 | 0 | 0
2016-09-09 07:00 | 0 | 0 | 0 | 0 | 0 | 350934.4361 | 0 | 422423 | 0 | 0 | 0 | 0 | 901528.1438 | 0 | 0 | 0 | 0 | 0 | 0 | 0 | 0 | 0 | 25688.7909 | 0 | 0 | 0 | 0 | -71488.5639 | 0 | 0 | 0 | 0 | 0 | 0 | 0 | 0 | 0 | 0 | 0 | 0 | 0 | 0 | 0
2016-09-09 08:00 | 0 | 0 | 0 | 0 | 0 | 214707.7975 | 0 | 415921 | 0 | 0 | 0 | 71488.5639 | 628826.3774 | 0 | 0 | 0 | 0 | 0 | 0 | 0 | 0 | 0 | 25688.6882 | 0 | 0 | 0 | 0 | 71488.5639 | 0 | 272701.7664 | 0 | 0 | 0 | 0 | 0 | 0 | 0 | 0 | 0 | 0 | 0 | 0 | 0
2016-09-09 09:00 | 0 | 0 | 0 | 0 | 0 | 211009.7394 | 0 | 423218 | 0 | 0 | 0 | 131982.0697 | 356124.611 | 0 | 0 | 0 | 0 | 0 | 0 | 0 | 0 | 0 | 25688.5854 | 0 | 0 | 0 | 0 | 60493.5058 | 0 | 272701.7664 | 0 | 0 | 0 | 0 | 0 | 0 | 0 | 0 | 0 | 0 | 0 | 0 | 0
2016-09-09 10:00 | 0 | 0 | 0 | 0 | 0 | 244840.7975 | 0 | 446054 | 0 | 0 | 0 | 203470.6336 | 83422.8446 | 0 | 0 | 0 | 0 | 0 | 0 | 0 | 0 | 0 | 25688.4827 | 0 | 0 | 0 | 0 | 71488.5639 | 0 | 272701.7664 | 0 | 0 | 0 | 0 | 0 | 0 | 0 | 0 | 0 | 0 | 0 | 0 | 0
2016-09-09 11:00 | 0 | 0 | 0 | 0 | 0 | 407946.7226 | 0 | 467381 | 0 | 0 | 0 | 144036.3562 | 83422.8446 | 0 | 0 | 0 | 0 | 0 | 0 | 0 | 0 | 0 | 25688.3799 | 0 | 0 | 0 | 0 | -59434.2774 | 0 | 0 | 0 | 0 | 0 | 0 | 0 | 0 | 0 | 0 | 0 | 0 | 0 | 0 | 0
2016-09-09 12:00 | 0 | 0 | 0 | 0 | 0 | 366564.1828 | 51.374 | 482993 | 0 | 0 | 0 | 72547.7923 | 38533.9653 | 0 | 0 | 0 | 0 | 0 | 0 | 0 | 0 | 0 | 25688.2772 | 0 | 0 | 0 | 0 | -71488.5639 | 0 | 44888.8793 | 0 | 0 | 0 | 0 | 0 | 0 | 0 | 0 | 0 | 0 | 0 | 0 | 0
2016-09-09 13:00 | 0 | 0 | 0 | 0 | 0 | 257004.5088 | 139414.962 | 506442 | 0 | 0 | 0 | 1059.2284 | 0 | 0 | 0 | 0 | 0 | 0 | 0 | 0 | 0 | 0 | 25688.1744 | 0 | 0 | 0 | 0 | -71488.5639 | 0 | 38533.9653 | 0 | 0 | 0 | 0 | 0 | 0 | 0 | 0 | 0 | 0 | 0 | 0 | 0
2016-09-09 14:00 | 0 | 0 | 0 | 0 | 0 | 0 | 577439.004 | 534724 | 0 | 0 | 0 | 0 | 43774.2324 | 0 | 0 | 0 | 0 | 0 | 0 | 0 | 0 | 0 | 25688.0717 | 0 | 0 | 0 | 0 | -1059.2284 | 43774.2324 | 0 | 0 | 0 | 0 | 0 | 0 | 0 | 0 | 0 | 0 | 0 | 0 | 0 | 0
2016-09-09 15:00 | 0 | 0 | 0 | 0 | 0 | 0 | 782260.7102 | 563014 | 0 | 0 | 0 | 44455.2042 | 218565.7384 | 0 | 0 | 0 | 0 | 0 | 0 | 0 | 0 | 0 | 25687.9689 | 0 | 0 | 0 | 0 | 44455.2042 | 174791.506 | 0 | 0 | 0 | 0 | 0 | 0 | 0 | 0 | 0 | 0 | 0 | 0 | 0 | 0
2016-09-09 16:00 | 0 | 0 | 0 | 0 | 0 | 0 | 811261.3086 | 588325 | 0 | 0 | 0 | 115943.768 | 370013.4831 | 0 | 0 | 0 | 0 | 0 | 0 | 0 | 0 | 0 | 25687.8662 | 0 | 0 | 0 | 0 | 71488.5639 | 151447.7447 | 0 | 0 | 0 | 0 | 0 | 0 | 0 | 0 | 0 | 0 | 0 | 0 | 0 | 0
2016-09-09 17:00 | 0 | 0 | 0 | 0 | 0 | 0 | 807815.2704 | 611508 | 0 | 0 | 0 | 187432.3319 | 494832.1896 | 0 | 0 | 0 | 0 | 0 | 0 | 0 | 0 | 0 | 25687.7634 | 0 | 0 | 0 | 0 | 71488.5639 | 124818.7065 | 0 | 0 | 0 | 0 | 0 | 0 | 0 | 0 | 0 | 0 | 0 | 0 | 0 | 0
2016-09-09 18:00 | 0 | 0 | 0 | 0 | 0 | 0 | 794441.1361 | 629152 | 0 | 0 | 0 | 177929.962 | 669623.6957 | 0 | 0 | 0 | 0 | 0 | 0 | 0 | 0 | 0 | 25687.6607 | 0 | 0 | 0 | 0 | -9502.3699 | 174791.506 | 0 | 0 | 0 | 0 | 0 | 0 | 0 | 0 | 0 | 0 | 0 | 0 | 0 | 0
2016-09-09 19:00 | 0 | 0 | 0 | 0 | 0 | 0 | 783234.9256 | 640895 | 0 | 0 | 0 | 145478.3816 | 844415.2017 | 0 | 0 | 0 | 0 | 0 | 0 | 0 | 0 | 0 | 25687.5579 | 0 | 0 | 0 | 0 | -32451.5804 | 174791.506 | 0 | 0 | 0 | 0 | 0 | 0 | 0 | 0 | 0 | 0 | 0 | 0 | 0 | 0
2016-09-09 20:00 | 0 | 0 | 0 | 0 | 0 | 0 | 785404.1424 | 647977 | 0 | 0 | 0 | 108114.018 | 1019206.7077 | 0 | 0 | 0 | 0 | 0 | 0 | 0 | 0 | 0 | 25687.4551 | 0 | 0 | 0 | 0 | -37364.3636 | 174791.506 | 0 | 0 | 0 | 0 | 0 | 0 | 0 | 0 | 0 | 0 | 0 | 0 | 0 | 0
2016-09-09 21:00 | 0 | 0 | 0 | 0 | 0 | 0 | 782759.3042 | 647514 | 0 | 0 | 0 | 73848.7039 | 1188717.326 | 0 | 0 | 0 | 0 | 0 | 0 | 0 | 0 | 0 | 25687.3524 | 0 | 0 | 0 | 0 | -34265.3141 | 169510.6183 | 0 | 0 | 0 | 0 | 0 | 0 | 0 | 0 | 0 | 0 | 0 | 0 | 0 | 0
2016-09-09 22:00 | 0 | 0 | 0 | 0 | 0 | 0 | 752477.671 | 635007 | 0 | 0 | 0 | 16527.8689 | 1363508.8321 | 0 | 0 | 0 | 0 | 0 | 0 | 0 | 0 | 0 | 25687.2497 | 0 | 0 | 0 | 0 | -57320.8351 | 174791.506 | 0 | 0 | 0 | 0 | 0 | 0 | 0 | 0 | 0 | 0 | 0 | 0 | 0 | 0
2016-09-09 23:00 | 0 | 0 | 0 | 0 | 0 | 23359.5114 | 648209.1836 | 616608 | 0 | 0 | 0 | 71488.5639 | 1363508.8321 | 0 | 0 | 0 | 0 | 0 | 0 | 0 | 0 | 0 | 25687.1469 | 0 | 0 | 0 | 0 | 54960.695 | 0 | 0 | 0 | 0 | 0 | 0 | 0 | 0 | 0 | 0 | 0 | 0 | 0 | 0 | 0
2016-09-10 | 0 | 0 | 0 | 0 | 0 | 251343.362 | 422286.2019 | 602141 | 0 | 0 | 0 | 142977.1278 | 1363508.8321 | 0 | 0 | 0 | 0 | 0 | 0 | 0 | 0 | 0 | 25687.0442 | 0 | 0 | 0 | 0 | 71488.5639 | 0 | 0 | 0 | 0 | 0 | 0 | 0 | 0 | 0 | 0 | 0 | 0 | 0 | 0 | 0
2016-09-10 01:00 | 0 | 0 | 0 | 0 | 0 | 173718.7871 | 61380.8826 | 579290 | 0 | 0 | 0 | 71488.5639 | 1090807.0657 | 0 | 0 | 0 | 0 | 0 | 0 | 0 | 0 | 0 | 25686.9414 | 0 | 0 | 0 | 0 | -71488.5639 | 0 | 272701.7664 | 0 | 0 | 0 | 0 | 0 | 0 | 0 | 0 | 0 | 0 | 0 | 0 | 0
2016-09-10 02:00 | 0 | 0 | 0 | 0 | 0 | 477061.8824 | 0.55373 | 548551 | 0 | 0 | 0 | 0 | 1090807.0657 | 0 | 0 | 0 | 0 | 0 | 0 | 0 | 0 | 0 | 25686.8387 | 0 | 0 | 0 | 0 | -71488.5639 | 0 | 0 | 0 | 0 | 0 | 0 | 0 | 0 | 0 | 0 | 0 | 0 | 0 | 0 | 0
2016-09-10 03:00 | 0 | 0 | 0 | 0 | 0 | 586851.5639 | 0 | 515363 | 0 | 0 | 0 | 71488.5639 | 1090807.0657 | 0 | 0 | 0 | 0 | 0 | 0 | 0 | 0 | 0 | 25686.7359 | 0 | 0 | 0 | 0 | 71488.5639 | 0 | 0 | 0 | 0 | 0 | 0 | 0 | 0 | 0 | 0 | 0 | 0 | 0 | 0 | 0
2016-09-10 04:00 | 0 | 0 | 0 | 0 | 0 | 281461.7975 | 0 | 482675 | 0 | 0 | 0 | 142977.1278 | 818105.2992 | 0 | 0 | 0 | 0 | 0 | 0 | 0 | 0 | 0 | 25686.6332 | 0 | 0 | 0 | 0 | 71488.5639 | 0 | 272701.7664 | 0 | 0 | 0 | 0 | 0 | 0 | 0 | 0 | 0 | 0 | 0 | 0 | 0
2016-09-10 05:00 | 0 | 0 | 0 | 0 | 0 | 381106.4361 | 0 | 452595 | 0 | 0 | 0 | 71488.5639 | 818105.2992 | 0 | 0 | 0 | 0 | 0 | 0 | 0 | 0 | 0 | 25686.5304 | 0 | 0 | 0 | 0 | -71488.5639 | 0 | 0 | 0 | 0 | 0 | 0 | 0 | 0 | 0 | 0 | 0 | 0 | 0 | 0 | 0
2016-09-10 06:00 | 0 | 0 | 0 | 0 | 0 | 358229.4361 | 0 | 429718 | 0 | 0 | 0 | 0 | 818105.2992 | 0 | 0 | 0 | 0 | 0 | 0 | 0 | 0 | 0 | 25686.4277 | 0 | 0 | 0 | 0 | -71488.5639 | 0 | 0 | 0 | 0 | 0 | 0 | 0 | 0 | 0 | 0 | 0 | 0 | 0 | 0 | 0
2016-09-10 07:00 | 0 | 0 | 0 | 0 | 0 | 412703 | 0 | 412703 | 0 | 0 | 0 | 0 | 818105.2992 | 0 | 0 | 0 | 0 | 0 | 0 | 0 | 0 | 0 | 25686.3249 | 0 | 0 | 0 | 0 | 0 | 0 | 0 | 0 | 0 | 0 | 0 | 0 | 0 | 0 | 0 | 0 | 0 | 0 | 0 | 0
2016-09-10 08:00 | 0 | 0 | 0 | 0 | 0 | 473580.5639 | 0 | 402092 | 0 | 0 | 0 | 71488.5639 | 818105.2992 | 0 | 0 | 0 | 0 | 0 | 0 | 0 | 0 | 0 | 25686.2222 | 0 | 0 | 0 | 0 | 71488.5639 | 0 | 0 | 0 | 0 | 0 | 0 | 0 | 0 | 0 | 0 | 0 | 0 | 0 | 0 | 0
2016-09-10 09:00 | 0 | 0 | 0 | 0 | 0 | 327211.4361 | 0 | 398700 | 0 | 0 | 0 | 0 | 818105.2992 | 0 | 0 | 0 | 0 | 0 | 0 | 0 | 0 | 0 | 25686.1194 | 0 | 0 | 0 | 0 | -71488.5639 | 0 | 0 | 0 | 0 | 0 | 0 | 0 | 0 | 0 | 0 | 0 | 0 | 0 | 0 | 0
2016-09-10 10:00 | 0 | 0 | 0 | 0 | 0 | 129045.2336 | 0 | 401747 | 0 | 0 | 0 | 0 | 545403.5328 | 0 | 0 | 0 | 0 | 0 | 0 | 0 | 0 | 0 | 25686.0167 | 0 | 0 | 0 | 0 | 0 | 0 | 272701.7664 | 0 | 0 | 0 | 0 | 0 | 0 | 0 | 0 | 0 | 0 | 0 | 0 | 0
2016-09-10 11:00 | 0 | 0 | 0 | 0 | 0 | 479928.5639 | 0 | 408440 | 0 | 0 | 0 | 71488.5639 | 545403.5328 | 0 | 0 | 0 | 0 | 0 | 0 | 0 | 0 | 0 | 25685.9139 | 0 | 0 | 0 | 0 | 71488.5639 | 0 | 0 | 0 | 0 | 0 | 0 | 0 | 0 | 0 | 0 | 0 | 0 | 0 | 0 | 0
2016-09-10 12:00 | 0 | 0 | 0 | 0 | 0 | 81988.5492 | 37.1205 | 426216 | 0 | 0 | 0 | 0 | 272701.7664 | 0 | 0 | 0 | 0 | 0 | 0 | 0 | 0 | 0 | 25685.8112 | 0 | 0 | 0 | 0 | -71488.5639 | 0 | 272701.7664 | 0 | 0 | 0 | 0 | 0 | 0 | 0 | 0 | 0 | 0 | 0 | 0 | 0
2016-09-10 13:00 | 0 | 0 | 0 | 0 | 0 | 53798.0717 | 125745.1619 | 452245 | 0 | 0 | 0 | 0 | 0 | 0 | 0 | 0 | 0 | 0 | 0 | 0 | 0 | 0 | 25685.7085 | 0 | 0 | 0 | 0 | 0 | 0 | 272701.7664 | 0 | 0 | 0 | 0 | 0 | 0 | 0 | 0 | 0 | 0 | 0 | 0 | 0
2016-09-10 14:00 | 0 | 0 | 0 | 0 | 0 | 0 | 531312.2873 | 482481 | 0 | 0 | 0 | 0 | 48831.2873 | 0 | 0 | 0 | 0 | 0 | 0 | 0 | 0 | 0 | 25685.6057 | 0 | 0 | 0 | 0 | 0 | 48831.2873 | 0 | 0 | 0 | 0 | 0 | 0 | 0 | 0 | 0 | 0 | 0 | 0 | 0 | 0
2016-09-10 15:00 | 0 | 0 | 0 | 0 | 0 | 0 | 687718.2196 | 511554 | 0 | 0 | 0 | 0 | 223622.7934 | 0 | 0 | 0 | 0 | 0 | 0 | 0 | 0 | 0 | 26783.6738 | 0 | 0 | 0 | 0 | 0 | 174791.506 | 0 | 0 | 0 | 0 | 0 | 0 | 0 | 0 | 0 | 0 | 0 | 1372.7136 | 0 | 0
2016-09-10 16:00 | 0 | 0 | 0 | 0 | 0 | 0 | 783563.7835 | 535911 | 0 | 0 | 0 | 71488.5639 | 398414.2994 | 0 | 0 | 0 | 0 | 0 | 0 | 0 | 0 | 0 | 27881.7376 | 0 | 0 | 0 | 0 | 71488.5639 | 174791.506 | 0 | 0 | 0 | 0 | 0 | 0 | 0 | 0 | 0 | 0 | 0 | 1372.7136 | 0 | 0
2016-09-10 17:00 | 0 | 0 | 0 | 0 | 0 | 0 | 794077.6453 | 554524 | 0 | 0 | 0 | 134877.9896 | 573205.8054 | 0 | 0 | 0 | 0 | 0 | 0 | 0 | 0 | 0 | 28979.7969 | 0 | 0 | 0 | 0 | 63389.4257 | 174791.506 | 0 | 0 | 0 | 0 | 0 | 0 | 0 | 0 | 0 | 0 | 0 | 1372.7136 | 0 | 0
2016-09-10 18:00 | 0 | 0 | 0 | 0 | 0 | 0 | 781717.3993 | 567796 | 0 | 0 | 0 | 172635.1693 | 747997.3115 | 0 | 0 | 0 | 0 | 0 | 0 | 0 | 0 | 0 | 30077.8519 | 0 | 0 | 0 | 0 | 37757.1797 | 174791.506 | 0 | 0 | 0 | 0 | 0 | 0 | 0 | 0 | 0 | 0 | 0 | 1372.7136 | 0 | 0
2016-09-10 19:00 | 0 | 0 | 0 | 0 | 0 | 0 | 773993.0677 | 576545 | 0 | 0 | 0 | 193919.0174 | 922788.8175 | 0 | 0 | 0 | 0 | 0 | 0 | 0 | 0 | 0 | 31175.9024 | 0 | 0 | 0 | 0 | 21283.8481 | 174791.506 | 0 | 0 | 0 | 0 | 0 | 0 | 0 | 0 | 0 | 0 | 0 | 1372.7136 | 0 | 0
2016-09-10 20:00 | 0 | 0 | 0 | 0 | 0 | 0 | 767053.8358 | 581338 | 0 | 0 | 0 | 203470.6336 | 1097580.3236 | 0 | 0 | 0 | 0 | 0 | 0 | 0 | 0 | 0 | 32273.9486 | 0 | 0 | 0 | 0 | 9551.6162 | 174791.506 | 0 | 0 | 0 | 0 | 0 | 0 | 0 | 0 | 0 | 0 | 0 | 1372.7136 | 0 | 0
2016-09-10 21:00 | 0 | 0 | 0 | 0 | 0 | 0 | 756991.2196 | 580827 | 0 | 0 | 0 | 203470.6336 | 1272371.8296 | 0 | 0 | 0 | 0 | 0 | 0 | 0 | 0 | 0 | 33371.9903 | 0 | 0 | 0 | 0 | 0 | 174791.506 | 0 | 0 | 0 | 0 | 0 | 0 | 0 | 0 | 0 | 0 | 0 | 1372.7136 | 0 | 0
2016-09-10 22:00 | 0 | 0 | 0 | 0 | 0 | 0 | 748733.2196 | 572569 | 0 | 0 | 0 | 203470.6336 | 1447163.3356 | 0 | 0 | 0 | 0 | 0 | 0 | 0 | 0 | 0 | 34470.0277 | 0 | 0 | 0 | 0 | 0 | 174791.506 | 0 | 0 | 0 | 0 | 0 | 0 | 0 | 0 | 0 | 0 | 0 | 1372.7136 | 0 | 0
2016-09-10 23:00 | 0 | 0 | 0 | 0 | 0 | 0 | 649656.0415 | 561112 | 0 | 0 | 0 | 203470.6336 | 1535707.3772 | 0 | 0 | 0 | 0 | 0 | 0 | 0 | 0 | 0 | 34469.8898 | 0 | 0 | 0 | 0 | 0 | 88544.0415 | 0 | 0 | 0 | 0 | 0 | 0 | 0 | 0 | 0 | 0 | 0 | 0 | 0 | 0
2016-09-11 | 0 | 0 | 0 | 0 | 0 | 0 | 412047.4165 | 551027 | 0 | 0 | 0 | 203470.6336 | 1396727.7936 | 0 | 0 | 0 | 0 | 0 | 0 | 0 | 0 | 0 | 34469.752 | 0 | 0 | 0 | 0 | 0 | 0 | 138979.5835 | 0 | 0 | 0 | 0 | 0 | 0 | 0 | 0 | 0 | 0 | 0 | 0 | 0
2016-09-11 01:00 | 0 | 0 | 0 | 0 | 0 | 145637.5934 | 54825.1344 | 533658 | 0 | 0 | 0 | 142977.1278 | 1124026.0272 | 0 | 0 | 0 | 0 | 0 | 0 | 0 | 0 | 0 | 34469.6141 | 0 | 0 | 0 | 0 | -60493.5058 | 0 | 272701.7664 | 0 | 0 | 0 | 0 | 0 | 0 | 0 | 0 | 0 | 0 | 0 | 0 | 0
2016-09-11 02:00 | 0 | 0 | 0 | 0 | 0 | 162730.6042 | 0.065525 | 506921 | 0 | 0 | 0 | 71488.5639 | 851324.2608 | 0 | 0 | 0 | 0 | 0 | 0 | 0 | 0 | 0 | 34469.4762 | 0 | 0 | 0 | 0 | -71488.5639 | 0 | 272701.7664 | 0 | 0 | 0 | 0 | 0 | 0 | 0 | 0 | 0 | 0 | 0 | 0 | 0
2016-09-11 03:00 | 0 | 0 | 0 | 0 | 0 | 224191.0018 | 0 | 477279 | 0 | 0 | 0 | 0 | 669724.8265 | 0 | 0 | 0 | 0 | 0 | 0 | 0 | 0 | 0 | 34469.3383 | 0 | 0 | 0 | 0 | -71488.5639 | 0 | 181599.4343 | 0 | 0 | 0 | 0 | 0 | 0 | 0 | 0 | 0 | 0 | 0 | 0 | 0
2016-09-11 04:00 | 0 | 0 | 0 | 0 | 0 | 175291.2336 | 0 | 447993 | 0 | 0 | 0 | 0 | 397023.0601 | 0 | 0 | 0 | 0 | 0 | 0 | 0 | 0 | 0 | 34469.2005 | 0 | 0 | 0 | 0 | 0 | 0 | 272701.7664 | 0 | 0 | 0 | 0 | 0 | 0 | 0 | 0 | 0 | 0 | 0 | 0 | 0
2016-09-11 05:00 | 0 | 0 | 0 | 0 | 0 | 422117 | 0 | 422117 | 0 | 0 | 0 | 0 | 397023.0601 | 0 | 0 | 0 | 0 | 0 | 0 | 0 | 0 | 0 | 34469.0626 | 0 | 0 | 0 | 0 | 0 | 0 | 0 | 0 | 0 | 0 | 0 | 0 | 0 | 0 | 0 | 0 | 0 | 0 | 0 | 0
2016-09-11 06:00 | 0 | 0 | 0 | 0 | 0 | 129656.2336 | 0 | 402358 | 0 | 0 | 0 | 0 | 124321.2937 | 0 | 0 | 0 | 0 | 0 | 0 | 0 | 0 | 0 | 34468.9247 | 0 | 0 | 0 | 0 | 0 | 0 | 272701.7664 | 0 | 0 | 0 | 0 | 0 | 0 | 0 | 0 | 0 | 0 | 0 | 0 | 0
2016-09-11 07:00 | 0 | 0 | 0 | 0 | 0 | 458206.5639 | 0 | 386718 | 0 | 0 | 0 | 71488.5639 | 124321.2937 | 0 | 0 | 0 | 0 | 0 | 0 | 0 | 0 | 0 | 34468.7868 | 0 | 0 | 0 | 0 | 71488.5639 | 0 | 0 | 0 | 0 | 0 | 0 | 0 | 0 | 0 | 0 | 0 | 0 | 0 | 0 | 0
2016-09-11 08:00 | 0 | 0 | 0 | 0 | 0 | 304798.4361 | 0 | 376287 | 0 | 0 | 0 | 0 | 124321.2937 | 0 | 0 | 0 | 0 | 0 | 0 | 0 | 0 | 0 | 34468.6489 | 0 | 0 | 0 | 0 | -71488.5639 | 0 | 0 | 0 | 0 | 0 | 0 | 0 | 0 | 0 | 0 | 0 | 0 | 0 | 0 | 0
2016-09-11 09:00 | 0 | 0 | 0 | 0 | 0 | 371742 | 0 | 371742 | 0 | 0 | 0 | 0 | 124321.2937 | 0 | 0 | 0 | 0 | 0 | 0 | 0 | 0 | 0 | 34468.5111 | 0 | 0 | 0 | 0 | 0 | 0 | 0 | 0 | 0 | 0 | 0 | 0 | 0 | 0 | 0 | 0 | 0 | 0 | 0 | 0
2016-09-11 10:00 | 0 | 0 | 0 | 0 | 0 | 592489.0366 | 0 | 372620 | 0 | 0 | 0 | 71488.5639 | 272701.7664 | 0 | 0 | 0 | 0 | 0 | 0 | 0 | 0 | 0 | 34468.3732 | 0 | 0 | 0 | 0 | 71488.5639 | 148380.4727 | 0 | 0 | 0 | 0 | 0 | 0 | 0 | 0 | 0 | 0 | 0 | 0 | 0 | 0
2016-09-11 11:00 | 0 | 0 | 0 | 0 | 0 | 31684.6697 | 0 | 375875 | 0 | 0 | 0 | 0 | 0 | 0 | 0 | 0 | 0 | 0 | 0 | 0 | 0 | 0 | 34468.2353 | 0 | 0 | 0 | 0 | -71488.5639 | 0 | 272701.7664 | 0 | 0 | 0 | 0 | 0 | 0 | 0 | 0 | 0 | 0 | 0 | 0 | 0
2016-09-11 12:00 | 0 | 0 | 0 | 0 | 0 | 529584.2987 | 59.3723 | 389538 | 0 | 0 | 0 | 71488.5639 | 68617.1072 | 0 | 0 | 0 | 0 | 0 | 0 | 0 | 0 | 0 | 34468.0975 | 0 | 0 | 0 | 0 | 71488.5639 | 68617.1072 | 0 | 0 | 0 | 0 | 0 | 0 | 0 | 0 | 0 | 0 | 0 | 0 | 0 | 0
2016-09-11 13:00 | 0 | 0 | 0 | 0 | 0 | 137057.1474 | 135621.1816 | 412784 | 0 | 0 | 0 | 0 | 0 | 0 | 0 | 0 | 0 | 0 | 0 | 0 | 0 | 0 | 34467.9596 | 0 | 0 | 0 | 0 | -71488.5639 | 0 | 68617.1072 | 0 | 0 | 0 | 0 | 0 | 0 | 0 | 0 | 0 | 0 | 0 | 0 | 0
2016-09-11 14:00 | 0 | 0 | 0 | 0 | 0 | 0 | 570145.4375 | 437043 | 0 | 0 | 0 | 0 | 133102.4375 | 0 | 0 | 0 | 0 | 0 | 0 | 0 | 0 | 0 | 34467.8217 | 0 | 0 | 0 | 0 | 0 | 133102.4375 | 0 | 0 | 0 | 0 | 0 | 0 | 0 | 0 | 0 | 0 | 0 | 0 | 0 | 0
2016-09-11 15:00 | 0 | 0 | 0 | 0 | 0 | 0 | 636084.2196 | 459920 | 0 | 0 | 0 | 0 | 307893.9435 | 0 | 0 | 0 | 0 | 0 | 0 | 0 | 0 | 0 | 35565.8547 | 0 | 0 | 0 | 0 | 0 | 174791.506 | 0 | 0 | 0 | 0 | 0 | 0 | 0 | 0 | 0 | 0 | 0 | 1372.7136 | 0 | 0
2016-09-11 16:00 | 0 | 0 | 0 | 0 | 0 | 0 | 730632.7835 | 482980 | 0 | 0 | 0 | 71488.5639 | 482685.4496 | 0 | 0 | 0 | 0 | 0 | 0 | 0 | 0 | 0 | 36663.8833 | 0 | 0 | 0 | 0 | 71488.5639 | 174791.506 | 0 | 0 | 0 | 0 | 0 | 0 | 0 | 0 | 0 | 0 | 0 | 1372.7136 | 0 | 0
2016-09-11 17:00 | 0 | 0 | 0 | 0 | 0 | 0 | 621853.7807 | 503234 | 0 | 0 | 0 | 13944.125 | 657476.9556 | 0 | 0 | 0 | 0 | 0 | 0 | 0 | 0 | 0 | 37761.9075 | 0 | 0 | 0 | 0 | -57544.4389 | 174791.506 | 0 | 0 | 0 | 0 | 0 | 0 | 0 | 0 | 0 | 0 | 0 | 1372.7136 | 0 | 0
2016-09-11 18:00 | 0 | 0 | 0 | 0 | 0 | 0 | 767398.7835 | 519746 | 0 | 0 | 0 | 85432.6889 | 832268.4616 | 0 | 0 | 0 | 0 | 0 | 0 | 0 | 0 | 0 | 38859.9273 | 0 | 0 | 0 | 0 | 71488.5639 | 174791.506 | 0 | 0 | 0 | 0 | 0 | 0 | 0 | 0 | 0 | 0 | 0 | 1372.7136 | 0 | 0
2016-09-11 19:00 | 0 | 0 | 0 | 0 | 0 | 0 | 760528.5245 | 532370 | 0 | 0 | 0 | 137426.9938 | 1007059.9677 | 0 | 0 | 0 | 0 | 0 | 0 | 0 | 0 | 0 | 39957.9428 | 0 | 0 | 0 | 0 | 51994.3049 | 174791.506 | 0 | 0 | 0 | 0 | 0 | 0 | 0 | 0 | 0 | 0 | 0 | 1372.7136 | 0 | 0
2016-09-11 20:00 | 0 | 0 | 0 | 0 | 0 | 0 | 758040.7297 | 542155 | 0 | 0 | 0 | 177148.5038 | 1181851.4737 | 0 | 0 | 0 | 0 | 0 | 0 | 0 | 0 | 0 | 41055.9538 | 0 | 0 | 0 | 0 | 39721.51 | 174791.506 | 0 | 0 | 0 | 0 | 0 | 0 | 0 | 0 | 0 | 0 | 0 | 1372.7136 | 0 | 0
2016-09-11 21:00 | 0 | 0 | 0 | 0 | 0 | 0 | 750314.3493 | 547828 | 0 | 0 | 0 | 203470.6336 | 1356642.9798 | 0 | 0 | 0 | 0 | 0 | 0 | 0 | 0 | 0 | 42153.9604 | 0 | 0 | 0 | 0 | 26322.1297 | 174791.506 | 0 | 0 | 0 | 0 | 0 | 0 | 0 | 0 | 0 | 0 | 0 | 1372.7136 | 0 | 0
2016-09-11 22:00 | 0 | 0 | 0 | 0 | 0 | 0 | 713501.1208 | 543941 | 0 | 0 | 0 | 198239.2483 | 1531434.4858 | 0 | 0 | 0 | 0 | 0 | 0 | 0 | 0 | 0 | 42153.7918 | 0 | 0 | 0 | 0 | -5231.3852 | 174791.506 | 0 | 0 | 0 | 0 | 0 | 0 | 0 | 0 | 0 | 0 | 0 | 0 | 0 | 0
2016-09-11 23:00 | 0 | 0 | 0 | 0 | 0 | 0 | 593609.1851 | 534700 | 0 | 0 | 0 | 142977.1278 | 1645605.7914 | 0 | 0 | 0 | 0 | 0 | 0 | 0 | 0 | 0 | 42153.6232 | 0 | 0 | 0 | 0 | -55262.1205 | 114171.3056 | 0 | 0 | 0 | 0 | 0 | 0 | 0 | 0 | 0 | 0 | 0 | 0 | 0 | 0
2016-09-12 | 0 | 0 | 0 | 0 | 0 | 88317.9775 | 367924.4586 | 527731 | 0 | 0 | 0 | 71488.5639 | 1645605.7914 | 0 | 0 | 0 | 0 | 0 | 0 | 0 | 0 | 0 | 42153.4546 | 0 | 0 | 0 | 0 | -71488.5639 | 0 | 0 | 0 | 0 | 0 | 0 | 0 | 0 | 0 | 0 | 0 | 0 | 0 | 0 | 0
2016-09-12 01:00 | 0 | 0 | 0 | 0 | 0 | 494168.7441 | 51783.3436 | 509612 | 0 | 0 | 0 | 0 | 1753434.4431 | 0 | 0 | 0 | 0 | 0 | 0 | 0 | 0 | 0 | 42153.286 | 0 | 0 | 0 | 0 | -71488.5639 | 107828.6516 | 0 | 0 | 0 | 0 | 0 | 0 | 0 | 0 | 0 | 0 | 0 | 0 | 0 | 0
2016-09-12 02:00 | 0 | 0 | 0 | 0 | 0 | 655550.506 | 0 | 480759 | 0 | 0 | 0 | 0 | 1928225.9491 | 0 | 0 | 0 | 0 | 0 | 0 | 0 | 0 | 0 | 42153.1174 | 0 | 0 | 0 | 0 | 0 | 174791.506 | 0 | 0 | 0 | 0 | 0 | 0 | 0 | 0 | 0 | 0 | 0 | 0 | 0 | 0
2016-09-12 03:00 | 0 | 0 | 0 | 0 | 0 | 449727 | 0 | 449727 | 0 | 0 | 0 | 0 | 1928225.9491 | 0 | 0 | 0 | 0 | 0 | 0 | 0 | 0 | 0 | 42152.9488 | 0 | 0 | 0 | 0 | 0 | 0 | 0 | 0 | 0 | 0 | 0 | 0 | 0 | 0 | 0 | 0 | 0 | 0 | 0 | 0
2016-09-12 04:00 | 0 | 0 | 0 | 0 | 0 | 492081.5639 | 0 | 420593 | 0 | 0 | 0 | 71488.5639 | 1928225.9491 | 0 | 0 | 0 | 0 | 0 | 0 | 0 | 0 | 0 | 42152.7801 | 0 | 0 | 0 | 0 | 71488.5639 | 0 | 0 | 0 | 0 | 0 | 0 | 0 | 0 | 0 | 0 | 0 | 0 | 0 | 0 | 0
2016-09-12 05:00 | 0 | 0 | 0 | 0 | 0 | 395761 | 0 | 395761 | 0 | 0 | 0 | 71488.5639 | 1928225.9491 | 0 | 0 | 0 | 0 | 0 | 0 | 0 | 0 | 0 | 42152.6115 | 0 | 0 | 0 | 0 | 0 | 0 | 0 | 0 | 0 | 0 | 0 | 0 | 0 | 0 | 0 | 0 | 0 | 0 | 0 | 0
2016-09-12 06:00 | 0 | 0 | 0 | 0 | 0 | 306201.4361 | 0 | 377690 | 0 | 0 | 0 | 0 | 1928225.9491 | 0 | 0 | 0 | 0 | 0 | 0 | 0 | 0 | 0 | 42152.4429 | 0 | 0 | 0 | 0 | -71488.5639 | 0 | 0 | 0 | 0 | 0 | 0 | 0 | 0 | 0 | 0 | 0 | 0 | 0 | 0 | 0
2016-09-12 07:00 | 0 | 0 | 0 | 0 | 0 | 437762.5639 | 0 | 366274 | 0 | 0 | 0 | 71488.5639 | 1928225.9491 | 0 | 0 | 0 | 0 | 0 | 0 | 0 | 0 | 0 | 42152.2743 | 0 | 0 | 0 | 0 | 71488.5639 | 0 | 0 | 0 | 0 | 0 | 0 | 0 | 0 | 0 | 0 | 0 | 0 | 0 | 0 | 0
2016-09-12 08:00 | 0 | 0 | 0 | 0 | 0 | 434709.5639 | 0 | 363221 | 0 | 0 | 0 | 142977.1278 | 1928225.9491 | 0 | 0 | 0 | 0 | 0 | 0 | 0 | 0 | 0 | 42152.1057 | 0 | 0 | 0 | 0 | 71488.5639 | 0 | 0 | 0 | 0 | 0 | 0 | 0 | 0 | 0 | 0 | 0 | 0 | 0 | 0 | 0
2016-09-12 09:00 | 0 | 0 | 0 | 0 | 0 | 300346.4361 | 0 | 371835 | 0 | 0 | 0 | 71488.5639 | 1928225.9491 | 0 | 0 | 0 | 0 | 0 | 0 | 0 | 0 | 0 | 42151.9371 | 0 | 0 | 0 | 0 | -71488.5639 | 0 | 0 | 0 | 0 | 0 | 0 | 0 | 0 | 0 | 0 | 0 | 0 | 0 | 0 | 0
2016-09-12 10:00 | 0 | 0 | 0 | 0 | 0 | 466805.5639 | 0 | 395317 | 0 | 0 | 0 | 142977.1278 | 1928225.9491 | 0 | 0 | 0 | 0 | 0 | 0 | 0 | 0 | 0 | 42151.7685 | 0 | 0 | 0 | 0 | 71488.5639 | 0 | 0 | 0 | 0 | 0 | 0 | 0 | 0 | 0 | 0 | 0 | 0 | 0 | 0 | 0
2016-09-12 11:00 | 0 | 0 | 0 | 0 | 0 | 345677.4361 | 0 | 417166 | 0 | 0 | 0 | 71488.5639 | 1928225.9491 | 0 | 0 | 0 | 0 | 0 | 0 | 0 | 0 | 0 | 42151.5999 | 0 | 0 | 0 | 0 | -71488.5639 | 0 | 0 | 0 | 0 | 0 | 0 | 0 | 0 | 0 | 0 | 0 | 0 | 0 | 0 | 0
2016-09-12 12:00 | 0 | 0 | 0 | 0 | 0 | 509176.7814 | 25.8408 | 432034 | 0 | 0 | 0 | 0 | 2076883.1352 | 0 | 0 | 0 | 0 | 0 | 0 | 0 | 0 | 0 | 42151.4313 | 0 | 0 | 0 | 0 | -71488.5639 | 148657.1861 | 0 | 0 | 0 | 0 | 0 | 0 | 0 | 0 | 0 | 0 | 0 | 0 | 0 | 0
2016-09-12 13:00 | 0 | 0 | 0 | 0 | 0 | 413079.2341 | 87050.5092 | 452760 | 0 | 0 | 0 | 6018.0245 | 2118234.8539 | 0 | 0 | 0 | 0 | 0 | 0 | 0 | 0 | 0 | 42151.2627 | 0 | 0 | 0 | 0 | 6018.0245 | 41351.7187 | 0 | 0 | 0 | 0 | 0 | 0 | 0 | 0 | 0 | 0 | 0 | 0 | 0 | 0
2016-09-12 14:00 | 0 | 0 | 0 | 0 | 0 | 0 | 470383.9755 | 476402 | 0 | 0 | 0 | 0 | 2118234.8539 | 0 | 0 | 0 | 0 | 0 | 0 | 0 | 0 | 0 | 42151.0941 | 0 | 0 | 0 | 0 | -6018.0245 | 0 | 0 | 0 | 0 | 0 | 0 | 0 | 0 | 0 | 0 | 0 | 0 | 0 | 0 | 0
2016-09-12 15:00 | 0 | 0 | 0 | 0 | 0 | 0 | 668491.4822 | 499707 | 0 | 0 | 0 | 60493.5058 | 2226525.8304 | 0 | 0 | 0 | 0 | 0 | 0 | 0 | 0 | 0 | 42150.9255 | 0 | 0 | 0 | 0 | 60493.5058 | 108290.9765 | 0 | 0 | 0 | 0 | 0 | 0 | 0 | 0 | 0 | 0 | 0 | 0 | 0 | 0
2016-09-12 16:00 | 0 | 0 | 0 | 0 | 0 | 0 | 726026.3891 | 521331 | 0 | 0 | 0 | 131982.0697 | 2359732.6556 | 0 | 0 | 0 | 0 | 0 | 0 | 0 | 0 | 0 | 42150.7569 | 0 | 0 | 0 | 0 | 71488.5639 | 133206.8252 | 0 | 0 | 0 | 0 | 0 | 0 | 0 | 0 | 0 | 0 | 0 | 0 | 0 | 0
2016-09-12 17:00 | 0 | 0 | 0 | 0 | 0 | 0 | 727882.5908 | 542091 | 0 | 0 | 0 | 203470.6336 | 2474035.6825 | 0 | 0 | 0 | 0 | 0 | 0 | 0 | 0 | 0 | 42150.5883 | 0 | 0 | 0 | 0 | 71488.5639 | 114303.0269 | 0 | 0 | 0 | 0 | 0 | 0 | 0 | 0 | 0 | 0 | 0 | 0 | 0 | 0
2016-09-12 18:00 | 0 | 0 | 0 | 0 | 0 | 0 | 712641.819 | 559929 | 0 | 0 | 0 | 203470.6336 | 2626748.5015 | 0 | 0 | 0 | 0 | 0 | 0 | 0 | 0 | 0 | 42150.4196 | 0 | 0 | 0 | 0 | 0 | 152712.819 | 0 | 0 | 0 | 0 | 0 | 0 | 0 | 0 | 0 | 0 | 0 | 0 | 0 | 0
2016-09-12 19:00 | 0 | 0 | 0 | 0 | 0 | 0 | 690232.2189 | 572163 | 0 | 0 | 0 | 203470.6336 | 2744817.7204 | 0 | 0 | 0 | 0 | 0 | 0 | 0 | 0 | 0 | 42150.251 | 0 | 0 | 0 | 0 | 0 | 118069.2189 | 0 | 0 | 0 | 0 | 0 | 0 | 0 | 0 | 0 | 0 | 0 | 0 | 0 | 0
2016-09-12 20:00 | 0 | 0 | 0 | 0 | 0 | 0 | 674331.6291 | 580272 | 0 | 0 | 0 | 131982.0697 | 2910365.9134 | 0 | 0 | 0 | 0 | 0 | 0 | 0 | 0 | 0 | 42150.0824 | 0 | 0 | 0 | 0 | -71488.5639 | 165548.193 | 0 | 0 | 0 | 0 | 0 | 0 | 0 | 0 | 0 | 0 | 0 | 0 | 0 | 0
2016-09-12 21:00 | 0 | 0 | 0 | 0 | 0 | 0 | 651296.568 | 582208 | 0 | 0 | 0 | 152095.8167 | 2959340.7344 | 0 | 0 | 0 | 0 | 0 | 0 | 0 | 0 | 0 | 42149.9138 | 0 | 0 | 0 | 0 | 20113.747 | 48974.821 | 0 | 0 | 0 | 0 | 0 | 0 | 0 | 0 | 0 | 0 | 0 | 0 | 0 | 0
2016-09-12 22:00 | 0 | 0 | 0 | 0 | 0 | 0 | 603773.2722 | 573717 | 0 | 0 | 0 | 182152.0889 | 2959340.7344 | 0 | 0 | 0 | 0 | 0 | 0 | 0 | 0 | 0 | 42149.7452 | 0 | 0 | 0 | 0 | 30056.2722 | 0 | 0 | 0 | 0 | 0 | 0 | 0 | 0 | 0 | 0 | 0 | 0 | 0 | 0 | 0
2016-09-12 23:00 | 0 | 0 | 0 | 0 | 0 | 0 | 497926.7439 | 562447 | 0 | 0 | 0 | 117631.8328 | 2959340.7344 | 0 | 0 | 0 | 0 | 0 | 0 | 0 | 0 | 0 | 42149.5766 | 0 | 0 | 0 | 0 | -64520.2561 | 0 | 0 | 0 | 0 | 0 | 0 | 0 | 0 | 0 | 0 | 0 | 0 | 0 | 0 | 0
2016-09-13 | 0 | 0 | 0 | 0 | 0 | 309461.5591 | 315367.0048 | 553340 | 0 | 0 | 0 | 189120.3967 | 2959340.7344 | 0 | 0 | 0 | 0 | 0 | 0 | 0 | 0 | 0 | 42149.408 | 0 | 0 | 0 | 0 | 71488.5639 | 0 | 0 | 0 | 0 | 0 | 0 | 0 | 0 | 0 | 0 | 0 | 0 | 0 | 0 | 0
2016-09-13 01:00 | 0 | 0 | 0 | 0 | 0 | 535052.6788 | 44210.877 | 531862 | 0 | 0 | 0 | 117631.8328 | 3078230.8542 | 0 | 0 | 0 | 0 | 0 | 0 | 0 | 0 | 0 | 42149.2395 | 0 | 0 | 0 | 0 | -71488.5639 | 118890.1198 | 0 | 0 | 0 | 0 | 0 | 0 | 0 | 0 | 0 | 0 | 0 | 0 | 0 | 0
2016-09-13 02:00 | 0 | 0 | 0 | 0 | 0 | 514154.2369 | 0 | 499804 | 0 | 0 | 0 | 131982.0697 | 3078230.8542 | 0 | 0 | 0 | 0 | 0 | 0 | 0 | 0 | 0 | 42149.0709 | 0 | 0 | 0 | 0 | 14350.2369 | 0 | 0 | 0 | 0 | 0 | 0 | 0 | 0 | 0 | 0 | 0 | 0 | 0 | 0 | 0
2016-09-13 03:00 | 0 | 0 | 0 | 0 | 0 | 262506.7975 | 0 | 463720 | 0 | 0 | 0 | 203470.6336 | 2805529.0877 | 0 | 0 | 0 | 0 | 0 | 0 | 0 | 0 | 0 | 42148.9023 | 0 | 0 | 0 | 0 | 71488.5639 | 0 | 272701.7664 | 0 | 0 | 0 | 0 | 0 | 0 | 0 | 0 | 0 | 0 | 0 | 0 | 0
2016-09-13 04:00 | 0 | 0 | 0 | 0 | 0 | 431172 | 0 | 431172 | 0 | 0 | 0 | 203470.6336 | 2805529.0877 | 0 | 0 | 0 | 0 | 0 | 0 | 0 | 0 | 0 | 42148.7337 | 0 | 0 | 0 | 0 | 0 | 0 | 0 | 0 | 0 | 0 | 0 | 0 | 0 | 0 | 0 | 0 | 0 | 0 | 0 | 0
2016-09-13 05:00 | 0 | 0 | 0 | 0 | 0 | 133405.2336 | 0 | 406107 | 0 | 0 | 0 | 203470.6336 | 2532827.3213 | 0 | 0 | 0 | 0 | 0 | 0 | 0 | 0 | 0 | 42148.5651 | 0 | 0 | 0 | 0 | 0 | 0 | 272701.7664 | 0 | 0 | 0 | 0 | 0 | 0 | 0 | 0 | 0 | 0 | 0 | 0 | 0
2016-09-13 06:00 | 0 | 0 | 0 | 0 | 0 | 316826.4361 | 0 | 388315 | 0 | 0 | 0 | 131982.0697 | 2532827.3213 | 0 | 0 | 0 | 0 | 0 | 0 | 0 | 0 | 0 | 42148.3965 | 0 | 0 | 0 | 0 | -71488.5639 | 0 | 0 | 0 | 0 | 0 | 0 | 0 | 0 | 0 | 0 | 0 | 0 | 0 | 0 | 0
2016-09-13 07:00 | 0 | 0 | 0 | 0 | 0 | 175089.7975 | 0 | 376303 | 0 | 0 | 0 | 203470.6336 | 2260125.5549 | 0 | 0 | 0 | 0 | 0 | 0 | 0 | 0 | 0 | 42148.2279 | 0 | 0 | 0 | 0 | 71488.5639 | 0 | 272701.7664 | 0 | 0 | 0 | 0 | 0 | 0 | 0 | 0 | 0 | 0 | 0 | 0 | 0
2016-09-13 08:00 | 0 | 0 | 0 | 0 | 0 | 301895.4361 | 0 | 373384 | 0 | 0 | 0 | 131982.0697 | 2260125.5549 | 0 | 0 | 0 | 0 | 0 | 0 | 0 | 0 | 0 | 42148.0593 | 0 | 0 | 0 | 0 | -71488.5639 | 0 | 0 | 0 | 0 | 0 | 0 | 0 | 0 | 0 | 0 | 0 | 0 | 0 | 0 | 0
2016-09-13 09:00 | 0 | 0 | 0 | 0 | 0 | 180275.7975 | 0 | 381489 | 0 | 0 | 0 | 203470.6336 | 1987423.7885 | 0 | 0 | 0 | 0 | 0 | 0 | 0 | 0 | 0 | 42147.8907 | 0 | 0 | 0 | 0 | 71488.5639 | 0 | 272701.7664 | 0 | 0 | 0 | 0 | 0 | 0 | 0 | 0 | 0 | 0 | 0 | 0 | 0
2016-09-13 10:00 | 0 | 0 | 0 | 0 | 0 | 304431.6412 | 0 | 405252 | 0 | 0 | 0 | 131982.0697 | 1958091.9936 | 0 | 0 | 0 | 0 | 0 | 0 | 0 | 0 | 0 | 42147.7221 | 0 | 0 | 0 | 0 | -71488.5639 | 0 | 29331.7949 | 0 | 0 | 0 | 0 | 0 | 0 | 0 | 0 | 0 | 0 | 0 | 0 | 0
2016-09-13 11:00 | 0 | 0 | 0 | 0 | 0 | 279813.4119 | 0 | 427960 | 0 | 0 | 0 | 203470.6336 | 1738456.8416 | 0 | 0 | 0 | 0 | 0 | 0 | 0 | 0 | 0 | 42147.5535 | 0 | 0 | 0 | 0 | 71488.5639 | 53066.6144 | 272701.7664 | 0 | 0 | 0 | 0 | 0 | 0 | 0 | 0 | 0 | 0 | 0 | 0 | 0
2016-09-13 12:00 | 0 | 0 | 0 | 0 | 0 | 240136.3614 | 3.7223 | 443105 | 0 | 0 | 0 | 131982.0697 | 1606980.4892 | 0 | 0 | 0 | 0 | 0 | 0 | 0 | 0 | 0 | 42147.3849 | 0 | 0 | 0 | 0 | -71488.5639 | 0 | 131476.3524 | 0 | 0 | 0 | 0 | 0 | 0 | 0 | 0 | 0 | 0 | 0 | 0 | 0
2016-09-13 13:00 | 0 | 0 | 0 | 0 | 0 | 17792.7779 | 101269.8918 | 463253 | 0 | 0 | 0 | 60493.5058 | 1334278.7228 | 0 | 0 | 0 | 0 | 0 | 0 | 0 | 0 | 0 | 42147.2163 | 0 | 0 | 0 | 0 | -71488.5639 | 0 | 272701.7664 | 0 | 0 | 0 | 0 | 0 | 0 | 0 | 0 | 0 | 0 | 0 | 0 | 0
2016-09-13 14:00 | 0 | 0 | 0 | 0 | 0 | 0 | 500046.8232 | 485936 | 0 | 0 | 0 | 0 | 1408883.0518 | 0 | 0 | 0 | 0 | 0 | 0 | 0 | 0 | 0 | 42147.0477 | 0 | 0 | 0 | 0 | -60493.5058 | 74604.329 | 0 | 0 | 0 | 0 | 0 | 0 | 0 | 0 | 0 | 0 | 0 | 0 | 0 | 0
2016-09-13 15:00 | 0 | 0 | 0 | 0 | 0 | 51351.8254 | 702251.2445 | 507323 | 0 | 0 | 0 | 71488.5639 | 1583674.5578 | 0 | 0 | 0 | 0 | 0 | 0 | 0 | 0 | 0 | 42146.8792 | 0 | 0 | 0 | 0 | 71488.5639 | 174791.506 | 0 | 0 | 0 | 0 | 0 | 0 | 0 | 0 | 0 | 0 | 0 | 0 | 0 | 0
2016-09-13 16:00 | 0 | 0 | 0 | 0 | 0 | 0 | 753645.8523 | 529282 | 0 | 0 | 0 | 121060.9102 | 1758466.0639 | 0 | 0 | 0 | 0 | 0 | 0 | 0 | 0 | 0 | 42146.7106 | 0 | 0 | 0 | 0 | 49572.3463 | 174791.506 | 0 | 0 | 0 | 0 | 0 | 0 | 0 | 0 | 0 | 0 | 0 | 0 | 0 | 0
2016-09-13 17:00 | 0 | 0 | 0 | 0 | 0 | 47648.8575 | 748427.2125 | 549796 | 0 | 0 | 0 | 192549.4741 | 1933257.5699 | 0 | 0 | 0 | 0 | 0 | 0 | 0 | 0 | 0 | 42146.542 | 0 | 0 | 0 | 0 | 71488.5639 | 174791.506 | 0 | 0 | 0 | 0 | 0 | 0 | 0 | 0 | 0 | 0 | 0 | 0 | 0 | 0
2016-09-13 18:00 | 0 | 0 | 0 | 0 | 0 | 25650.8245 | 726141.841 | 566080 | 0 | 0 | 0 | 203470.6336 | 2108049.0759 | 0 | 0 | 0 | 0 | 0 | 0 | 0 | 0 | 0 | 42146.3734 | 0 | 0 | 0 | 0 | 10921.1595 | 174791.506 | 0 | 0 | 0 | 0 | 0 | 0 | 0 | 0 | 0 | 0 | 0 | 0 | 0 | 0
2016-09-13 19:00 | 0 | 0 | 0 | 0 | 0 | 0 | 706111.0584 | 577699 | 0 | 0 | 0 | 203470.6336 | 2236461.1344 | 0 | 0 | 0 | 0 | 0 | 0 | 0 | 0 | 0 | 42146.2048 | 0 | 0 | 0 | 0 | 0 | 128412.0584 | 0 | 0 | 0 | 0 | 0 | 0 | 0 | 0 | 0 | 0 | 0 | 0 | 0 | 0
2016-09-13 20:00 | 0 | 0 | 0 | 0 | 0 | 0 | 693801.8643 | 585213 | 0 | 0 | 0 | 203470.6336 | 2345049.9987 | 0 | 0 | 0 | 0 | 0 | 0 | 0 | 0 | 0 | 42146.0362 | 0 | 0 | 0 | 0 | 0 | 108588.8643 | 0 | 0 | 0 | 0 | 0 | 0 | 0 | 0 | 0 | 0 | 0 | 0 | 0 | 0
2016-09-13 21:00 | 0 | 0 | 0 | 0 | 0 | 0 | 669729.768 | 586393 | 0 | 0 | 0 | 203470.6336 | 2428386.7667 | 0 | 0 | 0 | 0 | 0 | 0 | 0 | 0 | 0 | 42145.8676 | 0 | 0 | 0 | 0 | 0 | 83336.768 | 0 | 0 | 0 | 0 | 0 | 0 | 0 | 0 | 0 | 0 | 0 | 0 | 0 | 0
2016-09-13 22:00 | 0 | 0 | 0 | 0 | 0 | 0 | 614197.7197 | 576414 | 0 | 0 | 0 | 164454.8329 | 2505186.2871 | 0 | 0 | 0 | 0 | 0 | 0 | 0 | 0 | 0 | 42145.6991 | 0 | 0 | 0 | 0 | -39015.8007 | 76799.5204 | 0 | 0 | 0 | 0 | 0 | 0 | 0 | 0 | 0 | 0 | 0 | 0 | 0 | 0
2016-09-13 23:00 | 0 | 0 | 0 | 0 | 0 | 122887.5475 | 480539.2532 | 564411 | 0 | 0 | 0 | 203470.6336 | 2505186.2871 | 0 | 0 | 0 | 0 | 0 | 0 | 0 | 0 | 0 | 42145.5305 | 0 | 0 | 0 | 0 | 39015.8007 | 0 | 0 | 0 | 0 | 0 | 0 | 0 | 0 | 0 | 0 | 0 | 0 | 0 | 0 | 0
2016-09-14 | 0 | 0 | 0 | 0 | 0 | 169407.5625 | 261684.0469 | 557510 | 0 | 0 | 0 | 203470.6336 | 2378767.8965 | 0 | 0 | 0 | 0 | 0 | 0 | 0 | 0 | 0 | 42145.3619 | 0 | 0 | 0 | 0 | 0 | 0 | 126418.3906 | 0 | 0 | 0 | 0 | 0 | 0 | 0 | 0 | 0 | 0 | 0 | 0 | 0
2016-09-14 01:00 | 0 | 0 | 0 | 0 | 0 | 239342.1876 | 31787.7763 | 538277 | 0 | 0 | 0 | 142977.1278 | 2172114.3661 | 0 | 0 | 0 | 0 | 0 | 0 | 0 | 0 | 0 | 42145.1933 | 0 | 0 | 0 | 0 | -60493.5058 | 0 | 206653.5304 | 0 | 0 | 0 | 0 | 0 | 0 | 0 | 0 | 0 | 0 | 0 | 0 | 0
2016-09-14 02:00 | 0 | 0 | 0 | 0 | 0 | 165062.6697 | 0 | 509253 | 0 | 0 | 0 | 71488.5639 | 1899412.5997 | 0 | 0 | 0 | 0 | 0 | 0 | 0 | 0 | 0 | 42145.0247 | 0 | 0 | 0 | 0 | -71488.5639 | 0 | 272701.7664 | 0 | 0 | 0 | 0 | 0 | 0 | 0 | 0 | 0 | 0 | 0 | 0 | 0
2016-09-14 03:00 | 0 | 0 | 0 | 0 | 0 | 253666.0983 | 0 | 473004 | 0 | 0 | 0 | 0 | 1751563.2619 | 0 | 0 | 0 | 0 | 0 | 0 | 0 | 0 | 0 | 42144.8561 | 0 | 0 | 0 | 0 | -71488.5639 | 124852.4286 | 272701.7664 | 0 | 0 | 0 | 0 | 0 | 0 | 0 | 0 | 0 | 0 | 0 | 0 | 0
2016-09-14 04:00 | 0 | 0 | 0 | 0 | 0 | 237524.7975 | 0 | 438738 | 0 | 0 | 0 | 71488.5639 | 1478861.4955 | 0 | 0 | 0 | 0 | 0 | 0 | 0 | 0 | 0 | 42144.6876 | 0 | 0 | 0 | 0 | 71488.5639 | 0 | 272701.7664 | 0 | 0 | 0 | 0 | 0 | 0 | 0 | 0 | 0 | 0 | 0 | 0 | 0
2016-09-14 05:00 | 0 | 0 | 0 | 0 | 0 | 283386.995 | 0 | 411716 | 0 | 0 | 0 | 0 | 1422021.0543 | 0 | 0 | 0 | 0 | 0 | 0 | 0 | 0 | 0 | 42144.519 | 0 | 0 | 0 | 0 | -71488.5639 | 0 | 56840.4412 | 0 | 0 | 0 | 0 | 0 | 0 | 0 | 0 | 0 | 0 | 0 | 0 | 0
2016-09-14 06:00 | 0 | 0 | 0 | 0 | 0 | 289832.0046 | 0 | 392440 | 0 | 0 | 0 | 71488.5639 | 1247924.4951 | 0 | 0 | 0 | 0 | 0 | 0 | 0 | 0 | 0 | 42144.3504 | 0 | 0 | 0 | 0 | 71488.5639 | 98605.2072 | 272701.7664 | 0 | 0 | 0 | 0 | 0 | 0 | 0 | 0 | 0 | 0 | 0 | 0 | 0
2016-09-14 07:00 | 0 | 0 | 0 | 0 | 0 | 294783.4524 | 0 | 381027 | 0 | 0 | 0 | 142977.1278 | 1090192.3836 | 0 | 0 | 0 | 0 | 0 | 0 | 0 | 0 | 0 | 42144.1818 | 0 | 0 | 0 | 0 | 71488.5639 | 0 | 157732.1115 | 0 | 0 | 0 | 0 | 0 | 0 | 0 | 0 | 0 | 0 | 0 | 0 | 0
2016-09-14 08:00 | 0 | 0 | 0 | 0 | 0 | 293806.8792 | 0 | 377224 | 0 | 0 | 0 | 131982.0697 | 1017770.3209 | 0 | 0 | 0 | 0 | 0 | 0 | 0 | 0 | 0 | 42144.0133 | 0 | 0 | 0 | 0 | -10995.0581 | 0 | 72422.0627 | 0 | 0 | 0 | 0 | 0 | 0 | 0 | 0 | 0 | 0 | 0 | 0 | 0
2016-09-14 09:00 | 0 | 0 | 0 | 0 | 0 | 184558.7975 | 0 | 385772 | 0 | 0 | 0 | 203470.6336 | 745068.5545 | 0 | 0 | 0 | 0 | 0 | 0 | 0 | 0 | 0 | 42143.8447 | 0 | 0 | 0 | 0 | 71488.5639 | 0 | 272701.7664 | 0 | 0 | 0 | 0 | 0 | 0 | 0 | 0 | 0 | 0 | 0 | 0 | 0
2016-09-14 10:00 | 0 | 0 | 0 | 0 | 0 | 252634.8075 | 0 | 410618 | 0 | 0 | 0 | 131982.0697 | 658573.9258 | 0 | 0 | 0 | 0 | 0 | 0 | 0 | 0 | 0 | 42143.6761 | 0 | 0 | 0 | 0 | -71488.5639 | 0 | 86494.6286 | 0 | 0 | 0 | 0 | 0 | 0 | 0 | 0 | 0 | 0 | 0 | 0 | 0
2016-09-14 11:00 | 0 | 0 | 0 | 0 | 0 | 237263.1692 | 0 | 433998 | 0 | 0 | 0 | 203470.6336 | 390350.5311 | 0 | 0 | 0 | 0 | 0 | 0 | 0 | 0 | 0 | 42143.5075 | 0 | 0 | 0 | 0 | 71488.5639 | 4478.3717 | 272701.7664 | 0 | 0 | 0 | 0 | 0 | 0 | 0 | 0 | 0 | 0 | 0 | 0 | 0
2016-09-14 12:00 | 0 | 0 | 0 | 0 | 0 | 210509.6004 | 12.8179 | 451544 | 0 | 0 | 0 | 131982.0697 | 220817.5132 | 0 | 0 | 0 | 0 | 0 | 0 | 0 | 0 | 0 | 42143.339 | 0 | 0 | 0 | 0 | -71488.5639 | 103168.7485 | 272701.7664 | 0 | 0 | 0 | 0 | 0 | 0 | 0 | 0 | 0 | 0 | 0 | 0 | 0
2016-09-14 13:00 | 0 | 0 | 0 | 0 | 0 | 115598.5194 | 64309.4035 | 472214 | 0 | 0 | 0 | 60493.5058 | 0 | 0 | 0 | 0 | 0 | 0 | 0 | 0 | 0 | 0 | 42143.1704 | 0 | 0 | 0 | 0 | -71488.5639 | 51884.2532 | 272701.7664 | 0 | 0 | 0 | 0 | 0 | 0 | 0 | 0 | 0 | 0 | 0 | 0 | 0
2016-09-14 14:00 | 0 | 0 | 0 | 0 | 0 | 134606.1638 | 427389.0197 | 496004 | 0 | 0 | 0 | 34334.4815 | 92150.2078 | 0 | 0 | 0 | 0 | 0 | 0 | 0 | 0 | 0 | 42143.0018 | 0 | 0 | 0 | 0 | -26159.0243 | 92150.2078 | 0 | 0 | 0 | 0 | 0 | 0 | 0 | 0 | 0 | 0 | 0 | 0 | 0 | 0
2016-09-14 15:00 | 0 | 0 | 0 | 0 | 0 | 0 | 660426.0245 | 519969 | 0 | 0 | 0 | 0 | 266941.7138 | 0 | 0 | 0 | 0 | 0 | 0 | 0 | 0 | 0 | 42142.8332 | 0 | 0 | 0 | 0 | -34334.4815 | 174791.506 | 0 | 0 | 0 | 0 | 0 | 0 | 0 | 0 | 0 | 0 | 0 | 0 | 0 | 0
2016-09-14 16:00 | 0 | 0 | 0 | 0 | 0 | 70483.1122 | 718342.9578 | 542546 | 0 | 0 | 0 | 71488.5639 | 441733.2198 | 0 | 0 | 0 | 0 | 0 | 0 | 0 | 0 | 0 | 42142.6647 | 0 | 0 | 0 | 0 | 71488.5639 | 174791.506 | 0 | 0 | 0 | 0 | 0 | 0 | 0 | 0 | 0 | 0 | 0 | 0 | 0 | 0
2016-09-14 17:00 | 0 | 0 | 0 | 0 | 0 | 83167.8572 | 726827.2127 | 563715 | 0 | 0 | 0 | 142977.1278 | 616524.7259 | 0 | 0 | 0 | 0 | 0 | 0 | 0 | 0 | 0 | 42142.4961 | 0 | 0 | 0 | 0 | 71488.5639 | 174791.506 | 0 | 0 | 0 | 0 | 0 | 0 | 0 | 0 | 0 | 0 | 0 | 0 | 0 | 0
2016-09-14 18:00 | 0 | 0 | 0 | 0 | 0 | 0 | 720081.6916 | 579326 | 0 | 0 | 0 | 114882.6931 | 785374.8522 | 0 | 0 | 0 | 0 | 0 | 0 | 0 | 0 | 0 | 42142.3275 | 0 | 0 | 0 | 0 | -28094.4347 | 168850.1263 | 0 | 0 | 0 | 0 | 0 | 0 | 0 | 0 | 0 | 0 | 0 | 0 | 0 | 0
2016-09-14 19:00 | 0 | 0 | 0 | 0 | 0 | 0 | 710741.3188 | 590339 | 0 | 0 | 0 | 60493.5058 | 960166.3582 | 0 | 0 | 0 | 0 | 0 | 0 | 0 | 0 | 0 | 42142.159 | 0 | 0 | 0 | 0 | -54389.1873 | 174791.506 | 0 | 0 | 0 | 0 | 0 | 0 | 0 | 0 | 0 | 0 | 0 | 0 | 0 | 0
2016-09-14 20:00 | 0 | 0 | 0 | 0 | 0 | 130297.754 | 711764.646 | 597164 | 0 | 0 | 0 | 131982.0697 | 1133576.1944 | 0 | 0 | 0 | 0 | 0 | 0 | 0 | 0 | 0 | 42141.9904 | 0 | 0 | 0 | 0 | 71488.5639 | 173409.8362 | 0 | 0 | 0 | 0 | 0 | 0 | 0 | 0 | 0 | 0 | 0 | 0 | 0 | 0
2016-09-14 21:00 | 0 | 0 | 0 | 0 | 0 | 143350.8873 | 699374.1826 | 596445 | 0 | 0 | 0 | 203470.6336 | 1308367.7004 | 0 | 0 | 0 | 0 | 0 | 0 | 0 | 0 | 0 | 42141.8218 | 0 | 0 | 0 | 0 | 71488.5639 | 174791.506 | 0 | 0 | 0 | 0 | 0 | 0 | 0 | 0 | 0 | 0 | 0 | 0 | 0 | 0
2016-09-14 22:00 | 0 | 0 | 0 | 0 | 0 | 0 | 656708.6785 | 585395 | 0 | 0 | 0 | 203470.6336 | 1379681.3789 | 0 | 0 | 0 | 0 | 0 | 0 | 0 | 0 | 0 | 42141.6533 | 0 | 0 | 0 | 0 | 0 | 71313.6785 | 0 | 0 | 0 | 0 | 0 | 0 | 0 | 0 | 0 | 0 | 0 | 0 | 0 | 0
2016-09-14 23:00 | 0 | 0 | 0 | 0 | 0 | 23750.6226 | 549009.3774 | 572760 | 0 | 0 | 0 | 203470.6336 | 1379681.3789 | 0 | 0 | 0 | 0 | 0 | 0 | 0 | 0 | 0 | 42141.4847 | 0 | 0 | 0 | 0 | 0 | 0 | 0 | 0 | 0 | 0 | 0 | 0 | 0 | 0 | 0 | 0 | 0 | 0 | 0 | 0
2016-09-15 | 0 | 0 | 0 | 0 | 0 | 298718.2301 | 346125.0038 | 562942 | 0 | 0 | 0 | 203470.6336 | 1461582.6128 | 0 | 0 | 0 | 0 | 0 | 0 | 0 | 0 | 0 | 42141.3161 | 0 | 0 | 0 | 0 | 0 | 81901.2339 | 0 | 0 | 0 | 0 | 0 | 0 | 0 | 0 | 0 | 0 | 0 | 0 | 0 | 0
2016-09-15 01:00 | 0 | 0 | 0 | 0 | 0 | 429258.499 | 37384.6639 | 541029 | 0 | 0 | 0 | 203470.6336 | 1387196.7757 | 0 | 0 | 0 | 0 | 0 | 0 | 0 | 0 | 0 | 42141.1476 | 0 | 0 | 0 | 0 | 0 | 0 | 74385.8371 | 0 | 0 | 0 | 0 | 0 | 0 | 0 | 0 | 0 | 0 | 0 | 0 | 0
2016-09-15 02:00 | 0 | 0 | 0 | 0 | 0 | 444026.4499 | 0 | 508860 | 0 | 0 | 0 | 138637.0834 | 1387196.7757 | 0 | 0 | 0 | 0 | 0 | 0 | 0 | 0 | 0 | 42140.979 | 0 | 0 | 0 | 0 | -64833.5501 | 0 | 0 | 0 | 0 | 0 | 0 | 0 | 0 | 0 | 0 | 0 | 0 | 0 | 0 | 0
2016-09-15 03:00 | 0 | 0 | 0 | 0 | 0 | 400372.4361 | 0 | 471861 | 0 | 0 | 0 | 67148.5195 | 1387196.7757 | 0 | 0 | 0 | 0 | 0 | 0 | 0 | 0 | 0 | 42140.8104 | 0 | 0 | 0 | 0 | -71488.5639 | 0 | 0 | 0 | 0 | 0 | 0 | 0 | 0 | 0 | 0 | 0 | 0 | 0 | 0 | 0
2016-09-15 04:00 | 0 | 0 | 0 | 0 | 0 | 397833.3161 | 0 | 437274 | 0 | 0 | 0 | 27707.8356 | 1387196.7757 | 0 | 0 | 0 | 0 | 0 | 0 | 0 | 0 | 0 | 42140.6419 | 0 | 0 | 0 | 0 | -39440.6839 | 0 | 0 | 0 | 0 | 0 | 0 | 0 | 0 | 0 | 0 | 0 | 0 | 0 | 0 | 0
2016-09-15 05:00 | 0 | 0 | 0 | 0 | 0 | 382165.1644 | 0 | 409873 | 0 | 0 | 0 | 0 | 1387196.7757 | 0 | 0 | 0 | 0 | 0 | 0 | 0 | 0 | 0 | 42140.4733 | 0 | 0 | 0 | 0 | -27707.8356 | 0 | 0 | 0 | 0 | 0 | 0 | 0 | 0 | 0 | 0 | 0 | 0 | 0 | 0 | 0
2016-09-15 06:00 | 0 | 0 | 0 | 0 | 0 | 369560.0733 | 0 | 390396 | 0 | 0 | 0 | 71488.5639 | 1294872.2852 | 0 | 0 | 0 | 0 | 0 | 0 | 0 | 0 | 0 | 42140.3047 | 0 | 0 | 0 | 0 | 71488.5639 | 0 | 92324.4906 | 0 | 0 | 0 | 0 | 0 | 0 | 0 | 0 | 0 | 0 | 0 | 0 | 0
2016-09-15 07:00 | 0 | 0 | 0 | 0 | 0 | 176496.7975 | 0 | 377710 | 0 | 0 | 0 | 142977.1278 | 1022170.5188 | 0 | 0 | 0 | 0 | 0 | 0 | 0 | 0 | 0 | 42140.1362 | 0 | 0 | 0 | 0 | 71488.5639 | 0 | 272701.7664 | 0 | 0 | 0 | 0 | 0 | 0 | 0 | 0 | 0 | 0 | 0 | 0 | 0
2016-09-15 08:00 | 0 | 0 | 0 | 0 | 0 | 100155.2336 | 0 | 372857 | 0 | 0 | 0 | 142977.1278 | 749468.7523 | 0 | 0 | 0 | 0 | 0 | 0 | 0 | 0 | 0 | 42139.9676 | 0 | 0 | 0 | 0 | 0 | 0 | 272701.7664 | 0 | 0 | 0 | 0 | 0 | 0 | 0 | 0 | 0 | 0 | 0 | 0 | 0
2016-09-15 09:00 | 0 | 0 | 0 | 0 | 0 | 309180.4361 | 0 | 380669 | 0 | 0 | 0 | 71488.5639 | 749468.7523 | 0 | 0 | 0 | 0 | 0 | 0 | 0 | 0 | 0 | 42139.7991 | 0 | 0 | 0 | 0 | -71488.5639 | 0 | 0 | 0 | 0 | 0 | 0 | 0 | 0 | 0 | 0 | 0 | 0 | 0 | 0 | 0
2016-09-15 10:00 | 0 | 0 | 0 | 0 | 0 | 60885.6697 | 0 | 405076 | 0 | 0 | 0 | 0 | 476766.9859 | 0 | 0 | 0 | 0 | 0 | 0 | 0 | 0 | 0 | 42139.6305 | 0 | 0 | 0 | 0 | -71488.5639 | 0 | 272701.7664 | 0 | 0 | 0 | 0 | 0 | 0 | 0 | 0 | 0 | 0 | 0 | 0 | 0
2016-09-15 11:00 | 0 | 0 | 0 | 0 | 0 | 307042.428 | 0 | 426605 | 0 | 0 | 0 | 0 | 357204.414 | 0 | 0 | 0 | 0 | 0 | 0 | 0 | 0 | 0 | 42139.4619 | 0 | 0 | 0 | 0 | 0 | 0 | 119562.572 | 0 | 0 | 0 | 0 | 0 | 0 | 0 | 0 | 0 | 0 | 0 | 0 | 0
2016-09-15 12:00 | 0 | 0 | 0 | 0 | 0 | 285366.905 | 8.5418 | 441383 | 0 | 0 | 0 | 0 | 201196.8608 | 0 | 0 | 0 | 0 | 0 | 0 | 0 | 0 | 0 | 42139.2934 | 0 | 0 | 0 | 0 | 0 | 0 | 156007.5532 | 0 | 0 | 0 | 0 | 0 | 0 | 0 | 0 | 0 | 0 | 0 | 0 | 0
2016-09-15 13:00 | 0 | 0 | 0 | 0 | 0 | 188198.3652 | 71825.7741 | 461221 | 0 | 0 | 0 | 0 | 0 | 0 | 0 | 0 | 0 | 0 | 0 | 0 | 0 | 0 | 42139.1248 | 0 | 0 | 0 | 0 | 0 | 0 | 201196.8608 | 0 | 0 | 0 | 0 | 0 | 0 | 0 | 0 | 0 | 0 | 0 | 0 | 0
2016-09-15 14:00 | 0 | 0 | 0 | 0 | 0 | 154083.9361 | 494323.2399 | 483767 | 0 | 0 | 0 | 0 | 164640.176 | 0 | 0 | 0 | 0 | 0 | 0 | 0 | 0 | 0 | 42138.9563 | 0 | 0 | 0 | 0 | 0 | 164640.176 | 0 | 0 | 0 | 0 | 0 | 0 | 0 | 0 | 0 | 0 | 0 | 0 | 0 | 0
2016-09-15 15:00 | 0 | 0 | 0 | 0 | 0 | 0 | 727538.4765 | 506225 | 0 | 0 | 0 | 46521.9705 | 339431.682 | 0 | 0 | 0 | 0 | 0 | 0 | 0 | 0 | 0 | 42138.7877 | 0 | 0 | 0 | 0 | 46521.9705 | 174791.506 | 0 | 0 | 0 | 0 | 0 | 0 | 0 | 0 | 0 | 0 | 0 | 0 | 0 | 0
2016-09-15 16:00 | 0 | 0 | 0 | 0 | 0 | 18824.2058 | 754335.8641 | 526880 | 0 | 0 | 0 | 118010.5344 | 514223.1881 | 0 | 0 | 0 | 0 | 0 | 0 | 0 | 0 | 0 | 42138.6192 | 0 | 0 | 0 | 0 | 71488.5639 | 174791.506 | 0 | 0 | 0 | 0 | 0 | 0 | 0 | 0 | 0 | 0 | 0 | 0 | 0 | 0
2016-09-15 17:00 | 0 | 0 | 0 | 0 | 0 | 0 | 749900.3808 | 546504 | 0 | 0 | 0 | 146615.4092 | 689014.6941 | 0 | 0 | 0 | 0 | 0 | 0 | 0 | 0 | 0 | 42138.4506 | 0 | 0 | 0 | 0 | 28604.8748 | 174791.506 | 0 | 0 | 0 | 0 | 0 | 0 | 0 | 0 | 0 | 0 | 0 | 0 | 0 | 0
2016-09-15 18:00 | 0 | 0 | 0 | 0 | 0 | 57316.2958 | 736069.4346 | 561739 | 0 | 0 | 0 | 203470.6336 | 863806.2002 | 0 | 0 | 0 | 0 | 0 | 0 | 0 | 0 | 0 | 42138.2821 | 0 | 0 | 0 | 0 | 56855.2244 | 174791.506 | 0 | 0 | 0 | 0 | 0 | 0 | 0 | 0 | 0 | 0 | 0 | 0 | 0 | 0
2016-09-15 19:00 | 0 | 0 | 0 | 0 | 0 | 0 | 722076.966 | 572572 | 0 | 0 | 0 | 196338.9096 | 1020442.8901 | 0 | 0 | 0 | 0 | 0 | 0 | 0 | 0 | 0 | 42138.1135 | 0 | 0 | 0 | 0 | -7131.7239 | 156636.6899 | 0 | 0 | 0 | 0 | 0 | 0 | 0 | 0 | 0 | 0 | 0 | 0 | 0 | 0
2016-09-15 20:00 | 0 | 0 | 0 | 0 | 0 | 0 | 722466.0084 | 579275 | 0 | 0 | 0 | 164738.412 | 1195234.3961 | 0 | 0 | 0 | 0 | 0 | 0 | 0 | 0 | 0 | 42137.9449 | 0 | 0 | 0 | 0 | -31600.4976 | 174791.506 | 0 | 0 | 0 | 0 | 0 | 0 | 0 | 0 | 0 | 0 | 0 | 0 | 0 | 0
2016-09-15 21:00 | 0 | 0 | 0 | 0 | 0 | 0 | 721618.1637 | 579583 | 0 | 0 | 0 | 131982.0697 | 1370025.9022 | 0 | 0 | 0 | 0 | 0 | 0 | 0 | 0 | 0 | 42137.7764 | 0 | 0 | 0 | 0 | -32756.3423 | 174791.506 | 0 | 0 | 0 | 0 | 0 | 0 | 0 | 0 | 0 | 0 | 0 | 0 | 0 | 0
2016-09-15 22:00 | 0 | 0 | 0 | 0 | 0 | 117401.8207 | 699122.2493 | 570244 | 0 | 0 | 0 | 203470.6336 | 1544817.4082 | 0 | 0 | 0 | 0 | 0 | 0 | 0 | 0 | 0 | 42137.6078 | 0 | 0 | 0 | 0 | 71488.5639 | 174791.506 | 0 | 0 | 0 | 0 | 0 | 0 | 0 | 0 | 0 | 0 | 0 | 0 | 0 | 0
2016-09-15 23:00 | 0 | 0 | 0 | 0 | 0 | 0 | 608954.9977 | 559133 | 0 | 0 | 0 | 157163.1564 | 1640946.883 | 0 | 0 | 0 | 0 | 0 | 0 | 0 | 0 | 0 | 42137.4393 | 0 | 0 | 0 | 0 | -46307.4771 | 96129.4748 | 0 | 0 | 0 | 0 | 0 | 0 | 0 | 0 | 0 | 0 | 0 | 0 | 0 | 0
2016-09-16 | 0 | 0 | 0 | 0 | 0 | 390438.3873 | 383099.5958 | 552439 | 0 | 0 | 0 | 203470.6336 | 1815738.3891 | 0 | 0 | 0 | 0 | 0 | 0 | 0 | 0 | 0 | 42137.2707 | 0 | 0 | 0 | 0 | 46307.4771 | 174791.506 | 0 | 0 | 0 | 0 | 0 | 0 | 0 | 0 | 0 | 0 | 0 | 0 | 0 | 0
2016-09-16 01:00 | 0 | 0 | 0 | 0 | 0 | 463808.0879 | 31893.459 | 532841 | 0 | 0 | 0 | 131982.0697 | 1850087.4998 | 0 | 0 | 0 | 0 | 0 | 0 | 0 | 0 | 0 | 42137.1022 | 0 | 0 | 0 | 0 | -71488.5639 | 34349.1107 | 0 | 0 | 0 | 0 | 0 | 0 | 0 | 0 | 0 | 0 | 0 | 0 | 0 | 0
2016-09-16 02:00 | 0 | 0 | 0 | 0 | 0 | 473563.7654 | 0 | 502456 | 0 | 0 | 0 | 203470.6336 | 1749706.7014 | 0 | 0 | 0 | 0 | 0 | 0 | 0 | 0 | 0 | 42136.9336 | 0 | 0 | 0 | 0 | 71488.5639 | 172320.9679 | 272701.7664 | 0 | 0 | 0 | 0 | 0 | 0 | 0 | 0 | 0 | 0 | 0 | 0 | 0
2016-09-16 03:00 | 0 | 0 | 0 | 0 | 0 | 461369.1959 | 0 | 467791 | 0 | 0 | 0 | 197048.8294 | 1749706.7014 | 0 | 0 | 0 | 0 | 0 | 0 | 0 | 0 | 0 | 42136.7651 | 0 | 0 | 0 | 0 | -6421.8041 | 0 | 0 | 0 | 0 | 0 | 0 | 0 | 0 | 0 | 0 | 0 | 0 | 0 | 0 | 0
2016-09-16 04:00 | 0 | 0 | 0 | 0 | 0 | 440422.0415 | 0 | 435036 | 0 | 0 | 0 | 202434.871 | 1749706.7014 | 0 | 0 | 0 | 0 | 0 | 0 | 0 | 0 | 0 | 42136.5966 | 0 | 0 | 0 | 0 | 5386.0415 | 0 | 0 | 0 | 0 | 0 | 0 | 0 | 0 | 0 | 0 | 0 | 0 | 0 | 0 | 0
2016-09-16 05:00 | 0 | 0 | 0 | 0 | 0 | 337401.5085 | 0 | 408298 | 0 | 0 | 0 | 131538.3794 | 1749706.7014 | 0 | 0 | 0 | 0 | 0 | 0 | 0 | 0 | 0 | 42136.428 | 0 | 0 | 0 | 0 | -70896.4915 | 0 | 0 | 0 | 0 | 0 | 0 | 0 | 0 | 0 | 0 | 0 | 0 | 0 | 0 | 0
2016-09-16 06:00 | 0 | 0 | 0 | 0 | 0 | 188110.7975 | 0 | 389324 | 0 | 0 | 0 | 203026.9433 | 1477004.9349 | 0 | 0 | 0 | 0 | 0 | 0 | 0 | 0 | 0 | 42136.2595 | 0 | 0 | 0 | 0 | 71488.5639 | 0 | 272701.7664 | 0 | 0 | 0 | 0 | 0 | 0 | 0 | 0 | 0 | 0 | 0 | 0 | 0
2016-09-16 07:00 | 0 | 0 | 0 | 0 | 0 | 377010.6902 | 0 | 376567 | 0 | 0 | 0 | 203470.6336 | 1477004.9349 | 0 | 0 | 0 | 0 | 0 | 0 | 0 | 0 | 0 | 42136.0909 | 0 | 0 | 0 | 0 | 443.6902 | 0 | 0 | 0 | 0 | 0 | 0 | 0 | 0 | 0 | 0 | 0 | 0 | 0 | 0 | 0
2016-09-16 08:00 | 0 | 0 | 0 | 0 | 0 | 300789.4361 | 0 | 372278 | 0 | 0 | 0 | 131982.0697 | 1477004.9349 | 0 | 0 | 0 | 0 | 0 | 0 | 0 | 0 | 0 | 42135.9224 | 0 | 0 | 0 | 0 | -71488.5639 | 0 | 0 | 0 | 0 | 0 | 0 | 0 | 0 | 0 | 0 | 0 | 0 | 0 | 0 | 0
2016-09-16 09:00 | 0 | 0 | 0 | 0 | 0 | 178558.7975 | 0 | 379772 | 0 | 0 | 0 | 203470.6336 | 1204303.1685 | 0 | 0 | 0 | 0 | 0 | 0 | 0 | 0 | 0 | 42135.7538 | 0 | 0 | 0 | 0 | 71488.5639 | 0 | 272701.7664 | 0 | 0 | 0 | 0 | 0 | 0 | 0 | 0 | 0 | 0 | 0 | 0 | 0
2016-09-16 10:00 | 0 | 0 | 0 | 0 | 0 | 323369.6915 | 0 | 403765 | 0 | 0 | 0 | 131982.0697 | 1195396.424 | 0 | 0 | 0 | 0 | 0 | 0 | 0 | 0 | 0 | 42135.5853 | 0 | 0 | 0 | 0 | -71488.5639 | 0 | 8906.7446 | 0 | 0 | 0 | 0 | 0 | 0 | 0 | 0 | 0 | 0 | 0 | 0 | 0
2016-09-16 11:00 | 0 | 0 | 0 | 0 | 0 | 225220.7975 | 0 | 426434 | 0 | 0 | 0 | 203470.6336 | 922694.6576 | 0 | 0 | 0 | 0 | 0 | 0 | 0 | 0 | 0 | 42135.4167 | 0 | 0 | 0 | 0 | 71488.5639 | 0 | 272701.7664 | 0 | 0 | 0 | 0 | 0 | 0 | 0 | 0 | 0 | 0 | 0 | 0 | 0
2016-09-16 12:00 | 0 | 0 | 0 | 0 | 0 | 301885.5115 | 4.5837 | 441129 | 0 | 0 | 0 | 131982.0697 | 854944.3166 | 0 | 0 | 0 | 0 | 0 | 0 | 0 | 0 | 0 | 42135.2482 | 0 | 0 | 0 | 0 | -71488.5639 | 0 | 67750.3409 | 0 | 0 | 0 | 0 | 0 | 0 | 0 | 0 | 0 | 0 | 0 | 0 | 0
2016-09-16 13:00 | 0 | 0 | 0 | 0 | 0 | 199120.393 | 80248.7094 | 460947 | 0 | 0 | 0 | 60493.5058 | 744854.9829 | 0 | 0 | 0 | 0 | 0 | 0 | 0 | 0 | 0 | 42135.0797 | 0 | 0 | 0 | 0 | -71488.5639 | 0 | 110089.3337 | 0 | 0 | 0 | 0 | 0 | 0 | 0 | 0 | 0 | 0 | 0 | 0 | 0
2016-09-16 14:00 | 0 | 0 | 0 | 0 | 0 | 0 | 518091.4454 | 482425 | 0 | 0 | 0 | 0 | 841014.9341 | 0 | 0 | 0 | 0 | 0 | 0 | 0 | 0 | 0 | 42134.9111 | 0 | 0 | 0 | 0 | -60493.5058 | 96159.9511 | 0 | 0 | 0 | 0 | 0 | 0 | 0 | 0 | 0 | 0 | 0 | 0 | 0 | 0
2016-09-16 15:00 | 0 | 0 | 0 | 0 | 0 | 0 | 679389.2196 | 503225 | 0 | 0 | 0 | 0 | 1015806.4401 | 0 | 0 | 0 | 0 | 0 | 0 | 0 | 0 | 0 | 43232.9134 | 0 | 0 | 0 | 0 | 0 | 174791.506 | 0 | 0 | 0 | 0 | 0 | 0 | 0 | 0 | 0 | 0 | 0 | 1372.7136 | 0 | 0
2016-09-16 16:00 | 0 | 0 | 0 | 0 | 0 | 0 | 769656.7835 | 522004 | 0 | 0 | 0 | 71488.5639 | 1190597.9461 | 0 | 0 | 0 | 0 | 0 | 0 | 0 | 0 | 0 | 44330.9114 | 0 | 0 | 0 | 0 | 71488.5639 | 174791.506 | 0 | 0 | 0 | 0 | 0 | 0 | 0 | 0 | 0 | 0 | 0 | 1372.7136 | 0 | 0
2016-09-16 17:00 | 0 | 0 | 0 | 0 | 0 | 0 | 746886.0673 | 539250 | 0 | 0 | 0 | 102960.4115 | 1365389.4522 | 0 | 0 | 0 | 0 | 0 | 0 | 0 | 0 | 0 | 45428.9049 | 0 | 0 | 0 | 0 | 31471.8477 | 174791.506 | 0 | 0 | 0 | 0 | 0 | 0 | 0 | 0 | 0 | 0 | 0 | 1372.7136 | 0 | 0
2016-09-16 18:00 | 0 | 0 | 0 | 0 | 0 | 0 | 789595.0303 | 552449 | 0 | 0 | 0 | 163942.2222 | 1540180.9582 | 0 | 0 | 0 | 0 | 0 | 0 | 0 | 0 | 0 | 46526.8941 | 0 | 0 | 0 | 0 | 60981.8107 | 174791.506 | 0 | 0 | 0 | 0 | 0 | 0 | 0 | 0 | 0 | 0 | 0 | 1372.7136 | 0 | 0
2016-09-16 19:00 | 0 | 0 | 0 | 0 | 0 | 0 | 778087.631 | 562395 | 0 | 0 | 0 | 203470.6336 | 1714972.4643 | 0 | 0 | 0 | 0 | 0 | 0 | 0 | 0 | 0 | 47624.8788 | 0 | 0 | 0 | 0 | 39528.4113 | 174791.506 | 0 | 0 | 0 | 0 | 0 | 0 | 0 | 0 | 0 | 0 | 0 | 1372.7136 | 0 | 0
2016-09-16 20:00 | 0 | 0 | 0 | 0 | 0 | 0 | 744172.2196 | 568008 | 0 | 0 | 0 | 203470.6336 | 1889763.9703 | 0 | 0 | 0 | 0 | 0 | 0 | 0 | 0 | 0 | 48722.8592 | 0 | 0 | 0 | 0 | 0 | 174791.506 | 0 | 0 | 0 | 0 | 0 | 0 | 0 | 0 | 0 | 0 | 0 | 1372.7136 | 0 | 0
2016-09-16 21:00 | 0 | 0 | 0 | 0 | 0 | 0 | 743032.2196 | 566868 | 0 | 0 | 0 | 203470.6336 | 2064555.4763 | 0 | 0 | 0 | 0 | 0 | 0 | 0 | 0 | 0 | 49820.8352 | 0 | 0 | 0 | 0 | 0 | 174791.506 | 0 | 0 | 0 | 0 | 0 | 0 | 0 | 0 | 0 | 0 | 0 | 1372.7136 | 0 | 0
2016-09-16 22:00 | 0 | 0 | 0 | 0 | 0 | 0 | 732464.2196 | 556300 | 0 | 0 | 0 | 203470.6336 | 2239346.9824 | 0 | 0 | 0 | 0 | 0 | 0 | 0 | 0 | 0 | 50918.8068 | 0 | 0 | 0 | 0 | 0 | 174791.506 | 0 | 0 | 0 | 0 | 0 | 0 | 0 | 0 | 0 | 0 | 0 | 1372.7136 | 0 | 0
2016-09-16 23:00 | 0 | 0 | 0 | 0 | 0 | 0 | 640364.6134 | 543980 | 0 | 0 | 0 | 203470.6336 | 2335731.5958 | 0 | 0 | 0 | 0 | 0 | 0 | 0 | 0 | 0 | 50918.6031 | 0 | 0 | 0 | 0 | 0 | 96384.6134 | 0 | 0 | 0 | 0 | 0 | 0 | 0 | 0 | 0 | 0 | 0 | 0 | 0 | 0
2016-09-17 | 0 | 0 | 0 | 0 | 0 | 157408.4576 | 388771.9098 | 533857 | 0 | 0 | 0 | 203470.6336 | 2348054.9633 | 0 | 0 | 0 | 0 | 0 | 0 | 0 | 0 | 0 | 50918.3994 | 0 | 0 | 0 | 0 | 0 | 12323.3675 | 0 | 0 | 0 | 0 | 0 | 0 | 0 | 0 | 0 | 0 | 0 | 0 | 0 | 0
2016-09-17 01:00 | 0 | 0 | 0 | 0 | 0 | 149311.8445 | 32428.8834 | 514936 | 0 | 0 | 0 | 142977.1278 | 2075353.1969 | 0 | 0 | 0 | 0 | 0 | 0 | 0 | 0 | 0 | 50918.1957 | 0 | 0 | 0 | 0 | -60493.5058 | 0 | 272701.7664 | 0 | 0 | 0 | 0 | 0 | 0 | 0 | 0 | 0 | 0 | 0 | 0 | 0
2016-09-17 02:00 | 0 | 0 | 0 | 0 | 0 | 271306.7137 | 0 | 491140 | 0 | 0 | 0 | 71488.5639 | 1927008.4745 | 0 | 0 | 0 | 0 | 0 | 0 | 0 | 0 | 0 | 50917.9921 | 0 | 0 | 0 | 0 | -71488.5639 | 0 | 148344.7224 | 0 | 0 | 0 | 0 | 0 | 0 | 0 | 0 | 0 | 0 | 0 | 0 | 0
2016-09-17 03:00 | 0 | 0 | 0 | 0 | 0 | 278964.5946 | 0 | 461461 | 0 | 0 | 0 | 0 | 1816000.6329 | 0 | 0 | 0 | 0 | 0 | 0 | 0 | 0 | 0 | 50917.7884 | 0 | 0 | 0 | 0 | -71488.5639 | 161693.9249 | 272701.7664 | 0 | 0 | 0 | 0 | 0 | 0 | 0 | 0 | 0 | 0 | 0 | 0 | 0
2016-09-17 04:00 | 0 | 0 | 0 | 0 | 0 | 287755.5729 | 0 | 432146 | 0 | 0 | 0 | 0 | 1671610.2059 | 0 | 0 | 0 | 0 | 0 | 0 | 0 | 0 | 0 | 50917.5847 | 0 | 0 | 0 | 0 | 0 | 0 | 144390.4271 | 0 | 0 | 0 | 0 | 0 | 0 | 0 | 0 | 0 | 0 | 0 | 0 | 0
2016-09-17 05:00 | 0 | 0 | 0 | 0 | 0 | 134781.2336 | 0 | 407483 | 0 | 0 | 0 | 0 | 1398908.4394 | 0 | 0 | 0 | 0 | 0 | 0 | 0 | 0 | 0 | 50917.381 | 0 | 0 | 0 | 0 | 0 | 0 | 272701.7664 | 0 | 0 | 0 | 0 | 0 | 0 | 0 | 0 | 0 | 0 | 0 | 0 | 0
2016-09-17 06:00 | 0 | 0 | 0 | 0 | 0 | 186910.7975 | 0 | 388124 | 0 | 0 | 0 | 71488.5639 | 1126206.673 | 0 | 0 | 0 | 0 | 0 | 0 | 0 | 0 | 0 | 50917.1774 | 0 | 0 | 0 | 0 | 71488.5639 | 0 | 272701.7664 | 0 | 0 | 0 | 0 | 0 | 0 | 0 | 0 | 0 | 0 | 0 | 0 | 0
2016-09-17 07:00 | 0 | 0 | 0 | 0 | 0 | 174151.7975 | 0 | 375365 | 0 | 0 | 0 | 142977.1278 | 853504.9066 | 0 | 0 | 0 | 0 | 0 | 0 | 0 | 0 | 0 | 50916.9737 | 0 | 0 | 0 | 0 | 71488.5639 | 0 | 272701.7664 | 0 | 0 | 0 | 0 | 0 | 0 | 0 | 0 | 0 | 0 | 0 | 0 | 0
2016-09-17 08:00 | 0 | 0 | 0 | 0 | 0 | 23552.6697 | 0 | 367743 | 0 | 0 | 0 | 71488.5639 | 580803.1402 | 0 | 0 | 0 | 0 | 0 | 0 | 0 | 0 | 0 | 50916.77 | 0 | 0 | 0 | 0 | -71488.5639 | 0 | 272701.7664 | 0 | 0 | 0 | 0 | 0 | 0 | 0 | 0 | 0 | 0 | 0 | 0 | 0
2016-09-17 09:00 | 0 | 0 | 0 | 0 | 0 | 303887.437 | 0 | 366707 | 0 | 0 | 0 | 8669.0009 | 580803.1402 | 0 | 0 | 0 | 0 | 0 | 0 | 0 | 0 | 0 | 50916.5664 | 0 | 0 | 0 | 0 | -62819.563 | 0 | 0 | 0 | 0 | 0 | 0 | 0 | 0 | 0 | 0 | 0 | 0 | 0 | 0 | 0
2016-09-17 10:00 | 0 | 0 | 0 | 0 | 0 | 363341.9991 | 0 | 372011 | 0 | 0 | 0 | 0 | 580803.1402 | 0 | 0 | 0 | 0 | 0 | 0 | 0 | 0 | 0 | 50916.3627 | 0 | 0 | 0 | 0 | -8669.0009 | 0 | 0 | 0 | 0 | 0 | 0 | 0 | 0 | 0 | 0 | 0 | 0 | 0 | 0 | 0
2016-09-17 11:00 | 0 | 0 | 0 | 0 | 0 | 178764.7975 | 0 | 379978 | 0 | 0 | 0 | 71488.5639 | 308101.3738 | 0 | 0 | 0 | 0 | 0 | 0 | 0 | 0 | 0 | 50916.159 | 0 | 0 | 0 | 0 | 71488.5639 | 0 | 272701.7664 | 0 | 0 | 0 | 0 | 0 | 0 | 0 | 0 | 0 | 0 | 0 | 0 | 0
2016-09-17 12:00 | 0 | 0 | 0 | 0 | 0 | 122997.2598 | 2.9737 | 395702 | 0 | 0 | 0 | 71488.5639 | 35399.6074 | 0 | 0 | 0 | 0 | 0 | 0 | 0 | 0 | 0 | 50915.9554 | 0 | 0 | 0 | 0 | 0 | 0 | 272701.7664 | 0 | 0 | 0 | 0 | 0 | 0 | 0 | 0 | 0 | 0 | 0 | 0 | 0
2016-09-17 13:00 | 0 | 0 | 0 | 0 | 0 | 221375.3456 | 89782.4832 | 418046 | 0 | 0 | 0 | 0 | 0 | 0 | 0 | 0 | 0 | 0 | 0 | 0 | 0 | 0 | 50915.7517 | 0 | 0 | 0 | 0 | -71488.5639 | 0 | 35399.6074 | 0 | 0 | 0 | 0 | 0 | 0 | 0 | 0 | 0 | 0 | 0 | 0 | 0
2016-09-17 14:00 | 0 | 0 | 0 | 0 | 0 | 0 | 507721.5968 | 442054 | 0 | 0 | 0 | 0 | 65667.5968 | 0 | 0 | 0 | 0 | 0 | 0 | 0 | 0 | 0 | 50915.5481 | 0 | 0 | 0 | 0 | 0 | 65667.5968 | 0 | 0 | 0 | 0 | 0 | 0 | 0 | 0 | 0 | 0 | 0 | 0 | 0 | 0
2016-09-17 15:00 | 0 | 0 | 0 | 0 | 0 | 0 | 641230.2196 | 465066 | 0 | 0 | 0 | 0 | 240459.1029 | 0 | 0 | 0 | 0 | 0 | 0 | 0 | 0 | 0 | 52013.5153 | 0 | 0 | 0 | 0 | 0 | 174791.506 | 0 | 0 | 0 | 0 | 0 | 0 | 0 | 0 | 0 | 0 | 0 | 1372.7136 | 0 | 0
2016-09-17 16:00 | 0 | 0 | 0 | 0 | 0 | 0 | 661507.2196 | 485343 | 0 | 0 | 0 | 0 | 415250.6089 | 0 | 0 | 0 | 0 | 0 | 0 | 0 | 0 | 0 | 53111.4781 | 0 | 0 | 0 | 0 | 0 | 174791.506 | 0 | 0 | 0 | 0 | 0 | 0 | 0 | 0 | 0 | 0 | 0 | 1372.7136 | 0 | 0
2016-09-17 17:00 | 0 | 0 | 0 | 0 | 0 | 0 | 707851.0375 | 502464 | 0 | 0 | 0 | 29222.8179 | 590042.1149 | 0 | 0 | 0 | 0 | 0 | 0 | 0 | 0 | 0 | 54209.4365 | 0 | 0 | 0 | 0 | 29222.8179 | 174791.506 | 0 | 0 | 0 | 0 | 0 | 0 | 0 | 0 | 0 | 0 | 0 | 1372.7136 | 0 | 0
2016-09-17 18:00 | 0 | 0 | 0 | 0 | 0 | 0 | 764049.7835 | 516397 | 0 | 0 | 0 | 100711.3817 | 764833.621 | 0 | 0 | 0 | 0 | 0 | 0 | 0 | 0 | 0 | 55307.3905 | 0 | 0 | 0 | 0 | 71488.5639 | 174791.506 | 0 | 0 | 0 | 0 | 0 | 0 | 0 | 0 | 0 | 0 | 0 | 1372.7136 | 0 | 0
2016-09-17 19:00 | 0 | 0 | 0 | 0 | 0 | 0 | 756046.2827 | 526818 | 0 | 0 | 0 | 153775.4449 | 939625.127 | 0 | 0 | 0 | 0 | 0 | 0 | 0 | 0 | 0 | 56405.3402 | 0 | 0 | 0 | 0 | 53064.0631 | 174791.506 | 0 | 0 | 0 | 0 | 0 | 0 | 0 | 0 | 0 | 0 | 0 | 1372.7136 | 0 | 0
2016-09-17 20:00 | 0 | 0 | 0 | 0 | 0 | 0 | 761420.4083 | 535561 | 0 | 0 | 0 | 203470.6336 | 1114416.633 | 0 | 0 | 0 | 0 | 0 | 0 | 0 | 0 | 0 | 57503.2854 | 0 | 0 | 0 | 0 | 49695.1887 | 174791.506 | 0 | 0 | 0 | 0 | 0 | 0 | 0 | 0 | 0 | 0 | 0 | 1372.7136 | 0 | 0
2016-09-17 21:00 | 0 | 0 | 0 | 0 | 0 | 0 | 715728.2196 | 539564 | 0 | 0 | 0 | 203470.6336 | 1289208.1391 | 0 | 0 | 0 | 0 | 0 | 0 | 0 | 0 | 0 | 58601.2263 | 0 | 0 | 0 | 0 | 0 | 174791.506 | 0 | 0 | 0 | 0 | 0 | 0 | 0 | 0 | 0 | 0 | 0 | 1372.7136 | 0 | 0
2016-09-17 22:00 | 0 | 0 | 0 | 0 | 0 | 0 | 711888.2196 | 535724 | 0 | 0 | 0 | 203470.6336 | 1463999.6451 | 0 | 0 | 0 | 0 | 0 | 0 | 0 | 0 | 0 | 59699.1627 | 0 | 0 | 0 | 0 | 0 | 174791.506 | 0 | 0 | 0 | 0 | 0 | 0 | 0 | 0 | 0 | 0 | 0 | 1372.7136 | 0 | 0
2016-09-17 23:00 | 0 | 0 | 0 | 0 | 0 | 0 | 613028.2802 | 528480 | 0 | 0 | 0 | 131982.0697 | 1620036.4892 | 0 | 0 | 0 | 0 | 0 | 0 | 0 | 0 | 0 | 59698.9239 | 0 | 0 | 0 | 0 | -71488.5639 | 156036.8441 | 0 | 0 | 0 | 0 | 0 | 0 | 0 | 0 | 0 | 0 | 0 | 0 | 0 | 0
2016-09-18 | 0 | 0 | 0 | 0 | 0 | 231404.575 | 361479.9889 | 521396 | 0 | 0 | 0 | 203470.6336 | 1620036.4892 | 0 | 0 | 0 | 0 | 0 | 0 | 0 | 0 | 0 | 59698.6851 | 0 | 0 | 0 | 0 | 71488.5639 | 0 | 0 | 0 | 0 | 0 | 0 | 0 | 0 | 0 | 0 | 0 | 0 | 0 | 0 | 0
2016-09-18 01:00 | 0 | 0 | 0 | 0 | 0 | 202528.2453 | 29157.9883 | 504388 | 0 | 0 | 0 | 203470.6336 | 1347334.7228 | 0 | 0 | 0 | 0 | 0 | 0 | 0 | 0 | 0 | 59698.4463 | 0 | 0 | 0 | 0 | 0 | 0 | 272701.7664 | 0 | 0 | 0 | 0 | 0 | 0 | 0 | 0 | 0 | 0 | 0 | 0 | 0
2016-09-18 02:00 | 0 | 0 | 0 | 0 | 0 | 480604 | 0 | 480604 | 0 | 0 | 0 | 203470.6336 | 1347334.7228 | 0 | 0 | 0 | 0 | 0 | 0 | 0 | 0 | 0 | 59698.2075 | 0 | 0 | 0 | 0 | 0 | 0 | 0 | 0 | 0 | 0 | 0 | 0 | 0 | 0 | 0 | 0 | 0 | 0 | 0 | 0
2016-09-18 03:00 | 0 | 0 | 0 | 0 | 0 | 453704 | 0 | 453704 | 0 | 0 | 0 | 203470.6336 | 1347334.7228 | 0 | 0 | 0 | 0 | 0 | 0 | 0 | 0 | 0 | 59697.9687 | 0 | 0 | 0 | 0 | 0 | 0 | 0 | 0 | 0 | 0 | 0 | 0 | 0 | 0 | 0 | 0 | 0 | 0 | 0 | 0
2016-09-18 04:00 | 0 | 0 | 0 | 0 | 0 | 355327.4361 | 0 | 426816 | 0 | 0 | 0 | 131982.0697 | 1347334.7228 | 0 | 0 | 0 | 0 | 0 | 0 | 0 | 0 | 0 | 59697.7299 | 0 | 0 | 0 | 0 | -71488.5639 | 0 | 0 | 0 | 0 | 0 | 0 | 0 | 0 | 0 | 0 | 0 | 0 | 0 | 0 | 0
2016-09-18 05:00 | 0 | 0 | 0 | 0 | 0 | 403371 | 0 | 403371 | 0 | 0 | 0 | 131982.0697 | 1347334.7228 | 0 | 0 | 0 | 0 | 0 | 0 | 0 | 0 | 0 | 59697.4912 | 0 | 0 | 0 | 0 | 0 | 0 | 0 | 0 | 0 | 0 | 0 | 0 | 0 | 0 | 0 | 0 | 0 | 0 | 0 | 0
2016-09-18 06:00 | 0 | 0 | 0 | 0 | 0 | 183368.7975 | 0 | 384582 | 0 | 0 | 0 | 203470.6336 | 1074632.9564 | 0 | 0 | 0 | 0 | 0 | 0 | 0 | 0 | 0 | 59697.2524 | 0 | 0 | 0 | 0 | 71488.5639 | 0 | 272701.7664 | 0 | 0 | 0 | 0 | 0 | 0 | 0 | 0 | 0 | 0 | 0 | 0 | 0
2016-09-18 07:00 | 0 | 0 | 0 | 0 | 0 | 370698 | 0 | 370698 | 0 | 0 | 0 | 203470.6336 | 1074632.9564 | 0 | 0 | 0 | 0 | 0 | 0 | 0 | 0 | 0 | 59697.0136 | 0 | 0 | 0 | 0 | 0 | 0 | 0 | 0 | 0 | 0 | 0 | 0 | 0 | 0 | 0 | 0 | 0 | 0 | 0 | 0
2016-09-18 08:00 | 0 | 0 | 0 | 0 | 0 | 89820.2336 | 0 | 362522 | 0 | 0 | 0 | 203470.6336 | 801931.1899 | 0 | 0 | 0 | 0 | 0 | 0 | 0 | 0 | 0 | 59696.7748 | 0 | 0 | 0 | 0 | 0 | 0 | 272701.7664 | 0 | 0 | 0 | 0 | 0 | 0 | 0 | 0 | 0 | 0 | 0 | 0 | 0
2016-09-18 09:00 | 0 | 0 | 0 | 0 | 0 | 360159 | 0 | 360159 | 0 | 0 | 0 | 203470.6336 | 801931.1899 | 0 | 0 | 0 | 0 | 0 | 0 | 0 | 0 | 0 | 59696.536 | 0 | 0 | 0 | 0 | 0 | 0 | 0 | 0 | 0 | 0 | 0 | 0 | 0 | 0 | 0 | 0 | 0 | 0 | 0 | 0
2016-09-18 10:00 | 0 | 0 | 0 | 0 | 0 | 291533.4361 | 0 | 363022 | 0 | 0 | 0 | 131982.0697 | 801931.1899 | 0 | 0 | 0 | 0 | 0 | 0 | 0 | 0 | 0 | 59696.2972 | 0 | 0 | 0 | 0 | -71488.5639 | 0 | 0 | 0 | 0 | 0 | 0 | 0 | 0 | 0 | 0 | 0 | 0 | 0 | 0 | 0
2016-09-18 11:00 | 0 | 0 | 0 | 0 | 0 | 440120.5639 | 0 | 368632 | 0 | 0 | 0 | 203470.6336 | 801931.1899 | 0 | 0 | 0 | 0 | 0 | 0 | 0 | 0 | 0 | 59696.0584 | 0 | 0 | 0 | 0 | 71488.5639 | 0 | 0 | 0 | 0 | 0 | 0 | 0 | 0 | 0 | 0 | 0 | 0 | 0 | 0 | 0
2016-09-18 12:00 | 0 | 0 | 0 | 0 | 0 | 311581.4361 | 0 | 383070 | 0 | 0 | 0 | 131982.0697 | 801931.1899 | 0 | 0 | 0 | 0 | 0 | 0 | 0 | 0 | 0 | 59695.8196 | 0 | 0 | 0 | 0 | -71488.5639 | 0 | 0 | 0 | 0 | 0 | 0 | 0 | 0 | 0 | 0 | 0 | 0 | 0 | 0 | 0
2016-09-18 13:00 | 0 | 0 | 0 | 0 | 0 | 245354.3651 | 90667.071 | 407510 | 0 | 0 | 0 | 60493.5058 | 801931.1899 | 0 | 0 | 0 | 0 | 0 | 0 | 0 | 0 | 0 | 59695.5809 | 0 | 0 | 0 | 0 | -71488.5639 | 0 | 0 | 0 | 0 | 0 | 0 | 0 | 0 | 0 | 0 | 0 | 0 | 0 | 0 | 0
2016-09-18 14:00 | 0 | 0 | 0 | 0 | 0 | 0 | 521687.4381 | 433739 | 0 | 0 | 0 | 0 | 950373.1338 | 0 | 0 | 0 | 0 | 0 | 0 | 0 | 0 | 0 | 59695.3421 | 0 | 0 | 0 | 0 | -60493.5058 | 148441.9439 | 0 | 0 | 0 | 0 | 0 | 0 | 0 | 0 | 0 | 0 | 0 | 0 | 0 | 0
2016-09-18 15:00 | 0 | 0 | 0 | 0 | 0 | 0 | 636443.2196 | 460279 | 0 | 0 | 0 | 0 | 1125164.6399 | 0 | 0 | 0 | 0 | 0 | 0 | 0 | 0 | 0 | 60793.2742 | 0 | 0 | 0 | 0 | 0 | 174791.506 | 0 | 0 | 0 | 0 | 0 | 0 | 0 | 0 | 0 | 0 | 0 | 1372.7136 | 0 | 0
2016-09-18 16:00 | 0 | 0 | 0 | 0 | 0 | 0 | 734015.7835 | 486363 | 0 | 0 | 0 | 71488.5639 | 1299956.1459 | 0 | 0 | 0 | 0 | 0 | 0 | 0 | 0 | 0 | 61891.2019 | 0 | 0 | 0 | 0 | 71488.5639 | 174791.506 | 0 | 0 | 0 | 0 | 0 | 0 | 0 | 0 | 0 | 0 | 0 | 1372.7136 | 0 | 0
2016-09-18 17:00 | 0 | 0 | 0 | 0 | 0 | 0 | 677858.7077 | 510136 | 0 | 0 | 0 | 63047.052 | 1474747.652 | 0 | 0 | 0 | 0 | 0 | 0 | 0 | 0 | 0 | 62989.1252 | 0 | 0 | 0 | 0 | -8441.5119 | 174791.506 | 0 | 0 | 0 | 0 | 0 | 0 | 0 | 0 | 0 | 0 | 0 | 1372.7136 | 0 | 0
2016-09-18 18:00 | 0 | 0 | 0 | 0 | 0 | 0 | 766147.4363 | 529340 | 0 | 0 | 0 | 123690.2686 | 1649539.158 | 0 | 0 | 0 | 0 | 0 | 0 | 0 | 0 | 0 | 64087.0441 | 0 | 0 | 0 | 0 | 60643.2166 | 174791.506 | 0 | 0 | 0 | 0 | 0 | 0 | 0 | 0 | 0 | 0 | 0 | 1372.7136 | 0 | 0
2016-09-18 19:00 | 0 | 0 | 0 | 0 | 0 | 0 | 754885.8988 | 544013 | 0 | 0 | 0 | 158398.9478 | 1824330.664 | 0 | 0 | 0 | 0 | 0 | 0 | 0 | 0 | 0 | 65184.9586 | 0 | 0 | 0 | 0 | 34708.6791 | 174791.506 | 0 | 0 | 0 | 0 | 0 | 0 | 0 | 0 | 0 | 0 | 0 | 1372.7136 | 0 | 0
2016-09-18 20:00 | 0 | 0 | 0 | 0 | 0 | 0 | 758539.0909 | 556485 | 0 | 0 | 0 | 184288.8191 | 1999122.1701 | 0 | 0 | 0 | 0 | 0 | 0 | 0 | 0 | 0 | 66282.8687 | 0 | 0 | 0 | 0 | 25889.8713 | 174791.506 | 0 | 0 | 0 | 0 | 0 | 0 | 0 | 0 | 0 | 0 | 0 | 1372.7136 | 0 | 0
2016-09-18 21:00 | 0 | 0 | 0 | 0 | 0 | 0 | 761024.0341 | 565678 | 0 | 0 | 0 | 203470.6336 | 2173913.6761 | 0 | 0 | 0 | 0 | 0 | 0 | 0 | 0 | 0 | 67380.7744 | 0 | 0 | 0 | 0 | 19181.8145 | 174791.506 | 0 | 0 | 0 | 0 | 0 | 0 | 0 | 0 | 0 | 0 | 0 | 1372.7136 | 0 | 0
2016-09-18 22:00 | 0 | 0 | 0 | 0 | 0 | 0 | 739796.2341 | 566590 | 0 | 0 | 0 | 201885.3616 | 2348705.1822 | 0 | 0 | 0 | 0 | 0 | 0 | 0 | 0 | 0 | 67380.5049 | 0 | 0 | 0 | 0 | -1585.2719 | 174791.506 | 0 | 0 | 0 | 0 | 0 | 0 | 0 | 0 | 0 | 0 | 0 | 0 | 0 | 0
2016-09-18 23:00 | 0 | 0 | 0 | 0 | 0 | 0 | 627223.9723 | 564433 | 0 | 0 | 0 | 203470.6336 | 2409910.8825 | 0 | 0 | 0 | 0 | 0 | 0 | 0 | 0 | 0 | 67380.2354 | 0 | 0 | 0 | 0 | 1585.2719 | 61205.7003 | 0 | 0 | 0 | 0 | 0 | 0 | 0 | 0 | 0 | 0 | 0 | 0 | 0 | 0
2016-09-19 | 0 | 0 | 0 | 0 | 0 | 121407.0594 | 365782.3767 | 558678 | 0 | 0 | 0 | 131982.0697 | 2409910.8825 | 0 | 0 | 0 | 0 | 0 | 0 | 0 | 0 | 0 | 67379.9659 | 0 | 0 | 0 | 0 | -71488.5639 | 0 | 0 | 0 | 0 | 0 | 0 | 0 | 0 | 0 | 0 | 0 | 0 | 0 | 0 | 0
2016-09-19 01:00 | 0 | 0 | 0 | 0 | 0 | 650733.9834 | 31416.9301 | 538138 | 0 | 0 | 0 | 203470.6336 | 2482435.2322 | 0 | 0 | 0 | 0 | 0 | 0 | 0 | 0 | 0 | 67379.6964 | 0 | 0 | 0 | 0 | 71488.5639 | 72524.3497 | 0 | 0 | 0 | 0 | 0 | 0 | 0 | 0 | 0 | 0 | 0 | 0 | 0 | 0
2016-09-19 02:00 | 0 | 0 | 0 | 0 | 0 | 448292.4942 | 0 | 508786 | 0 | 0 | 0 | 142977.1278 | 2482435.2322 | 0 | 0 | 0 | 0 | 0 | 0 | 0 | 0 | 0 | 67379.4268 | 0 | 0 | 0 | 0 | -60493.5058 | 0 | 0 | 0 | 0 | 0 | 0 | 0 | 0 | 0 | 0 | 0 | 0 | 0 | 0 | 0
2016-09-19 03:00 | 0 | 0 | 0 | 0 | 0 | 403901.4361 | 0 | 475390 | 0 | 0 | 0 | 71488.5639 | 2482435.2322 | 0 | 0 | 0 | 0 | 0 | 0 | 0 | 0 | 0 | 67379.1573 | 0 | 0 | 0 | 0 | -71488.5639 | 0 | 0 | 0 | 0 | 0 | 0 | 0 | 0 | 0 | 0 | 0 | 0 | 0 | 0 | 0
2016-09-19 04:00 | 0 | 0 | 0 | 0 | 0 | 514654.5639 | 0 | 443166 | 0 | 0 | 0 | 142977.1278 | 2482435.2322 | 0 | 0 | 0 | 0 | 0 | 0 | 0 | 0 | 0 | 67378.8878 | 0 | 0 | 0 | 0 | 71488.5639 | 0 | 0 | 0 | 0 | 0 | 0 | 0 | 0 | 0 | 0 | 0 | 0 | 0 | 0 | 0
2016-09-19 05:00 | 0 | 0 | 0 | 0 | 0 | 345257.4361 | 0 | 416746 | 0 | 0 | 0 | 71488.5639 | 2482435.2322 | 0 | 0 | 0 | 0 | 0 | 0 | 0 | 0 | 0 | 67378.6183 | 0 | 0 | 0 | 0 | -71488.5639 | 0 | 0 | 0 | 0 | 0 | 0 | 0 | 0 | 0 | 0 | 0 | 0 | 0 | 0 | 0
2016-09-19 06:00 | 0 | 0 | 0 | 0 | 0 | 326215.4361 | 0 | 397704 | 0 | 0 | 0 | 0 | 2482435.2322 | 0 | 0 | 0 | 0 | 0 | 0 | 0 | 0 | 0 | 67378.3488 | 0 | 0 | 0 | 0 | -71488.5639 | 0 | 0 | 0 | 0 | 0 | 0 | 0 | 0 | 0 | 0 | 0 | 0 | 0 | 0 | 0
2016-09-19 07:00 | 0 | 0 | 0 | 0 | 0 | 113457.2336 | 0 | 386159 | 0 | 0 | 0 | 0 | 2209733.4658 | 0 | 0 | 0 | 0 | 0 | 0 | 0 | 0 | 0 | 67378.0793 | 0 | 0 | 0 | 0 | 0 | 0 | 272701.7664 | 0 | 0 | 0 | 0 | 0 | 0 | 0 | 0 | 0 | 0 | 0 | 0 | 0
2016-09-19 08:00 | 0 | 0 | 0 | 0 | 0 | 383320 | 0 | 383320 | 0 | 0 | 0 | 0 | 2209733.4658 | 0 | 0 | 0 | 0 | 0 | 0 | 0 | 0 | 0 | 67377.8098 | 0 | 0 | 0 | 0 | 0 | 0 | 0 | 0 | 0 | 0 | 0 | 0 | 0 | 0 | 0 | 0 | 0 | 0 | 0 | 0
2016-09-19 09:00 | 0 | 0 | 0 | 0 | 0 | 393834 | 0 | 393834 | 0 | 0 | 0 | 0 | 2209733.4658 | 0 | 0 | 0 | 0 | 0 | 0 | 0 | 0 | 0 | 67377.5402 | 0 | 0 | 0 | 0 | 0 | 0 | 0 | 0 | 0 | 0 | 0 | 0 | 0 | 0 | 0 | 0 | 0 | 0 | 0 | 0
2016-09-19 10:00 | 0 | 0 | 0 | 0 | 0 | 491139.5639 | 0 | 419651 | 0 | 0 | 0 | 71488.5639 | 2209733.4658 | 0 | 0 | 0 | 0 | 0 | 0 | 0 | 0 | 0 | 67377.2707 | 0 | 0 | 0 | 0 | 71488.5639 | 0 | 0 | 0 | 0 | 0 | 0 | 0 | 0 | 0 | 0 | 0 | 0 | 0 | 0 | 0
2016-09-19 11:00 | 0 | 0 | 0 | 0 | 0 | 443218 | 0 | 443218 | 0 | 0 | 0 | 71488.5639 | 2209733.4658 | 0 | 0 | 0 | 0 | 0 | 0 | 0 | 0 | 0 | 67377.0012 | 0 | 0 | 0 | 0 | 0 | 0 | 0 | 0 | 0 | 0 | 0 | 0 | 0 | 0 | 0 | 0 | 0 | 0 | 0 | 0
2016-09-19 12:00 | 0 | 0 | 0 | 0 | 0 | 115894.4513 | 0.21842 | 460085 | 0 | 0 | 0 | 0 | 1937031.6994 | 0 | 0 | 0 | 0 | 0 | 0 | 0 | 0 | 0 | 67376.7317 | 0 | 0 | 0 | 0 | -71488.5639 | 0 | 272701.7664 | 0 | 0 | 0 | 0 | 0 | 0 | 0 | 0 | 0 | 0 | 0 | 0 | 0
2016-09-19 13:00 | 0 | 0 | 0 | 0 | 0 | 192033.6925 | 111722.0115 | 481042 | 0 | 0 | 0 | 71488.5639 | 1688256.8395 | 0 | 0 | 0 | 0 | 0 | 0 | 0 | 0 | 0 | 67376.4622 | 0 | 0 | 0 | 0 | 71488.5639 | 23926.9065 | 272701.7664 | 0 | 0 | 0 | 0 | 0 | 0 | 0 | 0 | 0 | 0 | 0 | 0 | 0
2016-09-19 14:00 | 0 | 0 | 0 | 0 | 0 | 0 | 528660.0753 | 505348 | 0 | 0 | 0 | 94800.6392 | 1688256.8395 | 0 | 0 | 0 | 0 | 0 | 0 | 0 | 0 | 0 | 67376.1927 | 0 | 0 | 0 | 0 | 23312.0753 | 0 | 0 | 0 | 0 | 0 | 0 | 0 | 0 | 0 | 0 | 0 | 0 | 0 | 0 | 0
2016-09-19 15:00 | 0 | 0 | 0 | 0 | 0 | 0 | 731775.1887 | 529849 | 0 | 0 | 0 | 121935.3218 | 1863048.3455 | 0 | 0 | 0 | 0 | 0 | 0 | 0 | 0 | 0 | 67375.9232 | 0 | 0 | 0 | 0 | 27134.6827 | 174791.506 | 0 | 0 | 0 | 0 | 0 | 0 | 0 | 0 | 0 | 0 | 0 | 0 | 0 | 0
2016-09-19 16:00 | 0 | 0 | 0 | 0 | 0 | 0 | 760184.52 | 553897 | 0 | 0 | 0 | 153431.3358 | 2037839.8515 | 0 | 0 | 0 | 0 | 0 | 0 | 0 | 0 | 0 | 67375.6537 | 0 | 0 | 0 | 0 | 31496.0139 | 174791.506 | 0 | 0 | 0 | 0 | 0 | 0 | 0 | 0 | 0 | 0 | 0 | 0 | 0 | 0
2016-09-19 17:00 | 0 | 0 | 0 | 0 | 0 | 0 | 749248.635 | 575743 | 0 | 0 | 0 | 152145.4647 | 2212631.3576 | 0 | 0 | 0 | 0 | 0 | 0 | 0 | 0 | 0 | 67375.3842 | 0 | 0 | 0 | 0 | -1285.8711 | 174791.506 | 0 | 0 | 0 | 0 | 0 | 0 | 0 | 0 | 0 | 0 | 0 | 0 | 0 | 0
2016-09-19 18:00 | 0 | 0 | 0 | 0 | 0 | 0 | 732135.3889 | 594099 | 0 | 0 | 0 | 115390.3475 | 2387422.8636 | 0 | 0 | 0 | 0 | 0 | 0 | 0 | 0 | 0 | 67375.1147 | 0 | 0 | 0 | 0 | -36755.1171 | 174791.506 | 0 | 0 | 0 | 0 | 0 | 0 | 0 | 0 | 0 | 0 | 0 | 0 | 0 | 0
2016-09-19 19:00 | 0 | 0 | 0 | 0 | 0 | 0 | 718112.6076 | 607306 | 0 | 0 | 0 | 51405.4491 | 2562214.3697 | 0 | 0 | 0 | 0 | 0 | 0 | 0 | 0 | 0 | 67374.8452 | 0 | 0 | 0 | 0 | -63984.8984 | 174791.506 | 0 | 0 | 0 | 0 | 0 | 0 | 0 | 0 | 0 | 0 | 0 | 0 | 0 | 0
2016-09-19 20:00 | 0 | 0 | 0 | 0 | 0 | 0 | 714484.2892 | 616818 | 0 | 0 | 0 | 122894.013 | 2588392.095 | 0 | 0 | 0 | 0 | 0 | 0 | 0 | 0 | 0 | 67374.5757 | 0 | 0 | 0 | 0 | 71488.5639 | 26177.7253 | 0 | 0 | 0 | 0 | 0 | 0 | 0 | 0 | 0 | 0 | 0 | 0 | 0 | 0
2016-09-19 21:00 | 0 | 0 | 0 | 0 | 0 | 0 | 702031.1958 | 618763 | 0 | 0 | 0 | 194382.5769 | 2600171.7269 | 0 | 0 | 0 | 0 | 0 | 0 | 0 | 0 | 0 | 67374.3062 | 0 | 0 | 0 | 0 | 71488.5639 | 11779.6319 | 0 | 0 | 0 | 0 | 0 | 0 | 0 | 0 | 0 | 0 | 0 | 0 | 0 | 0
2016-09-19 22:00 | 0 | 0 | 0 | 0 | 0 | 0 | 655502.3738 | 612028 | 0 | 0 | 0 | 203470.6336 | 2634558.044 | 0 | 0 | 0 | 0 | 0 | 0 | 0 | 0 | 0 | 67374.0367 | 0 | 0 | 0 | 0 | 9088.0567 | 34386.3171 | 0 | 0 | 0 | 0 | 0 | 0 | 0 | 0 | 0 | 0 | 0 | 0 | 0 | 0
2016-09-19 23:00 | 0 | 0 | 0 | 0 | 0 | 8571.1368 | 520863.2993 | 600923 | 0 | 0 | 0 | 131982.0697 | 2634558.044 | 0 | 0 | 0 | 0 | 0 | 0 | 0 | 0 | 0 | 67373.7672 | 0 | 0 | 0 | 0 | -71488.5639 | 0 | 0 | 0 | 0 | 0 | 0 | 0 | 0 | 0 | 0 | 0 | 0 | 0 | 0 | 0
2016-09-20 | 0 | 0 | 0 | 0 | 0 | 304500.2765 | 237743.4176 | 588349 | 0 | 0 | 0 | 85876.7638 | 2634558.044 | 0 | 0 | 0 | 0 | 0 | 0 | 0 | 0 | 0 | 67373.4977 | 0 | 0 | 0 | 0 | -46105.3058 | 0 | 0 | 0 | 0 | 0 | 0 | 0 | 0 | 0 | 0 | 0 | 0 | 0 | 0 | 0
2016-09-20 01:00 | 0 | 0 | 0 | 0 | 0 | 465243.074 | 21347.0881 | 564326 | 0 | 0 | 0 | 106051.1863 | 2536647.7836 | 0 | 0 | 0 | 0 | 0 | 0 | 0 | 0 | 0 | 67373.2282 | 0 | 0 | 0 | 0 | 20174.4224 | 174791.506 | 272701.7664 | 0 | 0 | 0 | 0 | 0 | 0 | 0 | 0 | 0 | 0 | 0 | 0 | 0
2016-09-20 02:00 | 0 | 0 | 0 | 0 | 0 | 459292.4361 | 0 | 530781 | 0 | 0 | 0 | 34562.6224 | 2536647.7836 | 0 | 0 | 0 | 0 | 0 | 0 | 0 | 0 | 0 | 67372.9587 | 0 | 0 | 0 | 0 | -71488.5639 | 0 | 0 | 0 | 0 | 0 | 0 | 0 | 0 | 0 | 0 | 0 | 0 | 0 | 0 | 0
2016-09-20 03:00 | 0 | 0 | 0 | 0 | 0 | 528201.9415 | 0 | 491276 | 0 | 0 | 0 | 71488.5639 | 2536647.7836 | 0 | 0 | 0 | 0 | 0 | 0 | 0 | 0 | 0 | 67372.6892 | 0 | 0 | 0 | 0 | 36925.9415 | 0 | 0 | 0 | 0 | 0 | 0 | 0 | 0 | 0 | 0 | 0 | 0 | 0 | 0 | 0
2016-09-20 04:00 | 0 | 0 | 0 | 0 | 0 | 526033.5639 | 0 | 454545 | 0 | 0 | 0 | 142977.1278 | 2536647.7836 | 0 | 0 | 0 | 0 | 0 | 0 | 0 | 0 | 0 | 67372.4197 | 0 | 0 | 0 | 0 | 71488.5639 | 0 | 0 | 0 | 0 | 0 | 0 | 0 | 0 | 0 | 0 | 0 | 0 | 0 | 0 | 0
2016-09-20 05:00 | 0 | 0 | 0 | 0 | 0 | 81061.6697 | 0 | 425252 | 0 | 0 | 0 | 71488.5639 | 2263946.0172 | 0 | 0 | 0 | 0 | 0 | 0 | 0 | 0 | 0 | 67372.1502 | 0 | 0 | 0 | 0 | -71488.5639 | 0 | 272701.7664 | 0 | 0 | 0 | 0 | 0 | 0 | 0 | 0 | 0 | 0 | 0 | 0 | 0
2016-09-20 06:00 | 0 | 0 | 0 | 0 | 0 | 332819.4361 | 0 | 404308 | 0 | 0 | 0 | 0 | 2263946.0172 | 0 | 0 | 0 | 0 | 0 | 0 | 0 | 0 | 0 | 67371.8808 | 0 | 0 | 0 | 0 | -71488.5639 | 0 | 0 | 0 | 0 | 0 | 0 | 0 | 0 | 0 | 0 | 0 | 0 | 0 | 0 | 0
2016-09-20 07:00 | 0 | 0 | 0 | 0 | 0 | 462022.5639 | 0 | 390534 | 0 | 0 | 0 | 71488.5639 | 2263946.0172 | 0 | 0 | 0 | 0 | 0 | 0 | 0 | 0 | 0 | 67371.6113 | 0 | 0 | 0 | 0 | 71488.5639 | 0 | 0 | 0 | 0 | 0 | 0 | 0 | 0 | 0 | 0 | 0 | 0 | 0 | 0 | 0
2016-09-20 08:00 | 0 | 0 | 0 | 0 | 0 | 314161.4361 | 0 | 385650 | 0 | 0 | 0 | 0 | 2263946.0172 | 0 | 0 | 0 | 0 | 0 | 0 | 0 | 0 | 0 | 67371.3418 | 0 | 0 | 0 | 0 | -71488.5639 | 0 | 0 | 0 | 0 | 0 | 0 | 0 | 0 | 0 | 0 | 0 | 0 | 0 | 0 | 0
2016-09-20 09:00 | 0 | 0 | 0 | 0 | 0 | 460512.0723 | 0 | 393778 | 0 | 0 | 0 | 66734.0723 | 2263946.0172 | 0 | 0 | 0 | 0 | 0 | 0 | 0 | 0 | 0 | 67371.0723 | 0 | 0 | 0 | 0 | 66734.0723 | 0 | 0 | 0 | 0 | 0 | 0 | 0 | 0 | 0 | 0 | 0 | 0 | 0 | 0 | 0
2016-09-20 10:00 | 0 | 0 | 0 | 0 | 0 | 351841.9277 | 0 | 418576 | 0 | 0 | 0 | 0 | 2263946.0172 | 0 | 0 | 0 | 0 | 0 | 0 | 0 | 0 | 0 | 67370.8028 | 0 | 0 | 0 | 0 | -66734.0723 | 0 | 0 | 0 | 0 | 0 | 0 | 0 | 0 | 0 | 0 | 0 | 0 | 0 | 0 | 0
2016-09-20 11:00 | 0 | 0 | 0 | 0 | 0 | 240724.7975 | 0 | 441938 | 0 | 0 | 0 | 71488.5639 | 1991244.2508 | 0 | 0 | 0 | 0 | 0 | 0 | 0 | 0 | 0 | 67370.5333 | 0 | 0 | 0 | 0 | 71488.5639 | 0 | 272701.7664 | 0 | 0 | 0 | 0 | 0 | 0 | 0 | 0 | 0 | 0 | 0 | 0 | 0
2016-09-20 12:00 | 0 | 0 | 0 | 0 | 0 | 397641.4775 | 0 | 456999 | 0 | 0 | 0 | 12131.0414 | 1991244.2508 | 0 | 0 | 0 | 0 | 0 | 0 | 0 | 0 | 0 | 67370.2638 | 0 | 0 | 0 | 0 | -59357.5225 | 0 | 0 | 0 | 0 | 0 | 0 | 0 | 0 | 0 | 0 | 0 | 0 | 0 | 0 | 0
2016-09-20 13:00 | 0 | 0 | 0 | 0 | 0 | 220466.9329 | 79949.9714 | 477501 | 0 | 0 | 0 | 0 | 1826291.1964 | 0 | 0 | 0 | 0 | 0 | 0 | 0 | 0 | 0 | 67369.9944 | 0 | 0 | 0 | 0 | -12131.0414 | 0 | 164953.0544 | 0 | 0 | 0 | 0 | 0 | 0 | 0 | 0 | 0 | 0 | 0 | 0 | 0
2016-09-20 14:00 | 0 | 0 | 0 | 0 | 0 | 0 | 302860.4875 | 501755 | 0 | 0 | 0 | 71488.5639 | 1555908.12 | 0 | 0 | 0 | 0 | 0 | 0 | 0 | 0 | 0 | 67369.7249 | 0 | 0 | 0 | 0 | 71488.5639 | 2318.69 | 272701.7664 | 0 | 0 | 0 | 0 | 0 | 0 | 0 | 0 | 0 | 0 | 0 | 0 | 0
2016-09-20 15:00 | 0 | 0 | 0 | 0 | 0 | 0 | 480164.0951 | 527500 | 0 | 0 | 0 | 24152.659 | 1555908.12 | 0 | 0 | 0 | 0 | 0 | 0 | 0 | 0 | 0 | 67369.4554 | 0 | 0 | 0 | 0 | -47335.9049 | 0 | 0 | 0 | 0 | 0 | 0 | 0 | 0 | 0 | 0 | 0 | 0 | 0 | 0 | 0
2016-09-20 16:00 | 0 | 0 | 0 | 0 | 0 | 68035.1152 | 555387.4487 | 551934 | 0 | 0 | 0 | 95641.2228 | 1555908.12 | 0 | 0 | 0 | 0 | 0 | 0 | 0 | 0 | 0 | 67369.1859 | 0 | 0 | 0 | 0 | 71488.5639 | 0 | 0 | 0 | 0 | 0 | 0 | 0 | 0 | 0 | 0 | 0 | 0 | 0 | 0 | 0
2016-09-20 17:00 | 0 | 0 | 0 | 0 | 0 | 0 | 578124.7346 | 575250 | 0 | 0 | 0 | 98515.9574 | 1555908.12 | 0 | 0 | 0 | 0 | 0 | 0 | 0 | 0 | 0 | 67368.9165 | 0 | 0 | 0 | 0 | 2874.7346 | 0 | 0 | 0 | 0 | 0 | 0 | 0 | 0 | 0 | 0 | 0 | 0 | 0 | 0 | 0
2016-09-20 18:00 | 0 | 0 | 0 | 0 | 0 | 0 | 584429.0303 | 593606 | 0 | 0 | 0 | 170004.5213 | 1475242.5864 | 0 | 0 | 0 | 0 | 0 | 0 | 0 | 0 | 0 | 67368.647 | 0 | 0 | 0 | 0 | 71488.5639 | 0 | 80665.5335 | 0 | 0 | 0 | 0 | 0 | 0 | 0 | 0 | 0 | 0 | 0 | 0 | 0
2016-09-20 19:00 | 0 | 0 | 0 | 0 | 0 | 0 | 576322.4273 | 607109 | 0 | 0 | 0 | 142977.1278 | 1471483.4073 | 0 | 0 | 0 | 0 | 0 | 0 | 0 | 0 | 0 | 67368.3775 | 0 | 0 | 0 | 0 | -27027.3936 | 0 | 3759.1791 | 0 | 0 | 0 | 0 | 0 | 0 | 0 | 0 | 0 | 0 | 0 | 0 | 0
2016-09-20 20:00 | 0 | 0 | 0 | 0 | 0 | 0 | 559958.7038 | 615912 | 0 | 0 | 0 | 71488.5639 | 1487018.675 | 0 | 0 | 0 | 0 | 0 | 0 | 0 | 0 | 0 | 67368.108 | 0 | 0 | 0 | 0 | -71488.5639 | 15535.2677 | 0 | 0 | 0 | 0 | 0 | 0 | 0 | 0 | 0 | 0 | 0 | 0 | 0 | 0
2016-09-20 21:00 | 0 | 0 | 0 | 0 | 0 | 0 | 527842.0787 | 617397 | 0 | 0 | 0 | 0 | 1468952.3176 | 0 | 0 | 0 | 0 | 0 | 0 | 0 | 0 | 0 | 67367.8386 | 0 | 0 | 0 | 0 | -71488.5639 | 0 | 18066.3574 | 0 | 0 | 0 | 0 | 0 | 0 | 0 | 0 | 0 | 0 | 0 | 0 | 0
2016-09-20 22:00 | 0 | 0 | 0 | 0 | 0 | 204707.9624 | 475006.6015 | 608226 | 0 | 0 | 0 | 71488.5639 | 1468952.3176 | 0 | 0 | 0 | 0 | 0 | 0 | 0 | 0 | 0 | 67367.5691 | 0 | 0 | 0 | 0 | 71488.5639 | 0 | 0 | 0 | 0 | 0 | 0 | 0 | 0 | 0 | 0 | 0 | 0 | 0 | 0 | 0
2016-09-20 23:00 | 0 | 0 | 0 | 0 | 0 | 227268.1192 | 368336.8808 | 595605 | 0 | 0 | 0 | 71488.5639 | 1468952.3176 | 0 | 0 | 0 | 0 | 0 | 0 | 0 | 0 | 0 | 67367.2996 | 0 | 0 | 0 | 0 | 0 | 0 | 0 | 0 | 0 | 0 | 0 | 0 | 0 | 0 | 0 | 0 | 0 | 0 | 0 | 0
2016-09-21 | 0 | 0 | 0 | 0 | 0 | 329296.5006 | 183605.9355 | 584391 | 0 | 0 | 0 | 0 | 1468952.3176 | 0 | 0 | 0 | 0 | 0 | 0 | 0 | 0 | 0 | 67367.0301 | 0 | 0 | 0 | 0 | -71488.5639 | 0 | 0 | 0 | 0 | 0 | 0 | 0 | 0 | 0 | 0 | 0 | 0 | 0 | 0 | 0
2016-09-21 01:00 | 0 | 0 | 0 | 0 | 0 | 609605.4535 | 21813.1104 | 559930 | 0 | 0 | 0 | 71488.5639 | 1468952.3176 | 0 | 0 | 0 | 0 | 0 | 0 | 0 | 0 | 0 | 67366.7607 | 0 | 0 | 0 | 0 | 71488.5639 | 0 | 0 | 0 | 0 | 0 | 0 | 0 | 0 | 0 | 0 | 0 | 0 | 0 | 0 | 0
2016-09-21 02:00 | 0 | 0 | 0 | 0 | 0 | 597669.5639 | 0 | 526181 | 0 | 0 | 0 | 142977.1278 | 1468952.3176 | 0 | 0 | 0 | 0 | 0 | 0 | 0 | 0 | 0 | 67366.4912 | 0 | 0 | 0 | 0 | 71488.5639 | 0 | 0 | 0 | 0 | 0 | 0 | 0 | 0 | 0 | 0 | 0 | 0 | 0 | 0 | 0
2016-09-21 03:00 | 0 | 0 | 0 | 0 | 0 | 416437.4361 | 0 | 487926 | 0 | 0 | 0 | 71488.5639 | 1468952.3176 | 0 | 0 | 0 | 0 | 0 | 0 | 0 | 0 | 0 | 67366.2217 | 0 | 0 | 0 | 0 | -71488.5639 | 0 | 0 | 0 | 0 | 0 | 0 | 0 | 0 | 0 | 0 | 0 | 0 | 0 | 0 | 0
2016-09-21 04:00 | 0 | 0 | 0 | 0 | 0 | 380514.4361 | 0 | 452003 | 0 | 0 | 0 | 0 | 1468952.3176 | 0 | 0 | 0 | 0 | 0 | 0 | 0 | 0 | 0 | 67365.9523 | 0 | 0 | 0 | 0 | -71488.5639 | 0 | 0 | 0 | 0 | 0 | 0 | 0 | 0 | 0 | 0 | 0 | 0 | 0 | 0 | 0
2016-09-21 05:00 | 0 | 0 | 0 | 0 | 0 | 494886.5639 | 0 | 423398 | 0 | 0 | 0 | 71488.5639 | 1468952.3176 | 0 | 0 | 0 | 0 | 0 | 0 | 0 | 0 | 0 | 67365.6828 | 0 | 0 | 0 | 0 | 71488.5639 | 0 | 0 | 0 | 0 | 0 | 0 | 0 | 0 | 0 | 0 | 0 | 0 | 0 | 0 | 0
2016-09-21 06:00 | 0 | 0 | 0 | 0 | 0 | 331249.4361 | 0 | 402738 | 0 | 0 | 0 | 0 | 1468952.3176 | 0 | 0 | 0 | 0 | 0 | 0 | 0 | 0 | 0 | 67365.4134 | 0 | 0 | 0 | 0 | -71488.5639 | 0 | 0 | 0 | 0 | 0 | 0 | 0 | 0 | 0 | 0 | 0 | 0 | 0 | 0 | 0
2016-09-21 07:00 | 0 | 0 | 0 | 0 | 0 | 389346 | 0 | 389346 | 0 | 0 | 0 | 0 | 1468952.3176 | 0 | 0 | 0 | 0 | 0 | 0 | 0 | 0 | 0 | 67365.1439 | 0 | 0 | 0 | 0 | 0 | 0 | 0 | 0 | 0 | 0 | 0 | 0 | 0 | 0 | 0 | 0 | 0 | 0 | 0 | 0
2016-09-21 08:00 | 0 | 0 | 0 | 0 | 0 | 383965 | 0 | 383965 | 0 | 0 | 0 | 0 | 1468952.3176 | 0 | 0 | 0 | 0 | 0 | 0 | 0 | 0 | 0 | 67364.8744 | 0 | 0 | 0 | 0 | 0 | 0 | 0 | 0 | 0 | 0 | 0 | 0 | 0 | 0 | 0 | 0 | 0 | 0 | 0 | 0
2016-09-21 09:00 | 0 | 0 | 0 | 0 | 0 | 190667.7975 | 0 | 391881 | 0 | 0 | 0 | 71488.5639 | 1196250.5512 | 0 | 0 | 0 | 0 | 0 | 0 | 0 | 0 | 0 | 67364.605 | 0 | 0 | 0 | 0 | 71488.5639 | 0 | 272701.7664 | 0 | 0 | 0 | 0 | 0 | 0 | 0 | 0 | 0 | 0 | 0 | 0 | 0
2016-09-21 10:00 | 0 | 0 | 0 | 0 | 0 | 345123.4361 | 0 | 416612 | 0 | 0 | 0 | 0 | 1196250.5512 | 0 | 0 | 0 | 0 | 0 | 0 | 0 | 0 | 0 | 67364.3355 | 0 | 0 | 0 | 0 | -71488.5639 | 0 | 0 | 0 | 0 | 0 | 0 | 0 | 0 | 0 | 0 | 0 | 0 | 0 | 0 | 0
2016-09-21 11:00 | 0 | 0 | 0 | 0 | 0 | 238624.7975 | 0 | 439838 | 0 | 0 | 0 | 71488.5639 | 923548.7848 | 0 | 0 | 0 | 0 | 0 | 0 | 0 | 0 | 0 | 67364.0661 | 0 | 0 | 0 | 0 | 71488.5639 | 0 | 272701.7664 | 0 | 0 | 0 | 0 | 0 | 0 | 0 | 0 | 0 | 0 | 0 | 0 | 0
2016-09-21 12:00 | 0 | 0 | 0 | 0 | 0 | 383473.4361 | 0 | 454962 | 0 | 0 | 0 | 0 | 923548.7848 | 0 | 0 | 0 | 0 | 0 | 0 | 0 | 0 | 0 | 67363.7966 | 0 | 0 | 0 | 0 | -71488.5639 | 0 | 0 | 0 | 0 | 0 | 0 | 0 | 0 | 0 | 0 | 0 | 0 | 0 | 0 | 0
2016-09-21 13:00 | 0 | 0 | 0 | 0 | 0 | 153915.3127 | 48613.9209 | 475231 | 0 | 0 | 0 | 0 | 650847.0184 | 0 | 0 | 0 | 0 | 0 | 0 | 0 | 0 | 0 | 67363.5271 | 0 | 0 | 0 | 0 | 0 | 0 | 272701.7664 | 0 | 0 | 0 | 0 | 0 | 0 | 0 | 0 | 0 | 0 | 0 | 0 | 0
2016-09-21 14:00 | 0 | 0 | 0 | 0 | 0 | 297884.0197 | 308830.8238 | 497212 | 0 | 0 | 0 | 17649.0948 | 742700.767 | 0 | 0 | 0 | 0 | 0 | 0 | 0 | 0 | 0 | 67363.2577 | 0 | 0 | 0 | 0 | 17649.0948 | 91853.7487 | 0 | 0 | 0 | 0 | 0 | 0 | 0 | 0 | 0 | 0 | 0 | 0 | 0 | 0
2016-09-21 15:00 | 0 | 0 | 0 | 0 | 0 | 0 | 503652.9052 | 521302 | 0 | 0 | 0 | 0 | 742700.767 | 0 | 0 | 0 | 0 | 0 | 0 | 0 | 0 | 0 | 67362.9882 | 0 | 0 | 0 | 0 | -17649.0948 | 0 | 0 | 0 | 0 | 0 | 0 | 0 | 0 | 0 | 0 | 0 | 0 | 0 | 0 | 0
2016-09-21 16:00 | 0 | 0 | 0 | 0 | 0 | 0 | 599521.9395 | 544593 | 0 | 0 | 0 | 54928.9395 | 742700.767 | 0 | 0 | 0 | 0 | 0 | 0 | 0 | 0 | 0 | 67362.7188 | 0 | 0 | 0 | 0 | 54928.9395 | 0 | 0 | 0 | 0 | 0 | 0 | 0 | 0 | 0 | 0 | 0 | 0 | 0 | 0 | 0
2016-09-21 17:00 | 0 | 0 | 0 | 0 | 0 | 0 | 633672.0321 | 566369 | 0 | 0 | 0 | 122231.9715 | 742700.767 | 0 | 0 | 0 | 0 | 0 | 0 | 0 | 0 | 0 | 67362.4493 | 0 | 0 | 0 | 0 | 67303.0321 | 0 | 0 | 0 | 0 | 0 | 0 | 0 | 0 | 0 | 0 | 0 | 0 | 0 | 0 | 0
2016-09-21 18:00 | 0 | 0 | 0 | 0 | 0 | 0 | 632193.0434 | 584246 | 0 | 0 | 0 | 170179.0149 | 742700.767 | 0 | 0 | 0 | 0 | 0 | 0 | 0 | 0 | 0 | 67362.1799 | 0 | 0 | 0 | 0 | 47947.0434 | 0 | 0 | 0 | 0 | 0 | 0 | 0 | 0 | 0 | 0 | 0 | 0 | 0 | 0 | 0
2016-09-21 19:00 | 0 | 0 | 0 | 0 | 0 | 0 | 616444.1862 | 596829 | 0 | 0 | 0 | 189794.2011 | 742700.767 | 0 | 0 | 0 | 0 | 0 | 0 | 0 | 0 | 0 | 67361.9104 | 0 | 0 | 0 | 0 | 19615.1862 | 0 | 0 | 0 | 0 | 0 | 0 | 0 | 0 | 0 | 0 | 0 | 0 | 0 | 0 | 0
2016-09-21 20:00 | 0 | 0 | 0 | 0 | 0 | 0 | 608197.6665 | 604822 | 0 | 0 | 0 | 193169.8676 | 742700.767 | 0 | 0 | 0 | 0 | 0 | 0 | 0 | 0 | 0 | 67361.641 | 0 | 0 | 0 | 0 | 3375.6665 | 0 | 0 | 0 | 0 | 0 | 0 | 0 | 0 | 0 | 0 | 0 | 0 | 0 | 0 | 0
2016-09-21 21:00 | 0 | 0 | 0 | 0 | 0 | 0 | 583725.3906 | 605721 | 0 | 0 | 0 | 203470.6336 | 710404.3917 | 0 | 0 | 0 | 0 | 0 | 0 | 0 | 0 | 0 | 67361.3715 | 0 | 0 | 0 | 0 | 10300.766 | 0 | 32296.3753 | 0 | 0 | 0 | 0 | 0 | 0 | 0 | 0 | 0 | 0 | 0 | 0 | 0
2016-09-21 22:00 | 0 | 0 | 0 | 0 | 0 | 0 | 534078.7229 | 596355 | 0 | 0 | 0 | 131982.0697 | 719616.6785 | 0 | 0 | 0 | 0 | 0 | 0 | 0 | 0 | 0 | 67361.1021 | 0 | 0 | 0 | 0 | -71488.5639 | 9212.2868 | 0 | 0 | 0 | 0 | 0 | 0 | 0 | 0 | 0 | 0 | 0 | 0 | 0 | 0
2016-09-21 23:00 | 0 | 0 | 0 | 0 | 0 | 233926.6181 | 422546.9458 | 584985 | 0 | 0 | 0 | 203470.6336 | 719616.6785 | 0 | 0 | 0 | 0 | 0 | 0 | 0 | 0 | 0 | 67360.8327 | 0 | 0 | 0 | 0 | 71488.5639 | 0 | 0 | 0 | 0 | 0 | 0 | 0 | 0 | 0 | 0 | 0 | 0 | 0 | 0 | 0
2016-09-22 | 0 | 0 | 0 | 0 | 0 | 340574.4004 | 232879.5996 | 573454 | 0 | 0 | 0 | 203470.6336 | 719616.6785 | 0 | 0 | 0 | 0 | 0 | 0 | 0 | 0 | 0 | 67360.5632 | 0 | 0 | 0 | 0 | 0 | 0 | 0 | 0 | 0 | 0 | 0 | 0 | 0 | 0 | 0 | 0 | 0 | 0 | 0 | 0
2016-09-22 01:00 | 0 | 0 | 0 | 0 | 0 | 617100.2847 | 19151.0184 | 548664 | 0 | 0 | 0 | 131982.0697 | 878692.5454 | 0 | 0 | 0 | 0 | 0 | 0 | 0 | 0 | 0 | 67360.2938 | 0 | 0 | 0 | 0 | -71488.5639 | 159075.8669 | 0 | 0 | 0 | 0 | 0 | 0 | 0 | 0 | 0 | 0 | 0 | 0 | 0 | 0
2016-09-22 02:00 | 0 | 0 | 0 | 0 | 0 | 444885.4361 | 0 | 516374 | 0 | 0 | 0 | 60493.5058 | 878692.5454 | 0 | 0 | 0 | 0 | 0 | 0 | 0 | 0 | 0 | 67360.0243 | 0 | 0 | 0 | 0 | -71488.5639 | 0 | 0 | 0 | 0 | 0 | 0 | 0 | 0 | 0 | 0 | 0 | 0 | 0 | 0 | 0
2016-09-22 03:00 | 0 | 0 | 0 | 0 | 0 | 418798.4942 | 0 | 479292 | 0 | 0 | 0 | 0 | 878692.5454 | 0 | 0 | 0 | 0 | 0 | 0 | 0 | 0 | 0 | 67359.7549 | 0 | 0 | 0 | 0 | -60493.5058 | 0 | 0 | 0 | 0 | 0 | 0 | 0 | 0 | 0 | 0 | 0 | 0 | 0 | 0 | 0
2016-09-22 04:00 | 0 | 0 | 0 | 0 | 0 | 514790.5639 | 0 | 443302 | 0 | 0 | 0 | 71488.5639 | 878692.5454 | 0 | 0 | 0 | 0 | 0 | 0 | 0 | 0 | 0 | 67359.4854 | 0 | 0 | 0 | 0 | 71488.5639 | 0 | 0 | 0 | 0 | 0 | 0 | 0 | 0 | 0 | 0 | 0 | 0 | 0 | 0 | 0
2016-09-22 05:00 | 0 | 0 | 0 | 0 | 0 | 343699.4361 | 0 | 415188 | 0 | 0 | 0 | 0 | 878692.5454 | 0 | 0 | 0 | 0 | 0 | 0 | 0 | 0 | 0 | 67359.216 | 0 | 0 | 0 | 0 | -71488.5639 | 0 | 0 | 0 | 0 | 0 | 0 | 0 | 0 | 0 | 0 | 0 | 0 | 0 | 0 | 0
2016-09-22 06:00 | 0 | 0 | 0 | 0 | 0 | 395166 | 0 | 395166 | 0 | 0 | 0 | 0 | 878692.5454 | 0 | 0 | 0 | 0 | 0 | 0 | 0 | 0 | 0 | 67358.9466 | 0 | 0 | 0 | 0 | 0 | 0 | 0 | 0 | 0 | 0 | 0 | 0 | 0 | 0 | 0 | 0 | 0 | 0 | 0 | 0
2016-09-22 07:00 | 0 | 0 | 0 | 0 | 0 | 109609.2336 | 0 | 382311 | 0 | 0 | 0 | 0 | 605990.779 | 0 | 0 | 0 | 0 | 0 | 0 | 0 | 0 | 0 | 67358.6771 | 0 | 0 | 0 | 0 | 0 | 0 | 272701.7664 | 0 | 0 | 0 | 0 | 0 | 0 | 0 | 0 | 0 | 0 | 0 | 0 | 0
2016-09-22 08:00 | 0 | 0 | 0 | 0 | 0 | 377551 | 0 | 377551 | 0 | 0 | 0 | 0 | 605990.779 | 0 | 0 | 0 | 0 | 0 | 0 | 0 | 0 | 0 | 67358.4077 | 0 | 0 | 0 | 0 | 0 | 0 | 0 | 0 | 0 | 0 | 0 | 0 | 0 | 0 | 0 | 0 | 0 | 0 | 0 | 0
2016-09-22 09:00 | 0 | 0 | 0 | 0 | 0 | 385422 | 0 | 385422 | 0 | 0 | 0 | 0 | 605990.779 | 0 | 0 | 0 | 0 | 0 | 0 | 0 | 0 | 0 | 67358.1383 | 0 | 0 | 0 | 0 | 0 | 0 | 0 | 0 | 0 | 0 | 0 | 0 | 0 | 0 | 0 | 0 | 0 | 0 | 0 | 0
2016-09-22 10:00 | 0 | 0 | 0 | 0 | 0 | 209066.7975 | 0 | 410280 | 0 | 0 | 0 | 71488.5639 | 333289.0126 | 0 | 0 | 0 | 0 | 0 | 0 | 0 | 0 | 0 | 67357.8688 | 0 | 0 | 0 | 0 | 71488.5639 | 0 | 272701.7664 | 0 | 0 | 0 | 0 | 0 | 0 | 0 | 0 | 0 | 0 | 0 | 0 | 0
2016-09-22 11:00 | 0 | 0 | 0 | 0 | 0 | 361928.4361 | 0 | 433417 | 0 | 0 | 0 | 0 | 333289.0126 | 0 | 0 | 0 | 0 | 0 | 0 | 0 | 0 | 0 | 67357.5994 | 0 | 0 | 0 | 0 | -71488.5639 | 0 | 0 | 0 | 0 | 0 | 0 | 0 | 0 | 0 | 0 | 0 | 0 | 0 | 0 | 0
2016-09-22 12:00 | 0 | 0 | 0 | 0 | 0 | 248363.7975 | 0 | 449577 | 0 | 0 | 0 | 71488.5639 | 60587.2461 | 0 | 0 | 0 | 0 | 0 | 0 | 0 | 0 | 0 | 67357.33 | 0 | 0 | 0 | 0 | 71488.5639 | 0 | 272701.7664 | 0 | 0 | 0 | 0 | 0 | 0 | 0 | 0 | 0 | 0 | 0 | 0 | 0
2016-09-22 13:00 | 0 | 0 | 0 | 0 | 0 | 263872.4495 | 73555.7404 | 469504 | 0 | 0 | 0 | 0 | 0 | 0 | 0 | 0 | 0 | 0 | 0 | 0 | 0 | 0 | 67357.0605 | 0 | 0 | 0 | 0 | -71488.5639 | 0 | 60587.2461 | 0 | 0 | 0 | 0 | 0 | 0 | 0 | 0 | 0 | 0 | 0 | 0 | 0
2016-09-22 14:00 | 0 | 0 | 0 | 0 | 0 | 95823.0127 | 396939.9873 | 492763 | 0 | 0 | 0 | 0 | 0 | 0 | 0 | 0 | 0 | 0 | 0 | 0 | 0 | 0 | 67356.7911 | 0 | 0 | 0 | 0 | 0 | 0 | 0 | 0 | 0 | 0 | 0 | 0 | 0 | 0 | 0 | 0 | 0 | 0 | 0 | 0
2016-09-22 15:00 | 0 | 0 | 0 | 0 | 0 | 0 | 641858.3129 | 517230 | 0 | 0 | 0 | 0 | 124628.3129 | 0 | 0 | 0 | 0 | 0 | 0 | 0 | 0 | 0 | 67356.5217 | 0 | 0 | 0 | 0 | 0 | 124628.3129 | 0 | 0 | 0 | 0 | 0 | 0 | 0 | 0 | 0 | 0 | 0 | 0 | 0 | 0
2016-09-22 16:00 | 0 | 0 | 0 | 0 | 0 | 0 | 708638.7804 | 540813 | 0 | 0 | 0 | 71488.5639 | 220965.5294 | 0 | 0 | 0 | 0 | 0 | 0 | 0 | 0 | 0 | 67356.2523 | 0 | 0 | 0 | 0 | 71488.5639 | 96337.2165 | 0 | 0 | 0 | 0 | 0 | 0 | 0 | 0 | 0 | 0 | 0 | 0 | 0 | 0
2016-09-22 17:00 | 0 | 0 | 0 | 0 | 0 | 0 | 716216.37 | 562153 | 0 | 0 | 0 | 142977.1278 | 303540.3356 | 0 | 0 | 0 | 0 | 0 | 0 | 0 | 0 | 0 | 67355.9828 | 0 | 0 | 0 | 0 | 71488.5639 | 82574.8062 | 0 | 0 | 0 | 0 | 0 | 0 | 0 | 0 | 0 | 0 | 0 | 0 | 0 | 0
2016-09-22 18:00 | 0 | 0 | 0 | 0 | 0 | 0 | 709086.6373 | 578833 | 0 | 0 | 0 | 98439.259 | 478331.8416 | 0 | 0 | 0 | 0 | 0 | 0 | 0 | 0 | 0 | 67355.7134 | 0 | 0 | 0 | 0 | -44537.8688 | 174791.506 | 0 | 0 | 0 | 0 | 0 | 0 | 0 | 0 | 0 | 0 | 0 | 0 | 0 | 0
2016-09-22 19:00 | 0 | 0 | 0 | 0 | 0 | 0 | 699528.0482 | 591220 | 0 | 0 | 0 | 134691.0741 | 550388.0747 | 0 | 0 | 0 | 0 | 0 | 0 | 0 | 0 | 0 | 67355.444 | 0 | 0 | 0 | 0 | 36251.8151 | 72056.2331 | 0 | 0 | 0 | 0 | 0 | 0 | 0 | 0 | 0 | 0 | 0 | 0 | 0 | 0
2016-09-22 20:00 | 0 | 0 | 0 | 0 | 0 | 0 | 698480.974 | 599241 | 0 | 0 | 0 | 63202.5102 | 721116.6126 | 0 | 0 | 0 | 0 | 0 | 0 | 0 | 0 | 0 | 67355.1746 | 0 | 0 | 0 | 0 | -71488.5639 | 170728.5379 | 0 | 0 | 0 | 0 | 0 | 0 | 0 | 0 | 0 | 0 | 0 | 0 | 0 | 0
2016-09-22 21:00 | 0 | 0 | 0 | 0 | 0 | 0 | 688656.4206 | 599315 | 0 | 0 | 0 | 134691.0741 | 738969.4693 | 0 | 0 | 0 | 0 | 0 | 0 | 0 | 0 | 0 | 67354.9051 | 0 | 0 | 0 | 0 | 71488.5639 | 17852.8567 | 0 | 0 | 0 | 0 | 0 | 0 | 0 | 0 | 0 | 0 | 0 | 0 | 0 | 0
2016-09-22 22:00 | 0 | 0 | 0 | 0 | 0 | 0 | 655472.5594 | 586693 | 0 | 0 | 0 | 203470.6336 | 738969.4693 | 0 | 0 | 0 | 0 | 0 | 0 | 0 | 0 | 0 | 67354.6357 | 0 | 0 | 0 | 0 | 68779.5594 | 0 | 0 | 0 | 0 | 0 | 0 | 0 | 0 | 0 | 0 | 0 | 0 | 0 | 0 | 0
2016-09-22 23:00 | 0 | 0 | 0 | 0 | 0 | 0 | 539184.6056 | 574124 | 0 | 0 | 0 | 168531.2391 | 738969.4693 | 0 | 0 | 0 | 0 | 0 | 0 | 0 | 0 | 0 | 67354.3663 | 0 | 0 | 0 | 0 | -34939.3944 | 0 | 0 | 0 | 0 | 0 | 0 | 0 | 0 | 0 | 0 | 0 | 0 | 0 | 0 | 0
2016-09-23 | 0 | 0 | 0 | 0 | 0 | 225661.4378 | 266324.9983 | 563475 | 0 | 0 | 0 | 97042.6753 | 738969.4693 | 0 | 0 | 0 | 0 | 0 | 0 | 0 | 0 | 0 | 67354.0969 | 0 | 0 | 0 | 0 | -71488.5639 | 0 | 0 | 0 | 0 | 0 | 0 | 0 | 0 | 0 | 0 | 0 | 0 | 0 | 0 | 0
2016-09-23 01:00 | 0 | 0 | 0 | 0 | 0 | 556483.3119 | 19445.0825 | 540989 | 0 | 0 | 0 | 131982.0697 | 738969.4693 | 0 | 0 | 0 | 0 | 0 | 0 | 0 | 0 | 0 | 67353.8275 | 0 | 0 | 0 | 0 | 34939.3944 | 0 | 0 | 0 | 0 | 0 | 0 | 0 | 0 | 0 | 0 | 0 | 0 | 0 | 0 | 0
2016-09-23 02:00 | 0 | 0 | 0 | 0 | 0 | 309377.7975 | 0 | 510591 | 0 | 0 | 0 | 203470.6336 | 466267.7029 | 0 | 0 | 0 | 0 | 0 | 0 | 0 | 0 | 0 | 67353.5581 | 0 | 0 | 0 | 0 | 71488.5639 | 0 | 272701.7664 | 0 | 0 | 0 | 0 | 0 | 0 | 0 | 0 | 0 | 0 | 0 | 0 | 0
2016-09-23 03:00 | 0 | 0 | 0 | 0 | 0 | 474484 | 0 | 474484 | 0 | 0 | 0 | 203470.6336 | 466267.7029 | 0 | 0 | 0 | 0 | 0 | 0 | 0 | 0 | 0 | 67353.2886 | 0 | 0 | 0 | 0 | 0 | 0 | 0 | 0 | 0 | 0 | 0 | 0 | 0 | 0 | 0 | 0 | 0 | 0 | 0 | 0
2016-09-23 04:00 | 0 | 0 | 0 | 0 | 0 | 440499 | 0 | 440499 | 0 | 0 | 0 | 203470.6336 | 466267.7029 | 0 | 0 | 0 | 0 | 0 | 0 | 0 | 0 | 0 | 67353.0192 | 0 | 0 | 0 | 0 | 0 | 0 | 0 | 0 | 0 | 0 | 0 | 0 | 0 | 0 | 0 | 0 | 0 | 0 | 0 | 0
2016-09-23 05:00 | 0 | 0 | 0 | 0 | 0 | 351204.4942 | 0 | 411698 | 0 | 0 | 0 | 142977.1278 | 466267.7029 | 0 | 0 | 0 | 0 | 0 | 0 | 0 | 0 | 0 | 67352.7498 | 0 | 0 | 0 | 0 | -60493.5058 | 0 | 0 | 0 | 0 | 0 | 0 | 0 | 0 | 0 | 0 | 0 | 0 | 0 | 0 | 0
2016-09-23 06:00 | 0 | 0 | 0 | 0 | 0 | 320760.4361 | 0 | 392249 | 0 | 0 | 0 | 71488.5639 | 466267.7029 | 0 | 0 | 0 | 0 | 0 | 0 | 0 | 0 | 0 | 67352.4804 | 0 | 0 | 0 | 0 | -71488.5639 | 0 | 0 | 0 | 0 | 0 | 0 | 0 | 0 | 0 | 0 | 0 | 0 | 0 | 0 | 0
2016-09-23 07:00 | 0 | 0 | 0 | 0 | 0 | 308885.4361 | 0 | 380374 | 0 | 0 | 0 | 0 | 466267.7029 | 0 | 0 | 0 | 0 | 0 | 0 | 0 | 0 | 0 | 67352.211 | 0 | 0 | 0 | 0 | -71488.5639 | 0 | 0 | 0 | 0 | 0 | 0 | 0 | 0 | 0 | 0 | 0 | 0 | 0 | 0 | 0
2016-09-23 08:00 | 0 | 0 | 0 | 0 | 0 | 376076 | 0 | 376076 | 0 | 0 | 0 | 0 | 466267.7029 | 0 | 0 | 0 | 0 | 0 | 0 | 0 | 0 | 0 | 67351.9416 | 0 | 0 | 0 | 0 | 0 | 0 | 0 | 0 | 0 | 0 | 0 | 0 | 0 | 0 | 0 | 0 | 0 | 0 | 0 | 0
2016-09-23 09:00 | 0 | 0 | 0 | 0 | 0 | 382748 | 0 | 382748 | 0 | 0 | 0 | 0 | 466267.7029 | 0 | 0 | 0 | 0 | 0 | 0 | 0 | 0 | 0 | 67351.6722 | 0 | 0 | 0 | 0 | 0 | 0 | 0 | 0 | 0 | 0 | 0 | 0 | 0 | 0 | 0 | 0 | 0 | 0 | 0 | 0
2016-09-23 10:00 | 0 | 0 | 0 | 0 | 0 | 204955.7975 | 0 | 406169 | 0 | 0 | 0 | 71488.5639 | 193565.9365 | 0 | 0 | 0 | 0 | 0 | 0 | 0 | 0 | 0 | 67351.4028 | 0 | 0 | 0 | 0 | 71488.5639 | 0 | 272701.7664 | 0 | 0 | 0 | 0 | 0 | 0 | 0 | 0 | 0 | 0 | 0 | 0 | 0
2016-09-23 11:00 | 0 | 0 | 0 | 0 | 0 | 287449.3468 | 0 | 429086 | 0 | 0 | 0 | 0 | 123417.8472 | 0 | 0 | 0 | 0 | 0 | 0 | 0 | 0 | 0 | 67351.1334 | 0 | 0 | 0 | 0 | -71488.5639 | 0 | 70148.0893 | 0 | 0 | 0 | 0 | 0 | 0 | 0 | 0 | 0 | 0 | 0 | 0 | 0
2016-09-23 12:00 | 0 | 0 | 0 | 0 | 0 | 419210.3035 | 0 | 445632 | 0 | 0 | 0 | 71488.5639 | 25507.5868 | 0 | 0 | 0 | 0 | 0 | 0 | 0 | 0 | 0 | 67350.864 | 0 | 0 | 0 | 0 | 71488.5639 | 174791.506 | 272701.7664 | 0 | 0 | 0 | 0 | 0 | 0 | 0 | 0 | 0 | 0 | 0 | 0 | 0
2016-09-23 13:00 | 0 | 0 | 0 | 0 | 0 | 354305.387 | 70922.9059 | 468144 | 0 | 0 | 0 | 28572.8568 | 25507.5868 | 0 | 0 | 0 | 0 | 0 | 0 | 0 | 0 | 0 | 67350.5946 | 0 | 0 | 0 | 0 | -42915.7071 | 0 | 0 | 0 | 0 | 0 | 0 | 0 | 0 | 0 | 0 | 0 | 0 | 0 | 0 | 0
2016-09-23 14:00 | 0 | 0 | 0 | 0 | 0 | 0 | 437343.5564 | 491424 | 0 | 0 | 0 | 0 | 0 | 0 | 0 | 0 | 0 | 0 | 0 | 0 | 0 | 0 | 67350.3252 | 0 | 0 | 0 | 0 | -28572.8568 | 0 | 25507.5868 | 0 | 0 | 0 | 0 | 0 | 0 | 0 | 0 | 0 | 0 | 0 | 0 | 0
2016-09-23 15:00 | 0 | 0 | 0 | 0 | 0 | 0 | 668850.7401 | 515169 | 0 | 0 | 0 | 0 | 153681.7401 | 0 | 0 | 0 | 0 | 0 | 0 | 0 | 0 | 0 | 67350.0558 | 0 | 0 | 0 | 0 | 0 | 153681.7401 | 0 | 0 | 0 | 0 | 0 | 0 | 0 | 0 | 0 | 0 | 0 | 0 | 0 | 0
2016-09-23 16:00 | 0 | 0 | 0 | 0 | 0 | 0 | 756044.5713 | 536671 | 0 | 0 | 0 | 71488.5639 | 301566.7475 | 0 | 0 | 0 | 0 | 0 | 0 | 0 | 0 | 0 | 67349.7864 | 0 | 0 | 0 | 0 | 71488.5639 | 147885.0074 | 0 | 0 | 0 | 0 | 0 | 0 | 0 | 0 | 0 | 0 | 0 | 0 | 0 | 0
2016-09-23 17:00 | 0 | 0 | 0 | 0 | 0 | 0 | 757607.9107 | 556404 | 0 | 0 | 0 | 97900.9686 | 476358.2535 | 0 | 0 | 0 | 0 | 0 | 0 | 0 | 0 | 0 | 67349.517 | 0 | 0 | 0 | 0 | 26412.4047 | 174791.506 | 0 | 0 | 0 | 0 | 0 | 0 | 0 | 0 | 0 | 0 | 0 | 0 | 0 | 0
2016-09-23 18:00 | 0 | 0 | 0 | 0 | 0 | 0 | 747276.4962 | 571875 | 0 | 0 | 0 | 169389.5324 | 580271.1858 | 0 | 0 | 0 | 0 | 0 | 0 | 0 | 0 | 0 | 67349.2476 | 0 | 0 | 0 | 0 | 71488.5639 | 103912.9323 | 0 | 0 | 0 | 0 | 0 | 0 | 0 | 0 | 0 | 0 | 0 | 0 | 0 | 0
2016-09-23 19:00 | 0 | 0 | 0 | 0 | 0 | 0 | 739941.6255 | 582063 | 0 | 0 | 0 | 203470.6336 | 704068.7102 | 0 | 0 | 0 | 0 | 0 | 0 | 0 | 0 | 0 | 67348.9782 | 0 | 0 | 0 | 0 | 34081.1011 | 123797.5244 | 0 | 0 | 0 | 0 | 0 | 0 | 0 | 0 | 0 | 0 | 0 | 0 | 0 | 0
2016-09-23 20:00 | 0 | 0 | 0 | 0 | 0 | 0 | 745684.9975 | 588232 | 0 | 0 | 0 | 203470.6336 | 861521.7078 | 0 | 0 | 0 | 0 | 0 | 0 | 0 | 0 | 0 | 67348.7088 | 0 | 0 | 0 | 0 | 0 | 157452.9975 | 0 | 0 | 0 | 0 | 0 | 0 | 0 | 0 | 0 | 0 | 0 | 0 | 0 | 0
2016-09-23 21:00 | 0 | 0 | 0 | 0 | 0 | 0 | 745702.5047 | 586369 | 0 | 0 | 0 | 188012.6322 | 1036313.2138 | 0 | 0 | 0 | 0 | 0 | 0 | 0 | 0 | 0 | 67348.4394 | 0 | 0 | 0 | 0 | -15458.0014 | 174791.506 | 0 | 0 | 0 | 0 | 0 | 0 | 0 | 0 | 0 | 0 | 0 | 0 | 0 | 0
2016-09-23 22:00 | 0 | 0 | 0 | 0 | 0 | 0 | 706275.856 | 572867 | 0 | 0 | 0 | 203470.6336 | 1154264.0685 | 0 | 0 | 0 | 0 | 0 | 0 | 0 | 0 | 0 | 67348.17 | 0 | 0 | 0 | 0 | 15458.0014 | 117950.8547 | 0 | 0 | 0 | 0 | 0 | 0 | 0 | 0 | 0 | 0 | 0 | 0 | 0 | 0
2016-09-23 23:00 | 0 | 0 | 0 | 0 | 0 | 0 | 567173.8117 | 556402 | 0 | 0 | 0 | 203470.6336 | 1165035.8802 | 0 | 0 | 0 | 0 | 0 | 0 | 0 | 0 | 0 | 67347.9006 | 0 | 0 | 0 | 0 | 0 | 10771.8117 | 0 | 0 | 0 | 0 | 0 | 0 | 0 | 0 | 0 | 0 | 0 | 0 | 0 | 0
2016-09-24 | 0 | 0 | 0 | 0 | 0 | 190069.5865 | 280202.8496 | 541761 | 0 | 0 | 0 | 131982.0697 | 1165035.8802 | 0 | 0 | 0 | 0 | 0 | 0 | 0 | 0 | 0 | 67347.6312 | 0 | 0 | 0 | 0 | -71488.5639 | 0 | 0 | 0 | 0 | 0 | 0 | 0 | 0 | 0 | 0 | 0 | 0 | 0 | 0 | 0
2016-09-24 01:00 | 0 | 0 | 0 | 0 | 0 | 516665.1765 | 14819.8816 | 520490 | 0 | 0 | 0 | 142977.1278 | 1165035.8802 | 0 | 0 | 0 | 0 | 0 | 0 | 0 | 0 | 0 | 67347.3618 | 0 | 0 | 0 | 0 | 10995.0581 | 0 | 0 | 0 | 0 | 0 | 0 | 0 | 0 | 0 | 0 | 0 | 0 | 0 | 0 | 0
2016-09-24 02:00 | 0 | 0 | 0 | 0 | 0 | 424377.4361 | 0 | 495866 | 0 | 0 | 0 | 71488.5639 | 1165035.8802 | 0 | 0 | 0 | 0 | 0 | 0 | 0 | 0 | 0 | 67347.0924 | 0 | 0 | 0 | 0 | -71488.5639 | 0 | 0 | 0 | 0 | 0 | 0 | 0 | 0 | 0 | 0 | 0 | 0 | 0 | 0 | 0
2016-09-24 03:00 | 0 | 0 | 0 | 0 | 0 | 394114.4361 | 0 | 465603 | 0 | 0 | 0 | 0 | 1165035.8802 | 0 | 0 | 0 | 0 | 0 | 0 | 0 | 0 | 0 | 67346.823 | 0 | 0 | 0 | 0 | -71488.5639 | 0 | 0 | 0 | 0 | 0 | 0 | 0 | 0 | 0 | 0 | 0 | 0 | 0 | 0 | 0
2016-09-24 04:00 | 0 | 0 | 0 | 0 | 0 | 507325.5639 | 0 | 435837 | 0 | 0 | 0 | 71488.5639 | 1165035.8802 | 0 | 0 | 0 | 0 | 0 | 0 | 0 | 0 | 0 | 67346.5536 | 0 | 0 | 0 | 0 | 71488.5639 | 0 | 0 | 0 | 0 | 0 | 0 | 0 | 0 | 0 | 0 | 0 | 0 | 0 | 0 | 0
2016-09-24 05:00 | 0 | 0 | 0 | 0 | 0 | 339288.4361 | 0 | 410777 | 0 | 0 | 0 | 0 | 1165035.8802 | 0 | 0 | 0 | 0 | 0 | 0 | 0 | 0 | 0 | 67346.2843 | 0 | 0 | 0 | 0 | -71488.5639 | 0 | 0 | 0 | 0 | 0 | 0 | 0 | 0 | 0 | 0 | 0 | 0 | 0 | 0 | 0
2016-09-24 06:00 | 0 | 0 | 0 | 0 | 0 | 119455.4007 | 0 | 390880 | 0 | 0 | 0 | 0 | 892334.1137 | 0 | 0 | 0 | 0 | 0 | 0 | 0 | 0 | 0 | 68367.7485 | 0 | 0 | 0 | 0 | 0 | 0 | 272701.7664 | 0 | 0 | 0 | 0 | 0 | 0 | 0 | 0 | 0 | 0 | 1277.1671 | 0 | 0
2016-09-24 07:00 | 0 | 0 | 0 | 0 | 0 | 449823.2775 | 0 | 376962 | 0 | 0 | 0 | 71488.5639 | 892334.1137 | 0 | 0 | 0 | 0 | 0 | 0 | 0 | 0 | 0 | 69465.6459 | 0 | 0 | 0 | 0 | 71488.5639 | 0 | 0 | 0 | 0 | 0 | 0 | 0 | 0 | 0 | 0 | 0 | 0 | 1372.7136 | 0 | 0
2016-09-24 08:00 | 0 | 0 | 0 | 0 | 0 | 298838.1497 | 0 | 368954 | 0 | 0 | 0 | 0 | 892334.1137 | 0 | 0 | 0 | 0 | 0 | 0 | 0 | 0 | 0 | 70563.5389 | 0 | 0 | 0 | 0 | -71488.5639 | 0 | 0 | 0 | 0 | 0 | 0 | 0 | 0 | 0 | 0 | 0 | 0 | 1372.7136 | 0 | 0
2016-09-24 09:00 | 0 | 0 | 0 | 0 | 0 | 440111.2775 | 0 | 367250 | 0 | 0 | 0 | 71488.5639 | 892334.1137 | 0 | 0 | 0 | 0 | 0 | 0 | 0 | 0 | 0 | 71661.4276 | 0 | 0 | 0 | 0 | 71488.5639 | 0 | 0 | 0 | 0 | 0 | 0 | 0 | 0 | 0 | 0 | 0 | 0 | 1372.7136 | 0 | 0
2016-09-24 10:00 | 0 | 0 | 0 | 0 | 0 | 302357.1497 | 0 | 372473 | 0 | 0 | 0 | 0 | 892334.1137 | 0 | 0 | 0 | 0 | 0 | 0 | 0 | 0 | 0 | 72759.3118 | 0 | 0 | 0 | 0 | -71488.5639 | 0 | 0 | 0 | 0 | 0 | 0 | 0 | 0 | 0 | 0 | 0 | 0 | 1372.7136 | 0 | 0
2016-09-24 11:00 | 0 | 0 | 0 | 0 | 0 | 109407.9472 | 0 | 380737 | 0 | 0 | 0 | 0 | 619632.3473 | 0 | 0 | 0 | 0 | 0 | 0 | 0 | 0 | 0 | 73857.1916 | 0 | 0 | 0 | 0 | 0 | 0 | 272701.7664 | 0 | 0 | 0 | 0 | 0 | 0 | 0 | 0 | 0 | 0 | 1372.7136 | 0 | 0
2016-09-24 12:00 | 0 | 0 | 0 | 0 | 0 | 397480.7136 | 0 | 396108 | 0 | 0 | 0 | 0 | 619632.3473 | 0 | 0 | 0 | 0 | 0 | 0 | 0 | 0 | 0 | 74955.067 | 0 | 0 | 0 | 0 | 0 | 0 | 0 | 0 | 0 | 0 | 0 | 0 | 0 | 0 | 0 | 0 | 0 | 1372.7136 | 0 | 0
2016-09-24 13:00 | 0 | 0 | 0 | 0 | 0 | 132956.0131 | 49264.91 | 419312 | 0 | 0 | 0 | 0 | 381168.5568 | 0 | 0 | 0 | 0 | 0 | 0 | 0 | 0 | 0 | 76052.9381 | 0 | 0 | 0 | 0 | 0 | 0 | 238463.7905 | 0 | 0 | 0 | 0 | 0 | 0 | 0 | 0 | 0 | 0 | 1372.7136 | 0 | 0
2016-09-24 14:00 | 0 | 0 | 0 | 0 | 0 | 0 | 422693.4242 | 445085 | 0 | 0 | 0 | 0 | 357404.2674 | 0 | 0 | 0 | 0 | 0 | 0 | 0 | 0 | 0 | 77150.8047 | 0 | 0 | 0 | 0 | 0 | 0 | 23764.2894 | 0 | 0 | 0 | 0 | 0 | 0 | 0 | 0 | 0 | 0 | 1372.7136 | 0 | 0
2016-09-24 15:00 | 0 | 0 | 0 | 0 | 0 | 0 | 655256.4227 | 469931 | 0 | 0 | 0 | 9161.2031 | 532195.7734 | 0 | 0 | 0 | 0 | 0 | 0 | 0 | 0 | 0 | 78248.667 | 0 | 0 | 0 | 0 | 9161.2031 | 174791.506 | 0 | 0 | 0 | 0 | 0 | 0 | 0 | 0 | 0 | 0 | 0 | 1372.7136 | 0 | 0
2016-09-24 16:00 | 0 | 0 | 0 | 0 | 0 | 0 | 738525.7835 | 490873 | 0 | 0 | 0 | 80649.767 | 706987.2795 | 0 | 0 | 0 | 0 | 0 | 0 | 0 | 0 | 0 | 79346.5249 | 0 | 0 | 0 | 0 | 71488.5639 | 174791.506 | 0 | 0 | 0 | 0 | 0 | 0 | 0 | 0 | 0 | 0 | 0 | 1372.7136 | 0 | 0
2016-09-24 17:00 | 0 | 0 | 0 | 0 | 0 | 0 | 754619.7835 | 506967 | 0 | 0 | 0 | 152138.3309 | 881778.7855 | 0 | 0 | 0 | 0 | 0 | 0 | 0 | 0 | 0 | 80444.3784 | 0 | 0 | 0 | 0 | 71488.5639 | 174791.506 | 0 | 0 | 0 | 0 | 0 | 0 | 0 | 0 | 0 | 0 | 0 | 1372.7136 | 0 | 0
2016-09-24 18:00 | 0 | 0 | 0 | 0 | 0 | 0 | 745523.5223 | 518027 | 0 | 0 | 0 | 203470.6336 | 1056570.2915 | 0 | 0 | 0 | 0 | 0 | 0 | 0 | 0 | 0 | 81542.2274 | 0 | 0 | 0 | 0 | 51332.3027 | 174791.506 | 0 | 0 | 0 | 0 | 0 | 0 | 0 | 0 | 0 | 0 | 0 | 1372.7136 | 0 | 0
2016-09-24 19:00 | 0 | 0 | 0 | 0 | 0 | 0 | 702315.2196 | 526151 | 0 | 0 | 0 | 203470.6336 | 1231361.7976 | 0 | 0 | 0 | 0 | 0 | 0 | 0 | 0 | 0 | 82640.0721 | 0 | 0 | 0 | 0 | 0 | 174791.506 | 0 | 0 | 0 | 0 | 0 | 0 | 0 | 0 | 0 | 0 | 0 | 1372.7136 | 0 | 0
2016-09-24 20:00 | 0 | 0 | 0 | 0 | 0 | 0 | 707734.2196 | 531570 | 0 | 0 | 0 | 203470.6336 | 1406153.3036 | 0 | 0 | 0 | 0 | 0 | 0 | 0 | 0 | 0 | 83737.9125 | 0 | 0 | 0 | 0 | 0 | 174791.506 | 0 | 0 | 0 | 0 | 0 | 0 | 0 | 0 | 0 | 0 | 0 | 1372.7136 | 0 | 0
2016-09-24 21:00 | 0 | 0 | 0 | 0 | 0 | 0 | 707677.2196 | 531513 | 0 | 0 | 0 | 203470.6336 | 1580944.8097 | 0 | 0 | 0 | 0 | 0 | 0 | 0 | 0 | 0 | 84835.7484 | 0 | 0 | 0 | 0 | 0 | 174791.506 | 0 | 0 | 0 | 0 | 0 | 0 | 0 | 0 | 0 | 0 | 0 | 1372.7136 | 0 | 0
2016-09-24 22:00 | 0 | 0 | 0 | 0 | 0 | 0 | 700411.2196 | 524247 | 0 | 0 | 0 | 203470.6336 | 1755736.3157 | 0 | 0 | 0 | 0 | 0 | 0 | 0 | 0 | 0 | 85933.5799 | 0 | 0 | 0 | 0 | 0 | 174791.506 | 0 | 0 | 0 | 0 | 0 | 0 | 0 | 0 | 0 | 0 | 0 | 1372.7136 | 0 | 0
2016-09-24 23:00 | 0 | 0 | 0 | 0 | 0 | 0 | 601888.1237 | 514988 | 0 | 0 | 0 | 203470.6336 | 1841263.7258 | 0 | 0 | 0 | 0 | 0 | 0 | 0 | 0 | 0 | 87031.407 | 0 | 0 | 0 | 0 | 0 | 85527.4101 | 0 | 0 | 0 | 0 | 0 | 0 | 0 | 0 | 0 | 0 | 0 | 1372.7136 | 0 | 0
2016-09-25 | 0 | 0 | 0 | 0 | 0 | 0 | 303348.5863 | 507029 | 0 | 0 | 0 | 203470.6336 | 1636210.5985 | 0 | 0 | 0 | 0 | 0 | 0 | 0 | 0 | 0 | 88129.2298 | 0 | 0 | 0 | 0 | 0 | 0 | 205053.1273 | 0 | 0 | 0 | 0 | 0 | 0 | 0 | 0 | 0 | 0 | 1372.7136 | 0 | 0
2016-09-25 01:00 | 0 | 0 | 0 | 0 | 0 | 122898.4726 | 22533.9107 | 488250 | 0 | 0 | 0 | 131982.0697 | 1363508.8321 | 0 | 0 | 0 | 0 | 0 | 0 | 0 | 0 | 0 | 89227.0481 | 0 | 0 | 0 | 0 | -71488.5639 | 0 | 272701.7664 | 0 | 0 | 0 | 0 | 0 | 0 | 0 | 0 | 0 | 0 | 1372.7136 | 0 | 0
2016-09-25 02:00 | 0 | 0 | 0 | 0 | 0 | 122439.3833 | 0 | 465257 | 0 | 0 | 0 | 60493.5058 | 1090807.0657 | 0 | 0 | 0 | 0 | 0 | 0 | 0 | 0 | 0 | 90324.8621 | 0 | 0 | 0 | 0 | -71488.5639 | 0 | 272701.7664 | 0 | 0 | 0 | 0 | 0 | 0 | 0 | 0 | 0 | 0 | 1372.7136 | 0 | 0
2016-09-25 03:00 | 0 | 0 | 0 | 0 | 0 | 511261.2775 | 0 | 438400 | 0 | 0 | 0 | 131982.0697 | 1090807.0657 | 0 | 0 | 0 | 0 | 0 | 0 | 0 | 0 | 0 | 91422.6716 | 0 | 0 | 0 | 0 | 71488.5639 | 0 | 0 | 0 | 0 | 0 | 0 | 0 | 0 | 0 | 0 | 0 | 0 | 1372.7136 | 0 | 0
2016-09-25 04:00 | 0 | 0 | 0 | 0 | 0 | 212930.5111 | 0 | 412771 | 0 | 0 | 0 | 203470.6336 | 818105.2992 | 0 | 0 | 0 | 0 | 0 | 0 | 0 | 0 | 0 | 92520.4768 | 0 | 0 | 0 | 0 | 71488.5639 | 0 | 272701.7664 | 0 | 0 | 0 | 0 | 0 | 0 | 0 | 0 | 0 | 0 | 1372.7136 | 0 | 0
2016-09-25 05:00 | 0 | 0 | 0 | 0 | 0 | 118381.9472 | 0 | 389711 | 0 | 0 | 0 | 203470.6336 | 545403.5328 | 0 | 0 | 0 | 0 | 0 | 0 | 0 | 0 | 0 | 93618.2776 | 0 | 0 | 0 | 0 | 0 | 0 | 272701.7664 | 0 | 0 | 0 | 0 | 0 | 0 | 0 | 0 | 0 | 0 | 1372.7136 | 0 | 0
2016-09-25 06:00 | 0 | 0 | 0 | 0 | 0 | 100549.9472 | 0 | 371879 | 0 | 0 | 0 | 203470.6336 | 272701.7664 | 0 | 0 | 0 | 0 | 0 | 0 | 0 | 0 | 0 | 94716.074 | 0 | 0 | 0 | 0 | 0 | 0 | 272701.7664 | 0 | 0 | 0 | 0 | 0 | 0 | 0 | 0 | 0 | 0 | 1372.7136 | 0 | 0
2016-09-25 07:00 | 0 | 0 | 0 | 0 | 0 | 16258.3833 | 0 | 359076 | 0 | 0 | 0 | 131982.0697 | 0 | 0 | 0 | 0 | 0 | 0 | 0 | 0 | 0 | 0 | 95813.866 | 0 | 0 | 0 | 0 | -71488.5639 | 0 | 272701.7664 | 0 | 0 | 0 | 0 | 0 | 0 | 0 | 0 | 0 | 0 | 1372.7136 | 0 | 0
2016-09-25 08:00 | 0 | 0 | 0 | 0 | 0 | 281114.1497 | 0 | 351230 | 0 | 0 | 0 | 60493.5058 | 0 | 0 | 0 | 0 | 0 | 0 | 0 | 0 | 0 | 0 | 96911.6536 | 0 | 0 | 0 | 0 | -71488.5639 | 0 | 0 | 0 | 0 | 0 | 0 | 0 | 0 | 0 | 0 | 0 | 0 | 1372.7136 | 0 | 0
2016-09-25 09:00 | 0 | 0 | 0 | 0 | 0 | 420803.2775 | 0 | 347942 | 0 | 0 | 0 | 131982.0697 | 0 | 0 | 0 | 0 | 0 | 0 | 0 | 0 | 0 | 0 | 98009.4368 | 0 | 0 | 0 | 0 | 71488.5639 | 0 | 0 | 0 | 0 | 0 | 0 | 0 | 0 | 0 | 0 | 0 | 0 | 1372.7136 | 0 | 0
2016-09-25 10:00 | 0 | 0 | 0 | 0 | 0 | 422365.2775 | 0 | 349504 | 0 | 0 | 0 | 203470.6336 | 0 | 0 | 0 | 0 | 0 | 0 | 0 | 0 | 0 | 0 | 99107.2157 | 0 | 0 | 0 | 0 | 71488.5639 | 0 | 0 | 0 | 0 | 0 | 0 | 0 | 0 | 0 | 0 | 0 | 0 | 1372.7136 | 0 | 0
2016-09-25 11:00 | 0 | 0 | 0 | 0 | 0 | 284986.1497 | 0 | 355102 | 0 | 0 | 0 | 131982.0697 | 0 | 0 | 0 | 0 | 0 | 0 | 0 | 0 | 0 | 0 | 100204.9901 | 0 | 0 | 0 | 0 | -71488.5639 | 0 | 0 | 0 | 0 | 0 | 0 | 0 | 0 | 0 | 0 | 0 | 0 | 1372.7136 | 0 | 0
2016-09-25 12:00 | 0 | 0 | 0 | 0 | 0 | 380070.7717 | 0 | 367703 | 0 | 0 | 0 | 142977.1278 | 0 | 0 | 0 | 0 | 0 | 0 | 0 | 0 | 0 | 0 | 101302.7601 | 0 | 0 | 0 | 0 | 10995.0581 | 0 | 0 | 0 | 0 | 0 | 0 | 0 | 0 | 0 | 0 | 0 | 0 | 1372.7136 | 0 | 0
2016-09-25 13:00 | 0 | 0 | 0 | 0 | 0 | 277475.9829 | 42037.1668 | 389629 | 0 | 0 | 0 | 71488.5639 | 0 | 0 | 0 | 0 | 0 | 0 | 0 | 0 | 0 | 0 | 102400.5258 | 0 | 0 | 0 | 0 | -71488.5639 | 0 | 0 | 0 | 0 | 0 | 0 | 0 | 0 | 0 | 0 | 0 | 0 | 1372.7136 | 0 | 0
2016-09-25 14:00 | 0 | 0 | 0 | 0 | 0 | 0 | 422119.9339 | 411035 | 0 | 0 | 0 | 0 | 81200.7842 | 0 | 0 | 0 | 0 | 0 | 0 | 0 | 0 | 0 | 103498.2871 | 0 | 0 | 0 | 0 | -71488.5639 | 81200.7842 | 0 | 0 | 0 | 0 | 0 | 0 | 0 | 0 | 0 | 0 | 0 | 1372.7136 | 0 | 0
2016-09-25 15:00 | 0 | 0 | 0 | 0 | 0 | 0 | 680949.7835 | 433297 | 0 | 0 | 0 | 71488.5639 | 255992.2902 | 0 | 0 | 0 | 0 | 0 | 0 | 0 | 0 | 0 | 104596.0439 | 0 | 0 | 0 | 0 | 71488.5639 | 174791.506 | 0 | 0 | 0 | 0 | 0 | 0 | 0 | 0 | 0 | 0 | 0 | 1372.7136 | 0 | 0
2016-09-25 16:00 | 0 | 0 | 0 | 0 | 0 | 0 | 560169.6557 | 455494 | 0 | 0 | 0 | 0 | 430783.7962 | 0 | 0 | 0 | 0 | 0 | 0 | 0 | 0 | 0 | 105693.7964 | 0 | 0 | 0 | 0 | -71488.5639 | 174791.506 | 0 | 0 | 0 | 0 | 0 | 0 | 0 | 0 | 0 | 0 | 0 | 1372.7136 | 0 | 0
2016-09-25 17:00 | 0 | 0 | 0 | 0 | 0 | 0 | 722104.7835 | 474452 | 0 | 0 | 0 | 71488.5639 | 605575.3023 | 0 | 0 | 0 | 0 | 0 | 0 | 0 | 0 | 0 | 106791.5445 | 0 | 0 | 0 | 0 | 71488.5639 | 174791.506 | 0 | 0 | 0 | 0 | 0 | 0 | 0 | 0 | 0 | 0 | 0 | 1372.7136 | 0 | 0
2016-09-25 18:00 | 0 | 0 | 0 | 0 | 0 | 0 | 725356.5071 | 489324 | 0 | 0 | 0 | 131356.8514 | 780366.8083 | 0 | 0 | 0 | 0 | 0 | 0 | 0 | 0 | 0 | 107889.2882 | 0 | 0 | 0 | 0 | 59868.2875 | 174791.506 | 0 | 0 | 0 | 0 | 0 | 0 | 0 | 0 | 0 | 0 | 0 | 1372.7136 | 0 | 0
2016-09-25 19:00 | 0 | 0 | 0 | 0 | 0 | 0 | 712466.9096 | 499479 | 0 | 0 | 0 | 168180.5414 | 955158.3144 | 0 | 0 | 0 | 0 | 0 | 0 | 0 | 0 | 0 | 108987.0275 | 0 | 0 | 0 | 0 | 36823.69 | 174791.506 | 0 | 0 | 0 | 0 | 0 | 0 | 0 | 0 | 0 | 0 | 0 | 1372.7136 | 0 | 0
2016-09-25 20:00 | 0 | 0 | 0 | 0 | 0 | 0 | 708995.1629 | 506893 | 0 | 0 | 0 | 194118.4847 | 1129949.8204 | 0 | 0 | 0 | 0 | 0 | 0 | 0 | 0 | 0 | 110084.7624 | 0 | 0 | 0 | 0 | 25937.9433 | 174791.506 | 0 | 0 | 0 | 0 | 0 | 0 | 0 | 0 | 0 | 0 | 0 | 1372.7136 | 0 | 0
2016-09-25 21:00 | 0 | 0 | 0 | 0 | 0 | 0 | 697721.3685 | 512205 | 0 | 0 | 0 | 203470.6336 | 1304741.3264 | 0 | 0 | 0 | 0 | 0 | 0 | 0 | 0 | 0 | 111182.493 | 0 | 0 | 0 | 0 | 9352.1489 | 174791.506 | 0 | 0 | 0 | 0 | 0 | 0 | 0 | 0 | 0 | 0 | 0 | 1372.7136 | 0 | 0
2016-09-25 22:00 | 0 | 0 | 0 | 0 | 0 | 0 | 664835.5665 | 510048 | 0 | 0 | 0 | 203470.6336 | 1458156.1794 | 0 | 0 | 0 | 0 | 0 | 0 | 0 | 0 | 0 | 112280.2191 | 0 | 0 | 0 | 0 | 0 | 153414.8529 | 0 | 0 | 0 | 0 | 0 | 0 | 0 | 0 | 0 | 0 | 0 | 1372.7136 | 0 | 0
2016-09-25 23:00 | 0 | 0 | 0 | 0 | 0 | 0 | 536043.1678 | 508980 | 0 | 0 | 0 | 203470.6336 | 1483846.6336 | 0 | 0 | 0 | 0 | 0 | 0 | 0 | 0 | 0 | 113377.9408 | 0 | 0 | 0 | 0 | 0 | 25690.4542 | 0 | 0 | 0 | 0 | 0 | 0 | 0 | 0 | 0 | 0 | 0 | 1372.7136 | 0 | 0
2016-09-26 | 0 | 0 | 0 | 0 | 0 | 157946.8878 | 279189.2619 | 507252 | 0 | 0 | 0 | 131982.0697 | 1483846.6336 | 0 | 0 | 0 | 0 | 0 | 0 | 0 | 0 | 0 | 114475.6582 | 0 | 0 | 0 | 0 | -71488.5639 | 0 | 0 | 0 | 0 | 0 | 0 | 0 | 0 | 0 | 0 | 0 | 0 | 1372.7136 | 0 | 0
2016-09-26 01:00 | 0 | 0 | 0 | 0 | 0 | 700799.6048 | 11562.8596 | 488879 | 0 | 0 | 0 | 179301.3144 | 1658638.1396 | 0 | 0 | 0 | 0 | 0 | 0 | 0 | 0 | 0 | 115573.3712 | 0 | 0 | 0 | 0 | 47319.2448 | 174791.506 | 0 | 0 | 0 | 0 | 0 | 0 | 0 | 0 | 0 | 0 | 0 | 1372.7136 | 0 | 0
2016-09-26 02:00 | 0 | 0 | 0 | 0 | 0 | 428586.5269 | 0 | 463538 | 0 | 0 | 0 | 142977.1278 | 1658638.1396 | 0 | 0 | 0 | 0 | 0 | 0 | 0 | 0 | 0 | 116671.0797 | 0 | 0 | 0 | 0 | -36324.1867 | 0 | 0 | 0 | 0 | 0 | 0 | 0 | 0 | 0 | 0 | 0 | 0 | 1372.7136 | 0 | 0
2016-09-26 03:00 | 0 | 0 | 0 | 0 | 0 | 89916.3833 | 0 | 432734 | 0 | 0 | 0 | 71488.5639 | 1385936.3732 | 0 | 0 | 0 | 0 | 0 | 0 | 0 | 0 | 0 | 117768.7839 | 0 | 0 | 0 | 0 | -71488.5639 | 0 | 272701.7664 | 0 | 0 | 0 | 0 | 0 | 0 | 0 | 0 | 0 | 0 | 1372.7136 | 0 | 0
2016-09-26 04:00 | 0 | 0 | 0 | 0 | 0 | 477765.2775 | 0 | 404904 | 0 | 0 | 0 | 142977.1278 | 1385936.3732 | 0 | 0 | 0 | 0 | 0 | 0 | 0 | 0 | 0 | 118866.4837 | 0 | 0 | 0 | 0 | 71488.5639 | 0 | 0 | 0 | 0 | 0 | 0 | 0 | 0 | 0 | 0 | 0 | 0 | 1372.7136 | 0 | 0
2016-09-26 05:00 | 0 | 0 | 0 | 0 | 0 | 311812.1497 | 0 | 381928 | 0 | 0 | 0 | 71488.5639 | 1385936.3732 | 0 | 0 | 0 | 0 | 0 | 0 | 0 | 0 | 0 | 119964.1791 | 0 | 0 | 0 | 0 | -71488.5639 | 0 | 0 | 0 | 0 | 0 | 0 | 0 | 0 | 0 | 0 | 0 | 0 | 1372.7136 | 0 | 0
2016-09-26 06:00 | 0 | 0 | 0 | 0 | 0 | 294997.1497 | 0 | 365113 | 0 | 0 | 0 | 0 | 1385936.3732 | 0 | 0 | 0 | 0 | 0 | 0 | 0 | 0 | 0 | 121061.8701 | 0 | 0 | 0 | 0 | -71488.5639 | 0 | 0 | 0 | 0 | 0 | 0 | 0 | 0 | 0 | 0 | 0 | 0 | 1372.7136 | 0 | 0
2016-09-26 07:00 | 0 | 0 | 0 | 0 | 0 | 428789.2775 | 0 | 355928 | 0 | 0 | 0 | 71488.5639 | 1385936.3732 | 0 | 0 | 0 | 0 | 0 | 0 | 0 | 0 | 0 | 122159.5567 | 0 | 0 | 0 | 0 | 71488.5639 | 0 | 0 | 0 | 0 | 0 | 0 | 0 | 0 | 0 | 0 | 0 | 0 | 1372.7136 | 0 | 0
2016-09-26 08:00 | 0 | 0 | 0 | 0 | 0 | 284159.1497 | 0 | 354275 | 0 | 0 | 0 | 0 | 1385936.3732 | 0 | 0 | 0 | 0 | 0 | 0 | 0 | 0 | 0 | 123257.239 | 0 | 0 | 0 | 0 | -71488.5639 | 0 | 0 | 0 | 0 | 0 | 0 | 0 | 0 | 0 | 0 | 0 | 0 | 1372.7136 | 0 | 0
2016-09-26 09:00 | 0 | 0 | 0 | 0 | 0 | 164441.5111 | 0 | 364282 | 0 | 0 | 0 | 71488.5639 | 1113234.6068 | 0 | 0 | 0 | 0 | 0 | 0 | 0 | 0 | 0 | 124354.9168 | 0 | 0 | 0 | 0 | 71488.5639 | 0 | 272701.7664 | 0 | 0 | 0 | 0 | 0 | 0 | 0 | 0 | 0 | 0 | 1372.7136 | 0 | 0
2016-09-26 10:00 | 0 | 0 | 0 | 0 | 0 | 45239.3833 | 0 | 388057 | 0 | 0 | 0 | 0 | 840532.8404 | 0 | 0 | 0 | 0 | 0 | 0 | 0 | 0 | 0 | 125452.5902 | 0 | 0 | 0 | 0 | -71488.5639 | 0 | 272701.7664 | 0 | 0 | 0 | 0 | 0 | 0 | 0 | 0 | 0 | 0 | 1372.7136 | 0 | 0
2016-09-26 11:00 | 0 | 0 | 0 | 0 | 0 | 485331.2775 | 0 | 412470 | 0 | 0 | 0 | 71488.5639 | 840532.8404 | 0 | 0 | 0 | 0 | 0 | 0 | 0 | 0 | 0 | 126550.2593 | 0 | 0 | 0 | 0 | 71488.5639 | 0 | 0 | 0 | 0 | 0 | 0 | 0 | 0 | 0 | 0 | 0 | 0 | 1372.7136 | 0 | 0
2016-09-26 12:00 | 0 | 0 | 0 | 0 | 0 | 500055.2775 | 0 | 427194 | 0 | 0 | 0 | 142977.1278 | 840532.8404 | 0 | 0 | 0 | 0 | 0 | 0 | 0 | 0 | 0 | 127647.924 | 0 | 0 | 0 | 0 | 71488.5639 | 0 | 0 | 0 | 0 | 0 | 0 | 0 | 0 | 0 | 0 | 0 | 0 | 1372.7136 | 0 | 0
2016-09-26 13:00 | 0 | 0 | 0 | 0 | 0 | 416868.1167 | 42764.5749 | 441798 | 0 | 0 | 0 | 71488.5639 | 928483.3823 | 0 | 0 | 0 | 0 | 0 | 0 | 0 | 0 | 0 | 128745.5842 | 0 | 0 | 0 | 0 | -71488.5639 | 87950.5419 | 0 | 0 | 0 | 0 | 0 | 0 | 0 | 0 | 0 | 0 | 0 | 1372.7136 | 0 | 0
2016-09-26 14:00 | 0 | 0 | 0 | 0 | 0 | 10572.0171 | 377024.1326 | 457712 | 0 | 0 | 0 | 0 | 928483.3823 | 0 | 0 | 0 | 0 | 0 | 0 | 0 | 0 | 0 | 129843.2401 | 0 | 0 | 0 | 0 | -71488.5639 | 0 | 0 | 0 | 0 | 0 | 0 | 0 | 0 | 0 | 0 | 0 | 0 | 1372.7136 | 0 | 0
2016-09-26 15:00 | 0 | 0 | 0 | 0 | 0 | 0 | 661753.9112 | 473022 | 0 | 0 | 0 | 71488.5639 | 1044354.0161 | 0 | 0 | 0 | 0 | 0 | 0 | 0 | 0 | 0 | 130940.8916 | 0 | 0 | 0 | 0 | 71488.5639 | 115870.6338 | 0 | 0 | 0 | 0 | 0 | 0 | 0 | 0 | 0 | 0 | 0 | 1372.7136 | 0 | 0
2016-09-26 16:00 | 0 | 0 | 0 | 0 | 0 | 0 | 710329.0689 | 486534 | 0 | 0 | 0 | 142977.1278 | 1195287.8074 | 0 | 0 | 0 | 0 | 0 | 0 | 0 | 0 | 0 | 132038.5387 | 0 | 0 | 0 | 0 | 71488.5639 | 150933.7914 | 0 | 0 | 0 | 0 | 0 | 0 | 0 | 0 | 0 | 0 | 0 | 1372.7136 | 0 | 0
2016-09-26 17:00 | 0 | 0 | 0 | 0 | 0 | 0 | 710889.0615 | 498321 | 0 | 0 | 0 | 179380.9696 | 1370079.3135 | 0 | 0 | 0 | 0 | 0 | 0 | 0 | 0 | 0 | 133136.1814 | 0 | 0 | 0 | 0 | 36403.8418 | 174791.506 | 0 | 0 | 0 | 0 | 0 | 0 | 0 | 0 | 0 | 0 | 0 | 1372.7136 | 0 | 0
2016-09-26 18:00 | 0 | 0 | 0 | 0 | 0 | 0 | 698200.1933 | 506525 | 0 | 0 | 0 | 203470.6336 | 1536292.1292 | 0 | 0 | 0 | 0 | 0 | 0 | 0 | 0 | 0 | 134233.8198 | 0 | 0 | 0 | 0 | 24089.6639 | 166212.8158 | 0 | 0 | 0 | 0 | 0 | 0 | 0 | 0 | 0 | 0 | 0 | 1372.7136 | 0 | 0
2016-09-26 19:00 | 0 | 0 | 0 | 0 | 0 | 0 | 683030.5883 | 511847 | 0 | 0 | 0 | 203470.6336 | 1706103.0039 | 0 | 0 | 0 | 0 | 0 | 0 | 0 | 0 | 0 | 135331.4537 | 0 | 0 | 0 | 0 | 0 | 169810.8747 | 0 | 0 | 0 | 0 | 0 | 0 | 0 | 0 | 0 | 0 | 0 | 1372.7136 | 0 | 0
2016-09-26 20:00 | 0 | 0 | 0 | 0 | 0 | 0 | 677484.2502 | 516288 | 0 | 0 | 0 | 203470.6336 | 1865926.5405 | 0 | 0 | 0 | 0 | 0 | 0 | 0 | 0 | 0 | 136429.0832 | 0 | 0 | 0 | 0 | 0 | 159823.5366 | 0 | 0 | 0 | 0 | 0 | 0 | 0 | 0 | 0 | 0 | 0 | 1372.7136 | 0 | 0
2016-09-26 21:00 | 0 | 0 | 0 | 0 | 0 | 0 | 664315.4375 | 516610 | 0 | 0 | 0 | 203470.6336 | 2012259.2644 | 0 | 0 | 0 | 0 | 0 | 0 | 0 | 0 | 0 | 137526.7084 | 0 | 0 | 0 | 0 | 0 | 146332.7239 | 0 | 0 | 0 | 0 | 0 | 0 | 0 | 0 | 0 | 0 | 0 | 1372.7136 | 0 | 0
2016-09-26 22:00 | 0 | 0 | 0 | 0 | 0 | 0 | 632331.3039 | 513497 | 0 | 0 | 0 | 203470.6336 | 2129720.8548 | 0 | 0 | 0 | 0 | 0 | 0 | 0 | 0 | 0 | 138624.3291 | 0 | 0 | 0 | 0 | 0 | 117461.5903 | 0 | 0 | 0 | 0 | 0 | 0 | 0 | 0 | 0 | 0 | 0 | 1372.7136 | 0 | 0
2016-09-26 23:00 | 0 | 0 | 0 | 0 | 0 | 2249.7786 | 512040.935 | 512918 | 0 | 0 | 0 | 203470.6336 | 2129720.8548 | 0 | 0 | 0 | 0 | 0 | 0 | 0 | 0 | 0 | 139721.9455 | 0 | 0 | 0 | 0 | 0 | 0 | 0 | 0 | 0 | 0 | 0 | 0 | 0 | 0 | 0 | 0 | 0 | 1372.7136 | 0 | 0
2016-09-27 | 0 | 0 | 0 | 0 | 0 | 195840.7959 | 244238.3538 | 510195 | 0 | 0 | 0 | 131982.0697 | 2129720.8548 | 0 | 0 | 0 | 0 | 0 | 0 | 0 | 0 | 0 | 140819.5575 | 0 | 0 | 0 | 0 | -71488.5639 | 0 | 0 | 0 | 0 | 0 | 0 | 0 | 0 | 0 | 0 | 0 | 0 | 1372.7136 | 0 | 0
2016-09-27 01:00 | 0 | 0 | 0 | 0 | 0 | 276506.2785 | 12534.2325 | 488881 | 0 | 0 | 0 | 203470.6336 | 1857019.0884 | 0 | 0 | 0 | 0 | 0 | 0 | 0 | 0 | 0 | 141917.1651 | 0 | 0 | 0 | 0 | 71488.5639 | 0 | 272701.7664 | 0 | 0 | 0 | 0 | 0 | 0 | 0 | 0 | 0 | 0 | 1372.7136 | 0 | 0
2016-09-27 02:00 | 0 | 0 | 0 | 0 | 0 | 427780.5073 | 0 | 462918 | 0 | 0 | 0 | 166960.4273 | 1857019.0884 | 0 | 0 | 0 | 0 | 0 | 0 | 0 | 0 | 0 | 143014.7683 | 0 | 0 | 0 | 0 | -36510.2062 | 0 | 0 | 0 | 0 | 0 | 0 | 0 | 0 | 0 | 0 | 0 | 0 | 1372.7136 | 0 | 0
2016-09-27 03:00 | 0 | 0 | 0 | 0 | 0 | 420473.1742 | 0 | 433838 | 0 | 0 | 0 | 152222.8879 | 1857019.0884 | 0 | 0 | 0 | 0 | 0 | 0 | 0 | 0 | 0 | 144112.3671 | 0 | 0 | 0 | 0 | -14737.5394 | 0 | 0 | 0 | 0 | 0 | 0 | 0 | 0 | 0 | 0 | 0 | 0 | 1372.7136 | 0 | 0
2016-09-27 04:00 | 0 | 0 | 0 | 0 | 0 | 384417.8954 | 0 | 403286 | 0 | 0 | 0 | 131982.0697 | 1857019.0884 | 0 | 0 | 0 | 0 | 0 | 0 | 0 | 0 | 0 | 145209.9615 | 0 | 0 | 0 | 0 | -20240.8182 | 0 | 0 | 0 | 0 | 0 | 0 | 0 | 0 | 0 | 0 | 0 | 0 | 1372.7136 | 0 | 0
2016-09-27 05:00 | 0 | 0 | 0 | 0 | 0 | 37729.3833 | 0 | 380547 | 0 | 0 | 0 | 60493.5058 | 1584317.322 | 0 | 0 | 0 | 0 | 0 | 0 | 0 | 0 | 0 | 146307.5515 | 0 | 0 | 0 | 0 | -71488.5639 | 0 | 272701.7664 | 0 | 0 | 0 | 0 | 0 | 0 | 0 | 0 | 0 | 0 | 1372.7136 | 0 | 0
2016-09-27 06:00 | 0 | 0 | 0 | 0 | 0 | 437106.2775 | 0 | 364245 | 0 | 0 | 0 | 131982.0697 | 1584317.322 | 0 | 0 | 0 | 0 | 0 | 0 | 0 | 0 | 0 | 147405.1372 | 0 | 0 | 0 | 0 | 71488.5639 | 0 | 0 | 0 | 0 | 0 | 0 | 0 | 0 | 0 | 0 | 0 | 0 | 1372.7136 | 0 | 0
2016-09-27 07:00 | 0 | 0 | 0 | 0 | 0 | 284071.1497 | 0 | 354187 | 0 | 0 | 0 | 60493.5058 | 1584317.322 | 0 | 0 | 0 | 0 | 0 | 0 | 0 | 0 | 0 | 148502.7184 | 0 | 0 | 0 | 0 | -71488.5639 | 0 | 0 | 0 | 0 | 0 | 0 | 0 | 0 | 0 | 0 | 0 | 0 | 1372.7136 | 0 | 0
2016-09-27 08:00 | 0 | 0 | 0 | 0 | 0 | 424475.2775 | 0 | 351614 | 0 | 0 | 0 | 131982.0697 | 1584317.322 | 0 | 0 | 0 | 0 | 0 | 0 | 0 | 0 | 0 | 149600.2953 | 0 | 0 | 0 | 0 | 71488.5639 | 0 | 0 | 0 | 0 | 0 | 0 | 0 | 0 | 0 | 0 | 0 | 0 | 1372.7136 | 0 | 0
2016-09-27 09:00 | 0 | 0 | 0 | 0 | 0 | 433241.2775 | 0 | 360380 | 0 | 0 | 0 | 203470.6336 | 1584317.322 | 0 | 0 | 0 | 0 | 0 | 0 | 0 | 0 | 0 | 150697.8677 | 0 | 0 | 0 | 0 | 71488.5639 | 0 | 0 | 0 | 0 | 0 | 0 | 0 | 0 | 0 | 0 | 0 | 0 | 1372.7136 | 0 | 0
2016-09-27 10:00 | 0 | 0 | 0 | 0 | 0 | 113049.9472 | 0 | 384379 | 0 | 0 | 0 | 203470.6336 | 1311615.5555 | 0 | 0 | 0 | 0 | 0 | 0 | 0 | 0 | 0 | 151795.4358 | 0 | 0 | 0 | 0 | 0 | 0 | 272701.7664 | 0 | 0 | 0 | 0 | 0 | 0 | 0 | 0 | 0 | 0 | 1372.7136 | 0 | 0
2016-09-27 11:00 | 0 | 0 | 0 | 0 | 0 | 409496.7136 | 0 | 408124 | 0 | 0 | 0 | 203470.6336 | 1311615.5555 | 0 | 0 | 0 | 0 | 0 | 0 | 0 | 0 | 0 | 152892.9995 | 0 | 0 | 0 | 0 | 0 | 0 | 0 | 0 | 0 | 0 | 0 | 0 | 0 | 0 | 0 | 0 | 0 | 1372.7136 | 0 | 0
2016-09-27 12:00 | 0 | 0 | 0 | 0 | 0 | 351415.1497 | 0 | 421531 | 0 | 0 | 0 | 131982.0697 | 1311615.5555 | 0 | 0 | 0 | 0 | 0 | 0 | 0 | 0 | 0 | 153990.5588 | 0 | 0 | 0 | 0 | -71488.5639 | 0 | 0 | 0 | 0 | 0 | 0 | 0 | 0 | 0 | 0 | 0 | 0 | 1372.7136 | 0 | 0
2016-09-27 13:00 | 0 | 0 | 0 | 0 | 0 | 350509.0379 | 41523.4138 | 436094 | 0 | 0 | 0 | 60493.5058 | 1337669.8576 | 0 | 0 | 0 | 0 | 0 | 0 | 0 | 0 | 0 | 155088.1137 | 0 | 0 | 0 | 0 | -71488.5639 | 26054.3021 | 0 | 0 | 0 | 0 | 0 | 0 | 0 | 0 | 0 | 0 | 0 | 1372.7136 | 0 | 0
2016-09-27 14:00 | 0 | 0 | 0 | 0 | 0 | 0 | 416422.4959 | 449971 | 0 | 0 | 0 | 0 | 1363242.1457 | 0 | 0 | 0 | 0 | 0 | 0 | 0 | 0 | 0 | 156185.6642 | 0 | 0 | 0 | 0 | -60493.5058 | 25572.288 | 0 | 0 | 0 | 0 | 0 | 0 | 0 | 0 | 0 | 0 | 0 | 1372.7136 | 0 | 0
2016-09-27 15:00 | 0 | 0 | 0 | 0 | 0 | 0 | 640642.2196 | 464478 | 0 | 0 | 0 | 0 | 1538033.6517 | 0 | 0 | 0 | 0 | 0 | 0 | 0 | 0 | 0 | 157283.2103 | 0 | 0 | 0 | 0 | 0 | 174791.506 | 0 | 0 | 0 | 0 | 0 | 0 | 0 | 0 | 0 | 0 | 0 | 1372.7136 | 0 | 0
2016-09-27 16:00 | 0 | 0 | 0 | 0 | 0 | 0 | 725765.7835 | 478113 | 0 | 0 | 0 | 71488.5639 | 1712825.1577 | 0 | 0 | 0 | 0 | 0 | 0 | 0 | 0 | 0 | 158380.7521 | 0 | 0 | 0 | 0 | 71488.5639 | 174791.506 | 0 | 0 | 0 | 0 | 0 | 0 | 0 | 0 | 0 | 0 | 0 | 1372.7136 | 0 | 0
2016-09-27 17:00 | 0 | 0 | 0 | 0 | 0 | 0 | 709980.8541 | 490862 | 0 | 0 | 0 | 114443.1983 | 1887616.6638 | 0 | 0 | 0 | 0 | 0 | 0 | 0 | 0 | 0 | 159478.2894 | 0 | 0 | 0 | 0 | 42954.6344 | 174791.506 | 0 | 0 | 0 | 0 | 0 | 0 | 0 | 0 | 0 | 0 | 0 | 1372.7136 | 0 | 0
2016-09-27 18:00 | 0 | 0 | 0 | 0 | 0 | 0 | 734614.9444 | 502725 | 0 | 0 | 0 | 170168.9231 | 2062408.1698 | 0 | 0 | 0 | 0 | 0 | 0 | 0 | 0 | 0 | 160575.8223 | 0 | 0 | 0 | 0 | 55725.7248 | 174791.506 | 0 | 0 | 0 | 0 | 0 | 0 | 0 | 0 | 0 | 0 | 0 | 1372.7136 | 0 | 0
2016-09-27 19:00 | 0 | 0 | 0 | 0 | 0 | 0 | 721384.93 | 511919 | 0 | 0 | 0 | 203470.6336 | 2237199.6758 | 0 | 0 | 0 | 0 | 0 | 0 | 0 | 0 | 0 | 161673.3509 | 0 | 0 | 0 | 0 | 33301.7104 | 174791.506 | 0 | 0 | 0 | 0 | 0 | 0 | 0 | 0 | 0 | 0 | 0 | 1372.7136 | 0 | 0
2016-09-27 20:00 | 0 | 0 | 0 | 0 | 0 | 0 | 694647.2196 | 518483 | 0 | 0 | 0 | 203470.6336 | 2411991.1819 | 0 | 0 | 0 | 0 | 0 | 0 | 0 | 0 | 0 | 162770.8751 | 0 | 0 | 0 | 0 | 0 | 174791.506 | 0 | 0 | 0 | 0 | 0 | 0 | 0 | 0 | 0 | 0 | 0 | 1372.7136 | 0 | 0
2016-09-27 21:00 | 0 | 0 | 0 | 0 | 0 | 0 | 696687.2196 | 520523 | 0 | 0 | 0 | 203470.6336 | 2586782.6879 | 0 | 0 | 0 | 0 | 0 | 0 | 0 | 0 | 0 | 163868.3949 | 0 | 0 | 0 | 0 | 0 | 174791.506 | 0 | 0 | 0 | 0 | 0 | 0 | 0 | 0 | 0 | 0 | 0 | 1372.7136 | 0 | 0
2016-09-27 22:00 | 0 | 0 | 0 | 0 | 0 | 0 | 674423.731 | 516150 | 0 | 0 | 0 | 203470.6336 | 2743683.7054 | 0 | 0 | 0 | 0 | 0 | 0 | 0 | 0 | 0 | 164965.9103 | 0 | 0 | 0 | 0 | 0 | 156901.0175 | 0 | 0 | 0 | 0 | 0 | 0 | 0 | 0 | 0 | 0 | 0 | 1372.7136 | 0 | 0
2016-09-27 23:00 | 0 | 0 | 0 | 0 | 0 | 0 | 539828.7828 | 514287 | 0 | 0 | 0 | 131982.0697 | 2839341.3385 | 0 | 0 | 0 | 0 | 0 | 0 | 0 | 0 | 0 | 166063.4213 | 0 | 0 | 0 | 0 | -71488.5639 | 95657.6331 | 0 | 0 | 0 | 0 | 0 | 0 | 0 | 0 | 0 | 0 | 0 | 1372.7136 | 0 | 0
2016-09-28 | 0 | 0 | 0 | 0 | 0 | 201791.4273 | 237445.7224 | 509353 | 0 | 0 | 0 | 60493.5058 | 2839341.3385 | 0 | 0 | 0 | 0 | 0 | 0 | 0 | 0 | 0 | 167160.9279 | 0 | 0 | 0 | 0 | -71488.5639 | 0 | 0 | 0 | 0 | 0 | 0 | 0 | 0 | 0 | 0 | 0 | 0 | 1372.7136 | 0 | 0
2016-09-28 01:00 | 0 | 0 | 0 | 0 | 0 | 405099.6705 | 9937.1414 | 490346 | 0 | 0 | 0 | 131982.0697 | 2691170.8729 | 0 | 0 | 0 | 0 | 0 | 0 | 0 | 0 | 0 | 168258.4301 | 0 | 0 | 0 | 0 | 71488.5639 | 124531.3008 | 272701.7664 | 0 | 0 | 0 | 0 | 0 | 0 | 0 | 0 | 0 | 0 | 1372.7136 | 0 | 0
2016-09-28 02:00 | 0 | 0 | 0 | 0 | 0 | 263019.5111 | 0 | 462860 | 0 | 0 | 0 | 203470.6336 | 2418469.1065 | 0 | 0 | 0 | 0 | 0 | 0 | 0 | 0 | 0 | 169355.9279 | 0 | 0 | 0 | 0 | 71488.5639 | 0 | 272701.7664 | 0 | 0 | 0 | 0 | 0 | 0 | 0 | 0 | 0 | 0 | 1372.7136 | 0 | 0
2016-09-28 03:00 | 0 | 0 | 0 | 0 | 0 | 431234.7136 | 0 | 429862 | 0 | 0 | 0 | 203470.6336 | 2418469.1065 | 0 | 0 | 0 | 0 | 0 | 0 | 0 | 0 | 0 | 170453.4214 | 0 | 0 | 0 | 0 | 0 | 0 | 0 | 0 | 0 | 0 | 0 | 0 | 0 | 0 | 0 | 0 | 0 | 1372.7136 | 0 | 0
2016-09-28 04:00 | 0 | 0 | 0 | 0 | 0 | 57389.3833 | 0 | 400207 | 0 | 0 | 0 | 131982.0697 | 2145767.34 | 0 | 0 | 0 | 0 | 0 | 0 | 0 | 0 | 0 | 171550.9104 | 0 | 0 | 0 | 0 | -71488.5639 | 0 | 272701.7664 | 0 | 0 | 0 | 0 | 0 | 0 | 0 | 0 | 0 | 0 | 1372.7136 | 0 | 0
2016-09-28 05:00 | 0 | 0 | 0 | 0 | 0 | 307185.1497 | 0 | 377301 | 0 | 0 | 0 | 60493.5058 | 2145767.34 | 0 | 0 | 0 | 0 | 0 | 0 | 0 | 0 | 0 | 172648.3951 | 0 | 0 | 0 | 0 | -71488.5639 | 0 | 0 | 0 | 0 | 0 | 0 | 0 | 0 | 0 | 0 | 0 | 0 | 1372.7136 | 0 | 0
2016-09-28 06:00 | 0 | 0 | 0 | 0 | 0 | 434489.2775 | 0 | 361628 | 0 | 0 | 0 | 131982.0697 | 2145767.34 | 0 | 0 | 0 | 0 | 0 | 0 | 0 | 0 | 0 | 173745.8754 | 0 | 0 | 0 | 0 | 71488.5639 | 0 | 0 | 0 | 0 | 0 | 0 | 0 | 0 | 0 | 0 | 0 | 0 | 1372.7136 | 0 | 0
2016-09-28 07:00 | 0 | 0 | 0 | 0 | 0 | 151294.5111 | 0 | 351135 | 0 | 0 | 0 | 203470.6336 | 1873065.5736 | 0 | 0 | 0 | 0 | 0 | 0 | 0 | 0 | 0 | 174843.3512 | 0 | 0 | 0 | 0 | 71488.5639 | 0 | 272701.7664 | 0 | 0 | 0 | 0 | 0 | 0 | 0 | 0 | 0 | 0 | 1372.7136 | 0 | 0
2016-09-28 08:00 | 0 | 0 | 0 | 0 | 0 | 5630.3833 | 0 | 348448 | 0 | 0 | 0 | 131982.0697 | 1600363.8072 | 0 | 0 | 0 | 0 | 0 | 0 | 0 | 0 | 0 | 175940.8227 | 0 | 0 | 0 | 0 | -71488.5639 | 0 | 272701.7664 | 0 | 0 | 0 | 0 | 0 | 0 | 0 | 0 | 0 | 0 | 1372.7136 | 0 | 0
2016-09-28 09:00 | 0 | 0 | 0 | 0 | 0 | 358605.7136 | 0 | 357233 | 0 | 0 | 0 | 131982.0697 | 1600363.8072 | 0 | 0 | 0 | 0 | 0 | 0 | 0 | 0 | 0 | 177038.2898 | 0 | 0 | 0 | 0 | 0 | 0 | 0 | 0 | 0 | 0 | 0 | 0 | 0 | 0 | 0 | 0 | 0 | 1372.7136 | 0 | 0
2016-09-28 10:00 | 0 | 0 | 0 | 0 | 0 | 180571.5111 | 0 | 380412 | 0 | 0 | 0 | 203470.6336 | 1327662.0408 | 0 | 0 | 0 | 0 | 0 | 0 | 0 | 0 | 0 | 178135.7526 | 0 | 0 | 0 | 0 | 71488.5639 | 0 | 272701.7664 | 0 | 0 | 0 | 0 | 0 | 0 | 0 | 0 | 0 | 0 | 1372.7136 | 0 | 0
2016-09-28 11:00 | 0 | 0 | 0 | 0 | 0 | 61555.3833 | 0 | 404373 | 0 | 0 | 0 | 131982.0697 | 1054960.2744 | 0 | 0 | 0 | 0 | 0 | 0 | 0 | 0 | 0 | 179233.2109 | 0 | 0 | 0 | 0 | -71488.5639 | 0 | 272701.7664 | 0 | 0 | 0 | 0 | 0 | 0 | 0 | 0 | 0 | 0 | 1372.7136 | 0 | 0
2016-09-28 12:00 | 0 | 0 | 0 | 0 | 0 | 156891.0053 | 0 | 417225 | 0 | 0 | 0 | 142977.1278 | 782258.508 | 0 | 0 | 0 | 0 | 0 | 0 | 0 | 0 | 0 | 180330.6648 | 0 | 0 | 0 | 0 | 10995.0581 | 0 | 272701.7664 | 0 | 0 | 0 | 0 | 0 | 0 | 0 | 0 | 0 | 0 | 1372.7136 | 0 | 0
2016-09-28 13:00 | 0 | 0 | 0 | 0 | 0 | 42618.9348 | 47815.4485 | 433252 | 0 | 0 | 0 | 71488.5639 | 509556.7416 | 0 | 0 | 0 | 0 | 0 | 0 | 0 | 0 | 0 | 181428.1144 | 0 | 0 | 0 | 0 | -71488.5639 | 0 | 272701.7664 | 0 | 0 | 0 | 0 | 0 | 0 | 0 | 0 | 0 | 0 | 1372.7136 | 0 | 0
2016-09-28 14:00 | 0 | 0 | 0 | 0 | 0 | 0 | 404324.3585 | 448706 | 0 | 0 | 0 | 0 | 535290.9504 | 0 | 0 | 0 | 0 | 0 | 0 | 0 | 0 | 0 | 182525.5595 | 0 | 0 | 0 | 0 | -71488.5639 | 25734.2088 | 0 | 0 | 0 | 0 | 0 | 0 | 0 | 0 | 0 | 0 | 0 | 1372.7136 | 0 | 0
2016-09-28 15:00 | 0 | 0 | 0 | 0 | 0 | 0 | 678596.8113 | 463538 | 0 | 0 | 0 | 38894.5917 | 710082.4564 | 0 | 0 | 0 | 0 | 0 | 0 | 0 | 0 | 0 | 183623.0003 | 0 | 0 | 0 | 0 | 38894.5917 | 174791.506 | 0 | 0 | 0 | 0 | 0 | 0 | 0 | 0 | 0 | 0 | 0 | 1372.7136 | 0 | 0
2016-09-28 16:00 | 0 | 0 | 0 | 0 | 0 | 0 | 725735.7835 | 478083 | 0 | 0 | 0 | 110383.1556 | 884873.9625 | 0 | 0 | 0 | 0 | 0 | 0 | 0 | 0 | 0 | 184720.4366 | 0 | 0 | 0 | 0 | 71488.5639 | 174791.506 | 0 | 0 | 0 | 0 | 0 | 0 | 0 | 0 | 0 | 0 | 0 | 1372.7136 | 0 | 0
2016-09-28 17:00 | 0 | 0 | 0 | 0 | 0 | 0 | 717201.6071 | 491792 | 0 | 0 | 0 | 159628.5431 | 1059665.4685 | 0 | 0 | 0 | 0 | 0 | 0 | 0 | 0 | 0 | 185817.8686 | 0 | 0 | 0 | 0 | 49245.3875 | 174791.506 | 0 | 0 | 0 | 0 | 0 | 0 | 0 | 0 | 0 | 0 | 0 | 1372.7136 | 0 | 0
2016-09-28 18:00 | 0 | 0 | 0 | 0 | 0 | 0 | 716129.9182 | 503207 | 0 | 0 | 0 | 196387.2417 | 1234456.9745 | 0 | 0 | 0 | 0 | 0 | 0 | 0 | 0 | 0 | 186915.2962 | 0 | 0 | 0 | 0 | 36758.6986 | 174791.506 | 0 | 0 | 0 | 0 | 0 | 0 | 0 | 0 | 0 | 0 | 0 | 1372.7136 | 0 | 0
2016-09-28 19:00 | 0 | 0 | 0 | 0 | 0 | 0 | 696534.6115 | 513287 | 0 | 0 | 0 | 203470.6336 | 1409248.4806 | 0 | 0 | 0 | 0 | 0 | 0 | 0 | 0 | 0 | 188012.7194 | 0 | 0 | 0 | 0 | 7083.3919 | 174791.506 | 0 | 0 | 0 | 0 | 0 | 0 | 0 | 0 | 0 | 0 | 0 | 1372.7136 | 0 | 0
2016-09-28 20:00 | 0 | 0 | 0 | 0 | 0 | 0 | 686001.8306 | 521245 | 0 | 0 | 0 | 203470.6336 | 1572632.5976 | 0 | 0 | 0 | 0 | 0 | 0 | 0 | 0 | 0 | 189110.1382 | 0 | 0 | 0 | 0 | 0 | 163384.117 | 0 | 0 | 0 | 0 | 0 | 0 | 0 | 0 | 0 | 0 | 0 | 1372.7136 | 0 | 0
2016-09-28 21:00 | 0 | 0 | 0 | 0 | 0 | 0 | 659169.3692 | 525594 | 0 | 0 | 0 | 160881.7832 | 1747424.1036 | 0 | 0 | 0 | 0 | 0 | 0 | 0 | 0 | 0 | 190207.5527 | 0 | 0 | 0 | 0 | -42588.8504 | 174791.506 | 0 | 0 | 0 | 0 | 0 | 0 | 0 | 0 | 0 | 0 | 0 | 1372.7136 | 0 | 0
2016-09-28 22:00 | 0 | 0 | 0 | 0 | 0 | 0 | 593468.3282 | 522849 | 0 | 0 | 0 | 203470.6336 | 1774081.8678 | 0 | 0 | 0 | 0 | 0 | 0 | 0 | 0 | 0 | 191304.9627 | 0 | 0 | 0 | 0 | 42588.8504 | 26657.7642 | 0 | 0 | 0 | 0 | 0 | 0 | 0 | 0 | 0 | 0 | 0 | 1372.7136 | 0 | 0
2016-09-28 23:00 | 0 | 0 | 0 | 0 | 0 | 5335.3228 | 443729.8269 | 519181 | 0 | 0 | 0 | 131982.0697 | 1774081.8678 | 0 | 0 | 0 | 0 | 0 | 0 | 0 | 0 | 0 | 192402.3684 | 0 | 0 | 0 | 0 | -71488.5639 | 0 | 0 | 0 | 0 | 0 | 0 | 0 | 0 | 0 | 0 | 0 | 0 | 1372.7136 | 0 | 0
2016-09-29 | 0 | 0 | 0 | 0 | 0 | 379432.3108 | 175159.6798 | 510516 | 0 | 0 | 0 | 142977.1278 | 1805790.0867 | 0 | 0 | 0 | 0 | 0 | 0 | 0 | 0 | 0 | 193499.7696 | 0 | 0 | 0 | 0 | 10995.0581 | 31708.2189 | 0 | 0 | 0 | 0 | 0 | 0 | 0 | 0 | 0 | 0 | 0 | 1372.7136 | 0 | 0
2016-09-29 01:00 | 0 | 0 | 0 | 0 | 0 | 586936.0627 | 8515.5931 | 490776 | 0 | 0 | 0 | 71488.5639 | 1980581.5928 | 0 | 0 | 0 | 0 | 0 | 0 | 0 | 0 | 0 | 194597.1665 | 0 | 0 | 0 | 0 | -71488.5639 | 174791.506 | 0 | 0 | 0 | 0 | 0 | 0 | 0 | 0 | 0 | 0 | 0 | 1372.7136 | 0 | 0
2016-09-29 02:00 | 0 | 0 | 0 | 0 | 0 | 536447.2775 | 0 | 463586 | 0 | 0 | 0 | 142977.1278 | 1980581.5928 | 0 | 0 | 0 | 0 | 0 | 0 | 0 | 0 | 0 | 195694.559 | 0 | 0 | 0 | 0 | 71488.5639 | 0 | 0 | 0 | 0 | 0 | 0 | 0 | 0 | 0 | 0 | 0 | 0 | 1372.7136 | 0 | 0
2016-09-29 03:00 | 0 | 0 | 0 | 0 | 0 | 361046.1497 | 0 | 431162 | 0 | 0 | 0 | 71488.5639 | 1980581.5928 | 0 | 0 | 0 | 0 | 0 | 0 | 0 | 0 | 0 | 196791.947 | 0 | 0 | 0 | 0 | -71488.5639 | 0 | 0 | 0 | 0 | 0 | 0 | 0 | 0 | 0 | 0 | 0 | 0 | 1372.7136 | 0 | 0
2016-09-29 04:00 | 0 | 0 | 0 | 0 | 0 | 332275.1497 | 0 | 402391 | 0 | 0 | 0 | 0 | 1980581.5928 | 0 | 0 | 0 | 0 | 0 | 0 | 0 | 0 | 0 | 197889.3307 | 0 | 0 | 0 | 0 | -71488.5639 | 0 | 0 | 0 | 0 | 0 | 0 | 0 | 0 | 0 | 0 | 0 | 0 | 1372.7136 | 0 | 0
2016-09-29 05:00 | 0 | 0 | 0 | 0 | 0 | 180157.5111 | 0 | 379998 | 0 | 0 | 0 | 71488.5639 | 1707879.8264 | 0 | 0 | 0 | 0 | 0 | 0 | 0 | 0 | 0 | 198986.7101 | 0 | 0 | 0 | 0 | 71488.5639 | 0 | 272701.7664 | 0 | 0 | 0 | 0 | 0 | 0 | 0 | 0 | 0 | 0 | 1372.7136 | 0 | 0
2016-09-29 06:00 | 0 | 0 | 0 | 0 | 0 | 292884.1497 | 0 | 363000 | 0 | 0 | 0 | 0 | 1707879.8264 | 0 | 0 | 0 | 0 | 0 | 0 | 0 | 0 | 0 | 200084.085 | 0 | 0 | 0 | 0 | -71488.5639 | 0 | 0 | 0 | 0 | 0 | 0 | 0 | 0 | 0 | 0 | 0 | 0 | 1372.7136 | 0 | 0
2016-09-29 07:00 | 0 | 0 | 0 | 0 | 0 | 80876.9472 | 0 | 352206 | 0 | 0 | 0 | 0 | 1435178.06 | 0 | 0 | 0 | 0 | 0 | 0 | 0 | 0 | 0 | 201181.4555 | 0 | 0 | 0 | 0 | 0 | 0 | 272701.7664 | 0 | 0 | 0 | 0 | 0 | 0 | 0 | 0 | 0 | 0 | 1372.7136 | 0 | 0
2016-09-29 08:00 | 0 | 0 | 0 | 0 | 0 | 77893.9472 | 0 | 349223 | 0 | 0 | 0 | 0 | 1162476.2935 | 0 | 0 | 0 | 0 | 0 | 0 | 0 | 0 | 0 | 202278.8216 | 0 | 0 | 0 | 0 | 0 | 0 | 272701.7664 | 0 | 0 | 0 | 0 | 0 | 0 | 0 | 0 | 0 | 0 | 1372.7136 | 0 | 0
2016-09-29 09:00 | 0 | 0 | 0 | 0 | 0 | 359070.7136 | 0 | 357698 | 0 | 0 | 0 | 0 | 1162476.2935 | 0 | 0 | 0 | 0 | 0 | 0 | 0 | 0 | 0 | 203376.1834 | 0 | 0 | 0 | 0 | 0 | 0 | 0 | 0 | 0 | 0 | 0 | 0 | 0 | 0 | 0 | 0 | 0 | 1372.7136 | 0 | 0
2016-09-29 10:00 | 0 | 0 | 0 | 0 | 0 | 109499.9472 | 0 | 380829 | 0 | 0 | 0 | 0 | 889774.5271 | 0 | 0 | 0 | 0 | 0 | 0 | 0 | 0 | 0 | 204473.5408 | 0 | 0 | 0 | 0 | 0 | 0 | 272701.7664 | 0 | 0 | 0 | 0 | 0 | 0 | 0 | 0 | 0 | 0 | 1372.7136 | 0 | 0
2016-09-29 11:00 | 0 | 0 | 0 | 0 | 0 | 205441.5111 | 0 | 405282 | 0 | 0 | 0 | 71488.5639 | 617072.7607 | 0 | 0 | 0 | 0 | 0 | 0 | 0 | 0 | 0 | 205570.8937 | 0 | 0 | 0 | 0 | 71488.5639 | 0 | 272701.7664 | 0 | 0 | 0 | 0 | 0 | 0 | 0 | 0 | 0 | 0 | 1372.7136 | 0 | 0
2016-09-29 12:00 | 0 | 0 | 0 | 0 | 0 | 76112.3833 | 0 | 418930 | 0 | 0 | 0 | 0 | 344370.9943 | 0 | 0 | 0 | 0 | 0 | 0 | 0 | 0 | 0 | 206668.2423 | 0 | 0 | 0 | 0 | -71488.5639 | 0 | 272701.7664 | 0 | 0 | 0 | 0 | 0 | 0 | 0 | 0 | 0 | 0 | 1372.7136 | 0 | 0
2016-09-29 13:00 | 0 | 0 | 0 | 0 | 0 | 219905.2136 | 43717.8849 | 433174 | 0 | 0 | 0 | 71488.5639 | 101958.8153 | 0 | 0 | 0 | 0 | 0 | 0 | 0 | 0 | 0 | 207765.5865 | 0 | 0 | 0 | 0 | 71488.5639 | 30289.5874 | 272701.7664 | 0 | 0 | 0 | 0 | 0 | 0 | 0 | 0 | 0 | 0 | 1372.7136 | 0 | 0
2016-09-29 14:00 | 0 | 0 | 0 | 0 | 0 | 146454.9509 | 368859.0443 | 446476 | 0 | 0 | 0 | 0 | 240912.6609 | 0 | 0 | 0 | 0 | 0 | 0 | 0 | 0 | 0 | 208862.9263 | 0 | 0 | 0 | 0 | -71488.5639 | 138953.8455 | 0 | 0 | 0 | 0 | 0 | 0 | 0 | 0 | 0 | 0 | 0 | 1372.7136 | 0 | 0
2016-09-29 15:00 | 0 | 0 | 0 | 0 | 0 | 0 | 603592.6851 | 457915 | 0 | 0 | 0 | 0 | 385217.6323 | 0 | 0 | 0 | 0 | 0 | 0 | 0 | 0 | 0 | 209960.2617 | 0 | 0 | 0 | 0 | 0 | 144304.9715 | 0 | 0 | 0 | 0 | 0 | 0 | 0 | 0 | 0 | 0 | 0 | 1372.7136 | 0 | 0
2016-09-29 16:00 | 0 | 0 | 0 | 0 | 0 | 0 | 679891.9027 | 467097 | 0 | 0 | 0 | 71488.5639 | 525151.2576 | 0 | 0 | 0 | 0 | 0 | 0 | 0 | 0 | 0 | 211057.5927 | 0 | 0 | 0 | 0 | 71488.5639 | 139933.6253 | 0 | 0 | 0 | 0 | 0 | 0 | 0 | 0 | 0 | 0 | 0 | 1372.7136 | 0 | 0
2016-09-29 17:00 | 0 | 0 | 0 | 0 | 0 | 0 | 679371.0149 | 476837 | 0 | 0 | 0 | 142977.1278 | 654823.995 | 0 | 0 | 0 | 0 | 0 | 0 | 0 | 0 | 0 | 212154.9194 | 0 | 0 | 0 | 0 | 71488.5639 | 129672.7374 | 0 | 0 | 0 | 0 | 0 | 0 | 0 | 0 | 0 | 0 | 0 | 1372.7136 | 0 | 0
2016-09-29 18:00 | 0 | 0 | 0 | 0 | 0 | 0 | 651315.7466 | 484414 | 0 | 0 | 0 | 203470.6336 | 759859.5222 | 0 | 0 | 0 | 0 | 0 | 0 | 0 | 0 | 0 | 213252.2416 | 0 | 0 | 0 | 0 | 60493.5058 | 105035.5272 | 0 | 0 | 0 | 0 | 0 | 0 | 0 | 0 | 0 | 0 | 0 | 1372.7136 | 0 | 0
2016-09-29 19:00 | 0 | 0 | 0 | 0 | 0 | 0 | 625009.2798 | 490997 | 0 | 0 | 0 | 203470.6336 | 892499.0884 | 0 | 0 | 0 | 0 | 0 | 0 | 0 | 0 | 0 | 214349.5595 | 0 | 0 | 0 | 0 | 0 | 132639.5662 | 0 | 0 | 0 | 0 | 0 | 0 | 0 | 0 | 0 | 0 | 0 | 1372.7136 | 0 | 0
2016-09-29 20:00 | 0 | 0 | 0 | 0 | 0 | 0 | 610111.8624 | 496619 | 0 | 0 | 0 | 140799.2763 | 1067290.5944 | 0 | 0 | 0 | 0 | 0 | 0 | 0 | 0 | 0 | 215446.873 | 0 | 0 | 0 | 0 | -62671.3572 | 174791.506 | 0 | 0 | 0 | 0 | 0 | 0 | 0 | 0 | 0 | 0 | 0 | 1372.7136 | 0 | 0
2016-09-29 21:00 | 0 | 0 | 0 | 0 | 0 | 0 | 580971.9719 | 498650 | 0 | 0 | 0 | 69310.7124 | 1219728.4166 | 0 | 0 | 0 | 0 | 0 | 0 | 0 | 0 | 0 | 216544.182 | 0 | 0 | 0 | 0 | -71488.5639 | 152437.8222 | 0 | 0 | 0 | 0 | 0 | 0 | 0 | 0 | 0 | 0 | 0 | 1372.7136 | 0 | 0
2016-09-29 22:00 | 0 | 0 | 0 | 0 | 0 | 0 | 529984.4847 | 496050 | 0 | 0 | 0 | 101045.8499 | 1220555.0503 | 0 | 0 | 0 | 0 | 0 | 0 | 0 | 0 | 0 | 217641.4867 | 0 | 0 | 0 | 0 | 31735.1374 | 826.6337 | 0 | 0 | 0 | 0 | 0 | 0 | 0 | 0 | 0 | 0 | 0 | 1372.7136 | 0 | 0
2016-09-29 23:00 | 0 | 0 | 0 | 0 | 0 | 328195.1015 | 413672.541 | 495047 | 0 | 0 | 0 | 172534.4138 | 1394514.4153 | 0 | 0 | 0 | 0 | 0 | 0 | 0 | 0 | 0 | 218738.787 | 0 | 0 | 0 | 0 | 71488.5639 | 173959.365 | 0 | 0 | 0 | 0 | 0 | 0 | 0 | 0 | 0 | 0 | 0 | 1372.7136 | 0 | 0
2016-09-30 | 0 | 0 | 0 | 0 | 0 | 510567.8688 | 187091.5706 | 490559 | 0 | 0 | 0 | 203470.6336 | 1569305.9213 | 0 | 0 | 0 | 0 | 0 | 0 | 0 | 0 | 0 | 219836.0829 | 0 | 0 | 0 | 0 | 30936.2198 | 174791.506 | 0 | 0 | 0 | 0 | 0 | 0 | 0 | 0 | 0 | 0 | 0 | 1372.7136 | 0 | 0
2016-09-30 01:00 | 0 | 0 | 0 | 0 | 0 | 135155.3385 | 7145.1029 | 474123 | 0 | 0 | 0 | 142977.1278 | 1296604.1549 | 0 | 0 | 0 | 0 | 0 | 0 | 0 | 0 | 0 | 220933.3745 | 0 | 0 | 0 | 0 | -60493.5058 | 0 | 272701.7664 | 0 | 0 | 0 | 0 | 0 | 0 | 0 | 0 | 0 | 0 | 1372.7136 | 0 | 0
2016-09-30 02:00 | 0 | 0 | 0 | 0 | 0 | 106451.3833 | 0 | 449269 | 0 | 0 | 0 | 71488.5639 | 1023902.3885 | 0 | 0 | 0 | 0 | 0 | 0 | 0 | 0 | 0 | 222030.6616 | 0 | 0 | 0 | 0 | -71488.5639 | 0 | 272701.7664 | 0 | 0 | 0 | 0 | 0 | 0 | 0 | 0 | 0 | 0 | 1372.7136 | 0 | 0
2016-09-30 03:00 | 0 | 0 | 0 | 0 | 0 | 348512.1497 | 0 | 418628 | 0 | 0 | 0 | 0 | 1023902.3885 | 0 | 0 | 0 | 0 | 0 | 0 | 0 | 0 | 0 | 223127.9443 | 0 | 0 | 0 | 0 | -71488.5639 | 0 | 0 | 0 | 0 | 0 | 0 | 0 | 0 | 0 | 0 | 0 | 0 | 1372.7136 | 0 | 0
2016-09-30 04:00 | 0 | 0 | 0 | 0 | 0 | 463213.2775 | 0 | 390352 | 0 | 0 | 0 | 71488.5639 | 1023902.3885 | 0 | 0 | 0 | 0 | 0 | 0 | 0 | 0 | 0 | 224225.2227 | 0 | 0 | 0 | 0 | 71488.5639 | 0 | 0 | 0 | 0 | 0 | 0 | 0 | 0 | 0 | 0 | 0 | 0 | 1372.7136 | 0 | 0
2016-09-30 05:00 | 0 | 0 | 0 | 0 | 0 | 26621.3833 | 0 | 369439 | 0 | 0 | 0 | 0 | 751200.6221 | 0 | 0 | 0 | 0 | 0 | 0 | 0 | 0 | 0 | 225322.4967 | 0 | 0 | 0 | 0 | -71488.5639 | 0 | 272701.7664 | 0 | 0 | 0 | 0 | 0 | 0 | 0 | 0 | 0 | 0 | 1372.7136 | 0 | 0
2016-09-30 06:00 | 0 | 0 | 0 | 0 | 0 | 428456.2775 | 0 | 355595 | 0 | 0 | 0 | 71488.5639 | 751200.6221 | 0 | 0 | 0 | 0 | 0 | 0 | 0 | 0 | 0 | 226419.7662 | 0 | 0 | 0 | 0 | 71488.5639 | 0 | 0 | 0 | 0 | 0 | 0 | 0 | 0 | 0 | 0 | 0 | 0 | 1372.7136 | 0 | 0
2016-09-30 07:00 | 0 | 0 | 0 | 0 | 0 | 324305.7334 | 0 | 346003 | 0 | 0 | 0 | 48418.5837 | 751200.6221 | 0 | 0 | 0 | 0 | 0 | 0 | 0 | 0 | 0 | 227517.0314 | 0 | 0 | 0 | 0 | -23069.9801 | 0 | 0 | 0 | 0 | 0 | 0 | 0 | 0 | 0 | 0 | 0 | 0 | 1372.7136 | 0 | 0
2016-09-30 08:00 | 0 | 0 | 0 | 0 | 0 | 143423.5111 | 0 | 343264 | 0 | 0 | 0 | 119907.1476 | 478498.8557 | 0 | 0 | 0 | 0 | 0 | 0 | 0 | 0 | 0 | 228614.2922 | 0 | 0 | 0 | 0 | 71488.5639 | 0 | 272701.7664 | 0 | 0 | 0 | 0 | 0 | 0 | 0 | 0 | 0 | 0 | 1372.7136 | 0 | 0
2016-09-30 09:00 | 0 | 0 | 0 | 0 | 0 | 364919.6356 | 0 | 351472 | 0 | 0 | 0 | 131982.0697 | 478498.8557 | 0 | 0 | 0 | 0 | 0 | 0 | 0 | 0 | 0 | 229711.5486 | 0 | 0 | 0 | 0 | 12074.922 | 0 | 0 | 0 | 0 | 0 | 0 | 0 | 0 | 0 | 0 | 0 | 0 | 1372.7136 | 0 | 0
2016-09-30 10:00 | 0 | 0 | 0 | 0 | 0 | 173029.5111 | 0 | 372870 | 0 | 0 | 0 | 203470.6336 | 205797.0893 | 0 | 0 | 0 | 0 | 0 | 0 | 0 | 0 | 0 | 230808.8006 | 0 | 0 | 0 | 0 | 71488.5639 | 0 | 272701.7664 | 0 | 0 | 0 | 0 | 0 | 0 | 0 | 0 | 0 | 0 | 1372.7136 | 0 | 0
2016-09-30 11:00 | 0 | 0 | 0 | 0 | 0 | 328238.2543 | 0 | 396585 | 0 | 0 | 0 | 131982.0697 | 207566.1939 | 0 | 0 | 0 | 0 | 0 | 0 | 0 | 0 | 0 | 231906.0483 | 0 | 0 | 0 | 0 | -71488.5639 | 1769.1046 | 0 | 0 | 0 | 0 | 0 | 0 | 0 | 0 | 0 | 0 | 0 | 1372.7136 | 0 | 0
2016-09-30 12:00 | 0 | 0 | 0 | 0 | 0 | 242578.8893 | 0 | 410605 | 0 | 0 | 0 | 60493.5058 | 109655.9335 | 0 | 0 | 0 | 0 | 0 | 0 | 0 | 0 | 0 | 233003.2915 | 0 | 0 | 0 | 0 | -71488.5639 | 174791.506 | 272701.7664 | 0 | 0 | 0 | 0 | 0 | 0 | 0 | 0 | 0 | 0 | 1372.7136 | 0 | 0
2016-09-30 13:00 | 0 | 0 | 0 | 0 | 0 | 228058.6599 | 28522.6144 | 425358 | 0 | 0 | 0 | 0 | 0 | 0 | 0 | 0 | 0 | 0 | 0 | 0 | 0 | 0 | 234100.5304 | 0 | 0 | 0 | 0 | -60493.5058 | 163045.8329 | 272701.7664 | 0 | 0 | 0 | 0 | 0 | 0 | 0 | 0 | 0 | 0 | 1372.7136 | 0 | 0
2016-09-30 14:00 | 0 | 0 | 0 | 0 | 0 | 159361.2686 | 293887.5134 | 438424 | 0 | 0 | 0 | 0 | 13452.0684 | 0 | 0 | 0 | 0 | 0 | 0 | 0 | 0 | 0 | 235197.7648 | 0 | 0 | 0 | 0 | 0 | 13452.0684 | 0 | 0 | 0 | 0 | 0 | 0 | 0 | 0 | 0 | 0 | 0 | 1372.7136 | 0 | 0
2016-09-30 15:00 | 0 | 0 | 0 | 0 | 0 | 52451.1911 | 573191.0285 | 449478 | 0 | 0 | 0 | 0 | 188243.5745 | 0 | 0 | 0 | 0 | 0 | 0 | 0 | 0 | 0 | 236294.9949 | 0 | 0 | 0 | 0 | 0 | 174791.506 | 0 | 0 | 0 | 0 | 0 | 0 | 0 | 0 | 0 | 0 | 0 | 1372.7136 | 0 | 0
2016-09-30 16:00 | 0 | 0 | 0 | 0 | 0 | 0 | 680023.8692 | 458534 | 0 | 0 | 0 | 45325.6496 | 363035.0805 | 0 | 0 | 0 | 0 | 0 | 0 | 0 | 0 | 0 | 237392.2206 | 0 | 0 | 0 | 0 | 45325.6496 | 174791.506 | 0 | 0 | 0 | 0 | 0 | 0 | 0 | 0 | 0 | 0 | 0 | 1372.7136 | 0 | 0
2016-09-30 17:00 | 0 | 0 | 0 | 0 | 0 | 0 | 688571.6812 | 466904 | 0 | 0 | 0 | 90829.1112 | 537826.5865 | 0 | 0 | 0 | 0 | 0 | 0 | 0 | 0 | 0 | 238489.4419 | 0 | 0 | 0 | 0 | 45503.4616 | 174791.506 | 0 | 0 | 0 | 0 | 0 | 0 | 0 | 0 | 0 | 0 | 0 | 1372.7136 | 0 | 0
2016-09-30 18:00 | 0 | 0 | 0 | 0 | 0 | 0 | 674366.7316 | 473293 | 0 | 0 | 0 | 115738.6232 | 712618.0926 | 0 | 0 | 0 | 0 | 0 | 0 | 0 | 0 | 0 | 239586.6588 | 0 | 0 | 0 | 0 | 24909.512 | 174791.506 | 0 | 0 | 0 | 0 | 0 | 0 | 0 | 0 | 0 | 0 | 0 | 1372.7136 | 0 | 0
2016-09-30 19:00 | 0 | 0 | 0 | 0 | 0 | 61088.4675 | 664033.5216 | 477889 | 0 | 0 | 0 | 186807.3926 | 887409.5986 | 0 | 0 | 0 | 0 | 0 | 0 | 0 | 0 | 0 | 240683.8713 | 0 | 0 | 0 | 0 | 71068.7695 | 174791.506 | 0 | 0 | 0 | 0 | 0 | 0 | 0 | 0 | 0 | 0 | 0 | 1372.7136 | 0 | 0
2016-09-30 20:00 | 0 | 0 | 0 | 0 | 0 | 0 | 667177.4081 | 481571 | 0 | 0 | 0 | 196249.5811 | 1062201.1047 | 0 | 0 | 0 | 0 | 0 | 0 | 0 | 0 | 0 | 241781.0795 | 0 | 0 | 0 | 0 | 9442.1885 | 174791.506 | 0 | 0 | 0 | 0 | 0 | 0 | 0 | 0 | 0 | 0 | 0 | 1372.7136 | 0 | 0
2016-09-30 21:00 | 0 | 0 | 0 | 0 | 0 | 0 | 665365.2721 | 481980 | 0 | 0 | 0 | 203470.6336 | 1236992.6107 | 0 | 0 | 0 | 0 | 0 | 0 | 0 | 0 | 0 | 242878.2832 | 0 | 0 | 0 | 0 | 7221.0524 | 174791.506 | 0 | 0 | 0 | 0 | 0 | 0 | 0 | 0 | 0 | 0 | 0 | 1372.7136 | 0 | 0
2016-09-30 22:00 | 0 | 0 | 0 | 0 | 0 | 0 | 637302.1162 | 477094 | 0 | 0 | 0 | 187514.5301 | 1411784.1167 | 0 | 0 | 0 | 0 | 0 | 0 | 0 | 0 | 0 | 243975.4826 | 0 | 0 | 0 | 0 | -15956.1034 | 174791.506 | 0 | 0 | 0 | 0 | 0 | 0 | 0 | 0 | 0 | 0 | 0 | 1372.7136 | 0 | 0
2016-09-30 23:00 | 0 | 0 | 0 | 0 | 0 | 60394.171 | 521128.3397 | 471788 | 0 | 0 | 0 | 121084.8212 | 1586575.6228 | 0 | 0 | 0 | 0 | 0 | 0 | 0 | 0 | 0 | 245072.6775 | 0 | 0 | 0 | 0 | -66429.7089 | 174791.506 | 0 | 0 | 0 | 0 | 0 | 0 | 0 | 0 | 0 | 0 | 0 | 1372.7136 | 0 | 0
2016-10-01 | 0 | 0 | 0 | 0 | 0 | 412974.411 | 249242.1152 | 464160 | 0 | 0 | 0 | 142977.1278 | 1761367.1288 | 0 | 0 | 0 | 0 | 0 | 0 | 0 | 0 | 0 | 246169.8681 | 0 | 0 | 0 | 0 | 21892.3066 | 174791.506 | 0 | 0 | 0 | 0 | 0 | 0 | 0 | 0 | 0 | 0 | 0 | 1372.7136 | 0 | 0
2016-10-01 01:00 | 0 | 0 | 0 | 0 | 0 | 493842.0655 | 14625.5527 | 449071 | 0 | 0 | 0 | 71488.5639 | 1890879.5973 | 0 | 0 | 0 | 0 | 0 | 0 | 0 | 0 | 0 | 247267.0543 | 0 | 0 | 0 | 0 | -71488.5639 | 129512.4685 | 0 | 0 | 0 | 0 | 0 | 0 | 0 | 0 | 0 | 0 | 0 | 1372.7136 | 0 | 0
2016-10-01 02:00 | 0 | 0 | 0 | 0 | 0 | 86798.3833 | 0 | 429616 | 0 | 0 | 0 | 0 | 1618177.8309 | 0 | 0 | 0 | 0 | 0 | 0 | 0 | 0 | 0 | 248364.2361 | 0 | 0 | 0 | 0 | -71488.5639 | 0 | 272701.7664 | 0 | 0 | 0 | 0 | 0 | 0 | 0 | 0 | 0 | 0 | 1372.7136 | 0 | 0
2016-10-01 03:00 | 0 | 0 | 0 | 0 | 0 | 174005.5632 | 0 | 403733 | 0 | 0 | 0 | 41601.616 | 1345476.0645 | 0 | 0 | 0 | 0 | 0 | 0 | 0 | 0 | 0 | 249461.4135 | 0 | 0 | 0 | 0 | 41601.616 | 0 | 272701.7664 | 0 | 0 | 0 | 0 | 0 | 0 | 0 | 0 | 0 | 0 | 1372.7136 | 0 | 0
2016-10-01 04:00 | 0 | 0 | 0 | 0 | 0 | 410606.6615 | 0 | 379347 | 0 | 0 | 0 | 71488.5639 | 1345476.0645 | 0 | 0 | 0 | 0 | 0 | 0 | 0 | 0 | 0 | 250558.5865 | 0 | 0 | 0 | 0 | 29886.9479 | 0 | 0 | 0 | 0 | 0 | 0 | 0 | 0 | 0 | 0 | 0 | 0 | 1372.7136 | 0 | 0
2016-10-01 05:00 | 0 | 0 | 0 | 0 | 0 | 289913.1497 | 0 | 360029 | 0 | 0 | 0 | 0 | 1345476.0645 | 0 | 0 | 0 | 0 | 0 | 0 | 0 | 0 | 0 | 251655.7551 | 0 | 0 | 0 | 0 | -71488.5639 | 0 | 0 | 0 | 0 | 0 | 0 | 0 | 0 | 0 | 0 | 0 | 0 | 1372.7136 | 0 | 0
2016-10-01 06:00 | 0 | 0 | 0 | 0 | 0 | 146116.5111 | 0 | 345957 | 0 | 0 | 0 | 71488.5639 | 1072774.2981 | 0 | 0 | 0 | 0 | 0 | 0 | 0 | 0 | 0 | 252752.9194 | 0 | 0 | 0 | 0 | 71488.5639 | 0 | 272701.7664 | 0 | 0 | 0 | 0 | 0 | 0 | 0 | 0 | 0 | 0 | 1372.7136 | 0 | 0
2016-10-01 07:00 | 0 | 0 | 0 | 0 | 0 | 289221.3171 | 0 | 335981 | 0 | 0 | 0 | 59056.9472 | 1037073.5183 | 0 | 0 | 0 | 0 | 0 | 0 | 0 | 0 | 0 | 253850.0792 | 0 | 0 | 0 | 0 | -12431.6167 | 0 | 35700.7798 | 0 | 0 | 0 | 0 | 0 | 0 | 0 | 0 | 0 | 0 | 1372.7136 | 0 | 0
2016-10-01 08:00 | 0 | 0 | 0 | 0 | 0 | 0 | 0 | 330386 | 0 | 0 | 0 | 0 | 764371.7519 | 0 | 0 | 0 | 0 | 0 | 0 | 0 | 0 | 0 | 254947.2347 | 0 | 0 | 0 | 0 | -59056.9472 | 0 | 272701.7664 | 0 | 0 | 0 | 0 | 0 | 0 | 0 | 0 | 0 | 0 | 1372.7136 | 0 | 0
2016-10-01 09:00 | 0 | 0 | 0 | 0 | 0 | 245909.0004 | 0 | 329674 | 0 | 0 | 0 | 71488.5639 | 607745.4748 | 0 | 0 | 0 | 0 | 0 | 0 | 0 | 0 | 0 | 256044.3858 | 0 | 0 | 0 | 0 | 71488.5639 | 0 | 156626.2771 | 0 | 0 | 0 | 0 | 0 | 0 | 0 | 0 | 0 | 0 | 1372.7136 | 0 | 0
2016-10-01 10:00 | 0 | 0 | 0 | 0 | 0 | 236891.3159 | 0 | 335756 | 0 | 0 | 0 | 0 | 578996.641 | 0 | 0 | 0 | 0 | 0 | 0 | 0 | 0 | 0 | 257141.5325 | 0 | 0 | 0 | 0 | -71488.5639 | 0 | 28748.8338 | 0 | 0 | 0 | 0 | 0 | 0 | 0 | 0 | 0 | 0 | 1372.7136 | 0 | 0
2016-10-01 11:00 | 0 | 0 | 0 | 0 | 0 | 232957.3108 | 0 | 344879 | 0 | 0 | 0 | 71488.5639 | 394213.6743 | 0 | 0 | 0 | 0 | 0 | 0 | 0 | 0 | 0 | 258238.6748 | 0 | 0 | 0 | 0 | 71488.5639 | 87918.7997 | 272701.7664 | 0 | 0 | 0 | 0 | 0 | 0 | 0 | 0 | 0 | 0 | 1372.7136 | 0 | 0
2016-10-01 12:00 | 0 | 0 | 0 | 0 | 0 | 226028.3381 | 0 | 358481 | 0 | 0 | 0 | 142977.1278 | 188899.7349 | 0 | 0 | 0 | 0 | 0 | 0 | 0 | 0 | 0 | 259335.8127 | 0 | 0 | 0 | 0 | 71488.5639 | 67387.827 | 272701.7664 | 0 | 0 | 0 | 0 | 0 | 0 | 0 | 0 | 0 | 0 | 1372.7136 | 0 | 0
2016-10-01 13:00 | 0 | 0 | 0 | 0 | 0 | 156919.6764 | 39524.2151 | 375301 | 0 | 0 | 0 | 71488.5639 | 80158.4767 | 0 | 0 | 0 | 0 | 0 | 0 | 0 | 0 | 0 | 260432.9462 | 0 | 0 | 0 | 0 | -71488.5639 | 0 | 108741.2582 | 0 | 0 | 0 | 0 | 0 | 0 | 0 | 0 | 0 | 0 | 1372.7136 | 0 | 0
2016-10-01 14:00 | 0 | 0 | 0 | 0 | 0 | 77287.4536 | 409809.7246 | 391050 | 0 | 0 | 0 | 0 | 246321.5052 | 0 | 0 | 0 | 0 | 0 | 0 | 0 | 0 | 0 | 261530.0753 | 0 | 0 | 0 | 0 | -71488.5639 | 166163.0285 | 0 | 0 | 0 | 0 | 0 | 0 | 0 | 0 | 0 | 0 | 0 | 1372.7136 | 0 | 0
2016-10-01 15:00 | 0 | 0 | 0 | 0 | 0 | 0 | 581492.2196 | 405328 | 0 | 0 | 0 | 0 | 421113.0112 | 0 | 0 | 0 | 0 | 0 | 0 | 0 | 0 | 0 | 262627.2001 | 0 | 0 | 0 | 0 | 0 | 174791.506 | 0 | 0 | 0 | 0 | 0 | 0 | 0 | 0 | 0 | 0 | 0 | 1372.7136 | 0 | 0
2016-10-01 16:00 | 0 | 0 | 0 | 0 | 0 | 0 | 664396.7835 | 416744 | 0 | 0 | 0 | 71488.5639 | 595904.5172 | 0 | 0 | 0 | 0 | 0 | 0 | 0 | 0 | 0 | 263724.3204 | 0 | 0 | 0 | 0 | 71488.5639 | 174791.506 | 0 | 0 | 0 | 0 | 0 | 0 | 0 | 0 | 0 | 0 | 0 | 1372.7136 | 0 | 0
2016-10-01 17:00 | 0 | 0 | 0 | 0 | 0 | 0 | 530711.6557 | 426036 | 0 | 0 | 0 | 0 | 770696.0233 | 0 | 0 | 0 | 0 | 0 | 0 | 0 | 0 | 0 | 264821.4364 | 0 | 0 | 0 | 0 | -71488.5639 | 174791.506 | 0 | 0 | 0 | 0 | 0 | 0 | 0 | 0 | 0 | 0 | 0 | 1372.7136 | 0 | 0
2016-10-01 18:00 | 0 | 0 | 0 | 0 | 0 | 0 | 682026.7835 | 434374 | 0 | 0 | 0 | 71488.5639 | 945487.5293 | 0 | 0 | 0 | 0 | 0 | 0 | 0 | 0 | 0 | 265918.548 | 0 | 0 | 0 | 0 | 71488.5639 | 174791.506 | 0 | 0 | 0 | 0 | 0 | 0 | 0 | 0 | 0 | 0 | 0 | 1372.7136 | 0 | 0
2016-10-01 19:00 | 0 | 0 | 0 | 0 | 0 | 0 | 688960.7835 | 441308 | 0 | 0 | 0 | 142977.1278 | 1120279.0354 | 0 | 0 | 0 | 0 | 0 | 0 | 0 | 0 | 0 | 267015.6552 | 0 | 0 | 0 | 0 | 71488.5639 | 174791.506 | 0 | 0 | 0 | 0 | 0 | 0 | 0 | 0 | 0 | 0 | 0 | 1372.7136 | 0 | 0
2016-10-01 20:00 | 0 | 0 | 0 | 0 | 0 | 0 | 683099.7254 | 446442 | 0 | 0 | 0 | 203470.6336 | 1295070.5414 | 0 | 0 | 0 | 0 | 0 | 0 | 0 | 0 | 0 | 268112.758 | 0 | 0 | 0 | 0 | 60493.5058 | 174791.506 | 0 | 0 | 0 | 0 | 0 | 0 | 0 | 0 | 0 | 0 | 0 | 1372.7136 | 0 | 0
2016-10-01 21:00 | 0 | 0 | 0 | 0 | 0 | 0 | 554234.6557 | 449559 | 0 | 0 | 0 | 131982.0697 | 1469862.0474 | 0 | 0 | 0 | 0 | 0 | 0 | 0 | 0 | 0 | 269209.8564 | 0 | 0 | 0 | 0 | -71488.5639 | 174791.506 | 0 | 0 | 0 | 0 | 0 | 0 | 0 | 0 | 0 | 0 | 0 | 1372.7136 | 0 | 0
2016-10-01 22:00 | 0 | 0 | 0 | 0 | 0 | 0 | 695609.7835 | 447957 | 0 | 0 | 0 | 203470.6336 | 1644653.5535 | 0 | 0 | 0 | 0 | 0 | 0 | 0 | 0 | 0 | 270306.9504 | 0 | 0 | 0 | 0 | 71488.5639 | 174791.506 | 0 | 0 | 0 | 0 | 0 | 0 | 0 | 0 | 0 | 0 | 0 | 1372.7136 | 0 | 0
2016-10-01 23:00 | 0 | 0 | 0 | 0 | 0 | 32065.6976 | 591712.522 | 447614 | 0 | 0 | 0 | 203470.6336 | 1819445.0595 | 0 | 0 | 0 | 0 | 0 | 0 | 0 | 0 | 0 | 271404.0401 | 0 | 0 | 0 | 0 | 0 | 174791.506 | 0 | 0 | 0 | 0 | 0 | 0 | 0 | 0 | 0 | 0 | 0 | 1372.7136 | 0 | 0
2016-10-02 | 0 | 0 | 0 | 0 | 0 | 270657.0446 | 259431.9426 | 444225 | 0 | 0 | 0 | 131982.0697 | 1975424.897 | 0 | 0 | 0 | 0 | 0 | 0 | 0 | 0 | 0 | 272501.1253 | 0 | 0 | 0 | 0 | -71488.5639 | 155979.8375 | 0 | 0 | 0 | 0 | 0 | 0 | 0 | 0 | 0 | 0 | 0 | 1372.7136 | 0 | 0
2016-10-02 01:00 | 0 | 0 | 0 | 0 | 0 | 477336.7893 | 4985.317 | 431609 | 0 | 0 | 0 | 60493.5058 | 2096253.8536 | 0 | 0 | 0 | 0 | 0 | 0 | 0 | 0 | 0 | 273598.2062 | 0 | 0 | 0 | 0 | -71488.5639 | 120828.9566 | 0 | 0 | 0 | 0 | 0 | 0 | 0 | 0 | 0 | 0 | 0 | 1372.7136 | 0 | 0
2016-10-02 02:00 | 0 | 0 | 0 | 0 | 0 | 214531.5111 | 0 | 414372 | 0 | 0 | 0 | 131982.0697 | 1823552.0872 | 0 | 0 | 0 | 0 | 0 | 0 | 0 | 0 | 0 | 274695.2827 | 0 | 0 | 0 | 0 | 71488.5639 | 0 | 272701.7664 | 0 | 0 | 0 | 0 | 0 | 0 | 0 | 0 | 0 | 0 | 1372.7136 | 0 | 0
2016-10-02 03:00 | 0 | 0 | 0 | 0 | 0 | 460637.6608 | 0 | 392285 | 0 | 0 | 0 | 198962.0168 | 1823552.0872 | 0 | 0 | 0 | 0 | 0 | 0 | 0 | 0 | 0 | 275792.3547 | 0 | 0 | 0 | 0 | 66979.9472 | 0 | 0 | 0 | 0 | 0 | 0 | 0 | 0 | 0 | 0 | 0 | 0 | 1372.7136 | 0 | 0
2016-10-02 04:00 | 0 | 0 | 0 | 0 | 0 | 26809.3833 | 0 | 369627 | 0 | 0 | 0 | 127473.4529 | 1550850.3208 | 0 | 0 | 0 | 0 | 0 | 0 | 0 | 0 | 0 | 276889.4224 | 0 | 0 | 0 | 0 | -71488.5639 | 0 | 272701.7664 | 0 | 0 | 0 | 0 | 0 | 0 | 0 | 0 | 0 | 0 | 1372.7136 | 0 | 0
2016-10-02 05:00 | 0 | 0 | 0 | 0 | 0 | 424926.2775 | 0 | 352065 | 0 | 0 | 0 | 198962.0168 | 1550850.3208 | 0 | 0 | 0 | 0 | 0 | 0 | 0 | 0 | 0 | 277986.4857 | 0 | 0 | 0 | 0 | 71488.5639 | 0 | 0 | 0 | 0 | 0 | 0 | 0 | 0 | 0 | 0 | 0 | 0 | 1372.7136 | 0 | 0
2016-10-02 06:00 | 0 | 0 | 0 | 0 | 0 | 0 | 0 | 338309 | 0 | 0 | 0 | 131982.0697 | 1278148.5544 | 0 | 0 | 0 | 0 | 0 | 0 | 0 | 0 | 0 | 279083.5447 | 0 | 0 | 0 | 0 | -66979.9472 | 0 | 272701.7664 | 0 | 0 | 0 | 0 | 0 | 0 | 0 | 0 | 0 | 0 | 1372.7136 | 0 | 0
2016-10-02 07:00 | 0 | 0 | 0 | 0 | 0 | 128974.5111 | 0 | 328815 | 0 | 0 | 0 | 203470.6336 | 1005446.788 | 0 | 0 | 0 | 0 | 0 | 0 | 0 | 0 | 0 | 280180.5992 | 0 | 0 | 0 | 0 | 71488.5639 | 0 | 272701.7664 | 0 | 0 | 0 | 0 | 0 | 0 | 0 | 0 | 0 | 0 | 1372.7136 | 0 | 0
2016-10-02 08:00 | 0 | 0 | 0 | 0 | 0 | 0 | 0 | 322930 | 0 | 0 | 0 | 151869.6864 | 732745.0216 | 0 | 0 | 0 | 0 | 0 | 0 | 0 | 0 | 0 | 281277.6493 | 0 | 0 | 0 | 0 | -51600.9472 | 0 | 272701.7664 | 0 | 0 | 0 | 0 | 0 | 0 | 0 | 0 | 0 | 0 | 1372.7136 | 0 | 0
2016-10-02 09:00 | 0 | 0 | 0 | 0 | 0 | 3242.4362 | 0 | 321307 | 0 | 0 | 0 | 105134.1754 | 460043.2551 | 0 | 0 | 0 | 0 | 0 | 0 | 0 | 0 | 0 | 282374.6951 | 0 | 0 | 0 | 0 | -46735.511 | 0 | 272701.7664 | 0 | 0 | 0 | 0 | 0 | 0 | 0 | 0 | 0 | 0 | 1372.7136 | 0 | 0
2016-10-02 10:00 | 0 | 0 | 0 | 0 | 0 | 0 | 0 | 324074 | 0 | 0 | 0 | 33645.6115 | 206085.1055 | 0 | 0 | 0 | 0 | 0 | 0 | 0 | 0 | 0 | 283471.7365 | 0 | 0 | 0 | 0 | -71488.5639 | 0 | 253958.1497 | 0 | 0 | 0 | 0 | 0 | 0 | 0 | 0 | 0 | 0 | 1372.7136 | 0 | 0
2016-10-02 11:00 | 0 | 0 | 0 | 0 | 0 | 298386.1021 | 0 | 330659 | 0 | 0 | 0 | 0 | 206085.1055 | 0 | 0 | 0 | 0 | 0 | 0 | 0 | 0 | 0 | 284568.7734 | 0 | 0 | 0 | 0 | -33645.6115 | 0 | 0 | 0 | 0 | 0 | 0 | 0 | 0 | 0 | 0 | 0 | 0 | 1372.7136 | 0 | 0
2016-10-02 12:00 | 0 | 0 | 0 | 0 | 0 | 274708.3052 | 0 | 341997 | 0 | 0 | 0 | 71488.5639 | 65935.1331 | 0 | 0 | 0 | 0 | 0 | 0 | 0 | 0 | 0 | 285665.806 | 0 | 0 | 0 | 0 | 71488.5639 | 132551.7941 | 272701.7664 | 0 | 0 | 0 | 0 | 0 | 0 | 0 | 0 | 0 | 0 | 1372.7136 | 0 | 0
2016-10-02 13:00 | 0 | 0 | 0 | 0 | 0 | 182102.4992 | 42186.5173 | 360340 | 0 | 0 | 0 | 0 | 0 | 0 | 0 | 0 | 0 | 0 | 0 | 0 | 0 | 0 | 286762.8342 | 0 | 0 | 0 | 0 | -71488.5639 | 0 | 65935.1331 | 0 | 0 | 0 | 0 | 0 | 0 | 0 | 0 | 0 | 0 | 1372.7136 | 0 | 0
2016-10-02 14:00 | 0 | 0 | 0 | 0 | 0 | 0 | 401774.7518 | 377856 | 0 | 0 | 0 | 0 | 22546.0383 | 0 | 0 | 0 | 0 | 0 | 0 | 0 | 0 | 0 | 287859.8581 | 0 | 0 | 0 | 0 | 0 | 22546.0383 | 0 | 0 | 0 | 0 | 0 | 0 | 0 | 0 | 0 | 0 | 0 | 1372.7136 | 0 | 0
2016-10-02 15:00 | 0 | 0 | 0 | 0 | 0 | 0 | 570472.2196 | 394308 | 0 | 0 | 0 | 0 | 197337.5443 | 0 | 0 | 0 | 0 | 0 | 0 | 0 | 0 | 0 | 288956.8775 | 0 | 0 | 0 | 0 | 0 | 174791.506 | 0 | 0 | 0 | 0 | 0 | 0 | 0 | 0 | 0 | 0 | 0 | 1372.7136 | 0 | 0
2016-10-02 16:00 | 0 | 0 | 0 | 0 | 0 | 0 | 585422.2196 | 409258 | 0 | 0 | 0 | 0 | 372129.0503 | 0 | 0 | 0 | 0 | 0 | 0 | 0 | 0 | 0 | 290053.8925 | 0 | 0 | 0 | 0 | 0 | 174791.506 | 0 | 0 | 0 | 0 | 0 | 0 | 0 | 0 | 0 | 0 | 0 | 1372.7136 | 0 | 0
2016-10-02 17:00 | 0 | 0 | 0 | 0 | 0 | 0 | 598546.2196 | 422382 | 0 | 0 | 0 | 0 | 546920.5564 | 0 | 0 | 0 | 0 | 0 | 0 | 0 | 0 | 0 | 291150.9032 | 0 | 0 | 0 | 0 | 0 | 174791.506 | 0 | 0 | 0 | 0 | 0 | 0 | 0 | 0 | 0 | 0 | 0 | 1372.7136 | 0 | 0
2016-10-02 18:00 | 0 | 0 | 0 | 0 | 0 | 0 | 680402.7835 | 432750 | 0 | 0 | 0 | 71488.5639 | 721712.0624 | 0 | 0 | 0 | 0 | 0 | 0 | 0 | 0 | 0 | 292247.9094 | 0 | 0 | 0 | 0 | 71488.5639 | 174791.506 | 0 | 0 | 0 | 0 | 0 | 0 | 0 | 0 | 0 | 0 | 0 | 1372.7136 | 0 | 0
2016-10-02 19:00 | 0 | 0 | 0 | 0 | 0 | 0 | 688475.7835 | 440823 | 0 | 0 | 0 | 142977.1278 | 896503.5685 | 0 | 0 | 0 | 0 | 0 | 0 | 0 | 0 | 0 | 293344.9113 | 0 | 0 | 0 | 0 | 71488.5639 | 174791.506 | 0 | 0 | 0 | 0 | 0 | 0 | 0 | 0 | 0 | 0 | 0 | 1372.7136 | 0 | 0
2016-10-02 20:00 | 0 | 0 | 0 | 0 | 0 | 0 | 684075.7254 | 447418 | 0 | 0 | 0 | 203470.6336 | 1071295.0745 | 0 | 0 | 0 | 0 | 0 | 0 | 0 | 0 | 0 | 294441.9088 | 0 | 0 | 0 | 0 | 60493.5058 | 174791.506 | 0 | 0 | 0 | 0 | 0 | 0 | 0 | 0 | 0 | 0 | 0 | 1372.7136 | 0 | 0
2016-10-02 21:00 | 0 | 0 | 0 | 0 | 0 | 0 | 628606.2196 | 452442 | 0 | 0 | 0 | 203470.6336 | 1246086.5805 | 0 | 0 | 0 | 0 | 0 | 0 | 0 | 0 | 0 | 295538.9019 | 0 | 0 | 0 | 0 | 0 | 174791.506 | 0 | 0 | 0 | 0 | 0 | 0 | 0 | 0 | 0 | 0 | 0 | 1372.7136 | 0 | 0
2016-10-02 22:00 | 0 | 0 | 0 | 0 | 0 | 0 | 629870.2196 | 453706 | 0 | 0 | 0 | 203470.6336 | 1420878.0866 | 0 | 0 | 0 | 0 | 0 | 0 | 0 | 0 | 0 | 296635.8906 | 0 | 0 | 0 | 0 | 0 | 174791.506 | 0 | 0 | 0 | 0 | 0 | 0 | 0 | 0 | 0 | 0 | 0 | 1372.7136 | 0 | 0
2016-10-02 23:00 | 0 | 0 | 0 | 0 | 0 | 0 | 567847.8247 | 455845 | 0 | 0 | 0 | 139309.2387 | 1595669.5926 | 0 | 0 | 0 | 0 | 0 | 0 | 0 | 0 | 0 | 297732.8749 | 0 | 0 | 0 | 0 | -64161.3949 | 174791.506 | 0 | 0 | 0 | 0 | 0 | 0 | 0 | 0 | 0 | 0 | 0 | 1372.7136 | 0 | 0
2016-10-03 | 0 | 0 | 0 | 0 | 0 | 467686.7283 | 227144.8862 | 454506 | 0 | 0 | 0 | 203470.6336 | 1770461.0987 | 0 | 0 | 0 | 0 | 0 | 0 | 0 | 0 | 0 | 298829.8549 | 0 | 0 | 0 | 0 | 64161.3949 | 174791.506 | 0 | 0 | 0 | 0 | 0 | 0 | 0 | 0 | 0 | 0 | 0 | 1372.7136 | 0 | 0
2016-10-03 01:00 | 0 | 0 | 0 | 0 | 0 | 612372.5089 | 4456.7107 | 440665 | 0 | 0 | 0 | 203470.6336 | 1945252.6047 | 0 | 0 | 0 | 0 | 0 | 0 | 0 | 0 | 0 | 299926.8304 | 0 | 0 | 0 | 0 | 0 | 174791.506 | 0 | 0 | 0 | 0 | 0 | 0 | 0 | 0 | 0 | 0 | 0 | 1372.7136 | 0 | 0
2016-10-03 02:00 | 0 | 0 | 0 | 0 | 0 | 77130.3833 | 0 | 419948 | 0 | 0 | 0 | 131982.0697 | 1672550.8383 | 0 | 0 | 0 | 0 | 0 | 0 | 0 | 0 | 0 | 301023.8016 | 0 | 0 | 0 | 0 | -71488.5639 | 0 | 272701.7664 | 0 | 0 | 0 | 0 | 0 | 0 | 0 | 0 | 0 | 0 | 1372.7136 | 0 | 0
2016-10-03 03:00 | 0 | 0 | 0 | 0 | 0 | 334167.2078 | 0 | 393288 | 0 | 0 | 0 | 71488.5639 | 1672550.8383 | 0 | 0 | 0 | 0 | 0 | 0 | 0 | 0 | 0 | 302120.7683 | 0 | 0 | 0 | 0 | -60493.5058 | 0 | 0 | 0 | 0 | 0 | 0 | 0 | 0 | 0 | 0 | 0 | 0 | 1372.7136 | 0 | 0
2016-10-03 04:00 | 0 | 0 | 0 | 0 | 0 | 300112.1497 | 0 | 370228 | 0 | 0 | 0 | 0 | 1672550.8383 | 0 | 0 | 0 | 0 | 0 | 0 | 0 | 0 | 0 | 303217.7307 | 0 | 0 | 0 | 0 | -71488.5639 | 0 | 0 | 0 | 0 | 0 | 0 | 0 | 0 | 0 | 0 | 0 | 0 | 1372.7136 | 0 | 0
2016-10-03 05:00 | 0 | 0 | 0 | 0 | 0 | 422023.6608 | 0 | 352069 | 0 | 0 | 0 | 68581.9472 | 1672550.8383 | 0 | 0 | 0 | 0 | 0 | 0 | 0 | 0 | 0 | 304314.6887 | 0 | 0 | 0 | 0 | 68581.9472 | 0 | 0 | 0 | 0 | 0 | 0 | 0 | 0 | 0 | 0 | 0 | 0 | 1372.7136 | 0 | 0
2016-10-03 06:00 | 0 | 0 | 0 | 0 | 0 | 0 | 0 | 339911 | 0 | 0 | 0 | 0 | 1399849.0719 | 0 | 0 | 0 | 0 | 0 | 0 | 0 | 0 | 0 | 305411.6423 | 0 | 0 | 0 | 0 | -68581.9472 | 0 | 272701.7664 | 0 | 0 | 0 | 0 | 0 | 0 | 0 | 0 | 0 | 0 | 1372.7136 | 0 | 0
2016-10-03 07:00 | 0 | 0 | 0 | 0 | 0 | 405771.2775 | 0 | 332910 | 0 | 0 | 0 | 71488.5639 | 1399849.0719 | 0 | 0 | 0 | 0 | 0 | 0 | 0 | 0 | 0 | 306508.5915 | 0 | 0 | 0 | 0 | 71488.5639 | 0 | 0 | 0 | 0 | 0 | 0 | 0 | 0 | 0 | 0 | 0 | 0 | 1372.7136 | 0 | 0
2016-10-03 08:00 | 0 | 0 | 0 | 0 | 0 | 133176.5111 | 0 | 333017 | 0 | 0 | 0 | 142977.1278 | 1127147.3055 | 0 | 0 | 0 | 0 | 0 | 0 | 0 | 0 | 0 | 307605.5364 | 0 | 0 | 0 | 0 | 71488.5639 | 0 | 272701.7664 | 0 | 0 | 0 | 0 | 0 | 0 | 0 | 0 | 0 | 0 | 1372.7136 | 0 | 0
2016-10-03 09:00 | 0 | 0 | 0 | 0 | 0 | 405663.2194 | 0 | 343797 | 0 | 0 | 0 | 203470.6336 | 1127147.3055 | 0 | 0 | 0 | 0 | 0 | 0 | 0 | 0 | 0 | 308702.4768 | 0 | 0 | 0 | 0 | 60493.5058 | 0 | 0 | 0 | 0 | 0 | 0 | 0 | 0 | 0 | 0 | 0 | 0 | 1372.7136 | 0 | 0
2016-10-03 10:00 | 0 | 0 | 0 | 0 | 0 | 96118.9472 | 0 | 367448 | 0 | 0 | 0 | 203470.6336 | 854445.539 | 0 | 0 | 0 | 0 | 0 | 0 | 0 | 0 | 0 | 309799.4129 | 0 | 0 | 0 | 0 | 0 | 0 | 272701.7664 | 0 | 0 | 0 | 0 | 0 | 0 | 0 | 0 | 0 | 0 | 1372.7136 | 0 | 0
2016-10-03 11:00 | 0 | 0 | 0 | 0 | 0 | 393788.7136 | 0 | 392416 | 0 | 0 | 0 | 203470.6336 | 854445.539 | 0 | 0 | 0 | 0 | 0 | 0 | 0 | 0 | 0 | 310896.3445 | 0 | 0 | 0 | 0 | 0 | 0 | 0 | 0 | 0 | 0 | 0 | 0 | 0 | 0 | 0 | 0 | 0 | 1372.7136 | 0 | 0
2016-10-03 12:00 | 0 | 0 | 0 | 0 | 0 | 512182.6557 | 0 | 407507 | 0 | 0 | 0 | 131982.0697 | 1029237.0451 | 0 | 0 | 0 | 0 | 0 | 0 | 0 | 0 | 0 | 311993.2718 | 0 | 0 | 0 | 0 | -71488.5639 | 174791.506 | 0 | 0 | 0 | 0 | 0 | 0 | 0 | 0 | 0 | 0 | 0 | 1372.7136 | 0 | 0
2016-10-03 13:00 | 0 | 0 | 0 | 0 | 0 | 448228.4169 | 29605.3089 | 422920 | 0 | 0 | 0 | 60493.5058 | 1154266.6212 | 0 | 0 | 0 | 0 | 0 | 0 | 0 | 0 | 0 | 313090.1947 | 0 | 0 | 0 | 0 | -71488.5639 | 125029.5761 | 0 | 0 | 0 | 0 | 0 | 0 | 0 | 0 | 0 | 0 | 0 | 1372.7136 | 0 | 0
2016-10-03 14:00 | 0 | 0 | 0 | 0 | 0 | 199313.8051 | 355134.9088 | 438778 | 0 | 0 | 0 | 0 | 1329058.1273 | 0 | 0 | 0 | 0 | 0 | 0 | 0 | 0 | 0 | 314187.1132 | 0 | 0 | 0 | 0 | -60493.5058 | 174791.506 | 0 | 0 | 0 | 0 | 0 | 0 | 0 | 0 | 0 | 0 | 0 | 1372.7136 | 0 | 0
2016-10-03 15:00 | 0 | 0 | 0 | 0 | 0 | 0 | 659522.3258 | 452970 | 0 | 0 | 0 | 30388.1062 | 1503849.6333 | 0 | 0 | 0 | 0 | 0 | 0 | 0 | 0 | 0 | 315284.0273 | 0 | 0 | 0 | 0 | 30388.1062 | 174791.506 | 0 | 0 | 0 | 0 | 0 | 0 | 0 | 0 | 0 | 0 | 0 | 1372.7136 | 0 | 0
2016-10-03 16:00 | 0 | 0 | 0 | 0 | 0 | 0 | 714033.7835 | 466381 | 0 | 0 | 0 | 101876.6701 | 1678641.1393 | 0 | 0 | 0 | 0 | 0 | 0 | 0 | 0 | 0 | 316380.9371 | 0 | 0 | 0 | 0 | 71488.5639 | 174791.506 | 0 | 0 | 0 | 0 | 0 | 0 | 0 | 0 | 0 | 0 | 0 | 1372.7136 | 0 | 0
2016-10-03 17:00 | 0 | 0 | 0 | 0 | 0 | 0 | 583287.6557 | 478612 | 0 | 0 | 0 | 30388.1062 | 1853432.6454 | 0 | 0 | 0 | 0 | 0 | 0 | 0 | 0 | 0 | 317477.8424 | 0 | 0 | 0 | 0 | -71488.5639 | 174791.506 | 0 | 0 | 0 | 0 | 0 | 0 | 0 | 0 | 0 | 0 | 0 | 1372.7136 | 0 | 0
2016-10-03 18:00 | 0 | 0 | 0 | 0 | 0 | 0 | 677689.1963 | 488215 | 0 | 0 | 0 | 43698.0828 | 2028224.1514 | 0 | 0 | 0 | 0 | 0 | 0 | 0 | 0 | 0 | 318574.7434 | 0 | 0 | 0 | 0 | 13309.9767 | 174791.506 | 0 | 0 | 0 | 0 | 0 | 0 | 0 | 0 | 0 | 0 | 0 | 1372.7136 | 0 | 0
2016-10-03 19:00 | 0 | 0 | 0 | 0 | 0 | 0 | 709349.2782 | 494304 | 0 | 0 | 0 | 82579.1414 | 2203015.6574 | 0 | 0 | 0 | 0 | 0 | 0 | 0 | 0 | 0 | 319671.6399 | 0 | 0 | 0 | 0 | 38881.0586 | 174791.506 | 0 | 0 | 0 | 0 | 0 | 0 | 0 | 0 | 0 | 0 | 0 | 1372.7136 | 0 | 0
2016-10-03 20:00 | 0 | 0 | 0 | 0 | 0 | 0 | 717769.9412 | 497335 | 0 | 0 | 0 | 126849.863 | 2377807.1635 | 0 | 0 | 0 | 0 | 0 | 0 | 0 | 0 | 0 | 320768.5321 | 0 | 0 | 0 | 0 | 44270.7216 | 174791.506 | 0 | 0 | 0 | 0 | 0 | 0 | 0 | 0 | 0 | 0 | 0 | 1372.7136 | 0 | 0
2016-10-03 21:00 | 0 | 0 | 0 | 0 | 0 | 0 | 718400.794 | 497321 | 0 | 0 | 0 | 171765.4374 | 2552598.6695 | 0 | 0 | 0 | 0 | 0 | 0 | 0 | 0 | 0 | 321865.4199 | 0 | 0 | 0 | 0 | 44915.5744 | 174791.506 | 0 | 0 | 0 | 0 | 0 | 0 | 0 | 0 | 0 | 0 | 0 | 1372.7136 | 0 | 0
2016-10-03 22:00 | 0 | 0 | 0 | 0 | 0 | 0 | 701766.4158 | 493897 | 0 | 0 | 0 | 203470.6336 | 2727390.1756 | 0 | 0 | 0 | 0 | 0 | 0 | 0 | 0 | 0 | 322962.3033 | 0 | 0 | 0 | 0 | 31705.1962 | 174791.506 | 0 | 0 | 0 | 0 | 0 | 0 | 0 | 0 | 0 | 0 | 0 | 1372.7136 | 0 | 0
2016-10-03 23:00 | 0 | 0 | 0 | 0 | 0 | 33275.0433 | 575945.6706 | 493550 | 0 | 0 | 0 | 142977.1278 | 2902181.6816 | 0 | 0 | 0 | 0 | 0 | 0 | 0 | 0 | 0 | 324059.1823 | 0 | 0 | 0 | 0 | -60493.5058 | 174791.506 | 0 | 0 | 0 | 0 | 0 | 0 | 0 | 0 | 0 | 0 | 0 | 1372.7136 | 0 | 0
2016-10-04 | 0 | 0 | 0 | 0 | 0 | 357995.5566 | 235441.0992 | 488761 | 0 | 0 | 0 | 71488.5639 | 3076973.1876 | 0 | 0 | 0 | 0 | 0 | 0 | 0 | 0 | 0 | 325156.057 | 0 | 0 | 0 | 0 | -71488.5639 | 174791.506 | 0 | 0 | 0 | 0 | 0 | 0 | 0 | 0 | 0 | 0 | 0 | 1372.7136 | 0 | 0
2016-10-04 01:00 | 0 | 0 | 0 | 0 | 0 | 443708.0391 | 2875.978 | 471633 | 0 | 0 | 0 | 142977.1278 | 2979062.9273 | 0 | 0 | 0 | 0 | 0 | 0 | 0 | 0 | 0 | 326252.9272 | 0 | 0 | 0 | 0 | 71488.5639 | 174791.506 | 272701.7664 | 0 | 0 | 0 | 0 | 0 | 0 | 0 | 0 | 0 | 0 | 1372.7136 | 0 | 0
2016-10-04 02:00 | 0 | 0 | 0 | 0 | 0 | 103534.3833 | 0 | 446352 | 0 | 0 | 0 | 71488.5639 | 2706361.1609 | 0 | 0 | 0 | 0 | 0 | 0 | 0 | 0 | 0 | 327349.7931 | 0 | 0 | 0 | 0 | -71488.5639 | 0 | 272701.7664 | 0 | 0 | 0 | 0 | 0 | 0 | 0 | 0 | 0 | 0 | 1372.7136 | 0 | 0
2016-10-04 03:00 | 0 | 0 | 0 | 0 | 0 | 346531.1497 | 0 | 416647 | 0 | 0 | 0 | 0 | 2706361.1609 | 0 | 0 | 0 | 0 | 0 | 0 | 0 | 0 | 0 | 328446.6545 | 0 | 0 | 0 | 0 | -71488.5639 | 0 | 0 | 0 | 0 | 0 | 0 | 0 | 0 | 0 | 0 | 0 | 0 | 1372.7136 | 0 | 0
2016-10-04 04:00 | 0 | 0 | 0 | 0 | 0 | 189082.5111 | 0 | 388923 | 0 | 0 | 0 | 71488.5639 | 2433659.3944 | 0 | 0 | 0 | 0 | 0 | 0 | 0 | 0 | 0 | 329543.5116 | 0 | 0 | 0 | 0 | 71488.5639 | 0 | 272701.7664 | 0 | 0 | 0 | 0 | 0 | 0 | 0 | 0 | 0 | 0 | 1372.7136 | 0 | 0
2016-10-04 05:00 | 0 | 0 | 0 | 0 | 0 | 296000.1497 | 0 | 366116 | 0 | 0 | 0 | 0 | 2433659.3944 | 0 | 0 | 0 | 0 | 0 | 0 | 0 | 0 | 0 | 330640.3643 | 0 | 0 | 0 | 0 | -71488.5639 | 0 | 0 | 0 | 0 | 0 | 0 | 0 | 0 | 0 | 0 | 0 | 0 | 1372.7136 | 0 | 0
2016-10-04 06:00 | 0 | 0 | 0 | 0 | 0 | 352551.7136 | 0 | 351179 | 0 | 0 | 0 | 0 | 2433659.3944 | 0 | 0 | 0 | 0 | 0 | 0 | 0 | 0 | 0 | 331737.2126 | 0 | 0 | 0 | 0 | 0 | 0 | 0 | 0 | 0 | 0 | 0 | 0 | 0 | 0 | 0 | 0 | 0 | 1372.7136 | 0 | 0
2016-10-04 07:00 | 0 | 0 | 0 | 0 | 0 | 415519.2775 | 0 | 342658 | 0 | 0 | 0 | 71488.5639 | 2433659.3944 | 0 | 0 | 0 | 0 | 0 | 0 | 0 | 0 | 0 | 332834.0565 | 0 | 0 | 0 | 0 | 71488.5639 | 0 | 0 | 0 | 0 | 0 | 0 | 0 | 0 | 0 | 0 | 0 | 0 | 1372.7136 | 0 | 0
2016-10-04 08:00 | 0 | 0 | 0 | 0 | 0 | 0 | 0 | 341000 | 0 | 0 | 0 | 0 | 2162775.2447 | 0 | 0 | 0 | 0 | 0 | 0 | 0 | 0 | 0 | 333930.8961 | 0 | 0 | 0 | 0 | -71488.5639 | 1817.6167 | 272701.7664 | 0 | 0 | 0 | 0 | 0 | 0 | 0 | 0 | 0 | 0 | 1372.7136 | 0 | 0
2016-10-04 09:00 | 0 | 0 | 0 | 0 | 0 | 352084.7136 | 0 | 350712 | 0 | 0 | 0 | 0 | 2162775.2447 | 0 | 0 | 0 | 0 | 0 | 0 | 0 | 0 | 0 | 335027.7312 | 0 | 0 | 0 | 0 | 0 | 0 | 0 | 0 | 0 | 0 | 0 | 0 | 0 | 0 | 0 | 0 | 0 | 1372.7136 | 0 | 0
2016-10-04 10:00 | 0 | 0 | 0 | 0 | 0 | 448339.2775 | 0 | 375478 | 0 | 0 | 0 | 71488.5639 | 2162775.2447 | 0 | 0 | 0 | 0 | 0 | 0 | 0 | 0 | 0 | 336124.5619 | 0 | 0 | 0 | 0 | 71488.5639 | 0 | 0 | 0 | 0 | 0 | 0 | 0 | 0 | 0 | 0 | 0 | 0 | 1372.7136 | 0 | 0
2016-10-04 11:00 | 0 | 0 | 0 | 0 | 0 | 57280.3833 | 0 | 400098 | 0 | 0 | 0 | 0 | 1890073.4783 | 0 | 0 | 0 | 0 | 0 | 0 | 0 | 0 | 0 | 337221.3883 | 0 | 0 | 0 | 0 | -71488.5639 | 0 | 272701.7664 | 0 | 0 | 0 | 0 | 0 | 0 | 0 | 0 | 0 | 0 | 1372.7136 | 0 | 0
2016-10-04 12:00 | 0 | 0 | 0 | 0 | 0 | 590145.2196 | 0 | 413981 | 0 | 0 | 0 | 0 | 2064864.9844 | 0 | 0 | 0 | 0 | 0 | 0 | 0 | 0 | 0 | 338318.2103 | 0 | 0 | 0 | 0 | 0 | 174791.506 | 0 | 0 | 0 | 0 | 0 | 0 | 0 | 0 | 0 | 0 | 0 | 1372.7136 | 0 | 0
2016-10-04 13:00 | 0 | 0 | 0 | 0 | 0 | 647053.9541 | 29053.8294 | 428455 | 0 | 0 | 0 | 71488.5639 | 2239656.4904 | 0 | 0 | 0 | 0 | 0 | 0 | 0 | 0 | 0 | 339415.0279 | 0 | 0 | 0 | 0 | 71488.5639 | 174791.506 | 0 | 0 | 0 | 0 | 0 | 0 | 0 | 0 | 0 | 0 | 0 | 1372.7136 | 0 | 0
2016-10-04 14:00 | 0 | 0 | 0 | 0 | 0 | 143668.167 | 403424.4887 | 442417 | 0 | 0 | 0 | 0 | 2414447.9965 | 0 | 0 | 0 | 0 | 0 | 0 | 0 | 0 | 0 | 340511.8411 | 0 | 0 | 0 | 0 | -71488.5639 | 174791.506 | 0 | 0 | 0 | 0 | 0 | 0 | 0 | 0 | 0 | 0 | 0 | 1372.7136 | 0 | 0
2016-10-04 15:00 | 0 | 0 | 0 | 0 | 0 | 0 | 631617.2196 | 455453 | 0 | 0 | 0 | 0 | 2589239.5025 | 0 | 0 | 0 | 0 | 0 | 0 | 0 | 0 | 0 | 341608.6499 | 0 | 0 | 0 | 0 | 0 | 174791.506 | 0 | 0 | 0 | 0 | 0 | 0 | 0 | 0 | 0 | 0 | 0 | 1372.7136 | 0 | 0
2016-10-04 16:00 | 0 | 0 | 0 | 0 | 0 | 0 | 644450.2196 | 468286 | 0 | 0 | 0 | 0 | 2764031.0085 | 0 | 0 | 0 | 0 | 0 | 0 | 0 | 0 | 0 | 342705.4543 | 0 | 0 | 0 | 0 | 0 | 174791.506 | 0 | 0 | 0 | 0 | 0 | 0 | 0 | 0 | 0 | 0 | 0 | 1372.7136 | 0 | 0
2016-10-04 17:00 | 0 | 0 | 0 | 0 | 0 | 0 | 728351.7835 | 480699 | 0 | 0 | 0 | 71488.5639 | 2938822.5146 | 0 | 0 | 0 | 0 | 0 | 0 | 0 | 0 | 0 | 343802.2544 | 0 | 0 | 0 | 0 | 71488.5639 | 174791.506 | 0 | 0 | 0 | 0 | 0 | 0 | 0 | 0 | 0 | 0 | 0 | 1372.7136 | 0 | 0
2016-10-04 18:00 | 0 | 0 | 0 | 0 | 0 | 0 | 738179.7835 | 490527 | 0 | 0 | 0 | 142977.1278 | 3113614.0206 | 0 | 0 | 0 | 0 | 0 | 0 | 0 | 0 | 0 | 344899.05 | 0 | 0 | 0 | 0 | 71488.5639 | 174791.506 | 0 | 0 | 0 | 0 | 0 | 0 | 0 | 0 | 0 | 0 | 0 | 1372.7136 | 0 | 0
2016-10-04 19:00 | 0 | 0 | 0 | 0 | 0 | 0 | 733906.7254 | 497249 | 0 | 0 | 0 | 203470.6336 | 3288405.5266 | 0 | 0 | 0 | 0 | 0 | 0 | 0 | 0 | 0 | 345995.8413 | 0 | 0 | 0 | 0 | 60493.5058 | 174791.506 | 0 | 0 | 0 | 0 | 0 | 0 | 0 | 0 | 0 | 0 | 0 | 1372.7136 | 0 | 0
2016-10-04 20:00 | 0 | 0 | 0 | 0 | 0 | 0 | 678689.2196 | 502525 | 0 | 0 | 0 | 203470.6336 | 3463197.0327 | 0 | 0 | 0 | 0 | 0 | 0 | 0 | 0 | 0 | 347092.6282 | 0 | 0 | 0 | 0 | 0 | 174791.506 | 0 | 0 | 0 | 0 | 0 | 0 | 0 | 0 | 0 | 0 | 0 | 1372.7136 | 0 | 0
2016-10-04 21:00 | 0 | 0 | 0 | 0 | 0 | 0 | 679575.2196 | 503411 | 0 | 0 | 0 | 203470.6336 | 3637988.5387 | 0 | 0 | 0 | 0 | 0 | 0 | 0 | 0 | 0 | 348189.4107 | 0 | 0 | 0 | 0 | 0 | 174791.506 | 0 | 0 | 0 | 0 | 0 | 0 | 0 | 0 | 0 | 0 | 0 | 1372.7136 | 0 | 0
2016-10-04 22:00 | 0 | 0 | 0 | 0 | 0 | 0 | 675147.2196 | 498983 | 0 | 0 | 0 | 203470.6336 | 3812780.0448 | 0 | 0 | 0 | 0 | 0 | 0 | 0 | 0 | 0 | 349286.1888 | 0 | 0 | 0 | 0 | 0 | 174791.506 | 0 | 0 | 0 | 0 | 0 | 0 | 0 | 0 | 0 | 0 | 0 | 1372.7136 | 0 | 0
2016-10-04 23:00 | 0 | 0 | 0 | 0 | 0 | 72411.7017 | 602687.5179 | 498935 | 0 | 0 | 0 | 203470.6336 | 3987571.5508 | 0 | 0 | 0 | 0 | 0 | 0 | 0 | 0 | 0 | 350382.9625 | 0 | 0 | 0 | 0 | 0 | 174791.506 | 0 | 0 | 0 | 0 | 0 | 0 | 0 | 0 | 0 | 0 | 0 | 1372.7136 | 0 | 0
2016-10-05 | 0 | 0 | 0 | 0 | 0 | 363040.0416 | 240704.7235 | 495150 | 0 | 0 | 0 | 135901.1791 | 4162363.0568 | 0 | 0 | 0 | 0 | 0 | 0 | 0 | 0 | 0 | 351479.7319 | 0 | 0 | 0 | 0 | -67569.4544 | 174791.506 | 0 | 0 | 0 | 0 | 0 | 0 | 0 | 0 | 0 | 0 | 0 | 1372.7136 | 0 | 0
2016-10-05 01:00 | 0 | 0 | 0 | 0 | 0 | 659182.5218 | 2792.6465 | 478735 | 0 | 0 | 0 | 142977.1278 | 4337154.5629 | 0 | 0 | 0 | 0 | 0 | 0 | 0 | 0 | 0 | 352576.4968 | 0 | 0 | 0 | 0 | 7075.9487 | 174791.506 | 0 | 0 | 0 | 0 | 0 | 0 | 0 | 0 | 0 | 0 | 0 | 1372.7136 | 0 | 0
2016-10-05 02:00 | 0 | 0 | 0 | 0 | 0 | 110785.3833 | 0 | 453603 | 0 | 0 | 0 | 71488.5639 | 4064452.7965 | 0 | 0 | 0 | 0 | 0 | 0 | 0 | 0 | 0 | 353673.2574 | 0 | 0 | 0 | 0 | -71488.5639 | 0 | 272701.7664 | 0 | 0 | 0 | 0 | 0 | 0 | 0 | 0 | 0 | 0 | 1372.7136 | 0 | 0
2016-10-05 03:00 | 0 | 0 | 0 | 0 | 0 | 355478.1497 | 0 | 425594 | 0 | 0 | 0 | 0 | 4064452.7965 | 0 | 0 | 0 | 0 | 0 | 0 | 0 | 0 | 0 | 354770.0135 | 0 | 0 | 0 | 0 | -71488.5639 | 0 | 0 | 0 | 0 | 0 | 0 | 0 | 0 | 0 | 0 | 0 | 0 | 1372.7136 | 0 | 0
2016-10-05 04:00 | 0 | 0 | 0 | 0 | 0 | 126221.9472 | 0 | 397551 | 0 | 0 | 0 | 0 | 3791751.0301 | 0 | 0 | 0 | 0 | 0 | 0 | 0 | 0 | 0 | 355866.7653 | 0 | 0 | 0 | 0 | 0 | 0 | 272701.7664 | 0 | 0 | 0 | 0 | 0 | 0 | 0 | 0 | 0 | 0 | 1372.7136 | 0 | 0
2016-10-05 05:00 | 0 | 0 | 0 | 0 | 0 | 378463.7136 | 0 | 377091 | 0 | 0 | 0 | 0 | 3791751.0301 | 0 | 0 | 0 | 0 | 0 | 0 | 0 | 0 | 0 | 356963.5127 | 0 | 0 | 0 | 0 | 0 | 0 | 0 | 0 | 0 | 0 | 0 | 0 | 0 | 0 | 0 | 0 | 0 | 1372.7136 | 0 | 0
2016-10-05 06:00 | 0 | 0 | 0 | 0 | 0 | 434410.2775 | 0 | 361549 | 0 | 0 | 0 | 71488.5639 | 3791751.0301 | 0 | 0 | 0 | 0 | 0 | 0 | 0 | 0 | 0 | 358060.2557 | 0 | 0 | 0 | 0 | 71488.5639 | 0 | 0 | 0 | 0 | 0 | 0 | 0 | 0 | 0 | 0 | 0 | 0 | 1372.7136 | 0 | 0
2016-10-05 07:00 | 0 | 0 | 0 | 0 | 0 | 282077.1497 | 0 | 352193 | 0 | 0 | 0 | 0 | 3791751.0301 | 0 | 0 | 0 | 0 | 0 | 0 | 0 | 0 | 0 | 359156.9944 | 0 | 0 | 0 | 0 | -71488.5639 | 0 | 0 | 0 | 0 | 0 | 0 | 0 | 0 | 0 | 0 | 0 | 0 | 1372.7136 | 0 | 0
2016-10-05 08:00 | 0 | 0 | 0 | 0 | 0 | 149649.5111 | 0 | 349490 | 0 | 0 | 0 | 71488.5639 | 3519049.2636 | 0 | 0 | 0 | 0 | 0 | 0 | 0 | 0 | 0 | 360253.7286 | 0 | 0 | 0 | 0 | 71488.5639 | 0 | 272701.7664 | 0 | 0 | 0 | 0 | 0 | 0 | 0 | 0 | 0 | 0 | 1372.7136 | 0 | 0
2016-10-05 09:00 | 0 | 0 | 0 | 0 | 0 | 287669.1497 | 0 | 357785 | 0 | 0 | 0 | 0 | 3519049.2636 | 0 | 0 | 0 | 0 | 0 | 0 | 0 | 0 | 0 | 361350.4585 | 0 | 0 | 0 | 0 | -71488.5639 | 0 | 0 | 0 | 0 | 0 | 0 | 0 | 0 | 0 | 0 | 0 | 0 | 1372.7136 | 0 | 0
2016-10-05 10:00 | 0 | 0 | 0 | 0 | 0 | 181990.5111 | 0 | 381831 | 0 | 0 | 0 | 71488.5639 | 3246347.4972 | 0 | 0 | 0 | 0 | 0 | 0 | 0 | 0 | 0 | 362447.1839 | 0 | 0 | 0 | 0 | 71488.5639 | 0 | 272701.7664 | 0 | 0 | 0 | 0 | 0 | 0 | 0 | 0 | 0 | 0 | 1372.7136 | 0 | 0
2016-10-05 11:00 | 0 | 0 | 0 | 0 | 0 | 206382.5111 | 0 | 406223 | 0 | 0 | 0 | 142977.1278 | 2973645.7308 | 0 | 0 | 0 | 0 | 0 | 0 | 0 | 0 | 0 | 363543.905 | 0 | 0 | 0 | 0 | 71488.5639 | 0 | 272701.7664 | 0 | 0 | 0 | 0 | 0 | 0 | 0 | 0 | 0 | 0 | 1372.7136 | 0 | 0
2016-10-05 12:00 | 0 | 0 | 0 | 0 | 0 | 250990.8893 | 0 | 419017 | 0 | 0 | 0 | 71488.5639 | 2875735.4704 | 0 | 0 | 0 | 0 | 0 | 0 | 0 | 0 | 0 | 364640.6217 | 0 | 0 | 0 | 0 | -71488.5639 | 174791.506 | 272701.7664 | 0 | 0 | 0 | 0 | 0 | 0 | 0 | 0 | 0 | 0 | 1372.7136 | 0 | 0
2016-10-05 13:00 | 0 | 0 | 0 | 0 | 0 | 420992.9569 | 27622.4657 | 432725 | 0 | 0 | 0 | 0 | 2961741.7434 | 0 | 0 | 0 | 0 | 0 | 0 | 0 | 0 | 0 | 365737.334 | 0 | 0 | 0 | 0 | -71488.5639 | 86006.2729 | 0 | 0 | 0 | 0 | 0 | 0 | 0 | 0 | 0 | 0 | 0 | 1372.7136 | 0 | 0
2016-10-05 14:00 | 0 | 0 | 0 | 0 | 0 | 227306.8926 | 396162.327 | 447305 | 0 | 0 | 0 | 0 | 3136533.2494 | 0 | 0 | 0 | 0 | 0 | 0 | 0 | 0 | 0 | 366834.0419 | 0 | 0 | 0 | 0 | 0 | 174791.506 | 0 | 0 | 0 | 0 | 0 | 0 | 0 | 0 | 0 | 0 | 0 | 1372.7136 | 0 | 0
2016-10-05 15:00 | 0 | 0 | 0 | 0 | 0 | 0 | 636573.2196 | 460409 | 0 | 0 | 0 | 0 | 3311324.7554 | 0 | 0 | 0 | 0 | 0 | 0 | 0 | 0 | 0 | 367930.7454 | 0 | 0 | 0 | 0 | 0 | 174791.506 | 0 | 0 | 0 | 0 | 0 | 0 | 0 | 0 | 0 | 0 | 0 | 1372.7136 | 0 | 0
2016-10-05 16:00 | 0 | 0 | 0 | 0 | 0 | 0 | 720847.7835 | 473195 | 0 | 0 | 0 | 71488.5639 | 3486116.2615 | 0 | 0 | 0 | 0 | 0 | 0 | 0 | 0 | 0 | 369027.4446 | 0 | 0 | 0 | 0 | 71488.5639 | 174791.506 | 0 | 0 | 0 | 0 | 0 | 0 | 0 | 0 | 0 | 0 | 0 | 1372.7136 | 0 | 0
2016-10-05 17:00 | 0 | 0 | 0 | 0 | 0 | 0 | 733965.7835 | 486313 | 0 | 0 | 0 | 142977.1278 | 3660907.7675 | 0 | 0 | 0 | 0 | 0 | 0 | 0 | 0 | 0 | 370124.1393 | 0 | 0 | 0 | 0 | 71488.5639 | 174791.506 | 0 | 0 | 0 | 0 | 0 | 0 | 0 | 0 | 0 | 0 | 0 | 1372.7136 | 0 | 0
2016-10-05 18:00 | 0 | 0 | 0 | 0 | 0 | 0 | 734837.7254 | 498180 | 0 | 0 | 0 | 203470.6336 | 3835699.2736 | 0 | 0 | 0 | 0 | 0 | 0 | 0 | 0 | 0 | 371220.8297 | 0 | 0 | 0 | 0 | 60493.5058 | 174791.506 | 0 | 0 | 0 | 0 | 0 | 0 | 0 | 0 | 0 | 0 | 0 | 1372.7136 | 0 | 0
2016-10-05 19:00 | 0 | 0 | 0 | 0 | 0 | 0 | 683459.2196 | 507295 | 0 | 0 | 0 | 203470.6336 | 4010490.7796 | 0 | 0 | 0 | 0 | 0 | 0 | 0 | 0 | 0 | 372317.5157 | 0 | 0 | 0 | 0 | 0 | 174791.506 | 0 | 0 | 0 | 0 | 0 | 0 | 0 | 0 | 0 | 0 | 0 | 1372.7136 | 0 | 0
2016-10-05 20:00 | 0 | 0 | 0 | 0 | 0 | 0 | 690110.2196 | 513946 | 0 | 0 | 0 | 203470.6336 | 4185282.2856 | 0 | 0 | 0 | 0 | 0 | 0 | 0 | 0 | 0 | 373414.1973 | 0 | 0 | 0 | 0 | 0 | 174791.506 | 0 | 0 | 0 | 0 | 0 | 0 | 0 | 0 | 0 | 0 | 0 | 1372.7136 | 0 | 0
2016-10-05 21:00 | 0 | 0 | 0 | 0 | 0 | 0 | 692100.2196 | 515936 | 0 | 0 | 0 | 203470.6336 | 4360073.7917 | 0 | 0 | 0 | 0 | 0 | 0 | 0 | 0 | 0 | 374510.8745 | 0 | 0 | 0 | 0 | 0 | 174791.506 | 0 | 0 | 0 | 0 | 0 | 0 | 0 | 0 | 0 | 0 | 0 | 1372.7136 | 0 | 0
2016-10-05 22:00 | 0 | 0 | 0 | 0 | 0 | 0 | 687630.2196 | 511466 | 0 | 0 | 0 | 203470.6336 | 4534865.2977 | 0 | 0 | 0 | 0 | 0 | 0 | 0 | 0 | 0 | 375607.5473 | 0 | 0 | 0 | 0 | 0 | 174791.506 | 0 | 0 | 0 | 0 | 0 | 0 | 0 | 0 | 0 | 0 | 0 | 1372.7136 | 0 | 0
2016-10-05 23:00 | 0 | 0 | 0 | 0 | 0 | 37523.48 | 576289.1758 | 509137 | 0 | 0 | 0 | 131982.0697 | 4709656.8038 | 0 | 0 | 0 | 0 | 0 | 0 | 0 | 0 | 0 | 376704.2158 | 0 | 0 | 0 | 0 | -71488.5639 | 174791.506 | 0 | 0 | 0 | 0 | 0 | 0 | 0 | 0 | 0 | 0 | 0 | 1372.7136 | 0 | 0
2016-10-06 | 0 | 0 | 0 | 0 | 0 | 529069.6304 | 220882.1532 | 502299 | 0 | 0 | 0 | 203470.6336 | 4884448.3098 | 0 | 0 | 0 | 0 | 0 | 0 | 0 | 0 | 0 | 377800.8798 | 0 | 0 | 0 | 0 | 71488.5639 | 174791.506 | 0 | 0 | 0 | 0 | 0 | 0 | 0 | 0 | 0 | 0 | 0 | 1372.7136 | 0 | 0
2016-10-06 01:00 | 0 | 0 | 0 | 0 | 0 | 622775.4624 | 2934.1485 | 481284 | 0 | 0 | 0 | 203470.6336 | 5027501.207 | 0 | 0 | 0 | 0 | 0 | 0 | 0 | 0 | 0 | 378897.5395 | 0 | 0 | 0 | 0 | 0 | 143052.8972 | 0 | 0 | 0 | 0 | 0 | 0 | 0 | 0 | 0 | 0 | 0 | 1372.7136 | 0 | 0
2016-10-06 02:00 | 0 | 0 | 0 | 0 | 0 | 459822.7136 | 0 | 458450 | 0 | 0 | 0 | 203470.6336 | 5027501.207 | 0 | 0 | 0 | 0 | 0 | 0 | 0 | 0 | 0 | 379994.1947 | 0 | 0 | 0 | 0 | 0 | 0 | 0 | 0 | 0 | 0 | 0 | 0 | 0 | 0 | 0 | 0 | 0 | 1372.7136 | 0 | 0
2016-10-06 03:00 | 0 | 0 | 0 | 0 | 0 | 86293.3833 | 0 | 429111 | 0 | 0 | 0 | 131982.0697 | 4754799.4406 | 0 | 0 | 0 | 0 | 0 | 0 | 0 | 0 | 0 | 381090.8456 | 0 | 0 | 0 | 0 | -71488.5639 | 0 | 272701.7664 | 0 | 0 | 0 | 0 | 0 | 0 | 0 | 0 | 0 | 0 | 1372.7136 | 0 | 0
2016-10-06 04:00 | 0 | 0 | 0 | 0 | 0 | 204049.5111 | 0 | 403890 | 0 | 0 | 0 | 203470.6336 | 4482097.6742 | 0 | 0 | 0 | 0 | 0 | 0 | 0 | 0 | 0 | 382187.4921 | 0 | 0 | 0 | 0 | 71488.5639 | 0 | 272701.7664 | 0 | 0 | 0 | 0 | 0 | 0 | 0 | 0 | 0 | 0 | 1372.7136 | 0 | 0
2016-10-06 05:00 | 0 | 0 | 0 | 0 | 0 | 383124.7136 | 0 | 381752 | 0 | 0 | 0 | 203470.6336 | 4482097.6742 | 0 | 0 | 0 | 0 | 0 | 0 | 0 | 0 | 0 | 383284.1343 | 0 | 0 | 0 | 0 | 0 | 0 | 0 | 0 | 0 | 0 | 0 | 0 | 0 | 0 | 0 | 0 | 0 | 1372.7136 | 0 | 0
2016-10-06 06:00 | 0 | 0 | 0 | 0 | 0 | 23459.3833 | 0 | 366277 | 0 | 0 | 0 | 131982.0697 | 4209395.9078 | 0 | 0 | 0 | 0 | 0 | 0 | 0 | 0 | 0 | 384380.772 | 0 | 0 | 0 | 0 | -71488.5639 | 0 | 272701.7664 | 0 | 0 | 0 | 0 | 0 | 0 | 0 | 0 | 0 | 0 | 1372.7136 | 0 | 0
2016-10-06 07:00 | 0 | 0 | 0 | 0 | 0 | 428945.2775 | 0 | 356084 | 0 | 0 | 0 | 203470.6336 | 4209395.9078 | 0 | 0 | 0 | 0 | 0 | 0 | 0 | 0 | 0 | 385477.4053 | 0 | 0 | 0 | 0 | 71488.5639 | 0 | 0 | 0 | 0 | 0 | 0 | 0 | 0 | 0 | 0 | 0 | 0 | 1372.7136 | 0 | 0
2016-10-06 08:00 | 0 | 0 | 0 | 0 | 0 | 10808.3833 | 0 | 353626 | 0 | 0 | 0 | 131982.0697 | 3936694.1414 | 0 | 0 | 0 | 0 | 0 | 0 | 0 | 0 | 0 | 386574.0343 | 0 | 0 | 0 | 0 | -71488.5639 | 0 | 272701.7664 | 0 | 0 | 0 | 0 | 0 | 0 | 0 | 0 | 0 | 0 | 1372.7136 | 0 | 0
2016-10-06 09:00 | 0 | 0 | 0 | 0 | 0 | 292642.1497 | 0 | 362758 | 0 | 0 | 0 | 60493.5058 | 3936694.1414 | 0 | 0 | 0 | 0 | 0 | 0 | 0 | 0 | 0 | 387670.6589 | 0 | 0 | 0 | 0 | -71488.5639 | 0 | 0 | 0 | 0 | 0 | 0 | 0 | 0 | 0 | 0 | 0 | 0 | 1372.7136 | 0 | 0
2016-10-06 10:00 | 0 | 0 | 0 | 0 | 0 | 186086.5111 | 0 | 385927 | 0 | 0 | 0 | 131982.0697 | 3663992.375 | 0 | 0 | 0 | 0 | 0 | 0 | 0 | 0 | 0 | 388767.279 | 0 | 0 | 0 | 0 | 71488.5639 | 0 | 272701.7664 | 0 | 0 | 0 | 0 | 0 | 0 | 0 | 0 | 0 | 0 | 1372.7136 | 0 | 0
2016-10-06 11:00 | 0 | 0 | 0 | 0 | 0 | 451096.2679 | 0 | 410874 | 0 | 0 | 0 | 170831.624 | 3663992.375 | 0 | 0 | 0 | 0 | 0 | 0 | 0 | 0 | 0 | 389863.8948 | 0 | 0 | 0 | 0 | 38849.5543 | 0 | 0 | 0 | 0 | 0 | 0 | 0 | 0 | 0 | 0 | 0 | 0 | 1372.7136 | 0 | 0
2016-10-06 12:00 | 0 | 0 | 0 | 0 | 0 | 440700.6692 | 0 | 424885 | 0 | 0 | 0 | 99343.0601 | 3749923.8945 | 0 | 0 | 0 | 0 | 0 | 0 | 0 | 0 | 0 | 390960.5062 | 0 | 0 | 0 | 0 | -71488.5639 | 85931.5195 | 0 | 0 | 0 | 0 | 0 | 0 | 0 | 0 | 0 | 0 | 0 | 1372.7136 | 0 | 0
2016-10-06 13:00 | 0 | 0 | 0 | 0 | 0 | 378583.2108 | 22601.9068 | 438806 | 0 | 0 | 0 | 27854.4962 | 3782418.8624 | 0 | 0 | 0 | 0 | 0 | 0 | 0 | 0 | 0 | 392057.1133 | 0 | 0 | 0 | 0 | -71488.5639 | 32494.9679 | 0 | 0 | 0 | 0 | 0 | 0 | 0 | 0 | 0 | 0 | 0 | 1372.7136 | 0 | 0
2016-10-06 14:00 | 0 | 0 | 0 | 0 | 0 | 259637.6028 | 341056.1206 | 452384 | 0 | 0 | 0 | 0 | 3957210.3685 | 0 | 0 | 0 | 0 | 0 | 0 | 0 | 0 | 0 | 393153.7159 | 0 | 0 | 0 | 0 | -27854.4962 | 174791.506 | 0 | 0 | 0 | 0 | 0 | 0 | 0 | 0 | 0 | 0 | 0 | 1372.7136 | 0 | 0
2016-10-06 15:00 | 0 | 0 | 0 | 0 | 0 | 0 | 640865.2196 | 464701 | 0 | 0 | 0 | 0 | 4132001.8745 | 0 | 0 | 0 | 0 | 0 | 0 | 0 | 0 | 0 | 394250.3142 | 0 | 0 | 0 | 0 | 0 | 174791.506 | 0 | 0 | 0 | 0 | 0 | 0 | 0 | 0 | 0 | 0 | 0 | 1372.7136 | 0 | 0
2016-10-06 16:00 | 0 | 0 | 0 | 0 | 0 | 0 | 723580.7835 | 475928 | 0 | 0 | 0 | 71488.5639 | 4306793.3805 | 0 | 0 | 0 | 0 | 0 | 0 | 0 | 0 | 0 | 395346.908 | 0 | 0 | 0 | 0 | 71488.5639 | 174791.506 | 0 | 0 | 0 | 0 | 0 | 0 | 0 | 0 | 0 | 0 | 0 | 1372.7136 | 0 | 0
2016-10-06 17:00 | 0 | 0 | 0 | 0 | 0 | 0 | 735644.7835 | 487992 | 0 | 0 | 0 | 142977.1278 | 4481584.8866 | 0 | 0 | 0 | 0 | 0 | 0 | 0 | 0 | 0 | 396443.4975 | 0 | 0 | 0 | 0 | 71488.5639 | 174791.506 | 0 | 0 | 0 | 0 | 0 | 0 | 0 | 0 | 0 | 0 | 0 | 1372.7136 | 0 | 0
2016-10-06 18:00 | 0 | 0 | 0 | 0 | 0 | 0 | 734900.7254 | 498243 | 0 | 0 | 0 | 203470.6336 | 4656376.3926 | 0 | 0 | 0 | 0 | 0 | 0 | 0 | 0 | 0 | 397540.0826 | 0 | 0 | 0 | 0 | 60493.5058 | 174791.506 | 0 | 0 | 0 | 0 | 0 | 0 | 0 | 0 | 0 | 0 | 0 | 1372.7136 | 0 | 0
2016-10-06 19:00 | 0 | 0 | 0 | 0 | 0 | 0 | 680989.2196 | 504825 | 0 | 0 | 0 | 203470.6336 | 4831167.8987 | 0 | 0 | 0 | 0 | 0 | 0 | 0 | 0 | 0 | 398636.6633 | 0 | 0 | 0 | 0 | 0 | 174791.506 | 0 | 0 | 0 | 0 | 0 | 0 | 0 | 0 | 0 | 0 | 0 | 1372.7136 | 0 | 0
2016-10-06 20:00 | 0 | 0 | 0 | 0 | 0 | 0 | 685743.2196 | 509579 | 0 | 0 | 0 | 203470.6336 | 5005959.4047 | 0 | 0 | 0 | 0 | 0 | 0 | 0 | 0 | 0 | 399733.2396 | 0 | 0 | 0 | 0 | 0 | 174791.506 | 0 | 0 | 0 | 0 | 0 | 0 | 0 | 0 | 0 | 0 | 0 | 1372.7136 | 0 | 0
2016-10-06 21:00 | 0 | 0 | 0 | 0 | 0 | 0 | 686732.2196 | 510568 | 0 | 0 | 0 | 203470.6336 | 5180750.9107 | 0 | 0 | 0 | 0 | 0 | 0 | 0 | 0 | 0 | 400829.8116 | 0 | 0 | 0 | 0 | 0 | 174791.506 | 0 | 0 | 0 | 0 | 0 | 0 | 0 | 0 | 0 | 0 | 0 | 1372.7136 | 0 | 0
2016-10-06 22:00 | 0 | 0 | 0 | 0 | 0 | 0 | 682560.2196 | 506396 | 0 | 0 | 0 | 203470.6336 | 5355542.4168 | 0 | 0 | 0 | 0 | 0 | 0 | 0 | 0 | 0 | 401926.3791 | 0 | 0 | 0 | 0 | 0 | 174791.506 | 0 | 0 | 0 | 0 | 0 | 0 | 0 | 0 | 0 | 0 | 0 | 1372.7136 | 0 | 0
2016-10-06 23:00 | 0 | 0 | 0 | 0 | 0 | 83248.8261 | 565384.9549 | 505799 | 0 | 0 | 0 | 170141.1949 | 5530333.9228 | 0 | 0 | 0 | 0 | 0 | 0 | 0 | 0 | 0 | 403022.9423 | 0 | 0 | 0 | 0 | -33329.4386 | 174791.506 | 0 | 0 | 0 | 0 | 0 | 0 | 0 | 0 | 0 | 0 | 0 | 1372.7136 | 0 | 0
2016-10-07 | 0 | 0 | 0 | 0 | 0 | 495319.1432 | 214908.515 | 500734 | 0 | 0 | 0 | 203470.6336 | 5705125.4289 | 0 | 0 | 0 | 0 | 0 | 0 | 0 | 0 | 0 | 404119.501 | 0 | 0 | 0 | 0 | 33329.4386 | 174791.506 | 0 | 0 | 0 | 0 | 0 | 0 | 0 | 0 | 0 | 0 | 0 | 1372.7136 | 0 | 0
2016-10-07 01:00 | 0 | 0 | 0 | 0 | 0 | 508678.9051 | 3612.093 | 484447 | 0 | 0 | 0 | 203470.6336 | 5731596.7133 | 0 | 0 | 0 | 0 | 0 | 0 | 0 | 0 | 0 | 405216.0554 | 0 | 0 | 0 | 0 | 0 | 174791.506 | 148320.2216 | 0 | 0 | 0 | 0 | 0 | 0 | 0 | 0 | 0 | 0 | 1372.7136 | 0 | 0
2016-10-07 02:00 | 0 | 0 | 0 | 0 | 0 | 116547.3833 | 0 | 459365 | 0 | 0 | 0 | 131982.0697 | 5458894.9469 | 0 | 0 | 0 | 0 | 0 | 0 | 0 | 0 | 0 | 406312.6054 | 0 | 0 | 0 | 0 | -71488.5639 | 0 | 272701.7664 | 0 | 0 | 0 | 0 | 0 | 0 | 0 | 0 | 0 | 0 | 1372.7136 | 0 | 0
2016-10-07 03:00 | 0 | 0 | 0 | 0 | 0 | 501304.2775 | 0 | 428443 | 0 | 0 | 0 | 203470.6336 | 5458894.9469 | 0 | 0 | 0 | 0 | 0 | 0 | 0 | 0 | 0 | 407409.151 | 0 | 0 | 0 | 0 | 71488.5639 | 0 | 0 | 0 | 0 | 0 | 0 | 0 | 0 | 0 | 0 | 0 | 0 | 1372.7136 | 0 | 0
2016-10-07 04:00 | 0 | 0 | 0 | 0 | 0 | 58588.3833 | 0 | 401406 | 0 | 0 | 0 | 131982.0697 | 5186193.1805 | 0 | 0 | 0 | 0 | 0 | 0 | 0 | 0 | 0 | 408505.6923 | 0 | 0 | 0 | 0 | -71488.5639 | 0 | 272701.7664 | 0 | 0 | 0 | 0 | 0 | 0 | 0 | 0 | 0 | 0 | 1372.7136 | 0 | 0
2016-10-07 05:00 | 0 | 0 | 0 | 0 | 0 | 119239.0053 | 0 | 379573 | 0 | 0 | 0 | 142977.1278 | 4913491.4141 | 0 | 0 | 0 | 0 | 0 | 0 | 0 | 0 | 0 | 409602.2291 | 0 | 0 | 0 | 0 | 10995.0581 | 0 | 272701.7664 | 0 | 0 | 0 | 0 | 0 | 0 | 0 | 0 | 0 | 0 | 1372.7136 | 0 | 0
2016-10-07 06:00 | 0 | 0 | 0 | 0 | 0 | 292409.1497 | 0 | 362525 | 0 | 0 | 0 | 71488.5639 | 4913491.4141 | 0 | 0 | 0 | 0 | 0 | 0 | 0 | 0 | 0 | 410698.7616 | 0 | 0 | 0 | 0 | -71488.5639 | 0 | 0 | 0 | 0 | 0 | 0 | 0 | 0 | 0 | 0 | 0 | 0 | 1372.7136 | 0 | 0
2016-10-07 07:00 | 0 | 0 | 0 | 0 | 0 | 426143.2775 | 0 | 353282 | 0 | 0 | 0 | 142977.1278 | 4913491.4141 | 0 | 0 | 0 | 0 | 0 | 0 | 0 | 0 | 0 | 411795.2896 | 0 | 0 | 0 | 0 | 71488.5639 | 0 | 0 | 0 | 0 | 0 | 0 | 0 | 0 | 0 | 0 | 0 | 0 | 1372.7136 | 0 | 0
2016-10-07 08:00 | 0 | 0 | 0 | 0 | 0 | 280219.1497 | 0 | 350335 | 0 | 0 | 0 | 71488.5639 | 4913491.4141 | 0 | 0 | 0 | 0 | 0 | 0 | 0 | 0 | 0 | 412891.8133 | 0 | 0 | 0 | 0 | -71488.5639 | 0 | 0 | 0 | 0 | 0 | 0 | 0 | 0 | 0 | 0 | 0 | 0 | 1372.7136 | 0 | 0
2016-10-07 09:00 | 0 | 0 | 0 | 0 | 0 | 14624.3833 | 0 | 357442 | 0 | 0 | 0 | 0 | 4640789.6477 | 0 | 0 | 0 | 0 | 0 | 0 | 0 | 0 | 0 | 413988.3326 | 0 | 0 | 0 | 0 | -71488.5639 | 0 | 272701.7664 | 0 | 0 | 0 | 0 | 0 | 0 | 0 | 0 | 0 | 0 | 1372.7136 | 0 | 0
2016-10-07 10:00 | 0 | 0 | 0 | 0 | 0 | 177944.5111 | 0 | 377785 | 0 | 0 | 0 | 71488.5639 | 4368087.8813 | 0 | 0 | 0 | 0 | 0 | 0 | 0 | 0 | 0 | 415084.8475 | 0 | 0 | 0 | 0 | 71488.5639 | 0 | 272701.7664 | 0 | 0 | 0 | 0 | 0 | 0 | 0 | 0 | 0 | 0 | 1372.7136 | 0 | 0
2016-10-07 11:00 | 0 | 0 | 0 | 0 | 0 | 58582.3833 | 0 | 401400 | 0 | 0 | 0 | 0 | 4095386.1148 | 0 | 0 | 0 | 0 | 0 | 0 | 0 | 0 | 0 | 416181.3581 | 0 | 0 | 0 | 0 | -71488.5639 | 0 | 272701.7664 | 0 | 0 | 0 | 0 | 0 | 0 | 0 | 0 | 0 | 0 | 1372.7136 | 0 | 0
2016-10-07 12:00 | 0 | 0 | 0 | 0 | 0 | 391068.0171 | 0 | 416117 | 0 | 0 | 0 | 71488.5639 | 3997475.8545 | 0 | 0 | 0 | 0 | 0 | 0 | 0 | 0 | 0 | 417277.8642 | 0 | 0 | 0 | 0 | 71488.5639 | 174791.506 | 272701.7664 | 0 | 0 | 0 | 0 | 0 | 0 | 0 | 0 | 0 | 0 | 1372.7136 | 0 | 0
2016-10-07 13:00 | 0 | 0 | 0 | 0 | 0 | 383056.4892 | 16952.1851 | 429380 | 0 | 0 | 0 | 0 | 4038220.3791 | 0 | 0 | 0 | 0 | 0 | 0 | 0 | 0 | 0 | 418374.366 | 0 | 0 | 0 | 0 | -71488.5639 | 40744.5247 | 0 | 0 | 0 | 0 | 0 | 0 | 0 | 0 | 0 | 0 | 0 | 1372.7136 | 0 | 0
2016-10-07 14:00 | 0 | 0 | 0 | 0 | 0 | 233465.7063 | 385678.5133 | 442980 | 0 | 0 | 0 | 0 | 4213011.8852 | 0 | 0 | 0 | 0 | 0 | 0 | 0 | 0 | 0 | 419470.8633 | 0 | 0 | 0 | 0 | 0 | 174791.506 | 0 | 0 | 0 | 0 | 0 | 0 | 0 | 0 | 0 | 0 | 0 | 1372.7136 | 0 | 0
2016-10-07 15:00 | 0 | 0 | 0 | 0 | 0 | 0 | 629235.2196 | 453071 | 0 | 0 | 0 | 0 | 4387803.3912 | 0 | 0 | 0 | 0 | 0 | 0 | 0 | 0 | 0 | 420567.3563 | 0 | 0 | 0 | 0 | 0 | 174791.506 | 0 | 0 | 0 | 0 | 0 | 0 | 0 | 0 | 0 | 0 | 0 | 1372.7136 | 0 | 0
2016-10-07 16:00 | 0 | 0 | 0 | 0 | 0 | 0 | 708956.7835 | 461304 | 0 | 0 | 0 | 71488.5639 | 4562594.8972 | 0 | 0 | 0 | 0 | 0 | 0 | 0 | 0 | 0 | 421663.8449 | 0 | 0 | 0 | 0 | 71488.5639 | 174791.506 | 0 | 0 | 0 | 0 | 0 | 0 | 0 | 0 | 0 | 0 | 0 | 1372.7136 | 0 | 0
2016-10-07 17:00 | 0 | 0 | 0 | 0 | 0 | 0 | 706422.7254 | 469765 | 0 | 0 | 0 | 131982.0697 | 4737386.4033 | 0 | 0 | 0 | 0 | 0 | 0 | 0 | 0 | 0 | 422760.3291 | 0 | 0 | 0 | 0 | 60493.5058 | 174791.506 | 0 | 0 | 0 | 0 | 0 | 0 | 0 | 0 | 0 | 0 | 0 | 1372.7136 | 0 | 0
2016-10-07 18:00 | 0 | 0 | 0 | 0 | 0 | 0 | 724157.7835 | 476505 | 0 | 0 | 0 | 203470.6336 | 4912177.9093 | 0 | 0 | 0 | 0 | 0 | 0 | 0 | 0 | 0 | 423856.809 | 0 | 0 | 0 | 0 | 71488.5639 | 174791.506 | 0 | 0 | 0 | 0 | 0 | 0 | 0 | 0 | 0 | 0 | 0 | 1372.7136 | 0 | 0
2016-10-07 19:00 | 0 | 0 | 0 | 0 | 0 | 0 | 656107.2196 | 479943 | 0 | 0 | 0 | 203470.6336 | 5086969.4154 | 0 | 0 | 0 | 0 | 0 | 0 | 0 | 0 | 0 | 424953.2844 | 0 | 0 | 0 | 0 | 0 | 174791.506 | 0 | 0 | 0 | 0 | 0 | 0 | 0 | 0 | 0 | 0 | 0 | 1372.7136 | 0 | 0
2016-10-07 20:00 | 0 | 0 | 0 | 0 | 0 | 0 | 658233.2196 | 482069 | 0 | 0 | 0 | 203470.6336 | 5261760.9214 | 0 | 0 | 0 | 0 | 0 | 0 | 0 | 0 | 0 | 426049.7554 | 0 | 0 | 0 | 0 | 0 | 174791.506 | 0 | 0 | 0 | 0 | 0 | 0 | 0 | 0 | 0 | 0 | 0 | 1372.7136 | 0 | 0
2016-10-07 21:00 | 0 | 0 | 0 | 0 | 0 | 0 | 657402.2196 | 481238 | 0 | 0 | 0 | 203470.6336 | 5436552.4274 | 0 | 0 | 0 | 0 | 0 | 0 | 0 | 0 | 0 | 427146.2221 | 0 | 0 | 0 | 0 | 0 | 174791.506 | 0 | 0 | 0 | 0 | 0 | 0 | 0 | 0 | 0 | 0 | 0 | 1372.7136 | 0 | 0
2016-10-07 22:00 | 0 | 0 | 0 | 0 | 0 | 0 | 652267.2196 | 476103 | 0 | 0 | 0 | 203470.6336 | 5611343.9335 | 0 | 0 | 0 | 0 | 0 | 0 | 0 | 0 | 0 | 428242.6844 | 0 | 0 | 0 | 0 | 0 | 174791.506 | 0 | 0 | 0 | 0 | 0 | 0 | 0 | 0 | 0 | 0 | 0 | 1372.7136 | 0 | 0
2016-10-07 23:00 | 0 | 0 | 0 | 0 | 0 | 58909.3765 | 529147.3373 | 472386 | 0 | 0 | 0 | 142977.1278 | 5786135.4395 | 0 | 0 | 0 | 0 | 0 | 0 | 0 | 0 | 0 | 429339.1423 | 0 | 0 | 0 | 0 | -60493.5058 | 174791.506 | 0 | 0 | 0 | 0 | 0 | 0 | 0 | 0 | 0 | 0 | 0 | 1372.7136 | 0 | 0
2016-10-08 | 0 | 0 | 0 | 0 | 0 | 340443.779 | 177871.2663 | 465369 | 0 | 0 | 0 | 71488.5639 | 5909197.3351 | 0 | 0 | 0 | 0 | 0 | 0 | 0 | 0 | 0 | 430435.5958 | 0 | 0 | 0 | 0 | -71488.5639 | 123061.8956 | 0 | 0 | 0 | 0 | 0 | 0 | 0 | 0 | 0 | 0 | 0 | 1372.7136 | 0 | 0
2016-10-08 01:00 | 0 | 0 | 0 | 0 | 0 | 380289.9242 | 1329.4146 | 450868 | 0 | 0 | 0 | 0 | 5910064.5242 | 0 | 0 | 0 | 0 | 0 | 0 | 0 | 0 | 0 | 431532.0449 | 0 | 0 | 0 | 0 | -71488.5639 | 867.1891 | 0 | 0 | 0 | 0 | 0 | 0 | 0 | 0 | 0 | 0 | 0 | 1372.7136 | 0 | 0
2016-10-08 02:00 | 0 | 0 | 0 | 0 | 0 | 410642.7321 | 0 | 428352 | 0 | 0 | 0 | 0 | 5890982.5427 | 0 | 0 | 0 | 0 | 0 | 0 | 0 | 0 | 0 | 432628.4897 | 0 | 0 | 0 | 0 | 0 | 0 | 19081.9815 | 0 | 0 | 0 | 0 | 0 | 0 | 0 | 0 | 0 | 0 | 1372.7136 | 0 | 0
2016-10-08 03:00 | 0 | 0 | 0 | 0 | 0 | 136065.9472 | 0 | 407395 | 0 | 0 | 0 | 0 | 5618280.7763 | 0 | 0 | 0 | 0 | 0 | 0 | 0 | 0 | 0 | 433724.93 | 0 | 0 | 0 | 0 | 0 | 0 | 272701.7664 | 0 | 0 | 0 | 0 | 0 | 0 | 0 | 0 | 0 | 0 | 1372.7136 | 0 | 0
2016-10-08 04:00 | 0 | 0 | 0 | 0 | 0 | 185891.5111 | 0 | 385732 | 0 | 0 | 0 | 71488.5639 | 5345579.0099 | 0 | 0 | 0 | 0 | 0 | 0 | 0 | 0 | 0 | 434821.366 | 0 | 0 | 0 | 0 | 71488.5639 | 0 | 272701.7664 | 0 | 0 | 0 | 0 | 0 | 0 | 0 | 0 | 0 | 0 | 1372.7136 | 0 | 0
2016-10-08 05:00 | 0 | 0 | 0 | 0 | 0 | 22141.3833 | 0 | 364959 | 0 | 0 | 0 | 0 | 5072877.2435 | 0 | 0 | 0 | 0 | 0 | 0 | 0 | 0 | 0 | 435917.7976 | 0 | 0 | 0 | 0 | -71488.5639 | 0 | 272701.7664 | 0 | 0 | 0 | 0 | 0 | 0 | 0 | 0 | 0 | 0 | 1372.7136 | 0 | 0
2016-10-08 06:00 | 0 | 0 | 0 | 0 | 0 | 78774.9472 | 0 | 350104 | 0 | 0 | 0 | 0 | 4800175.4771 | 0 | 0 | 0 | 0 | 0 | 0 | 0 | 0 | 0 | 437014.2248 | 0 | 0 | 0 | 0 | 0 | 0 | 272701.7664 | 0 | 0 | 0 | 0 | 0 | 0 | 0 | 0 | 0 | 0 | 1372.7136 | 0 | 0
2016-10-08 07:00 | 0 | 0 | 0 | 0 | 0 | 67684.9472 | 0 | 339014 | 0 | 0 | 0 | 0 | 4527473.7106 | 0 | 0 | 0 | 0 | 0 | 0 | 0 | 0 | 0 | 438110.6476 | 0 | 0 | 0 | 0 | 0 | 0 | 272701.7664 | 0 | 0 | 0 | 0 | 0 | 0 | 0 | 0 | 0 | 0 | 1372.7136 | 0 | 0
2016-10-08 08:00 | 0 | 0 | 0 | 0 | 0 | 405332.2775 | 0 | 332471 | 0 | 0 | 0 | 71488.5639 | 4527473.7106 | 0 | 0 | 0 | 0 | 0 | 0 | 0 | 0 | 0 | 439207.066 | 0 | 0 | 0 | 0 | 71488.5639 | 0 | 0 | 0 | 0 | 0 | 0 | 0 | 0 | 0 | 0 | 0 | 0 | 1372.7136 | 0 | 0
2016-10-08 09:00 | 0 | 0 | 0 | 0 | 0 | 0 | 0 | 331938 | 0 | 0 | 0 | 0 | 4265651.5609 | 0 | 0 | 0 | 0 | 0 | 0 | 0 | 0 | 0 | 440303.48 | 0 | 0 | 0 | 0 | -71488.5639 | 0 | 261822.1497 | 0 | 0 | 0 | 0 | 0 | 0 | 0 | 0 | 0 | 0 | 1372.7136 | 0 | 0
2016-10-08 10:00 | 0 | 0 | 0 | 0 | 0 | 373795.0008 | 0 | 338002 | 0 | 0 | 0 | 71488.5639 | 4228583.2842 | 0 | 0 | 0 | 0 | 0 | 0 | 0 | 0 | 0 | 441399.8897 | 0 | 0 | 0 | 0 | 71488.5639 | 0 | 37068.2767 | 0 | 0 | 0 | 0 | 0 | 0 | 0 | 0 | 0 | 0 | 1372.7136 | 0 | 0
2016-10-08 11:00 | 0 | 0 | 0 | 0 | 0 | 148488.5111 | 0 | 348329 | 0 | 0 | 0 | 142977.1278 | 3955881.5178 | 0 | 0 | 0 | 0 | 0 | 0 | 0 | 0 | 0 | 442496.2949 | 0 | 0 | 0 | 0 | 71488.5639 | 0 | 272701.7664 | 0 | 0 | 0 | 0 | 0 | 0 | 0 | 0 | 0 | 0 | 1372.7136 | 0 | 0
2016-10-08 12:00 | 0 | 0 | 0 | 0 | 0 | 290984.1497 | 0 | 361100 | 0 | 0 | 0 | 71488.5639 | 3955881.5178 | 0 | 0 | 0 | 0 | 0 | 0 | 0 | 0 | 0 | 443592.6958 | 0 | 0 | 0 | 0 | -71488.5639 | 0 | 0 | 0 | 0 | 0 | 0 | 0 | 0 | 0 | 0 | 0 | 0 | 1372.7136 | 0 | 0
2016-10-08 13:00 | 0 | 0 | 0 | 0 | 0 | 240562.1893 | 11766.4256 | 379211 | 0 | 0 | 0 | 53350.1917 | 3845764.7913 | 0 | 0 | 0 | 0 | 0 | 0 | 0 | 0 | 0 | 444689.0923 | 0 | 0 | 0 | 0 | -18138.3721 | 162585.0399 | 272701.7664 | 0 | 0 | 0 | 0 | 0 | 0 | 0 | 0 | 0 | 0 | 1372.7136 | 0 | 0
2016-10-08 14:00 | 0 | 0 | 0 | 0 | 0 | 107882.5863 | 234622.9355 | 394483 | 0 | 0 | 0 | 0 | 3845764.7913 | 0 | 0 | 0 | 0 | 0 | 0 | 0 | 0 | 0 | 445785.4844 | 0 | 0 | 0 | 0 | -53350.1917 | 0 | 0 | 0 | 0 | 0 | 0 | 0 | 0 | 0 | 0 | 0 | 0 | 1372.7136 | 0 | 0
2016-10-08 15:00 | 0 | 0 | 0 | 0 | 0 | 0 | 516842.9412 | 406622 | 0 | 0 | 0 | 0 | 3954613.0189 | 0 | 0 | 0 | 0 | 0 | 0 | 0 | 0 | 0 | 446881.8722 | 0 | 0 | 0 | 0 | 0 | 108848.2276 | 0 | 0 | 0 | 0 | 0 | 0 | 0 | 0 | 0 | 0 | 0 | 1372.7136 | 0 | 0
2016-10-08 16:00 | 0 | 0 | 0 | 0 | 0 | 0 | 615680.0974 | 415739 | 0 | 0 | 0 | 23776.8778 | 4129404.525 | 0 | 0 | 0 | 0 | 0 | 0 | 0 | 0 | 0 | 447978.2555 | 0 | 0 | 0 | 0 | 23776.8778 | 174791.506 | 0 | 0 | 0 | 0 | 0 | 0 | 0 | 0 | 0 | 0 | 0 | 1372.7136 | 0 | 0
2016-10-08 17:00 | 0 | 0 | 0 | 0 | 0 | 0 | 622655.2746 | 421708 | 0 | 0 | 0 | 60493.5058 | 4292262.458 | 0 | 0 | 0 | 0 | 0 | 0 | 0 | 0 | 0 | 449074.6345 | 0 | 0 | 0 | 0 | 36716.628 | 162857.933 | 0 | 0 | 0 | 0 | 0 | 0 | 0 | 0 | 0 | 0 | 0 | 1372.7136 | 0 | 0
2016-10-08 18:00 | 0 | 0 | 0 | 0 | 0 | 0 | 604934.9667 | 426659 | 0 | 0 | 0 | 131982.0697 | 4397677.1472 | 0 | 0 | 0 | 0 | 0 | 0 | 0 | 0 | 0 | 450171.009 | 0 | 0 | 0 | 0 | 71488.5639 | 105414.6892 | 0 | 0 | 0 | 0 | 0 | 0 | 0 | 0 | 0 | 0 | 0 | 1372.7136 | 0 | 0
2016-10-08 19:00 | 0 | 0 | 0 | 0 | 0 | 0 | 585900.1284 | 431968 | 0 | 0 | 0 | 203470.6336 | 4478747.9981 | 0 | 0 | 0 | 0 | 0 | 0 | 0 | 0 | 0 | 451267.3792 | 0 | 0 | 0 | 0 | 71488.5639 | 81070.8509 | 0 | 0 | 0 | 0 | 0 | 0 | 0 | 0 | 0 | 0 | 0 | 1372.7136 | 0 | 0
2016-10-08 20:00 | 0 | 0 | 0 | 0 | 0 | 0 | 571973.0144 | 436274 | 0 | 0 | 0 | 203470.6336 | 4613074.2989 | 0 | 0 | 0 | 0 | 0 | 0 | 0 | 0 | 0 | 452363.745 | 0 | 0 | 0 | 0 | 0 | 134326.3008 | 0 | 0 | 0 | 0 | 0 | 0 | 0 | 0 | 0 | 0 | 0 | 1372.7136 | 0 | 0
2016-10-08 21:00 | 0 | 0 | 0 | 0 | 0 | 0 | 544136.026 | 439383 | 0 | 0 | 0 | 132059.4399 | 4787865.805 | 0 | 0 | 0 | 0 | 0 | 0 | 0 | 0 | 0 | 453460.1064 | 0 | 0 | 0 | 0 | -71411.1936 | 174791.506 | 0 | 0 | 0 | 0 | 0 | 0 | 0 | 0 | 0 | 0 | 0 | 1372.7136 | 0 | 0
2016-10-08 22:00 | 0 | 0 | 0 | 0 | 0 | 0 | 503454.7791 | 439069 | 0 | 0 | 0 | 195072.5054 | 4787865.805 | 0 | 0 | 0 | 0 | 0 | 0 | 0 | 0 | 0 | 454556.4634 | 0 | 0 | 0 | 0 | 63013.0655 | 0 | 0 | 0 | 0 | 0 | 0 | 0 | 0 | 0 | 0 | 0 | 0 | 1372.7136 | 0 | 0
2016-10-08 23:00 | 0 | 0 | 0 | 0 | 0 | 153930.1509 | 394508.633 | 435365 | 0 | 0 | 0 | 131982.0697 | 4962657.311 | 0 | 0 | 0 | 0 | 0 | 0 | 0 | 0 | 0 | 455652.8161 | 0 | 0 | 0 | 0 | -63090.4357 | 174791.506 | 0 | 0 | 0 | 0 | 0 | 0 | 0 | 0 | 0 | 0 | 0 | 1372.7136 | 0 | 0
2016-10-09 | 0 | 0 | 0 | 0 | 0 | 237282.9654 | 169850.0517 | 432182 | 0 | 0 | 0 | 203470.6336 | 4864747.0506 | 0 | 0 | 0 | 0 | 0 | 0 | 0 | 0 | 0 | 456749.1643 | 0 | 0 | 0 | 0 | 71488.5639 | 174791.506 | 272701.7664 | 0 | 0 | 0 | 0 | 0 | 0 | 0 | 0 | 0 | 0 | 1372.7136 | 0 | 0
2016-10-09 01:00 | 0 | 0 | 0 | 0 | 0 | 462559.6331 | 2016.0927 | 422059 | 0 | 0 | 0 | 131982.0697 | 4977379.6267 | 0 | 0 | 0 | 0 | 0 | 0 | 0 | 0 | 0 | 457845.5082 | 0 | 0 | 0 | 0 | -71488.5639 | 112632.5761 | 0 | 0 | 0 | 0 | 0 | 0 | 0 | 0 | 0 | 0 | 0 | 1372.7136 | 0 | 0
2016-10-09 02:00 | 0 | 0 | 0 | 0 | 0 | 202411.5111 | 0 | 402252 | 0 | 0 | 0 | 203470.6336 | 4704677.8603 | 0 | 0 | 0 | 0 | 0 | 0 | 0 | 0 | 0 | 458941.8477 | 0 | 0 | 0 | 0 | 71488.5639 | 0 | 272701.7664 | 0 | 0 | 0 | 0 | 0 | 0 | 0 | 0 | 0 | 0 | 1372.7136 | 0 | 0
2016-10-09 03:00 | 0 | 0 | 0 | 0 | 0 | 320949.2078 | 0 | 380070 | 0 | 0 | 0 | 142977.1278 | 4704677.8603 | 0 | 0 | 0 | 0 | 0 | 0 | 0 | 0 | 0 | 460038.1828 | 0 | 0 | 0 | 0 | -60493.5058 | 0 | 0 | 0 | 0 | 0 | 0 | 0 | 0 | 0 | 0 | 0 | 0 | 1372.7136 | 0 | 0
2016-10-09 04:00 | 0 | 0 | 0 | 0 | 0 | 292299.1497 | 0 | 362415 | 0 | 0 | 0 | 71488.5639 | 4704677.8603 | 0 | 0 | 0 | 0 | 0 | 0 | 0 | 0 | 0 | 461134.5135 | 0 | 0 | 0 | 0 | -71488.5639 | 0 | 0 | 0 | 0 | 0 | 0 | 0 | 0 | 0 | 0 | 0 | 0 | 1372.7136 | 0 | 0
2016-10-09 05:00 | 0 | 0 | 0 | 0 | 0 | 1393.3833 | 0 | 344211 | 0 | 0 | 0 | 0 | 4431976.0939 | 0 | 0 | 0 | 0 | 0 | 0 | 0 | 0 | 0 | 462230.8398 | 0 | 0 | 0 | 0 | -71488.5639 | 0 | 272701.7664 | 0 | 0 | 0 | 0 | 0 | 0 | 0 | 0 | 0 | 0 | 1372.7136 | 0 | 0
2016-10-09 06:00 | 0 | 0 | 0 | 0 | 0 | 402564.2775 | 0 | 329703 | 0 | 0 | 0 | 71488.5639 | 4431976.0939 | 0 | 0 | 0 | 0 | 0 | 0 | 0 | 0 | 0 | 463327.1618 | 0 | 0 | 0 | 0 | 71488.5639 | 0 | 0 | 0 | 0 | 0 | 0 | 0 | 0 | 0 | 0 | 0 | 0 | 1372.7136 | 0 | 0
2016-10-09 07:00 | 0 | 0 | 0 | 0 | 0 | 393318.2775 | 0 | 320457 | 0 | 0 | 0 | 142977.1278 | 4431976.0939 | 0 | 0 | 0 | 0 | 0 | 0 | 0 | 0 | 0 | 464423.4793 | 0 | 0 | 0 | 0 | 71488.5639 | 0 | 0 | 0 | 0 | 0 | 0 | 0 | 0 | 0 | 0 | 0 | 0 | 1372.7136 | 0 | 0
2016-10-09 08:00 | 0 | 0 | 0 | 0 | 0 | 376670.2194 | 0 | 314804 | 0 | 0 | 0 | 203470.6336 | 4431976.0939 | 0 | 0 | 0 | 0 | 0 | 0 | 0 | 0 | 0 | 465519.7925 | 0 | 0 | 0 | 0 | 60493.5058 | 0 | 0 | 0 | 0 | 0 | 0 | 0 | 0 | 0 | 0 | 0 | 0 | 1372.7136 | 0 | 0
2016-10-09 09:00 | 0 | 0 | 0 | 0 | 0 | 0 | 0 | 313504 | 0 | 0 | 0 | 131982.0697 | 4188587.9442 | 0 | 0 | 0 | 0 | 0 | 0 | 0 | 0 | 0 | 466616.1013 | 0 | 0 | 0 | 0 | -71488.5639 | 0 | 243388.1497 | 0 | 0 | 0 | 0 | 0 | 0 | 0 | 0 | 0 | 0 | 1372.7136 | 0 | 0
2016-10-09 10:00 | 0 | 0 | 0 | 0 | 0 | 328700.7717 | 0 | 316333 | 0 | 0 | 0 | 142977.1278 | 4188587.9442 | 0 | 0 | 0 | 0 | 0 | 0 | 0 | 0 | 0 | 467712.4057 | 0 | 0 | 0 | 0 | 10995.0581 | 0 | 0 | 0 | 0 | 0 | 0 | 0 | 0 | 0 | 0 | 0 | 0 | 1372.7136 | 0 | 0
2016-10-09 11:00 | 0 | 0 | 0 | 0 | 0 | 252888.1497 | 0 | 323004 | 0 | 0 | 0 | 71488.5639 | 4188587.9442 | 0 | 0 | 0 | 0 | 0 | 0 | 0 | 0 | 0 | 468808.7057 | 0 | 0 | 0 | 0 | -71488.5639 | 0 | 0 | 0 | 0 | 0 | 0 | 0 | 0 | 0 | 0 | 0 | 0 | 1372.7136 | 0 | 0
2016-10-09 12:00 | 0 | 0 | 0 | 0 | 0 | 264371.1497 | 0 | 334487 | 0 | 0 | 0 | 0 | 4188587.9442 | 0 | 0 | 0 | 0 | 0 | 0 | 0 | 0 | 0 | 469905.0013 | 0 | 0 | 0 | 0 | -71488.5639 | 0 | 0 | 0 | 0 | 0 | 0 | 0 | 0 | 0 | 0 | 0 | 0 | 1372.7136 | 0 | 0
2016-10-09 13:00 | 0 | 0 | 0 | 0 | 0 | 244168.5737 | 9829.8795 | 350536 | 0 | 0 | 0 | 0 | 4090677.6838 | 0 | 0 | 0 | 0 | 0 | 0 | 0 | 0 | 0 | 471001.2926 | 0 | 0 | 0 | 0 | 0 | 174791.506 | 272701.7664 | 0 | 0 | 0 | 0 | 0 | 0 | 0 | 0 | 0 | 0 | 1372.7136 | 0 | 0
2016-10-09 14:00 | 0 | 0 | 0 | 0 | 0 | 127229.1238 | 249463.9584 | 363656 | 0 | 0 | 0 | 0 | 4102342.0524 | 0 | 0 | 0 | 0 | 0 | 0 | 0 | 0 | 0 | 472097.5794 | 0 | 0 | 0 | 0 | 0 | 11664.3686 | 0 | 0 | 0 | 0 | 0 | 0 | 0 | 0 | 0 | 0 | 0 | 1372.7136 | 0 | 0
2016-10-09 15:00 | 0 | 0 | 0 | 0 | 0 | 0 | 550264.2196 | 374100 | 0 | 0 | 0 | 0 | 4277133.5584 | 0 | 0 | 0 | 0 | 0 | 0 | 0 | 0 | 0 | 473193.8619 | 0 | 0 | 0 | 0 | 0 | 174791.506 | 0 | 0 | 0 | 0 | 0 | 0 | 0 | 0 | 0 | 0 | 0 | 1372.7136 | 0 | 0
2016-10-09 16:00 | 0 | 0 | 0 | 0 | 0 | 0 | 631582.7835 | 383930 | 0 | 0 | 0 | 71488.5639 | 4451925.0645 | 0 | 0 | 0 | 0 | 0 | 0 | 0 | 0 | 0 | 474290.14 | 0 | 0 | 0 | 0 | 71488.5639 | 174791.506 | 0 | 0 | 0 | 0 | 0 | 0 | 0 | 0 | 0 | 0 | 0 | 1372.7136 | 0 | 0
2016-10-09 17:00 | 0 | 0 | 0 | 0 | 0 | 0 | 574996.5796 | 392899 | 0 | 0 | 0 | 77421.9239 | 4626716.5705 | 0 | 0 | 0 | 0 | 0 | 0 | 0 | 0 | 0 | 475386.4137 | 0 | 0 | 0 | 0 | 5933.36 | 174791.506 | 0 | 0 | 0 | 0 | 0 | 0 | 0 | 0 | 0 | 0 | 0 | 1372.7136 | 0 | 0
2016-10-09 18:00 | 0 | 0 | 0 | 0 | 0 | 0 | 645118.3118 | 400269 | 0 | 0 | 0 | 146107.016 | 4801508.0766 | 0 | 0 | 0 | 0 | 0 | 0 | 0 | 0 | 0 | 476482.683 | 0 | 0 | 0 | 0 | 68685.0921 | 174791.506 | 0 | 0 | 0 | 0 | 0 | 0 | 0 | 0 | 0 | 0 | 0 | 1372.7136 | 0 | 0
2016-10-09 19:00 | 0 | 0 | 0 | 0 | 0 | 0 | 623941.3207 | 408188 | 0 | 0 | 0 | 185696.1171 | 4976299.5826 | 0 | 0 | 0 | 0 | 0 | 0 | 0 | 0 | 0 | 477578.948 | 0 | 0 | 0 | 0 | 39589.1011 | 174791.506 | 0 | 0 | 0 | 0 | 0 | 0 | 0 | 0 | 0 | 0 | 0 | 1372.7136 | 0 | 0
2016-10-09 20:00 | 0 | 0 | 0 | 0 | 0 | 0 | 610562.7361 | 416624 | 0 | 0 | 0 | 203470.6336 | 5151091.0886 | 0 | 0 | 0 | 0 | 0 | 0 | 0 | 0 | 0 | 478675.2085 | 0 | 0 | 0 | 0 | 17774.5165 | 174791.506 | 0 | 0 | 0 | 0 | 0 | 0 | 0 | 0 | 0 | 0 | 0 | 1372.7136 | 0 | 0
2016-10-09 21:00 | 0 | 0 | 0 | 0 | 0 | 0 | 596201.626 | 423858 | 0 | 0 | 0 | 199650.0399 | 5325882.5947 | 0 | 0 | 0 | 0 | 0 | 0 | 0 | 0 | 0 | 479771.4647 | 0 | 0 | 0 | 0 | -3820.5937 | 174791.506 | 0 | 0 | 0 | 0 | 0 | 0 | 0 | 0 | 0 | 0 | 0 | 1372.7136 | 0 | 0
2016-10-09 22:00 | 0 | 0 | 0 | 0 | 0 | 37299.8467 | 569868.9666 | 427184 | 0 | 0 | 0 | 203470.6336 | 5500674.1007 | 0 | 0 | 0 | 0 | 0 | 0 | 0 | 0 | 0 | 480867.7165 | 0 | 0 | 0 | 0 | 3820.5937 | 174791.506 | 0 | 0 | 0 | 0 | 0 | 0 | 0 | 0 | 0 | 0 | 0 | 1372.7136 | 0 | 0
2016-10-09 23:00 | 0 | 0 | 0 | 0 | 0 | 0 | 466372.4699 | 433837 | 0 | 0 | 0 | 203470.6336 | 5531836.8571 | 0 | 0 | 0 | 0 | 0 | 0 | 0 | 0 | 0 | 481963.9639 | 0 | 0 | 0 | 0 | 0 | 31162.7563 | 0 | 0 | 0 | 0 | 0 | 0 | 0 | 0 | 0 | 0 | 0 | 1372.7136 | 0 | 0
2016-10-10 | 0 | 0 | 0 | 0 | 0 | 422363.0806 | 189227.1391 | 435426 | 0 | 0 | 0 | 203470.6336 | 5706628.3631 | 0 | 0 | 0 | 0 | 0 | 0 | 0 | 0 | 0 | 483060.2069 | 0 | 0 | 0 | 0 | 0 | 174791.506 | 0 | 0 | 0 | 0 | 0 | 0 | 0 | 0 | 0 | 0 | 0 | 1372.7136 | 0 | 0
2016-10-10 01:00 | 0 | 0 | 0 | 0 | 0 | 75994.9451 | 968.4381 | 419781 | 0 | 0 | 0 | 131982.0697 | 5433926.5967 | 0 | 0 | 0 | 0 | 0 | 0 | 0 | 0 | 0 | 484156.4455 | 0 | 0 | 0 | 0 | -71488.5639 | 0 | 272701.7664 | 0 | 0 | 0 | 0 | 0 | 0 | 0 | 0 | 0 | 0 | 1372.7136 | 0 | 0
2016-10-10 02:00 | 0 | 0 | 0 | 0 | 0 | 58725.3833 | 0 | 401543 | 0 | 0 | 0 | 60493.5058 | 5161224.8303 | 0 | 0 | 0 | 0 | 0 | 0 | 0 | 0 | 0 | 485252.6797 | 0 | 0 | 0 | 0 | -71488.5639 | 0 | 272701.7664 | 0 | 0 | 0 | 0 | 0 | 0 | 0 | 0 | 0 | 0 | 1372.7136 | 0 | 0
2016-10-10 03:00 | 0 | 0 | 0 | 0 | 0 | 322135.2078 | 0 | 381256 | 0 | 0 | 0 | 0 | 5161224.8303 | 0 | 0 | 0 | 0 | 0 | 0 | 0 | 0 | 0 | 486348.9096 | 0 | 0 | 0 | 0 | -60493.5058 | 0 | 0 | 0 | 0 | 0 | 0 | 0 | 0 | 0 | 0 | 0 | 0 | 1372.7136 | 0 | 0
2016-10-10 04:00 | 0 | 0 | 0 | 0 | 0 | 86859.9472 | 0 | 358189 | 0 | 0 | 0 | 0 | 4888523.0639 | 0 | 0 | 0 | 0 | 0 | 0 | 0 | 0 | 0 | 487445.1351 | 0 | 0 | 0 | 0 | 0 | 0 | 272701.7664 | 0 | 0 | 0 | 0 | 0 | 0 | 0 | 0 | 0 | 0 | 1372.7136 | 0 | 0
2016-10-10 05:00 | 0 | 0 | 0 | 0 | 0 | 413124.2775 | 0 | 340263 | 0 | 0 | 0 | 71488.5639 | 4888523.0639 | 0 | 0 | 0 | 0 | 0 | 0 | 0 | 0 | 0 | 488541.3562 | 0 | 0 | 0 | 0 | 71488.5639 | 0 | 0 | 0 | 0 | 0 | 0 | 0 | 0 | 0 | 0 | 0 | 0 | 1372.7136 | 0 | 0
2016-10-10 06:00 | 0 | 0 | 0 | 0 | 0 | 257761.1497 | 0 | 327877 | 0 | 0 | 0 | 0 | 4888523.0639 | 0 | 0 | 0 | 0 | 0 | 0 | 0 | 0 | 0 | 489637.5729 | 0 | 0 | 0 | 0 | -71488.5639 | 0 | 0 | 0 | 0 | 0 | 0 | 0 | 0 | 0 | 0 | 0 | 0 | 1372.7136 | 0 | 0
2016-10-10 07:00 | 0 | 0 | 0 | 0 | 0 | 121080.5111 | 0 | 320921 | 0 | 0 | 0 | 71488.5639 | 4615821.2975 | 0 | 0 | 0 | 0 | 0 | 0 | 0 | 0 | 0 | 490733.7852 | 0 | 0 | 0 | 0 | 71488.5639 | 0 | 272701.7664 | 0 | 0 | 0 | 0 | 0 | 0 | 0 | 0 | 0 | 0 | 1372.7136 | 0 | 0
2016-10-10 08:00 | 0 | 0 | 0 | 0 | 0 | 120634.5111 | 0 | 320475 | 0 | 0 | 0 | 142977.1278 | 4343119.531 | 0 | 0 | 0 | 0 | 0 | 0 | 0 | 0 | 0 | 491829.9931 | 0 | 0 | 0 | 0 | 71488.5639 | 0 | 272701.7664 | 0 | 0 | 0 | 0 | 0 | 0 | 0 | 0 | 0 | 0 | 1372.7136 | 0 | 0
2016-10-10 09:00 | 0 | 0 | 0 | 0 | 0 | 318936.6555 | 0 | 328559 | 0 | 0 | 0 | 131982.0697 | 4343119.531 | 0 | 0 | 0 | 0 | 0 | 0 | 0 | 0 | 0 | 492926.1966 | 0 | 0 | 0 | 0 | -10995.0581 | 0 | 0 | 0 | 0 | 0 | 0 | 0 | 0 | 0 | 0 | 0 | 0 | 1372.7136 | 0 | 0
2016-10-10 10:00 | 0 | 0 | 0 | 0 | 0 | 423061.2775 | 0 | 350200 | 0 | 0 | 0 | 203470.6336 | 4343119.531 | 0 | 0 | 0 | 0 | 0 | 0 | 0 | 0 | 0 | 494022.3958 | 0 | 0 | 0 | 0 | 71488.5639 | 0 | 0 | 0 | 0 | 0 | 0 | 0 | 0 | 0 | 0 | 0 | 0 | 1372.7136 | 0 | 0
2016-10-10 11:00 | 0 | 0 | 0 | 0 | 0 | 31912.3833 | 0 | 374730 | 0 | 0 | 0 | 131982.0697 | 4070417.7646 | 0 | 0 | 0 | 0 | 0 | 0 | 0 | 0 | 0 | 495118.5906 | 0 | 0 | 0 | 0 | -71488.5639 | 0 | 272701.7664 | 0 | 0 | 0 | 0 | 0 | 0 | 0 | 0 | 0 | 0 | 1372.7136 | 0 | 0
2016-10-10 12:00 | 0 | 0 | 0 | 0 | 0 | 505738.7138 | 0 | 390068 | 0 | 0 | 0 | 71488.5639 | 4245209.2707 | 0 | 0 | 0 | 0 | 0 | 0 | 0 | 0 | 0 | 496214.781 | 0 | 0 | 0 | 0 | -60493.5058 | 174791.506 | 0 | 0 | 0 | 0 | 0 | 0 | 0 | 0 | 0 | 0 | 0 | 1372.7136 | 0 | 0
2016-10-10 13:00 | 0 | 0 | 0 | 0 | 0 | 436690.1469 | 23803.3736 | 403659 | 0 | 0 | 0 | 0 | 4372159.6415 | 0 | 0 | 0 | 0 | 0 | 0 | 0 | 0 | 0 | 497310.967 | 0 | 0 | 0 | 0 | -71488.5639 | 126950.3708 | 0 | 0 | 0 | 0 | 0 | 0 | 0 | 0 | 0 | 0 | 0 | 1372.7136 | 0 | 0
2016-10-10 14:00 | 0 | 0 | 0 | 0 | 0 | 230668.9592 | 359839.2604 | 414344 | 0 | 0 | 0 | 0 | 4546951.1475 | 0 | 0 | 0 | 0 | 0 | 0 | 0 | 0 | 0 | 498407.1486 | 0 | 0 | 0 | 0 | 0 | 174791.506 | 0 | 0 | 0 | 0 | 0 | 0 | 0 | 0 | 0 | 0 | 0 | 1372.7136 | 0 | 0
2016-10-10 15:00 | 0 | 0 | 0 | 0 | 0 | 0 | 598838.2196 | 422674 | 0 | 0 | 0 | 0 | 4721742.6536 | 0 | 0 | 0 | 0 | 0 | 0 | 0 | 0 | 0 | 499503.3258 | 0 | 0 | 0 | 0 | 0 | 174791.506 | 0 | 0 | 0 | 0 | 0 | 0 | 0 | 0 | 0 | 0 | 0 | 1372.7136 | 0 | 0
2016-10-10 16:00 | 0 | 0 | 0 | 0 | 0 | 0 | 677192.7835 | 429540 | 0 | 0 | 0 | 71488.5639 | 4896534.1596 | 0 | 0 | 0 | 0 | 0 | 0 | 0 | 0 | 0 | 500599.4987 | 0 | 0 | 0 | 0 | 71488.5639 | 174791.506 | 0 | 0 | 0 | 0 | 0 | 0 | 0 | 0 | 0 | 0 | 0 | 1372.7136 | 0 | 0
2016-10-10 17:00 | 0 | 0 | 0 | 0 | 0 | 0 | 684173.7835 | 436521 | 0 | 0 | 0 | 142977.1278 | 5071325.6656 | 0 | 0 | 0 | 0 | 0 | 0 | 0 | 0 | 0 | 501695.6672 | 0 | 0 | 0 | 0 | 71488.5639 | 174791.506 | 0 | 0 | 0 | 0 | 0 | 0 | 0 | 0 | 0 | 0 | 0 | 1372.7136 | 0 | 0
2016-10-10 18:00 | 0 | 0 | 0 | 0 | 0 | 0 | 679292.6906 | 443254 | 0 | 0 | 0 | 202851.5987 | 5246117.1717 | 0 | 0 | 0 | 0 | 0 | 0 | 0 | 0 | 0 | 502791.8313 | 0 | 0 | 0 | 0 | 59874.471 | 174791.506 | 0 | 0 | 0 | 0 | 0 | 0 | 0 | 0 | 0 | 0 | 0 | 1372.7136 | 0 | 0
2016-10-10 19:00 | 0 | 0 | 0 | 0 | 0 | 0 | 626407.2544 | 449624 | 0 | 0 | 0 | 203470.6336 | 5420908.6777 | 0 | 0 | 0 | 0 | 0 | 0 | 0 | 0 | 0 | 503887.991 | 0 | 0 | 0 | 0 | 619.0348 | 174791.506 | 0 | 0 | 0 | 0 | 0 | 0 | 0 | 0 | 0 | 0 | 0 | 1372.7136 | 0 | 0
2016-10-10 20:00 | 0 | 0 | 0 | 0 | 0 | 0 | 632440.2196 | 456276 | 0 | 0 | 0 | 203470.6336 | 5595700.1838 | 0 | 0 | 0 | 0 | 0 | 0 | 0 | 0 | 0 | 504984.1463 | 0 | 0 | 0 | 0 | 0 | 174791.506 | 0 | 0 | 0 | 0 | 0 | 0 | 0 | 0 | 0 | 0 | 0 | 1372.7136 | 0 | 0
2016-10-10 21:00 | 0 | 0 | 0 | 0 | 0 | 0 | 637505.2196 | 461341 | 0 | 0 | 0 | 203470.6336 | 5770491.6898 | 0 | 0 | 0 | 0 | 0 | 0 | 0 | 0 | 0 | 506080.2972 | 0 | 0 | 0 | 0 | 0 | 174791.506 | 0 | 0 | 0 | 0 | 0 | 0 | 0 | 0 | 0 | 0 | 0 | 1372.7136 | 0 | 0
2016-10-10 22:00 | 0 | 0 | 0 | 0 | 0 | 0 | 628288.2644 | 463319 | 0 | 0 | 0 | 192275.6783 | 5945283.1958 | 0 | 0 | 0 | 0 | 0 | 0 | 0 | 0 | 0 | 507176.4437 | 0 | 0 | 0 | 0 | -11194.9552 | 174791.506 | 0 | 0 | 0 | 0 | 0 | 0 | 0 | 0 | 0 | 0 | 0 | 1372.7136 | 0 | 0
2016-10-10 23:00 | 0 | 0 | 0 | 0 | 0 | 191035.0592 | 465390.1157 | 469066 | 0 | 0 | 0 | 203470.6336 | 6120074.7019 | 0 | 0 | 0 | 0 | 0 | 0 | 0 | 0 | 0 | 508272.5859 | 0 | 0 | 0 | 0 | 11194.9552 | 174791.506 | 0 | 0 | 0 | 0 | 0 | 0 | 0 | 0 | 0 | 0 | 0 | 1372.7136 | 0 | 0
2016-10-11 | 0 | 0 | 0 | 0 | 0 | 440368.561 | 131725.4141 | 465861 | 0 | 0 | 0 | 133539.389 | 6294866.2079 | 0 | 0 | 0 | 0 | 0 | 0 | 0 | 0 | 0 | 509368.7237 | 0 | 0 | 0 | 0 | -69931.2446 | 174791.506 | 0 | 0 | 0 | 0 | 0 | 0 | 0 | 0 | 0 | 0 | 0 | 1372.7136 | 0 | 0
2016-10-11 01:00 | 0 | 0 | 0 | 0 | 0 | 696188.287 | 644.1772 | 450737 | 0 | 0 | 0 | 203470.6336 | 6469657.714 | 0 | 0 | 0 | 0 | 0 | 0 | 0 | 0 | 0 | 510464.8571 | 0 | 0 | 0 | 0 | 69931.2446 | 174791.506 | 0 | 0 | 0 | 0 | 0 | 0 | 0 | 0 | 0 | 0 | 0 | 1372.7136 | 0 | 0
2016-10-11 02:00 | 0 | 0 | 0 | 0 | 0 | 85294.3833 | 0 | 428112 | 0 | 0 | 0 | 131982.0697 | 6196955.9475 | 0 | 0 | 0 | 0 | 0 | 0 | 0 | 0 | 0 | 511560.9861 | 0 | 0 | 0 | 0 | -71488.5639 | 0 | 272701.7664 | 0 | 0 | 0 | 0 | 0 | 0 | 0 | 0 | 0 | 0 | 1372.7136 | 0 | 0
2016-10-11 03:00 | 0 | 0 | 0 | 0 | 0 | 200828.5111 | 0 | 400669 | 0 | 0 | 0 | 203470.6336 | 5924254.1811 | 0 | 0 | 0 | 0 | 0 | 0 | 0 | 0 | 0 | 512657.1107 | 0 | 0 | 0 | 0 | 71488.5639 | 0 | 272701.7664 | 0 | 0 | 0 | 0 | 0 | 0 | 0 | 0 | 0 | 0 | 1372.7136 | 0 | 0
2016-10-11 04:00 | 0 | 0 | 0 | 0 | 0 | 376624.7136 | 0 | 375252 | 0 | 0 | 0 | 203470.6336 | 5924254.1811 | 0 | 0 | 0 | 0 | 0 | 0 | 0 | 0 | 0 | 513753.2309 | 0 | 0 | 0 | 0 | 0 | 0 | 0 | 0 | 0 | 0 | 0 | 0 | 0 | 0 | 0 | 0 | 0 | 1372.7136 | 0 | 0
2016-10-11 05:00 | 0 | 0 | 0 | 0 | 0 | 286914.1497 | 0 | 357030 | 0 | 0 | 0 | 131982.0697 | 5924254.1811 | 0 | 0 | 0 | 0 | 0 | 0 | 0 | 0 | 0 | 514849.3468 | 0 | 0 | 0 | 0 | -71488.5639 | 0 | 0 | 0 | 0 | 0 | 0 | 0 | 0 | 0 | 0 | 0 | 0 | 1372.7136 | 0 | 0
2016-10-11 06:00 | 0 | 0 | 0 | 0 | 0 | 273468.1497 | 0 | 343584 | 0 | 0 | 0 | 60493.5058 | 5924254.1811 | 0 | 0 | 0 | 0 | 0 | 0 | 0 | 0 | 0 | 515945.4583 | 0 | 0 | 0 | 0 | -71488.5639 | 0 | 0 | 0 | 0 | 0 | 0 | 0 | 0 | 0 | 0 | 0 | 0 | 1372.7136 | 0 | 0
2016-10-11 07:00 | 0 | 0 | 0 | 0 | 0 | 276992.2078 | 0 | 336113 | 0 | 0 | 0 | 0 | 5924254.1811 | 0 | 0 | 0 | 0 | 0 | 0 | 0 | 0 | 0 | 517041.5653 | 0 | 0 | 0 | 0 | -60493.5058 | 0 | 0 | 0 | 0 | 0 | 0 | 0 | 0 | 0 | 0 | 0 | 0 | 1372.7136 | 0 | 0
2016-10-11 08:00 | 0 | 0 | 0 | 0 | 0 | 134896.5111 | 0 | 334737 | 0 | 0 | 0 | 71488.5639 | 5651552.4147 | 0 | 0 | 0 | 0 | 0 | 0 | 0 | 0 | 0 | 518137.668 | 0 | 0 | 0 | 0 | 71488.5639 | 0 | 272701.7664 | 0 | 0 | 0 | 0 | 0 | 0 | 0 | 0 | 0 | 0 | 1372.7136 | 0 | 0
2016-10-11 09:00 | 0 | 0 | 0 | 0 | 0 | 416727.2775 | 0 | 343866 | 0 | 0 | 0 | 142977.1278 | 5651552.4147 | 0 | 0 | 0 | 0 | 0 | 0 | 0 | 0 | 0 | 519233.7664 | 0 | 0 | 0 | 0 | 71488.5639 | 0 | 0 | 0 | 0 | 0 | 0 | 0 | 0 | 0 | 0 | 0 | 0 | 1372.7136 | 0 | 0
2016-10-11 10:00 | 0 | 0 | 0 | 0 | 0 | 299798.1497 | 0 | 369914 | 0 | 0 | 0 | 71488.5639 | 5651552.4147 | 0 | 0 | 0 | 0 | 0 | 0 | 0 | 0 | 0 | 520329.8603 | 0 | 0 | 0 | 0 | -71488.5639 | 0 | 0 | 0 | 0 | 0 | 0 | 0 | 0 | 0 | 0 | 0 | 0 | 1372.7136 | 0 | 0
2016-10-11 11:00 | 0 | 0 | 0 | 0 | 0 | 196128.5111 | 0 | 395969 | 0 | 0 | 0 | 142977.1278 | 5378850.6483 | 0 | 0 | 0 | 0 | 0 | 0 | 0 | 0 | 0 | 521425.9498 | 0 | 0 | 0 | 0 | 71488.5639 | 0 | 272701.7664 | 0 | 0 | 0 | 0 | 0 | 0 | 0 | 0 | 0 | 0 | 1372.7136 | 0 | 0
2016-10-11 12:00 | 0 | 0 | 0 | 0 | 0 | 337802.1497 | 0 | 407918 | 0 | 0 | 0 | 71488.5639 | 5378850.6483 | 0 | 0 | 0 | 0 | 0 | 0 | 0 | 0 | 0 | 522522.035 | 0 | 0 | 0 | 0 | -71488.5639 | 0 | 0 | 0 | 0 | 0 | 0 | 0 | 0 | 0 | 0 | 0 | 0 | 1372.7136 | 0 | 0
2016-10-11 13:00 | 0 | 0 | 0 | 0 | 0 | 58639.0626 | 15749.3207 | 417206 | 0 | 0 | 0 | 0 | 5106148.8819 | 0 | 0 | 0 | 0 | 0 | 0 | 0 | 0 | 0 | 523618.1158 | 0 | 0 | 0 | 0 | -71488.5639 | 0 | 272701.7664 | 0 | 0 | 0 | 0 | 0 | 0 | 0 | 0 | 0 | 0 | 1372.7136 | 0 | 0
2016-10-11 14:00 | 0 | 0 | 0 | 0 | 0 | 117925.0655 | 308896.6481 | 425449 | 0 | 0 | 0 | 0 | 5106148.8819 | 0 | 0 | 0 | 0 | 0 | 0 | 0 | 0 | 0 | 524714.1922 | 0 | 0 | 0 | 0 | 0 | 0 | 0 | 0 | 0 | 0 | 0 | 0 | 0 | 0 | 0 | 0 | 0 | 1372.7136 | 0 | 0
2016-10-11 15:00 | 0 | 0 | 0 | 0 | 0 | 0 | 604771.337 | 432647 | 0 | 0 | 0 | 0 | 5276900.5054 | 0 | 0 | 0 | 0 | 0 | 0 | 0 | 0 | 0 | 525810.2642 | 0 | 0 | 0 | 0 | 0 | 170751.6235 | 0 | 0 | 0 | 0 | 0 | 0 | 0 | 0 | 0 | 0 | 0 | 1372.7136 | 0 | 0
2016-10-11 16:00 | 0 | 0 | 0 | 0 | 0 | 0 | 615816.2196 | 439652 | 0 | 0 | 0 | 0 | 5451692.0114 | 0 | 0 | 0 | 0 | 0 | 0 | 0 | 0 | 0 | 526906.3318 | 0 | 0 | 0 | 0 | 0 | 174791.506 | 0 | 0 | 0 | 0 | 0 | 0 | 0 | 0 | 0 | 0 | 0 | 1372.7136 | 0 | 0
2016-10-11 17:00 | 0 | 0 | 0 | 0 | 0 | 0 | 694044.7835 | 446392 | 0 | 0 | 0 | 71488.5639 | 5626483.5174 | 0 | 0 | 0 | 0 | 0 | 0 | 0 | 0 | 0 | 528002.395 | 0 | 0 | 0 | 0 | 71488.5639 | 174791.506 | 0 | 0 | 0 | 0 | 0 | 0 | 0 | 0 | 0 | 0 | 0 | 1372.7136 | 0 | 0
2016-10-11 18:00 | 0 | 0 | 0 | 0 | 0 | 0 | 651596.2202 | 453427 | 0 | 0 | 0 | 93493.5644 | 5801275.0235 | 0 | 0 | 0 | 0 | 0 | 0 | 0 | 0 | 0 | 529098.4539 | 0 | 0 | 0 | 0 | 22005.0005 | 174791.506 | 0 | 0 | 0 | 0 | 0 | 0 | 0 | 0 | 0 | 0 | 0 | 1372.7136 | 0 | 0
2016-10-11 19:00 | 0 | 0 | 0 | 0 | 0 | 0 | 669934.8875 | 458453 | 0 | 0 | 0 | 128811.2324 | 5976066.5295 | 0 | 0 | 0 | 0 | 0 | 0 | 0 | 0 | 0 | 530194.5084 | 0 | 0 | 0 | 0 | 35317.6679 | 174791.506 | 0 | 0 | 0 | 0 | 0 | 0 | 0 | 0 | 0 | 0 | 0 | 1372.7136 | 0 | 0
2016-10-11 20:00 | 0 | 0 | 0 | 0 | 0 | 0 | 676239.7339 | 464133 | 0 | 0 | 0 | 164753.7467 | 6150858.0356 | 0 | 0 | 0 | 0 | 0 | 0 | 0 | 0 | 0 | 531290.5585 | 0 | 0 | 0 | 0 | 35942.5143 | 174791.506 | 0 | 0 | 0 | 0 | 0 | 0 | 0 | 0 | 0 | 0 | 0 | 1372.7136 | 0 | 0
2016-10-11 21:00 | 0 | 0 | 0 | 0 | 0 | 0 | 683400.1065 | 468519 | 0 | 0 | 0 | 203470.6336 | 6325649.5416 | 0 | 0 | 0 | 0 | 0 | 0 | 0 | 0 | 0 | 532386.6042 | 0 | 0 | 0 | 0 | 38716.8869 | 174791.506 | 0 | 0 | 0 | 0 | 0 | 0 | 0 | 0 | 0 | 0 | 0 | 1372.7136 | 0 | 0
2016-10-11 22:00 | 0 | 0 | 0 | 0 | 0 | 0 | 645870.2196 | 469706 | 0 | 0 | 0 | 203470.6336 | 6500441.0476 | 0 | 0 | 0 | 0 | 0 | 0 | 0 | 0 | 0 | 533482.6455 | 0 | 0 | 0 | 0 | 0 | 174791.506 | 0 | 0 | 0 | 0 | 0 | 0 | 0 | 0 | 0 | 0 | 0 | 1372.7136 | 0 | 0
2016-10-11 23:00 | 0 | 0 | 0 | 0 | 0 | 0 | 523889.8532 | 474251 | 0 | 0 | 0 | 203470.6336 | 6548707.1872 | 0 | 0 | 0 | 0 | 0 | 0 | 0 | 0 | 0 | 534578.6824 | 0 | 0 | 0 | 0 | 0 | 48266.1396 | 0 | 0 | 0 | 0 | 0 | 0 | 0 | 0 | 0 | 0 | 0 | 1372.7136 | 0 | 0
2016-10-12 | 0 | 0 | 0 | 0 | 0 | 0 | 177904.2594 | 471249 | 0 | 0 | 0 | 131982.0697 | 6325478.297 | 0 | 0 | 0 | 0 | 0 | 0 | 0 | 0 | 0 | 535674.715 | 0 | 0 | 0 | 0 | -71488.5639 | 0 | 223228.8903 | 0 | 0 | 0 | 0 | 0 | 0 | 0 | 0 | 0 | 0 | 1372.7136 | 0 | 0
2016-10-12 01:00 | 0 | 0 | 0 | 0 | 0 | 256565.5206 | 525.9904 | 456932 | 0 | 0 | 0 | 203470.6336 | 6052776.5306 | 0 | 0 | 0 | 0 | 0 | 0 | 0 | 0 | 0 | 536770.7431 | 0 | 0 | 0 | 0 | 71488.5639 | 0 | 272701.7664 | 0 | 0 | 0 | 0 | 0 | 0 | 0 | 0 | 0 | 0 | 1372.7136 | 0 | 0
2016-10-12 02:00 | 0 | 0 | 0 | 0 | 0 | 101661.4414 | 0 | 433484 | 0 | 0 | 0 | 142977.1278 | 5780074.7641 | 0 | 0 | 0 | 0 | 0 | 0 | 0 | 0 | 0 | 537866.7669 | 0 | 0 | 0 | 0 | -60493.5058 | 0 | 272701.7664 | 0 | 0 | 0 | 0 | 0 | 0 | 0 | 0 | 0 | 0 | 1372.7136 | 0 | 0
2016-10-12 03:00 | 0 | 0 | 0 | 0 | 0 | 335927.1497 | 0 | 406043 | 0 | 0 | 0 | 71488.5639 | 5780074.7641 | 0 | 0 | 0 | 0 | 0 | 0 | 0 | 0 | 0 | 538962.7863 | 0 | 0 | 0 | 0 | -71488.5639 | 0 | 0 | 0 | 0 | 0 | 0 | 0 | 0 | 0 | 0 | 0 | 0 | 1372.7136 | 0 | 0
2016-10-12 04:00 | 0 | 0 | 0 | 0 | 0 | 310876.1497 | 0 | 380992 | 0 | 0 | 0 | 0 | 5780074.7641 | 0 | 0 | 0 | 0 | 0 | 0 | 0 | 0 | 0 | 540058.8013 | 0 | 0 | 0 | 0 | -71488.5639 | 0 | 0 | 0 | 0 | 0 | 0 | 0 | 0 | 0 | 0 | 0 | 0 | 1372.7136 | 0 | 0
2016-10-12 05:00 | 0 | 0 | 0 | 0 | 0 | 90430.9472 | 0 | 361760 | 0 | 0 | 0 | 0 | 5507372.9977 | 0 | 0 | 0 | 0 | 0 | 0 | 0 | 0 | 0 | 541154.812 | 0 | 0 | 0 | 0 | 0 | 0 | 272701.7664 | 0 | 0 | 0 | 0 | 0 | 0 | 0 | 0 | 0 | 0 | 1372.7136 | 0 | 0
2016-10-12 06:00 | 0 | 0 | 0 | 0 | 0 | 421104.2775 | 0 | 348243 | 0 | 0 | 0 | 71488.5639 | 5507372.9977 | 0 | 0 | 0 | 0 | 0 | 0 | 0 | 0 | 0 | 542250.8182 | 0 | 0 | 0 | 0 | 71488.5639 | 0 | 0 | 0 | 0 | 0 | 0 | 0 | 0 | 0 | 0 | 0 | 0 | 1372.7136 | 0 | 0
2016-10-12 07:00 | 0 | 0 | 0 | 0 | 0 | 270722.1497 | 0 | 340838 | 0 | 0 | 0 | 0 | 5507372.9977 | 0 | 0 | 0 | 0 | 0 | 0 | 0 | 0 | 0 | 543346.8201 | 0 | 0 | 0 | 0 | -71488.5639 | 0 | 0 | 0 | 0 | 0 | 0 | 0 | 0 | 0 | 0 | 0 | 0 | 1372.7136 | 0 | 0
2016-10-12 08:00 | 0 | 0 | 0 | 0 | 0 | 341400.7136 | 0 | 340028 | 0 | 0 | 0 | 0 | 5507372.9977 | 0 | 0 | 0 | 0 | 0 | 0 | 0 | 0 | 0 | 544442.8176 | 0 | 0 | 0 | 0 | 0 | 0 | 0 | 0 | 0 | 0 | 0 | 0 | 0 | 0 | 0 | 0 | 0 | 1372.7136 | 0 | 0
2016-10-12 09:00 | 0 | 0 | 0 | 0 | 0 | 421329.2775 | 0 | 348468 | 0 | 0 | 0 | 71488.5639 | 5507372.9977 | 0 | 0 | 0 | 0 | 0 | 0 | 0 | 0 | 0 | 545538.8107 | 0 | 0 | 0 | 0 | 71488.5639 | 0 | 0 | 0 | 0 | 0 | 0 | 0 | 0 | 0 | 0 | 0 | 0 | 1372.7136 | 0 | 0
2016-10-12 10:00 | 0 | 0 | 0 | 0 | 0 | 303417.1497 | 0 | 373533 | 0 | 0 | 0 | 0 | 5507372.9977 | 0 | 0 | 0 | 0 | 0 | 0 | 0 | 0 | 0 | 546634.7994 | 0 | 0 | 0 | 0 | -71488.5639 | 0 | 0 | 0 | 0 | 0 | 0 | 0 | 0 | 0 | 0 | 0 | 0 | 1372.7136 | 0 | 0
2016-10-12 11:00 | 0 | 0 | 0 | 0 | 0 | 199726.5111 | 0 | 399567 | 0 | 0 | 0 | 71488.5639 | 5234671.2313 | 0 | 0 | 0 | 0 | 0 | 0 | 0 | 0 | 0 | 547730.7837 | 0 | 0 | 0 | 0 | 71488.5639 | 0 | 272701.7664 | 0 | 0 | 0 | 0 | 0 | 0 | 0 | 0 | 0 | 0 | 1372.7136 | 0 | 0
2016-10-12 12:00 | 0 | 0 | 0 | 0 | 0 | 341835.1497 | 0 | 411951 | 0 | 0 | 0 | 0 | 5234671.2313 | 0 | 0 | 0 | 0 | 0 | 0 | 0 | 0 | 0 | 548826.7636 | 0 | 0 | 0 | 0 | -71488.5639 | 0 | 0 | 0 | 0 | 0 | 0 | 0 | 0 | 0 | 0 | 0 | 0 | 1372.7136 | 0 | 0
2016-10-12 13:00 | 0 | 0 | 0 | 0 | 0 | 410389.3356 | 13989.378 | 423006 | 0 | 0 | 0 | 0 | 5234671.2313 | 0 | 0 | 0 | 0 | 0 | 0 | 0 | 0 | 0 | 549922.7392 | 0 | 0 | 0 | 0 | 0 | 0 | 0 | 0 | 0 | 0 | 0 | 0 | 0 | 0 | 0 | 0 | 0 | 1372.7136 | 0 | 0
2016-10-12 14:00 | 0 | 0 | 0 | 0 | 0 | 123755.2563 | 311300.4573 | 433683 | 0 | 0 | 0 | 0 | 5234671.2313 | 0 | 0 | 0 | 0 | 0 | 0 | 0 | 0 | 0 | 551018.7104 | 0 | 0 | 0 | 0 | 0 | 0 | 0 | 0 | 0 | 0 | 0 | 0 | 0 | 0 | 0 | 0 | 0 | 1372.7136 | 0 | 0
2016-10-12 15:00 | 0 | 0 | 0 | 0 | 0 | 0 | 618503.2196 | 442339 | 0 | 0 | 0 | 0 | 5409462.7374 | 0 | 0 | 0 | 0 | 0 | 0 | 0 | 0 | 0 | 552114.6772 | 0 | 0 | 0 | 0 | 0 | 174791.506 | 0 | 0 | 0 | 0 | 0 | 0 | 0 | 0 | 0 | 0 | 0 | 1372.7136 | 0 | 0
2016-10-12 16:00 | 0 | 0 | 0 | 0 | 0 | 0 | 697158.7835 | 449506 | 0 | 0 | 0 | 71488.5639 | 5584254.2434 | 0 | 0 | 0 | 0 | 0 | 0 | 0 | 0 | 0 | 553210.6396 | 0 | 0 | 0 | 0 | 71488.5639 | 174791.506 | 0 | 0 | 0 | 0 | 0 | 0 | 0 | 0 | 0 | 0 | 0 | 1372.7136 | 0 | 0
2016-10-12 17:00 | 0 | 0 | 0 | 0 | 0 | 0 | 704196.7835 | 456544 | 0 | 0 | 0 | 142977.1278 | 5759045.7494 | 0 | 0 | 0 | 0 | 0 | 0 | 0 | 0 | 0 | 554306.5976 | 0 | 0 | 0 | 0 | 71488.5639 | 174791.506 | 0 | 0 | 0 | 0 | 0 | 0 | 0 | 0 | 0 | 0 | 0 | 1372.7136 | 0 | 0
2016-10-12 18:00 | 0 | 0 | 0 | 0 | 0 | 0 | 670674.2748 | 462687 | 0 | 0 | 0 | 174800.1829 | 5933837.2555 | 0 | 0 | 0 | 0 | 0 | 0 | 0 | 0 | 0 | 555402.5512 | 0 | 0 | 0 | 0 | 31823.0552 | 174791.506 | 0 | 0 | 0 | 0 | 0 | 0 | 0 | 0 | 0 | 0 | 0 | 1372.7136 | 0 | 0
2016-10-12 19:00 | 0 | 0 | 0 | 0 | 0 | 0 | 671996.6702 | 467162 | 0 | 0 | 0 | 203470.6336 | 6108628.7615 | 0 | 0 | 0 | 0 | 0 | 0 | 0 | 0 | 0 | 556498.5005 | 0 | 0 | 0 | 0 | 28670.4506 | 174791.506 | 0 | 0 | 0 | 0 | 0 | 0 | 0 | 0 | 0 | 0 | 0 | 1372.7136 | 0 | 0
2016-10-12 20:00 | 0 | 0 | 0 | 0 | 0 | 0 | 647220.2196 | 471056 | 0 | 0 | 0 | 203470.6336 | 6283420.2676 | 0 | 0 | 0 | 0 | 0 | 0 | 0 | 0 | 0 | 557594.4454 | 0 | 0 | 0 | 0 | 0 | 174791.506 | 0 | 0 | 0 | 0 | 0 | 0 | 0 | 0 | 0 | 0 | 0 | 1372.7136 | 0 | 0
2016-10-12 21:00 | 0 | 0 | 0 | 0 | 0 | 0 | 650485.2196 | 474321 | 0 | 0 | 0 | 203470.6336 | 6458211.7736 | 0 | 0 | 0 | 0 | 0 | 0 | 0 | 0 | 0 | 558690.3859 | 0 | 0 | 0 | 0 | 0 | 174791.506 | 0 | 0 | 0 | 0 | 0 | 0 | 0 | 0 | 0 | 0 | 0 | 1372.7136 | 0 | 0
2016-10-12 22:00 | 0 | 0 | 0 | 0 | 0 | 0 | 611756.4978 | 474450 | 0 | 0 | 0 | 203470.6336 | 6594145.5578 | 0 | 0 | 0 | 0 | 0 | 0 | 0 | 0 | 0 | 559786.322 | 0 | 0 | 0 | 0 | 0 | 135933.7842 | 0 | 0 | 0 | 0 | 0 | 0 | 0 | 0 | 0 | 0 | 0 | 1372.7136 | 0 | 0
2016-10-12 23:00 | 0 | 0 | 0 | 0 | 0 | 24605.8427 | 441128.5899 | 477720 | 0 | 0 | 0 | 190112.3526 | 6594145.5578 | 0 | 0 | 0 | 0 | 0 | 0 | 0 | 0 | 0 | 560882.2537 | 0 | 0 | 0 | 0 | -13358.2809 | 0 | 0 | 0 | 0 | 0 | 0 | 0 | 0 | 0 | 0 | 0 | 0 | 1372.7136 | 0 | 0
2016-10-13 | 0 | 0 | 0 | 0 | 0 | 257235.2295 | 145818.9202 | 473170 | 0 | 0 | 0 | 118623.7887 | 6594145.5578 | 0 | 0 | 0 | 0 | 0 | 0 | 0 | 0 | 0 | 561978.181 | 0 | 0 | 0 | 0 | -71488.5639 | 0 | 0 | 0 | 0 | 0 | 0 | 0 | 0 | 0 | 0 | 0 | 0 | 1372.7136 | 0 | 0
2016-10-13 01:00 | 0 | 0 | 0 | 0 | 0 | 314442.0325 | 346.1959 | 458461 | 0 | 0 | 0 | 71488.5639 | 6496235.2974 | 0 | 0 | 0 | 0 | 0 | 0 | 0 | 0 | 0 | 563074.104 | 0 | 0 | 0 | 0 | -47135.2249 | 174791.506 | 272701.7664 | 0 | 0 | 0 | 0 | 0 | 0 | 0 | 0 | 0 | 0 | 1372.7136 | 0 | 0
2016-10-13 02:00 | 0 | 0 | 0 | 0 | 0 | 331860.4292 | 0 | 435066 | 0 | 0 | 0 | 0 | 6463145.5769 | 0 | 0 | 0 | 0 | 0 | 0 | 0 | 0 | 0 | 564170.0225 | 0 | 0 | 0 | 0 | -71488.5639 | 0 | 33089.7205 | 0 | 0 | 0 | 0 | 0 | 0 | 0 | 0 | 0 | 0 | 1372.7136 | 0 | 0
2016-10-13 03:00 | 0 | 0 | 0 | 0 | 0 | 207269.5111 | 0 | 407110 | 0 | 0 | 0 | 71488.5639 | 6190443.8105 | 0 | 0 | 0 | 0 | 0 | 0 | 0 | 0 | 0 | 565265.9367 | 0 | 0 | 0 | 0 | 71488.5639 | 0 | 272701.7664 | 0 | 0 | 0 | 0 | 0 | 0 | 0 | 0 | 0 | 0 | 1372.7136 | 0 | 0
2016-10-13 04:00 | 0 | 0 | 0 | 0 | 0 | 171029.4529 | 0 | 381865 | 0 | 0 | 0 | 131982.0697 | 5917742.0441 | 0 | 0 | 0 | 0 | 0 | 0 | 0 | 0 | 0 | 566361.8465 | 0 | 0 | 0 | 0 | 60493.5058 | 0 | 272701.7664 | 0 | 0 | 0 | 0 | 0 | 0 | 0 | 0 | 0 | 0 | 1372.7136 | 0 | 0
2016-10-13 05:00 | 0 | 0 | 0 | 0 | 0 | 162688.5111 | 0 | 362529 | 0 | 0 | 0 | 203470.6336 | 5645040.2777 | 0 | 0 | 0 | 0 | 0 | 0 | 0 | 0 | 0 | 567457.7519 | 0 | 0 | 0 | 0 | 71488.5639 | 0 | 272701.7664 | 0 | 0 | 0 | 0 | 0 | 0 | 0 | 0 | 0 | 0 | 1372.7136 | 0 | 0
2016-10-13 06:00 | 0 | 0 | 0 | 0 | 0 | 77399.9472 | 0 | 348729 | 0 | 0 | 0 | 203470.6336 | 5372338.5113 | 0 | 0 | 0 | 0 | 0 | 0 | 0 | 0 | 0 | 568553.653 | 0 | 0 | 0 | 0 | 0 | 0 | 272701.7664 | 0 | 0 | 0 | 0 | 0 | 0 | 0 | 0 | 0 | 0 | 1372.7136 | 0 | 0
2016-10-13 07:00 | 0 | 0 | 0 | 0 | 0 | 0 | 0 | 341147 | 0 | 0 | 0 | 131982.0697 | 5101307.3616 | 0 | 0 | 0 | 0 | 0 | 0 | 0 | 0 | 0 | 569649.5496 | 0 | 0 | 0 | 0 | -71488.5639 | 0 | 271031.1497 | 0 | 0 | 0 | 0 | 0 | 0 | 0 | 0 | 0 | 0 | 1372.7136 | 0 | 0
2016-10-13 08:00 | 0 | 0 | 0 | 0 | 0 | 140354.5111 | 0 | 340195 | 0 | 0 | 0 | 203470.6336 | 4828605.5952 | 0 | 0 | 0 | 0 | 0 | 0 | 0 | 0 | 0 | 570745.4419 | 0 | 0 | 0 | 0 | 71488.5639 | 0 | 272701.7664 | 0 | 0 | 0 | 0 | 0 | 0 | 0 | 0 | 0 | 0 | 1372.7136 | 0 | 0
2016-10-13 09:00 | 0 | 0 | 0 | 0 | 0 | 339854.568 | 0 | 348595 | 0 | 0 | 0 | 193357.488 | 4828605.5952 | 0 | 0 | 0 | 0 | 0 | 0 | 0 | 0 | 0 | 571841.3298 | 0 | 0 | 0 | 0 | -10113.1455 | 0 | 0 | 0 | 0 | 0 | 0 | 0 | 0 | 0 | 0 | 0 | 0 | 1372.7136 | 0 | 0
2016-10-13 10:00 | 0 | 0 | 0 | 0 | 0 | 303303.1497 | 0 | 373419 | 0 | 0 | 0 | 121868.9241 | 4828605.5952 | 0 | 0 | 0 | 0 | 0 | 0 | 0 | 0 | 0 | 572937.2133 | 0 | 0 | 0 | 0 | -71488.5639 | 0 | 0 | 0 | 0 | 0 | 0 | 0 | 0 | 0 | 0 | 0 | 0 | 1372.7136 | 0 | 0
2016-10-13 11:00 | 0 | 0 | 0 | 0 | 0 | 199574.5111 | 0 | 399415 | 0 | 0 | 0 | 193357.488 | 4555903.8287 | 0 | 0 | 0 | 0 | 0 | 0 | 0 | 0 | 0 | 574033.0924 | 0 | 0 | 0 | 0 | 71488.5639 | 0 | 272701.7664 | 0 | 0 | 0 | 0 | 0 | 0 | 0 | 0 | 0 | 0 | 1372.7136 | 0 | 0
2016-10-13 12:00 | 0 | 0 | 0 | 0 | 0 | 69635.3833 | 0 | 412453 | 0 | 0 | 0 | 121868.9241 | 4283202.0623 | 0 | 0 | 0 | 0 | 0 | 0 | 0 | 0 | 0 | 575128.9671 | 0 | 0 | 0 | 0 | -71488.5639 | 0 | 272701.7664 | 0 | 0 | 0 | 0 | 0 | 0 | 0 | 0 | 0 | 0 | 1372.7136 | 0 | 0
2016-10-13 13:00 | 0 | 0 | 0 | 0 | 0 | 73463.8612 | 7072.5221 | 423354 | 0 | 0 | 0 | 50380.3602 | 4010500.2959 | 0 | 0 | 0 | 0 | 0 | 0 | 0 | 0 | 0 | 576224.8375 | 0 | 0 | 0 | 0 | -71488.5639 | 0 | 272701.7664 | 0 | 0 | 0 | 0 | 0 | 0 | 0 | 0 | 0 | 0 | 1372.7136 | 0 | 0
2016-10-13 14:00 | 0 | 0 | 0 | 0 | 0 | 137397.6392 | 247189.7141 | 433595 | 0 | 0 | 0 | 0 | 4010500.2959 | 0 | 0 | 0 | 0 | 0 | 0 | 0 | 0 | 0 | 577320.7035 | 0 | 0 | 0 | 0 | -50380.3602 | 0 | 0 | 0 | 0 | 0 | 0 | 0 | 0 | 0 | 0 | 0 | 0 | 1372.7136 | 0 | 0
2016-10-13 15:00 | 0 | 0 | 0 | 0 | 0 | 0 | 566692.0757 | 441745 | 0 | 0 | 0 | 0 | 4134074.658 | 0 | 0 | 0 | 0 | 0 | 0 | 0 | 0 | 0 | 578416.565 | 0 | 0 | 0 | 0 | 0 | 123574.3621 | 0 | 0 | 0 | 0 | 0 | 0 | 0 | 0 | 0 | 0 | 0 | 1372.7136 | 0 | 0
2016-10-13 16:00 | 0 | 0 | 0 | 0 | 0 | 0 | 646975.5389 | 448142 | 0 | 0 | 0 | 22669.3193 | 4308866.164 | 0 | 0 | 0 | 0 | 0 | 0 | 0 | 0 | 0 | 579512.4222 | 0 | 0 | 0 | 0 | 22669.3193 | 174791.506 | 0 | 0 | 0 | 0 | 0 | 0 | 0 | 0 | 0 | 0 | 0 | 1372.7136 | 0 | 0
2016-10-13 17:00 | 0 | 0 | 0 | 0 | 0 | 0 | 650172.6267 | 454591 | 0 | 0 | 0 | 94157.8832 | 4431586.5133 | 0 | 0 | 0 | 0 | 0 | 0 | 0 | 0 | 0 | 580608.2751 | 0 | 0 | 0 | 0 | 71488.5639 | 122720.3492 | 0 | 0 | 0 | 0 | 0 | 0 | 0 | 0 | 0 | 0 | 0 | 1372.7136 | 0 | 0
2016-10-13 18:00 | 0 | 0 | 0 | 0 | 0 | 0 | 639792.9484 | 460716 | 0 | 0 | 0 | 97070.612 | 4606378.0193 | 0 | 0 | 0 | 0 | 0 | 0 | 0 | 0 | 0 | 581704.1235 | 0 | 0 | 0 | 0 | 2912.7288 | 174791.506 | 0 | 0 | 0 | 0 | 0 | 0 | 0 | 0 | 0 | 0 | 0 | 1372.7136 | 0 | 0
2016-10-13 19:00 | 0 | 0 | 0 | 0 | 0 | 0 | 632872.6901 | 464994 | 0 | 0 | 0 | 168559.1758 | 4701395.432 | 0 | 0 | 0 | 0 | 0 | 0 | 0 | 0 | 0 | 582799.9675 | 0 | 0 | 0 | 0 | 71488.5639 | 95017.4127 | 0 | 0 | 0 | 0 | 0 | 0 | 0 | 0 | 0 | 0 | 0 | 1372.7136 | 0 | 0
2016-10-13 20:00 | 0 | 0 | 0 | 0 | 0 | 0 | 640768.9706 | 467977 | 0 | 0 | 0 | 201987.2158 | 4839386.6491 | 0 | 0 | 0 | 0 | 0 | 0 | 0 | 0 | 0 | 583895.8072 | 0 | 0 | 0 | 0 | 33428.0399 | 137991.2171 | 0 | 0 | 0 | 0 | 0 | 0 | 0 | 0 | 0 | 0 | 0 | 1372.7136 | 0 | 0
2016-10-13 21:00 | 0 | 0 | 0 | 0 | 0 | 0 | 647044.6374 | 469397 | 0 | 0 | 0 | 203470.6336 | 5014178.1551 | 0 | 0 | 0 | 0 | 0 | 0 | 0 | 0 | 0 | 584991.6425 | 0 | 0 | 0 | 0 | 1483.4178 | 174791.506 | 0 | 0 | 0 | 0 | 0 | 0 | 0 | 0 | 0 | 0 | 0 | 1372.7136 | 0 | 0
2016-10-13 22:00 | 0 | 0 | 0 | 0 | 0 | 0 | 618298.1176 | 468201 | 0 | 0 | 0 | 203470.6336 | 5162902.5591 | 0 | 0 | 0 | 0 | 0 | 0 | 0 | 0 | 0 | 586087.4734 | 0 | 0 | 0 | 0 | 0 | 148724.404 | 0 | 0 | 0 | 0 | 0 | 0 | 0 | 0 | 0 | 0 | 0 | 1372.7136 | 0 | 0
2016-10-13 23:00 | 0 | 0 | 0 | 0 | 0 | 0 | 464840.118 | 472705 | 0 | 0 | 0 | 194233.0379 | 5162902.5591 | 0 | 0 | 0 | 0 | 0 | 0 | 0 | 0 | 0 | 587183.2999 | 0 | 0 | 0 | 0 | -9237.5956 | 0 | 0 | 0 | 0 | 0 | 0 | 0 | 0 | 0 | 0 | 0 | 0 | 1372.7136 | 0 | 0
2016-10-14 | 0 | 0 | 0 | 0 | 0 | 284125.2954 | 116698.8543 | 470940 | 0 | 0 | 0 | 122744.474 | 5162902.5591 | 0 | 0 | 0 | 0 | 0 | 0 | 0 | 0 | 0 | 588279.122 | 0 | 0 | 0 | 0 | -71488.5639 | 0 | 0 | 0 | 0 | 0 | 0 | 0 | 0 | 0 | 0 | 0 | 0 | 1372.7136 | 0 | 0
2016-10-14 01:00 | 0 | 0 | 0 | 0 | 0 | 553817.2703 | 204.1505 | 456951 | 0 | 0 | 0 | 51255.9101 | 5330088.8302 | 0 | 0 | 0 | 0 | 0 | 0 | 0 | 0 | 0 | 589374.9398 | 0 | 0 | 0 | 0 | -71488.5639 | 167186.2711 | 0 | 0 | 0 | 0 | 0 | 0 | 0 | 0 | 0 | 0 | 0 | 1372.7136 | 0 | 0
2016-10-14 02:00 | 0 | 0 | 0 | 0 | 0 | 506203.2775 | 0 | 433342 | 0 | 0 | 0 | 122744.474 | 5330088.8302 | 0 | 0 | 0 | 0 | 0 | 0 | 0 | 0 | 0 | 590470.7532 | 0 | 0 | 0 | 0 | 71488.5639 | 0 | 0 | 0 | 0 | 0 | 0 | 0 | 0 | 0 | 0 | 0 | 0 | 1372.7136 | 0 | 0
2016-10-14 03:00 | 0 | 0 | 0 | 0 | 0 | 155939.6009 | 0 | 407036 | 0 | 0 | 0 | 142977.1278 | 5057387.0638 | 0 | 0 | 0 | 0 | 0 | 0 | 0 | 0 | 0 | 591566.5621 | 0 | 0 | 0 | 0 | 20232.6537 | 0 | 272701.7664 | 0 | 0 | 0 | 0 | 0 | 0 | 0 | 0 | 0 | 0 | 1372.7136 | 0 | 0
2016-10-14 04:00 | 0 | 0 | 0 | 0 | 0 | 39778.3833 | 0 | 382596 | 0 | 0 | 0 | 71488.5639 | 4784685.2974 | 0 | 0 | 0 | 0 | 0 | 0 | 0 | 0 | 0 | 592662.3667 | 0 | 0 | 0 | 0 | -71488.5639 | 0 | 272701.7664 | 0 | 0 | 0 | 0 | 0 | 0 | 0 | 0 | 0 | 0 | 1372.7136 | 0 | 0
2016-10-14 05:00 | 0 | 0 | 0 | 0 | 0 | 292162.1497 | 0 | 362278 | 0 | 0 | 0 | 0 | 4784685.2974 | 0 | 0 | 0 | 0 | 0 | 0 | 0 | 0 | 0 | 593758.167 | 0 | 0 | 0 | 0 | -71488.5639 | 0 | 0 | 0 | 0 | 0 | 0 | 0 | 0 | 0 | 0 | 0 | 0 | 1372.7136 | 0 | 0
2016-10-14 06:00 | 0 | 0 | 0 | 0 | 0 | 420869.2775 | 0 | 348008 | 0 | 0 | 0 | 71488.5639 | 4784685.2974 | 0 | 0 | 0 | 0 | 0 | 0 | 0 | 0 | 0 | 594853.9628 | 0 | 0 | 0 | 0 | 71488.5639 | 0 | 0 | 0 | 0 | 0 | 0 | 0 | 0 | 0 | 0 | 0 | 0 | 1372.7136 | 0 | 0
2016-10-14 07:00 | 0 | 0 | 0 | 0 | 0 | 341685.7136 | 0 | 340313 | 0 | 0 | 0 | 71488.5639 | 4784685.2974 | 0 | 0 | 0 | 0 | 0 | 0 | 0 | 0 | 0 | 595949.7542 | 0 | 0 | 0 | 0 | 0 | 0 | 0 | 0 | 0 | 0 | 0 | 0 | 0 | 0 | 0 | 0 | 0 | 1372.7136 | 0 | 0
2016-10-14 08:00 | 0 | 0 | 0 | 0 | 0 | 268944.1497 | 0 | 339060 | 0 | 0 | 0 | 0 | 4784685.2974 | 0 | 0 | 0 | 0 | 0 | 0 | 0 | 0 | 0 | 597045.5413 | 0 | 0 | 0 | 0 | -71488.5639 | 0 | 0 | 0 | 0 | 0 | 0 | 0 | 0 | 0 | 0 | 0 | 0 | 1372.7136 | 0 | 0
2016-10-14 09:00 | 0 | 0 | 0 | 0 | 0 | 147885.5111 | 0 | 347726 | 0 | 0 | 0 | 71488.5639 | 4511983.531 | 0 | 0 | 0 | 0 | 0 | 0 | 0 | 0 | 0 | 598141.324 | 0 | 0 | 0 | 0 | 71488.5639 | 0 | 272701.7664 | 0 | 0 | 0 | 0 | 0 | 0 | 0 | 0 | 0 | 0 | 1372.7136 | 0 | 0
2016-10-14 10:00 | 0 | 0 | 0 | 0 | 0 | 444007.2775 | 0 | 371146 | 0 | 0 | 0 | 142977.1278 | 4511983.531 | 0 | 0 | 0 | 0 | 0 | 0 | 0 | 0 | 0 | 599237.1023 | 0 | 0 | 0 | 0 | 71488.5639 | 0 | 0 | 0 | 0 | 0 | 0 | 0 | 0 | 0 | 0 | 0 | 0 | 1372.7136 | 0 | 0
2016-10-14 11:00 | 0 | 0 | 0 | 0 | 0 | 125096.9472 | 0 | 396426 | 0 | 0 | 0 | 142977.1278 | 4239281.7646 | 0 | 0 | 0 | 0 | 0 | 0 | 0 | 0 | 0 | 600332.8762 | 0 | 0 | 0 | 0 | 0 | 0 | 272701.7664 | 0 | 0 | 0 | 0 | 0 | 0 | 0 | 0 | 0 | 0 | 1372.7136 | 0 | 0
2016-10-14 12:00 | 0 | 0 | 0 | 0 | 0 | 339130.1497 | 0 | 409246 | 0 | 0 | 0 | 71488.5639 | 4239281.7646 | 0 | 0 | 0 | 0 | 0 | 0 | 0 | 0 | 0 | 601428.6457 | 0 | 0 | 0 | 0 | -71488.5639 | 0 | 0 | 0 | 0 | 0 | 0 | 0 | 0 | 0 | 0 | 0 | 0 | 1372.7136 | 0 | 0
2016-10-14 13:00 | 0 | 0 | 0 | 0 | 0 | 340275.4526 | 9339.6971 | 419731 | 0 | 0 | 0 | 0 | 4239281.7646 | 0 | 0 | 0 | 0 | 0 | 0 | 0 | 0 | 0 | 602524.4109 | 0 | 0 | 0 | 0 | -71488.5639 | 0 | 0 | 0 | 0 | 0 | 0 | 0 | 0 | 0 | 0 | 0 | 0 | 1372.7136 | 0 | 0
2016-10-14 14:00 | 0 | 0 | 0 | 0 | 0 | 0 | 285319.1487 | 429523 | 0 | 0 | 0 | 0 | 4093705.1997 | 0 | 0 | 0 | 0 | 0 | 0 | 0 | 0 | 0 | 603620.1717 | 0 | 0 | 0 | 0 | 0 | 0 | 145576.5649 | 0 | 0 | 0 | 0 | 0 | 0 | 0 | 0 | 0 | 0 | 1372.7136 | 0 | 0
2016-10-14 15:00 | 0 | 0 | 0 | 0 | 0 | 0 | 557367.4237 | 436532 | 0 | 0 | 0 | 0 | 4213167.9098 | 0 | 0 | 0 | 0 | 0 | 0 | 0 | 0 | 0 | 604715.9281 | 0 | 0 | 0 | 0 | 0 | 119462.7101 | 0 | 0 | 0 | 0 | 0 | 0 | 0 | 0 | 0 | 0 | 0 | 1372.7136 | 0 | 0
2016-10-14 16:00 | 0 | 0 | 0 | 0 | 0 | 0 | 643757.518 | 442480 | 0 | 0 | 0 | 25113.2984 | 4387959.4158 | 0 | 0 | 0 | 0 | 0 | 0 | 0 | 0 | 0 | 605811.6801 | 0 | 0 | 0 | 0 | 25113.2984 | 174791.506 | 0 | 0 | 0 | 0 | 0 | 0 | 0 | 0 | 0 | 0 | 0 | 1372.7136 | 0 | 0
2016-10-14 17:00 | 0 | 0 | 0 | 0 | 0 | 0 | 656979.8582 | 448288 | 0 | 0 | 0 | 96601.8623 | 4523789.9965 | 0 | 0 | 0 | 0 | 0 | 0 | 0 | 0 | 0 | 606907.4277 | 0 | 0 | 0 | 0 | 71488.5639 | 135830.5807 | 0 | 0 | 0 | 0 | 0 | 0 | 0 | 0 | 0 | 0 | 0 | 1372.7136 | 0 | 0
2016-10-14 18:00 | 0 | 0 | 0 | 0 | 0 | 0 | 649831.5897 | 453012 | 0 | 0 | 0 | 117257.2324 | 4698581.5025 | 0 | 0 | 0 | 0 | 0 | 0 | 0 | 0 | 0 | 608003.1709 | 0 | 0 | 0 | 0 | 20655.3701 | 174791.506 | 0 | 0 | 0 | 0 | 0 | 0 | 0 | 0 | 0 | 0 | 0 | 1372.7136 | 0 | 0
2016-10-14 19:00 | 0 | 0 | 0 | 0 | 0 | 0 | 644615.6939 | 456009 | 0 | 0 | 0 | 163695.866 | 4839376.8494 | 0 | 0 | 0 | 0 | 0 | 0 | 0 | 0 | 0 | 609098.9098 | 0 | 0 | 0 | 0 | 46438.6335 | 140795.3468 | 0 | 0 | 0 | 0 | 0 | 0 | 0 | 0 | 0 | 0 | 0 | 1372.7136 | 0 | 0
2016-10-14 20:00 | 0 | 0 | 0 | 0 | 0 | 0 | 651108.0984 | 458200 | 0 | 0 | 0 | 180439.7447 | 5014168.3554 | 0 | 0 | 0 | 0 | 0 | 0 | 0 | 0 | 0 | 610194.6442 | 0 | 0 | 0 | 0 | 16743.8787 | 174791.506 | 0 | 0 | 0 | 0 | 0 | 0 | 0 | 0 | 0 | 0 | 0 | 1372.7136 | 0 | 0
2016-10-14 21:00 | 0 | 0 | 0 | 0 | 0 | 0 | 657380.1085 | 458185 | 0 | 0 | 0 | 203470.6336 | 5188959.8614 | 0 | 0 | 0 | 0 | 0 | 0 | 0 | 0 | 0 | 611290.3743 | 0 | 0 | 0 | 0 | 23030.8889 | 174791.506 | 0 | 0 | 0 | 0 | 0 | 0 | 0 | 0 | 0 | 0 | 0 | 1372.7136 | 0 | 0
2016-10-14 22:00 | 0 | 0 | 0 | 0 | 0 | 0 | 617559.6061 | 455239 | 0 | 0 | 0 | 203470.6336 | 5349907.754 | 0 | 0 | 0 | 0 | 0 | 0 | 0 | 0 | 0 | 612386.1 | 0 | 0 | 0 | 0 | 0 | 160947.8926 | 0 | 0 | 0 | 0 | 0 | 0 | 0 | 0 | 0 | 0 | 0 | 1372.7136 | 0 | 0
2016-10-14 23:00 | 0 | 0 | 0 | 0 | 0 | 0 | 450265.1107 | 456333 | 0 | 0 | 0 | 203470.6336 | 5342467.1511 | 0 | 0 | 0 | 0 | 0 | 0 | 0 | 0 | 0 | 613481.8214 | 0 | 0 | 0 | 0 | 0 | 0 | 7440.6029 | 0 | 0 | 0 | 0 | 0 | 0 | 0 | 0 | 0 | 0 | 1372.7136 | 0 | 0
2016-10-15 | 0 | 0 | 0 | 0 | 0 | 11893.0679 | 97209.3153 | 451920 | 0 | 0 | 0 | 131982.0697 | 5069765.3847 | 0 | 0 | 0 | 0 | 0 | 0 | 0 | 0 | 0 | 614577.5383 | 0 | 0 | 0 | 0 | -71488.5639 | 0 | 272701.7664 | 0 | 0 | 0 | 0 | 0 | 0 | 0 | 0 | 0 | 0 | 1372.7136 | 0 | 0
2016-10-15 01:00 | 0 | 0 | 0 | 0 | 0 | 513128.8762 | 147.4012 | 440415 | 0 | 0 | 0 | 203470.6336 | 5069765.3847 | 0 | 0 | 0 | 0 | 0 | 0 | 0 | 0 | 0 | 615673.2508 | 0 | 0 | 0 | 0 | 71488.5639 | 0 | 0 | 0 | 0 | 0 | 0 | 0 | 0 | 0 | 0 | 0 | 0 | 1372.7136 | 0 | 0
2016-10-15 02:00 | 0 | 0 | 0 | 0 | 0 | 363342.2078 | 0 | 422463 | 0 | 0 | 0 | 142977.1278 | 5069765.3847 | 0 | 0 | 0 | 0 | 0 | 0 | 0 | 0 | 0 | 616768.959 | 0 | 0 | 0 | 0 | -60493.5058 | 0 | 0 | 0 | 0 | 0 | 0 | 0 | 0 | 0 | 0 | 0 | 0 | 1372.7136 | 0 | 0
2016-10-15 03:00 | 0 | 0 | 0 | 0 | 0 | 57174.3833 | 0 | 399992 | 0 | 0 | 0 | 71488.5639 | 4797063.6183 | 0 | 0 | 0 | 0 | 0 | 0 | 0 | 0 | 0 | 617864.6628 | 0 | 0 | 0 | 0 | -71488.5639 | 0 | 272701.7664 | 0 | 0 | 0 | 0 | 0 | 0 | 0 | 0 | 0 | 0 | 1372.7136 | 0 | 0
2016-10-15 04:00 | 0 | 0 | 0 | 0 | 0 | 307614.1497 | 0 | 377730 | 0 | 0 | 0 | 0 | 4797063.6183 | 0 | 0 | 0 | 0 | 0 | 0 | 0 | 0 | 0 | 618960.3622 | 0 | 0 | 0 | 0 | -71488.5639 | 0 | 0 | 0 | 0 | 0 | 0 | 0 | 0 | 0 | 0 | 0 | 0 | 1372.7136 | 0 | 0
2016-10-15 05:00 | 0 | 0 | 0 | 0 | 0 | 432984.2775 | 0 | 360123 | 0 | 0 | 0 | 71488.5639 | 4797063.6183 | 0 | 0 | 0 | 0 | 0 | 0 | 0 | 0 | 0 | 620056.0572 | 0 | 0 | 0 | 0 | 71488.5639 | 0 | 0 | 0 | 0 | 0 | 0 | 0 | 0 | 0 | 0 | 0 | 0 | 1372.7136 | 0 | 0
2016-10-15 06:00 | 0 | 0 | 0 | 0 | 0 | 337737.0969 | 0 | 346109 | 0 | 0 | 0 | 61743.9472 | 4797063.6183 | 0 | 0 | 0 | 0 | 0 | 0 | 0 | 0 | 0 | 621151.7479 | 0 | 0 | 0 | 0 | -9744.6167 | 0 | 0 | 0 | 0 | 0 | 0 | 0 | 0 | 0 | 0 | 0 | 0 | 1372.7136 | 0 | 0
2016-10-15 07:00 | 0 | 0 | 0 | 0 | 0 | 409999.2775 | 0 | 337138 | 0 | 0 | 0 | 133232.5111 | 4797063.6183 | 0 | 0 | 0 | 0 | 0 | 0 | 0 | 0 | 0 | 622247.4341 | 0 | 0 | 0 | 0 | 71488.5639 | 0 | 0 | 0 | 0 | 0 | 0 | 0 | 0 | 0 | 0 | 0 | 0 | 1372.7136 | 0 | 0
2016-10-15 08:00 | 0 | 0 | 0 | 0 | 0 | 0 | 0 | 333073 | 0 | 0 | 0 | 71488.5639 | 4524361.8518 | 0 | 0 | 0 | 0 | 0 | 0 | 0 | 0 | 0 | 623343.116 | 0 | 0 | 0 | 0 | -61743.9472 | 0 | 272701.7664 | 0 | 0 | 0 | 0 | 0 | 0 | 0 | 0 | 0 | 0 | 1372.7136 | 0 | 0
2016-10-15 09:00 | 0 | 0 | 0 | 0 | 0 | 264103.1497 | 0 | 334219 | 0 | 0 | 0 | 0 | 4524361.8518 | 0 | 0 | 0 | 0 | 0 | 0 | 0 | 0 | 0 | 624438.7935 | 0 | 0 | 0 | 0 | -71488.5639 | 0 | 0 | 0 | 0 | 0 | 0 | 0 | 0 | 0 | 0 | 0 | 0 | 1372.7136 | 0 | 0
2016-10-15 10:00 | 0 | 0 | 0 | 0 | 0 | 343116.7136 | 0 | 341744 | 0 | 0 | 0 | 0 | 4524361.8518 | 0 | 0 | 0 | 0 | 0 | 0 | 0 | 0 | 0 | 625534.4666 | 0 | 0 | 0 | 0 | 0 | 0 | 0 | 0 | 0 | 0 | 0 | 0 | 0 | 0 | 0 | 0 | 0 | 1372.7136 | 0 | 0
2016-10-15 11:00 | 0 | 0 | 0 | 0 | 0 | 426015.2775 | 0 | 353154 | 0 | 0 | 0 | 71488.5639 | 4524361.8518 | 0 | 0 | 0 | 0 | 0 | 0 | 0 | 0 | 0 | 626630.1354 | 0 | 0 | 0 | 0 | 71488.5639 | 0 | 0 | 0 | 0 | 0 | 0 | 0 | 0 | 0 | 0 | 0 | 0 | 1372.7136 | 0 | 0
2016-10-15 12:00 | 0 | 0 | 0 | 0 | 0 | 367796.7136 | 0 | 366424 | 0 | 0 | 0 | 71488.5639 | 4524361.8518 | 0 | 0 | 0 | 0 | 0 | 0 | 0 | 0 | 0 | 627725.7997 | 0 | 0 | 0 | 0 | 0 | 0 | 0 | 0 | 0 | 0 | 0 | 0 | 0 | 0 | 0 | 0 | 0 | 1372.7136 | 0 | 0
2016-10-15 13:00 | 0 | 0 | 0 | 0 | 0 | 301577.3304 | 9630.8192 | 381324 | 0 | 0 | 0 | 0 | 4524361.8518 | 0 | 0 | 0 | 0 | 0 | 0 | 0 | 0 | 0 | 628821.4597 | 0 | 0 | 0 | 0 | -71488.5639 | 0 | 0 | 0 | 0 | 0 | 0 | 0 | 0 | 0 | 0 | 0 | 0 | 1372.7136 | 0 | 0
2016-10-15 14:00 | 0 | 0 | 0 | 0 | 0 | 0 | 329962.0674 | 395160 | 0 | 0 | 0 | 0 | 4457791.2056 | 0 | 0 | 0 | 0 | 0 | 0 | 0 | 0 | 0 | 629917.1152 | 0 | 0 | 0 | 0 | 0 | 0 | 66570.6462 | 0 | 0 | 0 | 0 | 0 | 0 | 0 | 0 | 0 | 0 | 1372.7136 | 0 | 0
2016-10-15 15:00 | 0 | 0 | 0 | 0 | 0 | 0 | 583508.2196 | 407344 | 0 | 0 | 0 | 0 | 4632582.7117 | 0 | 0 | 0 | 0 | 0 | 0 | 0 | 0 | 0 | 631012.7664 | 0 | 0 | 0 | 0 | 0 | 174791.506 | 0 | 0 | 0 | 0 | 0 | 0 | 0 | 0 | 0 | 0 | 0 | 1372.7136 | 0 | 0
2016-10-15 16:00 | 0 | 0 | 0 | 0 | 0 | 0 | 665087.7835 | 417435 | 0 | 0 | 0 | 71488.5639 | 4807374.2177 | 0 | 0 | 0 | 0 | 0 | 0 | 0 | 0 | 0 | 632108.4133 | 0 | 0 | 0 | 0 | 71488.5639 | 174791.506 | 0 | 0 | 0 | 0 | 0 | 0 | 0 | 0 | 0 | 0 | 0 | 1372.7136 | 0 | 0
2016-10-15 17:00 | 0 | 0 | 0 | 0 | 0 | 0 | 529743.6557 | 425068 | 0 | 0 | 0 | 0 | 4982165.7238 | 0 | 0 | 0 | 0 | 0 | 0 | 0 | 0 | 0 | 633204.0557 | 0 | 0 | 0 | 0 | -71488.5639 | 174791.506 | 0 | 0 | 0 | 0 | 0 | 0 | 0 | 0 | 0 | 0 | 0 | 1372.7136 | 0 | 0
2016-10-15 18:00 | 0 | 0 | 0 | 0 | 0 | 0 | 679231.7835 | 431579 | 0 | 0 | 0 | 71488.5639 | 5156957.2298 | 0 | 0 | 0 | 0 | 0 | 0 | 0 | 0 | 0 | 634299.6937 | 0 | 0 | 0 | 0 | 71488.5639 | 174791.506 | 0 | 0 | 0 | 0 | 0 | 0 | 0 | 0 | 0 | 0 | 0 | 1372.7136 | 0 | 0
2016-10-15 19:00 | 0 | 0 | 0 | 0 | 0 | 0 | 684604.9531 | 437621 | 0 | 0 | 0 | 142308.2973 | 5331748.7358 | 0 | 0 | 0 | 0 | 0 | 0 | 0 | 0 | 0 | 635395.3274 | 0 | 0 | 0 | 0 | 70819.7334 | 174791.506 | 0 | 0 | 0 | 0 | 0 | 0 | 0 | 0 | 0 | 0 | 0 | 1372.7136 | 0 | 0
2016-10-15 20:00 | 0 | 0 | 0 | 0 | 0 | 0 | 608797.9919 | 442960 | 0 | 0 | 0 | 131982.0697 | 5506540.2419 | 0 | 0 | 0 | 0 | 0 | 0 | 0 | 0 | 0 | 636490.9567 | 0 | 0 | 0 | 0 | -10326.2277 | 174791.506 | 0 | 0 | 0 | 0 | 0 | 0 | 0 | 0 | 0 | 0 | 0 | 1372.7136 | 0 | 0
2016-10-15 21:00 | 0 | 0 | 0 | 0 | 0 | 0 | 693187.7835 | 445535 | 0 | 0 | 0 | 203470.6336 | 5681331.7479 | 0 | 0 | 0 | 0 | 0 | 0 | 0 | 0 | 0 | 637586.5816 | 0 | 0 | 0 | 0 | 71488.5639 | 174791.506 | 0 | 0 | 0 | 0 | 0 | 0 | 0 | 0 | 0 | 0 | 0 | 1372.7136 | 0 | 0
2016-10-15 22:00 | 0 | 0 | 0 | 0 | 0 | 0 | 622600.2196 | 446436 | 0 | 0 | 0 | 203470.6336 | 5856123.254 | 0 | 0 | 0 | 0 | 0 | 0 | 0 | 0 | 0 | 638682.2021 | 0 | 0 | 0 | 0 | 0 | 174791.506 | 0 | 0 | 0 | 0 | 0 | 0 | 0 | 0 | 0 | 0 | 0 | 1372.7136 | 0 | 0
2016-10-15 23:00 | 0 | 0 | 0 | 0 | 0 | 0 | 508982.362 | 449627 | 0 | 0 | 0 | 203470.6336 | 5914105.9024 | 0 | 0 | 0 | 0 | 0 | 0 | 0 | 0 | 0 | 639777.8183 | 0 | 0 | 0 | 0 | 0 | 57982.6485 | 0 | 0 | 0 | 0 | 0 | 0 | 0 | 0 | 0 | 0 | 0 | 1372.7136 | 0 | 0
2016-10-16 | 0 | 0 | 0 | 0 | 0 | 255200.0915 | 120236.0582 | 445552 | 0 | 0 | 0 | 131982.0697 | 5914105.9024 | 0 | 0 | 0 | 0 | 0 | 0 | 0 | 0 | 0 | 640873.43 | 0 | 0 | 0 | 0 | -71488.5639 | 0 | 0 | 0 | 0 | 0 | 0 | 0 | 0 | 0 | 0 | 0 | 0 | 1372.7136 | 0 | 0
2016-10-16 01:00 | 0 | 0 | 0 | 0 | 0 | 234866.0363 | 119.4747 | 434826 | 0 | 0 | 0 | 203470.6336 | 5641404.136 | 0 | 0 | 0 | 0 | 0 | 0 | 0 | 0 | 0 | 641969.0374 | 0 | 0 | 0 | 0 | 71488.5639 | 0 | 272701.7664 | 0 | 0 | 0 | 0 | 0 | 0 | 0 | 0 | 0 | 0 | 1372.7136 | 0 | 0
2016-10-16 02:00 | 0 | 0 | 0 | 0 | 0 | 418683.7136 | 0 | 417311 | 0 | 0 | 0 | 203470.6336 | 5641404.136 | 0 | 0 | 0 | 0 | 0 | 0 | 0 | 0 | 0 | 643064.6404 | 0 | 0 | 0 | 0 | 0 | 0 | 0 | 0 | 0 | 0 | 0 | 0 | 0 | 0 | 0 | 0 | 0 | 1372.7136 | 0 | 0
2016-10-16 03:00 | 0 | 0 | 0 | 0 | 0 | 64366.4414 | 0 | 396189 | 0 | 0 | 0 | 142977.1278 | 5368702.3696 | 0 | 0 | 0 | 0 | 0 | 0 | 0 | 0 | 0 | 644160.239 | 0 | 0 | 0 | 0 | -60493.5058 | 0 | 272701.7664 | 0 | 0 | 0 | 0 | 0 | 0 | 0 | 0 | 0 | 0 | 1372.7136 | 0 | 0
2016-10-16 04:00 | 0 | 0 | 0 | 0 | 0 | 304634.1497 | 0 | 374750 | 0 | 0 | 0 | 71488.5639 | 5368702.3696 | 0 | 0 | 0 | 0 | 0 | 0 | 0 | 0 | 0 | 645255.8332 | 0 | 0 | 0 | 0 | -71488.5639 | 0 | 0 | 0 | 0 | 0 | 0 | 0 | 0 | 0 | 0 | 0 | 0 | 1372.7136 | 0 | 0
2016-10-16 05:00 | 0 | 0 | 0 | 0 | 0 | 287227.1497 | 0 | 357343 | 0 | 0 | 0 | 0 | 5368702.3696 | 0 | 0 | 0 | 0 | 0 | 0 | 0 | 0 | 0 | 646351.423 | 0 | 0 | 0 | 0 | -71488.5639 | 0 | 0 | 0 | 0 | 0 | 0 | 0 | 0 | 0 | 0 | 0 | 0 | 1372.7136 | 0 | 0
2016-10-16 06:00 | 0 | 0 | 0 | 0 | 0 | 143796.5111 | 0 | 343637 | 0 | 0 | 0 | 71488.5639 | 5096000.6032 | 0 | 0 | 0 | 0 | 0 | 0 | 0 | 0 | 0 | 647447.0085 | 0 | 0 | 0 | 0 | 71488.5639 | 0 | 272701.7664 | 0 | 0 | 0 | 0 | 0 | 0 | 0 | 0 | 0 | 0 | 1372.7136 | 0 | 0
2016-10-16 07:00 | 0 | 0 | 0 | 0 | 0 | 0 | 0 | 333971 | 0 | 0 | 0 | 0 | 4832145.4535 | 0 | 0 | 0 | 0 | 0 | 0 | 0 | 0 | 0 | 648542.5896 | 0 | 0 | 0 | 0 | -71488.5639 | 0 | 263855.1497 | 0 | 0 | 0 | 0 | 0 | 0 | 0 | 0 | 0 | 0 | 1372.7136 | 0 | 0
2016-10-16 08:00 | 0 | 0 | 0 | 0 | 0 | 386631.6608 | 0 | 328806 | 0 | 0 | 0 | 56452.9472 | 4832145.4535 | 0 | 0 | 0 | 0 | 0 | 0 | 0 | 0 | 0 | 649638.1663 | 0 | 0 | 0 | 0 | 56452.9472 | 0 | 0 | 0 | 0 | 0 | 0 | 0 | 0 | 0 | 0 | 0 | 0 | 1372.7136 | 0 | 0
2016-10-16 09:00 | 0 | 0 | 0 | 0 | 0 | 0 | 0 | 327782 | 0 | 0 | 0 | 0 | 4559443.6871 | 0 | 0 | 0 | 0 | 0 | 0 | 0 | 0 | 0 | 650733.7386 | 0 | 0 | 0 | 0 | -56452.9472 | 0 | 272701.7664 | 0 | 0 | 0 | 0 | 0 | 0 | 0 | 0 | 0 | 0 | 1372.7136 | 0 | 0
2016-10-16 10:00 | 0 | 0 | 0 | 0 | 0 | 60512.9472 | 0 | 331842 | 0 | 0 | 0 | 0 | 4286741.9206 | 0 | 0 | 0 | 0 | 0 | 0 | 0 | 0 | 0 | 651829.3065 | 0 | 0 | 0 | 0 | 0 | 0 | 272701.7664 | 0 | 0 | 0 | 0 | 0 | 0 | 0 | 0 | 0 | 0 | 1372.7136 | 0 | 0
2016-10-16 11:00 | 0 | 0 | 0 | 0 | 0 | 341740.7136 | 0 | 340368 | 0 | 0 | 0 | 0 | 4286741.9206 | 0 | 0 | 0 | 0 | 0 | 0 | 0 | 0 | 0 | 652924.8701 | 0 | 0 | 0 | 0 | 0 | 0 | 0 | 0 | 0 | 0 | 0 | 0 | 0 | 0 | 0 | 0 | 0 | 1372.7136 | 0 | 0
2016-10-16 12:00 | 0 | 0 | 0 | 0 | 0 | 353263.7136 | 0 | 351891 | 0 | 0 | 0 | 0 | 4286741.9206 | 0 | 0 | 0 | 0 | 0 | 0 | 0 | 0 | 0 | 654020.4292 | 0 | 0 | 0 | 0 | 0 | 0 | 0 | 0 | 0 | 0 | 0 | 0 | 0 | 0 | 0 | 0 | 0 | 1372.7136 | 0 | 0
2016-10-16 13:00 | 0 | 0 | 0 | 0 | 0 | 360407.0378 | 8388.6758 | 367423 | 0 | 0 | 0 | 0 | 4286741.9206 | 0 | 0 | 0 | 0 | 0 | 0 | 0 | 0 | 0 | 655115.984 | 0 | 0 | 0 | 0 | 0 | 0 | 0 | 0 | 0 | 0 | 0 | 0 | 0 | 0 | 0 | 0 | 0 | 1372.7136 | 0 | 0
2016-10-16 14:00 | 0 | 0 | 0 | 0 | 0 | 60550.4377 | 324594.2759 | 383772 | 0 | 0 | 0 | 0 | 4286741.9206 | 0 | 0 | 0 | 0 | 0 | 0 | 0 | 0 | 0 | 656211.5344 | 0 | 0 | 0 | 0 | 0 | 0 | 0 | 0 | 0 | 0 | 0 | 0 | 0 | 0 | 0 | 0 | 0 | 1372.7136 | 0 | 0
2016-10-16 15:00 | 0 | 0 | 0 | 0 | 0 | 0 | 584858.0593 | 400544 | 0 | 0 | 0 | 34754.1086 | 4434929.1577 | 0 | 0 | 0 | 0 | 0 | 0 | 0 | 0 | 0 | 657307.0805 | 0 | 0 | 0 | 0 | 34754.1086 | 148187.2371 | 0 | 0 | 0 | 0 | 0 | 0 | 0 | 0 | 0 | 0 | 0 | 1372.7136 | 0 | 0
2016-10-16 16:00 | 0 | 0 | 0 | 0 | 0 | 0 | 661092.3151 | 416790 | 0 | 0 | 0 | 106242.6725 | 4606370.1954 | 0 | 0 | 0 | 0 | 0 | 0 | 0 | 0 | 0 | 658402.6221 | 0 | 0 | 0 | 0 | 71488.5639 | 171441.0376 | 0 | 0 | 0 | 0 | 0 | 0 | 0 | 0 | 0 | 0 | 0 | 1372.7136 | 0 | 0
2016-10-16 17:00 | 0 | 0 | 0 | 0 | 0 | 0 | 660930.7486 | 430707 | 0 | 0 | 0 | 160302.2015 | 4781161.7014 | 0 | 0 | 0 | 0 | 0 | 0 | 0 | 0 | 0 | 659498.1593 | 0 | 0 | 0 | 0 | 54059.529 | 174791.506 | 0 | 0 | 0 | 0 | 0 | 0 | 0 | 0 | 0 | 0 | 0 | 1372.7136 | 0 | 0
2016-10-16 18:00 | 0 | 0 | 0 | 0 | 0 | 0 | 642610.0442 | 442178 | 0 | 0 | 0 | 184570.0261 | 4955953.2074 | 0 | 0 | 0 | 0 | 0 | 0 | 0 | 0 | 0 | 660593.6922 | 0 | 0 | 0 | 0 | 24267.8246 | 174791.506 | 0 | 0 | 0 | 0 | 0 | 0 | 0 | 0 | 0 | 0 | 0 | 1372.7136 | 0 | 0
2016-10-16 19:00 | 0 | 0 | 0 | 0 | 0 | 0 | 634632.7836 | 451589 | 0 | 0 | 0 | 191449.5901 | 5130744.7135 | 0 | 0 | 0 | 0 | 0 | 0 | 0 | 0 | 0 | 661689.2207 | 0 | 0 | 0 | 0 | 6879.564 | 174791.506 | 0 | 0 | 0 | 0 | 0 | 0 | 0 | 0 | 0 | 0 | 0 | 1372.7136 | 0 | 0
2016-10-16 20:00 | 0 | 0 | 0 | 0 | 0 | 0 | 639192.1284 | 458822 | 0 | 0 | 0 | 195655.4988 | 5305536.2195 | 0 | 0 | 0 | 0 | 0 | 0 | 0 | 0 | 0 | 662784.7448 | 0 | 0 | 0 | 0 | 4205.9087 | 174791.506 | 0 | 0 | 0 | 0 | 0 | 0 | 0 | 0 | 0 | 0 | 0 | 1372.7136 | 0 | 0
2016-10-16 21:00 | 0 | 0 | 0 | 0 | 0 | 0 | 648607.3544 | 464628 | 0 | 0 | 0 | 203470.6336 | 5480327.7256 | 0 | 0 | 0 | 0 | 0 | 0 | 0 | 0 | 0 | 663880.2645 | 0 | 0 | 0 | 0 | 7815.1348 | 174791.506 | 0 | 0 | 0 | 0 | 0 | 0 | 0 | 0 | 0 | 0 | 0 | 1372.7136 | 0 | 0
2016-10-16 22:00 | 0 | 0 | 0 | 0 | 0 | 0 | 629799.8145 | 467804 | 0 | 0 | 0 | 203470.6336 | 5640950.8265 | 0 | 0 | 0 | 0 | 0 | 0 | 0 | 0 | 0 | 664975.7799 | 0 | 0 | 0 | 0 | 0 | 160623.101 | 0 | 0 | 0 | 0 | 0 | 0 | 0 | 0 | 0 | 0 | 0 | 1372.7136 | 0 | 0
2016-10-16 23:00 | 0 | 0 | 0 | 0 | 0 | 0 | 468759.4088 | 471245 | 0 | 0 | 0 | 199612.3288 | 5640950.8265 | 0 | 0 | 0 | 0 | 0 | 0 | 0 | 0 | 0 | 666071.2909 | 0 | 0 | 0 | 0 | -3858.3048 | 0 | 0 | 0 | 0 | 0 | 0 | 0 | 0 | 0 | 0 | 0 | 0 | 1372.7136 | 0 | 0
2016-10-17 | 0 | 0 | 0 | 0 | 0 | 287508.8846 | 110909.2651 | 468534 | 0 | 0 | 0 | 128123.7649 | 5640950.8265 | 0 | 0 | 0 | 0 | 0 | 0 | 0 | 0 | 0 | 667166.7974 | 0 | 0 | 0 | 0 | -71488.5639 | 0 | 0 | 0 | 0 | 0 | 0 | 0 | 0 | 0 | 0 | 0 | 0 | 1372.7136 | 0 | 0
2016-10-17 01:00 | 0 | 0 | 0 | 0 | 0 | 526747.2186 | 87.0589 | 453973 | 0 | 0 | 0 | 199612.3288 | 5640950.8265 | 0 | 0 | 0 | 0 | 0 | 0 | 0 | 0 | 0 | 668262.2996 | 0 | 0 | 0 | 0 | 71488.5639 | 0 | 0 | 0 | 0 | 0 | 0 | 0 | 0 | 0 | 0 | 0 | 0 | 1372.7136 | 0 | 0
2016-10-17 02:00 | 0 | 0 | 0 | 0 | 0 | 365046.4545 | 0 | 431304 | 0 | 0 | 0 | 131982.0697 | 5640950.8265 | 0 | 0 | 0 | 0 | 0 | 0 | 0 | 0 | 0 | 669357.7975 | 0 | 0 | 0 | 0 | -67630.2591 | 0 | 0 | 0 | 0 | 0 | 0 | 0 | 0 | 0 | 0 | 0 | 0 | 1372.7136 | 0 | 0
2016-10-17 03:00 | 0 | 0 | 0 | 0 | 0 | 204822.5111 | 0 | 404663 | 0 | 0 | 0 | 203470.6336 | 5368249.0601 | 0 | 0 | 0 | 0 | 0 | 0 | 0 | 0 | 0 | 670453.2909 | 0 | 0 | 0 | 0 | 71488.5639 | 0 | 272701.7664 | 0 | 0 | 0 | 0 | 0 | 0 | 0 | 0 | 0 | 0 | 1372.7136 | 0 | 0
2016-10-17 04:00 | 0 | 0 | 0 | 0 | 0 | 320825.2078 | 0 | 379946 | 0 | 0 | 0 | 142977.1278 | 5368249.0601 | 0 | 0 | 0 | 0 | 0 | 0 | 0 | 0 | 0 | 671548.7799 | 0 | 0 | 0 | 0 | -60493.5058 | 0 | 0 | 0 | 0 | 0 | 0 | 0 | 0 | 0 | 0 | 0 | 0 | 1372.7136 | 0 | 0
2016-10-17 05:00 | 0 | 0 | 0 | 0 | 0 | 18040.3833 | 0 | 360858 | 0 | 0 | 0 | 71488.5639 | 5095547.2937 | 0 | 0 | 0 | 0 | 0 | 0 | 0 | 0 | 0 | 672644.2646 | 0 | 0 | 0 | 0 | -71488.5639 | 0 | 272701.7664 | 0 | 0 | 0 | 0 | 0 | 0 | 0 | 0 | 0 | 0 | 1372.7136 | 0 | 0
2016-10-17 06:00 | 0 | 0 | 0 | 0 | 0 | 277412.1497 | 0 | 347528 | 0 | 0 | 0 | 0 | 5095547.2937 | 0 | 0 | 0 | 0 | 0 | 0 | 0 | 0 | 0 | 673739.7449 | 0 | 0 | 0 | 0 | -71488.5639 | 0 | 0 | 0 | 0 | 0 | 0 | 0 | 0 | 0 | 0 | 0 | 0 | 1372.7136 | 0 | 0
2016-10-17 07:00 | 0 | 0 | 0 | 0 | 0 | 140582.5111 | 0 | 340423 | 0 | 0 | 0 | 71488.5639 | 4822845.5273 | 0 | 0 | 0 | 0 | 0 | 0 | 0 | 0 | 0 | 674835.2208 | 0 | 0 | 0 | 0 | 71488.5639 | 0 | 272701.7664 | 0 | 0 | 0 | 0 | 0 | 0 | 0 | 0 | 0 | 0 | 1372.7136 | 0 | 0
2016-10-17 08:00 | 0 | 0 | 0 | 0 | 0 | 412665.2775 | 0 | 339804 | 0 | 0 | 0 | 142977.1278 | 4822845.5273 | 0 | 0 | 0 | 0 | 0 | 0 | 0 | 0 | 0 | 675930.6923 | 0 | 0 | 0 | 0 | 71488.5639 | 0 | 0 | 0 | 0 | 0 | 0 | 0 | 0 | 0 | 0 | 0 | 0 | 1372.7136 | 0 | 0
2016-10-17 09:00 | 0 | 0 | 0 | 0 | 0 | 279507.1497 | 0 | 349623 | 0 | 0 | 0 | 71488.5639 | 4822845.5273 | 0 | 0 | 0 | 0 | 0 | 0 | 0 | 0 | 0 | 677026.1595 | 0 | 0 | 0 | 0 | -71488.5639 | 0 | 0 | 0 | 0 | 0 | 0 | 0 | 0 | 0 | 0 | 0 | 0 | 1372.7136 | 0 | 0
2016-10-17 10:00 | 0 | 0 | 0 | 0 | 0 | 306102.1497 | 0 | 376218 | 0 | 0 | 0 | 0 | 4822845.5273 | 0 | 0 | 0 | 0 | 0 | 0 | 0 | 0 | 0 | 678121.6222 | 0 | 0 | 0 | 0 | -71488.5639 | 0 | 0 | 0 | 0 | 0 | 0 | 0 | 0 | 0 | 0 | 0 | 0 | 1372.7136 | 0 | 0
2016-10-17 11:00 | 0 | 0 | 0 | 0 | 0 | 477332.2775 | 0 | 404471 | 0 | 0 | 0 | 71488.5639 | 4822845.5273 | 0 | 0 | 0 | 0 | 0 | 0 | 0 | 0 | 0 | 679217.0806 | 0 | 0 | 0 | 0 | 71488.5639 | 0 | 0 | 0 | 0 | 0 | 0 | 0 | 0 | 0 | 0 | 0 | 0 | 1372.7136 | 0 | 0
2016-10-17 12:00 | 0 | 0 | 0 | 0 | 0 | 350530.1497 | 0 | 420646 | 0 | 0 | 0 | 0 | 4822845.5273 | 0 | 0 | 0 | 0 | 0 | 0 | 0 | 0 | 0 | 680312.5346 | 0 | 0 | 0 | 0 | -71488.5639 | 0 | 0 | 0 | 0 | 0 | 0 | 0 | 0 | 0 | 0 | 0 | 0 | 1372.7136 | 0 | 0
2016-10-17 13:00 | 0 | 0 | 0 | 0 | 0 | 157036.1856 | 8118.7615 | 436484 | 0 | 0 | 0 | 0 | 4550143.7609 | 0 | 0 | 0 | 0 | 0 | 0 | 0 | 0 | 0 | 681407.9842 | 0 | 0 | 0 | 0 | 0 | 0 | 272701.7664 | 0 | 0 | 0 | 0 | 0 | 0 | 0 | 0 | 0 | 0 | 1372.7136 | 0 | 0
2016-10-17 14:00 | 0 | 0 | 0 | 0 | 0 | 0 | 308255.4108 | 453409 | 0 | 0 | 0 | 0 | 4403617.4581 | 0 | 0 | 0 | 0 | 0 | 0 | 0 | 0 | 0 | 682503.4295 | 0 | 0 | 0 | 0 | 0 | 0 | 146526.3028 | 0 | 0 | 0 | 0 | 0 | 0 | 0 | 0 | 0 | 0 | 1372.7136 | 0 | 0
2016-10-17 15:00 | 0 | 0 | 0 | 0 | 0 | 0 | 616349.6509 | 468848 | 0 | 0 | 0 | 0 | 4549746.3954 | 0 | 0 | 0 | 0 | 0 | 0 | 0 | 0 | 0 | 683598.8703 | 0 | 0 | 0 | 0 | 0 | 146128.9373 | 0 | 0 | 0 | 0 | 0 | 0 | 0 | 0 | 0 | 0 | 0 | 1372.7136 | 0 | 0
2016-10-17 16:00 | 0 | 0 | 0 | 0 | 0 | 0 | 705227.1525 | 483953 | 0 | 0 | 0 | 71488.5639 | 4698159.2704 | 0 | 0 | 0 | 0 | 0 | 0 | 0 | 0 | 0 | 684694.3068 | 0 | 0 | 0 | 0 | 71488.5639 | 148412.875 | 0 | 0 | 0 | 0 | 0 | 0 | 0 | 0 | 0 | 0 | 0 | 1372.7136 | 0 | 0
2016-10-17 17:00 | 0 | 0 | 0 | 0 | 0 | 0 | 708797.5823 | 498846 | 0 | 0 | 0 | 142977.1278 | 4835249.5753 | 0 | 0 | 0 | 0 | 0 | 0 | 0 | 0 | 0 | 685789.7389 | 0 | 0 | 0 | 0 | 71488.5639 | 137090.3049 | 0 | 0 | 0 | 0 | 0 | 0 | 0 | 0 | 0 | 0 | 0 | 1372.7136 | 0 | 0
2016-10-17 18:00 | 0 | 0 | 0 | 0 | 0 | 0 | 686736.8863 | 511978 | 0 | 0 | 0 | 203470.6336 | 4948142.2423 | 0 | 0 | 0 | 0 | 0 | 0 | 0 | 0 | 0 | 686885.1666 | 0 | 0 | 0 | 0 | 60493.5058 | 112892.667 | 0 | 0 | 0 | 0 | 0 | 0 | 0 | 0 | 0 | 0 | 0 | 1372.7136 | 0 | 0
2016-10-17 19:00 | 0 | 0 | 0 | 0 | 0 | 0 | 676782.3455 | 521613 | 0 | 0 | 0 | 203470.6336 | 5101938.8742 | 0 | 0 | 0 | 0 | 0 | 0 | 0 | 0 | 0 | 687980.5899 | 0 | 0 | 0 | 0 | 0 | 153796.6319 | 0 | 0 | 0 | 0 | 0 | 0 | 0 | 0 | 0 | 0 | 0 | 1372.7136 | 0 | 0
2016-10-17 20:00 | 0 | 0 | 0 | 0 | 0 | 0 | 688883.1736 | 527488 | 0 | 0 | 0 | 193119.3016 | 5272312.6662 | 0 | 0 | 0 | 0 | 0 | 0 | 0 | 0 | 0 | 689076.0089 | 0 | 0 | 0 | 0 | -10351.332 | 170373.792 | 0 | 0 | 0 | 0 | 0 | 0 | 0 | 0 | 0 | 0 | 0 | 1372.7136 | 0 | 0
2016-10-17 21:00 | 0 | 0 | 0 | 0 | 0 | 0 | 711506.6103 | 528429 | 0 | 0 | 0 | 200032.6923 | 5447104.1722 | 0 | 0 | 0 | 0 | 0 | 0 | 0 | 0 | 0 | 690171.4234 | 0 | 0 | 0 | 0 | 6913.3907 | 174791.506 | 0 | 0 | 0 | 0 | 0 | 0 | 0 | 0 | 0 | 0 | 0 | 1372.7136 | 0 | 0
2016-10-17 22:00 | 0 | 0 | 0 | 0 | 0 | 0 | 703208.1609 | 523606 | 0 | 0 | 0 | 203470.6336 | 5621895.6783 | 0 | 0 | 0 | 0 | 0 | 0 | 0 | 0 | 0 | 691266.8336 | 0 | 0 | 0 | 0 | 3437.9413 | 174791.506 | 0 | 0 | 0 | 0 | 0 | 0 | 0 | 0 | 0 | 0 | 0 | 1372.7136 | 0 | 0
2016-10-17 23:00 | 0 | 0 | 0 | 0 | 0 | 0 | 524776.7298 | 522334 | 0 | 0 | 0 | 203470.6336 | 5622965.6945 | 0 | 0 | 0 | 0 | 0 | 0 | 0 | 0 | 0 | 692362.2394 | 0 | 0 | 0 | 0 | 0 | 1070.0162 | 0 | 0 | 0 | 0 | 0 | 0 | 0 | 0 | 0 | 0 | 0 | 1372.7136 | 0 | 0
2016-10-18 | 0 | 0 | 0 | 0 | 0 | 118753.1681 | 124430.7791 | 514513 | 0 | 0 | 0 | 203470.6336 | 5350263.9281 | 0 | 0 | 0 | 0 | 0 | 0 | 0 | 0 | 0 | 693457.6408 | 0 | 0 | 0 | 0 | 0 | 0 | 272701.7664 | 0 | 0 | 0 | 0 | 0 | 0 | 0 | 0 | 0 | 0 | 1372.7136 | 0 | 0
2016-10-18 01:00 | 0 | 0 | 0 | 0 | 0 | 224438.2993 | 90.6479 | 495858 | 0 | 0 | 0 | 203470.6336 | 5077562.1617 | 0 | 0 | 0 | 0 | 0 | 0 | 0 | 0 | 0 | 694553.0379 | 0 | 0 | 0 | 0 | 0 | 0 | 272701.7664 | 0 | 0 | 0 | 0 | 0 | 0 | 0 | 0 | 0 | 0 | 1372.7136 | 0 | 0
2016-10-18 02:00 | 0 | 0 | 0 | 0 | 0 | 469794.7136 | 0 | 468422 | 0 | 0 | 0 | 203470.6336 | 5077562.1617 | 0 | 0 | 0 | 0 | 0 | 0 | 0 | 0 | 0 | 695648.4305 | 0 | 0 | 0 | 0 | 0 | 0 | 0 | 0 | 0 | 0 | 0 | 0 | 0 | 0 | 0 | 0 | 0 | 1372.7136 | 0 | 0
2016-10-18 03:00 | 0 | 0 | 0 | 0 | 0 | 365790.1497 | 0 | 435906 | 0 | 0 | 0 | 131982.0697 | 5077562.1617 | 0 | 0 | 0 | 0 | 0 | 0 | 0 | 0 | 0 | 696743.8188 | 0 | 0 | 0 | 0 | -71488.5639 | 0 | 0 | 0 | 0 | 0 | 0 | 0 | 0 | 0 | 0 | 0 | 0 | 1372.7136 | 0 | 0
2016-10-18 04:00 | 0 | 0 | 0 | 0 | 0 | 206312.5111 | 0 | 406153 | 0 | 0 | 0 | 203470.6336 | 4804860.3952 | 0 | 0 | 0 | 0 | 0 | 0 | 0 | 0 | 0 | 697839.2027 | 0 | 0 | 0 | 0 | 71488.5639 | 0 | 272701.7664 | 0 | 0 | 0 | 0 | 0 | 0 | 0 | 0 | 0 | 0 | 1372.7136 | 0 | 0
2016-10-18 05:00 | 0 | 0 | 0 | 0 | 0 | 384546.7136 | 0 | 383174 | 0 | 0 | 0 | 203470.6336 | 4804860.3952 | 0 | 0 | 0 | 0 | 0 | 0 | 0 | 0 | 0 | 698934.5822 | 0 | 0 | 0 | 0 | 0 | 0 | 0 | 0 | 0 | 0 | 0 | 0 | 0 | 0 | 0 | 0 | 0 | 1372.7136 | 0 | 0
2016-10-18 06:00 | 0 | 0 | 0 | 0 | 0 | 296983.1497 | 0 | 367099 | 0 | 0 | 0 | 131982.0697 | 4804860.3952 | 0 | 0 | 0 | 0 | 0 | 0 | 0 | 0 | 0 | 700029.9573 | 0 | 0 | 0 | 0 | -71488.5639 | 0 | 0 | 0 | 0 | 0 | 0 | 0 | 0 | 0 | 0 | 0 | 0 | 1372.7136 | 0 | 0
2016-10-18 07:00 | 0 | 0 | 0 | 0 | 0 | 369396.7717 | 0 | 357029 | 0 | 0 | 0 | 142977.1278 | 4804860.3952 | 0 | 0 | 0 | 0 | 0 | 0 | 0 | 0 | 0 | 701125.3281 | 0 | 0 | 0 | 0 | 10995.0581 | 0 | 0 | 0 | 0 | 0 | 0 | 0 | 0 | 0 | 0 | 0 | 0 | 1372.7136 | 0 | 0
2016-10-18 08:00 | 0 | 0 | 0 | 0 | 0 | 11715.3833 | 0 | 354533 | 0 | 0 | 0 | 71488.5639 | 4532158.6288 | 0 | 0 | 0 | 0 | 0 | 0 | 0 | 0 | 0 | 702220.6944 | 0 | 0 | 0 | 0 | -71488.5639 | 0 | 272701.7664 | 0 | 0 | 0 | 0 | 0 | 0 | 0 | 0 | 0 | 0 | 1372.7136 | 0 | 0
2016-10-18 09:00 | 0 | 0 | 0 | 0 | 0 | 293116.1497 | 0 | 363232 | 0 | 0 | 0 | 0 | 4532158.6288 | 0 | 0 | 0 | 0 | 0 | 0 | 0 | 0 | 0 | 703316.0564 | 0 | 0 | 0 | 0 | -71488.5639 | 0 | 0 | 0 | 0 | 0 | 0 | 0 | 0 | 0 | 0 | 0 | 0 | 1372.7136 | 0 | 0
2016-10-18 10:00 | 0 | 0 | 0 | 0 | 0 | 461141.2775 | 0 | 388280 | 0 | 0 | 0 | 71488.5639 | 4532158.6288 | 0 | 0 | 0 | 0 | 0 | 0 | 0 | 0 | 0 | 704411.414 | 0 | 0 | 0 | 0 | 71488.5639 | 0 | 0 | 0 | 0 | 0 | 0 | 0 | 0 | 0 | 0 | 0 | 0 | 1372.7136 | 0 | 0
2016-10-18 11:00 | 0 | 0 | 0 | 0 | 0 | 71781.3833 | 0 | 414599 | 0 | 0 | 0 | 0 | 4259456.8624 | 0 | 0 | 0 | 0 | 0 | 0 | 0 | 0 | 0 | 705506.7672 | 0 | 0 | 0 | 0 | -71488.5639 | 0 | 272701.7664 | 0 | 0 | 0 | 0 | 0 | 0 | 0 | 0 | 0 | 0 | 1372.7136 | 0 | 0
2016-10-18 12:00 | 0 | 0 | 0 | 0 | 0 | 228422.5111 | 0 | 428263 | 0 | 0 | 0 | 71488.5639 | 3986755.096 | 0 | 0 | 0 | 0 | 0 | 0 | 0 | 0 | 0 | 706602.1161 | 0 | 0 | 0 | 0 | 71488.5639 | 0 | 272701.7664 | 0 | 0 | 0 | 0 | 0 | 0 | 0 | 0 | 0 | 0 | 1372.7136 | 0 | 0
2016-10-18 13:00 | 0 | 0 | 0 | 0 | 0 | 94535.9072 | 6008.4761 | 443362 | 0 | 0 | 0 | 0 | 3714053.3296 | 0 | 0 | 0 | 0 | 0 | 0 | 0 | 0 | 0 | 707697.4605 | 0 | 0 | 0 | 0 | -71488.5639 | 0 | 272701.7664 | 0 | 0 | 0 | 0 | 0 | 0 | 0 | 0 | 0 | 0 | 1372.7136 | 0 | 0
2016-10-18 14:00 | 0 | 0 | 0 | 0 | 0 | 0 | 287133.7611 | 459677 | 0 | 0 | 0 | 0 | 3540137.3771 | 0 | 0 | 0 | 0 | 0 | 0 | 0 | 0 | 0 | 708792.8006 | 0 | 0 | 0 | 0 | 0 | 0 | 173915.9525 | 0 | 0 | 0 | 0 | 0 | 0 | 0 | 0 | 0 | 0 | 1372.7136 | 0 | 0
2016-10-18 15:00 | 0 | 0 | 0 | 0 | 0 | 0 | 689780.9956 | 473422 | 0 | 0 | 0 | 67201.4158 | 3687922.2433 | 0 | 0 | 0 | 0 | 0 | 0 | 0 | 0 | 0 | 709888.1363 | 0 | 0 | 0 | 0 | 67201.4158 | 147784.8663 | 0 | 0 | 0 | 0 | 0 | 0 | 0 | 0 | 0 | 0 | 0 | 1372.7136 | 0 | 0
2016-10-18 16:00 | 0 | 0 | 0 | 0 | 0 | 0 | 734988.7835 | 487336 | 0 | 0 | 0 | 138689.9796 | 3862713.7494 | 0 | 0 | 0 | 0 | 0 | 0 | 0 | 0 | 0 | 710983.4676 | 0 | 0 | 0 | 0 | 71488.5639 | 174791.506 | 0 | 0 | 0 | 0 | 0 | 0 | 0 | 0 | 0 | 0 | 0 | 1372.7136 | 0 | 0
2016-10-18 17:00 | 0 | 0 | 0 | 0 | 0 | 0 | 729643.7312 | 500972 | 0 | 0 | 0 | 191197.4913 | 4037505.2554 | 0 | 0 | 0 | 0 | 0 | 0 | 0 | 0 | 0 | 712078.7945 | 0 | 0 | 0 | 0 | 52507.5116 | 174791.506 | 0 | 0 | 0 | 0 | 0 | 0 | 0 | 0 | 0 | 0 | 0 | 1372.7136 | 0 | 0
2016-10-18 18:00 | 0 | 0 | 0 | 0 | 0 | 0 | 701284.3619 | 512847 | 0 | 0 | 0 | 203470.6336 | 4212296.7615 | 0 | 0 | 0 | 0 | 0 | 0 | 0 | 0 | 0 | 713174.1171 | 0 | 0 | 0 | 0 | 12273.1423 | 174791.506 | 0 | 0 | 0 | 0 | 0 | 0 | 0 | 0 | 0 | 0 | 0 | 1372.7136 | 0 | 0
2016-10-18 19:00 | 0 | 0 | 0 | 0 | 0 | 0 | 684797.2199 | 521572 | 0 | 0 | 0 | 203470.6336 | 4374149.2677 | 0 | 0 | 0 | 0 | 0 | 0 | 0 | 0 | 0 | 714269.4353 | 0 | 0 | 0 | 0 | 0 | 161852.5063 | 0 | 0 | 0 | 0 | 0 | 0 | 0 | 0 | 0 | 0 | 0 | 1372.7136 | 0 | 0
2016-10-18 20:00 | 0 | 0 | 0 | 0 | 0 | 0 | 691735.7882 | 527230 | 0 | 0 | 0 | 201128.9263 | 4539624.0496 | 0 | 0 | 0 | 0 | 0 | 0 | 0 | 0 | 0 | 715364.7491 | 0 | 0 | 0 | 0 | -2341.7073 | 165474.7819 | 0 | 0 | 0 | 0 | 0 | 0 | 0 | 0 | 0 | 0 | 0 | 1372.7136 | 0 | 0
2016-10-18 21:00 | 0 | 0 | 0 | 0 | 0 | 0 | 705958.9269 | 527453 | 0 | 0 | 0 | 203470.6336 | 4714415.5557 | 0 | 0 | 0 | 0 | 0 | 0 | 0 | 0 | 0 | 716460.0585 | 0 | 0 | 0 | 0 | 2341.7073 | 174791.506 | 0 | 0 | 0 | 0 | 0 | 0 | 0 | 0 | 0 | 0 | 0 | 1372.7136 | 0 | 0
2016-10-18 22:00 | 0 | 0 | 0 | 0 | 0 | 0 | 685967.451 | 522155 | 0 | 0 | 0 | 203470.6336 | 4876855.2931 | 0 | 0 | 0 | 0 | 0 | 0 | 0 | 0 | 0 | 717555.3635 | 0 | 0 | 0 | 0 | 0 | 162439.7375 | 0 | 0 | 0 | 0 | 0 | 0 | 0 | 0 | 0 | 0 | 0 | 1372.7136 | 0 | 0
2016-10-18 23:00 | 0 | 0 | 0 | 0 | 0 | 0 | 508890.0714 | 520044 | 0 | 0 | 0 | 142977.1278 | 4924822.1567 | 0 | 0 | 0 | 0 | 0 | 0 | 0 | 0 | 0 | 718650.6641 | 0 | 0 | 0 | 0 | -60493.5058 | 47966.8636 | 0 | 0 | 0 | 0 | 0 | 0 | 0 | 0 | 0 | 0 | 0 | 1372.7136 | 0 | 0
2016-10-19 | 0 | 0 | 0 | 0 | 0 | 47738.3719 | 121975.0114 | 512531 | 0 | 0 | 0 | 71488.5639 | 4652120.3903 | 0 | 0 | 0 | 0 | 0 | 0 | 0 | 0 | 0 | 719745.9604 | 0 | 0 | 0 | 0 | -71488.5639 | 0 | 272701.7664 | 0 | 0 | 0 | 0 | 0 | 0 | 0 | 0 | 0 | 0 | 1372.7136 | 0 | 0
2016-10-19 01:00 | 0 | 0 | 0 | 0 | 0 | 150824.0118 | 63.3715 | 493705 | 0 | 0 | 0 | 0 | 4379418.6239 | 0 | 0 | 0 | 0 | 0 | 0 | 0 | 0 | 0 | 720841.2523 | 0 | 0 | 0 | 0 | -71488.5639 | 0 | 272701.7664 | 0 | 0 | 0 | 0 | 0 | 0 | 0 | 0 | 0 | 0 | 1372.7136 | 0 | 0
2016-10-19 02:00 | 0 | 0 | 0 | 0 | 0 | 265893.5111 | 0 | 465734 | 0 | 0 | 0 | 71488.5639 | 4106716.8575 | 0 | 0 | 0 | 0 | 0 | 0 | 0 | 0 | 0 | 721936.5398 | 0 | 0 | 0 | 0 | 71488.5639 | 0 | 272701.7664 | 0 | 0 | 0 | 0 | 0 | 0 | 0 | 0 | 0 | 0 | 1372.7136 | 0 | 0
2016-10-19 03:00 | 0 | 0 | 0 | 0 | 0 | 364266.1497 | 0 | 434382 | 0 | 0 | 0 | 0 | 4106716.8575 | 0 | 0 | 0 | 0 | 0 | 0 | 0 | 0 | 0 | 723031.8229 | 0 | 0 | 0 | 0 | -71488.5639 | 0 | 0 | 0 | 0 | 0 | 0 | 0 | 0 | 0 | 0 | 0 | 0 | 1372.7136 | 0 | 0
2016-10-19 04:00 | 0 | 0 | 0 | 0 | 0 | 204279.5111 | 0 | 404120 | 0 | 0 | 0 | 71488.5639 | 3834015.0911 | 0 | 0 | 0 | 0 | 0 | 0 | 0 | 0 | 0 | 724127.1016 | 0 | 0 | 0 | 0 | 71488.5639 | 0 | 272701.7664 | 0 | 0 | 0 | 0 | 0 | 0 | 0 | 0 | 0 | 0 | 1372.7136 | 0 | 0
2016-10-19 05:00 | 0 | 0 | 0 | 0 | 0 | 311345.1497 | 0 | 381461 | 0 | 0 | 0 | 0 | 3834015.0911 | 0 | 0 | 0 | 0 | 0 | 0 | 0 | 0 | 0 | 725222.376 | 0 | 0 | 0 | 0 | -71488.5639 | 0 | 0 | 0 | 0 | 0 | 0 | 0 | 0 | 0 | 0 | 0 | 0 | 1372.7136 | 0 | 0
2016-10-19 06:00 | 0 | 0 | 0 | 0 | 0 | 93883.9472 | 0 | 365213 | 0 | 0 | 0 | 0 | 3561313.3247 | 0 | 0 | 0 | 0 | 0 | 0 | 0 | 0 | 0 | 726317.646 | 0 | 0 | 0 | 0 | 0 | 0 | 272701.7664 | 0 | 0 | 0 | 0 | 0 | 0 | 0 | 0 | 0 | 0 | 1372.7136 | 0 | 0
2016-10-19 07:00 | 0 | 0 | 0 | 0 | 0 | 155350.5111 | 0 | 355191 | 0 | 0 | 0 | 71488.5639 | 3288611.5583 | 0 | 0 | 0 | 0 | 0 | 0 | 0 | 0 | 0 | 727412.9116 | 0 | 0 | 0 | 0 | 71488.5639 | 0 | 272701.7664 | 0 | 0 | 0 | 0 | 0 | 0 | 0 | 0 | 0 | 0 | 1372.7136 | 0 | 0
2016-10-19 08:00 | 0 | 0 | 0 | 0 | 0 | 153432.5111 | 0 | 353273 | 0 | 0 | 0 | 142977.1278 | 3015909.7918 | 0 | 0 | 0 | 0 | 0 | 0 | 0 | 0 | 0 | 728508.1728 | 0 | 0 | 0 | 0 | 71488.5639 | 0 | 272701.7664 | 0 | 0 | 0 | 0 | 0 | 0 | 0 | 0 | 0 | 0 | 1372.7136 | 0 | 0
2016-10-19 09:00 | 0 | 0 | 0 | 0 | 0 | 91177.9472 | 0 | 362507 | 0 | 0 | 0 | 142977.1278 | 2743208.0254 | 0 | 0 | 0 | 0 | 0 | 0 | 0 | 0 | 0 | 729603.4296 | 0 | 0 | 0 | 0 | 0 | 0 | 272701.7664 | 0 | 0 | 0 | 0 | 0 | 0 | 0 | 0 | 0 | 0 | 1372.7136 | 0 | 0
2016-10-19 10:00 | 0 | 0 | 0 | 0 | 0 | 45029.3833 | 0 | 387847 | 0 | 0 | 0 | 71488.5639 | 2470506.259 | 0 | 0 | 0 | 0 | 0 | 0 | 0 | 0 | 0 | 730698.6821 | 0 | 0 | 0 | 0 | -71488.5639 | 0 | 272701.7664 | 0 | 0 | 0 | 0 | 0 | 0 | 0 | 0 | 0 | 0 | 1372.7136 | 0 | 0
2016-10-19 11:00 | 0 | 0 | 0 | 0 | 0 | 70356.3833 | 0 | 413174 | 0 | 0 | 0 | 0 | 2197804.4926 | 0 | 0 | 0 | 0 | 0 | 0 | 0 | 0 | 0 | 731793.9301 | 0 | 0 | 0 | 0 | -71488.5639 | 0 | 272701.7664 | 0 | 0 | 0 | 0 | 0 | 0 | 0 | 0 | 0 | 0 | 1372.7136 | 0 | 0
2016-10-19 12:00 | 0 | 0 | 0 | 0 | 0 | 228072.5111 | 0 | 427913 | 0 | 0 | 0 | 71488.5639 | 1925102.7262 | 0 | 0 | 0 | 0 | 0 | 0 | 0 | 0 | 0 | 732889.1738 | 0 | 0 | 0 | 0 | 71488.5639 | 0 | 272701.7664 | 0 | 0 | 0 | 0 | 0 | 0 | 0 | 0 | 0 | 0 | 1372.7136 | 0 | 0
2016-10-19 13:00 | 0 | 0 | 0 | 0 | 0 | 93887.2661 | 5157.1172 | 441862 | 0 | 0 | 0 | 0 | 1652400.9598 | 0 | 0 | 0 | 0 | 0 | 0 | 0 | 0 | 0 | 733984.4131 | 0 | 0 | 0 | 0 | -71488.5639 | 0 | 272701.7664 | 0 | 0 | 0 | 0 | 0 | 0 | 0 | 0 | 0 | 0 | 1372.7136 | 0 | 0
2016-10-19 14:00 | 0 | 0 | 0 | 0 | 0 | 0 | 275306.1153 | 458750 | 0 | 0 | 0 | 0 | 1467584.3615 | 0 | 0 | 0 | 0 | 0 | 0 | 0 | 0 | 0 | 735079.6481 | 0 | 0 | 0 | 0 | 0 | 0 | 184816.5982 | 0 | 0 | 0 | 0 | 0 | 0 | 0 | 0 | 0 | 0 | 1372.7136 | 0 | 0
2016-10-19 15:00 | 0 | 0 | 0 | 0 | 0 | 0 | 709034.1179 | 474396 | 0 | 0 | 0 | 58473.8983 | 1642375.8676 | 0 | 0 | 0 | 0 | 0 | 0 | 0 | 0 | 0 | 736174.8786 | 0 | 0 | 0 | 0 | 58473.8983 | 174791.506 | 0 | 0 | 0 | 0 | 0 | 0 | 0 | 0 | 0 | 0 | 0 | 1372.7136 | 0 | 0
2016-10-19 16:00 | 0 | 0 | 0 | 0 | 0 | 0 | 736273.7835 | 488621 | 0 | 0 | 0 | 129962.4622 | 1817167.3736 | 0 | 0 | 0 | 0 | 0 | 0 | 0 | 0 | 0 | 737270.1048 | 0 | 0 | 0 | 0 | 71488.5639 | 174791.506 | 0 | 0 | 0 | 0 | 0 | 0 | 0 | 0 | 0 | 0 | 0 | 1372.7136 | 0 | 0
2016-10-19 17:00 | 0 | 0 | 0 | 0 | 0 | 0 | 735863.0559 | 504233 | 0 | 0 | 0 | 185428.2984 | 1991958.8797 | 0 | 0 | 0 | 0 | 0 | 0 | 0 | 0 | 0 | 738365.3266 | 0 | 0 | 0 | 0 | 55465.8363 | 174791.506 | 0 | 0 | 0 | 0 | 0 | 0 | 0 | 0 | 0 | 0 | 0 | 1372.7136 | 0 | 0
2016-10-19 18:00 | 0 | 0 | 0 | 0 | 0 | 0 | 707425.3059 | 514868 | 0 | 0 | 0 | 201821.3847 | 2166750.3857 | 0 | 0 | 0 | 0 | 0 | 0 | 0 | 0 | 0 | 739460.544 | 0 | 0 | 0 | 0 | 16393.0863 | 174791.506 | 0 | 0 | 0 | 0 | 0 | 0 | 0 | 0 | 0 | 0 | 0 | 1372.7136 | 0 | 0
2016-10-19 19:00 | 0 | 0 | 0 | 0 | 0 | 0 | 693579.2428 | 522783 | 0 | 0 | 0 | 196453.4079 | 2341541.8917 | 0 | 0 | 0 | 0 | 0 | 0 | 0 | 0 | 0 | 740555.757 | 0 | 0 | 0 | 0 | -5367.9768 | 174791.506 | 0 | 0 | 0 | 0 | 0 | 0 | 0 | 0 | 0 | 0 | 0 | 1372.7136 | 0 | 0
2016-10-19 20:00 | 0 | 0 | 0 | 0 | 0 | 0 | 702892.1536 | 526819 | 0 | 0 | 0 | 196362.3419 | 2516333.3978 | 0 | 0 | 0 | 0 | 0 | 0 | 0 | 0 | 0 | 741650.9656 | 0 | 0 | 0 | 0 | -91.066 | 174791.506 | 0 | 0 | 0 | 0 | 0 | 0 | 0 | 0 | 0 | 0 | 0 | 1372.7136 | 0 | 0
2016-10-19 21:00 | 0 | 0 | 0 | 0 | 0 | 0 | 698158.221 | 524964 | 0 | 0 | 0 | 193392.3433 | 2691124.9038 | 0 | 0 | 0 | 0 | 0 | 0 | 0 | 0 | 0 | 742746.1699 | 0 | 0 | 0 | 0 | -2969.9987 | 174791.506 | 0 | 0 | 0 | 0 | 0 | 0 | 0 | 0 | 0 | 0 | 0 | 1372.7136 | 0 | 0
2016-10-19 22:00 | 0 | 0 | 0 | 0 | 0 | 0 | 706342.5099 | 520100 | 0 | 0 | 0 | 203470.6336 | 2865916.4099 | 0 | 0 | 0 | 0 | 0 | 0 | 0 | 0 | 0 | 743841.3698 | 0 | 0 | 0 | 0 | 10078.2903 | 174791.506 | 0 | 0 | 0 | 0 | 0 | 0 | 0 | 0 | 0 | 0 | 0 | 1372.7136 | 0 | 0
2016-10-19 23:00 | 0 | 0 | 0 | 0 | 0 | 0 | 529806.0879 | 519054 | 0 | 0 | 0 | 203470.6336 | 2875295.7841 | 0 | 0 | 0 | 0 | 0 | 0 | 0 | 0 | 0 | 744936.5653 | 0 | 0 | 0 | 0 | 0 | 9379.3743 | 0 | 0 | 0 | 0 | 0 | 0 | 0 | 0 | 0 | 0 | 0 | 1372.7136 | 0 | 0
2016-10-20 | 0 | 0 | 0 | 0 | 0 | 49177.8199 | 117938.5633 | 509934 | 0 | 0 | 0 | 131982.0697 | 2602594.0177 | 0 | 0 | 0 | 0 | 0 | 0 | 0 | 0 | 0 | 746031.7564 | 0 | 0 | 0 | 0 | -71488.5639 | 0 | 272701.7664 | 0 | 0 | 0 | 0 | 0 | 0 | 0 | 0 | 0 | 0 | 1372.7136 | 0 | 0
2016-10-20 01:00 | 0 | 0 | 0 | 0 | 0 | 145434.0864 | 52.2968 | 488304 | 0 | 0 | 0 | 60493.5058 | 2329892.2513 | 0 | 0 | 0 | 0 | 0 | 0 | 0 | 0 | 0 | 747126.9431 | 0 | 0 | 0 | 0 | -71488.5639 | 0 | 272701.7664 | 0 | 0 | 0 | 0 | 0 | 0 | 0 | 0 | 0 | 0 | 1372.7136 | 0 | 0
2016-10-20 02:00 | 0 | 0 | 0 | 0 | 0 | 402095.2078 | 0 | 461216 | 0 | 0 | 0 | 0 | 2329892.2513 | 0 | 0 | 0 | 0 | 0 | 0 | 0 | 0 | 0 | 748222.1255 | 0 | 0 | 0 | 0 | -60493.5058 | 0 | 0 | 0 | 0 | 0 | 0 | 0 | 0 | 0 | 0 | 0 | 0 | 1372.7136 | 0 | 0
2016-10-20 03:00 | 0 | 0 | 0 | 0 | 0 | 420293.2714 | 0 | 433142 | 0 | 0 | 0 | 71488.5639 | 2244182.2453 | 0 | 0 | 0 | 0 | 0 | 0 | 0 | 0 | 0 | 749317.3035 | 0 | 0 | 0 | 0 | 71488.5639 | 0 | 85710.006 | 0 | 0 | 0 | 0 | 0 | 0 | 0 | 0 | 0 | 0 | 1372.7136 | 0 | 0
2016-10-20 04:00 | 0 | 0 | 0 | 0 | 0 | 331931.1497 | 0 | 402047 | 0 | 0 | 0 | 0 | 2244182.2453 | 0 | 0 | 0 | 0 | 0 | 0 | 0 | 0 | 0 | 750412.4771 | 0 | 0 | 0 | 0 | -71488.5639 | 0 | 0 | 0 | 0 | 0 | 0 | 0 | 0 | 0 | 0 | 0 | 0 | 1372.7136 | 0 | 0
2016-10-20 05:00 | 0 | 0 | 0 | 0 | 0 | 380476.7136 | 0 | 379104 | 0 | 0 | 0 | 0 | 2244182.2453 | 0 | 0 | 0 | 0 | 0 | 0 | 0 | 0 | 0 | 751507.6463 | 0 | 0 | 0 | 0 | 0 | 0 | 0 | 0 | 0 | 0 | 0 | 0 | 0 | 0 | 0 | 0 | 0 | 1372.7136 | 0 | 0
2016-10-20 06:00 | 0 | 0 | 0 | 0 | 0 | 363732.7136 | 0 | 362360 | 0 | 0 | 0 | 0 | 2244182.2453 | 0 | 0 | 0 | 0 | 0 | 0 | 0 | 0 | 0 | 752602.8111 | 0 | 0 | 0 | 0 | 0 | 0 | 0 | 0 | 0 | 0 | 0 | 0 | 0 | 0 | 0 | 0 | 0 | 1372.7136 | 0 | 0
2016-10-20 07:00 | 0 | 0 | 0 | 0 | 0 | 81299.9472 | 0 | 352629 | 0 | 0 | 0 | 0 | 1971480.4789 | 0 | 0 | 0 | 0 | 0 | 0 | 0 | 0 | 0 | 753697.9716 | 0 | 0 | 0 | 0 | 0 | 0 | 272701.7664 | 0 | 0 | 0 | 0 | 0 | 0 | 0 | 0 | 0 | 0 | 1372.7136 | 0 | 0
2016-10-20 08:00 | 0 | 0 | 0 | 0 | 0 | 351841.7136 | 0 | 350469 | 0 | 0 | 0 | 0 | 1971480.4789 | 0 | 0 | 0 | 0 | 0 | 0 | 0 | 0 | 0 | 754793.1277 | 0 | 0 | 0 | 0 | 0 | 0 | 0 | 0 | 0 | 0 | 0 | 0 | 0 | 0 | 0 | 0 | 0 | 1372.7136 | 0 | 0
2016-10-20 09:00 | 0 | 0 | 0 | 0 | 0 | 87186.9472 | 0 | 358516 | 0 | 0 | 0 | 0 | 1698778.7125 | 0 | 0 | 0 | 0 | 0 | 0 | 0 | 0 | 0 | 755888.2794 | 0 | 0 | 0 | 0 | 0 | 0 | 272701.7664 | 0 | 0 | 0 | 0 | 0 | 0 | 0 | 0 | 0 | 0 | 1372.7136 | 0 | 0
2016-10-20 10:00 | 0 | 0 | 0 | 0 | 0 | 383577.7136 | 0 | 382205 | 0 | 0 | 0 | 0 | 1698778.7125 | 0 | 0 | 0 | 0 | 0 | 0 | 0 | 0 | 0 | 756983.4267 | 0 | 0 | 0 | 0 | 0 | 0 | 0 | 0 | 0 | 0 | 0 | 0 | 0 | 0 | 0 | 0 | 0 | 1372.7136 | 0 | 0
2016-10-20 11:00 | 0 | 0 | 0 | 0 | 0 | 136312.9472 | 0 | 407642 | 0 | 0 | 0 | 0 | 1426076.946 | 0 | 0 | 0 | 0 | 0 | 0 | 0 | 0 | 0 | 758078.5696 | 0 | 0 | 0 | 0 | 0 | 0 | 272701.7664 | 0 | 0 | 0 | 0 | 0 | 0 | 0 | 0 | 0 | 0 | 1372.7136 | 0 | 0
2016-10-20 12:00 | 0 | 0 | 0 | 0 | 0 | 221486.5111 | 0 | 421327 | 0 | 0 | 0 | 71488.5639 | 1153375.1796 | 0 | 0 | 0 | 0 | 0 | 0 | 0 | 0 | 0 | 759173.7082 | 0 | 0 | 0 | 0 | 71488.5639 | 0 | 272701.7664 | 0 | 0 | 0 | 0 | 0 | 0 | 0 | 0 | 0 | 0 | 1372.7136 | 0 | 0
2016-10-20 13:00 | 0 | 0 | 0 | 0 | 0 | 332480.1929 | 4897.2603 | 433915 | 0 | 0 | 0 | 71488.5639 | 1055464.9193 | 0 | 0 | 0 | 0 | 0 | 0 | 0 | 0 | 0 | 760268.8423 | 0 | 0 | 0 | 0 | 0 | 174791.506 | 272701.7664 | 0 | 0 | 0 | 0 | 0 | 0 | 0 | 0 | 0 | 0 | 1372.7136 | 0 | 0
2016-10-20 14:00 | 0 | 0 | 0 | 0 | 0 | 0 | 254898.6109 | 446863 | 0 | 0 | 0 | 0 | 933616.3805 | 0 | 0 | 0 | 0 | 0 | 0 | 0 | 0 | 0 | 761363.9721 | 0 | 0 | 0 | 0 | -71488.5639 | 0 | 121848.5388 | 0 | 0 | 0 | 0 | 0 | 0 | 0 | 0 | 0 | 0 | 1372.7136 | 0 | 0
2016-10-20 15:00 | 0 | 0 | 0 | 0 | 0 | 0 | 634498.2196 | 458334 | 0 | 0 | 0 | 0 | 1108407.8865 | 0 | 0 | 0 | 0 | 0 | 0 | 0 | 0 | 0 | 762459.0975 | 0 | 0 | 0 | 0 | 0 | 174791.506 | 0 | 0 | 0 | 0 | 0 | 0 | 0 | 0 | 0 | 0 | 0 | 1372.7136 | 0 | 0
2016-10-20 16:00 | 0 | 0 | 0 | 0 | 0 | 0 | 716098.7835 | 468446 | 0 | 0 | 0 | 71488.5639 | 1283199.3925 | 0 | 0 | 0 | 0 | 0 | 0 | 0 | 0 | 0 | 763554.2186 | 0 | 0 | 0 | 0 | 71488.5639 | 174791.506 | 0 | 0 | 0 | 0 | 0 | 0 | 0 | 0 | 0 | 0 | 0 | 1372.7136 | 0 | 0
2016-10-20 17:00 | 0 | 0 | 0 | 0 | 0 | 0 | 693125.6717 | 477166 | 0 | 0 | 0 | 111284.0159 | 1457990.8986 | 0 | 0 | 0 | 0 | 0 | 0 | 0 | 0 | 0 | 764649.3352 | 0 | 0 | 0 | 0 | 39795.4521 | 174791.506 | 0 | 0 | 0 | 0 | 0 | 0 | 0 | 0 | 0 | 0 | 0 | 1372.7136 | 0 | 0
2016-10-20 18:00 | 0 | 0 | 0 | 0 | 0 | 0 | 713912.6632 | 483333 | 0 | 0 | 0 | 165699.4595 | 1632782.4046 | 0 | 0 | 0 | 0 | 0 | 0 | 0 | 0 | 0 | 765744.4475 | 0 | 0 | 0 | 0 | 54415.4435 | 174791.506 | 0 | 0 | 0 | 0 | 0 | 0 | 0 | 0 | 0 | 0 | 0 | 1372.7136 | 0 | 0
2016-10-20 19:00 | 0 | 0 | 0 | 0 | 0 | 0 | 699919.3937 | 485984 | 0 | 0 | 0 | 203470.6336 | 1807573.9106 | 0 | 0 | 0 | 0 | 0 | 0 | 0 | 0 | 0 | 766839.5554 | 0 | 0 | 0 | 0 | 37771.1741 | 174791.506 | 0 | 0 | 0 | 0 | 0 | 0 | 0 | 0 | 0 | 0 | 0 | 1372.7136 | 0 | 0
2016-10-20 20:00 | 0 | 0 | 0 | 0 | 0 | 0 | 664120.2196 | 487956 | 0 | 0 | 0 | 203470.6336 | 1982365.4167 | 0 | 0 | 0 | 0 | 0 | 0 | 0 | 0 | 0 | 767934.6589 | 0 | 0 | 0 | 0 | 0 | 174791.506 | 0 | 0 | 0 | 0 | 0 | 0 | 0 | 0 | 0 | 0 | 0 | 1372.7136 | 0 | 0
2016-10-20 21:00 | 0 | 0 | 0 | 0 | 0 | 0 | 663062.2196 | 486898 | 0 | 0 | 0 | 203470.6336 | 2157156.9227 | 0 | 0 | 0 | 0 | 0 | 0 | 0 | 0 | 0 | 769029.758 | 0 | 0 | 0 | 0 | 0 | 174791.506 | 0 | 0 | 0 | 0 | 0 | 0 | 0 | 0 | 0 | 0 | 0 | 1372.7136 | 0 | 0
2016-10-20 22:00 | 0 | 0 | 0 | 0 | 0 | 0 | 661551.2196 | 485387 | 0 | 0 | 0 | 203470.6336 | 2331948.4288 | 0 | 0 | 0 | 0 | 0 | 0 | 0 | 0 | 0 | 770124.8527 | 0 | 0 | 0 | 0 | 0 | 174791.506 | 0 | 0 | 0 | 0 | 0 | 0 | 0 | 0 | 0 | 0 | 0 | 1372.7136 | 0 | 0
2016-10-20 23:00 | 0 | 0 | 0 | 0 | 0 | 0 | 532971.0367 | 487256 | 0 | 0 | 0 | 203470.6336 | 2376290.7519 | 0 | 0 | 0 | 0 | 0 | 0 | 0 | 0 | 0 | 771219.9431 | 0 | 0 | 0 | 0 | 0 | 44342.3231 | 0 | 0 | 0 | 0 | 0 | 0 | 0 | 0 | 0 | 0 | 0 | 1372.7136 | 0 | 0
2016-10-21 | 0 | 0 | 0 | 0 | 0 | 17130.2088 | 121401.1745 | 481349 | 0 | 0 | 0 | 131982.0697 | 2103588.9855 | 0 | 0 | 0 | 0 | 0 | 0 | 0 | 0 | 0 | 772315.0291 | 0 | 0 | 0 | 0 | -71488.5639 | 0 | 272701.7664 | 0 | 0 | 0 | 0 | 0 | 0 | 0 | 0 | 0 | 0 | 1372.7136 | 0 | 0
2016-10-21 01:00 | 0 | 0 | 0 | 0 | 0 | 264958.4668 | 34.0442 | 464833 | 0 | 0 | 0 | 203470.6336 | 1830887.219 | 0 | 0 | 0 | 0 | 0 | 0 | 0 | 0 | 0 | 773410.1107 | 0 | 0 | 0 | 0 | 71488.5639 | 0 | 272701.7664 | 0 | 0 | 0 | 0 | 0 | 0 | 0 | 0 | 0 | 0 | 1372.7136 | 0 | 0
2016-10-21 02:00 | 0 | 0 | 0 | 0 | 0 | 97921.3833 | 0 | 440739 | 0 | 0 | 0 | 131982.0697 | 1558185.4526 | 0 | 0 | 0 | 0 | 0 | 0 | 0 | 0 | 0 | 774505.1879 | 0 | 0 | 0 | 0 | -71488.5639 | 0 | 272701.7664 | 0 | 0 | 0 | 0 | 0 | 0 | 0 | 0 | 0 | 0 | 1372.7136 | 0 | 0
2016-10-21 03:00 | 0 | 0 | 0 | 0 | 0 | 341238.1497 | 0 | 411354 | 0 | 0 | 0 | 60493.5058 | 1558185.4526 | 0 | 0 | 0 | 0 | 0 | 0 | 0 | 0 | 0 | 775600.2608 | 0 | 0 | 0 | 0 | -71488.5639 | 0 | 0 | 0 | 0 | 0 | 0 | 0 | 0 | 0 | 0 | 0 | 0 | 1372.7136 | 0 | 0
2016-10-21 04:00 | 0 | 0 | 0 | 0 | 0 | 397156.7717 | 0 | 384789 | 0 | 0 | 0 | 71488.5639 | 1558185.4526 | 0 | 0 | 0 | 0 | 0 | 0 | 0 | 0 | 0 | 776695.3292 | 0 | 0 | 0 | 0 | 10995.0581 | 0 | 0 | 0 | 0 | 0 | 0 | 0 | 0 | 0 | 0 | 0 | 0 | 1372.7136 | 0 | 0
2016-10-21 05:00 | 0 | 0 | 0 | 0 | 0 | 22858.3833 | 0 | 365676 | 0 | 0 | 0 | 0 | 1285483.6862 | 0 | 0 | 0 | 0 | 0 | 0 | 0 | 0 | 0 | 777790.3933 | 0 | 0 | 0 | 0 | -71488.5639 | 0 | 272701.7664 | 0 | 0 | 0 | 0 | 0 | 0 | 0 | 0 | 0 | 0 | 1372.7136 | 0 | 0
2016-10-21 06:00 | 0 | 0 | 0 | 0 | 0 | 412798.2194 | 0 | 350932 | 0 | 0 | 0 | 60493.5058 | 1285483.6862 | 0 | 0 | 0 | 0 | 0 | 0 | 0 | 0 | 0 | 778885.453 | 0 | 0 | 0 | 0 | 60493.5058 | 0 | 0 | 0 | 0 | 0 | 0 | 0 | 0 | 0 | 0 | 0 | 0 | 1372.7136 | 0 | 0
2016-10-21 07:00 | 0 | 0 | 0 | 0 | 0 | 142231.5111 | 0 | 342072 | 0 | 0 | 0 | 131982.0697 | 1012781.9198 | 0 | 0 | 0 | 0 | 0 | 0 | 0 | 0 | 0 | 779980.5084 | 0 | 0 | 0 | 0 | 71488.5639 | 0 | 272701.7664 | 0 | 0 | 0 | 0 | 0 | 0 | 0 | 0 | 0 | 0 | 1372.7136 | 0 | 0
2016-10-21 08:00 | 0 | 0 | 0 | 0 | 0 | 0 | 0 | 340233 | 0 | 0 | 0 | 60493.5058 | 742664.7701 | 0 | 0 | 0 | 0 | 0 | 0 | 0 | 0 | 0 | 781075.5593 | 0 | 0 | 0 | 0 | -71488.5639 | 0 | 270117.1497 | 0 | 0 | 0 | 0 | 0 | 0 | 0 | 0 | 0 | 0 | 1372.7136 | 0 | 0
2016-10-21 09:00 | 0 | 0 | 0 | 0 | 0 | 522277.6374 | 0 | 347723 | 0 | 0 | 0 | 131982.0697 | 844358.13 | 0 | 0 | 0 | 0 | 0 | 0 | 0 | 0 | 0 | 782170.6059 | 0 | 0 | 0 | 0 | 71488.5639 | 101693.3599 | 0 | 0 | 0 | 0 | 0 | 0 | 0 | 0 | 0 | 0 | 0 | 1372.7136 | 0 | 0
2016-10-21 10:00 | 0 | 0 | 0 | 0 | 0 | 442796.2775 | 0 | 369935 | 0 | 0 | 0 | 203470.6336 | 844358.13 | 0 | 0 | 0 | 0 | 0 | 0 | 0 | 0 | 0 | 783265.6481 | 0 | 0 | 0 | 0 | 71488.5639 | 0 | 0 | 0 | 0 | 0 | 0 | 0 | 0 | 0 | 0 | 0 | 0 | 1372.7136 | 0 | 0
2016-10-21 11:00 | 0 | 0 | 0 | 0 | 0 | 326105.1497 | 0 | 396221 | 0 | 0 | 0 | 131982.0697 | 844358.13 | 0 | 0 | 0 | 0 | 0 | 0 | 0 | 0 | 0 | 784360.6859 | 0 | 0 | 0 | 0 | -71488.5639 | 0 | 0 | 0 | 0 | 0 | 0 | 0 | 0 | 0 | 0 | 0 | 0 | 1372.7136 | 0 | 0
2016-10-21 12:00 | 0 | 0 | 0 | 0 | 0 | 67859.3833 | 0 | 410677 | 0 | 0 | 0 | 60493.5058 | 571656.3636 | 0 | 0 | 0 | 0 | 0 | 0 | 0 | 0 | 0 | 785455.7193 | 0 | 0 | 0 | 0 | -71488.5639 | 0 | 272701.7664 | 0 | 0 | 0 | 0 | 0 | 0 | 0 | 0 | 0 | 0 | 1372.7136 | 0 | 0
2016-10-21 13:00 | 0 | 0 | 0 | 0 | 0 | 360722.2511 | 3556.9567 | 423400 | 0 | 0 | 0 | 0 | 571656.3636 | 0 | 0 | 0 | 0 | 0 | 0 | 0 | 0 | 0 | 786550.7483 | 0 | 0 | 0 | 0 | -60493.5058 | 0 | 0 | 0 | 0 | 0 | 0 | 0 | 0 | 0 | 0 | 0 | 0 | 1372.7136 | 0 | 0
2016-10-21 14:00 | 0 | 0 | 0 | 0 | 0 | 178901.3799 | 255676.3337 | 433205 | 0 | 0 | 0 | 0 | 571656.3636 | 0 | 0 | 0 | 0 | 0 | 0 | 0 | 0 | 0 | 787645.773 | 0 | 0 | 0 | 0 | 0 | 0 | 0 | 0 | 0 | 0 | 0 | 0 | 0 | 0 | 0 | 0 | 0 | 1372.7136 | 0 | 0
2016-10-21 15:00 | 0 | 0 | 0 | 0 | 0 | 0 | 615690.2196 | 439526 | 0 | 0 | 0 | 0 | 746447.8697 | 0 | 0 | 0 | 0 | 0 | 0 | 0 | 0 | 0 | 788740.7933 | 0 | 0 | 0 | 0 | 0 | 174791.506 | 0 | 0 | 0 | 0 | 0 | 0 | 0 | 0 | 0 | 0 | 0 | 1372.7136 | 0 | 0
2016-10-21 16:00 | 0 | 0 | 0 | 0 | 0 | 0 | 691624.7835 | 443972 | 0 | 0 | 0 | 71488.5639 | 921239.3757 | 0 | 0 | 0 | 0 | 0 | 0 | 0 | 0 | 0 | 789835.8092 | 0 | 0 | 0 | 0 | 71488.5639 | 174791.506 | 0 | 0 | 0 | 0 | 0 | 0 | 0 | 0 | 0 | 0 | 0 | 1372.7136 | 0 | 0
2016-10-21 17:00 | 0 | 0 | 0 | 0 | 0 | 0 | 695784.7835 | 448132 | 0 | 0 | 0 | 142977.1278 | 1096030.8817 | 0 | 0 | 0 | 0 | 0 | 0 | 0 | 0 | 0 | 790930.8207 | 0 | 0 | 0 | 0 | 71488.5639 | 174791.506 | 0 | 0 | 0 | 0 | 0 | 0 | 0 | 0 | 0 | 0 | 0 | 1372.7136 | 0 | 0
2016-10-21 18:00 | 0 | 0 | 0 | 0 | 0 | 0 | 686848.7254 | 450191 | 0 | 0 | 0 | 203470.6336 | 1270822.3878 | 0 | 0 | 0 | 0 | 0 | 0 | 0 | 0 | 0 | 792025.8278 | 0 | 0 | 0 | 0 | 60493.5058 | 174791.506 | 0 | 0 | 0 | 0 | 0 | 0 | 0 | 0 | 0 | 0 | 0 | 1372.7136 | 0 | 0
2016-10-21 19:00 | 0 | 0 | 0 | 0 | 0 | 0 | 627593.2196 | 451429 | 0 | 0 | 0 | 203470.6336 | 1445613.8938 | 0 | 0 | 0 | 0 | 0 | 0 | 0 | 0 | 0 | 793120.8306 | 0 | 0 | 0 | 0 | 0 | 174791.506 | 0 | 0 | 0 | 0 | 0 | 0 | 0 | 0 | 0 | 0 | 0 | 1372.7136 | 0 | 0
2016-10-21 20:00 | 0 | 0 | 0 | 0 | 0 | 0 | 556878.6557 | 452203 | 0 | 0 | 0 | 131982.0697 | 1620405.3999 | 0 | 0 | 0 | 0 | 0 | 0 | 0 | 0 | 0 | 794215.829 | 0 | 0 | 0 | 0 | -71488.5639 | 174791.506 | 0 | 0 | 0 | 0 | 0 | 0 | 0 | 0 | 0 | 0 | 0 | 1372.7136 | 0 | 0
2016-10-21 21:00 | 0 | 0 | 0 | 0 | 0 | 0 | 698778.7835 | 451126 | 0 | 0 | 0 | 203470.6336 | 1795196.9059 | 0 | 0 | 0 | 0 | 0 | 0 | 0 | 0 | 0 | 795310.823 | 0 | 0 | 0 | 0 | 71488.5639 | 174791.506 | 0 | 0 | 0 | 0 | 0 | 0 | 0 | 0 | 0 | 0 | 0 | 1372.7136 | 0 | 0
2016-10-21 22:00 | 0 | 0 | 0 | 0 | 0 | 0 | 625125.2196 | 448961 | 0 | 0 | 0 | 203470.6336 | 1969988.4119 | 0 | 0 | 0 | 0 | 0 | 0 | 0 | 0 | 0 | 796405.8126 | 0 | 0 | 0 | 0 | 0 | 174791.506 | 0 | 0 | 0 | 0 | 0 | 0 | 0 | 0 | 0 | 0 | 0 | 1372.7136 | 0 | 0
2016-10-21 23:00 | 0 | 0 | 0 | 0 | 0 | 0 | 524798.6247 | 449429 | 0 | 0 | 0 | 131982.0697 | 2115473.887 | 0 | 0 | 0 | 0 | 0 | 0 | 0 | 0 | 0 | 797500.7979 | 0 | 0 | 0 | 0 | -71488.5639 | 145485.4751 | 0 | 0 | 0 | 0 | 0 | 0 | 0 | 0 | 0 | 0 | 0 | 1372.7136 | 0 | 0
2016-10-22 | 0 | 0 | 0 | 0 | 0 | 455808.4922 | 115358.2523 | 443542 | 0 | 0 | 0 | 83442.5945 | 2290265.393 | 0 | 0 | 0 | 0 | 0 | 0 | 0 | 0 | 0 | 798595.7787 | 0 | 0 | 0 | 0 | -48539.4752 | 174791.506 | 0 | 0 | 0 | 0 | 0 | 0 | 0 | 0 | 0 | 0 | 0 | 1372.7136 | 0 | 0
2016-10-22 01:00 | 0 | 0 | 0 | 0 | 0 | 87285.2094 | 27.1739 | 430130 | 0 | 0 | 0 | 11954.0306 | 2017563.6266 | 0 | 0 | 0 | 0 | 0 | 0 | 0 | 0 | 0 | 799690.7552 | 0 | 0 | 0 | 0 | -71488.5639 | 0 | 272701.7664 | 0 | 0 | 0 | 0 | 0 | 0 | 0 | 0 | 0 | 0 | 1372.7136 | 0 | 0
2016-10-22 02:00 | 0 | 0 | 0 | 0 | 0 | 401344.683 | 0 | 411926 | 0 | 0 | 0 | 0 | 2017563.6266 | 0 | 0 | 0 | 0 | 0 | 0 | 0 | 0 | 0 | 800785.7273 | 0 | 0 | 0 | 0 | -11954.0306 | 0 | 0 | 0 | 0 | 0 | 0 | 0 | 0 | 0 | 0 | 0 | 0 | 1372.7136 | 0 | 0
2016-10-22 03:00 | 0 | 0 | 0 | 0 | 0 | 461192.2775 | 0 | 388331 | 0 | 0 | 0 | 71488.5639 | 2017563.6266 | 0 | 0 | 0 | 0 | 0 | 0 | 0 | 0 | 0 | 801880.695 | 0 | 0 | 0 | 0 | 71488.5639 | 0 | 0 | 0 | 0 | 0 | 0 | 0 | 0 | 0 | 0 | 0 | 0 | 1372.7136 | 0 | 0
2016-10-22 04:00 | 0 | 0 | 0 | 0 | 0 | 297393.1497 | 0 | 367509 | 0 | 0 | 0 | 0 | 2017563.6266 | 0 | 0 | 0 | 0 | 0 | 0 | 0 | 0 | 0 | 802975.6584 | 0 | 0 | 0 | 0 | -71488.5639 | 0 | 0 | 0 | 0 | 0 | 0 | 0 | 0 | 0 | 0 | 0 | 0 | 1372.7136 | 0 | 0
2016-10-22 05:00 | 0 | 0 | 0 | 0 | 0 | 143955.8943 | 0 | 350055 | 0 | 0 | 0 | 65229.9472 | 1744861.8602 | 0 | 0 | 0 | 0 | 0 | 0 | 0 | 0 | 0 | 804070.6173 | 0 | 0 | 0 | 0 | 65229.9472 | 0 | 272701.7664 | 0 | 0 | 0 | 0 | 0 | 0 | 0 | 0 | 0 | 0 | 1372.7136 | 0 | 0
2016-10-22 06:00 | 0 | 0 | 0 | 0 | 0 | 0 | 0 | 336559 | 0 | 0 | 0 | 0 | 1472160.0938 | 0 | 0 | 0 | 0 | 0 | 0 | 0 | 0 | 0 | 805165.5719 | 0 | 0 | 0 | 0 | -65229.9472 | 0 | 272701.7664 | 0 | 0 | 0 | 0 | 0 | 0 | 0 | 0 | 0 | 0 | 1372.7136 | 0 | 0
2016-10-22 07:00 | 0 | 0 | 0 | 0 | 0 | 329552.7136 | 0 | 328180 | 0 | 0 | 0 | 0 | 1472160.0938 | 0 | 0 | 0 | 0 | 0 | 0 | 0 | 0 | 0 | 806260.5221 | 0 | 0 | 0 | 0 | 0 | 0 | 0 | 0 | 0 | 0 | 0 | 0 | 0 | 0 | 0 | 0 | 0 | 1372.7136 | 0 | 0
2016-10-22 08:00 | 0 | 0 | 0 | 0 | 0 | 397214.2775 | 0 | 324353 | 0 | 0 | 0 | 71488.5639 | 1472160.0938 | 0 | 0 | 0 | 0 | 0 | 0 | 0 | 0 | 0 | 807355.4679 | 0 | 0 | 0 | 0 | 71488.5639 | 0 | 0 | 0 | 0 | 0 | 0 | 0 | 0 | 0 | 0 | 0 | 0 | 1372.7136 | 0 | 0
2016-10-22 09:00 | 0 | 0 | 0 | 0 | 0 | 256165.1497 | 0 | 326281 | 0 | 0 | 0 | 0 | 1472160.0938 | 0 | 0 | 0 | 0 | 0 | 0 | 0 | 0 | 0 | 808450.4094 | 0 | 0 | 0 | 0 | -71488.5639 | 0 | 0 | 0 | 0 | 0 | 0 | 0 | 0 | 0 | 0 | 0 | 0 | 1372.7136 | 0 | 0
2016-10-22 10:00 | 0 | 0 | 0 | 0 | 0 | 335074.7136 | 0 | 333702 | 0 | 0 | 0 | 0 | 1472160.0938 | 0 | 0 | 0 | 0 | 0 | 0 | 0 | 0 | 0 | 809545.3465 | 0 | 0 | 0 | 0 | 0 | 0 | 0 | 0 | 0 | 0 | 0 | 0 | 0 | 0 | 0 | 0 | 0 | 1372.7136 | 0 | 0
2016-10-22 11:00 | 0 | 0 | 0 | 0 | 0 | 146833.5111 | 0 | 346674 | 0 | 0 | 0 | 71488.5639 | 1199458.3274 | 0 | 0 | 0 | 0 | 0 | 0 | 0 | 0 | 0 | 810640.2791 | 0 | 0 | 0 | 0 | 71488.5639 | 0 | 272701.7664 | 0 | 0 | 0 | 0 | 0 | 0 | 0 | 0 | 0 | 0 | 1372.7136 | 0 | 0
2016-10-22 12:00 | 0 | 0 | 0 | 0 | 0 | 290045.1497 | 0 | 360161 | 0 | 0 | 0 | 0 | 1199458.3274 | 0 | 0 | 0 | 0 | 0 | 0 | 0 | 0 | 0 | 811735.2074 | 0 | 0 | 0 | 0 | -71488.5639 | 0 | 0 | 0 | 0 | 0 | 0 | 0 | 0 | 0 | 0 | 0 | 0 | 1372.7136 | 0 | 0
2016-10-22 13:00 | 0 | 0 | 0 | 0 | 0 | 418377.5897 | 2972.3682 | 374661 | 0 | 0 | 0 | 0 | 1244774.5717 | 0 | 0 | 0 | 0 | 0 | 0 | 0 | 0 | 0 | 812830.1314 | 0 | 0 | 0 | 0 | 0 | 45316.2443 | 0 | 0 | 0 | 0 | 0 | 0 | 0 | 0 | 0 | 0 | 0 | 1372.7136 | 0 | 0
2016-10-22 14:00 | 0 | 0 | 0 | 0 | 0 | 0 | 267489.5722 | 383664 | 0 | 0 | 0 | 0 | 1127227.4303 | 0 | 0 | 0 | 0 | 0 | 0 | 0 | 0 | 0 | 813925.0509 | 0 | 0 | 0 | 0 | 0 | 0 | 117547.1414 | 0 | 0 | 0 | 0 | 0 | 0 | 0 | 0 | 0 | 0 | 1372.7136 | 0 | 0
2016-10-22 15:00 | 0 | 0 | 0 | 0 | 0 | 0 | 564136.2196 | 387972 | 0 | 0 | 0 | 0 | 1302018.9363 | 0 | 0 | 0 | 0 | 0 | 0 | 0 | 0 | 0 | 815019.9661 | 0 | 0 | 0 | 0 | 0 | 174791.506 | 0 | 0 | 0 | 0 | 0 | 0 | 0 | 0 | 0 | 0 | 0 | 1372.7136 | 0 | 0
2016-10-22 16:00 | 0 | 0 | 0 | 0 | 0 | 0 | 636269.7835 | 388617 | 0 | 0 | 0 | 71488.5639 | 1476810.4424 | 0 | 0 | 0 | 0 | 0 | 0 | 0 | 0 | 0 | 816114.8769 | 0 | 0 | 0 | 0 | 71488.5639 | 174791.506 | 0 | 0 | 0 | 0 | 0 | 0 | 0 | 0 | 0 | 0 | 0 | 1372.7136 | 0 | 0
2016-10-22 17:00 | 0 | 0 | 0 | 0 | 0 | 0 | 492758.6557 | 388083 | 0 | 0 | 0 | 0 | 1651601.9484 | 0 | 0 | 0 | 0 | 0 | 0 | 0 | 0 | 0 | 817209.7833 | 0 | 0 | 0 | 0 | -71488.5639 | 174791.506 | 0 | 0 | 0 | 0 | 0 | 0 | 0 | 0 | 0 | 0 | 0 | 1372.7136 | 0 | 0
2016-10-22 18:00 | 0 | 0 | 0 | 0 | 0 | 0 | 635336.7835 | 387684 | 0 | 0 | 0 | 71488.5639 | 1826393.4544 | 0 | 0 | 0 | 0 | 0 | 0 | 0 | 0 | 0 | 818304.6853 | 0 | 0 | 0 | 0 | 71488.5639 | 174791.506 | 0 | 0 | 0 | 0 | 0 | 0 | 0 | 0 | 0 | 0 | 0 | 1372.7136 | 0 | 0
2016-10-22 19:00 | 0 | 0 | 0 | 0 | 0 | 0 | 637069.7835 | 389417 | 0 | 0 | 0 | 142977.1278 | 2001184.9605 | 0 | 0 | 0 | 0 | 0 | 0 | 0 | 0 | 0 | 819399.583 | 0 | 0 | 0 | 0 | 71488.5639 | 174791.506 | 0 | 0 | 0 | 0 | 0 | 0 | 0 | 0 | 0 | 0 | 0 | 1372.7136 | 0 | 0
2016-10-22 20:00 | 0 | 0 | 0 | 0 | 0 | 0 | 630405.7254 | 393748 | 0 | 0 | 0 | 203470.6336 | 2175976.4665 | 0 | 0 | 0 | 0 | 0 | 0 | 0 | 0 | 0 | 820494.4762 | 0 | 0 | 0 | 0 | 60493.5058 | 174791.506 | 0 | 0 | 0 | 0 | 0 | 0 | 0 | 0 | 0 | 0 | 0 | 1372.7136 | 0 | 0
2016-10-22 21:00 | 0 | 0 | 0 | 0 | 0 | 0 | 575138.2196 | 398974 | 0 | 0 | 0 | 203470.6336 | 2350767.9726 | 0 | 0 | 0 | 0 | 0 | 0 | 0 | 0 | 0 | 821589.3651 | 0 | 0 | 0 | 0 | 0 | 174791.506 | 0 | 0 | 0 | 0 | 0 | 0 | 0 | 0 | 0 | 0 | 0 | 1372.7136 | 0 | 0
2016-10-22 22:00 | 0 | 0 | 0 | 0 | 0 | 0 | 580042.2196 | 403878 | 0 | 0 | 0 | 203470.6336 | 2525559.4786 | 0 | 0 | 0 | 0 | 0 | 0 | 0 | 0 | 0 | 822684.2496 | 0 | 0 | 0 | 0 | 0 | 174791.506 | 0 | 0 | 0 | 0 | 0 | 0 | 0 | 0 | 0 | 0 | 0 | 1372.7136 | 0 | 0
2016-10-22 23:00 | 0 | 0 | 0 | 0 | 0 | 0 | 441299.9626 | 410658 | 0 | 0 | 0 | 203470.6336 | 2554828.7276 | 0 | 0 | 0 | 0 | 0 | 0 | 0 | 0 | 0 | 823779.1297 | 0 | 0 | 0 | 0 | 0 | 29269.249 | 0 | 0 | 0 | 0 | 0 | 0 | 0 | 0 | 0 | 0 | 0 | 1372.7136 | 0 | 0
2016-10-23 | 0 | 0 | 0 | 0 | 0 | 0 | 88202.9194 | 410237 | 0 | 0 | 0 | 131982.0697 | 2302910.4974 | 0 | 0 | 0 | 0 | 0 | 0 | 0 | 0 | 0 | 824874.0055 | 0 | 0 | 0 | 0 | -71488.5639 | 0 | 251918.2303 | 0 | 0 | 0 | 0 | 0 | 0 | 0 | 0 | 0 | 0 | 1372.7136 | 0 | 0
2016-10-23 01:00 | 0 | 0 | 0 | 0 | 0 | 650720.5555 | 13.228 | 403081 | 0 | 0 | 0 | 203470.6336 | 2477702.0034 | 0 | 0 | 0 | 0 | 0 | 0 | 0 | 0 | 0 | 825968.8769 | 0 | 0 | 0 | 0 | 71488.5639 | 174791.506 | 0 | 0 | 0 | 0 | 0 | 0 | 0 | 0 | 0 | 0 | 0 | 1372.7136 | 0 | 0
2016-10-23 02:00 | 0 | 0 | 0 | 0 | 0 | 390767.7136 | 0 | 389395 | 0 | 0 | 0 | 203470.6336 | 2477702.0034 | 0 | 0 | 0 | 0 | 0 | 0 | 0 | 0 | 0 | 827063.7439 | 0 | 0 | 0 | 0 | 0 | 0 | 0 | 0 | 0 | 0 | 0 | 0 | 0 | 0 | 0 | 0 | 0 | 1372.7136 | 0 | 0
2016-10-23 03:00 | 0 | 0 | 0 | 0 | 0 | 373211.7136 | 0 | 371839 | 0 | 0 | 0 | 203470.6336 | 2477702.0034 | 0 | 0 | 0 | 0 | 0 | 0 | 0 | 0 | 0 | 828158.6065 | 0 | 0 | 0 | 0 | 0 | 0 | 0 | 0 | 0 | 0 | 0 | 0 | 0 | 0 | 0 | 0 | 0 | 1372.7136 | 0 | 0
2016-10-23 04:00 | 0 | 0 | 0 | 0 | 0 | 22560.4414 | 0 | 354383 | 0 | 0 | 0 | 142977.1278 | 2205000.237 | 0 | 0 | 0 | 0 | 0 | 0 | 0 | 0 | 0 | 829253.4647 | 0 | 0 | 0 | 0 | -60493.5058 | 0 | 272701.7664 | 0 | 0 | 0 | 0 | 0 | 0 | 0 | 0 | 0 | 0 | 1372.7136 | 0 | 0
2016-10-23 05:00 | 0 | 0 | 0 | 0 | 0 | 269409.1497 | 0 | 339525 | 0 | 0 | 0 | 71488.5639 | 2205000.237 | 0 | 0 | 0 | 0 | 0 | 0 | 0 | 0 | 0 | 830348.3186 | 0 | 0 | 0 | 0 | -71488.5639 | 0 | 0 | 0 | 0 | 0 | 0 | 0 | 0 | 0 | 0 | 0 | 0 | 1372.7136 | 0 | 0
2016-10-23 06:00 | 0 | 0 | 0 | 0 | 0 | 401221.2775 | 0 | 328360 | 0 | 0 | 0 | 142977.1278 | 2205000.237 | 0 | 0 | 0 | 0 | 0 | 0 | 0 | 0 | 0 | 831443.168 | 0 | 0 | 0 | 0 | 71488.5639 | 0 | 0 | 0 | 0 | 0 | 0 | 0 | 0 | 0 | 0 | 0 | 0 | 1372.7136 | 0 | 0
2016-10-23 07:00 | 0 | 0 | 0 | 0 | 0 | 251361.1497 | 0 | 321477 | 0 | 0 | 0 | 71488.5639 | 2205000.237 | 0 | 0 | 0 | 0 | 0 | 0 | 0 | 0 | 0 | 832538.0131 | 0 | 0 | 0 | 0 | -71488.5639 | 0 | 0 | 0 | 0 | 0 | 0 | 0 | 0 | 0 | 0 | 0 | 0 | 1372.7136 | 0 | 0
2016-10-23 08:00 | 0 | 0 | 0 | 0 | 0 | 248385.1497 | 0 | 318501 | 0 | 0 | 0 | 0 | 2205000.237 | 0 | 0 | 0 | 0 | 0 | 0 | 0 | 0 | 0 | 833632.8538 | 0 | 0 | 0 | 0 | -71488.5639 | 0 | 0 | 0 | 0 | 0 | 0 | 0 | 0 | 0 | 0 | 0 | 0 | 1372.7136 | 0 | 0
2016-10-23 09:00 | 0 | 0 | 0 | 0 | 0 | 47507.9472 | 0 | 318837 | 0 | 0 | 0 | 0 | 1932298.4706 | 0 | 0 | 0 | 0 | 0 | 0 | 0 | 0 | 0 | 834727.6902 | 0 | 0 | 0 | 0 | 0 | 0 | 272701.7664 | 0 | 0 | 0 | 0 | 0 | 0 | 0 | 0 | 0 | 0 | 1372.7136 | 0 | 0
2016-10-23 10:00 | 0 | 0 | 0 | 0 | 0 | 398639.2775 | 0 | 325778 | 0 | 0 | 0 | 71488.5639 | 1932298.4706 | 0 | 0 | 0 | 0 | 0 | 0 | 0 | 0 | 0 | 835822.5221 | 0 | 0 | 0 | 0 | 71488.5639 | 0 | 0 | 0 | 0 | 0 | 0 | 0 | 0 | 0 | 0 | 0 | 0 | 1372.7136 | 0 | 0
2016-10-23 11:00 | 0 | 0 | 0 | 0 | 0 | 265523.1497 | 0 | 335639 | 0 | 0 | 0 | 0 | 1932298.4706 | 0 | 0 | 0 | 0 | 0 | 0 | 0 | 0 | 0 | 836917.3497 | 0 | 0 | 0 | 0 | -71488.5639 | 0 | 0 | 0 | 0 | 0 | 0 | 0 | 0 | 0 | 0 | 0 | 0 | 1372.7136 | 0 | 0
2016-10-23 12:00 | 0 | 0 | 0 | 0 | 0 | 420795.2775 | 0 | 347934 | 0 | 0 | 0 | 71488.5639 | 1932298.4706 | 0 | 0 | 0 | 0 | 0 | 0 | 0 | 0 | 0 | 838012.1729 | 0 | 0 | 0 | 0 | 71488.5639 | 0 | 0 | 0 | 0 | 0 | 0 | 0 | 0 | 0 | 0 | 0 | 0 | 1372.7136 | 0 | 0
2016-10-23 13:00 | 0 | 0 | 0 | 0 | 0 | 257704.3125 | 1453.4637 | 358905 | 0 | 0 | 0 | 0 | 1902667.0971 | 0 | 0 | 0 | 0 | 0 | 0 | 0 | 0 | 0 | 839106.9917 | 0 | 0 | 0 | 0 | -71488.5639 | 0 | 29631.3735 | 0 | 0 | 0 | 0 | 0 | 0 | 0 | 0 | 0 | 0 | 1372.7136 | 0 | 0
2016-10-23 14:00 | 0 | 0 | 0 | 0 | 0 | 0 | 229385.5549 | 364785 | 0 | 0 | 0 | 0 | 1765894.9384 | 0 | 0 | 0 | 0 | 0 | 0 | 0 | 0 | 0 | 840201.8062 | 0 | 0 | 0 | 0 | 0 | 0 | 136772.1587 | 0 | 0 | 0 | 0 | 0 | 0 | 0 | 0 | 0 | 0 | 1372.7136 | 0 | 0
2016-10-23 15:00 | 0 | 0 | 0 | 0 | 0 | 0 | 496926.4313 | 368963 | 0 | 0 | 0 | 0 | 1892485.6561 | 0 | 0 | 0 | 0 | 0 | 0 | 0 | 0 | 0 | 841296.6162 | 0 | 0 | 0 | 0 | 0 | 126590.7177 | 0 | 0 | 0 | 0 | 0 | 0 | 0 | 0 | 0 | 0 | 0 | 1372.7136 | 0 | 0
2016-10-23 16:00 | 0 | 0 | 0 | 0 | 0 | 0 | 562750.6166 | 373345 | 0 | 0 | 0 | 13241.397 | 2067277.1622 | 0 | 0 | 0 | 0 | 0 | 0 | 0 | 0 | 0 | 842391.4219 | 0 | 0 | 0 | 0 | 13241.397 | 174791.506 | 0 | 0 | 0 | 0 | 0 | 0 | 0 | 0 | 0 | 0 | 0 | 1372.7136 | 0 | 0
2016-10-23 17:00 | 0 | 0 | 0 | 0 | 0 | 0 | 625039.7835 | 377387 | 0 | 0 | 0 | 84729.9609 | 2242068.6682 | 0 | 0 | 0 | 0 | 0 | 0 | 0 | 0 | 0 | 843486.2232 | 0 | 0 | 0 | 0 | 71488.5639 | 174791.506 | 0 | 0 | 0 | 0 | 0 | 0 | 0 | 0 | 0 | 0 | 0 | 1372.7136 | 0 | 0
2016-10-23 18:00 | 0 | 0 | 0 | 0 | 0 | 0 | 611664.121 | 380953 | 0 | 0 | 0 | 139276.8623 | 2416860.1742 | 0 | 0 | 0 | 0 | 0 | 0 | 0 | 0 | 0 | 844581.0201 | 0 | 0 | 0 | 0 | 54546.9014 | 174791.506 | 0 | 0 | 0 | 0 | 0 | 0 | 0 | 0 | 0 | 0 | 0 | 1372.7136 | 0 | 0
2016-10-23 19:00 | 0 | 0 | 0 | 0 | 0 | 0 | 596066.8519 | 384868 | 0 | 0 | 0 | 174311.4945 | 2591651.6803 | 0 | 0 | 0 | 0 | 0 | 0 | 0 | 0 | 0 | 845675.8127 | 0 | 0 | 0 | 0 | 35034.6322 | 174791.506 | 0 | 0 | 0 | 0 | 0 | 0 | 0 | 0 | 0 | 0 | 0 | 1372.7136 | 0 | 0
2016-10-23 20:00 | 0 | 0 | 0 | 0 | 0 | 0 | 596506.3587 | 391183 | 0 | 0 | 0 | 203470.6336 | 2766443.1863 | 0 | 0 | 0 | 0 | 0 | 0 | 0 | 0 | 0 | 846770.6008 | 0 | 0 | 0 | 0 | 29159.139 | 174791.506 | 0 | 0 | 0 | 0 | 0 | 0 | 0 | 0 | 0 | 0 | 0 | 1372.7136 | 0 | 0
2016-10-23 21:00 | 0 | 0 | 0 | 0 | 0 | 0 | 574992.2196 | 398828 | 0 | 0 | 0 | 203470.6336 | 2941234.6924 | 0 | 0 | 0 | 0 | 0 | 0 | 0 | 0 | 0 | 847865.3846 | 0 | 0 | 0 | 0 | 0 | 174791.506 | 0 | 0 | 0 | 0 | 0 | 0 | 0 | 0 | 0 | 0 | 0 | 1372.7136 | 0 | 0
2016-10-23 22:00 | 0 | 0 | 0 | 0 | 0 | 0 | 546292.8157 | 408238 | 0 | 0 | 0 | 203470.6336 | 3077916.7944 | 0 | 0 | 0 | 0 | 0 | 0 | 0 | 0 | 0 | 848960.164 | 0 | 0 | 0 | 0 | 0 | 136682.1021 | 0 | 0 | 0 | 0 | 0 | 0 | 0 | 0 | 0 | 0 | 0 | 1372.7136 | 0 | 0
2016-10-23 23:00 | 0 | 0 | 0 | 0 | 0 | 0 | 361853.3186 | 420251 | 0 | 0 | 0 | 203470.6336 | 3018146.3995 | 0 | 0 | 0 | 0 | 0 | 0 | 0 | 0 | 0 | 850054.939 | 0 | 0 | 0 | 0 | 0 | 0 | 59770.3949 | 0 | 0 | 0 | 0 | 0 | 0 | 0 | 0 | 0 | 0 | 1372.7136 | 0 | 0
2016-10-24 | 0 | 0 | 0 | 0 | 0 | 92943.781 | 58322.1661 | 422595 | 0 | 0 | 0 | 203470.6336 | 2745444.6331 | 0 | 0 | 0 | 0 | 0 | 0 | 0 | 0 | 0 | 851149.7097 | 0 | 0 | 0 | 0 | 0 | 0 | 272701.7664 | 0 | 0 | 0 | 0 | 0 | 0 | 0 | 0 | 0 | 0 | 1372.7136 | 0 | 0
2016-10-24 01:00 | 0 | 0 | 0 | 0 | 0 | 341531.3573 | 11.7924 | 411659 | 0 | 0 | 0 | 131982.0697 | 2745444.6331 | 0 | 0 | 0 | 0 | 0 | 0 | 0 | 0 | 0 | 852244.4759 | 0 | 0 | 0 | 0 | -71488.5639 | 0 | 0 | 0 | 0 | 0 | 0 | 0 | 0 | 0 | 0 | 0 | 0 | 1372.7136 | 0 | 0
2016-10-24 02:00 | 0 | 0 | 0 | 0 | 0 | 323554.1497 | 0 | 393670 | 0 | 0 | 0 | 60493.5058 | 2745444.6331 | 0 | 0 | 0 | 0 | 0 | 0 | 0 | 0 | 0 | 853339.2378 | 0 | 0 | 0 | 0 | -71488.5639 | 0 | 0 | 0 | 0 | 0 | 0 | 0 | 0 | 0 | 0 | 0 | 0 | 1372.7136 | 0 | 0
2016-10-24 03:00 | 0 | 0 | 0 | 0 | 0 | 444420.2775 | 0 | 371559 | 0 | 0 | 0 | 131982.0697 | 2745444.6331 | 0 | 0 | 0 | 0 | 0 | 0 | 0 | 0 | 0 | 854433.9953 | 0 | 0 | 0 | 0 | 71488.5639 | 0 | 0 | 0 | 0 | 0 | 0 | 0 | 0 | 0 | 0 | 0 | 0 | 1372.7136 | 0 | 0
2016-10-24 04:00 | 0 | 0 | 0 | 0 | 0 | 425203.2775 | 0 | 352342 | 0 | 0 | 0 | 203470.6336 | 2745444.6331 | 0 | 0 | 0 | 0 | 0 | 0 | 0 | 0 | 0 | 855528.7485 | 0 | 0 | 0 | 0 | 71488.5639 | 0 | 0 | 0 | 0 | 0 | 0 | 0 | 0 | 0 | 0 | 0 | 0 | 1372.7136 | 0 | 0
2016-10-24 05:00 | 0 | 0 | 0 | 0 | 0 | 321087.0969 | 0 | 336659 | 0 | 0 | 0 | 186526.0168 | 2745444.6331 | 0 | 0 | 0 | 0 | 0 | 0 | 0 | 0 | 0 | 856623.4972 | 0 | 0 | 0 | 0 | -16944.6167 | 0 | 0 | 0 | 0 | 0 | 0 | 0 | 0 | 0 | 0 | 0 | 0 | 1372.7136 | 0 | 0
2016-10-24 06:00 | 0 | 0 | 0 | 0 | 0 | 0 | 0 | 325873 | 0 | 0 | 0 | 131982.0697 | 2472742.8667 | 0 | 0 | 0 | 0 | 0 | 0 | 0 | 0 | 0 | 857718.2416 | 0 | 0 | 0 | 0 | -54543.9472 | 0 | 272701.7664 | 0 | 0 | 0 | 0 | 0 | 0 | 0 | 0 | 0 | 0 | 1372.7136 | 0 | 0
2016-10-24 07:00 | 0 | 0 | 0 | 0 | 0 | 394038.2775 | 0 | 321177 | 0 | 0 | 0 | 203470.6336 | 2472742.8667 | 0 | 0 | 0 | 0 | 0 | 0 | 0 | 0 | 0 | 858812.9816 | 0 | 0 | 0 | 0 | 71488.5639 | 0 | 0 | 0 | 0 | 0 | 0 | 0 | 0 | 0 | 0 | 0 | 0 | 1372.7136 | 0 | 0
2016-10-24 08:00 | 0 | 0 | 0 | 0 | 0 | 251999.1497 | 0 | 322115 | 0 | 0 | 0 | 131982.0697 | 2472742.8667 | 0 | 0 | 0 | 0 | 0 | 0 | 0 | 0 | 0 | 859907.7172 | 0 | 0 | 0 | 0 | -71488.5639 | 0 | 0 | 0 | 0 | 0 | 0 | 0 | 0 | 0 | 0 | 0 | 0 | 1372.7136 | 0 | 0
2016-10-24 09:00 | 0 | 0 | 0 | 0 | 0 | 134549.5111 | 0 | 334390 | 0 | 0 | 0 | 203470.6336 | 2200041.1003 | 0 | 0 | 0 | 0 | 0 | 0 | 0 | 0 | 0 | 861002.4484 | 0 | 0 | 0 | 0 | 71488.5639 | 0 | 272701.7664 | 0 | 0 | 0 | 0 | 0 | 0 | 0 | 0 | 0 | 0 | 1372.7136 | 0 | 0
2016-10-24 10:00 | 0 | 0 | 0 | 0 | 0 | 292597.1497 | 0 | 362713 | 0 | 0 | 0 | 131982.0697 | 2200041.1003 | 0 | 0 | 0 | 0 | 0 | 0 | 0 | 0 | 0 | 862097.1753 | 0 | 0 | 0 | 0 | -71488.5639 | 0 | 0 | 0 | 0 | 0 | 0 | 0 | 0 | 0 | 0 | 0 | 0 | 1372.7136 | 0 | 0
2016-10-24 11:00 | 0 | 0 | 0 | 0 | 0 | 322140.7709 | 0 | 392252 | 0 | 0 | 0 | 203470.6336 | 2057068.5937 | 0 | 0 | 0 | 0 | 0 | 0 | 0 | 0 | 0 | 863191.8978 | 0 | 0 | 0 | 0 | 71488.5639 | 0 | 142972.5065 | 0 | 0 | 0 | 0 | 0 | 0 | 0 | 0 | 0 | 0 | 1372.7136 | 0 | 0
2016-10-24 12:00 | 0 | 0 | 0 | 0 | 0 | 135035.9472 | 0 | 406365 | 0 | 0 | 0 | 203470.6336 | 1784366.8273 | 0 | 0 | 0 | 0 | 0 | 0 | 0 | 0 | 0 | 864286.6159 | 0 | 0 | 0 | 0 | 0 | 0 | 272701.7664 | 0 | 0 | 0 | 0 | 0 | 0 | 0 | 0 | 0 | 0 | 1372.7136 | 0 | 0
2016-10-24 13:00 | 0 | 0 | 0 | 0 | 0 | 69516.2433 | 2154.14 | 414488 | 0 | 0 | 0 | 131982.0697 | 1511665.0609 | 0 | 0 | 0 | 0 | 0 | 0 | 0 | 0 | 0 | 865381.3296 | 0 | 0 | 0 | 0 | -71488.5639 | 0 | 272701.7664 | 0 | 0 | 0 | 0 | 0 | 0 | 0 | 0 | 0 | 0 | 1372.7136 | 0 | 0
2016-10-24 14:00 | 0 | 0 | 0 | 0 | 0 | 156298.2807 | 229723.0193 | 422221 | 0 | 0 | 0 | 60493.5058 | 1545581.2112 | 0 | 0 | 0 | 0 | 0 | 0 | 0 | 0 | 0 | 866476.0389 | 0 | 0 | 0 | 0 | -71488.5639 | 33916.1503 | 0 | 0 | 0 | 0 | 0 | 0 | 0 | 0 | 0 | 0 | 0 | 1372.7136 | 0 | 0
2016-10-24 15:00 | 0 | 0 | 0 | 0 | 0 | 0 | 431378.8138 | 427759 | 0 | 0 | 0 | 62740.606 | 1545581.2112 | 0 | 0 | 0 | 0 | 0 | 0 | 0 | 0 | 0 | 867570.7439 | 0 | 0 | 0 | 0 | 2247.1002 | 0 | 0 | 0 | 0 | 0 | 0 | 0 | 0 | 0 | 0 | 0 | 0 | 1372.7136 | 0 | 0
2016-10-24 16:00 | 0 | 0 | 0 | 0 | 0 | 0 | 524742.7912 | 432360 | 0 | 0 | 0 | 0 | 1699331.8948 | 0 | 0 | 0 | 0 | 0 | 0 | 0 | 0 | 0 | 868665.4445 | 0 | 0 | 0 | 0 | -62740.606 | 153750.6836 | 0 | 0 | 0 | 0 | 0 | 0 | 0 | 0 | 0 | 0 | 0 | 1372.7136 | 0 | 0
2016-10-24 17:00 | 0 | 0 | 0 | 0 | 0 | 0 | 543137.5264 | 437102 | 0 | 0 | 0 | 0 | 1803994.7076 | 0 | 0 | 0 | 0 | 0 | 0 | 0 | 0 | 0 | 869760.1407 | 0 | 0 | 0 | 0 | 0 | 104662.8128 | 0 | 0 | 0 | 0 | 0 | 0 | 0 | 0 | 0 | 0 | 0 | 1372.7136 | 0 | 0
2016-10-24 18:00 | 0 | 0 | 0 | 0 | 0 | 0 | 530849.0419 | 441106 | 0 | 0 | 0 | 71488.5639 | 1820876.472 | 0 | 0 | 0 | 0 | 0 | 0 | 0 | 0 | 0 | 870854.8325 | 0 | 0 | 0 | 0 | 71488.5639 | 16881.7644 | 0 | 0 | 0 | 0 | 0 | 0 | 0 | 0 | 0 | 0 | 0 | 1372.7136 | 0 | 0
2016-10-24 19:00 | 0 | 0 | 0 | 0 | 0 | 0 | 513912.1069 | 444839 | 0 | 0 | 0 | 15665.2248 | 1944400.2045 | 0 | 0 | 0 | 0 | 0 | 0 | 0 | 0 | 0 | 871949.52 | 0 | 0 | 0 | 0 | -55823.3391 | 123523.7325 | 0 | 0 | 0 | 0 | 0 | 0 | 0 | 0 | 0 | 0 | 0 | 1372.7136 | 0 | 0
2016-10-24 20:00 | 0 | 0 | 0 | 0 | 0 | 0 | 496683.9954 | 448354 | 0 | 0 | 0 | 62622.5066 | 1944400.2045 | 0 | 0 | 0 | 0 | 0 | 0 | 0 | 0 | 0 | 873044.203 | 0 | 0 | 0 | 0 | 46957.2819 | 0 | 0 | 0 | 0 | 0 | 0 | 0 | 0 | 0 | 0 | 0 | 0 | 1372.7136 | 0 | 0
2016-10-24 21:00 | 0 | 0 | 0 | 0 | 0 | 0 | 461780.7708 | 451542 | 0 | 0 | 0 | 71488.5639 | 1944400.2045 | 0 | 0 | 0 | 0 | 0 | 0 | 0 | 0 | 0 | 874138.8817 | 0 | 0 | 0 | 0 | 8866.0573 | 0 | 0 | 0 | 0 | 0 | 0 | 0 | 0 | 0 | 0 | 0 | 0 | 1372.7136 | 0 | 0
2016-10-24 22:00 | 0 | 0 | 0 | 0 | 0 | 0 | 389058.2012 | 454806 | 0 | 0 | 0 | 0 | 1948768.256 | 0 | 0 | 0 | 0 | 0 | 0 | 0 | 0 | 0 | 875233.556 | 0 | 0 | 0 | 0 | -71488.5639 | 4368.0515 | 0 | 0 | 0 | 0 | 0 | 0 | 0 | 0 | 0 | 0 | 0 | 1372.7136 | 0 | 0
2016-10-24 23:00 | 0 | 0 | 0 | 0 | 0 | 29757.811 | 232503.7001 | 462102 | 0 | 0 | 0 | 71488.5639 | 1676066.4896 | 0 | 0 | 0 | 0 | 0 | 0 | 0 | 0 | 0 | 876328.226 | 0 | 0 | 0 | 0 | 71488.5639 | 0 | 272701.7664 | 0 | 0 | 0 | 0 | 0 | 0 | 0 | 0 | 0 | 0 | 1372.7136 | 0 | 0
2016-10-25 | 0 | 0 | 0 | 0 | 0 | 66277.7531 | 50322.6301 | 459418 | 0 | 0 | 0 | 0 | 1403364.7232 | 0 | 0 | 0 | 0 | 0 | 0 | 0 | 0 | 0 | 877422.8915 | 0 | 0 | 0 | 0 | -71488.5639 | 0 | 272701.7664 | 0 | 0 | 0 | 0 | 0 | 0 | 0 | 0 | 0 | 0 | 1372.7136 | 0 | 0
2016-10-25 01:00 | 0 | 0 | 0 | 0 | 0 | 447074.5881 | 13.1255 | 445715 | 0 | 0 | 0 | 0 | 1403364.7232 | 0 | 0 | 0 | 0 | 0 | 0 | 0 | 0 | 0 | 878517.5527 | 0 | 0 | 0 | 0 | 0 | 0 | 0 | 0 | 0 | 0 | 0 | 0 | 0 | 0 | 0 | 0 | 0 | 1372.7136 | 0 | 0
2016-10-25 02:00 | 0 | 0 | 0 | 0 | 0 | 150568.9472 | 0 | 421898 | 0 | 0 | 0 | 0 | 1130662.9567 | 0 | 0 | 0 | 0 | 0 | 0 | 0 | 0 | 0 | 879612.2095 | 0 | 0 | 0 | 0 | 0 | 0 | 272701.7664 | 0 | 0 | 0 | 0 | 0 | 0 | 0 | 0 | 0 | 0 | 1372.7136 | 0 | 0
2016-10-25 03:00 | 0 | 0 | 0 | 0 | 0 | 468151.2775 | 0 | 395290 | 0 | 0 | 0 | 71488.5639 | 1130662.9567 | 0 | 0 | 0 | 0 | 0 | 0 | 0 | 0 | 0 | 880706.8619 | 0 | 0 | 0 | 0 | 71488.5639 | 0 | 0 | 0 | 0 | 0 | 0 | 0 | 0 | 0 | 0 | 0 | 0 | 1372.7136 | 0 | 0
2016-10-25 04:00 | 0 | 0 | 0 | 0 | 0 | 300812.1497 | 0 | 370928 | 0 | 0 | 0 | 0 | 1130662.9567 | 0 | 0 | 0 | 0 | 0 | 0 | 0 | 0 | 0 | 881801.5099 | 0 | 0 | 0 | 0 | -71488.5639 | 0 | 0 | 0 | 0 | 0 | 0 | 0 | 0 | 0 | 0 | 0 | 0 | 1372.7136 | 0 | 0
2016-10-25 05:00 | 0 | 0 | 0 | 0 | 0 | 425969.2775 | 0 | 353108 | 0 | 0 | 0 | 71488.5639 | 1130662.9567 | 0 | 0 | 0 | 0 | 0 | 0 | 0 | 0 | 0 | 882896.1536 | 0 | 0 | 0 | 0 | 71488.5639 | 0 | 0 | 0 | 0 | 0 | 0 | 0 | 0 | 0 | 0 | 0 | 0 | 1372.7136 | 0 | 0
2016-10-25 06:00 | 0 | 0 | 0 | 0 | 0 | 341865.7136 | 0 | 340493 | 0 | 0 | 0 | 71488.5639 | 1130662.9567 | 0 | 0 | 0 | 0 | 0 | 0 | 0 | 0 | 0 | 883990.7929 | 0 | 0 | 0 | 0 | 0 | 0 | 0 | 0 | 0 | 0 | 0 | 0 | 0 | 0 | 0 | 0 | 0 | 1372.7136 | 0 | 0
2016-10-25 07:00 | 0 | 0 | 0 | 0 | 0 | 263756.1497 | 0 | 333872 | 0 | 0 | 0 | 0 | 1130662.9567 | 0 | 0 | 0 | 0 | 0 | 0 | 0 | 0 | 0 | 885085.4278 | 0 | 0 | 0 | 0 | -71488.5639 | 0 | 0 | 0 | 0 | 0 | 0 | 0 | 0 | 0 | 0 | 0 | 0 | 1372.7136 | 0 | 0
2016-10-25 08:00 | 0 | 0 | 0 | 0 | 0 | 406701.2775 | 0 | 333840 | 0 | 0 | 0 | 71488.5639 | 1130662.9567 | 0 | 0 | 0 | 0 | 0 | 0 | 0 | 0 | 0 | 886180.0583 | 0 | 0 | 0 | 0 | 71488.5639 | 0 | 0 | 0 | 0 | 0 | 0 | 0 | 0 | 0 | 0 | 0 | 0 | 1372.7136 | 0 | 0
2016-10-25 09:00 | 0 | 0 | 0 | 0 | 0 | 275134.1497 | 0 | 345250 | 0 | 0 | 0 | 0 | 1130662.9567 | 0 | 0 | 0 | 0 | 0 | 0 | 0 | 0 | 0 | 887274.6845 | 0 | 0 | 0 | 0 | -71488.5639 | 0 | 0 | 0 | 0 | 0 | 0 | 0 | 0 | 0 | 0 | 0 | 0 | 1372.7136 | 0 | 0
2016-10-25 10:00 | 0 | 0 | 0 | 0 | 0 | 375752.7136 | 0 | 374380 | 0 | 0 | 0 | 0 | 1130662.9567 | 0 | 0 | 0 | 0 | 0 | 0 | 0 | 0 | 0 | 888369.3062 | 0 | 0 | 0 | 0 | 0 | 0 | 0 | 0 | 0 | 0 | 0 | 0 | 0 | 0 | 0 | 0 | 0 | 1372.7136 | 0 | 0
2016-10-25 11:00 | 0 | 0 | 0 | 0 | 0 | 131461.9472 | 0 | 402791 | 0 | 0 | 0 | 0 | 857961.1903 | 0 | 0 | 0 | 0 | 0 | 0 | 0 | 0 | 0 | 889463.9236 | 0 | 0 | 0 | 0 | 0 | 0 | 272701.7664 | 0 | 0 | 0 | 0 | 0 | 0 | 0 | 0 | 0 | 0 | 1372.7136 | 0 | 0
2016-10-25 12:00 | 0 | 0 | 0 | 0 | 0 | 415949.7136 | 0 | 414577 | 0 | 0 | 0 | 0 | 857961.1903 | 0 | 0 | 0 | 0 | 0 | 0 | 0 | 0 | 0 | 890558.5366 | 0 | 0 | 0 | 0 | 0 | 0 | 0 | 0 | 0 | 0 | 0 | 0 | 0 | 0 | 0 | 0 | 0 | 1372.7136 | 0 | 0
2016-10-25 13:00 | 0 | 0 | 0 | 0 | 0 | 395190.9629 | 624.0542 | 420864 | 0 | 0 | 0 | 71488.5639 | 760050.93 | 0 | 0 | 0 | 0 | 0 | 0 | 0 | 0 | 0 | 891653.1453 | 0 | 0 | 0 | 0 | 71488.5639 | 174791.506 | 272701.7664 | 0 | 0 | 0 | 0 | 0 | 0 | 0 | 0 | 0 | 0 | 1372.7136 | 0 | 0
2016-10-25 14:00 | 0 | 0 | 0 | 0 | 0 | 346129.077 | 106001.1783 | 425780 | 0 | 0 | 0 | 0 | 856517.0356 | 0 | 0 | 0 | 0 | 0 | 0 | 0 | 0 | 0 | 892747.7495 | 0 | 0 | 0 | 0 | -71488.5639 | 96466.1056 | 0 | 0 | 0 | 0 | 0 | 0 | 0 | 0 | 0 | 0 | 0 | 1372.7136 | 0 | 0
2016-10-25 15:00 | 0 | 0 | 0 | 0 | 0 | 0 | 377649.7373 | 429361 | 0 | 0 | 0 | 71488.5639 | 731944.4954 | 0 | 0 | 0 | 0 | 0 | 0 | 0 | 0 | 0 | 893842.3494 | 0 | 0 | 0 | 0 | 71488.5639 | 0 | 124572.5402 | 0 | 0 | 0 | 0 | 0 | 0 | 0 | 0 | 0 | 0 | 1372.7136 | 0 | 0
2016-10-25 16:00 | 0 | 0 | 0 | 0 | 0 | 0 | 541224.7548 | 433164 | 0 | 0 | 0 | 3385.0991 | 906736.0014 | 0 | 0 | 0 | 0 | 0 | 0 | 0 | 0 | 0 | 894936.9449 | 0 | 0 | 0 | 0 | -68103.4648 | 174791.506 | 0 | 0 | 0 | 0 | 0 | 0 | 0 | 0 | 0 | 0 | 0 | 1372.7136 | 0 | 0
2016-10-25 17:00 | 0 | 0 | 0 | 0 | 0 | 0 | 601167.9212 | 437173 | 0 | 0 | 0 | 0 | 1072743.3082 | 0 | 0 | 0 | 0 | 0 | 0 | 0 | 0 | 0 | 896031.536 | 0 | 0 | 0 | 0 | -3385.0991 | 166007.3067 | 0 | 0 | 0 | 0 | 0 | 0 | 0 | 0 | 0 | 0 | 0 | 1372.7136 | 0 | 0
2016-10-25 18:00 | 0 | 0 | 0 | 0 | 0 | 0 | 595280.0673 | 440755 | 0 | 0 | 0 | 0 | 1225895.6619 | 0 | 0 | 0 | 0 | 0 | 0 | 0 | 0 | 0 | 897126.1227 | 0 | 0 | 0 | 0 | 0 | 153152.3537 | 0 | 0 | 0 | 0 | 0 | 0 | 0 | 0 | 0 | 0 | 0 | 1372.7136 | 0 | 0
2016-10-25 19:00 | 0 | 0 | 0 | 0 | 0 | 0 | 586464.2657 | 444026 | 0 | 0 | 0 | 33135.6512 | 1333825.5629 | 0 | 0 | 0 | 0 | 0 | 0 | 0 | 0 | 0 | 898220.7051 | 0 | 0 | 0 | 0 | 33135.6512 | 107929.901 | 0 | 0 | 0 | 0 | 0 | 0 | 0 | 0 | 0 | 0 | 0 | 1372.7136 | 0 | 0
2016-10-25 20:00 | 0 | 0 | 0 | 0 | 0 | 0 | 599395.3083 | 448066 | 0 | 0 | 0 | 8300.7398 | 1508617.0689 | 0 | 0 | 0 | 0 | 0 | 0 | 0 | 0 | 0 | 899315.2831 | 0 | 0 | 0 | 0 | -24834.9113 | 174791.506 | 0 | 0 | 0 | 0 | 0 | 0 | 0 | 0 | 0 | 0 | 0 | 1372.7136 | 0 | 0
2016-10-25 21:00 | 0 | 0 | 0 | 0 | 0 | 0 | 619860.4798 | 451997 | 0 | 0 | 0 | 0 | 1683408.575 | 0 | 0 | 0 | 0 | 0 | 0 | 0 | 0 | 0 | 900409.8567 | 0 | 0 | 0 | 0 | -8300.7398 | 174791.506 | 0 | 0 | 0 | 0 | 0 | 0 | 0 | 0 | 0 | 0 | 0 | 1372.7136 | 0 | 0
2016-10-25 22:00 | 0 | 0 | 0 | 0 | 0 | 0 | 605439.2837 | 457558 | 0 | 0 | 0 | 71488.5639 | 1758428.5811 | 0 | 0 | 0 | 0 | 0 | 0 | 0 | 0 | 0 | 901504.4259 | 0 | 0 | 0 | 0 | 71488.5639 | 75020.0062 | 0 | 0 | 0 | 0 | 0 | 0 | 0 | 0 | 0 | 0 | 0 | 1372.7136 | 0 | 0
2016-10-25 23:00 | 0 | 0 | 0 | 0 | 0 | 65544.4704 | 462286.749 | 465965 | 0 | 0 | 0 | 131982.0697 | 1758428.5811 | 0 | 0 | 0 | 0 | 0 | 0 | 0 | 0 | 0 | 902598.9908 | 0 | 0 | 0 | 0 | 60493.5058 | 0 | 0 | 0 | 0 | 0 | 0 | 0 | 0 | 0 | 0 | 0 | 0 | 1372.7136 | 0 | 0
2016-10-26 | 0 | 0 | 0 | 0 | 0 | 624281.6234 | 86577.1602 | 463206 | 0 | 0 | 0 | 203470.6336 | 1933220.0872 | 0 | 0 | 0 | 0 | 0 | 0 | 0 | 0 | 0 | 903693.5512 | 0 | 0 | 0 | 0 | 71488.5639 | 174791.506 | 0 | 0 | 0 | 0 | 0 | 0 | 0 | 0 | 0 | 0 | 0 | 1372.7136 | 0 | 0
2016-10-26 01:00 | 0 | 0 | 0 | 0 | 0 | 380693.3318 | 12.8179 | 450822 | 0 | 0 | 0 | 131982.0697 | 1933220.0872 | 0 | 0 | 0 | 0 | 0 | 0 | 0 | 0 | 0 | 904788.1073 | 0 | 0 | 0 | 0 | -71488.5639 | 0 | 0 | 0 | 0 | 0 | 0 | 0 | 0 | 0 | 0 | 0 | 0 | 1372.7136 | 0 | 0
2016-10-26 02:00 | 0 | 0 | 0 | 0 | 0 | 357373.1497 | 0 | 427489 | 0 | 0 | 0 | 60493.5058 | 1933220.0872 | 0 | 0 | 0 | 0 | 0 | 0 | 0 | 0 | 0 | 905882.659 | 0 | 0 | 0 | 0 | -71488.5639 | 0 | 0 | 0 | 0 | 0 | 0 | 0 | 0 | 0 | 0 | 0 | 0 | 1372.7136 | 0 | 0
2016-10-26 03:00 | 0 | 0 | 0 | 0 | 0 | 342022.2078 | 0 | 401143 | 0 | 0 | 0 | 0 | 1933220.0872 | 0 | 0 | 0 | 0 | 0 | 0 | 0 | 0 | 0 | 906977.2064 | 0 | 0 | 0 | 0 | -60493.5058 | 0 | 0 | 0 | 0 | 0 | 0 | 0 | 0 | 0 | 0 | 0 | 0 | 1372.7136 | 0 | 0
2016-10-26 04:00 | 0 | 0 | 0 | 0 | 0 | 378839.7136 | 0 | 377467 | 0 | 0 | 0 | 0 | 1933220.0872 | 0 | 0 | 0 | 0 | 0 | 0 | 0 | 0 | 0 | 908071.7493 | 0 | 0 | 0 | 0 | 0 | 0 | 0 | 0 | 0 | 0 | 0 | 0 | 0 | 0 | 0 | 0 | 0 | 1372.7136 | 0 | 0
2016-10-26 05:00 | 0 | 0 | 0 | 0 | 0 | 431849.2775 | 0 | 358988 | 0 | 0 | 0 | 71488.5639 | 1933220.0872 | 0 | 0 | 0 | 0 | 0 | 0 | 0 | 0 | 0 | 909166.2879 | 0 | 0 | 0 | 0 | 71488.5639 | 0 | 0 | 0 | 0 | 0 | 0 | 0 | 0 | 0 | 0 | 0 | 0 | 1372.7136 | 0 | 0
2016-10-26 06:00 | 0 | 0 | 0 | 0 | 0 | 348335.7136 | 0 | 346963 | 0 | 0 | 0 | 71488.5639 | 1933220.0872 | 0 | 0 | 0 | 0 | 0 | 0 | 0 | 0 | 0 | 910260.8221 | 0 | 0 | 0 | 0 | 0 | 0 | 0 | 0 | 0 | 0 | 0 | 0 | 0 | 0 | 0 | 0 | 0 | 1372.7136 | 0 | 0
2016-10-26 07:00 | 0 | 0 | 0 | 0 | 0 | 270420.1497 | 0 | 340536 | 0 | 0 | 0 | 0 | 1933220.0872 | 0 | 0 | 0 | 0 | 0 | 0 | 0 | 0 | 0 | 911355.3519 | 0 | 0 | 0 | 0 | -71488.5639 | 0 | 0 | 0 | 0 | 0 | 0 | 0 | 0 | 0 | 0 | 0 | 0 | 1372.7136 | 0 | 0
2016-10-26 08:00 | 0 | 0 | 0 | 0 | 0 | 414238.2775 | 0 | 341377 | 0 | 0 | 0 | 71488.5639 | 1933220.0872 | 0 | 0 | 0 | 0 | 0 | 0 | 0 | 0 | 0 | 912449.8774 | 0 | 0 | 0 | 0 | 71488.5639 | 0 | 0 | 0 | 0 | 0 | 0 | 0 | 0 | 0 | 0 | 0 | 0 | 1372.7136 | 0 | 0
2016-10-26 09:00 | 0 | 0 | 0 | 0 | 0 | 80579.9472 | 0 | 351909 | 0 | 0 | 0 | 71488.5639 | 1660518.3208 | 0 | 0 | 0 | 0 | 0 | 0 | 0 | 0 | 0 | 913544.3985 | 0 | 0 | 0 | 0 | 0 | 0 | 272701.7664 | 0 | 0 | 0 | 0 | 0 | 0 | 0 | 0 | 0 | 0 | 1372.7136 | 0 | 0
2016-10-26 10:00 | 0 | 0 | 0 | 0 | 0 | 309773.1497 | 0 | 379889 | 0 | 0 | 0 | 0 | 1660518.3208 | 0 | 0 | 0 | 0 | 0 | 0 | 0 | 0 | 0 | 914638.9151 | 0 | 0 | 0 | 0 | -71488.5639 | 0 | 0 | 0 | 0 | 0 | 0 | 0 | 0 | 0 | 0 | 0 | 0 | 1372.7136 | 0 | 0
2016-10-26 11:00 | 0 | 0 | 0 | 0 | 0 | 409892.7136 | 0 | 408520 | 0 | 0 | 0 | 0 | 1660518.3208 | 0 | 0 | 0 | 0 | 0 | 0 | 0 | 0 | 0 | 915733.4275 | 0 | 0 | 0 | 0 | 0 | 0 | 0 | 0 | 0 | 0 | 0 | 0 | 0 | 0 | 0 | 0 | 0 | 1372.7136 | 0 | 0
2016-10-26 12:00 | 0 | 0 | 0 | 0 | 0 | 148594.9472 | 0 | 419924 | 0 | 0 | 0 | 0 | 1387816.5544 | 0 | 0 | 0 | 0 | 0 | 0 | 0 | 0 | 0 | 916827.9354 | 0 | 0 | 0 | 0 | 0 | 0 | 272701.7664 | 0 | 0 | 0 | 0 | 0 | 0 | 0 | 0 | 0 | 0 | 1372.7136 | 0 | 0
2016-10-26 13:00 | 0 | 0 | 0 | 0 | 0 | 368868.3592 | 1571.1798 | 425356 | 0 | 0 | 0 | 0 | 1331527.3798 | 0 | 0 | 0 | 0 | 0 | 0 | 0 | 0 | 0 | 917922.4389 | 0 | 0 | 0 | 0 | 0 | 174791.506 | 231080.6806 | 0 | 0 | 0 | 0 | 0 | 0 | 0 | 0 | 0 | 0 | 1372.7136 | 0 | 0
2016-10-26 14:00 | 0 | 0 | 0 | 0 | 0 | 0 | 227180.282 | 430914 | 0 | 0 | 0 | 0 | 1126420.9482 | 0 | 0 | 0 | 0 | 0 | 0 | 0 | 0 | 0 | 919016.9381 | 0 | 0 | 0 | 0 | 0 | 67595.3348 | 272701.7664 | 0 | 0 | 0 | 0 | 0 | 0 | 0 | 0 | 0 | 0 | 1372.7136 | 0 | 0
2016-10-26 15:00 | 0 | 0 | 0 | 0 | 0 | 0 | 617605.008 | 434118 | 0 | 0 | 0 | 7322.7884 | 1301212.4542 | 0 | 0 | 0 | 0 | 0 | 0 | 0 | 0 | 0 | 920111.4329 | 0 | 0 | 0 | 0 | 7322.7884 | 174791.506 | 0 | 0 | 0 | 0 | 0 | 0 | 0 | 0 | 0 | 0 | 0 | 1372.7136 | 0 | 0
2016-10-26 16:00 | 0 | 0 | 0 | 0 | 0 | 0 | 685517.7835 | 437865 | 0 | 0 | 0 | 78811.3523 | 1476003.9603 | 0 | 0 | 0 | 0 | 0 | 0 | 0 | 0 | 0 | 921205.9233 | 0 | 0 | 0 | 0 | 71488.5639 | 174791.506 | 0 | 0 | 0 | 0 | 0 | 0 | 0 | 0 | 0 | 0 | 0 | 1372.7136 | 0 | 0
2016-10-26 17:00 | 0 | 0 | 0 | 0 | 0 | 0 | 690067.045 | 442826 | 0 | 0 | 0 | 149888.1777 | 1650795.4663 | 0 | 0 | 0 | 0 | 0 | 0 | 0 | 0 | 0 | 922300.4094 | 0 | 0 | 0 | 0 | 71076.8254 | 174791.506 | 0 | 0 | 0 | 0 | 0 | 0 | 0 | 0 | 0 | 0 | 0 | 1372.7136 | 0 | 0
2016-10-26 18:00 | 0 | 0 | 0 | 0 | 0 | 0 | 657243.1092 | 447686 | 0 | 0 | 0 | 183281.0672 | 1825586.9723 | 0 | 0 | 0 | 0 | 0 | 0 | 0 | 0 | 0 | 923394.891 | 0 | 0 | 0 | 0 | 33392.8896 | 174791.506 | 0 | 0 | 0 | 0 | 0 | 0 | 0 | 0 | 0 | 0 | 0 | 1372.7136 | 0 | 0
2016-10-26 19:00 | 0 | 0 | 0 | 0 | 0 | 0 | 642864.0541 | 452795 | 0 | 0 | 0 | 197185.9017 | 2000378.4784 | 0 | 0 | 0 | 0 | 0 | 0 | 0 | 0 | 0 | 924489.3683 | 0 | 0 | 0 | 0 | 13904.8345 | 174791.506 | 0 | 0 | 0 | 0 | 0 | 0 | 0 | 0 | 0 | 0 | 0 | 1372.7136 | 0 | 0
2016-10-26 20:00 | 0 | 0 | 0 | 0 | 0 | 0 | 640736.9515 | 458288 | 0 | 0 | 0 | 203470.6336 | 2175169.9844 | 0 | 0 | 0 | 0 | 0 | 0 | 0 | 0 | 0 | 925583.8412 | 0 | 0 | 0 | 0 | 6284.7318 | 174791.506 | 0 | 0 | 0 | 0 | 0 | 0 | 0 | 0 | 0 | 0 | 0 | 1372.7136 | 0 | 0
2016-10-26 21:00 | 0 | 0 | 0 | 0 | 0 | 0 | 630785.755 | 463634 | 0 | 0 | 0 | 194458.1689 | 2349961.4905 | 0 | 0 | 0 | 0 | 0 | 0 | 0 | 0 | 0 | 926678.3098 | 0 | 0 | 0 | 0 | -9012.4647 | 174791.506 | 0 | 0 | 0 | 0 | 0 | 0 | 0 | 0 | 0 | 0 | 0 | 1372.7136 | 0 | 0
2016-10-26 22:00 | 0 | 0 | 0 | 0 | 0 | 0 | 654489.6843 | 469313 | 0 | 0 | 0 | 203470.6336 | 2524752.9965 | 0 | 0 | 0 | 0 | 0 | 0 | 0 | 0 | 0 | 927772.7739 | 0 | 0 | 0 | 0 | 9012.4647 | 174791.506 | 0 | 0 | 0 | 0 | 0 | 0 | 0 | 0 | 0 | 0 | 0 | 1372.7136 | 0 | 0
2016-10-26 23:00 | 0 | 0 | 0 | 0 | 0 | 0 | 442503.2843 | 474513 | 0 | 0 | 0 | 203470.6336 | 2491370.5673 | 0 | 0 | 0 | 0 | 0 | 0 | 0 | 0 | 0 | 928867.2337 | 0 | 0 | 0 | 0 | 0 | 0 | 33382.4292 | 0 | 0 | 0 | 0 | 0 | 0 | 0 | 0 | 0 | 0 | 1372.7136 | 0 | 0
2016-10-27 | 0 | 0 | 0 | 0 | 0 | 130455.2655 | 68299.6817 | 470084 | 0 | 0 | 0 | 203470.6336 | 2218668.8008 | 0 | 0 | 0 | 0 | 0 | 0 | 0 | 0 | 0 | 929961.6891 | 0 | 0 | 0 | 0 | 0 | 0 | 272701.7664 | 0 | 0 | 0 | 0 | 0 | 0 | 0 | 0 | 0 | 0 | 1372.7136 | 0 | 0
2016-10-27 01:00 | 0 | 0 | 0 | 0 | 0 | 114345.2832 | 12.1001 | 457175 | 0 | 0 | 0 | 131982.0697 | 1945967.0344 | 0 | 0 | 0 | 0 | 0 | 0 | 0 | 0 | 0 | 931056.1401 | 0 | 0 | 0 | 0 | -71488.5639 | 0 | 272701.7664 | 0 | 0 | 0 | 0 | 0 | 0 | 0 | 0 | 0 | 0 | 1372.7136 | 0 | 0
2016-10-27 02:00 | 0 | 0 | 0 | 0 | 0 | 233661.5111 | 0 | 433502 | 0 | 0 | 0 | 203470.6336 | 1673265.268 | 0 | 0 | 0 | 0 | 0 | 0 | 0 | 0 | 0 | 932150.5868 | 0 | 0 | 0 | 0 | 71488.5639 | 0 | 272701.7664 | 0 | 0 | 0 | 0 | 0 | 0 | 0 | 0 | 0 | 0 | 1372.7136 | 0 | 0
2016-10-27 03:00 | 0 | 0 | 0 | 0 | 0 | 134326.9472 | 0 | 405656 | 0 | 0 | 0 | 203470.6336 | 1400563.5016 | 0 | 0 | 0 | 0 | 0 | 0 | 0 | 0 | 0 | 933245.029 | 0 | 0 | 0 | 0 | 0 | 0 | 272701.7664 | 0 | 0 | 0 | 0 | 0 | 0 | 0 | 0 | 0 | 0 | 1372.7136 | 0 | 0
2016-10-27 04:00 | 0 | 0 | 0 | 0 | 0 | 310197.1497 | 0 | 380313 | 0 | 0 | 0 | 131982.0697 | 1400563.5016 | 0 | 0 | 0 | 0 | 0 | 0 | 0 | 0 | 0 | 934339.4669 | 0 | 0 | 0 | 0 | -71488.5639 | 0 | 0 | 0 | 0 | 0 | 0 | 0 | 0 | 0 | 0 | 0 | 0 | 1372.7136 | 0 | 0
2016-10-27 05:00 | 0 | 0 | 0 | 0 | 0 | 302849.2078 | 0 | 361970 | 0 | 0 | 0 | 71488.5639 | 1400563.5016 | 0 | 0 | 0 | 0 | 0 | 0 | 0 | 0 | 0 | 935433.9004 | 0 | 0 | 0 | 0 | -60493.5058 | 0 | 0 | 0 | 0 | 0 | 0 | 0 | 0 | 0 | 0 | 0 | 0 | 1372.7136 | 0 | 0
2016-10-27 06:00 | 0 | 0 | 0 | 0 | 0 | 278389.1497 | 0 | 348505 | 0 | 0 | 0 | 0 | 1400563.5016 | 0 | 0 | 0 | 0 | 0 | 0 | 0 | 0 | 0 | 936528.3295 | 0 | 0 | 0 | 0 | -71488.5639 | 0 | 0 | 0 | 0 | 0 | 0 | 0 | 0 | 0 | 0 | 0 | 0 | 1372.7136 | 0 | 0
2016-10-27 07:00 | 0 | 0 | 0 | 0 | 0 | 69917.9472 | 0 | 341247 | 0 | 0 | 0 | 0 | 1127861.7352 | 0 | 0 | 0 | 0 | 0 | 0 | 0 | 0 | 0 | 937622.7543 | 0 | 0 | 0 | 0 | 0 | 0 | 272701.7664 | 0 | 0 | 0 | 0 | 0 | 0 | 0 | 0 | 0 | 0 | 1372.7136 | 0 | 0
2016-10-27 08:00 | 0 | 0 | 0 | 0 | 0 | 140839.5111 | 0 | 340680 | 0 | 0 | 0 | 71488.5639 | 855159.9688 | 0 | 0 | 0 | 0 | 0 | 0 | 0 | 0 | 0 | 938717.1747 | 0 | 0 | 0 | 0 | 71488.5639 | 0 | 272701.7664 | 0 | 0 | 0 | 0 | 0 | 0 | 0 | 0 | 0 | 0 | 1372.7136 | 0 | 0
2016-10-27 09:00 | 0 | 0 | 0 | 0 | 0 | 68282.8891 | 0 | 350607 | 0 | 0 | 0 | 60493.5058 | 582458.2024 | 0 | 0 | 0 | 0 | 0 | 0 | 0 | 0 | 0 | 939811.5907 | 0 | 0 | 0 | 0 | -10995.0581 | 0 | 272701.7664 | 0 | 0 | 0 | 0 | 0 | 0 | 0 | 0 | 0 | 0 | 1372.7136 | 0 | 0
2016-10-27 10:00 | 0 | 0 | 0 | 0 | 0 | 336275.206 | 0 | 376569 | 0 | 0 | 0 | 131982.0697 | 469303.1309 | 0 | 0 | 0 | 0 | 0 | 0 | 0 | 0 | 0 | 940906.0023 | 0 | 0 | 0 | 0 | 71488.5639 | 0 | 113155.0715 | 0 | 0 | 0 | 0 | 0 | 0 | 0 | 0 | 0 | 0 | 1372.7136 | 0 | 0
2016-10-27 11:00 | 0 | 0 | 0 | 0 | 0 | 329834.3401 | 0 | 404673 | 0 | 0 | 0 | 203470.6336 | 321603.1936 | 0 | 0 | 0 | 0 | 0 | 0 | 0 | 0 | 0 | 942000.4095 | 0 | 0 | 0 | 0 | 71488.5639 | 0 | 147699.9374 | 0 | 0 | 0 | 0 | 0 | 0 | 0 | 0 | 0 | 0 | 1372.7136 | 0 | 0
2016-10-27 12:00 | 0 | 0 | 0 | 0 | 0 | 146460.9472 | 0 | 417790 | 0 | 0 | 0 | 203470.6336 | 48901.4271 | 0 | 0 | 0 | 0 | 0 | 0 | 0 | 0 | 0 | 943094.8124 | 0 | 0 | 0 | 0 | 0 | 0 | 272701.7664 | 0 | 0 | 0 | 0 | 0 | 0 | 0 | 0 | 0 | 0 | 1372.7136 | 0 | 0
2016-10-27 13:00 | 0 | 0 | 0 | 0 | 0 | 306808.2968 | 1107.4257 | 426933 | 0 | 0 | 0 | 131982.0697 | 0 | 0 | 0 | 0 | 0 | 0 | 0 | 0 | 0 | 0 | 944189.2109 | 0 | 0 | 0 | 0 | -71488.5639 | 0 | 48901.4271 | 0 | 0 | 0 | 0 | 0 | 0 | 0 | 0 | 0 | 0 | 1372.7136 | 0 | 0
2016-10-27 14:00 | 0 | 0 | 0 | 0 | 0 | 212153.2129 | 215807.5563 | 435210 | 0 | 0 | 0 | 60493.5058 | 62866.6195 | 0 | 0 | 0 | 0 | 0 | 0 | 0 | 0 | 0 | 945283.605 | 0 | 0 | 0 | 0 | -71488.5639 | 62866.6195 | 0 | 0 | 0 | 0 | 0 | 0 | 0 | 0 | 0 | 0 | 0 | 1372.7136 | 0 | 0
2016-10-27 15:00 | 0 | 0 | 0 | 0 | 0 | 86618.5478 | 482853.5384 | 441686 | 0 | 0 | 0 | 113045.908 | 136727.5898 | 0 | 0 | 0 | 0 | 0 | 0 | 0 | 0 | 0 | 946377.9947 | 0 | 0 | 0 | 0 | 52552.4023 | 73860.9703 | 0 | 0 | 0 | 0 | 0 | 0 | 0 | 0 | 0 | 0 | 0 | 1372.7136 | 0 | 0
2016-10-27 16:00 | 0 | 0 | 0 | 0 | 0 | 0 | 567916.1367 | 447689 | 0 | 0 | 0 | 57108.8251 | 311519.0958 | 0 | 0 | 0 | 0 | 0 | 0 | 0 | 0 | 0 | 947472.3801 | 0 | 0 | 0 | 0 | -55937.0829 | 174791.506 | 0 | 0 | 0 | 0 | 0 | 0 | 0 | 0 | 0 | 0 | 0 | 1372.7136 | 0 | 0
2016-10-27 17:00 | 0 | 0 | 0 | 0 | 0 | 0 | 573953.3945 | 454898 | 0 | 0 | 0 | 0 | 486310.6019 | 0 | 0 | 0 | 0 | 0 | 0 | 0 | 0 | 0 | 948566.7611 | 0 | 0 | 0 | 0 | -57108.8251 | 174791.506 | 0 | 0 | 0 | 0 | 0 | 0 | 0 | 0 | 0 | 0 | 0 | 1372.7136 | 0 | 0
2016-10-27 18:00 | 0 | 0 | 0 | 0 | 0 | 151752.355 | 556612.4285 | 460712 | 0 | 0 | 0 | 71488.5639 | 661102.1079 | 0 | 0 | 0 | 0 | 0 | 0 | 0 | 0 | 0 | 949661.1377 | 0 | 0 | 0 | 0 | 71488.5639 | 174791.506 | 0 | 0 | 0 | 0 | 0 | 0 | 0 | 0 | 0 | 0 | 0 | 1372.7136 | 0 | 0
2016-10-27 19:00 | 0 | 0 | 0 | 0 | 0 | 0 | 540850.8293 | 464519 | 0 | 0 | 0 | 0 | 807549.7875 | 0 | 0 | 0 | 0 | 0 | 0 | 0 | 0 | 0 | 950755.5099 | 0 | 0 | 0 | 0 | -71488.5639 | 146447.6796 | 0 | 0 | 0 | 0 | 0 | 0 | 0 | 0 | 0 | 0 | 0 | 1372.7136 | 0 | 0
2016-10-27 20:00 | 0 | 0 | 0 | 0 | 0 | 0 | 532570.4623 | 469105 | 0 | 0 | 0 | 62092.7487 | 807549.7875 | 0 | 0 | 0 | 0 | 0 | 0 | 0 | 0 | 0 | 951849.8777 | 0 | 0 | 0 | 0 | 62092.7487 | 0 | 0 | 0 | 0 | 0 | 0 | 0 | 0 | 0 | 0 | 0 | 0 | 1372.7136 | 0 | 0
2016-10-27 21:00 | 0 | 0 | 0 | 0 | 0 | 0 | 509278.0176 | 471458 | 0 | 0 | 0 | 98540.0528 | 807549.7875 | 0 | 0 | 0 | 0 | 0 | 0 | 0 | 0 | 0 | 952944.2412 | 0 | 0 | 0 | 0 | 36447.3041 | 0 | 0 | 0 | 0 | 0 | 0 | 0 | 0 | 0 | 0 | 0 | 0 | 1372.7136 | 0 | 0
2016-10-27 22:00 | 0 | 0 | 0 | 0 | 0 | 0 | 430316.226 | 473190 | 0 | 0 | 0 | 43738.0534 | 818105.2992 | 0 | 0 | 0 | 0 | 0 | 0 | 0 | 0 | 0 | 954038.6003 | 0 | 0 | 0 | 0 | -54801.9994 | 10555.5117 | 0 | 0 | 0 | 0 | 0 | 0 | 0 | 0 | 0 | 0 | 0 | 1372.7136 | 0 | 0
2016-10-27 23:00 | 0 | 0 | 0 | 0 | 0 | 0 | 232164.4576 | 475743 | 0 | 0 | 0 | 71488.5639 | 545403.5328 | 0 | 0 | 0 | 0 | 0 | 0 | 0 | 0 | 0 | 955132.955 | 0 | 0 | 0 | 0 | 27750.5105 | 0 | 272701.7664 | 0 | 0 | 0 | 0 | 0 | 0 | 0 | 0 | 0 | 0 | 1372.7136 | 0 | 0
2016-10-28 | 0 | 0 | 0 | 0 | 0 | 111897.2145 | 16823.1688 | 471538 | 0 | 0 | 0 | 0 | 272701.7664 | 0 | 0 | 0 | 0 | 0 | 0 | 0 | 0 | 0 | 956227.3053 | 0 | 0 | 0 | 0 | -71488.5639 | 0 | 272701.7664 | 0 | 0 | 0 | 0 | 0 | 0 | 0 | 0 | 0 | 0 | 1372.7136 | 0 | 0
2016-10-28 01:00 | 0 | 0 | 0 | 0 | 0 | 459546.4008 | 0.31276 | 458174 | 0 | 0 | 0 | 0 | 272701.7664 | 0 | 0 | 0 | 0 | 0 | 0 | 0 | 0 | 0 | 957321.6513 | 0 | 0 | 0 | 0 | 0 | 0 | 0 | 0 | 0 | 0 | 0 | 0 | 0 | 0 | 0 | 0 | 0 | 1372.7136 | 0 | 0
2016-10-28 02:00 | 0 | 0 | 0 | 0 | 0 | 163838.9472 | 0 | 435168 | 0 | 0 | 0 | 0 | 0 | 0 | 0 | 0 | 0 | 0 | 0 | 0 | 0 | 0 | 958415.9929 | 0 | 0 | 0 | 0 | 0 | 0 | 272701.7664 | 0 | 0 | 0 | 0 | 0 | 0 | 0 | 0 | 0 | 0 | 1372.7136 | 0 | 0
2016-10-28 03:00 | 0 | 0 | 0 | 0 | 0 | 408448.7136 | 0 | 407076 | 0 | 0 | 0 | 0 | 0 | 0 | 0 | 0 | 0 | 0 | 0 | 0 | 0 | 0 | 959510.3301 | 0 | 0 | 0 | 0 | 0 | 0 | 0 | 0 | 0 | 0 | 0 | 0 | 0 | 0 | 0 | 0 | 0 | 1372.7136 | 0 | 0
2016-10-28 04:00 | 0 | 0 | 0 | 0 | 0 | 453436.2775 | 0 | 380575 | 0 | 0 | 0 | 71488.5639 | 0 | 0 | 0 | 0 | 0 | 0 | 0 | 0 | 0 | 0 | 960604.6629 | 0 | 0 | 0 | 0 | 71488.5639 | 0 | 0 | 0 | 0 | 0 | 0 | 0 | 0 | 0 | 0 | 0 | 0 | 1372.7136 | 0 | 0
2016-10-28 05:00 | 0 | 0 | 0 | 0 | 0 | 422789.2194 | 0 | 360923 | 0 | 0 | 0 | 131982.0697 | 0 | 0 | 0 | 0 | 0 | 0 | 0 | 0 | 0 | 0 | 961698.9913 | 0 | 0 | 0 | 0 | 60493.5058 | 0 | 0 | 0 | 0 | 0 | 0 | 0 | 0 | 0 | 0 | 0 | 0 | 1372.7136 | 0 | 0
2016-10-28 06:00 | 0 | 0 | 0 | 0 | 0 | 419798.2775 | 0 | 346937 | 0 | 0 | 0 | 203470.6336 | 0 | 0 | 0 | 0 | 0 | 0 | 0 | 0 | 0 | 0 | 962793.3154 | 0 | 0 | 0 | 0 | 71488.5639 | 0 | 0 | 0 | 0 | 0 | 0 | 0 | 0 | 0 | 0 | 0 | 0 | 1372.7136 | 0 | 0
2016-10-28 07:00 | 0 | 0 | 0 | 0 | 0 | 455915.7138 | 0 | 340245 | 0 | 0 | 0 | 142977.1278 | 174791.506 | 0 | 0 | 0 | 0 | 0 | 0 | 0 | 0 | 0 | 963887.6351 | 0 | 0 | 0 | 0 | -60493.5058 | 174791.506 | 0 | 0 | 0 | 0 | 0 | 0 | 0 | 0 | 0 | 0 | 0 | 1372.7136 | 0 | 0
2016-10-28 08:00 | 0 | 0 | 0 | 0 | 0 | 443956.6557 | 0 | 339281 | 0 | 0 | 0 | 71488.5639 | 349583.0121 | 0 | 0 | 0 | 0 | 0 | 0 | 0 | 0 | 0 | 964981.9504 | 0 | 0 | 0 | 0 | -71488.5639 | 174791.506 | 0 | 0 | 0 | 0 | 0 | 0 | 0 | 0 | 0 | 0 | 0 | 1372.7136 | 0 | 0
2016-10-28 09:00 | 0 | 0 | 0 | 0 | 0 | 452614.6557 | 0 | 347939 | 0 | 0 | 0 | 0 | 524374.5181 | 0 | 0 | 0 | 0 | 0 | 0 | 0 | 0 | 0 | 966076.2614 | 0 | 0 | 0 | 0 | -71488.5639 | 174791.506 | 0 | 0 | 0 | 0 | 0 | 0 | 0 | 0 | 0 | 0 | 0 | 1372.7136 | 0 | 0
2016-10-28 10:00 | 0 | 0 | 0 | 0 | 0 | 550820.2196 | 0 | 374656 | 0 | 0 | 0 | 0 | 699166.0242 | 0 | 0 | 0 | 0 | 0 | 0 | 0 | 0 | 0 | 967170.5679 | 0 | 0 | 0 | 0 | 0 | 174791.506 | 0 | 0 | 0 | 0 | 0 | 0 | 0 | 0 | 0 | 0 | 0 | 1372.7136 | 0 | 0
2016-10-28 11:00 | 0 | 0 | 0 | 0 | 0 | 577854.2196 | 0 | 401690 | 0 | 0 | 0 | 0 | 873957.5302 | 0 | 0 | 0 | 0 | 0 | 0 | 0 | 0 | 0 | 968264.8701 | 0 | 0 | 0 | 0 | 0 | 174791.506 | 0 | 0 | 0 | 0 | 0 | 0 | 0 | 0 | 0 | 0 | 0 | 1372.7136 | 0 | 0
2016-10-28 12:00 | 0 | 0 | 0 | 0 | 0 | 142305.9472 | 0 | 413635 | 0 | 0 | 0 | 0 | 601255.7638 | 0 | 0 | 0 | 0 | 0 | 0 | 0 | 0 | 0 | 969359.1679 | 0 | 0 | 0 | 0 | 0 | 0 | 272701.7664 | 0 | 0 | 0 | 0 | 0 | 0 | 0 | 0 | 0 | 0 | 1372.7136 | 0 | 0
2016-10-28 13:00 | 0 | 0 | 0 | 0 | 0 | 494442.4869 | 1098.7906 | 422680 | 0 | 0 | 0 | 71488.5639 | 601255.7638 | 0 | 0 | 0 | 0 | 0 | 0 | 0 | 0 | 0 | 970453.4613 | 0 | 0 | 0 | 0 | 71488.5639 | 0 | 0 | 0 | 0 | 0 | 0 | 0 | 0 | 0 | 0 | 0 | 0 | 1372.7136 | 0 | 0
2016-10-28 14:00 | 0 | 0 | 0 | 0 | 0 | 230740.8753 | 130386.2743 | 431243 | 0 | 0 | 0 | 0 | 601255.7638 | 0 | 0 | 0 | 0 | 0 | 0 | 0 | 0 | 0 | 971547.7504 | 0 | 0 | 0 | 0 | -71488.5639 | 0 | 0 | 0 | 0 | 0 | 0 | 0 | 0 | 0 | 0 | 0 | 0 | 1372.7136 | 0 | 0
2016-10-28 15:00 | 0 | 0 | 0 | 0 | 0 | 374429.6093 | 308374.743 | 437540 | 0 | 0 | 0 | 69100.1326 | 776047.2698 | 0 | 0 | 0 | 0 | 0 | 0 | 0 | 0 | 0 | 972642.0351 | 0 | 0 | 0 | 0 | 69100.1326 | 174791.506 | 0 | 0 | 0 | 0 | 0 | 0 | 0 | 0 | 0 | 0 | 0 | 1372.7136 | 0 | 0
2016-10-28 16:00 | 0 | 0 | 0 | 0 | 0 | 11867.2923 | 410457.097 | 443197 | 0 | 0 | 0 | 40110.5673 | 782791.5108 | 0 | 0 | 0 | 0 | 0 | 0 | 0 | 0 | 0 | 973736.3154 | 0 | 0 | 0 | 0 | -28989.5653 | 6744.241 | 0 | 0 | 0 | 0 | 0 | 0 | 0 | 0 | 0 | 0 | 0 | 1372.7136 | 0 | 0
2016-10-28 17:00 | 0 | 0 | 0 | 0 | 0 | 0 | 450755.5587 | 449351 | 0 | 0 | 0 | 40142.4124 | 782791.5108 | 0 | 0 | 0 | 0 | 0 | 0 | 0 | 0 | 0 | 974830.5913 | 0 | 0 | 0 | 0 | 31.8451 | 0 | 0 | 0 | 0 | 0 | 0 | 0 | 0 | 0 | 0 | 0 | 0 | 1372.7136 | 0 | 0
2016-10-28 18:00 | 0 | 0 | 0 | 0 | 0 | 0 | 467770.8907 | 454376 | 0 | 0 | 0 | 52164.5896 | 782791.5108 | 0 | 0 | 0 | 0 | 0 | 0 | 0 | 0 | 0 | 975924.8628 | 0 | 0 | 0 | 0 | 12022.1771 | 0 | 0 | 0 | 0 | 0 | 0 | 0 | 0 | 0 | 0 | 0 | 0 | 1372.7136 | 0 | 0
2016-10-28 19:00 | 0 | 0 | 0 | 0 | 0 | 0 | 472244.1333 | 456865 | 0 | 0 | 0 | 66171.0093 | 782791.5108 | 0 | 0 | 0 | 0 | 0 | 0 | 0 | 0 | 0 | 977019.13 | 0 | 0 | 0 | 0 | 14006.4198 | 0 | 0 | 0 | 0 | 0 | 0 | 0 | 0 | 0 | 0 | 0 | 0 | 1372.7136 | 0 | 0
2016-10-28 20:00 | 0 | 0 | 0 | 0 | 0 | 0 | 470079.2305 | 459630 | 0 | 0 | 0 | 75247.5262 | 782791.5108 | 0 | 0 | 0 | 0 | 0 | 0 | 0 | 0 | 0 | 978113.3928 | 0 | 0 | 0 | 0 | 9076.5169 | 0 | 0 | 0 | 0 | 0 | 0 | 0 | 0 | 0 | 0 | 0 | 0 | 1372.7136 | 0 | 0
2016-10-28 21:00 | 0 | 0 | 0 | 0 | 0 | 0 | 446961.6931 | 460343 | 0 | 0 | 0 | 60493.5058 | 782791.5108 | 0 | 0 | 0 | 0 | 0 | 0 | 0 | 0 | 0 | 979207.6512 | 0 | 0 | 0 | 0 | -14754.0204 | 0 | 0 | 0 | 0 | 0 | 0 | 0 | 0 | 0 | 0 | 0 | 0 | 1372.7136 | 0 | 0
2016-10-28 22:00 | 0 | 0 | 0 | 0 | 0 | 0 | 392734.5599 | 459351 | 0 | 0 | 0 | 131982.0697 | 643313.7932 | 0 | 0 | 0 | 0 | 0 | 0 | 0 | 0 | 0 | 980301.9052 | 0 | 0 | 0 | 0 | 71488.5639 | 0 | 139477.7176 | 0 | 0 | 0 | 0 | 0 | 0 | 0 | 0 | 0 | 0 | 1372.7136 | 0 | 0
2016-10-28 23:00 | 0 | 0 | 0 | 0 | 0 | 445795.2323 | 259998.5512 | 458141 | 0 | 0 | 0 | 203470.6336 | 818105.2992 | 0 | 0 | 0 | 0 | 0 | 0 | 0 | 0 | 0 | 981396.1549 | 0 | 0 | 0 | 0 | 71488.5639 | 174791.506 | 0 | 0 | 0 | 0 | 0 | 0 | 0 | 0 | 0 | 0 | 0 | 1372.7136 | 0 | 0
2016-10-29 | 0 | 0 | 0 | 0 | 0 | 50382.6118 | 58325.7715 | 451526 | 0 | 0 | 0 | 131982.0697 | 545403.5328 | 0 | 0 | 0 | 0 | 0 | 0 | 0 | 0 | 0 | 982490.4002 | 0 | 0 | 0 | 0 | -71488.5639 | 0 | 272701.7664 | 0 | 0 | 0 | 0 | 0 | 0 | 0 | 0 | 0 | 0 | 1372.7136 | 0 | 0
2016-10-29 01:00 | 0 | 0 | 0 | 0 | 0 | 368263.2887 | 2.8609 | 438382 | 0 | 0 | 0 | 60493.5058 | 545403.5328 | 0 | 0 | 0 | 0 | 0 | 0 | 0 | 0 | 0 | 983584.6411 | 0 | 0 | 0 | 0 | -71488.5639 | 0 | 0 | 0 | 0 | 0 | 0 | 0 | 0 | 0 | 0 | 0 | 0 | 1372.7136 | 0 | 0
2016-10-29 02:00 | 0 | 0 | 0 | 0 | 0 | 360577.2078 | 0 | 419698 | 0 | 0 | 0 | 0 | 545403.5328 | 0 | 0 | 0 | 0 | 0 | 0 | 0 | 0 | 0 | 984678.8776 | 0 | 0 | 0 | 0 | -60493.5058 | 0 | 0 | 0 | 0 | 0 | 0 | 0 | 0 | 0 | 0 | 0 | 0 | 1372.7136 | 0 | 0
2016-10-29 03:00 | 0 | 0 | 0 | 0 | 0 | 471436.2775 | 0 | 398575 | 0 | 0 | 0 | 71488.5639 | 545403.5328 | 0 | 0 | 0 | 0 | 0 | 0 | 0 | 0 | 0 | 985773.1098 | 0 | 0 | 0 | 0 | 71488.5639 | 0 | 0 | 0 | 0 | 0 | 0 | 0 | 0 | 0 | 0 | 0 | 0 | 1372.7136 | 0 | 0
2016-10-29 04:00 | 0 | 0 | 0 | 0 | 0 | 34095.3833 | 0 | 376913 | 0 | 0 | 0 | 0 | 272701.7664 | 0 | 0 | 0 | 0 | 0 | 0 | 0 | 0 | 0 | 986867.3375 | 0 | 0 | 0 | 0 | -71488.5639 | 0 | 272701.7664 | 0 | 0 | 0 | 0 | 0 | 0 | 0 | 0 | 0 | 0 | 1372.7136 | 0 | 0
2016-10-29 05:00 | 0 | 0 | 0 | 0 | 0 | 360102.7136 | 0 | 358730 | 0 | 0 | 0 | 0 | 272701.7664 | 0 | 0 | 0 | 0 | 0 | 0 | 0 | 0 | 0 | 987961.5609 | 0 | 0 | 0 | 0 | 0 | 0 | 0 | 0 | 0 | 0 | 0 | 0 | 0 | 0 | 0 | 0 | 0 | 1372.7136 | 0 | 0
2016-10-29 06:00 | 0 | 0 | 0 | 0 | 0 | 346970.7136 | 0 | 345598 | 0 | 0 | 0 | 0 | 272701.7664 | 0 | 0 | 0 | 0 | 0 | 0 | 0 | 0 | 0 | 989055.78 | 0 | 0 | 0 | 0 | 0 | 0 | 0 | 0 | 0 | 0 | 0 | 0 | 0 | 0 | 0 | 0 | 0 | 1372.7136 | 0 | 0
2016-10-29 07:00 | 0 | 0 | 0 | 0 | 0 | 337508.7136 | 0 | 336136 | 0 | 0 | 0 | 0 | 272701.7664 | 0 | 0 | 0 | 0 | 0 | 0 | 0 | 0 | 0 | 990149.9946 | 0 | 0 | 0 | 0 | 0 | 0 | 0 | 0 | 0 | 0 | 0 | 0 | 0 | 0 | 0 | 0 | 0 | 1372.7136 | 0 | 0
2016-10-29 08:00 | 0 | 0 | 0 | 0 | 0 | 404816.2775 | 0 | 331955 | 0 | 0 | 0 | 71488.5639 | 272701.7664 | 0 | 0 | 0 | 0 | 0 | 0 | 0 | 0 | 0 | 991244.2049 | 0 | 0 | 0 | 0 | 71488.5639 | 0 | 0 | 0 | 0 | 0 | 0 | 0 | 0 | 0 | 0 | 0 | 0 | 1372.7136 | 0 | 0
2016-10-29 09:00 | 0 | 0 | 0 | 0 | 0 | 264072.1497 | 0 | 334188 | 0 | 0 | 0 | 0 | 272701.7664 | 0 | 0 | 0 | 0 | 0 | 0 | 0 | 0 | 0 | 992338.4108 | 0 | 0 | 0 | 0 | -71488.5639 | 0 | 0 | 0 | 0 | 0 | 0 | 0 | 0 | 0 | 0 | 0 | 0 | 1372.7136 | 0 | 0
2016-10-29 10:00 | 0 | 0 | 0 | 0 | 0 | 69853.9472 | 0 | 341183 | 0 | 0 | 0 | 0 | 0 | 0 | 0 | 0 | 0 | 0 | 0 | 0 | 0 | 0 | 993432.6123 | 0 | 0 | 0 | 0 | 0 | 0 | 272701.7664 | 0 | 0 | 0 | 0 | 0 | 0 | 0 | 0 | 0 | 0 | 1372.7136 | 0 | 0
2016-10-29 11:00 | 0 | 0 | 0 | 0 | 0 | 426261.2775 | 0 | 353400 | 0 | 0 | 0 | 71488.5639 | 0 | 0 | 0 | 0 | 0 | 0 | 0 | 0 | 0 | 0 | 994526.8094 | 0 | 0 | 0 | 0 | 71488.5639 | 0 | 0 | 0 | 0 | 0 | 0 | 0 | 0 | 0 | 0 | 0 | 0 | 1372.7136 | 0 | 0
2016-10-29 12:00 | 0 | 0 | 0 | 0 | 0 | 367734.7136 | 0 | 366362 | 0 | 0 | 0 | 71488.5639 | 0 | 0 | 0 | 0 | 0 | 0 | 0 | 0 | 0 | 0 | 995621.0022 | 0 | 0 | 0 | 0 | 0 | 0 | 0 | 0 | 0 | 0 | 0 | 0 | 0 | 0 | 0 | 0 | 0 | 1372.7136 | 0 | 0
2016-10-29 13:00 | 0 | 0 | 0 | 0 | 0 | 422795.8739 | 738.212 | 379350 | 0 | 0 | 0 | 0 | 114299.9363 | 0 | 0 | 0 | 0 | 0 | 0 | 0 | 0 | 0 | 996715.1905 | 0 | 0 | 0 | 0 | -71488.5639 | 114299.9363 | 0 | 0 | 0 | 0 | 0 | 0 | 0 | 0 | 0 | 0 | 0 | 1372.7136 | 0 | 0
2016-10-29 14:00 | 0 | 0 | 0 | 0 | 0 | 216422.8053 | 178009.9083 | 393060 | 0 | 0 | 0 | 0 | 114299.9363 | 0 | 0 | 0 | 0 | 0 | 0 | 0 | 0 | 0 | 997809.3745 | 0 | 0 | 0 | 0 | 0 | 0 | 0 | 0 | 0 | 0 | 0 | 0 | 0 | 0 | 0 | 0 | 0 | 1372.7136 | 0 | 0
2016-10-29 15:00 | 0 | 0 | 0 | 0 | 0 | 0 | 517673.8704 | 402815 | 0 | 0 | 0 | 0 | 227786.0931 | 0 | 0 | 0 | 0 | 0 | 0 | 0 | 0 | 0 | 998903.5542 | 0 | 0 | 0 | 0 | 0 | 113486.1568 | 0 | 0 | 0 | 0 | 0 | 0 | 0 | 0 | 0 | 0 | 0 | 1372.7136 | 0 | 0
2016-10-29 16:00 | 0 | 0 | 0 | 0 | 0 | 0 | 636167.6325 | 410672 | 0 | 0 | 0 | 49331.4129 | 402577.5992 | 0 | 0 | 0 | 0 | 0 | 0 | 0 | 0 | 0 | 999997.7294 | 0 | 0 | 0 | 0 | 49331.4129 | 174791.506 | 0 | 0 | 0 | 0 | 0 | 0 | 0 | 0 | 0 | 0 | 0 | 1372.7136 | 0 | 0
2016-10-29 17:00 | 0 | 0 | 0 | 0 | 0 | 0 | 644848.2201 | 417739 | 0 | 0 | 0 | 120819.9768 | 556825.5418 | 0 | 0 | 0 | 0 | 0 | 0 | 0 | 0 | 0 | 1001091.9003 | 0 | 0 | 0 | 0 | 71488.5639 | 154247.9426 | 0 | 0 | 0 | 0 | 0 | 0 | 0 | 0 | 0 | 0 | 0 | 1372.7136 | 0 | 0
2016-10-29 18:00 | 0 | 0 | 0 | 0 | 0 | 0 | 617807.5055 | 425048 | 0 | 0 | 0 | 137415.2626 | 731617.0478 | 0 | 0 | 0 | 0 | 0 | 0 | 0 | 0 | 0 | 1002186.0668 | 0 | 0 | 0 | 0 | 16595.2859 | 174791.506 | 0 | 0 | 0 | 0 | 0 | 0 | 0 | 0 | 0 | 0 | 0 | 1372.7136 | 0 | 0
2016-10-29 19:00 | 0 | 0 | 0 | 0 | 0 | 0 | 605327.8914 | 430421 | 0 | 0 | 0 | 178191.7738 | 864374.7144 | 0 | 0 | 0 | 0 | 0 | 0 | 0 | 0 | 0 | 1003280.2289 | 0 | 0 | 0 | 0 | 40776.5112 | 132757.6666 | 0 | 0 | 0 | 0 | 0 | 0 | 0 | 0 | 0 | 0 | 0 | 1372.7136 | 0 | 0
2016-10-29 20:00 | 0 | 0 | 0 | 0 | 0 | 0 | 617127.6475 | 436729 | 0 | 0 | 0 | 182426.2017 | 1039166.2205 | 0 | 0 | 0 | 0 | 0 | 0 | 0 | 0 | 0 | 1004374.3867 | 0 | 0 | 0 | 0 | 4234.4279 | 174791.506 | 0 | 0 | 0 | 0 | 0 | 0 | 0 | 0 | 0 | 0 | 0 | 1372.7136 | 0 | 0
2016-10-29 21:00 | 0 | 0 | 0 | 0 | 0 | 0 | 636669.6515 | 439461 | 0 | 0 | 0 | 203470.6336 | 1213957.7265 | 0 | 0 | 0 | 0 | 0 | 0 | 0 | 0 | 0 | 1005468.54 | 0 | 0 | 0 | 0 | 21044.4318 | 174791.506 | 0 | 0 | 0 | 0 | 0 | 0 | 0 | 0 | 0 | 0 | 0 | 1372.7136 | 0 | 0
2016-10-29 22:00 | 0 | 0 | 0 | 0 | 0 | 0 | 608872.1123 | 439395 | 0 | 0 | 0 | 203470.6336 | 1382062.1252 | 0 | 0 | 0 | 0 | 0 | 0 | 0 | 0 | 0 | 1006562.689 | 0 | 0 | 0 | 0 | 0 | 168104.3987 | 0 | 0 | 0 | 0 | 0 | 0 | 0 | 0 | 0 | 0 | 0 | 1372.7136 | 0 | 0
2016-10-29 23:00 | 0 | 0 | 0 | 0 | 0 | 54039.7286 | 387177.985 | 439845 | 0 | 0 | 0 | 203470.6336 | 1382062.1252 | 0 | 0 | 0 | 0 | 0 | 0 | 0 | 0 | 0 | 1007656.8336 | 0 | 0 | 0 | 0 | 0 | 0 | 0 | 0 | 0 | 0 | 0 | 0 | 0 | 0 | 0 | 0 | 0 | 1372.7136 | 0 | 0
2016-10-30 | 0 | 0 | 0 | 0 | 0 | 43804.7617 | 47257.6216 | 433880 | 0 | 0 | 0 | 131982.0697 | 1109360.3588 | 0 | 0 | 0 | 0 | 0 | 0 | 0 | 0 | 0 | 1008750.9739 | 0 | 0 | 0 | 0 | -71488.5639 | 0 | 272701.7664 | 0 | 0 | 0 | 0 | 0 | 0 | 0 | 0 | 0 | 0 | 1372.7136 | 0 | 0
2016-10-30 01:00 | 0 | 0 | 0 | 0 | 0 | 362347.4039 | 0.80394 | 421469 | 0 | 0 | 0 | 71488.5639 | 1109360.3588 | 0 | 0 | 0 | 0 | 0 | 0 | 0 | 0 | 0 | 1009845.1097 | 0 | 0 | 0 | 0 | -60493.5058 | 0 | 0 | 0 | 0 | 0 | 0 | 0 | 0 | 0 | 0 | 0 | 0 | 1372.7136 | 0 | 0
2016-10-30 02:00 | 0 | 0 | 0 | 0 | 0 | 334956.1497 | 0 | 405072 | 0 | 0 | 0 | 0 | 1109360.3588 | 0 | 0 | 0 | 0 | 0 | 0 | 0 | 0 | 0 | 1010939.2412 | 0 | 0 | 0 | 0 | -71488.5639 | 0 | 0 | 0 | 0 | 0 | 0 | 0 | 0 | 0 | 0 | 0 | 0 | 1372.7136 | 0 | 0
2016-10-30 03:00 | 0 | 0 | 0 | 0 | 0 | 185247.5111 | 0 | 385088 | 0 | 0 | 0 | 71488.5639 | 836658.5924 | 0 | 0 | 0 | 0 | 0 | 0 | 0 | 0 | 0 | 1012033.3683 | 0 | 0 | 0 | 0 | 71488.5639 | 0 | 272701.7664 | 0 | 0 | 0 | 0 | 0 | 0 | 0 | 0 | 0 | 0 | 1372.7136 | 0 | 0
2016-10-30 04:00 | 0 | 0 | 0 | 0 | 0 | 437437.2775 | 0 | 364576 | 0 | 0 | 0 | 142977.1278 | 836658.5924 | 0 | 0 | 0 | 0 | 0 | 0 | 0 | 0 | 0 | 1013127.4911 | 0 | 0 | 0 | 0 | 71488.5639 | 0 | 0 | 0 | 0 | 0 | 0 | 0 | 0 | 0 | 0 | 0 | 0 | 1372.7136 | 0 | 0
2016-10-30 05:00 | 0 | 0 | 0 | 0 | 0 | 410005.2194 | 0 | 348139 | 0 | 0 | 0 | 203470.6336 | 836658.5924 | 0 | 0 | 0 | 0 | 0 | 0 | 0 | 0 | 0 | 1014221.6094 | 0 | 0 | 0 | 0 | 60493.5058 | 0 | 0 | 0 | 0 | 0 | 0 | 0 | 0 | 0 | 0 | 0 | 0 | 1372.7136 | 0 | 0
2016-10-30 06:00 | 0 | 0 | 0 | 0 | 0 | 335390.7136 | 0 | 334018 | 0 | 0 | 0 | 203470.6336 | 836658.5924 | 0 | 0 | 0 | 0 | 0 | 0 | 0 | 0 | 0 | 1015315.7234 | 0 | 0 | 0 | 0 | 0 | 0 | 0 | 0 | 0 | 0 | 0 | 0 | 0 | 0 | 0 | 0 | 0 | 1372.7136 | 0 | 0
2016-10-30 07:00 | 0 | 0 | 0 | 0 | 0 | 254315.1497 | 0 | 324431 | 0 | 0 | 0 | 131982.0697 | 836658.5924 | 0 | 0 | 0 | 0 | 0 | 0 | 0 | 0 | 0 | 1016409.833 | 0 | 0 | 0 | 0 | -71488.5639 | 0 | 0 | 0 | 0 | 0 | 0 | 0 | 0 | 0 | 0 | 0 | 0 | 1372.7136 | 0 | 0
2016-10-30 08:00 | 0 | 0 | 0 | 0 | 0 | 248840.1497 | 0 | 318956 | 0 | 0 | 0 | 60493.5058 | 836658.5924 | 0 | 0 | 0 | 0 | 0 | 0 | 0 | 0 | 0 | 1017503.9382 | 0 | 0 | 0 | 0 | -71488.5639 | 0 | 0 | 0 | 0 | 0 | 0 | 0 | 0 | 0 | 0 | 0 | 0 | 1372.7136 | 0 | 0
2016-10-30 09:00 | 0 | 0 | 0 | 0 | 0 | 258621.2078 | 0 | 317742 | 0 | 0 | 0 | 0 | 836658.5924 | 0 | 0 | 0 | 0 | 0 | 0 | 0 | 0 | 0 | 1018598.0391 | 0 | 0 | 0 | 0 | -60493.5058 | 0 | 0 | 0 | 0 | 0 | 0 | 0 | 0 | 0 | 0 | 0 | 0 | 1372.7136 | 0 | 0
2016-10-30 10:00 | 0 | 0 | 0 | 0 | 0 | 122146.5111 | 0 | 321987 | 0 | 0 | 0 | 71488.5639 | 563956.826 | 0 | 0 | 0 | 0 | 0 | 0 | 0 | 0 | 0 | 1019692.1356 | 0 | 0 | 0 | 0 | 71488.5639 | 0 | 272701.7664 | 0 | 0 | 0 | 0 | 0 | 0 | 0 | 0 | 0 | 0 | 1372.7136 | 0 | 0
2016-10-30 11:00 | 0 | 0 | 0 | 0 | 0 | 260040.1497 | 0 | 330156 | 0 | 0 | 0 | 0 | 563956.826 | 0 | 0 | 0 | 0 | 0 | 0 | 0 | 0 | 0 | 1020786.2277 | 0 | 0 | 0 | 0 | -71488.5639 | 0 | 0 | 0 | 0 | 0 | 0 | 0 | 0 | 0 | 0 | 0 | 0 | 1372.7136 | 0 | 0
2016-10-30 12:00 | 0 | 0 | 0 | 0 | 0 | 70967.9472 | 0 | 342297 | 0 | 0 | 0 | 0 | 291255.0596 | 0 | 0 | 0 | 0 | 0 | 0 | 0 | 0 | 0 | 1021880.3154 | 0 | 0 | 0 | 0 | 0 | 0 | 272701.7664 | 0 | 0 | 0 | 0 | 0 | 0 | 0 | 0 | 0 | 0 | 1372.7136 | 0 | 0
2016-10-30 13:00 | 0 | 0 | 0 | 0 | 0 | 84870.0419 | 609.9053 | 356809 | 0 | 0 | 0 | 0 | 18553.2932 | 0 | 0 | 0 | 0 | 0 | 0 | 0 | 0 | 0 | 1022974.3987 | 0 | 0 | 0 | 0 | 0 | 0 | 272701.7664 | 0 | 0 | 0 | 0 | 0 | 0 | 0 | 0 | 0 | 0 | 1372.7136 | 0 | 0
2016-10-30 14:00 | 0 | 0 | 0 | 0 | 0 | 232551.8568 | 193695.6329 | 371612 | 0 | 0 | 0 | 53262.7762 | 18553.2932 | 0 | 0 | 0 | 0 | 0 | 0 | 0 | 0 | 0 | 1024068.4777 | 0 | 0 | 0 | 0 | 53262.7762 | 0 | 0 | 0 | 0 | 0 | 0 | 0 | 0 | 0 | 0 | 0 | 0 | 1372.7136 | 0 | 0
2016-10-30 15:00 | 0 | 0 | 0 | 0 | 0 | 0 | 379714.4353 | 384979 | 0 | 0 | 0 | 0 | 65178.791 | 0 | 0 | 0 | 0 | 0 | 0 | 0 | 0 | 0 | 1025162.5523 | 0 | 0 | 0 | 0 | -53262.7762 | 174791.506 | 128166.0082 | 0 | 0 | 0 | 0 | 0 | 0 | 0 | 0 | 0 | 0 | 1372.7136 | 0 | 0
2016-10-30 16:00 | 0 | 0 | 0 | 0 | 0 | 0 | 472331.0015 | 398469 | 0 | 0 | 0 | 0 | 137668.0789 | 0 | 0 | 0 | 0 | 0 | 0 | 0 | 0 | 0 | 1026256.6225 | 0 | 0 | 0 | 0 | 0 | 72489.2879 | 0 | 0 | 0 | 0 | 0 | 0 | 0 | 0 | 0 | 0 | 0 | 1372.7136 | 0 | 0
2016-10-30 17:00 | 0 | 0 | 0 | 0 | 0 | 0 | 500470.5025 | 411094 | 0 | 0 | 0 | 71488.5639 | 154183.304 | 0 | 0 | 0 | 0 | 0 | 0 | 0 | 0 | 0 | 1027350.6883 | 0 | 0 | 0 | 0 | 71488.5639 | 16515.2251 | 0 | 0 | 0 | 0 | 0 | 0 | 0 | 0 | 0 | 0 | 0 | 1372.7136 | 0 | 0
2016-10-30 18:00 | 0 | 0 | 0 | 0 | 0 | 0 | 507788.8229 | 421927 | 0 | 0 | 0 | 0 | 310160.9772 | 0 | 0 | 0 | 0 | 0 | 0 | 0 | 0 | 0 | 1028444.7498 | 0 | 0 | 0 | 0 | -71488.5639 | 155977.6732 | 0 | 0 | 0 | 0 | 0 | 0 | 0 | 0 | 0 | 0 | 0 | 1372.7136 | 0 | 0
2016-10-30 19:00 | 0 | 0 | 0 | 0 | 0 | 0 | 513944.3228 | 429488 | 0 | 0 | 0 | 60493.5058 | 332751.0806 | 0 | 0 | 0 | 0 | 0 | 0 | 0 | 0 | 0 | 1029538.8069 | 0 | 0 | 0 | 0 | 60493.5058 | 22590.1034 | 0 | 0 | 0 | 0 | 0 | 0 | 0 | 0 | 0 | 0 | 0 | 1372.7136 | 0 | 0
2016-10-30 20:00 | 0 | 0 | 0 | 0 | 0 | 0 | 516945.7701 | 436896 | 0 | 0 | 0 | 131982.0697 | 339939.5733 | 0 | 0 | 0 | 0 | 0 | 0 | 0 | 0 | 0 | 1030632.8596 | 0 | 0 | 0 | 0 | 71488.5639 | 7188.4927 | 0 | 0 | 0 | 0 | 0 | 0 | 0 | 0 | 0 | 0 | 0 | 1372.7136 | 0 | 0
2016-10-30 21:00 | 0 | 0 | 0 | 0 | 0 | 9561.7177 | 504566.5598 | 441267 | 0 | 0 | 0 | 203470.6336 | 339939.5733 | 0 | 0 | 0 | 0 | 0 | 0 | 0 | 0 | 0 | 1031726.9079 | 0 | 0 | 0 | 0 | 71488.5639 | 0 | 0 | 0 | 0 | 0 | 0 | 0 | 0 | 0 | 0 | 0 | 0 | 1372.7136 | 0 | 0
2016-10-30 22:00 | 0 | 0 | 0 | 0 | 0 | 25974.1989 | 450595.9682 | 444525 | 0 | 0 | 0 | 203470.6336 | 370612.0268 | 0 | 0 | 0 | 0 | 0 | 0 | 0 | 0 | 0 | 1032820.9519 | 0 | 0 | 0 | 0 | 0 | 30672.4535 | 0 | 0 | 0 | 0 | 0 | 0 | 0 | 0 | 0 | 0 | 0 | 1372.7136 | 0 | 0
2016-10-30 23:00 | 0 | 0 | 0 | 0 | 0 | 175695.8825 | 274124.8311 | 448448 | 0 | 0 | 0 | 203470.6336 | 370612.0268 | 0 | 0 | 0 | 0 | 0 | 0 | 0 | 0 | 0 | 1033914.9915 | 0 | 0 | 0 | 0 | 0 | 0 | 0 | 0 | 0 | 0 | 0 | 0 | 0 | 0 | 0 | 0 | 0 | 1372.7136 | 0 | 0
2016-10-31 | 0 | 0 | 0 | 0 | 0 | 319655.9369 | 55604.2128 | 445376 | 0 | 0 | 0 | 131982.0697 | 370612.0268 | 0 | 0 | 0 | 0 | 0 | 0 | 0 | 0 | 0 | 1035009.0267 | 0 | 0 | 0 | 0 | -71488.5639 | 0 | 0 | 0 | 0 | 0 | 0 | 0 | 0 | 0 | 0 | 0 | 0 | 1372.7136 | 0 | 0
2016-10-31 01:00 | 0 | 0 | 0 | 0 | 0 | 230171.3521 | 0.15894 | 430012 | 0 | 0 | 0 | 203470.6336 | 97910.2604 | 0 | 0 | 0 | 0 | 0 | 0 | 0 | 0 | 0 | 1036103.0575 | 0 | 0 | 0 | 0 | 71488.5639 | 0 | 272701.7664 | 0 | 0 | 0 | 0 | 0 | 0 | 0 | 0 | 0 | 0 | 1372.7136 | 0 | 0
2016-10-31 02:00 | 0 | 0 | 0 | 0 | 0 | 411796.7136 | 0 | 410424 | 0 | 0 | 0 | 203470.6336 | 97910.2604 | 0 | 0 | 0 | 0 | 0 | 0 | 0 | 0 | 0 | 1037197.084 | 0 | 0 | 0 | 0 | 0 | 0 | 0 | 0 | 0 | 0 | 0 | 0 | 0 | 0 | 0 | 0 | 0 | 1372.7136 | 0 | 0
2016-10-31 03:00 | 0 | 0 | 0 | 0 | 0 | 387486.7136 | 0 | 386114 | 0 | 0 | 0 | 203470.6336 | 97910.2604 | 0 | 0 | 0 | 0 | 0 | 0 | 0 | 0 | 0 | 1038291.1061 | 0 | 0 | 0 | 0 | 0 | 0 | 0 | 0 | 0 | 0 | 0 | 0 | 0 | 0 | 0 | 0 | 0 | 1372.7136 | 0 | 0
2016-10-31 04:00 | 0 | 0 | 0 | 0 | 0 | 365268.7136 | 0 | 363896 | 0 | 0 | 0 | 203470.6336 | 97910.2604 | 0 | 0 | 0 | 0 | 0 | 0 | 0 | 0 | 0 | 1039385.1238 | 0 | 0 | 0 | 0 | 0 | 0 | 0 | 0 | 0 | 0 | 0 | 0 | 0 | 0 | 0 | 0 | 0 | 1372.7136 | 0 | 0
2016-10-31 05:00 | 0 | 0 | 0 | 0 | 0 | 275955.1497 | 0 | 346071 | 0 | 0 | 0 | 131982.0697 | 97910.2604 | 0 | 0 | 0 | 0 | 0 | 0 | 0 | 0 | 0 | 1040479.1371 | 0 | 0 | 0 | 0 | -71488.5639 | 0 | 0 | 0 | 0 | 0 | 0 | 0 | 0 | 0 | 0 | 0 | 0 | 1372.7136 | 0 | 0
2016-10-31 06:00 | 0 | 0 | 0 | 0 | 0 | 264131.1497 | 0 | 334247 | 0 | 0 | 0 | 60493.5058 | 97910.2604 | 0 | 0 | 0 | 0 | 0 | 0 | 0 | 0 | 0 | 1041573.146 | 0 | 0 | 0 | 0 | -71488.5639 | 0 | 0 | 0 | 0 | 0 | 0 | 0 | 0 | 0 | 0 | 0 | 0 | 1372.7136 | 0 | 0
2016-10-31 07:00 | 0 | 0 | 0 | 0 | 0 | 267962.2078 | 0 | 327083 | 0 | 0 | 0 | 0 | 97910.2604 | 0 | 0 | 0 | 0 | 0 | 0 | 0 | 0 | 0 | 1042667.1506 | 0 | 0 | 0 | 0 | -60493.5058 | 0 | 0 | 0 | 0 | 0 | 0 | 0 | 0 | 0 | 0 | 0 | 0 | 1372.7136 | 0 | 0
2016-10-31 08:00 | 0 | 0 | 0 | 0 | 0 | 399505.2775 | 0 | 326644 | 0 | 0 | 0 | 71488.5639 | 97910.2604 | 0 | 0 | 0 | 0 | 0 | 0 | 0 | 0 | 0 | 1043761.1508 | 0 | 0 | 0 | 0 | 71488.5639 | 0 | 0 | 0 | 0 | 0 | 0 | 0 | 0 | 0 | 0 | 0 | 0 | 1372.7136 | 0 | 0
2016-10-31 09:00 | 0 | 0 | 0 | 0 | 0 | 409857.2775 | 0 | 336996 | 0 | 0 | 0 | 142977.1278 | 97910.2604 | 0 | 0 | 0 | 0 | 0 | 0 | 0 | 0 | 0 | 1044855.1466 | 0 | 0 | 0 | 0 | 71488.5639 | 0 | 0 | 0 | 0 | 0 | 0 | 0 | 0 | 0 | 0 | 0 | 0 | 1372.7136 | 0 | 0
2016-10-31 10:00 | 0 | 0 | 0 | 0 | 0 | 468842.6557 | 0 | 364167 | 0 | 0 | 0 | 71488.5639 | 272701.7664 | 0 | 0 | 0 | 0 | 0 | 0 | 0 | 0 | 0 | 1045949.1381 | 0 | 0 | 0 | 0 | -71488.5639 | 174791.506 | 0 | 0 | 0 | 0 | 0 | 0 | 0 | 0 | 0 | 0 | 0 | 1372.7136 | 0 | 0
2016-10-31 11:00 | 0 | 0 | 0 | 0 | 0 | 69250.7206 | 0 | 394234 | 0 | 0 | 0 | 17834.3374 | 0 | 0 | 0 | 0 | 0 | 0 | 0 | 0 | 0 | 0 | 1047043.1251 | 0 | 0 | 0 | 0 | -53654.2265 | 0 | 272701.7664 | 0 | 0 | 0 | 0 | 0 | 0 | 0 | 0 | 0 | 0 | 1372.7136 | 0 | 0
2016-10-31 12:00 | 0 | 0 | 0 | 0 | 0 | 482809.2775 | 0 | 409948 | 0 | 0 | 0 | 89322.9013 | 0 | 0 | 0 | 0 | 0 | 0 | 0 | 0 | 0 | 0 | 1048137.1078 | 0 | 0 | 0 | 0 | 71488.5639 | 0 | 0 | 0 | 0 | 0 | 0 | 0 | 0 | 0 | 0 | 0 | 0 | 1372.7136 | 0 | 0
2016-10-31 13:00 | 0 | 0 | 0 | 0 | 0 | 637154.479 | 487.9091 | 418819 | 0 | 0 | 0 | 131982.0697 | 174791.506 | 0 | 0 | 0 | 0 | 0 | 0 | 0 | 0 | 0 | 1049231.0862 | 0 | 0 | 0 | 0 | 42659.1684 | 174791.506 | 0 | 0 | 0 | 0 | 0 | 0 | 0 | 0 | 0 | 0 | 0 | 1372.7136 | 0 | 0
2016-10-31 14:00 | 0 | 0 | 0 | 0 | 0 | 519411.078 | 156399.7055 | 428158 | 0 | 0 | 0 | 203470.6336 | 349583.0121 | 0 | 0 | 0 | 0 | 0 | 0 | 0 | 0 | 0 | 1050325.0601 | 0 | 0 | 0 | 0 | 71488.5639 | 174791.506 | 0 | 0 | 0 | 0 | 0 | 0 | 0 | 0 | 0 | 0 | 0 | 1372.7136 | 0 | 0
2016-10-31 15:00 | 0 | 0 | 0 | 0 | 0 | 0 | 514901.3602 | 435884 | 0 | 0 | 0 | 131982.0697 | 498716.2226 | 0 | 0 | 0 | 0 | 0 | 0 | 0 | 0 | 0 | 1051419.0297 | 0 | 0 | 0 | 0 | -71488.5639 | 149133.2105 | 0 | 0 | 0 | 0 | 0 | 0 | 0 | 0 | 0 | 0 | 0 | 1372.7136 | 0 | 0
2016-10-31 16:00 | 0 | 0 | 0 | 0 | 0 | 0 | 644116.8907 | 443570 | 0 | 0 | 0 | 176234.678 | 653637.7914 | 0 | 0 | 0 | 0 | 0 | 0 | 0 | 0 | 0 | 1052512.9949 | 0 | 0 | 0 | 0 | 44252.6084 | 154921.5687 | 0 | 0 | 0 | 0 | 0 | 0 | 0 | 0 | 0 | 0 | 0 | 1372.7136 | 0 | 0
2016-10-31 17:00 | 0 | 0 | 0 | 0 | 0 | 0 | 655555.1751 | 452155 | 0 | 0 | 0 | 203470.6336 | 828429.2974 | 0 | 0 | 0 | 0 | 0 | 0 | 0 | 0 | 0 | 1053606.9557 | 0 | 0 | 0 | 0 | 27235.9555 | 174791.506 | 0 | 0 | 0 | 0 | 0 | 0 | 0 | 0 | 0 | 0 | 0 | 1372.7136 | 0 | 0
2016-10-31 18:00 | 0 | 0 | 0 | 0 | 0 | 0 | 629375.1703 | 457632 | 0 | 0 | 0 | 203470.6336 | 998799.7541 | 0 | 0 | 0 | 0 | 0 | 0 | 0 | 0 | 0 | 1054700.9121 | 0 | 0 | 0 | 0 | 0 | 170370.4567 | 0 | 0 | 0 | 0 | 0 | 0 | 0 | 0 | 0 | 0 | 0 | 1372.7136 | 0 | 0
2016-10-31 19:00 | 0 | 0 | 0 | 0 | 0 | 0 | 615038.4684 | 463453 | 0 | 0 | 0 | 203470.6336 | 1149012.509 | 0 | 0 | 0 | 0 | 0 | 0 | 0 | 0 | 0 | 1055794.8642 | 0 | 0 | 0 | 0 | 0 | 150212.7549 | 0 | 0 | 0 | 0 | 0 | 0 | 0 | 0 | 0 | 0 | 0 | 1372.7136 | 0 | 0
2016-10-31 20:00 | 0 | 0 | 0 | 0 | 0 | 0 | 623734.905 | 466731 | 0 | 0 | 0 | 184310.319 | 1323804.015 | 0 | 0 | 0 | 0 | 0 | 0 | 0 | 0 | 0 | 1056888.8119 | 0 | 0 | 0 | 0 | -19160.3146 | 174791.506 | 0 | 0 | 0 | 0 | 0 | 0 | 0 | 0 | 0 | 0 | 0 | 1372.7136 | 0 | 0
2016-10-31 21:00 | 0 | 0 | 0 | 0 | 0 | 0 | 637220.1629 | 467068 | 0 | 0 | 0 | 203470.6336 | 1473423.1498 | 0 | 0 | 0 | 0 | 0 | 0 | 0 | 0 | 0 | 1057982.7552 | 0 | 0 | 0 | 0 | 19160.3146 | 149619.1348 | 0 | 0 | 0 | 0 | 0 | 0 | 0 | 0 | 0 | 0 | 0 | 1372.7136 | 0 | 0
2016-10-31 22:00 | 0 | 0 | 0 | 0 | 0 | 0 | 597134.853 | 465870 | 0 | 0 | 0 | 203470.6336 | 1603315.2892 | 0 | 0 | 0 | 0 | 0 | 0 | 0 | 0 | 0 | 1059076.6941 | 0 | 0 | 0 | 0 | 0 | 129892.1394 | 0 | 0 | 0 | 0 | 0 | 0 | 0 | 0 | 0 | 0 | 0 | 1372.7136 | 0 | 0
2016-10-31 23:00 | 0 | 0 | 0 | 0 | 0 | 6379.3322 | 386155.8174 | 462651 | 0 | 0 | 0 | 131982.0697 | 1603315.2892 | 0 | 0 | 0 | 0 | 0 | 0 | 0 | 0 | 0 | 1060170.6287 | 0 | 0 | 0 | 0 | -71488.5639 | 0 | 0 | 0 | 0 | 0 | 0 | 0 | 0 | 0 | 0 | 0 | 0 | 1372.7136 | 0 | 0
2016-11-01 | 0 | 0 | 0 | 0 | 0 | 585186.1183 | 59764.1594 | 457791 | 0 | 0 | 0 | 142977.1278 | 1778106.7952 | 0 | 0 | 0 | 0 | 0 | 0 | 0 | 0 | 0 | 1061264.5588 | 0 | 0 | 0 | 0 | 10995.0581 | 174791.506 | 0 | 0 | 0 | 0 | 0 | 0 | 0 | 0 | 0 | 0 | 0 | 1372.7136 | 0 | 0
2016-11-01 01:00 | 0 | 0 | 0 | 0 | 0 | 551211.6557 | 0 | 446536 | 0 | 0 | 0 | 71488.5639 | 1952898.3012 | 0 | 0 | 0 | 0 | 0 | 0 | 0 | 0 | 0 | 1062358.4847 | 0 | 0 | 0 | 0 | -71488.5639 | 174791.506 | 0 | 0 | 0 | 0 | 0 | 0 | 0 | 0 | 0 | 0 | 0 | 1372.7136 | 0 | 0
2016-11-01 02:00 | 0 | 0 | 0 | 0 | 0 | 499794.2775 | 0 | 426933 | 0 | 0 | 0 | 142977.1278 | 1952898.3012 | 0 | 0 | 0 | 0 | 0 | 0 | 0 | 0 | 0 | 1063452.4061 | 0 | 0 | 0 | 0 | 71488.5639 | 0 | 0 | 0 | 0 | 0 | 0 | 0 | 0 | 0 | 0 | 0 | 0 | 1372.7136 | 0 | 0
2016-11-01 03:00 | 0 | 0 | 0 | 0 | 0 | 331132.1497 | 0 | 401248 | 0 | 0 | 0 | 71488.5639 | 1952898.3012 | 0 | 0 | 0 | 0 | 0 | 0 | 0 | 0 | 0 | 1064546.3231 | 0 | 0 | 0 | 0 | -71488.5639 | 0 | 0 | 0 | 0 | 0 | 0 | 0 | 0 | 0 | 0 | 0 | 0 | 1372.7136 | 0 | 0
2016-11-01 04:00 | 0 | 0 | 0 | 0 | 0 | 306951.1497 | 0 | 377067 | 0 | 0 | 0 | 0 | 1952898.3012 | 0 | 0 | 0 | 0 | 0 | 0 | 0 | 0 | 0 | 1065640.2358 | 0 | 0 | 0 | 0 | -71488.5639 | 0 | 0 | 0 | 0 | 0 | 0 | 0 | 0 | 0 | 0 | 0 | 0 | 1372.7136 | 0 | 0
2016-11-01 05:00 | 0 | 0 | 0 | 0 | 0 | 360191.7136 | 0 | 358819 | 0 | 0 | 0 | 0 | 1952898.3012 | 0 | 0 | 0 | 0 | 0 | 0 | 0 | 0 | 0 | 1066734.1441 | 0 | 0 | 0 | 0 | 0 | 0 | 0 | 0 | 0 | 0 | 0 | 0 | 0 | 0 | 0 | 0 | 0 | 1372.7136 | 0 | 0
2016-11-01 06:00 | 0 | 0 | 0 | 0 | 0 | 348014.7136 | 0 | 346642 | 0 | 0 | 0 | 0 | 1952898.3012 | 0 | 0 | 0 | 0 | 0 | 0 | 0 | 0 | 0 | 1067828.0481 | 0 | 0 | 0 | 0 | 0 | 0 | 0 | 0 | 0 | 0 | 0 | 0 | 0 | 0 | 0 | 0 | 0 | 1372.7136 | 0 | 0
2016-11-01 07:00 | 0 | 0 | 0 | 0 | 0 | 140235.5111 | 0 | 340076 | 0 | 0 | 0 | 71488.5639 | 1680196.5348 | 0 | 0 | 0 | 0 | 0 | 0 | 0 | 0 | 0 | 1068921.9476 | 0 | 0 | 0 | 0 | 71488.5639 | 0 | 272701.7664 | 0 | 0 | 0 | 0 | 0 | 0 | 0 | 0 | 0 | 0 | 1372.7136 | 0 | 0
2016-11-01 08:00 | 0 | 0 | 0 | 0 | 0 | 269145.1497 | 0 | 339261 | 0 | 0 | 0 | 0 | 1680196.5348 | 0 | 0 | 0 | 0 | 0 | 0 | 0 | 0 | 0 | 1070015.8428 | 0 | 0 | 0 | 0 | -71488.5639 | 0 | 0 | 0 | 0 | 0 | 0 | 0 | 0 | 0 | 0 | 0 | 0 | 1372.7136 | 0 | 0
2016-11-01 09:00 | 0 | 0 | 0 | 0 | 0 | 350229.7136 | 0 | 348857 | 0 | 0 | 0 | 0 | 1680196.5348 | 0 | 0 | 0 | 0 | 0 | 0 | 0 | 0 | 0 | 1071109.7336 | 0 | 0 | 0 | 0 | 0 | 0 | 0 | 0 | 0 | 0 | 0 | 0 | 0 | 0 | 0 | 0 | 0 | 1372.7136 | 0 | 0
2016-11-01 10:00 | 0 | 0 | 0 | 0 | 0 | 448646.2775 | 0 | 375785 | 0 | 0 | 0 | 71488.5639 | 1680196.5348 | 0 | 0 | 0 | 0 | 0 | 0 | 0 | 0 | 0 | 1072203.62 | 0 | 0 | 0 | 0 | 71488.5639 | 0 | 0 | 0 | 0 | 0 | 0 | 0 | 0 | 0 | 0 | 0 | 0 | 1372.7136 | 0 | 0
2016-11-01 11:00 | 0 | 0 | 0 | 0 | 0 | 334246.1497 | 0 | 404362 | 0 | 0 | 0 | 0 | 1680196.5348 | 0 | 0 | 0 | 0 | 0 | 0 | 0 | 0 | 0 | 1073297.5021 | 0 | 0 | 0 | 0 | -71488.5639 | 0 | 0 | 0 | 0 | 0 | 0 | 0 | 0 | 0 | 0 | 0 | 0 | 1372.7136 | 0 | 0
2016-11-01 12:00 | 0 | 0 | 0 | 0 | 0 | 424459.7972 | 0 | 418100 | 0 | 0 | 0 | 71488.5639 | 1613695.0546 | 0 | 0 | 0 | 0 | 0 | 0 | 0 | 0 | 0 | 1074391.3797 | 0 | 0 | 0 | 0 | 71488.5639 | 0 | 66501.4802 | 0 | 0 | 0 | 0 | 0 | 0 | 0 | 0 | 0 | 0 | 1372.7136 | 0 | 0
2016-11-01 13:00 | 0 | 0 | 0 | 0 | 0 | 376590.3675 | 364.2342 | 424883 | 0 | 0 | 0 | 142977.1278 | 1492905.3789 | 0 | 0 | 0 | 0 | 0 | 0 | 0 | 0 | 0 | 1075485.2531 | 0 | 0 | 0 | 0 | 71488.5639 | 0 | 120789.6757 | 0 | 0 | 0 | 0 | 0 | 0 | 0 | 0 | 0 | 0 | 1372.7136 | 0 | 0
2016-11-01 14:00 | 0 | 0 | 0 | 0 | 0 | 261319.785 | 93631.5055 | 432738 | 0 | 0 | 0 | 71488.5639 | 1485234.5197 | 0 | 0 | 0 | 0 | 0 | 0 | 0 | 0 | 0 | 1076579.122 | 0 | 0 | 0 | 0 | -71488.5639 | 0 | 7670.8592 | 0 | 0 | 0 | 0 | 0 | 0 | 0 | 0 | 0 | 0 | 1372.7136 | 0 | 0
2016-11-01 15:00 | 0 | 0 | 0 | 0 | 0 | 195851.5777 | 329982.1812 | 441024 | 0 | 0 | 0 | 142977.1278 | 1497183.001 | 0 | 0 | 0 | 0 | 0 | 0 | 0 | 0 | 0 | 1077672.9865 | 0 | 0 | 0 | 0 | 71488.5639 | 11948.4813 | 0 | 0 | 0 | 0 | 0 | 0 | 0 | 0 | 0 | 0 | 0 | 1372.7136 | 0 | 0
2016-11-01 16:00 | 0 | 0 | 0 | 0 | 0 | 0 | 472942.5167 | 448543 | 0 | 0 | 0 | 166003.9309 | 1497183.001 | 0 | 0 | 0 | 0 | 0 | 0 | 0 | 0 | 0 | 1078766.8467 | 0 | 0 | 0 | 0 | 23026.8031 | 0 | 0 | 0 | 0 | 0 | 0 | 0 | 0 | 0 | 0 | 0 | 0 | 1372.7136 | 0 | 0
2016-11-01 17:00 | 0 | 0 | 0 | 0 | 0 | 0 | 526393.0613 | 454209 | 0 | 0 | 0 | 94515.367 | 1639482.9126 | 0 | 0 | 0 | 0 | 0 | 0 | 0 | 0 | 0 | 1079860.7025 | 0 | 0 | 0 | 0 | -71488.5639 | 142299.9116 | 0 | 0 | 0 | 0 | 0 | 0 | 0 | 0 | 0 | 0 | 0 | 1372.7136 | 0 | 0
2016-11-01 18:00 | 0 | 0 | 0 | 0 | 0 | 0 | 525979.5614 | 460031 | 0 | 0 | 0 | 23026.8031 | 1775547.3243 | 0 | 0 | 0 | 0 | 0 | 0 | 0 | 0 | 0 | 1080954.5539 | 0 | 0 | 0 | 0 | -71488.5639 | 136064.4117 | 0 | 0 | 0 | 0 | 0 | 0 | 0 | 0 | 0 | 0 | 0 | 1372.7136 | 0 | 0
2016-11-01 19:00 | 0 | 0 | 0 | 0 | 0 | 0 | 516922.8077 | 464625 | 0 | 0 | 0 | 73951.8973 | 1775547.3243 | 0 | 0 | 0 | 0 | 0 | 0 | 0 | 0 | 0 | 1082048.401 | 0 | 0 | 0 | 0 | 50925.0941 | 0 | 0 | 0 | 0 | 0 | 0 | 0 | 0 | 0 | 0 | 0 | 0 | 1372.7136 | 0 | 0
2016-11-01 20:00 | 0 | 0 | 0 | 0 | 0 | 0 | 510963.4025 | 469424 | 0 | 0 | 0 | 114118.5862 | 1775547.3243 | 0 | 0 | 0 | 0 | 0 | 0 | 0 | 0 | 0 | 1083142.2436 | 0 | 0 | 0 | 0 | 40166.6889 | 0 | 0 | 0 | 0 | 0 | 0 | 0 | 0 | 0 | 0 | 0 | 0 | 1372.7136 | 0 | 0
2016-11-01 21:00 | 0 | 0 | 0 | 0 | 0 | 0 | 495656.8833 | 473308 | 0 | 0 | 0 | 135094.7559 | 1775547.3243 | 0 | 0 | 0 | 0 | 0 | 0 | 0 | 0 | 0 | 1084236.0819 | 0 | 0 | 0 | 0 | 20976.1697 | 0 | 0 | 0 | 0 | 0 | 0 | 0 | 0 | 0 | 0 | 0 | 0 | 1372.7136 | 0 | 0
2016-11-01 22:00 | 0 | 0 | 0 | 0 | 0 | 0 | 446440.9662 | 477350 | 0 | 0 | 0 | 102813.0086 | 1775547.3243 | 0 | 0 | 0 | 0 | 0 | 0 | 0 | 0 | 0 | 1085329.9159 | 0 | 0 | 0 | 0 | -32281.7473 | 0 | 0 | 0 | 0 | 0 | 0 | 0 | 0 | 0 | 0 | 0 | 0 | 1372.7136 | 0 | 0
2016-11-01 23:00 | 0 | 0 | 0 | 0 | 0 | 147063.9351 | 315109.6438 | 481831 | 0 | 0 | 0 | 174301.5725 | 1683028.6258 | 0 | 0 | 0 | 0 | 0 | 0 | 0 | 0 | 0 | 1086423.7454 | 0 | 0 | 0 | 0 | 71488.5639 | 0 | 92518.6986 | 0 | 0 | 0 | 0 | 0 | 0 | 0 | 0 | 0 | 0 | 1372.7136 | 0 | 0
2016-11-02 | 0 | 0 | 0 | 0 | 0 | 115701.9312 | 59721.5713 | 478077 | 0 | 0 | 0 | 142977.1278 | 1410326.8594 | 0 | 0 | 0 | 0 | 0 | 0 | 0 | 0 | 0 | 1087517.5706 | 0 | 0 | 0 | 0 | -31324.4447 | 0 | 272701.7664 | 0 | 0 | 0 | 0 | 0 | 0 | 0 | 0 | 0 | 0 | 1372.7136 | 0 | 0
2016-11-02 01:00 | 0 | 0 | 0 | 0 | 0 | 119117.3833 | 0 | 461935 | 0 | 0 | 0 | 71488.5639 | 1137625.0929 | 0 | 0 | 0 | 0 | 0 | 0 | 0 | 0 | 0 | 1088611.3914 | 0 | 0 | 0 | 0 | -71488.5639 | 0 | 272701.7664 | 0 | 0 | 0 | 0 | 0 | 0 | 0 | 0 | 0 | 0 | 1372.7136 | 0 | 0
2016-11-02 02:00 | 0 | 0 | 0 | 0 | 0 | 95253.3833 | 0 | 438071 | 0 | 0 | 0 | 0 | 864923.3265 | 0 | 0 | 0 | 0 | 0 | 0 | 0 | 0 | 0 | 1089705.2078 | 0 | 0 | 0 | 0 | -71488.5639 | 0 | 272701.7664 | 0 | 0 | 0 | 0 | 0 | 0 | 0 | 0 | 0 | 0 | 1372.7136 | 0 | 0
2016-11-02 03:00 | 0 | 0 | 0 | 0 | 0 | 483895.2775 | 0 | 411034 | 0 | 0 | 0 | 71488.5639 | 864923.3265 | 0 | 0 | 0 | 0 | 0 | 0 | 0 | 0 | 0 | 1090799.0198 | 0 | 0 | 0 | 0 | 71488.5639 | 0 | 0 | 0 | 0 | 0 | 0 | 0 | 0 | 0 | 0 | 0 | 0 | 1372.7136 | 0 | 0
2016-11-02 04:00 | 0 | 0 | 0 | 0 | 0 | 385558.7136 | 0 | 384186 | 0 | 0 | 0 | 71488.5639 | 864923.3265 | 0 | 0 | 0 | 0 | 0 | 0 | 0 | 0 | 0 | 1091892.8275 | 0 | 0 | 0 | 0 | 0 | 0 | 0 | 0 | 0 | 0 | 0 | 0 | 0 | 0 | 0 | 0 | 0 | 1372.7136 | 0 | 0
2016-11-02 05:00 | 0 | 0 | 0 | 0 | 0 | 436759.2775 | 0 | 363898 | 0 | 0 | 0 | 142977.1278 | 864923.3265 | 0 | 0 | 0 | 0 | 0 | 0 | 0 | 0 | 0 | 1092986.6308 | 0 | 0 | 0 | 0 | 71488.5639 | 0 | 0 | 0 | 0 | 0 | 0 | 0 | 0 | 0 | 0 | 0 | 0 | 1372.7136 | 0 | 0
2016-11-02 06:00 | 0 | 0 | 0 | 0 | 0 | 280320.1497 | 0 | 350436 | 0 | 0 | 0 | 71488.5639 | 864923.3265 | 0 | 0 | 0 | 0 | 0 | 0 | 0 | 0 | 0 | 1094080.4297 | 0 | 0 | 0 | 0 | -71488.5639 | 0 | 0 | 0 | 0 | 0 | 0 | 0 | 0 | 0 | 0 | 0 | 0 | 1372.7136 | 0 | 0
2016-11-02 07:00 | 0 | 0 | 0 | 0 | 0 | 272175.1497 | 0 | 342291 | 0 | 0 | 0 | 0 | 864923.3265 | 0 | 0 | 0 | 0 | 0 | 0 | 0 | 0 | 0 | 1095174.2243 | 0 | 0 | 0 | 0 | -71488.5639 | 0 | 0 | 0 | 0 | 0 | 0 | 0 | 0 | 0 | 0 | 0 | 0 | 1372.7136 | 0 | 0
2016-11-02 08:00 | 0 | 0 | 0 | 0 | 0 | 413790.2775 | 0 | 340929 | 0 | 0 | 0 | 71488.5639 | 864923.3265 | 0 | 0 | 0 | 0 | 0 | 0 | 0 | 0 | 0 | 1096268.0144 | 0 | 0 | 0 | 0 | 71488.5639 | 0 | 0 | 0 | 0 | 0 | 0 | 0 | 0 | 0 | 0 | 0 | 0 | 1372.7136 | 0 | 0
2016-11-02 09:00 | 0 | 0 | 0 | 0 | 0 | 414816.4418 | 0 | 350511 | 0 | 0 | 0 | 134421.2921 | 864923.3265 | 0 | 0 | 0 | 0 | 0 | 0 | 0 | 0 | 0 | 1097361.8002 | 0 | 0 | 0 | 0 | 62932.7282 | 0 | 0 | 0 | 0 | 0 | 0 | 0 | 0 | 0 | 0 | 0 | 0 | 1372.7136 | 0 | 0
2016-11-02 10:00 | 0 | 0 | 0 | 0 | 0 | 385846.8972 | 0 | 375741 | 0 | 0 | 0 | 143154.4757 | 864923.3265 | 0 | 0 | 0 | 0 | 0 | 0 | 0 | 0 | 0 | 1098455.5817 | 0 | 0 | 0 | 0 | 8733.1836 | 0 | 0 | 0 | 0 | 0 | 0 | 0 | 0 | 0 | 0 | 0 | 0 | 1372.7136 | 0 | 0
2016-11-02 11:00 | 0 | 0 | 0 | 0 | 0 | 333499.1497 | 0 | 403615 | 0 | 0 | 0 | 71665.9118 | 864923.3265 | 0 | 0 | 0 | 0 | 0 | 0 | 0 | 0 | 0 | 1099549.3587 | 0 | 0 | 0 | 0 | -71488.5639 | 0 | 0 | 0 | 0 | 0 | 0 | 0 | 0 | 0 | 0 | 0 | 0 | 1372.7136 | 0 | 0
2016-11-02 12:00 | 0 | 0 | 0 | 0 | 0 | 343710.0482 | 0 | 418313 | 0 | 0 | 0 | 177.3479 | 860436.225 | 0 | 0 | 0 | 0 | 0 | 0 | 0 | 0 | 0 | 1100643.1314 | 0 | 0 | 0 | 0 | -71488.5639 | 0 | 4487.1015 | 0 | 0 | 0 | 0 | 0 | 0 | 0 | 0 | 0 | 0 | 1372.7136 | 0 | 0
2016-11-02 13:00 | 0 | 0 | 0 | 0 | 0 | 226401.8705 | 150.6406 | 426393 | 0 | 0 | 0 | 71665.9118 | 587734.4586 | 0 | 0 | 0 | 0 | 0 | 0 | 0 | 0 | 0 | 1101736.8997 | 0 | 0 | 0 | 0 | 71488.5639 | 0 | 272701.7664 | 0 | 0 | 0 | 0 | 0 | 0 | 0 | 0 | 0 | 0 | 1372.7136 | 0 | 0
2016-11-02 14:00 | 0 | 0 | 0 | 0 | 0 | 227685.4549 | 93148.4446 | 436379 | 0 | 0 | 0 | 177.3479 | 542305.2084 | 0 | 0 | 0 | 0 | 0 | 0 | 0 | 0 | 0 | 1102830.6636 | 0 | 0 | 0 | 0 | -71488.5639 | 0 | 45429.2502 | 0 | 0 | 0 | 0 | 0 | 0 | 0 | 0 | 0 | 0 | 1372.7136 | 0 | 0
2016-11-02 15:00 | 0 | 0 | 0 | 0 | 0 | 167162.2465 | 506567.6925 | 444579 | 0 | 0 | 0 | 53164.0673 | 717096.7145 | 0 | 0 | 0 | 0 | 0 | 0 | 0 | 0 | 0 | 1103924.4231 | 0 | 0 | 0 | 0 | 52986.7194 | 174791.506 | 0 | 0 | 0 | 0 | 0 | 0 | 0 | 0 | 0 | 0 | 0 | 1372.7136 | 0 | 0
2016-11-02 16:00 | 0 | 0 | 0 | 0 | 0 | 0 | 625721.2716 | 451675 | 0 | 0 | 0 | 51046.1193 | 891888.2205 | 0 | 0 | 0 | 0 | 0 | 0 | 0 | 0 | 0 | 1105018.1783 | 0 | 0 | 0 | 0 | -2117.948 | 174791.506 | 0 | 0 | 0 | 0 | 0 | 0 | 0 | 0 | 0 | 0 | 0 | 1372.7136 | 0 | 0
2016-11-02 17:00 | 0 | 0 | 0 | 0 | 0 | 0 | 617780.4383 | 459394 | 0 | 0 | 0 | 33268.3379 | 1066679.7266 | 0 | 0 | 0 | 0 | 0 | 0 | 0 | 0 | 0 | 1106111.9291 | 0 | 0 | 0 | 0 | -17777.7813 | 174791.506 | 0 | 0 | 0 | 0 | 0 | 0 | 0 | 0 | 0 | 0 | 0 | 1372.7136 | 0 | 0
2016-11-02 18:00 | 0 | 0 | 0 | 0 | 0 | 123733.567 | 590302.2165 | 466383 | 0 | 0 | 0 | 104756.9018 | 1241471.2326 | 0 | 0 | 0 | 0 | 0 | 0 | 0 | 0 | 0 | 1107205.6755 | 0 | 0 | 0 | 0 | 71488.5639 | 174791.506 | 0 | 0 | 0 | 0 | 0 | 0 | 0 | 0 | 0 | 0 | 0 | 1372.7136 | 0 | 0
2016-11-02 19:00 | 0 | 0 | 0 | 0 | 0 | 146607.4034 | 572613.3801 | 471568 | 0 | 0 | 0 | 176245.4657 | 1416262.7386 | 0 | 0 | 0 | 0 | 0 | 0 | 0 | 0 | 0 | 1108299.4176 | 0 | 0 | 0 | 0 | 71488.5639 | 174791.506 | 0 | 0 | 0 | 0 | 0 | 0 | 0 | 0 | 0 | 0 | 0 | 1372.7136 | 0 | 0
2016-11-02 20:00 | 0 | 0 | 0 | 0 | 0 | 30758.3733 | 575519.4503 | 474377 | 0 | 0 | 0 | 131982.0697 | 1591054.2447 | 0 | 0 | 0 | 0 | 0 | 0 | 0 | 0 | 0 | 1109393.1552 | 0 | 0 | 0 | 0 | -44263.396 | 174791.506 | 0 | 0 | 0 | 0 | 0 | 0 | 0 | 0 | 0 | 0 | 0 | 1372.7136 | 0 | 0
2016-11-02 21:00 | 0 | 0 | 0 | 0 | 0 | 138427.9383 | 585034.8452 | 475810 | 0 | 0 | 0 | 203470.6336 | 1765845.7507 | 0 | 0 | 0 | 0 | 0 | 0 | 0 | 0 | 0 | 1110486.8885 | 0 | 0 | 0 | 0 | 71488.5639 | 174791.506 | 0 | 0 | 0 | 0 | 0 | 0 | 0 | 0 | 0 | 0 | 0 | 1372.7136 | 0 | 0
2016-11-02 22:00 | 0 | 0 | 0 | 0 | 0 | 94680.9721 | 560675.2475 | 479192 | 0 | 0 | 0 | 203470.6336 | 1940637.2568 | 0 | 0 | 0 | 0 | 0 | 0 | 0 | 0 | 0 | 1111580.6174 | 0 | 0 | 0 | 0 | 0 | 174791.506 | 0 | 0 | 0 | 0 | 0 | 0 | 0 | 0 | 0 | 0 | 0 | 1372.7136 | 0 | 0
2016-11-02 23:00 | 0 | 0 | 0 | 0 | 0 | 264843.4247 | 380455.3657 | 481998 | 0 | 0 | 0 | 203470.6336 | 2102565.3336 | 0 | 0 | 0 | 0 | 0 | 0 | 0 | 0 | 0 | 1112674.342 | 0 | 0 | 0 | 0 | 0 | 161928.0768 | 0 | 0 | 0 | 0 | 0 | 0 | 0 | 0 | 0 | 0 | 0 | 1372.7136 | 0 | 0
2016-11-03 | 0 | 0 | 0 | 0 | 0 | 318061.8727 | 55887.4526 | 476820 | 0 | 0 | 0 | 131982.0697 | 2069810.5091 | 0 | 0 | 0 | 0 | 0 | 0 | 0 | 0 | 0 | 1113768.0621 | 0 | 0 | 0 | 0 | -71488.5639 | 0 | 32754.8245 | 0 | 0 | 0 | 0 | 0 | 0 | 0 | 0 | 0 | 0 | 1372.7136 | 0 | 0
2016-11-03 01:00 | 0 | 0 | 0 | 0 | 0 | 333338.079 | 0 | 460151 | 0 | 0 | 0 | 142977.1278 | 1930629.8165 | 0 | 0 | 0 | 0 | 0 | 0 | 0 | 0 | 0 | 1114861.7779 | 0 | 0 | 0 | 0 | 10995.0581 | 133521.0738 | 272701.7664 | 0 | 0 | 0 | 0 | 0 | 0 | 0 | 0 | 0 | 0 | 1372.7136 | 0 | 0
2016-11-03 02:00 | 0 | 0 | 0 | 0 | 0 | 335767.568 | 0 | 436685 | 0 | 0 | 0 | 71488.5639 | 1899828.2348 | 0 | 0 | 0 | 0 | 0 | 0 | 0 | 0 | 0 | 1115955.4894 | 0 | 0 | 0 | 0 | -71488.5639 | 0 | 30801.5817 | 0 | 0 | 0 | 0 | 0 | 0 | 0 | 0 | 0 | 0 | 1372.7136 | 0 | 0
2016-11-03 03:00 | 0 | 0 | 0 | 0 | 0 | 67925.3833 | 0 | 410743 | 0 | 0 | 0 | 0 | 1627126.4684 | 0 | 0 | 0 | 0 | 0 | 0 | 0 | 0 | 0 | 1117049.1964 | 0 | 0 | 0 | 0 | -71488.5639 | 0 | 272701.7664 | 0 | 0 | 0 | 0 | 0 | 0 | 0 | 0 | 0 | 0 | 1372.7136 | 0 | 0
2016-11-03 04:00 | 0 | 0 | 0 | 0 | 0 | 351532.0324 | 0 | 386212 | 0 | 0 | 0 | 0 | 1591073.7871 | 0 | 0 | 0 | 0 | 0 | 0 | 0 | 0 | 0 | 1118142.8991 | 0 | 0 | 0 | 0 | 0 | 0 | 36052.6812 | 0 | 0 | 0 | 0 | 0 | 0 | 0 | 0 | 0 | 0 | 1372.7136 | 0 | 0
2016-11-03 05:00 | 0 | 0 | 0 | 0 | 0 | 95970.9472 | 0 | 367300 | 0 | 0 | 0 | 0 | 1318372.0207 | 0 | 0 | 0 | 0 | 0 | 0 | 0 | 0 | 0 | 1119236.5974 | 0 | 0 | 0 | 0 | 0 | 0 | 272701.7664 | 0 | 0 | 0 | 0 | 0 | 0 | 0 | 0 | 0 | 0 | 1372.7136 | 0 | 0
2016-11-03 06:00 | 0 | 0 | 0 | 0 | 0 | 352850.7136 | 0 | 351478 | 0 | 0 | 0 | 0 | 1318372.0207 | 0 | 0 | 0 | 0 | 0 | 0 | 0 | 0 | 0 | 1120330.2913 | 0 | 0 | 0 | 0 | 0 | 0 | 0 | 0 | 0 | 0 | 0 | 0 | 0 | 0 | 0 | 0 | 0 | 1372.7136 | 0 | 0
2016-11-03 07:00 | 0 | 0 | 0 | 0 | 0 | 404087.2194 | 0 | 342221 | 0 | 0 | 0 | 60493.5058 | 1318372.0207 | 0 | 0 | 0 | 0 | 0 | 0 | 0 | 0 | 0 | 1121423.9808 | 0 | 0 | 0 | 0 | 60493.5058 | 0 | 0 | 0 | 0 | 0 | 0 | 0 | 0 | 0 | 0 | 0 | 0 | 1372.7136 | 0 | 0
2016-11-03 08:00 | 0 | 0 | 0 | 0 | 0 | 413302.2775 | 0 | 340441 | 0 | 0 | 0 | 131982.0697 | 1318372.0207 | 0 | 0 | 0 | 0 | 0 | 0 | 0 | 0 | 0 | 1122517.666 | 0 | 0 | 0 | 0 | 71488.5639 | 0 | 0 | 0 | 0 | 0 | 0 | 0 | 0 | 0 | 0 | 0 | 0 | 1372.7136 | 0 | 0
2016-11-03 09:00 | 0 | 0 | 0 | 0 | 0 | 149205.5111 | 0 | 349046 | 0 | 0 | 0 | 203470.6336 | 1045670.2543 | 0 | 0 | 0 | 0 | 0 | 0 | 0 | 0 | 0 | 1123611.3468 | 0 | 0 | 0 | 0 | 71488.5639 | 0 | 272701.7664 | 0 | 0 | 0 | 0 | 0 | 0 | 0 | 0 | 0 | 0 | 1372.7136 | 0 | 0
2016-11-03 10:00 | 0 | 0 | 0 | 0 | 0 | 423900.8405 | 0 | 372309 | 0 | 0 | 0 | 203470.6336 | 1095889.3812 | 0 | 0 | 0 | 0 | 0 | 0 | 0 | 0 | 0 | 1124705.0232 | 0 | 0 | 0 | 0 | 0 | 50219.1269 | 0 | 0 | 0 | 0 | 0 | 0 | 0 | 0 | 0 | 0 | 0 | 1372.7136 | 0 | 0
2016-11-03 11:00 | 0 | 0 | 0 | 0 | 0 | 401448.7136 | 0 | 400076 | 0 | 0 | 0 | 203470.6336 | 1095889.3812 | 0 | 0 | 0 | 0 | 0 | 0 | 0 | 0 | 0 | 1125798.6953 | 0 | 0 | 0 | 0 | 0 | 0 | 0 | 0 | 0 | 0 | 0 | 0 | 0 | 0 | 0 | 0 | 0 | 1372.7136 | 0 | 0
2016-11-03 12:00 | 0 | 0 | 0 | 0 | 0 | 345768.1497 | 0 | 415884 | 0 | 0 | 0 | 131982.0697 | 1095889.3812 | 0 | 0 | 0 | 0 | 0 | 0 | 0 | 0 | 0 | 1126892.3629 | 0 | 0 | 0 | 0 | -71488.5639 | 0 | 0 | 0 | 0 | 0 | 0 | 0 | 0 | 0 | 0 | 0 | 0 | 1372.7136 | 0 | 0
2016-11-03 13:00 | 0 | 0 | 0 | 0 | 0 | 400441.6022 | 101.4149 | 425592 | 0 | 0 | 0 | 203470.6336 | 997979.1208 | 0 | 0 | 0 | 0 | 0 | 0 | 0 | 0 | 0 | 1127986.0262 | 0 | 0 | 0 | 0 | 71488.5639 | 174791.506 | 272701.7664 | 0 | 0 | 0 | 0 | 0 | 0 | 0 | 0 | 0 | 0 | 1372.7136 | 0 | 0
2016-11-03 14:00 | 0 | 0 | 0 | 0 | 0 | 284992.2081 | 89544.8094 | 436543 | 0 | 0 | 0 | 131982.0697 | 1006088.9886 | 0 | 0 | 0 | 0 | 0 | 0 | 0 | 0 | 0 | 1129079.6852 | 0 | 0 | 0 | 0 | -71488.5639 | 8109.8678 | 0 | 0 | 0 | 0 | 0 | 0 | 0 | 0 | 0 | 0 | 0 | 1372.7136 | 0 | 0
2016-11-03 15:00 | 0 | 0 | 0 | 0 | 0 | 156026 | 450811.6906 | 444376 | 0 | 0 | 0 | 118279.5407 | 1180880.4946 | 0 | 0 | 0 | 0 | 0 | 0 | 0 | 0 | 0 | 1130173.3397 | 0 | 0 | 0 | 0 | -13702.5289 | 174791.506 | 0 | 0 | 0 | 0 | 0 | 0 | 0 | 0 | 0 | 0 | 0 | 1372.7136 | 0 | 0
2016-11-03 16:00 | 0 | 0 | 0 | 0 | 0 | 60041.2853 | 583640.4646 | 450775 | 0 | 0 | 0 | 135022.071 | 1355672.0007 | 0 | 0 | 0 | 0 | 0 | 0 | 0 | 0 | 0 | 1131266.9899 | 0 | 0 | 0 | 0 | 16742.5303 | 174791.506 | 0 | 0 | 0 | 0 | 0 | 0 | 0 | 0 | 0 | 0 | 0 | 1372.7136 | 0 | 0
2016-11-03 17:00 | 0 | 0 | 0 | 0 | 0 | 0 | 598852.6598 | 457150 | 0 | 0 | 0 | 100560.5112 | 1530463.5067 | 0 | 0 | 0 | 0 | 0 | 0 | 0 | 0 | 0 | 1132360.6357 | 0 | 0 | 0 | 0 | -34461.5598 | 174791.506 | 0 | 0 | 0 | 0 | 0 | 0 | 0 | 0 | 0 | 0 | 0 | 1372.7136 | 0 | 0
2016-11-03 18:00 | 0 | 0 | 0 | 0 | 0 | 104314.9235 | 583289.5815 | 461030 | 0 | 0 | 0 | 150970.7966 | 1705255.0127 | 0 | 0 | 0 | 0 | 0 | 0 | 0 | 0 | 0 | 1133454.2771 | 0 | 0 | 0 | 0 | 50410.2854 | 174791.506 | 0 | 0 | 0 | 0 | 0 | 0 | 0 | 0 | 0 | 0 | 0 | 1372.7136 | 0 | 0
2016-11-03 19:00 | 0 | 0 | 0 | 0 | 0 | 103030.6856 | 567171.4255 | 462902 | 0 | 0 | 0 | 182106.688 | 1880046.5188 | 0 | 0 | 0 | 0 | 0 | 0 | 0 | 0 | 0 | 1134547.9141 | 0 | 0 | 0 | 0 | 31135.8915 | 174791.506 | 0 | 0 | 0 | 0 | 0 | 0 | 0 | 0 | 0 | 0 | 0 | 1372.7136 | 0 | 0
2016-11-03 20:00 | 0 | 0 | 0 | 0 | 0 | 97078.1488 | 564055.0164 | 463605 | 0 | 0 | 0 | 203470.6336 | 2054838.0248 | 0 | 0 | 0 | 0 | 0 | 0 | 0 | 0 | 0 | 1135641.5468 | 0 | 0 | 0 | 0 | 21363.9455 | 174791.506 | 0 | 0 | 0 | 0 | 0 | 0 | 0 | 0 | 0 | 0 | 0 | 1372.7136 | 0 | 0
2016-11-03 21:00 | 0 | 0 | 0 | 0 | 0 | 81695.0552 | 558657.1645 | 464188 | 0 | 0 | 0 | 203470.6336 | 2229629.5309 | 0 | 0 | 0 | 0 | 0 | 0 | 0 | 0 | 0 | 1136735.1751 | 0 | 0 | 0 | 0 | 0 | 174791.506 | 0 | 0 | 0 | 0 | 0 | 0 | 0 | 0 | 0 | 0 | 0 | 1372.7136 | 0 | 0
2016-11-03 22:00 | 0 | 0 | 0 | 0 | 0 | 105713.4032 | 517314.8239 | 466431 | 0 | 0 | 0 | 183903.641 | 2404421.0369 | 0 | 0 | 0 | 0 | 0 | 0 | 0 | 0 | 0 | 1137828.799 | 0 | 0 | 0 | 0 | -19566.9925 | 174791.506 | 0 | 0 | 0 | 0 | 0 | 0 | 0 | 0 | 0 | 0 | 0 | 1372.7136 | 0 | 0
2016-11-03 23:00 | 0 | 0 | 0 | 0 | 0 | 123572.6824 | 328196.0603 | 469489 | 0 | 0 | 0 | 164810.6701 | 2404421.0369 | 0 | 0 | 0 | 0 | 0 | 0 | 0 | 0 | 0 | 1138922.4186 | 0 | 0 | 0 | 0 | -19092.9709 | 0 | 0 | 0 | 0 | 0 | 0 | 0 | 0 | 0 | 0 | 0 | 0 | 1372.7136 | 0 | 0
2016-11-04 | 0 | 0 | 0 | 0 | 0 | 143435.7244 | 47085.7434 | 466276 | 0 | 0 | 0 | 145425.4563 | 2146679.0049 | 0 | 0 | 0 | 0 | 0 | 0 | 0 | 0 | 0 | 1140016.0338 | 0 | 0 | 0 | 0 | -19385.2138 | 14959.7344 | 272701.7664 | 0 | 0 | 0 | 0 | 0 | 0 | 0 | 0 | 0 | 0 | 1372.7136 | 0 | 0
2016-11-04 01:00 | 0 | 0 | 0 | 0 | 0 | 159513.5404 | 0 | 452064 | 0 | 0 | 0 | 124204.0495 | 1873977.2385 | 0 | 0 | 0 | 0 | 0 | 0 | 0 | 0 | 0 | 1141109.6446 | 0 | 0 | 0 | 0 | -21221.4068 | 0 | 272701.7664 | 0 | 0 | 0 | 0 | 0 | 0 | 0 | 0 | 0 | 0 | 1372.7136 | 0 | 0
2016-11-04 02:00 | 0 | 0 | 0 | 0 | 0 | 176007.0255 | 0 | 428563 | 0 | 0 | 0 | 142977.1278 | 1601275.4721 | 0 | 0 | 0 | 0 | 0 | 0 | 0 | 0 | 0 | 1142203.251 | 0 | 0 | 0 | 0 | 18773.0783 | 0 | 272701.7664 | 0 | 0 | 0 | 0 | 0 | 0 | 0 | 0 | 0 | 0 | 1372.7136 | 0 | 0
2016-11-04 03:00 | 0 | 0 | 0 | 0 | 0 | 209033.4444 | 0 | 402878 | 0 | 0 | 0 | 71488.5639 | 1477546.7668 | 0 | 0 | 0 | 0 | 0 | 0 | 0 | 0 | 0 | 1143296.8531 | 0 | 0 | 0 | 0 | -71488.5639 | 0 | 123728.7053 | 0 | 0 | 0 | 0 | 0 | 0 | 0 | 0 | 0 | 0 | 1372.7136 | 0 | 0
2016-11-04 04:00 | 0 | 0 | 0 | 0 | 0 | 178363.5111 | 0 | 378204 | 0 | 0 | 0 | 142977.1278 | 1204845.0004 | 0 | 0 | 0 | 0 | 0 | 0 | 0 | 0 | 0 | 1144390.4507 | 0 | 0 | 0 | 0 | 71488.5639 | 0 | 272701.7664 | 0 | 0 | 0 | 0 | 0 | 0 | 0 | 0 | 0 | 0 | 1372.7136 | 0 | 0
2016-11-04 05:00 | 0 | 0 | 0 | 0 | 0 | 15506.3833 | 0 | 358324 | 0 | 0 | 0 | 71488.5639 | 932143.234 | 0 | 0 | 0 | 0 | 0 | 0 | 0 | 0 | 0 | 1145484.044 | 0 | 0 | 0 | 0 | -71488.5639 | 0 | 272701.7664 | 0 | 0 | 0 | 0 | 0 | 0 | 0 | 0 | 0 | 0 | 1372.7136 | 0 | 0
2016-11-04 06:00 | 0 | 0 | 0 | 0 | 0 | 299533.4942 | 0 | 345610 | 0 | 0 | 0 | 0 | 956182.5785 | 0 | 0 | 0 | 0 | 0 | 0 | 0 | 0 | 0 | 1146577.633 | 0 | 0 | 0 | 0 | -71488.5639 | 24039.3445 | 0 | 0 | 0 | 0 | 0 | 0 | 0 | 0 | 0 | 0 | 0 | 1372.7136 | 0 | 0
2016-11-04 07:00 | 0 | 0 | 0 | 0 | 0 | 318466.8465 | 0 | 337040 | 0 | 0 | 0 | 71488.5639 | 864748.1475 | 0 | 0 | 0 | 0 | 0 | 0 | 0 | 0 | 0 | 1147671.2175 | 0 | 0 | 0 | 0 | 71488.5639 | 0 | 91434.431 | 0 | 0 | 0 | 0 | 0 | 0 | 0 | 0 | 0 | 0 | 1372.7136 | 0 | 0
2016-11-04 08:00 | 0 | 0 | 0 | 0 | 0 | 328846.0203 | 0 | 335876 | 0 | 0 | 0 | 71488.5639 | 856345.4542 | 0 | 0 | 0 | 0 | 0 | 0 | 0 | 0 | 0 | 1148764.7977 | 0 | 0 | 0 | 0 | 0 | 0 | 8402.6933 | 0 | 0 | 0 | 0 | 0 | 0 | 0 | 0 | 0 | 0 | 1372.7136 | 0 | 0
2016-11-04 09:00 | 0 | 0 | 0 | 0 | 0 | 315635.1195 | 0 | 344352 | 0 | 0 | 0 | 0 | 897744.424 | 0 | 0 | 0 | 0 | 0 | 0 | 0 | 0 | 0 | 1149858.3735 | 0 | 0 | 0 | 0 | -71488.5639 | 41398.9698 | 0 | 0 | 0 | 0 | 0 | 0 | 0 | 0 | 0 | 0 | 0 | 1372.7136 | 0 | 0
2016-11-04 10:00 | 0 | 0 | 0 | 0 | 0 | 294810.4609 | 0 | 368826 | 0 | 0 | 0 | 71488.5639 | 750867.6075 | 0 | 0 | 0 | 0 | 0 | 0 | 0 | 0 | 0 | 1150951.945 | 0 | 0 | 0 | 0 | 71488.5639 | 0 | 146876.8165 | 0 | 0 | 0 | 0 | 0 | 0 | 0 | 0 | 0 | 0 | 1372.7136 | 0 | 0
2016-11-04 11:00 | 0 | 0 | 0 | 0 | 0 | 279562.101 | 0 | 396880 | 0 | 0 | 0 | 71488.5639 | 632176.9949 | 0 | 0 | 0 | 0 | 0 | 0 | 0 | 0 | 0 | 1152045.512 | 0 | 0 | 0 | 0 | 0 | 0 | 118690.6126 | 0 | 0 | 0 | 0 | 0 | 0 | 0 | 0 | 0 | 0 | 1372.7136 | 0 | 0
2016-11-04 12:00 | 0 | 0 | 0 | 0 | 0 | 68729.3833 | 0 | 411547 | 0 | 0 | 0 | 0 | 359475.2285 | 0 | 0 | 0 | 0 | 0 | 0 | 0 | 0 | 0 | 1153139.0747 | 0 | 0 | 0 | 0 | -71488.5639 | 0 | 272701.7664 | 0 | 0 | 0 | 0 | 0 | 0 | 0 | 0 | 0 | 0 | 1372.7136 | 0 | 0
2016-11-04 13:00 | 0 | 0 | 0 | 0 | 0 | 250408.6571 | 31.173 | 419830 | 0 | 0 | 0 | 71488.5639 | 117223.7811 | 0 | 0 | 0 | 0 | 0 | 0 | 0 | 0 | 0 | 1154232.633 | 0 | 0 | 0 | 0 | 71488.5639 | 30450.319 | 272701.7664 | 0 | 0 | 0 | 0 | 0 | 0 | 0 | 0 | 0 | 0 | 1372.7136 | 0 | 0
2016-11-04 14:00 | 0 | 0 | 0 | 0 | 0 | 178115.5699 | 62635.7988 | 428091 | 0 | 0 | 0 | 0 | 0 | 0 | 0 | 0 | 0 | 0 | 0 | 0 | 0 | 0 | 1155326.1869 | 0 | 0 | 0 | 0 | -71488.5639 | 0 | 117223.7811 | 0 | 0 | 0 | 0 | 0 | 0 | 0 | 0 | 0 | 0 | 1372.7136 | 0 | 0
2016-11-04 15:00 | 0 | 0 | 0 | 0 | 0 | 89736.3673 | 369394.3477 | 432715 | 0 | 0 | 0 | 0 | 25043.0013 | 0 | 0 | 0 | 0 | 0 | 0 | 0 | 0 | 0 | 1156419.7365 | 0 | 0 | 0 | 0 | 0 | 25043.0013 | 0 | 0 | 0 | 0 | 0 | 0 | 0 | 0 | 0 | 0 | 0 | 1372.7136 | 0 | 0
2016-11-04 16:00 | 0 | 0 | 0 | 0 | 0 | 0 | 497098.0573 | 435014 | 0 | 0 | 0 | 0 | 85754.345 | 0 | 0 | 0 | 0 | 0 | 0 | 0 | 0 | 0 | 1157513.2817 | 0 | 0 | 0 | 0 | 0 | 60711.3437 | 0 | 0 | 0 | 0 | 0 | 0 | 0 | 0 | 0 | 0 | 0 | 1372.7136 | 0 | 0
2016-11-04 17:00 | 0 | 0 | 0 | 0 | 0 | 61942.405 | 534890.0264 | 438947 | 0 | 0 | 0 | 0 | 242267.0628 | 0 | 0 | 0 | 0 | 0 | 0 | 0 | 0 | 0 | 1158606.8225 | 0 | 0 | 0 | 0 | 0 | 156512.7178 | 0 | 0 | 0 | 0 | 0 | 0 | 0 | 0 | 0 | 0 | 0 | 1372.7136 | 0 | 0
2016-11-04 18:00 | 0 | 0 | 0 | 0 | 0 | 14698.2235 | 525532.4244 | 441631 | 0 | 0 | 0 | 25640.7292 | 313853.2679 | 0 | 0 | 0 | 0 | 0 | 0 | 0 | 0 | 0 | 1159700.3589 | 0 | 0 | 0 | 0 | 25640.7292 | 71586.205 | 0 | 0 | 0 | 0 | 0 | 0 | 0 | 0 | 0 | 0 | 0 | 1372.7136 | 0 | 0
2016-11-04 19:00 | 0 | 0 | 0 | 0 | 0 | 81213.8993 | 511458.5911 | 442149 | 0 | 0 | 0 | 0 | 488644.7739 | 0 | 0 | 0 | 0 | 0 | 0 | 0 | 0 | 0 | 1160793.891 | 0 | 0 | 0 | 0 | -25640.7292 | 174791.506 | 0 | 0 | 0 | 0 | 0 | 0 | 0 | 0 | 0 | 0 | 0 | 1372.7136 | 0 | 0
2016-11-04 20:00 | 0 | 0 | 0 | 0 | 0 | 78703.0597 | 507612.9568 | 442635 | 0 | 0 | 0 | 0 | 630953.0768 | 0 | 0 | 0 | 0 | 0 | 0 | 0 | 0 | 0 | 1161887.4187 | 0 | 0 | 0 | 0 | 0 | 142308.3029 | 0 | 0 | 0 | 0 | 0 | 0 | 0 | 0 | 0 | 0 | 0 | 1372.7136 | 0 | 0
2016-11-04 21:00 | 0 | 0 | 0 | 0 | 0 | 0 | 503346.0365 | 442022 | 0 | 0 | 0 | 0 | 690904.3997 | 0 | 0 | 0 | 0 | 0 | 0 | 0 | 0 | 0 | 1162980.942 | 0 | 0 | 0 | 0 | 0 | 59951.3229 | 0 | 0 | 0 | 0 | 0 | 0 | 0 | 0 | 0 | 0 | 0 | 1372.7136 | 0 | 0
2016-11-04 22:00 | 0 | 0 | 0 | 0 | 0 | 0 | 456687.0159 | 442778 | 0 | 0 | 0 | 0 | 703440.702 | 0 | 0 | 0 | 0 | 0 | 0 | 0 | 0 | 0 | 1164074.461 | 0 | 0 | 0 | 0 | 0 | 12536.3023 | 0 | 0 | 0 | 0 | 0 | 0 | 0 | 0 | 0 | 0 | 0 | 1372.7136 | 0 | 0
2016-11-04 23:00 | 0 | 0 | 0 | 0 | 0 | 169547.8842 | 293953.8627 | 445082 | 0 | 0 | 0 | 17047.0333 | 703440.702 | 0 | 0 | 0 | 0 | 0 | 0 | 0 | 0 | 0 | 1165167.9755 | 0 | 0 | 0 | 0 | 17047.0333 | 0 | 0 | 0 | 0 | 0 | 0 | 0 | 0 | 0 | 0 | 0 | 0 | 1372.7136 | 0 | 0
2016-11-05 | 0 | 0 | 0 | 0 | 0 | 274721.4488 | 36764.1218 | 439915 | 0 | 0 | 0 | 46122.0838 | 544563.5084 | 0 | 0 | 0 | 0 | 0 | 0 | 0 | 0 | 0 | 1166261.4857 | 0 | 0 | 0 | 0 | 29075.0506 | 0 | 158877.1936 | 0 | 0 | 0 | 0 | 0 | 0 | 0 | 0 | 0 | 0 | 1372.7136 | 0 | 0
2016-11-05 01:00 | 0 | 0 | 0 | 0 | 0 | 358690.9333 | 0 | 429862 | 0 | 0 | 0 | 71488.5639 | 446653.248 | 0 | 0 | 0 | 0 | 0 | 0 | 0 | 0 | 0 | 1167354.9915 | 0 | 0 | 0 | 0 | 25366.48 | 174791.506 | 272701.7664 | 0 | 0 | 0 | 0 | 0 | 0 | 0 | 0 | 0 | 0 | 1372.7136 | 0 | 0
2016-11-05 02:00 | 0 | 0 | 0 | 0 | 0 | 341824.1497 | 0 | 411940 | 0 | 0 | 0 | 0 | 446653.248 | 0 | 0 | 0 | 0 | 0 | 0 | 0 | 0 | 0 | 1168448.493 | 0 | 0 | 0 | 0 | -71488.5639 | 0 | 0 | 0 | 0 | 0 | 0 | 0 | 0 | 0 | 0 | 0 | 0 | 1372.7136 | 0 | 0
2016-11-05 03:00 | 0 | 0 | 0 | 0 | 0 | 458128.4749 | 0 | 391059 | 0 | 0 | 0 | 71488.5639 | 440861.4455 | 0 | 0 | 0 | 0 | 0 | 0 | 0 | 0 | 0 | 1169541.9901 | 0 | 0 | 0 | 0 | 71488.5639 | 0 | 5791.8026 | 0 | 0 | 0 | 0 | 0 | 0 | 0 | 0 | 0 | 0 | 1372.7136 | 0 | 0
2016-11-05 04:00 | 0 | 0 | 0 | 0 | 0 | 300037.1497 | 0 | 370153 | 0 | 0 | 0 | 0 | 440861.4455 | 0 | 0 | 0 | 0 | 0 | 0 | 0 | 0 | 0 | 1170635.4828 | 0 | 0 | 0 | 0 | -71488.5639 | 0 | 0 | 0 | 0 | 0 | 0 | 0 | 0 | 0 | 0 | 0 | 0 | 1372.7136 | 0 | 0
2016-11-05 05:00 | 0 | 0 | 0 | 0 | 0 | 354771.7136 | 0 | 353399 | 0 | 0 | 0 | 0 | 440861.4455 | 0 | 0 | 0 | 0 | 0 | 0 | 0 | 0 | 0 | 1171728.9711 | 0 | 0 | 0 | 0 | 0 | 0 | 0 | 0 | 0 | 0 | 0 | 0 | 0 | 0 | 0 | 0 | 0 | 1372.7136 | 0 | 0
2016-11-05 06:00 | 0 | 0 | 0 | 0 | 0 | 414334.2775 | 0 | 341473 | 0 | 0 | 0 | 71488.5639 | 440861.4455 | 0 | 0 | 0 | 0 | 0 | 0 | 0 | 0 | 0 | 1172822.455 | 0 | 0 | 0 | 0 | 71488.5639 | 0 | 0 | 0 | 0 | 0 | 0 | 0 | 0 | 0 | 0 | 0 | 0 | 1372.7136 | 0 | 0
2016-11-05 07:00 | 0 | 0 | 0 | 0 | 0 | 264217.1497 | 0 | 334333 | 0 | 0 | 0 | 0 | 440861.4455 | 0 | 0 | 0 | 0 | 0 | 0 | 0 | 0 | 0 | 1173915.9346 | 0 | 0 | 0 | 0 | -71488.5639 | 0 | 0 | 0 | 0 | 0 | 0 | 0 | 0 | 0 | 0 | 0 | 0 | 1372.7136 | 0 | 0
2016-11-05 08:00 | 0 | 0 | 0 | 0 | 0 | 332475.7136 | 0 | 331103 | 0 | 0 | 0 | 0 | 440861.4455 | 0 | 0 | 0 | 0 | 0 | 0 | 0 | 0 | 0 | 1175009.4098 | 0 | 0 | 0 | 0 | 0 | 0 | 0 | 0 | 0 | 0 | 0 | 0 | 0 | 0 | 0 | 0 | 0 | 1372.7136 | 0 | 0
2016-11-05 09:00 | 0 | 0 | 0 | 0 | 0 | 351567.814 | 0 | 334017 | 0 | 0 | 0 | 16178.1004 | 440861.4455 | 0 | 0 | 0 | 0 | 0 | 0 | 0 | 0 | 0 | 1176102.8806 | 0 | 0 | 0 | 0 | 16178.1004 | 0 | 0 | 0 | 0 | 0 | 0 | 0 | 0 | 0 | 0 | 0 | 0 | 1372.7136 | 0 | 0
2016-11-05 10:00 | 0 | 0 | 0 | 0 | 0 | 358921.0274 | 0 | 342246 | 0 | 0 | 0 | 31480.4142 | 440861.4455 | 0 | 0 | 0 | 0 | 0 | 0 | 0 | 0 | 0 | 1177196.3471 | 0 | 0 | 0 | 0 | 15302.3138 | 0 | 0 | 0 | 0 | 0 | 0 | 0 | 0 | 0 | 0 | 0 | 0 | 1372.7136 | 0 | 0
2016-11-05 11:00 | 0 | 0 | 0 | 0 | 0 | 326534.2994 | 0 | 356642 | 0 | 0 | 0 | 0 | 440861.4455 | 0 | 0 | 0 | 0 | 0 | 0 | 0 | 0 | 0 | 1178289.8092 | 0 | 0 | 0 | 0 | -31480.4142 | 0 | 0 | 0 | 0 | 0 | 0 | 0 | 0 | 0 | 0 | 0 | 0 | 1372.7136 | 0 | 0
2016-11-05 12:00 | 0 | 0 | 0 | 0 | 0 | 171290.5111 | 0 | 371131 | 0 | 0 | 0 | 71488.5639 | 168159.6791 | 0 | 0 | 0 | 0 | 0 | 0 | 0 | 0 | 0 | 1179383.2669 | 0 | 0 | 0 | 0 | 71488.5639 | 0 | 272701.7664 | 0 | 0 | 0 | 0 | 0 | 0 | 0 | 0 | 0 | 0 | 1372.7136 | 0 | 0
2016-11-05 13:00 | 0 | 0 | 0 | 0 | 0 | 292009.8626 | 73.8308 | 383228 | 0 | 0 | 0 | 0 | 147131.2228 | 0 | 0 | 0 | 0 | 0 | 0 | 0 | 0 | 0 | 1180476.7202 | 0 | 0 | 0 | 0 | -71488.5639 | 0 | 21028.4563 | 0 | 0 | 0 | 0 | 0 | 0 | 0 | 0 | 0 | 0 | 1372.7136 | 0 | 0
2016-11-05 14:00 | 0 | 0 | 0 | 0 | 0 | 196464.3341 | 48738.1567 | 390961 | 0 | 0 | 0 | 0 | 0 | 0 | 0 | 0 | 0 | 0 | 0 | 0 | 0 | 0 | 1181570.1692 | 0 | 0 | 0 | 0 | 0 | 0 | 147131.2228 | 0 | 0 | 0 | 0 | 0 | 0 | 0 | 0 | 0 | 0 | 1372.7136 | 0 | 0
2016-11-05 15:00 | 0 | 0 | 0 | 0 | 0 | 44336.766 | 351297.9475 | 394262 | 0 | 0 | 0 | 0 | 0 | 0 | 0 | 0 | 0 | 0 | 0 | 0 | 0 | 0 | 1182663.6138 | 0 | 0 | 0 | 0 | 0 | 0 | 0 | 0 | 0 | 0 | 0 | 0 | 0 | 0 | 0 | 0 | 0 | 1372.7136 | 0 | 0
2016-11-05 16:00 | 0 | 0 | 0 | 0 | 0 | 0 | 499300.8835 | 394556 | 0 | 0 | 0 | 71488.5639 | 31883.6061 | 0 | 0 | 0 | 0 | 0 | 0 | 0 | 0 | 0 | 1183757.054 | 0 | 0 | 0 | 0 | 71488.5639 | 31883.6061 | 0 | 0 | 0 | 0 | 0 | 0 | 0 | 0 | 0 | 0 | 0 | 1372.7136 | 0 | 0
2016-11-05 17:00 | 0 | 0 | 0 | 0 | 0 | 0 | 535450.4384 | 393623 | 0 | 0 | 0 | 142977.1278 | 100849.767 | 0 | 0 | 0 | 0 | 0 | 0 | 0 | 0 | 0 | 1184850.4898 | 0 | 0 | 0 | 0 | 71488.5639 | 68966.161 | 0 | 0 | 0 | 0 | 0 | 0 | 0 | 0 | 0 | 0 | 0 | 1372.7136 | 0 | 0
2016-11-05 18:00 | 0 | 0 | 0 | 0 | 0 | 0 | 523031.824 | 392979 | 0 | 0 | 0 | 203470.6336 | 169036.3716 | 0 | 0 | 0 | 0 | 0 | 0 | 0 | 0 | 0 | 1185943.9213 | 0 | 0 | 0 | 0 | 60493.5058 | 68186.6046 | 0 | 0 | 0 | 0 | 0 | 0 | 0 | 0 | 0 | 0 | 0 | 1372.7136 | 0 | 0
2016-11-05 19:00 | 0 | 0 | 0 | 0 | 0 | 0 | 509444.8754 | 392981 | 0 | 0 | 0 | 203470.6336 | 284127.5334 | 0 | 0 | 0 | 0 | 0 | 0 | 0 | 0 | 0 | 1187037.3484 | 0 | 0 | 0 | 0 | 0 | 115091.1618 | 0 | 0 | 0 | 0 | 0 | 0 | 0 | 0 | 0 | 0 | 0 | 1372.7136 | 0 | 0
2016-11-05 20:00 | 0 | 0 | 0 | 0 | 0 | 0 | 506634.2162 | 395241 | 0 | 0 | 0 | 203470.6336 | 394148.036 | 0 | 0 | 0 | 0 | 0 | 0 | 0 | 0 | 0 | 1188130.7711 | 0 | 0 | 0 | 0 | 0 | 110020.5026 | 0 | 0 | 0 | 0 | 0 | 0 | 0 | 0 | 0 | 0 | 0 | 1372.7136 | 0 | 0
2016-11-05 21:00 | 0 | 0 | 0 | 0 | 0 | 0 | 502109.2991 | 397859 | 0 | 0 | 0 | 147678.0817 | 552818.1733 | 0 | 0 | 0 | 0 | 0 | 0 | 0 | 0 | 0 | 1189224.1894 | 0 | 0 | 0 | 0 | -55792.5518 | 158670.1373 | 0 | 0 | 0 | 0 | 0 | 0 | 0 | 0 | 0 | 0 | 0 | 1372.7136 | 0 | 0
2016-11-05 22:00 | 0 | 0 | 0 | 0 | 0 | 0 | 462744.2654 | 405579 | 0 | 0 | 0 | 203470.6336 | 552818.1733 | 0 | 0 | 0 | 0 | 0 | 0 | 0 | 0 | 0 | 1190317.6034 | 0 | 0 | 0 | 0 | 55792.5518 | 0 | 0 | 0 | 0 | 0 | 0 | 0 | 0 | 0 | 0 | 0 | 0 | 1372.7136 | 0 | 0
2016-11-05 23:00 | 0 | 0 | 0 | 0 | 0 | 21677.5563 | 321025.5934 | 412819 | 0 | 0 | 0 | 131982.0697 | 552818.1733 | 0 | 0 | 0 | 0 | 0 | 0 | 0 | 0 | 0 | 1191411.013 | 0 | 0 | 0 | 0 | -71488.5639 | 0 | 0 | 0 | 0 | 0 | 0 | 0 | 0 | 0 | 0 | 0 | 0 | 1372.7136 | 0 | 0
2016-11-06 | 0 | 0 | 0 | 0 | 0 | 323492.4865 | 44488.8573 | 411564 | 0 | 0 | 0 | 87026.6999 | 552818.1733 | 0 | 0 | 0 | 0 | 0 | 0 | 0 | 0 | 0 | 1192504.4182 | 0 | 0 | 0 | 0 | -44955.3697 | 0 | 0 | 0 | 0 | 0 | 0 | 0 | 0 | 0 | 0 | 0 | 0 | 1372.7136 | 0 | 0
2016-11-06 01:00 | 0 | 0 | 0 | 0 | 0 | 565373.0836 | 0 | 404747 | 0 | 0 | 0 | 71488.5639 | 727609.6793 | 0 | 0 | 0 | 0 | 0 | 0 | 0 | 0 | 0 | 1193597.8191 | 0 | 0 | 0 | 0 | -15538.136 | 174791.506 | 0 | 0 | 0 | 0 | 0 | 0 | 0 | 0 | 0 | 0 | 0 | 1372.7136 | 0 | 0
2016-11-06 02:00 | 0 | 0 | 0 | 0 | 0 | 47790.3833 | 0 | 390608 | 0 | 0 | 0 | 0 | 454907.9129 | 0 | 0 | 0 | 0 | 0 | 0 | 0 | 0 | 0 | 1194691.2155 | 0 | 0 | 0 | 0 | -71488.5639 | 0 | 272701.7664 | 0 | 0 | 0 | 0 | 0 | 0 | 0 | 0 | 0 | 0 | 1372.7136 | 0 | 0
2016-11-06 03:00 | 0 | 0 | 0 | 0 | 0 | 446286.2775 | 0 | 373425 | 0 | 0 | 0 | 71488.5639 | 454907.9129 | 0 | 0 | 0 | 0 | 0 | 0 | 0 | 0 | 0 | 1195784.6076 | 0 | 0 | 0 | 0 | 71488.5639 | 0 | 0 | 0 | 0 | 0 | 0 | 0 | 0 | 0 | 0 | 0 | 0 | 1372.7136 | 0 | 0
2016-11-06 04:00 | 0 | 0 | 0 | 0 | 0 | 285271.1497 | 0 | 355387 | 0 | 0 | 0 | 0 | 454907.9129 | 0 | 0 | 0 | 0 | 0 | 0 | 0 | 0 | 0 | 1196877.9954 | 0 | 0 | 0 | 0 | -71488.5639 | 0 | 0 | 0 | 0 | 0 | 0 | 0 | 0 | 0 | 0 | 0 | 0 | 1372.7136 | 0 | 0
2016-11-06 05:00 | 0 | 0 | 0 | 0 | 0 | 412213.2775 | 0 | 339352 | 0 | 0 | 0 | 71488.5639 | 454907.9129 | 0 | 0 | 0 | 0 | 0 | 0 | 0 | 0 | 0 | 1197971.3787 | 0 | 0 | 0 | 0 | 71488.5639 | 0 | 0 | 0 | 0 | 0 | 0 | 0 | 0 | 0 | 0 | 0 | 0 | 1372.7136 | 0 | 0
2016-11-06 06:00 | 0 | 0 | 0 | 0 | 0 | 402245.2775 | 0 | 329384 | 0 | 0 | 0 | 142977.1278 | 454907.9129 | 0 | 0 | 0 | 0 | 0 | 0 | 0 | 0 | 0 | 1199064.7577 | 0 | 0 | 0 | 0 | 71488.5639 | 0 | 0 | 0 | 0 | 0 | 0 | 0 | 0 | 0 | 0 | 0 | 0 | 1372.7136 | 0 | 0
2016-11-06 07:00 | 0 | 0 | 0 | 0 | 0 | 252843.1497 | 0 | 322959 | 0 | 0 | 0 | 71488.5639 | 454907.9129 | 0 | 0 | 0 | 0 | 0 | 0 | 0 | 0 | 0 | 1200158.1323 | 0 | 0 | 0 | 0 | -71488.5639 | 0 | 0 | 0 | 0 | 0 | 0 | 0 | 0 | 0 | 0 | 0 | 0 | 1372.7136 | 0 | 0
2016-11-06 08:00 | 0 | 0 | 0 | 0 | 0 | 321838.7136 | 0 | 320466 | 0 | 0 | 0 | 71488.5639 | 454907.9129 | 0 | 0 | 0 | 0 | 0 | 0 | 0 | 0 | 0 | 1201251.5025 | 0 | 0 | 0 | 0 | 0 | 0 | 0 | 0 | 0 | 0 | 0 | 0 | 0 | 0 | 0 | 0 | 0 | 1372.7136 | 0 | 0
2016-11-06 09:00 | 0 | 0 | 0 | 0 | 0 | 121329.5111 | 0 | 321170 | 0 | 0 | 0 | 142977.1278 | 182206.1465 | 0 | 0 | 0 | 0 | 0 | 0 | 0 | 0 | 0 | 1202344.8684 | 0 | 0 | 0 | 0 | 71488.5639 | 0 | 272701.7664 | 0 | 0 | 0 | 0 | 0 | 0 | 0 | 0 | 0 | 0 | 1372.7136 | 0 | 0
2016-11-06 10:00 | 0 | 0 | 0 | 0 | 0 | 255612.1497 | 0 | 325728 | 0 | 0 | 0 | 71488.5639 | 182206.1465 | 0 | 0 | 0 | 0 | 0 | 0 | 0 | 0 | 0 | 1203438.2299 | 0 | 0 | 0 | 0 | -71488.5639 | 0 | 0 | 0 | 0 | 0 | 0 | 0 | 0 | 0 | 0 | 0 | 0 | 1372.7136 | 0 | 0
2016-11-06 11:00 | 0 | 0 | 0 | 0 | 0 | 374956.505 | 0 | 332624 | 0 | 0 | 0 | 0 | 294654.5018 | 0 | 0 | 0 | 0 | 0 | 0 | 0 | 0 | 0 | 1204531.587 | 0 | 0 | 0 | 0 | -71488.5639 | 112448.3553 | 0 | 0 | 0 | 0 | 0 | 0 | 0 | 0 | 0 | 0 | 0 | 1372.7136 | 0 | 0
2016-11-06 12:00 | 0 | 0 | 0 | 0 | 0 | 497896.0132 | 0 | 345359 | 0 | 0 | 0 | 71488.5639 | 374330.2376 | 0 | 0 | 0 | 0 | 0 | 0 | 0 | 0 | 0 | 1205624.9397 | 0 | 0 | 0 | 0 | 71488.5639 | 79675.7358 | 0 | 0 | 0 | 0 | 0 | 0 | 0 | 0 | 0 | 0 | 0 | 1372.7136 | 0 | 0
2016-11-06 13:00 | 0 | 0 | 0 | 0 | 0 | 287063.1071 | 42.0426 | 357221 | 0 | 0 | 0 | 0 | 374330.2376 | 0 | 0 | 0 | 0 | 0 | 0 | 0 | 0 | 0 | 1206718.2881 | 0 | 0 | 0 | 0 | -71488.5639 | 0 | 0 | 0 | 0 | 0 | 0 | 0 | 0 | 0 | 0 | 0 | 0 | 1372.7136 | 0 | 0
2016-11-06 14:00 | 0 | 0 | 0 | 0 | 0 | 280949.0849 | 87814.6287 | 367391 | 0 | 0 | 0 | 0 | 374330.2376 | 0 | 0 | 0 | 0 | 0 | 0 | 0 | 0 | 0 | 1207811.6321 | 0 | 0 | 0 | 0 | 0 | 0 | 0 | 0 | 0 | 0 | 0 | 0 | 0 | 0 | 0 | 0 | 0 | 1372.7136 | 0 | 0
2016-11-06 15:00 | 0 | 0 | 0 | 0 | 0 | 0 | 430884.5861 | 373236 | 0 | 0 | 0 | 17415.3264 | 413190.7837 | 0 | 0 | 0 | 0 | 0 | 0 | 0 | 0 | 0 | 1208904.9717 | 0 | 0 | 0 | 0 | 17415.3264 | 38860.5461 | 0 | 0 | 0 | 0 | 0 | 0 | 0 | 0 | 0 | 0 | 0 | 1372.7136 | 0 | 0
2016-11-06 16:00 | 0 | 0 | 0 | 0 | 0 | 0 | 552690.4203 | 377869 | 0 | 0 | 0 | 16072.527 | 587982.2897 | 0 | 0 | 0 | 0 | 0 | 0 | 0 | 0 | 0 | 1209998.307 | 0 | 0 | 0 | 0 | -1342.7994 | 174791.506 | 0 | 0 | 0 | 0 | 0 | 0 | 0 | 0 | 0 | 0 | 0 | 1372.7136 | 0 | 0
2016-11-06 17:00 | 0 | 0 | 0 | 0 | 0 | 0 | 558447.8622 | 381108 | 0 | 0 | 0 | 87561.0909 | 692460.8745 | 0 | 0 | 0 | 0 | 0 | 0 | 0 | 0 | 0 | 1211091.6378 | 0 | 0 | 0 | 0 | 71488.5639 | 104478.5847 | 0 | 0 | 0 | 0 | 0 | 0 | 0 | 0 | 0 | 0 | 0 | 1372.7136 | 0 | 0
2016-11-06 18:00 | 0 | 0 | 0 | 0 | 0 | 0 | 543695.9716 | 384402 | 0 | 0 | 0 | 70690.8429 | 867252.3805 | 0 | 0 | 0 | 0 | 0 | 0 | 0 | 0 | 0 | 1212184.9643 | 0 | 0 | 0 | 0 | -16870.248 | 174791.506 | 0 | 0 | 0 | 0 | 0 | 0 | 0 | 0 | 0 | 0 | 0 | 1372.7136 | 0 | 0
2016-11-06 19:00 | 0 | 0 | 0 | 0 | 0 | 0 | 541433.6213 | 386938 | 0 | 0 | 0 | 142179.4068 | 948886.7243 | 0 | 0 | 0 | 0 | 0 | 0 | 0 | 0 | 0 | 1213278.2865 | 0 | 0 | 0 | 0 | 71488.5639 | 81634.3438 | 0 | 0 | 0 | 0 | 0 | 0 | 0 | 0 | 0 | 0 | 0 | 1372.7136 | 0 | 0
2016-11-06 20:00 | 0 | 0 | 0 | 0 | 0 | 0 | 556811.8825 | 390845 | 0 | 0 | 0 | 131982.0697 | 1123678.2303 | 0 | 0 | 0 | 0 | 0 | 0 | 0 | 0 | 0 | 1214371.6042 | 0 | 0 | 0 | 0 | -10197.3371 | 174791.506 | 0 | 0 | 0 | 0 | 0 | 0 | 0 | 0 | 0 | 0 | 0 | 1372.7136 | 0 | 0
2016-11-06 21:00 | 0 | 0 | 0 | 0 | 0 | 0 | 580095.2614 | 400236 | 0 | 0 | 0 | 203470.6336 | 1230676.2142 | 0 | 0 | 0 | 0 | 0 | 0 | 0 | 0 | 0 | 1215464.9176 | 0 | 0 | 0 | 0 | 71488.5639 | 106997.9839 | 0 | 0 | 0 | 0 | 0 | 0 | 0 | 0 | 0 | 0 | 0 | 1372.7136 | 0 | 0
2016-11-06 22:00 | 0 | 0 | 0 | 0 | 0 | 0 | 548442.4489 | 410590 | 0 | 0 | 0 | 200780.2131 | 1369846.3699 | 0 | 0 | 0 | 0 | 0 | 0 | 0 | 0 | 0 | 1216558.2266 | 0 | 0 | 0 | 0 | -2690.4204 | 139170.1557 | 0 | 0 | 0 | 0 | 0 | 0 | 0 | 0 | 0 | 0 | 0 | 1372.7136 | 0 | 0
2016-11-06 23:00 | 0 | 0 | 0 | 0 | 0 | 0 | 353147.5701 | 420573 | 0 | 0 | 0 | 131982.0697 | 1369846.3699 | 0 | 0 | 0 | 0 | 0 | 0 | 0 | 0 | 0 | 1217651.5312 | 0 | 0 | 0 | 0 | -68798.1435 | 0 | 0 | 0 | 0 | 0 | 0 | 0 | 0 | 0 | 0 | 0 | 0 | 1372.7136 | 0 | 0
2016-11-07 | 0 | 0 | 0 | 0 | 0 | 459449.6801 | 35964.5973 | 422553 | 0 | 0 | 0 | 203470.6336 | 1369846.3699 | 0 | 0 | 0 | 0 | 0 | 0 | 0 | 0 | 0 | 1218744.8315 | 0 | 0 | 0 | 0 | 71488.5639 | 0 | 0 | 0 | 0 | 0 | 0 | 0 | 0 | 0 | 0 | 0 | 0 | 1372.7136 | 0 | 0
2016-11-07 01:00 | 0 | 0 | 0 | 0 | 0 | 418420.7136 | 0 | 417048 | 0 | 0 | 0 | 203470.6336 | 1369846.3699 | 0 | 0 | 0 | 0 | 0 | 0 | 0 | 0 | 0 | 1219838.1274 | 0 | 0 | 0 | 0 | 0 | 0 | 0 | 0 | 0 | 0 | 0 | 0 | 0 | 0 | 0 | 0 | 0 | 1372.7136 | 0 | 0
2016-11-07 02:00 | 0 | 0 | 0 | 0 | 0 | 400050.155 | 0 | 401103 | 0 | 0 | 0 | 201045.0749 | 1369846.3699 | 0 | 0 | 0 | 0 | 0 | 0 | 0 | 0 | 0 | 1220931.4189 | 0 | 0 | 0 | 0 | -2425.5586 | 0 | 0 | 0 | 0 | 0 | 0 | 0 | 0 | 0 | 0 | 0 | 0 | 1372.7136 | 0 | 0
2016-11-07 03:00 | 0 | 0 | 0 | 0 | 0 | 313128.1497 | 0 | 383244 | 0 | 0 | 0 | 129556.5111 | 1369846.3699 | 0 | 0 | 0 | 0 | 0 | 0 | 0 | 0 | 0 | 1222024.706 | 0 | 0 | 0 | 0 | -71488.5639 | 0 | 0 | 0 | 0 | 0 | 0 | 0 | 0 | 0 | 0 | 0 | 0 | 1372.7136 | 0 | 0
2016-11-07 04:00 | 0 | 0 | 0 | 0 | 0 | 294328.1497 | 0 | 364444 | 0 | 0 | 0 | 58067.9472 | 1369846.3699 | 0 | 0 | 0 | 0 | 0 | 0 | 0 | 0 | 0 | 1223117.9888 | 0 | 0 | 0 | 0 | -71488.5639 | 0 | 0 | 0 | 0 | 0 | 0 | 0 | 0 | 0 | 0 | 0 | 0 | 1372.7136 | 0 | 0
2016-11-07 05:00 | 0 | 0 | 0 | 0 | 0 | 421196.2775 | 0 | 348335 | 0 | 0 | 0 | 129556.5111 | 1369846.3699 | 0 | 0 | 0 | 0 | 0 | 0 | 0 | 0 | 0 | 1224211.2672 | 0 | 0 | 0 | 0 | 71488.5639 | 0 | 0 | 0 | 0 | 0 | 0 | 0 | 0 | 0 | 0 | 0 | 0 | 1372.7136 | 0 | 0
2016-11-07 06:00 | 0 | 0 | 0 | 0 | 0 | 266065.1497 | 0 | 336181 | 0 | 0 | 0 | 58067.9472 | 1369846.3699 | 0 | 0 | 0 | 0 | 0 | 0 | 0 | 0 | 0 | 1225304.5412 | 0 | 0 | 0 | 0 | -71488.5639 | 0 | 0 | 0 | 0 | 0 | 0 | 0 | 0 | 0 | 0 | 0 | 0 | 1372.7136 | 0 | 0
2016-11-07 07:00 | 0 | 0 | 0 | 0 | 0 | 0 | 0 | 329397 | 0 | 0 | 0 | 0 | 1097144.6035 | 0 | 0 | 0 | 0 | 0 | 0 | 0 | 0 | 0 | 1226397.8109 | 0 | 0 | 0 | 0 | -58067.9472 | 0 | 272701.7664 | 0 | 0 | 0 | 0 | 0 | 0 | 0 | 0 | 0 | 0 | 1372.7136 | 0 | 0
2016-11-07 08:00 | 0 | 0 | 0 | 0 | 0 | 328980.7136 | 0 | 327608 | 0 | 0 | 0 | 0 | 1097144.6035 | 0 | 0 | 0 | 0 | 0 | 0 | 0 | 0 | 0 | 1227491.0762 | 0 | 0 | 0 | 0 | 0 | 0 | 0 | 0 | 0 | 0 | 0 | 0 | 0 | 0 | 0 | 0 | 0 | 1372.7136 | 0 | 0
2016-11-07 09:00 | 0 | 0 | 0 | 0 | 0 | 332419.7136 | 0 | 331047 | 0 | 0 | 0 | 0 | 1097144.6035 | 0 | 0 | 0 | 0 | 0 | 0 | 0 | 0 | 0 | 1228584.3371 | 0 | 0 | 0 | 0 | 0 | 0 | 0 | 0 | 0 | 0 | 0 | 0 | 0 | 0 | 0 | 0 | 0 | 1372.7136 | 0 | 0
2016-11-07 10:00 | 0 | 0 | 0 | 0 | 0 | 347005.7136 | 0 | 345633 | 0 | 0 | 0 | 0 | 1097144.6035 | 0 | 0 | 0 | 0 | 0 | 0 | 0 | 0 | 0 | 1229677.5936 | 0 | 0 | 0 | 0 | 0 | 0 | 0 | 0 | 0 | 0 | 0 | 0 | 0 | 0 | 0 | 0 | 0 | 1372.7136 | 0 | 0
2016-11-07 11:00 | 0 | 0 | 0 | 0 | 0 | 449337.2775 | 0 | 376476 | 0 | 0 | 0 | 71488.5639 | 1097144.6035 | 0 | 0 | 0 | 0 | 0 | 0 | 0 | 0 | 0 | 1230770.8457 | 0 | 0 | 0 | 0 | 71488.5639 | 0 | 0 | 0 | 0 | 0 | 0 | 0 | 0 | 0 | 0 | 0 | 0 | 1372.7136 | 0 | 0
2016-11-07 12:00 | 0 | 0 | 0 | 0 | 0 | 59865.3833 | 0 | 402683 | 0 | 0 | 0 | 0 | 824442.8371 | 0 | 0 | 0 | 0 | 0 | 0 | 0 | 0 | 0 | 1231864.0935 | 0 | 0 | 0 | 0 | -71488.5639 | 0 | 272701.7664 | 0 | 0 | 0 | 0 | 0 | 0 | 0 | 0 | 0 | 0 | 1372.7136 | 0 | 0
2016-11-07 13:00 | 0 | 0 | 0 | 0 | 0 | 414324.0766 | 101.2098 | 414736 | 0 | 0 | 0 | 0 | 822759.4099 | 0 | 0 | 0 | 0 | 0 | 0 | 0 | 0 | 0 | 1232957.3369 | 0 | 0 | 0 | 0 | 0 | 0 | 1683.4272 | 0 | 0 | 0 | 0 | 0 | 0 | 0 | 0 | 0 | 0 | 1372.7136 | 0 | 0
2016-11-07 14:00 | 0 | 0 | 0 | 0 | 0 | 229877.5433 | 193142.1703 | 421647 | 0 | 0 | 0 | 0 | 822759.4099 | 0 | 0 | 0 | 0 | 0 | 0 | 0 | 0 | 0 | 1234050.576 | 0 | 0 | 0 | 0 | 0 | 0 | 0 | 0 | 0 | 0 | 0 | 0 | 0 | 0 | 0 | 0 | 0 | 1372.7136 | 0 | 0
2016-11-07 15:00 | 0 | 0 | 0 | 0 | 0 | 0 | 476959.1269 | 426656 | 0 | 0 | 0 | 48930.4133 | 822759.4099 | 0 | 0 | 0 | 0 | 0 | 0 | 0 | 0 | 0 | 1235143.8106 | 0 | 0 | 0 | 0 | 48930.4133 | 0 | 0 | 0 | 0 | 0 | 0 | 0 | 0 | 0 | 0 | 0 | 0 | 1372.7136 | 0 | 0
2016-11-07 16:00 | 0 | 0 | 0 | 0 | 0 | 0 | 604611.9896 | 428919 | 0 | 0 | 0 | 48459.1832 | 997550.9159 | 0 | 0 | 0 | 0 | 0 | 0 | 0 | 0 | 0 | 1236237.0409 | 0 | 0 | 0 | 0 | -471.23 | 174791.506 | 0 | 0 | 0 | 0 | 0 | 0 | 0 | 0 | 0 | 0 | 0 | 1372.7136 | 0 | 0
2016-11-07 17:00 | 0 | 0 | 0 | 0 | 0 | 0 | 622405.8166 | 430687 | 0 | 0 | 0 | 76844.7745 | 1159511.4276 | 0 | 0 | 0 | 0 | 0 | 0 | 0 | 0 | 0 | 1237330.2668 | 0 | 0 | 0 | 0 | 28385.5913 | 161960.5117 | 0 | 0 | 0 | 0 | 0 | 0 | 0 | 0 | 0 | 0 | 0 | 1372.7136 | 0 | 0
2016-11-07 18:00 | 0 | 0 | 0 | 0 | 0 | 0 | 606806.836 | 432362 | 0 | 0 | 0 | 75125.3909 | 1334302.9337 | 0 | 0 | 0 | 0 | 0 | 0 | 0 | 0 | 0 | 1238423.4884 | 0 | 0 | 0 | 0 | -1719.3837 | 174791.506 | 0 | 0 | 0 | 0 | 0 | 0 | 0 | 0 | 0 | 0 | 0 | 1372.7136 | 0 | 0
2016-11-07 19:00 | 0 | 0 | 0 | 0 | 0 | 0 | 595614.6431 | 433968 | 0 | 0 | 0 | 60607.8143 | 1509094.4397 | 0 | 0 | 0 | 0 | 0 | 0 | 0 | 0 | 0 | 1239516.7056 | 0 | 0 | 0 | 0 | -14517.5766 | 174791.506 | 0 | 0 | 0 | 0 | 0 | 0 | 0 | 0 | 0 | 0 | 0 | 1372.7136 | 0 | 0
2016-11-07 20:00 | 0 | 0 | 0 | 0 | 0 | 0 | 610440.9111 | 434391 | 0 | 0 | 0 | 60493.5058 | 1683885.9458 | 0 | 0 | 0 | 0 | 0 | 0 | 0 | 0 | 0 | 1240609.9184 | 0 | 0 | 0 | 0 | -114.3085 | 174791.506 | 0 | 0 | 0 | 0 | 0 | 0 | 0 | 0 | 0 | 0 | 0 | 1372.7136 | 0 | 0
2016-11-07 21:00 | 0 | 0 | 0 | 0 | 0 | 0 | 635110.3943 | 437060 | 0 | 0 | 0 | 131982.0697 | 1809075.0626 | 0 | 0 | 0 | 0 | 0 | 0 | 0 | 0 | 0 | 1241703.1268 | 0 | 0 | 0 | 0 | 71488.5639 | 125189.1168 | 0 | 0 | 0 | 0 | 0 | 0 | 0 | 0 | 0 | 0 | 0 | 1372.7136 | 0 | 0
2016-11-07 22:00 | 0 | 0 | 0 | 0 | 0 | 0 | 601176.8691 | 448643 | 0 | 0 | 0 | 203470.6336 | 1888747.6542 | 0 | 0 | 0 | 0 | 0 | 0 | 0 | 0 | 0 | 1242796.3308 | 0 | 0 | 0 | 0 | 71488.5639 | 79672.5916 | 0 | 0 | 0 | 0 | 0 | 0 | 0 | 0 | 0 | 0 | 0 | 1372.7136 | 0 | 0
2016-11-07 23:00 | 0 | 0 | 0 | 0 | 0 | 81207.3554 | 380877.3582 | 460712 | 0 | 0 | 0 | 203470.6336 | 1888747.6542 | 0 | 0 | 0 | 0 | 0 | 0 | 0 | 0 | 0 | 1243889.5305 | 0 | 0 | 0 | 0 | 0 | 0 | 0 | 0 | 0 | 0 | 0 | 0 | 0 | 0 | 0 | 0 | 0 | 1372.7136 | 0 | 0
2016-11-08 | 0 | 0 | 0 | 0 | 0 | 354208.8182 | 36425.3315 | 460750 | 0 | 0 | 0 | 131982.0697 | 1888747.6542 | 0 | 0 | 0 | 0 | 0 | 0 | 0 | 0 | 0 | 1244982.7258 | 0 | 0 | 0 | 0 | -71488.5639 | 0 | 0 | 0 | 0 | 0 | 0 | 0 | 0 | 0 | 0 | 0 | 0 | 1372.7136 | 0 | 0
2016-11-08 01:00 | 0 | 0 | 0 | 0 | 0 | 254401.5111 | 0 | 454242 | 0 | 0 | 0 | 203470.6336 | 1616045.8878 | 0 | 0 | 0 | 0 | 0 | 0 | 0 | 0 | 0 | 1246075.9168 | 0 | 0 | 0 | 0 | 71488.5639 | 0 | 272701.7664 | 0 | 0 | 0 | 0 | 0 | 0 | 0 | 0 | 0 | 0 | 1372.7136 | 0 | 0
2016-11-08 02:00 | 0 | 0 | 0 | 0 | 0 | 367204.1497 | 0 | 437320 | 0 | 0 | 0 | 131982.0697 | 1616045.8878 | 0 | 0 | 0 | 0 | 0 | 0 | 0 | 0 | 0 | 1247169.1033 | 0 | 0 | 0 | 0 | -71488.5639 | 0 | 0 | 0 | 0 | 0 | 0 | 0 | 0 | 0 | 0 | 0 | 0 | 1372.7136 | 0 | 0
2016-11-08 03:00 | 0 | 0 | 0 | 0 | 0 | 355430.2078 | 0 | 414551 | 0 | 0 | 0 | 71488.5639 | 1616045.8878 | 0 | 0 | 0 | 0 | 0 | 0 | 0 | 0 | 0 | 1248262.2855 | 0 | 0 | 0 | 0 | -60493.5058 | 0 | 0 | 0 | 0 | 0 | 0 | 0 | 0 | 0 | 0 | 0 | 0 | 1372.7136 | 0 | 0
2016-11-08 04:00 | 0 | 0 | 0 | 0 | 0 | 320849.1497 | 0 | 390965 | 0 | 0 | 0 | 0 | 1616045.8878 | 0 | 0 | 0 | 0 | 0 | 0 | 0 | 0 | 0 | 1249355.4633 | 0 | 0 | 0 | 0 | -71488.5639 | 0 | 0 | 0 | 0 | 0 | 0 | 0 | 0 | 0 | 0 | 0 | 0 | 1372.7136 | 0 | 0
2016-11-08 05:00 | 0 | 0 | 0 | 0 | 0 | 98760.9472 | 0 | 370090 | 0 | 0 | 0 | 0 | 1343344.1214 | 0 | 0 | 0 | 0 | 0 | 0 | 0 | 0 | 0 | 1250448.6368 | 0 | 0 | 0 | 0 | 0 | 0 | 272701.7664 | 0 | 0 | 0 | 0 | 0 | 0 | 0 | 0 | 0 | 0 | 1372.7136 | 0 | 0
2016-11-08 06:00 | 0 | 0 | 0 | 0 | 0 | 409374.0506 | 0 | 355713 | 0 | 0 | 0 | 52288.337 | 1343344.1214 | 0 | 0 | 0 | 0 | 0 | 0 | 0 | 0 | 0 | 1251541.8059 | 0 | 0 | 0 | 0 | 52288.337 | 0 | 0 | 0 | 0 | 0 | 0 | 0 | 0 | 0 | 0 | 0 | 0 | 1372.7136 | 0 | 0
2016-11-08 07:00 | 0 | 0 | 0 | 0 | 0 | 94139.5573 | 0 | 346507 | 0 | 0 | 0 | 71249.9472 | 1070642.355 | 0 | 0 | 0 | 0 | 0 | 0 | 0 | 0 | 0 | 1252634.9705 | 0 | 0 | 0 | 0 | 18961.6102 | 0 | 272701.7664 | 0 | 0 | 0 | 0 | 0 | 0 | 0 | 0 | 0 | 0 | 1372.7136 | 0 | 0
2016-11-08 08:00 | 0 | 0 | 0 | 0 | 0 | 0 | 0 | 342579 | 0 | 0 | 0 | 0 | 797940.5886 | 0 | 0 | 0 | 0 | 0 | 0 | 0 | 0 | 0 | 1253728.1309 | 0 | 0 | 0 | 0 | -71249.9472 | 0 | 272701.7664 | 0 | 0 | 0 | 0 | 0 | 0 | 0 | 0 | 0 | 0 | 1372.7136 | 0 | 0
2016-11-08 09:00 | 0 | 0 | 0 | 0 | 0 | 345102.7136 | 0 | 343730 | 0 | 0 | 0 | 0 | 797940.5886 | 0 | 0 | 0 | 0 | 0 | 0 | 0 | 0 | 0 | 1254821.2868 | 0 | 0 | 0 | 0 | 0 | 0 | 0 | 0 | 0 | 0 | 0 | 0 | 0 | 0 | 0 | 0 | 0 | 1372.7136 | 0 | 0
2016-11-08 10:00 | 0 | 0 | 0 | 0 | 0 | 357381.7136 | 0 | 356009 | 0 | 0 | 0 | 0 | 797940.5886 | 0 | 0 | 0 | 0 | 0 | 0 | 0 | 0 | 0 | 1255914.4384 | 0 | 0 | 0 | 0 | 0 | 0 | 0 | 0 | 0 | 0 | 0 | 0 | 0 | 0 | 0 | 0 | 0 | 1372.7136 | 0 | 0
2016-11-08 11:00 | 0 | 0 | 0 | 0 | 0 | 183119.5111 | 0 | 382960 | 0 | 0 | 0 | 71488.5639 | 525238.8222 | 0 | 0 | 0 | 0 | 0 | 0 | 0 | 0 | 0 | 1257007.5856 | 0 | 0 | 0 | 0 | 71488.5639 | 0 | 272701.7664 | 0 | 0 | 0 | 0 | 0 | 0 | 0 | 0 | 0 | 0 | 1372.7136 | 0 | 0
2016-11-08 12:00 | 0 | 0 | 0 | 0 | 0 | 337316.1497 | 0 | 407432 | 0 | 0 | 0 | 0 | 525238.8222 | 0 | 0 | 0 | 0 | 0 | 0 | 0 | 0 | 0 | 1258100.7285 | 0 | 0 | 0 | 0 | -71488.5639 | 0 | 0 | 0 | 0 | 0 | 0 | 0 | 0 | 0 | 0 | 0 | 0 | 1372.7136 | 0 | 0
2016-11-08 13:00 | 0 | 0 | 0 | 0 | 0 | 146432.0884 | 62.8588 | 417824 | 0 | 0 | 0 | 0 | 252537.0557 | 0 | 0 | 0 | 0 | 0 | 0 | 0 | 0 | 0 | 1259193.8669 | 0 | 0 | 0 | 0 | 0 | 0 | 272701.7664 | 0 | 0 | 0 | 0 | 0 | 0 | 0 | 0 | 0 | 0 | 1372.7136 | 0 | 0
2016-11-08 14:00 | 0 | 0 | 0 | 0 | 0 | 0 | 203248.6704 | 423057 | 0 | 0 | 0 | 31356.0125 | 0 | 0 | 0 | 0 | 0 | 0 | 0 | 0 | 0 | 0 | 1260287.001 | 0 | 0 | 0 | 0 | 31356.0125 | 20164.7107 | 272701.7664 | 0 | 0 | 0 | 0 | 0 | 0 | 0 | 0 | 0 | 0 | 1372.7136 | 0 | 0
2016-11-08 15:00 | 0 | 0 | 0 | 0 | 0 | 0 | 558422.2819 | 425691 | 0 | 0 | 0 | 0 | 162714.5808 | 0 | 0 | 0 | 0 | 0 | 0 | 0 | 0 | 0 | 1261380.1307 | 0 | 0 | 0 | 0 | -31356.0125 | 162714.5808 | 0 | 0 | 0 | 0 | 0 | 0 | 0 | 0 | 0 | 0 | 0 | 1372.7136 | 0 | 0
2016-11-08 16:00 | 0 | 0 | 0 | 0 | 0 | 0 | 669409.4714 | 426448 | 0 | 0 | 0 | 66797.2517 | 337506.0869 | 0 | 0 | 0 | 0 | 0 | 0 | 0 | 0 | 0 | 1262473.2561 | 0 | 0 | 0 | 0 | 66797.2517 | 174791.506 | 0 | 0 | 0 | 0 | 0 | 0 | 0 | 0 | 0 | 0 | 0 | 1372.7136 | 0 | 0
2016-11-08 17:00 | 0 | 0 | 0 | 0 | 0 | 0 | 655512.8003 | 426886 | 0 | 0 | 0 | 119259.8324 | 512297.5929 | 0 | 0 | 0 | 0 | 0 | 0 | 0 | 0 | 0 | 1263566.377 | 0 | 0 | 0 | 0 | 52462.5807 | 174791.506 | 0 | 0 | 0 | 0 | 0 | 0 | 0 | 0 | 0 | 0 | 0 | 1372.7136 | 0 | 0
2016-11-08 18:00 | 0 | 0 | 0 | 0 | 0 | 0 | 617670.8292 | 428327 | 0 | 0 | 0 | 132439.4421 | 687089.0989 | 0 | 0 | 0 | 0 | 0 | 0 | 0 | 0 | 0 | 1264659.4936 | 0 | 0 | 0 | 0 | 13179.6096 | 174791.506 | 0 | 0 | 0 | 0 | 0 | 0 | 0 | 0 | 0 | 0 | 0 | 1372.7136 | 0 | 0
2016-11-08 19:00 | 0 | 0 | 0 | 0 | 0 | 0 | 601501.4787 | 429072 | 0 | 0 | 0 | 128704.7012 | 861880.605 | 0 | 0 | 0 | 0 | 0 | 0 | 0 | 0 | 0 | 1265752.6059 | 0 | 0 | 0 | 0 | -3734.7409 | 174791.506 | 0 | 0 | 0 | 0 | 0 | 0 | 0 | 0 | 0 | 0 | 0 | 1372.7136 | 0 | 0
2016-11-08 20:00 | 0 | 0 | 0 | 0 | 0 | 0 | 614143.0162 | 429520 | 0 | 0 | 0 | 137163.4977 | 1036672.111 | 0 | 0 | 0 | 0 | 0 | 0 | 0 | 0 | 0 | 1266845.7137 | 0 | 0 | 0 | 0 | 8458.7966 | 174791.506 | 0 | 0 | 0 | 0 | 0 | 0 | 0 | 0 | 0 | 0 | 0 | 1372.7136 | 0 | 0
2016-11-08 21:00 | 0 | 0 | 0 | 0 | 0 | 0 | 648542.7103 | 432640 | 0 | 0 | 0 | 176901.9884 | 1211463.617 | 0 | 0 | 0 | 0 | 0 | 0 | 0 | 0 | 0 | 1267938.8172 | 0 | 0 | 0 | 0 | 39738.4907 | 174791.506 | 0 | 0 | 0 | 0 | 0 | 0 | 0 | 0 | 0 | 0 | 0 | 1372.7136 | 0 | 0
2016-11-08 22:00 | 0 | 0 | 0 | 0 | 0 | 0 | 630859.9444 | 445778 | 0 | 0 | 0 | 185819.7133 | 1386255.1231 | 0 | 0 | 0 | 0 | 0 | 0 | 0 | 0 | 0 | 1269031.9163 | 0 | 0 | 0 | 0 | 8917.7248 | 174791.506 | 0 | 0 | 0 | 0 | 0 | 0 | 0 | 0 | 0 | 0 | 0 | 1372.7136 | 0 | 0
2016-11-08 23:00 | 0 | 0 | 0 | 0 | 0 | 0 | 388308.3424 | 457394 | 0 | 0 | 0 | 203470.6336 | 1298145.8316 | 0 | 0 | 0 | 0 | 0 | 0 | 0 | 0 | 0 | 1270125.0111 | 0 | 0 | 0 | 0 | 17650.9203 | 174791.506 | 262900.7976 | 0 | 0 | 0 | 0 | 0 | 0 | 0 | 0 | 0 | 0 | 1372.7136 | 0 | 0
2016-11-09 | 0 | 0 | 0 | 0 | 0 | 77287.1441 | 37563.2392 | 457668 | 0 | 0 | 0 | 131982.0697 | 1025444.0652 | 0 | 0 | 0 | 0 | 0 | 0 | 0 | 0 | 0 | 1271218.1014 | 0 | 0 | 0 | 0 | -71488.5639 | 0 | 272701.7664 | 0 | 0 | 0 | 0 | 0 | 0 | 0 | 0 | 0 | 0 | 1372.7136 | 0 | 0
2016-11-09 01:00 | 0 | 0 | 0 | 0 | 0 | 380919.1497 | 0 | 451035 | 0 | 0 | 0 | 60493.5058 | 1025444.0652 | 0 | 0 | 0 | 0 | 0 | 0 | 0 | 0 | 0 | 1272311.1874 | 0 | 0 | 0 | 0 | -71488.5639 | 0 | 0 | 0 | 0 | 0 | 0 | 0 | 0 | 0 | 0 | 0 | 0 | 1372.7136 | 0 | 0
2016-11-09 02:00 | 0 | 0 | 0 | 0 | 0 | 375122.2078 | 0 | 434243 | 0 | 0 | 0 | 0 | 1025444.0652 | 0 | 0 | 0 | 0 | 0 | 0 | 0 | 0 | 0 | 1273404.269 | 0 | 0 | 0 | 0 | -60493.5058 | 0 | 0 | 0 | 0 | 0 | 0 | 0 | 0 | 0 | 0 | 0 | 0 | 1372.7136 | 0 | 0
2016-11-09 03:00 | 0 | 0 | 0 | 0 | 0 | 139131.9472 | 0 | 410461 | 0 | 0 | 0 | 0 | 752742.2987 | 0 | 0 | 0 | 0 | 0 | 0 | 0 | 0 | 0 | 1274497.3463 | 0 | 0 | 0 | 0 | 0 | 0 | 272701.7664 | 0 | 0 | 0 | 0 | 0 | 0 | 0 | 0 | 0 | 0 | 1372.7136 | 0 | 0
2016-11-09 04:00 | 0 | 0 | 0 | 0 | 0 | 389428.7136 | 0 | 388056 | 0 | 0 | 0 | 0 | 752742.2987 | 0 | 0 | 0 | 0 | 0 | 0 | 0 | 0 | 0 | 1275590.4192 | 0 | 0 | 0 | 0 | 0 | 0 | 0 | 0 | 0 | 0 | 0 | 0 | 0 | 0 | 0 | 0 | 0 | 1372.7136 | 0 | 0
2016-11-09 05:00 | 0 | 0 | 0 | 0 | 0 | 440000.6608 | 0 | 371470 | 0 | 0 | 0 | 67157.9472 | 752742.2987 | 0 | 0 | 0 | 0 | 0 | 0 | 0 | 0 | 0 | 1276683.4877 | 0 | 0 | 0 | 0 | 67157.9472 | 0 | 0 | 0 | 0 | 0 | 0 | 0 | 0 | 0 | 0 | 0 | 0 | 1372.7136 | 0 | 0
2016-11-09 06:00 | 0 | 0 | 0 | 0 | 0 | 429675.2775 | 0 | 356814 | 0 | 0 | 0 | 138646.5111 | 752742.2987 | 0 | 0 | 0 | 0 | 0 | 0 | 0 | 0 | 0 | 1277776.5518 | 0 | 0 | 0 | 0 | 71488.5639 | 0 | 0 | 0 | 0 | 0 | 0 | 0 | 0 | 0 | 0 | 0 | 0 | 1372.7136 | 0 | 0
2016-11-09 07:00 | 0 | 0 | 0 | 0 | 0 | 274940.1497 | 0 | 345056 | 0 | 0 | 0 | 67157.9472 | 752742.2987 | 0 | 0 | 0 | 0 | 0 | 0 | 0 | 0 | 0 | 1278869.6116 | 0 | 0 | 0 | 0 | -71488.5639 | 0 | 0 | 0 | 0 | 0 | 0 | 0 | 0 | 0 | 0 | 0 | 0 | 1372.7136 | 0 | 0
2016-11-09 08:00 | 0 | 0 | 0 | 0 | 0 | 0 | 0 | 338487 | 0 | 0 | 0 | 0 | 480040.5323 | 0 | 0 | 0 | 0 | 0 | 0 | 0 | 0 | 0 | 1279962.667 | 0 | 0 | 0 | 0 | -67157.9472 | 0 | 272701.7664 | 0 | 0 | 0 | 0 | 0 | 0 | 0 | 0 | 0 | 0 | 1372.7136 | 0 | 0
2016-11-09 09:00 | 0 | 0 | 0 | 0 | 0 | 411168.2775 | 0 | 338307 | 0 | 0 | 0 | 71488.5639 | 480040.5323 | 0 | 0 | 0 | 0 | 0 | 0 | 0 | 0 | 0 | 1281055.718 | 0 | 0 | 0 | 0 | 71488.5639 | 0 | 0 | 0 | 0 | 0 | 0 | 0 | 0 | 0 | 0 | 0 | 0 | 1372.7136 | 0 | 0
2016-11-09 10:00 | 0 | 0 | 0 | 0 | 0 | 421463.2775 | 0 | 348602 | 0 | 0 | 0 | 142977.1278 | 480040.5323 | 0 | 0 | 0 | 0 | 0 | 0 | 0 | 0 | 0 | 1282148.7646 | 0 | 0 | 0 | 0 | 71488.5639 | 0 | 0 | 0 | 0 | 0 | 0 | 0 | 0 | 0 | 0 | 0 | 0 | 1372.7136 | 0 | 0
2016-11-09 11:00 | 0 | 0 | 0 | 0 | 0 | 33014.3833 | 0 | 375832 | 0 | 0 | 0 | 71488.5639 | 207338.7659 | 0 | 0 | 0 | 0 | 0 | 0 | 0 | 0 | 0 | 1283241.8069 | 0 | 0 | 0 | 0 | -71488.5639 | 0 | 272701.7664 | 0 | 0 | 0 | 0 | 0 | 0 | 0 | 0 | 0 | 0 | 1372.7136 | 0 | 0
2016-11-09 12:00 | 0 | 0 | 0 | 0 | 0 | 453715.2552 | 0 | 400769 | 0 | 0 | 0 | 123062.1055 | 207338.7659 | 0 | 0 | 0 | 0 | 0 | 0 | 0 | 0 | 0 | 1284334.8448 | 0 | 0 | 0 | 0 | 51573.5416 | 0 | 0 | 0 | 0 | 0 | 0 | 0 | 0 | 0 | 0 | 0 | 0 | 1372.7136 | 0 | 0
2016-11-09 13:00 | 0 | 0 | 0 | 0 | 0 | 362843.971 | 20.2009 | 413065 | 0 | 0 | 0 | 71488.5639 | 207338.7659 | 0 | 0 | 0 | 0 | 0 | 0 | 0 | 0 | 0 | 1285427.8783 | 0 | 0 | 0 | 0 | -51573.5416 | 0 | 0 | 0 | 0 | 0 | 0 | 0 | 0 | 0 | 0 | 0 | 0 | 1372.7136 | 0 | 0
2016-11-09 14:00 | 0 | 0 | 0 | 0 | 0 | 137823.5444 | 213968.6053 | 421908 | 0 | 0 | 0 | 0 | 207338.7659 | 0 | 0 | 0 | 0 | 0 | 0 | 0 | 0 | 0 | 1286520.9075 | 0 | 0 | 0 | 0 | -71488.5639 | 0 | 0 | 0 | 0 | 0 | 0 | 0 | 0 | 0 | 0 | 0 | 0 | 1372.7136 | 0 | 0
2016-11-09 15:00 | 0 | 0 | 0 | 0 | 0 | 0 | 560616.6227 | 426417 | 0 | 0 | 0 | 0 | 340165.6751 | 0 | 0 | 0 | 0 | 0 | 0 | 0 | 0 | 0 | 1287613.9323 | 0 | 0 | 0 | 0 | 0 | 132826.9092 | 0 | 0 | 0 | 0 | 0 | 0 | 0 | 0 | 0 | 0 | 0 | 1372.7136 | 0 | 0
2016-11-09 16:00 | 0 | 0 | 0 | 0 | 0 | 0 | 652960.4783 | 426920 | 0 | 0 | 0 | 71488.5639 | 493344.8759 | 0 | 0 | 0 | 0 | 0 | 0 | 0 | 0 | 0 | 1288706.9527 | 0 | 0 | 0 | 0 | 71488.5639 | 153179.2009 | 0 | 0 | 0 | 0 | 0 | 0 | 0 | 0 | 0 | 0 | 0 | 1372.7136 | 0 | 0
2016-11-09 17:00 | 0 | 0 | 0 | 0 | 0 | 0 | 642331.7501 | 428995 | 0 | 0 | 0 | 108661.0944 | 668136.382 | 0 | 0 | 0 | 0 | 0 | 0 | 0 | 0 | 0 | 1289799.9687 | 0 | 0 | 0 | 0 | 37172.5305 | 174791.506 | 0 | 0 | 0 | 0 | 0 | 0 | 0 | 0 | 0 | 0 | 0 | 1372.7136 | 0 | 0
2016-11-09 18:00 | 0 | 0 | 0 | 0 | 0 | 0 | 607471.896 | 430462 | 0 | 0 | 0 | 142432.0027 | 810002.656 | 0 | 0 | 0 | 0 | 0 | 0 | 0 | 0 | 0 | 1290892.9804 | 0 | 0 | 0 | 0 | 33770.9084 | 141866.2741 | 0 | 0 | 0 | 0 | 0 | 0 | 0 | 0 | 0 | 0 | 0 | 1372.7136 | 0 | 0
2016-11-09 19:00 | 0 | 0 | 0 | 0 | 0 | 0 | 588423.8922 | 430710 | 0 | 0 | 0 | 123981.6753 | 984794.1621 | 0 | 0 | 0 | 0 | 0 | 0 | 0 | 0 | 0 | 1291985.9877 | 0 | 0 | 0 | 0 | -18450.3274 | 174791.506 | 0 | 0 | 0 | 0 | 0 | 0 | 0 | 0 | 0 | 0 | 0 | 1372.7136 | 0 | 0
2016-11-09 20:00 | 0 | 0 | 0 | 0 | 0 | 0 | 596104.2021 | 430888 | 0 | 0 | 0 | 195470.2392 | 1077149.0866 | 0 | 0 | 0 | 0 | 0 | 0 | 0 | 0 | 0 | 1293078.9906 | 0 | 0 | 0 | 0 | 71488.5639 | 92354.9246 | 0 | 0 | 0 | 0 | 0 | 0 | 0 | 0 | 0 | 0 | 0 | 1372.7136 | 0 | 0
2016-11-09 21:00 | 0 | 0 | 0 | 0 | 0 | 0 | 619643.614 | 435479 | 0 | 0 | 0 | 203470.6336 | 1251940.5927 | 0 | 0 | 0 | 0 | 0 | 0 | 0 | 0 | 0 | 1294171.9891 | 0 | 0 | 0 | 0 | 8000.3944 | 174791.506 | 0 | 0 | 0 | 0 | 0 | 0 | 0 | 0 | 0 | 0 | 0 | 1372.7136 | 0 | 0
2016-11-09 22:00 | 0 | 0 | 0 | 0 | 0 | 0 | 585705.0027 | 446668 | 0 | 0 | 0 | 203470.6336 | 1389604.8818 | 0 | 0 | 0 | 0 | 0 | 0 | 0 | 0 | 0 | 1295264.9833 | 0 | 0 | 0 | 0 | 0 | 137664.2891 | 0 | 0 | 0 | 0 | 0 | 0 | 0 | 0 | 0 | 0 | 0 | 1372.7136 | 0 | 0
2016-11-09 23:00 | 0 | 0 | 0 | 0 | 0 | 0 | 362784.1 | 458996 | 0 | 0 | 0 | 131982.0697 | 1363508.8321 | 0 | 0 | 0 | 0 | 0 | 0 | 0 | 0 | 0 | 1296357.9731 | 0 | 0 | 0 | 0 | -71488.5639 | 0 | 26096.0497 | 0 | 0 | 0 | 0 | 0 | 0 | 0 | 0 | 0 | 0 | 1372.7136 | 0 | 0
2016-11-10 | 0 | 0 | 0 | 0 | 0 | 227005.9158 | 33140.5953 | 459987 | 0 | 0 | 0 | 203470.6336 | 1090807.0657 | 0 | 0 | 0 | 0 | 0 | 0 | 0 | 0 | 0 | 1297450.9586 | 0 | 0 | 0 | 0 | 71488.5639 | 0 | 272701.7664 | 0 | 0 | 0 | 0 | 0 | 0 | 0 | 0 | 0 | 0 | 1372.7136 | 0 | 0
2016-11-10 01:00 | 0 | 0 | 0 | 0 | 0 | 182680.9472 | 0 | 454010 | 0 | 0 | 0 | 203470.6336 | 818105.2992 | 0 | 0 | 0 | 0 | 0 | 0 | 0 | 0 | 0 | 1298543.9396 | 0 | 0 | 0 | 0 | 0 | 0 | 272701.7664 | 0 | 0 | 0 | 0 | 0 | 0 | 0 | 0 | 0 | 0 | 1372.7136 | 0 | 0
2016-11-10 02:00 | 0 | 0 | 0 | 0 | 0 | 367651.1497 | 0 | 437767 | 0 | 0 | 0 | 131982.0697 | 818105.2992 | 0 | 0 | 0 | 0 | 0 | 0 | 0 | 0 | 0 | 1299636.9163 | 0 | 0 | 0 | 0 | -71488.5639 | 0 | 0 | 0 | 0 | 0 | 0 | 0 | 0 | 0 | 0 | 0 | 0 | 1372.7136 | 0 | 0
2016-11-10 03:00 | 0 | 0 | 0 | 0 | 0 | 345423.1497 | 0 | 415539 | 0 | 0 | 0 | 60493.5058 | 818105.2992 | 0 | 0 | 0 | 0 | 0 | 0 | 0 | 0 | 0 | 1300729.8886 | 0 | 0 | 0 | 0 | -71488.5639 | 0 | 0 | 0 | 0 | 0 | 0 | 0 | 0 | 0 | 0 | 0 | 0 | 1372.7136 | 0 | 0
2016-11-10 04:00 | 0 | 0 | 0 | 0 | 0 | 192558.5111 | 0 | 392399 | 0 | 0 | 0 | 131982.0697 | 545403.5328 | 0 | 0 | 0 | 0 | 0 | 0 | 0 | 0 | 0 | 1301822.8566 | 0 | 0 | 0 | 0 | 71488.5639 | 0 | 272701.7664 | 0 | 0 | 0 | 0 | 0 | 0 | 0 | 0 | 0 | 0 | 1372.7136 | 0 | 0
2016-11-10 05:00 | 0 | 0 | 0 | 0 | 0 | 385029.7717 | 0 | 372662 | 0 | 0 | 0 | 142977.1278 | 545403.5328 | 0 | 0 | 0 | 0 | 0 | 0 | 0 | 0 | 0 | 1302915.8201 | 0 | 0 | 0 | 0 | 10995.0581 | 0 | 0 | 0 | 0 | 0 | 0 | 0 | 0 | 0 | 0 | 0 | 0 | 1372.7136 | 0 | 0
2016-11-10 06:00 | 0 | 0 | 0 | 0 | 0 | 288161.1497 | 0 | 358277 | 0 | 0 | 0 | 71488.5639 | 545403.5328 | 0 | 0 | 0 | 0 | 0 | 0 | 0 | 0 | 0 | 1304008.7794 | 0 | 0 | 0 | 0 | -71488.5639 | 0 | 0 | 0 | 0 | 0 | 0 | 0 | 0 | 0 | 0 | 0 | 0 | 1372.7136 | 0 | 0
2016-11-10 07:00 | 0 | 0 | 0 | 0 | 0 | 422535.2775 | 0 | 349674 | 0 | 0 | 0 | 142977.1278 | 545403.5328 | 0 | 0 | 0 | 0 | 0 | 0 | 0 | 0 | 0 | 1305101.7342 | 0 | 0 | 0 | 0 | 71488.5639 | 0 | 0 | 0 | 0 | 0 | 0 | 0 | 0 | 0 | 0 | 0 | 0 | 1372.7136 | 0 | 0
2016-11-10 08:00 | 0 | 0 | 0 | 0 | 0 | 275737.1497 | 0 | 345853 | 0 | 0 | 0 | 71488.5639 | 545403.5328 | 0 | 0 | 0 | 0 | 0 | 0 | 0 | 0 | 0 | 1306194.6846 | 0 | 0 | 0 | 0 | -71488.5639 | 0 | 0 | 0 | 0 | 0 | 0 | 0 | 0 | 0 | 0 | 0 | 0 | 1372.7136 | 0 | 0
2016-11-10 09:00 | 0 | 0 | 0 | 0 | 0 | 5351.3833 | 0 | 348169 | 0 | 0 | 0 | 0 | 272701.7664 | 0 | 0 | 0 | 0 | 0 | 0 | 0 | 0 | 0 | 1307287.6307 | 0 | 0 | 0 | 0 | -71488.5639 | 0 | 272701.7664 | 0 | 0 | 0 | 0 | 0 | 0 | 0 | 0 | 0 | 0 | 1372.7136 | 0 | 0
2016-11-10 10:00 | 0 | 0 | 0 | 0 | 0 | 361448.7136 | 0 | 360076 | 0 | 0 | 0 | 0 | 272701.7664 | 0 | 0 | 0 | 0 | 0 | 0 | 0 | 0 | 0 | 1308380.5724 | 0 | 0 | 0 | 0 | 0 | 0 | 0 | 0 | 0 | 0 | 0 | 0 | 0 | 0 | 0 | 0 | 0 | 1372.7136 | 0 | 0
2016-11-10 11:00 | 0 | 0 | 0 | 0 | 0 | 391305.7136 | 0 | 389933 | 0 | 0 | 0 | 0 | 272701.7664 | 0 | 0 | 0 | 0 | 0 | 0 | 0 | 0 | 0 | 1309473.5098 | 0 | 0 | 0 | 0 | 0 | 0 | 0 | 0 | 0 | 0 | 0 | 0 | 0 | 0 | 0 | 0 | 0 | 1372.7136 | 0 | 0
2016-11-10 12:00 | 0 | 0 | 0 | 0 | 0 | 214456.5111 | 0 | 414297 | 0 | 0 | 0 | 71488.5639 | 0 | 0 | 0 | 0 | 0 | 0 | 0 | 0 | 0 | 0 | 1310566.4428 | 0 | 0 | 0 | 0 | 71488.5639 | 0 | 272701.7664 | 0 | 0 | 0 | 0 | 0 | 0 | 0 | 0 | 0 | 0 | 1372.7136 | 0 | 0
2016-11-10 13:00 | 0 | 0 | 0 | 0 | 0 | 424125.8982 | 24.8154 | 422778 | 0 | 0 | 0 | 71488.5639 | 0 | 0 | 0 | 0 | 0 | 0 | 0 | 0 | 0 | 0 | 1311659.3714 | 0 | 0 | 0 | 0 | 0 | 0 | 0 | 0 | 0 | 0 | 0 | 0 | 0 | 0 | 0 | 0 | 0 | 1372.7136 | 0 | 0
2016-11-10 14:00 | 0 | 0 | 0 | 0 | 0 | 189048.4316 | 165696.7181 | 424861 | 0 | 0 | 0 | 0 | 0 | 0 | 0 | 0 | 0 | 0 | 0 | 0 | 0 | 0 | 1312752.2956 | 0 | 0 | 0 | 0 | -71488.5639 | 0 | 0 | 0 | 0 | 0 | 0 | 0 | 0 | 0 | 0 | 0 | 0 | 1372.7136 | 0 | 0
2016-11-10 15:00 | 0 | 0 | 0 | 0 | 0 | 0 | 521350.2034 | 425356 | 0 | 0 | 0 | 0 | 94621.4899 | 0 | 0 | 0 | 0 | 0 | 0 | 0 | 0 | 0 | 1313845.2154 | 0 | 0 | 0 | 0 | 0 | 94621.4899 | 0 | 0 | 0 | 0 | 0 | 0 | 0 | 0 | 0 | 0 | 0 | 1372.7136 | 0 | 0
2016-11-10 16:00 | 0 | 0 | 0 | 0 | 0 | 0 | 630455.417 | 424871 | 0 | 0 | 0 | 29420.1974 | 269412.9959 | 0 | 0 | 0 | 0 | 0 | 0 | 0 | 0 | 0 | 1314938.1309 | 0 | 0 | 0 | 0 | 29420.1974 | 174791.506 | 0 | 0 | 0 | 0 | 0 | 0 | 0 | 0 | 0 | 0 | 0 | 1372.7136 | 0 | 0
2016-11-10 17:00 | 0 | 0 | 0 | 0 | 0 | 0 | 626728.8893 | 424766 | 0 | 0 | 0 | 55218.8671 | 444204.5019 | 0 | 0 | 0 | 0 | 0 | 0 | 0 | 0 | 0 | 1316031.042 | 0 | 0 | 0 | 0 | 25798.6697 | 174791.506 | 0 | 0 | 0 | 0 | 0 | 0 | 0 | 0 | 0 | 0 | 0 | 1372.7136 | 0 | 0
2016-11-10 18:00 | 0 | 0 | 0 | 0 | 0 | 0 | 591749.862 | 425604 | 0 | 0 | 0 | 126707.431 | 537489.0864 | 0 | 0 | 0 | 0 | 0 | 0 | 0 | 0 | 0 | 1317123.9488 | 0 | 0 | 0 | 0 | 71488.5639 | 93284.5845 | 0 | 0 | 0 | 0 | 0 | 0 | 0 | 0 | 0 | 0 | 0 | 1372.7136 | 0 | 0
2016-11-10 19:00 | 0 | 0 | 0 | 0 | 0 | 0 | 574265.5954 | 426796 | 0 | 0 | 0 | 98012.8068 | 712280.5925 | 0 | 0 | 0 | 0 | 0 | 0 | 0 | 0 | 0 | 1318216.8512 | 0 | 0 | 0 | 0 | -28694.6242 | 174791.506 | 0 | 0 | 0 | 0 | 0 | 0 | 0 | 0 | 0 | 0 | 0 | 1372.7136 | 0 | 0
2016-11-10 20:00 | 0 | 0 | 0 | 0 | 0 | 0 | 584259.4655 | 427295 | 0 | 0 | 0 | 169501.3707 | 796383.7805 | 0 | 0 | 0 | 0 | 0 | 0 | 0 | 0 | 0 | 1319309.7492 | 0 | 0 | 0 | 0 | 71488.5639 | 84103.188 | 0 | 0 | 0 | 0 | 0 | 0 | 0 | 0 | 0 | 0 | 0 | 1372.7136 | 0 | 0
2016-11-10 21:00 | 0 | 0 | 0 | 0 | 0 | 0 | 607927.2088 | 429964 | 0 | 0 | 0 | 203470.6336 | 939005.0128 | 0 | 0 | 0 | 0 | 0 | 0 | 0 | 0 | 0 | 1320402.6428 | 0 | 0 | 0 | 0 | 33969.2629 | 142621.2323 | 0 | 0 | 0 | 0 | 0 | 0 | 0 | 0 | 0 | 0 | 0 | 1372.7136 | 0 | 0
2016-11-10 22:00 | 0 | 0 | 0 | 0 | 0 | 0 | 576667.6347 | 440203 | 0 | 0 | 0 | 203470.6336 | 1074096.9339 | 0 | 0 | 0 | 0 | 0 | 0 | 0 | 0 | 0 | 1321495.532 | 0 | 0 | 0 | 0 | 0 | 135091.9211 | 0 | 0 | 0 | 0 | 0 | 0 | 0 | 0 | 0 | 0 | 0 | 1372.7136 | 0 | 0
2016-11-10 23:00 | 0 | 0 | 0 | 0 | 0 | 0 | 337410.1967 | 452413 | 0 | 0 | 0 | 142977.1278 | 1018214.9228 | 0 | 0 | 0 | 0 | 0 | 0 | 0 | 0 | 0 | 1322588.4169 | 0 | 0 | 0 | 0 | -60493.5058 | 0 | 55882.0111 | 0 | 0 | 0 | 0 | 0 | 0 | 0 | 0 | 0 | 0 | 1372.7136 | 0 | 0
2016-11-11 | 0 | 0 | 0 | 0 | 0 | 202213.494 | 26006.4675 | 453740 | 0 | 0 | 0 | 71488.5639 | 862810.7346 | 0 | 0 | 0 | 0 | 0 | 0 | 0 | 0 | 0 | 1323681.2974 | 0 | 0 | 0 | 0 | -71488.5639 | 0 | 155404.1882 | 0 | 0 | 0 | 0 | 0 | 0 | 0 | 0 | 0 | 0 | 1372.7136 | 0 | 0
2016-11-11 01:00 | 0 | 0 | 0 | 0 | 0 | 105905.3833 | 0 | 448723 | 0 | 0 | 0 | 0 | 590108.9682 | 0 | 0 | 0 | 0 | 0 | 0 | 0 | 0 | 0 | 1324774.1736 | 0 | 0 | 0 | 0 | -71488.5639 | 0 | 272701.7664 | 0 | 0 | 0 | 0 | 0 | 0 | 0 | 0 | 0 | 0 | 1372.7136 | 0 | 0
2016-11-11 02:00 | 0 | 0 | 0 | 0 | 0 | 507806.2775 | 0 | 434945 | 0 | 0 | 0 | 71488.5639 | 590108.9682 | 0 | 0 | 0 | 0 | 0 | 0 | 0 | 0 | 0 | 1325867.0454 | 0 | 0 | 0 | 0 | 71488.5639 | 0 | 0 | 0 | 0 | 0 | 0 | 0 | 0 | 0 | 0 | 0 | 0 | 1372.7136 | 0 | 0
2016-11-11 03:00 | 0 | 0 | 0 | 0 | 0 | 343641.1497 | 0 | 413757 | 0 | 0 | 0 | 0 | 590108.9682 | 0 | 0 | 0 | 0 | 0 | 0 | 0 | 0 | 0 | 1326959.9127 | 0 | 0 | 0 | 0 | -71488.5639 | 0 | 0 | 0 | 0 | 0 | 0 | 0 | 0 | 0 | 0 | 0 | 0 | 1372.7136 | 0 | 0
2016-11-11 04:00 | 0 | 0 | 0 | 0 | 0 | 393080.7136 | 0 | 391708 | 0 | 0 | 0 | 0 | 590108.9682 | 0 | 0 | 0 | 0 | 0 | 0 | 0 | 0 | 0 | 1328052.7758 | 0 | 0 | 0 | 0 | 0 | 0 | 0 | 0 | 0 | 0 | 0 | 0 | 0 | 0 | 0 | 0 | 0 | 1372.7136 | 0 | 0
2016-11-11 05:00 | 0 | 0 | 0 | 0 | 0 | 100172.9472 | 0 | 371502 | 0 | 0 | 0 | 0 | 317407.2018 | 0 | 0 | 0 | 0 | 0 | 0 | 0 | 0 | 0 | 1329145.6344 | 0 | 0 | 0 | 0 | 0 | 0 | 272701.7664 | 0 | 0 | 0 | 0 | 0 | 0 | 0 | 0 | 0 | 0 | 1372.7136 | 0 | 0
2016-11-11 06:00 | 0 | 0 | 0 | 0 | 0 | 358698.7136 | 0 | 357326 | 0 | 0 | 0 | 0 | 317407.2018 | 0 | 0 | 0 | 0 | 0 | 0 | 0 | 0 | 0 | 1330238.4887 | 0 | 0 | 0 | 0 | 0 | 0 | 0 | 0 | 0 | 0 | 0 | 0 | 0 | 0 | 0 | 0 | 0 | 1372.7136 | 0 | 0
2016-11-11 07:00 | 0 | 0 | 0 | 0 | 0 | 349061.7136 | 0 | 347689 | 0 | 0 | 0 | 0 | 317407.2018 | 0 | 0 | 0 | 0 | 0 | 0 | 0 | 0 | 0 | 1331331.3386 | 0 | 0 | 0 | 0 | 0 | 0 | 0 | 0 | 0 | 0 | 0 | 0 | 0 | 0 | 0 | 0 | 0 | 1372.7136 | 0 | 0
2016-11-11 08:00 | 0 | 0 | 0 | 0 | 0 | 72092.9472 | 0 | 343422 | 0 | 0 | 0 | 0 | 44705.4353 | 0 | 0 | 0 | 0 | 0 | 0 | 0 | 0 | 0 | 1332424.1842 | 0 | 0 | 0 | 0 | 0 | 0 | 272701.7664 | 0 | 0 | 0 | 0 | 0 | 0 | 0 | 0 | 0 | 0 | 1372.7136 | 0 | 0
2016-11-11 09:00 | 0 | 0 | 0 | 0 | 0 | 417860.2775 | 0 | 344999 | 0 | 0 | 0 | 71488.5639 | 44705.4353 | 0 | 0 | 0 | 0 | 0 | 0 | 0 | 0 | 0 | 1333517.0253 | 0 | 0 | 0 | 0 | 71488.5639 | 0 | 0 | 0 | 0 | 0 | 0 | 0 | 0 | 0 | 0 | 0 | 0 | 1372.7136 | 0 | 0
2016-11-11 10:00 | 0 | 0 | 0 | 0 | 0 | 285306.6797 | 0 | 354705 | 0 | 0 | 0 | 717.53 | 44705.4353 | 0 | 0 | 0 | 0 | 0 | 0 | 0 | 0 | 0 | 1334609.8621 | 0 | 0 | 0 | 0 | -70771.0339 | 0 | 0 | 0 | 0 | 0 | 0 | 0 | 0 | 0 | 0 | 0 | 0 | 1372.7136 | 0 | 0
2016-11-11 11:00 | 0 | 0 | 0 | 0 | 0 | 451745.2775 | 0 | 378884 | 0 | 0 | 0 | 72206.0939 | 44705.4353 | 0 | 0 | 0 | 0 | 0 | 0 | 0 | 0 | 0 | 1335702.6946 | 0 | 0 | 0 | 0 | 71488.5639 | 0 | 0 | 0 | 0 | 0 | 0 | 0 | 0 | 0 | 0 | 0 | 0 | 1372.7136 | 0 | 0
2016-11-11 12:00 | 0 | 0 | 0 | 0 | 0 | 449172.9447 | 0 | 402229 | 0 | 0 | 0 | 717.53 | 161765.2304 | 0 | 0 | 0 | 0 | 0 | 0 | 0 | 0 | 0 | 1336795.5226 | 0 | 0 | 0 | 0 | -71488.5639 | 174791.506 | 57731.711 | 0 | 0 | 0 | 0 | 0 | 0 | 0 | 0 | 0 | 0 | 1372.7136 | 0 | 0
2016-11-11 13:00 | 0 | 0 | 0 | 0 | 0 | 413936.4732 | 36.7103 | 413318 | 0 | 0 | 0 | 0 | 161765.2304 | 0 | 0 | 0 | 0 | 0 | 0 | 0 | 0 | 0 | 1337888.3463 | 0 | 0 | 0 | 0 | -717.53 | 0 | 0 | 0 | 0 | 0 | 0 | 0 | 0 | 0 | 0 | 0 | 0 | 1372.7136 | 0 | 0
2016-11-11 14:00 | 0 | 0 | 0 | 0 | 0 | 269395.3645 | 149196.349 | 417219 | 0 | 0 | 0 | 0 | 161765.2304 | 0 | 0 | 0 | 0 | 0 | 0 | 0 | 0 | 0 | 1338981.1656 | 0 | 0 | 0 | 0 | 0 | 0 | 0 | 0 | 0 | 0 | 0 | 0 | 0 | 0 | 0 | 0 | 0 | 1372.7136 | 0 | 0
2016-11-11 15:00 | 0 | 0 | 0 | 0 | 0 | 0 | 519681.6284 | 418797 | 0 | 0 | 0 | 0 | 261277.1452 | 0 | 0 | 0 | 0 | 0 | 0 | 0 | 0 | 0 | 1340073.9806 | 0 | 0 | 0 | 0 | 0 | 174791.506 | 75279.5912 | 0 | 0 | 0 | 0 | 0 | 0 | 0 | 0 | 0 | 0 | 1372.7136 | 0 | 0
2016-11-11 16:00 | 0 | 0 | 0 | 0 | 0 | 0 | 659987.4345 | 419146 | 0 | 0 | 0 | 64677.2148 | 436068.6513 | 0 | 0 | 0 | 0 | 0 | 0 | 0 | 0 | 0 | 1341166.7911 | 0 | 0 | 0 | 0 | 64677.2148 | 174791.506 | 0 | 0 | 0 | 0 | 0 | 0 | 0 | 0 | 0 | 0 | 0 | 1372.7136 | 0 | 0
2016-11-11 17:00 | 0 | 0 | 0 | 0 | 0 | 0 | 651479.5905 | 418334 | 0 | 0 | 0 | 135073.3978 | 597445.3453 | 0 | 0 | 0 | 0 | 0 | 0 | 0 | 0 | 0 | 1342259.5973 | 0 | 0 | 0 | 0 | 70396.183 | 161376.694 | 0 | 0 | 0 | 0 | 0 | 0 | 0 | 0 | 0 | 0 | 0 | 1372.7136 | 0 | 0
2016-11-11 18:00 | 0 | 0 | 0 | 0 | 0 | 0 | 611252.5869 | 418496 | 0 | 0 | 0 | 151665.7651 | 772236.8513 | 0 | 0 | 0 | 0 | 0 | 0 | 0 | 0 | 0 | 1343352.3992 | 0 | 0 | 0 | 0 | 16592.3672 | 174791.506 | 0 | 0 | 0 | 0 | 0 | 0 | 0 | 0 | 0 | 0 | 0 | 1372.7136 | 0 | 0
2016-11-11 19:00 | 0 | 0 | 0 | 0 | 0 | 0 | 593590.5254 | 418696 | 0 | 0 | 0 | 150396.0708 | 947028.3573 | 0 | 0 | 0 | 0 | 0 | 0 | 0 | 0 | 0 | 1344445.1966 | 0 | 0 | 0 | 0 | -1269.6942 | 174791.506 | 0 | 0 | 0 | 0 | 0 | 0 | 0 | 0 | 0 | 0 | 0 | 1372.7136 | 0 | 0
2016-11-11 20:00 | 0 | 0 | 0 | 0 | 0 | 0 | 608407.5912 | 418481 | 0 | 0 | 0 | 164158.4424 | 1121819.8634 | 0 | 0 | 0 | 0 | 0 | 0 | 0 | 0 | 0 | 1345537.9897 | 0 | 0 | 0 | 0 | 13762.3716 | 174791.506 | 0 | 0 | 0 | 0 | 0 | 0 | 0 | 0 | 0 | 0 | 0 | 1372.7136 | 0 | 0
2016-11-11 21:00 | 0 | 0 | 0 | 0 | 0 | 0 | 636816.4108 | 421340 | 0 | 0 | 0 | 203470.6336 | 1296611.3694 | 0 | 0 | 0 | 0 | 0 | 0 | 0 | 0 | 0 | 1346630.7784 | 0 | 0 | 0 | 0 | 39312.1911 | 174791.506 | 0 | 0 | 0 | 0 | 0 | 0 | 0 | 0 | 0 | 0 | 0 | 1372.7136 | 0 | 0
2016-11-11 22:00 | 0 | 0 | 0 | 0 | 0 | 0 | 598059.4366 | 431879 | 0 | 0 | 0 | 203470.6336 | 1461419.0924 | 0 | 0 | 0 | 0 | 0 | 0 | 0 | 0 | 0 | 1347723.5628 | 0 | 0 | 0 | 0 | 0 | 164807.723 | 0 | 0 | 0 | 0 | 0 | 0 | 0 | 0 | 0 | 0 | 0 | 1372.7136 | 0 | 0
2016-11-11 23:00 | 0 | 0 | 0 | 0 | 0 | 45241.5947 | 325330.555 | 440688 | 0 | 0 | 0 | 131982.0697 | 1461419.0924 | 0 | 0 | 0 | 0 | 0 | 0 | 0 | 0 | 0 | 1348816.3427 | 0 | 0 | 0 | 0 | -71488.5639 | 0 | 0 | 0 | 0 | 0 | 0 | 0 | 0 | 0 | 0 | 0 | 0 | 1372.7136 | 0 | 0
2016-11-12 | 0 | 0 | 0 | 0 | 0 | 217458.0977 | 22162.4134 | 439461 | 0 | 0 | 0 | 203470.6336 | 1188717.326 | 0 | 0 | 0 | 0 | 0 | 0 | 0 | 0 | 0 | 1349909.1183 | 0 | 0 | 0 | 0 | 71488.5639 | 0 | 272701.7664 | 0 | 0 | 0 | 0 | 0 | 0 | 0 | 0 | 0 | 0 | 1372.7136 | 0 | 0
2016-11-12 01:00 | 0 | 0 | 0 | 0 | 0 | 596110.8974 | 0 | 433417 | 0 | 0 | 0 | 190000.3113 | 1363508.8321 | 0 | 0 | 0 | 0 | 0 | 0 | 0 | 0 | 0 | 1351001.8896 | 0 | 0 | 0 | 0 | -13470.3223 | 174791.506 | 0 | 0 | 0 | 0 | 0 | 0 | 0 | 0 | 0 | 0 | 0 | 1372.7136 | 0 | 0
2016-11-12 02:00 | 0 | 0 | 0 | 0 | 0 | 102295.7637 | 0 | 420648 | 0 | 0 | 0 | 142977.1278 | 1090807.0657 | 0 | 0 | 0 | 0 | 0 | 0 | 0 | 0 | 0 | 1352094.6564 | 0 | 0 | 0 | 0 | -47023.1835 | 0 | 272701.7664 | 0 | 0 | 0 | 0 | 0 | 0 | 0 | 0 | 0 | 0 | 1372.7136 | 0 | 0
2016-11-12 03:00 | 0 | 0 | 0 | 0 | 0 | 61074.3833 | 0 | 403892 | 0 | 0 | 0 | 71488.5639 | 818105.2992 | 0 | 0 | 0 | 0 | 0 | 0 | 0 | 0 | 0 | 1353187.4189 | 0 | 0 | 0 | 0 | -71488.5639 | 0 | 272701.7664 | 0 | 0 | 0 | 0 | 0 | 0 | 0 | 0 | 0 | 0 | 1372.7136 | 0 | 0
2016-11-12 04:00 | 0 | 0 | 0 | 0 | 0 | 458198.2775 | 0 | 385337 | 0 | 0 | 0 | 142977.1278 | 818105.2992 | 0 | 0 | 0 | 0 | 0 | 0 | 0 | 0 | 0 | 1354280.177 | 0 | 0 | 0 | 0 | 71488.5639 | 0 | 0 | 0 | 0 | 0 | 0 | 0 | 0 | 0 | 0 | 0 | 0 | 1372.7136 | 0 | 0
2016-11-12 05:00 | 0 | 0 | 0 | 0 | 0 | 297132.1497 | 0 | 367248 | 0 | 0 | 0 | 71488.5639 | 818105.2992 | 0 | 0 | 0 | 0 | 0 | 0 | 0 | 0 | 0 | 1355372.9308 | 0 | 0 | 0 | 0 | -71488.5639 | 0 | 0 | 0 | 0 | 0 | 0 | 0 | 0 | 0 | 0 | 0 | 0 | 1372.7136 | 0 | 0
2016-11-12 06:00 | 0 | 0 | 0 | 0 | 0 | 10337.3833 | 0 | 353155 | 0 | 0 | 0 | 0 | 545403.5328 | 0 | 0 | 0 | 0 | 0 | 0 | 0 | 0 | 0 | 1356465.6801 | 0 | 0 | 0 | 0 | -71488.5639 | 0 | 272701.7664 | 0 | 0 | 0 | 0 | 0 | 0 | 0 | 0 | 0 | 0 | 1372.7136 | 0 | 0
2016-11-12 07:00 | 0 | 0 | 0 | 0 | 0 | 144987.5111 | 0 | 344828 | 0 | 0 | 0 | 71488.5639 | 272701.7664 | 0 | 0 | 0 | 0 | 0 | 0 | 0 | 0 | 0 | 1357558.4251 | 0 | 0 | 0 | 0 | 71488.5639 | 0 | 272701.7664 | 0 | 0 | 0 | 0 | 0 | 0 | 0 | 0 | 0 | 0 | 1372.7136 | 0 | 0
2016-11-12 08:00 | 0 | 0 | 0 | 0 | 0 | 270395.1497 | 0 | 340511 | 0 | 0 | 0 | 0 | 272701.7664 | 0 | 0 | 0 | 0 | 0 | 0 | 0 | 0 | 0 | 1358651.1658 | 0 | 0 | 0 | 0 | -71488.5639 | 0 | 0 | 0 | 0 | 0 | 0 | 0 | 0 | 0 | 0 | 0 | 0 | 1372.7136 | 0 | 0
2016-11-12 09:00 | 0 | 0 | 0 | 0 | 0 | 341955.7136 | 0 | 340583 | 0 | 0 | 0 | 0 | 272701.7664 | 0 | 0 | 0 | 0 | 0 | 0 | 0 | 0 | 0 | 1359743.902 | 0 | 0 | 0 | 0 | 0 | 0 | 0 | 0 | 0 | 0 | 0 | 0 | 0 | 0 | 0 | 0 | 0 | 1372.7136 | 0 | 0
2016-11-12 10:00 | 0 | 0 | 0 | 0 | 0 | 418150.2775 | 0 | 345289 | 0 | 0 | 0 | 71488.5639 | 272701.7664 | 0 | 0 | 0 | 0 | 0 | 0 | 0 | 0 | 0 | 1360836.6339 | 0 | 0 | 0 | 0 | 71488.5639 | 0 | 0 | 0 | 0 | 0 | 0 | 0 | 0 | 0 | 0 | 0 | 0 | 1372.7136 | 0 | 0
2016-11-12 11:00 | 0 | 0 | 0 | 0 | 0 | 428234.2775 | 0 | 355373 | 0 | 0 | 0 | 142977.1278 | 272701.7664 | 0 | 0 | 0 | 0 | 0 | 0 | 0 | 0 | 0 | 1361929.3615 | 0 | 0 | 0 | 0 | 71488.5639 | 0 | 0 | 0 | 0 | 0 | 0 | 0 | 0 | 0 | 0 | 0 | 0 | 1372.7136 | 0 | 0
2016-11-12 12:00 | 0 | 0 | 0 | 0 | 0 | 25578.3833 | 0 | 368396 | 0 | 0 | 0 | 71488.5639 | 0 | 0 | 0 | 0 | 0 | 0 | 0 | 0 | 0 | 0 | 1363022.0846 | 0 | 0 | 0 | 0 | -71488.5639 | 0 | 272701.7664 | 0 | 0 | 0 | 0 | 0 | 0 | 0 | 0 | 0 | 0 | 1372.7136 | 0 | 0
2016-11-12 13:00 | 0 | 0 | 0 | 0 | 0 | 486021.0496 | 44.6061 | 381390 | 0 | 0 | 0 | 0 | 174791.506 | 0 | 0 | 0 | 0 | 0 | 0 | 0 | 0 | 0 | 1364114.8034 | 0 | 0 | 0 | 0 | -71488.5639 | 174791.506 | 0 | 0 | 0 | 0 | 0 | 0 | 0 | 0 | 0 | 0 | 0 | 1372.7136 | 0 | 0
2016-11-12 14:00 | 0 | 0 | 0 | 0 | 0 | 373968.4385 | 191907.7811 | 389712 | 0 | 0 | 0 | 0 | 349583.0121 | 0 | 0 | 0 | 0 | 0 | 0 | 0 | 0 | 0 | 1365207.5178 | 0 | 0 | 0 | 0 | 0 | 174791.506 | 0 | 0 | 0 | 0 | 0 | 0 | 0 | 0 | 0 | 0 | 0 | 1372.7136 | 0 | 0
2016-11-12 15:00 | 0 | 0 | 0 | 0 | 0 | 137796.2809 | 448986.2866 | 392801 | 0 | 0 | 0 | 17817.3479 | 524374.5181 | 0 | 0 | 0 | 0 | 0 | 0 | 0 | 0 | 0 | 1366300.2278 | 0 | 0 | 0 | 0 | 17817.3479 | 174791.506 | 0 | 0 | 0 | 0 | 0 | 0 | 0 | 0 | 0 | 0 | 0 | 1372.7136 | 0 | 0
2016-11-12 16:00 | 0 | 0 | 0 | 0 | 0 | 0 | 551457.8717 | 393111 | 0 | 0 | 0 | 0 | 699166.0242 | 0 | 0 | 0 | 0 | 0 | 0 | 0 | 0 | 0 | 1367392.9335 | 0 | 0 | 0 | 0 | -17817.3479 | 174791.506 | 0 | 0 | 0 | 0 | 0 | 0 | 0 | 0 | 0 | 0 | 0 | 1372.7136 | 0 | 0
2016-11-12 17:00 | 0 | 0 | 0 | 0 | 0 | 57276.1715 | 559325.633 | 391081 | 0 | 0 | 0 | 49356.5849 | 873957.5302 | 0 | 0 | 0 | 0 | 0 | 0 | 0 | 0 | 0 | 1368485.6348 | 0 | 0 | 0 | 0 | 49356.5849 | 174791.506 | 0 | 0 | 0 | 0 | 0 | 0 | 0 | 0 | 0 | 0 | 0 | 1372.7136 | 0 | 0
2016-11-12 18:00 | 0 | 0 | 0 | 0 | 0 | 0 | 546962.404 | 388594 | 0 | 0 | 0 | 31560.7693 | 1048749.0362 | 0 | 0 | 0 | 0 | 0 | 0 | 0 | 0 | 0 | 1369578.3317 | 0 | 0 | 0 | 0 | -17795.8156 | 174791.506 | 0 | 0 | 0 | 0 | 0 | 0 | 0 | 0 | 0 | 0 | 0 | 1372.7136 | 0 | 0
2016-11-12 19:00 | 0 | 0 | 0 | 0 | 0 | 0 | 540915.0006 | 386795 | 0 | 0 | 0 | 9516.5503 | 1223540.5423 | 0 | 0 | 0 | 0 | 0 | 0 | 0 | 0 | 0 | 1370671.0243 | 0 | 0 | 0 | 0 | -22044.219 | 174791.506 | 0 | 0 | 0 | 0 | 0 | 0 | 0 | 0 | 0 | 0 | 0 | 1372.7136 | 0 | 0
2016-11-12 20:00 | 0 | 0 | 0 | 0 | 0 | 0 | 554011.6693 | 387364 | 0 | 0 | 0 | 0 | 1398332.0483 | 0 | 0 | 0 | 0 | 0 | 0 | 0 | 0 | 0 | 1371763.7124 | 0 | 0 | 0 | 0 | -9516.5503 | 174791.506 | 0 | 0 | 0 | 0 | 0 | 0 | 0 | 0 | 0 | 0 | 0 | 1372.7136 | 0 | 0
2016-11-12 21:00 | 0 | 0 | 0 | 0 | 0 | 0 | 568818.0215 | 392396 | 0 | 0 | 0 | 71488.5639 | 1501892.7923 | 0 | 0 | 0 | 0 | 0 | 0 | 0 | 0 | 0 | 1372856.3963 | 0 | 0 | 0 | 0 | 71488.5639 | 103560.744 | 0 | 0 | 0 | 0 | 0 | 0 | 0 | 0 | 0 | 0 | 0 | 1372.7136 | 0 | 0
2016-11-12 22:00 | 0 | 0 | 0 | 0 | 0 | 0 | 522675.9111 | 406035 | 0 | 0 | 0 | 71488.5639 | 1617160.9898 | 0 | 0 | 0 | 0 | 0 | 0 | 0 | 0 | 0 | 1373949.0757 | 0 | 0 | 0 | 0 | 0 | 115268.1975 | 0 | 0 | 0 | 0 | 0 | 0 | 0 | 0 | 0 | 0 | 0 | 1372.7136 | 0 | 0
2016-11-12 23:00 | 0 | 0 | 0 | 0 | 0 | 258954.6823 | 265247.9734 | 419527 | 0 | 0 | 0 | 0 | 1791952.4959 | 0 | 0 | 0 | 0 | 0 | 0 | 0 | 0 | 0 | 1375041.7508 | 0 | 0 | 0 | 0 | -71488.5639 | 174791.506 | 0 | 0 | 0 | 0 | 0 | 0 | 0 | 0 | 0 | 0 | 0 | 1372.7136 | 0 | 0
2016-11-13 | 0 | 0 | 0 | 0 | 0 | 650298.5174 | 19949.2662 | 422595 | 0 | 0 | 0 | 71488.5639 | 1966744.0019 | 0 | 0 | 0 | 0 | 0 | 0 | 0 | 0 | 0 | 1376134.4215 | 0 | 0 | 0 | 0 | 71488.5639 | 174791.506 | 0 | 0 | 0 | 0 | 0 | 0 | 0 | 0 | 0 | 0 | 0 | 1372.7136 | 0 | 0
2016-11-13 01:00 | 0 | 0 | 0 | 0 | 0 | 493918.2775 | 0 | 421057 | 0 | 0 | 0 | 142977.1278 | 1966744.0019 | 0 | 0 | 0 | 0 | 0 | 0 | 0 | 0 | 0 | 1377227.0878 | 0 | 0 | 0 | 0 | 71488.5639 | 0 | 0 | 0 | 0 | 0 | 0 | 0 | 0 | 0 | 0 | 0 | 0 | 1372.7136 | 0 | 0
2016-11-13 02:00 | 0 | 0 | 0 | 0 | 0 | 341872.1497 | 0 | 411988 | 0 | 0 | 0 | 71488.5639 | 1966744.0019 | 0 | 0 | 0 | 0 | 0 | 0 | 0 | 0 | 0 | 1378319.7497 | 0 | 0 | 0 | 0 | -71488.5639 | 0 | 0 | 0 | 0 | 0 | 0 | 0 | 0 | 0 | 0 | 0 | 0 | 1372.7136 | 0 | 0
2016-11-13 03:00 | 0 | 0 | 0 | 0 | 0 | 328210.1497 | 0 | 398326 | 0 | 0 | 0 | 0 | 1966744.0019 | 0 | 0 | 0 | 0 | 0 | 0 | 0 | 0 | 0 | 1379412.4073 | 0 | 0 | 0 | 0 | -71488.5639 | 0 | 0 | 0 | 0 | 0 | 0 | 0 | 0 | 0 | 0 | 0 | 0 | 1372.7136 | 0 | 0
2016-11-13 04:00 | 0 | 0 | 0 | 0 | 0 | 111504.9472 | 0 | 382834 | 0 | 0 | 0 | 0 | 1694042.2355 | 0 | 0 | 0 | 0 | 0 | 0 | 0 | 0 | 0 | 1380505.0606 | 0 | 0 | 0 | 0 | 0 | 0 | 272701.7664 | 0 | 0 | 0 | 0 | 0 | 0 | 0 | 0 | 0 | 0 | 1372.7136 | 0 | 0
2016-11-13 05:00 | 0 | 0 | 0 | 0 | 0 | 440479.2775 | 0 | 367618 | 0 | 0 | 0 | 71488.5639 | 1694042.2355 | 0 | 0 | 0 | 0 | 0 | 0 | 0 | 0 | 0 | 1381597.7094 | 0 | 0 | 0 | 0 | 71488.5639 | 0 | 0 | 0 | 0 | 0 | 0 | 0 | 0 | 0 | 0 | 0 | 0 | 1372.7136 | 0 | 0
2016-11-13 06:00 | 0 | 0 | 0 | 0 | 0 | 145074.4529 | 0 | 355910 | 0 | 0 | 0 | 131982.0697 | 1421340.4691 | 0 | 0 | 0 | 0 | 0 | 0 | 0 | 0 | 0 | 1382690.3539 | 0 | 0 | 0 | 0 | 60493.5058 | 0 | 272701.7664 | 0 | 0 | 0 | 0 | 0 | 0 | 0 | 0 | 0 | 0 | 1372.7136 | 0 | 0
2016-11-13 07:00 | 0 | 0 | 0 | 0 | 0 | 421574.2775 | 0 | 348713 | 0 | 0 | 0 | 203470.6336 | 1421340.4691 | 0 | 0 | 0 | 0 | 0 | 0 | 0 | 0 | 0 | 1383782.994 | 0 | 0 | 0 | 0 | 71488.5639 | 0 | 0 | 0 | 0 | 0 | 0 | 0 | 0 | 0 | 0 | 0 | 0 | 1372.7136 | 0 | 0
2016-11-13 08:00 | 0 | 0 | 0 | 0 | 0 | 273365.1497 | 0 | 343481 | 0 | 0 | 0 | 131982.0697 | 1421340.4691 | 0 | 0 | 0 | 0 | 0 | 0 | 0 | 0 | 0 | 1384875.6297 | 0 | 0 | 0 | 0 | -71488.5639 | 0 | 0 | 0 | 0 | 0 | 0 | 0 | 0 | 0 | 0 | 0 | 0 | 1372.7136 | 0 | 0
2016-11-13 09:00 | 0 | 0 | 0 | 0 | 0 | 142261.5111 | 0 | 342102 | 0 | 0 | 0 | 203470.6336 | 1148638.7027 | 0 | 0 | 0 | 0 | 0 | 0 | 0 | 0 | 0 | 1385968.2611 | 0 | 0 | 0 | 0 | 71488.5639 | 0 | 272701.7664 | 0 | 0 | 0 | 0 | 0 | 0 | 0 | 0 | 0 | 0 | 1372.7136 | 0 | 0
2016-11-13 10:00 | 0 | 0 | 0 | 0 | 0 | 333599.6791 | 0 | 346332 | 0 | 0 | 0 | 189365.599 | 1148638.7027 | 0 | 0 | 0 | 0 | 0 | 0 | 0 | 0 | 0 | 1387060.8881 | 0 | 0 | 0 | 0 | -14105.0345 | 0 | 0 | 0 | 0 | 0 | 0 | 0 | 0 | 0 | 0 | 0 | 0 | 1372.7136 | 0 | 0
2016-11-13 11:00 | 0 | 0 | 0 | 0 | 0 | 284394.1497 | 0 | 354510 | 0 | 0 | 0 | 117877.0352 | 1148638.7027 | 0 | 0 | 0 | 0 | 0 | 0 | 0 | 0 | 0 | 1388153.5107 | 0 | 0 | 0 | 0 | -71488.5639 | 0 | 0 | 0 | 0 | 0 | 0 | 0 | 0 | 0 | 0 | 0 | 0 | 1372.7136 | 0 | 0
2016-11-13 12:00 | 0 | 0 | 0 | 0 | 0 | 437933.2775 | 0 | 365072 | 0 | 0 | 0 | 189365.599 | 1148638.7027 | 0 | 0 | 0 | 0 | 0 | 0 | 0 | 0 | 0 | 1389246.1289 | 0 | 0 | 0 | 0 | 71488.5639 | 0 | 0 | 0 | 0 | 0 | 0 | 0 | 0 | 0 | 0 | 0 | 0 | 1372.7136 | 0 | 0
2016-11-13 13:00 | 0 | 0 | 0 | 0 | 0 | 479994.2013 | 34.4544 | 375353 | 0 | 0 | 0 | 117877.0352 | 1323430.2087 | 0 | 0 | 0 | 0 | 0 | 0 | 0 | 0 | 0 | 1390338.7428 | 0 | 0 | 0 | 0 | -71488.5639 | 174791.506 | 0 | 0 | 0 | 0 | 0 | 0 | 0 | 0 | 0 | 0 | 0 | 1372.7136 | 0 | 0
2016-11-13 14:00 | 0 | 0 | 0 | 0 | 0 | 311077.4748 | 175137.1809 | 381539 | 0 | 0 | 0 | 46388.4713 | 1498221.7147 | 0 | 0 | 0 | 0 | 0 | 0 | 0 | 0 | 0 | 1391431.3523 | 0 | 0 | 0 | 0 | -71488.5639 | 174791.506 | 0 | 0 | 0 | 0 | 0 | 0 | 0 | 0 | 0 | 0 | 0 | 1372.7136 | 0 | 0
2016-11-13 15:00 | 0 | 0 | 0 | 0 | 0 | 0 | 511936.7484 | 382161 | 0 | 0 | 0 | 0 | 1673013.2208 | 0 | 0 | 0 | 0 | 0 | 0 | 0 | 0 | 0 | 1392523.9575 | 0 | 0 | 0 | 0 | -46388.4713 | 174791.506 | 0 | 0 | 0 | 0 | 0 | 0 | 0 | 0 | 0 | 0 | 0 | 1372.7136 | 0 | 0
2016-11-13 16:00 | 0 | 0 | 0 | 0 | 0 | 0 | 557717.2196 | 381553 | 0 | 0 | 0 | 0 | 1847804.7268 | 0 | 0 | 0 | 0 | 0 | 0 | 0 | 0 | 0 | 1393616.5583 | 0 | 0 | 0 | 0 | 0 | 174791.506 | 0 | 0 | 0 | 0 | 0 | 0 | 0 | 0 | 0 | 0 | 0 | 1372.7136 | 0 | 0
2016-11-13 17:00 | 0 | 0 | 0 | 0 | 0 | 0 | 625938.6101 | 381489 | 0 | 0 | 0 | 68285.3905 | 2022596.2329 | 0 | 0 | 0 | 0 | 0 | 0 | 0 | 0 | 0 | 1394709.1547 | 0 | 0 | 0 | 0 | 68285.3905 | 174791.506 | 0 | 0 | 0 | 0 | 0 | 0 | 0 | 0 | 0 | 0 | 0 | 1372.7136 | 0 | 0
2016-11-13 18:00 | 0 | 0 | 0 | 0 | 0 | 0 | 592724.303 | 381742 | 0 | 0 | 0 | 103103.4738 | 2197387.7389 | 0 | 0 | 0 | 0 | 0 | 0 | 0 | 0 | 0 | 1395801.7467 | 0 | 0 | 0 | 0 | 34818.0833 | 174791.506 | 0 | 0 | 0 | 0 | 0 | 0 | 0 | 0 | 0 | 0 | 0 | 1372.7136 | 0 | 0
2016-11-13 19:00 | 0 | 0 | 0 | 0 | 0 | 0 | 579888.3074 | 382484 | 0 | 0 | 0 | 124343.5616 | 2372179.2449 | 0 | 0 | 0 | 0 | 0 | 0 | 0 | 0 | 0 | 1396894.3343 | 0 | 0 | 0 | 0 | 21240.0877 | 174791.506 | 0 | 0 | 0 | 0 | 0 | 0 | 0 | 0 | 0 | 0 | 0 | 1372.7136 | 0 | 0
2016-11-13 20:00 | 0 | 0 | 0 | 0 | 0 | 0 | 571515.7855 | 384574 | 0 | 0 | 0 | 135121.1275 | 2546970.751 | 0 | 0 | 0 | 0 | 0 | 0 | 0 | 0 | 0 | 1397986.9176 | 0 | 0 | 0 | 0 | 10777.5659 | 174791.506 | 0 | 0 | 0 | 0 | 0 | 0 | 0 | 0 | 0 | 0 | 0 | 1372.7136 | 0 | 0
2016-11-13 21:00 | 0 | 0 | 0 | 0 | 0 | 0 | 628251.2639 | 391806 | 0 | 0 | 0 | 195402.1717 | 2721762.257 | 0 | 0 | 0 | 0 | 0 | 0 | 0 | 0 | 0 | 1399079.4965 | 0 | 0 | 0 | 0 | 60281.0442 | 174791.506 | 0 | 0 | 0 | 0 | 0 | 0 | 0 | 0 | 0 | 0 | 0 | 1372.7136 | 0 | 0
2016-11-13 22:00 | 0 | 0 | 0 | 0 | 0 | 0 | 593218.6815 | 408986 | 0 | 0 | 0 | 203470.6336 | 2896553.7631 | 0 | 0 | 0 | 0 | 0 | 0 | 0 | 0 | 0 | 1400172.0711 | 0 | 0 | 0 | 0 | 8068.4618 | 174791.506 | 0 | 0 | 0 | 0 | 0 | 0 | 0 | 0 | 0 | 0 | 0 | 1372.7136 | 0 | 0
2016-11-13 23:00 | 0 | 0 | 0 | 0 | 0 | 31759.1655 | 325006.9842 | 426882 | 0 | 0 | 0 | 131982.0697 | 2896553.7631 | 0 | 0 | 0 | 0 | 0 | 0 | 0 | 0 | 0 | 1401264.6413 | 0 | 0 | 0 | 0 | -71488.5639 | 0 | 0 | 0 | 0 | 0 | 0 | 0 | 0 | 0 | 0 | 0 | 0 | 1372.7136 | 0 | 0
2016-11-14 | 0 | 0 | 0 | 0 | 0 | 524146.4673 | 22477.2465 | 430953 | 0 | 0 | 0 | 71488.5639 | 3071345.2691 | 0 | 0 | 0 | 0 | 0 | 0 | 0 | 0 | 0 | 1402357.2071 | 0 | 0 | 0 | 0 | -60493.5058 | 174791.506 | 0 | 0 | 0 | 0 | 0 | 0 | 0 | 0 | 0 | 0 | 0 | 1372.7136 | 0 | 0
2016-11-14 01:00 | 0 | 0 | 0 | 0 | 0 | 535613.6557 | 0 | 430938 | 0 | 0 | 0 | 0 | 3246136.7751 | 0 | 0 | 0 | 0 | 0 | 0 | 0 | 0 | 0 | 1403449.7685 | 0 | 0 | 0 | 0 | -71488.5639 | 174791.506 | 0 | 0 | 0 | 0 | 0 | 0 | 0 | 0 | 0 | 0 | 0 | 1372.7136 | 0 | 0
2016-11-14 02:00 | 0 | 0 | 0 | 0 | 0 | 217905.5111 | 0 | 417746 | 0 | 0 | 0 | 71488.5639 | 2973435.0087 | 0 | 0 | 0 | 0 | 0 | 0 | 0 | 0 | 0 | 1404542.3256 | 0 | 0 | 0 | 0 | 71488.5639 | 0 | 272701.7664 | 0 | 0 | 0 | 0 | 0 | 0 | 0 | 0 | 0 | 0 | 1372.7136 | 0 | 0
2016-11-14 03:00 | 0 | 0 | 0 | 0 | 0 | 472363.2775 | 0 | 399502 | 0 | 0 | 0 | 142977.1278 | 2973435.0087 | 0 | 0 | 0 | 0 | 0 | 0 | 0 | 0 | 0 | 1405634.8783 | 0 | 0 | 0 | 0 | 71488.5639 | 0 | 0 | 0 | 0 | 0 | 0 | 0 | 0 | 0 | 0 | 0 | 0 | 1372.7136 | 0 | 0
2016-11-14 04:00 | 0 | 0 | 0 | 0 | 0 | 309765.1497 | 0 | 379881 | 0 | 0 | 0 | 71488.5639 | 2973435.0087 | 0 | 0 | 0 | 0 | 0 | 0 | 0 | 0 | 0 | 1406727.4266 | 0 | 0 | 0 | 0 | -71488.5639 | 0 | 0 | 0 | 0 | 0 | 0 | 0 | 0 | 0 | 0 | 0 | 0 | 1372.7136 | 0 | 0
2016-11-14 05:00 | 0 | 0 | 0 | 0 | 0 | 292797.1497 | 0 | 362913 | 0 | 0 | 0 | 0 | 2973435.0087 | 0 | 0 | 0 | 0 | 0 | 0 | 0 | 0 | 0 | 1407819.9706 | 0 | 0 | 0 | 0 | -71488.5639 | 0 | 0 | 0 | 0 | 0 | 0 | 0 | 0 | 0 | 0 | 0 | 0 | 1372.7136 | 0 | 0
2016-11-14 06:00 | 0 | 0 | 0 | 0 | 0 | 139068.4529 | 0 | 349904 | 0 | 0 | 0 | 60493.5058 | 2700733.2423 | 0 | 0 | 0 | 0 | 0 | 0 | 0 | 0 | 0 | 1408912.5102 | 0 | 0 | 0 | 0 | 60493.5058 | 0 | 272701.7664 | 0 | 0 | 0 | 0 | 0 | 0 | 0 | 0 | 0 | 0 | 1372.7136 | 0 | 0
2016-11-14 07:00 | 0 | 0 | 0 | 0 | 0 | 415775.2775 | 0 | 342914 | 0 | 0 | 0 | 131982.0697 | 2700733.2423 | 0 | 0 | 0 | 0 | 0 | 0 | 0 | 0 | 0 | 1410005.0454 | 0 | 0 | 0 | 0 | 71488.5639 | 0 | 0 | 0 | 0 | 0 | 0 | 0 | 0 | 0 | 0 | 0 | 0 | 1372.7136 | 0 | 0
2016-11-14 08:00 | 0 | 0 | 0 | 0 | 0 | 413873.2775 | 0 | 341012 | 0 | 0 | 0 | 203470.6336 | 2700733.2423 | 0 | 0 | 0 | 0 | 0 | 0 | 0 | 0 | 0 | 1411097.5762 | 0 | 0 | 0 | 0 | 71488.5639 | 0 | 0 | 0 | 0 | 0 | 0 | 0 | 0 | 0 | 0 | 0 | 0 | 1372.7136 | 0 | 0
2016-11-14 09:00 | 0 | 0 | 0 | 0 | 0 | 347348.7136 | 0 | 345976 | 0 | 0 | 0 | 203470.6336 | 2700733.2423 | 0 | 0 | 0 | 0 | 0 | 0 | 0 | 0 | 0 | 1412190.1027 | 0 | 0 | 0 | 0 | 0 | 0 | 0 | 0 | 0 | 0 | 0 | 0 | 0 | 0 | 0 | 0 | 0 | 1372.7136 | 0 | 0
2016-11-14 10:00 | 0 | 0 | 0 | 0 | 0 | 91011.9472 | 0 | 362341 | 0 | 0 | 0 | 203470.6336 | 2428031.4759 | 0 | 0 | 0 | 0 | 0 | 0 | 0 | 0 | 0 | 1413282.6248 | 0 | 0 | 0 | 0 | 0 | 0 | 272701.7664 | 0 | 0 | 0 | 0 | 0 | 0 | 0 | 0 | 0 | 0 | 1372.7136 | 0 | 0
2016-11-14 11:00 | 0 | 0 | 0 | 0 | 0 | 50871.3833 | 0 | 393689 | 0 | 0 | 0 | 131982.0697 | 2155329.7095 | 0 | 0 | 0 | 0 | 0 | 0 | 0 | 0 | 0 | 1414375.1425 | 0 | 0 | 0 | 0 | -71488.5639 | 0 | 272701.7664 | 0 | 0 | 0 | 0 | 0 | 0 | 0 | 0 | 0 | 0 | 1372.7136 | 0 | 0
2016-11-14 12:00 | 0 | 0 | 0 | 0 | 0 | 78186.3833 | 0 | 421004 | 0 | 0 | 0 | 60493.5058 | 1882627.9431 | 0 | 0 | 0 | 0 | 0 | 0 | 0 | 0 | 0 | 1415467.6559 | 0 | 0 | 0 | 0 | -71488.5639 | 0 | 272701.7664 | 0 | 0 | 0 | 0 | 0 | 0 | 0 | 0 | 0 | 0 | 1372.7136 | 0 | 0
2016-11-14 13:00 | 0 | 0 | 0 | 0 | 0 | 345272.1061 | 24.4052 | 430839 | 0 | 0 | 0 | 71488.5639 | 1784717.6827 | 0 | 0 | 0 | 0 | 0 | 0 | 0 | 0 | 0 | 1416560.1649 | 0 | 0 | 0 | 0 | 10995.0581 | 174791.506 | 272701.7664 | 0 | 0 | 0 | 0 | 0 | 0 | 0 | 0 | 0 | 0 | 1372.7136 | 0 | 0
2016-11-14 14:00 | 0 | 0 | 0 | 0 | 0 | 332907.7833 | 190843.4541 | 433072 | 0 | 0 | 0 | 0 | 1945512.7704 | 0 | 0 | 0 | 0 | 0 | 0 | 0 | 0 | 0 | 1417652.6695 | 0 | 0 | 0 | 0 | -71488.5639 | 160795.0877 | 0 | 0 | 0 | 0 | 0 | 0 | 0 | 0 | 0 | 0 | 0 | 1372.7136 | 0 | 0
2016-11-14 15:00 | 0 | 0 | 0 | 0 | 0 | 0 | 526190.8468 | 432017 | 0 | 0 | 0 | 0 | 2038313.9036 | 0 | 0 | 0 | 0 | 0 | 0 | 0 | 0 | 0 | 1418745.1698 | 0 | 0 | 0 | 0 | 0 | 92801.1332 | 0 | 0 | 0 | 0 | 0 | 0 | 0 | 0 | 0 | 0 | 0 | 1372.7136 | 0 | 0
2016-11-14 16:00 | 0 | 0 | 0 | 0 | 0 | 0 | 654954.8996 | 430617 | 0 | 0 | 0 | 48173.68 | 2213105.4097 | 0 | 0 | 0 | 0 | 0 | 0 | 0 | 0 | 0 | 1419837.6657 | 0 | 0 | 0 | 0 | 48173.68 | 174791.506 | 0 | 0 | 0 | 0 | 0 | 0 | 0 | 0 | 0 | 0 | 0 | 1372.7136 | 0 | 0
2016-11-14 17:00 | 0 | 0 | 0 | 0 | 0 | 0 | 648276.5573 | 428936 | 0 | 0 | 0 | 119662.2439 | 2359584.6895 | 0 | 0 | 0 | 0 | 0 | 0 | 0 | 0 | 0 | 1420930.1572 | 0 | 0 | 0 | 0 | 71488.5639 | 146479.2799 | 0 | 0 | 0 | 0 | 0 | 0 | 0 | 0 | 0 | 0 | 0 | 1372.7136 | 0 | 0
2016-11-14 18:00 | 0 | 0 | 0 | 0 | 0 | 0 | 609263.6896 | 429070 | 0 | 0 | 0 | 123691.7138 | 2534376.1956 | 0 | 0 | 0 | 0 | 0 | 0 | 0 | 0 | 0 | 1422022.6443 | 0 | 0 | 0 | 0 | 4029.4699 | 174791.506 | 0 | 0 | 0 | 0 | 0 | 0 | 0 | 0 | 0 | 0 | 0 | 1372.7136 | 0 | 0
2016-11-14 19:00 | 0 | 0 | 0 | 0 | 0 | 0 | 595052.7575 | 429960 | 0 | 0 | 0 | 157388.873 | 2664399.0804 | 0 | 0 | 0 | 0 | 0 | 0 | 0 | 0 | 0 | 1423115.1271 | 0 | 0 | 0 | 0 | 33697.1592 | 130022.8848 | 0 | 0 | 0 | 0 | 0 | 0 | 0 | 0 | 0 | 0 | 0 | 1372.7136 | 0 | 0
2016-11-14 20:00 | 0 | 0 | 0 | 0 | 0 | 0 | 613846.329 | 430707 | 0 | 0 | 0 | 164363.9824 | 2839190.5864 | 0 | 0 | 0 | 0 | 0 | 0 | 0 | 0 | 0 | 1424207.6055 | 0 | 0 | 0 | 0 | 6975.1094 | 174791.506 | 0 | 0 | 0 | 0 | 0 | 0 | 0 | 0 | 0 | 0 | 0 | 1372.7136 | 0 | 0
2016-11-14 21:00 | 0 | 0 | 0 | 0 | 0 | 0 | 651423.8708 | 436153 | 0 | 0 | 0 | 203470.6336 | 3013982.0925 | 0 | 0 | 0 | 0 | 0 | 0 | 0 | 0 | 0 | 1425300.0795 | 0 | 0 | 0 | 0 | 39106.6512 | 174791.506 | 0 | 0 | 0 | 0 | 0 | 0 | 0 | 0 | 0 | 0 | 0 | 1372.7136 | 0 | 0
2016-11-14 22:00 | 0 | 0 | 0 | 0 | 0 | 0 | 616622.2703 | 450135 | 0 | 0 | 0 | 203470.6336 | 3179096.6491 | 0 | 0 | 0 | 0 | 0 | 0 | 0 | 0 | 0 | 1426392.5492 | 0 | 0 | 0 | 0 | 0 | 165114.5567 | 0 | 0 | 0 | 0 | 0 | 0 | 0 | 0 | 0 | 0 | 0 | 1372.7136 | 0 | 0
2016-11-14 23:00 | 0 | 0 | 0 | 0 | 0 | 57917.3182 | 345473.8896 | 462512 | 0 | 0 | 0 | 142977.1278 | 3179096.6491 | 0 | 0 | 0 | 0 | 0 | 0 | 0 | 0 | 0 | 1427485.0145 | 0 | 0 | 0 | 0 | -60493.5058 | 0 | 0 | 0 | 0 | 0 | 0 | 0 | 0 | 0 | 0 | 0 | 0 | 1372.7136 | 0 | 0
2016-11-15 | 0 | 0 | 0 | 0 | 0 | 337654.6881 | 18541.6329 | 463726 | 0 | 0 | 0 | 71488.5639 | 3141682.8205 | 0 | 0 | 0 | 0 | 0 | 0 | 0 | 0 | 0 | 1428577.4754 | 0 | 0 | 0 | 0 | -71488.5639 | 0 | 37413.8287 | 0 | 0 | 0 | 0 | 0 | 0 | 0 | 0 | 0 | 0 | 1372.7136 | 0 | 0
2016-11-15 01:00 | 0 | 0 | 0 | 0 | 0 | 115262.3833 | 0 | 458080 | 0 | 0 | 0 | 0 | 2868981.0541 | 0 | 0 | 0 | 0 | 0 | 0 | 0 | 0 | 0 | 1429669.932 | 0 | 0 | 0 | 0 | -71488.5639 | 0 | 272701.7664 | 0 | 0 | 0 | 0 | 0 | 0 | 0 | 0 | 0 | 0 | 1372.7136 | 0 | 0
2016-11-15 02:00 | 0 | 0 | 0 | 0 | 0 | 242082.5111 | 0 | 441923 | 0 | 0 | 0 | 71488.5639 | 2596279.2877 | 0 | 0 | 0 | 0 | 0 | 0 | 0 | 0 | 0 | 1430762.3842 | 0 | 0 | 0 | 0 | 71488.5639 | 0 | 272701.7664 | 0 | 0 | 0 | 0 | 0 | 0 | 0 | 0 | 0 | 0 | 1372.7136 | 0 | 0
2016-11-15 03:00 | 0 | 0 | 0 | 0 | 0 | 349033.1497 | 0 | 419149 | 0 | 0 | 0 | 0 | 2596279.2877 | 0 | 0 | 0 | 0 | 0 | 0 | 0 | 0 | 0 | 1431854.832 | 0 | 0 | 0 | 0 | -71488.5639 | 0 | 0 | 0 | 0 | 0 | 0 | 0 | 0 | 0 | 0 | 0 | 0 | 1372.7136 | 0 | 0
2016-11-15 04:00 | 0 | 0 | 0 | 0 | 0 | 194169.5111 | 0 | 394010 | 0 | 0 | 0 | 71488.5639 | 2323577.5212 | 0 | 0 | 0 | 0 | 0 | 0 | 0 | 0 | 0 | 1432947.2754 | 0 | 0 | 0 | 0 | 71488.5639 | 0 | 272701.7664 | 0 | 0 | 0 | 0 | 0 | 0 | 0 | 0 | 0 | 0 | 1372.7136 | 0 | 0
2016-11-15 05:00 | 0 | 0 | 0 | 0 | 0 | 31193.3833 | 0 | 374011 | 0 | 0 | 0 | 0 | 2050875.7548 | 0 | 0 | 0 | 0 | 0 | 0 | 0 | 0 | 0 | 1434039.7145 | 0 | 0 | 0 | 0 | -71488.5639 | 0 | 272701.7664 | 0 | 0 | 0 | 0 | 0 | 0 | 0 | 0 | 0 | 0 | 1372.7136 | 0 | 0
2016-11-15 06:00 | 0 | 0 | 0 | 0 | 0 | 432644.2775 | 0 | 359783 | 0 | 0 | 0 | 71488.5639 | 2050875.7548 | 0 | 0 | 0 | 0 | 0 | 0 | 0 | 0 | 0 | 1435132.1492 | 0 | 0 | 0 | 0 | 71488.5639 | 0 | 0 | 0 | 0 | 0 | 0 | 0 | 0 | 0 | 0 | 0 | 0 | 1372.7136 | 0 | 0
2016-11-15 07:00 | 0 | 0 | 0 | 0 | 0 | 280857.1497 | 0 | 350973 | 0 | 0 | 0 | 0 | 2050875.7548 | 0 | 0 | 0 | 0 | 0 | 0 | 0 | 0 | 0 | 1436224.5796 | 0 | 0 | 0 | 0 | -71488.5639 | 0 | 0 | 0 | 0 | 0 | 0 | 0 | 0 | 0 | 0 | 0 | 0 | 1372.7136 | 0 | 0
2016-11-15 08:00 | 0 | 0 | 0 | 0 | 0 | 348462.7136 | 0 | 347090 | 0 | 0 | 0 | 0 | 2050875.7548 | 0 | 0 | 0 | 0 | 0 | 0 | 0 | 0 | 0 | 1437317.0055 | 0 | 0 | 0 | 0 | 0 | 0 | 0 | 0 | 0 | 0 | 0 | 0 | 0 | 0 | 0 | 0 | 0 | 1372.7136 | 0 | 0
2016-11-15 09:00 | 0 | 0 | 0 | 0 | 0 | 149876.5111 | 0 | 349717 | 0 | 0 | 0 | 71488.5639 | 1778173.9884 | 0 | 0 | 0 | 0 | 0 | 0 | 0 | 0 | 0 | 1438409.4271 | 0 | 0 | 0 | 0 | 71488.5639 | 0 | 272701.7664 | 0 | 0 | 0 | 0 | 0 | 0 | 0 | 0 | 0 | 0 | 1372.7136 | 0 | 0
2016-11-15 10:00 | 0 | 0 | 0 | 0 | 0 | 18904.3833 | 0 | 361722 | 0 | 0 | 0 | 0 | 1505472.222 | 0 | 0 | 0 | 0 | 0 | 0 | 0 | 0 | 0 | 1439501.8444 | 0 | 0 | 0 | 0 | -71488.5639 | 0 | 272701.7664 | 0 | 0 | 0 | 0 | 0 | 0 | 0 | 0 | 0 | 0 | 1372.7136 | 0 | 0
2016-11-15 11:00 | 0 | 0 | 0 | 0 | 0 | 464387.2775 | 0 | 391526 | 0 | 0 | 0 | 71488.5639 | 1505472.222 | 0 | 0 | 0 | 0 | 0 | 0 | 0 | 0 | 0 | 1440594.2572 | 0 | 0 | 0 | 0 | 71488.5639 | 0 | 0 | 0 | 0 | 0 | 0 | 0 | 0 | 0 | 0 | 0 | 0 | 1372.7136 | 0 | 0
2016-11-15 12:00 | 0 | 0 | 0 | 0 | 0 | 347594.1497 | 0 | 417710 | 0 | 0 | 0 | 0 | 1505472.222 | 0 | 0 | 0 | 0 | 0 | 0 | 0 | 0 | 0 | 1441686.6657 | 0 | 0 | 0 | 0 | -71488.5639 | 0 | 0 | 0 | 0 | 0 | 0 | 0 | 0 | 0 | 0 | 0 | 0 | 1372.7136 | 0 | 0
2016-11-15 13:00 | 0 | 0 | 0 | 0 | 0 | 155371.6191 | 25.3281 | 426726 | 0 | 0 | 0 | 0 | 1232770.4556 | 0 | 0 | 0 | 0 | 0 | 0 | 0 | 0 | 0 | 1442779.0698 | 0 | 0 | 0 | 0 | 0 | 0 | 272701.7664 | 0 | 0 | 0 | 0 | 0 | 0 | 0 | 0 | 0 | 0 | 1372.7136 | 0 | 0
2016-11-15 14:00 | 0 | 0 | 0 | 0 | 0 | 224910.1801 | 205565.5335 | 429103 | 0 | 0 | 0 | 0 | 1232770.4556 | 0 | 0 | 0 | 0 | 0 | 0 | 0 | 0 | 0 | 1443871.4696 | 0 | 0 | 0 | 0 | 0 | 0 | 0 | 0 | 0 | 0 | 0 | 0 | 0 | 0 | 0 | 0 | 0 | 1372.7136 | 0 | 0
2016-11-15 15:00 | 0 | 0 | 0 | 0 | 0 | 0 | 577455.0889 | 428933 | 0 | 0 | 0 | 0 | 1379919.8309 | 0 | 0 | 0 | 0 | 0 | 0 | 0 | 0 | 0 | 1444963.865 | 0 | 0 | 0 | 0 | 0 | 147149.3753 | 0 | 0 | 0 | 0 | 0 | 0 | 0 | 0 | 0 | 0 | 0 | 1372.7136 | 0 | 0
2016-11-15 16:00 | 0 | 0 | 0 | 0 | 0 | 0 | 674695.7835 | 427043 | 0 | 0 | 0 | 71488.5639 | 1554711.3369 | 0 | 0 | 0 | 0 | 0 | 0 | 0 | 0 | 0 | 1446056.256 | 0 | 0 | 0 | 0 | 71488.5639 | 174791.506 | 0 | 0 | 0 | 0 | 0 | 0 | 0 | 0 | 0 | 0 | 0 | 1372.7136 | 0 | 0
2016-11-15 17:00 | 0 | 0 | 0 | 0 | 0 | 0 | 650383.6076 | 426613 | 0 | 0 | 0 | 119094.9518 | 1729502.8429 | 0 | 0 | 0 | 0 | 0 | 0 | 0 | 0 | 0 | 1447148.6426 | 0 | 0 | 0 | 0 | 47606.3879 | 174791.506 | 0 | 0 | 0 | 0 | 0 | 0 | 0 | 0 | 0 | 0 | 0 | 1372.7136 | 0 | 0
2016-11-15 18:00 | 0 | 0 | 0 | 0 | 0 | 0 | 607005.0779 | 428470 | 0 | 0 | 0 | 121465.8101 | 1904294.349 | 0 | 0 | 0 | 0 | 0 | 0 | 0 | 0 | 0 | 1448241.0249 | 0 | 0 | 0 | 0 | 2370.8583 | 174791.506 | 0 | 0 | 0 | 0 | 0 | 0 | 0 | 0 | 0 | 0 | 0 | 1372.7136 | 0 | 0
2016-11-15 19:00 | 0 | 0 | 0 | 0 | 0 | 0 | 588934.9513 | 429860 | 0 | 0 | 0 | 192392.3168 | 1991070.0801 | 0 | 0 | 0 | 0 | 0 | 0 | 0 | 0 | 0 | 1449333.4028 | 0 | 0 | 0 | 0 | 70926.5067 | 86775.7311 | 0 | 0 | 0 | 0 | 0 | 0 | 0 | 0 | 0 | 0 | 0 | 1372.7136 | 0 | 0
2016-11-15 20:00 | 0 | 0 | 0 | 0 | 0 | 0 | 601922.9534 | 431192 | 0 | 0 | 0 | 186959.0506 | 2165861.5861 | 0 | 0 | 0 | 0 | 0 | 0 | 0 | 0 | 0 | 1450425.7763 | 0 | 0 | 0 | 0 | -5433.2663 | 174791.506 | 0 | 0 | 0 | 0 | 0 | 0 | 0 | 0 | 0 | 0 | 0 | 1372.7136 | 0 | 0
2016-11-15 21:00 | 0 | 0 | 0 | 0 | 0 | 0 | 627710.8026 | 435035 | 0 | 0 | 0 | 203470.6336 | 2340653.0921 | 0 | 0 | 0 | 0 | 0 | 0 | 0 | 0 | 0 | 1451518.1455 | 0 | 0 | 0 | 0 | 16511.583 | 174791.506 | 0 | 0 | 0 | 0 | 0 | 0 | 0 | 0 | 0 | 0 | 0 | 1372.7136 | 0 | 0
2016-11-15 22:00 | 0 | 0 | 0 | 0 | 0 | 0 | 587156.5817 | 447443 | 0 | 0 | 0 | 203470.6336 | 2478993.9602 | 0 | 0 | 0 | 0 | 0 | 0 | 0 | 0 | 0 | 1452610.5103 | 0 | 0 | 0 | 0 | 0 | 138340.8681 | 0 | 0 | 0 | 0 | 0 | 0 | 0 | 0 | 0 | 0 | 0 | 1372.7136 | 0 | 0
2016-11-15 23:00 | 0 | 0 | 0 | 0 | 0 | 0 | 296042.1589 | 457660 | 0 | 0 | 0 | 203470.6336 | 2316003.4055 | 0 | 0 | 0 | 0 | 0 | 0 | 0 | 0 | 0 | 1453702.8707 | 0 | 0 | 0 | 0 | 0 | 0 | 162990.5547 | 0 | 0 | 0 | 0 | 0 | 0 | 0 | 0 | 0 | 0 | 1372.7136 | 0 | 0
2016-11-16 | 0 | 0 | 0 | 0 | 0 | 401844.3091 | 15168.5724 | 459462 | 0 | 0 | 0 | 203470.6336 | 2272181.5734 | 0 | 0 | 0 | 0 | 0 | 0 | 0 | 0 | 0 | 1454795.2267 | 0 | 0 | 0 | 0 | 0 | 0 | 43821.8321 | 0 | 0 | 0 | 0 | 0 | 0 | 0 | 0 | 0 | 0 | 1372.7136 | 0 | 0
2016-11-16 01:00 | 0 | 0 | 0 | 0 | 0 | 111803.3833 | 0 | 454621 | 0 | 0 | 0 | 131982.0697 | 1999479.8069 | 0 | 0 | 0 | 0 | 0 | 0 | 0 | 0 | 0 | 1455887.5784 | 0 | 0 | 0 | 0 | -71488.5639 | 0 | 272701.7664 | 0 | 0 | 0 | 0 | 0 | 0 | 0 | 0 | 0 | 0 | 1372.7136 | 0 | 0
2016-11-16 02:00 | 0 | 0 | 0 | 0 | 0 | 96634.3833 | 0 | 439452 | 0 | 0 | 0 | 60493.5058 | 1726778.0405 | 0 | 0 | 0 | 0 | 0 | 0 | 0 | 0 | 0 | 1456979.9257 | 0 | 0 | 0 | 0 | -71488.5639 | 0 | 272701.7664 | 0 | 0 | 0 | 0 | 0 | 0 | 0 | 0 | 0 | 0 | 1372.7136 | 0 | 0
2016-11-16 03:00 | 0 | 0 | 0 | 0 | 0 | 489681.2775 | 0 | 416820 | 0 | 0 | 0 | 131982.0697 | 1726778.0405 | 0 | 0 | 0 | 0 | 0 | 0 | 0 | 0 | 0 | 1458072.2687 | 0 | 0 | 0 | 0 | 71488.5639 | 0 | 0 | 0 | 0 | 0 | 0 | 0 | 0 | 0 | 0 | 0 | 0 | 1372.7136 | 0 | 0
2016-11-16 04:00 | 0 | 0 | 0 | 0 | 0 | 465445.2775 | 0 | 392584 | 0 | 0 | 0 | 203470.6336 | 1726778.0405 | 0 | 0 | 0 | 0 | 0 | 0 | 0 | 0 | 0 | 1459164.6073 | 0 | 0 | 0 | 0 | 71488.5639 | 0 | 0 | 0 | 0 | 0 | 0 | 0 | 0 | 0 | 0 | 0 | 0 | 1372.7136 | 0 | 0
2016-11-16 05:00 | 0 | 0 | 0 | 0 | 0 | 301551.1497 | 0 | 371667 | 0 | 0 | 0 | 131982.0697 | 1726778.0405 | 0 | 0 | 0 | 0 | 0 | 0 | 0 | 0 | 0 | 1460256.9415 | 0 | 0 | 0 | 0 | -71488.5639 | 0 | 0 | 0 | 0 | 0 | 0 | 0 | 0 | 0 | 0 | 0 | 0 | 1372.7136 | 0 | 0
2016-11-16 06:00 | 0 | 0 | 0 | 0 | 0 | 287098.1497 | 0 | 357214 | 0 | 0 | 0 | 60493.5058 | 1726778.0405 | 0 | 0 | 0 | 0 | 0 | 0 | 0 | 0 | 0 | 1461349.2713 | 0 | 0 | 0 | 0 | -71488.5639 | 0 | 0 | 0 | 0 | 0 | 0 | 0 | 0 | 0 | 0 | 0 | 0 | 1372.7136 | 0 | 0
2016-11-16 07:00 | 0 | 0 | 0 | 0 | 0 | 290097.2078 | 0 | 349218 | 0 | 0 | 0 | 0 | 1726778.0405 | 0 | 0 | 0 | 0 | 0 | 0 | 0 | 0 | 0 | 1462441.5968 | 0 | 0 | 0 | 0 | -60493.5058 | 0 | 0 | 0 | 0 | 0 | 0 | 0 | 0 | 0 | 0 | 0 | 0 | 1372.7136 | 0 | 0
2016-11-16 08:00 | 0 | 0 | 0 | 0 | 0 | 418576.2775 | 0 | 345715 | 0 | 0 | 0 | 71488.5639 | 1726778.0405 | 0 | 0 | 0 | 0 | 0 | 0 | 0 | 0 | 0 | 1463533.9179 | 0 | 0 | 0 | 0 | 71488.5639 | 0 | 0 | 0 | 0 | 0 | 0 | 0 | 0 | 0 | 0 | 0 | 0 | 1372.7136 | 0 | 0
2016-11-16 09:00 | 0 | 0 | 0 | 0 | 0 | 524040.2196 | 0 | 347876 | 0 | 0 | 0 | 71488.5639 | 1901569.5466 | 0 | 0 | 0 | 0 | 0 | 0 | 0 | 0 | 0 | 1464626.2346 | 0 | 0 | 0 | 0 | 0 | 174791.506 | 0 | 0 | 0 | 0 | 0 | 0 | 0 | 0 | 0 | 0 | 0 | 1372.7136 | 0 | 0
2016-11-16 10:00 | 0 | 0 | 0 | 0 | 0 | 466785.6557 | 0 | 362110 | 0 | 0 | 0 | 0 | 2076361.0526 | 0 | 0 | 0 | 0 | 0 | 0 | 0 | 0 | 0 | 1465718.547 | 0 | 0 | 0 | 0 | -71488.5639 | 174791.506 | 0 | 0 | 0 | 0 | 0 | 0 | 0 | 0 | 0 | 0 | 0 | 1372.7136 | 0 | 0
2016-11-16 11:00 | 0 | 0 | 0 | 0 | 0 | 632917.1319 | 0 | 392804 | 0 | 0 | 0 | 63948.9122 | 2251152.5587 | 0 | 0 | 0 | 0 | 0 | 0 | 0 | 0 | 0 | 1466810.855 | 0 | 0 | 0 | 0 | 63948.9122 | 174791.506 | 0 | 0 | 0 | 0 | 0 | 0 | 0 | 0 | 0 | 0 | 0 | 1372.7136 | 0 | 0
2016-11-16 12:00 | 0 | 0 | 0 | 0 | 0 | 530246.3074 | 0 | 418031 | 0 | 0 | 0 | 0 | 2425944.0647 | 0 | 0 | 0 | 0 | 0 | 0 | 0 | 0 | 0 | 1467903.1586 | 0 | 0 | 0 | 0 | -63948.9122 | 174791.506 | 0 | 0 | 0 | 0 | 0 | 0 | 0 | 0 | 0 | 0 | 0 | 1372.7136 | 0 | 0
2016-11-16 13:00 | 0 | 0 | 0 | 0 | 0 | 650811.3652 | 26.8662 | 425972 | 0 | 0 | 0 | 48702.0118 | 2600735.5707 | 0 | 0 | 0 | 0 | 0 | 0 | 0 | 0 | 0 | 1468995.4579 | 0 | 0 | 0 | 0 | 48702.0118 | 174791.506 | 0 | 0 | 0 | 0 | 0 | 0 | 0 | 0 | 0 | 0 | 0 | 1372.7136 | 0 | 0
2016-11-16 14:00 | 0 | 0 | 0 | 0 | 0 | 241504.623 | 138763.0788 | 427597 | 0 | 0 | 0 | 0 | 2600735.5707 | 0 | 0 | 0 | 0 | 0 | 0 | 0 | 0 | 0 | 1470087.7527 | 0 | 0 | 0 | 0 | -48702.0118 | 0 | 0 | 0 | 0 | 0 | 0 | 0 | 0 | 0 | 0 | 0 | 0 | 1372.7136 | 0 | 0
2016-11-16 15:00 | 0 | 0 | 0 | 0 | 0 | 173572.5373 | 326915.7401 | 427627 | 0 | 0 | 0 | 71488.5639 | 2600735.5707 | 0 | 0 | 0 | 0 | 0 | 0 | 0 | 0 | 0 | 1471180.0433 | 0 | 0 | 0 | 0 | 71488.5639 | 0 | 0 | 0 | 0 | 0 | 0 | 0 | 0 | 0 | 0 | 0 | 0 | 1372.7136 | 0 | 0
2016-11-16 16:00 | 0 | 0 | 0 | 0 | 0 | 0 | 458147.4022 | 426578 | 0 | 0 | 0 | 101685.2526 | 2600735.5707 | 0 | 0 | 0 | 0 | 0 | 0 | 0 | 0 | 0 | 1472272.3294 | 0 | 0 | 0 | 0 | 30196.6887 | 0 | 0 | 0 | 0 | 0 | 0 | 0 | 0 | 0 | 0 | 0 | 0 | 1372.7136 | 0 | 0
2016-11-16 17:00 | 0 | 0 | 0 | 0 | 0 | 0 | 498259.0022 | 426245 | 0 | 0 | 0 | 128623.6608 | 2644438.4511 | 0 | 0 | 0 | 0 | 0 | 0 | 0 | 0 | 0 | 1473364.6112 | 0 | 0 | 0 | 0 | 26938.4082 | 43702.8803 | 0 | 0 | 0 | 0 | 0 | 0 | 0 | 0 | 0 | 0 | 0 | 1372.7136 | 0 | 0
2016-11-16 18:00 | 0 | 0 | 0 | 0 | 0 | 35901.0493 | 497486.6064 | 428712 | 0 | 0 | 0 | 57135.0969 | 2819229.9571 | 0 | 0 | 0 | 0 | 0 | 0 | 0 | 0 | 0 | 1474456.8886 | 0 | 0 | 0 | 0 | -71488.5639 | 174791.506 | 0 | 0 | 0 | 0 | 0 | 0 | 0 | 0 | 0 | 0 | 0 | 1372.7136 | 0 | 0
2016-11-16 19:00 | 0 | 0 | 0 | 0 | 0 | 0 | 491230.3992 | 430296 | 0 | 0 | 0 | 116696.7825 | 2819229.9571 | 0 | 0 | 0 | 0 | 0 | 0 | 0 | 0 | 0 | 1475549.1616 | 0 | 0 | 0 | 0 | 59561.6856 | 0 | 0 | 0 | 0 | 0 | 0 | 0 | 0 | 0 | 0 | 0 | 0 | 1372.7136 | 0 | 0
2016-11-16 20:00 | 0 | 0 | 0 | 0 | 0 | 184012.7245 | 495596.059 | 431956 | 0 | 0 | 0 | 188185.3464 | 2994021.4631 | 0 | 0 | 0 | 0 | 0 | 0 | 0 | 0 | 0 | 1476641.4303 | 0 | 0 | 0 | 0 | 71488.5639 | 174791.506 | 0 | 0 | 0 | 0 | 0 | 0 | 0 | 0 | 0 | 0 | 0 | 1372.7136 | 0 | 0
2016-11-16 21:00 | 0 | 0 | 0 | 0 | 0 | 0 | 482349.5424 | 435639 | 0 | 0 | 0 | 116696.7825 | 3110847.8558 | 0 | 0 | 0 | 0 | 0 | 0 | 0 | 0 | 0 | 1477733.6946 | 0 | 0 | 0 | 0 | -71488.5639 | 116826.3927 | 0 | 0 | 0 | 0 | 0 | 0 | 0 | 0 | 0 | 0 | 0 | 1372.7136 | 0 | 0
2016-11-16 22:00 | 0 | 0 | 0 | 0 | 0 | 0 | 402291.4949 | 446127 | 0 | 0 | 0 | 71488.5639 | 3110847.8558 | 0 | 0 | 0 | 0 | 0 | 0 | 0 | 0 | 0 | 1478825.9545 | 0 | 0 | 0 | 0 | -45208.2186 | 0 | 0 | 0 | 0 | 0 | 0 | 0 | 0 | 0 | 0 | 0 | 0 | 1372.7136 | 0 | 0
2016-11-16 23:00 | 0 | 0 | 0 | 0 | 0 | 0 | 191714.6786 | 456617 | 0 | 0 | 0 | 0 | 2916061.3847 | 0 | 0 | 0 | 0 | 0 | 0 | 0 | 0 | 0 | 1479918.2101 | 0 | 0 | 0 | 0 | -71488.5639 | 0 | 194786.4711 | 0 | 0 | 0 | 0 | 0 | 0 | 0 | 0 | 0 | 0 | 1372.7136 | 0 | 0
2016-11-17 | 0 | 0 | 0 | 0 | 0 | 687208.3822 | 18832.4014 | 458388 | 0 | 0 | 0 | 71488.5639 | 3090852.8908 | 0 | 0 | 0 | 0 | 0 | 0 | 0 | 0 | 0 | 1481010.4613 | 0 | 0 | 0 | 0 | 71488.5639 | 174791.506 | 0 | 0 | 0 | 0 | 0 | 0 | 0 | 0 | 0 | 0 | 0 | 1372.7136 | 0 | 0
2016-11-17 01:00 | 0 | 0 | 0 | 0 | 0 | 383669.1497 | 0 | 453785 | 0 | 0 | 0 | 0 | 3090852.8908 | 0 | 0 | 0 | 0 | 0 | 0 | 0 | 0 | 0 | 1482102.7081 | 0 | 0 | 0 | 0 | -71488.5639 | 0 | 0 | 0 | 0 | 0 | 0 | 0 | 0 | 0 | 0 | 0 | 0 | 1372.7136 | 0 | 0
2016-11-17 02:00 | 0 | 0 | 0 | 0 | 0 | 441315.7136 | 0 | 439943 | 0 | 0 | 0 | 0 | 3090852.8908 | 0 | 0 | 0 | 0 | 0 | 0 | 0 | 0 | 0 | 1483194.9506 | 0 | 0 | 0 | 0 | 0 | 0 | 0 | 0 | 0 | 0 | 0 | 0 | 0 | 0 | 0 | 0 | 0 | 1372.7136 | 0 | 0
2016-11-17 03:00 | 0 | 0 | 0 | 0 | 0 | 418954.7136 | 0 | 417582 | 0 | 0 | 0 | 0 | 3090852.8908 | 0 | 0 | 0 | 0 | 0 | 0 | 0 | 0 | 0 | 1484287.1886 | 0 | 0 | 0 | 0 | 0 | 0 | 0 | 0 | 0 | 0 | 0 | 0 | 0 | 0 | 0 | 0 | 0 | 1372.7136 | 0 | 0
2016-11-17 04:00 | 0 | 0 | 0 | 0 | 0 | 466768.2775 | 0 | 393907 | 0 | 0 | 0 | 71488.5639 | 3090852.8908 | 0 | 0 | 0 | 0 | 0 | 0 | 0 | 0 | 0 | 1485379.4224 | 0 | 0 | 0 | 0 | 71488.5639 | 0 | 0 | 0 | 0 | 0 | 0 | 0 | 0 | 0 | 0 | 0 | 0 | 1372.7136 | 0 | 0
2016-11-17 05:00 | 0 | 0 | 0 | 0 | 0 | 31014.3833 | 0 | 373832 | 0 | 0 | 0 | 0 | 2818151.1244 | 0 | 0 | 0 | 0 | 0 | 0 | 0 | 0 | 0 | 1486471.6517 | 0 | 0 | 0 | 0 | -71488.5639 | 0 | 272701.7664 | 0 | 0 | 0 | 0 | 0 | 0 | 0 | 0 | 0 | 0 | 1372.7136 | 0 | 0
2016-11-17 06:00 | 0 | 0 | 0 | 0 | 0 | 159073.5111 | 0 | 358914 | 0 | 0 | 0 | 71488.5639 | 2545449.3579 | 0 | 0 | 0 | 0 | 0 | 0 | 0 | 0 | 0 | 1487563.8767 | 0 | 0 | 0 | 0 | 71488.5639 | 0 | 272701.7664 | 0 | 0 | 0 | 0 | 0 | 0 | 0 | 0 | 0 | 0 | 1372.7136 | 0 | 0
2016-11-17 07:00 | 0 | 0 | 0 | 0 | 0 | 279506.1497 | 0 | 349622 | 0 | 0 | 0 | 0 | 2545449.3579 | 0 | 0 | 0 | 0 | 0 | 0 | 0 | 0 | 0 | 1488656.0973 | 0 | 0 | 0 | 0 | -71488.5639 | 0 | 0 | 0 | 0 | 0 | 0 | 0 | 0 | 0 | 0 | 0 | 0 | 1372.7136 | 0 | 0
2016-11-17 08:00 | 0 | 0 | 0 | 0 | 0 | 418685.2775 | 0 | 345824 | 0 | 0 | 0 | 71488.5639 | 2545449.3579 | 0 | 0 | 0 | 0 | 0 | 0 | 0 | 0 | 0 | 1489748.3135 | 0 | 0 | 0 | 0 | 71488.5639 | 0 | 0 | 0 | 0 | 0 | 0 | 0 | 0 | 0 | 0 | 0 | 0 | 1372.7136 | 0 | 0
2016-11-17 09:00 | 0 | 0 | 0 | 0 | 0 | 422008.2775 | 0 | 349147 | 0 | 0 | 0 | 142977.1278 | 2545449.3579 | 0 | 0 | 0 | 0 | 0 | 0 | 0 | 0 | 0 | 1490840.5254 | 0 | 0 | 0 | 0 | 71488.5639 | 0 | 0 | 0 | 0 | 0 | 0 | 0 | 0 | 0 | 0 | 0 | 0 | 1372.7136 | 0 | 0
2016-11-17 10:00 | 0 | 0 | 0 | 0 | 0 | 292252.1497 | 0 | 362368 | 0 | 0 | 0 | 71488.5639 | 2545449.3579 | 0 | 0 | 0 | 0 | 0 | 0 | 0 | 0 | 0 | 1491932.7329 | 0 | 0 | 0 | 0 | -71488.5639 | 0 | 0 | 0 | 0 | 0 | 0 | 0 | 0 | 0 | 0 | 0 | 0 | 1372.7136 | 0 | 0
2016-11-17 11:00 | 0 | 0 | 0 | 0 | 0 | 464523.2775 | 0 | 391662 | 0 | 0 | 0 | 142977.1278 | 2545449.3579 | 0 | 0 | 0 | 0 | 0 | 0 | 0 | 0 | 0 | 1493024.9361 | 0 | 0 | 0 | 0 | 71488.5639 | 0 | 0 | 0 | 0 | 0 | 0 | 0 | 0 | 0 | 0 | 0 | 0 | 1372.7136 | 0 | 0
2016-11-17 12:00 | 0 | 0 | 0 | 0 | 0 | 347166.1497 | 0 | 417282 | 0 | 0 | 0 | 71488.5639 | 2545449.3579 | 0 | 0 | 0 | 0 | 0 | 0 | 0 | 0 | 0 | 1494117.1348 | 0 | 0 | 0 | 0 | -71488.5639 | 0 | 0 | 0 | 0 | 0 | 0 | 0 | 0 | 0 | 0 | 0 | 0 | 1372.7136 | 0 | 0
2016-11-17 13:00 | 0 | 0 | 0 | 0 | 0 | 530493.198 | 18.4577 | 425836 | 0 | 0 | 0 | 0 | 2720240.864 | 0 | 0 | 0 | 0 | 0 | 0 | 0 | 0 | 0 | 1495209.3292 | 0 | 0 | 0 | 0 | -71488.5639 | 174791.506 | 0 | 0 | 0 | 0 | 0 | 0 | 0 | 0 | 0 | 0 | 0 | 1372.7136 | 0 | 0
2016-11-17 14:00 | 0 | 0 | 0 | 0 | 0 | 327423.2068 | 102468.5068 | 428519 | 0 | 0 | 0 | 0 | 2720240.864 | 0 | 0 | 0 | 0 | 0 | 0 | 0 | 0 | 0 | 1496301.5192 | 0 | 0 | 0 | 0 | 0 | 0 | 0 | 0 | 0 | 0 | 0 | 0 | 0 | 0 | 0 | 0 | 0 | 1372.7136 | 0 | 0
2016-11-17 15:00 | 0 | 0 | 0 | 0 | 0 | 0 | 435555.0514 | 429950 | 0 | 0 | 0 | 0 | 2724473.2018 | 0 | 0 | 0 | 0 | 0 | 0 | 0 | 0 | 0 | 1497393.7049 | 0 | 0 | 0 | 0 | 0 | 4232.3378 | 0 | 0 | 0 | 0 | 0 | 0 | 0 | 0 | 0 | 0 | 0 | 1372.7136 | 0 | 0
2016-11-17 16:00 | 0 | 0 | 0 | 0 | 0 | 0 | 576076.0559 | 428367 | 0 | 0 | 0 | 0 | 2870809.544 | 0 | 0 | 0 | 0 | 0 | 0 | 0 | 0 | 0 | 1498485.8862 | 0 | 0 | 0 | 0 | 0 | 146336.3423 | 0 | 0 | 0 | 0 | 0 | 0 | 0 | 0 | 0 | 0 | 0 | 1372.7136 | 0 | 0
2016-11-17 17:00 | 0 | 0 | 0 | 0 | 0 | 0 | 575629.4797 | 428497 | 0 | 0 | 0 | 60493.5058 | 2956075.8044 | 0 | 0 | 0 | 0 | 0 | 0 | 0 | 0 | 0 | 1499578.0631 | 0 | 0 | 0 | 0 | 60493.5058 | 85266.2604 | 0 | 0 | 0 | 0 | 0 | 0 | 0 | 0 | 0 | 0 | 0 | 1372.7136 | 0 | 0
2016-11-17 18:00 | 0 | 0 | 0 | 0 | 0 | 125394.8523 | 552110.9312 | 429853 | 0 | 0 | 0 | 131982.0697 | 3130867.3105 | 0 | 0 | 0 | 0 | 0 | 0 | 0 | 0 | 0 | 1500670.2357 | 0 | 0 | 0 | 0 | 71488.5639 | 174791.506 | 0 | 0 | 0 | 0 | 0 | 0 | 0 | 0 | 0 | 0 | 0 | 1372.7136 | 0 | 0
2016-11-17 19:00 | 0 | 0 | 0 | 0 | 0 | 0 | 540834.0461 | 431227 | 0 | 0 | 0 | 203470.6336 | 3167613.0791 | 0 | 0 | 0 | 0 | 0 | 0 | 0 | 0 | 0 | 1501762.4039 | 0 | 0 | 0 | 0 | 71488.5639 | 36745.7686 | 0 | 0 | 0 | 0 | 0 | 0 | 0 | 0 | 0 | 0 | 0 | 1372.7136 | 0 | 0
2016-11-17 20:00 | 0 | 0 | 0 | 0 | 0 | 0 | 546893.4614 | 432204 | 0 | 0 | 0 | 203470.6336 | 3280929.8269 | 0 | 0 | 0 | 0 | 0 | 0 | 0 | 0 | 0 | 1502854.5677 | 0 | 0 | 0 | 0 | 0 | 113316.7478 | 0 | 0 | 0 | 0 | 0 | 0 | 0 | 0 | 0 | 0 | 0 | 1372.7136 | 0 | 0
2016-11-17 21:00 | 0 | 0 | 0 | 0 | 0 | 0 | 562024.2426 | 434647 | 0 | 0 | 0 | 154683.6566 | 3455721.3329 | 0 | 0 | 0 | 0 | 0 | 0 | 0 | 0 | 0 | 1503946.7271 | 0 | 0 | 0 | 0 | -48786.977 | 174791.506 | 0 | 0 | 0 | 0 | 0 | 0 | 0 | 0 | 0 | 0 | 0 | 1372.7136 | 0 | 0
2016-11-17 22:00 | 0 | 0 | 0 | 0 | 0 | 0 | 550658.5719 | 445468 | 0 | 0 | 0 | 142977.1278 | 3571245.72 | 0 | 0 | 0 | 0 | 0 | 0 | 0 | 0 | 0 | 1505038.8822 | 0 | 0 | 0 | 0 | -11706.5288 | 115524.3871 | 0 | 0 | 0 | 0 | 0 | 0 | 0 | 0 | 0 | 0 | 0 | 1372.7136 | 0 | 0
2016-11-17 23:00 | 0 | 0 | 0 | 0 | 0 | 79795.5798 | 305905.5699 | 455817 | 0 | 0 | 0 | 71488.5639 | 3571245.72 | 0 | 0 | 0 | 0 | 0 | 0 | 0 | 0 | 0 | 1506131.0329 | 0 | 0 | 0 | 0 | -71488.5639 | 0 | 0 | 0 | 0 | 0 | 0 | 0 | 0 | 0 | 0 | 0 | 0 | 1372.7136 | 0 | 0
2016-11-18 | 0 | 0 | 0 | 0 | 0 | 241786.1511 | 17098.3599 | 458725 | 0 | 0 | 0 | 142977.1278 | 3298543.9536 | 0 | 0 | 0 | 0 | 0 | 0 | 0 | 0 | 0 | 1507223.1793 | 0 | 0 | 0 | 0 | 71488.5639 | 0 | 272701.7664 | 0 | 0 | 0 | 0 | 0 | 0 | 0 | 0 | 0 | 0 | 1372.7136 | 0 | 0
2016-11-18 01:00 | 0 | 0 | 0 | 0 | 0 | 112511.3833 | 0 | 455329 | 0 | 0 | 0 | 71488.5639 | 3025842.1872 | 0 | 0 | 0 | 0 | 0 | 0 | 0 | 0 | 0 | 1508315.3212 | 0 | 0 | 0 | 0 | -71488.5639 | 0 | 272701.7664 | 0 | 0 | 0 | 0 | 0 | 0 | 0 | 0 | 0 | 0 | 1372.7136 | 0 | 0
2016-11-18 02:00 | 0 | 0 | 0 | 0 | 0 | 371598.1497 | 0 | 441714 | 0 | 0 | 0 | 0 | 3025842.1872 | 0 | 0 | 0 | 0 | 0 | 0 | 0 | 0 | 0 | 1509407.4588 | 0 | 0 | 0 | 0 | -71488.5639 | 0 | 0 | 0 | 0 | 0 | 0 | 0 | 0 | 0 | 0 | 0 | 0 | 1372.7136 | 0 | 0
2016-11-18 03:00 | 0 | 0 | 0 | 0 | 0 | 421597.7136 | 0 | 420225 | 0 | 0 | 0 | 0 | 3025842.1872 | 0 | 0 | 0 | 0 | 0 | 0 | 0 | 0 | 0 | 1510499.5921 | 0 | 0 | 0 | 0 | 0 | 0 | 0 | 0 | 0 | 0 | 0 | 0 | 0 | 0 | 0 | 0 | 0 | 1372.7136 | 0 | 0
2016-11-18 04:00 | 0 | 0 | 0 | 0 | 0 | 399291.7136 | 0 | 397919 | 0 | 0 | 0 | 0 | 3025842.1872 | 0 | 0 | 0 | 0 | 0 | 0 | 0 | 0 | 0 | 1511591.7209 | 0 | 0 | 0 | 0 | 0 | 0 | 0 | 0 | 0 | 0 | 0 | 0 | 0 | 0 | 0 | 0 | 0 | 1372.7136 | 0 | 0
2016-11-18 05:00 | 0 | 0 | 0 | 0 | 0 | 450353.2775 | 0 | 377492 | 0 | 0 | 0 | 71488.5639 | 3025842.1872 | 0 | 0 | 0 | 0 | 0 | 0 | 0 | 0 | 0 | 1512683.8454 | 0 | 0 | 0 | 0 | 71488.5639 | 0 | 0 | 0 | 0 | 0 | 0 | 0 | 0 | 0 | 0 | 0 | 0 | 1372.7136 | 0 | 0
2016-11-18 06:00 | 0 | 0 | 0 | 0 | 0 | 362818.7136 | 0 | 361446 | 0 | 0 | 0 | 71488.5639 | 3025842.1872 | 0 | 0 | 0 | 0 | 0 | 0 | 0 | 0 | 0 | 1513775.9656 | 0 | 0 | 0 | 0 | 0 | 0 | 0 | 0 | 0 | 0 | 0 | 0 | 0 | 0 | 0 | 0 | 0 | 1372.7136 | 0 | 0
2016-11-18 07:00 | 0 | 0 | 0 | 0 | 0 | 281634.1497 | 0 | 351750 | 0 | 0 | 0 | 0 | 3025842.1872 | 0 | 0 | 0 | 0 | 0 | 0 | 0 | 0 | 0 | 1514868.0813 | 0 | 0 | 0 | 0 | -71488.5639 | 0 | 0 | 0 | 0 | 0 | 0 | 0 | 0 | 0 | 0 | 0 | 0 | 1372.7136 | 0 | 0
2016-11-18 08:00 | 0 | 0 | 0 | 0 | 0 | 148018.5111 | 0 | 347859 | 0 | 0 | 0 | 71488.5639 | 2753140.4207 | 0 | 0 | 0 | 0 | 0 | 0 | 0 | 0 | 0 | 1515960.1927 | 0 | 0 | 0 | 0 | 71488.5639 | 0 | 272701.7664 | 0 | 0 | 0 | 0 | 0 | 0 | 0 | 0 | 0 | 0 | 1372.7136 | 0 | 0
2016-11-18 09:00 | 0 | 0 | 0 | 0 | 0 | 454847.6557 | 0 | 350172 | 0 | 0 | 0 | 0 | 2927931.9268 | 0 | 0 | 0 | 0 | 0 | 0 | 0 | 0 | 0 | 1517052.2998 | 0 | 0 | 0 | 0 | -71488.5639 | 174791.506 | 0 | 0 | 0 | 0 | 0 | 0 | 0 | 0 | 0 | 0 | 0 | 1372.7136 | 0 | 0
2016-11-18 10:00 | 0 | 0 | 0 | 0 | 0 | 609898.7835 | 0 | 362246 | 0 | 0 | 0 | 71488.5639 | 3102723.4328 | 0 | 0 | 0 | 0 | 0 | 0 | 0 | 0 | 0 | 1518144.4024 | 0 | 0 | 0 | 0 | 71488.5639 | 174791.506 | 0 | 0 | 0 | 0 | 0 | 0 | 0 | 0 | 0 | 0 | 0 | 1372.7136 | 0 | 0
2016-11-18 11:00 | 0 | 0 | 0 | 0 | 0 | 495405.6557 | 0 | 390730 | 0 | 0 | 0 | 0 | 3277514.9389 | 0 | 0 | 0 | 0 | 0 | 0 | 0 | 0 | 0 | 1519236.5007 | 0 | 0 | 0 | 0 | -71488.5639 | 174791.506 | 0 | 0 | 0 | 0 | 0 | 0 | 0 | 0 | 0 | 0 | 0 | 1372.7136 | 0 | 0
2016-11-18 12:00 | 0 | 0 | 0 | 0 | 0 | 416802.7136 | 0 | 415430 | 0 | 0 | 0 | 0 | 3277514.9389 | 0 | 0 | 0 | 0 | 0 | 0 | 0 | 0 | 0 | 1520328.5946 | 0 | 0 | 0 | 0 | 0 | 0 | 0 | 0 | 0 | 0 | 0 | 0 | 0 | 0 | 0 | 0 | 0 | 1372.7136 | 0 | 0
2016-11-18 13:00 | 0 | 0 | 0 | 0 | 0 | 600620.1221 | 24.0976 | 424480 | 0 | 0 | 0 | 0 | 3452306.4449 | 0 | 0 | 0 | 0 | 0 | 0 | 0 | 0 | 0 | 1521420.6842 | 0 | 0 | 0 | 0 | 0 | 174791.506 | 0 | 0 | 0 | 0 | 0 | 0 | 0 | 0 | 0 | 0 | 0 | 1372.7136 | 0 | 0
2016-11-18 14:00 | 0 | 0 | 0 | 0 | 0 | 295519.8273 | 135155.8863 | 429303 | 0 | 0 | 0 | 0 | 3452306.4449 | 0 | 0 | 0 | 0 | 0 | 0 | 0 | 0 | 0 | 1522512.7694 | 0 | 0 | 0 | 0 | 0 | 0 | 0 | 0 | 0 | 0 | 0 | 0 | 0 | 0 | 0 | 0 | 0 | 1372.7136 | 0 | 0
2016-11-18 15:00 | 0 | 0 | 0 | 0 | 0 | 0 | 595579.2545 | 432262 | 0 | 0 | 0 | 0 | 3614250.9858 | 0 | 0 | 0 | 0 | 0 | 0 | 0 | 0 | 0 | 1523604.8502 | 0 | 0 | 0 | 0 | 0 | 161944.5409 | 0 | 0 | 0 | 0 | 0 | 0 | 0 | 0 | 0 | 0 | 0 | 1372.7136 | 0 | 0
2016-11-18 16:00 | 0 | 0 | 0 | 0 | 0 | 0 | 608452.2196 | 432288 | 0 | 0 | 0 | 0 | 3789042.4919 | 0 | 0 | 0 | 0 | 0 | 0 | 0 | 0 | 0 | 1524696.9266 | 0 | 0 | 0 | 0 | 0 | 174791.506 | 0 | 0 | 0 | 0 | 0 | 0 | 0 | 0 | 0 | 0 | 0 | 1372.7136 | 0 | 0
2016-11-18 17:00 | 0 | 0 | 0 | 0 | 0 | 0 | 677177.6707 | 431234 | 0 | 0 | 0 | 69779.4511 | 3963833.9979 | 0 | 0 | 0 | 0 | 0 | 0 | 0 | 0 | 0 | 1525788.9987 | 0 | 0 | 0 | 0 | 69779.4511 | 174791.506 | 0 | 0 | 0 | 0 | 0 | 0 | 0 | 0 | 0 | 0 | 0 | 1372.7136 | 0 | 0
2016-11-18 18:00 | 0 | 0 | 0 | 0 | 0 | 0 | 641400.3689 | 431637 | 0 | 0 | 0 | 103378.6004 | 4138625.5039 | 0 | 0 | 0 | 0 | 0 | 0 | 0 | 0 | 0 | 1526881.0664 | 0 | 0 | 0 | 0 | 33599.1493 | 174791.506 | 0 | 0 | 0 | 0 | 0 | 0 | 0 | 0 | 0 | 0 | 0 | 1372.7136 | 0 | 0
2016-11-18 19:00 | 0 | 0 | 0 | 0 | 0 | 0 | 623310.2639 | 431202 | 0 | 0 | 0 | 119322.6446 | 4313417.01 | 0 | 0 | 0 | 0 | 0 | 0 | 0 | 0 | 0 | 1527973.1298 | 0 | 0 | 0 | 0 | 15944.0443 | 174791.506 | 0 | 0 | 0 | 0 | 0 | 0 | 0 | 0 | 0 | 0 | 0 | 1372.7136 | 0 | 0
2016-11-18 20:00 | 0 | 0 | 0 | 0 | 0 | 0 | 614510.6497 | 429761 | 0 | 0 | 0 | 127908.0747 | 4488208.516 | 0 | 0 | 0 | 0 | 0 | 0 | 0 | 0 | 0 | 1529065.1887 | 0 | 0 | 0 | 0 | 8585.4301 | 174791.506 | 0 | 0 | 0 | 0 | 0 | 0 | 0 | 0 | 0 | 0 | 0 | 1372.7136 | 0 | 0
2016-11-18 21:00 | 0 | 0 | 0 | 0 | 0 | 0 | 669245.1116 | 429356 | 0 | 0 | 0 | 191632.9667 | 4663000.0221 | 0 | 0 | 0 | 0 | 0 | 0 | 0 | 0 | 0 | 1530157.2433 | 0 | 0 | 0 | 0 | 63724.892 | 174791.506 | 0 | 0 | 0 | 0 | 0 | 0 | 0 | 0 | 0 | 0 | 0 | 1372.7136 | 0 | 0
2016-11-18 22:00 | 0 | 0 | 0 | 0 | 0 | 0 | 624511.8865 | 436510 | 0 | 0 | 0 | 203470.6336 | 4837791.5281 | 0 | 0 | 0 | 0 | 0 | 0 | 0 | 0 | 0 | 1531249.2936 | 0 | 0 | 0 | 0 | 11837.6669 | 174791.506 | 0 | 0 | 0 | 0 | 0 | 0 | 0 | 0 | 0 | 0 | 0 | 1372.7136 | 0 | 0
2016-11-18 23:00 | 0 | 0 | 0 | 0 | 0 | 106216.3082 | 337526.4054 | 442370 | 0 | 0 | 0 | 203470.6336 | 4837791.5281 | 0 | 0 | 0 | 0 | 0 | 0 | 0 | 0 | 0 | 1532341.3394 | 0 | 0 | 0 | 0 | 0 | 0 | 0 | 0 | 0 | 0 | 0 | 0 | 0 | 0 | 0 | 0 | 0 | 1372.7136 | 0 | 0
2016-11-19 | 0 | 0 | 0 | 0 | 0 | 153084.0567 | 16112.8904 | 440526 | 0 | 0 | 0 | 203470.6336 | 4565089.7617 | 0 | 0 | 0 | 0 | 0 | 0 | 0 | 0 | 0 | 1533433.3809 | 0 | 0 | 0 | 0 | 0 | 0 | 272701.7664 | 0 | 0 | 0 | 0 | 0 | 0 | 0 | 0 | 0 | 0 | 1372.7136 | 0 | 0
2016-11-19 01:00 | 0 | 0 | 0 | 0 | 0 | 436353.7136 | 0 | 434981 | 0 | 0 | 0 | 203470.6336 | 4565089.7617 | 0 | 0 | 0 | 0 | 0 | 0 | 0 | 0 | 0 | 1534525.4181 | 0 | 0 | 0 | 0 | 0 | 0 | 0 | 0 | 0 | 0 | 0 | 0 | 0 | 0 | 0 | 0 | 0 | 1372.7136 | 0 | 0
2016-11-19 02:00 | 0 | 0 | 0 | 0 | 0 | 423825.7136 | 0 | 422453 | 0 | 0 | 0 | 203470.6336 | 4565089.7617 | 0 | 0 | 0 | 0 | 0 | 0 | 0 | 0 | 0 | 1535617.4508 | 0 | 0 | 0 | 0 | 0 | 0 | 0 | 0 | 0 | 0 | 0 | 0 | 0 | 0 | 0 | 0 | 0 | 1372.7136 | 0 | 0
2016-11-19 03:00 | 0 | 0 | 0 | 0 | 0 | 336499.1497 | 0 | 406615 | 0 | 0 | 0 | 131982.0697 | 4565089.7617 | 0 | 0 | 0 | 0 | 0 | 0 | 0 | 0 | 0 | 1536709.4792 | 0 | 0 | 0 | 0 | -71488.5639 | 0 | 0 | 0 | 0 | 0 | 0 | 0 | 0 | 0 | 0 | 0 | 0 | 1372.7136 | 0 | 0
2016-11-19 04:00 | 0 | 0 | 0 | 0 | 0 | 317606.1497 | 0 | 387722 | 0 | 0 | 0 | 60493.5058 | 4565089.7617 | 0 | 0 | 0 | 0 | 0 | 0 | 0 | 0 | 0 | 1537801.5033 | 0 | 0 | 0 | 0 | -71488.5639 | 0 | 0 | 0 | 0 | 0 | 0 | 0 | 0 | 0 | 0 | 0 | 0 | 1372.7136 | 0 | 0
2016-11-19 05:00 | 0 | 0 | 0 | 0 | 0 | 169876.5111 | 0 | 369717 | 0 | 0 | 0 | 131982.0697 | 4292387.9953 | 0 | 0 | 0 | 0 | 0 | 0 | 0 | 0 | 0 | 1538893.5229 | 0 | 0 | 0 | 0 | 71488.5639 | 0 | 272701.7664 | 0 | 0 | 0 | 0 | 0 | 0 | 0 | 0 | 0 | 0 | 1372.7136 | 0 | 0
2016-11-19 06:00 | 0 | 0 | 0 | 0 | 0 | 427740.2775 | 0 | 354879 | 0 | 0 | 0 | 203470.6336 | 4292387.9953 | 0 | 0 | 0 | 0 | 0 | 0 | 0 | 0 | 0 | 1539985.5382 | 0 | 0 | 0 | 0 | 71488.5639 | 0 | 0 | 0 | 0 | 0 | 0 | 0 | 0 | 0 | 0 | 0 | 0 | 1372.7136 | 0 | 0
2016-11-19 07:00 | 0 | 0 | 0 | 0 | 0 | 73484.9472 | 0 | 344814 | 0 | 0 | 0 | 203470.6336 | 4019686.2289 | 0 | 0 | 0 | 0 | 0 | 0 | 0 | 0 | 0 | 1541077.5491 | 0 | 0 | 0 | 0 | 0 | 0 | 272701.7664 | 0 | 0 | 0 | 0 | 0 | 0 | 0 | 0 | 0 | 0 | 1372.7136 | 0 | 0
2016-11-19 08:00 | 0 | 0 | 0 | 0 | 0 | 269692.1497 | 0 | 339808 | 0 | 0 | 0 | 131982.0697 | 4019686.2289 | 0 | 0 | 0 | 0 | 0 | 0 | 0 | 0 | 0 | 1542169.5557 | 0 | 0 | 0 | 0 | -71488.5639 | 0 | 0 | 0 | 0 | 0 | 0 | 0 | 0 | 0 | 0 | 0 | 0 | 1372.7136 | 0 | 0
2016-11-19 09:00 | 0 | 0 | 0 | 0 | 0 | 270314.1497 | 0 | 340430 | 0 | 0 | 0 | 60493.5058 | 4019686.2289 | 0 | 0 | 0 | 0 | 0 | 0 | 0 | 0 | 0 | 1543261.5579 | 0 | 0 | 0 | 0 | -71488.5639 | 0 | 0 | 0 | 0 | 0 | 0 | 0 | 0 | 0 | 0 | 0 | 0 | 1372.7136 | 0 | 0
2016-11-19 10:00 | 0 | 0 | 0 | 0 | 0 | 286603.2078 | 0 | 345724 | 0 | 0 | 0 | 0 | 4019686.2289 | 0 | 0 | 0 | 0 | 0 | 0 | 0 | 0 | 0 | 1544353.5557 | 0 | 0 | 0 | 0 | -60493.5058 | 0 | 0 | 0 | 0 | 0 | 0 | 0 | 0 | 0 | 0 | 0 | 0 | 1372.7136 | 0 | 0
2016-11-19 11:00 | 0 | 0 | 0 | 0 | 0 | 100166.5815 | 0 | 356890 | 0 | 0 | 0 | 14605.6343 | 3746984.4624 | 0 | 0 | 0 | 0 | 0 | 0 | 0 | 0 | 0 | 1545445.5492 | 0 | 0 | 0 | 0 | 14605.6343 | 0 | 272701.7664 | 0 | 0 | 0 | 0 | 0 | 0 | 0 | 0 | 0 | 0 | 1372.7136 | 0 | 0
2016-11-19 12:00 | 0 | 0 | 0 | 0 | 0 | 358388.0793 | 0 | 371621 | 0 | 0 | 0 | 0 | 3746984.4624 | 0 | 0 | 0 | 0 | 0 | 0 | 0 | 0 | 0 | 1546537.5382 | 0 | 0 | 0 | 0 | -14605.6343 | 0 | 0 | 0 | 0 | 0 | 0 | 0 | 0 | 0 | 0 | 0 | 0 | 1372.7136 | 0 | 0
2016-11-19 13:00 | 0 | 0 | 0 | 0 | 0 | 115253.0284 | 20.9187 | 386603 | 0 | 0 | 0 | 0 | 3474282.696 | 0 | 0 | 0 | 0 | 0 | 0 | 0 | 0 | 0 | 1547629.523 | 0 | 0 | 0 | 0 | 0 | 0 | 272701.7664 | 0 | 0 | 0 | 0 | 0 | 0 | 0 | 0 | 0 | 0 | 1372.7136 | 0 | 0
2016-11-19 14:00 | 0 | 0 | 0 | 0 | 0 | 260275.2597 | 131536.4348 | 398800 | 0 | 0 | 0 | 0 | 3465921.6769 | 0 | 0 | 0 | 0 | 0 | 0 | 0 | 0 | 0 | 1548721.5033 | 0 | 0 | 0 | 0 | 0 | 0 | 8361.0191 | 0 | 0 | 0 | 0 | 0 | 0 | 0 | 0 | 0 | 0 | 1372.7136 | 0 | 0
2016-11-19 15:00 | 0 | 0 | 0 | 0 | 0 | 0 | 547797.0596 | 405020 | 0 | 0 | 0 | 0 | 3607326.023 | 0 | 0 | 0 | 0 | 0 | 0 | 0 | 0 | 0 | 1549813.4793 | 0 | 0 | 0 | 0 | 0 | 141404.346 | 0 | 0 | 0 | 0 | 0 | 0 | 0 | 0 | 0 | 0 | 0 | 1372.7136 | 0 | 0
2016-11-19 16:00 | 0 | 0 | 0 | 0 | 0 | 0 | 654020.7835 | 406368 | 0 | 0 | 0 | 71488.5639 | 3782117.529 | 0 | 0 | 0 | 0 | 0 | 0 | 0 | 0 | 0 | 1550905.4509 | 0 | 0 | 0 | 0 | 71488.5639 | 174791.506 | 0 | 0 | 0 | 0 | 0 | 0 | 0 | 0 | 0 | 0 | 0 | 1372.7136 | 0 | 0
2016-11-19 17:00 | 0 | 0 | 0 | 0 | 0 | 0 | 652587.7835 | 404935 | 0 | 0 | 0 | 142977.1278 | 3956909.035 | 0 | 0 | 0 | 0 | 0 | 0 | 0 | 0 | 0 | 1551997.4181 | 0 | 0 | 0 | 0 | 71488.5639 | 174791.506 | 0 | 0 | 0 | 0 | 0 | 0 | 0 | 0 | 0 | 0 | 0 | 1372.7136 | 0 | 0
2016-11-19 18:00 | 0 | 0 | 0 | 0 | 0 | 0 | 613732.6069 | 402033 | 0 | 0 | 0 | 178512.5151 | 4131700.5411 | 0 | 0 | 0 | 0 | 0 | 0 | 0 | 0 | 0 | 1553089.381 | 0 | 0 | 0 | 0 | 35535.3873 | 174791.506 | 0 | 0 | 0 | 0 | 0 | 0 | 0 | 0 | 0 | 0 | 0 | 1372.7136 | 0 | 0
2016-11-19 19:00 | 0 | 0 | 0 | 0 | 0 | 0 | 595909.0364 | 399027 | 0 | 0 | 0 | 199230.3319 | 4306492.0471 | 0 | 0 | 0 | 0 | 0 | 0 | 0 | 0 | 0 | 1554181.3395 | 0 | 0 | 0 | 0 | 20717.8168 | 174791.506 | 0 | 0 | 0 | 0 | 0 | 0 | 0 | 0 | 0 | 0 | 0 | 1372.7136 | 0 | 0
2016-11-19 20:00 | 0 | 0 | 0 | 0 | 0 | 0 | 577888.5213 | 397484 | 0 | 0 | 0 | 203470.6336 | 4481283.5532 | 0 | 0 | 0 | 0 | 0 | 0 | 0 | 0 | 0 | 1555273.2937 | 0 | 0 | 0 | 0 | 4240.3017 | 174791.506 | 0 | 0 | 0 | 0 | 0 | 0 | 0 | 0 | 0 | 0 | 0 | 1372.7136 | 0 | 0
2016-11-19 21:00 | 0 | 0 | 0 | 0 | 0 | 0 | 570653.1558 | 400502 | 0 | 0 | 0 | 197457.5698 | 4656075.0592 | 0 | 0 | 0 | 0 | 0 | 0 | 0 | 0 | 0 | 1556365.2434 | 0 | 0 | 0 | 0 | -6013.0638 | 174791.506 | 0 | 0 | 0 | 0 | 0 | 0 | 0 | 0 | 0 | 0 | 0 | 1372.7136 | 0 | 0
2016-11-19 22:00 | 0 | 0 | 0 | 0 | 0 | 0 | 595860.2834 | 413683 | 0 | 0 | 0 | 203470.6336 | 4830866.5652 | 0 | 0 | 0 | 0 | 0 | 0 | 0 | 0 | 0 | 1557457.1888 | 0 | 0 | 0 | 0 | 6013.0638 | 174791.506 | 0 | 0 | 0 | 0 | 0 | 0 | 0 | 0 | 0 | 0 | 0 | 1372.7136 | 0 | 0
2016-11-19 23:00 | 0 | 0 | 0 | 0 | 0 | 83565.0114 | 273598.1383 | 427279 | 0 | 0 | 0 | 131982.0697 | 4830866.5652 | 0 | 0 | 0 | 0 | 0 | 0 | 0 | 0 | 0 | 1558549.1299 | 0 | 0 | 0 | 0 | -71488.5639 | 0 | 0 | 0 | 0 | 0 | 0 | 0 | 0 | 0 | 0 | 0 | 0 | 1372.7136 | 0 | 0
2016-11-20 | 0 | 0 | 0 | 0 | 0 | 360422.0159 | 12102.1919 | 431645 | 0 | 0 | 0 | 71488.5639 | 4830866.5652 | 0 | 0 | 0 | 0 | 0 | 0 | 0 | 0 | 0 | 1559641.0666 | 0 | 0 | 0 | 0 | -60493.5058 | 0 | 0 | 0 | 0 | 0 | 0 | 0 | 0 | 0 | 0 | 0 | 0 | 1372.7136 | 0 | 0
2016-11-20 01:00 | 0 | 0 | 0 | 0 | 0 | 360859.1497 | 0 | 430975 | 0 | 0 | 0 | 0 | 4830866.5652 | 0 | 0 | 0 | 0 | 0 | 0 | 0 | 0 | 0 | 1560732.9989 | 0 | 0 | 0 | 0 | -71488.5639 | 0 | 0 | 0 | 0 | 0 | 0 | 0 | 0 | 0 | 0 | 0 | 0 | 1372.7136 | 0 | 0
2016-11-20 02:00 | 0 | 0 | 0 | 0 | 0 | 425134.7136 | 0 | 423762 | 0 | 0 | 0 | 0 | 4830866.5652 | 0 | 0 | 0 | 0 | 0 | 0 | 0 | 0 | 0 | 1561824.9268 | 0 | 0 | 0 | 0 | 0 | 0 | 0 | 0 | 0 | 0 | 0 | 0 | 0 | 0 | 0 | 0 | 0 | 1372.7136 | 0 | 0
2016-11-20 03:00 | 0 | 0 | 0 | 0 | 0 | 212038.5111 | 0 | 411879 | 0 | 0 | 0 | 71488.5639 | 4558164.7988 | 0 | 0 | 0 | 0 | 0 | 0 | 0 | 0 | 0 | 1562916.8504 | 0 | 0 | 0 | 0 | 71488.5639 | 0 | 272701.7664 | 0 | 0 | 0 | 0 | 0 | 0 | 0 | 0 | 0 | 0 | 1372.7136 | 0 | 0
2016-11-20 04:00 | 0 | 0 | 0 | 0 | 0 | 185175.4529 | 0 | 396011 | 0 | 0 | 0 | 131982.0697 | 4285463.0324 | 0 | 0 | 0 | 0 | 0 | 0 | 0 | 0 | 0 | 1564008.7696 | 0 | 0 | 0 | 0 | 60493.5058 | 0 | 272701.7664 | 0 | 0 | 0 | 0 | 0 | 0 | 0 | 0 | 0 | 0 | 1372.7136 | 0 | 0
2016-11-20 05:00 | 0 | 0 | 0 | 0 | 0 | 455677.2775 | 0 | 382816 | 0 | 0 | 0 | 203470.6336 | 4285463.0324 | 0 | 0 | 0 | 0 | 0 | 0 | 0 | 0 | 0 | 1565100.6844 | 0 | 0 | 0 | 0 | 71488.5639 | 0 | 0 | 0 | 0 | 0 | 0 | 0 | 0 | 0 | 0 | 0 | 0 | 1372.7136 | 0 | 0
2016-11-20 06:00 | 0 | 0 | 0 | 0 | 0 | 301608.1497 | 0 | 371724 | 0 | 0 | 0 | 131982.0697 | 4285463.0324 | 0 | 0 | 0 | 0 | 0 | 0 | 0 | 0 | 0 | 1566192.5949 | 0 | 0 | 0 | 0 | -71488.5639 | 0 | 0 | 0 | 0 | 0 | 0 | 0 | 0 | 0 | 0 | 0 | 0 | 1372.7136 | 0 | 0
2016-11-20 07:00 | 0 | 0 | 0 | 0 | 0 | 305494.2078 | 0 | 364615 | 0 | 0 | 0 | 71488.5639 | 4285463.0324 | 0 | 0 | 0 | 0 | 0 | 0 | 0 | 0 | 0 | 1567284.5009 | 0 | 0 | 0 | 0 | -60493.5058 | 0 | 0 | 0 | 0 | 0 | 0 | 0 | 0 | 0 | 0 | 0 | 0 | 1372.7136 | 0 | 0
2016-11-20 08:00 | 0 | 0 | 0 | 0 | 0 | 291425.1497 | 0 | 361541 | 0 | 0 | 0 | 0 | 4285463.0324 | 0 | 0 | 0 | 0 | 0 | 0 | 0 | 0 | 0 | 1568376.4027 | 0 | 0 | 0 | 0 | -71488.5639 | 0 | 0 | 0 | 0 | 0 | 0 | 0 | 0 | 0 | 0 | 0 | 0 | 1372.7136 | 0 | 0
2016-11-20 09:00 | 0 | 0 | 0 | 0 | 0 | 434927.2775 | 0 | 362066 | 0 | 0 | 0 | 71488.5639 | 4285463.0324 | 0 | 0 | 0 | 0 | 0 | 0 | 0 | 0 | 0 | 1569468.3 | 0 | 0 | 0 | 0 | 71488.5639 | 0 | 0 | 0 | 0 | 0 | 0 | 0 | 0 | 0 | 0 | 0 | 0 | 1372.7136 | 0 | 0
2016-11-20 10:00 | 0 | 0 | 0 | 0 | 0 | 24897.3833 | 0 | 367715 | 0 | 0 | 0 | 0 | 4012761.266 | 0 | 0 | 0 | 0 | 0 | 0 | 0 | 0 | 0 | 1570560.193 | 0 | 0 | 0 | 0 | -71488.5639 | 0 | 272701.7664 | 0 | 0 | 0 | 0 | 0 | 0 | 0 | 0 | 0 | 0 | 1372.7136 | 0 | 0
2016-11-20 11:00 | 0 | 0 | 0 | 0 | 0 | 379370.7136 | 0 | 377998 | 0 | 0 | 0 | 0 | 4012761.266 | 0 | 0 | 0 | 0 | 0 | 0 | 0 | 0 | 0 | 1571652.0817 | 0 | 0 | 0 | 0 | 0 | 0 | 0 | 0 | 0 | 0 | 0 | 0 | 0 | 0 | 0 | 0 | 0 | 1372.7136 | 0 | 0
2016-11-20 12:00 | 0 | 0 | 0 | 0 | 0 | 190411.5111 | 0 | 390252 | 0 | 0 | 0 | 71488.5639 | 3740059.4996 | 0 | 0 | 0 | 0 | 0 | 0 | 0 | 0 | 0 | 1572743.9659 | 0 | 0 | 0 | 0 | 71488.5639 | 0 | 272701.7664 | 0 | 0 | 0 | 0 | 0 | 0 | 0 | 0 | 0 | 0 | 1372.7136 | 0 | 0
2016-11-20 13:00 | 0 | 0 | 0 | 0 | 0 | 334455.7699 | 23.3798 | 404595 | 0 | 0 | 0 | 0 | 3740059.4996 | 0 | 0 | 0 | 0 | 0 | 0 | 0 | 0 | 0 | 1573835.8458 | 0 | 0 | 0 | 0 | -71488.5639 | 0 | 0 | 0 | 0 | 0 | 0 | 0 | 0 | 0 | 0 | 0 | 0 | 1372.7136 | 0 | 0
2016-11-20 14:00 | 0 | 0 | 0 | 0 | 0 | 316740.9446 | 97934.769 | 413303 | 0 | 0 | 0 | 0 | 3740059.4996 | 0 | 0 | 0 | 0 | 0 | 0 | 0 | 0 | 0 | 1574927.7213 | 0 | 0 | 0 | 0 | 0 | 0 | 0 | 0 | 0 | 0 | 0 | 0 | 0 | 0 | 0 | 0 | 0 | 1372.7136 | 0 | 0
2016-11-20 15:00 | 0 | 0 | 0 | 0 | 0 | 0 | 430973.8783 | 413355 | 0 | 0 | 0 | 0 | 3756305.6643 | 0 | 0 | 0 | 0 | 0 | 0 | 0 | 0 | 0 | 1576019.5925 | 0 | 0 | 0 | 0 | 0 | 16246.1647 | 0 | 0 | 0 | 0 | 0 | 0 | 0 | 0 | 0 | 0 | 0 | 1372.7136 | 0 | 0
2016-11-20 16:00 | 0 | 0 | 0 | 0 | 0 | 0 | 542030.7467 | 411016 | 0 | 0 | 0 | 0 | 3885947.6974 | 0 | 0 | 0 | 0 | 0 | 0 | 0 | 0 | 0 | 1577111.4593 | 0 | 0 | 0 | 0 | 0 | 129642.0331 | 0 | 0 | 0 | 0 | 0 | 0 | 0 | 0 | 0 | 0 | 0 | 1372.7136 | 0 | 0
2016-11-20 17:00 | 0 | 0 | 0 | 0 | 0 | 0 | 543947.3461 | 408200 | 0 | 0 | 0 | 0 | 4020322.33 | 0 | 0 | 0 | 0 | 0 | 0 | 0 | 0 | 0 | 1578203.3217 | 0 | 0 | 0 | 0 | 0 | 134374.6326 | 0 | 0 | 0 | 0 | 0 | 0 | 0 | 0 | 0 | 0 | 0 | 1372.7136 | 0 | 0
2016-11-20 18:00 | 0 | 0 | 0 | 0 | 0 | 0 | 512960.4694 | 405059 | 0 | 0 | 0 | 71488.5639 | 4055362.5219 | 0 | 0 | 0 | 0 | 0 | 0 | 0 | 0 | 0 | 1579295.1797 | 0 | 0 | 0 | 0 | 71488.5639 | 35040.1919 | 0 | 0 | 0 | 0 | 0 | 0 | 0 | 0 | 0 | 0 | 0 | 1372.7136 | 0 | 0
2016-11-20 19:00 | 0 | 0 | 0 | 0 | 0 | 0 | 493964.7645 | 402637 | 0 | 0 | 0 | 142977.1278 | 4073829.0089 | 0 | 0 | 0 | 0 | 0 | 0 | 0 | 0 | 0 | 1580387.0334 | 0 | 0 | 0 | 0 | 71488.5639 | 18466.487 | 0 | 0 | 0 | 0 | 0 | 0 | 0 | 0 | 0 | 0 | 0 | 1372.7136 | 0 | 0
2016-11-20 20:00 | 0 | 0 | 0 | 0 | 0 | 0 | 491205.1603 | 402846 | 0 | 0 | 0 | 203470.6336 | 4100321.9498 | 0 | 0 | 0 | 0 | 0 | 0 | 0 | 0 | 0 | 1581478.8827 | 0 | 0 | 0 | 0 | 60493.5058 | 26492.941 | 0 | 0 | 0 | 0 | 0 | 0 | 0 | 0 | 0 | 0 | 0 | 1372.7136 | 0 | 0
2016-11-20 21:00 | 0 | 0 | 0 | 0 | 0 | 0 | 474314.1492 | 409160 | 0 | 0 | 0 | 203470.6336 | 4164103.3855 | 0 | 0 | 0 | 0 | 0 | 0 | 0 | 0 | 0 | 1582570.7277 | 0 | 0 | 0 | 0 | 0 | 63781.4356 | 0 | 0 | 0 | 0 | 0 | 0 | 0 | 0 | 0 | 0 | 0 | 1372.7136 | 0 | 0
2016-11-20 22:00 | 0 | 0 | 0 | 0 | 0 | 0 | 386157.7535 | 426655 | 0 | 0 | 0 | 131982.0697 | 4193721.9892 | 0 | 0 | 0 | 0 | 0 | 0 | 0 | 0 | 0 | 1583662.5683 | 0 | 0 | 0 | 0 | -71488.5639 | 29618.6038 | 0 | 0 | 0 | 0 | 0 | 0 | 0 | 0 | 0 | 0 | 0 | 1372.7136 | 0 | 0
2016-11-20 23:00 | 0 | 0 | 0 | 0 | 0 | 232932.4137 | 141810.736 | 444859 | 0 | 0 | 0 | 60493.5058 | 4193721.9892 | 0 | 0 | 0 | 0 | 0 | 0 | 0 | 0 | 0 | 1584754.4045 | 0 | 0 | 0 | 0 | -71488.5639 | 0 | 0 | 0 | 0 | 0 | 0 | 0 | 0 | 0 | 0 | 0 | 0 | 1372.7136 | 0 | 0
2016-11-21 | 0 | 0 | 0 | 0 | 0 | 245075.1613 | 7819.3498 | 452735 | 0 | 0 | 0 | 131982.0697 | 3921020.2228 | 0 | 0 | 0 | 0 | 0 | 0 | 0 | 0 | 0 | 1585846.2363 | 0 | 0 | 0 | 0 | 71488.5639 | 0 | 272701.7664 | 0 | 0 | 0 | 0 | 0 | 0 | 0 | 0 | 0 | 0 | 1372.7136 | 0 | 0
2016-11-21 01:00 | 0 | 0 | 0 | 0 | 0 | 253822.5111 | 0 | 453663 | 0 | 0 | 0 | 203470.6336 | 3648318.4564 | 0 | 0 | 0 | 0 | 0 | 0 | 0 | 0 | 0 | 1586938.0638 | 0 | 0 | 0 | 0 | 71488.5639 | 0 | 272701.7664 | 0 | 0 | 0 | 0 | 0 | 0 | 0 | 0 | 0 | 0 | 1372.7136 | 0 | 0
2016-11-21 02:00 | 0 | 0 | 0 | 0 | 0 | 374099.1497 | 0 | 444215 | 0 | 0 | 0 | 131982.0697 | 3648318.4564 | 0 | 0 | 0 | 0 | 0 | 0 | 0 | 0 | 0 | 1588029.8869 | 0 | 0 | 0 | 0 | -71488.5639 | 0 | 0 | 0 | 0 | 0 | 0 | 0 | 0 | 0 | 0 | 0 | 0 | 1372.7136 | 0 | 0
2016-11-21 03:00 | 0 | 0 | 0 | 0 | 0 | 502524.2775 | 0 | 429663 | 0 | 0 | 0 | 203470.6336 | 3648318.4564 | 0 | 0 | 0 | 0 | 0 | 0 | 0 | 0 | 0 | 1589121.7057 | 0 | 0 | 0 | 0 | 71488.5639 | 0 | 0 | 0 | 0 | 0 | 0 | 0 | 0 | 0 | 0 | 0 | 0 | 1372.7136 | 0 | 0
2016-11-21 04:00 | 0 | 0 | 0 | 0 | 0 | 341972.1497 | 0 | 412088 | 0 | 0 | 0 | 131982.0697 | 3648318.4564 | 0 | 0 | 0 | 0 | 0 | 0 | 0 | 0 | 0 | 1590213.5201 | 0 | 0 | 0 | 0 | -71488.5639 | 0 | 0 | 0 | 0 | 0 | 0 | 0 | 0 | 0 | 0 | 0 | 0 | 1372.7136 | 0 | 0
2016-11-21 05:00 | 0 | 0 | 0 | 0 | 0 | 469844.2775 | 0 | 396983 | 0 | 0 | 0 | 203470.6336 | 3648318.4564 | 0 | 0 | 0 | 0 | 0 | 0 | 0 | 0 | 0 | 1591305.3301 | 0 | 0 | 0 | 0 | 71488.5639 | 0 | 0 | 0 | 0 | 0 | 0 | 0 | 0 | 0 | 0 | 0 | 0 | 1372.7136 | 0 | 0
2016-11-21 06:00 | 0 | 0 | 0 | 0 | 0 | 388039.7136 | 0 | 386667 | 0 | 0 | 0 | 203470.6336 | 3648318.4564 | 0 | 0 | 0 | 0 | 0 | 0 | 0 | 0 | 0 | 1592397.1357 | 0 | 0 | 0 | 0 | 0 | 0 | 0 | 0 | 0 | 0 | 0 | 0 | 0 | 0 | 0 | 0 | 0 | 1372.7136 | 0 | 0
2016-11-21 07:00 | 0 | 0 | 0 | 0 | 0 | 38825.3833 | 0 | 381643 | 0 | 0 | 0 | 131982.0697 | 3375616.69 | 0 | 0 | 0 | 0 | 0 | 0 | 0 | 0 | 0 | 1593488.937 | 0 | 0 | 0 | 0 | -71488.5639 | 0 | 272701.7664 | 0 | 0 | 0 | 0 | 0 | 0 | 0 | 0 | 0 | 0 | 1372.7136 | 0 | 0
2016-11-21 08:00 | 0 | 0 | 0 | 0 | 0 | 452046.628 | 0 | 380988 | 0 | 0 | 0 | 203470.6336 | 3373814.0405 | 0 | 0 | 0 | 0 | 0 | 0 | 0 | 0 | 0 | 1594580.7339 | 0 | 0 | 0 | 0 | 71488.5639 | 0 | 1802.6495 | 0 | 0 | 0 | 0 | 0 | 0 | 0 | 0 | 0 | 0 | 1372.7136 | 0 | 0
2016-11-21 09:00 | 0 | 0 | 0 | 0 | 0 | 326653.2078 | 0 | 385774 | 0 | 0 | 0 | 142977.1278 | 3373814.0405 | 0 | 0 | 0 | 0 | 0 | 0 | 0 | 0 | 0 | 1595672.5265 | 0 | 0 | 0 | 0 | -60493.5058 | 0 | 0 | 0 | 0 | 0 | 0 | 0 | 0 | 0 | 0 | 0 | 0 | 1372.7136 | 0 | 0
2016-11-21 10:00 | 0 | 0 | 0 | 0 | 0 | 330767.1497 | 0 | 400883 | 0 | 0 | 0 | 71488.5639 | 3373814.0405 | 0 | 0 | 0 | 0 | 0 | 0 | 0 | 0 | 0 | 1596764.3146 | 0 | 0 | 0 | 0 | -71488.5639 | 0 | 0 | 0 | 0 | 0 | 0 | 0 | 0 | 0 | 0 | 0 | 0 | 1372.7136 | 0 | 0
2016-11-21 11:00 | 0 | 0 | 0 | 0 | 0 | 363084.1497 | 0 | 433200 | 0 | 0 | 0 | 0 | 3373814.0405 | 0 | 0 | 0 | 0 | 0 | 0 | 0 | 0 | 0 | 1597856.0984 | 0 | 0 | 0 | 0 | -71488.5639 | 0 | 0 | 0 | 0 | 0 | 0 | 0 | 0 | 0 | 0 | 0 | 0 | 1372.7136 | 0 | 0
2016-11-21 12:00 | 0 | 0 | 0 | 0 | 0 | 188880.9472 | 0 | 460210 | 0 | 0 | 0 | 0 | 3101112.2741 | 0 | 0 | 0 | 0 | 0 | 0 | 0 | 0 | 0 | 1598947.8779 | 0 | 0 | 0 | 0 | 0 | 0 | 272701.7664 | 0 | 0 | 0 | 0 | 0 | 0 | 0 | 0 | 0 | 0 | 1372.7136 | 0 | 0
2016-11-21 13:00 | 0 | 0 | 0 | 0 | 0 | 270570.1559 | 18.3552 | 470429 | 0 | 0 | 0 | 71488.5639 | 2828410.5077 | 0 | 0 | 0 | 0 | 0 | 0 | 0 | 0 | 0 | 1600039.653 | 0 | 0 | 0 | 0 | 71488.5639 | 0 | 272701.7664 | 0 | 0 | 0 | 0 | 0 | 0 | 0 | 0 | 0 | 0 | 1372.7136 | 0 | 0
2016-11-21 14:00 | 0 | 0 | 0 | 0 | 0 | 202869.7333 | 48694.0561 | 469601 | 0 | 0 | 0 | 124780.4061 | 2555708.7412 | 0 | 0 | 0 | 0 | 0 | 0 | 0 | 0 | 0 | 1601131.4237 | 0 | 0 | 0 | 0 | 53291.8422 | 0 | 272701.7664 | 0 | 0 | 0 | 0 | 0 | 0 | 0 | 0 | 0 | 0 | 1372.7136 | 0 | 0
2016-11-21 15:00 | 0 | 0 | 0 | 0 | 0 | 276131.274 | 165858.1903 | 464608 | 0 | 0 | 0 | 100789.1568 | 2555708.7412 | 0 | 0 | 0 | 0 | 0 | 0 | 0 | 0 | 0 | 1602223.19 | 0 | 0 | 0 | 0 | -23991.2493 | 0 | 0 | 0 | 0 | 0 | 0 | 0 | 0 | 0 | 0 | 0 | 0 | 1372.7136 | 0 | 0
2016-11-21 16:00 | 0 | 0 | 0 | 0 | 0 | 252456.4253 | 278093.8521 | 457689 | 0 | 0 | 0 | 172277.7207 | 2555708.7412 | 0 | 0 | 0 | 0 | 0 | 0 | 0 | 0 | 0 | 1603314.952 | 0 | 0 | 0 | 0 | 71488.5639 | 0 | 0 | 0 | 0 | 0 | 0 | 0 | 0 | 0 | 0 | 0 | 0 | 1372.7136 | 0 | 0
2016-11-21 17:00 | 0 | 0 | 0 | 0 | 0 | 0 | 350148.9202 | 450508 | 0 | 0 | 0 | 100789.1568 | 2525465.5117 | 0 | 0 | 0 | 0 | 0 | 0 | 0 | 0 | 0 | 1604406.7096 | 0 | 0 | 0 | 0 | -71488.5639 | 0 | 30243.2295 | 0 | 0 | 0 | 0 | 0 | 0 | 0 | 0 | 0 | 0 | 1372.7136 | 0 | 0
2016-11-21 18:00 | 0 | 0 | 0 | 0 | 0 | 142338.6671 | 375689.6104 | 445167 | 0 | 0 | 0 | 172277.7207 | 2525465.5117 | 0 | 0 | 0 | 0 | 0 | 0 | 0 | 0 | 0 | 1605498.4628 | 0 | 0 | 0 | 0 | 71488.5639 | 0 | 0 | 0 | 0 | 0 | 0 | 0 | 0 | 0 | 0 | 0 | 0 | 1372.7136 | 0 | 0
2016-11-21 19:00 | 0 | 0 | 0 | 0 | 0 | 0 | 373326.0728 | 440899 | 0 | 0 | 0 | 103332.0799 | 2525465.5117 | 0 | 0 | 0 | 0 | 0 | 0 | 0 | 0 | 0 | 1606590.2117 | 0 | 0 | 0 | 0 | -68945.6407 | 0 | 0 | 0 | 0 | 0 | 0 | 0 | 0 | 0 | 0 | 0 | 0 | 1372.7136 | 0 | 0
2016-11-21 20:00 | 0 | 0 | 0 | 0 | 0 | 0 | 355122.538 | 439651 | 0 | 0 | 0 | 174820.6438 | 2368075.7723 | 0 | 0 | 0 | 0 | 0 | 0 | 0 | 0 | 0 | 1607681.9562 | 0 | 0 | 0 | 0 | 71488.5639 | 115312.027 | 272701.7664 | 0 | 0 | 0 | 0 | 0 | 0 | 0 | 0 | 0 | 0 | 1372.7136 | 0 | 0
2016-11-21 21:00 | 0 | 0 | 0 | 0 | 0 | 0 | 325196.3367 | 444452 | 0 | 0 | 0 | 203470.6336 | 2218797.4056 | 0 | 0 | 0 | 0 | 0 | 0 | 0 | 0 | 0 | 1608773.6963 | 0 | 0 | 0 | 0 | 28649.9897 | 0 | 149278.3666 | 0 | 0 | 0 | 0 | 0 | 0 | 0 | 0 | 0 | 0 | 1372.7136 | 0 | 0
2016-11-21 22:00 | 0 | 0 | 0 | 0 | 0 | 122295.6817 | 270143.468 | 462555 | 0 | 0 | 0 | 131982.0697 | 2218797.4056 | 0 | 0 | 0 | 0 | 0 | 0 | 0 | 0 | 0 | 1609865.4321 | 0 | 0 | 0 | 0 | -71488.5639 | 0 | 0 | 0 | 0 | 0 | 0 | 0 | 0 | 0 | 0 | 0 | 0 | 1372.7136 | 0 | 0
2016-11-21 23:00 | 0 | 0 | 0 | 0 | 0 | 319438.7796 | 171922.9921 | 478994 | 0 | 0 | 0 | 142977.1278 | 2218797.4056 | 0 | 0 | 0 | 0 | 0 | 0 | 0 | 0 | 0 | 1610957.1635 | 0 | 0 | 0 | 0 | 10995.0581 | 0 | 0 | 0 | 0 | 0 | 0 | 0 | 0 | 0 | 0 | 0 | 0 | 1372.7136 | 0 | 0
2016-11-22 | 0 | 0 | 0 | 0 | 0 | 128689.4963 | 13735.8869 | 485243 | 0 | 0 | 0 | 71488.5639 | 1946095.6392 | 0 | 0 | 0 | 0 | 0 | 0 | 0 | 0 | 0 | 1612048.8906 | 0 | 0 | 0 | 0 | -71488.5639 | 0 | 272701.7664 | 0 | 0 | 0 | 0 | 0 | 0 | 0 | 0 | 0 | 0 | 1372.7136 | 0 | 0
2016-11-22 01:00 | 0 | 0 | 0 | 0 | 0 | 414212.1497 | 0 | 484328 | 0 | 0 | 0 | 0 | 1946095.6392 | 0 | 0 | 0 | 0 | 0 | 0 | 0 | 0 | 0 | 1613140.6132 | 0 | 0 | 0 | 0 | -71488.5639 | 0 | 0 | 0 | 0 | 0 | 0 | 0 | 0 | 0 | 0 | 0 | 0 | 1372.7136 | 0 | 0
2016-11-22 02:00 | 0 | 0 | 0 | 0 | 0 | 473468.7136 | 0 | 472096 | 0 | 0 | 0 | 0 | 1946095.6392 | 0 | 0 | 0 | 0 | 0 | 0 | 0 | 0 | 0 | 1614232.3315 | 0 | 0 | 0 | 0 | 0 | 0 | 0 | 0 | 0 | 0 | 0 | 0 | 0 | 0 | 0 | 0 | 0 | 1372.7136 | 0 | 0
2016-11-22 03:00 | 0 | 0 | 0 | 0 | 0 | 452906.7136 | 0 | 451534 | 0 | 0 | 0 | 0 | 1946095.6392 | 0 | 0 | 0 | 0 | 0 | 0 | 0 | 0 | 0 | 1615324.0455 | 0 | 0 | 0 | 0 | 0 | 0 | 0 | 0 | 0 | 0 | 0 | 0 | 0 | 0 | 0 | 0 | 0 | 1372.7136 | 0 | 0
2016-11-22 04:00 | 0 | 0 | 0 | 0 | 0 | 503210.2775 | 0 | 430349 | 0 | 0 | 0 | 71488.5639 | 1946095.6392 | 0 | 0 | 0 | 0 | 0 | 0 | 0 | 0 | 0 | 1616415.755 | 0 | 0 | 0 | 0 | 71488.5639 | 0 | 0 | 0 | 0 | 0 | 0 | 0 | 0 | 0 | 0 | 0 | 0 | 1372.7136 | 0 | 0
2016-11-22 05:00 | 0 | 0 | 0 | 0 | 0 | 340910.1497 | 0 | 411026 | 0 | 0 | 0 | 0 | 1946095.6392 | 0 | 0 | 0 | 0 | 0 | 0 | 0 | 0 | 0 | 1617507.4602 | 0 | 0 | 0 | 0 | -71488.5639 | 0 | 0 | 0 | 0 | 0 | 0 | 0 | 0 | 0 | 0 | 0 | 0 | 1372.7136 | 0 | 0
2016-11-22 06:00 | 0 | 0 | 0 | 0 | 0 | 471041.2775 | 0 | 398180 | 0 | 0 | 0 | 71488.5639 | 1946095.6392 | 0 | 0 | 0 | 0 | 0 | 0 | 0 | 0 | 0 | 1618599.1611 | 0 | 0 | 0 | 0 | 71488.5639 | 0 | 0 | 0 | 0 | 0 | 0 | 0 | 0 | 0 | 0 | 0 | 0 | 1372.7136 | 0 | 0
2016-11-22 07:00 | 0 | 0 | 0 | 0 | 0 | 320055.1497 | 0 | 390171 | 0 | 0 | 0 | 0 | 1946095.6392 | 0 | 0 | 0 | 0 | 0 | 0 | 0 | 0 | 0 | 1619690.8575 | 0 | 0 | 0 | 0 | -71488.5639 | 0 | 0 | 0 | 0 | 0 | 0 | 0 | 0 | 0 | 0 | 0 | 0 | 1372.7136 | 0 | 0
2016-11-22 08:00 | 0 | 0 | 0 | 0 | 0 | 460453.2775 | 0 | 387592 | 0 | 0 | 0 | 71488.5639 | 1946095.6392 | 0 | 0 | 0 | 0 | 0 | 0 | 0 | 0 | 0 | 1620782.5497 | 0 | 0 | 0 | 0 | 71488.5639 | 0 | 0 | 0 | 0 | 0 | 0 | 0 | 0 | 0 | 0 | 0 | 0 | 1372.7136 | 0 | 0
2016-11-22 09:00 | 0 | 0 | 0 | 0 | 0 | 321795.1497 | 0 | 391911 | 0 | 0 | 0 | 0 | 1946095.6392 | 0 | 0 | 0 | 0 | 0 | 0 | 0 | 0 | 0 | 1621874.2374 | 0 | 0 | 0 | 0 | -71488.5639 | 0 | 0 | 0 | 0 | 0 | 0 | 0 | 0 | 0 | 0 | 0 | 0 | 1372.7136 | 0 | 0
2016-11-22 10:00 | 0 | 0 | 0 | 0 | 0 | 406348.7136 | 0 | 404976 | 0 | 0 | 0 | 0 | 1946095.6392 | 0 | 0 | 0 | 0 | 0 | 0 | 0 | 0 | 0 | 1622965.9208 | 0 | 0 | 0 | 0 | 0 | 0 | 0 | 0 | 0 | 0 | 0 | 0 | 0 | 0 | 0 | 0 | 0 | 1372.7136 | 0 | 0
2016-11-22 11:00 | 0 | 0 | 0 | 0 | 0 | 506463.2775 | 0 | 433602 | 0 | 0 | 0 | 71488.5639 | 1946095.6392 | 0 | 0 | 0 | 0 | 0 | 0 | 0 | 0 | 0 | 1624057.5998 | 0 | 0 | 0 | 0 | 71488.5639 | 0 | 0 | 0 | 0 | 0 | 0 | 0 | 0 | 0 | 0 | 0 | 0 | 1372.7136 | 0 | 0
2016-11-22 12:00 | 0 | 0 | 0 | 0 | 0 | 114662.3833 | 0 | 457480 | 0 | 0 | 0 | 0 | 1673393.8728 | 0 | 0 | 0 | 0 | 0 | 0 | 0 | 0 | 0 | 1625149.2744 | 0 | 0 | 0 | 0 | -71488.5639 | 0 | 272701.7664 | 0 | 0 | 0 | 0 | 0 | 0 | 0 | 0 | 0 | 0 | 1372.7136 | 0 | 0
2016-11-22 13:00 | 0 | 0 | 0 | 0 | 0 | 538904.2223 | 0.055168 | 466043 | 0 | 0 | 0 | 71488.5639 | 1673393.8728 | 0 | 0 | 0 | 0 | 0 | 0 | 0 | 0 | 0 | 1626240.9447 | 0 | 0 | 0 | 0 | 71488.5639 | 0 | 0 | 0 | 0 | 0 | 0 | 0 | 0 | 0 | 0 | 0 | 0 | 1372.7136 | 0 | 0
2016-11-22 14:00 | 0 | 0 | 0 | 0 | 0 | 375971.8315 | 72930.5973 | 464785 | 0 | 0 | 0 | 54233.279 | 1673393.8728 | 0 | 0 | 0 | 0 | 0 | 0 | 0 | 0 | 0 | 1627332.6106 | 0 | 0 | 0 | 0 | -17255.2849 | 0 | 0 | 0 | 0 | 0 | 0 | 0 | 0 | 0 | 0 | 0 | 0 | 1372.7136 | 0 | 0
2016-11-22 15:00 | 0 | 0 | 0 | 0 | 0 | 0 | 440633.789 | 460742 | 0 | 0 | 0 | 32752.3544 | 1673393.8728 | 0 | 0 | 0 | 0 | 0 | 0 | 0 | 0 | 0 | 1628424.2721 | 0 | 0 | 0 | 0 | -21480.9246 | 0 | 0 | 0 | 0 | 0 | 0 | 0 | 0 | 0 | 0 | 0 | 0 | 1372.7136 | 0 | 0
2016-11-22 16:00 | 0 | 0 | 0 | 0 | 0 | 0 | 598242.8652 | 454831 | 0 | 0 | 0 | 0 | 1848185.3788 | 0 | 0 | 0 | 0 | 0 | 0 | 0 | 0 | 0 | 1629515.9293 | 0 | 0 | 0 | 0 | -32752.3544 | 174791.506 | 0 | 0 | 0 | 0 | 0 | 0 | 0 | 0 | 0 | 0 | 0 | 1372.7136 | 0 | 0
2016-11-22 17:00 | 0 | 0 | 0 | 0 | 0 | 0 | 611054.9622 | 447871 | 0 | 0 | 0 | 0 | 2009996.6275 | 0 | 0 | 0 | 0 | 0 | 0 | 0 | 0 | 0 | 1630607.5821 | 0 | 0 | 0 | 0 | 0 | 161811.2486 | 0 | 0 | 0 | 0 | 0 | 0 | 0 | 0 | 0 | 0 | 0 | 1372.7136 | 0 | 0
2016-11-22 18:00 | 0 | 0 | 0 | 0 | 0 | 0 | 571596.2423 | 444399 | 0 | 0 | 0 | 66450.0478 | 2069371.1084 | 0 | 0 | 0 | 0 | 0 | 0 | 0 | 0 | 0 | 1631699.2305 | 0 | 0 | 0 | 0 | 66450.0478 | 59374.4809 | 0 | 0 | 0 | 0 | 0 | 0 | 0 | 0 | 0 | 0 | 0 | 1372.7136 | 0 | 0
2016-11-22 19:00 | 0 | 0 | 0 | 0 | 0 | 0 | 551425.1719 | 441711 | 0 | 0 | 0 | 0 | 2244162.6144 | 0 | 0 | 0 | 0 | 0 | 0 | 0 | 0 | 0 | 1632790.8746 | 0 | 0 | 0 | 0 | -66450.0478 | 174791.506 | 0 | 0 | 0 | 0 | 0 | 0 | 0 | 0 | 0 | 0 | 0 | 1372.7136 | 0 | 0
2016-11-22 20:00 | 0 | 0 | 0 | 0 | 0 | 0 | 558512.0735 | 440798 | 0 | 0 | 0 | 60493.5058 | 2300010.4686 | 0 | 0 | 0 | 0 | 0 | 0 | 0 | 0 | 0 | 1633882.5143 | 0 | 0 | 0 | 0 | 60493.5058 | 55847.8542 | 0 | 0 | 0 | 0 | 0 | 0 | 0 | 0 | 0 | 0 | 0 | 1372.7136 | 0 | 0
2016-11-22 21:00 | 0 | 0 | 0 | 0 | 0 | 0 | 576323.3912 | 445928 | 0 | 0 | 0 | 131982.0697 | 2357544.5824 | 0 | 0 | 0 | 0 | 0 | 0 | 0 | 0 | 0 | 1634974.1496 | 0 | 0 | 0 | 0 | 71488.5639 | 57534.1138 | 0 | 0 | 0 | 0 | 0 | 0 | 0 | 0 | 0 | 0 | 0 | 1372.7136 | 0 | 0
2016-11-22 22:00 | 0 | 0 | 0 | 0 | 0 | 0 | 534960.9451 | 461392 | 0 | 0 | 0 | 203470.6336 | 2358252.2499 | 0 | 0 | 0 | 0 | 0 | 0 | 0 | 0 | 0 | 1636065.7806 | 0 | 0 | 0 | 0 | 71488.5639 | 707.6676 | 0 | 0 | 0 | 0 | 0 | 0 | 0 | 0 | 0 | 0 | 0 | 1372.7136 | 0 | 0
2016-11-22 23:00 | 0 | 0 | 0 | 0 | 0 | 218284.1829 | 257471.5307 | 474383 | 0 | 0 | 0 | 203470.6336 | 2358252.2499 | 0 | 0 | 0 | 0 | 0 | 0 | 0 | 0 | 0 | 1637157.4072 | 0 | 0 | 0 | 0 | 0 | 0 | 0 | 0 | 0 | 0 | 0 | 0 | 0 | 0 | 0 | 0 | 0 | 1372.7136 | 0 | 0
2016-11-23 | 0 | 0 | 0 | 0 | 0 | 412504.6041 | 6540.6037 | 478166 | 0 | 0 | 0 | 142977.1278 | 2358252.2499 | 0 | 0 | 0 | 0 | 0 | 0 | 0 | 0 | 0 | 1638249.0294 | 0 | 0 | 0 | 0 | -60493.5058 | 0 | 0 | 0 | 0 | 0 | 0 | 0 | 0 | 0 | 0 | 0 | 0 | 1372.7136 | 0 | 0
2016-11-23 01:00 | 0 | 0 | 0 | 0 | 0 | 405873.1497 | 0 | 475989 | 0 | 0 | 0 | 71488.5639 | 2358252.2499 | 0 | 0 | 0 | 0 | 0 | 0 | 0 | 0 | 0 | 1639340.6473 | 0 | 0 | 0 | 0 | -71488.5639 | 0 | 0 | 0 | 0 | 0 | 0 | 0 | 0 | 0 | 0 | 0 | 0 | 1372.7136 | 0 | 0
2016-11-23 02:00 | 0 | 0 | 0 | 0 | 0 | 394214.1497 | 0 | 464330 | 0 | 0 | 0 | 0 | 2358252.2499 | 0 | 0 | 0 | 0 | 0 | 0 | 0 | 0 | 0 | 1640432.2608 | 0 | 0 | 0 | 0 | -71488.5639 | 0 | 0 | 0 | 0 | 0 | 0 | 0 | 0 | 0 | 0 | 0 | 0 | 1372.7136 | 0 | 0
2016-11-23 03:00 | 0 | 0 | 0 | 0 | 0 | 447109.7136 | 0 | 445737 | 0 | 0 | 0 | 0 | 2358252.2499 | 0 | 0 | 0 | 0 | 0 | 0 | 0 | 0 | 0 | 1641523.8699 | 0 | 0 | 0 | 0 | 0 | 0 | 0 | 0 | 0 | 0 | 0 | 0 | 0 | 0 | 0 | 0 | 0 | 1372.7136 | 0 | 0
2016-11-23 04:00 | 0 | 0 | 0 | 0 | 0 | 497627.2775 | 0 | 424766 | 0 | 0 | 0 | 71488.5639 | 2358252.2499 | 0 | 0 | 0 | 0 | 0 | 0 | 0 | 0 | 0 | 1642615.4747 | 0 | 0 | 0 | 0 | 71488.5639 | 0 | 0 | 0 | 0 | 0 | 0 | 0 | 0 | 0 | 0 | 0 | 0 | 1372.7136 | 0 | 0
2016-11-23 05:00 | 0 | 0 | 0 | 0 | 0 | 478310.2775 | 0 | 405449 | 0 | 0 | 0 | 142977.1278 | 2358252.2499 | 0 | 0 | 0 | 0 | 0 | 0 | 0 | 0 | 0 | 1643707.0751 | 0 | 0 | 0 | 0 | 71488.5639 | 0 | 0 | 0 | 0 | 0 | 0 | 0 | 0 | 0 | 0 | 0 | 0 | 1372.7136 | 0 | 0
2016-11-23 06:00 | 0 | 0 | 0 | 0 | 0 | 452889.2194 | 0 | 391023 | 0 | 0 | 0 | 203470.6336 | 2358252.2499 | 0 | 0 | 0 | 0 | 0 | 0 | 0 | 0 | 0 | 1644798.6712 | 0 | 0 | 0 | 0 | 60493.5058 | 0 | 0 | 0 | 0 | 0 | 0 | 0 | 0 | 0 | 0 | 0 | 0 | 1372.7136 | 0 | 0
2016-11-23 07:00 | 0 | 0 | 0 | 0 | 0 | 311587.1497 | 0 | 381703 | 0 | 0 | 0 | 131982.0697 | 2358252.2499 | 0 | 0 | 0 | 0 | 0 | 0 | 0 | 0 | 0 | 1645890.2628 | 0 | 0 | 0 | 0 | -71488.5639 | 0 | 0 | 0 | 0 | 0 | 0 | 0 | 0 | 0 | 0 | 0 | 0 | 1372.7136 | 0 | 0
2016-11-23 08:00 | 0 | 0 | 0 | 0 | 0 | 449947.2775 | 0 | 377086 | 0 | 0 | 0 | 203470.6336 | 2358252.2499 | 0 | 0 | 0 | 0 | 0 | 0 | 0 | 0 | 0 | 1646981.8501 | 0 | 0 | 0 | 0 | 71488.5639 | 0 | 0 | 0 | 0 | 0 | 0 | 0 | 0 | 0 | 0 | 0 | 0 | 1372.7136 | 0 | 0
2016-11-23 09:00 | 0 | 0 | 0 | 0 | 0 | 106849.9472 | 0 | 378179 | 0 | 0 | 0 | 203470.6336 | 2085550.4835 | 0 | 0 | 0 | 0 | 0 | 0 | 0 | 0 | 0 | 1648073.4331 | 0 | 0 | 0 | 0 | 0 | 0 | 272701.7664 | 0 | 0 | 0 | 0 | 0 | 0 | 0 | 0 | 0 | 0 | 1372.7136 | 0 | 0
2016-11-23 10:00 | 0 | 0 | 0 | 0 | 0 | 328684.2078 | 0 | 387805 | 0 | 0 | 0 | 142977.1278 | 2085550.4835 | 0 | 0 | 0 | 0 | 0 | 0 | 0 | 0 | 0 | 1649165.0116 | 0 | 0 | 0 | 0 | -60493.5058 | 0 | 0 | 0 | 0 | 0 | 0 | 0 | 0 | 0 | 0 | 0 | 0 | 1372.7136 | 0 | 0
2016-11-23 11:00 | 0 | 0 | 0 | 0 | 0 | 67747.3833 | 0 | 410565 | 0 | 0 | 0 | 71488.5639 | 1812848.7171 | 0 | 0 | 0 | 0 | 0 | 0 | 0 | 0 | 0 | 1650256.5859 | 0 | 0 | 0 | 0 | -71488.5639 | 0 | 272701.7664 | 0 | 0 | 0 | 0 | 0 | 0 | 0 | 0 | 0 | 0 | 1372.7136 | 0 | 0
2016-11-23 12:00 | 0 | 0 | 0 | 0 | 0 | 362192.1497 | 0 | 432308 | 0 | 0 | 0 | 0 | 1812848.7171 | 0 | 0 | 0 | 0 | 0 | 0 | 0 | 0 | 0 | 1651348.1557 | 0 | 0 | 0 | 0 | -71488.5639 | 0 | 0 | 0 | 0 | 0 | 0 | 0 | 0 | 0 | 0 | 0 | 0 | 1372.7136 | 0 | 0
2016-11-23 13:00 | 0 | 0 | 0 | 0 | 0 | 173699.9751 | 10.9721 | 445040 | 0 | 0 | 0 | 0 | 1540146.9507 | 0 | 0 | 0 | 0 | 0 | 0 | 0 | 0 | 0 | 1652439.7212 | 0 | 0 | 0 | 0 | 0 | 0 | 272701.7664 | 0 | 0 | 0 | 0 | 0 | 0 | 0 | 0 | 0 | 0 | 1372.7136 | 0 | 0
2016-11-23 14:00 | 0 | 0 | 0 | 0 | 0 | 290377.5137 | 161009.1999 | 450014 | 0 | 0 | 0 | 0 | 1540146.9507 | 0 | 0 | 0 | 0 | 0 | 0 | 0 | 0 | 0 | 1653531.2823 | 0 | 0 | 0 | 0 | 0 | 0 | 0 | 0 | 0 | 0 | 0 | 0 | 0 | 0 | 0 | 0 | 0 | 1372.7136 | 0 | 0
2016-11-23 15:00 | 0 | 0 | 0 | 0 | 0 | 0 | 492551.0197 | 451262 | 0 | 0 | 0 | 16243.6998 | 1563819.557 | 0 | 0 | 0 | 0 | 0 | 0 | 0 | 0 | 0 | 1654622.839 | 0 | 0 | 0 | 0 | 16243.6998 | 23672.6063 | 0 | 0 | 0 | 0 | 0 | 0 | 0 | 0 | 0 | 0 | 0 | 1372.7136 | 0 | 0
2016-11-23 16:00 | 0 | 0 | 0 | 0 | 0 | 0 | 608425.5198 | 448505 | 0 | 0 | 0 | 0 | 1738611.063 | 0 | 0 | 0 | 0 | 0 | 0 | 0 | 0 | 0 | 1655714.3914 | 0 | 0 | 0 | 0 | -16243.6998 | 174791.506 | 0 | 0 | 0 | 0 | 0 | 0 | 0 | 0 | 0 | 0 | 0 | 1372.7136 | 0 | 0
2016-11-23 17:00 | 0 | 0 | 0 | 0 | 0 | 0 | 614778.3685 | 443676 | 0 | 0 | 0 | 71488.5639 | 1836852.1541 | 0 | 0 | 0 | 0 | 0 | 0 | 0 | 0 | 0 | 1656805.9394 | 0 | 0 | 0 | 0 | 71488.5639 | 98241.0911 | 0 | 0 | 0 | 0 | 0 | 0 | 0 | 0 | 0 | 0 | 0 | 1372.7136 | 0 | 0
2016-11-23 18:00 | 0 | 0 | 0 | 0 | 0 | 0 | 584788.9916 | 439557 | 0 | 0 | 0 | 53990.0238 | 1998209.9722 | 0 | 0 | 0 | 0 | 0 | 0 | 0 | 0 | 0 | 1657897.483 | 0 | 0 | 0 | 0 | -17498.5401 | 161357.8181 | 0 | 0 | 0 | 0 | 0 | 0 | 0 | 0 | 0 | 0 | 0 | 1372.7136 | 0 | 0
2016-11-23 19:00 | 0 | 0 | 0 | 0 | 0 | 0 | 571733.259 | 437064 | 0 | 0 | 0 | 125478.5877 | 2060017.9537 | 0 | 0 | 0 | 0 | 0 | 0 | 0 | 0 | 0 | 1658989.0223 | 0 | 0 | 0 | 0 | 71488.5639 | 61807.9815 | 0 | 0 | 0 | 0 | 0 | 0 | 0 | 0 | 0 | 0 | 0 | 1372.7136 | 0 | 0
2016-11-23 20:00 | 0 | 0 | 0 | 0 | 0 | 0 | 589711.6539 | 435214 | 0 | 0 | 0 | 196967.1516 | 2141654.3301 | 0 | 0 | 0 | 0 | 0 | 0 | 0 | 0 | 0 | 1660080.5572 | 0 | 0 | 0 | 0 | 71488.5639 | 81636.3764 | 0 | 0 | 0 | 0 | 0 | 0 | 0 | 0 | 0 | 0 | 0 | 1372.7136 | 0 | 0
2016-11-23 21:00 | 0 | 0 | 0 | 0 | 0 | 0 | 621283.7016 | 438616 | 0 | 0 | 0 | 203470.6336 | 2316445.8361 | 0 | 0 | 0 | 0 | 0 | 0 | 0 | 0 | 0 | 1661172.0878 | 0 | 0 | 0 | 0 | 6503.4819 | 174791.506 | 0 | 0 | 0 | 0 | 0 | 0 | 0 | 0 | 0 | 0 | 0 | 1372.7136 | 0 | 0
2016-11-23 22:00 | 0 | 0 | 0 | 0 | 0 | 0 | 580928.8321 | 450517 | 0 | 0 | 0 | 203470.6336 | 2445484.9546 | 0 | 0 | 0 | 0 | 0 | 0 | 0 | 0 | 0 | 1662263.6139 | 0 | 0 | 0 | 0 | 0 | 129039.1185 | 0 | 0 | 0 | 0 | 0 | 0 | 0 | 0 | 0 | 0 | 0 | 1372.7136 | 0 | 0
2016-11-23 23:00 | 0 | 0 | 0 | 0 | 0 | 192392.8241 | 266478.8895 | 457499 | 0 | 0 | 0 | 203470.6336 | 2445484.9546 | 0 | 0 | 0 | 0 | 0 | 0 | 0 | 0 | 0 | 1663355.1358 | 0 | 0 | 0 | 0 | 0 | 0 | 0 | 0 | 0 | 0 | 0 | 0 | 0 | 0 | 0 | 0 | 0 | 1372.7136 | 0 | 0
2016-11-24 | 0 | 0 | 0 | 0 | 0 | 292330.9268 | 19500.3459 | 457519 | 0 | 0 | 0 | 131982.0697 | 2369913.0776 | 0 | 0 | 0 | 0 | 0 | 0 | 0 | 0 | 0 | 1664446.6532 | 0 | 0 | 0 | 0 | -71488.5639 | 0 | 75571.877 | 0 | 0 | 0 | 0 | 0 | 0 | 0 | 0 | 0 | 0 | 1372.7136 | 0 | 0
2016-11-24 01:00 | 0 | 0 | 0 | 0 | 0 | 319729.4694 | 0 | 452882 | 0 | 0 | 0 | 203470.6336 | 2163899.2695 | 0 | 0 | 0 | 0 | 0 | 0 | 0 | 0 | 0 | 1665538.1663 | 0 | 0 | 0 | 0 | 71488.5639 | 0 | 206013.808 | 0 | 0 | 0 | 0 | 0 | 0 | 0 | 0 | 0 | 0 | 1372.7136 | 0 | 0
2016-11-24 02:00 | 0 | 0 | 0 | 0 | 0 | 97637.3833 | 0 | 440455 | 0 | 0 | 0 | 131982.0697 | 1891197.5031 | 0 | 0 | 0 | 0 | 0 | 0 | 0 | 0 | 0 | 1666629.675 | 0 | 0 | 0 | 0 | -71488.5639 | 0 | 272701.7664 | 0 | 0 | 0 | 0 | 0 | 0 | 0 | 0 | 0 | 0 | 1372.7136 | 0 | 0
2016-11-24 03:00 | 0 | 0 | 0 | 0 | 0 | 375180.8704 | 0 | 422019 | 0 | 0 | 0 | 83771.2265 | 1891197.5031 | 0 | 0 | 0 | 0 | 0 | 0 | 0 | 0 | 0 | 1667721.1793 | 0 | 0 | 0 | 0 | -48210.8432 | 0 | 0 | 0 | 0 | 0 | 0 | 0 | 0 | 0 | 0 | 0 | 0 | 1372.7136 | 0 | 0
2016-11-24 04:00 | 0 | 0 | 0 | 0 | 0 | 394013.99 | 0 | 400437 | 0 | 0 | 0 | 75975.5028 | 1891197.5031 | 0 | 0 | 0 | 0 | 0 | 0 | 0 | 0 | 0 | 1668812.6793 | 0 | 0 | 0 | 0 | -7795.7236 | 0 | 0 | 0 | 0 | 0 | 0 | 0 | 0 | 0 | 0 | 0 | 0 | 1372.7136 | 0 | 0
2016-11-24 05:00 | 0 | 0 | 0 | 0 | 0 | 178780.5111 | 0 | 378621 | 0 | 0 | 0 | 147464.0667 | 1618495.7367 | 0 | 0 | 0 | 0 | 0 | 0 | 0 | 0 | 0 | 1669904.1749 | 0 | 0 | 0 | 0 | 71488.5639 | 0 | 272701.7664 | 0 | 0 | 0 | 0 | 0 | 0 | 0 | 0 | 0 | 0 | 1372.7136 | 0 | 0
2016-11-24 06:00 | 0 | 0 | 0 | 0 | 0 | 395021.0436 | 0 | 361370 | 0 | 0 | 0 | 203470.6336 | 1594767.5 | 0 | 0 | 0 | 0 | 0 | 0 | 0 | 0 | 0 | 1670995.6662 | 0 | 0 | 0 | 0 | 56006.5668 | 0 | 23728.2368 | 0 | 0 | 0 | 0 | 0 | 0 | 0 | 0 | 0 | 0 | 1372.7136 | 0 | 0
2016-11-24 07:00 | 0 | 0 | 0 | 0 | 0 | 279500.1497 | 0 | 349616 | 0 | 0 | 0 | 131982.0697 | 1594767.5 | 0 | 0 | 0 | 0 | 0 | 0 | 0 | 0 | 0 | 1672087.1531 | 0 | 0 | 0 | 0 | -71488.5639 | 0 | 0 | 0 | 0 | 0 | 0 | 0 | 0 | 0 | 0 | 0 | 0 | 1372.7136 | 0 | 0
2016-11-24 08:00 | 0 | 0 | 0 | 0 | 0 | 272122.1497 | 0 | 342238 | 0 | 0 | 0 | 60493.5058 | 1594767.5 | 0 | 0 | 0 | 0 | 0 | 0 | 0 | 0 | 0 | 1673178.6356 | 0 | 0 | 0 | 0 | -71488.5639 | 0 | 0 | 0 | 0 | 0 | 0 | 0 | 0 | 0 | 0 | 0 | 0 | 1372.7136 | 0 | 0
2016-11-24 09:00 | 0 | 0 | 0 | 0 | 0 | 7442.4414 | 0 | 339265 | 0 | 0 | 0 | 0 | 1322065.7335 | 0 | 0 | 0 | 0 | 0 | 0 | 0 | 0 | 0 | 1674270.1137 | 0 | 0 | 0 | 0 | -60493.5058 | 0 | 272701.7664 | 0 | 0 | 0 | 0 | 0 | 0 | 0 | 0 | 0 | 0 | 1372.7136 | 0 | 0
2016-11-24 10:00 | 0 | 0 | 0 | 0 | 0 | 342750.7136 | 0 | 341378 | 0 | 0 | 0 | 0 | 1322065.7335 | 0 | 0 | 0 | 0 | 0 | 0 | 0 | 0 | 0 | 1675361.5875 | 0 | 0 | 0 | 0 | 0 | 0 | 0 | 0 | 0 | 0 | 0 | 0 | 0 | 0 | 0 | 0 | 0 | 1372.7136 | 0 | 0
2016-11-24 11:00 | 0 | 0 | 0 | 0 | 0 | 77854.9472 | 0 | 349184 | 0 | 0 | 0 | 0 | 1049363.9671 | 0 | 0 | 0 | 0 | 0 | 0 | 0 | 0 | 0 | 1676453.057 | 0 | 0 | 0 | 0 | 0 | 0 | 272701.7664 | 0 | 0 | 0 | 0 | 0 | 0 | 0 | 0 | 0 | 0 | 1372.7136 | 0 | 0
2016-11-24 12:00 | 0 | 0 | 0 | 0 | 0 | 361722.7136 | 0 | 360350 | 0 | 0 | 0 | 0 | 1049363.9671 | 0 | 0 | 0 | 0 | 0 | 0 | 0 | 0 | 0 | 1677544.522 | 0 | 0 | 0 | 0 | 0 | 0 | 0 | 0 | 0 | 0 | 0 | 0 | 0 | 0 | 0 | 0 | 0 | 1372.7136 | 0 | 0
2016-11-24 13:00 | 0 | 0 | 0 | 0 | 0 | 178570.2051 | 8.306 | 378419 | 0 | 0 | 0 | 71488.5639 | 776662.2007 | 0 | 0 | 0 | 0 | 0 | 0 | 0 | 0 | 0 | 1678635.9827 | 0 | 0 | 0 | 0 | 71488.5639 | 0 | 272701.7664 | 0 | 0 | 0 | 0 | 0 | 0 | 0 | 0 | 0 | 0 | 1372.7136 | 0 | 0
2016-11-24 14:00 | 0 | 0 | 0 | 0 | 0 | 202940.0815 | 124075.0682 | 397131 | 0 | 0 | 0 | 0 | 776662.2007 | 0 | 0 | 0 | 0 | 0 | 0 | 0 | 0 | 0 | 1679727.439 | 0 | 0 | 0 | 0 | -71488.5639 | 0 | 0 | 0 | 0 | 0 | 0 | 0 | 0 | 0 | 0 | 0 | 0 | 1372.7136 | 0 | 0
2016-11-24 15:00 | 0 | 0 | 0 | 0 | 0 | 0 | 466129.1994 | 410459 | 0 | 0 | 0 | 0 | 830959.6865 | 0 | 0 | 0 | 0 | 0 | 0 | 0 | 0 | 0 | 1680818.891 | 0 | 0 | 0 | 0 | 0 | 54297.4858 | 0 | 0 | 0 | 0 | 0 | 0 | 0 | 0 | 0 | 0 | 0 | 1372.7136 | 0 | 0
2016-11-24 16:00 | 0 | 0 | 0 | 0 | 0 | 0 | 615150.3273 | 417634 | 0 | 0 | 0 | 21352.1077 | 1005751.1925 | 0 | 0 | 0 | 0 | 0 | 0 | 0 | 0 | 0 | 1681910.3386 | 0 | 0 | 0 | 0 | 21352.1077 | 174791.506 | 0 | 0 | 0 | 0 | 0 | 0 | 0 | 0 | 0 | 0 | 0 | 1372.7136 | 0 | 0
2016-11-24 17:00 | 0 | 0 | 0 | 0 | 0 | 0 | 616866.3817 | 414375 | 0 | 0 | 0 | 47679.2698 | 1180542.6986 | 0 | 0 | 0 | 0 | 0 | 0 | 0 | 0 | 0 | 1683001.7818 | 0 | 0 | 0 | 0 | 26327.1621 | 174791.506 | 0 | 0 | 0 | 0 | 0 | 0 | 0 | 0 | 0 | 0 | 0 | 1372.7136 | 0 | 0
2016-11-24 18:00 | 0 | 0 | 0 | 0 | 0 | 0 | 585361.6667 | 404355 | 0 | 0 | 0 | 115366.5821 | 1292489.3393 | 0 | 0 | 0 | 0 | 0 | 0 | 0 | 0 | 0 | 1684093.2206 | 0 | 0 | 0 | 0 | 67687.3124 | 111946.6407 | 0 | 0 | 0 | 0 | 0 | 0 | 0 | 0 | 0 | 0 | 0 | 1372.7136 | 0 | 0
2016-11-24 19:00 | 0 | 0 | 0 | 0 | 0 | 0 | 568988.3072 | 395055 | 0 | 0 | 0 | 113135.6697 | 1467280.8453 | 0 | 0 | 0 | 0 | 0 | 0 | 0 | 0 | 0 | 1685184.6551 | 0 | 0 | 0 | 0 | -2230.9124 | 174791.506 | 0 | 0 | 0 | 0 | 0 | 0 | 0 | 0 | 0 | 0 | 0 | 1372.7136 | 0 | 0
2016-11-24 20:00 | 0 | 0 | 0 | 0 | 0 | 0 | 581958.6196 | 386948 | 0 | 0 | 0 | 131982.0697 | 1642072.3514 | 0 | 0 | 0 | 0 | 0 | 0 | 0 | 0 | 0 | 1686276.0853 | 0 | 0 | 0 | 0 | 18846.3999 | 174791.506 | 0 | 0 | 0 | 0 | 0 | 0 | 0 | 0 | 0 | 0 | 0 | 1372.7136 | 0 | 0
2016-11-24 21:00 | 0 | 0 | 0 | 0 | 0 | 0 | 599663.2845 | 381058 | 0 | 0 | 0 | 203470.6336 | 1787816.3584 | 0 | 0 | 0 | 0 | 0 | 0 | 0 | 0 | 0 | 1687367.511 | 0 | 0 | 0 | 0 | 71488.5639 | 145744.007 | 0 | 0 | 0 | 0 | 0 | 0 | 0 | 0 | 0 | 0 | 0 | 1372.7136 | 0 | 0
2016-11-24 22:00 | 0 | 0 | 0 | 0 | 0 | 0 | 555623.0542 | 380683 | 0 | 0 | 0 | 203470.6336 | 1961383.699 | 0 | 0 | 0 | 0 | 0 | 0 | 0 | 0 | 0 | 1688458.9324 | 0 | 0 | 0 | 0 | 0 | 173567.3406 | 0 | 0 | 0 | 0 | 0 | 0 | 0 | 0 | 0 | 0 | 0 | 1372.7136 | 0 | 0
2016-11-24 23:00 | 0 | 0 | 0 | 0 | 0 | 0 | 253476.2023 | 383072 | 0 | 0 | 0 | 203470.6336 | 1830415.1877 | 0 | 0 | 0 | 0 | 0 | 0 | 0 | 0 | 0 | 1689550.3495 | 0 | 0 | 0 | 0 | 0 | 0 | 130968.5113 | 0 | 0 | 0 | 0 | 0 | 0 | 0 | 0 | 0 | 0 | 1372.7136 | 0 | 0
2016-11-25 | 0 | 0 | 0 | 0 | 0 | 44652.4334 | 6663.008 | 383138 | 0 | 0 | 0 | 142977.1278 | 1557713.4212 | 0 | 0 | 0 | 0 | 0 | 0 | 0 | 0 | 0 | 1690641.7621 | 0 | 0 | 0 | 0 | -60493.5058 | 0 | 272701.7664 | 0 | 0 | 0 | 0 | 0 | 0 | 0 | 0 | 0 | 0 | 1372.7136 | 0 | 0
2016-11-25 01:00 | 0 | 0 | 0 | 0 | 0 | 40093.3833 | 0 | 382911 | 0 | 0 | 0 | 71488.5639 | 1285011.6548 | 0 | 0 | 0 | 0 | 0 | 0 | 0 | 0 | 0 | 1691733.1704 | 0 | 0 | 0 | 0 | -71488.5639 | 0 | 272701.7664 | 0 | 0 | 0 | 0 | 0 | 0 | 0 | 0 | 0 | 0 | 1372.7136 | 0 | 0
2016-11-25 02:00 | 0 | 0 | 0 | 0 | 0 | 307542.1497 | 0 | 377658 | 0 | 0 | 0 | 0 | 1285011.6548 | 0 | 0 | 0 | 0 | 0 | 0 | 0 | 0 | 0 | 1692824.5744 | 0 | 0 | 0 | 0 | -71488.5639 | 0 | 0 | 0 | 0 | 0 | 0 | 0 | 0 | 0 | 0 | 0 | 0 | 1372.7136 | 0 | 0
2016-11-25 03:00 | 0 | 0 | 0 | 0 | 0 | 442704.2775 | 0 | 369843 | 0 | 0 | 0 | 71488.5639 | 1285011.6548 | 0 | 0 | 0 | 0 | 0 | 0 | 0 | 0 | 0 | 1693915.9739 | 0 | 0 | 0 | 0 | 71488.5639 | 0 | 0 | 0 | 0 | 0 | 0 | 0 | 0 | 0 | 0 | 0 | 0 | 1372.7136 | 0 | 0
2016-11-25 04:00 | 0 | 0 | 0 | 0 | 0 | 288546.1497 | 0 | 358662 | 0 | 0 | 0 | 0 | 1285011.6548 | 0 | 0 | 0 | 0 | 0 | 0 | 0 | 0 | 0 | 1695007.3691 | 0 | 0 | 0 | 0 | -71488.5639 | 0 | 0 | 0 | 0 | 0 | 0 | 0 | 0 | 0 | 0 | 0 | 0 | 1372.7136 | 0 | 0
2016-11-25 05:00 | 0 | 0 | 0 | 0 | 0 | 146786.5111 | 0 | 346627 | 0 | 0 | 0 | 71488.5639 | 1012309.8884 | 0 | 0 | 0 | 0 | 0 | 0 | 0 | 0 | 0 | 1696098.76 | 0 | 0 | 0 | 0 | 71488.5639 | 0 | 272701.7664 | 0 | 0 | 0 | 0 | 0 | 0 | 0 | 0 | 0 | 0 | 1372.7136 | 0 | 0
2016-11-25 06:00 | 0 | 0 | 0 | 0 | 0 | 125474.4529 | 0 | 336310 | 0 | 0 | 0 | 131982.0697 | 739608.122 | 0 | 0 | 0 | 0 | 0 | 0 | 0 | 0 | 0 | 1697190.1464 | 0 | 0 | 0 | 0 | 60493.5058 | 0 | 272701.7664 | 0 | 0 | 0 | 0 | 0 | 0 | 0 | 0 | 0 | 0 | 1372.7136 | 0 | 0
2016-11-25 07:00 | 0 | 0 | 0 | 0 | 0 | 401468.2775 | 0 | 328607 | 0 | 0 | 0 | 203470.6336 | 739608.122 | 0 | 0 | 0 | 0 | 0 | 0 | 0 | 0 | 0 | 1698281.5285 | 0 | 0 | 0 | 0 | 71488.5639 | 0 | 0 | 0 | 0 | 0 | 0 | 0 | 0 | 0 | 0 | 0 | 0 | 1372.7136 | 0 | 0
2016-11-25 08:00 | 0 | 0 | 0 | 0 | 0 | 326463.7136 | 0 | 325091 | 0 | 0 | 0 | 203470.6336 | 739608.122 | 0 | 0 | 0 | 0 | 0 | 0 | 0 | 0 | 0 | 1699372.9063 | 0 | 0 | 0 | 0 | 0 | 0 | 0 | 0 | 0 | 0 | 0 | 0 | 0 | 0 | 0 | 0 | 0 | 1372.7136 | 0 | 0
2016-11-25 09:00 | 0 | 0 | 0 | 0 | 0 | 267390.2078 | 0 | 326511 | 0 | 0 | 0 | 142977.1278 | 739608.122 | 0 | 0 | 0 | 0 | 0 | 0 | 0 | 0 | 0 | 1700464.2797 | 0 | 0 | 0 | 0 | -60493.5058 | 0 | 0 | 0 | 0 | 0 | 0 | 0 | 0 | 0 | 0 | 0 | 0 | 1372.7136 | 0 | 0
2016-11-25 10:00 | 0 | 0 | 0 | 0 | 0 | 261861.1497 | 0 | 331977 | 0 | 0 | 0 | 71488.5639 | 739608.122 | 0 | 0 | 0 | 0 | 0 | 0 | 0 | 0 | 0 | 1701555.6487 | 0 | 0 | 0 | 0 | -71488.5639 | 0 | 0 | 0 | 0 | 0 | 0 | 0 | 0 | 0 | 0 | 0 | 0 | 1372.7136 | 0 | 0
2016-11-25 11:00 | 0 | 0 | 0 | 0 | 0 | 273213.1497 | 0 | 343329 | 0 | 0 | 0 | 0 | 739608.122 | 0 | 0 | 0 | 0 | 0 | 0 | 0 | 0 | 0 | 1702647.0133 | 0 | 0 | 0 | 0 | -71488.5639 | 0 | 0 | 0 | 0 | 0 | 0 | 0 | 0 | 0 | 0 | 0 | 0 | 1372.7136 | 0 | 0
2016-11-25 12:00 | 0 | 0 | 0 | 0 | 0 | 358858.7136 | 0 | 357486 | 0 | 0 | 0 | 0 | 739608.122 | 0 | 0 | 0 | 0 | 0 | 0 | 0 | 0 | 0 | 1703738.3736 | 0 | 0 | 0 | 0 | 0 | 0 | 0 | 0 | 0 | 0 | 0 | 0 | 0 | 0 | 0 | 0 | 0 | 1372.7136 | 0 | 0
2016-11-25 13:00 | 0 | 0 | 0 | 0 | 0 | 444086.9678 | 0.30968 | 371226 | 0 | 0 | 0 | 71488.5639 | 739608.122 | 0 | 0 | 0 | 0 | 0 | 0 | 0 | 0 | 0 | 1704829.7295 | 0 | 0 | 0 | 0 | 71488.5639 | 0 | 0 | 0 | 0 | 0 | 0 | 0 | 0 | 0 | 0 | 0 | 0 | 1372.7136 | 0 | 0
2016-11-25 14:00 | 0 | 0 | 0 | 0 | 0 | 0 | 112837.051 | 383890 | 0 | 0 | 0 | 71764.6677 | 466906.3556 | 0 | 0 | 0 | 0 | 0 | 0 | 0 | 0 | 0 | 1705921.081 | 0 | 0 | 0 | 0 | 276.1038 | 0 | 272701.7664 | 0 | 0 | 0 | 0 | 0 | 0 | 0 | 0 | 0 | 0 | 1372.7136 | 0 | 0
2016-11-25 15:00 | 0 | 0 | 0 | 0 | 0 | 0 | 497922.2884 | 391571 | 0 | 0 | 0 | 33762.6099 | 609886.9883 | 0 | 0 | 0 | 0 | 0 | 0 | 0 | 0 | 0 | 1707012.4282 | 0 | 0 | 0 | 0 | -38002.0578 | 142980.6327 | 0 | 0 | 0 | 0 | 0 | 0 | 0 | 0 | 0 | 0 | 0 | 1372.7136 | 0 | 0
2016-11-25 16:00 | 0 | 0 | 0 | 0 | 0 | 0 | 622103.6731 | 395380 | 0 | 0 | 0 | 105251.1738 | 763749.3839 | 0 | 0 | 0 | 0 | 0 | 0 | 0 | 0 | 0 | 1708103.771 | 0 | 0 | 0 | 0 | 71488.5639 | 153862.3956 | 0 | 0 | 0 | 0 | 0 | 0 | 0 | 0 | 0 | 0 | 0 | 1372.7136 | 0 | 0
2016-11-25 17:00 | 0 | 0 | 0 | 0 | 0 | 0 | 599212.1155 | 396317 | 0 | 0 | 0 | 131982.0697 | 938540.8899 | 0 | 0 | 0 | 0 | 0 | 0 | 0 | 0 | 0 | 1709195.1095 | 0 | 0 | 0 | 0 | 26730.8959 | 174791.506 | 0 | 0 | 0 | 0 | 0 | 0 | 0 | 0 | 0 | 0 | 0 | 1372.7136 | 0 | 0
2016-11-25 18:00 | 0 | 0 | 0 | 0 | 0 | 0 | 570572.3069 | 394411 | 0 | 0 | 0 | 203470.6336 | 1041840.9193 | 0 | 0 | 0 | 0 | 0 | 0 | 0 | 0 | 0 | 1710286.4436 | 0 | 0 | 0 | 0 | 71488.5639 | 103300.0294 | 0 | 0 | 0 | 0 | 0 | 0 | 0 | 0 | 0 | 0 | 0 | 1372.7136 | 0 | 0
2016-11-25 19:00 | 0 | 0 | 0 | 0 | 0 | 0 | 553329.58 | 392762 | 0 | 0 | 0 | 203470.6336 | 1201035.7858 | 0 | 0 | 0 | 0 | 0 | 0 | 0 | 0 | 0 | 1711377.7733 | 0 | 0 | 0 | 0 | 0 | 159194.8664 | 0 | 0 | 0 | 0 | 0 | 0 | 0 | 0 | 0 | 0 | 0 | 1372.7136 | 0 | 0
2016-11-25 20:00 | 0 | 0 | 0 | 0 | 0 | 0 | 559833.7861 | 391901 | 0 | 0 | 0 | 195239.2 | 1375827.2918 | 0 | 0 | 0 | 0 | 0 | 0 | 0 | 0 | 0 | 1712469.0987 | 0 | 0 | 0 | 0 | -8231.4335 | 174791.506 | 0 | 0 | 0 | 0 | 0 | 0 | 0 | 0 | 0 | 0 | 0 | 1372.7136 | 0 | 0
2016-11-25 21:00 | 0 | 0 | 0 | 0 | 0 | 0 | 571221.1519 | 396044 | 0 | 0 | 0 | 203470.6336 | 1541400.2966 | 0 | 0 | 0 | 0 | 0 | 0 | 0 | 0 | 0 | 1713560.4197 | 0 | 0 | 0 | 0 | 8231.4335 | 165573.0048 | 0 | 0 | 0 | 0 | 0 | 0 | 0 | 0 | 0 | 0 | 0 | 1372.7136 | 0 | 0
2016-11-25 22:00 | 0 | 0 | 0 | 0 | 0 | 0 | 516945.5722 | 406896 | 0 | 0 | 0 | 203470.6336 | 1650077.1552 | 0 | 0 | 0 | 0 | 0 | 0 | 0 | 0 | 0 | 1714651.7363 | 0 | 0 | 0 | 0 | 0 | 108676.8586 | 0 | 0 | 0 | 0 | 0 | 0 | 0 | 0 | 0 | 0 | 0 | 1372.7136 | 0 | 0
2016-11-25 23:00 | 0 | 0 | 0 | 0 | 0 | 215796.7715 | 201774.9421 | 416199 | 0 | 0 | 0 | 203470.6336 | 1650077.1552 | 0 | 0 | 0 | 0 | 0 | 0 | 0 | 0 | 0 | 1715743.0485 | 0 | 0 | 0 | 0 | 0 | 0 | 0 | 0 | 0 | 0 | 0 | 0 | 0 | 0 | 0 | 0 | 0 | 1372.7136 | 0 | 0
2016-11-26 | 0 | 0 | 0 | 0 | 0 | 81341.5992 | 5261.8422 | 418426 | 0 | 0 | 0 | 142977.1278 | 1377375.3888 | 0 | 0 | 0 | 0 | 0 | 0 | 0 | 0 | 0 | 1716834.3564 | 0 | 0 | 0 | 0 | -60493.5058 | 0 | 272701.7664 | 0 | 0 | 0 | 0 | 0 | 0 | 0 | 0 | 0 | 0 | 1372.7136 | 0 | 0
2016-11-26 01:00 | 0 | 0 | 0 | 0 | 0 | 73002.3833 | 0 | 415820 | 0 | 0 | 0 | 71488.5639 | 1104673.6224 | 0 | 0 | 0 | 0 | 0 | 0 | 0 | 0 | 0 | 1717925.66 | 0 | 0 | 0 | 0 | -71488.5639 | 0 | 272701.7664 | 0 | 0 | 0 | 0 | 0 | 0 | 0 | 0 | 0 | 0 | 1372.7136 | 0 | 0
2016-11-26 02:00 | 0 | 0 | 0 | 0 | 0 | 336956.1497 | 0 | 407072 | 0 | 0 | 0 | 0 | 1104673.6224 | 0 | 0 | 0 | 0 | 0 | 0 | 0 | 0 | 0 | 1719016.9591 | 0 | 0 | 0 | 0 | -71488.5639 | 0 | 0 | 0 | 0 | 0 | 0 | 0 | 0 | 0 | 0 | 0 | 0 | 1372.7136 | 0 | 0
2016-11-26 03:00 | 0 | 0 | 0 | 0 | 0 | 455462.2194 | 0 | 393596 | 0 | 0 | 0 | 60493.5058 | 1104673.6224 | 0 | 0 | 0 | 0 | 0 | 0 | 0 | 0 | 0 | 1720108.2539 | 0 | 0 | 0 | 0 | 60493.5058 | 0 | 0 | 0 | 0 | 0 | 0 | 0 | 0 | 0 | 0 | 0 | 0 | 1372.7136 | 0 | 0
2016-11-26 04:00 | 0 | 0 | 0 | 0 | 0 | 451557.2775 | 0 | 378696 | 0 | 0 | 0 | 131982.0697 | 1104673.6224 | 0 | 0 | 0 | 0 | 0 | 0 | 0 | 0 | 0 | 1721199.5444 | 0 | 0 | 0 | 0 | 71488.5639 | 0 | 0 | 0 | 0 | 0 | 0 | 0 | 0 | 0 | 0 | 0 | 0 | 1372.7136 | 0 | 0
2016-11-26 05:00 | 0 | 0 | 0 | 0 | 0 | 434792.2775 | 0 | 361931 | 0 | 0 | 0 | 203470.6336 | 1104673.6224 | 0 | 0 | 0 | 0 | 0 | 0 | 0 | 0 | 0 | 1722290.8304 | 0 | 0 | 0 | 0 | 71488.5639 | 0 | 0 | 0 | 0 | 0 | 0 | 0 | 0 | 0 | 0 | 0 | 0 | 1372.7136 | 0 | 0
2016-11-26 06:00 | 0 | 0 | 0 | 0 | 0 | 290064.2078 | 0 | 349185 | 0 | 0 | 0 | 142977.1278 | 1104673.6224 | 0 | 0 | 0 | 0 | 0 | 0 | 0 | 0 | 0 | 1723382.1121 | 0 | 0 | 0 | 0 | -60493.5058 | 0 | 0 | 0 | 0 | 0 | 0 | 0 | 0 | 0 | 0 | 0 | 0 | 1372.7136 | 0 | 0
2016-11-26 07:00 | 0 | 0 | 0 | 0 | 0 | 270279.1497 | 0 | 340395 | 0 | 0 | 0 | 71488.5639 | 1104673.6224 | 0 | 0 | 0 | 0 | 0 | 0 | 0 | 0 | 0 | 1724473.3895 | 0 | 0 | 0 | 0 | -71488.5639 | 0 | 0 | 0 | 0 | 0 | 0 | 0 | 0 | 0 | 0 | 0 | 0 | 1372.7136 | 0 | 0
2016-11-26 08:00 | 0 | 0 | 0 | 0 | 0 | 265381.1497 | 0 | 335497 | 0 | 0 | 0 | 0 | 1104673.6224 | 0 | 0 | 0 | 0 | 0 | 0 | 0 | 0 | 0 | 1725564.6624 | 0 | 0 | 0 | 0 | -71488.5639 | 0 | 0 | 0 | 0 | 0 | 0 | 0 | 0 | 0 | 0 | 0 | 0 | 1372.7136 | 0 | 0
2016-11-26 09:00 | 0 | 0 | 0 | 0 | 0 | 407618.2775 | 0 | 334757 | 0 | 0 | 0 | 71488.5639 | 1104673.6224 | 0 | 0 | 0 | 0 | 0 | 0 | 0 | 0 | 0 | 1726655.931 | 0 | 0 | 0 | 0 | 71488.5639 | 0 | 0 | 0 | 0 | 0 | 0 | 0 | 0 | 0 | 0 | 0 | 0 | 1372.7136 | 0 | 0
2016-11-26 10:00 | 0 | 0 | 0 | 0 | 0 | 139678.5111 | 0 | 339519 | 0 | 0 | 0 | 142977.1278 | 831971.856 | 0 | 0 | 0 | 0 | 0 | 0 | 0 | 0 | 0 | 1727747.1953 | 0 | 0 | 0 | 0 | 71488.5639 | 0 | 272701.7664 | 0 | 0 | 0 | 0 | 0 | 0 | 0 | 0 | 0 | 0 | 1372.7136 | 0 | 0
2016-11-26 11:00 | 0 | 0 | 0 | 0 | 0 | 278699.1497 | 0 | 348815 | 0 | 0 | 0 | 71488.5639 | 831971.856 | 0 | 0 | 0 | 0 | 0 | 0 | 0 | 0 | 0 | 1728838.4552 | 0 | 0 | 0 | 0 | -71488.5639 | 0 | 0 | 0 | 0 | 0 | 0 | 0 | 0 | 0 | 0 | 0 | 0 | 1372.7136 | 0 | 0
2016-11-26 12:00 | 0 | 0 | 0 | 0 | 0 | 434271.2775 | 0 | 361410 | 0 | 0 | 0 | 142977.1278 | 831971.856 | 0 | 0 | 0 | 0 | 0 | 0 | 0 | 0 | 0 | 1729929.7107 | 0 | 0 | 0 | 0 | 71488.5639 | 0 | 0 | 0 | 0 | 0 | 0 | 0 | 0 | 0 | 0 | 0 | 0 | 1372.7136 | 0 | 0
2016-11-26 13:00 | 0 | 0 | 0 | 0 | 0 | 305649.1497 | 0 | 375765 | 0 | 0 | 0 | 71488.5639 | 831971.856 | 0 | 0 | 0 | 0 | 0 | 0 | 0 | 0 | 0 | 1731020.9618 | 0 | 0 | 0 | 0 | -71488.5639 | 0 | 0 | 0 | 0 | 0 | 0 | 0 | 0 | 0 | 0 | 0 | 0 | 1372.7136 | 0 | 0
2016-11-26 14:00 | 0 | 0 | 0 | 0 | 0 | 273557.3053 | 46049.8444 | 389723 | 0 | 0 | 0 | 0 | 831971.856 | 0 | 0 | 0 | 0 | 0 | 0 | 0 | 0 | 0 | 1732112.2086 | 0 | 0 | 0 | 0 | -71488.5639 | 0 | 0 | 0 | 0 | 0 | 0 | 0 | 0 | 0 | 0 | 0 | 0 | 1372.7136 | 0 | 0
2016-11-26 15:00 | 0 | 0 | 0 | 0 | 0 | 0 | 411837.4241 | 397906 | 0 | 0 | 0 | 0 | 844530.5665 | 0 | 0 | 0 | 0 | 0 | 0 | 0 | 0 | 0 | 1733203.451 | 0 | 0 | 0 | 0 | 0 | 12558.7105 | 0 | 0 | 0 | 0 | 0 | 0 | 0 | 0 | 0 | 0 | 0 | 1372.7136 | 0 | 0
2016-11-26 16:00 | 0 | 0 | 0 | 0 | 0 | 0 | 542288.3835 | 400428 | 0 | 0 | 0 | 71488.5639 | 913529.6725 | 0 | 0 | 0 | 0 | 0 | 0 | 0 | 0 | 0 | 1734294.6891 | 0 | 0 | 0 | 0 | 71488.5639 | 68999.106 | 0 | 0 | 0 | 0 | 0 | 0 | 0 | 0 | 0 | 0 | 0 | 1372.7136 | 0 | 0
2016-11-26 17:00 | 0 | 0 | 0 | 0 | 0 | 0 | 539354.072 | 398878 | 0 | 0 | 0 | 60493.5058 | 1063628.089 | 0 | 0 | 0 | 0 | 0 | 0 | 0 | 0 | 0 | 1735385.9228 | 0 | 0 | 0 | 0 | -10995.0581 | 150098.4165 | 0 | 0 | 0 | 0 | 0 | 0 | 0 | 0 | 0 | 0 | 0 | 1372.7136 | 0 | 0
2016-11-26 18:00 | 0 | 0 | 0 | 0 | 0 | 0 | 502133.0983 | 394611 | 0 | 0 | 0 | 131982.0697 | 1098288.9099 | 0 | 0 | 0 | 0 | 0 | 0 | 0 | 0 | 0 | 1736477.1521 | 0 | 0 | 0 | 0 | 71488.5639 | 34660.8208 | 0 | 0 | 0 | 0 | 0 | 0 | 0 | 0 | 0 | 0 | 0 | 1372.7136 | 0 | 0
2016-11-26 19:00 | 0 | 0 | 0 | 0 | 0 | 0 | 477997.368 | 390173 | 0 | 0 | 0 | 203470.6336 | 1113252.0004 | 0 | 0 | 0 | 0 | 0 | 0 | 0 | 0 | 0 | 1737568.377 | 0 | 0 | 0 | 0 | 71488.5639 | 14963.0905 | 0 | 0 | 0 | 0 | 0 | 0 | 0 | 0 | 0 | 0 | 0 | 1372.7136 | 0 | 0
2016-11-26 20:00 | 0 | 0 | 0 | 0 | 0 | 0 | 467946.8276 | 387851 | 0 | 0 | 0 | 131982.0697 | 1263463.6782 | 0 | 0 | 0 | 0 | 0 | 0 | 0 | 0 | 0 | 1738659.5976 | 0 | 0 | 0 | 0 | -71488.5639 | 150211.6779 | 0 | 0 | 0 | 0 | 0 | 0 | 0 | 0 | 0 | 0 | 0 | 1372.7136 | 0 | 0
2016-11-26 21:00 | 0 | 0 | 0 | 0 | 0 | 0 | 458916.2664 | 393039 | 0 | 0 | 0 | 174721.3935 | 1285228.9072 | 0 | 0 | 0 | 0 | 0 | 0 | 0 | 0 | 0 | 1739750.8139 | 0 | 0 | 0 | 0 | 42739.3238 | 21765.229 | 0 | 0 | 0 | 0 | 0 | 0 | 0 | 0 | 0 | 0 | 0 | 1372.7136 | 0 | 0
2016-11-26 22:00 | 0 | 0 | 0 | 0 | 0 | 0 | 377378.4479 | 407750 | 0 | 0 | 0 | 142977.1278 | 1285228.9072 | 0 | 0 | 0 | 0 | 0 | 0 | 0 | 0 | 0 | 1740842.0257 | 0 | 0 | 0 | 0 | -31744.2657 | 0 | 0 | 0 | 0 | 0 | 0 | 0 | 0 | 0 | 0 | 0 | 0 | 1372.7136 | 0 | 0
2016-11-26 23:00 | 0 | 0 | 0 | 0 | 0 | 0 | 157925.3081 | 422463 | 0 | 0 | 0 | 71488.5639 | 1090807.0657 | 0 | 0 | 0 | 0 | 0 | 0 | 0 | 0 | 0 | 1741933.2332 | 0 | 0 | 0 | 0 | -71488.5639 | 0 | 194421.8416 | 0 | 0 | 0 | 0 | 0 | 0 | 0 | 0 | 0 | 0 | 1372.7136 | 0 | 0
2016-11-27 | 0 | 0 | 0 | 0 | 0 | 83186.429 | 2183.9543 | 428188 | 0 | 0 | 0 | 0 | 818105.2992 | 0 | 0 | 0 | 0 | 0 | 0 | 0 | 0 | 0 | 1743024.4364 | 0 | 0 | 0 | 0 | -71488.5639 | 0 | 272701.7664 | 0 | 0 | 0 | 0 | 0 | 0 | 0 | 0 | 0 | 0 | 1372.7136 | 0 | 0
2016-11-27 01:00 | 0 | 0 | 0 | 0 | 0 | 500694.2775 | 0 | 427833 | 0 | 0 | 0 | 71488.5639 | 818105.2992 | 0 | 0 | 0 | 0 | 0 | 0 | 0 | 0 | 0 | 1744115.6351 | 0 | 0 | 0 | 0 | 71488.5639 | 0 | 0 | 0 | 0 | 0 | 0 | 0 | 0 | 0 | 0 | 0 | 0 | 1372.7136 | 0 | 0
2016-11-27 02:00 | 0 | 0 | 0 | 0 | 0 | 350835.1497 | 0 | 420951 | 0 | 0 | 0 | 0 | 818105.2992 | 0 | 0 | 0 | 0 | 0 | 0 | 0 | 0 | 0 | 1745206.8295 | 0 | 0 | 0 | 0 | -71488.5639 | 0 | 0 | 0 | 0 | 0 | 0 | 0 | 0 | 0 | 0 | 0 | 0 | 1372.7136 | 0 | 0
2016-11-27 03:00 | 0 | 0 | 0 | 0 | 0 | 209825.5111 | 0 | 409666 | 0 | 0 | 0 | 71488.5639 | 545403.5328 | 0 | 0 | 0 | 0 | 0 | 0 | 0 | 0 | 0 | 1746298.0196 | 0 | 0 | 0 | 0 | 71488.5639 | 0 | 272701.7664 | 0 | 0 | 0 | 0 | 0 | 0 | 0 | 0 | 0 | 0 | 1372.7136 | 0 | 0
2016-11-27 04:00 | 0 | 0 | 0 | 0 | 0 | 52671.3833 | 0 | 395489 | 0 | 0 | 0 | 0 | 272701.7664 | 0 | 0 | 0 | 0 | 0 | 0 | 0 | 0 | 0 | 1747389.2052 | 0 | 0 | 0 | 0 | -71488.5639 | 0 | 272701.7664 | 0 | 0 | 0 | 0 | 0 | 0 | 0 | 0 | 0 | 0 | 1372.7136 | 0 | 0
2016-11-27 05:00 | 0 | 0 | 0 | 0 | 0 | 453831.2775 | 0 | 380970 | 0 | 0 | 0 | 71488.5639 | 272701.7664 | 0 | 0 | 0 | 0 | 0 | 0 | 0 | 0 | 0 | 1748480.3866 | 0 | 0 | 0 | 0 | 71488.5639 | 0 | 0 | 0 | 0 | 0 | 0 | 0 | 0 | 0 | 0 | 0 | 0 | 1372.7136 | 0 | 0
2016-11-27 06:00 | 0 | 0 | 0 | 0 | 0 | 441575.2775 | 0 | 368714 | 0 | 0 | 0 | 142977.1278 | 272701.7664 | 0 | 0 | 0 | 0 | 0 | 0 | 0 | 0 | 0 | 1749571.5635 | 0 | 0 | 0 | 0 | 71488.5639 | 0 | 0 | 0 | 0 | 0 | 0 | 0 | 0 | 0 | 0 | 0 | 0 | 1372.7136 | 0 | 0
2016-11-27 07:00 | 0 | 0 | 0 | 0 | 0 | 422645.2194 | 0 | 360779 | 0 | 0 | 0 | 203470.6336 | 272701.7664 | 0 | 0 | 0 | 0 | 0 | 0 | 0 | 0 | 0 | 1750662.7361 | 0 | 0 | 0 | 0 | 60493.5058 | 0 | 0 | 0 | 0 | 0 | 0 | 0 | 0 | 0 | 0 | 0 | 0 | 1372.7136 | 0 | 0
2016-11-27 08:00 | 0 | 0 | 0 | 0 | 0 | 86487.9472 | 0 | 357817 | 0 | 0 | 0 | 203470.6336 | 0 | 0 | 0 | 0 | 0 | 0 | 0 | 0 | 0 | 0 | 1751753.9043 | 0 | 0 | 0 | 0 | 0 | 0 | 272701.7664 | 0 | 0 | 0 | 0 | 0 | 0 | 0 | 0 | 0 | 0 | 1372.7136 | 0 | 0
2016-11-27 09:00 | 0 | 0 | 0 | 0 | 0 | 359112.7136 | 0 | 357740 | 0 | 0 | 0 | 203470.6336 | 0 | 0 | 0 | 0 | 0 | 0 | 0 | 0 | 0 | 0 | 1752845.0681 | 0 | 0 | 0 | 0 | 0 | 0 | 0 | 0 | 0 | 0 | 0 | 0 | 0 | 0 | 0 | 0 | 0 | 1372.7136 | 0 | 0
2016-11-27 10:00 | 0 | 0 | 0 | 0 | 0 | 363669.7136 | 0 | 362297 | 0 | 0 | 0 | 203470.6336 | 0 | 0 | 0 | 0 | 0 | 0 | 0 | 0 | 0 | 0 | 1753936.2276 | 0 | 0 | 0 | 0 | 0 | 0 | 0 | 0 | 0 | 0 | 0 | 0 | 0 | 0 | 0 | 0 | 0 | 1372.7136 | 0 | 0
2016-11-27 11:00 | 0 | 0 | 0 | 0 | 0 | 301329.1497 | 0 | 371445 | 0 | 0 | 0 | 131982.0697 | 0 | 0 | 0 | 0 | 0 | 0 | 0 | 0 | 0 | 0 | 1755027.3828 | 0 | 0 | 0 | 0 | -71488.5639 | 0 | 0 | 0 | 0 | 0 | 0 | 0 | 0 | 0 | 0 | 0 | 0 | 1372.7136 | 0 | 0
2016-11-27 12:00 | 0 | 0 | 0 | 0 | 0 | 456125.2775 | 0 | 383264 | 0 | 0 | 0 | 203470.6336 | 0 | 0 | 0 | 0 | 0 | 0 | 0 | 0 | 0 | 0 | 1756118.5335 | 0 | 0 | 0 | 0 | 71488.5639 | 0 | 0 | 0 | 0 | 0 | 0 | 0 | 0 | 0 | 0 | 0 | 0 | 1372.7136 | 0 | 0
2016-11-27 13:00 | 0 | 0 | 0 | 0 | 0 | 540248.0879 | 0 | 394819 | 0 | 0 | 0 | 172735.5018 | 174791.506 | 0 | 0 | 0 | 0 | 0 | 0 | 0 | 0 | 0 | 1757209.6799 | 0 | 0 | 0 | 0 | -30735.1317 | 174791.506 | 0 | 0 | 0 | 0 | 0 | 0 | 0 | 0 | 0 | 0 | 0 | 1372.7136 | 0 | 0
2016-11-27 14:00 | 0 | 0 | 0 | 0 | 0 | 570664.2543 | 36834.097 | 400599 | 0 | 0 | 0 | 203470.6336 | 349583.0121 | 0 | 0 | 0 | 0 | 0 | 0 | 0 | 0 | 0 | 1758300.8219 | 0 | 0 | 0 | 0 | 30735.1317 | 174791.506 | 0 | 0 | 0 | 0 | 0 | 0 | 0 | 0 | 0 | 0 | 0 | 1372.7136 | 0 | 0
2016-11-27 15:00 | 0 | 0 | 0 | 0 | 0 | 249693.1349 | 255921.5208 | 400939 | 0 | 0 | 0 | 131982.0697 | 524374.5181 | 0 | 0 | 0 | 0 | 0 | 0 | 0 | 0 | 0 | 1759391.9596 | 0 | 0 | 0 | 0 | -71488.5639 | 174791.506 | 0 | 0 | 0 | 0 | 0 | 0 | 0 | 0 | 0 | 0 | 0 | 1372.7136 | 0 | 0
2016-11-27 16:00 | 0 | 0 | 0 | 0 | 0 | 176789.995 | 409680.2827 | 399311 | 0 | 0 | 0 | 142977.1278 | 699166.0242 | 0 | 0 | 0 | 0 | 0 | 0 | 0 | 0 | 0 | 1760483.0929 | 0 | 0 | 0 | 0 | 10995.0581 | 174791.506 | 0 | 0 | 0 | 0 | 0 | 0 | 0 | 0 | 0 | 0 | 0 | 1372.7136 | 0 | 0
2016-11-27 17:00 | 0 | 0 | 0 | 0 | 0 | 39667.8228 | 462989.8329 | 397982 | 0 | 0 | 0 | 71488.5639 | 873957.5302 | 0 | 0 | 0 | 0 | 0 | 0 | 0 | 0 | 0 | 1761574.2218 | 0 | 0 | 0 | 0 | -71488.5639 | 174791.506 | 0 | 0 | 0 | 0 | 0 | 0 | 0 | 0 | 0 | 0 | 0 | 1372.7136 | 0 | 0
2016-11-27 18:00 | 0 | 0 | 0 | 0 | 0 | 186054.241 | 458880.5425 | 397282 | 0 | 0 | 0 | 142977.1278 | 1048749.0362 | 0 | 0 | 0 | 0 | 0 | 0 | 0 | 0 | 0 | 1762665.3464 | 0 | 0 | 0 | 0 | 71488.5639 | 174791.506 | 0 | 0 | 0 | 0 | 0 | 0 | 0 | 0 | 0 | 0 | 0 | 1372.7136 | 0 | 0
2016-11-27 19:00 | 0 | 0 | 0 | 0 | 0 | 48785.0765 | 452466.5793 | 396576 | 0 | 0 | 0 | 71488.5639 | 1223540.5423 | 0 | 0 | 0 | 0 | 0 | 0 | 0 | 0 | 0 | 1763756.4666 | 0 | 0 | 0 | 0 | -71488.5639 | 174791.506 | 0 | 0 | 0 | 0 | 0 | 0 | 0 | 0 | 0 | 0 | 0 | 1372.7136 | 0 | 0
2016-11-27 20:00 | 0 | 0 | 0 | 0 | 0 | 194047.8459 | 451687.9377 | 398083 | 0 | 0 | 0 | 142977.1278 | 1398332.0483 | 0 | 0 | 0 | 0 | 0 | 0 | 0 | 0 | 0 | 1764847.5824 | 0 | 0 | 0 | 0 | 71488.5639 | 174791.506 | 0 | 0 | 0 | 0 | 0 | 0 | 0 | 0 | 0 | 0 | 0 | 1372.7136 | 0 | 0
2016-11-27 21:00 | 0 | 0 | 0 | 0 | 0 | 66337.2051 | 444876.4507 | 406538 | 0 | 0 | 0 | 71488.5639 | 1573123.5543 | 0 | 0 | 0 | 0 | 0 | 0 | 0 | 0 | 0 | 1765938.6939 | 0 | 0 | 0 | 0 | -71488.5639 | 174791.506 | 0 | 0 | 0 | 0 | 0 | 0 | 0 | 0 | 0 | 0 | 0 | 1372.7136 | 0 | 0
2016-11-27 22:00 | 0 | 0 | 0 | 0 | 0 | 150148.7928 | 381895.8629 | 427369 | 0 | 0 | 0 | 0 | 1747915.0604 | 0 | 0 | 0 | 0 | 0 | 0 | 0 | 0 | 0 | 1767029.801 | 0 | 0 | 0 | 0 | -71488.5639 | 174791.506 | 0 | 0 | 0 | 0 | 0 | 0 | 0 | 0 | 0 | 0 | 0 | 1372.7136 | 0 | 0
2016-11-27 23:00 | 0 | 0 | 0 | 0 | 0 | 510927.7568 | 170156.9686 | 444427 | 0 | 0 | 0 | 60493.5058 | 1922706.5664 | 0 | 0 | 0 | 0 | 0 | 0 | 0 | 0 | 0 | 1768120.9038 | 0 | 0 | 0 | 0 | 60493.5058 | 174791.506 | 0 | 0 | 0 | 0 | 0 | 0 | 0 | 0 | 0 | 0 | 0 | 1372.7136 | 0 | 0
2016-11-28 | 0 | 0 | 0 | 0 | 0 | 518430.4417 | 6123.8357 | 451693 | 0 | 0 | 0 | 131982.0697 | 1922706.5664 | 0 | 0 | 0 | 0 | 0 | 0 | 0 | 0 | 0 | 1769212.0022 | 0 | 0 | 0 | 0 | 71488.5639 | 0 | 0 | 0 | 0 | 0 | 0 | 0 | 0 | 0 | 0 | 0 | 0 | 1372.7136 | 0 | 0
2016-11-28 01:00 | 0 | 0 | 0 | 0 | 0 | 523062.2775 | 0 | 450201 | 0 | 0 | 0 | 203470.6336 | 1922706.5664 | 0 | 0 | 0 | 0 | 0 | 0 | 0 | 0 | 0 | 1770303.0962 | 0 | 0 | 0 | 0 | 71488.5639 | 0 | 0 | 0 | 0 | 0 | 0 | 0 | 0 | 0 | 0 | 0 | 0 | 1372.7136 | 0 | 0
2016-11-28 02:00 | 0 | 0 | 0 | 0 | 0 | 365981.1497 | 0 | 436097 | 0 | 0 | 0 | 131982.0697 | 1922706.5664 | 0 | 0 | 0 | 0 | 0 | 0 | 0 | 0 | 0 | 1771394.1858 | 0 | 0 | 0 | 0 | -71488.5639 | 0 | 0 | 0 | 0 | 0 | 0 | 0 | 0 | 0 | 0 | 0 | 0 | 1372.7136 | 0 | 0
2016-11-28 03:00 | 0 | 0 | 0 | 0 | 0 | 361365.2078 | 0 | 420486 | 0 | 0 | 0 | 71488.5639 | 1922706.5664 | 0 | 0 | 0 | 0 | 0 | 0 | 0 | 0 | 0 | 1772485.2711 | 0 | 0 | 0 | 0 | -60493.5058 | 0 | 0 | 0 | 0 | 0 | 0 | 0 | 0 | 0 | 0 | 0 | 0 | 1372.7136 | 0 | 0
2016-11-28 04:00 | 0 | 0 | 0 | 0 | 0 | 329648.1497 | 0 | 399764 | 0 | 0 | 0 | 0 | 1922706.5664 | 0 | 0 | 0 | 0 | 0 | 0 | 0 | 0 | 0 | 1773576.352 | 0 | 0 | 0 | 0 | -71488.5639 | 0 | 0 | 0 | 0 | 0 | 0 | 0 | 0 | 0 | 0 | 0 | 0 | 1372.7136 | 0 | 0
2016-11-28 05:00 | 0 | 0 | 0 | 0 | 0 | 456285.2775 | 0 | 383424 | 0 | 0 | 0 | 71488.5639 | 1922706.5664 | 0 | 0 | 0 | 0 | 0 | 0 | 0 | 0 | 0 | 1774667.4286 | 0 | 0 | 0 | 0 | 71488.5639 | 0 | 0 | 0 | 0 | 0 | 0 | 0 | 0 | 0 | 0 | 0 | 0 | 1372.7136 | 0 | 0
2016-11-28 06:00 | 0 | 0 | 0 | 0 | 0 | 442281.2775 | 0 | 369420 | 0 | 0 | 0 | 142977.1278 | 1922706.5664 | 0 | 0 | 0 | 0 | 0 | 0 | 0 | 0 | 0 | 1775758.5008 | 0 | 0 | 0 | 0 | 71488.5639 | 0 | 0 | 0 | 0 | 0 | 0 | 0 | 0 | 0 | 0 | 0 | 0 | 1372.7136 | 0 | 0
2016-11-28 07:00 | 0 | 0 | 0 | 0 | 0 | 292107.1497 | 0 | 362223 | 0 | 0 | 0 | 71488.5639 | 1922706.5664 | 0 | 0 | 0 | 0 | 0 | 0 | 0 | 0 | 0 | 1776849.5686 | 0 | 0 | 0 | 0 | -71488.5639 | 0 | 0 | 0 | 0 | 0 | 0 | 0 | 0 | 0 | 0 | 0 | 0 | 1372.7136 | 0 | 0
2016-11-28 08:00 | 0 | 0 | 0 | 0 | 0 | 289502.1497 | 0 | 359618 | 0 | 0 | 0 | 0 | 1922706.5664 | 0 | 0 | 0 | 0 | 0 | 0 | 0 | 0 | 0 | 1777940.6321 | 0 | 0 | 0 | 0 | -71488.5639 | 0 | 0 | 0 | 0 | 0 | 0 | 0 | 0 | 0 | 0 | 0 | 0 | 1372.7136 | 0 | 0
2016-11-28 09:00 | 0 | 0 | 0 | 0 | 0 | 363126.7136 | 0 | 361754 | 0 | 0 | 0 | 0 | 1922706.5664 | 0 | 0 | 0 | 0 | 0 | 0 | 0 | 0 | 0 | 1779031.6912 | 0 | 0 | 0 | 0 | 0 | 0 | 0 | 0 | 0 | 0 | 0 | 0 | 0 | 0 | 0 | 0 | 0 | 1372.7136 | 0 | 0
2016-11-28 10:00 | 0 | 0 | 0 | 0 | 0 | 376974.7136 | 0 | 375602 | 0 | 0 | 0 | 0 | 1922706.5664 | 0 | 0 | 0 | 0 | 0 | 0 | 0 | 0 | 0 | 1780122.7459 | 0 | 0 | 0 | 0 | 0 | 0 | 0 | 0 | 0 | 0 | 0 | 0 | 0 | 0 | 0 | 0 | 0 | 1372.7136 | 0 | 0
2016-11-28 11:00 | 0 | 0 | 0 | 0 | 0 | 479129.2775 | 0 | 406268 | 0 | 0 | 0 | 71488.5639 | 1922706.5664 | 0 | 0 | 0 | 0 | 0 | 0 | 0 | 0 | 0 | 1781213.7963 | 0 | 0 | 0 | 0 | 71488.5639 | 0 | 0 | 0 | 0 | 0 | 0 | 0 | 0 | 0 | 0 | 0 | 0 | 1372.7136 | 0 | 0
2016-11-28 12:00 | 0 | 0 | 0 | 0 | 0 | 363634.1497 | 0 | 433750 | 0 | 0 | 0 | 0 | 1922706.5664 | 0 | 0 | 0 | 0 | 0 | 0 | 0 | 0 | 0 | 1782304.8423 | 0 | 0 | 0 | 0 | -71488.5639 | 0 | 0 | 0 | 0 | 0 | 0 | 0 | 0 | 0 | 0 | 0 | 0 | 1372.7136 | 0 | 0
2016-11-28 13:00 | 0 | 0 | 0 | 0 | 0 | 518606.5958 | 1.6817 | 445747 | 0 | 0 | 0 | 71488.5639 | 1922706.5664 | 0 | 0 | 0 | 0 | 0 | 0 | 0 | 0 | 0 | 1783395.884 | 0 | 0 | 0 | 0 | 71488.5639 | 0 | 0 | 0 | 0 | 0 | 0 | 0 | 0 | 0 | 0 | 0 | 0 | 1372.7136 | 0 | 0
2016-11-28 14:00 | 0 | 0 | 0 | 0 | 0 | 255567.7296 | 125212.4201 | 450896 | 0 | 0 | 0 | 0 | 1922706.5664 | 0 | 0 | 0 | 0 | 0 | 0 | 0 | 0 | 0 | 1784486.9213 | 0 | 0 | 0 | 0 | -71488.5639 | 0 | 0 | 0 | 0 | 0 | 0 | 0 | 0 | 0 | 0 | 0 | 0 | 1372.7136 | 0 | 0
2016-11-28 15:00 | 0 | 0 | 0 | 0 | 0 | 298455.4823 | 330717.7373 | 453009 | 0 | 0 | 0 | 0 | 2097498.0725 | 0 | 0 | 0 | 0 | 0 | 0 | 0 | 0 | 0 | 1785577.9542 | 0 | 0 | 0 | 0 | 0 | 174791.506 | 0 | 0 | 0 | 0 | 0 | 0 | 0 | 0 | 0 | 0 | 0 | 1372.7136 | 0 | 0
2016-11-28 16:00 | 0 | 0 | 0 | 0 | 0 | 0 | 451111.4336 | 452270 | 0 | 0 | 0 | 0 | 2094966.7925 | 0 | 0 | 0 | 0 | 0 | 0 | 0 | 0 | 0 | 1786668.9827 | 0 | 0 | 0 | 0 | 0 | 0 | 2531.28 | 0 | 0 | 0 | 0 | 0 | 0 | 0 | 0 | 0 | 0 | 1372.7136 | 0 | 0
2016-11-28 17:00 | 0 | 0 | 0 | 0 | 0 | 0 | 474561.664 | 449944 | 0 | 0 | 0 | 23244.9504 | 2094966.7925 | 0 | 0 | 0 | 0 | 0 | 0 | 0 | 0 | 0 | 1787760.0069 | 0 | 0 | 0 | 0 | 23244.9504 | 0 | 0 | 0 | 0 | 0 | 0 | 0 | 0 | 0 | 0 | 0 | 0 | 1372.7136 | 0 | 0
2016-11-28 18:00 | 0 | 0 | 0 | 0 | 0 | 0 | 469537.4485 | 447330 | 0 | 0 | 0 | 42060.2846 | 2096986.1932 | 0 | 0 | 0 | 0 | 0 | 0 | 0 | 0 | 0 | 1788851.0268 | 0 | 0 | 0 | 0 | 18815.3342 | 2019.4007 | 0 | 0 | 0 | 0 | 0 | 0 | 0 | 0 | 0 | 0 | 0 | 1372.7136 | 0 | 0
2016-11-28 19:00 | 0 | 0 | 0 | 0 | 0 | 55588.6086 | 462915.6688 | 445643 | 0 | 0 | 0 | 113548.8485 | 2096986.1932 | 0 | 0 | 0 | 0 | 0 | 0 | 0 | 0 | 0 | 1789942.0422 | 0 | 0 | 0 | 0 | 71488.5639 | 0 | 0 | 0 | 0 | 0 | 0 | 0 | 0 | 0 | 0 | 0 | 0 | 1372.7136 | 0 | 0
2016-11-28 20:00 | 0 | 0 | 0 | 0 | 0 | 0 | 465342.9347 | 445537 | 0 | 0 | 0 | 131982.0697 | 2096986.1932 | 0 | 0 | 0 | 0 | 0 | 0 | 0 | 0 | 0 | 1791033.0533 | 0 | 0 | 0 | 0 | 18433.2211 | 0 | 0 | 0 | 0 | 0 | 0 | 0 | 0 | 0 | 0 | 0 | 0 | 1372.7136 | 0 | 0
2016-11-28 21:00 | 0 | 0 | 0 | 0 | 0 | 0 | 456248.8852 | 451033 | 0 | 0 | 0 | 203470.6336 | 2029340.8009 | 0 | 0 | 0 | 0 | 0 | 0 | 0 | 0 | 0 | 1792124.06 | 0 | 0 | 0 | 0 | 71488.5639 | 174791.506 | 242436.8983 | 0 | 0 | 0 | 0 | 0 | 0 | 0 | 0 | 0 | 0 | 1372.7136 | 0 | 0
2016-11-28 22:00 | 0 | 0 | 0 | 0 | 0 | 193957.4182 | 377057.2376 | 466339 | 0 | 0 | 0 | 131982.0697 | 2204132.3069 | 0 | 0 | 0 | 0 | 0 | 0 | 0 | 0 | 0 | 1793215.0624 | 0 | 0 | 0 | 0 | -71488.5639 | 174791.506 | 0 | 0 | 0 | 0 | 0 | 0 | 0 | 0 | 0 | 0 | 0 | 1372.7136 | 0 | 0
2016-11-28 23:00 | 0 | 0 | 0 | 0 | 0 | 405661.78 | 176039.8758 | 477026 | 0 | 0 | 0 | 60493.5058 | 2378923.813 | 0 | 0 | 0 | 0 | 0 | 0 | 0 | 0 | 0 | 1794306.0604 | 0 | 0 | 0 | 0 | -71488.5639 | 174791.506 | 0 | 0 | 0 | 0 | 0 | 0 | 0 | 0 | 0 | 0 | 0 | 1372.7136 | 0 | 0
2016-11-29 | 0 | 0 | 0 | 0 | 0 | 415280.5939 | 5897.6139 | 480299 | 0 | 0 | 0 | 0 | 2378923.813 | 0 | 0 | 0 | 0 | 0 | 0 | 0 | 0 | 0 | 1795397.0541 | 0 | 0 | 0 | 0 | -60493.5058 | 0 | 0 | 0 | 0 | 0 | 0 | 0 | 0 | 0 | 0 | 0 | 0 | 1372.7136 | 0 | 0
2016-11-29 01:00 | 0 | 0 | 0 | 0 | 0 | 477396.7136 | 0 | 476024 | 0 | 0 | 0 | 0 | 2378923.813 | 0 | 0 | 0 | 0 | 0 | 0 | 0 | 0 | 0 | 1796488.0433 | 0 | 0 | 0 | 0 | 0 | 0 | 0 | 0 | 0 | 0 | 0 | 0 | 0 | 0 | 0 | 0 | 0 | 1372.7136 | 0 | 0
2016-11-29 02:00 | 0 | 0 | 0 | 0 | 0 | 461744.7136 | 0 | 460372 | 0 | 0 | 0 | 0 | 2378923.813 | 0 | 0 | 0 | 0 | 0 | 0 | 0 | 0 | 0 | 1797579.0283 | 0 | 0 | 0 | 0 | 0 | 0 | 0 | 0 | 0 | 0 | 0 | 0 | 0 | 0 | 0 | 0 | 0 | 1372.7136 | 0 | 0
2016-11-29 03:00 | 0 | 0 | 0 | 0 | 0 | 438790.7136 | 0 | 437418 | 0 | 0 | 0 | 0 | 2378923.813 | 0 | 0 | 0 | 0 | 0 | 0 | 0 | 0 | 0 | 1798670.0088 | 0 | 0 | 0 | 0 | 0 | 0 | 0 | 0 | 0 | 0 | 0 | 0 | 0 | 0 | 0 | 0 | 0 | 1372.7136 | 0 | 0
2016-11-29 04:00 | 0 | 0 | 0 | 0 | 0 | 412524.7136 | 0 | 411152 | 0 | 0 | 0 | 0 | 2378923.813 | 0 | 0 | 0 | 0 | 0 | 0 | 0 | 0 | 0 | 1799760.985 | 0 | 0 | 0 | 0 | 0 | 0 | 0 | 0 | 0 | 0 | 0 | 0 | 0 | 0 | 0 | 0 | 0 | 1372.7136 | 0 | 0
2016-11-29 05:00 | 0 | 0 | 0 | 0 | 0 | 461256.2775 | 0 | 388395 | 0 | 0 | 0 | 71488.5639 | 2378923.813 | 0 | 0 | 0 | 0 | 0 | 0 | 0 | 0 | 0 | 1800851.9568 | 0 | 0 | 0 | 0 | 71488.5639 | 0 | 0 | 0 | 0 | 0 | 0 | 0 | 0 | 0 | 0 | 0 | 0 | 1372.7136 | 0 | 0
2016-11-29 06:00 | 0 | 0 | 0 | 0 | 0 | 443726.2775 | 0 | 370865 | 0 | 0 | 0 | 142977.1278 | 2378923.813 | 0 | 0 | 0 | 0 | 0 | 0 | 0 | 0 | 0 | 1801942.9243 | 0 | 0 | 0 | 0 | 71488.5639 | 0 | 0 | 0 | 0 | 0 | 0 | 0 | 0 | 0 | 0 | 0 | 0 | 1372.7136 | 0 | 0
2016-11-29 07:00 | 0 | 0 | 0 | 0 | 0 | 421068.2194 | 0 | 359202 | 0 | 0 | 0 | 203470.6336 | 2378923.813 | 0 | 0 | 0 | 0 | 0 | 0 | 0 | 0 | 0 | 1803033.8874 | 0 | 0 | 0 | 0 | 60493.5058 | 0 | 0 | 0 | 0 | 0 | 0 | 0 | 0 | 0 | 0 | 0 | 0 | 1372.7136 | 0 | 0
2016-11-29 08:00 | 0 | 0 | 0 | 0 | 0 | 354845.7136 | 0 | 353473 | 0 | 0 | 0 | 203470.6336 | 2378923.813 | 0 | 0 | 0 | 0 | 0 | 0 | 0 | 0 | 0 | 1804124.8461 | 0 | 0 | 0 | 0 | 0 | 0 | 0 | 0 | 0 | 0 | 0 | 0 | 0 | 0 | 0 | 0 | 0 | 1372.7136 | 0 | 0
2016-11-29 09:00 | 0 | 0 | 0 | 0 | 0 | 355391.7136 | 0 | 354019 | 0 | 0 | 0 | 203470.6336 | 2378923.813 | 0 | 0 | 0 | 0 | 0 | 0 | 0 | 0 | 0 | 1805215.8005 | 0 | 0 | 0 | 0 | 0 | 0 | 0 | 0 | 0 | 0 | 0 | 0 | 0 | 0 | 0 | 0 | 0 | 1372.7136 | 0 | 0
2016-11-29 10:00 | 0 | 0 | 0 | 0 | 0 | 365459.7136 | 0 | 364087 | 0 | 0 | 0 | 203470.6336 | 2378923.813 | 0 | 0 | 0 | 0 | 0 | 0 | 0 | 0 | 0 | 1806306.7505 | 0 | 0 | 0 | 0 | 0 | 0 | 0 | 0 | 0 | 0 | 0 | 0 | 0 | 0 | 0 | 0 | 0 | 1372.7136 | 0 | 0
2016-11-29 11:00 | 0 | 0 | 0 | 0 | 0 | 333558.2078 | 0 | 392679 | 0 | 0 | 0 | 142977.1278 | 2378923.813 | 0 | 0 | 0 | 0 | 0 | 0 | 0 | 0 | 0 | 1807397.6961 | 0 | 0 | 0 | 0 | -60493.5058 | 0 | 0 | 0 | 0 | 0 | 0 | 0 | 0 | 0 | 0 | 0 | 0 | 1372.7136 | 0 | 0
2016-11-29 12:00 | 0 | 0 | 0 | 0 | 0 | 351090.1497 | 0 | 421206 | 0 | 0 | 0 | 71488.5639 | 2378923.813 | 0 | 0 | 0 | 0 | 0 | 0 | 0 | 0 | 0 | 1808488.6374 | 0 | 0 | 0 | 0 | -71488.5639 | 0 | 0 | 0 | 0 | 0 | 0 | 0 | 0 | 0 | 0 | 0 | 0 | 1372.7136 | 0 | 0
2016-11-29 13:00 | 0 | 0 | 0 | 0 | 0 | 364634.9499 | 1.1998 | 434752 | 0 | 0 | 0 | 0 | 2378923.813 | 0 | 0 | 0 | 0 | 0 | 0 | 0 | 0 | 0 | 1809579.5743 | 0 | 0 | 0 | 0 | -71488.5639 | 0 | 0 | 0 | 0 | 0 | 0 | 0 | 0 | 0 | 0 | 0 | 0 | 1372.7136 | 0 | 0
2016-11-29 14:00 | 0 | 0 | 0 | 0 | 0 | 603961.0381 | 66281.0326 | 442692 | 0 | 0 | 0 | 51385.8511 | 2553715.319 | 0 | 0 | 0 | 0 | 0 | 0 | 0 | 0 | 0 | 1810670.5068 | 0 | 0 | 0 | 0 | 51385.8511 | 174791.506 | 0 | 0 | 0 | 0 | 0 | 0 | 0 | 0 | 0 | 0 | 0 | 1372.7136 | 0 | 0
2016-11-29 15:00 | 0 | 0 | 0 | 0 | 0 | 116885.5451 | 454968.8234 | 447076 | 0 | 0 | 0 | 0 | 2728506.8251 | 0 | 0 | 0 | 0 | 0 | 0 | 0 | 0 | 0 | 1811761.435 | 0 | 0 | 0 | 0 | -51385.8511 | 174791.506 | 0 | 0 | 0 | 0 | 0 | 0 | 0 | 0 | 0 | 0 | 0 | 1372.7136 | 0 | 0
2016-11-29 16:00 | 0 | 0 | 0 | 0 | 0 | 83854.0703 | 611068.7132 | 447270 | 0 | 0 | 0 | 71488.5639 | 2903298.3311 | 0 | 0 | 0 | 0 | 0 | 0 | 0 | 0 | 0 | 1812852.3589 | 0 | 0 | 0 | 0 | 71488.5639 | 174791.506 | 0 | 0 | 0 | 0 | 0 | 0 | 0 | 0 | 0 | 0 | 0 | 1372.7136 | 0 | 0
2016-11-29 17:00 | 0 | 0 | 0 | 0 | 0 | 24169.749 | 598177.4706 | 446183 | 0 | 0 | 0 | 71488.5639 | 3078089.8371 | 0 | 0 | 0 | 0 | 0 | 0 | 0 | 0 | 0 | 1813943.2783 | 0 | 0 | 0 | 0 | 0 | 174791.506 | 0 | 0 | 0 | 0 | 0 | 0 | 0 | 0 | 0 | 0 | 0 | 1372.7136 | 0 | 0
2016-11-29 18:00 | 0 | 0 | 0 | 0 | 0 | 0 | 547584.4699 | 445690 | 0 | 0 | 0 | 0 | 3250100.1573 | 0 | 0 | 0 | 0 | 0 | 0 | 0 | 0 | 0 | 1815034.1934 | 0 | 0 | 0 | 0 | -71488.5639 | 172010.3202 | 0 | 0 | 0 | 0 | 0 | 0 | 0 | 0 | 0 | 0 | 0 | 1372.7136 | 0 | 0
2016-11-29 19:00 | 0 | 0 | 0 | 0 | 0 | 163650.1673 | 527772.6162 | 443770 | 0 | 0 | 0 | 71488.5639 | 3424891.6633 | 0 | 0 | 0 | 0 | 0 | 0 | 0 | 0 | 0 | 1816125.1041 | 0 | 0 | 0 | 0 | 71488.5639 | 174791.506 | 0 | 0 | 0 | 0 | 0 | 0 | 0 | 0 | 0 | 0 | 0 | 1372.7136 | 0 | 0
2016-11-29 20:00 | 0 | 0 | 0 | 0 | 0 | 0 | 535964.0488 | 441815 | 0 | 0 | 0 | 0 | 3589156.5625 | 0 | 0 | 0 | 0 | 0 | 0 | 0 | 0 | 0 | 1817216.0105 | 0 | 0 | 0 | 0 | -71488.5639 | 164264.8991 | 0 | 0 | 0 | 0 | 0 | 0 | 0 | 0 | 0 | 0 | 0 | 1372.7136 | 0 | 0
2016-11-29 21:00 | 0 | 0 | 0 | 0 | 0 | 40803.5718 | 550770.1159 | 444535 | 0 | 0 | 0 | 0 | 3734822.5366 | 0 | 0 | 0 | 0 | 0 | 0 | 0 | 0 | 0 | 1818306.9125 | 0 | 0 | 0 | 0 | 0 | 145665.9741 | 0 | 0 | 0 | 0 | 0 | 0 | 0 | 0 | 0 | 0 | 0 | 1372.7136 | 0 | 0
2016-11-29 22:00 | 0 | 0 | 0 | 0 | 0 | 190711.2272 | 514262.5563 | 457321 | 0 | 0 | 0 | 71488.5639 | 3909614.0426 | 0 | 0 | 0 | 0 | 0 | 0 | 0 | 0 | 0 | 1819397.8101 | 0 | 0 | 0 | 0 | 71488.5639 | 174791.506 | 0 | 0 | 0 | 0 | 0 | 0 | 0 | 0 | 0 | 0 | 0 | 1372.7136 | 0 | 0
2016-11-29 23:00 | 0 | 0 | 0 | 0 | 0 | 306658.9629 | 268109.6928 | 470093 | 0 | 0 | 0 | 0 | 4084405.5487 | 0 | 0 | 0 | 0 | 0 | 0 | 0 | 0 | 0 | 1820488.7034 | 0 | 0 | 0 | 0 | -71488.5639 | 174791.506 | 0 | 0 | 0 | 0 | 0 | 0 | 0 | 0 | 0 | 0 | 0 | 1372.7136 | 0 | 0
2016-11-30 | 0 | 0 | 0 | 0 | 0 | 717160.0227 | 5624.7608 | 475132 | 0 | 0 | 0 | 71488.5639 | 4259197.0547 | 0 | 0 | 0 | 0 | 0 | 0 | 0 | 0 | 0 | 1821579.5923 | 0 | 0 | 0 | 0 | 71488.5639 | 174791.506 | 0 | 0 | 0 | 0 | 0 | 0 | 0 | 0 | 0 | 0 | 0 | 1372.7136 | 0 | 0
2016-11-30 01:00 | 0 | 0 | 0 | 0 | 0 | 473429.7136 | 0 | 472057 | 0 | 0 | 0 | 71488.5639 | 4259197.0547 | 0 | 0 | 0 | 0 | 0 | 0 | 0 | 0 | 0 | 1822670.4769 | 0 | 0 | 0 | 0 | 0 | 0 | 0 | 0 | 0 | 0 | 0 | 0 | 0 | 0 | 0 | 0 | 0 | 1372.7136 | 0 | 0
2016-11-30 02:00 | 0 | 0 | 0 | 0 | 0 | 561988.6557 | 0 | 457313 | 0 | 0 | 0 | 0 | 4433988.5607 | 0 | 0 | 0 | 0 | 0 | 0 | 0 | 0 | 0 | 1823761.3571 | 0 | 0 | 0 | 0 | -71488.5639 | 174791.506 | 0 | 0 | 0 | 0 | 0 | 0 | 0 | 0 | 0 | 0 | 0 | 1372.7136 | 0 | 0
2016-11-30 03:00 | 0 | 0 | 0 | 0 | 0 | 437000.7136 | 0 | 435628 | 0 | 0 | 0 | 0 | 4433988.5607 | 0 | 0 | 0 | 0 | 0 | 0 | 0 | 0 | 0 | 1824852.2329 | 0 | 0 | 0 | 0 | 0 | 0 | 0 | 0 | 0 | 0 | 0 | 0 | 0 | 0 | 0 | 0 | 0 | 1372.7136 | 0 | 0
2016-11-30 04:00 | 0 | 0 | 0 | 0 | 0 | 586640.2196 | 0 | 410476 | 0 | 0 | 0 | 0 | 4608780.0668 | 0 | 0 | 0 | 0 | 0 | 0 | 0 | 0 | 0 | 1825943.1043 | 0 | 0 | 0 | 0 | 0 | 174791.506 | 0 | 0 | 0 | 0 | 0 | 0 | 0 | 0 | 0 | 0 | 0 | 1372.7136 | 0 | 0
2016-11-30 05:00 | 0 | 0 | 0 | 0 | 0 | 459920.2775 | 0 | 387059 | 0 | 0 | 0 | 71488.5639 | 4608780.0668 | 0 | 0 | 0 | 0 | 0 | 0 | 0 | 0 | 0 | 1827033.9714 | 0 | 0 | 0 | 0 | 71488.5639 | 0 | 0 | 0 | 0 | 0 | 0 | 0 | 0 | 0 | 0 | 0 | 0 | 1372.7136 | 0 | 0
2016-11-30 06:00 | 0 | 0 | 0 | 0 | 0 | 298959.1497 | 0 | 369075 | 0 | 0 | 0 | 0 | 4608780.0668 | 0 | 0 | 0 | 0 | 0 | 0 | 0 | 0 | 0 | 1828124.8342 | 0 | 0 | 0 | 0 | -71488.5639 | 0 | 0 | 0 | 0 | 0 | 0 | 0 | 0 | 0 | 0 | 0 | 0 | 1372.7136 | 0 | 0
2016-11-30 07:00 | 0 | 0 | 0 | 0 | 0 | 430420.2775 | 0 | 357559 | 0 | 0 | 0 | 71488.5639 | 4608780.0668 | 0 | 0 | 0 | 0 | 0 | 0 | 0 | 0 | 0 | 1829215.6925 | 0 | 0 | 0 | 0 | 71488.5639 | 0 | 0 | 0 | 0 | 0 | 0 | 0 | 0 | 0 | 0 | 0 | 0 | 1372.7136 | 0 | 0
2016-11-30 08:00 | 0 | 0 | 0 | 0 | 0 | 456663.6557 | 0 | 351988 | 0 | 0 | 0 | 0 | 4783571.5728 | 0 | 0 | 0 | 0 | 0 | 0 | 0 | 0 | 0 | 1830306.5465 | 0 | 0 | 0 | 0 | -71488.5639 | 174791.506 | 0 | 0 | 0 | 0 | 0 | 0 | 0 | 0 | 0 | 0 | 0 | 1372.7136 | 0 | 0
2016-11-30 09:00 | 0 | 0 | 0 | 0 | 0 | 426207.2775 | 0 | 353346 | 0 | 0 | 0 | 71488.5639 | 4783571.5728 | 0 | 0 | 0 | 0 | 0 | 0 | 0 | 0 | 0 | 1831397.3962 | 0 | 0 | 0 | 0 | 71488.5639 | 0 | 0 | 0 | 0 | 0 | 0 | 0 | 0 | 0 | 0 | 0 | 0 | 1372.7136 | 0 | 0
2016-11-30 10:00 | 0 | 0 | 0 | 0 | 0 | 295027.1497 | 0 | 365143 | 0 | 0 | 0 | 0 | 4783571.5728 | 0 | 0 | 0 | 0 | 0 | 0 | 0 | 0 | 0 | 1832488.2414 | 0 | 0 | 0 | 0 | -71488.5639 | 0 | 0 | 0 | 0 | 0 | 0 | 0 | 0 | 0 | 0 | 0 | 0 | 1372.7136 | 0 | 0
2016-11-30 11:00 | 0 | 0 | 0 | 0 | 0 | 466318.2775 | 0 | 393457 | 0 | 0 | 0 | 71488.5639 | 4783571.5728 | 0 | 0 | 0 | 0 | 0 | 0 | 0 | 0 | 0 | 1833579.0824 | 0 | 0 | 0 | 0 | 71488.5639 | 0 | 0 | 0 | 0 | 0 | 0 | 0 | 0 | 0 | 0 | 0 | 0 | 1372.7136 | 0 | 0
2016-11-30 12:00 | 0 | 0 | 0 | 0 | 0 | 526290.6557 | 0 | 421615 | 0 | 0 | 0 | 0 | 4958363.0789 | 0 | 0 | 0 | 0 | 0 | 0 | 0 | 0 | 0 | 1834669.9189 | 0 | 0 | 0 | 0 | -71488.5639 | 174791.506 | 0 | 0 | 0 | 0 | 0 | 0 | 0 | 0 | 0 | 0 | 0 | 1372.7136 | 0 | 0
2016-11-30 13:00 | 0 | 0 | 0 | 0 | 0 | 508519.6068 | 0.67063 | 435659 | 0 | 0 | 0 | 71488.5639 | 4958363.0789 | 0 | 0 | 0 | 0 | 0 | 0 | 0 | 0 | 0 | 1835760.7511 | 0 | 0 | 0 | 0 | 71488.5639 | 0 | 0 | 0 | 0 | 0 | 0 | 0 | 0 | 0 | 0 | 0 | 0 | 1372.7136 | 0 | 0
2016-11-30 14:00 | 0 | 0 | 0 | 0 | 0 | 482848.4111 | 81476.9665 | 444282 | 0 | 0 | 0 | 15367.7219 | 5133154.5849 | 0 | 0 | 0 | 0 | 0 | 0 | 0 | 0 | 0 | 1836851.5789 | 0 | 0 | 0 | 0 | -56120.842 | 174791.506 | 0 | 0 | 0 | 0 | 0 | 0 | 0 | 0 | 0 | 0 | 0 | 1372.7136 | 0 | 0
2016-11-30 15:00 | 0 | 0 | 0 | 0 | 0 | 0 | 527304.4333 | 448406 | 0 | 0 | 0 | 0 | 5226048.0265 | 0 | 0 | 0 | 0 | 0 | 0 | 0 | 0 | 0 | 1837942.4024 | 0 | 0 | 0 | 0 | -15367.7219 | 92893.4416 | 0 | 0 | 0 | 0 | 0 | 0 | 0 | 0 | 0 | 0 | 0 | 1372.7136 | 0 | 0
2016-11-30 16:00 | 0 | 0 | 0 | 0 | 0 | 0 | 622749.2889 | 449393 | 0 | 0 | 0 | 11139.2458 | 5386892.3561 | 0 | 0 | 0 | 0 | 0 | 0 | 0 | 0 | 0 | 1839033.2215 | 0 | 0 | 0 | 0 | 11139.2458 | 160844.3296 | 0 | 0 | 0 | 0 | 0 | 0 | 0 | 0 | 0 | 0 | 0 | 1372.7136 | 0 | 0
2016-11-30 17:00 | 0 | 0 | 0 | 0 | 0 | 0 | 612541.9738 | 447517 | 0 | 0 | 0 | 0 | 5561683.8621 | 0 | 0 | 0 | 0 | 0 | 0 | 0 | 0 | 0 | 1840124.0362 | 0 | 0 | 0 | 0 | -11139.2458 | 174791.506 | 0 | 0 | 0 | 0 | 0 | 0 | 0 | 0 | 0 | 0 | 0 | 1372.7136 | 0 | 0
2016-11-30 18:00 | 0 | 0 | 0 | 0 | 0 | 0 | 579904.4035 | 445504 | 0 | 0 | 0 | 71488.5639 | 5623222.9882 | 0 | 0 | 0 | 0 | 0 | 0 | 0 | 0 | 0 | 1841214.8466 | 0 | 0 | 0 | 0 | 71488.5639 | 61539.126 | 0 | 0 | 0 | 0 | 0 | 0 | 0 | 0 | 0 | 0 | 0 | 1372.7136 | 0 | 0
2016-11-30 19:00 | 0 | 0 | 0 | 0 | 0 | 0 | 565183.1999 | 444301 | 0 | 0 | 0 | 142977.1278 | 5671243.9105 | 0 | 0 | 0 | 0 | 0 | 0 | 0 | 0 | 0 | 1842305.6526 | 0 | 0 | 0 | 0 | 71488.5639 | 48020.9224 | 0 | 0 | 0 | 0 | 0 | 0 | 0 | 0 | 0 | 0 | 0 | 1372.7136 | 0 | 0
2016-11-30 20:00 | 0 | 0 | 0 | 0 | 0 | 0 | 577046.4772 | 442947 | 0 | 0 | 0 | 100912.3853 | 5846035.4166 | 0 | 0 | 0 | 0 | 0 | 0 | 0 | 0 | 0 | 1843396.4542 | 0 | 0 | 0 | 0 | -42064.7424 | 174791.506 | 0 | 0 | 0 | 0 | 0 | 0 | 0 | 0 | 0 | 0 | 0 | 1372.7136 | 0 | 0
2016-11-30 21:00 | 0 | 0 | 0 | 0 | 0 | 0 | 596785.5356 | 446786 | 0 | 0 | 0 | 74747.7014 | 6020826.9226 | 0 | 0 | 0 | 0 | 0 | 0 | 0 | 0 | 0 | 1844487.2515 | 0 | 0 | 0 | 0 | -26164.684 | 174791.506 | 0 | 0 | 0 | 0 | 0 | 0 | 0 | 0 | 0 | 0 | 0 | 1372.7136 | 0 | 0
2016-11-30 22:00 | 0 | 0 | 0 | 0 | 0 | 111252.8674 | 521261.2147 | 459609 | 0 | 0 | 0 | 71488.5639 | 6195618.4287 | 0 | 0 | 0 | 0 | 0 | 0 | 0 | 0 | 0 | 1845578.0444 | 0 | 0 | 0 | 0 | -3259.1375 | 174791.506 | 0 | 0 | 0 | 0 | 0 | 0 | 0 | 0 | 0 | 0 | 0 | 1372.7136 | 0 | 0
2016-11-30 23:00 | 0 | 0 | 0 | 0 | 0 | 505481.0437 | 213799.7398 | 471628 | 0 | 0 | 0 | 142977.1278 | 6370409.9347 | 0 | 0 | 0 | 0 | 0 | 0 | 0 | 0 | 0 | 1846668.833 | 0 | 0 | 0 | 0 | 71488.5639 | 174791.506 | 0 | 0 | 0 | 0 | 0 | 0 | 0 | 0 | 0 | 0 | 0 | 1372.7136 | 0 | 0
2016-12-01 | 0 | 0 | 0 | 0 | 0 | 527846.8944 | 3788.7989 | 477172 | 0 | 0 | 0 | 71488.5639 | 6494989.4783 | 0 | 0 | 0 | 0 | 0 | 0 | 0 | 0 | 0 | 1847759.6172 | 0 | 0 | 0 | 0 | -71488.5639 | 124579.5436 | 0 | 0 | 0 | 0 | 0 | 0 | 0 | 0 | 0 | 0 | 0 | 1372.7136 | 0 | 0
2016-12-01 01:00 | 0 | 0 | 0 | 0 | 0 | 504720.2291 | 0 | 475680 | 0 | 0 | 0 | 0 | 6594145.5578 | 0 | 0 | 0 | 0 | 0 | 0 | 0 | 0 | 0 | 1848850.397 | 0 | 0 | 0 | 0 | -71488.5639 | 99156.0794 | 0 | 0 | 0 | 0 | 0 | 0 | 0 | 0 | 0 | 0 | 0 | 1372.7136 | 0 | 0
2016-12-01 02:00 | 0 | 0 | 0 | 0 | 0 | 489233.4035 | 0 | 462867 | 0 | 0 | 0 | 71488.5639 | 6547650.6838 | 0 | 0 | 0 | 0 | 0 | 0 | 0 | 0 | 0 | 1849941.1725 | 0 | 0 | 0 | 0 | 71488.5639 | 0 | 46494.874 | 0 | 0 | 0 | 0 | 0 | 0 | 0 | 0 | 0 | 0 | 1372.7136 | 0 | 0
2016-12-01 03:00 | 0 | 0 | 0 | 0 | 0 | 371812.1497 | 0 | 441928 | 0 | 0 | 0 | 0 | 6547650.6838 | 0 | 0 | 0 | 0 | 0 | 0 | 0 | 0 | 0 | 1851031.9436 | 0 | 0 | 0 | 0 | -71488.5639 | 0 | 0 | 0 | 0 | 0 | 0 | 0 | 0 | 0 | 0 | 0 | 0 | 1372.7136 | 0 | 0
2016-12-01 04:00 | 0 | 0 | 0 | 0 | 0 | 491071.2775 | 0 | 418210 | 0 | 0 | 0 | 71488.5639 | 6547650.6838 | 0 | 0 | 0 | 0 | 0 | 0 | 0 | 0 | 0 | 1852122.7103 | 0 | 0 | 0 | 0 | 71488.5639 | 0 | 0 | 0 | 0 | 0 | 0 | 0 | 0 | 0 | 0 | 0 | 0 | 1372.7136 | 0 | 0
2016-12-01 05:00 | 0 | 0 | 0 | 0 | 0 | 489491.5189 | 0 | 396190 | 0 | 0 | 0 | 142977.1278 | 6568090.9252 | 0 | 0 | 0 | 0 | 0 | 0 | 0 | 0 | 0 | 1853213.4727 | 0 | 0 | 0 | 0 | 71488.5639 | 20440.2414 | 0 | 0 | 0 | 0 | 0 | 0 | 0 | 0 | 0 | 0 | 0 | 1372.7136 | 0 | 0
2016-12-01 06:00 | 0 | 0 | 0 | 0 | 0 | 441348.2194 | 0 | 379482 | 0 | 0 | 0 | 203470.6336 | 6568090.9252 | 0 | 0 | 0 | 0 | 0 | 0 | 0 | 0 | 0 | 1854304.2307 | 0 | 0 | 0 | 0 | 60493.5058 | 0 | 0 | 0 | 0 | 0 | 0 | 0 | 0 | 0 | 0 | 0 | 0 | 1372.7136 | 0 | 0
2016-12-01 07:00 | 0 | 0 | 0 | 0 | 0 | 299712.1497 | 0 | 369828 | 0 | 0 | 0 | 131982.0697 | 6568090.9252 | 0 | 0 | 0 | 0 | 0 | 0 | 0 | 0 | 0 | 1855394.9843 | 0 | 0 | 0 | 0 | -71488.5639 | 0 | 0 | 0 | 0 | 0 | 0 | 0 | 0 | 0 | 0 | 0 | 0 | 1372.7136 | 0 | 0
2016-12-01 08:00 | 0 | 0 | 0 | 0 | 0 | 414138.6558 | 0 | 366207 | 0 | 0 | 0 | 152486.3793 | 6594145.5578 | 0 | 0 | 0 | 0 | 0 | 0 | 0 | 0 | 0 | 1856485.7336 | 0 | 0 | 0 | 0 | 20504.3097 | 26054.6326 | 0 | 0 | 0 | 0 | 0 | 0 | 0 | 0 | 0 | 0 | 0 | 1372.7136 | 0 | 0
2016-12-01 09:00 | 0 | 0 | 0 | 0 | 0 | 299265.1497 | 0 | 369381 | 0 | 0 | 0 | 80997.8154 | 6594145.5578 | 0 | 0 | 0 | 0 | 0 | 0 | 0 | 0 | 0 | 1857576.4786 | 0 | 0 | 0 | 0 | -71488.5639 | 0 | 0 | 0 | 0 | 0 | 0 | 0 | 0 | 0 | 0 | 0 | 0 | 1372.7136 | 0 | 0
2016-12-01 10:00 | 0 | 0 | 0 | 0 | 0 | 265364.2716 | 0 | 382798 | 0 | 0 | 0 | 60101.6339 | 6496235.2974 | 0 | 0 | 0 | 0 | 0 | 0 | 0 | 0 | 0 | 1858667.2191 | 0 | 0 | 0 | 0 | -20896.1816 | 174791.506 | 272701.7664 | 0 | 0 | 0 | 0 | 0 | 0 | 0 | 0 | 0 | 0 | 1372.7136 | 0 | 0
2016-12-01 11:00 | 0 | 0 | 0 | 0 | 0 | 354121.0797 | 0 | 412850 | 0 | 0 | 0 | 0 | 6496235.2974 | 0 | 0 | 0 | 0 | 0 | 0 | 0 | 0 | 0 | 1859757.9553 | 0 | 0 | 0 | 0 | -60101.6339 | 0 | 0 | 0 | 0 | 0 | 0 | 0 | 0 | 0 | 0 | 0 | 0 | 1372.7136 | 0 | 0
2016-12-01 12:00 | 0 | 0 | 0 | 0 | 0 | 170813.9472 | 0 | 442143 | 0 | 0 | 0 | 0 | 6223533.531 | 0 | 0 | 0 | 0 | 0 | 0 | 0 | 0 | 0 | 1860848.6871 | 0 | 0 | 0 | 0 | 0 | 0 | 272701.7664 | 0 | 0 | 0 | 0 | 0 | 0 | 0 | 0 | 0 | 0 | 1372.7136 | 0 | 0
2016-12-01 13:00 | 0 | 0 | 0 | 0 | 0 | 320656.2307 | 0.37736 | 454793 | 0 | 0 | 0 | 71488.5639 | 6016535.8615 | 0 | 0 | 0 | 0 | 0 | 0 | 0 | 0 | 0 | 1861939.4146 | 0 | 0 | 0 | 0 | 71488.5639 | 0 | 206997.6694 | 0 | 0 | 0 | 0 | 0 | 0 | 0 | 0 | 0 | 0 | 1372.7136 | 0 | 0
2016-12-01 14:00 | 0 | 0 | 0 | 0 | 0 | 211403.8122 | 77190.2565 | 458619 | 0 | 0 | 0 | 0 | 5916626.7805 | 0 | 0 | 0 | 0 | 0 | 0 | 0 | 0 | 0 | 1863030.1377 | 0 | 0 | 0 | 0 | -71488.5639 | 0 | 99909.081 | 0 | 0 | 0 | 0 | 0 | 0 | 0 | 0 | 0 | 0 | 1372.7136 | 0 | 0
2016-12-01 15:00 | 0 | 0 | 0 | 0 | 0 | 69511.5439 | 390115.1697 | 458254 | 0 | 0 | 0 | 0 | 5916626.7805 | 0 | 0 | 0 | 0 | 0 | 0 | 0 | 0 | 0 | 1864120.8565 | 0 | 0 | 0 | 0 | 0 | 0 | 0 | 0 | 0 | 0 | 0 | 0 | 0 | 0 | 0 | 0 | 0 | 1372.7136 | 0 | 0
2016-12-01 16:00 | 0 | 0 | 0 | 0 | 0 | 0 | 532191.7562 | 454588 | 0 | 0 | 0 | 69350.4964 | 5923507.3268 | 0 | 0 | 0 | 0 | 0 | 0 | 0 | 0 | 0 | 1865211.5709 | 0 | 0 | 0 | 0 | 69350.4964 | 6880.5463 | 0 | 0 | 0 | 0 | 0 | 0 | 0 | 0 | 0 | 0 | 0 | 1372.7136 | 0 | 0
2016-12-01 17:00 | 0 | 0 | 0 | 0 | 0 | 0 | 556026.7233 | 449213 | 0 | 0 | 0 | 0 | 6098298.8329 | 0 | 0 | 0 | 0 | 0 | 0 | 0 | 0 | 0 | 1866302.2809 | 0 | 0 | 0 | 0 | -69350.4964 | 174791.506 | 0 | 0 | 0 | 0 | 0 | 0 | 0 | 0 | 0 | 0 | 0 | 1372.7136 | 0 | 0
2016-12-01 18:00 | 0 | 0 | 0 | 0 | 0 | 0 | 534680.193 | 445828 | 0 | 0 | 0 | 0 | 6185778.3123 | 0 | 0 | 0 | 0 | 0 | 0 | 0 | 0 | 0 | 1867392.9865 | 0 | 0 | 0 | 0 | 0 | 87479.4794 | 0 | 0 | 0 | 0 | 0 | 0 | 0 | 0 | 0 | 0 | 0 | 1372.7136 | 0 | 0
2016-12-01 19:00 | 0 | 0 | 0 | 0 | 0 | 0 | 520379.9903 | 443702 | 0 | 0 | 0 | 71488.5639 | 6189595.0251 | 0 | 0 | 0 | 0 | 0 | 0 | 0 | 0 | 0 | 1868483.6878 | 0 | 0 | 0 | 0 | 71488.5639 | 3816.7128 | 0 | 0 | 0 | 0 | 0 | 0 | 0 | 0 | 0 | 0 | 0 | 1372.7136 | 0 | 0
2016-12-01 20:00 | 0 | 0 | 0 | 0 | 0 | 0 | 529255.9394 | 441771 | 0 | 0 | 0 | 142977.1278 | 6204218.6871 | 0 | 0 | 0 | 0 | 0 | 0 | 0 | 0 | 0 | 1869574.3848 | 0 | 0 | 0 | 0 | 71488.5639 | 14623.6619 | 0 | 0 | 0 | 0 | 0 | 0 | 0 | 0 | 0 | 0 | 0 | 1372.7136 | 0 | 0
2016-12-01 21:00 | 0 | 0 | 0 | 0 | 0 | 0 | 530647.9984 | 445029 | 0 | 0 | 0 | 71488.5639 | 6359953.5358 | 0 | 0 | 0 | 0 | 0 | 0 | 0 | 0 | 0 | 1870665.0773 | 0 | 0 | 0 | 0 | -71488.5639 | 155734.8487 | 0 | 0 | 0 | 0 | 0 | 0 | 0 | 0 | 0 | 0 | 0 | 1372.7136 | 0 | 0
2016-12-01 22:00 | 0 | 0 | 0 | 0 | 0 | 145098.5183 | 463398.7861 | 460354 | 0 | 0 | 0 | 71488.5639 | 6506724.1266 | 0 | 0 | 0 | 0 | 0 | 0 | 0 | 0 | 0 | 1871755.7655 | 0 | 0 | 0 | 0 | 0 | 146770.5908 | 0 | 0 | 0 | 0 | 0 | 0 | 0 | 0 | 0 | 0 | 0 | 1372.7136 | 0 | 0
2016-12-01 23:00 | 0 | 0 | 0 | 0 | 0 | 171956.6988 | 210747.3297 | 476034 | 0 | 0 | 0 | 142977.1278 | 6340532.8777 | 0 | 0 | 0 | 0 | 0 | 0 | 0 | 0 | 0 | 1872846.4494 | 0 | 0 | 0 | 0 | 71488.5639 | 0 | 166191.249 | 0 | 0 | 0 | 0 | 0 | 0 | 0 | 0 | 0 | 0 | 1372.7136 | 0 | 0
2016-12-02 | 0 | 0 | 0 | 0 | 0 | 198095.9837 | 4515.882 | 483265 | 0 | 0 | 0 | 71488.5639 | 6129995.5937 | 0 | 0 | 0 | 0 | 0 | 0 | 0 | 0 | 0 | 1873937.1289 | 0 | 0 | 0 | 0 | -71488.5639 | 0 | 210537.284 | 0 | 0 | 0 | 0 | 0 | 0 | 0 | 0 | 0 | 0 | 1372.7136 | 0 | 0
2016-12-02 01:00 | 0 | 0 | 0 | 0 | 0 | 218259.4531 | 0 | 484225 | 0 | 0 | 0 | 0 | 5934145.8971 | 0 | 0 | 0 | 0 | 0 | 0 | 0 | 0 | 0 | 1875027.804 | 0 | 0 | 0 | 0 | -71488.5639 | 0 | 195849.6966 | 0 | 0 | 0 | 0 | 0 | 0 | 0 | 0 | 0 | 0 | 1372.7136 | 0 | 0
2016-12-02 02:00 | 0 | 0 | 0 | 0 | 0 | 227438.6494 | 0 | 474133 | 0 | 0 | 0 | 24634.7022 | 5661444.1307 | 0 | 0 | 0 | 0 | 0 | 0 | 0 | 0 | 0 | 1876118.4747 | 0 | 0 | 0 | 0 | 24634.7022 | 0 | 272701.7664 | 0 | 0 | 0 | 0 | 0 | 0 | 0 | 0 | 0 | 0 | 1372.7136 | 0 | 0
2016-12-02 03:00 | 0 | 0 | 0 | 0 | 0 | 158384.245 | 0 | 454348 | 0 | 0 | 0 | 0 | 5388742.3643 | 0 | 0 | 0 | 0 | 0 | 0 | 0 | 0 | 0 | 1877209.1411 | 0 | 0 | 0 | 0 | -24634.7022 | 0 | 272701.7664 | 0 | 0 | 0 | 0 | 0 | 0 | 0 | 0 | 0 | 0 | 1372.7136 | 0 | 0
2016-12-02 04:00 | 0 | 0 | 0 | 0 | 0 | 218991.5723 | 0 | 431309 | 0 | 0 | 0 | 59011.6251 | 5116040.5979 | 0 | 0 | 0 | 0 | 0 | 0 | 0 | 0 | 0 | 1878299.8032 | 0 | 0 | 0 | 0 | 59011.6251 | 0 | 272701.7664 | 0 | 0 | 0 | 0 | 0 | 0 | 0 | 0 | 0 | 0 | 1372.7136 | 0 | 0
2016-12-02 05:00 | 0 | 0 | 0 | 0 | 0 | 141014.8278 | 0 | 410862 | 0 | 0 | 0 | 60493.5058 | 4843338.8314 | 0 | 0 | 0 | 0 | 0 | 0 | 0 | 0 | 0 | 1879390.4608 | 0 | 0 | 0 | 0 | 1481.8806 | 0 | 272701.7664 | 0 | 0 | 0 | 0 | 0 | 0 | 0 | 0 | 0 | 0 | 1372.7136 | 0 | 0
2016-12-02 06:00 | 0 | 0 | 0 | 0 | 0 | 195679.5111 | 0 | 395520 | 0 | 0 | 0 | 131982.0697 | 4570637.065 | 0 | 0 | 0 | 0 | 0 | 0 | 0 | 0 | 0 | 1880481.1141 | 0 | 0 | 0 | 0 | 71488.5639 | 0 | 272701.7664 | 0 | 0 | 0 | 0 | 0 | 0 | 0 | 0 | 0 | 0 | 1372.7136 | 0 | 0
2016-12-02 07:00 | 0 | 0 | 0 | 0 | 0 | 186504.5111 | 0 | 386345 | 0 | 0 | 0 | 203470.6336 | 4297935.2986 | 0 | 0 | 0 | 0 | 0 | 0 | 0 | 0 | 0 | 1881571.7631 | 0 | 0 | 0 | 0 | 71488.5639 | 0 | 272701.7664 | 0 | 0 | 0 | 0 | 0 | 0 | 0 | 0 | 0 | 0 | 1372.7136 | 0 | 0
2016-12-02 08:00 | 0 | 0 | 0 | 0 | 0 | 179214.461 | 0 | 382964 | 0 | 0 | 0 | 131982.0697 | 4164301.61 | 0 | 0 | 0 | 0 | 0 | 0 | 0 | 0 | 0 | 1882662.4076 | 0 | 0 | 0 | 0 | -71488.5639 | 0 | 133633.6887 | 0 | 0 | 0 | 0 | 0 | 0 | 0 | 0 | 0 | 0 | 1372.7136 | 0 | 0
2016-12-02 09:00 | 0 | 0 | 0 | 0 | 0 | 172728.0533 | 0 | 385768 | 0 | 0 | 0 | 190271.1758 | 3891599.8436 | 0 | 0 | 0 | 0 | 0 | 0 | 0 | 0 | 0 | 1883753.0479 | 0 | 0 | 0 | 0 | 58289.1061 | 0 | 272701.7664 | 0 | 0 | 0 | 0 | 0 | 0 | 0 | 0 | 0 | 0 | 1372.7136 | 0 | 0
2016-12-02 10:00 | 0 | 0 | 0 | 0 | 0 | 175183.2358 | 0 | 398872 | 0 | 0 | 0 | 181107.4575 | 3675702.084 | 0 | 0 | 0 | 0 | 0 | 0 | 0 | 0 | 0 | 1884843.6837 | 0 | 0 | 0 | 0 | -9163.7183 | 56804.0069 | 272701.7664 | 0 | 0 | 0 | 0 | 0 | 0 | 0 | 0 | 0 | 0 | 1372.7136 | 0 | 0
2016-12-02 11:00 | 0 | 0 | 0 | 0 | 0 | 181297.1232 | 0 | 430263 | 0 | 0 | 0 | 203470.6336 | 3403000.3176 | 0 | 0 | 0 | 0 | 0 | 0 | 0 | 0 | 0 | 1885934.3152 | 0 | 0 | 0 | 0 | 22363.176 | 0 | 272701.7664 | 0 | 0 | 0 | 0 | 0 | 0 | 0 | 0 | 0 | 0 | 1372.7136 | 0 | 0
2016-12-02 12:00 | 0 | 0 | 0 | 0 | 0 | 115622.3833 | 0 | 458440 | 0 | 0 | 0 | 131982.0697 | 3130298.5512 | 0 | 0 | 0 | 0 | 0 | 0 | 0 | 0 | 0 | 1887024.9423 | 0 | 0 | 0 | 0 | -71488.5639 | 0 | 272701.7664 | 0 | 0 | 0 | 0 | 0 | 0 | 0 | 0 | 0 | 0 | 1372.7136 | 0 | 0
2016-12-02 13:00 | 0 | 0 | 0 | 0 | 0 | 171256.4531 | 0 | 468105 | 0 | 0 | 0 | 106462.5756 | 2857596.7848 | 0 | 0 | 0 | 0 | 0 | 0 | 0 | 0 | 0 | 1888115.5651 | 0 | 0 | 0 | 0 | -25519.494 | 0 | 272701.7664 | 0 | 0 | 0 | 0 | 0 | 0 | 0 | 0 | 0 | 0 | 1372.7136 | 0 | 0
2016-12-02 14:00 | 0 | 0 | 0 | 0 | 0 | 126186.8996 | 24318.5939 | 468340 | 0 | 0 | 0 | 59957.122 | 2584895.0184 | 0 | 0 | 0 | 0 | 0 | 0 | 0 | 0 | 0 | 1889206.1835 | 0 | 0 | 0 | 0 | -46505.4537 | 0 | 272701.7664 | 0 | 0 | 0 | 0 | 0 | 0 | 0 | 0 | 0 | 0 | 1372.7136 | 0 | 0
2016-12-02 15:00 | 0 | 0 | 0 | 0 | 0 | 82987.0651 | 283504.5916 | 463520 | 0 | 0 | 0 | 0 | 2546451.0834 | 0 | 0 | 0 | 0 | 0 | 0 | 0 | 0 | 0 | 1890296.7976 | 0 | 0 | 0 | 0 | -59957.122 | 0 | 38443.9349 | 0 | 0 | 0 | 0 | 0 | 0 | 0 | 0 | 0 | 0 | 1372.7136 | 0 | 0
2016-12-02 16:00 | 0 | 0 | 0 | 0 | 0 | 77144.0978 | 462743.2707 | 456429 | 0 | 0 | 0 | 0 | 2628536.7384 | 0 | 0 | 0 | 0 | 0 | 0 | 0 | 0 | 0 | 1891387.4072 | 0 | 0 | 0 | 0 | 0 | 82085.6549 | 0 | 0 | 0 | 0 | 0 | 0 | 0 | 0 | 0 | 0 | 0 | 1372.7136 | 0 | 0
2016-12-02 17:00 | 0 | 0 | 0 | 0 | 0 | 77949.5123 | 502907.0475 | 449418 | 0 | 0 | 0 | 65927.2134 | 2692675.3712 | 0 | 0 | 0 | 0 | 0 | 0 | 0 | 0 | 0 | 1892478.0125 | 0 | 0 | 0 | 0 | 65927.2134 | 64138.6329 | 0 | 0 | 0 | 0 | 0 | 0 | 0 | 0 | 0 | 0 | 0 | 1372.7136 | 0 | 0
2016-12-02 18:00 | 0 | 0 | 0 | 0 | 0 | 81025.3267 | 474224.6796 | 445013 | 0 | 0 | 0 | 0 | 2867466.8773 | 0 | 0 | 0 | 0 | 0 | 0 | 0 | 0 | 0 | 1893568.6135 | 0 | 0 | 0 | 0 | -65927.2134 | 174791.506 | 0 | 0 | 0 | 0 | 0 | 0 | 0 | 0 | 0 | 0 | 0 | 1372.7136 | 0 | 0
2016-12-02 19:00 | 0 | 0 | 0 | 0 | 0 | 87880.8243 | 458286.2268 | 441327 | 0 | 0 | 0 | 0 | 2970934.2148 | 0 | 0 | 0 | 0 | 0 | 0 | 0 | 0 | 0 | 1894659.2101 | 0 | 0 | 0 | 0 | 0 | 103467.3375 | 0 | 0 | 0 | 0 | 0 | 0 | 0 | 0 | 0 | 0 | 0 | 1372.7136 | 0 | 0
2016-12-02 20:00 | 0 | 0 | 0 | 0 | 0 | 102256.7079 | 459041.1226 | 439813 | 0 | 0 | 0 | 0 | 3091046.3317 | 0 | 0 | 0 | 0 | 0 | 0 | 0 | 0 | 0 | 1895749.8023 | 0 | 0 | 0 | 0 | 0 | 120112.1169 | 0 | 0 | 0 | 0 | 0 | 0 | 0 | 0 | 0 | 0 | 0 | 1372.7136 | 0 | 0
2016-12-02 21:00 | 0 | 0 | 0 | 0 | 0 | 119390.8778 | 448127.3786 | 444457 | 0 | 0 | 0 | 71488.5639 | 3141246.3106 | 0 | 0 | 0 | 0 | 0 | 0 | 0 | 0 | 0 | 1896840.3902 | 0 | 0 | 0 | 0 | 71488.5639 | 50199.979 | 0 | 0 | 0 | 0 | 0 | 0 | 0 | 0 | 0 | 0 | 0 | 1372.7136 | 0 | 0
2016-12-02 22:00 | 0 | 0 | 0 | 0 | 0 | 101693.5861 | 389306.7486 | 458344 | 0 | 0 | 0 | 102772.185 | 3141246.3106 | 0 | 0 | 0 | 0 | 0 | 0 | 0 | 0 | 0 | 1897930.9737 | 0 | 0 | 0 | 0 | 31283.6212 | 0 | 0 | 0 | 0 | 0 | 0 | 0 | 0 | 0 | 0 | 0 | 0 | 1372.7136 | 0 | 0
2016-12-02 23:00 | 0 | 0 | 0 | 0 | 0 | 237935.5586 | 208588.763 | 471340 | 0 | 0 | 0 | 60493.5058 | 3157336.5979 | 0 | 0 | 0 | 0 | 0 | 0 | 0 | 0 | 0 | 1899021.5528 | 0 | 0 | 0 | 0 | -42278.6793 | 16090.2873 | 0 | 0 | 0 | 0 | 0 | 0 | 0 | 0 | 0 | 0 | 0 | 1372.7136 | 0 | 0
2016-12-03 | 0 | 0 | 0 | 0 | 0 | 273283.4443 | 4427.2922 | 474735 | 0 | 0 | 0 | 131982.0697 | 2887451.0569 | 0 | 0 | 0 | 0 | 0 | 0 | 0 | 0 | 0 | 1900112.1276 | 0 | 0 | 0 | 0 | 71488.5639 | 2816.2254 | 272701.7664 | 0 | 0 | 0 | 0 | 0 | 0 | 0 | 0 | 0 | 0 | 1372.7136 | 0 | 0
2016-12-03 01:00 | 0 | 0 | 0 | 0 | 0 | 273161.5111 | 0 | 473002 | 0 | 0 | 0 | 203470.6336 | 2614749.2905 | 0 | 0 | 0 | 0 | 0 | 0 | 0 | 0 | 0 | 1901202.698 | 0 | 0 | 0 | 0 | 71488.5639 | 0 | 272701.7664 | 0 | 0 | 0 | 0 | 0 | 0 | 0 | 0 | 0 | 0 | 1372.7136 | 0 | 0
2016-12-03 02:00 | 0 | 0 | 0 | 0 | 0 | 275436.0376 | 0 | 463743 | 0 | 0 | 0 | 131982.0697 | 2496558.1784 | 0 | 0 | 0 | 0 | 0 | 0 | 0 | 0 | 0 | 1902293.2641 | 0 | 0 | 0 | 0 | -71488.5639 | 0 | 118191.1121 | 0 | 0 | 0 | 0 | 0 | 0 | 0 | 0 | 0 | 0 | 1372.7136 | 0 | 0
2016-12-03 03:00 | 0 | 0 | 0 | 0 | 0 | 247751.5111 | 0 | 447592 | 0 | 0 | 0 | 203470.6336 | 2223856.4119 | 0 | 0 | 0 | 0 | 0 | 0 | 0 | 0 | 0 | 1903383.8258 | 0 | 0 | 0 | 0 | 71488.5639 | 0 | 272701.7664 | 0 | 0 | 0 | 0 | 0 | 0 | 0 | 0 | 0 | 0 | 1372.7136 | 0 | 0
2016-12-03 04:00 | 0 | 0 | 0 | 0 | 0 | 284818.3669 | 0 | 428138 | 0 | 0 | 0 | 131982.0697 | 2150652.6291 | 0 | 0 | 0 | 0 | 0 | 0 | 0 | 0 | 0 | 1904474.3831 | 0 | 0 | 0 | 0 | -71488.5639 | 0 | 73203.7828 | 0 | 0 | 0 | 0 | 0 | 0 | 0 | 0 | 0 | 0 | 1372.7136 | 0 | 0
2016-12-03 05:00 | 0 | 0 | 0 | 0 | 0 | 306503.2574 | 0 | 409157 | 0 | 0 | 0 | 60493.5058 | 2118114.7368 | 0 | 0 | 0 | 0 | 0 | 0 | 0 | 0 | 0 | 1905564.9361 | 0 | 0 | 0 | 0 | -71488.5639 | 0 | 32537.8923 | 0 | 0 | 0 | 0 | 0 | 0 | 0 | 0 | 0 | 0 | 1372.7136 | 0 | 0
2016-12-03 06:00 | 0 | 0 | 0 | 0 | 0 | 194813.5111 | 0 | 394654 | 0 | 0 | 0 | 131982.0697 | 1845412.9704 | 0 | 0 | 0 | 0 | 0 | 0 | 0 | 0 | 0 | 1906655.4847 | 0 | 0 | 0 | 0 | 71488.5639 | 0 | 272701.7664 | 0 | 0 | 0 | 0 | 0 | 0 | 0 | 0 | 0 | 0 | 1372.7136 | 0 | 0
2016-12-03 07:00 | 0 | 0 | 0 | 0 | 0 | 325260.2078 | 0 | 384381 | 0 | 0 | 0 | 71488.5639 | 1845412.9704 | 0 | 0 | 0 | 0 | 0 | 0 | 0 | 0 | 0 | 1907746.0289 | 0 | 0 | 0 | 0 | -60493.5058 | 0 | 0 | 0 | 0 | 0 | 0 | 0 | 0 | 0 | 0 | 0 | 0 | 1372.7136 | 0 | 0
2016-12-03 08:00 | 0 | 0 | 0 | 0 | 0 | 308811.1497 | 0 | 378927 | 0 | 0 | 0 | 0 | 1845412.9704 | 0 | 0 | 0 | 0 | 0 | 0 | 0 | 0 | 0 | 1908836.5688 | 0 | 0 | 0 | 0 | -71488.5639 | 0 | 0 | 0 | 0 | 0 | 0 | 0 | 0 | 0 | 0 | 0 | 0 | 1372.7136 | 0 | 0
2016-12-03 09:00 | 0 | 0 | 0 | 0 | 0 | 361649.7048 | 0 | 377562 | 0 | 0 | 0 | 71488.5639 | 1756639.3977 | 0 | 0 | 0 | 0 | 0 | 0 | 0 | 0 | 0 | 1909927.1043 | 0 | 0 | 0 | 0 | 71488.5639 | 0 | 88773.5727 | 0 | 0 | 0 | 0 | 0 | 0 | 0 | 0 | 0 | 0 | 1372.7136 | 0 | 0
2016-12-03 10:00 | 0 | 0 | 0 | 0 | 0 | 355574.1614 | 0 | 382297 | 0 | 0 | 0 | 102198.3716 | 1697834.0379 | 0 | 0 | 0 | 0 | 0 | 0 | 0 | 0 | 0 | 1911017.6355 | 0 | 0 | 0 | 0 | 30709.8077 | 0 | 58805.3599 | 0 | 0 | 0 | 0 | 0 | 0 | 0 | 0 | 0 | 0 | 1372.7136 | 0 | 0
2016-12-03 11:00 | 0 | 0 | 0 | 0 | 0 | 350605.8936 | 0 | 391458 | 0 | 0 | 0 | 59973.5516 | 1697834.0379 | 0 | 0 | 0 | 0 | 0 | 0 | 0 | 0 | 0 | 1912108.1623 | 0 | 0 | 0 | 0 | -42224.82 | 0 | 0 | 0 | 0 | 0 | 0 | 0 | 0 | 0 | 0 | 0 | 0 | 1372.7136 | 0 | 0
2016-12-03 12:00 | 0 | 0 | 0 | 0 | 0 | 346802.162 | 0 | 405403 | 0 | 0 | 0 | 0 | 1697834.0379 | 0 | 0 | 0 | 0 | 0 | 0 | 0 | 0 | 0 | 1913198.6847 | 0 | 0 | 0 | 0 | -59973.5516 | 0 | 0 | 0 | 0 | 0 | 0 | 0 | 0 | 0 | 0 | 0 | 0 | 1372.7136 | 0 | 0
2016-12-03 13:00 | 0 | 0 | 0 | 0 | 0 | 220486.5111 | 0 | 420327 | 0 | 0 | 0 | 71488.5639 | 1425132.2714 | 0 | 0 | 0 | 0 | 0 | 0 | 0 | 0 | 0 | 1914289.2028 | 0 | 0 | 0 | 0 | 71488.5639 | 0 | 272701.7664 | 0 | 0 | 0 | 0 | 0 | 0 | 0 | 0 | 0 | 0 | 1372.7136 | 0 | 0
2016-12-03 14:00 | 0 | 0 | 0 | 0 | 0 | 315788.404 | 10680.0171 | 431496 | 0 | 0 | 0 | 142977.1278 | 1247243.415 | 0 | 0 | 0 | 0 | 0 | 0 | 0 | 0 | 0 | 1915379.7165 | 0 | 0 | 0 | 0 | 71488.5639 | 0 | 177888.8564 | 0 | 0 | 0 | 0 | 0 | 0 | 0 | 0 | 0 | 0 | 1372.7136 | 0 | 0
2016-12-03 15:00 | 0 | 0 | 0 | 0 | 0 | 16317.5404 | 350391.6093 | 436825 | 0 | 0 | 0 | 71488.5639 | 1247243.415 | 0 | 0 | 0 | 0 | 0 | 0 | 0 | 0 | 0 | 1916470.2259 | 0 | 0 | 0 | 0 | -71488.5639 | 0 | 0 | 0 | 0 | 0 | 0 | 0 | 0 | 0 | 0 | 0 | 0 | 1372.7136 | 0 | 0
2016-12-03 16:00 | 0 | 0 | 0 | 0 | 0 | 0 | 519581.7497 | 436892 | 0 | 0 | 0 | 0 | 1400049.015 | 0 | 0 | 0 | 0 | 0 | 0 | 0 | 0 | 0 | 1917560.7308 | 0 | 0 | 0 | 0 | -71488.5639 | 152805.6 | 0 | 0 | 0 | 0 | 0 | 0 | 0 | 0 | 0 | 0 | 0 | 1372.7136 | 0 | 0
2016-12-03 17:00 | 0 | 0 | 0 | 0 | 0 | 0 | 543708.9115 | 433208 | 0 | 0 | 0 | 0 | 1509177.2129 | 0 | 0 | 0 | 0 | 0 | 0 | 0 | 0 | 0 | 1918651.2315 | 0 | 0 | 0 | 0 | 0 | 109128.1979 | 0 | 0 | 0 | 0 | 0 | 0 | 0 | 0 | 0 | 0 | 0 | 1372.7136 | 0 | 0
2016-12-03 18:00 | 0 | 0 | 0 | 0 | 0 | 0 | 518898.0555 | 428346 | 0 | 0 | 0 | 71488.5639 | 1526867.991 | 0 | 0 | 0 | 0 | 0 | 0 | 0 | 0 | 0 | 1919741.7277 | 0 | 0 | 0 | 0 | 71488.5639 | 17690.7781 | 0 | 0 | 0 | 0 | 0 | 0 | 0 | 0 | 0 | 0 | 0 | 1372.7136 | 0 | 0
2016-12-03 19:00 | 0 | 0 | 0 | 0 | 0 | 0 | 501946.296 | 425207 | 0 | 0 | 0 | 142977.1278 | 1530746.0095 | 0 | 0 | 0 | 0 | 0 | 0 | 0 | 0 | 0 | 1920832.2196 | 0 | 0 | 0 | 0 | 71488.5639 | 3878.0185 | 0 | 0 | 0 | 0 | 0 | 0 | 0 | 0 | 0 | 0 | 0 | 1372.7136 | 0 | 0
2016-12-03 20:00 | 0 | 0 | 0 | 0 | 0 | 0 | 513844.0605 | 424515 | 0 | 0 | 0 | 203470.6336 | 1558208.8506 | 0 | 0 | 0 | 0 | 0 | 0 | 0 | 0 | 0 | 1921922.7072 | 0 | 0 | 0 | 0 | 60493.5058 | 27462.8412 | 0 | 0 | 0 | 0 | 0 | 0 | 0 | 0 | 0 | 0 | 0 | 1372.7136 | 0 | 0
2016-12-03 21:00 | 0 | 0 | 0 | 0 | 0 | 0 | 537000.6288 | 429335 | 0 | 0 | 0 | 203470.6336 | 1664501.7658 | 0 | 0 | 0 | 0 | 0 | 0 | 0 | 0 | 0 | 1923013.1903 | 0 | 0 | 0 | 0 | 0 | 106292.9152 | 0 | 0 | 0 | 0 | 0 | 0 | 0 | 0 | 0 | 0 | 0 | 1372.7136 | 0 | 0
2016-12-03 22:00 | 0 | 0 | 0 | 0 | 0 | 0 | 496175.6045 | 445857 | 0 | 0 | 0 | 203470.6336 | 1713447.6567 | 0 | 0 | 0 | 0 | 0 | 0 | 0 | 0 | 0 | 1924103.6691 | 0 | 0 | 0 | 0 | 0 | 48945.8909 | 0 | 0 | 0 | 0 | 0 | 0 | 0 | 0 | 0 | 0 | 0 | 1372.7136 | 0 | 0
2016-12-03 23:00 | 0 | 0 | 0 | 0 | 0 | 225491.9228 | 232837.7908 | 456957 | 0 | 0 | 0 | 203470.6336 | 1713447.6567 | 0 | 0 | 0 | 0 | 0 | 0 | 0 | 0 | 0 | 1925194.1436 | 0 | 0 | 0 | 0 | 0 | 0 | 0 | 0 | 0 | 0 | 0 | 0 | 0 | 0 | 0 | 0 | 0 | 1372.7136 | 0 | 0
2016-12-04 | 0 | 0 | 0 | 0 | 0 | 410743.0241 | 3545.1059 | 459226 | 0 | 0 | 0 | 142977.1278 | 1727630.5788 | 0 | 0 | 0 | 0 | 0 | 0 | 0 | 0 | 0 | 1926284.6137 | 0 | 0 | 0 | 0 | -60493.5058 | 14182.9222 | 0 | 0 | 0 | 0 | 0 | 0 | 0 | 0 | 0 | 0 | 0 | 1372.7136 | 0 | 0
2016-12-04 01:00 | 0 | 0 | 0 | 0 | 0 | 409697.0661 | 0 | 457461 | 0 | 0 | 0 | 71488.5639 | 1749982.4953 | 0 | 0 | 0 | 0 | 0 | 0 | 0 | 0 | 0 | 1927375.0794 | 0 | 0 | 0 | 0 | -71488.5639 | 22351.9164 | 0 | 0 | 0 | 0 | 0 | 0 | 0 | 0 | 0 | 0 | 0 | 1372.7136 | 0 | 0
2016-12-04 02:00 | 0 | 0 | 0 | 0 | 0 | 404576.9326 | 0 | 448462 | 0 | 0 | 0 | 0 | 1776213.2782 | 0 | 0 | 0 | 0 | 0 | 0 | 0 | 0 | 0 | 1928465.5408 | 0 | 0 | 0 | 0 | -71488.5639 | 26230.7829 | 0 | 0 | 0 | 0 | 0 | 0 | 0 | 0 | 0 | 0 | 0 | 1372.7136 | 0 | 0
2016-12-04 03:00 | 0 | 0 | 0 | 0 | 0 | 404333.7561 | 0 | 434284 | 0 | 0 | 0 | 0 | 1744890.3206 | 0 | 0 | 0 | 0 | 0 | 0 | 0 | 0 | 0 | 1929555.9978 | 0 | 0 | 0 | 0 | 0 | 0 | 31322.9575 | 0 | 0 | 0 | 0 | 0 | 0 | 0 | 0 | 0 | 0 | 1372.7136 | 0 | 0
2016-12-04 04:00 | 0 | 0 | 0 | 0 | 0 | 216976.5111 | 0 | 416817 | 0 | 0 | 0 | 71488.5639 | 1472188.5542 | 0 | 0 | 0 | 0 | 0 | 0 | 0 | 0 | 0 | 1930646.4504 | 0 | 0 | 0 | 0 | 71488.5639 | 0 | 272701.7664 | 0 | 0 | 0 | 0 | 0 | 0 | 0 | 0 | 0 | 0 | 1372.7136 | 0 | 0
2016-12-04 05:00 | 0 | 0 | 0 | 0 | 0 | 416500.2589 | 0 | 399836 | 0 | 0 | 0 | 0 | 1558968.6634 | 0 | 0 | 0 | 0 | 0 | 0 | 0 | 0 | 0 | 1931736.8987 | 0 | 0 | 0 | 0 | -71488.5639 | 86780.1092 | 0 | 0 | 0 | 0 | 0 | 0 | 0 | 0 | 0 | 0 | 0 | 1372.7136 | 0 | 0
2016-12-04 06:00 | 0 | 0 | 0 | 0 | 0 | 386312.7136 | 0 | 384940 | 0 | 0 | 0 | 0 | 1558968.6634 | 0 | 0 | 0 | 0 | 0 | 0 | 0 | 0 | 0 | 1932827.3426 | 0 | 0 | 0 | 0 | 0 | 0 | 0 | 0 | 0 | 0 | 0 | 0 | 0 | 0 | 0 | 0 | 0 | 1372.7136 | 0 | 0
2016-12-04 07:00 | 0 | 0 | 0 | 0 | 0 | 424020.6162 | 0 | 373882 | 0 | 0 | 0 | 48765.9026 | 1558968.6634 | 0 | 0 | 0 | 0 | 0 | 0 | 0 | 0 | 0 | 1933917.7822 | 0 | 0 | 0 | 0 | 48765.9026 | 0 | 0 | 0 | 0 | 0 | 0 | 0 | 0 | 0 | 0 | 0 | 0 | 1372.7136 | 0 | 0
2016-12-04 08:00 | 0 | 0 | 0 | 0 | 0 | 167744.5111 | 0 | 367585 | 0 | 0 | 0 | 120254.4665 | 1286266.897 | 0 | 0 | 0 | 0 | 0 | 0 | 0 | 0 | 0 | 1935008.2174 | 0 | 0 | 0 | 0 | 71488.5639 | 0 | 272701.7664 | 0 | 0 | 0 | 0 | 0 | 0 | 0 | 0 | 0 | 0 | 1372.7136 | 0 | 0
2016-12-04 09:00 | 0 | 0 | 0 | 0 | 0 | 438450.2775 | 0 | 365589 | 0 | 0 | 0 | 191743.0304 | 1286266.897 | 0 | 0 | 0 | 0 | 0 | 0 | 0 | 0 | 0 | 1936098.6482 | 0 | 0 | 0 | 0 | 71488.5639 | 0 | 0 | 0 | 0 | 0 | 0 | 0 | 0 | 0 | 0 | 0 | 0 | 1372.7136 | 0 | 0
2016-12-04 10:00 | 0 | 0 | 0 | 0 | 0 | 319989.811 | 0 | 367383 | 0 | 0 | 0 | 142977.1278 | 1286266.897 | 0 | 0 | 0 | 0 | 0 | 0 | 0 | 0 | 0 | 1937189.0747 | 0 | 0 | 0 | 0 | -48765.9026 | 0 | 0 | 0 | 0 | 0 | 0 | 0 | 0 | 0 | 0 | 0 | 0 | 1372.7136 | 0 | 0
2016-12-04 11:00 | 0 | 0 | 0 | 0 | 0 | 478202.5462 | 0 | 374978 | 0 | 0 | 0 | 71488.5639 | 1459607.2935 | 0 | 0 | 0 | 0 | 0 | 0 | 0 | 0 | 0 | 1938279.4968 | 0 | 0 | 0 | 0 | -71488.5639 | 174791.506 | 1451.1095 | 0 | 0 | 0 | 0 | 0 | 0 | 0 | 0 | 0 | 0 | 1372.7136 | 0 | 0
2016-12-04 12:00 | 0 | 0 | 0 | 0 | 0 | 315389.1497 | 0 | 385505 | 0 | 0 | 0 | 0 | 1459607.2935 | 0 | 0 | 0 | 0 | 0 | 0 | 0 | 0 | 0 | 1939369.9145 | 0 | 0 | 0 | 0 | -71488.5639 | 0 | 0 | 0 | 0 | 0 | 0 | 0 | 0 | 0 | 0 | 0 | 0 | 1372.7136 | 0 | 0
2016-12-04 13:00 | 0 | 0 | 0 | 0 | 0 | 473446.2775 | 0 | 400585 | 0 | 0 | 0 | 71488.5639 | 1459607.2935 | 0 | 0 | 0 | 0 | 0 | 0 | 0 | 0 | 0 | 1940460.3279 | 0 | 0 | 0 | 0 | 71488.5639 | 0 | 0 | 0 | 0 | 0 | 0 | 0 | 0 | 0 | 0 | 0 | 0 | 1372.7136 | 0 | 0
2016-12-04 14:00 | 0 | 0 | 0 | 0 | 0 | 422772.9311 | 86674.9737 | 413990 | 0 | 0 | 0 | 0 | 1625181.0486 | 0 | 0 | 0 | 0 | 0 | 0 | 0 | 0 | 0 | 1941550.737 | 0 | 0 | 0 | 0 | -71488.5639 | 165573.7551 | 0 | 0 | 0 | 0 | 0 | 0 | 0 | 0 | 0 | 0 | 0 | 1372.7136 | 0 | 0
2016-12-04 15:00 | 0 | 0 | 0 | 0 | 0 | 0 | 460754.4575 | 420910 | 0 | 0 | 0 | 0 | 1663652.7926 | 0 | 0 | 0 | 0 | 0 | 0 | 0 | 0 | 0 | 1942641.1416 | 0 | 0 | 0 | 0 | 0 | 38471.7439 | 0 | 0 | 0 | 0 | 0 | 0 | 0 | 0 | 0 | 0 | 0 | 1372.7136 | 0 | 0
2016-12-04 16:00 | 0 | 0 | 0 | 0 | 0 | 0 | 595713.9702 | 423653 | 0 | 0 | 0 | 0 | 1834341.0492 | 0 | 0 | 0 | 0 | 0 | 0 | 0 | 0 | 0 | 1943731.5419 | 0 | 0 | 0 | 0 | 0 | 170688.2566 | 0 | 0 | 0 | 0 | 0 | 0 | 0 | 0 | 0 | 0 | 0 | 1372.7136 | 0 | 0
2016-12-04 17:00 | 0 | 0 | 0 | 0 | 0 | 0 | 599543.7062 | 425473 | 0 | 0 | 0 | 0 | 2007039.0418 | 0 | 0 | 0 | 0 | 0 | 0 | 0 | 0 | 0 | 1944821.9379 | 0 | 0 | 0 | 0 | 0 | 172697.9927 | 0 | 0 | 0 | 0 | 0 | 0 | 0 | 0 | 0 | 0 | 0 | 1372.7136 | 0 | 0
2016-12-04 18:00 | 0 | 0 | 0 | 0 | 0 | 0 | 568947.0152 | 426290 | 0 | 0 | 0 | 71488.5639 | 2076834.7796 | 0 | 0 | 0 | 0 | 0 | 0 | 0 | 0 | 0 | 1945912.3294 | 0 | 0 | 0 | 0 | 71488.5639 | 69795.7378 | 0 | 0 | 0 | 0 | 0 | 0 | 0 | 0 | 0 | 0 | 0 | 1372.7136 | 0 | 0
2016-12-04 19:00 | 0 | 0 | 0 | 0 | 0 | 0 | 549898.8494 | 425797 | 0 | 0 | 0 | 80050.3249 | 2191002.1544 | 0 | 0 | 0 | 0 | 0 | 0 | 0 | 0 | 0 | 1947002.7167 | 0 | 0 | 0 | 0 | 8561.761 | 114167.3748 | 0 | 0 | 0 | 0 | 0 | 0 | 0 | 0 | 0 | 0 | 0 | 1372.7136 | 0 | 0
2016-12-04 20:00 | 0 | 0 | 0 | 0 | 0 | 0 | 565532.2916 | 426201 | 0 | 0 | 0 | 151538.8888 | 2257472.1685 | 0 | 0 | 0 | 0 | 0 | 0 | 0 | 0 | 0 | 1948093.0995 | 0 | 0 | 0 | 0 | 71488.5639 | 66470.0141 | 0 | 0 | 0 | 0 | 0 | 0 | 0 | 0 | 0 | 0 | 0 | 1372.7136 | 0 | 0
2016-12-04 21:00 | 0 | 0 | 0 | 0 | 0 | 0 | 591774.4005 | 435167 | 0 | 0 | 0 | 131982.0697 | 2432263.6745 | 0 | 0 | 0 | 0 | 0 | 0 | 0 | 0 | 0 | 1949183.478 | 0 | 0 | 0 | 0 | -19556.8192 | 174791.506 | 0 | 0 | 0 | 0 | 0 | 0 | 0 | 0 | 0 | 0 | 0 | 1372.7136 | 0 | 0
2016-12-04 22:00 | 0 | 0 | 0 | 0 | 0 | 0 | 543158.7507 | 453288 | 0 | 0 | 0 | 203470.6336 | 2449273.1477 | 0 | 0 | 0 | 0 | 0 | 0 | 0 | 0 | 0 | 1950273.8521 | 0 | 0 | 0 | 0 | 71488.5639 | 17009.4732 | 0 | 0 | 0 | 0 | 0 | 0 | 0 | 0 | 0 | 0 | 0 | 1372.7136 | 0 | 0
2016-12-04 23:00 | 0 | 0 | 0 | 0 | 0 | 356436.6598 | 222002.5321 | 468054 | 0 | 0 | 0 | 142977.1278 | 2618779.1318 | 0 | 0 | 0 | 0 | 0 | 0 | 0 | 0 | 0 | 1951364.2219 | 0 | 0 | 0 | 0 | -60493.5058 | 169505.9841 | 0 | 0 | 0 | 0 | 0 | 0 | 0 | 0 | 0 | 0 | 0 | 1372.7136 | 0 | 0
2016-12-05 | 0 | 0 | 0 | 0 | 0 | 442567.7384 | 2243.5665 | 474630 | 0 | 0 | 0 | 71488.5639 | 2659076.2871 | 0 | 0 | 0 | 0 | 0 | 0 | 0 | 0 | 0 | 1952454.5873 | 0 | 0 | 0 | 0 | -71488.5639 | 40297.1553 | 0 | 0 | 0 | 0 | 0 | 0 | 0 | 0 | 0 | 0 | 0 | 1372.7136 | 0 | 0
2016-12-05 01:00 | 0 | 0 | 0 | 0 | 0 | 404449.1497 | 0 | 474565 | 0 | 0 | 0 | 0 | 2659076.2871 | 0 | 0 | 0 | 0 | 0 | 0 | 0 | 0 | 0 | 1953544.9484 | 0 | 0 | 0 | 0 | -71488.5639 | 0 | 0 | 0 | 0 | 0 | 0 | 0 | 0 | 0 | 0 | 0 | 0 | 1372.7136 | 0 | 0
2016-12-05 02:00 | 0 | 0 | 0 | 0 | 0 | 463775.7136 | 0 | 462403 | 0 | 0 | 0 | 0 | 2659076.2871 | 0 | 0 | 0 | 0 | 0 | 0 | 0 | 0 | 0 | 1954635.3051 | 0 | 0 | 0 | 0 | 0 | 0 | 0 | 0 | 0 | 0 | 0 | 0 | 0 | 0 | 0 | 0 | 0 | 1372.7136 | 0 | 0
2016-12-05 03:00 | 0 | 0 | 0 | 0 | 0 | 443756.7136 | 0 | 442384 | 0 | 0 | 0 | 0 | 2659076.2871 | 0 | 0 | 0 | 0 | 0 | 0 | 0 | 0 | 0 | 1955725.6574 | 0 | 0 | 0 | 0 | 0 | 0 | 0 | 0 | 0 | 0 | 0 | 0 | 0 | 0 | 0 | 0 | 0 | 1372.7136 | 0 | 0
2016-12-05 04:00 | 0 | 0 | 0 | 0 | 0 | 492999.2775 | 0 | 420138 | 0 | 0 | 0 | 71488.5639 | 2659076.2871 | 0 | 0 | 0 | 0 | 0 | 0 | 0 | 0 | 0 | 1956816.0053 | 0 | 0 | 0 | 0 | 71488.5639 | 0 | 0 | 0 | 0 | 0 | 0 | 0 | 0 | 0 | 0 | 0 | 0 | 1372.7136 | 0 | 0
2016-12-05 05:00 | 0 | 0 | 0 | 0 | 0 | 473306.2775 | 0 | 400445 | 0 | 0 | 0 | 142977.1278 | 2659076.2871 | 0 | 0 | 0 | 0 | 0 | 0 | 0 | 0 | 0 | 1957906.3489 | 0 | 0 | 0 | 0 | 71488.5639 | 0 | 0 | 0 | 0 | 0 | 0 | 0 | 0 | 0 | 0 | 0 | 0 | 1372.7136 | 0 | 0
2016-12-05 06:00 | 0 | 0 | 0 | 0 | 0 | 315399.1497 | 0 | 385515 | 0 | 0 | 0 | 71488.5639 | 2659076.2871 | 0 | 0 | 0 | 0 | 0 | 0 | 0 | 0 | 0 | 1958996.6882 | 0 | 0 | 0 | 0 | -71488.5639 | 0 | 0 | 0 | 0 | 0 | 0 | 0 | 0 | 0 | 0 | 0 | 0 | 1372.7136 | 0 | 0
2016-12-05 07:00 | 0 | 0 | 0 | 0 | 0 | 306108.1497 | 0 | 376224 | 0 | 0 | 0 | 0 | 2659076.2871 | 0 | 0 | 0 | 0 | 0 | 0 | 0 | 0 | 0 | 1960087.0231 | 0 | 0 | 0 | 0 | -71488.5639 | 0 | 0 | 0 | 0 | 0 | 0 | 0 | 0 | 0 | 0 | 0 | 0 | 1372.7136 | 0 | 0
2016-12-05 08:00 | 0 | 0 | 0 | 0 | 0 | 374080.7136 | 0 | 372708 | 0 | 0 | 0 | 0 | 2659076.2871 | 0 | 0 | 0 | 0 | 0 | 0 | 0 | 0 | 0 | 1961177.3536 | 0 | 0 | 0 | 0 | 0 | 0 | 0 | 0 | 0 | 0 | 0 | 0 | 0 | 0 | 0 | 0 | 0 | 1372.7136 | 0 | 0
2016-12-05 09:00 | 0 | 0 | 0 | 0 | 0 | 571627.263 | 0 | 376676 | 0 | 0 | 0 | 71488.5639 | 2781166.2727 | 0 | 0 | 0 | 0 | 0 | 0 | 0 | 0 | 0 | 1962267.6797 | 0 | 0 | 0 | 0 | 71488.5639 | 122089.9856 | 0 | 0 | 0 | 0 | 0 | 0 | 0 | 0 | 0 | 0 | 0 | 1372.7136 | 0 | 0
2016-12-05 10:00 | 0 | 0 | 0 | 0 | 0 | 563254.8151 | 0 | 390407 | 0 | 0 | 0 | 142977.1278 | 2881152.8104 | 0 | 0 | 0 | 0 | 0 | 0 | 0 | 0 | 0 | 1963358.0015 | 0 | 0 | 0 | 0 | 71488.5639 | 99986.5377 | 0 | 0 | 0 | 0 | 0 | 0 | 0 | 0 | 0 | 0 | 0 | 1372.7136 | 0 | 0
2016-12-05 11:00 | 0 | 0 | 0 | 0 | 0 | 559361.1984 | 0 | 421183 | 0 | 0 | 0 | 203470.6336 | 2957464.7894 | 0 | 0 | 0 | 0 | 0 | 0 | 0 | 0 | 0 | 1964448.319 | 0 | 0 | 0 | 0 | 60493.5058 | 76311.979 | 0 | 0 | 0 | 0 | 0 | 0 | 0 | 0 | 0 | 0 | 0 | 1372.7136 | 0 | 0
2016-12-05 12:00 | 0 | 0 | 0 | 0 | 0 | 552641.601 | 0 | 451832 | 0 | 0 | 0 | 203470.6336 | 3056901.6768 | 0 | 0 | 0 | 0 | 0 | 0 | 0 | 0 | 0 | 1965538.632 | 0 | 0 | 0 | 0 | 0 | 99436.8874 | 0 | 0 | 0 | 0 | 0 | 0 | 0 | 0 | 0 | 0 | 0 | 1372.7136 | 0 | 0
2016-12-05 13:00 | 0 | 0 | 0 | 0 | 0 | 553073.5843 | 0 | 466587 | 0 | 0 | 0 | 203470.6336 | 3142015.5476 | 0 | 0 | 0 | 0 | 0 | 0 | 0 | 0 | 0 | 1966628.9408 | 0 | 0 | 0 | 0 | 0 | 85113.8707 | 0 | 0 | 0 | 0 | 0 | 0 | 0 | 0 | 0 | 0 | 0 | 1372.7136 | 0 | 0
2016-12-05 14:00 | 0 | 0 | 0 | 0 | 0 | 315206.7735 | 88656.3762 | 473979 | 0 | 0 | 0 | 131982.0697 | 3142015.5476 | 0 | 0 | 0 | 0 | 0 | 0 | 0 | 0 | 0 | 1967719.2451 | 0 | 0 | 0 | 0 | -71488.5639 | 0 | 0 | 0 | 0 | 0 | 0 | 0 | 0 | 0 | 0 | 0 | 0 | 1372.7136 | 0 | 0
2016-12-05 15:00 | 0 | 0 | 0 | 0 | 0 | 14568.5842 | 391945.5655 | 476630 | 0 | 0 | 0 | 60493.5058 | 3142015.5476 | 0 | 0 | 0 | 0 | 0 | 0 | 0 | 0 | 0 | 1968809.5451 | 0 | 0 | 0 | 0 | -71488.5639 | 0 | 0 | 0 | 0 | 0 | 0 | 0 | 0 | 0 | 0 | 0 | 0 | 1372.7136 | 0 | 0
2016-12-05 16:00 | 0 | 0 | 0 | 0 | 0 | 0 | 533796.7342 | 473521 | 0 | 0 | 0 | 119396.5264 | 3142015.5476 | 0 | 0 | 0 | 0 | 0 | 0 | 0 | 0 | 0 | 1969899.8407 | 0 | 0 | 0 | 0 | 58903.0206 | 0 | 0 | 0 | 0 | 0 | 0 | 0 | 0 | 0 | 0 | 0 | 0 | 1372.7136 | 0 | 0
2016-12-05 17:00 | 0 | 0 | 0 | 0 | 0 | 0 | 557546.4461 | 469196 | 0 | 0 | 0 | 142977.1278 | 3205412.6786 | 0 | 0 | 0 | 0 | 0 | 0 | 0 | 0 | 0 | 1970990.132 | 0 | 0 | 0 | 0 | 23580.6014 | 63397.1311 | 0 | 0 | 0 | 0 | 0 | 0 | 0 | 0 | 0 | 0 | 0 | 1372.7136 | 0 | 0
2016-12-05 18:00 | 0 | 0 | 0 | 0 | 0 | 0 | 538039.5702 | 464977 | 0 | 0 | 0 | 71488.5639 | 3348591.0992 | 0 | 0 | 0 | 0 | 0 | 0 | 0 | 0 | 0 | 1972080.4189 | 0 | 0 | 0 | 0 | -71488.5639 | 143178.4205 | 0 | 0 | 0 | 0 | 0 | 0 | 0 | 0 | 0 | 0 | 0 | 1372.7136 | 0 | 0
2016-12-05 19:00 | 0 | 0 | 0 | 0 | 0 | 0 | 532092.4066 | 462140 | 0 | 0 | 0 | 0 | 3488659.3561 | 0 | 0 | 0 | 0 | 0 | 0 | 0 | 0 | 0 | 1973170.7014 | 0 | 0 | 0 | 0 | -71488.5639 | 140068.2569 | 0 | 0 | 0 | 0 | 0 | 0 | 0 | 0 | 0 | 0 | 0 | 1372.7136 | 0 | 0
2016-12-05 20:00 | 0 | 0 | 0 | 0 | 0 | 154387.7774 | 553565.0061 | 460300 | 0 | 0 | 0 | 71488.5639 | 3663450.8621 | 0 | 0 | 0 | 0 | 0 | 0 | 0 | 0 | 0 | 1974260.9796 | 0 | 0 | 0 | 0 | 71488.5639 | 174791.506 | 0 | 0 | 0 | 0 | 0 | 0 | 0 | 0 | 0 | 0 | 0 | 1372.7136 | 0 | 0
2016-12-05 21:00 | 0 | 0 | 0 | 0 | 0 | 0 | 580374.023 | 466385 | 0 | 0 | 0 | 9313.3673 | 3838242.3681 | 0 | 0 | 0 | 0 | 0 | 0 | 0 | 0 | 0 | 1975351.2534 | 0 | 0 | 0 | 0 | -62175.1966 | 174791.506 | 0 | 0 | 0 | 0 | 0 | 0 | 0 | 0 | 0 | 0 | 0 | 1372.7136 | 0 | 0
2016-12-05 22:00 | 0 | 0 | 0 | 0 | 0 | 0 | 515485.5786 | 485100 | 0 | 0 | 0 | 38326.2323 | 3838242.3681 | 0 | 0 | 0 | 0 | 0 | 0 | 0 | 0 | 0 | 1976441.5229 | 0 | 0 | 0 | 0 | 29012.865 | 0 | 0 | 0 | 0 | 0 | 0 | 0 | 0 | 0 | 0 | 0 | 0 | 1372.7136 | 0 | 0
2016-12-05 23:00 | 0 | 0 | 0 | 0 | 0 | 283228.4143 | 180039.067 | 500221 | 0 | 0 | 0 | 0 | 3838242.3681 | 0 | 0 | 0 | 0 | 0 | 0 | 0 | 0 | 0 | 1977531.788 | 0 | 0 | 0 | 0 | -38326.2323 | 0 | 0 | 0 | 0 | 0 | 0 | 0 | 0 | 0 | 0 | 0 | 0 | 1372.7136 | 0 | 0
2016-12-06 | 0 | 0 | 0 | 0 | 0 | 679568.4734 | 2212.7463 | 505617 | 0 | 0 | 0 | 0 | 4013033.8742 | 0 | 0 | 0 | 0 | 0 | 0 | 0 | 0 | 0 | 1978622.0488 | 0 | 0 | 0 | 0 | 0 | 174791.506 | 0 | 0 | 0 | 0 | 0 | 0 | 0 | 0 | 0 | 0 | 0 | 1372.7136 | 0 | 0
2016-12-06 01:00 | 0 | 0 | 0 | 0 | 0 | 679848.2196 | 0 | 503684 | 0 | 0 | 0 | 0 | 4187825.3802 | 0 | 0 | 0 | 0 | 0 | 0 | 0 | 0 | 0 | 1979712.3051 | 0 | 0 | 0 | 0 | 0 | 174791.506 | 0 | 0 | 0 | 0 | 0 | 0 | 0 | 0 | 0 | 0 | 0 | 1372.7136 | 0 | 0
2016-12-06 02:00 | 0 | 0 | 0 | 0 | 0 | 666064.2196 | 0 | 489900 | 0 | 0 | 0 | 0 | 4362616.8863 | 0 | 0 | 0 | 0 | 0 | 0 | 0 | 0 | 0 | 1980802.5571 | 0 | 0 | 0 | 0 | 0 | 174791.506 | 0 | 0 | 0 | 0 | 0 | 0 | 0 | 0 | 0 | 0 | 0 | 1372.7136 | 0 | 0
2016-12-06 03:00 | 0 | 0 | 0 | 0 | 0 | 642463.2196 | 0 | 466299 | 0 | 0 | 0 | 0 | 4537408.3923 | 0 | 0 | 0 | 0 | 0 | 0 | 0 | 0 | 0 | 1981892.8048 | 0 | 0 | 0 | 0 | 0 | 174791.506 | 0 | 0 | 0 | 0 | 0 | 0 | 0 | 0 | 0 | 0 | 0 | 1372.7136 | 0 | 0
2016-12-06 04:00 | 0 | 0 | 0 | 0 | 0 | 615917.2196 | 0 | 439753 | 0 | 0 | 0 | 0 | 4712199.8983 | 0 | 0 | 0 | 0 | 0 | 0 | 0 | 0 | 0 | 1982983.0481 | 0 | 0 | 0 | 0 | 0 | 174791.506 | 0 | 0 | 0 | 0 | 0 | 0 | 0 | 0 | 0 | 0 | 0 | 1372.7136 | 0 | 0
2016-12-06 05:00 | 0 | 0 | 0 | 0 | 0 | 663977.7835 | 0 | 416325 | 0 | 0 | 0 | 71488.5639 | 4886991.4044 | 0 | 0 | 0 | 0 | 0 | 0 | 0 | 0 | 0 | 1984073.287 | 0 | 0 | 0 | 0 | 71488.5639 | 174791.506 | 0 | 0 | 0 | 0 | 0 | 0 | 0 | 0 | 0 | 0 | 0 | 1372.7136 | 0 | 0
2016-12-06 06:00 | 0 | 0 | 0 | 0 | 0 | 646562.7835 | 0 | 398910 | 0 | 0 | 0 | 142977.1278 | 5061782.9104 | 0 | 0 | 0 | 0 | 0 | 0 | 0 | 0 | 0 | 1985163.5216 | 0 | 0 | 0 | 0 | 71488.5639 | 174791.506 | 0 | 0 | 0 | 0 | 0 | 0 | 0 | 0 | 0 | 0 | 0 | 1372.7136 | 0 | 0
2016-12-06 07:00 | 0 | 0 | 0 | 0 | 0 | 625299.7254 | 0 | 388642 | 0 | 0 | 0 | 203470.6336 | 5236574.4164 | 0 | 0 | 0 | 0 | 0 | 0 | 0 | 0 | 0 | 1986253.7518 | 0 | 0 | 0 | 0 | 60493.5058 | 174791.506 | 0 | 0 | 0 | 0 | 0 | 0 | 0 | 0 | 0 | 0 | 0 | 1372.7136 | 0 | 0
2016-12-06 08:00 | 0 | 0 | 0 | 0 | 0 | 559712.2196 | 0 | 383548 | 0 | 0 | 0 | 203470.6336 | 5411365.9225 | 0 | 0 | 0 | 0 | 0 | 0 | 0 | 0 | 0 | 1987343.9777 | 0 | 0 | 0 | 0 | 0 | 174791.506 | 0 | 0 | 0 | 0 | 0 | 0 | 0 | 0 | 0 | 0 | 0 | 1372.7136 | 0 | 0
2016-12-06 09:00 | 0 | 0 | 0 | 0 | 0 | 562073.2196 | 0 | 385909 | 0 | 0 | 0 | 203470.6336 | 5586157.4285 | 0 | 0 | 0 | 0 | 0 | 0 | 0 | 0 | 0 | 1988434.1992 | 0 | 0 | 0 | 0 | 0 | 174791.506 | 0 | 0 | 0 | 0 | 0 | 0 | 0 | 0 | 0 | 0 | 0 | 1372.7136 | 0 | 0
2016-12-06 10:00 | 0 | 0 | 0 | 0 | 0 | 575528.2196 | 0 | 399364 | 0 | 0 | 0 | 203470.6336 | 5760948.9346 | 0 | 0 | 0 | 0 | 0 | 0 | 0 | 0 | 0 | 1989524.4163 | 0 | 0 | 0 | 0 | 0 | 174791.506 | 0 | 0 | 0 | 0 | 0 | 0 | 0 | 0 | 0 | 0 | 0 | 1372.7136 | 0 | 0
2016-12-06 11:00 | 0 | 0 | 0 | 0 | 0 | 601265.4781 | 0 | 428384 | 0 | 0 | 0 | 200187.892 | 5935740.4406 | 0 | 0 | 0 | 0 | 0 | 0 | 0 | 0 | 0 | 1990614.6291 | 0 | 0 | 0 | 0 | -3282.7416 | 174791.506 | 0 | 0 | 0 | 0 | 0 | 0 | 0 | 0 | 0 | 0 | 0 | 1372.7136 | 0 | 0
2016-12-06 12:00 | 0 | 0 | 0 | 0 | 0 | 562332.6557 | 0 | 457657 | 0 | 0 | 0 | 128699.3281 | 6110531.9466 | 0 | 0 | 0 | 0 | 0 | 0 | 0 | 0 | 0 | 1991704.8375 | 0 | 0 | 0 | 0 | -71488.5639 | 174791.506 | 0 | 0 | 0 | 0 | 0 | 0 | 0 | 0 | 0 | 0 | 0 | 1372.7136 | 0 | 0
2016-12-06 13:00 | 0 | 0 | 0 | 0 | 0 | 699606.8951 | 0 | 470719 | 0 | 0 | 0 | 181423.0036 | 6285323.4527 | 0 | 0 | 0 | 0 | 0 | 0 | 0 | 0 | 0 | 1992795.0415 | 0 | 0 | 0 | 0 | 52723.6755 | 174791.506 | 0 | 0 | 0 | 0 | 0 | 0 | 0 | 0 | 0 | 0 | 0 | 1372.7136 | 0 | 0
2016-12-06 14:00 | 0 | 0 | 0 | 0 | 0 | 639417.2237 | 36667.6259 | 477873 | 0 | 0 | 0 | 203470.6336 | 6460114.9587 | 0 | 0 | 0 | 0 | 0 | 0 | 0 | 0 | 0 | 1993885.2412 | 0 | 0 | 0 | 0 | 22047.6299 | 174791.506 | 0 | 0 | 0 | 0 | 0 | 0 | 0 | 0 | 0 | 0 | 0 | 1372.7136 | 0 | 0
2016-12-06 15:00 | 0 | 0 | 0 | 0 | 0 | 127527.0701 | 283105.0796 | 480748 | 0 | 0 | 0 | 131982.0697 | 6460114.9587 | 0 | 0 | 0 | 0 | 0 | 0 | 0 | 0 | 0 | 1994975.4365 | 0 | 0 | 0 | 0 | -71488.5639 | 0 | 0 | 0 | 0 | 0 | 0 | 0 | 0 | 0 | 0 | 0 | 0 | 1372.7136 | 0 | 0
2016-12-06 16:00 | 0 | 0 | 0 | 0 | 0 | 0 | 451417.525 | 479528 | 0 | 0 | 0 | 60493.5058 | 6502120.334 | 0 | 0 | 0 | 0 | 0 | 0 | 0 | 0 | 0 | 1996065.6275 | 0 | 0 | 0 | 0 | -71488.5639 | 42005.3753 | 0 | 0 | 0 | 0 | 0 | 0 | 0 | 0 | 0 | 0 | 0 | 1372.7136 | 0 | 0
2016-12-06 17:00 | 0 | 0 | 0 | 0 | 0 | 0 | 497311.0746 | 475564 | 0 | 0 | 0 | 71488.5639 | 6511499.637 | 0 | 0 | 0 | 0 | 0 | 0 | 0 | 0 | 0 | 1997155.8141 | 0 | 0 | 0 | 0 | 10995.0581 | 9379.3029 | 0 | 0 | 0 | 0 | 0 | 0 | 0 | 0 | 0 | 0 | 0 | 1372.7136 | 0 | 0
2016-12-06 18:00 | 0 | 0 | 0 | 0 | 0 | 0 | 484635.0705 | 472105 | 0 | 0 | 0 | 0 | 6594145.5578 | 0 | 0 | 0 | 0 | 0 | 0 | 0 | 0 | 0 | 1998245.9963 | 0 | 0 | 0 | 0 | -71488.5639 | 82645.9208 | 0 | 0 | 0 | 0 | 0 | 0 | 0 | 0 | 0 | 0 | 0 | 1372.7136 | 0 | 0
2016-12-06 19:00 | 0 | 0 | 0 | 0 | 0 | 73331.0393 | 468845.2382 | 469315 | 0 | 0 | 0 | 71488.5639 | 6594145.5578 | 0 | 0 | 0 | 0 | 0 | 0 | 0 | 0 | 0 | 1999336.1742 | 0 | 0 | 0 | 0 | 71488.5639 | 0 | 0 | 0 | 0 | 0 | 0 | 0 | 0 | 0 | 0 | 0 | 0 | 1372.7136 | 0 | 0
2016-12-06 20:00 | 0 | 0 | 0 | 0 | 0 | 0 | 468625.8826 | 468827 | 0 | 0 | 0 | 69914.7329 | 6594145.5578 | 0 | 0 | 0 | 0 | 0 | 0 | 0 | 0 | 0 | 2000426.3477 | 0 | 0 | 0 | 0 | -1573.8309 | 0 | 0 | 0 | 0 | 0 | 0 | 0 | 0 | 0 | 0 | 0 | 0 | 1372.7136 | 0 | 0
2016-12-06 21:00 | 0 | 0 | 0 | 0 | 0 | 85247.0324 | 462486.2451 | 474872 | 0 | 0 | 0 | 141403.2968 | 6594145.5578 | 0 | 0 | 0 | 0 | 0 | 0 | 0 | 0 | 0 | 2001516.5169 | 0 | 0 | 0 | 0 | 71488.5639 | 0 | 0 | 0 | 0 | 0 | 0 | 0 | 0 | 0 | 0 | 0 | 0 | 1372.7136 | 0 | 0
2016-12-06 22:00 | 0 | 0 | 0 | 0 | 0 | 0 | 396807.9746 | 489968 | 0 | 0 | 0 | 72226.5397 | 6568789.5759 | 0 | 0 | 0 | 0 | 0 | 0 | 0 | 0 | 0 | 2002606.6817 | 0 | 0 | 0 | 0 | -69176.7571 | 0 | 25355.9818 | 0 | 0 | 0 | 0 | 0 | 0 | 0 | 0 | 0 | 0 | 1372.7136 | 0 | 0
2016-12-06 23:00 | 0 | 0 | 0 | 0 | 0 | 397014.0753 | 179491.2021 | 503644 | 0 | 0 | 0 | 143715.1036 | 6568789.5759 | 0 | 0 | 0 | 0 | 0 | 0 | 0 | 0 | 0 | 2003696.8421 | 0 | 0 | 0 | 0 | 71488.5639 | 0 | 0 | 0 | 0 | 0 | 0 | 0 | 0 | 0 | 0 | 0 | 0 | 1372.7136 | 0 | 0
2016-12-07 | 0 | 0 | 0 | 0 | 0 | 457163.199 | 1894.5487 | 509312 | 0 | 0 | 0 | 189998.398 | 6470879.3155 | 0 | 0 | 0 | 0 | 0 | 0 | 0 | 0 | 0 | 2004786.9982 | 0 | 0 | 0 | 0 | 46283.2944 | 174791.506 | 272701.7664 | 0 | 0 | 0 | 0 | 0 | 0 | 0 | 0 | 0 | 0 | 1372.7136 | 0 | 0
2016-12-07 01:00 | 0 | 0 | 0 | 0 | 0 | 522097.9491 | 0 | 507253 | 0 | 0 | 0 | 203470.6336 | 6470879.3155 | 0 | 0 | 0 | 0 | 0 | 0 | 0 | 0 | 0 | 2005877.1499 | 0 | 0 | 0 | 0 | 13472.2355 | 0 | 0 | 0 | 0 | 0 | 0 | 0 | 0 | 0 | 0 | 0 | 0 | 1372.7136 | 0 | 0
2016-12-07 02:00 | 0 | 0 | 0 | 0 | 0 | 435066.2078 | 0 | 494187 | 0 | 0 | 0 | 142977.1278 | 6470879.3155 | 0 | 0 | 0 | 0 | 0 | 0 | 0 | 0 | 0 | 2006967.2973 | 0 | 0 | 0 | 0 | -60493.5058 | 0 | 0 | 0 | 0 | 0 | 0 | 0 | 0 | 0 | 0 | 0 | 0 | 1372.7136 | 0 | 0
2016-12-07 03:00 | 0 | 0 | 0 | 0 | 0 | 524637.3919 | 0 | 471487 | 0 | 0 | 0 | 71488.5639 | 6594145.5578 | 0 | 0 | 0 | 0 | 0 | 0 | 0 | 0 | 0 | 2008057.4403 | 0 | 0 | 0 | 0 | -71488.5639 | 174791.506 | 51525.2638 | 0 | 0 | 0 | 0 | 0 | 0 | 0 | 0 | 0 | 0 | 1372.7136 | 0 | 0
2016-12-07 04:00 | 0 | 0 | 0 | 0 | 0 | 376983.1497 | 0 | 447099 | 0 | 0 | 0 | 0 | 6594145.5578 | 0 | 0 | 0 | 0 | 0 | 0 | 0 | 0 | 0 | 2009147.5789 | 0 | 0 | 0 | 0 | -71488.5639 | 0 | 0 | 0 | 0 | 0 | 0 | 0 | 0 | 0 | 0 | 0 | 0 | 1372.7136 | 0 | 0
2016-12-07 05:00 | 0 | 0 | 0 | 0 | 0 | 323094.7714 | 0 | 425025 | 0 | 0 | 0 | 71488.5639 | 6419354.0517 | 0 | 0 | 0 | 0 | 0 | 0 | 0 | 0 | 0 | 2010237.7132 | 0 | 0 | 0 | 0 | 71488.5639 | 0 | 174791.506 | 0 | 0 | 0 | 0 | 0 | 0 | 0 | 0 | 0 | 0 | 1372.7136 | 0 | 0
2016-12-07 06:00 | 0 | 0 | 0 | 0 | 0 | 512096.6557 | 0 | 407421 | 0 | 0 | 0 | 0 | 6594145.5578 | 0 | 0 | 0 | 0 | 0 | 0 | 0 | 0 | 0 | 2011327.8431 | 0 | 0 | 0 | 0 | -71488.5639 | 174791.506 | 0 | 0 | 0 | 0 | 0 | 0 | 0 | 0 | 0 | 0 | 0 | 1372.7136 | 0 | 0
2016-12-07 07:00 | 0 | 0 | 0 | 0 | 0 | 458895.2194 | 0 | 397029 | 0 | 0 | 0 | 60493.5058 | 6594145.5578 | 0 | 0 | 0 | 0 | 0 | 0 | 0 | 0 | 0 | 2012417.9687 | 0 | 0 | 0 | 0 | 60493.5058 | 0 | 0 | 0 | 0 | 0 | 0 | 0 | 0 | 0 | 0 | 0 | 0 | 1372.7136 | 0 | 0
2016-12-07 08:00 | 0 | 0 | 0 | 0 | 0 | 465972.2775 | 0 | 393111 | 0 | 0 | 0 | 131982.0697 | 6594145.5578 | 0 | 0 | 0 | 0 | 0 | 0 | 0 | 0 | 0 | 2013508.0899 | 0 | 0 | 0 | 0 | 71488.5639 | 0 | 0 | 0 | 0 | 0 | 0 | 0 | 0 | 0 | 0 | 0 | 0 | 1372.7136 | 0 | 0
2016-12-07 09:00 | 0 | 0 | 0 | 0 | 0 | 344323.1708 | 0 | 395627 | 0 | 0 | 0 | 203470.6336 | 6469980.4511 | 0 | 0 | 0 | 0 | 0 | 0 | 0 | 0 | 0 | 2014598.2067 | 0 | 0 | 0 | 0 | 71488.5639 | 0 | 124165.1066 | 0 | 0 | 0 | 0 | 0 | 0 | 0 | 0 | 0 | 0 | 1372.7136 | 0 | 0
2016-12-07 10:00 | 0 | 0 | 0 | 0 | 0 | 534314.8202 | 0 | 408777 | 0 | 0 | 0 | 203470.6336 | 6594145.5578 | 0 | 0 | 0 | 0 | 0 | 0 | 0 | 0 | 0 | 2015688.3192 | 0 | 0 | 0 | 0 | 0 | 124165.1066 | 0 | 0 | 0 | 0 | 0 | 0 | 0 | 0 | 0 | 0 | 0 | 1372.7136 | 0 | 0
2016-12-07 11:00 | 0 | 0 | 0 | 0 | 0 | 368489.1497 | 0 | 438605 | 0 | 0 | 0 | 131982.0697 | 6594145.5578 | 0 | 0 | 0 | 0 | 0 | 0 | 0 | 0 | 0 | 2016778.4273 | 0 | 0 | 0 | 0 | -71488.5639 | 0 | 0 | 0 | 0 | 0 | 0 | 0 | 0 | 0 | 0 | 0 | 0 | 1372.7136 | 0 | 0
2016-12-07 12:00 | 0 | 0 | 0 | 0 | 0 | 268995.5111 | 0 | 468836 | 0 | 0 | 0 | 203470.6336 | 6321443.7913 | 0 | 0 | 0 | 0 | 0 | 0 | 0 | 0 | 0 | 2017868.531 | 0 | 0 | 0 | 0 | 71488.5639 | 0 | 272701.7664 | 0 | 0 | 0 | 0 | 0 | 0 | 0 | 0 | 0 | 0 | 1372.7136 | 0 | 0
2016-12-07 13:00 | 0 | 0 | 0 | 0 | 0 | 481491.7136 | 0 | 480119 | 0 | 0 | 0 | 203470.6336 | 6321443.7913 | 0 | 0 | 0 | 0 | 0 | 0 | 0 | 0 | 0 | 2018958.6304 | 0 | 0 | 0 | 0 | 0 | 0 | 0 | 0 | 0 | 0 | 0 | 0 | 0 | 0 | 0 | 0 | 0 | 1372.7136 | 0 | 0
2016-12-07 14:00 | 0 | 0 | 0 | 0 | 0 | 509656.8428 | 32097.4762 | 483620 | 0 | 0 | 0 | 131982.0697 | 6449693.9606 | 0 | 0 | 0 | 0 | 0 | 0 | 0 | 0 | 0 | 2020048.7255 | 0 | 0 | 0 | 0 | -71488.5639 | 128250.1693 | 0 | 0 | 0 | 0 | 0 | 0 | 0 | 0 | 0 | 0 | 0 | 1372.7136 | 0 | 0
2016-12-07 15:00 | 0 | 0 | 0 | 0 | 0 | 0 | 315047.8197 | 482502 | 0 | 0 | 0 | 131982.0697 | 6280867.0667 | 0 | 0 | 0 | 0 | 0 | 0 | 0 | 0 | 0 | 2021138.8161 | 0 | 0 | 0 | 0 | 0 | 103874.8725 | 272701.7664 | 0 | 0 | 0 | 0 | 0 | 0 | 0 | 0 | 0 | 0 | 1372.7136 | 0 | 0
2016-12-07 16:00 | 0 | 0 | 0 | 0 | 0 | 0 | 476607.0347 | 477539 | 0 | 0 | 0 | 203470.6336 | 6207073.824 | 0 | 0 | 0 | 0 | 0 | 0 | 0 | 0 | 0 | 2022228.9024 | 0 | 0 | 0 | 0 | 71488.5639 | 174791.506 | 248584.7488 | 0 | 0 | 0 | 0 | 0 | 0 | 0 | 0 | 0 | 0 | 1372.7136 | 0 | 0
2016-12-07 17:00 | 0 | 0 | 0 | 0 | 0 | 0 | 500648.7702 | 472931 | 0 | 0 | 0 | 203470.6336 | 6233418.8806 | 0 | 0 | 0 | 0 | 0 | 0 | 0 | 0 | 0 | 2023318.9844 | 0 | 0 | 0 | 0 | 0 | 26345.0566 | 0 | 0 | 0 | 0 | 0 | 0 | 0 | 0 | 0 | 0 | 0 | 1372.7136 | 0 | 0
2016-12-07 18:00 | 0 | 0 | 0 | 0 | 0 | 0 | 479156.2384 | 468546 | 0 | 0 | 0 | 203470.6336 | 6242656.4054 | 0 | 0 | 0 | 0 | 0 | 0 | 0 | 0 | 0 | 2024409.062 | 0 | 0 | 0 | 0 | 0 | 9237.5248 | 0 | 0 | 0 | 0 | 0 | 0 | 0 | 0 | 0 | 0 | 0 | 1372.7136 | 0 | 0
2016-12-07 19:00 | 0 | 0 | 0 | 0 | 0 | 0 | 463417.657 | 465826 | 0 | 0 | 0 | 131982.0697 | 6310363.9128 | 0 | 0 | 0 | 0 | 0 | 0 | 0 | 0 | 0 | 2025499.1352 | 0 | 0 | 0 | 0 | -71488.5639 | 67707.5073 | 0 | 0 | 0 | 0 | 0 | 0 | 0 | 0 | 0 | 0 | 0 | 1372.7136 | 0 | 0
2016-12-07 20:00 | 0 | 0 | 0 | 0 | 0 | 0 | 466916.4423 | 464802 | 0 | 0 | 0 | 203470.6336 | 6239617.0775 | 0 | 0 | 0 | 0 | 0 | 0 | 0 | 0 | 0 | 2026589.2041 | 0 | 0 | 0 | 0 | 71488.5639 | 0 | 70746.8352 | 0 | 0 | 0 | 0 | 0 | 0 | 0 | 0 | 0 | 0 | 1372.7136 | 0 | 0
2016-12-07 21:00 | 0 | 0 | 0 | 0 | 0 | 0 | 463417.6191 | 470564 | 0 | 0 | 0 | 203153.4429 | 6231415.1738 | 0 | 0 | 0 | 0 | 0 | 0 | 0 | 0 | 0 | 2027679.2686 | 0 | 0 | 0 | 0 | -317.1907 | 0 | 8201.9038 | 0 | 0 | 0 | 0 | 0 | 0 | 0 | 0 | 0 | 0 | 1372.7136 | 0 | 0
2016-12-07 22:00 | 0 | 0 | 0 | 0 | 0 | 0 | 397446.0505 | 490794 | 0 | 0 | 0 | 131664.879 | 6208183.0746 | 0 | 0 | 0 | 0 | 0 | 0 | 0 | 0 | 0 | 2028769.3287 | 0 | 0 | 0 | 0 | -71488.5639 | 0 | 23232.0992 | 0 | 0 | 0 | 0 | 0 | 0 | 0 | 0 | 0 | 0 | 1372.7136 | 0 | 0
2016-12-07 23:00 | 0 | 0 | 0 | 0 | 0 | 30241.9149 | 135845.4684 | 508905 | 0 | 0 | 0 | 60176.3151 | 5935481.3082 | 0 | 0 | 0 | 0 | 0 | 0 | 0 | 0 | 0 | 2029859.3845 | 0 | 0 | 0 | 0 | -71488.5639 | 0 | 272701.7664 | 0 | 0 | 0 | 0 | 0 | 0 | 0 | 0 | 0 | 0 | 1372.7136 | 0 | 0
2016-12-08 | 0 | 0 | 0 | 0 | 0 | 630062.5006 | 1692.4039 | 515767 | 0 | 0 | 0 | 0 | 6110272.8142 | 0 | 0 | 0 | 0 | 0 | 0 | 0 | 0 | 0 | 2030949.436 | 0 | 0 | 0 | 0 | -60176.3151 | 174791.506 | 0 | 0 | 0 | 0 | 0 | 0 | 0 | 0 | 0 | 0 | 0 | 1372.7136 | 0 | 0
2016-12-08 01:00 | 0 | 0 | 0 | 0 | 0 | 570268.7019 | 0 | 515797 | 0 | 0 | 0 | 0 | 6163371.8025 | 0 | 0 | 0 | 0 | 0 | 0 | 0 | 0 | 0 | 2032039.483 | 0 | 0 | 0 | 0 | 0 | 53098.9883 | 0 | 0 | 0 | 0 | 0 | 0 | 0 | 0 | 0 | 0 | 0 | 1372.7136 | 0 | 0
2016-12-08 02:00 | 0 | 0 | 0 | 0 | 0 | 615274.2776 | 0 | 504234 | 0 | 0 | 0 | 71488.5639 | 6201550.8027 | 0 | 0 | 0 | 0 | 0 | 0 | 0 | 0 | 0 | 2033129.5257 | 0 | 0 | 0 | 0 | 71488.5639 | 38179.0001 | 0 | 0 | 0 | 0 | 0 | 0 | 0 | 0 | 0 | 0 | 0 | 1372.7136 | 0 | 0
2016-12-08 03:00 | 0 | 0 | 0 | 0 | 0 | 598991.0205 | 0 | 483118 | 0 | 0 | 0 | 142977.1278 | 6244562.5457 | 0 | 0 | 0 | 0 | 0 | 0 | 0 | 0 | 0 | 2034219.5641 | 0 | 0 | 0 | 0 | 71488.5639 | 43011.743 | 0 | 0 | 0 | 0 | 0 | 0 | 0 | 0 | 0 | 0 | 0 | 1372.7136 | 0 | 0
2016-12-08 04:00 | 0 | 0 | 0 | 0 | 0 | 563343.6557 | 0 | 458668 | 0 | 0 | 0 | 71488.5639 | 6419354.0517 | 0 | 0 | 0 | 0 | 0 | 0 | 0 | 0 | 0 | 2035309.5981 | 0 | 0 | 0 | 0 | -71488.5639 | 174791.506 | 0 | 0 | 0 | 0 | 0 | 0 | 0 | 0 | 0 | 0 | 0 | 1372.7136 | 0 | 0
2016-12-08 05:00 | 0 | 0 | 0 | 0 | 0 | 541048.6557 | 0 | 436373 | 0 | 0 | 0 | 0 | 6594145.5578 | 0 | 0 | 0 | 0 | 0 | 0 | 0 | 0 | 0 | 2036399.6277 | 0 | 0 | 0 | 0 | -71488.5639 | 174791.506 | 0 | 0 | 0 | 0 | 0 | 0 | 0 | 0 | 0 | 0 | 0 | 1372.7136 | 0 | 0
2016-12-08 06:00 | 0 | 0 | 0 | 0 | 0 | 347699.6318 | 0 | 420643 | 0 | 0 | 0 | 0 | 6519829.4759 | 0 | 0 | 0 | 0 | 0 | 0 | 0 | 0 | 0 | 2037489.653 | 0 | 0 | 0 | 0 | 0 | 0 | 74316.0818 | 0 | 0 | 0 | 0 | 0 | 0 | 0 | 0 | 0 | 0 | 1372.7136 | 0 | 0
2016-12-08 07:00 | 0 | 0 | 0 | 0 | 0 | 412239.7136 | 0 | 410867 | 0 | 0 | 0 | 0 | 6519829.4759 | 0 | 0 | 0 | 0 | 0 | 0 | 0 | 0 | 0 | 2038579.6739 | 0 | 0 | 0 | 0 | 0 | 0 | 0 | 0 | 0 | 0 | 0 | 0 | 0 | 0 | 0 | 0 | 0 | 1372.7136 | 0 | 0
2016-12-08 08:00 | 0 | 0 | 0 | 0 | 0 | 554161.3593 | 0 | 406984 | 0 | 0 | 0 | 71488.5639 | 6594145.5578 | 0 | 0 | 0 | 0 | 0 | 0 | 0 | 0 | 0 | 2039669.6904 | 0 | 0 | 0 | 0 | 71488.5639 | 74316.0818 | 0 | 0 | 0 | 0 | 0 | 0 | 0 | 0 | 0 | 0 | 0 | 1372.7136 | 0 | 0
2016-12-08 09:00 | 0 | 0 | 0 | 0 | 0 | 210847.5111 | 0 | 410688 | 0 | 0 | 0 | 142977.1278 | 6321443.7913 | 0 | 0 | 0 | 0 | 0 | 0 | 0 | 0 | 0 | 2040759.7026 | 0 | 0 | 0 | 0 | 71488.5639 | 0 | 272701.7664 | 0 | 0 | 0 | 0 | 0 | 0 | 0 | 0 | 0 | 0 | 1372.7136 | 0 | 0
2016-12-08 10:00 | 0 | 0 | 0 | 0 | 0 | 355460.1497 | 0 | 425576 | 0 | 0 | 0 | 71488.5639 | 6321443.7913 | 0 | 0 | 0 | 0 | 0 | 0 | 0 | 0 | 0 | 2041849.7104 | 0 | 0 | 0 | 0 | -71488.5639 | 0 | 0 | 0 | 0 | 0 | 0 | 0 | 0 | 0 | 0 | 0 | 0 | 1372.7136 | 0 | 0
2016-12-08 11:00 | 0 | 0 | 0 | 0 | 0 | 385622.1497 | 0 | 455738 | 0 | 0 | 0 | 0 | 6321443.7913 | 0 | 0 | 0 | 0 | 0 | 0 | 0 | 0 | 0 | 2042939.7139 | 0 | 0 | 0 | 0 | -71488.5639 | 0 | 0 | 0 | 0 | 0 | 0 | 0 | 0 | 0 | 0 | 0 | 0 | 1372.7136 | 0 | 0
2016-12-08 12:00 | 0 | 0 | 0 | 0 | 0 | 215271.9472 | 0 | 486601 | 0 | 0 | 0 | 0 | 6048742.0249 | 0 | 0 | 0 | 0 | 0 | 0 | 0 | 0 | 0 | 2044029.713 | 0 | 0 | 0 | 0 | 0 | 0 | 272701.7664 | 0 | 0 | 0 | 0 | 0 | 0 | 0 | 0 | 0 | 0 | 1372.7136 | 0 | 0
2016-12-08 13:00 | 0 | 0 | 0 | 0 | 0 | 468166.8172 | 0 | 499919 | 0 | 0 | 0 | 0 | 6015617.1286 | 0 | 0 | 0 | 0 | 0 | 0 | 0 | 0 | 0 | 2045119.7078 | 0 | 0 | 0 | 0 | 0 | 0 | 33124.8964 | 0 | 0 | 0 | 0 | 0 | 0 | 0 | 0 | 0 | 0 | 1372.7136 | 0 | 0
2016-12-08 14:00 | 0 | 0 | 0 | 0 | 0 | 456197.0075 | 37001.7515 | 505890 | 0 | 0 | 0 | 0 | 6001553.174 | 0 | 0 | 0 | 0 | 0 | 0 | 0 | 0 | 0 | 2046209.6982 | 0 | 0 | 0 | 0 | 0 | 174791.506 | 188855.4606 | 0 | 0 | 0 | 0 | 0 | 0 | 0 | 0 | 0 | 0 | 1372.7136 | 0 | 0
2016-12-08 15:00 | 0 | 0 | 0 | 0 | 0 | 369793.3706 | 313946.849 | 507576 | 0 | 0 | 0 | 0 | 6176344.68 | 0 | 0 | 0 | 0 | 0 | 0 | 0 | 0 | 0 | 2047299.6842 | 0 | 0 | 0 | 0 | 0 | 174791.506 | 0 | 0 | 0 | 0 | 0 | 0 | 0 | 0 | 0 | 0 | 0 | 1372.7136 | 0 | 0
2016-12-08 16:00 | 0 | 0 | 0 | 0 | 0 | 0 | 457808.8191 | 504190 | 0 | 0 | 0 | 50156.3659 | 6078434.4197 | 0 | 0 | 0 | 0 | 0 | 0 | 0 | 0 | 0 | 2048389.6659 | 0 | 0 | 0 | 0 | 50156.3659 | 174791.506 | 272701.7664 | 0 | 0 | 0 | 0 | 0 | 0 | 0 | 0 | 0 | 0 | 1372.7136 | 0 | 0
2016-12-08 17:00 | 0 | 0 | 0 | 0 | 0 | 0 | 488777.1356 | 499818 | 0 | 0 | 0 | 0 | 6116177.2076 | 0 | 0 | 0 | 0 | 0 | 0 | 0 | 0 | 0 | 2049479.6432 | 0 | 0 | 0 | 0 | -50156.3659 | 37742.788 | 0 | 0 | 0 | 0 | 0 | 0 | 0 | 0 | 0 | 0 | 0 | 1372.7136 | 0 | 0
2016-12-08 18:00 | 0 | 0 | 0 | 0 | 0 | 0 | 475158.9525 | 496188 | 0 | 0 | 0 | 71488.5639 | 6022286.8826 | 0 | 0 | 0 | 0 | 0 | 0 | 0 | 0 | 0 | 2050569.6161 | 0 | 0 | 0 | 0 | 71488.5639 | 174791.506 | 268681.831 | 0 | 0 | 0 | 0 | 0 | 0 | 0 | 0 | 0 | 0 | 1372.7136 | 0 | 0
2016-12-08 19:00 | 0 | 0 | 0 | 0 | 0 | 266434.2133 | 464205.5121 | 493982 | 0 | 0 | 0 | 131982.0697 | 6197078.3887 | 0 | 0 | 0 | 0 | 0 | 0 | 0 | 0 | 0 | 2051659.5847 | 0 | 0 | 0 | 0 | 60493.5058 | 174791.506 | 0 | 0 | 0 | 0 | 0 | 0 | 0 | 0 | 0 | 0 | 0 | 1372.7136 | 0 | 0
2016-12-08 20:00 | 0 | 0 | 0 | 0 | 0 | 268076.9346 | 472067.8489 | 492492 | 0 | 0 | 0 | 203470.6336 | 6371869.8947 | 0 | 0 | 0 | 0 | 0 | 0 | 0 | 0 | 0 | 2052749.5489 | 0 | 0 | 0 | 0 | 71488.5639 | 174791.506 | 0 | 0 | 0 | 0 | 0 | 0 | 0 | 0 | 0 | 0 | 0 | 1372.7136 | 0 | 0
2016-12-08 21:00 | 0 | 0 | 0 | 0 | 0 | 135320.1586 | 477885.5563 | 500117 | 0 | 0 | 0 | 203470.6336 | 6483585.896 | 0 | 0 | 0 | 0 | 0 | 0 | 0 | 0 | 0 | 2053839.5088 | 0 | 0 | 0 | 0 | 0 | 111716.0013 | 0 | 0 | 0 | 0 | 0 | 0 | 0 | 0 | 0 | 0 | 0 | 1372.7136 | 0 | 0
2016-12-08 22:00 | 0 | 0 | 0 | 0 | 0 | 228146.5759 | 405887.7994 | 522102 | 0 | 0 | 0 | 203470.6336 | 6594145.5578 | 0 | 0 | 0 | 0 | 0 | 0 | 0 | 0 | 0 | 2054929.4643 | 0 | 0 | 0 | 0 | 0 | 110559.6617 | 0 | 0 | 0 | 0 | 0 | 0 | 0 | 0 | 0 | 0 | 0 | 1372.7136 | 0 | 0
2016-12-08 23:00 | 0 | 0 | 0 | 0 | 0 | 223479.3371 | 151358.6627 | 540306 | 0 | 0 | 0 | 203470.6336 | 6443256.5541 | 0 | 0 | 0 | 0 | 0 | 0 | 0 | 0 | 0 | 2029785.0437 | 0 | 0 | 0 | 0 | 0 | 0 | 150889.0036 | 0 | 0 | 0 | 0 | 0 | 0 | 0 | 0 | 0 | 0 | 0 | 25136.2009 | 0
2016-12-09 | 0 | 0 | 0 | 0 | 0 | 224881.3244 | 932.783 | 548078 | 0 | 0 | 0 | 168487.5038 | 6170554.7877 | 0 | 0 | 0 | 0 | 0 | 0 | 0 | 0 | 0 | 2004640.7236 | 0 | 0 | 0 | 0 | -34983.1297 | 0 | 272701.7664 | 0 | 0 | 0 | 0 | 0 | 0 | 0 | 0 | 0 | 0 | 0 | 25136.2009 | 0
2016-12-09 01:00 | 0 | 0 | 0 | 0 | 0 | 216865.5291 | 0 | 548669 | 0 | 0 | 0 | 123964.7959 | 5897853.0213 | 0 | 0 | 0 | 0 | 0 | 0 | 0 | 0 | 0 | 1979496.5042 | 0 | 0 | 0 | 0 | -44522.708 | 0 | 272701.7664 | 0 | 0 | 0 | 0 | 0 | 0 | 0 | 0 | 0 | 0 | 0 | 25136.2009 | 0
2016-12-09 02:00 | 0 | 0 | 0 | 0 | 0 | 201490.2786 | 0 | 537696 | 0 | 0 | 0 | 75039.8375 | 5625151.2549 | 0 | 0 | 0 | 0 | 0 | 0 | 0 | 0 | 0 | 1954352.3853 | 0 | 0 | 0 | 0 | -48924.9584 | 0 | 272701.7664 | 0 | 0 | 0 | 0 | 0 | 0 | 0 | 0 | 0 | 0 | 0 | 25136.2009 | 0
2016-12-09 03:00 | 0 | 0 | 0 | 0 | 0 | 187752.7857 | 0 | 516390 | 0 | 0 | 0 | 33683.3861 | 5352449.4885 | 0 | 0 | 0 | 0 | 0 | 0 | 0 | 0 | 0 | 1929208.367 | 0 | 0 | 0 | 0 | -41356.4513 | 0 | 272701.7664 | 0 | 0 | 0 | 0 | 0 | 0 | 0 | 0 | 0 | 0 | 0 | 25136.2009 | 0
2016-12-09 04:00 | 0 | 0 | 0 | 0 | 0 | 183515.9929 | 0 | 492244 | 0 | 0 | 0 | 12236.142 | 5079747.7221 | 0 | 0 | 0 | 0 | 0 | 0 | 0 | 0 | 0 | 1904064.4492 | 0 | 0 | 0 | 0 | -21447.2442 | 0 | 272701.7664 | 0 | 0 | 0 | 0 | 0 | 0 | 0 | 0 | 0 | 0 | 0 | 25136.2009 | 0
2016-12-09 05:00 | 0 | 0 | 0 | 0 | 0 | 186142.8123 | 0 | 472568 | 0 | 0 | 0 | 13091.7172 | 4807045.9556 | 0 | 0 | 0 | 0 | 0 | 0 | 0 | 0 | 0 | 1878920.6321 | 0 | 0 | 0 | 0 | 855.5752 | 0 | 272701.7664 | 0 | 0 | 0 | 0 | 0 | 0 | 0 | 0 | 0 | 0 | 0 | 25136.2009 | 0
2016-12-09 06:00 | 0 | 0 | 0 | 0 | 0 | 192669.6696 | 0 | 457516 | 0 | 0 | 0 | 35526.1497 | 4534344.1892 | 0 | 0 | 0 | 0 | 0 | 0 | 0 | 0 | 0 | 1853776.9155 | 0 | 0 | 0 | 0 | 22434.4325 | 0 | 272701.7664 | 0 | 0 | 0 | 0 | 0 | 0 | 0 | 0 | 0 | 0 | 0 | 25136.2009 | 0
2016-12-09 07:00 | 0 | 0 | 0 | 0 | 0 | 194939.8571 | 0 | 449077 | 0 | 0 | 0 | 68669.7697 | 4261642.4228 | 0 | 0 | 0 | 0 | 0 | 0 | 0 | 0 | 0 | 1828633.2995 | 0 | 0 | 0 | 0 | 33143.62 | 0 | 272701.7664 | 0 | 0 | 0 | 0 | 0 | 0 | 0 | 0 | 0 | 0 | 0 | 25136.2009 | 0
2016-12-09 08:00 | 0 | 0 | 0 | 0 | 0 | 198784.8761 | 0 | 446304 | 0 | 0 | 0 | 108431.4087 | 3988940.6564 | 0 | 0 | 0 | 0 | 0 | 0 | 0 | 0 | 0 | 1803489.7841 | 0 | 0 | 0 | 0 | 39761.639 | 0 | 272701.7664 | 0 | 0 | 0 | 0 | 0 | 0 | 0 | 0 | 0 | 0 | 0 | 25136.2009 | 0
2016-12-09 09:00 | 0 | 0 | 0 | 0 | 0 | 197353.6701 | 0 | 449959 | 0 | 0 | 0 | 143106.8418 | 3716238.89 | 0 | 0 | 0 | 0 | 0 | 0 | 0 | 0 | 0 | 1778346.3692 | 0 | 0 | 0 | 0 | 34675.4331 | 0 | 272701.7664 | 0 | 0 | 0 | 0 | 0 | 0 | 0 | 0 | 0 | 0 | 0 | 25136.2009 | 0
2016-12-09 10:00 | 0 | 0 | 0 | 0 | 0 | 190449.9383 | 0 | 463778 | 0 | 0 | 0 | 157059.5431 | 3443537.1236 | 0 | 0 | 0 | 0 | 0 | 0 | 0 | 0 | 0 | 1753203.0549 | 0 | 0 | 0 | 0 | 13952.7013 | 0 | 272701.7664 | 0 | 0 | 0 | 0 | 0 | 0 | 0 | 0 | 0 | 0 | 0 | 25136.2009 | 0
2016-12-09 11:00 | 0 | 0 | 0 | 0 | 0 | 184436.1166 | 0 | 495626 | 0 | 0 | 0 | 133150.4226 | 3170835.3572 | 0 | 0 | 0 | 0 | 0 | 0 | 0 | 0 | 0 | 1728059.8412 | 0 | 0 | 0 | 0 | -23909.1204 | 0 | 272701.7664 | 0 | 0 | 0 | 0 | 0 | 0 | 0 | 0 | 0 | 0 | 0 | 25136.2009 | 0
2016-12-09 12:00 | 0 | 0 | 0 | 0 | 0 | 178337.6897 | 0 | 525030 | 0 | 0 | 0 | 73738.8753 | 2898133.5908 | 0 | 0 | 0 | 0 | 0 | 0 | 0 | 0 | 0 | 1702916.7281 | 0 | 0 | 0 | 0 | -59411.5474 | 0 | 272701.7664 | 0 | 0 | 0 | 0 | 0 | 0 | 0 | 0 | 0 | 0 | 0 | 25136.2009 | 0
2016-12-09 13:00 | 0 | 0 | 0 | 0 | 0 | 175033.6732 | 0 | 533803 | 0 | 0 | 0 | 2250.3114 | 2625431.8243 | 0 | 0 | 0 | 0 | 0 | 0 | 0 | 0 | 0 | 1677773.7155 | 0 | 0 | 0 | 0 | -71488.5639 | 0 | 272701.7664 | 0 | 0 | 0 | 0 | 0 | 0 | 0 | 0 | 0 | 0 | 0 | 25136.2009 | 0
2016-12-09 14:00 | 0 | 0 | 0 | 0 | 0 | 168312.4624 | 75500.4633 | 533344 | 0 | 0 | 0 | 0 | 2352730.0579 | 0 | 0 | 0 | 0 | 0 | 0 | 0 | 0 | 0 | 1652630.8035 | 0 | 0 | 0 | 0 | -2250.3114 | 0 | 272701.7664 | 0 | 0 | 0 | 0 | 0 | 0 | 0 | 0 | 0 | 0 | 0 | 25136.2009 | 0
2016-12-09 15:00 | 0 | 0 | 0 | 0 | 0 | 179936.1675 | 340687.4955 | 528271 | 0 | 0 | 0 | 0 | 2359661.7175 | 0 | 0 | 0 | 0 | 0 | 0 | 0 | 0 | 0 | 1627487.9921 | 0 | 0 | 0 | 0 | 0 | 6931.6596 | 0 | 0 | 0 | 0 | 0 | 0 | 0 | 0 | 0 | 0 | 0 | 0 | 25136.2009 | 0
2016-12-09 16:00 | 0 | 0 | 0 | 0 | 0 | 178534.3068 | 456535.4442 | 518734 | 0 | 0 | 0 | 71488.5639 | 2419087.9011 | 0 | 0 | 0 | 0 | 0 | 0 | 0 | 0 | 0 | 1602345.2812 | 0 | 0 | 0 | 0 | 71488.5639 | 59426.1836 | 0 | 0 | 0 | 0 | 0 | 0 | 0 | 0 | 0 | 0 | 0 | 0 | 25136.2009 | 0
2016-12-09 17:00 | 0 | 0 | 0 | 0 | 0 | 169218.3616 | 476946.107 | 508481 | 0 | 0 | 0 | 48959.5229 | 2593879.4071 | 0 | 0 | 0 | 0 | 0 | 0 | 0 | 0 | 0 | 1577202.6709 | 0 | 0 | 0 | 0 | -22529.041 | 174791.506 | 0 | 0 | 0 | 0 | 0 | 0 | 0 | 0 | 0 | 0 | 0 | 0 | 25136.2009 | 0
2016-12-09 18:00 | 0 | 0 | 0 | 0 | 0 | 163251.5044 | 469976.0693 | 499720 | 0 | 0 | 0 | 120448.0868 | 2670477.4135 | 0 | 0 | 0 | 0 | 0 | 0 | 0 | 0 | 0 | 1552060.1612 | 0 | 0 | 0 | 0 | 71488.5639 | 76598.0063 | 0 | 0 | 0 | 0 | 0 | 0 | 0 | 0 | 0 | 0 | 0 | 0 | 25136.2009 | 0
2016-12-09 19:00 | 0 | 0 | 0 | 0 | 0 | 156467.6847 | 474976.3678 | 493059 | 0 | 0 | 0 | 131982.0697 | 2811907.4796 | 0 | 0 | 0 | 0 | 0 | 0 | 0 | 0 | 0 | 1526917.7521 | 0 | 0 | 0 | 0 | 11533.9829 | 141430.0662 | 0 | 0 | 0 | 0 | 0 | 0 | 0 | 0 | 0 | 0 | 0 | 0 | 25136.2009 | 0
2016-12-09 20:00 | 0 | 0 | 0 | 0 | 0 | 147359.6141 | 495293.4992 | 489983 | 0 | 0 | 0 | 203470.6336 | 2907668.0255 | 0 | 0 | 0 | 0 | 0 | 0 | 0 | 0 | 0 | 1501775.4435 | 0 | 0 | 0 | 0 | 71488.5639 | 95760.5459 | 0 | 0 | 0 | 0 | 0 | 0 | 0 | 0 | 0 | 0 | 0 | 0 | 25136.2009 | 0
2016-12-09 21:00 | 0 | 0 | 0 | 0 | 0 | 131978.2843 | 501173.6644 | 497648 | 0 | 0 | 0 | 203470.6336 | 3057750.9707 | 0 | 0 | 0 | 0 | 0 | 0 | 0 | 0 | 0 | 1476633.2355 | 0 | 0 | 0 | 0 | 0 | 150082.9452 | 0 | 0 | 0 | 0 | 0 | 0 | 0 | 0 | 0 | 0 | 0 | 0 | 25136.2009 | 0
2016-12-09 22:00 | 0 | 0 | 0 | 0 | 0 | 135013.7628 | 428572.6132 | 518119 | 0 | 0 | 0 | 131982.0697 | 3189285.9071 | 0 | 0 | 0 | 0 | 0 | 0 | 0 | 0 | 0 | 1451491.1281 | 0 | 0 | 0 | 0 | -71488.5639 | 131534.9364 | 0 | 0 | 0 | 0 | 0 | 0 | 0 | 0 | 0 | 0 | 0 | 0 | 25136.2009 | 0
2016-12-09 23:00 | 0 | 0 | 0 | 0 | 0 | 210747.8704 | 141960.4475 | 534333 | 0 | 0 | 0 | 203470.6336 | 2950751.6577 | 0 | 0 | 0 | 0 | 0 | 0 | 0 | 0 | 0 | 1426349.1212 | 0 | 0 | 0 | 0 | 71488.5639 | 34167.5169 | 272701.7664 | 0 | 0 | 0 | 0 | 0 | 0 | 0 | 0 | 0 | 0 | 0 | 25136.2009 | 0
2016-12-10 | 0 | 0 | 0 | 0 | 0 | 274934.4937 | 1699.343 | 539440 | 0 | 0 | 0 | 142977.1278 | 2763017.9966 | 0 | 0 | 0 | 0 | 0 | 0 | 0 | 0 | 0 | 1401207.2149 | 0 | 0 | 0 | 0 | -60493.5058 | 0 | 187733.661 | 0 | 0 | 0 | 0 | 0 | 0 | 0 | 0 | 0 | 0 | 0 | 25136.2009 | 0
2016-12-10 01:00 | 0 | 0 | 0 | 0 | 0 | 296742.4026 | 0 | 539358 | 0 | 0 | 0 | 71488.5639 | 2606469.9596 | 0 | 0 | 0 | 0 | 0 | 0 | 0 | 0 | 0 | 1376065.4092 | 0 | 0 | 0 | 0 | -71488.5639 | 116153.7294 | 272701.7664 | 0 | 0 | 0 | 0 | 0 | 0 | 0 | 0 | 0 | 0 | 0 | 25136.2009 | 0
2016-12-10 02:00 | 0 | 0 | 0 | 0 | 0 | 295133.8193 | 0 | 531113 | 0 | 0 | 0 | 0 | 2456558.3393 | 0 | 0 | 0 | 0 | 0 | 0 | 0 | 0 | 0 | 1350923.704 | 0 | 0 | 0 | 0 | -71488.5639 | 0 | 149911.6203 | 0 | 0 | 0 | 0 | 0 | 0 | 0 | 0 | 0 | 0 | 0 | 25136.2009 | 0
2016-12-10 03:00 | 0 | 0 | 0 | 0 | 0 | 286323.3701 | 0 | 515810 | 0 | 0 | 0 | 57794.133 | 2183856.5729 | 0 | 0 | 0 | 0 | 0 | 0 | 0 | 0 | 0 | 1325782.0994 | 0 | 0 | 0 | 0 | 57794.133 | 0 | 272701.7664 | 0 | 0 | 0 | 0 | 0 | 0 | 0 | 0 | 0 | 0 | 0 | 25136.2009 | 0
2016-12-10 04:00 | 0 | 0 | 0 | 0 | 0 | 274878.9472 | 0 | 495884 | 0 | 0 | 0 | 0 | 2035224.6496 | 0 | 0 | 0 | 0 | 0 | 0 | 0 | 0 | 0 | 1300640.5954 | 0 | 0 | 0 | 0 | -57794.133 | 0 | 148631.9233 | 0 | 0 | 0 | 0 | 0 | 0 | 0 | 0 | 0 | 0 | 0 | 25136.2009 | 0
2016-12-10 05:00 | 0 | 0 | 0 | 0 | 0 | 259839.8835 | 0 | 477552 | 0 | 0 | 0 | 0 | 1832091.5296 | 0 | 0 | 0 | 0 | 0 | 0 | 0 | 0 | 0 | 1275499.1919 | 0 | 0 | 0 | 0 | 0 | 69568.6464 | 272701.7664 | 0 | 0 | 0 | 0 | 0 | 0 | 0 | 0 | 0 | 0 | 0 | 25136.2009 | 0
2016-12-10 06:00 | 0 | 0 | 0 | 0 | 0 | 245071.9159 | 0 | 463945 | 0 | 0 | 0 | 68407.6788 | 1559389.7632 | 0 | 0 | 0 | 0 | 0 | 0 | 0 | 0 | 0 | 1250357.889 | 0 | 0 | 0 | 0 | 68407.6788 | 0 | 272701.7664 | 0 | 0 | 0 | 0 | 0 | 0 | 0 | 0 | 0 | 0 | 0 | 25136.2009 | 0
2016-12-10 07:00 | 0 | 0 | 0 | 0 | 0 | 232872.2274 | 0 | 454895 | 0 | 0 | 0 | 133665.6692 | 1286687.9968 | 0 | 0 | 0 | 0 | 0 | 0 | 0 | 0 | 0 | 1225216.6867 | 0 | 0 | 0 | 0 | 65257.9904 | 0 | 272701.7664 | 0 | 0 | 0 | 0 | 0 | 0 | 0 | 0 | 0 | 0 | 0 | 25136.2009 | 0
2016-12-10 08:00 | 0 | 0 | 0 | 0 | 0 | 225453.0711 | 0 | 449580 | 0 | 0 | 0 | 71488.5639 | 1139317.1696 | 0 | 0 | 0 | 0 | 0 | 0 | 0 | 0 | 0 | 1200075.5849 | 0 | 0 | 0 | 0 | -62177.1053 | 125330.9393 | 272701.7664 | 0 | 0 | 0 | 0 | 0 | 0 | 0 | 0 | 0 | 0 | 0 | 25136.2009 | 0
2016-12-10 09:00 | 0 | 0 | 0 | 0 | 0 | 225348.2964 | 0 | 450270 | 0 | 0 | 0 | 0 | 1000463.0265 | 0 | 0 | 0 | 0 | 0 | 0 | 0 | 0 | 0 | 1174934.5837 | 0 | 0 | 0 | 0 | -71488.5639 | 0 | 138854.1432 | 0 | 0 | 0 | 0 | 0 | 0 | 0 | 0 | 0 | 0 | 0 | 25136.2009 | 0
2016-12-10 10:00 | 0 | 0 | 0 | 0 | 0 | 230925.5702 | 0 | 455532 | 0 | 0 | 0 | 62674.3331 | 727761.2601 | 0 | 0 | 0 | 0 | 0 | 0 | 0 | 0 | 0 | 1149793.6831 | 0 | 0 | 0 | 0 | 62674.3331 | 0 | 272701.7664 | 0 | 0 | 0 | 0 | 0 | 0 | 0 | 0 | 0 | 0 | 0 | 25136.2009 | 0
2016-12-10 11:00 | 0 | 0 | 0 | 0 | 0 | 241849.3725 | 0 | 468218 | 0 | 0 | 0 | 71488.5639 | 507157.3984 | 0 | 0 | 0 | 0 | 0 | 0 | 0 | 0 | 0 | 1124652.883 | 0 | 0 | 0 | 0 | 8814.2307 | 0 | 220603.8617 | 0 | 0 | 0 | 0 | 0 | 0 | 0 | 0 | 0 | 0 | 0 | 25136.2009 | 0
2016-12-10 12:00 | 0 | 0 | 0 | 0 | 0 | 256592.5715 | 0 | 483684 | 0 | 0 | 0 | 0 | 366133.5302 | 0 | 0 | 0 | 0 | 0 | 0 | 0 | 0 | 0 | 1099512.1835 | 0 | 0 | 0 | 0 | -71488.5639 | 131677.8983 | 272701.7664 | 0 | 0 | 0 | 0 | 0 | 0 | 0 | 0 | 0 | 0 | 0 | 25136.2009 | 0
2016-12-10 13:00 | 0 | 0 | 0 | 0 | 0 | 273819.722 | 0 | 496268 | 0 | 0 | 0 | 0 | 158264.2488 | 0 | 0 | 0 | 0 | 0 | 0 | 0 | 0 | 0 | 1074371.5845 | 0 | 0 | 0 | 0 | 0 | 64832.485 | 272701.7664 | 0 | 0 | 0 | 0 | 0 | 0 | 0 | 0 | 0 | 0 | 0 | 25136.2009 | 0
2016-12-10 14:00 | 0 | 0 | 0 | 0 | 0 | 256621.1539 | 69980.6008 | 499445 | 0 | 0 | 0 | 0 | 0 | 0 | 0 | 0 | 0 | 0 | 0 | 0 | 0 | 0 | 1049231.0862 | 0 | 0 | 0 | 0 | 0 | 0 | 158264.2488 | 0 | 0 | 0 | 0 | 0 | 0 | 0 | 0 | 0 | 0 | 0 | 25136.2009 | 0
2016-12-10 15:00 | 0 | 0 | 0 | 0 | 0 | 259170.7071 | 330287.9383 | 493783 | 0 | 0 | 0 | 0 | 94302.9318 | 0 | 0 | 0 | 0 | 0 | 0 | 0 | 0 | 0 | 1050325.0601 | 0 | 0 | 0 | 0 | 0 | 94302.9318 | 0 | 0 | 0 | 0 | 0 | 0 | 0 | 0 | 0 | 0 | 0 | 1372.7136 | 0 | 0
2016-12-10 16:00 | 0 | 0 | 0 | 0 | 0 | 216243.5835 | 445129.6361 | 485209 | 0 | 0 | 0 | 0 | 269094.4379 | 0 | 0 | 0 | 0 | 0 | 0 | 0 | 0 | 0 | 1051419.0297 | 0 | 0 | 0 | 0 | 0 | 174791.506 | 0 | 0 | 0 | 0 | 0 | 0 | 0 | 0 | 0 | 0 | 0 | 1372.7136 | 0 | 0
2016-12-10 17:00 | 0 | 0 | 0 | 0 | 0 | 254833.5 | 468730.2836 | 475911 | 0 | 0 | 0 | 71488.5639 | 443885.9439 | 0 | 0 | 0 | 0 | 0 | 0 | 0 | 0 | 0 | 1052512.9949 | 0 | 0 | 0 | 0 | 71488.5639 | 174791.506 | 0 | 0 | 0 | 0 | 0 | 0 | 0 | 0 | 0 | 0 | 0 | 1372.7136 | 0 | 0
2016-12-10 18:00 | 0 | 0 | 0 | 0 | 0 | 110946.0998 | 459280.556 | 465551 | 0 | 0 | 0 | 0 | 618677.4499 | 0 | 0 | 0 | 0 | 0 | 0 | 0 | 0 | 0 | 1053606.9557 | 0 | 0 | 0 | 0 | -71488.5639 | 174791.506 | 0 | 0 | 0 | 0 | 0 | 0 | 0 | 0 | 0 | 0 | 0 | 1372.7136 | 0 | 0
2016-12-10 19:00 | 0 | 0 | 0 | 0 | 0 | 179178.0299 | 454612.1897 | 457626 | 0 | 0 | 0 | 0 | 793468.956 | 0 | 0 | 0 | 0 | 0 | 0 | 0 | 0 | 0 | 1054700.9121 | 0 | 0 | 0 | 0 | 0 | 174791.506 | 0 | 0 | 0 | 0 | 0 | 0 | 0 | 0 | 0 | 0 | 0 | 1372.7136 | 0 | 0
2016-12-10 20:00 | 0 | 0 | 0 | 0 | 0 | 179055.1212 | 459888.2884 | 454752 | 0 | 0 | 0 | 8027.19 | 968260.462 | 0 | 0 | 0 | 0 | 0 | 0 | 0 | 0 | 0 | 1055794.8642 | 0 | 0 | 0 | 0 | 8027.19 | 174791.506 | 0 | 0 | 0 | 0 | 0 | 0 | 0 | 0 | 0 | 0 | 0 | 1372.7136 | 0 | 0
2016-12-10 21:00 | 0 | 0 | 0 | 0 | 0 | 245554.5416 | 464623.2419 | 462525 | 0 | 0 | 0 | 79515.7539 | 1143051.968 | 0 | 0 | 0 | 0 | 0 | 0 | 0 | 0 | 0 | 1056888.8119 | 0 | 0 | 0 | 0 | 71488.5639 | 174791.506 | 0 | 0 | 0 | 0 | 0 | 0 | 0 | 0 | 0 | 0 | 0 | 1372.7136 | 0 | 0
2016-12-10 22:00 | 0 | 0 | 0 | 0 | 0 | 337479.6068 | 392960.1767 | 482787 | 0 | 0 | 0 | 151004.3178 | 1317843.4741 | 0 | 0 | 0 | 0 | 0 | 0 | 0 | 0 | 0 | 1057982.7552 | 0 | 0 | 0 | 0 | 71488.5639 | 174791.506 | 0 | 0 | 0 | 0 | 0 | 0 | 0 | 0 | 0 | 0 | 0 | 1372.7136 | 0 | 0
2016-12-10 23:00 | 0 | 0 | 0 | 0 | 0 | 596141.7473 | 131484.7881 | 498996 | 0 | 0 | 0 | 203470.6336 | 1492634.9801 | 0 | 0 | 0 | 0 | 0 | 0 | 0 | 0 | 0 | 1059076.6941 | 0 | 0 | 0 | 0 | 52466.3158 | 174791.506 | 0 | 0 | 0 | 0 | 0 | 0 | 0 | 0 | 0 | 0 | 0 | 1372.7136 | 0 | 0
2016-12-11 | 0 | 0 | 0 | 0 | 0 | 606909.0916 | 1615.9418 | 506135 | 0 | 0 | 0 | 131982.0697 | 1665140.8639 | 0 | 0 | 0 | 0 | 0 | 0 | 0 | 0 | 0 | 1060170.6287 | 0 | 0 | 0 | 0 | -71488.5639 | 172505.8838 | 0 | 0 | 0 | 0 | 0 | 0 | 0 | 0 | 0 | 0 | 0 | 1372.7136 | 0 | 0
2016-12-11 01:00 | 0 | 0 | 0 | 0 | 0 | 598165.6756 | 0 | 506369 | 0 | 0 | 0 | 60493.5058 | 1827053.3898 | 0 | 0 | 0 | 0 | 0 | 0 | 0 | 0 | 0 | 1061264.5588 | 0 | 0 | 0 | 0 | -71488.5639 | 174791.506 | 12878.9801 | 0 | 0 | 0 | 0 | 0 | 0 | 0 | 0 | 0 | 0 | 1372.7136 | 0 | 0
2016-12-11 02:00 | 0 | 0 | 0 | 0 | 0 | 582517.7117 | 0 | 498720 | 0 | 0 | 0 | 0 | 1969971.8938 | 0 | 0 | 0 | 0 | 0 | 0 | 0 | 0 | 0 | 1062358.4847 | 0 | 0 | 0 | 0 | -60493.5058 | 142918.5039 | 0 | 0 | 0 | 0 | 0 | 0 | 0 | 0 | 0 | 0 | 0 | 1372.7136 | 0 | 0
2016-12-11 03:00 | 0 | 0 | 0 | 0 | 0 | 560721.8824 | 0 | 485255 | 0 | 0 | 0 | 71488.5639 | 1972577.4987 | 0 | 0 | 0 | 0 | 0 | 0 | 0 | 0 | 0 | 1063452.4061 | 0 | 0 | 0 | 0 | 71488.5639 | 2605.6049 | 0 | 0 | 0 | 0 | 0 | 0 | 0 | 0 | 0 | 0 | 0 | 1372.7136 | 0 | 0
2016-12-11 04:00 | 0 | 0 | 0 | 0 | 0 | 543480.1674 | 0 | 468080 | 0 | 0 | 0 | 0 | 2118093.5164 | 0 | 0 | 0 | 0 | 0 | 0 | 0 | 0 | 0 | 1064546.3231 | 0 | 0 | 0 | 0 | -71488.5639 | 145516.0177 | 0 | 0 | 0 | 0 | 0 | 0 | 0 | 0 | 0 | 0 | 0 | 1372.7136 | 0 | 0
2016-12-11 05:00 | 0 | 0 | 0 | 0 | 0 | 531770.2259 | 0 | 451964 | 0 | 0 | 0 | 0 | 2196527.0287 | 0 | 0 | 0 | 0 | 0 | 0 | 0 | 0 | 0 | 1065640.2358 | 0 | 0 | 0 | 0 | 0 | 78433.5123 | 0 | 0 | 0 | 0 | 0 | 0 | 0 | 0 | 0 | 0 | 0 | 1372.7136 | 0 | 0
2016-12-11 06:00 | 0 | 0 | 0 | 0 | 0 | 525594.5852 | 0 | 438417 | 0 | 0 | 0 | 71488.5639 | 2210843.3363 | 0 | 0 | 0 | 0 | 0 | 0 | 0 | 0 | 0 | 1066734.1441 | 0 | 0 | 0 | 0 | 71488.5639 | 14316.3077 | 0 | 0 | 0 | 0 | 0 | 0 | 0 | 0 | 0 | 0 | 0 | 1372.7136 | 0 | 0
2016-12-11 07:00 | 0 | 0 | 0 | 0 | 0 | 518337.644 | 0 | 428411 | 0 | 0 | 0 | 0 | 2370885.8306 | 0 | 0 | 0 | 0 | 0 | 0 | 0 | 0 | 0 | 1067828.0481 | 0 | 0 | 0 | 0 | -71488.5639 | 160042.4943 | 0 | 0 | 0 | 0 | 0 | 0 | 0 | 0 | 0 | 0 | 0 | 1372.7136 | 0 | 0
2016-12-11 08:00 | 0 | 0 | 0 | 0 | 0 | 515253.1597 | 0 | 422924 | 0 | 0 | 0 | 65594.2199 | 2396248.0567 | 0 | 0 | 0 | 0 | 0 | 0 | 0 | 0 | 0 | 1068921.9476 | 0 | 0 | 0 | 0 | 65594.2199 | 25362.2261 | 0 | 0 | 0 | 0 | 0 | 0 | 0 | 0 | 0 | 0 | 0 | 1372.7136 | 0 | 0
2016-12-11 09:00 | 0 | 0 | 0 | 0 | 0 | 499756.6801 | 0 | 420773 | 0 | 0 | 0 | 137082.7838 | 2402370.4593 | 0 | 0 | 0 | 0 | 0 | 0 | 0 | 0 | 0 | 1070015.8428 | 0 | 0 | 0 | 0 | 71488.5639 | 6122.4026 | 0 | 0 | 0 | 0 | 0 | 0 | 0 | 0 | 0 | 0 | 0 | 1372.7136 | 0 | 0
2016-12-11 10:00 | 0 | 0 | 0 | 0 | 0 | 476284.4141 | 0 | 423363 | 0 | 0 | 0 | 65594.2199 | 2525407.7238 | 0 | 0 | 0 | 0 | 0 | 0 | 0 | 0 | 0 | 1071109.7336 | 0 | 0 | 0 | 0 | -71488.5639 | 123037.2644 | 0 | 0 | 0 | 0 | 0 | 0 | 0 | 0 | 0 | 0 | 0 | 1372.7136 | 0 | 0
2016-12-11 11:00 | 0 | 0 | 0 | 0 | 0 | 456015.3521 | 0 | 429902 | 0 | 0 | 0 | 90334.8584 | 2525407.7238 | 0 | 0 | 0 | 0 | 0 | 0 | 0 | 0 | 0 | 1072203.62 | 0 | 0 | 0 | 0 | 24740.6385 | 0 | 0 | 0 | 0 | 0 | 0 | 0 | 0 | 0 | 0 | 0 | 0 | 1372.7136 | 0 | 0
2016-12-11 12:00 | 0 | 0 | 0 | 0 | 0 | 442430.9094 | 0 | 438684 | 0 | 0 | 0 | 18846.2945 | 2599270.4835 | 0 | 0 | 0 | 0 | 0 | 0 | 0 | 0 | 0 | 1073297.5021 | 0 | 0 | 0 | 0 | -71488.5639 | 73862.7597 | 0 | 0 | 0 | 0 | 0 | 0 | 0 | 0 | 0 | 0 | 0 | 1372.7136 | 0 | 0
2016-12-11 13:00 | 0 | 0 | 0 | 0 | 0 | 432359.4191 | 0 | 449833 | 0 | 0 | 0 | 0 | 2599270.4835 | 0 | 0 | 0 | 0 | 0 | 0 | 0 | 0 | 0 | 1074391.3797 | 0 | 0 | 0 | 0 | -18846.2945 | 0 | 0 | 0 | 0 | 0 | 0 | 0 | 0 | 0 | 0 | 0 | 0 | 1372.7136 | 0 | 0
2016-12-11 14:00 | 0 | 0 | 0 | 0 | 0 | 409830.6415 | 50888.0237 | 455639 | 0 | 0 | 0 | 0 | 2602977.4351 | 0 | 0 | 0 | 0 | 0 | 0 | 0 | 0 | 0 | 1075485.2531 | 0 | 0 | 0 | 0 | 0 | 3706.9516 | 0 | 0 | 0 | 0 | 0 | 0 | 0 | 0 | 0 | 0 | 0 | 1372.7136 | 0 | 0
2016-12-11 15:00 | 0 | 0 | 0 | 0 | 0 | 377392.7745 | 268111.7365 | 455897 | 0 | 0 | 0 | 13443.2914 | 2777768.9412 | 0 | 0 | 0 | 0 | 0 | 0 | 0 | 0 | 0 | 1076579.122 | 0 | 0 | 0 | 0 | 13443.2914 | 174791.506 | 0 | 0 | 0 | 0 | 0 | 0 | 0 | 0 | 0 | 0 | 0 | 1372.7136 | 0 | 0
2016-12-11 16:00 | 0 | 0 | 0 | 0 | 0 | 271912.3116 | 428279.4719 | 452539 | 0 | 0 | 0 | 84931.8553 | 2952560.4472 | 0 | 0 | 0 | 0 | 0 | 0 | 0 | 0 | 0 | 1077672.9865 | 0 | 0 | 0 | 0 | 71488.5639 | 174791.506 | 0 | 0 | 0 | 0 | 0 | 0 | 0 | 0 | 0 | 0 | 0 | 1372.7136 | 0 | 0
2016-12-11 17:00 | 0 | 0 | 0 | 0 | 0 | 197947.6572 | 499985.1263 | 450280 | 0 | 0 | 0 | 156420.4192 | 3127351.9533 | 0 | 0 | 0 | 0 | 0 | 0 | 0 | 0 | 0 | 1078766.8467 | 0 | 0 | 0 | 0 | 71488.5639 | 174791.506 | 0 | 0 | 0 | 0 | 0 | 0 | 0 | 0 | 0 | 0 | 0 | 1372.7136 | 0 | 0
2016-12-11 18:00 | 0 | 0 | 0 | 0 | 0 | 174557.9309 | 495675.503 | 447019 | 0 | 0 | 0 | 203470.6336 | 3302143.4593 | 0 | 0 | 0 | 0 | 0 | 0 | 0 | 0 | 0 | 1079860.7025 | 0 | 0 | 0 | 0 | 47050.2144 | 174791.506 | 0 | 0 | 0 | 0 | 0 | 0 | 0 | 0 | 0 | 0 | 0 | 1372.7136 | 0 | 0
2016-12-11 19:00 | 0 | 0 | 0 | 0 | 0 | 64346.6166 | 484603.0392 | 444274 | 0 | 0 | 0 | 131982.0697 | 3476934.9653 | 0 | 0 | 0 | 0 | 0 | 0 | 0 | 0 | 0 | 1080954.5539 | 0 | 0 | 0 | 0 | -71488.5639 | 174791.506 | 0 | 0 | 0 | 0 | 0 | 0 | 0 | 0 | 0 | 0 | 0 | 1372.7136 | 0 | 0
2016-12-11 20:00 | 0 | 0 | 0 | 0 | 0 | 184975.3201 | 506040.4634 | 443363 | 0 | 0 | 0 | 203470.6336 | 3651726.4714 | 0 | 0 | 0 | 0 | 0 | 0 | 0 | 0 | 0 | 1082048.401 | 0 | 0 | 0 | 0 | 71488.5639 | 174791.506 | 0 | 0 | 0 | 0 | 0 | 0 | 0 | 0 | 0 | 0 | 0 | 1372.7136 | 0 | 0
2016-12-11 21:00 | 0 | 0 | 0 | 0 | 0 | 13319.5647 | 541087.0911 | 449731 | 0 | 0 | 0 | 131982.0697 | 3826517.9774 | 0 | 0 | 0 | 0 | 0 | 0 | 0 | 0 | 0 | 1083142.2436 | 0 | 0 | 0 | 0 | -71488.5639 | 174791.506 | 0 | 0 | 0 | 0 | 0 | 0 | 0 | 0 | 0 | 0 | 0 | 1372.7136 | 0 | 0
2016-12-11 22:00 | 0 | 0 | 0 | 0 | 0 | 241093.1184 | 475337.6652 | 468778 | 0 | 0 | 0 | 203470.6336 | 4001309.4834 | 0 | 0 | 0 | 0 | 0 | 0 | 0 | 0 | 0 | 1084236.0819 | 0 | 0 | 0 | 0 | 71488.5639 | 174791.506 | 0 | 0 | 0 | 0 | 0 | 0 | 0 | 0 | 0 | 0 | 0 | 1372.7136 | 0 | 0
2016-12-11 23:00 | 0 | 0 | 0 | 0 | 0 | 459331.1991 | 176084.2563 | 483949 | 0 | 0 | 0 | 203470.6336 | 4151403.2253 | 0 | 0 | 0 | 0 | 0 | 0 | 0 | 0 | 0 | 1085329.9159 | 0 | 0 | 0 | 0 | 0 | 150093.7419 | 0 | 0 | 0 | 0 | 0 | 0 | 0 | 0 | 0 | 0 | 0 | 1372.7136 | 0 | 0
2016-12-12 | 0 | 0 | 0 | 0 | 0 | 442899.4248 | 1984.2429 | 490456 | 0 | 0 | 0 | 142977.1278 | 4164951.6852 | 0 | 0 | 0 | 0 | 0 | 0 | 0 | 0 | 0 | 1086423.7454 | 0 | 0 | 0 | 0 | -60493.5058 | 13548.4599 | 0 | 0 | 0 | 0 | 0 | 0 | 0 | 0 | 0 | 0 | 0 | 1372.7136 | 0 | 0
2016-12-12 01:00 | 0 | 0 | 0 | 0 | 0 | 427137.5649 | 0 | 490156 | 0 | 0 | 0 | 71488.5639 | 4172049.1004 | 0 | 0 | 0 | 0 | 0 | 0 | 0 | 0 | 0 | 1087517.5706 | 0 | 0 | 0 | 0 | -71488.5639 | 174791.506 | 167694.0908 | 0 | 0 | 0 | 0 | 0 | 0 | 0 | 0 | 0 | 0 | 1372.7136 | 0 | 0
2016-12-12 02:00 | 0 | 0 | 0 | 0 | 0 | 416313.031 | 0 | 477727 | 0 | 0 | 0 | 0 | 4180750.9817 | 0 | 0 | 0 | 0 | 0 | 0 | 0 | 0 | 0 | 1088611.3914 | 0 | 0 | 0 | 0 | -71488.5639 | 8701.8813 | 0 | 0 | 0 | 0 | 0 | 0 | 0 | 0 | 0 | 0 | 0 | 1372.7136 | 0 | 0
2016-12-12 03:00 | 0 | 0 | 0 | 0 | 0 | 407908.5406 | 0 | 458047 | 0 | 0 | 0 | 0 | 4129239.8087 | 0 | 0 | 0 | 0 | 0 | 0 | 0 | 0 | 0 | 1089705.2078 | 0 | 0 | 0 | 0 | 0 | 0 | 51511.173 | 0 | 0 | 0 | 0 | 0 | 0 | 0 | 0 | 0 | 0 | 1372.7136 | 0 | 0
2016-12-12 04:00 | 0 | 0 | 0 | 0 | 0 | 393123.994 | 0 | 435517 | 0 | 0 | 0 | 71488.5639 | 4013985.5252 | 0 | 0 | 0 | 0 | 0 | 0 | 0 | 0 | 0 | 1090799.0198 | 0 | 0 | 0 | 0 | 71488.5639 | 0 | 115254.2835 | 0 | 0 | 0 | 0 | 0 | 0 | 0 | 0 | 0 | 0 | 1372.7136 | 0 | 0
2016-12-12 05:00 | 0 | 0 | 0 | 0 | 0 | 97929.3601 | 0 | 413850 | 0 | 0 | 0 | 26896.9768 | 3741283.7588 | 0 | 0 | 0 | 0 | 0 | 0 | 0 | 0 | 0 | 1091892.8275 | 0 | 0 | 0 | 0 | -44591.5871 | 0 | 272701.7664 | 0 | 0 | 0 | 0 | 0 | 0 | 0 | 0 | 0 | 0 | 1372.7136 | 0 | 0
2016-12-12 06:00 | 0 | 0 | 0 | 0 | 0 | 367731.6575 | 0 | 397790 | 0 | 0 | 0 | 98385.5407 | 3638364.1387 | 0 | 0 | 0 | 0 | 0 | 0 | 0 | 0 | 0 | 1092986.6308 | 0 | 0 | 0 | 0 | 71488.5639 | 0 | 102919.62 | 0 | 0 | 0 | 0 | 0 | 0 | 0 | 0 | 0 | 0 | 1372.7136 | 0 | 0
2016-12-12 07:00 | 0 | 0 | 0 | 0 | 0 | 358539.2573 | 0 | 388280 | 0 | 0 | 0 | 67272.0844 | 3638364.1387 | 0 | 0 | 0 | 0 | 0 | 0 | 0 | 0 | 0 | 1094080.4297 | 0 | 0 | 0 | 0 | -31113.4563 | 0 | 0 | 0 | 0 | 0 | 0 | 0 | 0 | 0 | 0 | 0 | 0 | 1372.7136 | 0 | 0
2016-12-12 08:00 | 0 | 0 | 0 | 0 | 0 | 356488.3007 | 0 | 383816 | 0 | 0 | 0 | 38571.6715 | 3638364.1387 | 0 | 0 | 0 | 0 | 0 | 0 | 0 | 0 | 0 | 1095174.2243 | 0 | 0 | 0 | 0 | -28700.4129 | 0 | 0 | 0 | 0 | 0 | 0 | 0 | 0 | 0 | 0 | 0 | 0 | 1372.7136 | 0 | 0
2016-12-12 09:00 | 0 | 0 | 0 | 0 | 0 | 349506.042 | 0 | 386705 | 0 | 0 | 0 | 0 | 3638364.1387 | 0 | 0 | 0 | 0 | 0 | 0 | 0 | 0 | 0 | 1096268.0144 | 0 | 0 | 0 | 0 | -38571.6715 | 0 | 0 | 0 | 0 | 0 | 0 | 0 | 0 | 0 | 0 | 0 | 0 | 1372.7136 | 0 | 0
2016-12-12 10:00 | 0 | 0 | 0 | 0 | 0 | 342959.0183 | 0 | 399214 | 0 | 0 | 0 | 71488.5639 | 3509247.8795 | 0 | 0 | 0 | 0 | 0 | 0 | 0 | 0 | 0 | 1097361.8002 | 0 | 0 | 0 | 0 | 71488.5639 | 0 | 129116.2592 | 0 | 0 | 0 | 0 | 0 | 0 | 0 | 0 | 0 | 0 | 1372.7136 | 0 | 0
2016-12-12 11:00 | 0 | 0 | 0 | 0 | 0 | 339158.0877 | 0 | 428769 | 0 | 0 | 0 | 0 | 3489752.8176 | 0 | 0 | 0 | 0 | 0 | 0 | 0 | 0 | 0 | 1098455.5817 | 0 | 0 | 0 | 0 | -71488.5639 | 0 | 19495.062 | 0 | 0 | 0 | 0 | 0 | 0 | 0 | 0 | 0 | 0 | 1372.7136 | 0 | 0
2016-12-12 12:00 | 0 | 0 | 0 | 0 | 0 | 334126.7407 | 0 | 459733 | 0 | 0 | 0 | 71488.5639 | 3291285.2808 | 0 | 0 | 0 | 0 | 0 | 0 | 0 | 0 | 0 | 1099549.3587 | 0 | 0 | 0 | 0 | 71488.5639 | 0 | 198467.5368 | 0 | 0 | 0 | 0 | 0 | 0 | 0 | 0 | 0 | 0 | 1372.7136 | 0 | 0
2016-12-12 13:00 | 0 | 0 | 0 | 0 | 0 | 330638.9188 | 0 | 474570 | 0 | 0 | 0 | 71488.5639 | 3145981.486 | 0 | 0 | 0 | 0 | 0 | 0 | 0 | 0 | 0 | 1100643.1314 | 0 | 0 | 0 | 0 | 0 | 127397.9716 | 272701.7664 | 0 | 0 | 0 | 0 | 0 | 0 | 0 | 0 | 0 | 0 | 1372.7136 | 0 | 0
2016-12-12 14:00 | 0 | 0 | 0 | 0 | 0 | 301478.3374 | 79605.4562 | 481857 | 0 | 0 | 0 | 0 | 3115324.1298 | 0 | 0 | 0 | 0 | 0 | 0 | 0 | 0 | 0 | 1101736.8997 | 0 | 0 | 0 | 0 | -71488.5639 | 0 | 30657.3561 | 0 | 0 | 0 | 0 | 0 | 0 | 0 | 0 | 0 | 0 | 1372.7136 | 0 | 0
2016-12-12 15:00 | 0 | 0 | 0 | 0 | 0 | 233426.583 | 314652.3099 | 485452 | 0 | 0 | 0 | 61254.1793 | 3115324.1298 | 0 | 0 | 0 | 0 | 0 | 0 | 0 | 0 | 0 | 1102830.6636 | 0 | 0 | 0 | 0 | 61254.1793 | 0 | 0 | 0 | 0 | 0 | 0 | 0 | 0 | 0 | 0 | 0 | 0 | 1372.7136 | 0 | 0
2016-12-12 16:00 | 0 | 0 | 0 | 0 | 0 | 18031.2985 | 477255.7997 | 483680 | 0 | 0 | 0 | 71488.5639 | 3115324.1298 | 0 | 0 | 0 | 0 | 0 | 0 | 0 | 0 | 0 | 1103924.4231 | 0 | 0 | 0 | 0 | 10234.3846 | 0 | 0 | 0 | 0 | 0 | 0 | 0 | 0 | 0 | 0 | 0 | 0 | 1372.7136 | 0 | 0
2016-12-12 17:00 | 0 | 0 | 0 | 0 | 0 | 0 | 524056.7571 | 479136 | 0 | 0 | 0 | 0 | 3230360.7372 | 0 | 0 | 0 | 0 | 0 | 0 | 0 | 0 | 0 | 1105018.1783 | 0 | 0 | 0 | 0 | -71488.5639 | 115036.6074 | 0 | 0 | 0 | 0 | 0 | 0 | 0 | 0 | 0 | 0 | 0 | 1372.7136 | 0 | 0
2016-12-12 18:00 | 0 | 0 | 0 | 0 | 0 | 44339.1947 | 503024.0827 | 474502 | 0 | 0 | 0 | 71488.5639 | 3230360.7372 | 0 | 0 | 0 | 0 | 0 | 0 | 0 | 0 | 0 | 1106111.9291 | 0 | 0 | 0 | 0 | 71488.5639 | 0 | 0 | 0 | 0 | 0 | 0 | 0 | 0 | 0 | 0 | 0 | 0 | 1372.7136 | 0 | 0
2016-12-12 19:00 | 0 | 0 | 0 | 0 | 0 | 0 | 486936.7029 | 469330 | 0 | 0 | 0 | 60493.5058 | 3257589.7846 | 0 | 0 | 0 | 0 | 0 | 0 | 0 | 0 | 0 | 1107205.6755 | 0 | 0 | 0 | 0 | -10995.0581 | 27229.0475 | 0 | 0 | 0 | 0 | 0 | 0 | 0 | 0 | 0 | 0 | 0 | 1372.7136 | 0 | 0
2016-12-12 20:00 | 0 | 0 | 0 | 0 | 0 | 216269.7169 | 497048.0666 | 465665 | 0 | 0 | 0 | 131982.0697 | 3432381.2907 | 0 | 0 | 0 | 0 | 0 | 0 | 0 | 0 | 0 | 1108299.4176 | 0 | 0 | 0 | 0 | 71488.5639 | 174791.506 | 0 | 0 | 0 | 0 | 0 | 0 | 0 | 0 | 0 | 0 | 0 | 1372.7136 | 0 | 0
2016-12-12 21:00 | 0 | 0 | 0 | 0 | 0 | 214676.1031 | 504098.6804 | 471122 | 0 | 0 | 0 | 203470.6336 | 3607172.7967 | 0 | 0 | 0 | 0 | 0 | 0 | 0 | 0 | 0 | 1109393.1552 | 0 | 0 | 0 | 0 | 71488.5639 | 174791.506 | 0 | 0 | 0 | 0 | 0 | 0 | 0 | 0 | 0 | 0 | 0 | 1372.7136 | 0 | 0
2016-12-12 22:00 | 0 | 0 | 0 | 0 | 0 | 0 | 425762.5651 | 489289 | 0 | 0 | 0 | 137266.1742 | 3608478.1076 | 0 | 0 | 0 | 0 | 0 | 0 | 0 | 0 | 0 | 1110486.8885 | 0 | 0 | 0 | 0 | -66204.4593 | 1305.3109 | 0 | 0 | 0 | 0 | 0 | 0 | 0 | 0 | 0 | 0 | 0 | 1372.7136 | 0 | 0
2016-12-12 23:00 | 0 | 0 | 0 | 0 | 0 | 441079.5543 | 133083.6186 | 506586 | 0 | 0 | 0 | 203470.6336 | 3608478.1076 | 0 | 0 | 0 | 0 | 0 | 0 | 0 | 0 | 0 | 1111580.6174 | 0 | 0 | 0 | 0 | 66204.4593 | 0 | 0 | 0 | 0 | 0 | 0 | 0 | 0 | 0 | 0 | 0 | 0 | 1372.7136 | 0 | 0
2016-12-13 | 0 | 0 | 0 | 0 | 0 | 466844.9219 | 1024.1548 | 513426 | 0 | 0 | 0 | 131982.0697 | 3633037.0346 | 0 | 0 | 0 | 0 | 0 | 0 | 0 | 0 | 0 | 1112674.342 | 0 | 0 | 0 | 0 | -71488.5639 | 24558.927 | 0 | 0 | 0 | 0 | 0 | 0 | 0 | 0 | 0 | 0 | 0 | 1372.7136 | 0 | 0
2016-12-13 01:00 | 0 | 0 | 0 | 0 | 0 | 487618.6273 | 0 | 512445 | 0 | 0 | 0 | 203470.6336 | 3535349.3844 | 0 | 0 | 0 | 0 | 0 | 0 | 0 | 0 | 0 | 1113768.0621 | 0 | 0 | 0 | 0 | 71488.5639 | 0 | 97687.6502 | 0 | 0 | 0 | 0 | 0 | 0 | 0 | 0 | 0 | 0 | 1372.7136 | 0 | 0
2016-12-13 02:00 | 0 | 0 | 0 | 0 | 0 | 500294.7136 | 0 | 498922 | 0 | 0 | 0 | 203470.6336 | 3535349.3844 | 0 | 0 | 0 | 0 | 0 | 0 | 0 | 0 | 0 | 1114861.7779 | 0 | 0 | 0 | 0 | 0 | 0 | 0 | 0 | 0 | 0 | 0 | 0 | 0 | 0 | 0 | 0 | 0 | 1372.7136 | 0 | 0
2016-12-13 03:00 | 0 | 0 | 0 | 0 | 0 | 478451.7136 | 0 | 477079 | 0 | 0 | 0 | 203470.6336 | 3535349.3844 | 0 | 0 | 0 | 0 | 0 | 0 | 0 | 0 | 0 | 1115955.4894 | 0 | 0 | 0 | 0 | 0 | 0 | 0 | 0 | 0 | 0 | 0 | 0 | 0 | 0 | 0 | 0 | 0 | 1372.7136 | 0 | 0
2016-12-13 04:00 | 0 | 0 | 0 | 0 | 0 | 512803.9834 | 0 | 450772 | 0 | 0 | 0 | 131982.0697 | 3667497.2181 | 0 | 0 | 0 | 0 | 0 | 0 | 0 | 0 | 0 | 1117049.1964 | 0 | 0 | 0 | 0 | -71488.5639 | 132147.8337 | 0 | 0 | 0 | 0 | 0 | 0 | 0 | 0 | 0 | 0 | 0 | 1372.7136 | 0 | 0
2016-12-13 05:00 | 0 | 0 | 0 | 0 | 0 | 516537.9943 | 0 | 428061 | 0 | 0 | 0 | 203470.6336 | 3683112.935 | 0 | 0 | 0 | 0 | 0 | 0 | 0 | 0 | 0 | 1118142.8991 | 0 | 0 | 0 | 0 | 71488.5639 | 15615.7169 | 0 | 0 | 0 | 0 | 0 | 0 | 0 | 0 | 0 | 0 | 0 | 1372.7136 | 0 | 0
2016-12-13 06:00 | 0 | 0 | 0 | 0 | 0 | 515971.6557 | 0 | 411296 | 0 | 0 | 0 | 131982.0697 | 3857904.441 | 0 | 0 | 0 | 0 | 0 | 0 | 0 | 0 | 0 | 1119236.5974 | 0 | 0 | 0 | 0 | -71488.5639 | 174791.506 | 0 | 0 | 0 | 0 | 0 | 0 | 0 | 0 | 0 | 0 | 0 | 1372.7136 | 0 | 0
2016-12-13 07:00 | 0 | 0 | 0 | 0 | 0 | 510763.5255 | 0 | 400863 | 0 | 0 | 0 | 203470.6336 | 3894943.689 | 0 | 0 | 0 | 0 | 0 | 0 | 0 | 0 | 0 | 1120330.2913 | 0 | 0 | 0 | 0 | 71488.5639 | 37039.248 | 0 | 0 | 0 | 0 | 0 | 0 | 0 | 0 | 0 | 0 | 0 | 1372.7136 | 0 | 0
2016-12-13 08:00 | 0 | 0 | 0 | 0 | 0 | 397476.7136 | 0 | 396104 | 0 | 0 | 0 | 203470.6336 | 3894943.689 | 0 | 0 | 0 | 0 | 0 | 0 | 0 | 0 | 0 | 1121423.9808 | 0 | 0 | 0 | 0 | 0 | 0 | 0 | 0 | 0 | 0 | 0 | 0 | 0 | 0 | 0 | 0 | 0 | 1372.7136 | 0 | 0
2016-12-13 09:00 | 0 | 0 | 0 | 0 | 0 | 341707.8638 | 0 | 398352 | 0 | 0 | 0 | 145453.7838 | 3894943.689 | 0 | 0 | 0 | 0 | 0 | 0 | 0 | 0 | 0 | 1122517.666 | 0 | 0 | 0 | 0 | -58016.8497 | 0 | 0 | 0 | 0 | 0 | 0 | 0 | 0 | 0 | 0 | 0 | 0 | 1372.7136 | 0 | 0
2016-12-13 10:00 | 0 | 0 | 0 | 0 | 0 | 471700.5633 | 0 | 412311 | 0 | 0 | 0 | 203470.6336 | 3894943.689 | 0 | 0 | 0 | 0 | 0 | 0 | 0 | 0 | 0 | 1123611.3468 | 0 | 0 | 0 | 0 | 58016.8497 | 0 | 0 | 0 | 0 | 0 | 0 | 0 | 0 | 0 | 0 | 0 | 0 | 1372.7136 | 0 | 0
2016-12-13 11:00 | 0 | 0 | 0 | 0 | 0 | 466252.5957 | 0 | 439986 | 0 | 0 | 0 | 203470.6336 | 3919837.5712 | 0 | 0 | 0 | 0 | 0 | 0 | 0 | 0 | 0 | 1124705.0232 | 0 | 0 | 0 | 0 | 0 | 24893.8821 | 0 | 0 | 0 | 0 | 0 | 0 | 0 | 0 | 0 | 0 | 0 | 1372.7136 | 0 | 0
2016-12-13 12:00 | 0 | 0 | 0 | 0 | 0 | 456592.7463 | 0 | 468628 | 0 | 0 | 0 | 190062.6663 | 3919837.5712 | 0 | 0 | 0 | 0 | 0 | 0 | 0 | 0 | 0 | 1125798.6953 | 0 | 0 | 0 | 0 | -13407.9673 | 0 | 0 | 0 | 0 | 0 | 0 | 0 | 0 | 0 | 0 | 0 | 0 | 1372.7136 | 0 | 0
2016-12-13 13:00 | 0 | 0 | 0 | 0 | 0 | 443089.2176 | 0 | 480429 | 0 | 0 | 0 | 142977.1278 | 3928210.6137 | 0 | 0 | 0 | 0 | 0 | 0 | 0 | 0 | 0 | 1126892.3629 | 0 | 0 | 0 | 0 | -47085.5385 | 8373.0425 | 0 | 0 | 0 | 0 | 0 | 0 | 0 | 0 | 0 | 0 | 0 | 1372.7136 | 0 | 0
2016-12-13 14:00 | 0 | 0 | 0 | 0 | 0 | 333508.6722 | 81698.4775 | 485323 | 0 | 0 | 0 | 71488.5639 | 3928210.6137 | 0 | 0 | 0 | 0 | 0 | 0 | 0 | 0 | 0 | 1127986.0262 | 0 | 0 | 0 | 0 | -71488.5639 | 0 | 0 | 0 | 0 | 0 | 0 | 0 | 0 | 0 | 0 | 0 | 0 | 1372.7136 | 0 | 0
2016-12-13 15:00 | 0 | 0 | 0 | 0 | 0 | 48325.6583 | 369586.4914 | 488028 | 0 | 0 | 0 | 0 | 3928210.6137 | 0 | 0 | 0 | 0 | 0 | 0 | 0 | 0 | 0 | 1129079.6852 | 0 | 0 | 0 | 0 | -71488.5639 | 0 | 0 | 0 | 0 | 0 | 0 | 0 | 0 | 0 | 0 | 0 | 0 | 1372.7136 | 0 | 0
2016-12-13 16:00 | 0 | 0 | 0 | 0 | 0 | 139252.6929 | 521260.8753 | 485695 | 0 | 0 | 0 | 71488.5639 | 4030167.9044 | 0 | 0 | 0 | 0 | 0 | 0 | 0 | 0 | 0 | 1130173.3397 | 0 | 0 | 0 | 0 | 71488.5639 | 101957.2907 | 0 | 0 | 0 | 0 | 0 | 0 | 0 | 0 | 0 | 0 | 0 | 1372.7136 | 0 | 0
2016-12-13 17:00 | 0 | 0 | 0 | 0 | 0 | 38291.5016 | 548543.1541 | 482159 | 0 | 0 | 0 | 0 | 4204959.4104 | 0 | 0 | 0 | 0 | 0 | 0 | 0 | 0 | 0 | 1131266.9899 | 0 | 0 | 0 | 0 | -71488.5639 | 174791.506 | 0 | 0 | 0 | 0 | 0 | 0 | 0 | 0 | 0 | 0 | 0 | 1372.7136 | 0 | 0
2016-12-13 18:00 | 0 | 0 | 0 | 0 | 0 | 183597.7641 | 518531.4731 | 479438 | 0 | 0 | 0 | 46527.0175 | 4379750.9165 | 0 | 0 | 0 | 0 | 0 | 0 | 0 | 0 | 0 | 1132360.6357 | 0 | 0 | 0 | 0 | 46527.0175 | 174791.506 | 0 | 0 | 0 | 0 | 0 | 0 | 0 | 0 | 0 | 0 | 0 | 1372.7136 | 0 | 0
2016-12-13 19:00 | 0 | 0 | 0 | 0 | 0 | 0 | 500438.6589 | 478435 | 0 | 0 | 0 | 67157.9628 | 4379750.9165 | 0 | 0 | 0 | 0 | 0 | 0 | 0 | 0 | 0 | 1133454.2771 | 0 | 0 | 0 | 0 | 20630.9453 | 0 | 0 | 0 | 0 | 0 | 0 | 0 | 0 | 0 | 0 | 0 | 0 | 1372.7136 | 0 | 0
2016-12-13 20:00 | 0 | 0 | 0 | 0 | 0 | 0 | 513266.0594 | 478561 | 0 | 0 | 0 | 100490.3086 | 4379750.9165 | 0 | 0 | 0 | 0 | 0 | 0 | 0 | 0 | 0 | 1134547.9141 | 0 | 0 | 0 | 0 | 33332.3458 | 0 | 0 | 0 | 0 | 0 | 0 | 0 | 0 | 0 | 0 | 0 | 0 | 1372.7136 | 0 | 0
2016-12-13 21:00 | 0 | 0 | 0 | 0 | 0 | 218266.3965 | 514045.387 | 484659 | 0 | 0 | 0 | 171978.8725 | 4554542.4225 | 0 | 0 | 0 | 0 | 0 | 0 | 0 | 0 | 0 | 1135641.5468 | 0 | 0 | 0 | 0 | 71488.5639 | 174791.506 | 0 | 0 | 0 | 0 | 0 | 0 | 0 | 0 | 0 | 0 | 0 | 1372.7136 | 0 | 0
2016-12-13 22:00 | 0 | 0 | 0 | 0 | 0 | 0 | 436069.7211 | 501507 | 0 | 0 | 0 | 100490.3086 | 4559220.9939 | 0 | 0 | 0 | 0 | 0 | 0 | 0 | 0 | 0 | 1136735.1751 | 0 | 0 | 0 | 0 | -71488.5639 | 4678.5714 | 0 | 0 | 0 | 0 | 0 | 0 | 0 | 0 | 0 | 0 | 0 | 1372.7136 | 0 | 0
2016-12-13 23:00 | 0 | 0 | 0 | 0 | 0 | 478225.5552 | 154986.9144 | 516581 | 0 | 0 | 0 | 40957.5586 | 4734012.4999 | 0 | 0 | 0 | 0 | 0 | 0 | 0 | 0 | 0 | 1137828.799 | 0 | 0 | 0 | 0 | -59532.75 | 174791.506 | 0 | 0 | 0 | 0 | 0 | 0 | 0 | 0 | 0 | 0 | 0 | 1372.7136 | 0 | 0
2016-12-14 | 0 | 0 | 0 | 0 | 0 | 532280.9307 | 1655.7202 | 522850 | 0 | 0 | 0 | 50671.4959 | 4734012.4999 | 0 | 0 | 0 | 0 | 0 | 0 | 0 | 0 | 0 | 1138922.4186 | 0 | 0 | 0 | 0 | 9713.9373 | 0 | 0 | 0 | 0 | 0 | 0 | 0 | 0 | 0 | 0 | 0 | 0 | 1372.7136 | 0 | 0
2016-12-14 01:00 | 0 | 0 | 0 | 0 | 0 | 531382.1047 | 0 | 520842 | 0 | 0 | 0 | 59838.8871 | 4734012.4999 | 0 | 0 | 0 | 0 | 0 | 0 | 0 | 0 | 0 | 1140016.0338 | 0 | 0 | 0 | 0 | 9167.3912 | 0 | 0 | 0 | 0 | 0 | 0 | 0 | 0 | 0 | 0 | 0 | 0 | 1372.7136 | 0 | 0
2016-12-14 02:00 | 0 | 0 | 0 | 0 | 0 | 520923.3904 | 0 | 507901 | 0 | 0 | 0 | 71488.5639 | 4734012.4999 | 0 | 0 | 0 | 0 | 0 | 0 | 0 | 0 | 0 | 1141109.6446 | 0 | 0 | 0 | 0 | 11649.6768 | 0 | 0 | 0 | 0 | 0 | 0 | 0 | 0 | 0 | 0 | 0 | 0 | 1372.7136 | 0 | 0
2016-12-14 03:00 | 0 | 0 | 0 | 0 | 0 | 416103.1497 | 0 | 486219 | 0 | 0 | 0 | 0 | 4734012.4999 | 0 | 0 | 0 | 0 | 0 | 0 | 0 | 0 | 0 | 1142203.251 | 0 | 0 | 0 | 0 | -71488.5639 | 0 | 0 | 0 | 0 | 0 | 0 | 0 | 0 | 0 | 0 | 0 | 0 | 1372.7136 | 0 | 0
2016-12-14 04:00 | 0 | 0 | 0 | 0 | 0 | 462484.7136 | 0 | 461112 | 0 | 0 | 0 | 0 | 4734012.4999 | 0 | 0 | 0 | 0 | 0 | 0 | 0 | 0 | 0 | 1143296.8531 | 0 | 0 | 0 | 0 | 0 | 0 | 0 | 0 | 0 | 0 | 0 | 0 | 0 | 0 | 0 | 0 | 0 | 1372.7136 | 0 | 0
2016-12-14 05:00 | 0 | 0 | 0 | 0 | 0 | 439126.7136 | 0 | 437754 | 0 | 0 | 0 | 0 | 4734012.4999 | 0 | 0 | 0 | 0 | 0 | 0 | 0 | 0 | 0 | 1144390.4507 | 0 | 0 | 0 | 0 | 0 | 0 | 0 | 0 | 0 | 0 | 0 | 0 | 0 | 0 | 0 | 0 | 0 | 1372.7136 | 0 | 0
2016-12-14 06:00 | 0 | 0 | 0 | 0 | 0 | 478369.2915 | 0 | 420383 | 0 | 0 | 0 | 56613.5779 | 4734012.4999 | 0 | 0 | 0 | 0 | 0 | 0 | 0 | 0 | 0 | 1145484.044 | 0 | 0 | 0 | 0 | 56613.5779 | 0 | 0 | 0 | 0 | 0 | 0 | 0 | 0 | 0 | 0 | 0 | 0 | 1372.7136 | 0 | 0
2016-12-14 07:00 | 0 | 0 | 0 | 0 | 0 | 458302.902 | 0 | 409972 | 0 | 0 | 0 | 103571.7663 | 4734012.4999 | 0 | 0 | 0 | 0 | 0 | 0 | 0 | 0 | 0 | 1146577.633 | 0 | 0 | 0 | 0 | 46958.1884 | 0 | 0 | 0 | 0 | 0 | 0 | 0 | 0 | 0 | 0 | 0 | 0 | 1372.7136 | 0 | 0
2016-12-14 08:00 | 0 | 0 | 0 | 0 | 0 | 441142.8193 | 0 | 405901 | 0 | 0 | 0 | 137440.872 | 4734012.4999 | 0 | 0 | 0 | 0 | 0 | 0 | 0 | 0 | 0 | 1147671.2175 | 0 | 0 | 0 | 0 | 33869.1057 | 0 | 0 | 0 | 0 | 0 | 0 | 0 | 0 | 0 | 0 | 0 | 0 | 1372.7136 | 0 | 0
2016-12-14 09:00 | 0 | 0 | 0 | 0 | 0 | 436656.5779 | 0 | 408921 | 0 | 0 | 0 | 163803.7363 | 4734012.4999 | 0 | 0 | 0 | 0 | 0 | 0 | 0 | 0 | 0 | 1148764.7977 | 0 | 0 | 0 | 0 | 26362.8644 | 0 | 0 | 0 | 0 | 0 | 0 | 0 | 0 | 0 | 0 | 0 | 0 | 1372.7136 | 0 | 0
2016-12-14 10:00 | 0 | 0 | 0 | 0 | 0 | 438059.5048 | 0 | 423189 | 0 | 0 | 0 | 177301.5275 | 4734012.4999 | 0 | 0 | 0 | 0 | 0 | 0 | 0 | 0 | 0 | 1149858.3735 | 0 | 0 | 0 | 0 | 13497.7912 | 0 | 0 | 0 | 0 | 0 | 0 | 0 | 0 | 0 | 0 | 0 | 0 | 1372.7136 | 0 | 0
2016-12-14 11:00 | 0 | 0 | 0 | 0 | 0 | 444374.0849 | 0 | 453577 | 0 | 0 | 0 | 203470.6336 | 4697267.7652 | 0 | 0 | 0 | 0 | 0 | 0 | 0 | 0 | 0 | 1150951.945 | 0 | 0 | 0 | 0 | 26169.106 | 0 | 36744.7347 | 0 | 0 | 0 | 0 | 0 | 0 | 0 | 0 | 0 | 0 | 1372.7136 | 0 | 0
2016-12-14 12:00 | 0 | 0 | 0 | 0 | 0 | 455961.7786 | 0 | 483151 | 0 | 0 | 0 | 174908.6986 | 4697267.7652 | 0 | 0 | 0 | 0 | 0 | 0 | 0 | 0 | 0 | 1152045.512 | 0 | 0 | 0 | 0 | -28561.935 | 0 | 0 | 0 | 0 | 0 | 0 | 0 | 0 | 0 | 0 | 0 | 0 | 1372.7136 | 0 | 0
2016-12-14 13:00 | 0 | 0 | 0 | 0 | 0 | 465355.3902 | 0 | 494539 | 0 | 0 | 0 | 144352.3752 | 4697267.7652 | 0 | 0 | 0 | 0 | 0 | 0 | 0 | 0 | 0 | 1153139.0747 | 0 | 0 | 0 | 0 | -30556.3234 | 0 | 0 | 0 | 0 | 0 | 0 | 0 | 0 | 0 | 0 | 0 | 0 | 1372.7136 | 0 | 0
2016-12-14 14:00 | 0 | 0 | 0 | 0 | 0 | 435222.7014 | 51453.5177 | 497724 | 0 | 0 | 0 | 72863.8113 | 4756335.8345 | 0 | 0 | 0 | 0 | 0 | 0 | 0 | 0 | 0 | 1154232.633 | 0 | 0 | 0 | 0 | -71488.5639 | 59068.0694 | 0 | 0 | 0 | 0 | 0 | 0 | 0 | 0 | 0 | 0 | 0 | 1372.7136 | 0 | 0
2016-12-14 15:00 | 0 | 0 | 0 | 0 | 0 | 112623.1938 | 313178.9559 | 495918 | 0 | 0 | 0 | 1375.2474 | 4756335.8345 | 0 | 0 | 0 | 0 | 0 | 0 | 0 | 0 | 0 | 1155326.1869 | 0 | 0 | 0 | 0 | -71488.5639 | 0 | 0 | 0 | 0 | 0 | 0 | 0 | 0 | 0 | 0 | 0 | 0 | 1372.7136 | 0 | 0
2016-12-14 16:00 | 0 | 0 | 0 | 0 | 0 | 44649.8592 | 447990.6069 | 492643 | 0 | 0 | 0 | 0 | 4756335.8345 | 0 | 0 | 0 | 0 | 0 | 0 | 0 | 0 | 0 | 1156419.7365 | 0 | 0 | 0 | 0 | -1375.2474 | 0 | 0 | 0 | 0 | 0 | 0 | 0 | 0 | 0 | 0 | 0 | 0 | 1372.7136 | 0 | 0
2016-12-14 17:00 | 0 | 0 | 0 | 0 | 0 | 0 | 495549.9763 | 488018 | 0 | 0 | 0 | 0 | 4762495.0972 | 0 | 0 | 0 | 0 | 0 | 0 | 0 | 0 | 0 | 1157513.2817 | 0 | 0 | 0 | 0 | 0 | 6159.2627 | 0 | 0 | 0 | 0 | 0 | 0 | 0 | 0 | 0 | 0 | 0 | 1372.7136 | 0 | 0
2016-12-14 18:00 | 0 | 0 | 0 | 0 | 0 | 245304.9912 | 488424.7923 | 486077 | 0 | 0 | 0 | 71488.5639 | 4937286.6033 | 0 | 0 | 0 | 0 | 0 | 0 | 0 | 0 | 0 | 1158606.8225 | 0 | 0 | 0 | 0 | 71488.5639 | 174791.506 | 0 | 0 | 0 | 0 | 0 | 0 | 0 | 0 | 0 | 0 | 0 | 1372.7136 | 0 | 0
2016-12-14 19:00 | 0 | 0 | 0 | 0 | 0 | 0 | 482632.5452 | 484267 | 0 | 0 | 0 | 0 | 5005767.9988 | 0 | 0 | 0 | 0 | 0 | 0 | 0 | 0 | 0 | 1159700.3589 | 0 | 0 | 0 | 0 | -71488.5639 | 68481.3955 | 0 | 0 | 0 | 0 | 0 | 0 | 0 | 0 | 0 | 0 | 0 | 1372.7136 | 0 | 0
2016-12-14 20:00 | 0 | 0 | 0 | 0 | 0 | 0 | 501524.5609 | 485080 | 0 | 0 | 0 | 15071.8473 | 5005767.9988 | 0 | 0 | 0 | 0 | 0 | 0 | 0 | 0 | 0 | 1160793.891 | 0 | 0 | 0 | 0 | 15071.8473 | 0 | 0 | 0 | 0 | 0 | 0 | 0 | 0 | 0 | 0 | 0 | 0 | 1372.7136 | 0 | 0
2016-12-14 21:00 | 0 | 0 | 0 | 0 | 0 | 41279.7559 | 509598.6742 | 493089 | 0 | 0 | 0 | 71488.5639 | 5005767.9988 | 0 | 0 | 0 | 0 | 0 | 0 | 0 | 0 | 0 | 1161887.4187 | 0 | 0 | 0 | 0 | 56416.7166 | 0 | 0 | 0 | 0 | 0 | 0 | 0 | 0 | 0 | 0 | 0 | 0 | 1372.7136 | 0 | 0
2016-12-14 22:00 | 0 | 0 | 0 | 0 | 0 | 16534.3939 | 426262.7558 | 512913 | 0 | 0 | 0 | 0 | 5005767.9988 | 0 | 0 | 0 | 0 | 0 | 0 | 0 | 0 | 0 | 1162980.942 | 0 | 0 | 0 | 0 | -71488.5639 | 0 | 0 | 0 | 0 | 0 | 0 | 0 | 0 | 0 | 0 | 0 | 0 | 1372.7136 | 0 | 0
2016-12-14 23:00 | 0 | 0 | 0 | 0 | 0 | 415826.1225 | 157516.9764 | 530545 | 0 | 0 | 0 | 41425.3853 | 5005767.9988 | 0 | 0 | 0 | 0 | 0 | 0 | 0 | 0 | 0 | 1164074.461 | 0 | 0 | 0 | 0 | 41425.3853 | 0 | 0 | 0 | 0 | 0 | 0 | 0 | 0 | 0 | 0 | 0 | 0 | 1372.7136 | 0 | 0
2016-12-15 | 0 | 0 | 0 | 0 | 0 | 496202.1421 | 1481.1862 | 537736 | 0 | 0 | 0 | 0 | 5005767.9988 | 0 | 0 | 0 | 0 | 0 | 0 | 0 | 0 | 0 | 1165167.9755 | 0 | 0 | 0 | 0 | -41425.3853 | 0 | 0 | 0 | 0 | 0 | 0 | 0 | 0 | 0 | 0 | 0 | 0 | 1372.7136 | 0 | 0
2016-12-15 01:00 | 0 | 0 | 0 | 0 | 0 | 457758.8733 | 0 | 537977 | 0 | 0 | 0 | 71488.5639 | 4852688.5946 | 0 | 0 | 0 | 0 | 0 | 0 | 0 | 0 | 0 | 1166261.4857 | 0 | 0 | 0 | 0 | 71488.5639 | 119622.3622 | 272701.7664 | 0 | 0 | 0 | 0 | 0 | 0 | 0 | 0 | 0 | 0 | 1372.7136 | 0 | 0
2016-12-15 02:00 | 0 | 0 | 0 | 0 | 0 | 412256.7337 | 0 | 527870 | 0 | 0 | 0 | 0 | 4807191.1786 | 0 | 0 | 0 | 0 | 0 | 0 | 0 | 0 | 0 | 1167354.9915 | 0 | 0 | 0 | 0 | -71488.5639 | 0 | 45497.416 | 0 | 0 | 0 | 0 | 0 | 0 | 0 | 0 | 0 | 0 | 1372.7136 | 0 | 0
2016-12-15 03:00 | 0 | 0 | 0 | 0 | 0 | 364716.7061 | 0 | 508040 | 0 | 0 | 0 | 71488.5639 | 4591006.6072 | 0 | 0 | 0 | 0 | 0 | 0 | 0 | 0 | 0 | 1168448.493 | 0 | 0 | 0 | 0 | 71488.5639 | 56517.195 | 272701.7664 | 0 | 0 | 0 | 0 | 0 | 0 | 0 | 0 | 0 | 0 | 1372.7136 | 0 | 0
2016-12-15 04:00 | 0 | 0 | 0 | 0 | 0 | 324309.0095 | 0 | 483044 | 0 | 0 | 0 | 142977.1278 | 4359410.3392 | 0 | 0 | 0 | 0 | 0 | 0 | 0 | 0 | 0 | 1169541.9901 | 0 | 0 | 0 | 0 | 71488.5639 | 0 | 231596.2679 | 0 | 0 | 0 | 0 | 0 | 0 | 0 | 0 | 0 | 0 | 1372.7136 | 0 | 0
2016-12-15 05:00 | 0 | 0 | 0 | 0 | 0 | 292974.5272 | 0 | 460192 | 0 | 0 | 0 | 203470.6336 | 4130326.6471 | 0 | 0 | 0 | 0 | 0 | 0 | 0 | 0 | 0 | 1170635.4828 | 0 | 0 | 0 | 0 | 60493.5058 | 0 | 229083.6921 | 0 | 0 | 0 | 0 | 0 | 0 | 0 | 0 | 0 | 0 | 1372.7136 | 0 | 0
2016-12-15 06:00 | 0 | 0 | 0 | 0 | 0 | 101762.3833 | 0 | 444580 | 0 | 0 | 0 | 131982.0697 | 3857624.8807 | 0 | 0 | 0 | 0 | 0 | 0 | 0 | 0 | 0 | 1171728.9711 | 0 | 0 | 0 | 0 | -71488.5639 | 0 | 272701.7664 | 0 | 0 | 0 | 0 | 0 | 0 | 0 | 0 | 0 | 0 | 1372.7136 | 0 | 0
2016-12-15 07:00 | 0 | 0 | 0 | 0 | 0 | 235574.5111 | 0 | 435415 | 0 | 0 | 0 | 203470.6336 | 3584923.1143 | 0 | 0 | 0 | 0 | 0 | 0 | 0 | 0 | 0 | 1172822.455 | 0 | 0 | 0 | 0 | 71488.5639 | 0 | 272701.7664 | 0 | 0 | 0 | 0 | 0 | 0 | 0 | 0 | 0 | 0 | 1372.7136 | 0 | 0
2016-12-15 08:00 | 0 | 0 | 0 | 0 | 0 | 233972.6639 | 0 | 432190 | 0 | 0 | 0 | 144620.1398 | 3444183.5583 | 0 | 0 | 0 | 0 | 0 | 0 | 0 | 0 | 0 | 1173915.9346 | 0 | 0 | 0 | 0 | -58850.4938 | 131962.2105 | 272701.7664 | 0 | 0 | 0 | 0 | 0 | 0 | 0 | 0 | 0 | 0 | 1372.7136 | 0 | 0
2016-12-15 09:00 | 0 | 0 | 0 | 0 | 0 | 223775.441 | 0 | 436254 | 0 | 0 | 0 | 203470.6336 | 3171481.7919 | 0 | 0 | 0 | 0 | 0 | 0 | 0 | 0 | 0 | 1175009.4098 | 0 | 0 | 0 | 0 | 58850.4938 | 0 | 272701.7664 | 0 | 0 | 0 | 0 | 0 | 0 | 0 | 0 | 0 | 0 | 1372.7136 | 0 | 0
2016-12-15 10:00 | 0 | 0 | 0 | 0 | 0 | 111150.3833 | 0 | 453968 | 0 | 0 | 0 | 131982.0697 | 2898780.0255 | 0 | 0 | 0 | 0 | 0 | 0 | 0 | 0 | 0 | 1176102.8806 | 0 | 0 | 0 | 0 | -71488.5639 | 0 | 272701.7664 | 0 | 0 | 0 | 0 | 0 | 0 | 0 | 0 | 0 | 0 | 1372.7136 | 0 | 0
2016-12-15 11:00 | 0 | 0 | 0 | 0 | 0 | 219326.5597 | 0 | 485955 | 0 | 0 | 0 | 136682.6822 | 2626078.2591 | 0 | 0 | 0 | 0 | 0 | 0 | 0 | 0 | 0 | 1177196.3471 | 0 | 0 | 0 | 0 | 4700.6125 | 0 | 272701.7664 | 0 | 0 | 0 | 0 | 0 | 0 | 0 | 0 | 0 | 0 | 1372.7136 | 0 | 0
2016-12-15 12:00 | 0 | 0 | 0 | 0 | 0 | 229174.1083 | 0 | 516985 | 0 | 0 | 0 | 120200.8433 | 2353376.4927 | 0 | 0 | 0 | 0 | 0 | 0 | 0 | 0 | 0 | 1178289.8092 | 0 | 0 | 0 | 0 | -16481.8389 | 0 | 272701.7664 | 0 | 0 | 0 | 0 | 0 | 0 | 0 | 0 | 0 | 0 | 1372.7136 | 0 | 0
2016-12-15 13:00 | 0 | 0 | 0 | 0 | 0 | 244463.726 | 0 | 529454 | 0 | 0 | 0 | 106539.6221 | 2080674.7263 | 0 | 0 | 0 | 0 | 0 | 0 | 0 | 0 | 0 | 1179383.2669 | 0 | 0 | 0 | 0 | -13661.2211 | 0 | 272701.7664 | 0 | 0 | 0 | 0 | 0 | 0 | 0 | 0 | 0 | 0 | 1372.7136 | 0 | 0
2016-12-15 14:00 | 0 | 0 | 0 | 0 | 0 | 255925.0945 | 35844.0808 | 532001 | 0 | 0 | 0 | 137636.8502 | 1807972.9599 | 0 | 0 | 0 | 0 | 0 | 0 | 0 | 0 | 0 | 1180476.7202 | 0 | 0 | 0 | 0 | 31097.2281 | 0 | 272701.7664 | 0 | 0 | 0 | 0 | 0 | 0 | 0 | 0 | 0 | 0 | 1372.7136 | 0 | 0
2016-12-15 15:00 | 0 | 0 | 0 | 0 | 0 | 288521.4933 | 260694.1567 | 530640 | 0 | 0 | 0 | 131982.0697 | 1830830.6769 | 0 | 0 | 0 | 0 | 0 | 0 | 0 | 0 | 0 | 1181570.1692 | 0 | 0 | 0 | 0 | -5654.7806 | 22857.717 | 0 | 0 | 0 | 0 | 0 | 0 | 0 | 0 | 0 | 0 | 0 | 1372.7136 | 0 | 0
2016-12-15 16:00 | 0 | 0 | 0 | 0 | 0 | 106471.1433 | 350223.0063 | 526810 | 0 | 0 | 0 | 60493.5058 | 1830830.6769 | 0 | 0 | 0 | 0 | 0 | 0 | 0 | 0 | 0 | 1182663.6138 | 0 | 0 | 0 | 0 | -71488.5639 | 0 | 0 | 0 | 0 | 0 | 0 | 0 | 0 | 0 | 0 | 0 | 0 | 1372.7136 | 0 | 0
2016-12-15 17:00 | 0 | 0 | 0 | 0 | 0 | 218569.357 | 376053.9205 | 521762 | 0 | 0 | 0 | 131982.0697 | 1830830.6769 | 0 | 0 | 0 | 0 | 0 | 0 | 0 | 0 | 0 | 1183757.054 | 0 | 0 | 0 | 0 | 71488.5639 | 0 | 0 | 0 | 0 | 0 | 0 | 0 | 0 | 0 | 0 | 0 | 0 | 1372.7136 | 0 | 0
2016-12-15 18:00 | 0 | 0 | 0 | 0 | 0 | 0 | 377050.3877 | 517951 | 0 | 0 | 0 | 60493.5058 | 1760045.9149 | 0 | 0 | 0 | 0 | 0 | 0 | 0 | 0 | 0 | 1184850.4898 | 0 | 0 | 0 | 0 | -71488.5639 | 0 | 70784.762 | 0 | 0 | 0 | 0 | 0 | 0 | 0 | 0 | 0 | 0 | 1372.7136 | 0 | 0
2016-12-15 19:00 | 0 | 0 | 0 | 0 | 0 | 214114.7783 | 374336.4992 | 515590 | 0 | 0 | 0 | 131982.0697 | 1760045.9149 | 0 | 0 | 0 | 0 | 0 | 0 | 0 | 0 | 0 | 1185943.9213 | 0 | 0 | 0 | 0 | 71488.5639 | 0 | 0 | 0 | 0 | 0 | 0 | 0 | 0 | 0 | 0 | 0 | 0 | 1372.7136 | 0 | 0
2016-12-15 20:00 | 0 | 0 | 0 | 0 | 0 | 383353.8765 | 370950.0948 | 515718 | 0 | 0 | 0 | 203470.6336 | 1925770.6087 | 0 | 0 | 0 | 0 | 0 | 0 | 0 | 0 | 0 | 1187037.3484 | 0 | 0 | 0 | 0 | 71488.5639 | 165724.6938 | 0 | 0 | 0 | 0 | 0 | 0 | 0 | 0 | 0 | 0 | 0 | 1372.7136 | 0 | 0
2016-12-15 21:00 | 0 | 0 | 0 | 0 | 0 | 273353.4799 | 356394.1758 | 525072 | 0 | 0 | 0 | 131982.0697 | 2100562.1148 | 0 | 0 | 0 | 0 | 0 | 0 | 0 | 0 | 0 | 1188130.7711 | 0 | 0 | 0 | 0 | -71488.5639 | 174791.506 | 0 | 0 | 0 | 0 | 0 | 0 | 0 | 0 | 0 | 0 | 0 | 1372.7136 | 0 | 0
2016-12-15 22:00 | 0 | 0 | 0 | 0 | 0 | 206895.2085 | 281617.9993 | 547634 | 0 | 0 | 0 | 71488.5639 | 2100562.1148 | 0 | 0 | 0 | 0 | 0 | 0 | 0 | 0 | 0 | 1189224.1894 | 0 | 0 | 0 | 0 | -60493.5058 | 0 | 0 | 0 | 0 | 0 | 0 | 0 | 0 | 0 | 0 | 0 | 0 | 1372.7136 | 0 | 0
2016-12-15 23:00 | 0 | 0 | 0 | 0 | 0 | 475195.254 | 63610.5495 | 565975 | 0 | 0 | 0 | 142977.1278 | 2000531.6407 | 0 | 0 | 0 | 0 | 0 | 0 | 0 | 0 | 0 | 1190317.6034 | 0 | 0 | 0 | 0 | 71488.5639 | 0 | 100030.474 | 0 | 0 | 0 | 0 | 0 | 0 | 0 | 0 | 0 | 0 | 1372.7136 | 0 | 0
2016-12-16 | 0 | 0 | 0 | 0 | 0 | 230852.362 | 21.0213 | 573691 | 0 | 0 | 0 | 71488.5639 | 1727829.8743 | 0 | 0 | 0 | 0 | 0 | 0 | 0 | 0 | 0 | 1191411.013 | 0 | 0 | 0 | 0 | -71488.5639 | 0 | 272701.7664 | 0 | 0 | 0 | 0 | 0 | 0 | 0 | 0 | 0 | 0 | 1372.7136 | 0 | 0
2016-12-16 01:00 | 0 | 0 | 0 | 0 | 0 | 500958.2533 | 0 | 574150 | 0 | 0 | 0 | 0 | 1724753.9779 | 0 | 0 | 0 | 0 | 0 | 0 | 0 | 0 | 0 | 1192504.4182 | 0 | 0 | 0 | 0 | -71488.5639 | 0 | 3075.8964 | 0 | 0 | 0 | 0 | 0 | 0 | 0 | 0 | 0 | 0 | 1372.7136 | 0 | 0
2016-12-16 02:00 | 0 | 0 | 0 | 0 | 0 | 364014.5111 | 0 | 563855 | 0 | 0 | 0 | 71488.5639 | 1452052.2114 | 0 | 0 | 0 | 0 | 0 | 0 | 0 | 0 | 0 | 1193597.8191 | 0 | 0 | 0 | 0 | 71488.5639 | 0 | 272701.7664 | 0 | 0 | 0 | 0 | 0 | 0 | 0 | 0 | 0 | 0 | 1372.7136 | 0 | 0
2016-12-16 03:00 | 0 | 0 | 0 | 0 | 0 | 450248.1343 | 0 | 542728 | 0 | 0 | 0 | 142977.1278 | 1286711.0683 | 0 | 0 | 0 | 0 | 0 | 0 | 0 | 0 | 0 | 1194691.2155 | 0 | 0 | 0 | 0 | 71488.5639 | 0 | 165341.1432 | 0 | 0 | 0 | 0 | 0 | 0 | 0 | 0 | 0 | 0 | 1372.7136 | 0 | 0
2016-12-16 04:00 | 0 | 0 | 0 | 0 | 0 | 423056.8576 | 0 | 516634 | 0 | 0 | 0 | 71488.5639 | 1263249.7762 | 0 | 0 | 0 | 0 | 0 | 0 | 0 | 0 | 0 | 1195784.6076 | 0 | 0 | 0 | 0 | -71488.5639 | 0 | 23461.2921 | 0 | 0 | 0 | 0 | 0 | 0 | 0 | 0 | 0 | 0 | 1372.7136 | 0 | 0
2016-12-16 05:00 | 0 | 0 | 0 | 0 | 0 | 294803.5111 | 0 | 494644 | 0 | 0 | 0 | 142977.1278 | 990548.0097 | 0 | 0 | 0 | 0 | 0 | 0 | 0 | 0 | 0 | 1196877.9954 | 0 | 0 | 0 | 0 | 71488.5639 | 0 | 272701.7664 | 0 | 0 | 0 | 0 | 0 | 0 | 0 | 0 | 0 | 0 | 1372.7136 | 0 | 0
2016-12-16 06:00 | 0 | 0 | 0 | 0 | 0 | 382078.4764 | 0 | 478167 | 0 | 0 | 0 | 203470.6336 | 832593.2668 | 0 | 0 | 0 | 0 | 0 | 0 | 0 | 0 | 0 | 1197971.3787 | 0 | 0 | 0 | 0 | 60493.5058 | 0 | 157954.7429 | 0 | 0 | 0 | 0 | 0 | 0 | 0 | 0 | 0 | 0 | 1372.7136 | 0 | 0
2016-12-16 07:00 | 0 | 0 | 0 | 0 | 0 | 380619.272 | 0 | 468952 | 0 | 0 | 0 | 131982.0697 | 814376.3891 | 0 | 0 | 0 | 0 | 0 | 0 | 0 | 0 | 0 | 1199064.7577 | 0 | 0 | 0 | 0 | -71488.5639 | 0 | 18216.8777 | 0 | 0 | 0 | 0 | 0 | 0 | 0 | 0 | 0 | 0 | 1372.7136 | 0 | 0
2016-12-16 08:00 | 0 | 0 | 0 | 0 | 0 | 264446.5111 | 0 | 464287 | 0 | 0 | 0 | 203470.6336 | 541674.6227 | 0 | 0 | 0 | 0 | 0 | 0 | 0 | 0 | 0 | 1200158.1323 | 0 | 0 | 0 | 0 | 71488.5639 | 0 | 272701.7664 | 0 | 0 | 0 | 0 | 0 | 0 | 0 | 0 | 0 | 0 | 1372.7136 | 0 | 0
2016-12-16 09:00 | 0 | 0 | 0 | 0 | 0 | 378988.3535 | 0 | 466808 | 0 | 0 | 0 | 131982.0697 | 523970.8265 | 0 | 0 | 0 | 0 | 0 | 0 | 0 | 0 | 0 | 1201251.5025 | 0 | 0 | 0 | 0 | -71488.5639 | 0 | 17703.7962 | 0 | 0 | 0 | 0 | 0 | 0 | 0 | 0 | 0 | 0 | 1372.7136 | 0 | 0
2016-12-16 10:00 | 0 | 0 | 0 | 0 | 0 | 378963.7903 | 0 | 480215 | 0 | 0 | 0 | 203470.6336 | 349858.3393 | 0 | 0 | 0 | 0 | 0 | 0 | 0 | 0 | 0 | 1202344.8684 | 0 | 0 | 0 | 0 | 71488.5639 | 98589.2793 | 272701.7664 | 0 | 0 | 0 | 0 | 0 | 0 | 0 | 0 | 0 | 0 | 1372.7136 | 0 | 0
2016-12-16 11:00 | 0 | 0 | 0 | 0 | 0 | 383552.9705 | 0 | 509127 | 0 | 0 | 0 | 131982.0697 | 294400.1601 | 0 | 0 | 0 | 0 | 0 | 0 | 0 | 0 | 0 | 1203438.2299 | 0 | 0 | 0 | 0 | -71488.5639 | 0 | 55458.1792 | 0 | 0 | 0 | 0 | 0 | 0 | 0 | 0 | 0 | 0 | 1372.7136 | 0 | 0
2016-12-16 12:00 | 0 | 0 | 0 | 0 | 0 | 392435.6786 | 0 | 536307 | 0 | 0 | 0 | 60493.5058 | 220644.6891 | 0 | 0 | 0 | 0 | 0 | 0 | 0 | 0 | 0 | 1204531.587 | 0 | 0 | 0 | 0 | -71488.5639 | 0 | 73755.4711 | 0 | 0 | 0 | 0 | 0 | 0 | 0 | 0 | 0 | 0 | 1372.7136 | 0 | 0
2016-12-16 13:00 | 0 | 0 | 0 | 0 | 0 | 397114.4377 | 0 | 546053 | 0 | 0 | 0 | 0 | 130826.919 | 0 | 0 | 0 | 0 | 0 | 0 | 0 | 0 | 0 | 1205624.9397 | 0 | 0 | 0 | 0 | -60493.5058 | 174791.506 | 264609.2761 | 0 | 0 | 0 | 0 | 0 | 0 | 0 | 0 | 0 | 0 | 1372.7136 | 0 | 0
2016-12-16 14:00 | 0 | 0 | 0 | 0 | 0 | 388082.3093 | 30218.4853 | 547755 | 0 | 0 | 0 | 0 | 0 | 0 | 0 | 0 | 0 | 0 | 0 | 0 | 0 | 0 | 1206718.2881 | 0 | 0 | 0 | 0 | 0 | 0 | 130826.919 | 0 | 0 | 0 | 0 | 0 | 0 | 0 | 0 | 0 | 0 | 1372.7136 | 0 | 0
2016-12-16 15:00 | 0 | 0 | 0 | 0 | 0 | 382369.1313 | 186826.2544 | 545038 | 0 | 0 | 0 | 0 | 22784.6721 | 0 | 0 | 0 | 0 | 0 | 0 | 0 | 0 | 0 | 1207811.6321 | 0 | 0 | 0 | 0 | 0 | 22784.6721 | 0 | 0 | 0 | 0 | 0 | 0 | 0 | 0 | 0 | 0 | 0 | 1372.7136 | 0 | 0
2016-12-16 16:00 | 0 | 0 | 0 | 0 | 0 | 381395.8867 | 330078.9857 | 537828 | 0 | 0 | 0 | 0 | 195058.8309 | 0 | 0 | 0 | 0 | 0 | 0 | 0 | 0 | 0 | 1208904.9717 | 0 | 0 | 0 | 0 | 0 | 172274.1588 | 0 | 0 | 0 | 0 | 0 | 0 | 0 | 0 | 0 | 0 | 0 | 1372.7136 | 0 | 0
2016-12-16 17:00 | 0 | 0 | 0 | 0 | 0 | 124140.7325 | 405169.9811 | 527938 | 0 | 0 | 0 | 0 | 195058.8309 | 0 | 0 | 0 | 0 | 0 | 0 | 0 | 0 | 0 | 1209998.307 | 0 | 0 | 0 | 0 | 0 | 0 | 0 | 0 | 0 | 0 | 0 | 0 | 0 | 0 | 0 | 0 | 0 | 1372.7136 | 0 | 0
2016-12-16 18:00 | 0 | 0 | 0 | 0 | 0 | 67387.4228 | 428841.5943 | 521278 | 0 | 0 | 0 | 71488.5639 | 97148.5705 | 0 | 0 | 0 | 0 | 0 | 0 | 0 | 0 | 0 | 1211091.6378 | 0 | 0 | 0 | 0 | 71488.5639 | 174791.506 | 272701.7664 | 0 | 0 | 0 | 0 | 0 | 0 | 0 | 0 | 0 | 0 | 1372.7136 | 0 | 0
2016-12-16 19:00 | 0 | 0 | 0 | 0 | 0 | 165822.488 | 435008.5688 | 516221 | 0 | 0 | 0 | 0 | 251874.4776 | 0 | 0 | 0 | 0 | 0 | 0 | 0 | 0 | 0 | 1212184.9643 | 0 | 0 | 0 | 0 | -71488.5639 | 154725.9071 | 0 | 0 | 0 | 0 | 0 | 0 | 0 | 0 | 0 | 0 | 0 | 1372.7136 | 0 | 0
2016-12-16 20:00 | 0 | 0 | 0 | 0 | 0 | 57118.5669 | 457238.1467 | 512984 | 0 | 0 | 0 | 0 | 251874.4776 | 0 | 0 | 0 | 0 | 0 | 0 | 0 | 0 | 0 | 1213278.2865 | 0 | 0 | 0 | 0 | 0 | 0 | 0 | 0 | 0 | 0 | 0 | 0 | 0 | 0 | 0 | 0 | 0 | 1372.7136 | 0 | 0
2016-12-16 21:00 | 0 | 0 | 0 | 0 | 0 | 0 | 485815.1417 | 516347 | 0 | 0 | 0 | 71488.5639 | 148481.3418 | 0 | 0 | 0 | 0 | 0 | 0 | 0 | 0 | 0 | 1214371.6042 | 0 | 0 | 0 | 0 | 71488.5639 | 169308.6306 | 272701.7664 | 0 | 0 | 0 | 0 | 0 | 0 | 0 | 0 | 0 | 0 | 1372.7136 | 0 | 0
2016-12-16 22:00 | 0 | 0 | 0 | 0 | 0 | 23308.8959 | 435538.2538 | 528963 | 0 | 0 | 0 | 0 | 148481.3418 | 0 | 0 | 0 | 0 | 0 | 0 | 0 | 0 | 0 | 1215464.9176 | 0 | 0 | 0 | 0 | -71488.5639 | 0 | 0 | 0 | 0 | 0 | 0 | 0 | 0 | 0 | 0 | 0 | 0 | 1372.7136 | 0 | 0
2016-12-16 23:00 | 0 | 0 | 0 | 0 | 0 | 509482.0234 | 169308.566 | 538562 | 0 | 0 | 0 | 14635.4513 | 272701.7664 | 0 | 0 | 0 | 0 | 0 | 0 | 0 | 0 | 0 | 1216558.2266 | 0 | 0 | 0 | 0 | 14635.4513 | 124220.4246 | 0 | 0 | 0 | 0 | 0 | 0 | 0 | 0 | 0 | 0 | 0 | 1372.7136 | 0 | 0
2016-12-17 | 0 | 0 | 0 | 0 | 0 | 523199.8221 | 1799.4402 | 538262 | 0 | 0 | 0 | 0 | 272701.7664 | 0 | 0 | 0 | 0 | 0 | 0 | 0 | 0 | 0 | 1217651.5312 | 0 | 0 | 0 | 0 | -14635.4513 | 0 | 0 | 0 | 0 | 0 | 0 | 0 | 0 | 0 | 0 | 0 | 0 | 1372.7136 | 0 | 0
2016-12-17 01:00 | 0 | 0 | 0 | 0 | 0 | 334181.5111 | 0 | 534022 | 0 | 0 | 0 | 71488.5639 | 0 | 0 | 0 | 0 | 0 | 0 | 0 | 0 | 0 | 0 | 1218744.8315 | 0 | 0 | 0 | 0 | 71488.5639 | 0 | 272701.7664 | 0 | 0 | 0 | 0 | 0 | 0 | 0 | 0 | 0 | 0 | 1372.7136 | 0 | 0
2016-12-17 02:00 | 0 | 0 | 0 | 0 | 0 | 451164.1497 | 0 | 521280 | 0 | 0 | 0 | 0 | 0 | 0 | 0 | 0 | 0 | 0 | 0 | 0 | 0 | 0 | 1219838.1274 | 0 | 0 | 0 | 0 | -71488.5639 | 0 | 0 | 0 | 0 | 0 | 0 | 0 | 0 | 0 | 0 | 0 | 0 | 1372.7136 | 0 | 0
2016-12-17 03:00 | 0 | 0 | 0 | 0 | 0 | 548213.7033 | 0 | 502161 | 0 | 0 | 0 | 44679.9897 | 0 | 0 | 0 | 0 | 0 | 0 | 0 | 0 | 0 | 0 | 1220931.4189 | 0 | 0 | 0 | 0 | 44679.9897 | 0 | 0 | 0 | 0 | 0 | 0 | 0 | 0 | 0 | 0 | 0 | 0 | 1372.7136 | 0 | 0
2016-12-17 04:00 | 0 | 0 | 0 | 0 | 0 | 435321.7239 | 0 | 478629 | 0 | 0 | 0 | 0 | 0 | 0 | 0 | 0 | 0 | 0 | 0 | 0 | 0 | 0 | 1222024.706 | 0 | 0 | 0 | 0 | -44679.9897 | 0 | 0 | 0 | 0 | 0 | 0 | 0 | 0 | 0 | 0 | 0 | 0 | 1372.7136 | 0 | 0
2016-12-17 05:00 | 0 | 0 | 0 | 0 | 0 | 597597.1766 | 0 | 456200 | 0 | 0 | 0 | 0 | 140024.463 | 0 | 0 | 0 | 0 | 0 | 0 | 0 | 0 | 0 | 1223117.9888 | 0 | 0 | 0 | 0 | 0 | 140024.463 | 0 | 0 | 0 | 0 | 0 | 0 | 0 | 0 | 0 | 0 | 0 | 1372.7136 | 0 | 0
2016-12-17 06:00 | 0 | 0 | 0 | 0 | 0 | 439757.7136 | 0 | 438385 | 0 | 0 | 0 | 0 | 140024.463 | 0 | 0 | 0 | 0 | 0 | 0 | 0 | 0 | 0 | 1224211.2672 | 0 | 0 | 0 | 0 | 0 | 0 | 0 | 0 | 0 | 0 | 0 | 0 | 0 | 0 | 0 | 0 | 0 | 1372.7136 | 0 | 0
2016-12-17 07:00 | 0 | 0 | 0 | 0 | 0 | 498735.2775 | 0 | 425874 | 0 | 0 | 0 | 71488.5639 | 140024.463 | 0 | 0 | 0 | 0 | 0 | 0 | 0 | 0 | 0 | 1225304.5412 | 0 | 0 | 0 | 0 | 71488.5639 | 0 | 0 | 0 | 0 | 0 | 0 | 0 | 0 | 0 | 0 | 0 | 0 | 1372.7136 | 0 | 0
2016-12-17 08:00 | 0 | 0 | 0 | 0 | 0 | 491050.2775 | 0 | 418189 | 0 | 0 | 0 | 142977.1278 | 140024.463 | 0 | 0 | 0 | 0 | 0 | 0 | 0 | 0 | 0 | 1226397.8109 | 0 | 0 | 0 | 0 | 71488.5639 | 0 | 0 | 0 | 0 | 0 | 0 | 0 | 0 | 0 | 0 | 0 | 0 | 1372.7136 | 0 | 0
2016-12-17 09:00 | 0 | 0 | 0 | 0 | 0 | 477511.2194 | 0 | 415645 | 0 | 0 | 0 | 203470.6336 | 140024.463 | 0 | 0 | 0 | 0 | 0 | 0 | 0 | 0 | 0 | 1227491.0762 | 0 | 0 | 0 | 0 | 60493.5058 | 0 | 0 | 0 | 0 | 0 | 0 | 0 | 0 | 0 | 0 | 0 | 0 | 1372.7136 | 0 | 0
2016-12-17 10:00 | 0 | 0 | 0 | 0 | 0 | 523470.6557 | 0 | 418795 | 0 | 0 | 0 | 131982.0697 | 314815.969 | 0 | 0 | 0 | 0 | 0 | 0 | 0 | 0 | 0 | 1228584.3371 | 0 | 0 | 0 | 0 | -71488.5639 | 174791.506 | 0 | 0 | 0 | 0 | 0 | 0 | 0 | 0 | 0 | 0 | 0 | 1372.7136 | 0 | 0
2016-12-17 11:00 | 0 | 0 | 0 | 0 | 0 | 368826.2078 | 0 | 427947 | 0 | 0 | 0 | 71488.5639 | 314815.969 | 0 | 0 | 0 | 0 | 0 | 0 | 0 | 0 | 0 | 1229677.5936 | 0 | 0 | 0 | 0 | -60493.5058 | 0 | 0 | 0 | 0 | 0 | 0 | 0 | 0 | 0 | 0 | 0 | 0 | 1372.7136 | 0 | 0
2016-12-17 12:00 | 0 | 0 | 0 | 0 | 0 | 371403.1497 | 0 | 441519 | 0 | 0 | 0 | 0 | 314815.969 | 0 | 0 | 0 | 0 | 0 | 0 | 0 | 0 | 0 | 1230770.8457 | 0 | 0 | 0 | 0 | -71488.5639 | 0 | 0 | 0 | 0 | 0 | 0 | 0 | 0 | 0 | 0 | 0 | 0 | 1372.7136 | 0 | 0
2016-12-17 13:00 | 0 | 0 | 0 | 0 | 0 | 663257.0658 | 0 | 458175 | 0 | 0 | 0 | 71488.5639 | 447036.7574 | 0 | 0 | 0 | 0 | 0 | 0 | 0 | 0 | 0 | 1231864.0935 | 0 | 0 | 0 | 0 | 71488.5639 | 132220.7884 | 0 | 0 | 0 | 0 | 0 | 0 | 0 | 0 | 0 | 0 | 0 | 1372.7136 | 0 | 0
2016-12-17 14:00 | 0 | 0 | 0 | 0 | 0 | 505232.8901 | 41705.3874 | 474077 | 0 | 0 | 0 | 142977.1278 | 447036.7574 | 0 | 0 | 0 | 0 | 0 | 0 | 0 | 0 | 0 | 1232957.3369 | 0 | 0 | 0 | 0 | 71488.5639 | 0 | 0 | 0 | 0 | 0 | 0 | 0 | 0 | 0 | 0 | 0 | 0 | 1372.7136 | 0 | 0
2016-12-17 15:00 | 0 | 0 | 0 | 0 | 0 | 0 | 353596.4083 | 484504 | 0 | 0 | 0 | 71488.5639 | 386245.016 | 0 | 0 | 0 | 0 | 0 | 0 | 0 | 0 | 0 | 1234050.576 | 0 | 0 | 0 | 0 | -71488.5639 | 0 | 60791.7414 | 0 | 0 | 0 | 0 | 0 | 0 | 0 | 0 | 0 | 0 | 1372.7136 | 0 | 0
2016-12-17 16:00 | 0 | 0 | 0 | 0 | 0 | 0 | 562612.8652 | 487476 | 0 | 0 | 0 | 0 | 531497.7315 | 0 | 0 | 0 | 0 | 0 | 0 | 0 | 0 | 0 | 1235143.8106 | 0 | 0 | 0 | 0 | -71488.5639 | 145252.7155 | 0 | 0 | 0 | 0 | 0 | 0 | 0 | 0 | 0 | 0 | 0 | 1372.7136 | 0 | 0
2016-12-17 17:00 | 0 | 0 | 0 | 0 | 0 | 0 | 571898.4688 | 484404 | 0 | 0 | 0 | 0 | 617619.4867 | 0 | 0 | 0 | 0 | 0 | 0 | 0 | 0 | 0 | 1236237.0409 | 0 | 0 | 0 | 0 | 0 | 86121.7553 | 0 | 0 | 0 | 0 | 0 | 0 | 0 | 0 | 0 | 0 | 0 | 1372.7136 | 0 | 0
2016-12-17 18:00 | 0 | 0 | 0 | 0 | 0 | 0 | 544710.8329 | 478451 | 0 | 0 | 0 | 2777.192 | 679729.4141 | 0 | 0 | 0 | 0 | 0 | 0 | 0 | 0 | 0 | 1237330.2668 | 0 | 0 | 0 | 0 | 2777.192 | 62109.9274 | 0 | 0 | 0 | 0 | 0 | 0 | 0 | 0 | 0 | 0 | 0 | 1372.7136 | 0 | 0
2016-12-17 19:00 | 0 | 0 | 0 | 0 | 0 | 0 | 531443.0274 | 472354 | 0 | 0 | 0 | 60493.5058 | 679729.4141 | 0 | 0 | 0 | 0 | 0 | 0 | 0 | 0 | 0 | 1238423.4884 | 0 | 0 | 0 | 0 | 57716.3138 | 0 | 0 | 0 | 0 | 0 | 0 | 0 | 0 | 0 | 0 | 0 | 0 | 1372.7136 | 0 | 0
2016-12-17 20:00 | 0 | 0 | 0 | 0 | 0 | 0 | 546871.2434 | 468144 | 0 | 0 | 0 | 131982.0697 | 685595.3801 | 0 | 0 | 0 | 0 | 0 | 0 | 0 | 0 | 0 | 1239516.7056 | 0 | 0 | 0 | 0 | 71488.5639 | 5865.9659 | 0 | 0 | 0 | 0 | 0 | 0 | 0 | 0 | 0 | 0 | 0 | 1372.7136 | 0 | 0
2016-12-17 21:00 | 0 | 0 | 0 | 0 | 0 | 0 | 569564.3354 | 470744 | 0 | 0 | 0 | 203470.6336 | 711554.438 | 0 | 0 | 0 | 0 | 0 | 0 | 0 | 0 | 0 | 1240609.9184 | 0 | 0 | 0 | 0 | 71488.5639 | 25959.058 | 0 | 0 | 0 | 0 | 0 | 0 | 0 | 0 | 0 | 0 | 0 | 1372.7136 | 0 | 0
2016-12-17 22:00 | 0 | 0 | 0 | 0 | 0 | 0 | 555830.4737 | 484005 | 0 | 0 | 0 | 203470.6336 | 782007.1982 | 0 | 0 | 0 | 0 | 0 | 0 | 0 | 0 | 0 | 1241703.1268 | 0 | 0 | 0 | 0 | 0 | 70452.7601 | 0 | 0 | 0 | 0 | 0 | 0 | 0 | 0 | 0 | 0 | 0 | 1372.7136 | 0 | 0
2016-12-17 23:00 | 0 | 0 | 0 | 0 | 0 | 265527.2303 | 231219.4833 | 495374 | 0 | 0 | 0 | 203470.6336 | 782007.1982 | 0 | 0 | 0 | 0 | 0 | 0 | 0 | 0 | 0 | 1242796.3308 | 0 | 0 | 0 | 0 | 0 | 0 | 0 | 0 | 0 | 0 | 0 | 0 | 0 | 0 | 0 | 0 | 0 | 1372.7136 | 0 | 0
2016-12-18 | 0 | 0 | 0 | 0 | 0 | 511089.2532 | 1857.1933 | 499639 | 0 | 0 | 0 | 203470.6336 | 793941.9311 | 0 | 0 | 0 | 0 | 0 | 0 | 0 | 0 | 0 | 1243889.5305 | 0 | 0 | 0 | 0 | 0 | 11934.733 | 0 | 0 | 0 | 0 | 0 | 0 | 0 | 0 | 0 | 0 | 0 | 1372.7136 | 0 | 0
2016-12-18 01:00 | 0 | 0 | 0 | 0 | 0 | 597273.1869 | 0 | 500069 | 0 | 0 | 0 | 131982.0697 | 961261.9683 | 0 | 0 | 0 | 0 | 0 | 0 | 0 | 0 | 0 | 1244982.7258 | 0 | 0 | 0 | 0 | -71488.5639 | 167320.0372 | 0 | 0 | 0 | 0 | 0 | 0 | 0 | 0 | 0 | 0 | 0 | 1372.7136 | 0 | 0
2016-12-18 02:00 | 0 | 0 | 0 | 0 | 0 | 432118.2078 | 0 | 491239 | 0 | 0 | 0 | 71488.5639 | 961261.9683 | 0 | 0 | 0 | 0 | 0 | 0 | 0 | 0 | 0 | 1246075.9168 | 0 | 0 | 0 | 0 | -60493.5058 | 0 | 0 | 0 | 0 | 0 | 0 | 0 | 0 | 0 | 0 | 0 | 0 | 1372.7136 | 0 | 0
2016-12-18 03:00 | 0 | 0 | 0 | 0 | 0 | 409204.1497 | 0 | 479320 | 0 | 0 | 0 | 0 | 961261.9683 | 0 | 0 | 0 | 0 | 0 | 0 | 0 | 0 | 0 | 1247169.1033 | 0 | 0 | 0 | 0 | -71488.5639 | 0 | 0 | 0 | 0 | 0 | 0 | 0 | 0 | 0 | 0 | 0 | 0 | 1372.7136 | 0 | 0
2016-12-18 04:00 | 0 | 0 | 0 | 0 | 0 | 190073.9472 | 0 | 461403 | 0 | 0 | 0 | 0 | 688560.2019 | 0 | 0 | 0 | 0 | 0 | 0 | 0 | 0 | 0 | 1248262.2855 | 0 | 0 | 0 | 0 | 0 | 0 | 272701.7664 | 0 | 0 | 0 | 0 | 0 | 0 | 0 | 0 | 0 | 0 | 1372.7136 | 0 | 0
2016-12-18 05:00 | 0 | 0 | 0 | 0 | 0 | 516110.2775 | 0 | 443249 | 0 | 0 | 0 | 71488.5639 | 688560.2019 | 0 | 0 | 0 | 0 | 0 | 0 | 0 | 0 | 0 | 1249355.4633 | 0 | 0 | 0 | 0 | 71488.5639 | 0 | 0 | 0 | 0 | 0 | 0 | 0 | 0 | 0 | 0 | 0 | 0 | 1372.7136 | 0 | 0
2016-12-18 06:00 | 0 | 0 | 0 | 0 | 0 | 357591.1497 | 0 | 427707 | 0 | 0 | 0 | 0 | 688560.2019 | 0 | 0 | 0 | 0 | 0 | 0 | 0 | 0 | 0 | 1250448.6368 | 0 | 0 | 0 | 0 | -71488.5639 | 0 | 0 | 0 | 0 | 0 | 0 | 0 | 0 | 0 | 0 | 0 | 0 | 1372.7136 | 0 | 0
2016-12-18 07:00 | 0 | 0 | 0 | 0 | 0 | 490278.2775 | 0 | 417417 | 0 | 0 | 0 | 71488.5639 | 688560.2019 | 0 | 0 | 0 | 0 | 0 | 0 | 0 | 0 | 0 | 1251541.8059 | 0 | 0 | 0 | 0 | 71488.5639 | 0 | 0 | 0 | 0 | 0 | 0 | 0 | 0 | 0 | 0 | 0 | 0 | 1372.7136 | 0 | 0
2016-12-18 08:00 | 0 | 0 | 0 | 0 | 0 | 341934.1497 | 0 | 412050 | 0 | 0 | 0 | 0 | 688560.2019 | 0 | 0 | 0 | 0 | 0 | 0 | 0 | 0 | 0 | 1252634.9705 | 0 | 0 | 0 | 0 | -71488.5639 | 0 | 0 | 0 | 0 | 0 | 0 | 0 | 0 | 0 | 0 | 0 | 0 | 1372.7136 | 0 | 0
2016-12-18 09:00 | 0 | 0 | 0 | 0 | 0 | 211669.5111 | 0 | 411510 | 0 | 0 | 0 | 71488.5639 | 415858.4355 | 0 | 0 | 0 | 0 | 0 | 0 | 0 | 0 | 0 | 1253728.1309 | 0 | 0 | 0 | 0 | 71488.5639 | 0 | 272701.7664 | 0 | 0 | 0 | 0 | 0 | 0 | 0 | 0 | 0 | 0 | 1372.7136 | 0 | 0
2016-12-18 10:00 | 0 | 0 | 0 | 0 | 0 | 358587.4408 | 0 | 415036 | 0 | 0 | 0 | 13667.2911 | 415858.4355 | 0 | 0 | 0 | 0 | 0 | 0 | 0 | 0 | 0 | 1254821.2868 | 0 | 0 | 0 | 0 | -57821.2727 | 0 | 0 | 0 | 0 | 0 | 0 | 0 | 0 | 0 | 0 | 0 | 0 | 1372.7136 | 0 | 0
2016-12-18 11:00 | 0 | 0 | 0 | 0 | 0 | 412128.4224 | 0 | 424423 | 0 | 0 | 0 | 0 | 415858.4355 | 0 | 0 | 0 | 0 | 0 | 0 | 0 | 0 | 0 | 1255914.4384 | 0 | 0 | 0 | 0 | -13667.2911 | 0 | 0 | 0 | 0 | 0 | 0 | 0 | 0 | 0 | 0 | 0 | 0 | 1372.7136 | 0 | 0
2016-12-18 12:00 | 0 | 0 | 0 | 0 | 0 | 238301.5111 | 0 | 438142 | 0 | 0 | 0 | 71488.5639 | 143156.669 | 0 | 0 | 0 | 0 | 0 | 0 | 0 | 0 | 0 | 1257007.5856 | 0 | 0 | 0 | 0 | 71488.5639 | 0 | 272701.7664 | 0 | 0 | 0 | 0 | 0 | 0 | 0 | 0 | 0 | 0 | 1372.7136 | 0 | 0
2016-12-18 13:00 | 0 | 0 | 0 | 0 | 0 | 387050.6084 | 0 | 457346 | 0 | 0 | 0 | 142977.1278 | 0 | 0 | 0 | 0 | 0 | 0 | 0 | 0 | 0 | 0 | 1258100.7285 | 0 | 0 | 0 | 0 | 71488.5639 | 0 | 143156.669 | 0 | 0 | 0 | 0 | 0 | 0 | 0 | 0 | 0 | 0 | 1372.7136 | 0 | 0
2016-12-18 14:00 | 0 | 0 | 0 | 0 | 0 | 316754.0947 | 87920.055 | 474790 | 0 | 0 | 0 | 71488.5639 | 0 | 0 | 0 | 0 | 0 | 0 | 0 | 0 | 0 | 0 | 1259193.8669 | 0 | 0 | 0 | 0 | -71488.5639 | 0 | 0 | 0 | 0 | 0 | 0 | 0 | 0 | 0 | 0 | 0 | 0 | 1372.7136 | 0 | 0
2016-12-18 15:00 | 0 | 0 | 0 | 0 | 0 | 0 | 502895.1444 | 485275 | 0 | 0 | 0 | 0 | 87735.9947 | 0 | 0 | 0 | 0 | 0 | 0 | 0 | 0 | 0 | 1260287.001 | 0 | 0 | 0 | 0 | -71488.5639 | 87735.9947 | 0 | 0 | 0 | 0 | 0 | 0 | 0 | 0 | 0 | 0 | 0 | 1372.7136 | 0 | 0
2016-12-18 16:00 | 0 | 0 | 0 | 0 | 0 | 0 | 666899.798 | 488225 | 0 | 0 | 0 | 71488.5639 | 193549.5151 | 0 | 0 | 0 | 0 | 0 | 0 | 0 | 0 | 0 | 1261380.1307 | 0 | 0 | 0 | 0 | 71488.5639 | 105813.5205 | 0 | 0 | 0 | 0 | 0 | 0 | 0 | 0 | 0 | 0 | 0 | 1372.7136 | 0 | 0
2016-12-18 17:00 | 0 | 0 | 0 | 0 | 0 | 0 | 643828.088 | 487242 | 0 | 0 | 0 | 51910.4323 | 368341.0212 | 0 | 0 | 0 | 0 | 0 | 0 | 0 | 0 | 0 | 1262473.2561 | 0 | 0 | 0 | 0 | -19578.1316 | 174791.506 | 0 | 0 | 0 | 0 | 0 | 0 | 0 | 0 | 0 | 0 | 0 | 1372.7136 | 0 | 0
2016-12-18 18:00 | 0 | 0 | 0 | 0 | 0 | 0 | 603824.0904 | 484137 | 0 | 0 | 0 | 0 | 538565.8303 | 0 | 0 | 0 | 0 | 0 | 0 | 0 | 0 | 0 | 1263566.377 | 0 | 0 | 0 | 0 | -51910.4323 | 170224.8091 | 0 | 0 | 0 | 0 | 0 | 0 | 0 | 0 | 0 | 0 | 0 | 1372.7136 | 0 | 0
2016-12-18 19:00 | 0 | 0 | 0 | 0 | 0 | 0 | 586389.4679 | 480659 | 0 | 0 | 0 | 71488.5639 | 571435.0207 | 0 | 0 | 0 | 0 | 0 | 0 | 0 | 0 | 0 | 1264659.4936 | 0 | 0 | 0 | 0 | 71488.5639 | 32869.1904 | 0 | 0 | 0 | 0 | 0 | 0 | 0 | 0 | 0 | 0 | 0 | 1372.7136 | 0 | 0
2016-12-18 20:00 | 0 | 0 | 0 | 0 | 0 | 0 | 602154.4479 | 479543 | 0 | 0 | 0 | 131982.0697 | 632180.2493 | 0 | 0 | 0 | 0 | 0 | 0 | 0 | 0 | 0 | 1265752.6059 | 0 | 0 | 0 | 0 | 60493.5058 | 60745.2286 | 0 | 0 | 0 | 0 | 0 | 0 | 0 | 0 | 0 | 0 | 0 | 1372.7136 | 0 | 0
2016-12-18 21:00 | 0 | 0 | 0 | 0 | 0 | 0 | 631343.4678 | 486497 | 0 | 0 | 0 | 203470.6336 | 704165.4396 | 0 | 0 | 0 | 0 | 0 | 0 | 0 | 0 | 0 | 1266845.7137 | 0 | 0 | 0 | 0 | 71488.5639 | 71985.1903 | 0 | 0 | 0 | 0 | 0 | 0 | 0 | 0 | 0 | 0 | 0 | 1372.7136 | 0 | 0
2016-12-18 22:00 | 0 | 0 | 0 | 0 | 0 | 0 | 584472.083 | 505481 | 0 | 0 | 0 | 203470.6336 | 781783.809 | 0 | 0 | 0 | 0 | 0 | 0 | 0 | 0 | 0 | 1267938.8172 | 0 | 0 | 0 | 0 | 0 | 77618.3694 | 0 | 0 | 0 | 0 | 0 | 0 | 0 | 0 | 0 | 0 | 0 | 1372.7136 | 0 | 0
2016-12-18 23:00 | 0 | 0 | 0 | 0 | 0 | 232038.2243 | 223696.9253 | 525851 | 0 | 0 | 0 | 131982.0697 | 781783.809 | 0 | 0 | 0 | 0 | 0 | 0 | 0 | 0 | 0 | 1269031.9163 | 0 | 0 | 0 | 0 | -71488.5639 | 0 | 0 | 0 | 0 | 0 | 0 | 0 | 0 | 0 | 0 | 0 | 0 | 1372.7136 | 0 | 0
2016-12-19 | 0 | 0 | 0 | 0 | 0 | 475427.8158 | 2877.392 | 537426 | 0 | 0 | 0 | 71488.5639 | 781783.809 | 0 | 0 | 0 | 0 | 0 | 0 | 0 | 0 | 0 | 1270125.0111 | 0 | 0 | 0 | 0 | -60493.5058 | 0 | 0 | 0 | 0 | 0 | 0 | 0 | 0 | 0 | 0 | 0 | 0 | 1372.7136 | 0 | 0
2016-12-19 01:00 | 0 | 0 | 0 | 0 | 0 | 472161.1497 | 0 | 542277 | 0 | 0 | 0 | 0 | 781783.809 | 0 | 0 | 0 | 0 | 0 | 0 | 0 | 0 | 0 | 1271218.1014 | 0 | 0 | 0 | 0 | -71488.5639 | 0 | 0 | 0 | 0 | 0 | 0 | 0 | 0 | 0 | 0 | 0 | 0 | 1372.7136 | 0 | 0
2016-12-19 02:00 | 0 | 0 | 0 | 0 | 0 | 335090.5111 | 0 | 534931 | 0 | 0 | 0 | 71488.5639 | 509082.0425 | 0 | 0 | 0 | 0 | 0 | 0 | 0 | 0 | 0 | 1272311.1874 | 0 | 0 | 0 | 0 | 71488.5639 | 0 | 272701.7664 | 0 | 0 | 0 | 0 | 0 | 0 | 0 | 0 | 0 | 0 | 1372.7136 | 0 | 0
2016-12-19 03:00 | 0 | 0 | 0 | 0 | 0 | 449524.1497 | 0 | 519640 | 0 | 0 | 0 | 0 | 509082.0425 | 0 | 0 | 0 | 0 | 0 | 0 | 0 | 0 | 0 | 1273404.269 | 0 | 0 | 0 | 0 | -71488.5639 | 0 | 0 | 0 | 0 | 0 | 0 | 0 | 0 | 0 | 0 | 0 | 0 | 1372.7136 | 0 | 0
2016-12-19 04:00 | 0 | 0 | 0 | 0 | 0 | 501310.7136 | 0 | 499938 | 0 | 0 | 0 | 0 | 509082.0425 | 0 | 0 | 0 | 0 | 0 | 0 | 0 | 0 | 0 | 1274497.3463 | 0 | 0 | 0 | 0 | 0 | 0 | 0 | 0 | 0 | 0 | 0 | 0 | 0 | 0 | 0 | 0 | 0 | 1372.7136 | 0 | 0
2016-12-19 05:00 | 0 | 0 | 0 | 0 | 0 | 554310.2775 | 0 | 481449 | 0 | 0 | 0 | 71488.5639 | 509082.0425 | 0 | 0 | 0 | 0 | 0 | 0 | 0 | 0 | 0 | 1275590.4192 | 0 | 0 | 0 | 0 | 71488.5639 | 0 | 0 | 0 | 0 | 0 | 0 | 0 | 0 | 0 | 0 | 0 | 0 | 1372.7136 | 0 | 0
2016-12-19 06:00 | 0 | 0 | 0 | 0 | 0 | 197284.9472 | 0 | 468614 | 0 | 0 | 0 | 71488.5639 | 236380.2761 | 0 | 0 | 0 | 0 | 0 | 0 | 0 | 0 | 0 | 1276683.4877 | 0 | 0 | 0 | 0 | 0 | 0 | 272701.7664 | 0 | 0 | 0 | 0 | 0 | 0 | 0 | 0 | 0 | 0 | 1372.7136 | 0 | 0
2016-12-19 07:00 | 0 | 0 | 0 | 0 | 0 | 391500.1497 | 0 | 461616 | 0 | 0 | 0 | 0 | 236380.2761 | 0 | 0 | 0 | 0 | 0 | 0 | 0 | 0 | 0 | 1277776.5518 | 0 | 0 | 0 | 0 | -71488.5639 | 0 | 0 | 0 | 0 | 0 | 0 | 0 | 0 | 0 | 0 | 0 | 0 | 1372.7136 | 0 | 0
2016-12-19 08:00 | 0 | 0 | 0 | 0 | 0 | 532387.2775 | 0 | 459526 | 0 | 0 | 0 | 71488.5639 | 236380.2761 | 0 | 0 | 0 | 0 | 0 | 0 | 0 | 0 | 0 | 1278869.6116 | 0 | 0 | 0 | 0 | 71488.5639 | 0 | 0 | 0 | 0 | 0 | 0 | 0 | 0 | 0 | 0 | 0 | 0 | 1372.7136 | 0 | 0
2016-12-19 09:00 | 0 | 0 | 0 | 0 | 0 | 536806.2775 | 0 | 463945 | 0 | 0 | 0 | 142977.1278 | 236380.2761 | 0 | 0 | 0 | 0 | 0 | 0 | 0 | 0 | 0 | 1279962.667 | 0 | 0 | 0 | 0 | 71488.5639 | 0 | 0 | 0 | 0 | 0 | 0 | 0 | 0 | 0 | 0 | 0 | 0 | 1372.7136 | 0 | 0
2016-12-19 10:00 | 0 | 0 | 0 | 0 | 0 | 541940.2194 | 0 | 480074 | 0 | 0 | 0 | 203470.6336 | 236380.2761 | 0 | 0 | 0 | 0 | 0 | 0 | 0 | 0 | 0 | 1281055.718 | 0 | 0 | 0 | 0 | 60493.5058 | 0 | 0 | 0 | 0 | 0 | 0 | 0 | 0 | 0 | 0 | 0 | 0 | 1372.7136 | 0 | 0
2016-12-19 11:00 | 0 | 0 | 0 | 0 | 0 | 584170.3232 | 0 | 510834 | 0 | 0 | 0 | 203470.6336 | 308343.8857 | 0 | 0 | 0 | 0 | 0 | 0 | 0 | 0 | 0 | 1282148.7646 | 0 | 0 | 0 | 0 | 0 | 71963.6096 | 0 | 0 | 0 | 0 | 0 | 0 | 0 | 0 | 0 | 0 | 0 | 1372.7136 | 0 | 0
2016-12-19 12:00 | 0 | 0 | 0 | 0 | 0 | 582701.1743 | 0 | 542300 | 0 | 0 | 0 | 203470.6336 | 347372.3465 | 0 | 0 | 0 | 0 | 0 | 0 | 0 | 0 | 0 | 1283241.8069 | 0 | 0 | 0 | 0 | 0 | 39028.4607 | 0 | 0 | 0 | 0 | 0 | 0 | 0 | 0 | 0 | 0 | 0 | 1372.7136 | 0 | 0
2016-12-19 13:00 | 0 | 0 | 0 | 0 | 0 | 489150.1497 | 0 | 559266 | 0 | 0 | 0 | 131982.0697 | 347372.3465 | 0 | 0 | 0 | 0 | 0 | 0 | 0 | 0 | 0 | 1284334.8448 | 0 | 0 | 0 | 0 | -71488.5639 | 0 | 0 | 0 | 0 | 0 | 0 | 0 | 0 | 0 | 0 | 0 | 0 | 1372.7136 | 0 | 0
2016-12-19 14:00 | 0 | 0 | 0 | 0 | 0 | 556799.0677 | 35348.1416 | 565631 | 0 | 0 | 0 | 71488.5639 | 433009.3479 | 0 | 0 | 0 | 0 | 0 | 0 | 0 | 0 | 0 | 1285427.8783 | 0 | 0 | 0 | 0 | -60493.5058 | 85637.0014 | 0 | 0 | 0 | 0 | 0 | 0 | 0 | 0 | 0 | 0 | 0 | 1372.7136 | 0 | 0
2016-12-19 15:00 | 0 | 0 | 0 | 0 | 0 | 47800.9289 | 445426.2208 | 563343 | 0 | 0 | 0 | 0 | 433009.3479 | 0 | 0 | 0 | 0 | 0 | 0 | 0 | 0 | 0 | 1286520.9075 | 0 | 0 | 0 | 0 | -71488.5639 | 0 | 0 | 0 | 0 | 0 | 0 | 0 | 0 | 0 | 0 | 0 | 0 | 1372.7136 | 0 | 0
2016-12-19 16:00 | 0 | 0 | 0 | 0 | 0 | 0 | 606184.9988 | 555471 | 0 | 0 | 0 | 49341.2852 | 433009.3479 | 0 | 0 | 0 | 0 | 0 | 0 | 0 | 0 | 0 | 1287613.9323 | 0 | 0 | 0 | 0 | 49341.2852 | 0 | 0 | 0 | 0 | 0 | 0 | 0 | 0 | 0 | 0 | 0 | 0 | 1372.7136 | 0 | 0
2016-12-19 17:00 | 0 | 0 | 0 | 0 | 0 | 0 | 594966.5006 | 545422 | 0 | 0 | 0 | 97513.0722 | 433009.3479 | 0 | 0 | 0 | 0 | 0 | 0 | 0 | 0 | 0 | 1288706.9527 | 0 | 0 | 0 | 0 | 48171.787 | 0 | 0 | 0 | 0 | 0 | 0 | 0 | 0 | 0 | 0 | 0 | 0 | 1372.7136 | 0 | 0
2016-12-19 18:00 | 0 | 0 | 0 | 0 | 0 | 0 | 564080.4173 | 536491 | 0 | 0 | 0 | 123729.7758 | 433009.3479 | 0 | 0 | 0 | 0 | 0 | 0 | 0 | 0 | 0 | 1289799.9687 | 0 | 0 | 0 | 0 | 26216.7037 | 0 | 0 | 0 | 0 | 0 | 0 | 0 | 0 | 0 | 0 | 0 | 0 | 1372.7136 | 0 | 0
2016-12-19 19:00 | 0 | 0 | 0 | 0 | 0 | 0 | 546585.7272 | 528857 | 0 | 0 | 0 | 52241.2119 | 520853.9254 | 0 | 0 | 0 | 0 | 0 | 0 | 0 | 0 | 0 | 1290892.9804 | 0 | 0 | 0 | 0 | -71488.5639 | 87844.5775 | 0 | 0 | 0 | 0 | 0 | 0 | 0 | 0 | 0 | 0 | 0 | 1372.7136 | 0 | 0
2016-12-19 20:00 | 0 | 0 | 0 | 0 | 0 | 0 | 559345.6484 | 525223 | 0 | 0 | 0 | 0 | 605845.0721 | 0 | 0 | 0 | 0 | 0 | 0 | 0 | 0 | 0 | 1291985.9877 | 0 | 0 | 0 | 0 | -52241.2119 | 84991.1467 | 0 | 0 | 0 | 0 | 0 | 0 | 0 | 0 | 0 | 0 | 0 | 1372.7136 | 0 | 0
2016-12-19 21:00 | 0 | 0 | 0 | 0 | 0 | 0 | 584088.5779 | 529043 | 0 | 0 | 0 | 0 | 659517.9364 | 0 | 0 | 0 | 0 | 0 | 0 | 0 | 0 | 0 | 1293078.9906 | 0 | 0 | 0 | 0 | 0 | 53672.8643 | 0 | 0 | 0 | 0 | 0 | 0 | 0 | 0 | 0 | 0 | 0 | 1372.7136 | 0 | 0
2016-12-19 22:00 | 0 | 0 | 0 | 0 | 0 | 26850.532 | 522598.1816 | 548076 | 0 | 0 | 0 | 0 | 659517.9364 | 0 | 0 | 0 | 0 | 0 | 0 | 0 | 0 | 0 | 1294171.9891 | 0 | 0 | 0 | 0 | 0 | 0 | 0 | 0 | 0 | 0 | 0 | 0 | 0 | 0 | 0 | 0 | 0 | 1372.7136 | 0 | 0
2016-12-19 23:00 | 0 | 0 | 0 | 0 | 0 | 335344.5037 | 233888.2099 | 567860 | 0 | 0 | 0 | 0 | 659517.9364 | 0 | 0 | 0 | 0 | 0 | 0 | 0 | 0 | 0 | 1295264.9833 | 0 | 0 | 0 | 0 | 0 | 0 | 0 | 0 | 0 | 0 | 0 | 0 | 0 | 0 | 0 | 0 | 0 | 1372.7136 | 0 | 0
2016-12-20 | 0 | 0 | 0 | 0 | 0 | 575231.1166 | 3016.597 | 576875 | 0 | 0 | 0 | 0 | 659517.9364 | 0 | 0 | 0 | 0 | 0 | 0 | 0 | 0 | 0 | 1296357.9731 | 0 | 0 | 0 | 0 | 0 | 0 | 0 | 0 | 0 | 0 | 0 | 0 | 0 | 0 | 0 | 0 | 0 | 1372.7136 | 0 | 0
2016-12-20 01:00 | 0 | 0 | 0 | 0 | 0 | 578895.7136 | 0 | 577523 | 0 | 0 | 0 | 0 | 659517.9364 | 0 | 0 | 0 | 0 | 0 | 0 | 0 | 0 | 0 | 1297450.9586 | 0 | 0 | 0 | 0 | 0 | 0 | 0 | 0 | 0 | 0 | 0 | 0 | 0 | 0 | 0 | 0 | 0 | 1372.7136 | 0 | 0
2016-12-20 02:00 | 0 | 0 | 0 | 0 | 0 | 639133.2775 | 0 | 566272 | 0 | 0 | 0 | 71488.5639 | 659517.9364 | 0 | 0 | 0 | 0 | 0 | 0 | 0 | 0 | 0 | 1298543.9396 | 0 | 0 | 0 | 0 | 71488.5639 | 0 | 0 | 0 | 0 | 0 | 0 | 0 | 0 | 0 | 0 | 0 | 0 | 1372.7136 | 0 | 0
2016-12-20 03:00 | 0 | 0 | 0 | 0 | 0 | 475495.1497 | 0 | 545611 | 0 | 0 | 0 | 0 | 659517.9364 | 0 | 0 | 0 | 0 | 0 | 0 | 0 | 0 | 0 | 1299636.9163 | 0 | 0 | 0 | 0 | -71488.5639 | 0 | 0 | 0 | 0 | 0 | 0 | 0 | 0 | 0 | 0 | 0 | 0 | 1372.7136 | 0 | 0
2016-12-20 04:00 | 0 | 0 | 0 | 0 | 0 | 249373.9472 | 0 | 520703 | 0 | 0 | 0 | 0 | 386816.17 | 0 | 0 | 0 | 0 | 0 | 0 | 0 | 0 | 0 | 1300729.8886 | 0 | 0 | 0 | 0 | 0 | 0 | 272701.7664 | 0 | 0 | 0 | 0 | 0 | 0 | 0 | 0 | 0 | 0 | 1372.7136 | 0 | 0
2016-12-20 05:00 | 0 | 0 | 0 | 0 | 0 | 571463.2775 | 0 | 498602 | 0 | 0 | 0 | 71488.5639 | 386816.17 | 0 | 0 | 0 | 0 | 0 | 0 | 0 | 0 | 0 | 1301822.8566 | 0 | 0 | 0 | 0 | 71488.5639 | 0 | 0 | 0 | 0 | 0 | 0 | 0 | 0 | 0 | 0 | 0 | 0 | 1372.7136 | 0 | 0
2016-12-20 06:00 | 0 | 0 | 0 | 0 | 0 | 542804.2194 | 0 | 480938 | 0 | 0 | 0 | 131982.0697 | 386816.17 | 0 | 0 | 0 | 0 | 0 | 0 | 0 | 0 | 0 | 1302915.8201 | 0 | 0 | 0 | 0 | 60493.5058 | 0 | 0 | 0 | 0 | 0 | 0 | 0 | 0 | 0 | 0 | 0 | 0 | 1372.7136 | 0 | 0
2016-12-20 07:00 | 0 | 0 | 0 | 0 | 0 | 543685.2775 | 0 | 470824 | 0 | 0 | 0 | 203470.6336 | 386816.17 | 0 | 0 | 0 | 0 | 0 | 0 | 0 | 0 | 0 | 1304008.7794 | 0 | 0 | 0 | 0 | 71488.5639 | 0 | 0 | 0 | 0 | 0 | 0 | 0 | 0 | 0 | 0 | 0 | 0 | 1372.7136 | 0 | 0
2016-12-20 08:00 | 0 | 0 | 0 | 0 | 0 | 396983.1497 | 0 | 467099 | 0 | 0 | 0 | 131982.0697 | 386816.17 | 0 | 0 | 0 | 0 | 0 | 0 | 0 | 0 | 0 | 1305101.7342 | 0 | 0 | 0 | 0 | -71488.5639 | 0 | 0 | 0 | 0 | 0 | 0 | 0 | 0 | 0 | 0 | 0 | 0 | 1372.7136 | 0 | 0
2016-12-20 09:00 | 0 | 0 | 0 | 0 | 0 | 482864.7717 | 0 | 470497 | 0 | 0 | 0 | 142977.1278 | 386816.17 | 0 | 0 | 0 | 0 | 0 | 0 | 0 | 0 | 0 | 1306194.6846 | 0 | 0 | 0 | 0 | 10995.0581 | 0 | 0 | 0 | 0 | 0 | 0 | 0 | 0 | 0 | 0 | 0 | 0 | 1372.7136 | 0 | 0
2016-12-20 10:00 | 0 | 0 | 0 | 0 | 0 | 413257.1497 | 0 | 483373 | 0 | 0 | 0 | 71488.5639 | 386816.17 | 0 | 0 | 0 | 0 | 0 | 0 | 0 | 0 | 0 | 1307287.6307 | 0 | 0 | 0 | 0 | -71488.5639 | 0 | 0 | 0 | 0 | 0 | 0 | 0 | 0 | 0 | 0 | 0 | 0 | 1372.7136 | 0 | 0
2016-12-20 11:00 | 0 | 0 | 0 | 0 | 0 | 582517.2775 | 0 | 509656 | 0 | 0 | 0 | 142977.1278 | 386816.17 | 0 | 0 | 0 | 0 | 0 | 0 | 0 | 0 | 0 | 1308380.5724 | 0 | 0 | 0 | 0 | 71488.5639 | 0 | 0 | 0 | 0 | 0 | 0 | 0 | 0 | 0 | 0 | 0 | 0 | 1372.7136 | 0 | 0
2016-12-20 12:00 | 0 | 0 | 0 | 0 | 0 | 467194.1497 | 0 | 537310 | 0 | 0 | 0 | 71488.5639 | 386816.17 | 0 | 0 | 0 | 0 | 0 | 0 | 0 | 0 | 0 | 1309473.5098 | 0 | 0 | 0 | 0 | -71488.5639 | 0 | 0 | 0 | 0 | 0 | 0 | 0 | 0 | 0 | 0 | 0 | 0 | 1372.7136 | 0 | 0
2016-12-20 13:00 | 0 | 0 | 0 | 0 | 0 | 651990.6557 | 0 | 547315 | 0 | 0 | 0 | 0 | 561607.6761 | 0 | 0 | 0 | 0 | 0 | 0 | 0 | 0 | 0 | 1310566.4428 | 0 | 0 | 0 | 0 | -71488.5639 | 174791.506 | 0 | 0 | 0 | 0 | 0 | 0 | 0 | 0 | 0 | 0 | 0 | 1372.7136 | 0 | 0
2016-12-20 14:00 | 0 | 0 | 0 | 0 | 0 | 705174.5268 | 38855.5342 | 545994 | 0 | 0 | 0 | 31436.0549 | 726834.9686 | 0 | 0 | 0 | 0 | 0 | 0 | 0 | 0 | 0 | 1311659.3714 | 0 | 0 | 0 | 0 | 31436.0549 | 165227.2926 | 0 | 0 | 0 | 0 | 0 | 0 | 0 | 0 | 0 | 0 | 0 | 1372.7136 | 0 | 0
2016-12-20 15:00 | 0 | 0 | 0 | 0 | 0 | 344252.7046 | 441298.0789 | 537898 | 0 | 0 | 0 | 102924.6188 | 901626.4747 | 0 | 0 | 0 | 0 | 0 | 0 | 0 | 0 | 0 | 1312752.2956 | 0 | 0 | 0 | 0 | 71488.5639 | 174791.506 | 0 | 0 | 0 | 0 | 0 | 0 | 0 | 0 | 0 | 0 | 0 | 1372.7136 | 0 | 0
2016-12-20 16:00 | 0 | 0 | 0 | 0 | 0 | 0 | 599975.7818 | 525586 | 0 | 0 | 0 | 174413.1827 | 903154.979 | 0 | 0 | 0 | 0 | 0 | 0 | 0 | 0 | 0 | 1313845.2154 | 0 | 0 | 0 | 0 | 71488.5639 | 1528.5043 | 0 | 0 | 0 | 0 | 0 | 0 | 0 | 0 | 0 | 0 | 0 | 1372.7136 | 0 | 0
2016-12-20 17:00 | 0 | 0 | 0 | 0 | 0 | 0 | 600514.4977 | 511467 | 0 | 0 | 0 | 102924.6188 | 1062318.327 | 0 | 0 | 0 | 0 | 0 | 0 | 0 | 0 | 0 | 1314938.1309 | 0 | 0 | 0 | 0 | -71488.5639 | 159163.3481 | 0 | 0 | 0 | 0 | 0 | 0 | 0 | 0 | 0 | 0 | 0 | 1372.7136 | 0 | 0
2016-12-20 18:00 | 0 | 0 | 0 | 0 | 0 | 0 | 559378.9625 | 499927 | 0 | 0 | 0 | 161003.8677 | 1062318.327 | 0 | 0 | 0 | 0 | 0 | 0 | 0 | 0 | 0 | 1316031.042 | 0 | 0 | 0 | 0 | 58079.2489 | 0 | 0 | 0 | 0 | 0 | 0 | 0 | 0 | 0 | 0 | 0 | 0 | 1372.7136 | 0 | 0
2016-12-20 19:00 | 0 | 0 | 0 | 0 | 0 | 0 | 534980.4795 | 491141 | 0 | 0 | 0 | 203470.6336 | 1062318.327 | 0 | 0 | 0 | 0 | 0 | 0 | 0 | 0 | 0 | 1317123.9488 | 0 | 0 | 0 | 0 | 42466.7659 | 0 | 0 | 0 | 0 | 0 | 0 | 0 | 0 | 0 | 0 | 0 | 0 | 1372.7136 | 0 | 0
2016-12-20 20:00 | 0 | 0 | 0 | 0 | 0 | 0 | 543858.4446 | 486462 | 0 | 0 | 0 | 203470.6336 | 1118342.058 | 0 | 0 | 0 | 0 | 0 | 0 | 0 | 0 | 0 | 1318216.8512 | 0 | 0 | 0 | 0 | 0 | 56023.731 | 0 | 0 | 0 | 0 | 0 | 0 | 0 | 0 | 0 | 0 | 0 | 1372.7136 | 0 | 0
2016-12-20 21:00 | 0 | 0 | 0 | 0 | 0 | 45129.5666 | 549549.0891 | 490003 | 0 | 0 | 0 | 131982.0697 | 1293133.5641 | 0 | 0 | 0 | 0 | 0 | 0 | 0 | 0 | 0 | 1319309.7492 | 0 | 0 | 0 | 0 | -71488.5639 | 174791.506 | 0 | 0 | 0 | 0 | 0 | 0 | 0 | 0 | 0 | 0 | 0 | 1372.7136 | 0 | 0
2016-12-20 22:00 | 0 | 0 | 0 | 0 | 0 | 0 | 462087.5523 | 509653 | 0 | 0 | 0 | 60493.5058 | 1315683.9667 | 0 | 0 | 0 | 0 | 0 | 0 | 0 | 0 | 0 | 1320402.6428 | 0 | 0 | 0 | 0 | -71488.5639 | 22550.4027 | 0 | 0 | 0 | 0 | 0 | 0 | 0 | 0 | 0 | 0 | 0 | 1372.7136 | 0 | 0
2016-12-20 23:00 | 0 | 0 | 0 | 0 | 0 | 541152.1689 | 155662.8778 | 529350 | 0 | 0 | 0 | 81865.5581 | 1460404.2475 | 0 | 0 | 0 | 0 | 0 | 0 | 0 | 0 | 0 | 1321495.532 | 0 | 0 | 0 | 0 | 21372.0523 | 144720.2808 | 0 | 0 | 0 | 0 | 0 | 0 | 0 | 0 | 0 | 0 | 0 | 1372.7136 | 0 | 0
2016-12-21 | 0 | 0 | 0 | 0 | 0 | 587505.9732 | 3058.252 | 539075 | 0 | 0 | 0 | 131982.0697 | 1460404.2475 | 0 | 0 | 0 | 0 | 0 | 0 | 0 | 0 | 0 | 1322588.4169 | 0 | 0 | 0 | 0 | 50116.5116 | 0 | 0 | 0 | 0 | 0 | 0 | 0 | 0 | 0 | 0 | 0 | 0 | 1372.7136 | 0 | 0
2016-12-21 01:00 | 0 | 0 | 0 | 0 | 0 | 471506.1497 | 0 | 541622 | 0 | 0 | 0 | 60493.5058 | 1460404.2475 | 0 | 0 | 0 | 0 | 0 | 0 | 0 | 0 | 0 | 1323681.2974 | 0 | 0 | 0 | 0 | -71488.5639 | 0 | 0 | 0 | 0 | 0 | 0 | 0 | 0 | 0 | 0 | 0 | 0 | 1372.7136 | 0 | 0
2016-12-21 02:00 | 0 | 0 | 0 | 0 | 0 | 668000.227 | 0 | 532200 | 0 | 0 | 0 | 131982.0697 | 1523343.197 | 0 | 0 | 0 | 0 | 0 | 0 | 0 | 0 | 0 | 1324774.1736 | 0 | 0 | 0 | 0 | 71488.5639 | 62938.9496 | 0 | 0 | 0 | 0 | 0 | 0 | 0 | 0 | 0 | 0 | 0 | 1372.7136 | 0 | 0
2016-12-21 03:00 | 0 | 0 | 0 | 0 | 0 | 586434.2775 | 0 | 513573 | 0 | 0 | 0 | 203470.6336 | 1523343.197 | 0 | 0 | 0 | 0 | 0 | 0 | 0 | 0 | 0 | 1325867.0454 | 0 | 0 | 0 | 0 | 71488.5639 | 0 | 0 | 0 | 0 | 0 | 0 | 0 | 0 | 0 | 0 | 0 | 0 | 1372.7136 | 0 | 0
2016-12-21 04:00 | 0 | 0 | 0 | 0 | 0 | 491939.7136 | 0 | 490567 | 0 | 0 | 0 | 203470.6336 | 1523343.197 | 0 | 0 | 0 | 0 | 0 | 0 | 0 | 0 | 0 | 1326959.9127 | 0 | 0 | 0 | 0 | 0 | 0 | 0 | 0 | 0 | 0 | 0 | 0 | 0 | 0 | 0 | 0 | 0 | 1372.7136 | 0 | 0
2016-12-21 05:00 | 0 | 0 | 0 | 0 | 0 | 470334.7136 | 0 | 468962 | 0 | 0 | 0 | 203470.6336 | 1523343.197 | 0 | 0 | 0 | 0 | 0 | 0 | 0 | 0 | 0 | 1328052.7758 | 0 | 0 | 0 | 0 | 0 | 0 | 0 | 0 | 0 | 0 | 0 | 0 | 0 | 0 | 0 | 0 | 0 | 1372.7136 | 0 | 0
2016-12-21 06:00 | 0 | 0 | 0 | 0 | 0 | 383680.1497 | 0 | 453796 | 0 | 0 | 0 | 131982.0697 | 1523343.197 | 0 | 0 | 0 | 0 | 0 | 0 | 0 | 0 | 0 | 1329145.6344 | 0 | 0 | 0 | 0 | -71488.5639 | 0 | 0 | 0 | 0 | 0 | 0 | 0 | 0 | 0 | 0 | 0 | 0 | 1372.7136 | 0 | 0
2016-12-21 07:00 | 0 | 0 | 0 | 0 | 0 | 518039.2775 | 0 | 445178 | 0 | 0 | 0 | 203470.6336 | 1523343.197 | 0 | 0 | 0 | 0 | 0 | 0 | 0 | 0 | 0 | 1330238.4887 | 0 | 0 | 0 | 0 | 71488.5639 | 0 | 0 | 0 | 0 | 0 | 0 | 0 | 0 | 0 | 0 | 0 | 0 | 1372.7136 | 0 | 0
2016-12-21 08:00 | 0 | 0 | 0 | 0 | 0 | 382759.2078 | 0 | 441880 | 0 | 0 | 0 | 142977.1278 | 1523343.197 | 0 | 0 | 0 | 0 | 0 | 0 | 0 | 0 | 0 | 1331331.3386 | 0 | 0 | 0 | 0 | -60493.5058 | 0 | 0 | 0 | 0 | 0 | 0 | 0 | 0 | 0 | 0 | 0 | 0 | 1372.7136 | 0 | 0
2016-12-21 09:00 | 0 | 0 | 0 | 0 | 0 | 374292.1497 | 0 | 444408 | 0 | 0 | 0 | 71488.5639 | 1523343.197 | 0 | 0 | 0 | 0 | 0 | 0 | 0 | 0 | 0 | 1332424.1842 | 0 | 0 | 0 | 0 | -71488.5639 | 0 | 0 | 0 | 0 | 0 | 0 | 0 | 0 | 0 | 0 | 0 | 0 | 1372.7136 | 0 | 0
2016-12-21 10:00 | 0 | 0 | 0 | 0 | 0 | 386510.1497 | 0 | 456626 | 0 | 0 | 0 | 0 | 1523343.197 | 0 | 0 | 0 | 0 | 0 | 0 | 0 | 0 | 0 | 1333517.0253 | 0 | 0 | 0 | 0 | -71488.5639 | 0 | 0 | 0 | 0 | 0 | 0 | 0 | 0 | 0 | 0 | 0 | 0 | 1372.7136 | 0 | 0
2016-12-21 11:00 | 0 | 0 | 0 | 0 | 0 | 556672.2775 | 0 | 483811 | 0 | 0 | 0 | 71488.5639 | 1523343.197 | 0 | 0 | 0 | 0 | 0 | 0 | 0 | 0 | 0 | 1334609.8621 | 0 | 0 | 0 | 0 | 71488.5639 | 0 | 0 | 0 | 0 | 0 | 0 | 0 | 0 | 0 | 0 | 0 | 0 | 1372.7136 | 0 | 0
2016-12-21 12:00 | 0 | 0 | 0 | 0 | 0 | 440170.1497 | 0 | 510286 | 0 | 0 | 0 | 0 | 1523343.197 | 0 | 0 | 0 | 0 | 0 | 0 | 0 | 0 | 0 | 1335702.6946 | 0 | 0 | 0 | 0 | -71488.5639 | 0 | 0 | 0 | 0 | 0 | 0 | 0 | 0 | 0 | 0 | 0 | 0 | 1372.7136 | 0 | 0
2016-12-21 13:00 | 0 | 0 | 0 | 0 | 0 | 696243.2196 | 0 | 520079 | 0 | 0 | 0 | 0 | 1698134.7031 | 0 | 0 | 0 | 0 | 0 | 0 | 0 | 0 | 0 | 1336795.5226 | 0 | 0 | 0 | 0 | 0 | 174791.506 | 0 | 0 | 0 | 0 | 0 | 0 | 0 | 0 | 0 | 0 | 0 | 1372.7136 | 0 | 0
2016-12-21 14:00 | 0 | 0 | 0 | 0 | 0 | 555622.7054 | 34953.5721 | 517715 | 0 | 0 | 0 | 71488.5639 | 1698134.7031 | 0 | 0 | 0 | 0 | 0 | 0 | 0 | 0 | 0 | 1337888.3463 | 0 | 0 | 0 | 0 | 71488.5639 | 0 | 0 | 0 | 0 | 0 | 0 | 0 | 0 | 0 | 0 | 0 | 0 | 1372.7136 | 0 | 0
2016-12-21 15:00 | 0 | 0 | 0 | 0 | 0 | 263799.5081 | 175314.6416 | 509230 | 0 | 0 | 0 | 0 | 1698134.7031 | 0 | 0 | 0 | 0 | 0 | 0 | 0 | 0 | 0 | 1338981.1656 | 0 | 0 | 0 | 0 | -71488.5639 | 0 | 0 | 0 | 0 | 0 | 0 | 0 | 0 | 0 | 0 | 0 | 0 | 1372.7136 | 0 | 0
2016-12-21 16:00 | 0 | 0 | 0 | 0 | 0 | 183978.4943 | 315198.2193 | 497804 | 0 | 0 | 0 | 0 | 1698134.7031 | 0 | 0 | 0 | 0 | 0 | 0 | 0 | 0 | 0 | 1340073.9806 | 0 | 0 | 0 | 0 | 0 | 0 | 0 | 0 | 0 | 0 | 0 | 0 | 0 | 0 | 0 | 0 | 0 | 1372.7136 | 0 | 0
2016-12-21 17:00 | 0 | 0 | 0 | 0 | 0 | 109829.5564 | 377430.1572 | 485887 | 0 | 0 | 0 | 0 | 1698134.7031 | 0 | 0 | 0 | 0 | 0 | 0 | 0 | 0 | 0 | 1341166.7911 | 0 | 0 | 0 | 0 | 0 | 0 | 0 | 0 | 0 | 0 | 0 | 0 | 0 | 0 | 0 | 0 | 0 | 1372.7136 | 0 | 0
2016-12-21 18:00 | 0 | 0 | 0 | 0 | 0 | 86926.2798 | 389702.4338 | 475256 | 0 | 0 | 0 | 0 | 1698134.7031 | 0 | 0 | 0 | 0 | 0 | 0 | 0 | 0 | 0 | 1342259.5973 | 0 | 0 | 0 | 0 | 0 | 0 | 0 | 0 | 0 | 0 | 0 | 0 | 0 | 0 | 0 | 0 | 0 | 1372.7136 | 0 | 0
2016-12-21 19:00 | 0 | 0 | 0 | 0 | 0 | 325940.7483 | 388736.0352 | 467024 | 0 | 0 | 0 | 71488.5639 | 1872926.2091 | 0 | 0 | 0 | 0 | 0 | 0 | 0 | 0 | 0 | 1343352.3992 | 0 | 0 | 0 | 0 | 71488.5639 | 174791.506 | 0 | 0 | 0 | 0 | 0 | 0 | 0 | 0 | 0 | 0 | 0 | 1372.7136 | 0 | 0
2016-12-21 20:00 | 0 | 0 | 0 | 0 | 0 | 146823.925 | 390198.3525 | 464161 | 0 | 0 | 0 | 142977.1278 | 1872926.2091 | 0 | 0 | 0 | 0 | 0 | 0 | 0 | 0 | 0 | 1344445.1966 | 0 | 0 | 0 | 0 | 71488.5639 | 0 | 0 | 0 | 0 | 0 | 0 | 0 | 0 | 0 | 0 | 0 | 0 | 1372.7136 | 0 | 0
2016-12-21 21:00 | 0 | 0 | 0 | 0 | 0 | 25035.4437 | 374199.706 | 469351 | 0 | 0 | 0 | 71488.5639 | 1872926.2091 | 0 | 0 | 0 | 0 | 0 | 0 | 0 | 0 | 0 | 1345537.9897 | 0 | 0 | 0 | 0 | -71488.5639 | 0 | 0 | 0 | 0 | 0 | 0 | 0 | 0 | 0 | 0 | 0 | 0 | 1372.7136 | 0 | 0
2016-12-21 22:00 | 0 | 0 | 0 | 0 | 0 | 106300.7976 | 310096.3521 | 486513 | 0 | 0 | 0 | 0 | 1872926.2091 | 0 | 0 | 0 | 0 | 0 | 0 | 0 | 0 | 0 | 1346630.7784 | 0 | 0 | 0 | 0 | -71488.5639 | 0 | 0 | 0 | 0 | 0 | 0 | 0 | 0 | 0 | 0 | 0 | 0 | 1372.7136 | 0 | 0
2016-12-21 23:00 | 0 | 0 | 0 | 0 | 0 | 392075.3678 | 111727.3457 | 502430 | 0 | 0 | 0 | 0 | 1872926.2091 | 0 | 0 | 0 | 0 | 0 | 0 | 0 | 0 | 0 | 1347723.5628 | 0 | 0 | 0 | 0 | 0 | 0 | 0 | 0 | 0 | 0 | 0 | 0 | 0 | 0 | 0 | 0 | 0 | 1372.7136 | 0 | 0
2016-12-22 | 0 | 0 | 0 | 0 | 0 | 684083.9831 | 1243.2365 | 509163 | 0 | 0 | 0 | 0 | 2047717.7152 | 0 | 0 | 0 | 0 | 0 | 0 | 0 | 0 | 0 | 1348816.3427 | 0 | 0 | 0 | 0 | 0 | 174791.506 | 0 | 0 | 0 | 0 | 0 | 0 | 0 | 0 | 0 | 0 | 0 | 1372.7136 | 0 | 0
2016-12-22 01:00 | 0 | 0 | 0 | 0 | 0 | 582729.2775 | 0 | 509868 | 0 | 0 | 0 | 71488.5639 | 2047717.7152 | 0 | 0 | 0 | 0 | 0 | 0 | 0 | 0 | 0 | 1349909.1183 | 0 | 0 | 0 | 0 | 71488.5639 | 0 | 0 | 0 | 0 | 0 | 0 | 0 | 0 | 0 | 0 | 0 | 0 | 1372.7136 | 0 | 0
2016-12-22 02:00 | 0 | 0 | 0 | 0 | 0 | 501943.7136 | 0 | 500571 | 0 | 0 | 0 | 71488.5639 | 2047717.7152 | 0 | 0 | 0 | 0 | 0 | 0 | 0 | 0 | 0 | 1351001.8896 | 0 | 0 | 0 | 0 | 0 | 0 | 0 | 0 | 0 | 0 | 0 | 0 | 0 | 0 | 0 | 0 | 0 | 1372.7136 | 0 | 0
2016-12-22 03:00 | 0 | 0 | 0 | 0 | 0 | 412761.1497 | 0 | 482877 | 0 | 0 | 0 | 0 | 2047717.7152 | 0 | 0 | 0 | 0 | 0 | 0 | 0 | 0 | 0 | 1352094.6564 | 0 | 0 | 0 | 0 | -71488.5639 | 0 | 0 | 0 | 0 | 0 | 0 | 0 | 0 | 0 | 0 | 0 | 0 | 1372.7136 | 0 | 0
2016-12-22 04:00 | 0 | 0 | 0 | 0 | 0 | 461702.7136 | 0 | 460330 | 0 | 0 | 0 | 0 | 2047717.7152 | 0 | 0 | 0 | 0 | 0 | 0 | 0 | 0 | 0 | 1353187.4189 | 0 | 0 | 0 | 0 | 0 | 0 | 0 | 0 | 0 | 0 | 0 | 0 | 0 | 0 | 0 | 0 | 0 | 1372.7136 | 0 | 0
2016-12-22 05:00 | 0 | 0 | 0 | 0 | 0 | 512931.2775 | 0 | 440070 | 0 | 0 | 0 | 71488.5639 | 2047717.7152 | 0 | 0 | 0 | 0 | 0 | 0 | 0 | 0 | 0 | 1354280.177 | 0 | 0 | 0 | 0 | 71488.5639 | 0 | 0 | 0 | 0 | 0 | 0 | 0 | 0 | 0 | 0 | 0 | 0 | 1372.7136 | 0 | 0
2016-12-22 06:00 | 0 | 0 | 0 | 0 | 0 | 353074.1497 | 0 | 423190 | 0 | 0 | 0 | 0 | 2047717.7152 | 0 | 0 | 0 | 0 | 0 | 0 | 0 | 0 | 0 | 1355372.9308 | 0 | 0 | 0 | 0 | -71488.5639 | 0 | 0 | 0 | 0 | 0 | 0 | 0 | 0 | 0 | 0 | 0 | 0 | 1372.7136 | 0 | 0
2016-12-22 07:00 | 0 | 0 | 0 | 0 | 0 | 484859.2775 | 0 | 411998 | 0 | 0 | 0 | 71488.5639 | 2047717.7152 | 0 | 0 | 0 | 0 | 0 | 0 | 0 | 0 | 0 | 1356465.6801 | 0 | 0 | 0 | 0 | 71488.5639 | 0 | 0 | 0 | 0 | 0 | 0 | 0 | 0 | 0 | 0 | 0 | 0 | 1372.7136 | 0 | 0
2016-12-22 08:00 | 0 | 0 | 0 | 0 | 0 | 468300.2194 | 0 | 406434 | 0 | 0 | 0 | 131982.0697 | 2047717.7152 | 0 | 0 | 0 | 0 | 0 | 0 | 0 | 0 | 0 | 1357558.4251 | 0 | 0 | 0 | 0 | 60493.5058 | 0 | 0 | 0 | 0 | 0 | 0 | 0 | 0 | 0 | 0 | 0 | 0 | 1372.7136 | 0 | 0
2016-12-22 09:00 | 0 | 0 | 0 | 0 | 0 | 480514.2775 | 0 | 407653 | 0 | 0 | 0 | 203470.6336 | 2047717.7152 | 0 | 0 | 0 | 0 | 0 | 0 | 0 | 0 | 0 | 1358651.1658 | 0 | 0 | 0 | 0 | 71488.5639 | 0 | 0 | 0 | 0 | 0 | 0 | 0 | 0 | 0 | 0 | 0 | 0 | 1372.7136 | 0 | 0
2016-12-22 10:00 | 0 | 0 | 0 | 0 | 0 | 347607.1497 | 0 | 417723 | 0 | 0 | 0 | 131982.0697 | 2047717.7152 | 0 | 0 | 0 | 0 | 0 | 0 | 0 | 0 | 0 | 1359743.902 | 0 | 0 | 0 | 0 | -71488.5639 | 0 | 0 | 0 | 0 | 0 | 0 | 0 | 0 | 0 | 0 | 0 | 0 | 1372.7136 | 0 | 0
2016-12-22 11:00 | 0 | 0 | 0 | 0 | 0 | 570928.8561 | 0 | 441338 | 0 | 0 | 0 | 203470.6336 | 2104447.2938 | 0 | 0 | 0 | 0 | 0 | 0 | 0 | 0 | 0 | 1360836.6339 | 0 | 0 | 0 | 0 | 71488.5639 | 56729.5786 | 0 | 0 | 0 | 0 | 0 | 0 | 0 | 0 | 0 | 0 | 0 | 1372.7136 | 0 | 0
2016-12-22 12:00 | 0 | 0 | 0 | 0 | 0 | 460658.6416 | 0 | 468480 | 0 | 0 | 0 | 194276.5616 | 2104447.2938 | 0 | 0 | 0 | 0 | 0 | 0 | 0 | 0 | 0 | 1361929.3615 | 0 | 0 | 0 | 0 | -9194.072 | 0 | 0 | 0 | 0 | 0 | 0 | 0 | 0 | 0 | 0 | 0 | 0 | 1372.7136 | 0 | 0
2016-12-22 13:00 | 0 | 0 | 0 | 0 | 0 | 491904.7856 | 0 | 481338 | 0 | 0 | 0 | 203470.6336 | 2104447.2938 | 0 | 0 | 0 | 0 | 0 | 0 | 0 | 0 | 0 | 1363022.0846 | 0 | 0 | 0 | 0 | 9194.072 | 0 | 0 | 0 | 0 | 0 | 0 | 0 | 0 | 0 | 0 | 0 | 0 | 1372.7136 | 0 | 0
2016-12-22 14:00 | 0 | 0 | 0 | 0 | 0 | 425736.048 | 19400.2292 | 484535 | 0 | 0 | 0 | 162699.1972 | 2104447.2938 | 0 | 0 | 0 | 0 | 0 | 0 | 0 | 0 | 0 | 1364114.8034 | 0 | 0 | 0 | 0 | -40771.4364 | 0 | 0 | 0 | 0 | 0 | 0 | 0 | 0 | 0 | 0 | 0 | 0 | 1372.7136 | 0 | 0
2016-12-22 15:00 | 0 | 0 | 0 | 0 | 0 | 354123.2376 | 93351.6579 | 482772 | 0 | 0 | 0 | 126029.379 | 2104447.2938 | 0 | 0 | 0 | 0 | 0 | 0 | 0 | 0 | 0 | 1365207.5178 | 0 | 0 | 0 | 0 | -36669.8181 | 0 | 0 | 0 | 0 | 0 | 0 | 0 | 0 | 0 | 0 | 0 | 0 | 1372.7136 | 0 | 0
2016-12-22 16:00 | 0 | 0 | 0 | 0 | 0 | 195220.1561 | 228130.7423 | 476519 | 0 | 0 | 0 | 71488.5639 | 2104447.2938 | 0 | 0 | 0 | 0 | 0 | 0 | 0 | 0 | 0 | 1366300.2278 | 0 | 0 | 0 | 0 | -54540.8152 | 0 | 0 | 0 | 0 | 0 | 0 | 0 | 0 | 0 | 0 | 0 | 0 | 1372.7136 | 0 | 0
2016-12-22 17:00 | 0 | 0 | 0 | 0 | 0 | 90050.5115 | 307717.6382 | 467884 | 0 | 0 | 0 | 0 | 2104447.2938 | 0 | 0 | 0 | 0 | 0 | 0 | 0 | 0 | 0 | 1367392.9335 | 0 | 0 | 0 | 0 | -71488.5639 | 0 | 0 | 0 | 0 | 0 | 0 | 0 | 0 | 0 | 0 | 0 | 0 | 1372.7136 | 0 | 0
2016-12-22 18:00 | 0 | 0 | 0 | 0 | 0 | 118038.5532 | 343906.1604 | 460572 | 0 | 0 | 0 | 0 | 2104447.2938 | 0 | 0 | 0 | 0 | 0 | 0 | 0 | 0 | 0 | 1368485.6348 | 0 | 0 | 0 | 0 | 0 | 0 | 0 | 0 | 0 | 0 | 0 | 0 | 0 | 0 | 0 | 0 | 0 | 1372.7136 | 0 | 0
2016-12-22 19:00 | 0 | 0 | 0 | 0 | 0 | 103458.7444 | 353369.9691 | 455456 | 0 | 0 | 0 | 0 | 2104447.2938 | 0 | 0 | 0 | 0 | 0 | 0 | 0 | 0 | 0 | 1369578.3317 | 0 | 0 | 0 | 0 | 0 | 0 | 0 | 0 | 0 | 0 | 0 | 0 | 0 | 0 | 0 | 0 | 0 | 1372.7136 | 0 | 0
2016-12-22 20:00 | 0 | 0 | 0 | 0 | 0 | 98314.7547 | 357202.9589 | 454145 | 0 | 0 | 0 | 0 | 2104447.2938 | 0 | 0 | 0 | 0 | 0 | 0 | 0 | 0 | 0 | 1370671.0243 | 0 | 0 | 0 | 0 | 0 | 0 | 0 | 0 | 0 | 0 | 0 | 0 | 0 | 0 | 0 | 0 | 0 | 1372.7136 | 0 | 0
2016-12-22 21:00 | 0 | 0 | 0 | 0 | 0 | 0 | 348439.2727 | 459862 | 0 | 0 | 0 | 71488.5639 | 1920163.2889 | 0 | 0 | 0 | 0 | 0 | 0 | 0 | 0 | 0 | 1371763.7124 | 0 | 0 | 0 | 0 | 71488.5639 | 88417.7616 | 272701.7664 | 0 | 0 | 0 | 0 | 0 | 0 | 0 | 0 | 0 | 0 | 1372.7136 | 0 | 0
2016-12-22 22:00 | 0 | 0 | 0 | 0 | 0 | 242793.0815 | 294175.1378 | 475102 | 0 | 0 | 0 | 131982.0697 | 1920163.2889 | 0 | 0 | 0 | 0 | 0 | 0 | 0 | 0 | 0 | 1372856.3963 | 0 | 0 | 0 | 0 | 60493.5058 | 0 | 0 | 0 | 0 | 0 | 0 | 0 | 0 | 0 | 0 | 0 | 0 | 1372.7136 | 0 | 0
2016-12-22 23:00 | 0 | 0 | 0 | 0 | 0 | 428694.5945 | 133742.6829 | 489576 | 0 | 0 | 0 | 203470.6336 | 1920163.2889 | 0 | 0 | 0 | 0 | 0 | 0 | 0 | 0 | 0 | 1373949.0757 | 0 | 0 | 0 | 0 | 71488.5639 | 0 | 0 | 0 | 0 | 0 | 0 | 0 | 0 | 0 | 0 | 0 | 0 | 1372.7136 | 0 | 0
2016-12-23 | 0 | 0 | 0 | 0 | 0 | 495517.5405 | 1653.1731 | 495798 | 0 | 0 | 0 | 203470.6336 | 1920163.2889 | 0 | 0 | 0 | 0 | 0 | 0 | 0 | 0 | 0 | 1375041.7508 | 0 | 0 | 0 | 0 | 0 | 0 | 0 | 0 | 0 | 0 | 0 | 0 | 0 | 0 | 0 | 0 | 0 | 1372.7136 | 0 | 0
2016-12-23 01:00 | 0 | 0 | 0 | 0 | 0 | 427107.1497 | 0 | 497223 | 0 | 0 | 0 | 131982.0697 | 1920163.2889 | 0 | 0 | 0 | 0 | 0 | 0 | 0 | 0 | 0 | 1376134.4215 | 0 | 0 | 0 | 0 | -71488.5639 | 0 | 0 | 0 | 0 | 0 | 0 | 0 | 0 | 0 | 0 | 0 | 0 | 1372.7136 | 0 | 0
2016-12-23 02:00 | 0 | 0 | 0 | 0 | 0 | 417472.1497 | 0 | 487588 | 0 | 0 | 0 | 60493.5058 | 1920163.2889 | 0 | 0 | 0 | 0 | 0 | 0 | 0 | 0 | 0 | 1377227.0878 | 0 | 0 | 0 | 0 | -71488.5639 | 0 | 0 | 0 | 0 | 0 | 0 | 0 | 0 | 0 | 0 | 0 | 0 | 1372.7136 | 0 | 0
2016-12-23 03:00 | 0 | 0 | 0 | 0 | 0 | 545659.2775 | 0 | 472798 | 0 | 0 | 0 | 131982.0697 | 1920163.2889 | 0 | 0 | 0 | 0 | 0 | 0 | 0 | 0 | 0 | 1378319.7497 | 0 | 0 | 0 | 0 | 71488.5639 | 0 | 0 | 0 | 0 | 0 | 0 | 0 | 0 | 0 | 0 | 0 | 0 | 1372.7136 | 0 | 0
2016-12-23 04:00 | 0 | 0 | 0 | 0 | 0 | 179966.9472 | 0 | 451296 | 0 | 0 | 0 | 131982.0697 | 1647461.5225 | 0 | 0 | 0 | 0 | 0 | 0 | 0 | 0 | 0 | 1379412.4073 | 0 | 0 | 0 | 0 | 0 | 0 | 272701.7664 | 0 | 0 | 0 | 0 | 0 | 0 | 0 | 0 | 0 | 0 | 1372.7136 | 0 | 0
2016-12-23 05:00 | 0 | 0 | 0 | 0 | 0 | 86368.3833 | 0 | 429186 | 0 | 0 | 0 | 60493.5058 | 1374759.7561 | 0 | 0 | 0 | 0 | 0 | 0 | 0 | 0 | 0 | 1380505.0606 | 0 | 0 | 0 | 0 | -71488.5639 | 0 | 272701.7664 | 0 | 0 | 0 | 0 | 0 | 0 | 0 | 0 | 0 | 0 | 1372.7136 | 0 | 0
2016-12-23 06:00 | 0 | 0 | 0 | 0 | 0 | 485771.2775 | 0 | 412910 | 0 | 0 | 0 | 131982.0697 | 1374759.7561 | 0 | 0 | 0 | 0 | 0 | 0 | 0 | 0 | 0 | 1381597.7094 | 0 | 0 | 0 | 0 | 71488.5639 | 0 | 0 | 0 | 0 | 0 | 0 | 0 | 0 | 0 | 0 | 0 | 0 | 1372.7136 | 0 | 0
2016-12-23 07:00 | 0 | 0 | 0 | 0 | 0 | 613893.6138 | 0 | 401630 | 0 | 0 | 0 | 203470.6336 | 1514162.0925 | 0 | 0 | 0 | 0 | 0 | 0 | 0 | 0 | 0 | 1382690.3539 | 0 | 0 | 0 | 0 | 71488.5639 | 139402.3364 | 0 | 0 | 0 | 0 | 0 | 0 | 0 | 0 | 0 | 0 | 0 | 1372.7136 | 0 | 0
2016-12-23 08:00 | 0 | 0 | 0 | 0 | 0 | 397686.7136 | 0 | 396314 | 0 | 0 | 0 | 203470.6336 | 1514162.0925 | 0 | 0 | 0 | 0 | 0 | 0 | 0 | 0 | 0 | 1383782.994 | 0 | 0 | 0 | 0 | 0 | 0 | 0 | 0 | 0 | 0 | 0 | 0 | 0 | 0 | 0 | 0 | 0 | 1372.7136 | 0 | 0
2016-12-23 09:00 | 0 | 0 | 0 | 0 | 0 | 327472.1497 | 0 | 397588 | 0 | 0 | 0 | 131982.0697 | 1514162.0925 | 0 | 0 | 0 | 0 | 0 | 0 | 0 | 0 | 0 | 1384875.6297 | 0 | 0 | 0 | 0 | -71488.5639 | 0 | 0 | 0 | 0 | 0 | 0 | 0 | 0 | 0 | 0 | 0 | 0 | 1372.7136 | 0 | 0
2016-12-23 10:00 | 0 | 0 | 0 | 0 | 0 | 478804.2775 | 0 | 405943 | 0 | 0 | 0 | 203470.6336 | 1514162.0925 | 0 | 0 | 0 | 0 | 0 | 0 | 0 | 0 | 0 | 1385968.2611 | 0 | 0 | 0 | 0 | 71488.5639 | 0 | 0 | 0 | 0 | 0 | 0 | 0 | 0 | 0 | 0 | 0 | 0 | 1372.7136 | 0 | 0
2016-12-23 11:00 | 0 | 0 | 0 | 0 | 0 | 353913.1497 | 0 | 424029 | 0 | 0 | 0 | 131982.0697 | 1514162.0925 | 0 | 0 | 0 | 0 | 0 | 0 | 0 | 0 | 0 | 1387060.8881 | 0 | 0 | 0 | 0 | -71488.5639 | 0 | 0 | 0 | 0 | 0 | 0 | 0 | 0 | 0 | 0 | 0 | 0 | 1372.7136 | 0 | 0
2016-12-23 12:00 | 0 | 0 | 0 | 0 | 0 | 517477.2775 | 0 | 444616 | 0 | 0 | 0 | 203470.6336 | 1514162.0925 | 0 | 0 | 0 | 0 | 0 | 0 | 0 | 0 | 0 | 1388153.5107 | 0 | 0 | 0 | 0 | 71488.5639 | 0 | 0 | 0 | 0 | 0 | 0 | 0 | 0 | 0 | 0 | 0 | 0 | 1372.7136 | 0 | 0
2016-12-23 13:00 | 0 | 0 | 0 | 0 | 0 | 634976.2196 | 0 | 458812 | 0 | 0 | 0 | 203470.6336 | 1688953.5985 | 0 | 0 | 0 | 0 | 0 | 0 | 0 | 0 | 0 | 1389246.1289 | 0 | 0 | 0 | 0 | 0 | 174791.506 | 0 | 0 | 0 | 0 | 0 | 0 | 0 | 0 | 0 | 0 | 0 | 1372.7136 | 0 | 0
2016-12-23 14:00 | 0 | 0 | 0 | 0 | 0 | 622156.7687 | 19958.4509 | 465951 | 0 | 0 | 0 | 203470.6336 | 1863745.1046 | 0 | 0 | 0 | 0 | 0 | 0 | 0 | 0 | 0 | 1390338.7428 | 0 | 0 | 0 | 0 | 0 | 174791.506 | 0 | 0 | 0 | 0 | 0 | 0 | 0 | 0 | 0 | 0 | 0 | 1372.7136 | 0 | 0
2016-12-23 15:00 | 0 | 0 | 0 | 0 | 0 | 392055.7127 | 242312.3163 | 466609 | 0 | 0 | 0 | 203470.6336 | 2030131.42 | 0 | 0 | 0 | 0 | 0 | 0 | 0 | 0 | 0 | 1391431.3523 | 0 | 0 | 0 | 0 | 0 | 166386.3155 | 0 | 0 | 0 | 0 | 0 | 0 | 0 | 0 | 0 | 0 | 0 | 1372.7136 | 0 | 0
2016-12-23 16:00 | 0 | 0 | 0 | 0 | 0 | 19227.7807 | 373713.3689 | 463057 | 0 | 0 | 0 | 131982.0697 | 2030131.42 | 0 | 0 | 0 | 0 | 0 | 0 | 0 | 0 | 0 | 1392523.9575 | 0 | 0 | 0 | 0 | -71488.5639 | 0 | 0 | 0 | 0 | 0 | 0 | 0 | 0 | 0 | 0 | 0 | 0 | 1372.7136 | 0 | 0
2016-12-23 17:00 | 0 | 0 | 0 | 0 | 0 | 0 | 430980.4267 | 457024 | 0 | 0 | 0 | 104565.7828 | 2030131.42 | 0 | 0 | 0 | 0 | 0 | 0 | 0 | 0 | 0 | 1393616.5583 | 0 | 0 | 0 | 0 | -27416.2869 | 0 | 0 | 0 | 0 | 0 | 0 | 0 | 0 | 0 | 0 | 0 | 0 | 1372.7136 | 0 | 0
2016-12-23 18:00 | 0 | 0 | 0 | 0 | 0 | 0 | 432072.8022 | 451089 | 0 | 0 | 0 | 84176.8714 | 2030131.42 | 0 | 0 | 0 | 0 | 0 | 0 | 0 | 0 | 0 | 1394709.1547 | 0 | 0 | 0 | 0 | -20388.9114 | 0 | 0 | 0 | 0 | 0 | 0 | 0 | 0 | 0 | 0 | 0 | 0 | 1372.7136 | 0 | 0
2016-12-23 19:00 | 0 | 0 | 0 | 0 | 0 | 0 | 436002.3227 | 446074 | 0 | 0 | 0 | 72732.4805 | 2030131.42 | 0 | 0 | 0 | 0 | 0 | 0 | 0 | 0 | 0 | 1395801.7467 | 0 | 0 | 0 | 0 | -11444.3909 | 0 | 0 | 0 | 0 | 0 | 0 | 0 | 0 | 0 | 0 | 0 | 0 | 1372.7136 | 0 | 0
2016-12-23 20:00 | 0 | 0 | 0 | 0 | 0 | 0 | 450028.6469 | 443898 | 0 | 0 | 0 | 77490.4138 | 2030131.42 | 0 | 0 | 0 | 0 | 0 | 0 | 0 | 0 | 0 | 1396894.3343 | 0 | 0 | 0 | 0 | 4757.9333 | 0 | 0 | 0 | 0 | 0 | 0 | 0 | 0 | 0 | 0 | 0 | 0 | 1372.7136 | 0 | 0
2016-12-23 21:00 | 0 | 0 | 0 | 0 | 0 | 0 | 460456.507 | 449172 | 0 | 0 | 0 | 6001.8499 | 2111531.7773 | 0 | 0 | 0 | 0 | 0 | 0 | 0 | 0 | 0 | 1397986.9176 | 0 | 0 | 0 | 0 | -71488.5639 | 81400.3573 | 0 | 0 | 0 | 0 | 0 | 0 | 0 | 0 | 0 | 0 | 0 | 1372.7136 | 0 | 0
2016-12-23 22:00 | 0 | 0 | 0 | 0 | 0 | 84044.0124 | 375002.8513 | 463676 | 0 | 0 | 0 | 0 | 2111531.7773 | 0 | 0 | 0 | 0 | 0 | 0 | 0 | 0 | 0 | 1399079.4965 | 0 | 0 | 0 | 0 | -6001.8499 | 0 | 0 | 0 | 0 | 0 | 0 | 0 | 0 | 0 | 0 | 0 | 0 | 1372.7136 | 0 | 0
2016-12-23 23:00 | 0 | 0 | 0 | 0 | 0 | 450263.1038 | 120220.8993 | 474071 | 0 | 0 | 0 | 71488.5639 | 2135083.5029 | 0 | 0 | 0 | 0 | 0 | 0 | 0 | 0 | 0 | 1400172.0711 | 0 | 0 | 0 | 0 | 71488.5639 | 23551.7256 | 0 | 0 | 0 | 0 | 0 | 0 | 0 | 0 | 0 | 0 | 0 | 1372.7136 | 0 | 0
2016-12-24 | 0 | 0 | 0 | 0 | 0 | 132307.1822 | 890.201 | 476015 | 0 | 0 | 0 | 0 | 1862381.7365 | 0 | 0 | 0 | 0 | 0 | 0 | 0 | 0 | 0 | 1401264.6413 | 0 | 0 | 0 | 0 | -71488.5639 | 0 | 272701.7664 | 0 | 0 | 0 | 0 | 0 | 0 | 0 | 0 | 0 | 0 | 1372.7136 | 0 | 0
2016-12-24 01:00 | 0 | 0 | 0 | 0 | 0 | 436006.0495 | 0 | 472752 | 0 | 0 | 0 | 71488.5639 | 1752774.5085 | 0 | 0 | 0 | 0 | 0 | 0 | 0 | 0 | 0 | 1402357.2071 | 0 | 0 | 0 | 0 | 71488.5639 | 0 | 109607.228 | 0 | 0 | 0 | 0 | 0 | 0 | 0 | 0 | 0 | 0 | 1372.7136 | 0 | 0
2016-12-24 02:00 | 0 | 0 | 0 | 0 | 0 | 392753.1497 | 0 | 462869 | 0 | 0 | 0 | 0 | 1752774.5085 | 0 | 0 | 0 | 0 | 0 | 0 | 0 | 0 | 0 | 1403449.7685 | 0 | 0 | 0 | 0 | -71488.5639 | 0 | 0 | 0 | 0 | 0 | 0 | 0 | 0 | 0 | 0 | 0 | 0 | 1372.7136 | 0 | 0
2016-12-24 03:00 | 0 | 0 | 0 | 0 | 0 | 387711.4548 | 0 | 446590 | 0 | 0 | 0 | 71488.5639 | 1621034.6858 | 0 | 0 | 0 | 0 | 0 | 0 | 0 | 0 | 0 | 1404542.3256 | 0 | 0 | 0 | 0 | 71488.5639 | 140961.9437 | 272701.7664 | 0 | 0 | 0 | 0 | 0 | 0 | 0 | 0 | 0 | 0 | 1372.7136 | 0 | 0
2016-12-24 04:00 | 0 | 0 | 0 | 0 | 0 | 373299.3069 | 0 | 425537 | 0 | 0 | 0 | 0 | 1638912.8431 | 0 | 0 | 0 | 0 | 0 | 0 | 0 | 0 | 0 | 1405634.8783 | 0 | 0 | 0 | 0 | -71488.5639 | 174791.506 | 156913.3488 | 0 | 0 | 0 | 0 | 0 | 0 | 0 | 0 | 0 | 0 | 1372.7136 | 0 | 0
2016-12-24 05:00 | 0 | 0 | 0 | 0 | 0 | 204710.5111 | 0 | 404551 | 0 | 0 | 0 | 71488.5639 | 1366211.0767 | 0 | 0 | 0 | 0 | 0 | 0 | 0 | 0 | 0 | 1406727.4266 | 0 | 0 | 0 | 0 | 71488.5639 | 0 | 272701.7664 | 0 | 0 | 0 | 0 | 0 | 0 | 0 | 0 | 0 | 0 | 1372.7136 | 0 | 0
2016-12-24 06:00 | 0 | 0 | 0 | 0 | 0 | 45439.3833 | 0 | 388257 | 0 | 0 | 0 | 0 | 1093509.3103 | 0 | 0 | 0 | 0 | 0 | 0 | 0 | 0 | 0 | 1407819.9706 | 0 | 0 | 0 | 0 | -71488.5639 | 0 | 272701.7664 | 0 | 0 | 0 | 0 | 0 | 0 | 0 | 0 | 0 | 0 | 1372.7136 | 0 | 0
2016-12-24 07:00 | 0 | 0 | 0 | 0 | 0 | 314184.8043 | 0 | 375554 | 0 | 0 | 0 | 71488.5639 | 959278.8371 | 0 | 0 | 0 | 0 | 0 | 0 | 0 | 0 | 0 | 1408912.5102 | 0 | 0 | 0 | 0 | 71488.5639 | 0 | 134230.4732 | 0 | 0 | 0 | 0 | 0 | 0 | 0 | 0 | 0 | 0 | 1372.7136 | 0 | 0
2016-12-24 08:00 | 0 | 0 | 0 | 0 | 0 | 167128.5111 | 0 | 366969 | 0 | 0 | 0 | 142977.1278 | 686577.0707 | 0 | 0 | 0 | 0 | 0 | 0 | 0 | 0 | 0 | 1410005.0454 | 0 | 0 | 0 | 0 | 71488.5639 | 0 | 272701.7664 | 0 | 0 | 0 | 0 | 0 | 0 | 0 | 0 | 0 | 0 | 1372.7136 | 0 | 0
2016-12-24 09:00 | 0 | 0 | 0 | 0 | 0 | 152242.4529 | 0 | 363078 | 0 | 0 | 0 | 203470.6336 | 413875.3042 | 0 | 0 | 0 | 0 | 0 | 0 | 0 | 0 | 0 | 1411097.5762 | 0 | 0 | 0 | 0 | 60493.5058 | 0 | 272701.7664 | 0 | 0 | 0 | 0 | 0 | 0 | 0 | 0 | 0 | 0 | 1372.7136 | 0 | 0
2016-12-24 10:00 | 0 | 0 | 0 | 0 | 0 | 277303.826 | 0 | 363251 | 0 | 0 | 0 | 131982.0697 | 398043.9806 | 0 | 0 | 0 | 0 | 0 | 0 | 0 | 0 | 0 | 1412190.1027 | 0 | 0 | 0 | 0 | -71488.5639 | 0 | 15831.3236 | 0 | 0 | 0 | 0 | 0 | 0 | 0 | 0 | 0 | 0 | 1372.7136 | 0 | 0
2016-12-24 11:00 | 0 | 0 | 0 | 0 | 0 | 169540.5111 | 0 | 369381 | 0 | 0 | 0 | 203470.6336 | 125342.2142 | 0 | 0 | 0 | 0 | 0 | 0 | 0 | 0 | 0 | 1413282.6248 | 0 | 0 | 0 | 0 | 71488.5639 | 0 | 272701.7664 | 0 | 0 | 0 | 0 | 0 | 0 | 0 | 0 | 0 | 0 | 1372.7136 | 0 | 0
2016-12-24 12:00 | 0 | 0 | 0 | 0 | 0 | 270991.7298 | 0 | 381480 | 0 | 0 | 0 | 131982.0697 | 84969.7943 | 0 | 0 | 0 | 0 | 0 | 0 | 0 | 0 | 0 | 1414375.1425 | 0 | 0 | 0 | 0 | -71488.5639 | 0 | 40372.4199 | 0 | 0 | 0 | 0 | 0 | 0 | 0 | 0 | 0 | 0 | 1372.7136 | 0 | 0
2016-12-24 13:00 | 0 | 0 | 0 | 0 | 0 | 280005.5058 | 0 | 398053 | 0 | 0 | 0 | 71488.5639 | 26043.0923 | 0 | 0 | 0 | 0 | 0 | 0 | 0 | 0 | 0 | 1415467.6559 | 0 | 0 | 0 | 0 | -60493.5058 | 174791.506 | 233718.2081 | 0 | 0 | 0 | 0 | 0 | 0 | 0 | 0 | 0 | 0 | 1372.7136 | 0 | 0
2016-12-24 14:00 | 0 | 0 | 0 | 0 | 0 | 285178.525 | 34022.5324 | 415360 | 0 | 0 | 0 | 0 | 0 | 0 | 0 | 0 | 0 | 0 | 0 | 0 | 0 | 0 | 1416560.1649 | 0 | 0 | 0 | 0 | -71488.5639 | 0 | 26043.0923 | 0 | 0 | 0 | 0 | 0 | 0 | 0 | 0 | 0 | 0 | 1372.7136 | 0 | 0
2016-12-24 15:00 | 0 | 0 | 0 | 0 | 0 | 92736.8842 | 336678.8294 | 428043 | 0 | 0 | 0 | 0 | 0 | 0 | 0 | 0 | 0 | 0 | 0 | 0 | 0 | 0 | 1417652.6695 | 0 | 0 | 0 | 0 | 0 | 0 | 0 | 0 | 0 | 0 | 0 | 0 | 0 | 0 | 0 | 0 | 0 | 1372.7136 | 0 | 0
2016-12-24 16:00 | 0 | 0 | 0 | 0 | 0 | 0 | 460356.1575 | 433806 | 0 | 0 | 0 | 0 | 25177.444 | 0 | 0 | 0 | 0 | 0 | 0 | 0 | 0 | 0 | 1418745.1698 | 0 | 0 | 0 | 0 | 0 | 25177.444 | 0 | 0 | 0 | 0 | 0 | 0 | 0 | 0 | 0 | 0 | 0 | 1372.7136 | 0 | 0
2016-12-24 17:00 | 0 | 0 | 0 | 0 | 0 | 0 | 485736.3416 | 433274 | 0 | 0 | 0 | 0 | 76267.072 | 0 | 0 | 0 | 0 | 0 | 0 | 0 | 0 | 0 | 1419837.6657 | 0 | 0 | 0 | 0 | 0 | 51089.628 | 0 | 0 | 0 | 0 | 0 | 0 | 0 | 0 | 0 | 0 | 0 | 1372.7136 | 0 | 0
2016-12-24 18:00 | 0 | 0 | 0 | 0 | 0 | 0 | 474119.7875 | 428294 | 0 | 0 | 0 | 44453.0739 | 76267.072 | 0 | 0 | 0 | 0 | 0 | 0 | 0 | 0 | 0 | 1420930.1572 | 0 | 0 | 0 | 0 | 44453.0739 | 0 | 0 | 0 | 0 | 0 | 0 | 0 | 0 | 0 | 0 | 0 | 0 | 1372.7136 | 0 | 0
2016-12-24 19:00 | 0 | 0 | 0 | 0 | 0 | 0 | 468513.1173 | 423092 | 0 | 0 | 0 | 71488.5639 | 93279.9857 | 0 | 0 | 0 | 0 | 0 | 0 | 0 | 0 | 0 | 1422022.6443 | 0 | 0 | 0 | 0 | 27035.49 | 17012.9137 | 0 | 0 | 0 | 0 | 0 | 0 | 0 | 0 | 0 | 0 | 0 | 1372.7136 | 0 | 0
2016-12-24 20:00 | 0 | 0 | 0 | 0 | 0 | 0 | 478959.3428 | 419950 | 0 | 0 | 0 | 0 | 222405.1788 | 0 | 0 | 0 | 0 | 0 | 0 | 0 | 0 | 0 | 1423115.1271 | 0 | 0 | 0 | 0 | -71488.5639 | 129125.1931 | 0 | 0 | 0 | 0 | 0 | 0 | 0 | 0 | 0 | 0 | 0 | 1372.7136 | 0 | 0
2016-12-24 21:00 | 0 | 0 | 0 | 0 | 0 | 0 | 486281.1025 | 420867 | 0 | 0 | 0 | 64041.3889 | 222405.1788 | 0 | 0 | 0 | 0 | 0 | 0 | 0 | 0 | 0 | 1424207.6055 | 0 | 0 | 0 | 0 | 64041.3889 | 0 | 0 | 0 | 0 | 0 | 0 | 0 | 0 | 0 | 0 | 0 | 0 | 1372.7136 | 0 | 0
2016-12-24 22:00 | 0 | 0 | 0 | 0 | 0 | 0 | 400952.5059 | 429184 | 0 | 0 | 0 | 0 | 256842.3601 | 0 | 0 | 0 | 0 | 0 | 0 | 0 | 0 | 0 | 1425300.0795 | 0 | 0 | 0 | 0 | -64041.3889 | 34437.1812 | 0 | 0 | 0 | 0 | 0 | 0 | 0 | 0 | 0 | 0 | 0 | 1372.7136 | 0 | 0
2016-12-24 23:00 | 0 | 0 | 0 | 0 | 0 | 385930.8738 | 121646.4037 | 434716 | 0 | 0 | 0 | 71488.5639 | 256842.3601 | 0 | 0 | 0 | 0 | 0 | 0 | 0 | 0 | 0 | 1426392.5492 | 0 | 0 | 0 | 0 | 71488.5639 | 0 | 0 | 0 | 0 | 0 | 0 | 0 | 0 | 0 | 0 | 0 | 0 | 1372.7136 | 0 | 0
2016-12-25 | 0 | 0 | 0 | 0 | 0 | 537428.3343 | 1353.3214 | 434106 | 0 | 0 | 0 | 0 | 431633.8661 | 0 | 0 | 0 | 0 | 0 | 0 | 0 | 0 | 0 | 1427485.0145 | 0 | 0 | 0 | 0 | -71488.5639 | 174791.506 | 0 | 0 | 0 | 0 | 0 | 0 | 0 | 0 | 0 | 0 | 0 | 1372.7136 | 0 | 0
2016-12-25 01:00 | 0 | 0 | 0 | 0 | 0 | 433183.7136 | 0 | 431811 | 0 | 0 | 0 | 0 | 431633.8661 | 0 | 0 | 0 | 0 | 0 | 0 | 0 | 0 | 0 | 1428577.4754 | 0 | 0 | 0 | 0 | 0 | 0 | 0 | 0 | 0 | 0 | 0 | 0 | 0 | 0 | 0 | 0 | 0 | 1372.7136 | 0 | 0
2016-12-25 02:00 | 0 | 0 | 0 | 0 | 0 | 497334.2775 | 0 | 424473 | 0 | 0 | 0 | 71488.5639 | 431633.8661 | 0 | 0 | 0 | 0 | 0 | 0 | 0 | 0 | 0 | 1429669.932 | 0 | 0 | 0 | 0 | 71488.5639 | 0 | 0 | 0 | 0 | 0 | 0 | 0 | 0 | 0 | 0 | 0 | 0 | 1372.7136 | 0 | 0
2016-12-25 03:00 | 0 | 0 | 0 | 0 | 0 | 344168.1497 | 0 | 414284 | 0 | 0 | 0 | 0 | 431633.8661 | 0 | 0 | 0 | 0 | 0 | 0 | 0 | 0 | 0 | 1430762.3842 | 0 | 0 | 0 | 0 | -71488.5639 | 0 | 0 | 0 | 0 | 0 | 0 | 0 | 0 | 0 | 0 | 0 | 0 | 1372.7136 | 0 | 0
2016-12-25 04:00 | 0 | 0 | 0 | 0 | 0 | 401563.7136 | 0 | 400191 | 0 | 0 | 0 | 0 | 431633.8661 | 0 | 0 | 0 | 0 | 0 | 0 | 0 | 0 | 0 | 1431854.832 | 0 | 0 | 0 | 0 | 0 | 0 | 0 | 0 | 0 | 0 | 0 | 0 | 0 | 0 | 0 | 0 | 0 | 1372.7136 | 0 | 0
2016-12-25 05:00 | 0 | 0 | 0 | 0 | 0 | 384814.7136 | 0 | 383442 | 0 | 0 | 0 | 0 | 431633.8661 | 0 | 0 | 0 | 0 | 0 | 0 | 0 | 0 | 0 | 1432947.2754 | 0 | 0 | 0 | 0 | 0 | 0 | 0 | 0 | 0 | 0 | 0 | 0 | 0 | 0 | 0 | 0 | 0 | 1372.7136 | 0 | 0
2016-12-25 06:00 | 0 | 0 | 0 | 0 | 0 | 580828.4734 | 0 | 370192 | 0 | 0 | 0 | 71488.5639 | 569409.062 | 0 | 0 | 0 | 0 | 0 | 0 | 0 | 0 | 0 | 1434039.7145 | 0 | 0 | 0 | 0 | 71488.5639 | 137775.1959 | 0 | 0 | 0 | 0 | 0 | 0 | 0 | 0 | 0 | 0 | 0 | 1372.7136 | 0 | 0
2016-12-25 07:00 | 0 | 0 | 0 | 0 | 0 | 290155.1497 | 0 | 360271 | 0 | 0 | 0 | 0 | 569409.062 | 0 | 0 | 0 | 0 | 0 | 0 | 0 | 0 | 0 | 1435132.1492 | 0 | 0 | 0 | 0 | -71488.5639 | 0 | 0 | 0 | 0 | 0 | 0 | 0 | 0 | 0 | 0 | 0 | 0 | 1372.7136 | 0 | 0
2016-12-25 08:00 | 0 | 0 | 0 | 0 | 0 | 600923.7835 | 0 | 353271 | 0 | 0 | 0 | 71488.5639 | 744200.5681 | 0 | 0 | 0 | 0 | 0 | 0 | 0 | 0 | 0 | 1436224.5796 | 0 | 0 | 0 | 0 | 71488.5639 | 174791.506 | 0 | 0 | 0 | 0 | 0 | 0 | 0 | 0 | 0 | 0 | 0 | 1372.7136 | 0 | 0
2016-12-25 09:00 | 0 | 0 | 0 | 0 | 0 | 423399.2775 | 0 | 350538 | 0 | 0 | 0 | 142977.1278 | 744200.5681 | 0 | 0 | 0 | 0 | 0 | 0 | 0 | 0 | 0 | 1437317.0055 | 0 | 0 | 0 | 0 | 71488.5639 | 0 | 0 | 0 | 0 | 0 | 0 | 0 | 0 | 0 | 0 | 0 | 0 | 1372.7136 | 0 | 0
2016-12-25 10:00 | 0 | 0 | 0 | 0 | 0 | 282184.1497 | 0 | 352300 | 0 | 0 | 0 | 71488.5639 | 744200.5681 | 0 | 0 | 0 | 0 | 0 | 0 | 0 | 0 | 0 | 1438409.4271 | 0 | 0 | 0 | 0 | -71488.5639 | 0 | 0 | 0 | 0 | 0 | 0 | 0 | 0 | 0 | 0 | 0 | 0 | 1372.7136 | 0 | 0
2016-12-25 11:00 | 0 | 0 | 0 | 0 | 0 | 431064.2775 | 0 | 358203 | 0 | 0 | 0 | 142977.1278 | 744200.5681 | 0 | 0 | 0 | 0 | 0 | 0 | 0 | 0 | 0 | 1439501.8444 | 0 | 0 | 0 | 0 | 71488.5639 | 0 | 0 | 0 | 0 | 0 | 0 | 0 | 0 | 0 | 0 | 0 | 0 | 1372.7136 | 0 | 0
2016-12-25 12:00 | 0 | 0 | 0 | 0 | 0 | 429836.2194 | 0 | 367970 | 0 | 0 | 0 | 203470.6336 | 744200.5681 | 0 | 0 | 0 | 0 | 0 | 0 | 0 | 0 | 0 | 1440594.2572 | 0 | 0 | 0 | 0 | 60493.5058 | 0 | 0 | 0 | 0 | 0 | 0 | 0 | 0 | 0 | 0 | 0 | 0 | 1372.7136 | 0 | 0
2016-12-25 13:00 | 0 | 0 | 0 | 0 | 0 | 323829.2078 | 0 | 382950 | 0 | 0 | 0 | 142977.1278 | 744200.5681 | 0 | 0 | 0 | 0 | 0 | 0 | 0 | 0 | 0 | 1441686.6657 | 0 | 0 | 0 | 0 | -60493.5058 | 0 | 0 | 0 | 0 | 0 | 0 | 0 | 0 | 0 | 0 | 0 | 0 | 1372.7136 | 0 | 0
2016-12-25 14:00 | 0 | 0 | 0 | 0 | 0 | 291661.7689 | 34491.3808 | 396269 | 0 | 0 | 0 | 71488.5639 | 744200.5681 | 0 | 0 | 0 | 0 | 0 | 0 | 0 | 0 | 0 | 1442779.0698 | 0 | 0 | 0 | 0 | -71488.5639 | 0 | 0 | 0 | 0 | 0 | 0 | 0 | 0 | 0 | 0 | 0 | 0 | 1372.7136 | 0 | 0
2016-12-25 15:00 | 0 | 0 | 0 | 0 | 0 | 28003.0953 | 305137.0544 | 403256 | 0 | 0 | 0 | 0 | 744200.5681 | 0 | 0 | 0 | 0 | 0 | 0 | 0 | 0 | 0 | 1443871.4696 | 0 | 0 | 0 | 0 | -71488.5639 | 0 | 0 | 0 | 0 | 0 | 0 | 0 | 0 | 0 | 0 | 0 | 0 | 1372.7136 | 0 | 0
2016-12-25 16:00 | 0 | 0 | 0 | 0 | 0 | 0 | 477363.7148 | 405805 | 0 | 0 | 0 | 0 | 814386.5692 | 0 | 0 | 0 | 0 | 0 | 0 | 0 | 0 | 0 | 1444963.865 | 0 | 0 | 0 | 0 | 0 | 70186.0012 | 0 | 0 | 0 | 0 | 0 | 0 | 0 | 0 | 0 | 0 | 0 | 1372.7136 | 0 | 0
2016-12-25 17:00 | 0 | 0 | 0 | 0 | 0 | 0 | 518337.8445 | 404927 | 0 | 0 | 0 | 0 | 926424.7002 | 0 | 0 | 0 | 0 | 0 | 0 | 0 | 0 | 0 | 1446056.256 | 0 | 0 | 0 | 0 | 0 | 112038.1309 | 0 | 0 | 0 | 0 | 0 | 0 | 0 | 0 | 0 | 0 | 0 | 1372.7136 | 0 | 0
2016-12-25 18:00 | 0 | 0 | 0 | 0 | 0 | 0 | 507167.0482 | 400037 | 0 | 0 | 0 | 0 | 1032182.0348 | 0 | 0 | 0 | 0 | 0 | 0 | 0 | 0 | 0 | 1447148.6426 | 0 | 0 | 0 | 0 | 0 | 105757.3346 | 0 | 0 | 0 | 0 | 0 | 0 | 0 | 0 | 0 | 0 | 0 | 1372.7136 | 0 | 0
2016-12-25 19:00 | 0 | 0 | 0 | 0 | 0 | 0 | 498236.1095 | 394876 | 0 | 0 | 0 | 71488.5639 | 1062680.8668 | 0 | 0 | 0 | 0 | 0 | 0 | 0 | 0 | 0 | 1448241.0249 | 0 | 0 | 0 | 0 | 71488.5639 | 30498.832 | 0 | 0 | 0 | 0 | 0 | 0 | 0 | 0 | 0 | 0 | 0 | 1372.7136 | 0 | 0
2016-12-25 20:00 | 0 | 0 | 0 | 0 | 0 | 0 | 514271.9492 | 390187 | 0 | 0 | 0 | 142977.1278 | 1113904.5386 | 0 | 0 | 0 | 0 | 0 | 0 | 0 | 0 | 0 | 1449333.4028 | 0 | 0 | 0 | 0 | 71488.5639 | 51223.6718 | 0 | 0 | 0 | 0 | 0 | 0 | 0 | 0 | 0 | 0 | 0 | 1372.7136 | 0 | 0
2016-12-25 21:00 | 0 | 0 | 0 | 0 | 0 | 0 | 538851.1107 | 389975 | 0 | 0 | 0 | 131982.0697 | 1272402.9938 | 0 | 0 | 0 | 0 | 0 | 0 | 0 | 0 | 0 | 1450425.7763 | 0 | 0 | 0 | 0 | -10995.0581 | 158498.4552 | 0 | 0 | 0 | 0 | 0 | 0 | 0 | 0 | 0 | 0 | 0 | 1372.7136 | 0 | 0
2016-12-25 22:00 | 0 | 0 | 0 | 0 | 0 | 0 | 483881.7262 | 398888 | 0 | 0 | 0 | 203470.6336 | 1284535.4425 | 0 | 0 | 0 | 0 | 0 | 0 | 0 | 0 | 0 | 1451518.1455 | 0 | 0 | 0 | 0 | 71488.5639 | 12132.4487 | 0 | 0 | 0 | 0 | 0 | 0 | 0 | 0 | 0 | 0 | 0 | 1372.7136 | 0 | 0
2016-12-25 23:00 | 0 | 0 | 0 | 0 | 0 | 0 | 188373.7324 | 408809 | 0 | 0 | 0 | 131982.0697 | 1134216.0252 | 0 | 0 | 0 | 0 | 0 | 0 | 0 | 0 | 0 | 1452610.5103 | 0 | 0 | 0 | 0 | -71488.5639 | 0 | 150319.4173 | 0 | 0 | 0 | 0 | 0 | 0 | 0 | 0 | 0 | 0 | 1372.7136 | 0 | 0
2016-12-26 | 0 | 0 | 0 | 0 | 0 | 661084.6903 | 1435.0932 | 414867 | 0 | 0 | 0 | 203470.6336 | 1309007.5313 | 0 | 0 | 0 | 0 | 0 | 0 | 0 | 0 | 0 | 1453702.8707 | 0 | 0 | 0 | 0 | 71488.5639 | 174791.506 | 0 | 0 | 0 | 0 | 0 | 0 | 0 | 0 | 0 | 0 | 0 | 1372.7136 | 0 | 0
2016-12-26 01:00 | 0 | 0 | 0 | 0 | 0 | 348245.1497 | 0 | 418361 | 0 | 0 | 0 | 131982.0697 | 1309007.5313 | 0 | 0 | 0 | 0 | 0 | 0 | 0 | 0 | 0 | 1454795.2267 | 0 | 0 | 0 | 0 | -71488.5639 | 0 | 0 | 0 | 0 | 0 | 0 | 0 | 0 | 0 | 0 | 0 | 0 | 1372.7136 | 0 | 0
2016-12-26 02:00 | 0 | 0 | 0 | 0 | 0 | 355163.2078 | 0 | 414284 | 0 | 0 | 0 | 71488.5639 | 1309007.5313 | 0 | 0 | 0 | 0 | 0 | 0 | 0 | 0 | 0 | 1455887.5784 | 0 | 0 | 0 | 0 | -60493.5058 | 0 | 0 | 0 | 0 | 0 | 0 | 0 | 0 | 0 | 0 | 0 | 0 | 1372.7136 | 0 | 0
2016-12-26 03:00 | 0 | 0 | 0 | 0 | 0 | 62061.3833 | 0 | 404879 | 0 | 0 | 0 | 0 | 1036305.7649 | 0 | 0 | 0 | 0 | 0 | 0 | 0 | 0 | 0 | 1456979.9257 | 0 | 0 | 0 | 0 | -71488.5639 | 0 | 272701.7664 | 0 | 0 | 0 | 0 | 0 | 0 | 0 | 0 | 0 | 0 | 1372.7136 | 0 | 0
2016-12-26 04:00 | 0 | 0 | 0 | 0 | 0 | 118826.9472 | 0 | 390156 | 0 | 0 | 0 | 0 | 763603.9984 | 0 | 0 | 0 | 0 | 0 | 0 | 0 | 0 | 0 | 1458072.2687 | 0 | 0 | 0 | 0 | 0 | 0 | 272701.7664 | 0 | 0 | 0 | 0 | 0 | 0 | 0 | 0 | 0 | 0 | 1372.7136 | 0 | 0
2016-12-26 05:00 | 0 | 0 | 0 | 0 | 0 | 376504.7136 | 0 | 375132 | 0 | 0 | 0 | 0 | 763603.9984 | 0 | 0 | 0 | 0 | 0 | 0 | 0 | 0 | 0 | 1459164.6073 | 0 | 0 | 0 | 0 | 0 | 0 | 0 | 0 | 0 | 0 | 0 | 0 | 0 | 0 | 0 | 0 | 0 | 1372.7136 | 0 | 0
2016-12-26 06:00 | 0 | 0 | 0 | 0 | 0 | 91328.9472 | 0 | 362658 | 0 | 0 | 0 | 0 | 490902.232 | 0 | 0 | 0 | 0 | 0 | 0 | 0 | 0 | 0 | 1460256.9415 | 0 | 0 | 0 | 0 | 0 | 0 | 272701.7664 | 0 | 0 | 0 | 0 | 0 | 0 | 0 | 0 | 0 | 0 | 1372.7136 | 0 | 0
2016-12-26 07:00 | 0 | 0 | 0 | 0 | 0 | 426560.2775 | 0 | 353699 | 0 | 0 | 0 | 71488.5639 | 490902.232 | 0 | 0 | 0 | 0 | 0 | 0 | 0 | 0 | 0 | 1461349.2713 | 0 | 0 | 0 | 0 | 71488.5639 | 0 | 0 | 0 | 0 | 0 | 0 | 0 | 0 | 0 | 0 | 0 | 0 | 1372.7136 | 0 | 0
2016-12-26 08:00 | 0 | 0 | 0 | 0 | 0 | 421469.2775 | 0 | 348608 | 0 | 0 | 0 | 142977.1278 | 490902.232 | 0 | 0 | 0 | 0 | 0 | 0 | 0 | 0 | 0 | 1462441.5968 | 0 | 0 | 0 | 0 | 71488.5639 | 0 | 0 | 0 | 0 | 0 | 0 | 0 | 0 | 0 | 0 | 0 | 0 | 1372.7136 | 0 | 0
2016-12-26 09:00 | 0 | 0 | 0 | 0 | 0 | 277344.1497 | 0 | 347460 | 0 | 0 | 0 | 71488.5639 | 490902.232 | 0 | 0 | 0 | 0 | 0 | 0 | 0 | 0 | 0 | 1463533.9179 | 0 | 0 | 0 | 0 | -71488.5639 | 0 | 0 | 0 | 0 | 0 | 0 | 0 | 0 | 0 | 0 | 0 | 0 | 1372.7136 | 0 | 0
2016-12-26 10:00 | 0 | 0 | 0 | 0 | 0 | 424286.2775 | 0 | 351425 | 0 | 0 | 0 | 142977.1278 | 490902.232 | 0 | 0 | 0 | 0 | 0 | 0 | 0 | 0 | 0 | 1464626.2346 | 0 | 0 | 0 | 0 | 71488.5639 | 0 | 0 | 0 | 0 | 0 | 0 | 0 | 0 | 0 | 0 | 0 | 0 | 1372.7136 | 0 | 0
2016-12-26 11:00 | 0 | 0 | 0 | 0 | 0 | 361844.7136 | 0 | 360472 | 0 | 0 | 0 | 142977.1278 | 490902.232 | 0 | 0 | 0 | 0 | 0 | 0 | 0 | 0 | 0 | 1465718.547 | 0 | 0 | 0 | 0 | 0 | 0 | 0 | 0 | 0 | 0 | 0 | 0 | 0 | 0 | 0 | 0 | 0 | 1372.7136 | 0 | 0
2016-12-26 12:00 | 0 | 0 | 0 | 0 | 0 | 29401.3833 | 0 | 372219 | 0 | 0 | 0 | 71488.5639 | 218200.4656 | 0 | 0 | 0 | 0 | 0 | 0 | 0 | 0 | 0 | 1466810.855 | 0 | 0 | 0 | 0 | -71488.5639 | 0 | 272701.7664 | 0 | 0 | 0 | 0 | 0 | 0 | 0 | 0 | 0 | 0 | 1372.7136 | 0 | 0
2016-12-26 13:00 | 0 | 0 | 0 | 0 | 0 | 491057.6557 | 0 | 386382 | 0 | 0 | 0 | 0 | 392991.9717 | 0 | 0 | 0 | 0 | 0 | 0 | 0 | 0 | 0 | 1467903.1586 | 0 | 0 | 0 | 0 | -71488.5639 | 174791.506 | 0 | 0 | 0 | 0 | 0 | 0 | 0 | 0 | 0 | 0 | 0 | 1372.7136 | 0 | 0
2016-12-26 14:00 | 0 | 0 | 0 | 0 | 0 | 92910.703 | 38523.2442 | 402763 | 0 | 0 | 0 | 0 | 120290.2052 | 0 | 0 | 0 | 0 | 0 | 0 | 0 | 0 | 0 | 1468995.4579 | 0 | 0 | 0 | 0 | 0 | 0 | 272701.7664 | 0 | 0 | 0 | 0 | 0 | 0 | 0 | 0 | 0 | 0 | 1372.7136 | 0 | 0
2016-12-26 15:00 | 0 | 0 | 0 | 0 | 0 | 0 | 459241.4492 | 415695 | 0 | 0 | 0 | 0 | 162463.9409 | 0 | 0 | 0 | 0 | 0 | 0 | 0 | 0 | 0 | 1470087.7527 | 0 | 0 | 0 | 0 | 0 | 42173.7356 | 0 | 0 | 0 | 0 | 0 | 0 | 0 | 0 | 0 | 0 | 0 | 1372.7136 | 0 | 0
2016-12-26 16:00 | 0 | 0 | 0 | 0 | 0 | 0 | 633239.331 | 423628 | 0 | 0 | 0 | 33447.1114 | 337255.4469 | 0 | 0 | 0 | 0 | 0 | 0 | 0 | 0 | 0 | 1471180.0433 | 0 | 0 | 0 | 0 | 33447.1114 | 174791.506 | 0 | 0 | 0 | 0 | 0 | 0 | 0 | 0 | 0 | 0 | 0 | 1372.7136 | 0 | 0
2016-12-26 17:00 | 0 | 0 | 0 | 0 | 0 | 0 | 623286.2309 | 425977 | 0 | 0 | 0 | 104935.6753 | 461703.4004 | 0 | 0 | 0 | 0 | 0 | 0 | 0 | 0 | 0 | 1472272.3294 | 0 | 0 | 0 | 0 | 71488.5639 | 124447.9534 | 0 | 0 | 0 | 0 | 0 | 0 | 0 | 0 | 0 | 0 | 0 | 1372.7136 | 0 | 0
2016-12-26 18:00 | 0 | 0 | 0 | 0 | 0 | 0 | 582599.2467 | 424365 | 0 | 0 | 0 | 87005.7024 | 636494.9064 | 0 | 0 | 0 | 0 | 0 | 0 | 0 | 0 | 0 | 1473364.6112 | 0 | 0 | 0 | 0 | -17929.9729 | 174791.506 | 0 | 0 | 0 | 0 | 0 | 0 | 0 | 0 | 0 | 0 | 0 | 1372.7136 | 0 | 0
2016-12-26 19:00 | 0 | 0 | 0 | 0 | 0 | 0 | 564573.1407 | 421404 | 0 | 0 | 0 | 118700.0464 | 746596.9895 | 0 | 0 | 0 | 0 | 0 | 0 | 0 | 0 | 0 | 1474456.8886 | 0 | 0 | 0 | 0 | 31694.344 | 110102.0831 | 0 | 0 | 0 | 0 | 0 | 0 | 0 | 0 | 0 | 0 | 0 | 1372.7136 | 0 | 0
2016-12-26 20:00 | 0 | 0 | 0 | 0 | 0 | 0 | 584064.4126 | 419521 | 0 | 0 | 0 | 190188.6103 | 838279.1247 | 0 | 0 | 0 | 0 | 0 | 0 | 0 | 0 | 0 | 1475549.1616 | 0 | 0 | 0 | 0 | 71488.5639 | 91682.1352 | 0 | 0 | 0 | 0 | 0 | 0 | 0 | 0 | 0 | 0 | 0 | 1372.7136 | 0 | 0
2016-12-26 21:00 | 0 | 0 | 0 | 0 | 0 | 0 | 613198.2429 | 423752 | 0 | 0 | 0 | 203470.6336 | 1013070.6307 | 0 | 0 | 0 | 0 | 0 | 0 | 0 | 0 | 0 | 1476641.4303 | 0 | 0 | 0 | 0 | 13282.0233 | 174791.506 | 0 | 0 | 0 | 0 | 0 | 0 | 0 | 0 | 0 | 0 | 0 | 1372.7136 | 0 | 0
2016-12-26 22:00 | 0 | 0 | 0 | 0 | 0 | 0 | 533107.5663 | 436949 | 0 | 0 | 0 | 203470.6336 | 1107856.4834 | 0 | 0 | 0 | 0 | 0 | 0 | 0 | 0 | 0 | 1477733.6946 | 0 | 0 | 0 | 0 | 0 | 94785.8527 | 0 | 0 | 0 | 0 | 0 | 0 | 0 | 0 | 0 | 0 | 0 | 1372.7136 | 0 | 0
2016-12-26 23:00 | 0 | 0 | 0 | 0 | 0 | 190523.3549 | 190461.7948 | 451101 | 0 | 0 | 0 | 131982.0697 | 1107856.4834 | 0 | 0 | 0 | 0 | 0 | 0 | 0 | 0 | 0 | 1478825.9545 | 0 | 0 | 0 | 0 | -71488.5639 | 0 | 0 | 0 | 0 | 0 | 0 | 0 | 0 | 0 | 0 | 0 | 0 | 1372.7136 | 0 | 0
2016-12-27 | 0 | 0 | 0 | 0 | 0 | 560206.5263 | 1651.1294 | 457182 | 0 | 0 | 0 | 60493.5058 | 1282647.9895 | 0 | 0 | 0 | 0 | 0 | 0 | 0 | 0 | 0 | 1479918.2101 | 0 | 0 | 0 | 0 | -71488.5639 | 174791.506 | 0 | 0 | 0 | 0 | 0 | 0 | 0 | 0 | 0 | 0 | 0 | 1372.7136 | 0 | 0
2016-12-27 01:00 | 0 | 0 | 0 | 0 | 0 | 529510.2775 | 0 | 456649 | 0 | 0 | 0 | 131982.0697 | 1282647.9895 | 0 | 0 | 0 | 0 | 0 | 0 | 0 | 0 | 0 | 1481010.4613 | 0 | 0 | 0 | 0 | 71488.5639 | 0 | 0 | 0 | 0 | 0 | 0 | 0 | 0 | 0 | 0 | 0 | 0 | 1372.7136 | 0 | 0
2016-12-27 02:00 | 0 | 0 | 0 | 0 | 0 | 635327.0521 | 0 | 445529 | 0 | 0 | 0 | 145615.9021 | 1457439.4955 | 0 | 0 | 0 | 0 | 0 | 0 | 0 | 0 | 0 | 1482102.7081 | 0 | 0 | 0 | 0 | 13633.8325 | 174791.506 | 0 | 0 | 0 | 0 | 0 | 0 | 0 | 0 | 0 | 0 | 0 | 1372.7136 | 0 | 0
2016-12-27 03:00 | 0 | 0 | 0 | 0 | 0 | 329635.6788 | 0 | 428812 | 0 | 0 | 0 | 142977.1278 | 1359529.2351 | 0 | 0 | 0 | 0 | 0 | 0 | 0 | 0 | 0 | 1483194.9506 | 0 | 0 | 0 | 0 | -2638.7744 | 174791.506 | 272701.7664 | 0 | 0 | 0 | 0 | 0 | 0 | 0 | 0 | 0 | 0 | 1372.7136 | 0 | 0
2016-12-27 04:00 | 0 | 0 | 0 | 0 | 0 | 336972.1497 | 0 | 407088 | 0 | 0 | 0 | 71488.5639 | 1359529.2351 | 0 | 0 | 0 | 0 | 0 | 0 | 0 | 0 | 0 | 1484287.1886 | 0 | 0 | 0 | 0 | -71488.5639 | 0 | 0 | 0 | 0 | 0 | 0 | 0 | 0 | 0 | 0 | 0 | 0 | 1372.7136 | 0 | 0
2016-12-27 05:00 | 0 | 0 | 0 | 0 | 0 | 316878.1497 | 0 | 386994 | 0 | 0 | 0 | 0 | 1359529.2351 | 0 | 0 | 0 | 0 | 0 | 0 | 0 | 0 | 0 | 1485379.4224 | 0 | 0 | 0 | 0 | -71488.5639 | 0 | 0 | 0 | 0 | 0 | 0 | 0 | 0 | 0 | 0 | 0 | 0 | 1372.7136 | 0 | 0
2016-12-27 06:00 | 0 | 0 | 0 | 0 | 0 | 618492.7835 | 0 | 370840 | 0 | 0 | 0 | 71488.5639 | 1534320.7412 | 0 | 0 | 0 | 0 | 0 | 0 | 0 | 0 | 0 | 1486471.6517 | 0 | 0 | 0 | 0 | 71488.5639 | 174791.506 | 0 | 0 | 0 | 0 | 0 | 0 | 0 | 0 | 0 | 0 | 0 | 1372.7136 | 0 | 0
2016-12-27 07:00 | 0 | 0 | 0 | 0 | 0 | 525927.1615 | 0 | 360758 | 0 | 0 | 0 | 60493.5058 | 1709112.2472 | 0 | 0 | 0 | 0 | 0 | 0 | 0 | 0 | 0 | 1487563.8767 | 0 | 0 | 0 | 0 | -10995.0581 | 174791.506 | 0 | 0 | 0 | 0 | 0 | 0 | 0 | 0 | 0 | 0 | 0 | 1372.7136 | 0 | 0
2016-12-27 08:00 | 0 | 0 | 0 | 0 | 0 | 592315.5718 | 0 | 355649 | 0 | 0 | 0 | 131982.0697 | 1872917.5416 | 0 | 0 | 0 | 0 | 0 | 0 | 0 | 0 | 0 | 1488656.0973 | 0 | 0 | 0 | 0 | 71488.5639 | 163805.2944 | 0 | 0 | 0 | 0 | 0 | 0 | 0 | 0 | 0 | 0 | 0 | 1372.7136 | 0 | 0
2016-12-27 09:00 | 0 | 0 | 0 | 0 | 0 | 155353.5111 | 0 | 355194 | 0 | 0 | 0 | 203470.6336 | 1600215.7752 | 0 | 0 | 0 | 0 | 0 | 0 | 0 | 0 | 0 | 1489748.3135 | 0 | 0 | 0 | 0 | 71488.5639 | 0 | 272701.7664 | 0 | 0 | 0 | 0 | 0 | 0 | 0 | 0 | 0 | 0 | 1372.7136 | 0 | 0
2016-12-27 10:00 | 0 | 0 | 0 | 0 | 0 | 293657.1497 | 0 | 363773 | 0 | 0 | 0 | 131982.0697 | 1600215.7752 | 0 | 0 | 0 | 0 | 0 | 0 | 0 | 0 | 0 | 1490840.5254 | 0 | 0 | 0 | 0 | -71488.5639 | 0 | 0 | 0 | 0 | 0 | 0 | 0 | 0 | 0 | 0 | 0 | 0 | 1372.7136 | 0 | 0
2016-12-27 11:00 | 0 | 0 | 0 | 0 | 0 | 182043.5111 | 0 | 381884 | 0 | 0 | 0 | 203470.6336 | 1327514.0088 | 0 | 0 | 0 | 0 | 0 | 0 | 0 | 0 | 0 | 1491932.7329 | 0 | 0 | 0 | 0 | 71488.5639 | 0 | 272701.7664 | 0 | 0 | 0 | 0 | 0 | 0 | 0 | 0 | 0 | 0 | 1372.7136 | 0 | 0
2016-12-27 12:00 | 0 | 0 | 0 | 0 | 0 | 334746.1497 | 0 | 404862 | 0 | 0 | 0 | 131982.0697 | 1327514.0088 | 0 | 0 | 0 | 0 | 0 | 0 | 0 | 0 | 0 | 1493024.9361 | 0 | 0 | 0 | 0 | -71488.5639 | 0 | 0 | 0 | 0 | 0 | 0 | 0 | 0 | 0 | 0 | 0 | 0 | 1372.7136 | 0 | 0
2016-12-27 13:00 | 0 | 0 | 0 | 0 | 0 | 487071.2215 | 0 | 423598 | 0 | 0 | 0 | 194082.5775 | 1327514.0088 | 0 | 0 | 0 | 0 | 0 | 0 | 0 | 0 | 0 | 1494117.1348 | 0 | 0 | 0 | 0 | 62100.5079 | 0 | 0 | 0 | 0 | 0 | 0 | 0 | 0 | 0 | 0 | 0 | 0 | 1372.7136 | 0 | 0
2016-12-27 14:00 | 0 | 0 | 0 | 0 | 0 | 289585.1513 | 78429.9984 | 438131 | 0 | 0 | 0 | 122594.0137 | 1327514.0088 | 0 | 0 | 0 | 0 | 0 | 0 | 0 | 0 | 0 | 1495209.3292 | 0 | 0 | 0 | 0 | -71488.5639 | 0 | 0 | 0 | 0 | 0 | 0 | 0 | 0 | 0 | 0 | 0 | 0 | 1372.7136 | 0 | 0
2016-12-27 15:00 | 0 | 0 | 0 | 0 | 0 | 0 | 439088.373 | 446838 | 0 | 0 | 0 | 51105.4498 | 1389880.2321 | 0 | 0 | 0 | 0 | 0 | 0 | 0 | 0 | 0 | 1496301.5192 | 0 | 0 | 0 | 0 | -71488.5639 | 62366.2233 | 0 | 0 | 0 | 0 | 0 | 0 | 0 | 0 | 0 | 0 | 0 | 1372.7136 | 0 | 0
2016-12-27 16:00 | 0 | 0 | 0 | 0 | 0 | 0 | 592887.2804 | 449707 | 0 | 0 | 0 | 60493.5058 | 1522299.743 | 0 | 0 | 0 | 0 | 0 | 0 | 0 | 0 | 0 | 1497393.7049 | 0 | 0 | 0 | 0 | 9388.056 | 132419.5109 | 0 | 0 | 0 | 0 | 0 | 0 | 0 | 0 | 0 | 0 | 0 | 1372.7136 | 0 | 0
2016-12-27 17:00 | 0 | 0 | 0 | 0 | 0 | 0 | 596608.6093 | 447435 | 0 | 0 | 0 | 131982.0697 | 1598612.0747 | 0 | 0 | 0 | 0 | 0 | 0 | 0 | 0 | 0 | 1498485.8862 | 0 | 0 | 0 | 0 | 71488.5639 | 76312.3318 | 0 | 0 | 0 | 0 | 0 | 0 | 0 | 0 | 0 | 0 | 0 | 1372.7136 | 0 | 0
2016-12-27 18:00 | 0 | 0 | 0 | 0 | 0 | 0 | 557629.1489 | 443791 | 0 | 0 | 0 | 203470.6336 | 1639588.9462 | 0 | 0 | 0 | 0 | 0 | 0 | 0 | 0 | 0 | 1499578.0631 | 0 | 0 | 0 | 0 | 71488.5639 | 40976.8714 | 0 | 0 | 0 | 0 | 0 | 0 | 0 | 0 | 0 | 0 | 0 | 1372.7136 | 0 | 0
2016-12-27 19:00 | 0 | 0 | 0 | 0 | 0 | 0 | 537379.3307 | 440307 | 0 | 0 | 0 | 194583.347 | 1744175.8499 | 0 | 0 | 0 | 0 | 0 | 0 | 0 | 0 | 0 | 1500670.2357 | 0 | 0 | 0 | 0 | -8887.2866 | 104586.9037 | 0 | 0 | 0 | 0 | 0 | 0 | 0 | 0 | 0 | 0 | 0 | 1372.7136 | 0 | 0
2016-12-27 20:00 | 0 | 0 | 0 | 0 | 0 | 0 | 552368.9423 | 438806 | 0 | 0 | 0 | 131982.0697 | 1918967.3559 | 0 | 0 | 0 | 0 | 0 | 0 | 0 | 0 | 0 | 1501762.4039 | 0 | 0 | 0 | 0 | -62601.2773 | 174791.506 | 0 | 0 | 0 | 0 | 0 | 0 | 0 | 0 | 0 | 0 | 0 | 1372.7136 | 0 | 0
2016-12-27 21:00 | 0 | 0 | 0 | 0 | 0 | 0 | 576726.7794 | 441567 | 0 | 0 | 0 | 203470.6336 | 1981265.8579 | 0 | 0 | 0 | 0 | 0 | 0 | 0 | 0 | 0 | 1502854.5677 | 0 | 0 | 0 | 0 | 71488.5639 | 62298.5019 | 0 | 0 | 0 | 0 | 0 | 0 | 0 | 0 | 0 | 0 | 0 | 1372.7136 | 0 | 0
2016-12-27 22:00 | 0 | 0 | 0 | 0 | 0 | 0 | 501310.7673 | 455269 | 0 | 0 | 0 | 131982.0697 | 2097423.4754 | 0 | 0 | 0 | 0 | 0 | 0 | 0 | 0 | 0 | 1503946.7271 | 0 | 0 | 0 | 0 | -71488.5639 | 116157.6176 | 0 | 0 | 0 | 0 | 0 | 0 | 0 | 0 | 0 | 0 | 0 | 1372.7136 | 0 | 0
2016-12-27 23:00 | 0 | 0 | 0 | 0 | 0 | 348482.434 | 194643.8435 | 470265 | 0 | 0 | 0 | 203470.6336 | 2097423.4754 | 0 | 0 | 0 | 0 | 0 | 0 | 0 | 0 | 0 | 1505038.8822 | 0 | 0 | 0 | 0 | 71488.5639 | 0 | 0 | 0 | 0 | 0 | 0 | 0 | 0 | 0 | 0 | 0 | 0 | 1372.7136 | 0 | 0
2016-12-28 | 0 | 0 | 0 | 0 | 0 | 304210.9379 | 2800.9515 | 475038 | 0 | 0 | 0 | 131982.0697 | 1999513.2151 | 0 | 0 | 0 | 0 | 0 | 0 | 0 | 0 | 0 | 1506131.0329 | 0 | 0 | 0 | 0 | -71488.5639 | 174791.506 | 272701.7664 | 0 | 0 | 0 | 0 | 0 | 0 | 0 | 0 | 0 | 0 | 1372.7136 | 0 | 0
2016-12-28 01:00 | 0 | 0 | 0 | 0 | 0 | 403381.1497 | 0 | 473497 | 0 | 0 | 0 | 60493.5058 | 1999513.2151 | 0 | 0 | 0 | 0 | 0 | 0 | 0 | 0 | 0 | 1507223.1793 | 0 | 0 | 0 | 0 | -71488.5639 | 0 | 0 | 0 | 0 | 0 | 0 | 0 | 0 | 0 | 0 | 0 | 0 | 1372.7136 | 0 | 0
2016-12-28 02:00 | 0 | 0 | 0 | 0 | 0 | 534894.2775 | 0 | 462033 | 0 | 0 | 0 | 131982.0697 | 1999513.2151 | 0 | 0 | 0 | 0 | 0 | 0 | 0 | 0 | 0 | 1508315.3212 | 0 | 0 | 0 | 0 | 71488.5639 | 0 | 0 | 0 | 0 | 0 | 0 | 0 | 0 | 0 | 0 | 0 | 0 | 1372.7136 | 0 | 0
2016-12-28 03:00 | 0 | 0 | 0 | 0 | 0 | 516637.2775 | 0 | 443776 | 0 | 0 | 0 | 203470.6336 | 1999513.2151 | 0 | 0 | 0 | 0 | 0 | 0 | 0 | 0 | 0 | 1509407.4588 | 0 | 0 | 0 | 0 | 71488.5639 | 0 | 0 | 0 | 0 | 0 | 0 | 0 | 0 | 0 | 0 | 0 | 0 | 1372.7136 | 0 | 0
2016-12-28 04:00 | 0 | 0 | 0 | 0 | 0 | 79629.3833 | 0 | 422447 | 0 | 0 | 0 | 131982.0697 | 1726811.4486 | 0 | 0 | 0 | 0 | 0 | 0 | 0 | 0 | 0 | 1510499.5921 | 0 | 0 | 0 | 0 | -71488.5639 | 0 | 272701.7664 | 0 | 0 | 0 | 0 | 0 | 0 | 0 | 0 | 0 | 0 | 1372.7136 | 0 | 0
2016-12-28 05:00 | 0 | 0 | 0 | 0 | 0 | 332440.1497 | 0 | 402556 | 0 | 0 | 0 | 60493.5058 | 1726811.4486 | 0 | 0 | 0 | 0 | 0 | 0 | 0 | 0 | 0 | 1511591.7209 | 0 | 0 | 0 | 0 | -71488.5639 | 0 | 0 | 0 | 0 | 0 | 0 | 0 | 0 | 0 | 0 | 0 | 0 | 1372.7136 | 0 | 0
2016-12-28 06:00 | 0 | 0 | 0 | 0 | 0 | 187334.5111 | 0 | 387175 | 0 | 0 | 0 | 131982.0697 | 1454109.6822 | 0 | 0 | 0 | 0 | 0 | 0 | 0 | 0 | 0 | 1512683.8454 | 0 | 0 | 0 | 0 | 71488.5639 | 0 | 272701.7664 | 0 | 0 | 0 | 0 | 0 | 0 | 0 | 0 | 0 | 0 | 1372.7136 | 0 | 0
2016-12-28 07:00 | 0 | 0 | 0 | 0 | 0 | 450599.2775 | 0 | 377738 | 0 | 0 | 0 | 203470.6336 | 1454109.6822 | 0 | 0 | 0 | 0 | 0 | 0 | 0 | 0 | 0 | 1513775.9656 | 0 | 0 | 0 | 0 | 71488.5639 | 0 | 0 | 0 | 0 | 0 | 0 | 0 | 0 | 0 | 0 | 0 | 0 | 1372.7136 | 0 | 0
2016-12-28 08:00 | 0 | 0 | 0 | 0 | 0 | 314151.2078 | 0 | 373272 | 0 | 0 | 0 | 142977.1278 | 1454109.6822 | 0 | 0 | 0 | 0 | 0 | 0 | 0 | 0 | 0 | 1514868.0813 | 0 | 0 | 0 | 0 | -60493.5058 | 0 | 0 | 0 | 0 | 0 | 0 | 0 | 0 | 0 | 0 | 0 | 0 | 1372.7136 | 0 | 0
2016-12-28 09:00 | 0 | 0 | 0 | 0 | 0 | 304381.1497 | 0 | 374497 | 0 | 0 | 0 | 71488.5639 | 1454109.6822 | 0 | 0 | 0 | 0 | 0 | 0 | 0 | 0 | 0 | 1515960.1927 | 0 | 0 | 0 | 0 | -71488.5639 | 0 | 0 | 0 | 0 | 0 | 0 | 0 | 0 | 0 | 0 | 0 | 0 | 1372.7136 | 0 | 0
2016-12-28 10:00 | 0 | 0 | 0 | 0 | 0 | 314136.1497 | 0 | 384252 | 0 | 0 | 0 | 0 | 1454109.6822 | 0 | 0 | 0 | 0 | 0 | 0 | 0 | 0 | 0 | 1517052.2998 | 0 | 0 | 0 | 0 | -71488.5639 | 0 | 0 | 0 | 0 | 0 | 0 | 0 | 0 | 0 | 0 | 0 | 0 | 1372.7136 | 0 | 0
2016-12-28 11:00 | 0 | 0 | 0 | 0 | 0 | 404449.7136 | 0 | 403077 | 0 | 0 | 0 | 0 | 1454109.6822 | 0 | 0 | 0 | 0 | 0 | 0 | 0 | 0 | 0 | 1518144.4024 | 0 | 0 | 0 | 0 | 0 | 0 | 0 | 0 | 0 | 0 | 0 | 0 | 0 | 0 | 0 | 0 | 0 | 1372.7136 | 0 | 0
2016-12-28 12:00 | 0 | 0 | 0 | 0 | 0 | 227500.5111 | 0 | 427341 | 0 | 0 | 0 | 71488.5639 | 1181407.9158 | 0 | 0 | 0 | 0 | 0 | 0 | 0 | 0 | 0 | 1519236.5007 | 0 | 0 | 0 | 0 | 71488.5639 | 0 | 272701.7664 | 0 | 0 | 0 | 0 | 0 | 0 | 0 | 0 | 0 | 0 | 1372.7136 | 0 | 0
2016-12-28 13:00 | 0 | 0 | 0 | 0 | 0 | 100628.3833 | 0 | 443446 | 0 | 0 | 0 | 0 | 908706.1494 | 0 | 0 | 0 | 0 | 0 | 0 | 0 | 0 | 0 | 1520328.5946 | 0 | 0 | 0 | 0 | -71488.5639 | 0 | 272701.7664 | 0 | 0 | 0 | 0 | 0 | 0 | 0 | 0 | 0 | 0 | 1372.7136 | 0 | 0
2016-12-28 14:00 | 0 | 0 | 0 | 0 | 0 | 492334.8202 | 33217.4573 | 452691 | 0 | 0 | 0 | 71488.5639 | 908706.1494 | 0 | 0 | 0 | 0 | 0 | 0 | 0 | 0 | 0 | 1521420.6842 | 0 | 0 | 0 | 0 | 71488.5639 | 0 | 0 | 0 | 0 | 0 | 0 | 0 | 0 | 0 | 0 | 0 | 0 | 1372.7136 | 0 | 0
2016-12-28 15:00 | 0 | 0 | 0 | 0 | 0 | 183127.0629 | 346548.2145 | 456814 | 0 | 0 | 0 | 142977.1278 | 908706.1494 | 0 | 0 | 0 | 0 | 0 | 0 | 0 | 0 | 0 | 1522512.7694 | 0 | 0 | 0 | 0 | 71488.5639 | 0 | 0 | 0 | 0 | 0 | 0 | 0 | 0 | 0 | 0 | 0 | 0 | 1372.7136 | 0 | 0
2016-12-28 16:00 | 0 | 0 | 0 | 0 | 0 | 0 | 537266.3511 | 456842 | 0 | 0 | 0 | 141099.1791 | 989635.7356 | 0 | 0 | 0 | 0 | 0 | 0 | 0 | 0 | 0 | 1523604.8502 | 0 | 0 | 0 | 0 | -1877.9487 | 80929.5862 | 0 | 0 | 0 | 0 | 0 | 0 | 0 | 0 | 0 | 0 | 0 | 1372.7136 | 0 | 0
2016-12-28 17:00 | 0 | 0 | 0 | 0 | 0 | 0 | 560012.6044 | 453459 | 0 | 0 | 0 | 71488.5639 | 1164427.2416 | 0 | 0 | 0 | 0 | 0 | 0 | 0 | 0 | 0 | 1524696.9266 | 0 | 0 | 0 | 0 | -69610.6152 | 174791.506 | 0 | 0 | 0 | 0 | 0 | 0 | 0 | 0 | 0 | 0 | 0 | 1372.7136 | 0 | 0
2016-12-28 18:00 | 0 | 0 | 0 | 0 | 0 | 0 | 526752.1499 | 449712 | 0 | 0 | 0 | 0 | 1311583.2418 | 0 | 0 | 0 | 0 | 0 | 0 | 0 | 0 | 0 | 1525788.9987 | 0 | 0 | 0 | 0 | -71488.5639 | 147156.0002 | 0 | 0 | 0 | 0 | 0 | 0 | 0 | 0 | 0 | 0 | 0 | 1372.7136 | 0 | 0
2016-12-28 19:00 | 0 | 0 | 0 | 0 | 0 | 0 | 511151.9921 | 446431 | 0 | 0 | 0 | 0 | 1374931.5203 | 0 | 0 | 0 | 0 | 0 | 0 | 0 | 0 | 0 | 1526881.0664 | 0 | 0 | 0 | 0 | 0 | 63348.2785 | 0 | 0 | 0 | 0 | 0 | 0 | 0 | 0 | 0 | 0 | 0 | 1372.7136 | 0 | 0
2016-12-28 20:00 | 0 | 0 | 0 | 0 | 0 | 0 | 527678.1825 | 444718 | 0 | 0 | 0 | 71488.5639 | 1385030.4253 | 0 | 0 | 0 | 0 | 0 | 0 | 0 | 0 | 0 | 1527973.1298 | 0 | 0 | 0 | 0 | 71488.5639 | 10098.905 | 0 | 0 | 0 | 0 | 0 | 0 | 0 | 0 | 0 | 0 | 0 | 1372.7136 | 0 | 0
2016-12-28 21:00 | 0 | 0 | 0 | 0 | 0 | 0 | 549615.0436 | 448630 | 0 | 0 | 0 | 142977.1278 | 1413154.1915 | 0 | 0 | 0 | 0 | 0 | 0 | 0 | 0 | 0 | 1529065.1887 | 0 | 0 | 0 | 0 | 71488.5639 | 28123.7662 | 0 | 0 | 0 | 0 | 0 | 0 | 0 | 0 | 0 | 0 | 0 | 1372.7136 | 0 | 0
2016-12-28 22:00 | 0 | 0 | 0 | 0 | 0 | 0 | 478491.5906 | 463782 | 0 | 0 | 0 | 71488.5639 | 1497979.6324 | 0 | 0 | 0 | 0 | 0 | 0 | 0 | 0 | 0 | 1530157.2433 | 0 | 0 | 0 | 0 | -71488.5639 | 84825.4409 | 0 | 0 | 0 | 0 | 0 | 0 | 0 | 0 | 0 | 0 | 0 | 1372.7136 | 0 | 0
2016-12-28 23:00 | 0 | 0 | 0 | 0 | 0 | 283616.3122 | 195262.4014 | 477506 | 0 | 0 | 0 | 71488.5639 | 1497979.6324 | 0 | 0 | 0 | 0 | 0 | 0 | 0 | 0 | 0 | 1531249.2936 | 0 | 0 | 0 | 0 | 0 | 0 | 0 | 0 | 0 | 0 | 0 | 0 | 0 | 0 | 0 | 0 | 0 | 1372.7136 | 0 | 0
2016-12-29 | 0 | 0 | 0 | 0 | 0 | 727037.0983 | 1710.6853 | 481095 | 0 | 0 | 0 | 142977.1278 | 1672771.1385 | 0 | 0 | 0 | 0 | 0 | 0 | 0 | 0 | 0 | 1532341.3394 | 0 | 0 | 0 | 0 | 71488.5639 | 174791.506 | 0 | 0 | 0 | 0 | 0 | 0 | 0 | 0 | 0 | 0 | 0 | 1372.7136 | 0 | 0
2016-12-29 01:00 | 0 | 0 | 0 | 0 | 0 | 136590.3833 | 0 | 479408 | 0 | 0 | 0 | 71488.5639 | 1400069.3721 | 0 | 0 | 0 | 0 | 0 | 0 | 0 | 0 | 0 | 1533433.3809 | 0 | 0 | 0 | 0 | -71488.5639 | 0 | 272701.7664 | 0 | 0 | 0 | 0 | 0 | 0 | 0 | 0 | 0 | 0 | 1372.7136 | 0 | 0
2016-12-29 02:00 | 0 | 0 | 0 | 0 | 0 | 398050.1497 | 0 | 468166 | 0 | 0 | 0 | 0 | 1400069.3721 | 0 | 0 | 0 | 0 | 0 | 0 | 0 | 0 | 0 | 1534525.4181 | 0 | 0 | 0 | 0 | -71488.5639 | 0 | 0 | 0 | 0 | 0 | 0 | 0 | 0 | 0 | 0 | 0 | 0 | 1372.7136 | 0 | 0
2016-12-29 03:00 | 0 | 0 | 0 | 0 | 0 | 450350.7136 | 0 | 448978 | 0 | 0 | 0 | 0 | 1400069.3721 | 0 | 0 | 0 | 0 | 0 | 0 | 0 | 0 | 0 | 1535617.4508 | 0 | 0 | 0 | 0 | 0 | 0 | 0 | 0 | 0 | 0 | 0 | 0 | 0 | 0 | 0 | 0 | 0 | 1372.7136 | 0 | 0
2016-12-29 04:00 | 0 | 0 | 0 | 0 | 0 | 499610.2775 | 0 | 426749 | 0 | 0 | 0 | 71488.5639 | 1400069.3721 | 0 | 0 | 0 | 0 | 0 | 0 | 0 | 0 | 0 | 1536709.4792 | 0 | 0 | 0 | 0 | 71488.5639 | 0 | 0 | 0 | 0 | 0 | 0 | 0 | 0 | 0 | 0 | 0 | 0 | 1372.7136 | 0 | 0
2016-12-29 05:00 | 0 | 0 | 0 | 0 | 0 | 64544.3833 | 0 | 407362 | 0 | 0 | 0 | 0 | 1127367.6056 | 0 | 0 | 0 | 0 | 0 | 0 | 0 | 0 | 0 | 1537801.5033 | 0 | 0 | 0 | 0 | -71488.5639 | 0 | 272701.7664 | 0 | 0 | 0 | 0 | 0 | 0 | 0 | 0 | 0 | 0 | 1372.7136 | 0 | 0
2016-12-29 06:00 | 0 | 0 | 0 | 0 | 0 | 464811.2775 | 0 | 391950 | 0 | 0 | 0 | 71488.5639 | 1127367.6056 | 0 | 0 | 0 | 0 | 0 | 0 | 0 | 0 | 0 | 1538893.5229 | 0 | 0 | 0 | 0 | 71488.5639 | 0 | 0 | 0 | 0 | 0 | 0 | 0 | 0 | 0 | 0 | 0 | 0 | 1372.7136 | 0 | 0
2016-12-29 07:00 | 0 | 0 | 0 | 0 | 0 | 453780.2775 | 0 | 380919 | 0 | 0 | 0 | 142977.1278 | 1127367.6056 | 0 | 0 | 0 | 0 | 0 | 0 | 0 | 0 | 0 | 1539985.5382 | 0 | 0 | 0 | 0 | 71488.5639 | 0 | 0 | 0 | 0 | 0 | 0 | 0 | 0 | 0 | 0 | 0 | 0 | 1372.7136 | 0 | 0
2016-12-29 08:00 | 0 | 0 | 0 | 0 | 0 | 436830.2194 | 0 | 374964 | 0 | 0 | 0 | 203470.6336 | 1127367.6056 | 0 | 0 | 0 | 0 | 0 | 0 | 0 | 0 | 0 | 1541077.5491 | 0 | 0 | 0 | 0 | 60493.5058 | 0 | 0 | 0 | 0 | 0 | 0 | 0 | 0 | 0 | 0 | 0 | 0 | 1372.7136 | 0 | 0
2016-12-29 09:00 | 0 | 0 | 0 | 0 | 0 | 377050.7136 | 0 | 375678 | 0 | 0 | 0 | 203470.6336 | 1127367.6056 | 0 | 0 | 0 | 0 | 0 | 0 | 0 | 0 | 0 | 1542169.5557 | 0 | 0 | 0 | 0 | 0 | 0 | 0 | 0 | 0 | 0 | 0 | 0 | 0 | 0 | 0 | 0 | 0 | 1372.7136 | 0 | 0
2016-12-29 10:00 | 0 | 0 | 0 | 0 | 0 | 487968.6557 | 0 | 383293 | 0 | 0 | 0 | 131982.0697 | 1302159.1117 | 0 | 0 | 0 | 0 | 0 | 0 | 0 | 0 | 0 | 1543261.5579 | 0 | 0 | 0 | 0 | -71488.5639 | 174791.506 | 0 | 0 | 0 | 0 | 0 | 0 | 0 | 0 | 0 | 0 | 0 | 1372.7136 | 0 | 0
2016-12-29 11:00 | 0 | 0 | 0 | 0 | 0 | 473128.2775 | 0 | 400267 | 0 | 0 | 0 | 203470.6336 | 1302159.1117 | 0 | 0 | 0 | 0 | 0 | 0 | 0 | 0 | 0 | 1544353.5557 | 0 | 0 | 0 | 0 | 71488.5639 | 0 | 0 | 0 | 0 | 0 | 0 | 0 | 0 | 0 | 0 | 0 | 0 | 1372.7136 | 0 | 0
2016-12-29 12:00 | 0 | 0 | 0 | 0 | 0 | 151493.9472 | 0 | 422823 | 0 | 0 | 0 | 203470.6336 | 1029457.3453 | 0 | 0 | 0 | 0 | 0 | 0 | 0 | 0 | 0 | 1545445.5492 | 0 | 0 | 0 | 0 | 0 | 0 | 272701.7664 | 0 | 0 | 0 | 0 | 0 | 0 | 0 | 0 | 0 | 0 | 1372.7136 | 0 | 0
2016-12-29 13:00 | 0 | 0 | 0 | 0 | 0 | 615876.2196 | 0 | 439712 | 0 | 0 | 0 | 203470.6336 | 1204248.8513 | 0 | 0 | 0 | 0 | 0 | 0 | 0 | 0 | 0 | 1546537.5382 | 0 | 0 | 0 | 0 | 0 | 174791.506 | 0 | 0 | 0 | 0 | 0 | 0 | 0 | 0 | 0 | 0 | 0 | 1372.7136 | 0 | 0
2016-12-29 14:00 | 0 | 0 | 0 | 0 | 0 | 398294.4463 | 55015.2673 | 451937 | 0 | 0 | 0 | 203470.6336 | 1204248.8513 | 0 | 0 | 0 | 0 | 0 | 0 | 0 | 0 | 0 | 1547629.523 | 0 | 0 | 0 | 0 | 0 | 0 | 0 | 0 | 0 | 0 | 0 | 0 | 0 | 0 | 0 | 0 | 0 | 1372.7136 | 0 | 0
2016-12-29 15:00 | 0 | 0 | 0 | 0 | 0 | 28790.1738 | 359499.9759 | 458406 | 0 | 0 | 0 | 131982.0697 | 1204248.8513 | 0 | 0 | 0 | 0 | 0 | 0 | 0 | 0 | 0 | 1548721.5033 | 0 | 0 | 0 | 0 | -71488.5639 | 0 | 0 | 0 | 0 | 0 | 0 | 0 | 0 | 0 | 0 | 0 | 0 | 1372.7136 | 0 | 0
2016-12-29 16:00 | 0 | 0 | 0 | 0 | 0 | 0 | 522357.8591 | 459642 | 0 | 0 | 0 | 193325.2152 | 1204248.8513 | 0 | 0 | 0 | 0 | 0 | 0 | 0 | 0 | 0 | 1549813.4793 | 0 | 0 | 0 | 0 | 61343.1455 | 0 | 0 | 0 | 0 | 0 | 0 | 0 | 0 | 0 | 0 | 0 | 0 | 1372.7136 | 0 | 0
2016-12-29 17:00 | 0 | 0 | 0 | 0 | 0 | 0 | 535050.9172 | 457177 | 0 | 0 | 0 | 121836.6513 | 1352238.6188 | 0 | 0 | 0 | 0 | 0 | 0 | 0 | 0 | 0 | 1550905.4509 | 0 | 0 | 0 | 0 | -71488.5639 | 147989.7675 | 0 | 0 | 0 | 0 | 0 | 0 | 0 | 0 | 0 | 0 | 0 | 1372.7136 | 0 | 0
2016-12-29 18:00 | 0 | 0 | 0 | 0 | 0 | 0 | 504973.3913 | 453413 | 0 | 0 | 0 | 172024.329 | 1352238.6188 | 0 | 0 | 0 | 0 | 0 | 0 | 0 | 0 | 0 | 1551997.4181 | 0 | 0 | 0 | 0 | 50187.6777 | 0 | 0 | 0 | 0 | 0 | 0 | 0 | 0 | 0 | 0 | 0 | 0 | 1372.7136 | 0 | 0
2016-12-29 19:00 | 0 | 0 | 0 | 0 | 0 | 0 | 486226.281 | 448588 | 0 | 0 | 0 | 186051.0184 | 1374477.4968 | 0 | 0 | 0 | 0 | 0 | 0 | 0 | 0 | 0 | 1553089.381 | 0 | 0 | 0 | 0 | 14026.6894 | 22238.878 | 0 | 0 | 0 | 0 | 0 | 0 | 0 | 0 | 0 | 0 | 0 | 1372.7136 | 0 | 0
2016-12-29 20:00 | 0 | 0 | 0 | 0 | 0 | 0 | 486488.8922 | 445166 | 0 | 0 | 0 | 114562.4545 | 1485916.2393 | 0 | 0 | 0 | 0 | 0 | 0 | 0 | 0 | 0 | 1554181.3395 | 0 | 0 | 0 | 0 | -71488.5639 | 111438.7425 | 0 | 0 | 0 | 0 | 0 | 0 | 0 | 0 | 0 | 0 | 0 | 1372.7136 | 0 | 0
2016-12-29 21:00 | 0 | 0 | 0 | 0 | 0 | 0 | 503480.7511 | 448553 | 0 | 0 | 0 | 43073.8907 | 1610959.8407 | 0 | 0 | 0 | 0 | 0 | 0 | 0 | 0 | 0 | 1555273.2937 | 0 | 0 | 0 | 0 | -71488.5639 | 125043.6014 | 0 | 0 | 0 | 0 | 0 | 0 | 0 | 0 | 0 | 0 | 0 | 1372.7136 | 0 | 0
2016-12-29 22:00 | 0 | 0 | 0 | 0 | 0 | 0 | 422199.8229 | 463901 | 0 | 0 | 0 | 0 | 1610959.8407 | 0 | 0 | 0 | 0 | 0 | 0 | 0 | 0 | 0 | 1556365.2434 | 0 | 0 | 0 | 0 | -43073.8907 | 0 | 0 | 0 | 0 | 0 | 0 | 0 | 0 | 0 | 0 | 0 | 0 | 1372.7136 | 0 | 0
2016-12-29 23:00 | 0 | 0 | 0 | 0 | 0 | 368868.3713 | 174418.2121 | 480596 | 0 | 0 | 0 | 61317.8698 | 1610959.8407 | 0 | 0 | 0 | 0 | 0 | 0 | 0 | 0 | 0 | 1557457.1888 | 0 | 0 | 0 | 0 | 61317.8698 | 0 | 0 | 0 | 0 | 0 | 0 | 0 | 0 | 0 | 0 | 0 | 0 | 1372.7136 | 0 | 0
2016-12-30 | 0 | 0 | 0 | 0 | 0 | 600048.3042 | 1669.0457 | 486871 | 0 | 0 | 0 | 0 | 1785751.3468 | 0 | 0 | 0 | 0 | 0 | 0 | 0 | 0 | 0 | 1558549.1299 | 0 | 0 | 0 | 0 | -61317.8698 | 174791.506 | 0 | 0 | 0 | 0 | 0 | 0 | 0 | 0 | 0 | 0 | 0 | 1372.7136 | 0 | 0
2016-12-30 01:00 | 0 | 0 | 0 | 0 | 0 | 488454.7136 | 0 | 487082 | 0 | 0 | 0 | 0 | 1785751.3468 | 0 | 0 | 0 | 0 | 0 | 0 | 0 | 0 | 0 | 1559641.0666 | 0 | 0 | 0 | 0 | 0 | 0 | 0 | 0 | 0 | 0 | 0 | 0 | 0 | 0 | 0 | 0 | 0 | 1372.7136 | 0 | 0
2016-12-30 02:00 | 0 | 0 | 0 | 0 | 0 | 478366.7136 | 0 | 476994 | 0 | 0 | 0 | 0 | 1785751.3468 | 0 | 0 | 0 | 0 | 0 | 0 | 0 | 0 | 0 | 1560732.9989 | 0 | 0 | 0 | 0 | 0 | 0 | 0 | 0 | 0 | 0 | 0 | 0 | 0 | 0 | 0 | 0 | 0 | 1372.7136 | 0 | 0
2016-12-30 03:00 | 0 | 0 | 0 | 0 | 0 | 532991.2775 | 0 | 460130 | 0 | 0 | 0 | 71488.5639 | 1785751.3468 | 0 | 0 | 0 | 0 | 0 | 0 | 0 | 0 | 0 | 1561824.9268 | 0 | 0 | 0 | 0 | 71488.5639 | 0 | 0 | 0 | 0 | 0 | 0 | 0 | 0 | 0 | 0 | 0 | 0 | 1372.7136 | 0 | 0
2016-12-30 04:00 | 0 | 0 | 0 | 0 | 0 | 512775.2775 | 0 | 439914 | 0 | 0 | 0 | 142977.1278 | 1785751.3468 | 0 | 0 | 0 | 0 | 0 | 0 | 0 | 0 | 0 | 1562916.8504 | 0 | 0 | 0 | 0 | 71488.5639 | 0 | 0 | 0 | 0 | 0 | 0 | 0 | 0 | 0 | 0 | 0 | 0 | 1372.7136 | 0 | 0
2016-12-30 05:00 | 0 | 0 | 0 | 0 | 0 | 483769.2194 | 0 | 421903 | 0 | 0 | 0 | 203470.6336 | 1785751.3468 | 0 | 0 | 0 | 0 | 0 | 0 | 0 | 0 | 0 | 1564008.7696 | 0 | 0 | 0 | 0 | 60493.5058 | 0 | 0 | 0 | 0 | 0 | 0 | 0 | 0 | 0 | 0 | 0 | 0 | 1372.7136 | 0 | 0
2016-12-30 06:00 | 0 | 0 | 0 | 0 | 0 | 336975.1497 | 0 | 407091 | 0 | 0 | 0 | 131982.0697 | 1785751.3468 | 0 | 0 | 0 | 0 | 0 | 0 | 0 | 0 | 0 | 1565100.6844 | 0 | 0 | 0 | 0 | -71488.5639 | 0 | 0 | 0 | 0 | 0 | 0 | 0 | 0 | 0 | 0 | 0 | 0 | 1372.7136 | 0 | 0
2016-12-30 07:00 | 0 | 0 | 0 | 0 | 0 | 198845.5111 | 0 | 398686 | 0 | 0 | 0 | 203470.6336 | 1513049.5804 | 0 | 0 | 0 | 0 | 0 | 0 | 0 | 0 | 0 | 1566192.5949 | 0 | 0 | 0 | 0 | 71488.5639 | 0 | 272701.7664 | 0 | 0 | 0 | 0 | 0 | 0 | 0 | 0 | 0 | 0 | 1372.7136 | 0 | 0
2016-12-30 08:00 | 0 | 0 | 0 | 0 | 0 | 324313.1497 | 0 | 394429 | 0 | 0 | 0 | 131982.0697 | 1513049.5804 | 0 | 0 | 0 | 0 | 0 | 0 | 0 | 0 | 0 | 1567284.5009 | 0 | 0 | 0 | 0 | -71488.5639 | 0 | 0 | 0 | 0 | 0 | 0 | 0 | 0 | 0 | 0 | 0 | 0 | 1372.7136 | 0 | 0
2016-12-30 09:00 | 0 | 0 | 0 | 0 | 0 | 397699.7136 | 0 | 396327 | 0 | 0 | 0 | 131982.0697 | 1513049.5804 | 0 | 0 | 0 | 0 | 0 | 0 | 0 | 0 | 0 | 1568376.4027 | 0 | 0 | 0 | 0 | 0 | 0 | 0 | 0 | 0 | 0 | 0 | 0 | 0 | 0 | 0 | 0 | 0 | 1372.7136 | 0 | 0
2016-12-30 10:00 | 0 | 0 | 0 | 0 | 0 | 335407.1497 | 0 | 405523 | 0 | 0 | 0 | 60493.5058 | 1513049.5804 | 0 | 0 | 0 | 0 | 0 | 0 | 0 | 0 | 0 | 1569468.3 | 0 | 0 | 0 | 0 | -71488.5639 | 0 | 0 | 0 | 0 | 0 | 0 | 0 | 0 | 0 | 0 | 0 | 0 | 1372.7136 | 0 | 0
2016-12-30 11:00 | 0 | 0 | 0 | 0 | 0 | 498006.2775 | 0 | 425145 | 0 | 0 | 0 | 131982.0697 | 1513049.5804 | 0 | 0 | 0 | 0 | 0 | 0 | 0 | 0 | 0 | 1570560.193 | 0 | 0 | 0 | 0 | 71488.5639 | 0 | 0 | 0 | 0 | 0 | 0 | 0 | 0 | 0 | 0 | 0 | 0 | 1372.7136 | 0 | 0
2016-12-30 12:00 | 0 | 0 | 0 | 0 | 0 | 520521.2775 | 0 | 447660 | 0 | 0 | 0 | 203470.6336 | 1513049.5804 | 0 | 0 | 0 | 0 | 0 | 0 | 0 | 0 | 0 | 1571652.0817 | 0 | 0 | 0 | 0 | 71488.5639 | 0 | 0 | 0 | 0 | 0 | 0 | 0 | 0 | 0 | 0 | 0 | 0 | 1372.7136 | 0 | 0
2016-12-30 13:00 | 0 | 0 | 0 | 0 | 0 | 639611.2196 | 0 | 463447 | 0 | 0 | 0 | 203470.6336 | 1687841.0864 | 0 | 0 | 0 | 0 | 0 | 0 | 0 | 0 | 0 | 1572743.9659 | 0 | 0 | 0 | 0 | 0 | 174791.506 | 0 | 0 | 0 | 0 | 0 | 0 | 0 | 0 | 0 | 0 | 0 | 1372.7136 | 0 | 0
2016-12-30 14:00 | 0 | 0 | 0 | 0 | 0 | 506483.3385 | 68415.3172 | 470223 | 0 | 0 | 0 | 131982.0697 | 1862632.5924 | 0 | 0 | 0 | 0 | 0 | 0 | 0 | 0 | 0 | 1573835.8458 | 0 | 0 | 0 | 0 | -71488.5639 | 174791.506 | 0 | 0 | 0 | 0 | 0 | 0 | 0 | 0 | 0 | 0 | 0 | 1372.7136 | 0 | 0
2016-12-30 15:00 | 0 | 0 | 0 | 0 | 0 | 238383.0826 | 348559.6313 | 471272 | 0 | 0 | 0 | 71488.5639 | 2037424.0985 | 0 | 0 | 0 | 0 | 0 | 0 | 0 | 0 | 0 | 1574927.7213 | 0 | 0 | 0 | 0 | -60493.5058 | 174791.506 | 0 | 0 | 0 | 0 | 0 | 0 | 0 | 0 | 0 | 0 | 0 | 1372.7136 | 0 | 0
2016-12-30 16:00 | 0 | 0 | 0 | 0 | 0 | 0 | 493652.0365 | 467833 | 0 | 0 | 0 | 0 | 2133358.9853 | 0 | 0 | 0 | 0 | 0 | 0 | 0 | 0 | 0 | 1576019.5925 | 0 | 0 | 0 | 0 | -71488.5639 | 95934.8868 | 0 | 0 | 0 | 0 | 0 | 0 | 0 | 0 | 0 | 0 | 0 | 1372.7136 | 0 | 0
2016-12-30 17:00 | 0 | 0 | 0 | 0 | 0 | 0 | 516403.2621 | 461282 | 0 | 0 | 0 | 53748.5485 | 2133358.9853 | 0 | 0 | 0 | 0 | 0 | 0 | 0 | 0 | 0 | 1577111.4593 | 0 | 0 | 0 | 0 | 53748.5485 | 0 | 0 | 0 | 0 | 0 | 0 | 0 | 0 | 0 | 0 | 0 | 0 | 1372.7136 | 0 | 0
2016-12-30 18:00 | 0 | 0 | 0 | 0 | 0 | 0 | 490562.8915 | 453356 | 0 | 0 | 0 | 89582.7264 | 2133358.9853 | 0 | 0 | 0 | 0 | 0 | 0 | 0 | 0 | 0 | 1578203.3217 | 0 | 0 | 0 | 0 | 35834.1779 | 0 | 0 | 0 | 0 | 0 | 0 | 0 | 0 | 0 | 0 | 0 | 0 | 1372.7136 | 0 | 0
2016-12-30 19:00 | 0 | 0 | 0 | 0 | 0 | 0 | 476041.8658 | 446082 | 0 | 0 | 0 | 18094.1625 | 2233434.7014 | 0 | 0 | 0 | 0 | 0 | 0 | 0 | 0 | 0 | 1579295.1797 | 0 | 0 | 0 | 0 | -71488.5639 | 100075.7161 | 0 | 0 | 0 | 0 | 0 | 0 | 0 | 0 | 0 | 0 | 0 | 1372.7136 | 0 | 0
2016-12-30 20:00 | 0 | 0 | 0 | 0 | 0 | 0 | 484197.4802 | 441690 | 0 | 0 | 0 | 0 | 2292663.6305 | 0 | 0 | 0 | 0 | 0 | 0 | 0 | 0 | 0 | 1580387.0334 | 0 | 0 | 0 | 0 | -18094.1625 | 59228.9291 | 0 | 0 | 0 | 0 | 0 | 0 | 0 | 0 | 0 | 0 | 0 | 1372.7136 | 0 | 0
2016-12-30 21:00 | 0 | 0 | 0 | 0 | 0 | 0 | 492694.9652 | 446474 | 0 | 0 | 0 | 44848.2516 | 2292663.6305 | 0 | 0 | 0 | 0 | 0 | 0 | 0 | 0 | 0 | 1581478.8827 | 0 | 0 | 0 | 0 | 44848.2516 | 0 | 0 | 0 | 0 | 0 | 0 | 0 | 0 | 0 | 0 | 0 | 0 | 1372.7136 | 0 | 0
2016-12-30 22:00 | 0 | 0 | 0 | 0 | 0 | 89163.059 | 402473.9669 | 463624 | 0 | 0 | 0 | 71488.5639 | 2292663.6305 | 0 | 0 | 0 | 0 | 0 | 0 | 0 | 0 | 0 | 1582570.7277 | 0 | 0 | 0 | 0 | 26640.3122 | 0 | 0 | 0 | 0 | 0 | 0 | 0 | 0 | 0 | 0 | 0 | 0 | 1372.7136 | 0 | 0
2016-12-30 23:00 | 0 | 0 | 0 | 0 | 0 | 276161.9003 | 134814.2494 | 481092 | 0 | 0 | 0 | 0 | 2292663.6305 | 0 | 0 | 0 | 0 | 0 | 0 | 0 | 0 | 0 | 1583662.5683 | 0 | 0 | 0 | 0 | -71488.5639 | 0 | 0 | 0 | 0 | 0 | 0 | 0 | 0 | 0 | 0 | 0 | 0 | 1372.7136 | 0 | 0
2016-12-31 | 0 | 0 | 0 | 0 | 0 | 662483.31 | 1360.9096 | 487680 | 0 | 0 | 0 | 0 | 2467455.1366 | 0 | 0 | 0 | 0 | 0 | 0 | 0 | 0 | 0 | 1584754.4045 | 0 | 0 | 0 | 0 | 0 | 174791.506 | 0 | 0 | 0 | 0 | 0 | 0 | 0 | 0 | 0 | 0 | 0 | 1372.7136 | 0 | 0
2016-12-31 01:00 | 0 | 0 | 0 | 0 | 0 | 490797.7136 | 0 | 489425 | 0 | 0 | 0 | 0 | 2467455.1366 | 0 | 0 | 0 | 0 | 0 | 0 | 0 | 0 | 0 | 1585846.2363 | 0 | 0 | 0 | 0 | 0 | 0 | 0 | 0 | 0 | 0 | 0 | 0 | 0 | 0 | 0 | 0 | 0 | 1372.7136 | 0 | 0
2016-12-31 02:00 | 0 | 0 | 0 | 0 | 0 | 483250.7136 | 0 | 481878 | 0 | 0 | 0 | 0 | 2467455.1366 | 0 | 0 | 0 | 0 | 0 | 0 | 0 | 0 | 0 | 1586938.0638 | 0 | 0 | 0 | 0 | 0 | 0 | 0 | 0 | 0 | 0 | 0 | 0 | 0 | 0 | 0 | 0 | 0 | 1372.7136 | 0 | 0
2016-12-31 03:00 | 0 | 0 | 0 | 0 | 0 | 469592.7136 | 0 | 468220 | 0 | 0 | 0 | 0 | 2467455.1366 | 0 | 0 | 0 | 0 | 0 | 0 | 0 | 0 | 0 | 1588029.8869 | 0 | 0 | 0 | 0 | 0 | 0 | 0 | 0 | 0 | 0 | 0 | 0 | 0 | 0 | 0 | 0 | 0 | 1372.7136 | 0 | 0
2016-12-31 04:00 | 0 | 0 | 0 | 0 | 0 | 523817.2775 | 0 | 450956 | 0 | 0 | 0 | 71488.5639 | 2467455.1366 | 0 | 0 | 0 | 0 | 0 | 0 | 0 | 0 | 0 | 1589121.7057 | 0 | 0 | 0 | 0 | 71488.5639 | 0 | 0 | 0 | 0 | 0 | 0 | 0 | 0 | 0 | 0 | 0 | 0 | 1372.7136 | 0 | 0
2016-12-31 05:00 | 0 | 0 | 0 | 0 | 0 | 161670.9472 | 0 | 433000 | 0 | 0 | 0 | 71488.5639 | 2194753.3701 | 0 | 0 | 0 | 0 | 0 | 0 | 0 | 0 | 0 | 1590213.5201 | 0 | 0 | 0 | 0 | 0 | 0 | 272701.7664 | 0 | 0 | 0 | 0 | 0 | 0 | 0 | 0 | 0 | 0 | 1372.7136 | 0 | 0
2016-12-31 06:00 | 0 | 0 | 0 | 0 | 0 | 350181.1497 | 0 | 420297 | 0 | 0 | 0 | 0 | 2194753.3701 | 0 | 0 | 0 | 0 | 0 | 0 | 0 | 0 | 0 | 1591305.3301 | 0 | 0 | 0 | 0 | -71488.5639 | 0 | 0 | 0 | 0 | 0 | 0 | 0 | 0 | 0 | 0 | 0 | 0 | 1372.7136 | 0 | 0
2016-12-31 07:00 | 0 | 0 | 0 | 0 | 0 | 413058.7136 | 0 | 411686 | 0 | 0 | 0 | 0 | 2194753.3701 | 0 | 0 | 0 | 0 | 0 | 0 | 0 | 0 | 0 | 1592397.1357 | 0 | 0 | 0 | 0 | 0 | 0 | 0 | 0 | 0 | 0 | 0 | 0 | 0 | 0 | 0 | 0 | 0 | 1372.7136 | 0 | 0
2016-12-31 08:00 | 0 | 0 | 0 | 0 | 0 | 653807.7835 | 0 | 406155 | 0 | 0 | 0 | 71488.5639 | 2369544.8762 | 0 | 0 | 0 | 0 | 0 | 0 | 0 | 0 | 0 | 1593488.937 | 0 | 0 | 0 | 0 | 71488.5639 | 174791.506 | 0 | 0 | 0 | 0 | 0 | 0 | 0 | 0 | 0 | 0 | 0 | 1372.7136 | 0 | 0
2016-12-31 09:00 | 0 | 0 | 0 | 0 | 0 | 334173.1497 | 0 | 404289 | 0 | 0 | 0 | 0 | 2369544.8762 | 0 | 0 | 0 | 0 | 0 | 0 | 0 | 0 | 0 | 1594580.7339 | 0 | 0 | 0 | 0 | -71488.5639 | 0 | 0 | 0 | 0 | 0 | 0 | 0 | 0 | 0 | 0 | 0 | 0 | 1372.7136 | 0 | 0
2016-12-31 10:00 | 0 | 0 | 0 | 0 | 0 | 409222.7136 | 0 | 407850 | 0 | 0 | 0 | 0 | 2369544.8762 | 0 | 0 | 0 | 0 | 0 | 0 | 0 | 0 | 0 | 1595672.5265 | 0 | 0 | 0 | 0 | 0 | 0 | 0 | 0 | 0 | 0 | 0 | 0 | 0 | 0 | 0 | 0 | 0 | 1372.7136 | 0 | 0
2016-12-31 11:00 | 0 | 0 | 0 | 0 | 0 | 215298.5111 | 0 | 415139 | 0 | 0 | 0 | 71488.5639 | 2096843.1098 | 0 | 0 | 0 | 0 | 0 | 0 | 0 | 0 | 0 | 1596764.3146 | 0 | 0 | 0 | 0 | 71488.5639 | 0 | 272701.7664 | 0 | 0 | 0 | 0 | 0 | 0 | 0 | 0 | 0 | 0 | 1372.7136 | 0 | 0
2016-12-31 12:00 | 0 | 0 | 0 | 0 | 0 | 674098.7835 | 0 | 426446 | 0 | 0 | 0 | 142977.1278 | 2271634.6158 | 0 | 0 | 0 | 0 | 0 | 0 | 0 | 0 | 0 | 1597856.0984 | 0 | 0 | 0 | 0 | 71488.5639 | 174791.506 | 0 | 0 | 0 | 0 | 0 | 0 | 0 | 0 | 0 | 0 | 0 | 1372.7136 | 0 | 0
2016-12-31 13:00 | 0 | 0 | 0 | 0 | 0 | 648294.6429 | 0 | 437460 | 0 | 0 | 0 | 177647.5511 | 2446426.1219 | 0 | 0 | 0 | 0 | 0 | 0 | 0 | 0 | 0 | 1598947.8779 | 0 | 0 | 0 | 0 | 34670.4233 | 174791.506 | 0 | 0 | 0 | 0 | 0 | 0 | 0 | 0 | 0 | 0 | 0 | 1372.7136 | 0 | 0
2016-12-31 14:00 | 0 | 0 | 0 | 0 | 0 | 551328.1889 | 37353.1596 | 444140 | 0 | 0 | 0 | 146024.6799 | 2621217.6279 | 0 | 0 | 0 | 0 | 0 | 0 | 0 | 0 | 0 | 1600039.653 | 0 | 0 | 0 | 0 | -31622.8711 | 174791.506 | 0 | 0 | 0 | 0 | 0 | 0 | 0 | 0 | 0 | 0 | 0 | 1372.7136 | 0 | 0
2016-12-31 15:00 | 0 | 0 | 0 | 0 | 0 | 74324.973 | 302247.1767 | 446688 | 0 | 0 | 0 | 74536.1161 | 2621217.6279 | 0 | 0 | 0 | 0 | 0 | 0 | 0 | 0 | 0 | 1601131.4237 | 0 | 0 | 0 | 0 | -71488.5639 | 0 | 0 | 0 | 0 | 0 | 0 | 0 | 0 | 0 | 0 | 0 | 0 | 1372.7136 | 0 | 0
2016-12-31 16:00 | 0 | 0 | 0 | 0 | 0 | 0 | 465995.0805 | 445791 | 0 | 0 | 0 | 71488.5639 | 2643096.547 | 0 | 0 | 0 | 0 | 0 | 0 | 0 | 0 | 0 | 1602223.19 | 0 | 0 | 0 | 0 | -3047.5522 | 21878.9191 | 0 | 0 | 0 | 0 | 0 | 0 | 0 | 0 | 0 | 0 | 0 | 1372.7136 | 0 | 0
2016-12-31 17:00 | 0 | 0 | 0 | 0 | 0 | 0 | 521607.7716 | 442001 | 0 | 0 | 0 | 0 | 2792819.1689 | 0 | 0 | 0 | 0 | 0 | 0 | 0 | 0 | 0 | 1603314.952 | 0 | 0 | 0 | 0 | -71488.5639 | 149722.6219 | 0 | 0 | 0 | 0 | 0 | 0 | 0 | 0 | 0 | 0 | 0 | 1372.7136 | 0 | 0
2016-12-31 18:00 | 0 | 0 | 0 | 0 | 0 | 0 | 509955.914 | 437484 | 0 | 0 | 0 | 71099.2004 | 2792819.1689 | 0 | 0 | 0 | 0 | 0 | 0 | 0 | 0 | 0 | 1604406.7096 | 0 | 0 | 0 | 0 | 71099.2004 | 0 | 0 | 0 | 0 | 0 | 0 | 0 | 0 | 0 | 0 | 0 | 0 | 1372.7136 | 0 | 0
2016-12-31 19:00 | 0 | 0 | 0 | 0 | 0 | 0 | 499713.4144 | 433876 | 0 | 0 | 0 | 0 | 2928383.0701 | 0 | 0 | 0 | 0 | 0 | 0 | 0 | 0 | 0 | 1605498.4628 | 0 | 0 | 0 | 0 | -71099.2004 | 135563.9012 | 0 | 0 | 0 | 0 | 0 | 0 | 0 | 0 | 0 | 0 | 0 | 1372.7136 | 0 | 0
2016-12-31 20:00 | 0 | 0 | 0 | 0 | 0 | 0 | 510252.794 | 432009 | 0 | 0 | 0 | 71488.5639 | 2933765.5866 | 0 | 0 | 0 | 0 | 0 | 0 | 0 | 0 | 0 | 1606590.2117 | 0 | 0 | 0 | 0 | 71488.5639 | 5382.5165 | 0 | 0 | 0 | 0 | 0 | 0 | 0 | 0 | 0 | 0 | 0 | 1372.7136 | 0 | 0
2016-12-31 21:00 | 0 | 0 | 0 | 0 | 0 | 0 | 526963.7276 | 435982 | 0 | 0 | 0 | 142977.1278 | 2951886.0367 | 0 | 0 | 0 | 0 | 0 | 0 | 0 | 0 | 0 | 1607681.9562 | 0 | 0 | 0 | 0 | 71488.5639 | 18120.4501 | 0 | 0 | 0 | 0 | 0 | 0 | 0 | 0 | 0 | 0 | 0 | 1372.7136 | 0 | 0
2016-12-31 22:00 | 0 | 0 | 0 | 0 | 0 | 0 | 450758.5919 | 450070 | 0 | 0 | 0 | 142293.0061 | 2951886.0367 | 0 | 0 | 0 | 0 | 0 | 0 | 0 | 0 | 0 | 1608773.6963 | 0 | 0 | 0 | 0 | -684.1217 | 0 | 0 | 0 | 0 | 0 | 0 | 0 | 0 | 0 | 0 | 0 | 0 | 1372.7136 | 0 | 0
2016-12-31 23:00 | 0 | 0 | 0 | 0 | 0 | 229484.0285 | 160688.2429 | 459604 | 0 | 0 | 0 | 71488.5639 | 2951886.0367 | 0 | 0 | 0 | 0 | 0 | 0 | 0 | 0 | 0 | 1609865.4321 | 0 | 0 | 0 | 0 | -70804.4422 | 0 | 0 | 0 | 0 | 0 | 0 | 0 | 0 | 0 | 0 | 0 | 0 | 1372.7136 | 0 | 0
2017-01-01 | 0 | 0 | 0 | 0 | 0 | 537195.5974 | 1806.0562 | 460100 | 0 | 0 | 0 | 0 | 3100903.5406 | 0 | 0 | 0 | 0 | 0 | 0 | 0 | 0 | 0 | 1610957.1635 | 0 | 0 | 0 | 0 | -71488.5639 | 149017.504 | 0 | 0 | 0 | 0 | 0 | 0 | 0 | 0 | 0 | 0 | 0 | 1372.7136 | 0 | 0